## NPg_BSPs_DFES_2023
Licence area | Voltage level | Scenario name | Output parameter | Bulk Supply Point | 2022 | 2023 | 2024 | 2025 | 2026 | 2027 | 2028 | 2029 | 2030 | 2031 | 2032 | 2033 | 2034 | 2035 | 2036 | 2037 | 2038 | 2039 | 2040 | 2041 | 2042 | 2043 | 2044 | 2045 | 2046 | 2047 | 2048 | 2049 | 2050
NPgN | BSP | NPg Best View | Domestic (MWh) | ANNFIELD | 105092.2 | 104661.502 | 104605.317 | 104589.946 | 104631.901 | 104713.481 | 104888.486 | 105088.699 | 105347.073 | 105698.519 | 105797.487 | 105879.935 | 105953.477 | 105888.605 | 105404.015 | 104909.413 | 104412.657 | 103924.673 | 103444.997 | 102971.02 | 102499.78 | 102025.716 | 101553.146 | 101082.772 | 100614.598 | 100148.42 | 99684.017 | 99221.034 | 98892.977
NPgN | BSP | NPg Best View | Domestic (MWh) | BARRACK ROAD | 50823.221 | 50494.221 | 50388.691 | 50325.944 | 50307.058 | 50327.54 | 50391.314 | 50472.567 | 50585.49 | 50746.261 | 50780.639 | 50796.038 | 50802.181 | 50759.529 | 50560.069 | 50347.906 | 50122.484 | 49902.096 | 49690.898 | 49487.941 | 49289.054 | 49089.562 | 48890.741 | 48692.923 | 48496.189 | 48300.475 | 48105.701 | 47911.469 | 47767.041
NPgN | BSP | NPg Best View | Domestic (MWh) | BLUCHER | 127815.816 | 127142.757 | 127027.793 | 127042.935 | 127179.669 | 127416.274 | 127734.389 | 128083.178 | 128500.753 | 129026.934 | 129219.637 | 129331.047 | 129404.642 | 129276.1 | 128503.224 | 127668.641 | 126776.193 | 125897.92 | 125055.028 | 124242.758 | 123447.945 | 122657.425 | 121869.523 | 121085.342 | 120304.893 | 119527.879 | 118753.973 | 117982.503 | 117414.827
NPgN | BSP | NPg Best View | Domestic (MWh) | BOWESFIELD | 142535.235 | 141670.665 | 141302.31 | 140976.24 | 140727.842 | 140539.289 | 140499.252 | 140502.356 | 140594.491 | 140814.04 | 140710.426 | 140612.851 | 140518.721 | 140303.617 | 139715.557 | 139134.456 | 138569.983 | 138023.912 | 137485.957 | 136955.458 | 136431.429 | 135909.583 | 135389.911 | 134873.065 | 134359.085 | 133847.774 | 133338.903 | 132832.048 | 132446.936
NPgN | BSP | NPg Best View | Domestic (MWh) | CHIRTON GRANGE | 110671.544 | 110380.162 | 110446.993 | 110534.82 | 110688.625 | 110878.564 | 111173.444 | 111500.664 | 111887.398 | 112373.943 | 112606.793 | 112823.216 | 113038.551 | 113122.807 | 112862.03 | 112596.965 | 112341.958 | 112094.689 | 111845.547 | 111596.516 | 111346.504 | 111087.229 | 110829.489 | 110573.862 | 110320.375 | 110068.863 | 109819.136 | 109570.83 | 109434.249
NPgN | BSP | NPg Best View | Domestic (MWh) | COALBURNS | 47067.42 | 46870.842 | 46842.349 | 46825.095 | 46836.689 | 46858.48 | 46925.382 | 47002.858 | 47103.96 | 47243.984 | 47278.422 | 47312.643 | 47344.669 | 47309.583 | 47098.42 | 46884.021 | 46675.534 | 46469.637 | 46261.794 | 46055.265 | 45849.73 | 45642.96 | 45436.597 | 45231.001 | 45026.218 | 44822.148 | 44618.685 | 44415.49 | 44268.37
NPgN | BSP | NPg Best View | Domestic (MWh) | DARLINGTON CENTRAL | 61004.276 | 60609.086 | 60425.937 | 60252.356 | 60118.58 | 60013.496 | 59974.917 | 59959.518 | 59986.765 | 60063.206 | 60008.948 | 59972.409 | 59939.645 | 59856.43 | 59616.461 | 59373.665 | 59147.499 | 58927.897 | 58712.966 | 58493.987 | 58278.36 | 58060.308 | 57842.959 | 57626.582 | 57411.179 | 57196.665 | 56982.942 | 56769.882 | 56610.71
NPgN | BSP | NPg Best View | Domestic (MWh) | DARLINGTON NORTH | 93448.697 | 92884.819 | 92663.353 | 92465.223 | 92317.351 | 92206.276 | 92184.372 | 92192.173 | 92258.156 | 92395.895 | 92341.206 | 92303.244 | 92266.006 | 92081.246 | 91446.062 | 90809.458 | 90189.718 | 89579.831 | 88978.605 | 88377.293 | 87781.105 | 87182.345 | 86585.274 | 85990.627 | 85398.355 | 84808.248 | 84220.083 | 83633.631 | 83196.772
NPgN | BSP | NPg Best View | Domestic (MWh) | DUNSTON | 151979.618 | 150981.323 | 150571.854 | 150257.489 | 150060.861 | 149978.053 | 150054.443 | 150202.068 | 150459.501 | 150879.991 | 150939.924 | 150987.069 | 151024.632 | 151008.092 | 150807.862 | 150588.036 | 150362.13 | 150156.522 | 149962.781 | 149784.034 | 149612.786 | 149440.017 | 149268.503 | 149098.617 | 148930.486 | 148763.99 | 148598.962 | 148434.819 | 148332.012
NPgN | BSP | NPg Best View | Domestic (MWh) | FLATWORTH | 57507.18 | 57422.537 | 57527.275 | 57640.14 | 57789.283 | 57955.841 | 58177.655 | 58415.559 | 58684.979 | 59009.379 | 59190.216 | 59359.419 | 59527.652 | 59674.289 | 59785.307 | 59890.582 | 59999.893 | 60112.181 | 60221.255 | 60328.457 | 60433.097 | 60531.029 | 60629.024 | 60727.152 | 60825.461 | 60923.921 | 61022.481 | 61120.955 | 61230.019
NPgN | BSP | NPg Best View | Domestic (MWh) | GOSFORTH | 111539.987 | 111024.502 | 110943.519 | 110947.289 | 111046.988 | 111222.317 | 111488.127 | 111786.268 | 112148.656 | 112612.858 | 112791.598 | 112920.246 | 113028.113 | 113004.638 | 112579.386 | 112119.551 | 111630.322 | 111150.633 | 110689.114 | 110243.719 | 109807.03 | 109369.43 | 108933.695 | 108500.534 | 108070.004 | 107641.923 | 107216.084 | 106791.986 | 106495.537
NPgN | BSP | NPg Best View | Domestic (MWh) | HARROGATE 132/33KV | 60665.439 | 60293.745 | 60114.228 | 59948.379 | 59814.018 | 59711.239 | 59676.295 | 59660.32 | 59683.694 | 59777.129 | 59746.554 | 59729.99 | 59716.164 | 59639.632 | 59410.839 | 59186.609 | 58984.431 | 58787.901 | 58596.128 | 58406.527 | 58222.943 | 58040.619 | 57858.995 | 57678.326 | 57498.613 | 57319.773 | 57141.712 | 56964.324 | 56840.857
NPgN | BSP | NPg Best View | Domestic (MWh) | HUSTHWAITE | 24684.202 | 24507.3 | 24474.454 | 24446.441 | 24425.661 | 24408.478 | 24418.028 | 24427.2 | 24454.973 | 24498.87 | 24494.358 | 24490.744 | 24488.341 | 24467.354 | 24406.239 | 24348.114 | 24291.6 | 24235.799 | 24178.181 | 24120.101 | 24063.869 | 24006.321 | 23948.664 | 23891.03 | 23833.468 | 23775.94 | 23718.399 | 23660.592 | 23615.335
NPgN | BSP | NPg Best View | Domestic (MWh) | LEEMING BAR_SKEEBY | 112699.522 | 111936.462 | 111600.194 | 111321.74 | 111080.067 | 110881.647 | 110812.894 | 110757.066 | 110799.36 | 110930.307 | 110828.52 | 110748.848 | 110670.384 | 110469.055 | 109911.081 | 109371.604 | 108860.029 | 108355.742 | 107853.357 | 107352.425 | 106860.03 | 106363.556 | 105867.967 | 105374.033 | 104881.863 | 104391.251 | 103901.969 | 103413.305 | 103042.74
NPgN | BSP | NPg Best View | Domestic (MWh) | LINTON | 77658.696 | 77307.935 | 77291.827 | 77293.051 | 77340.898 | 77402.302 | 77537.554 | 77688.467 | 77878.27 | 78133.373 | 78206.407 | 78278.581 | 78346.21 | 78350.072 | 78208.278 | 78059.917 | 77920.217 | 77783.226 | 77639.006 | 77495.265 | 77351.773 | 77205.683 | 77059.376 | 76913.32 | 76767.698 | 76622.387 | 76477.242 | 76331.398 | 76229.169
NPgN | BSP | NPg Best View | Domestic (MWh) | MALTON GRID | 97621.551 | 97318.693 | 97514.535 | 97730.826 | 97990.105 | 98257.819 | 98594.858 | 98914.03 | 99284.636 | 99719.103 | 99949.062 | 100152.786 | 100324.222 | 100418.548 | 100295.654 | 100167.729 | 100036.415 | 99905.953 | 99763.297 | 99618.706 | 99470.409 | 99317.67 | 99163.808 | 99009.611 | 98855.392 | 98700.922 | 98545.947 | 98388.788 | 98297.77
NPgN | BSP | NPg Best View | Domestic (MWh) | MELROSEGATE | 215074.7 | 213215.762 | 212989.934 | 212901.058 | 212890.305 | 212975.511 | 213129.855 | 213328.556 | 213642.509 | 214137.935 | 214123.539 | 213979.409 | 213815.925 | 213459.541 | 212303.612 | 211050.619 | 209706.937 | 208464.341 | 207305.809 | 206197.812 | 205110.016 | 204039.373 | 202970.239 | 201903.835 | 200840.125 | 199778.66 | 198718.945 | 197660.105 | 196850.98
NPgN | BSP | NPg Best View | Domestic (MWh) | NORTH TEES | 137161.767 | 136291.615 | 135870.649 | 135492.688 | 135188.048 | 134944.565 | 134835.243 | 134773.503 | 134789.446 | 134923.448 | 134773.975 | 134629.186 | 134487.231 | 134110.276 | 133015.685 | 131931.678 | 130866.131 | 129820.752 | 128788.407 | 127767.515 | 126755.664 | 125747.92 | 124744.361 | 123746.132 | 122753.144 | 121765.07 | 120781.565 | 119802.299 | 119058.18
NPgN | BSP | NPg Best View | Domestic (MWh) | POTTER HOUSE | 128985.884 | 128328.87 | 128309.419 | 128333.055 | 128409.604 | 128523.348 | 128736.565 | 128974.881 | 129278.785 | 129689.184 | 129802.396 | 129892.888 | 129971.356 | 129903.298 | 129385.847 | 128854.276 | 128317.219 | 127789.81 | 127273.162 | 126762.917 | 126254.991 | 125742.824 | 125232.051 | 124723.387 | 124216.825 | 123712.136 | 123209.062 | 122707.212 | 122349.297
NPgN | BSP | NPg Best View | Domestic (MWh) | RAVENSWORTH | 59113.775 | 58452.821 | 58375.492 | 58305.689 | 58232.831 | 58165.594 | 58126.625 | 58099.341 | 58096.72 | 58132.088 | 58074.787 | 58016.038 | 57955.265 | 57857.813 | 57646.15 | 57432.679 | 57221.042 | 57014.541 | 56810.81 | 56609.572 | 56409.432 | 56208.376 | 56007.747 | 55807.675 | 55608.135 | 55409.027 | 55210.236 | 55011.594 | 54850.431
NPgN | BSP | NPg Best View | Domestic (MWh) | SCARBOROUGH GRID | 121796.953 | 121229.929 | 121097.121 | 121016.82 | 120999.721 | 121045.231 | 121216.364 | 121434.483 | 121719.231 | 122096.555 | 122206.748 | 122314.045 | 122393.982 | 122404.604 | 122195.115 | 121976.083 | 121774.119 | 121574.564 | 121374.804 | 121174.501 | 120976.686 | 120774.055 | 120572.13 | 120371.291 | 120171.597 | 119972.912 | 119775.071 | 119577.712 | 119448.858
NPgN | BSP | NPg Best View | Domestic (MWh) | SEAL SANDS | 42.105 | 41.862 | 41.758 | 41.666 | 41.593 | 41.536 | 41.52 | 41.515 | 41.535 | 41.592 | 41.556 | 41.522 | 41.488 | 41.411 | 41.198 | 40.988 | 40.784 | 40.586 | 40.39 | 40.196 | 40.003 | 39.812 | 39.621 | 39.431 | 39.243 | 39.055 | 38.869 | 38.683 | 38.542
NPgN | BSP | NPg Best View | Domestic (MWh) | SPADEADAM 33KV | 1217.595 | 1210.419 | 1208.233 | 1206.502 | 1205.491 | 1204.925 | 1205.554 | 1206.53 | 1208.169 | 1210.833 | 1210.886 | 1210.929 | 1210.924 | 1209.379 | 1203.669 | 1198.085 | 1192.597 | 1187.155 | 1181.548 | 1175.946 | 1170.367 | 1164.76 | 1159.139 | 1153.518 | 1147.903 | 1142.291 | 1136.679 | 1131.037 | 1126.664
NPgN | BSP | NPg Best View | Domestic (MWh) | SPENNYMOOR 132/66KV | 131669.326 | 131154.319 | 131083.249 | 131065.34 | 131121.323 | 131228.636 | 131455.287 | 131713.172 | 132046.28 | 132496.85 | 132624.37 | 132732.626 | 132829.265 | 132757.771 | 132171.355 | 131572.465 | 130971.873 | 130382.292 | 129803.271 | 129230.632 | 128661.414 | 128088.305 | 127516.852 | 126947.964 | 126381.68 | 125817.746 | 125255.884 | 124695.545 | 124300.456
NPgN | BSP | NPg Best View | Domestic (MWh) | TORONTO | 100233.805 | 99896.361 | 99898.177 | 99941.067 | 100040.409 | 100176.093 | 100400.038 | 100644.712 | 100945.034 | 101335.814 | 101470.193 | 101584.511 | 101687.702 | 101675.153 | 101307.235 | 100928.601 | 100545.47 | 100170.816 | 99802.241 | 99438.58 | 99076.752 | 98711.204 | 98346.236 | 97982.608 | 97620.443 | 97259.538 | 96899.669 | 96540.024 | 96291.858
NPgN | BSP | NPg Best View | Domestic (MWh) | WORMALD GREEN 132/33KV | 47923.551 | 47573.764 | 47446.707 | 47326.692 | 47224.13 | 47141.383 | 47105.886 | 47083.062 | 47088.735 | 47145.763 | 47112.668 | 47090.755 | 47070.957 | 47003.629 | 46822.982 | 46646.403 | 46487.376 | 46332.739 | 46181.225 | 46031.182 | 45885.867 | 45741.474 | 45597.356 | 45453.722 | 45310.584 | 45167.861 | 45025.467 | 44883.197 | 44780.791
NPgY | BSP | NPg Best View | Domestic (MWh) | ATTERCLIFFE | 69543.501 | 69292.535 | 69282.515 | 69305.805 | 69369.499 | 69469.668 | 69623.435 | 69799.114 | 70018.751 | 70294.854 | 70433.872 | 70559.239 | 70680.849 | 70607.752 | 69940.912 | 69268.477 | 68589.644 | 67920.796 | 67261.522 | 66608.352 | 65960.038 | 65310.734 | 64663.223 | 64018.496 | 63376.491 | 62736.945 | 62099.59 | 61464.064 | 61021.393
NPgY | BSP | NPg Best View | Domestic (MWh) | BARUGH 132/66KV | 122423.028 | 121906.094 | 121964.484 | 122051.455 | 122185.422 | 122367.534 | 122661.049 | 122994.167 | 123392.012 | 123888.599 | 124137.499 | 124391.964 | 124642.834 | 124762.481 | 124497.881 | 124241.308 | 123998.043 | 123757.529 | 123514.139 | 123267.342 | 123019.2 | 122763.455 | 122508.477 | 122255.01 | 122003.143 | 121752.646 | 121503.259 | 121254.216 | 121129.526
NPgY | BSP | NPg Best View | Domestic (MWh) | BEESTON ROYDS 132/33KV | 122118.008 | 121604.63 | 121553.863 | 121587.868 | 121723.294 | 121953.648 | 122297.926 | 122687.935 | 123168.582 | 123765.871 | 124038.672 | 124272.48 | 124489.933 | 124626.585 | 124474.651 | 124285.241 | 124072.815 | 123879.551 | 123704.343 | 123539.36 | 123385.374 | 123237.869 | 123090.97 | 122945.227 | 122800.752 | 122657.383 | 122514.93 | 122372.781 | 122317.195
NPgY | BSP | NPg Best View | Domestic (MWh) | BEVERLEY 132/33KV | 138773.315 | 138104.666 | 137925.037 | 137797.512 | 137745.67 | 137739.049 | 137873.864 | 138060.535 | 138325.097 | 138707.171 | 138767.774 | 138824.147 | 138881.349 | 138812.487 | 138373.897 | 137924.439 | 137491.786 | 137079.368 | 136670.445 | 136268.874 | 135874.701 | 135479.548 | 135085.522 | 134693.444 | 134303.485 | 133915.416 | 133528.976 | 133143.143 | 132874.551
NPgY | BSP | NPg Best View | Domestic (MWh) | BINGLEY 132/33KV | 110965.333 | 110456.564 | 110319.476 | 110201.91 | 110147.381 | 110136.173 | 110236.564 | 110383.016 | 110600.189 | 110912.023 | 111004.765 | 111103.93 | 111210.121 | 111131.715 | 110506.682 | 109898.354 | 109312.891 | 108742.805 | 108179.668 | 107626.85 | 107080.305 | 106531.776 | 105985.245 | 105441.756 | 104901.363 | 104363.782 | 103828.706 | 103295.286 | 102943.393
NPgY | BSP | NPg Best View | Domestic (MWh) | BLACKBURN MEADOWS B | 34130.482 | 34011.421 | 34016.737 | 34035.756 | 34074.67 | 34129.954 | 34214.009 | 34309.964 | 34428.178 | 34576.185 | 34653.664 | 34727.203 | 34800.173 | 34803.984 | 34601.779 | 34398.42 | 34194.69 | 33995.03 | 33798.296 | 33603.483 | 33410.434 | 33216.202 | 33022.576 | 32829.901 | 32638.166 | 32447.274 | 32257.129 | 32067.583 | 31945.609
NPgY | BSP | NPg Best View | Domestic (MWh) | BLYTON | 71860.295 | 71688.325 | 71778.485 | 71875.589 | 71992.572 | 72117.907 | 72316.135 | 72529.309 | 72773.265 | 73072.031 | 73198.082 | 73320.089 | 73438.109 | 73477.881 | 73323.852 | 73170.965 | 73031.256 | 72896.496 | 72751.753 | 72609.227 | 72471.03 | 72329.466 | 72186.467 | 72042.931 | 71899.248 | 71755.205 | 71610.568 | 71463.392 | 71376.527
NPgY | BSP | NPg Best View | Domestic (MWh) | BRADFORD | 131820.287 | 131059.496 | 130862.026 | 130686.523 | 130571.141 | 130500.715 | 130550.176 | 130649.606 | 130826.371 | 131107.148 | 131148.748 | 131196.917 | 131252.284 | 131065.556 | 130160.69 | 129274.728 | 128413.185 | 127568.565 | 126733.621 | 125910.665 | 125095.457 | 124278.492 | 123464.443 | 122654.556 | 121848.808 | 121046.844 | 120248.285 | 119452.4 | 118895.08
NPgY | BSP | NPg Best View | Domestic (MWh) | BRAMHAM | 106384.135 | 106022.173 | 105943.928 | 105895.208 | 105885.37 | 105914.627 | 106022.244 | 106158.529 | 106343.897 | 106595.266 | 106671.359 | 106734.376 | 106789.829 | 106379.887 | 104590.272 | 102813.876 | 101049.999 | 99302.633 | 97564.818 | 95837.266 | 94122.066 | 92405.84 | 90691.903 | 88982.912 | 87278.906 | 85579.229 | 83883.23 | 82189.112 | 80942.151
NPgY | BSP | NPg Best View | Domestic (MWh) | BRANSHOLME | 65263.568 | 64810.047 | 64601.652 | 64433.235 | 64314.081 | 64239.092 | 64243.898 | 64270.673 | 64347.939 | 64495.609 | 64495.644 | 64487.046 | 64477.034 | 64449.227 | 64355.325 | 64256.526 | 64154.369 | 64053.522 | 63959.523 | 63870.032 | 63781.796 | 63694.891 | 63608.508 | 63522.798 | 63437.82 | 63353.52 | 63269.825 | 63186.485 | 63124.761
NPgY | BSP | NPg Best View | Domestic (MWh) | BRIGHOUSE 132/33KV | 105986.796 | 105457.333 | 105296.28 | 105169.401 | 105100.954 | 105079.175 | 105165.901 | 105293.775 | 105484.152 | 105768.955 | 105830.527 | 105900.188 | 105972.83 | 105908.889 | 105432.428 | 104965.267 | 104515.921 | 104077.715 | 103648.023 | 103224.833 | 102810.358 | 102396.235 | 101983.638 | 101573.277 | 101165.155 | 100759.069 | 100354.797 | 99951.969 | 99686.302
NPgY | BSP | NPg Best View | Domestic (MWh) | DONCASTER B/THORPE MARSH | 262366.679 | 261574.347 | 261701.862 | 261876.369 | 262172.217 | 262539.903 | 263160.995 | 263895.799 | 264790.159 | 265920.083 | 266497.638 | 267089.974 | 267681.296 | 267982.188 | 267422.473 | 266882.05 | 266390.437 | 265908.702 | 265419.747 | 264922.348 | 264420.505 | 263896.634 | 263373.808 | 262853.745 | 262336.655 | 261822.021 | 261309.266 | 260796.596 | 260563.633
NPgY | BSP | NPg Best View | Domestic (MWh) | DONCASTER CENTRAL | 39560.376 | 39412.315 | 39385.851 | 39370.274 | 39376.183 | 39396.807 | 39458.124 | 39537.189 | 39641.377 | 39782.185 | 39839.346 | 39898.228 | 39957.284 | 39962.572 | 39808.022 | 39656.234 | 39510.773 | 39367.126 | 39223.63 | 39079.899 | 38936.39 | 38790.653 | 38645.387 | 38500.871 | 38357.112 | 38214.033 | 38071.549 | 37929.505 | 37840.098
NPgY | BSP | NPg Best View | Domestic (MWh) | DRIFFIELD/BEVERLEY GROUP | 179152.526 | 178599.146 | 178665.707 | 178763.709 | 178923.182 | 179082.716 | 179384.585 | 179749.291 | 180179.281 | 180719.625 | 180859.03 | 181002.069 | 181146.916 | 181006.404 | 180046.741 | 179071.659 | 178141.136 | 177256.434 | 176366.186 | 175485.259 | 174618.718 | 173746.55 | 172874.347 | 172004.014 | 171135.887 | 170269.435 | 169404.089 | 168537.335 | 167926.716
NPgY | BSP | NPg Best View | Domestic (MWh) | FEATHERSTONE | 104237.95 | 104402.651 | 104899.752 | 105410.593 | 105963.007 | 106548.628 | 107227.138 | 107930.232 | 108688.189 | 109526.64 | 110125.968 | 110724.475 | 111311.948 | 111756.561 | 111810.296 | 111873.123 | 111949.271 | 112021.897 | 112082.288 | 112133.461 | 112177.878 | 112204.775 | 112231.733 | 112259.703 | 112288.917 | 112319.134 | 112350.082 | 112380.365 | 112533.244
NPgY | BSP | NPg Best View | Domestic (MWh) | GIRLINGTON | 90243.117 | 89728.415 | 89573.606 | 89437.492 | 89346.604 | 89290.415 | 89320.351 | 89385.686 | 89505.849 | 89700.226 | 89724.385 | 89752.707 | 89785.615 | 89665.855 | 89093.221 | 88531.748 | 87985.75 | 87450.401 | 86921.105 | 86399.37 | 85882.806 | 85365.759 | 84850.748 | 84338.537 | 83829.094 | 83322.193 | 82817.596 | 82314.938 | 81963.07
NPgY | BSP | NPg Best View | Domestic (MWh) | HALIFAX 132/33KV | 46626.936 | 46341.587 | 46250.011 | 46169.482 | 46109.411 | 46068.084 | 46072.185 | 46092.876 | 46141.063 | 46225.594 | 46222.382 | 46228.462 | 46235.176 | 46169.813 | 45885.238 | 45609.837 | 45343.549 | 45081.367 | 44821.833 | 44563.269 | 44308.028 | 44051.686 | 43795.969 | 43541.277 | 43287.622 | 43034.892 | 42782.965 | 42531.536 | 42352.946
NPgY | BSP | NPg Best View | Domestic (MWh) | HECKMONDWIKE | 86790.79 | 86361.934 | 86272.918 | 86211.517 | 86194.062 | 86209.725 | 86307.644 | 86437.886 | 86614.877 | 86868.833 | 86941.682 | 87014.622 | 87090.689 | 87047.461 | 86646.102 | 86248.275 | 85864.121 | 85490.752 | 85125.878 | 84768.896 | 84420.007 | 84072.444 | 83726.039 | 83381.398 | 83038.518 | 82697.22 | 82357.311 | 82018.465 | 81797.839
NPgY | BSP | NPg Best View | Domestic (MWh) | HOLMFIELD | 148400.349 | 147612.552 | 147300.128 | 147017.73 | 146800.716 | 146637.457 | 146609.052 | 146633.841 | 146739.357 | 146951.867 | 146918.053 | 146902.906 | 146893.663 | 146445.786 | 144686.958 | 142960.332 | 141266.742 | 139594.273 | 137936.711 | 136291.959 | 134661.695 | 133030.757 | 131404.705 | 129785.766 | 128173.79 | 126568.178 | 124968.325 | 123373.36 | 122211.309
NPgY | BSP | NPg Best View | Domestic (MWh) | HULL EAST 132/33KV | 84497.798 | 84016.136 | 83845.131 | 83714.097 | 83636.176 | 83597.573 | 83651.918 | 83736.174 | 83875.367 | 84094.313 | 84120.396 | 84140.081 | 84159.5 | 84121.535 | 83906.284 | 83683.796 | 83465.48 | 83255.524 | 83051.481 | 82853.007 | 82658.104 | 82463.892 | 82270.522 | 82078.359 | 81887.478 | 81697.765 | 81509.087 | 81321.015 | 81189.787
NPgY | BSP | NPg Best View | Domestic (MWh) | HULL SOUTH | 120682.864 | 119847.198 | 119481.131 | 119183.027 | 118968.041 | 118826.893 | 118825.076 | 118861.973 | 118986.853 | 119234.589 | 119222.643 | 119195.688 | 119166.669 | 119060.195 | 118700.202 | 118332.658 | 117961.84 | 117596.037 | 117245.044 | 116903.853 | 116566.312 | 116231.066 | 115897.509 | 115566.089 | 115236.854 | 114909.653 | 114584.305 | 114260.404 | 114019.478
NPgY | BSP | NPg Best View | Domestic (MWh) | HULL WEST | 88210.409 | 87808.193 | 87691.132 | 87602.996 | 87558.729 | 87538.095 | 87602.026 | 87699.008 | 87840.901 | 88051.394 | 88068.859 | 88085.938 | 88104.736 | 87980.943 | 87437.977 | 86890.106 | 86356.612 | 85839.027 | 85325.725 | 84818.596 | 84318.013 | 83817.082 | 83317.778 | 82820.852 | 82326.324 | 81833.986 | 81343.616 | 80854.737 | 80501.349
NPgY | BSP | NPg Best View | Domestic (MWh) | HUMBERSTON | 59997.595 | 59584.74 | 59358.135 | 59150.036 | 58982.035 | 58843.111 | 58767.741 | 58711.07 | 58699.136 | 58741.262 | 58663.014 | 58593.561 | 58527.322 | 58413.449 | 58136.44 | 57863.014 | 57601.337 | 57345.879 | 57095.058 | 56844.878 | 56598.669 | 56351.645 | 56105.566 | 55860.69 | 55617.01 | 55374.441 | 55132.889 | 54892.27 | 54706.44
NPgY | BSP | NPg Best View | Domestic (MWh) | HUNNINGLEY | 57536.696 | 57157.126 | 57258.427 | 57360.557 | 57460.946 | 57569.702 | 57711.829 | 57865.651 | 58041.913 | 58252.139 | 58370.769 | 58493.042 | 58612.23 | 58685.338 | 58624.444 | 58567.222 | 58514.791 | 58461.244 | 58404.169 | 58342.718 | 58277.937 | 58207.614 | 58137.168 | 58066.824 | 57996.599 | 57926.383 | 57856.048 | 57785.249 | 57757.284
NPgY | BSP | NPg Best View | Domestic (MWh) | HUNSHELF | 58439.996 | 58160.481 | 58211.503 | 58282.653 | 58377.006 | 58496.75 | 58663.471 | 58846.4 | 59063.431 | 59327.151 | 59469.626 | 59607.673 | 59741.112 | 59818.831 | 59726.738 | 59634.441 | 59540.263 | 59448.159 | 59353.471 | 59257.076 | 59159.768 | 59059.085 | 58957.928 | 58856.786 | 58755.814 | 58654.866 | 58553.78 | 58451.618 | 58401.117
NPgY | BSP | NPg Best View | Domestic (MWh) | IMMINGHAM | 27315.278 | 27154.625 | 27084.091 | 27019.87 | 26972.074 | 26935.859 | 26928.145 | 26929.575 | 26949.729 | 26996.346 | 26982.566 | 26971.558 | 26962.157 | 26935.251 | 26856.983 | 26780.868 | 26709.664 | 26640.824 | 26571.799 | 26503.186 | 26436.11 | 26368.445 | 26300.915 | 26233.656 | 26166.706 | 26100.029 | 26033.58 | 25967.161 | 25917.685
NPgY | BSP | NPg Best View | Domestic (MWh) | KIRKHAW LANE | 56813.264 | 56851.275 | 57090.004 | 57337.31 | 57606.048 | 57891.858 | 58227.562 | 58577.15 | 58956.331 | 59378.573 | 59668.324 | 59955.328 | 60235.737 | 60448.771 | 60479.609 | 60514.823 | 60556.534 | 60597.354 | 60629.897 | 60657.735 | 60682.802 | 60699.552 | 60715.672 | 60731.748 | 60747.989 | 60764.243 | 60780.341 | 60795.114 | 60864.943
NPgY | BSP | NPg Best View | Domestic (MWh) | KIRKSTALL C 2/5 | 26970.958 | 26841.184 | 26816.99 | 26810.908 | 26826.572 | 26862.659 | 26924.9 | 26997.41 | 27089.616 | 27207.631 | 27255.873 | 27296.924 | 27334.86 | 27356.452 | 27321.133 | 27279.896 | 27234.455 | 27192.489 | 27153.591 | 27116.538 | 27081.326 | 27046.787 | 27012.262 | 26977.889 | 26943.715 | 26909.708 | 26875.828 | 26841.853 | 26824.848
NPgY | BSP | NPg Best View | Domestic (MWh) | KIRKSTALL C/RING ROAD HORSFORTH | 191024.959 | 190151.001 | 190055.026 | 190079.761 | 190244.485 | 190542.718 | 191003.453 | 191530.61 | 192188.306 | 193012.678 | 193372.42 | 193675.106 | 193954.238 | 193960.115 | 193082.045 | 192158.292 | 191205.145 | 190284.899 | 189395.343 | 188524.536 | 187672.553 | 186828.284 | 185985.603 | 185146.166 | 184310.119 | 183477.043 | 182646.475 | 181817.026 | 181265.011
NPgY | BSP | NPg Best View | Domestic (MWh) | LEEDS EAST | 120295.821 | 119823.53 | 119834.445 | 119933.374 | 120136.634 | 120437.199 | 120846.684 | 121300.17 | 121844.936 | 122505.242 | 122832.42 | 123114.23 | 123376.737 | 123582.324 | 123563.493 | 123502.625 | 123413.957 | 123346.52 | 123299.319 | 123263.163 | 123237.863 | 123217.652 | 123197.325 | 123177.433 | 123158.194 | 123139.485 | 123121.138 | 123102.167 | 123146.515
NPgY | BSP | NPg Best View | Domestic (MWh) | LEEDS NORTH | 89328.778 | 88974.212 | 89002.387 | 89095.019 | 89262.957 | 89501.317 | 89815.929 | 90161.682 | 90573.33 | 91067.311 | 91318.522 | 91534.249 | 91734.85 | 91860.682 | 91721.532 | 91553.562 | 91364.821 | 91193.755 | 91039.952 | 90895.698 | 90759.698 | 90625.372 | 90490.801 | 90356.639 | 90223.115 | 90090.111 | 89957.475 | 89824.125 | 89769.148
NPgY | BSP | NPg Best View | Domestic (MWh) | LINDLEY | 127133.016 | 126593.025 | 126468.283 | 126389.031 | 126383.91 | 126432.641 | 126610.537 | 126838.398 | 127137.296 | 127555.541 | 127692.357 | 127829.179 | 127970.754 | 127948.521 | 127434.782 | 126926.361 | 126439.104 | 125968.212 | 125509.287 | 125062.116 | 124627.375 | 124194.543 | 123763.032 | 123333.756 | 122906.771 | 122481.823 | 122058.631 | 121636.489 | 121375.723
NPgY | BSP | NPg Best View | Domestic (MWh) | LOW ROAD | 78004.868 | 77646.784 | 77589.101 | 77579.985 | 77628.134 | 77730.53 | 77900.966 | 78098.883 | 78349.634 | 78668.43 | 78800.399 | 78910.964 | 79012.637 | 79000.22 | 78622.239 | 78228.127 | 77823.329 | 77431.106 | 77050.857 | 76677.891 | 76311.979 | 75948.342 | 75585.307 | 75223.559 | 74863.158 | 74503.934 | 74145.7 | 73787.873 | 73545.207
NPgY | BSP | NPg Best View | Domestic (MWh) | MALLARD WAY | 45163.744 | 44999.397 | 44982.055 | 44976.541 | 44995.454 | 45030.546 | 45112.307 | 45214.595 | 45346.033 | 45520.104 | 45596.214 | 45674.344 | 45752.562 | 45785.363 | 45683.108 | 45583.328 | 45490.752 | 45399.826 | 45308.687 | 45216.774 | 45124.597 | 45029.504 | 44934.816 | 44840.775 | 44747.397 | 44654.614 | 44562.348 | 44470.435 | 44423.057
NPgY | BSP | NPg Best View | Domestic (MWh) | MENSTON | 93602.029 | 93183.356 | 93074.643 | 93004.218 | 92994.079 | 93034.774 | 93162.367 | 93325.428 | 93548.47 | 93850.336 | 93953.761 | 94047.184 | 94138.171 | 94038.582 | 93357.801 | 92676.36 | 91998.898 | 91336.275 | 90683.757 | 90040.501 | 89405.261 | 88771.265 | 88138.801 | 87508.966 | 86881.806 | 86257.038 | 85634.364 | 85012.964 | 84579.766
NPgY | BSP | NPg Best View | Domestic (MWh) | MOSS ROAD | 43563.522 | 43274.442 | 43113.601 | 42966.374 | 42848.408 | 42751.67 | 42700.639 | 42662.839 | 42657.321 | 42691 | 42636.419 | 42587.865 | 42541.313 | 42482.996 | 42374.621 | 42268.072 | 42172.563 | 42082.355 | 41995.744 | 41908.544 | 41824.203 | 41738.467 | 41652.908 | 41567.603 | 41482.557 | 41397.725 | 41313.051 | 41228.449 | 41160.782
NPgY | BSP | NPg Best View | Domestic (MWh) | OSGODBY 1/2 | 0 | 0 | 0 | 0 | 0 | 0 | 0 | 0 | 0 | 0 | 0 | 0 | 0 | 0 | 0 | 0 | 0 | 0 | 0 | 0 | 0 | 0 | 0 | 0 | 0 | 0 | 0 | 0 | 0
NPgY | BSP | NPg Best View | Domestic (MWh) | OSGODBY 3/4 | 64987.855 | 65246.249 | 65747.683 | 66230.376 | 66701.032 | 67165.191 | 67676.893 | 68195.998 | 68739.073 | 69313.165 | 69722.083 | 70108.383 | 70472.61 | 70782.659 | 70988.155 | 71201.784 | 71427.489 | 71643.879 | 71836.051 | 72016.647 | 72193.247 | 72356.875 | 72516.671 | 72673.775 | 72828.87 | 72981.69 | 73131.941 | 73276.354 | 73443.35
NPgY | BSP | NPg Best View | Domestic (MWh) | RODLEY | 139246.984 | 138613.773 | 138453.364 | 138366.778 | 138375.926 | 138472.511 | 138694.143 | 138966.692 | 139330.133 | 139811.835 | 139984.062 | 140129.476 | 140265.095 | 140117.525 | 139091.984 | 138050.102 | 137001.365 | 135975.265 | 134969.832 | 133978.598 | 133000.861 | 132027.378 | 131056.424 | 130089.502 | 129126.592 | 128167.303 | 127211.226 | 126257.629 | 125587.174
NPgY | BSP | NPg Best View | Domestic (MWh) | SAINT ANDREWS ROAD 132/33KV | 137679.025 | 137001.155 | 136782.298 | 136597.187 | 136462.764 | 136367.416 | 136380.543 | 136438.087 | 136554.199 | 136766.176 | 136761.149 | 136758.641 | 136762.312 | 136255.754 | 134227.753 | 132221.615 | 130244.545 | 128291.533 | 126358.718 | 124444.363 | 122548.295 | 120654.187 | 118764.374 | 116881.402 | 115005.06 | 113134.676 | 111269.579 | 109408.923 | 108048.052
NPgY | BSP | NPg Best View | Domestic (MWh) | SALTEND 132/33KV | 62.421 | 62.145 | 62.102 | 62.075 | 62.072 | 62.077 | 62.136 | 62.218 | 62.328 | 62.48 | 62.498 | 62.517 | 62.537 | 62.452 | 62.062 | 61.667 | 61.286 | 60.918 | 60.55 | 60.185 | 59.826 | 59.465 | 59.106 | 58.748 | 58.391 | 58.035 | 57.681 | 57.327 | 57.071
NPgY | BSP | NPg Best View | Domestic (MWh) | SANTON | 61054.21 | 60784.661 | 60719.895 | 60661.417 | 60633.184 | 60623.899 | 60675.981 | 60748.248 | 60857.335 | 61027.03 | 61052.348 | 61081.475 | 61114.407 | 61099.789 | 60967.505 | 60840.108 | 60722.989 | 60610.354 | 60493.408 | 60378.364 | 60266.486 | 60152.805 | 60039.08 | 59925.696 | 59812.794 | 59700.271 | 59588.011 | 59475.315 | 59400.863
NPgY | BSP | NPg Best View | Domestic (MWh) | SCUNTHORPE NORTH | 39686.133 | 39495.84 | 39425.5 | 39360.413 | 39315.287 | 39283.853 | 39291.01 | 39311.836 | 39356.242 | 39438.469 | 39434.482 | 39433.272 | 39434.916 | 39379.684 | 39167.197 | 38958.087 | 38755.678 | 38556.769 | 38357.885 | 38161.128 | 37966.972 | 37772.169 | 37578.017 | 37384.797 | 37192.516 | 37001.093 | 36810.443 | 36620.405 | 36482.621
NPgY | BSP | NPg Best View | Domestic (MWh) | SCUNTHORPE SOUTH | 43852.139 | 43654.42 | 43596.239 | 43542.456 | 43512.686 | 43498.36 | 43529.428 | 43576.111 | 43651.104 | 43772.413 | 43786.762 | 43804.531 | 43825.853 | 43831.557 | 43806.774 | 43783.282 | 43766.739 | 43753.01 | 43737.766 | 43723.833 | 43711.905 | 43698.922 | 43686.199 | 43673.808 | 43661.78 | 43650.087 | 43638.689 | 43627.478 | 43627.331
NPgY | BSP | NPg Best View | Domestic (MWh) | SILSDEN | 132498.193 | 131956.472 | 131888.945 | 131825.449 | 131868.655 | 131954.066 | 132186.463 | 132456.075 | 132826.417 | 133315.528 | 133504.97 | 133697.785 | 133892.895 | 133998.233 | 133869.414 | 133740.744 | 133640.61 | 133555.697 | 133466.526 | 133382.055 | 133297.754 | 133209.047 | 133119.642 | 133030.401 | 132941.673 | 132853.211 | 132764.727 | 132674.357 | 132662.073
NPgY | BSP | NPg Best View | Domestic (MWh) | SOWERBY BRIDGE 132/33KV | 117740.18 | 117119.806 | 116900.925 | 116711.893 | 116584.073 | 116508.863 | 116557.726 | 116651.096 | 116818.341 | 117082.963 | 117110.067 | 117163.905 | 117219.355 | 117128.573 | 116589.088 | 116072.895 | 115581.376 | 115100.044 | 114623.376 | 114147.684 | 113680.457 | 113210.763 | 112742.085 | 112275.318 | 111810.54 | 111347.485 | 110885.863 | 110424.78 | 110112.731
NPgY | BSP | NPg Best View | Domestic (MWh) | STAYGATE | 110022.459 | 109481.191 | 109308.426 | 109159.067 | 109072.455 | 109031.561 | 109101.98 | 109217.944 | 109403.912 | 109684.384 | 109747.61 | 109816.485 | 109891.61 | 109788.406 | 109156.326 | 108537.811 | 107939.647 | 107355.255 | 106778.694 | 106211.809 | 105651.218 | 105089.721 | 104530.712 | 103975.097 | 103422.853 | 102873.725 | 102327.441 | 101783.579 | 101416.406
NPgY | BSP | NPg Best View | Domestic (MWh) | THORNHILL 132KV | 71923.291 | 71675.994 | 71683.83 | 71712.616 | 71777.331 | 71868.908 | 72028.641 | 72213.481 | 72436.598 | 72722.484 | 72854.242 | 72986 | 73118.518 | 73146.826 | 72867.395 | 72591.767 | 72327.592 | 72070.542 | 71817.796 | 71569.377 | 71325.895 | 71081.116 | 70837.127 | 70594.498 | 70353.262 | 70113.26 | 69874.32 | 69636.003 | 69498.234
NPgY | BSP | NPg Best View | Domestic (MWh) | WAKEFIELD MONCKTON ROAD | 66394.009 | 66537.295 | 66902.068 | 67273.331 | 67669.103 | 68083.965 | 68556.171 | 69042.784 | 69563.383 | 70133.999 | 70551.757 | 70968.896 | 71378.368 | 71700.116 | 71784.221 | 71874.354 | 71973.341 | 72069.622 | 72158.323 | 72240.644 | 72317.687 | 72381.67 | 72445.6 | 72510.065 | 72575.228 | 72640.954 | 72707.083 | 72772.704 | 72912.729
NPgY | BSP | NPg Best View | Domestic (MWh) | WAKEFIELD NORTH | 125018.494 | 124956.949 | 125334.384 | 125742.737 | 126207.475 | 126721.052 | 127340.057 | 127991.787 | 128711.532 | 129527.322 | 130065.841 | 130594.457 | 131110.83 | 131408.066 | 131067.911 | 130728.396 | 130397.283 | 130071.078 | 129743.583 | 129413.798 | 129083.532 | 128740.826 | 128399.283 | 128060.154 | 127723.557 | 127389.169 | 127056.639 | 126724.825 | 126596.494
NPgY | BSP | NPg Best View | Domestic (MWh) | WEST MELTON | 185775.123 | 184856.791 | 185084.098 | 185344.46 | 185649.821 | 186007.923 | 186494.138 | 187029.834 | 187659.116 | 188420.745 | 188847.849 | 189271.96 | 189689.108 | 189854.798 | 189279.369 | 188709.258 | 188147.651 | 187594.229 | 187039.324 | 186480.575 | 185919.895 | 185345.793 | 184772.352 | 184200.916 | 183631.546 | 183063.779 | 182497.111 | 181930.213 | 181602.929
NPgY | BSP | NPg Best View | Domestic (MWh) | WHINMOOR | 144032.819 | 143247.819 | 143176.083 | 143184.783 | 143279.884 | 143461.943 | 143752.759 | 144089.051 | 144515.807 | 145057.77 | 145277.985 | 145458.226 | 145622.052 | 145545.324 | 144702.701 | 143830.018 | 142937.864 | 142069.937 | 141224.336 | 140392.78 | 139575.485 | 138763.899 | 137953.625 | 137146.036 | 136341.183 | 135538.69 | 134738.152 | 133938.544 | 133381.339
NPgY | BSP | NPg Best View | Domestic (MWh) | WOLD NEWTON | 79559.353 | 79581.888 | 79942.401 | 80297.588 | 80684.265 | 81065.9 | 81514.238 | 81955.095 | 82430.04 | 82946.285 | 83275.854 | 83596.551 | 83901.159 | 84049.119 | 83792.179 | 83546.122 | 83309.308 | 83072.85 | 82807.057 | 82535.413 | 82264.645 | 81984.786 | 81700.775 | 81414.595 | 81127.122 | 80837.894 | 80546.424 | 80248.117 | 80067.175
NPgY | BSP | NPg Best View | Domestic (MWh) | YARBOROUGH ROAD 132/33KV | 89615.658 | 89016.527 | 88697.779 | 88407.943 | 88179.958 | 87996.66 | 87910.284 | 87851.639 | 87860.879 | 87952.952 | 87856.568 | 87772.168 | 87691.508 | 87587.76 | 87386.2 | 87187.844 | 87008.518 | 86838.216 | 86673.578 | 86507.957 | 86347.53 | 86184.842 | 86022.733 | 85861.374 | 85700.801 | 85540.935 | 85381.674 | 85222.832 | 85097.421
NPgN | BSP | NG FES - Consumer Transformation | Domestic (MWh) | ANNFIELD | 105092.2 | 104661.502 | 104605.317 | 104589.946 | 104631.901 | 104713.481 | 104888.486 | 105088.699 | 105347.073 | 105698.519 | 105797.487 | 105879.935 | 105953.477 | 105888.605 | 105404.015 | 104909.413 | 104412.657 | 103924.673 | 103444.997 | 102971.02 | 102499.78 | 102025.716 | 101553.146 | 101082.772 | 100614.598 | 100148.42 | 99684.017 | 99221.034 | 98892.977
NPgN | BSP | NG FES - Consumer Transformation | Domestic (MWh) | BARRACK ROAD | 50823.221 | 50494.221 | 50388.691 | 50325.944 | 50307.058 | 50327.54 | 50391.314 | 50472.567 | 50585.49 | 50746.261 | 50780.639 | 50796.038 | 50802.181 | 50759.529 | 50560.069 | 50347.906 | 50122.484 | 49902.096 | 49690.898 | 49487.941 | 49289.054 | 49089.562 | 48890.741 | 48692.923 | 48496.189 | 48300.475 | 48105.701 | 47911.469 | 47767.041
NPgN | BSP | NG FES - Consumer Transformation | Domestic (MWh) | BLUCHER | 127815.816 | 127142.757 | 127027.793 | 127042.935 | 127179.669 | 127416.274 | 127734.389 | 128083.178 | 128500.753 | 129026.934 | 129219.637 | 129331.047 | 129404.642 | 129276.1 | 128503.224 | 127668.641 | 126776.193 | 125897.92 | 125055.028 | 124242.758 | 123447.945 | 122657.425 | 121869.523 | 121085.342 | 120304.893 | 119527.879 | 118753.973 | 117982.503 | 117414.827
NPgN | BSP | NG FES - Consumer Transformation | Domestic (MWh) | BOWESFIELD | 142535.235 | 141670.665 | 141302.31 | 140976.24 | 140727.842 | 140539.289 | 140499.252 | 140502.356 | 140594.491 | 140814.04 | 140710.426 | 140612.851 | 140518.721 | 140303.617 | 139715.557 | 139134.456 | 138569.983 | 138023.912 | 137485.957 | 136955.458 | 136431.429 | 135909.583 | 135389.911 | 134873.065 | 134359.085 | 133847.774 | 133338.903 | 132832.048 | 132446.936
NPgN | BSP | NG FES - Consumer Transformation | Domestic (MWh) | CHIRTON GRANGE | 110671.544 | 110380.162 | 110446.993 | 110534.82 | 110688.625 | 110878.564 | 111173.444 | 111500.664 | 111887.398 | 112373.943 | 112606.793 | 112823.216 | 113038.551 | 113122.807 | 112862.03 | 112596.965 | 112341.958 | 112094.689 | 111845.547 | 111596.516 | 111346.504 | 111087.229 | 110829.489 | 110573.862 | 110320.375 | 110068.863 | 109819.136 | 109570.83 | 109434.249
NPgN | BSP | NG FES - Consumer Transformation | Domestic (MWh) | COALBURNS | 47067.42 | 46870.842 | 46842.349 | 46825.095 | 46836.689 | 46858.48 | 46925.382 | 47002.858 | 47103.96 | 47243.984 | 47278.422 | 47312.643 | 47344.669 | 47309.583 | 47098.42 | 46884.021 | 46675.534 | 46469.637 | 46261.794 | 46055.265 | 45849.73 | 45642.96 | 45436.597 | 45231.001 | 45026.218 | 44822.148 | 44618.685 | 44415.49 | 44268.37
NPgN | BSP | NG FES - Consumer Transformation | Domestic (MWh) | DARLINGTON CENTRAL | 61004.276 | 60609.086 | 60425.937 | 60252.356 | 60118.58 | 60013.496 | 59974.917 | 59959.518 | 59986.765 | 60063.206 | 60008.948 | 59972.409 | 59939.645 | 59856.43 | 59616.461 | 59373.665 | 59147.499 | 58927.897 | 58712.966 | 58493.987 | 58278.36 | 58060.308 | 57842.959 | 57626.582 | 57411.179 | 57196.665 | 56982.942 | 56769.882 | 56610.71
NPgN | BSP | NG FES - Consumer Transformation | Domestic (MWh) | DARLINGTON NORTH | 93448.697 | 92884.819 | 92663.353 | 92465.223 | 92317.351 | 92206.276 | 92184.372 | 92192.173 | 92258.156 | 92395.895 | 92341.206 | 92303.244 | 92266.006 | 92081.246 | 91446.062 | 90809.458 | 90189.718 | 89579.831 | 88978.605 | 88377.293 | 87781.105 | 87182.345 | 86585.274 | 85990.627 | 85398.355 | 84808.248 | 84220.083 | 83633.631 | 83196.772
NPgN | BSP | NG FES - Consumer Transformation | Domestic (MWh) | DUNSTON | 151979.618 | 150981.323 | 150571.854 | 150257.489 | 150060.861 | 149978.053 | 150054.443 | 150202.068 | 150459.501 | 150879.991 | 150939.924 | 150987.069 | 151024.632 | 151008.092 | 150807.862 | 150588.036 | 150362.13 | 150156.522 | 149962.781 | 149784.034 | 149612.786 | 149440.017 | 149268.503 | 149098.617 | 148930.486 | 148763.99 | 148598.962 | 148434.819 | 148332.012
NPgN | BSP | NG FES - Consumer Transformation | Domestic (MWh) | FLATWORTH | 57507.18 | 57422.537 | 57527.275 | 57640.14 | 57789.283 | 57955.841 | 58177.655 | 58415.559 | 58684.979 | 59009.379 | 59190.216 | 59359.419 | 59527.652 | 59674.289 | 59785.307 | 59890.582 | 59999.893 | 60112.181 | 60221.255 | 60328.457 | 60433.097 | 60531.029 | 60629.024 | 60727.152 | 60825.461 | 60923.921 | 61022.481 | 61120.955 | 61230.019
NPgN | BSP | NG FES - Consumer Transformation | Domestic (MWh) | GOSFORTH | 111539.987 | 111024.502 | 110943.519 | 110947.289 | 111046.988 | 111222.317 | 111488.127 | 111786.268 | 112148.656 | 112612.858 | 112791.598 | 112920.246 | 113028.113 | 113004.638 | 112579.386 | 112119.551 | 111630.322 | 111150.633 | 110689.114 | 110243.719 | 109807.03 | 109369.43 | 108933.695 | 108500.534 | 108070.004 | 107641.923 | 107216.084 | 106791.986 | 106495.537
NPgN | BSP | NG FES - Consumer Transformation | Domestic (MWh) | HARROGATE 132/33KV | 60665.439 | 60293.745 | 60114.228 | 59948.379 | 59814.018 | 59711.239 | 59676.295 | 59660.32 | 59683.694 | 59777.129 | 59746.554 | 59729.99 | 59716.164 | 59639.632 | 59410.839 | 59186.609 | 58984.431 | 58787.901 | 58596.128 | 58406.527 | 58222.943 | 58040.619 | 57858.995 | 57678.326 | 57498.613 | 57319.773 | 57141.712 | 56964.324 | 56840.857
NPgN | BSP | NG FES - Consumer Transformation | Domestic (MWh) | HUSTHWAITE | 24684.202 | 24507.3 | 24474.454 | 24446.441 | 24425.661 | 24408.478 | 24418.028 | 24427.2 | 24454.973 | 24498.87 | 24494.358 | 24490.744 | 24488.341 | 24467.354 | 24406.239 | 24348.114 | 24291.6 | 24235.799 | 24178.181 | 24120.101 | 24063.869 | 24006.321 | 23948.664 | 23891.03 | 23833.468 | 23775.94 | 23718.399 | 23660.592 | 23615.335
NPgN | BSP | NG FES - Consumer Transformation | Domestic (MWh) | LEEMING BAR_SKEEBY | 112699.522 | 111936.462 | 111600.194 | 111321.74 | 111080.067 | 110881.647 | 110812.894 | 110757.066 | 110799.36 | 110930.307 | 110828.52 | 110748.848 | 110670.384 | 110469.055 | 109911.081 | 109371.604 | 108860.029 | 108355.742 | 107853.357 | 107352.425 | 106860.03 | 106363.556 | 105867.967 | 105374.033 | 104881.863 | 104391.251 | 103901.969 | 103413.305 | 103042.74
NPgN | BSP | NG FES - Consumer Transformation | Domestic (MWh) | LINTON | 77658.696 | 77307.935 | 77291.827 | 77293.051 | 77340.898 | 77402.302 | 77537.554 | 77688.467 | 77878.27 | 78133.373 | 78206.407 | 78278.581 | 78346.21 | 78350.072 | 78208.278 | 78059.917 | 77920.217 | 77783.226 | 77639.006 | 77495.265 | 77351.773 | 77205.683 | 77059.376 | 76913.32 | 76767.698 | 76622.387 | 76477.242 | 76331.398 | 76229.169
NPgN | BSP | NG FES - Consumer Transformation | Domestic (MWh) | MALTON GRID | 97621.551 | 97318.693 | 97514.535 | 97730.826 | 97990.105 | 98257.819 | 98594.858 | 98914.03 | 99284.636 | 99719.103 | 99949.062 | 100152.786 | 100324.222 | 100418.548 | 100295.654 | 100167.729 | 100036.415 | 99905.953 | 99763.297 | 99618.706 | 99470.409 | 99317.67 | 99163.808 | 99009.611 | 98855.392 | 98700.922 | 98545.947 | 98388.788 | 98297.77
NPgN | BSP | NG FES - Consumer Transformation | Domestic (MWh) | MELROSEGATE | 215074.7 | 213215.762 | 212989.934 | 212901.058 | 212890.305 | 212975.511 | 213129.855 | 213328.556 | 213642.509 | 214137.935 | 214123.539 | 213979.409 | 213815.925 | 213459.541 | 212303.612 | 211050.619 | 209706.937 | 208464.341 | 207305.809 | 206197.812 | 205110.016 | 204039.373 | 202970.239 | 201903.835 | 200840.125 | 199778.66 | 198718.945 | 197660.105 | 196850.98
NPgN | BSP | NG FES - Consumer Transformation | Domestic (MWh) | NORTH TEES | 137161.767 | 136291.615 | 135870.649 | 135492.688 | 135188.048 | 134944.565 | 134835.243 | 134773.503 | 134789.446 | 134923.448 | 134773.975 | 134629.186 | 134487.231 | 134110.276 | 133015.685 | 131931.678 | 130866.131 | 129820.752 | 128788.407 | 127767.515 | 126755.664 | 125747.92 | 124744.361 | 123746.132 | 122753.144 | 121765.07 | 120781.565 | 119802.299 | 119058.18
NPgN | BSP | NG FES - Consumer Transformation | Domestic (MWh) | POTTER HOUSE | 128985.884 | 128328.87 | 128309.419 | 128333.055 | 128409.604 | 128523.348 | 128736.565 | 128974.881 | 129278.785 | 129689.184 | 129802.396 | 129892.888 | 129971.356 | 129903.298 | 129385.847 | 128854.276 | 128317.219 | 127789.81 | 127273.162 | 126762.917 | 126254.991 | 125742.824 | 125232.051 | 124723.387 | 124216.825 | 123712.136 | 123209.062 | 122707.212 | 122349.297
NPgN | BSP | NG FES - Consumer Transformation | Domestic (MWh) | RAVENSWORTH | 59113.775 | 58452.821 | 58375.492 | 58305.689 | 58232.831 | 58165.594 | 58126.625 | 58099.341 | 58096.72 | 58132.088 | 58074.787 | 58016.038 | 57955.265 | 57857.813 | 57646.15 | 57432.679 | 57221.042 | 57014.541 | 56810.81 | 56609.572 | 56409.432 | 56208.376 | 56007.747 | 55807.675 | 55608.135 | 55409.027 | 55210.236 | 55011.594 | 54850.431
NPgN | BSP | NG FES - Consumer Transformation | Domestic (MWh) | SCARBOROUGH GRID | 121796.953 | 121229.929 | 121097.121 | 121016.82 | 120999.721 | 121045.231 | 121216.364 | 121434.483 | 121719.231 | 122096.555 | 122206.748 | 122314.045 | 122393.982 | 122404.604 | 122195.115 | 121976.083 | 121774.119 | 121574.564 | 121374.804 | 121174.501 | 120976.686 | 120774.055 | 120572.13 | 120371.291 | 120171.597 | 119972.912 | 119775.071 | 119577.712 | 119448.858
NPgN | BSP | NG FES - Consumer Transformation | Domestic (MWh) | SEAL SANDS | 42.105 | 41.862 | 41.758 | 41.666 | 41.593 | 41.536 | 41.52 | 41.515 | 41.535 | 41.592 | 41.556 | 41.522 | 41.488 | 41.411 | 41.198 | 40.988 | 40.784 | 40.586 | 40.39 | 40.196 | 40.003 | 39.812 | 39.621 | 39.431 | 39.243 | 39.055 | 38.869 | 38.683 | 38.542
NPgN | BSP | NG FES - Consumer Transformation | Domestic (MWh) | SPADEADAM 33KV | 1217.595 | 1210.419 | 1208.233 | 1206.502 | 1205.491 | 1204.925 | 1205.554 | 1206.53 | 1208.169 | 1210.833 | 1210.886 | 1210.929 | 1210.924 | 1209.379 | 1203.669 | 1198.085 | 1192.597 | 1187.155 | 1181.548 | 1175.946 | 1170.367 | 1164.76 | 1159.139 | 1153.518 | 1147.903 | 1142.291 | 1136.679 | 1131.037 | 1126.664
NPgN | BSP | NG FES - Consumer Transformation | Domestic (MWh) | SPENNYMOOR 132/66KV | 131669.326 | 131154.319 | 131083.249 | 131065.34 | 131121.323 | 131228.636 | 131455.287 | 131713.172 | 132046.28 | 132496.85 | 132624.37 | 132732.626 | 132829.265 | 132757.771 | 132171.355 | 131572.465 | 130971.873 | 130382.292 | 129803.271 | 129230.632 | 128661.414 | 128088.305 | 127516.852 | 126947.964 | 126381.68 | 125817.746 | 125255.884 | 124695.545 | 124300.456
NPgN | BSP | NG FES - Consumer Transformation | Domestic (MWh) | TORONTO | 100233.805 | 99896.361 | 99898.177 | 99941.067 | 100040.409 | 100176.093 | 100400.038 | 100644.712 | 100945.034 | 101335.814 | 101470.193 | 101584.511 | 101687.702 | 101675.153 | 101307.235 | 100928.601 | 100545.47 | 100170.816 | 99802.241 | 99438.58 | 99076.752 | 98711.204 | 98346.236 | 97982.608 | 97620.443 | 97259.538 | 96899.669 | 96540.024 | 96291.858
NPgN | BSP | NG FES - Consumer Transformation | Domestic (MWh) | WORMALD GREEN 132/33KV | 47923.551 | 47573.764 | 47446.707 | 47326.692 | 47224.13 | 47141.383 | 47105.886 | 47083.062 | 47088.735 | 47145.763 | 47112.668 | 47090.755 | 47070.957 | 47003.629 | 46822.982 | 46646.403 | 46487.376 | 46332.739 | 46181.225 | 46031.182 | 45885.867 | 45741.474 | 45597.356 | 45453.722 | 45310.584 | 45167.861 | 45025.467 | 44883.197 | 44780.791
NPgY | BSP | NG FES - Consumer Transformation | Domestic (MWh) | ATTERCLIFFE | 69543.501 | 69292.535 | 69282.515 | 69305.805 | 69369.499 | 69469.668 | 69623.435 | 69799.114 | 70018.751 | 70294.854 | 70433.872 | 70559.239 | 70680.849 | 70607.752 | 69940.912 | 69268.477 | 68589.644 | 67920.796 | 67261.522 | 66608.352 | 65960.038 | 65310.734 | 64663.223 | 64018.496 | 63376.491 | 62736.945 | 62099.59 | 61464.064 | 61021.393
NPgY | BSP | NG FES - Consumer Transformation | Domestic (MWh) | BARUGH 132/66KV | 122423.028 | 121906.094 | 121964.484 | 122051.455 | 122185.422 | 122367.534 | 122661.049 | 122994.167 | 123392.012 | 123888.599 | 124137.499 | 124391.964 | 124642.834 | 124762.481 | 124497.881 | 124241.308 | 123998.043 | 123757.529 | 123514.139 | 123267.342 | 123019.2 | 122763.455 | 122508.477 | 122255.01 | 122003.143 | 121752.646 | 121503.259 | 121254.216 | 121129.526
NPgY | BSP | NG FES - Consumer Transformation | Domestic (MWh) | BEESTON ROYDS 132/33KV | 122118.008 | 121604.63 | 121553.863 | 121587.868 | 121723.294 | 121953.648 | 122297.926 | 122687.935 | 123168.582 | 123765.871 | 124038.672 | 124272.48 | 124489.933 | 124626.585 | 124474.651 | 124285.241 | 124072.815 | 123879.551 | 123704.343 | 123539.36 | 123385.374 | 123237.869 | 123090.97 | 122945.227 | 122800.752 | 122657.383 | 122514.93 | 122372.781 | 122317.195
NPgY | BSP | NG FES - Consumer Transformation | Domestic (MWh) | BEVERLEY 132/33KV | 138773.315 | 138104.666 | 137925.037 | 137797.512 | 137745.67 | 137739.049 | 137873.864 | 138060.535 | 138325.097 | 138707.171 | 138767.774 | 138824.147 | 138881.349 | 138812.487 | 138373.897 | 137924.439 | 137491.786 | 137079.368 | 136670.445 | 136268.874 | 135874.701 | 135479.548 | 135085.522 | 134693.444 | 134303.485 | 133915.416 | 133528.976 | 133143.143 | 132874.551
NPgY | BSP | NG FES - Consumer Transformation | Domestic (MWh) | BINGLEY 132/33KV | 110965.333 | 110456.564 | 110319.476 | 110201.91 | 110147.381 | 110136.173 | 110236.564 | 110383.016 | 110600.189 | 110912.023 | 111004.765 | 111103.93 | 111210.121 | 111131.715 | 110506.682 | 109898.354 | 109312.891 | 108742.805 | 108179.668 | 107626.85 | 107080.305 | 106531.776 | 105985.245 | 105441.756 | 104901.363 | 104363.782 | 103828.706 | 103295.286 | 102943.393
NPgY | BSP | NG FES - Consumer Transformation | Domestic (MWh) | BLACKBURN MEADOWS B | 34130.482 | 34011.421 | 34016.737 | 34035.756 | 34074.67 | 34129.954 | 34214.009 | 34309.964 | 34428.178 | 34576.185 | 34653.664 | 34727.203 | 34800.173 | 34803.984 | 34601.779 | 34398.42 | 34194.69 | 33995.03 | 33798.296 | 33603.483 | 33410.434 | 33216.202 | 33022.576 | 32829.901 | 32638.166 | 32447.274 | 32257.129 | 32067.583 | 31945.609
NPgY | BSP | NG FES - Consumer Transformation | Domestic (MWh) | BLYTON | 71860.295 | 71688.325 | 71778.485 | 71875.589 | 71992.572 | 72117.907 | 72316.135 | 72529.309 | 72773.265 | 73072.031 | 73198.082 | 73320.089 | 73438.109 | 73477.881 | 73323.852 | 73170.965 | 73031.256 | 72896.496 | 72751.753 | 72609.227 | 72471.03 | 72329.466 | 72186.467 | 72042.931 | 71899.248 | 71755.205 | 71610.568 | 71463.392 | 71376.527
NPgY | BSP | NG FES - Consumer Transformation | Domestic (MWh) | BRADFORD | 131820.287 | 131059.496 | 130862.026 | 130686.523 | 130571.141 | 130500.715 | 130550.176 | 130649.606 | 130826.371 | 131107.148 | 131148.748 | 131196.917 | 131252.284 | 131065.556 | 130160.69 | 129274.728 | 128413.185 | 127568.565 | 126733.621 | 125910.665 | 125095.457 | 124278.492 | 123464.443 | 122654.556 | 121848.808 | 121046.844 | 120248.285 | 119452.4 | 118895.08
NPgY | BSP | NG FES - Consumer Transformation | Domestic (MWh) | BRAMHAM | 106384.135 | 106022.173 | 105943.928 | 105895.208 | 105885.37 | 105914.627 | 106022.244 | 106158.529 | 106343.897 | 106595.266 | 106671.359 | 106734.376 | 106789.829 | 106379.887 | 104590.272 | 102813.876 | 101049.999 | 99302.633 | 97564.818 | 95837.266 | 94122.066 | 92405.84 | 90691.903 | 88982.912 | 87278.906 | 85579.229 | 83883.23 | 82189.112 | 80942.151
NPgY | BSP | NG FES - Consumer Transformation | Domestic (MWh) | BRANSHOLME | 65263.568 | 64810.047 | 64601.652 | 64433.235 | 64314.081 | 64239.092 | 64243.898 | 64270.673 | 64347.939 | 64495.609 | 64495.644 | 64487.046 | 64477.034 | 64449.227 | 64355.325 | 64256.526 | 64154.369 | 64053.522 | 63959.523 | 63870.032 | 63781.796 | 63694.891 | 63608.508 | 63522.798 | 63437.82 | 63353.52 | 63269.825 | 63186.485 | 63124.761
NPgY | BSP | NG FES - Consumer Transformation | Domestic (MWh) | BRIGHOUSE 132/33KV | 105986.796 | 105457.333 | 105296.28 | 105169.401 | 105100.954 | 105079.175 | 105165.901 | 105293.775 | 105484.152 | 105768.955 | 105830.527 | 105900.188 | 105972.83 | 105908.889 | 105432.428 | 104965.267 | 104515.921 | 104077.715 | 103648.023 | 103224.833 | 102810.358 | 102396.235 | 101983.638 | 101573.277 | 101165.155 | 100759.069 | 100354.797 | 99951.969 | 99686.302
NPgY | BSP | NG FES - Consumer Transformation | Domestic (MWh) | DONCASTER B/THORPE MARSH | 262366.679 | 261574.347 | 261701.862 | 261876.369 | 262172.217 | 262539.903 | 263160.995 | 263895.799 | 264790.159 | 265920.083 | 266497.638 | 267089.974 | 267681.296 | 267982.188 | 267422.473 | 266882.05 | 266390.437 | 265908.702 | 265419.747 | 264922.348 | 264420.505 | 263896.634 | 263373.808 | 262853.745 | 262336.655 | 261822.021 | 261309.266 | 260796.596 | 260563.633
NPgY | BSP | NG FES - Consumer Transformation | Domestic (MWh) | DONCASTER CENTRAL | 39560.376 | 39412.315 | 39385.851 | 39370.274 | 39376.183 | 39396.807 | 39458.124 | 39537.189 | 39641.377 | 39782.185 | 39839.346 | 39898.228 | 39957.284 | 39962.572 | 39808.022 | 39656.234 | 39510.773 | 39367.126 | 39223.63 | 39079.899 | 38936.39 | 38790.653 | 38645.387 | 38500.871 | 38357.112 | 38214.033 | 38071.549 | 37929.505 | 37840.098
NPgY | BSP | NG FES - Consumer Transformation | Domestic (MWh) | DRIFFIELD/BEVERLEY GROUP | 179152.526 | 178599.146 | 178665.707 | 178763.709 | 178923.182 | 179082.716 | 179384.585 | 179749.291 | 180179.281 | 180719.625 | 180859.03 | 181002.069 | 181146.916 | 181006.404 | 180046.741 | 179071.659 | 178141.136 | 177256.434 | 176366.186 | 175485.259 | 174618.718 | 173746.55 | 172874.347 | 172004.014 | 171135.887 | 170269.435 | 169404.089 | 168537.335 | 167926.716
NPgY | BSP | NG FES - Consumer Transformation | Domestic (MWh) | FEATHERSTONE | 104237.95 | 104402.651 | 104899.752 | 105410.593 | 105963.007 | 106548.628 | 107227.138 | 107930.232 | 108688.189 | 109526.64 | 110125.968 | 110724.475 | 111311.948 | 111756.561 | 111810.296 | 111873.123 | 111949.271 | 112021.897 | 112082.288 | 112133.461 | 112177.878 | 112204.775 | 112231.733 | 112259.703 | 112288.917 | 112319.134 | 112350.082 | 112380.365 | 112533.244
NPgY | BSP | NG FES - Consumer Transformation | Domestic (MWh) | GIRLINGTON | 90243.117 | 89728.415 | 89573.606 | 89437.492 | 89346.604 | 89290.415 | 89320.351 | 89385.686 | 89505.849 | 89700.226 | 89724.385 | 89752.707 | 89785.615 | 89665.855 | 89093.221 | 88531.748 | 87985.75 | 87450.401 | 86921.105 | 86399.37 | 85882.806 | 85365.759 | 84850.748 | 84338.537 | 83829.094 | 83322.193 | 82817.596 | 82314.938 | 81963.07
NPgY | BSP | NG FES - Consumer Transformation | Domestic (MWh) | HALIFAX 132/33KV | 46626.936 | 46341.587 | 46250.011 | 46169.482 | 46109.411 | 46068.084 | 46072.185 | 46092.876 | 46141.063 | 46225.594 | 46222.382 | 46228.462 | 46235.176 | 46169.813 | 45885.238 | 45609.837 | 45343.549 | 45081.367 | 44821.833 | 44563.269 | 44308.028 | 44051.686 | 43795.969 | 43541.277 | 43287.622 | 43034.892 | 42782.965 | 42531.536 | 42352.946
NPgY | BSP | NG FES - Consumer Transformation | Domestic (MWh) | HECKMONDWIKE | 86790.79 | 86361.934 | 86272.918 | 86211.517 | 86194.062 | 86209.725 | 86307.644 | 86437.886 | 86614.877 | 86868.833 | 86941.682 | 87014.622 | 87090.689 | 87047.461 | 86646.102 | 86248.275 | 85864.121 | 85490.752 | 85125.878 | 84768.896 | 84420.007 | 84072.444 | 83726.039 | 83381.398 | 83038.518 | 82697.22 | 82357.311 | 82018.465 | 81797.839
NPgY | BSP | NG FES - Consumer Transformation | Domestic (MWh) | HOLMFIELD | 148400.349 | 147612.552 | 147300.128 | 147017.73 | 146800.716 | 146637.457 | 146609.052 | 146633.841 | 146739.357 | 146951.867 | 146918.053 | 146902.906 | 146893.663 | 146445.786 | 144686.958 | 142960.332 | 141266.742 | 139594.273 | 137936.711 | 136291.959 | 134661.695 | 133030.757 | 131404.705 | 129785.766 | 128173.79 | 126568.178 | 124968.325 | 123373.36 | 122211.309
NPgY | BSP | NG FES - Consumer Transformation | Domestic (MWh) | HULL EAST 132/33KV | 84497.798 | 84016.136 | 83845.131 | 83714.097 | 83636.176 | 83597.573 | 83651.918 | 83736.174 | 83875.367 | 84094.313 | 84120.396 | 84140.081 | 84159.5 | 84121.535 | 83906.284 | 83683.796 | 83465.48 | 83255.524 | 83051.481 | 82853.007 | 82658.104 | 82463.892 | 82270.522 | 82078.359 | 81887.478 | 81697.765 | 81509.087 | 81321.015 | 81189.787
NPgY | BSP | NG FES - Consumer Transformation | Domestic (MWh) | HULL SOUTH | 120682.864 | 119847.198 | 119481.131 | 119183.027 | 118968.041 | 118826.893 | 118825.076 | 118861.973 | 118986.853 | 119234.589 | 119222.643 | 119195.688 | 119166.669 | 119060.195 | 118700.202 | 118332.658 | 117961.84 | 117596.037 | 117245.044 | 116903.853 | 116566.312 | 116231.066 | 115897.509 | 115566.089 | 115236.854 | 114909.653 | 114584.305 | 114260.404 | 114019.478
NPgY | BSP | NG FES - Consumer Transformation | Domestic (MWh) | HULL WEST | 88210.409 | 87808.193 | 87691.132 | 87602.996 | 87558.729 | 87538.095 | 87602.026 | 87699.008 | 87840.901 | 88051.394 | 88068.859 | 88085.938 | 88104.736 | 87980.943 | 87437.977 | 86890.106 | 86356.612 | 85839.027 | 85325.725 | 84818.596 | 84318.013 | 83817.082 | 83317.778 | 82820.852 | 82326.324 | 81833.986 | 81343.616 | 80854.737 | 80501.349
NPgY | BSP | NG FES - Consumer Transformation | Domestic (MWh) | HUMBERSTON | 59997.595 | 59584.74 | 59358.135 | 59150.036 | 58982.035 | 58843.111 | 58767.741 | 58711.07 | 58699.136 | 58741.262 | 58663.014 | 58593.561 | 58527.322 | 58413.449 | 58136.44 | 57863.014 | 57601.337 | 57345.879 | 57095.058 | 56844.878 | 56598.669 | 56351.645 | 56105.566 | 55860.69 | 55617.01 | 55374.441 | 55132.889 | 54892.27 | 54706.44
NPgY | BSP | NG FES - Consumer Transformation | Domestic (MWh) | HUNNINGLEY | 57536.696 | 57157.126 | 57258.427 | 57360.557 | 57460.946 | 57569.702 | 57711.829 | 57865.651 | 58041.913 | 58252.139 | 58370.769 | 58493.042 | 58612.23 | 58685.338 | 58624.444 | 58567.222 | 58514.791 | 58461.244 | 58404.169 | 58342.718 | 58277.937 | 58207.614 | 58137.168 | 58066.824 | 57996.599 | 57926.383 | 57856.048 | 57785.249 | 57757.284
NPgY | BSP | NG FES - Consumer Transformation | Domestic (MWh) | HUNSHELF | 58439.996 | 58160.481 | 58211.503 | 58282.653 | 58377.006 | 58496.75 | 58663.471 | 58846.4 | 59063.431 | 59327.151 | 59469.626 | 59607.673 | 59741.112 | 59818.831 | 59726.738 | 59634.441 | 59540.263 | 59448.159 | 59353.471 | 59257.076 | 59159.768 | 59059.085 | 58957.928 | 58856.786 | 58755.814 | 58654.866 | 58553.78 | 58451.618 | 58401.117
NPgY | BSP | NG FES - Consumer Transformation | Domestic (MWh) | IMMINGHAM | 27315.278 | 27154.625 | 27084.091 | 27019.87 | 26972.074 | 26935.859 | 26928.145 | 26929.575 | 26949.729 | 26996.346 | 26982.566 | 26971.558 | 26962.157 | 26935.251 | 26856.983 | 26780.868 | 26709.664 | 26640.824 | 26571.799 | 26503.186 | 26436.11 | 26368.445 | 26300.915 | 26233.656 | 26166.706 | 26100.029 | 26033.58 | 25967.161 | 25917.685
NPgY | BSP | NG FES - Consumer Transformation | Domestic (MWh) | KIRKHAW LANE | 56813.264 | 56851.275 | 57090.004 | 57337.31 | 57606.048 | 57891.858 | 58227.562 | 58577.15 | 58956.331 | 59378.573 | 59668.324 | 59955.328 | 60235.737 | 60448.771 | 60479.609 | 60514.823 | 60556.534 | 60597.354 | 60629.897 | 60657.735 | 60682.802 | 60699.552 | 60715.672 | 60731.748 | 60747.989 | 60764.243 | 60780.341 | 60795.114 | 60864.943
NPgY | BSP | NG FES - Consumer Transformation | Domestic (MWh) | KIRKSTALL C 2/5 | 26970.958 | 26841.184 | 26816.99 | 26810.908 | 26826.572 | 26862.659 | 26924.9 | 26997.41 | 27089.616 | 27207.631 | 27255.873 | 27296.924 | 27334.86 | 27356.452 | 27321.133 | 27279.896 | 27234.455 | 27192.489 | 27153.591 | 27116.538 | 27081.326 | 27046.787 | 27012.262 | 26977.889 | 26943.715 | 26909.708 | 26875.828 | 26841.853 | 26824.848
NPgY | BSP | NG FES - Consumer Transformation | Domestic (MWh) | KIRKSTALL C/RING ROAD HORSFORTH | 191024.959 | 190151.001 | 190055.026 | 190079.761 | 190244.485 | 190542.718 | 191003.453 | 191530.61 | 192188.306 | 193012.678 | 193372.42 | 193675.106 | 193954.238 | 193960.115 | 193082.045 | 192158.292 | 191205.145 | 190284.899 | 189395.343 | 188524.536 | 187672.553 | 186828.284 | 185985.603 | 185146.166 | 184310.119 | 183477.043 | 182646.475 | 181817.026 | 181265.011
NPgY | BSP | NG FES - Consumer Transformation | Domestic (MWh) | LEEDS EAST | 120295.821 | 119823.53 | 119834.445 | 119933.374 | 120136.634 | 120437.199 | 120846.684 | 121300.17 | 121844.936 | 122505.242 | 122832.42 | 123114.23 | 123376.737 | 123582.324 | 123563.493 | 123502.625 | 123413.957 | 123346.52 | 123299.319 | 123263.163 | 123237.863 | 123217.652 | 123197.325 | 123177.433 | 123158.194 | 123139.485 | 123121.138 | 123102.167 | 123146.515
NPgY | BSP | NG FES - Consumer Transformation | Domestic (MWh) | LEEDS NORTH | 89328.778 | 88974.212 | 89002.387 | 89095.019 | 89262.957 | 89501.317 | 89815.929 | 90161.682 | 90573.33 | 91067.311 | 91318.522 | 91534.249 | 91734.85 | 91860.682 | 91721.532 | 91553.562 | 91364.821 | 91193.755 | 91039.952 | 90895.698 | 90759.698 | 90625.372 | 90490.801 | 90356.639 | 90223.115 | 90090.111 | 89957.475 | 89824.125 | 89769.148
NPgY | BSP | NG FES - Consumer Transformation | Domestic (MWh) | LINDLEY | 127133.016 | 126593.025 | 126468.283 | 126389.031 | 126383.91 | 126432.641 | 126610.537 | 126838.398 | 127137.296 | 127555.541 | 127692.357 | 127829.179 | 127970.754 | 127948.521 | 127434.782 | 126926.361 | 126439.104 | 125968.212 | 125509.287 | 125062.116 | 124627.375 | 124194.543 | 123763.032 | 123333.756 | 122906.771 | 122481.823 | 122058.631 | 121636.489 | 121375.723
NPgY | BSP | NG FES - Consumer Transformation | Domestic (MWh) | LOW ROAD | 78004.868 | 77646.784 | 77589.101 | 77579.985 | 77628.134 | 77730.53 | 77900.966 | 78098.883 | 78349.634 | 78668.43 | 78800.399 | 78910.964 | 79012.637 | 79000.22 | 78622.239 | 78228.127 | 77823.329 | 77431.106 | 77050.857 | 76677.891 | 76311.979 | 75948.342 | 75585.307 | 75223.559 | 74863.158 | 74503.934 | 74145.7 | 73787.873 | 73545.207
NPgY | BSP | NG FES - Consumer Transformation | Domestic (MWh) | MALLARD WAY | 45163.744 | 44999.397 | 44982.055 | 44976.541 | 44995.454 | 45030.546 | 45112.307 | 45214.595 | 45346.033 | 45520.104 | 45596.214 | 45674.344 | 45752.562 | 45785.363 | 45683.108 | 45583.328 | 45490.752 | 45399.826 | 45308.687 | 45216.774 | 45124.597 | 45029.504 | 44934.816 | 44840.775 | 44747.397 | 44654.614 | 44562.348 | 44470.435 | 44423.057
NPgY | BSP | NG FES - Consumer Transformation | Domestic (MWh) | MENSTON | 93602.029 | 93183.356 | 93074.643 | 93004.218 | 92994.079 | 93034.774 | 93162.367 | 93325.428 | 93548.47 | 93850.336 | 93953.761 | 94047.184 | 94138.171 | 94038.582 | 93357.801 | 92676.36 | 91998.898 | 91336.275 | 90683.757 | 90040.501 | 89405.261 | 88771.265 | 88138.801 | 87508.966 | 86881.806 | 86257.038 | 85634.364 | 85012.964 | 84579.766
NPgY | BSP | NG FES - Consumer Transformation | Domestic (MWh) | MOSS ROAD | 43563.522 | 43274.442 | 43113.601 | 42966.374 | 42848.408 | 42751.67 | 42700.639 | 42662.839 | 42657.321 | 42691 | 42636.419 | 42587.865 | 42541.313 | 42482.996 | 42374.621 | 42268.072 | 42172.563 | 42082.355 | 41995.744 | 41908.544 | 41824.203 | 41738.467 | 41652.908 | 41567.603 | 41482.557 | 41397.725 | 41313.051 | 41228.449 | 41160.782
NPgY | BSP | NG FES - Consumer Transformation | Domestic (MWh) | OSGODBY 1/2 | 0 | 0 | 0 | 0 | 0 | 0 | 0 | 0 | 0 | 0 | 0 | 0 | 0 | 0 | 0 | 0 | 0 | 0 | 0 | 0 | 0 | 0 | 0 | 0 | 0 | 0 | 0 | 0 | 0
NPgY | BSP | NG FES - Consumer Transformation | Domestic (MWh) | OSGODBY 3/4 | 64987.855 | 65246.249 | 65747.683 | 66230.376 | 66701.032 | 67165.191 | 67676.893 | 68195.998 | 68739.073 | 69313.165 | 69722.083 | 70108.383 | 70472.61 | 70782.659 | 70988.155 | 71201.784 | 71427.489 | 71643.879 | 71836.051 | 72016.647 | 72193.247 | 72356.875 | 72516.671 | 72673.775 | 72828.87 | 72981.69 | 73131.941 | 73276.354 | 73443.35
NPgY | BSP | NG FES - Consumer Transformation | Domestic (MWh) | RODLEY | 139246.984 | 138613.773 | 138453.364 | 138366.778 | 138375.926 | 138472.511 | 138694.143 | 138966.692 | 139330.133 | 139811.835 | 139984.062 | 140129.476 | 140265.095 | 140117.525 | 139091.984 | 138050.102 | 137001.365 | 135975.265 | 134969.832 | 133978.598 | 133000.861 | 132027.378 | 131056.424 | 130089.502 | 129126.592 | 128167.303 | 127211.226 | 126257.629 | 125587.174
NPgY | BSP | NG FES - Consumer Transformation | Domestic (MWh) | SAINT ANDREWS ROAD 132/33KV | 137679.025 | 137001.155 | 136782.298 | 136597.187 | 136462.764 | 136367.416 | 136380.543 | 136438.087 | 136554.199 | 136766.176 | 136761.149 | 136758.641 | 136762.312 | 136255.754 | 134227.753 | 132221.615 | 130244.545 | 128291.533 | 126358.718 | 124444.363 | 122548.295 | 120654.187 | 118764.374 | 116881.402 | 115005.06 | 113134.676 | 111269.579 | 109408.923 | 108048.052
NPgY | BSP | NG FES - Consumer Transformation | Domestic (MWh) | SALTEND 132/33KV | 62.421 | 62.145 | 62.102 | 62.075 | 62.072 | 62.077 | 62.136 | 62.218 | 62.328 | 62.48 | 62.498 | 62.517 | 62.537 | 62.452 | 62.062 | 61.667 | 61.286 | 60.918 | 60.55 | 60.185 | 59.826 | 59.465 | 59.106 | 58.748 | 58.391 | 58.035 | 57.681 | 57.327 | 57.071
NPgY | BSP | NG FES - Consumer Transformation | Domestic (MWh) | SANTON | 61054.21 | 60784.661 | 60719.895 | 60661.417 | 60633.184 | 60623.899 | 60675.981 | 60748.248 | 60857.335 | 61027.03 | 61052.348 | 61081.475 | 61114.407 | 61099.789 | 60967.505 | 60840.108 | 60722.989 | 60610.354 | 60493.408 | 60378.364 | 60266.486 | 60152.805 | 60039.08 | 59925.696 | 59812.794 | 59700.271 | 59588.011 | 59475.315 | 59400.863
NPgY | BSP | NG FES - Consumer Transformation | Domestic (MWh) | SCUNTHORPE NORTH | 39686.133 | 39495.84 | 39425.5 | 39360.413 | 39315.287 | 39283.853 | 39291.01 | 39311.836 | 39356.242 | 39438.469 | 39434.482 | 39433.272 | 39434.916 | 39379.684 | 39167.197 | 38958.087 | 38755.678 | 38556.769 | 38357.885 | 38161.128 | 37966.972 | 37772.169 | 37578.017 | 37384.797 | 37192.516 | 37001.093 | 36810.443 | 36620.405 | 36482.621
NPgY | BSP | NG FES - Consumer Transformation | Domestic (MWh) | SCUNTHORPE SOUTH | 43852.139 | 43654.42 | 43596.239 | 43542.456 | 43512.686 | 43498.36 | 43529.428 | 43576.111 | 43651.104 | 43772.413 | 43786.762 | 43804.531 | 43825.853 | 43831.557 | 43806.774 | 43783.282 | 43766.739 | 43753.01 | 43737.766 | 43723.833 | 43711.905 | 43698.922 | 43686.199 | 43673.808 | 43661.78 | 43650.087 | 43638.689 | 43627.478 | 43627.331
NPgY | BSP | NG FES - Consumer Transformation | Domestic (MWh) | SILSDEN | 132498.193 | 131956.472 | 131888.945 | 131825.449 | 131868.655 | 131954.066 | 132186.463 | 132456.075 | 132826.417 | 133315.528 | 133504.97 | 133697.785 | 133892.895 | 133998.233 | 133869.414 | 133740.744 | 133640.61 | 133555.697 | 133466.526 | 133382.055 | 133297.754 | 133209.047 | 133119.642 | 133030.401 | 132941.673 | 132853.211 | 132764.727 | 132674.357 | 132662.073
NPgY | BSP | NG FES - Consumer Transformation | Domestic (MWh) | SOWERBY BRIDGE 132/33KV | 117740.18 | 117119.806 | 116900.925 | 116711.893 | 116584.073 | 116508.863 | 116557.726 | 116651.096 | 116818.341 | 117082.963 | 117110.067 | 117163.905 | 117219.355 | 117128.573 | 116589.088 | 116072.895 | 115581.376 | 115100.044 | 114623.376 | 114147.684 | 113680.457 | 113210.763 | 112742.085 | 112275.318 | 111810.54 | 111347.485 | 110885.863 | 110424.78 | 110112.731
NPgY | BSP | NG FES - Consumer Transformation | Domestic (MWh) | STAYGATE | 110022.459 | 109481.191 | 109308.426 | 109159.067 | 109072.455 | 109031.561 | 109101.98 | 109217.944 | 109403.912 | 109684.384 | 109747.61 | 109816.485 | 109891.61 | 109788.406 | 109156.326 | 108537.811 | 107939.647 | 107355.255 | 106778.694 | 106211.809 | 105651.218 | 105089.721 | 104530.712 | 103975.097 | 103422.853 | 102873.725 | 102327.441 | 101783.579 | 101416.406
NPgY | BSP | NG FES - Consumer Transformation | Domestic (MWh) | THORNHILL 132KV | 71923.291 | 71675.994 | 71683.83 | 71712.616 | 71777.331 | 71868.908 | 72028.641 | 72213.481 | 72436.598 | 72722.484 | 72854.242 | 72986 | 73118.518 | 73146.826 | 72867.395 | 72591.767 | 72327.592 | 72070.542 | 71817.796 | 71569.377 | 71325.895 | 71081.116 | 70837.127 | 70594.498 | 70353.262 | 70113.26 | 69874.32 | 69636.003 | 69498.234
NPgY | BSP | NG FES - Consumer Transformation | Domestic (MWh) | WAKEFIELD MONCKTON ROAD | 66394.009 | 66537.295 | 66902.068 | 67273.331 | 67669.103 | 68083.965 | 68556.171 | 69042.784 | 69563.383 | 70133.999 | 70551.757 | 70968.896 | 71378.368 | 71700.116 | 71784.221 | 71874.354 | 71973.341 | 72069.622 | 72158.323 | 72240.644 | 72317.687 | 72381.67 | 72445.6 | 72510.065 | 72575.228 | 72640.954 | 72707.083 | 72772.704 | 72912.729
NPgY | BSP | NG FES - Consumer Transformation | Domestic (MWh) | WAKEFIELD NORTH | 125018.494 | 124956.949 | 125334.384 | 125742.737 | 126207.475 | 126721.052 | 127340.057 | 127991.787 | 128711.532 | 129527.322 | 130065.841 | 130594.457 | 131110.83 | 131408.066 | 131067.911 | 130728.396 | 130397.283 | 130071.078 | 129743.583 | 129413.798 | 129083.532 | 128740.826 | 128399.283 | 128060.154 | 127723.557 | 127389.169 | 127056.639 | 126724.825 | 126596.494
NPgY | BSP | NG FES - Consumer Transformation | Domestic (MWh) | WEST MELTON | 185775.123 | 184856.791 | 185084.098 | 185344.46 | 185649.821 | 186007.923 | 186494.138 | 187029.834 | 187659.116 | 188420.745 | 188847.849 | 189271.96 | 189689.108 | 189854.798 | 189279.369 | 188709.258 | 188147.651 | 187594.229 | 187039.324 | 186480.575 | 185919.895 | 185345.793 | 184772.352 | 184200.916 | 183631.546 | 183063.779 | 182497.111 | 181930.213 | 181602.929
NPgY | BSP | NG FES - Consumer Transformation | Domestic (MWh) | WHINMOOR | 144032.819 | 143247.819 | 143176.083 | 143184.783 | 143279.884 | 143461.943 | 143752.759 | 144089.051 | 144515.807 | 145057.77 | 145277.985 | 145458.226 | 145622.052 | 145545.324 | 144702.701 | 143830.018 | 142937.864 | 142069.937 | 141224.336 | 140392.78 | 139575.485 | 138763.899 | 137953.625 | 137146.036 | 136341.183 | 135538.69 | 134738.152 | 133938.544 | 133381.339
NPgY | BSP | NG FES - Consumer Transformation | Domestic (MWh) | WOLD NEWTON | 79559.353 | 79581.888 | 79942.401 | 80297.588 | 80684.265 | 81065.9 | 81514.238 | 81955.095 | 82430.04 | 82946.285 | 83275.854 | 83596.551 | 83901.159 | 84049.119 | 83792.179 | 83546.122 | 83309.308 | 83072.85 | 82807.057 | 82535.413 | 82264.645 | 81984.786 | 81700.775 | 81414.595 | 81127.122 | 80837.894 | 80546.424 | 80248.117 | 80067.175
NPgY | BSP | NG FES - Consumer Transformation | Domestic (MWh) | YARBOROUGH ROAD 132/33KV | 89615.658 | 89016.527 | 88697.779 | 88407.943 | 88179.958 | 87996.66 | 87910.284 | 87851.639 | 87860.879 | 87952.952 | 87856.568 | 87772.168 | 87691.508 | 87587.76 | 87386.2 | 87187.844 | 87008.518 | 86838.216 | 86673.578 | 86507.957 | 86347.53 | 86184.842 | 86022.733 | 85861.374 | 85700.801 | 85540.935 | 85381.674 | 85222.832 | 85097.421
NPgN | BSP | NG FES - Falling Short | Domestic (MWh) | ANNFIELD | 105092.2 | 104723.093 | 104706.799 | 104735.217 | 104822.788 | 104950.913 | 105169.807 | 105412.01 | 105711.446 | 106103.191 | 106241.735 | 106363.068 | 106474.94 | 106586.392 | 106687.548 | 106771.215 | 106848.362 | 106930.431 | 107018.733 | 107109.923 | 107201.122 | 107289.884 | 107379.626 | 107470.111 | 107561.106 | 107653.044 | 107745.885 | 107839.632 | 107935.234
NPgN | BSP | NG FES - Falling Short | Domestic (MWh) | BARRACK ROAD | 50823.221 | 50519.552 | 50427.69 | 50380.859 | 50378.936 | 50416.969 | 50497.528 | 50594.933 | 50723.727 | 50900.165 | 50949.995 | 50980.589 | 51001.848 | 51025.969 | 51045.673 | 51047.793 | 51034.647 | 51024.787 | 51022.644 | 51027.326 | 51035.673 | 51045.524 | 51055.856 | 51066.63 | 51077.833 | 51089.507 | 51101.634 | 51114.234 | 51127.641
NPgN | BSP | NG FES - Falling Short | Domestic (MWh) | BLUCHER | 127815.816 | 127246.034 | 127191.015 | 127273.883 | 127481.977 | 127791.807 | 128179.507 | 128595.023 | 129077.881 | 129668.179 | 129923.887 | 130097.188 | 130231.879 | 130374.524 | 130495.27 | 130540.961 | 130521.219 | 130508.961 | 130527.211 | 130570.842 | 130627.652 | 130690.203 | 130753.872 | 130818.433 | 130883.691 | 130950.02 | 131017.37 | 131085.756 | 131156.152
NPgN | BSP | NG FES - Falling Short | Domestic (MWh) | BOWESFIELD | 142535.235 | 141724.295 | 141394.718 | 141110.225 | 140904.678 | 140759.65 | 140760.548 | 140802.858 | 140933.417 | 141190.739 | 141124.292 | 141063.301 | 141005.328 | 140951.16 | 140893.535 | 140834.848 | 140788.279 | 140756.066 | 140730.03 | 140708.418 | 140690.425 | 140674.833 | 140660.547 | 140647.267 | 140634.711 | 140623.41 | 140613.306 | 140604.409 | 140598.001
NPgN | BSP | NG FES - Falling Short | Domestic (MWh) | CHIRTON GRANGE | 110671.544 | 110425.496 | 110527.872 | 110653.127 | 110845.279 | 111074.071 | 111405.365 | 111767.504 | 112188.519 | 112708.832 | 112974.983 | 113224.244 | 113472.088 | 113703.278 | 113928.45 | 114142.486 | 114362.67 | 114587.097 | 114806.88 | 115024.039 | 115238.187 | 115444.37 | 115651.539 | 115859.592 | 116068.486 | 116278.348 | 116489.142 | 116700.915 | 116914.664
NPgN | BSP | NG FES - Falling Short | Domestic (MWh) | COALBURNS | 47067.42 | 46896.642 | 46885.165 | 46886.57 | 46917.62 | 46959.319 | 47045.081 | 47140.656 | 47259.521 | 47417.039 | 47468.725 | 47519.954 | 47568.845 | 47608.779 | 47644.834 | 47673.64 | 47706.555 | 47740.454 | 47772.769 | 47805.43 | 47837.981 | 47869.552 | 47901.553 | 47933.714 | 47965.703 | 47998.086 | 48030.834 | 48063.904 | 48097.717
NPgN | BSP | NG FES - Falling Short | Domestic (MWh) | DARLINGTON CENTRAL | 61004.276 | 60633.82 | 60468.134 | 60313.379 | 60199.065 | 60113.765 | 60093.865 | 60096.399 | 60141.243 | 60234.979 | 60197.751 | 60178.049 | 60161.939 | 60150.225 | 60144.424 | 60132.86 | 60136.264 | 60144.753 | 60157.054 | 60164.211 | 60173.717 | 60181.067 | 60188.964 | 60197.319 | 60206.064 | 60215.339 | 60225.12 | 60235.422 | 60246.799
NPgN | BSP | NG FES - Falling Short | Domestic (MWh) | DARLINGTON NORTH | 93448.697 | 92954.564 | 92775.596 | 92624.748 | 92526.365 | 92465.814 | 92491.494 | 92544.691 | 92654.943 | 92835.958 | 92823.638 | 92827.32 | 92831.011 | 92839.765 | 92851.24 | 92853.751 | 92868.328 | 92888.48 | 92913.834 | 92935.77 | 92959.759 | 92981.516 | 93004.152 | 93027.572 | 93051.725 | 93076.734 | 93102.571 | 93129.265 | 93157.594
NPgN | BSP | NG FES - Falling Short | Domestic (MWh) | DUNSTON | 151979.618 | 151020.385 | 150636.513 | 150350.446 | 150183.422 | 150131.004 | 150236.916 | 150413.399 | 150699.48 | 151148.514 | 151236.919 | 151312.446 | 151378.504 | 151453.903 | 151532.216 | 151584.83 | 151628.925 | 151691.153 | 151764.297 | 151850.851 | 151944.309 | 152038.598 | 152134.152 | 152230.746 | 152328.213 | 152426.885 | 152526.699 | 152627.694 | 152731.191
NPgN | BSP | NG FES - Falling Short | Domestic (MWh) | FLATWORTH | 57507.18 | 57433.751 | 57546.597 | 57668.245 | 57826.577 | 58002.614 | 58233.939 | 58481.359 | 58760.365 | 59094.448 | 59285.085 | 59464.193 | 59642.511 | 59810.156 | 59973.996 | 60130.826 | 60291.495 | 60454.977 | 60615.399 | 60773.91 | 60930.179 | 61080.87 | 61231.993 | 61383.479 | 61535.287 | 61687.511 | 61840.129 | 61993.162 | 62147.163
NPgN | BSP | NG FES - Falling Short | Domestic (MWh) | GOSFORTH | 111539.987 | 111079.168 | 111035.318 | 111079.482 | 111221.097 | 111439.156 | 111745.098 | 112081.609 | 112481.556 | 112982.662 | 113197.667 | 113361.916 | 113504.934 | 113647.731 | 113777.04 | 113862.96 | 113914.733 | 113971.838 | 114044.102 | 114129.207 | 114220.597 | 114312.636 | 114405.729 | 114499.718 | 114594.481 | 114690.273 | 114787.054 | 114884.854 | 114984.611
NPgN | BSP | NG FES - Falling Short | Domestic (MWh) | HARROGATE 132/33KV | 60665.439 | 60316.049 | 60153.169 | 60005.027 | 59888.857 | 59804.505 | 59786.807 | 59787.313 | 59826.816 | 59936.123 | 59921.165 | 59919.987 | 59921.338 | 59914.679 | 59918.151 | 59923.471 | 59949.213 | 59979.143 | 60012.768 | 60047.474 | 60087.24 | 60128.596 | 60170.505 | 60212.905 | 60255.765 | 60299.161 | 60343.075 | 60387.527 | 60433.072
NPgN | BSP | NG FES - Falling Short | Domestic (MWh) | HUSTHWAITE | 24684.202 | 24540.127 | 24512.129 | 24493.792 | 24485.011 | 24481.029 | 24504.629 | 24527.68 | 24569.117 | 24626.512 | 24635.411 | 24645.136 | 24656.138 | 24662.065 | 24667.652 | 24674.435 | 24682.569 | 24691.158 | 24699.174 | 24706.749 | 24716.022 | 24724.17 | 24732.483 | 24740.736 | 24748.649 | 24756.694 | 24764.852 | 24773.073 | 24781.552
NPgN | BSP | NG FES - Falling Short | Domestic (MWh) | LEEMING BAR_SKEEBY | 112699.522 | 111993.92 | 111694.365 | 111456.536 | 111257.261 | 111102.235 | 111074.701 | 111058.346 | 111139.418 | 111308.491 | 111244.281 | 111201.693 | 111160.006 | 111117.73 | 111080.631 | 111053.258 | 111050.302 | 111051.383 | 111055.56 | 111059.224 | 111069.201 | 111075.703 | 111083.206 | 111091.119 | 111098.737 | 111107.3 | 111116.741 | 111126.973 | 111138.985
NPgN | BSP | NG FES - Falling Short | Domestic (MWh) | LINTON | 77658.696 | 77355.627 | 77355.275 | 77377.975 | 77450.135 | 77537.448 | 77699.011 | 77875.746 | 78091.088 | 78371.564 | 78469.864 | 78567.202 | 78660.181 | 78736.532 | 78805.749 | 78862.402 | 78926.505 | 78992.194 | 79054.818 | 79117.9 | 79180.6 | 79241.361 | 79302.77 | 79364.067 | 79424.271 | 79485.022 | 79546.25 | 79607.8 | 79670.376
NPgN | BSP | NG FES - Falling Short | Domestic (MWh) | MALTON GRID | 97621.551 | 97438.967 | 97660.072 | 97918.2 | 98227.461 | 98549.558 | 98943.486 | 99318.825 | 99744.938 | 100234.493 | 100519.403 | 100777.849 | 101004.335 | 101227.437 | 101449.384 | 101656.053 | 101857.426 | 102057.988 | 102254.172 | 102448.751 | 102638.791 | 102825.658 | 103013.196 | 103199.998 | 103384.182 | 103568.797 | 103753.726 | 103938.633 | 104124.313
NPgN | BSP | NG FES - Falling Short | Domestic (MWh) | MELROSEGATE | 215074.7 | 213680.52 | 213530.427 | 213583.467 | 213746.272 | 214020.74 | 214373.048 | 214766.236 | 215270.364 | 215952.808 | 216122.884 | 216161.11 | 216179.103 | 216259.894 | 216300.397 | 216227.425 | 216053.973 | 215977.753 | 215981.985 | 216032.194 | 216098.606 | 216184.632 | 216271.925 | 216360.073 | 216448.715 | 216538.427 | 216629.127 | 216720.772 | 216814.64
NPgN | BSP | NG FES - Falling Short | Domestic (MWh) | NORTH TEES | 137161.767 | 136374.724 | 136020.617 | 135712.456 | 135478.819 | 135306.827 | 135263.179 | 135263.577 | 135339.975 | 135532.979 | 135441.118 | 135352.603 | 135265.691 | 135184.766 | 135101.152 | 135014.911 | 134937.897 | 134872.736 | 134813.339 | 134758.585 | 134706.598 | 134657.911 | 134610.603 | 134564.576 | 134519.815 | 134476.407 | 134434.311 | 134393.583 | 134355.356
NPgN | BSP | NG FES - Falling Short | Domestic (MWh) | POTTER HOUSE | 128985.884 | 128478.039 | 128501.908 | 128586.975 | 128733.599 | 128921.709 | 129209.703 | 129520.784 | 129895.839 | 130376.145 | 130558.234 | 130716.714 | 130862.619 | 131008.742 | 131141.181 | 131251.33 | 131351.778 | 131458.085 | 131572.532 | 131690.523 | 131808.252 | 131922.687 | 132038.154 | 132154.442 | 132271.379 | 132389.286 | 132508.115 | 132627.879 | 132749.616
NPgN | BSP | NG FES - Falling Short | Domestic (MWh) | RAVENSWORTH | 59113.775 | 58645.198 | 58581.561 | 58555.538 | 58540.801 | 58538.686 | 58570.684 | 58613.717 | 58679.726 | 58782.488 | 58791.722 | 58798.892 | 58803.843 | 58810.089 | 58815.395 | 58815.902 | 58817.421 | 58823.159 | 58830.549 | 58839.585 | 58848.909 | 58857.431 | 58866.182 | 58875.073 | 58884.039 | 58893.154 | 58902.396 | 58911.746 | 58921.478
NPgN | BSP | NG FES - Falling Short | Domestic (MWh) | SCARBOROUGH GRID | 121796.953 | 121265.784 | 121159.453 | 121107.536 | 121119.793 | 121195.269 | 121395.179 | 121641.294 | 121953.771 | 122358.62 | 122496.206 | 122630.754 | 122737.884 | 122845.817 | 122940.959 | 123022.109 | 123118.434 | 123215.503 | 123312.67 | 123408.35 | 123505.592 | 123598.857 | 123693.155 | 123788.186 | 123883.65 | 123980.095 | 124077.461 | 124175.751 | 124276.125
NPgN | BSP | NG FES - Falling Short | Domestic (MWh) | SEAL SANDS | 42.105 | 41.88 | 41.79 | 41.712 | 41.654 | 41.612 | 41.609 | 41.618 | 41.651 | 41.72 | 41.697 | 41.675 | 41.653 | 41.634 | 41.614 | 41.595 | 41.58 | 41.568 | 41.559 | 41.55 | 41.541 | 41.533 | 41.525 | 41.517 | 41.51 | 41.504 | 41.498 | 41.492 | 41.487
NPgN | BSP | NG FES - Falling Short | Domestic (MWh) | SPADEADAM 33KV | 1217.595 | 1211.129 | 1209.345 | 1208.076 | 1207.56 | 1207.511 | 1208.644 | 1210.11 | 1212.234 | 1215.382 | 1215.917 | 1216.438 | 1216.919 | 1217.259 | 1217.546 | 1217.77 | 1218.05 | 1218.34 | 1218.603 | 1218.871 | 1219.142 | 1219.403 | 1219.675 | 1219.935 | 1220.148 | 1220.37 | 1220.598 | 1220.827 | 1221.066
NPgN | BSP | NG FES - Falling Short | Domestic (MWh) | SPENNYMOOR 132/66KV | 131669.326 | 131216.715 | 131194.307 | 131227.715 | 131336.249 | 131496.793 | 131772.967 | 132078.069 | 132457.394 | 132953.349 | 133125.432 | 133277.454 | 133417.225 | 133558.277 | 133686.781 | 133793.189 | 133892.598 | 133998.364 | 134113.087 | 134230.961 | 134349.006 | 134463.761 | 134579.769 | 134696.628 | 134813.895 | 134932.365 | 135051.979 | 135172.715 | 135295.792
NPgN | BSP | NG FES - Falling Short | Domestic (MWh) | TORONTO | 100233.805 | 99939.443 | 99976.036 | 100055.498 | 100192.315 | 100366.097 | 100625.778 | 100904.728 | 101238.807 | 101662.949 | 101830.255 | 101977.045 | 102112.491 | 102248.346 | 102372.282 | 102477.05 | 102573.763 | 102675.867 | 102785.789 | 102898.968 | 103011.944 | 103121.923 | 103232.824 | 103343.987 | 103454.59 | 103566.03 | 103678.239 | 103791.106 | 103905.566
NPgN | BSP | NG FES - Falling Short | Domestic (MWh) | WORMALD GREEN 132/33KV | 47923.551 | 47623.354 | 47509.056 | 47408.112 | 47327.623 | 47268.444 | 47256.924 | 47257.495 | 47286.057 | 47365.64 | 47354.822 | 47354.98 | 47357.144 | 47352.698 | 47356.45 | 47361.802 | 47383.689 | 47408.989 | 47437.263 | 47466.395 | 47499.622 | 47534.062 | 47568.875 | 47603.909 | 47638.991 | 47674.396 | 47710.099 | 47746.082 | 47782.732
NPgY | BSP | NG FES - Falling Short | Domestic (MWh) | ATTERCLIFFE | 69543.501 | 69366.248 | 69408.262 | 69487.445 | 69608.769 | 69767.386 | 69975.27 | 70202.246 | 70471.806 | 70796.66 | 70983.319 | 71155.257 | 71322.485 | 71492.792 | 71656.72 | 71805.15 | 71940.754 | 72080.661 | 72225.816 | 72372.705 | 72520.372 | 72667.396 | 72815.115 | 72963.39 | 73112.074 | 73261.431 | 73411.441 | 73562.107 | 73713.976
NPgY | BSP | NG FES - Falling Short | Domestic (MWh) | BARUGH 132/66KV | 122423.028 | 122032.205 | 122129.18 | 122269.805 | 122464.648 | 122711.306 | 123069.659 | 123465.93 | 123925.653 | 124483.154 | 124792.229 | 125106.219 | 125416.32 | 125723.863 | 126028.383 | 126332.28 | 126645.739 | 126958.545 | 127268.609 | 127573.184 | 127874.216 | 128168.591 | 128463.933 | 128759.686 | 129055.175 | 129351.514 | 129648.637 | 129946.465 | 130246.052
NPgY | BSP | NG FES - Falling Short | Domestic (MWh) | BEESTON ROYDS 132/33KV | 122118.008 | 121646.296 | 121624.961 | 121690.819 | 121859.309 | 122123.49 | 122500.051 | 122921.299 | 123432.821 | 124060.721 | 124363.853 | 124627.69 | 124875.079 | 125131.044 | 125362.592 | 125550.266 | 125712.314 | 125891.328 | 126089.345 | 126296.41 | 126513.3 | 126737.918 | 126963.615 | 127189.929 | 127416.328 | 127643.734 | 127872.085 | 128101.341 | 128332.682
NPgY | BSP | NG FES - Falling Short | Domestic (MWh) | BEVERLEY 132/33KV | 138773.315 | 138156.162 | 138013.918 | 137926.566 | 137916.252 | 137951.997 | 138126.87 | 138352.044 | 138654.494 | 139073.961 | 139171.507 | 139264.352 | 139357.856 | 139447.882 | 139530.269 | 139591.809 | 139666.022 | 139756.796 | 139852.916 | 139954.333 | 140060.802 | 140167.081 | 140274.656 | 140382.722 | 140490.275 | 140598.987 | 140708.769 | 140819.492 | 140932.433
NPgY | BSP | NG FES - Falling Short | Domestic (MWh) | BINGLEY 132/33KV | 110965.333 | 110528.655 | 110443.632 | 110381.794 | 110384.672 | 110431.733 | 110586.377 | 110784.471 | 111052.089 | 111413.361 | 111554.632 | 111701.431 | 111854.586 | 112011.313 | 112178.934 | 112351.384 | 112540.026 | 112738.034 | 112940.294 | 113148.564 | 113359.143 | 113568.591 | 113779.115 | 113990.246 | 114201.403 | 114413.529 | 114626.568 | 114840.458 | 115056.119
NPgY | BSP | NG FES - Falling Short | Domestic (MWh) | BLACKBURN MEADOWS B | 34130.482 | 34041.586 | 34065.738 | 34105.592 | 34166.266 | 34243.763 | 34348.683 | 34464.533 | 34602.149 | 34769.145 | 34865.232 | 34957.016 | 35047.922 | 35138.855 | 35229.211 | 35314.915 | 35398.076 | 35483.388 | 35570.244 | 35657.572 | 35745.327 | 35832.148 | 35919.287 | 36006.678 | 36094.26 | 36182.148 | 36270.333 | 36358.819 | 36447.899
NPgY | BSP | NG FES - Falling Short | Domestic (MWh) | BLYTON | 71860.295 | 71719.135 | 71830.301 | 71950.715 | 72092.252 | 72243.189 | 72466.374 | 72703.883 | 72972.167 | 73295.323 | 73445.864 | 73592.349 | 73735.333 | 73869.306 | 74011.693 | 74144.133 | 74287.841 | 74434.745 | 74581.416 | 74730.932 | 74884.114 | 75035.342 | 75187.199 | 75338.055 | 75485.685 | 75633.7 | 75781.978 | 75930.118 | 76078.766
NPgY | BSP | NG FES - Falling Short | Domestic (MWh) | BRADFORD | 131820.287 | 131209.414 | 131079.379 | 130985.478 | 130958.337 | 130979.377 | 131117.09 | 131301.257 | 131560.635 | 131922.286 | 132043.251 | 132169.386 | 132301.66 | 132437.484 | 132583.923 | 132734.92 | 132901.768 | 133077.779 | 133257.73 | 133443.616 | 133631.872 | 133819.125 | 134007.561 | 134196.891 | 134386.809 | 134577.825 | 134769.89 | 134962.993 | 135158.106
NPgY | BSP | NG FES - Falling Short | Domestic (MWh) | BRAMHAM | 106384.135 | 106152.399 | 106191.894 | 106263.768 | 106375.695 | 106527.432 | 106746.259 | 106987.313 | 107274.763 | 107625.91 | 107799.518 | 107957.726 | 108106.459 | 108253.054 | 108394.148 | 108521.881 | 108647.424 | 108776.577 | 108911.299 | 109047.431 | 109187.047 | 109327.414 | 109469.013 | 109610.752 | 109751.159 | 109892.636 | 110035.101 | 110178.308 | 110322.924
NPgY | BSP | NG FES - Falling Short | Domestic (MWh) | BRANSHOLME | 65263.568 | 64821.987 | 64622.568 | 64463.735 | 64354.461 | 64289.556 | 64304.073 | 64340.292 | 64426.931 | 64583.932 | 64593.268 | 64593.91 | 64593.159 | 64597.022 | 64600.686 | 64597.241 | 64589.581 | 64582.471 | 64582.96 | 64587.611 | 64593.04 | 64599.924 | 64607.402 | 64615.241 | 64623.169 | 64631.647 | 64640.638 | 64650.123 | 64660.732
NPgY | BSP | NG FES - Falling Short | Domestic (MWh) | BRIGHOUSE 132/33KV | 105986.796 | 105516.066 | 105394.929 | 105311.364 | 105287.802 | 105311.694 | 105441.232 | 105609.974 | 105840.279 | 106164.227 | 106264.223 | 106371.623 | 106481.44 | 106594.996 | 106712.399 | 106831.57 | 106964.07 | 107103.72 | 107249.307 | 107398.433 | 107553.599 | 107709.801 | 107866.989 | 108024.971 | 108183.559 | 108343.095 | 108503.54 | 108664.91 | 108828.148
NPgY | BSP | NG FES - Falling Short | Domestic (MWh) | DONCASTER B/THORPE MARSH | 262366.679 | 261737.845 | 261955.368 | 262233.161 | 262638.755 | 263119.697 | 263850.071 | 264690.566 | 265688.892 | 266921.473 | 267600.621 | 268293.541 | 268984.975 | 269676.321 | 270366.687 | 271057.787 | 271789.471 | 272523.716 | 273252.166 | 273968.103 | 274675.256 | 275363.154 | 276053.237 | 276744.208 | 277434.453 | 278126.626 | 278820.577 | 279516.115 | 280215.651
NPgY | BSP | NG FES - Falling Short | Domestic (MWh) | DONCASTER CENTRAL | 39560.376 | 39429.918 | 39418.71 | 39418.878 | 39440.753 | 39477.462 | 39553.594 | 39646.742 | 39764.701 | 39919.019 | 39989.441 | 40061.34 | 40133.206 | 40205.148 | 40277.032 | 40348.864 | 40425.392 | 40502.295 | 40578.636 | 40653.733 | 40728.1 | 40800.54 | 40873.36 | 40946.463 | 41019.747 | 41093.396 | 41167.394 | 41241.743 | 41316.813
NPgY | BSP | NG FES - Falling Short | Domestic (MWh) | DRIFFIELD/BEVERLEY GROUP | 179152.526 | 178726.57 | 178875.488 | 179064.553 | 179319.446 | 179577.041 | 179972.676 | 180427.935 | 180947.186 | 181575.769 | 181802.515 | 182032.053 | 182263.265 | 182480.398 | 182679.637 | 182841.588 | 183040.051 | 183277.273 | 183515.301 | 183759.273 | 184013.262 | 184263.962 | 184516.134 | 184767.861 | 185016.601 | 185266.476 | 185517.316 | 185768.691 | 186022.07
NPgY | BSP | NG FES - Falling Short | Domestic (MWh) | FEATHERSTONE | 104237.95 | 104450.109 | 104984.253 | 105534.271 | 106126.986 | 106753.704 | 107470.821 | 108210.977 | 109005.476 | 109880.07 | 110515.24 | 111149.239 | 111772.15 | 112382.085 | 112984.642 | 113585.607 | 114195.737 | 114798.613 | 115392.303 | 115975.129 | 116549.297 | 117107.691 | 117667.057 | 118226.399 | 118784.381 | 119343.152 | 119902.631 | 120462.618 | 121024.156
NPgY | BSP | NG FES - Falling Short | Domestic (MWh) | GIRLINGTON | 90243.117 | 89814.979 | 89703.601 | 89618.335 | 89581.75 | 89581.53 | 89665.039 | 89781.718 | 89951.939 | 90195.31 | 90267.52 | 90343.014 | 90422.382 | 90503.957 | 90592.23 | 90683.049 | 90783.902 | 90890.496 | 90999.532 | 91112.308 | 91226.649 | 91340.423 | 91455.016 | 91570.247 | 91685.931 | 91802.385 | 91919.576 | 92037.506 | 92156.91
NPgY | BSP | NG FES - Falling Short | Domestic (MWh) | HALIFAX 132/33KV | 46626.936 | 46386.279 | 46315.517 | 46259.961 | 46226.823 | 46213.405 | 46244.434 | 46291.01 | 46364.48 | 46473.801 | 46494.959 | 46525.044 | 46555.49 | 46588.946 | 46625.873 | 46667.533 | 46715.927 | 46766.277 | 46818.046 | 46869.208 | 46922.364 | 46975.076 | 47028.213 | 47081.64 | 47135.196 | 47189.14 | 47243.451 | 47298.115 | 47353.48
NPgY | BSP | NG FES - Falling Short | Domestic (MWh) | HECKMONDWIKE | 86790.79 | 86430.221 | 86375.364 | 86354.065 | 86379.518 | 86439.48 | 86579.933 | 86751.036 | 86967.939 | 87261.041 | 87372.352 | 87483.122 | 87596.536 | 87711.658 | 87827.81 | 87941.024 | 88064.173 | 88194.776 | 88331.79 | 88474.248 | 88622.52 | 88772.661 | 88923.566 | 89075.054 | 89226.942 | 89379.553 | 89532.854 | 89686.85 | 89842.286
NPgY | BSP | NG FES - Falling Short | Domestic (MWh) | HOLMFIELD | 148400.349 | 147771.811 | 147576.424 | 147418.569 | 147329.387 | 147295.44 | 147386.227 | 147523.762 | 147738.887 | 148058.308 | 148128.866 | 148215.661 | 148306.161 | 148403.125 | 148510.492 | 148626.857 | 148760.874 | 148902.254 | 149047.911 | 149195.636 | 149347.788 | 149499.185 | 149652.121 | 149806.264 | 149961.247 | 150117.692 | 150275.55 | 150434.808 | 150596.544
NPgY | BSP | NG FES - Falling Short | Domestic (MWh) | HULL EAST 132/33KV | 84497.798 | 84044.828 | 83892.822 | 83782.596 | 83726.346 | 83709.912 | 83785.397 | 83890.022 | 84049.259 | 84287.993 | 84333.635 | 84372.637 | 84411.267 | 84451.552 | 84488.958 | 84514.481 | 84542.067 | 84576.131 | 84616.692 | 84661.705 | 84708.994 | 84757.103 | 84805.975 | 84855.245 | 84904.473 | 84954.4 | 85004.977 | 85056.16 | 85108.748
NPgY | BSP | NG FES - Falling Short | Domestic (MWh) | HULL SOUTH | 120682.864 | 119897.299 | 119559.957 | 119294.395 | 119113.743 | 119007.862 | 119040.013 | 119109.723 | 119266.844 | 119546.379 | 119565.849 | 119569.918 | 119571.699 | 119581.51 | 119590.56 | 119585.938 | 119574.725 | 119565.533 | 119569.978 | 119582.047 | 119595.726 | 119611.899 | 119629.135 | 119647.151 | 119665.662 | 119685.169 | 119705.619 | 119727.009 | 119750.419
NPgY | BSP | NG FES - Falling Short | Domestic (MWh) | HULL WEST | 88210.409 | 87855.33 | 87777.397 | 87729.967 | 87727.107 | 87748.248 | 87850.704 | 87984.271 | 88161.895 | 88407.389 | 88459.157 | 88509.858 | 88561.728 | 88610.646 | 88654.342 | 88684.796 | 88724.81 | 88776.444 | 88830.411 | 88887.424 | 88947.929 | 89008.267 | 89069.472 | 89131.233 | 89193.189 | 89255.96 | 89319.504 | 89383.792 | 89449.596
NPgY | BSP | NG FES - Falling Short | Domestic (MWh) | HUMBERSTON | 59997.595 | 59605.902 | 59396.689 | 59206.7 | 59057.123 | 58936.76 | 58878.637 | 58838.408 | 58842.567 | 58900.477 | 58837.742 | 58783.554 | 58732.351 | 58689.221 | 58648.139 | 58607.735 | 58577.192 | 58551.186 | 58528.546 | 58505.231 | 58484.664 | 58463.302 | 58442.5 | 58422.2 | 58402.378 | 58383.102 | 58364.351 | 58346.148 | 58329.035
NPgY | BSP | NG FES - Falling Short | Domestic (MWh) | HUNNINGLEY | 57536.696 | 57311.753 | 57428.73 | 57570.099 | 57721.039 | 57885.978 | 58088.664 | 58302.493 | 58537.525 | 58805.648 | 58981.615 | 59160.835 | 59336.957 | 59511.432 | 59683.784 | 59856.374 | 60032.963 | 60207.61 | 60378.875 | 60545.289 | 60707.838 | 60865.447 | 61023.266 | 61181.063 | 61338.567 | 61496.195 | 61653.916 | 61811.68 | 61969.835
NPgY | BSP | NG FES - Falling Short | Domestic (MWh) | HUNSHELF | 58439.996 | 58239.068 | 58307.087 | 58405.879 | 58533.036 | 58688.31 | 58891.818 | 59110.92 | 59363.556 | 59662.501 | 59839.965 | 60012.788 | 60181.126 | 60349.83 | 60513.863 | 60671.65 | 60826.038 | 60981.124 | 61137.183 | 61291.363 | 61443.904 | 61593.819 | 61744.17 | 61894.203 | 62042.897 | 62191.871 | 62341.063 | 62490.291 | 62640.025
NPgY | BSP | NG FES - Falling Short | Domestic (MWh) | IMMINGHAM | 27315.278 | 27162.132 | 27097.372 | 27039.304 | 26997.842 | 26968.091 | 26966.505 | 26973.833 | 26999.811 | 27052.196 | 27044.134 | 27038.789 | 27035.056 | 27031.636 | 27029.394 | 27027.64 | 27030.251 | 27034.729 | 27039.731 | 27044.937 | 27051.369 | 27057.336 | 27063.555 | 27069.851 | 27076.009 | 27082.393 | 27088.985 | 27095.755 | 27102.959
NPgY | BSP | NG FES - Falling Short | Domestic (MWh) | KIRKHAW LANE | 56813.264 | 56880.175 | 57136.626 | 57403.833 | 57693.625 | 58001.281 | 58358.117 | 58728.231 | 59127.791 | 59570.331 | 59880.376 | 60187.615 | 60488.459 | 60782.542 | 61072.519 | 61360.062 | 61652.26 | 61941.899 | 62227.737 | 62508.755 | 62786.329 | 63056.669 | 63327.535 | 63598.012 | 63866.843 | 64136.022 | 64405.476 | 64674.991 | 64945.119
NPgY | BSP | NG FES - Falling Short | Domestic (MWh) | KIRKSTALL C 2/5 | 26970.958 | 26849.481 | 26830.955 | 26831.103 | 26853.288 | 26896.098 | 26964.81 | 27043.615 | 27142.083 | 27266.345 | 27320.806 | 27368.034 | 27412.182 | 27457.797 | 27498.905 | 27532.301 | 27560.976 | 27592.708 | 27627.867 | 27664.675 | 27703.313 | 27743.405 | 27783.741 | 27824.206 | 27864.662 | 27905.343 | 27946.235 | 27987.322 | 28028.838
NPgY | BSP | NG FES - Falling Short | Domestic (MWh) | KIRKSTALL C/RING ROAD HORSFORTH | 191024.959 | 190288.669 | 190271.837 | 190386.338 | 190645.892 | 191041.688 | 191595.286 | 192211.578 | 192956.639 | 193866.952 | 194311.263 | 194697.142 | 195058.621 | 195433.002 | 195771.282 | 196045.649 | 196281.981 | 196543.755 | 196833.906 | 197137.718 | 197456.236 | 197786.373 | 198118.274 | 198451.23 | 198784.411 | 199119.237 | 199455.619 | 199793.482 | 200134.385
NPgY | BSP | NG FES - Falling Short | Domestic (MWh) | LEEDS EAST | 120295.821 | 119860.923 | 119894.556 | 120019.229 | 120249.789 | 120578.707 | 121015.893 | 121496.506 | 122068.335 | 122755.716 | 123109.936 | 123418.686 | 123708.388 | 124008.009 | 124279.415 | 124501.312 | 124693.548 | 124905.537 | 125139.653 | 125384.244 | 125639.988 | 125904.449 | 126169.95 | 126435.983 | 126701.948 | 126968.87 | 127236.683 | 127505.332 | 127775.868
NPgY | BSP | NG FES - Falling Short | Domestic (MWh) | LEEDS NORTH | 89328.778 | 89016.139 | 89067.248 | 89186.61 | 89383.172 | 89651.36 | 89994.894 | 90368.759 | 90808.307 | 91330.072 | 91608.904 | 91852.017 | 92080.175 | 92316.13 | 92529.965 | 92706.128 | 92859.102 | 93027.777 | 93214.003 | 93408.582 | 93611.936 | 93822.117 | 94033.108 | 94244.573 | 94456.123 | 94668.425 | 94881.433 | 95095.117 | 95310.084
NPgY | BSP | NG FES - Falling Short | Domestic (MWh) | LINDLEY | 127133.016 | 126649.258 | 126572.581 | 126543.139 | 126588.64 | 126688.475 | 126913.671 | 127186.619 | 127529.694 | 127991.371 | 128170.908 | 128349.745 | 128532.813 | 128718.333 | 128905.149 | 129087.567 | 129285.967 | 129496.16 | 129716.868 | 129946.267 | 130185.234 | 130427.355 | 130670.668 | 130914.734 | 131159.036 | 131404.443 | 131650.896 | 131898.358 | 132147.987
NPgY | BSP | NG FES - Falling Short | Domestic (MWh) | LOW ROAD | 78004.868 | 77696.541 | 77672.299 | 77699.734 | 77785.924 | 77927.207 | 78134.298 | 78367.359 | 78652.612 | 79005.395 | 79170.841 | 79314.361 | 79448.679 | 79587.739 | 79713.199 | 79814.917 | 79902.365 | 79999.308 | 80106.863 | 80219.536 | 80337.774 | 80460.419 | 80583.78 | 80707.627 | 80831.703 | 80956.453 | 81081.844 | 81207.861 | 81335.11
NPgY | BSP | NG FES - Falling Short | Domestic (MWh) | MALLARD WAY | 45163.744 | 45018.117 | 45014.423 | 45023.516 | 45057.494 | 45107.9 | 45204.05 | 45320.13 | 45465.098 | 45652.486 | 45741.722 | 45832.791 | 45923.812 | 46014.93 | 46105.959 | 46196.938 | 46293.781 | 46391.089 | 46487.683 | 46582.695 | 46676.732 | 46768.295 | 46860.271 | 46952.559 | 47045.061 | 47137.958 | 47231.234 | 47324.893 | 47419.361
NPgY | BSP | NG FES - Falling Short | Domestic (MWh) | MENSTON | 93602.029 | 93246.65 | 93190.236 | 93174.303 | 93219.636 | 93316.354 | 93495.476 | 93707.393 | 93978.156 | 94326.782 | 94476.033 | 94614.338 | 94749.479 | 94888.751 | 95023.974 | 95146.787 | 95267.116 | 95396.587 | 95534.019 | 95676.728 | 95823.703 | 95972.985 | 96123.216 | 96273.927 | 96424.525 | 96575.987 | 96728.261 | 96881.277 | 97035.798
NPgY | BSP | NG FES - Falling Short | Domestic (MWh) | MOSS ROAD | 43563.522 | 43285.38 | 43133.91 | 42996.463 | 42888.501 | 42801.926 | 42760.766 | 42732.675 | 42736.859 | 42780.248 | 42735.407 | 42696.631 | 42659.921 | 42628.921 | 42599.322 | 42570.503 | 42552.299 | 42539.031 | 42529.446 | 42519.075 | 42511.383 | 42502.552 | 42494.03 | 42485.744 | 42477.633 | 42469.81 | 42462.253 | 42454.969 | 42448.347
NPgY | BSP | NG FES - Falling Short | Domestic (MWh) | OSGODBY 1/2 | 0 | 0 | 0 | 0 | 0 | 0 | 0 | 0 | 0 | 0 | 0 | 0 | 0 | 0 | 0 | 0 | 0 | 0 | 0 | 0 | 0 | 0 | 0 | 0 | 0 | 0 | 0 | 0 | 0
NPgY | BSP | NG FES - Falling Short | Domestic (MWh) | OSGODBY 3/4 | 64987.855 | 65274.836 | 65791.766 | 66293.17 | 66784.455 | 67271.017 | 67806.111 | 68348.891 | 68916.336 | 69515.484 | 69950.314 | 70363.053 | 70755.031 | 71129.751 | 71503.407 | 71870.693 | 72249.502 | 72618.371 | 72981.666 | 73336.427 | 73687.939 | 74029.029 | 74370.564 | 74709.791 | 75042.899 | 75376.021 | 75708.965 | 76041.015 | 76372.77
NPgY | BSP | NG FES - Falling Short | Domestic (MWh) | RODLEY | 139246.984 | 138709.428 | 138627.246 | 138622.276 | 138714.533 | 138894.986 | 139193.711 | 139539.317 | 139974.027 | 140525.472 | 140765.953 | 140978.15 | 141179.3 | 141387.641 | 141579.785 | 141740.157 | 141884.402 | 142043.153 | 142216.999 | 142398.922 | 142588.962 | 142784.964 | 142982.366 | 143180.874 | 143380.192 | 143580.867 | 143782.848 | 143986.146 | 144191.907
NPgY | BSP | NG FES - Falling Short | Domestic (MWh) | SAINT ANDREWS ROAD 132/33KV | 137679.025 | 137191.995 | 137105.646 | 137063.382 | 137076.436 | 137130.7 | 137282.229 | 137470.807 | 137714.293 | 138050.522 | 138166.798 | 138282.768 | 138402.372 | 138524.396 | 138647.871 | 138768.231 | 138901.228 | 139043.716 | 139194.573 | 139352.579 | 139518.408 | 139687.164 | 139857.35 | 140028.726 | 140201.046 | 140374.744 | 140549.782 | 140726.162 | 140904.779
NPgY | BSP | NG FES - Falling Short | Domestic (MWh) | SALTEND 132/33KV | 62.421 | 62.195 | 62.181 | 62.186 | 62.216 | 62.257 | 62.349 | 62.464 | 62.604 | 62.788 | 62.835 | 62.884 | 62.934 | 62.98 | 63.021 | 63.052 | 63.094 | 63.145 | 63.196 | 63.249 | 63.305 | 63.36 | 63.416 | 63.472 | 63.528 | 63.585 | 63.641 | 63.699 | 63.757
NPgY | BSP | NG FES - Falling Short | Domestic (MWh) | SANTON | 61054.21 | 60802.606 | 60751.044 | 60706.82 | 60693.381 | 60699.299 | 60765.938 | 60852.286 | 60975.333 | 61158.927 | 61198.078 | 61240.961 | 61287.769 | 61328.319 | 61372.63 | 61417.113 | 61470.638 | 61527.518 | 61583.078 | 61640.358 | 61700.199 | 61758.723 | 61817.81 | 61876.862 | 61935.097 | 61993.801 | 62052.917 | 62112.325 | 62172.604
NPgY | BSP | NG FES - Falling Short | Domestic (MWh) | SCUNTHORPE NORTH | 39686.133 | 39513.346 | 39458.22 | 39408.824 | 39379.594 | 39364.167 | 39386.047 | 39420.847 | 39478.905 | 39574.515 | 39583.647 | 39595.301 | 39609.599 | 39620.66 | 39633.541 | 39646.745 | 39664.846 | 39684.839 | 39704.068 | 39724.252 | 39745.896 | 39766.973 | 39788.431 | 39810.163 | 39832.051 | 39854.305 | 39876.905 | 39899.85 | 39923.494
NPgY | BSP | NG FES - Falling Short | Domestic (MWh) | SCUNTHORPE SOUTH | 43852.139 | 43660.661 | 43607.632 | 43559.26 | 43535.04 | 43526.369 | 43562.91 | 43614.954 | 43695.285 | 43821.928 | 43841.607 | 43864.705 | 43891.389 | 43913.633 | 43938.308 | 43963.302 | 43994.935 | 44029.107 | 44062.196 | 44096.509 | 44132.687 | 44167.956 | 44203.611 | 44239.538 | 44275.619 | 44312.068 | 44348.865 | 44386.01 | 44423.943
NPgY | BSP | NG FES - Falling Short | Domestic (MWh) | SILSDEN | 132498.193 | 131999.589 | 131960.916 | 131929.208 | 132005.789 | 132125.679 | 132391.522 | 132693.686 | 133096.47 | 133617.962 | 133839.836 | 134065.048 | 134292.962 | 134517.485 | 134761.212 | 134994.386 | 135253.555 | 135525.62 | 135801.08 | 136081.339 | 136360.848 | 136637.595 | 136915.548 | 137193.197 | 137468.496 | 137744.691 | 138021.648 | 138299.029 | 138578.095
NPgY | BSP | NG FES - Falling Short | Domestic (MWh) | SOWERBY BRIDGE 132/33KV | 117740.18 | 117184.613 | 117011.533 | 116871.887 | 116795.151 | 116771.969 | 116869.803 | 117010.092 | 117223.367 | 117533.279 | 117605.035 | 117702.966 | 117802.107 | 117910.004 | 118028.132 | 118159.773 | 118311.192 | 118468.402 | 118629.968 | 118789.774 | 118955.313 | 119119.424 | 119284.609 | 119450.264 | 119615.615 | 119781.891 | 119949.024 | 120116.91 | 120286.571
NPgY | BSP | NG FES - Falling Short | Domestic (MWh) | STAYGATE | 110022.459 | 109551.908 | 109429.5 | 109334.12 | 109303.113 | 109318.589 | 109441.417 | 109607.196 | 109841.72 | 110169.677 | 110279.394 | 110393.806 | 110513.646 | 110636.543 | 110768.658 | 110904.263 | 111053.736 | 111211.159 | 111372.128 | 111538.244 | 111706.478 | 111873.883 | 112042.34 | 112211.652 | 112381.632 | 112552.623 | 112724.589 | 112897.544 | 113072.441
NPgY | BSP | NG FES - Falling Short | Domestic (MWh) | THORNHILL 132KV | 71923.291 | 71722.197 | 71758.999 | 71819.852 | 71918.096 | 72043.969 | 72236.079 | 72451.895 | 72705.309 | 73020.94 | 73181.942 | 73342.46 | 73503.387 | 73663.755 | 73823.715 | 73981.398 | 74147.296 | 74317.439 | 74490.978 | 74666.908 | 74845.9 | 75024.21 | 75203.177 | 75382.522 | 75561.904 | 75741.889 | 75922.444 | 76103.538 | 76285.816
NPgY | BSP | NG FES - Falling Short | Domestic (MWh) | WAKEFIELD MONCKTON ROAD | 66394.009 | 66570.35 | 66957.383 | 67352.963 | 67774.13 | 68215.084 | 68712.105 | 69222.631 | 69766.822 | 70360.792 | 70801.746 | 71241.897 | 71674.407 | 72097.989 | 72516.442 | 72934.025 | 73357.977 | 73776.974 | 74189.67 | 74594.876 | 74994.049 | 75382.258 | 75771.079 | 76159.991 | 76548.302 | 76937.131 | 77326.433 | 77716.113 | 78106.778
NPgY | BSP | NG FES - Falling Short | Domestic (MWh) | WAKEFIELD NORTH | 125018.494 | 125046.994 | 125482.402 | 125954.541 | 126485.855 | 127067.529 | 127750.714 | 128463.836 | 129243.69 | 130118.538 | 130715.189 | 131301.012 | 131873.976 | 132438.872 | 132991.731 | 133531.828 | 134073.639 | 134614.413 | 135152.992 | 135685.459 | 136213.797 | 136731.439 | 137250.236 | 137769.48 | 138288.261 | 138808.076 | 139328.856 | 139850.49 | 140374.124
NPgY | BSP | NG FES - Falling Short | Domestic (MWh) | WEST MELTON | 185775.123 | 185202.876 | 185505.635 | 185887.66 | 186336.854 | 186849.906 | 187495.576 | 188187.494 | 188969.774 | 189882.016 | 190457.976 | 191029.501 | 191593.494 | 192154.33 | 192710.472 | 193256.131 | 193803.654 | 194353.294 | 194900.652 | 195440.31 | 195973.954 | 196495.92 | 197018.995 | 197542.282 | 198064.677 | 198587.934 | 199111.951 | 199636.556 | 200163.085
NPgY | BSP | NG FES - Falling Short | Domestic (MWh) | WHINMOOR | 144032.819 | 143426.36 | 143423.289 | 143519.715 | 143711.628 | 143995.116 | 144385.435 | 144817.887 | 145338.703 | 145973.07 | 146284.221 | 146554.026 | 146806.563 | 147068.225 | 147304.544 | 147495.832 | 147660.329 | 147842.649 | 148044.68 | 148256.273 | 148478.138 | 148708.102 | 148939.283 | 149171.135 | 149403.014 | 149635.995 | 149870.01 | 150104.985 | 150341.991
NPgY | BSP | NG FES - Falling Short | Domestic (MWh) | WOLD NEWTON | 79559.353 | 79648.559 | 80046.125 | 80444.505 | 80877.813 | 81308.704 | 81805.627 | 82293.948 | 82816.477 | 83380.491 | 83758.192 | 84127.138 | 84481.136 | 84817.445 | 85153.927 | 85477.392 | 85806.056 | 86131.362 | 86449.71 | 86764.055 | 87078.154 | 87386.394 | 87695.43 | 88001.512 | 88299.388 | 88597.415 | 88895.339 | 89192.16 | 89488.489
NPgY | BSP | NG FES - Falling Short | Domestic (MWh) | YARBOROUGH ROAD 132/33KV | 89615.658 | 89035.643 | 88732.559 | 88459.186 | 88248.071 | 88081.914 | 88012.064 | 87969.561 | 87994.857 | 88102.925 | 88022.516 | 87954.078 | 87889.423 | 87835.792 | 87784.941 | 87734.967 | 87703.089 | 87679.408 | 87661.708 | 87642.556 | 87628.12 | 87611.781 | 87596.181 | 87581.137 | 87566.484 | 87552.531 | 87539.238 | 87526.612 | 87515.49
NPgN | BSP | NG FES - Leading the Way | Domestic (MWh) | ANNFIELD | 105092.2 | 104611.309 | 104504.127 | 104435.762 | 104429.186 | 104465.395 | 104604.597 | 104777.601 | 104835.007 | 104518.887 | 103994.515 | 103475.494 | 102960.945 | 102455.3 | 101948.883 | 101435.858 | 100928.86 | 100443.882 | 100000.356 | 99582.067 | 99172.791 | 98726.909 | 98245.837 | 97899.269 | 97957.831 | 98017.166 | 98077.1 | 98137.204 | 98188.822
NPgN | BSP | NG FES - Leading the Way | Domestic (MWh) | BARRACK ROAD | 50823.221 | 50477.357 | 50350.839 | 50266.298 | 50228.148 | 50231.144 | 50281.101 | 50352.372 | 50391.288 | 50305.063 | 50108.294 | 49900.669 | 49688.892 | 49483.315 | 49276.974 | 49059.559 | 48831.959 | 48614.543 | 48418.62 | 48237.824 | 48061.39 | 47873.714 | 47672.85 | 47521.845 | 47520.6 | 47519.58 | 47518.724 | 47517.657 | 47513.23
NPgN | BSP | NG FES - Leading the Way | Domestic (MWh) | BLUCHER | 127815.816 | 127061.083 | 126861.329 | 126788.962 | 126847.616 | 127012.697 | 127274.146 | 127580.804 | 127693.016 | 127204.748 | 126449.067 | 125645.449 | 124824.814 | 124026.721 | 123221.863 | 122360.715 | 121454.145 | 120582.319 | 119795.989 | 119069.544 | 118368.318 | 117621.348 | 116820.994 | 116224.532 | 116241.07 | 116258.238 | 116275.778 | 116293.044 | 116296.69
NPgN | BSP | NG FES - Leading the Way | Domestic (MWh) | BOWESFIELD | 142535.235 | 141628.862 | 141215.621 | 140842.759 | 140550.519 | 140320.232 | 140247.055 | 140224.209 | 140132.193 | 139744.498 | 139075.409 | 138433.223 | 137807.435 | 137194.513 | 136587.363 | 135990.31 | 135417.212 | 134874.133 | 134369.087 | 133888.905 | 133420.429 | 132924.102 | 132396.989 | 131991.365 | 131949.737 | 131908.988 | 131868.933 | 131829.002 | 131781.779
NPgN | BSP | NG FES - Leading the Way | Domestic (MWh) | CHIRTON GRANGE | 110671.544 | 110344.749 | 110373.638 | 110421.279 | 110536.232 | 110688.471 | 110953.41 | 111256.802 | 111474.347 | 111403.648 | 111118.025 | 110835.147 | 110562.951 | 110282.238 | 110003.64 | 109723.592 | 109460.304 | 109215.993 | 108996.705 | 108793.352 | 108593.047 | 108356.801 | 108091.842 | 107938.015 | 108118.293 | 108299.08 | 108480.221 | 108661.399 | 108835.892
NPgN | BSP | NG FES - Leading the Way | Domestic (MWh) | COALBURNS | 47067.42 | 46850.297 | 46800.025 | 46760.056 | 46750.884 | 46753.334 | 46804.909 | 46870.783 | 46887.412 | 46747.046 | 46519.48 | 46300.816 | 46085.537 | 45865.048 | 45644.627 | 45422.53 | 45209.782 | 45004.599 | 44811.979 | 44628.916 | 44449.51 | 44254.54 | 44044.439 | 43890.706 | 43907.176 | 43923.817 | 43940.54 | 43956.777 | 43968.575
NPgN | BSP | NG FES - Leading the Way | Domestic (MWh) | DARLINGTON CENTRAL | 61004.276 | 60589.481 | 60385.824 | 60190.96 | 60037.342 | 59913.42 | 59859.758 | 59832.463 | 59778.458 | 59587.997 | 59284.894 | 59008.166 | 58740.572 | 58481.061 | 58231.185 | 57979.8 | 57748.25 | 57528.521 | 57326.513 | 57128.16 | 56935.558 | 56727.201 | 56504.988 | 56336.247 | 56328.449 | 56321.006 | 56313.834 | 56306.791 | 56296.648
NPgN | BSP | NG FES - Leading the Way | Domestic (MWh) | DARLINGTON NORTH | 93448.697 | 92827.59 | 92548.806 | 92291.434 | 92090.05 | 91929.467 | 91868.74 | 91847.532 | 91692.334 | 91092.558 | 90349.263 | 89646.456 | 88959.148 | 88287.348 | 87628.848 | 86972.593 | 86342.221 | 85736.949 | 85176.577 | 84637.756 | 84110.967 | 83544.293 | 82938.764 | 82482.187 | 82474.154 | 82467.002 | 82460.559 | 82454.704 | 82439.888
NPgN | BSP | NG FES - Leading the Way | Domestic (MWh) | DUNSTON | 151979.618 | 150954.25 | 150512.809 | 150165.511 | 149938.974 | 149828.313 | 149881.225 | 150009.839 | 150169.397 | 150279.587 | 150049.017 | 149815.842 | 149579.532 | 149356.603 | 149140.969 | 148907.588 | 148671.74 | 148461.902 | 148279.182 | 148119.766 | 147968.34 | 147801.805 | 147619.372 | 147497.845 | 147558.778 | 147619.893 | 147681.035 | 147741.473 | 147797.972
NPgN | BSP | NG FES - Leading the Way | Domestic (MWh) | FLATWORTH | 57507.18 | 57414.688 | 57510.345 | 57613.764 | 57754.18 | 57912.567 | 58126.907 | 58358.287 | 58608.207 | 58877.635 | 59006.24 | 59124.602 | 59242.826 | 59350.651 | 59455.057 | 59554.037 | 59657.589 | 59764.968 | 59871.765 | 59977.965 | 60081.174 | 60175.591 | 60266.916 | 60368.385 | 60500.884 | 60633.222 | 60765.339 | 60896.991 | 61027.864
NPgN | BSP | NG FES - Leading the Way | Domestic (MWh) | GOSFORTH | 111539.987 | 110982.547 | 110855.944 | 110811.845 | 110866.951 | 111000.127 | 111232.874 | 111505.876 | 111677.625 | 111507.652 | 111095.394 | 110654.638 | 110206.475 | 109767.366 | 109324.28 | 108850.078 | 108354.255 | 107880.771 | 107456.625 | 107066.769 | 106690.001 | 106281.948 | 105841.026 | 105527.56 | 105596.747 | 105666.69 | 105737.227 | 105807.861 | 105870.606
NPgN | BSP | NG FES - Leading the Way | Domestic (MWh) | HARROGATE 132/33KV | 60665.439 | 60275.982 | 60077.913 | 59892.664 | 59739.853 | 59619.306 | 59570.313 | 59543.245 | 59486.084 | 59313.395 | 59034.917 | 58779.345 | 58531.911 | 58280.231 | 58042.399 | 57810.425 | 57603.714 | 57408.021 | 57229.999 | 57061.847 | 56902.118 | 56730.441 | 56544.995 | 56412.984 | 56441.805 | 56471.034 | 56500.596 | 56530.396 | 56557.254
NPgN | BSP | NG FES - Leading the Way | Domestic (MWh) | HUSTHWAITE | 24684.202 | 24480.436 | 24421.714 | 24368.709 | 24330.781 | 24301.659 | 24300.672 | 24303.767 | 24313.05 | 24297.897 | 24232.349 | 24167.303 | 24103.444 | 24034.378 | 23965.425 | 23900.023 | 23837.069 | 23775.566 | 23716.657 | 23659.31 | 23604.234 | 23543.649 | 23478.524 | 23426.296 | 23413.618 | 23400.806 | 23387.81 | 23374.143 | 23358.546
NPgN | BSP | NG FES - Leading the Way | Domestic (MWh) | LEEMING BAR_SKEEBY | 112699.522 | 111891.854 | 111506.85 | 111178.126 | 110891.398 | 110651.486 | 110549.734 | 110469.112 | 110333.397 | 109874.481 | 109221.506 | 108609.753 | 108011.231 | 107419.799 | 106841.773 | 106285.372 | 105763.588 | 105259.356 | 104787.661 | 104334.715 | 103895.844 | 103422.757 | 102917.841 | 102531.449 | 102502.954 | 102474.906 | 102447.114 | 102418.375 | 102380.506
NPgN | BSP | NG FES - Leading the Way | Domestic (MWh) | LINTON | 77658.696 | 77270.181 | 77214.879 | 77176.929 | 77194.513 | 77231.781 | 77346.595 | 77483.846 | 77606.306 | 77641.961 | 77503.664 | 77369.155 | 77233.154 | 77082.083 | 76926.429 | 76765.957 | 76616.95 | 76472.96 | 76335.708 | 76205.737 | 76077.965 | 75934.982 | 75778.181 | 75666.317 | 75691.419 | 75716.321 | 75740.882 | 75763.425 | 75779.951
NPgN | BSP | NG FES - Leading the Way | Domestic (MWh) | MALTON GRID | 97621.551 | 97220.559 | 97320.446 | 97442.451 | 97633.677 | 97851.059 | 98144.405 | 98436.675 | 98704.224 | 98806.462 | 98706.291 | 98582.994 | 98430.045 | 98274.387 | 98120.707 | 97965.006 | 97810.488 | 97659.978 | 97520.563 | 97390.034 | 97258.504 | 97101.326 | 96920.365 | 96808.684 | 96910.09 | 97010.294 | 97109.032 | 97203.064 | 97285.044
NPgN | BSP | NG FES - Leading the Way | Domestic (MWh) | MELROSEGATE | 215074.7 | 212827.22 | 212240.941 | 211802.644 | 211546.64 | 211455.659 | 211458.415 | 211567.763 | 211527.06 | 210861.405 | 209687.941 | 208393.17 | 207087.097 | 205849.823 | 204584.694 | 203231.131 | 201806.553 | 200506.19 | 199357.196 | 198296.138 | 197263.161 | 196175.421 | 195011.336 | 194095.954 | 193934.97 | 193773.705 | 193611.649 | 193447.812 | 193263.808
NPgN | BSP | NG FES - Leading the Way | Domestic (MWh) | NORTH TEES | 137161.767 | 136224.486 | 135733.647 | 135281.7 | 134904.738 | 134590.379 | 134426.683 | 134322.548 | 133987.129 | 132947.556 | 131709.333 | 130517.95 | 129355.553 | 128218.158 | 127096.778 | 125991.733 | 124919.439 | 123891.357 | 122932.621 | 122019.121 | 121125.427 | 120178.058 | 119171.945 | 118400.889 | 118333.479 | 118267.612 | 118203.043 | 118139.677 | 118062.761
NPgN | BSP | NG FES - Leading the Way | Domestic (MWh) | POTTER HOUSE | 128985.884 | 128204.874 | 128067.795 | 127975.15 | 127962.893 | 128006.202 | 128160.758 | 128360.532 | 128454.524 | 128172.5 | 127621.312 | 127063.001 | 126502.889 | 125950.25 | 125392.749 | 124825.051 | 124260.73 | 123720.849 | 123228.519 | 122763.66 | 122306.816 | 121807.672 | 121268.536 | 120872.543 | 120908.809 | 120945.628 | 120982.768 | 121019.809 | 121047.188
NPgN | BSP | NG FES - Leading the Way | Domestic (MWh) | RAVENSWORTH | 59113.775 | 58290.165 | 58066.065 | 57856.513 | 57692.72 | 57566.773 | 57475.186 | 57420.497 | 57369.948 | 57256.257 | 57023.331 | 56779.665 | 56529.906 | 56279.135 | 56027.981 | 55776.627 | 55529.728 | 55292.707 | 55071.052 | 54857.955 | 54646.257 | 54419.383 | 54178.089 | 53974.119 | 53883.617 | 53792.83 | 53701.607 | 53609.736 | 53513.892
NPgN | BSP | NG FES - Leading the Way | Domestic (MWh) | SCARBOROUGH GRID | 121796.953 | 121201.999 | 121039.415 | 120928.082 | 120881.881 | 120899.652 | 121047.75 | 121247.016 | 121425.032 | 121459.803 | 121249.625 | 121047.431 | 120824.453 | 120606.431 | 120380.003 | 120145.765 | 119932.589 | 119727.871 | 119540.053 | 119361.417 | 119188.115 | 118992.869 | 118779.486 | 118633.978 | 118693.499 | 118753.254 | 118813.089 | 118872.415 | 118927.199
NPgN | BSP | NG FES - Leading the Way | Domestic (MWh) | SEAL SANDS | 42.105 | 41.847 | 41.729 | 41.621 | 41.533 | 41.462 | 41.434 | 41.421 | 41.373 | 41.207 | 40.964 | 40.73 | 40.502 | 40.28 | 40.061 | 39.846 | 39.639 | 39.442 | 39.259 | 39.084 | 38.913 | 38.731 | 38.539 | 38.391 | 38.376 | 38.362 | 38.348 | 38.335 | 38.32
NPgN | BSP | NG FES - Leading the Way | Domestic (MWh) | SPADEADAM 33KV | 1217.595 | 1209.898 | 1207.079 | 1204.686 | 1203.105 | 1202.038 | 1202.264 | 1202.957 | 1202.619 | 1198.689 | 1192.532 | 1186.56 | 1180.662 | 1174.69 | 1168.752 | 1162.993 | 1157.412 | 1151.936 | 1146.706 | 1141.681 | 1136.744 | 1131.424 | 1125.703 | 1121.309 | 1120.969 | 1120.619 | 1120.255 | 1119.824 | 1119.194
NPgN | BSP | NG FES - Leading the Way | Domestic (MWh) | SPENNYMOOR 132/66KV | 131669.326 | 131104.204 | 130980.281 | 130906.466 | 130908.582 | 130963.657 | 131149.558 | 131375.631 | 131461.877 | 131091.331 | 130454.697 | 129826.622 | 129203.837 | 128593.926 | 127983.201 | 127364.215 | 126753.513 | 126169.611 | 125637.076 | 125134.889 | 124643.97 | 124107.998 | 123528.945 | 123114.856 | 123197.938 | 123281.969 | 123366.735 | 123451.461 | 123525.42
NPgN | BSP | NG FES - Leading the Way | Domestic (MWh) | TORONTO | 100233.805 | 99862.838 | 99827.348 | 99830.557 | 99891.637 | 99990.255 | 100184.951 | 100406.671 | 100537.489 | 100366.981 | 99978.534 | 99588.862 | 99199.469 | 98817.87 | 98432.168 | 98038.898 | 97647.948 | 97274.929 | 96937.117 | 96620.633 | 96311.358 | 95969.959 | 95598.278 | 95338.856 | 95418.894 | 95499.17 | 95579.498 | 95658.465 | 95728.083
NPgN | BSP | NG FES - Leading the Way | Domestic (MWh) | WORMALD GREEN 132/33KV | 47923.551 | 47532.628 | 47366.489 | 47208.164 | 47077.126 | 46972.425 | 46918.393 | 46883.646 | 46830.849 | 46696.144 | 46477.347 | 46273.334 | 46073.893 | 45869.571 | 45675.695 | 45487.018 | 45318.351 | 45157.98 | 45011.346 | 44872.11 | 44739.244 | 44596.304 | 44441.839 | 44327.182 | 44333.086 | 44339.025 | 44344.914 | 44350.428 | 44352.745
NPgY | BSP | NG FES - Leading the Way | Domestic (MWh) | ATTERCLIFFE | 69543.501 | 69231.876 | 69160.248 | 69118.782 | 69121.348 | 69163.079 | 69271.992 | 69413.771 | 69348.427 | 68668.14 | 67916.757 | 67184.156 | 66467.579 | 65768.122 | 65076.295 | 64383.666 | 63696.433 | 63038.812 | 62437.636 | 61870.623 | 61317.607 | 60715.631 | 60063.293 | 59603.684 | 59724.938 | 59847.038 | 59969.794 | 60092.931 | 60203.589
NPgY | BSP | NG FES - Leading the Way | Domestic (MWh) | BARUGH 132/66KV | 122423.028 | 121801.881 | 121760.094 | 121747.742 | 121805.297 | 121926.336 | 122168.968 | 122468.342 | 122682.042 | 122572.026 | 122239.645 | 121926.861 | 121619.656 | 121316.08 | 121017.173 | 120729.932 | 120463.76 | 120212.089 | 119990.763 | 119784.524 | 119582.092 | 119338.579 | 119059.53 | 118905.214 | 119128.362 | 119351.616 | 119574.741 | 119796.486 | 120007.858
NPgY | BSP | NG FES - Leading the Way | Domestic (MWh) | BEESTON ROYDS 132/33KV | 122118.008 | 121572.34 | 121486.608 | 121484.051 | 121585.451 | 121783.585 | 122101.71 | 122471.071 | 122819.333 | 122984.106 | 122852.552 | 122695.852 | 122531.167 | 122380.342 | 122210.817 | 122006.238 | 121783.868 | 121588.187 | 121432.808 | 121300.178 | 121182.158 | 121048.999 | 120892.467 | 120822.404 | 121013.796 | 121205.504 | 121397.362 | 121588.352 | 121772.816
NPgY | BSP | NG FES - Leading the Way | Domestic (MWh) | BEVERLEY 132/33KV | 138773.315 | 138065.032 | 137841.266 | 137667.321 | 137572.164 | 137524.612 | 137626.894 | 137788.447 | 137873.941 | 137664.095 | 137172.596 | 136696.736 | 136233.952 | 135775.732 | 135318.478 | 134853.827 | 134413.209 | 134002.608 | 133626.525 | 133275.042 | 132936.259 | 132566.699 | 132165.592 | 131882.933 | 131957.151 | 132031.76 | 132106.541 | 132179.706 | 132242.881
NPgY | BSP | NG FES - Leading the Way | Domestic (MWh) | BINGLEY 132/33KV | 110965.333 | 110399.229 | 110201.384 | 110019.876 | 109904.971 | 109836.11 | 109891.781 | 110004.115 | 109948.595 | 109349.893 | 108595.26 | 107878.471 | 107188.119 | 106514.887 | 105866.249 | 105239.163 | 104646.135 | 104086.142 | 103578.447 | 103107.524 | 102650.774 | 102147.035 | 101595.594 | 101226.663 | 101406.88 | 101587.657 | 101768.758 | 101949.015 | 102115.952
NPgY | BSP | NG FES - Leading the Way | Domestic (MWh) | BLACKBURN MEADOWS B | 34130.482 | 33986.627 | 33967.04 | 33960.197 | 33975.554 | 34008.907 | 34075.841 | 34159.008 | 34177.299 | 33991.322 | 33756.939 | 33529.544 | 33308.256 | 33091.699 | 32879.329 | 32667.5 | 32459.423 | 32262.262 | 32084.53 | 31918.539 | 31757.433 | 31578.276 | 31381.344 | 31251.831 | 31325.648 | 31399.768 | 31474.118 | 31548.566 | 31618.663
NPgY | BSP | NG FES - Leading the Way | Domestic (MWh) | BLYTON | 71860.295 | 71667.589 | 71728.771 | 71795.178 | 71885.002 | 71985.838 | 72164.225 | 72362.943 | 72508.888 | 72482.688 | 72303.269 | 72129.705 | 71958.208 | 71780.489 | 71615.113 | 71453.698 | 71309.522 | 71171.756 | 71045.332 | 70931.011 | 70824.177 | 70696.428 | 70548.101 | 70464.253 | 70578.751 | 70692.141 | 70804.205 | 70911.156 | 71005.805
NPgY | BSP | NG FES - Leading the Way | Domestic (MWh) | BRADFORD | 131820.287 | 130936.333 | 130617.833 | 130319.712 | 130101.656 | 129942.145 | 129920.549 | 129970.035 | 129793.671 | 128896.178 | 127829.708 | 126805.934 | 125812.199 | 124838.426 | 123892.604 | 122972.011 | 122090.579 | 121250.479 | 120479.519 | 119755.318 | 119048.809 | 118280.185 | 117448.191 | 116855.168 | 116980.961 | 117107.582 | 117234.732 | 117361.657 | 117472.228
NPgY | BSP | NG FES - Leading the Way | Domestic (MWh) | BRAMHAM | 106384.135 | 105918.111 | 105725.993 | 105554.075 | 105419.783 | 105324.51 | 105338.607 | 105402.571 | 104923.725 | 102936.552 | 100935.298 | 98999.313 | 97103.06 | 95237.287 | 93398.607 | 91584.891 | 89811.332 | 88097.34 | 86504.519 | 84987.733 | 83505.167 | 81910.055 | 80195.739 | 78931.123 | 79025.314 | 79120.599 | 79216.52 | 79310.558 | 79370.591
NPgY | BSP | NG FES - Leading the Way | Domestic (MWh) | BRANSHOLME | 65263.568 | 64801.063 | 64582.576 | 64403.69 | 64274.796 | 64190.578 | 64187.676 | 64208.172 | 64251.127 | 64289.295 | 64187.071 | 64079.903 | 63973.629 | 63873.41 | 63774.591 | 63671.534 | 63566.418 | 63464.141 | 63374.537 | 63292.548 | 63212.747 | 63128.771 | 63039.306 | 62971.538 | 62968.544 | 62965.795 | 62963.227 | 62960.358 | 62955.915
NPgY | BSP | NG FES - Leading the Way | Domestic (MWh) | BRIGHOUSE 132/33KV | 105986.796 | 105409.866 | 105200.016 | 105022.198 | 104906.413 | 104839.894 | 104891.543 | 104992.603 | 104978.842 | 104584.323 | 104012.431 | 103471.251 | 102946.889 | 102435.934 | 101938.586 | 101453.993 | 100995.541 | 100561.901 | 100170.242 | 99804.902 | 99454.409 | 99070.342 | 98650.613 | 98367.622 | 98496.416 | 98625.981 | 98756.144 | 98886.5 | 99008.291
NPgY | BSP | NG FES - Leading the Way | Domestic (MWh) | DONCASTER B/THORPE MARSH | 262366.679 | 261442.482 | 261435.614 | 261472.222 | 261647.673 | 261907.07 | 262440.289 | 263109.311 | 263579.199 | 263312.601 | 262578.139 | 261900.693 | 261248.1 | 260612.291 | 259993.743 | 259402.134 | 258876.435 | 258386.089 | 257960.933 | 257568.453 | 257184.017 | 256705.505 | 256149.349 | 255873.739 | 256448.266 | 257022.754 | 257596.698 | 258167.141 | 258714.301
NPgY | BSP | NG FES - Leading the Way | Domestic (MWh) | DONCASTER CENTRAL | 39560.376 | 39398.207 | 39356.73 | 39325.096 | 39315 | 39319.738 | 39368.769 | 39438.075 | 39463.805 | 39343.254 | 39157.585 | 38982.623 | 38813.248 | 38647.673 | 38485.733 | 38327.87 | 38179.519 | 38038.127 | 37909.718 | 37788.69 | 37670.357 | 37536.839 | 37389.629 | 37294.883 | 37358.389 | 37422.199 | 37486.25 | 37550.348 | 37611.113
NPgY | BSP | NG FES - Leading the Way | Domestic (MWh) | DRIFFIELD/BEVERLEY GROUP | 179152.526 | 178499.514 | 178457.653 | 178442.423 | 178499.451 | 178564.515 | 178790.65 | 179097.922 | 179133.232 | 178369.722 | 177288.6 | 176252.599 | 175243.81 | 174237.092 | 173230.26 | 172215.69 | 171261.569 | 170374.178 | 169550.745 | 168774.921 | 168025.451 | 167203.27 | 166307.967 | 165672.852 | 165827.506 | 165980.99 | 166132.806 | 166278.518 | 166397.7
NPgY | BSP | NG FES - Leading the Way | Domestic (MWh) | FEATHERSTONE | 104237.95 | 104365.701 | 104821.664 | 105288.325 | 105798.295 | 106343.062 | 106989.471 | 107667.872 | 108238.102 | 108452.238 | 108469.73 | 108507.381 | 108546.788 | 108581.304 | 108617.076 | 108665.74 | 108735.461 | 108811.737 | 108909.078 | 109015.569 | 109120.709 | 109177.135 | 109198.909 | 109345.387 | 109869.922 | 110394.244 | 110918.124 | 111439.123 | 111947.563
NPgY | BSP | NG FES - Leading the Way | Domestic (MWh) | GIRLINGTON | 90243.117 | 89656.895 | 89431.899 | 89224.273 | 89071.99 | 88961.324 | 88947.981 | 88982.124 | 88878.329 | 88326.687 | 87651.222 | 87003.548 | 86375.302 | 85759.97 | 85162.447 | 84579.955 | 84022.199 | 83490.418 | 83001.948 | 82542.984 | 82095.978 | 81610.226 | 81085.004 | 80710.642 | 80789.633 | 80869.296 | 80949.445 | 81029.709 | 81100.112
NPgY | BSP | NG FES - Leading the Way | Domestic (MWh) | HALIFAX 132/33KV | 46626.936 | 46305.409 | 46177.565 | 46060.201 | 45969.079 | 45900.639 | 45883.068 | 45888.375 | 45828.616 | 45553.427 | 45211.856 | 44890.44 | 44576.446 | 44270.181 | 43972.416 | 43685.789 | 43412.769 | 43151.165 | 42910.512 | 42681.461 | 42458.671 | 42216.467 | 41954.582 | 41765.641 | 41796.788 | 41828.139 | 41859.596 | 41890.788 | 41916.715
NPgY | BSP | NG FES - Leading the Way | Domestic (MWh) | HECKMONDWIKE | 86790.79 | 86305.774 | 86161.295 | 86043.344 | 85977.374 | 85950.01 | 86013.582 | 86118.979 | 86121.139 | 85793.475 | 85320.078 | 84864.579 | 84423.223 | 83991.305 | 83568.524 | 83152.311 | 82756.987 | 82384.305 | 82049.397 | 81739.579 | 81443.128 | 81118.081 | 80761.601 | 80523.013 | 80639.937 | 80757.395 | 80875.23 | 80993.069 | 81103.158
NPgY | BSP | NG FES - Leading the Way | Domestic (MWh) | HOLMFIELD | 148400.349 | 147482.051 | 147035.932 | 146612.615 | 146261.185 | 145968.474 | 145841.175 | 145790.89 | 145254.384 | 143311.294 | 141273.215 | 139328.506 | 137435.582 | 135581.991 | 133771.426 | 132003.847 | 130295.834 | 128653.03 | 127130.346 | 125683.436 | 124271.478 | 122751.255 | 121118.956 | 119920.154 | 120025.485 | 120132.682 | 120241.321 | 120350.708 | 120431.845
NPgY | BSP | NG FES - Leading the Way | Domestic (MWh) | HULL EAST 132/33KV | 84497.798 | 83993.543 | 83798.446 | 83642.42 | 83541.769 | 83482.046 | 83519.372 | 83590.517 | 83642.672 | 83575.805 | 83334.862 | 83097.009 | 82864.8 | 82638.197 | 82412.941 | 82182.077 | 81958.863 | 81748.823 | 81559.559 | 81384.165 | 81214.964 | 81031.911 | 80833.923 | 80693.135 | 80724.103 | 80755.389 | 80786.88 | 80817.808 | 80844.375
NPgY | BSP | NG FES - Leading the Way | Domestic (MWh) | HULL SOUTH | 120682.864 | 119807.431 | 119400.511 | 119060.668 | 118808.998 | 118634.615 | 118605.655 | 118621.857 | 118619.438 | 118451.967 | 118051.133 | 117648.842 | 117253.09 | 116871.355 | 116495.181 | 116113.687 | 115733.942 | 115367.026 | 115035.733 | 114726.111 | 114423.422 | 114102.232 | 113759.812 | 113500.374 | 113489.181 | 113478.472 | 113468.089 | 113457.436 | 113441.431
NPgY | BSP | NG FES - Leading the Way | Domestic (MWh) | HULL WEST | 88210.409 | 87770.575 | 87613.244 | 87482.201 | 87395.81 | 87333.837 | 87365.891 | 87437.93 | 87376.701 | 86909.429 | 86297.418 | 85708.801 | 85136.468 | 84571.383 | 84011.293 | 83449.79 | 82910.933 | 82401.068 | 81928.94 | 81482.655 | 81049.265 | 80581.879 | 80079.449 | 79712.813 | 79754.543 | 79796.933 | 79839.814 | 79882.538 | 79916.104
NPgY | BSP | NG FES - Leading the Way | Domestic (MWh) | HUMBERSTON | 59997.595 | 59567.808 | 59323.492 | 59096.738 | 58910.504 | 58753.7 | 58664.245 | 58596.264 | 58501.751 | 58271.694 | 57940.745 | 57628.124 | 57324.569 | 57033.037 | 56747.542 | 56466.928 | 56201.327 | 55947.385 | 55711.148 | 55483.354 | 55262.043 | 55026.467 | 54777.216 | 54582.361 | 54550.626 | 54519.345 | 54488.443 | 54457.86 | 54424.4
NPgY | BSP | NG FES - Leading the Way | Domestic (MWh) | HUNNINGLEY | 57536.696 | 57026.974 | 57009.412 | 56997.575 | 57021.841 | 57079.509 | 57176.158 | 57304.841 | 57421.62 | 57444.475 | 57359.568 | 57273.158 | 57181.649 | 57087.151 | 56991.517 | 56901.184 | 56818.503 | 56739.308 | 56670.321 | 56603.748 | 56534.67 | 56445.234 | 56339.988 | 56277.621 | 56346.742 | 56415.261 | 56483.023 | 56549.467 | 56610.784
NPgY | BSP | NG FES - Leading the Way | Domestic (MWh) | HUNSHELF | 58439.996 | 58095.753 | 58084.378 | 58094.249 | 58144.074 | 58230.496 | 58368.763 | 58534.166 | 58673.087 | 58680.816 | 58572.125 | 58462.636 | 58351.216 | 58241.489 | 58129.854 | 58020.038 | 57911.792 | 57809.232 | 57720.596 | 57638.492 | 57557.676 | 57457.876 | 57340.868 | 57277.241 | 57376.867 | 57475.939 | 57574.297 | 57670.17 | 57758.445
NPgY | BSP | NG FES - Leading the Way | Domestic (MWh) | IMMINGHAM | 27315.278 | 27149.144 | 27071.973 | 27000.817 | 26946.58 | 26904.274 | 26891.685 | 26889.31 | 26883.327 | 26843.95 | 26749.943 | 26661.569 | 26576.556 | 26492.935 | 26411.686 | 26333.121 | 26260.503 | 26191.463 | 26126.912 | 26065.283 | 26006.004 | 25941.75 | 25872.863 | 25821.152 | 25821.269 | 25821.448 | 25821.649 | 25821.501 | 25819.759
NPgY | BSP | NG FES - Leading the Way | Domestic (MWh) | KIRKHAW LANE | 56813.264 | 56828.954 | 57042.677 | 57263.567 | 57508.691 | 57773.014 | 58091.407 | 58428.269 | 58720.7 | 58855.554 | 58875.528 | 58901.643 | 58926.626 | 58947.864 | 58968.673 | 58995.94 | 59033.331 | 59073.141 | 59121.666 | 59174.154 | 59226.488 | 59255.441 | 59267.156 | 59336.222 | 59580.493 | 59824.2 | 60067.188 | 60307.257 | 60538.978
NPgY | BSP | NG FES - Leading the Way | Domestic (MWh) | KIRKSTALL C 2/5 | 26970.958 | 26835.555 | 26804.28 | 26790.728 | 26799.488 | 26829.085 | 26886.04 | 26954.449 | 27020.579 | 27053.294 | 27021.639 | 26985.466 | 26947.789 | 26912.481 | 26873.735 | 26829.65 | 26782.402 | 26740.053 | 26705.296 | 26674.802 | 26646.441 | 26614.863 | 26578.47 | 26559.134 | 26591.59 | 26624.052 | 26656.485 | 26688.554 | 26719.077
NPgY | BSP | NG FES - Leading the Way | Domestic (MWh) | KIRKSTALL C/RING ROAD HORSFORTH | 191024.959 | 190042.222 | 189832.26 | 189739.045 | 189798.845 | 190001.22 | 190386.11 | 190857.369 | 191102.887 | 190553.587 | 189626.793 | 188686.205 | 187748.465 | 186841.274 | 185916.796 | 184954.325 | 183979.502 | 183064.453 | 182249.971 | 181494.573 | 180768.961 | 179982.601 | 179121.046 | 178537.127 | 178792.672 | 179049.077 | 179305.976 | 179561.526 | 179796.715
NPgY | BSP | NG FES - Leading the Way | Domestic (MWh) | LEEDS EAST | 120295.821 | 119798.235 | 119777.614 | 119843.625 | 120017.436 | 120291.009 | 120678.07 | 121114.294 | 121560.546 | 121901.848 | 121928.886 | 121919.996 | 121897.511 | 121887.875 | 121853.792 | 121779.958 | 121682.202 | 121610.784 | 121576.841 | 121562.906 | 121560.363 | 121548.582 | 121518.31 | 121551.687 | 121778.823 | 122005.812 | 122232.498 | 122457.391 | 122676.058
NPgY | BSP | NG FES - Leading the Way | Domestic (MWh) | LEEDS NORTH | 89328.778 | 88947.014 | 88939.835 | 88995.469 | 89130.755 | 89339.567 | 89630.355 | 89958.73 | 90252.412 | 90355.376 | 90239.034 | 90098.979 | 89950.948 | 89814.644 | 89661.064 | 89481.532 | 89286.113 | 89115.702 | 88983.183 | 88871.229 | 88767.409 | 88648.634 | 88507.04 | 88444.272 | 88621.404 | 88798.365 | 88975.023 | 89150.001 | 89317.678
NPgY | BSP | NG FES - Leading the Way | Domestic (MWh) | LINDLEY | 127133.016 | 126548.817 | 126375.968 | 126245.34 | 126189.37 | 126187.891 | 126326.706 | 126523.531 | 126579.694 | 126191.21 | 125578.264 | 124993.094 | 124429.477 | 123879.734 | 123342.753 | 122815.266 | 122318.748 | 121854.017 | 121441.214 | 121063.579 | 120705.674 | 120309.855 | 119871.531 | 119594.643 | 119804.906 | 120015.784 | 120227.057 | 120437.72 | 120637.052
NPgY | BSP | NG FES - Leading the Way | Domestic (MWh) | LOW ROAD | 78004.868 | 77608.616 | 77509.257 | 77456.425 | 77464.003 | 77528.104 | 77668.376 | 77843.335 | 77921.959 | 77668.245 | 77265.667 | 76860.347 | 76457.443 | 76066.772 | 75670.342 | 75260.95 | 74847.903 | 74458.728 | 74110.16 | 73785.47 | 73471.969 | 73133 | 72762.943 | 72508.006 | 72601.297 | 72694.855 | 72788.528 | 72881.622 | 72966.367
NPgY | BSP | NG FES - Leading the Way | Domestic (MWh) | MALLARD WAY | 45163.744 | 44984.501 | 44951.509 | 44929.558 | 44932.933 | 44953.162 | 45023.151 | 45116.223 | 45180.968 | 45134.467 | 45004.884 | 44884.595 | 44768.796 | 44656.069 | 44546.273 | 44440.09 | 44343.795 | 44253.464 | 44173.853 | 44099.882 | 44027.572 | 43941.404 | 43843.549 | 43789.998 | 43870.141 | 43950.535 | 44031.119 | 44111.676 | 44189.412
NPgY | BSP | NG FES - Leading the Way | Domestic (MWh) | MENSTON | 93602.029 | 93133.279 | 92970.25 | 92841.795 | 92774.613 | 92759.252 | 92843.937 | 92973.758 | 92915.582 | 92275.413 | 91503.641 | 90754.633 | 90023.134 | 89309.516 | 88605.7 | 87906.207 | 87222.273 | 86571.362 | 85977.421 | 85420.221 | 84879.62 | 84293.708 | 83658.108 | 83211.511 | 83334.849 | 83458.817 | 83583.194 | 83706.853 | 83816.753
NPgY | BSP | NG FES - Leading the Way | Domestic (MWh) | MOSS ROAD | 43563.522 | 43266.243 | 43096.419 | 42939.904 | 42812.936 | 42707.37 | 42648.636 | 42604.02 | 42569.596 | 42515.535 | 42379.015 | 42251.333 | 42127.347 | 42010.005 | 41895.063 | 41782.295 | 41681.476 | 41587.387 | 41501.002 | 41416.335 | 41335.144 | 41248.256 | 41156.824 | 41082.026 | 41057.657 | 41033.134 | 41008.397 | 40983.307 | 40956.984
NPgY | BSP | NG FES - Leading the Way | Domestic (MWh) | OSGODBY 1/2 | 0 | 0 | 0 | 0 | 0 | 0 | 0 | 0 | 0 | 0 | 0 | 0 | 0 | 0 | 0 | 0 | 0 | 0 | 0 | 0 | 0 | 0 | 0 | 0 | 0 | 0 | 0 | 0 | 0
NPgY | BSP | NG FES - Leading the Way | Domestic (MWh) | OSGODBY 3/4 | 64987.855 | 65229.255 | 65702.41 | 66154.959 | 66600.936 | 67044.48 | 67538.015 | 68044.265 | 68536.161 | 68949.297 | 69202.003 | 69435.055 | 69647.858 | 69841.903 | 70035.55 | 70240.13 | 70458.865 | 70662.709 | 70859.593 | 71050.245 | 71238.359 | 71403.05 | 71552.354 | 71731.781 | 72010.37 | 72286.057 | 72558.533 | 72821.285 | 73066.87
NPgY | BSP | NG FES - Leading the Way | Domestic (MWh) | RODLEY | 139246.984 | 138537.372 | 138295.705 | 138122.49 | 138046.442 | 138059.212 | 138216.629 | 138439.235 | 138382.498 | 137457.45 | 136322.476 | 135209.25 | 134115.644 | 133049.739 | 131988.048 | 130917.17 | 129856.688 | 128847.276 | 127927.288 | 127062.477 | 126223.894 | 125320.297 | 124342.908 | 123648.276 | 123806.157 | 123965.401 | 124125.715 | 124286.409 | 124428.865
NPgY | BSP | NG FES - Leading the Way | Domestic (MWh) | SAINT ANDREWS ROAD 132/33KV | 137679.025 | 136843.99 | 136465.703 | 136113.229 | 135821.462 | 135576.123 | 135474.508 | 135445.893 | 134825.223 | 132560.029 | 130248.356 | 128022.942 | 125854.74 | 123725.297 | 121633.497 | 119575.921 | 117578.004 | 115655.429 | 113874.302 | 112184.429 | 110536.59 | 108766.367 | 106865.249 | 105463.719 | 105568.638 | 105675.566 | 105784.039 | 105893.573 | 105970.51
NPgY | BSP | NG FES - Leading the Way | Domestic (MWh) | SALTEND 132/33KV | 62.421 | 62.104 | 62.02 | 61.949 | 61.908 | 61.879 | 61.911 | 61.974 | 61.937 | 61.601 | 61.161 | 60.738 | 60.326 | 59.917 | 59.51 | 59.102 | 58.714 | 58.347 | 58.006 | 57.684 | 57.37 | 57.031 | 56.665 | 56.398 | 56.429 | 56.46 | 56.491 | 56.522 | 56.545
NPgY | BSP | NG FES - Leading the Way | Domestic (MWh) | SANTON | 61054.21 | 60771.79 | 60690.877 | 60615.434 | 60571.703 | 60548.015 | 60588.512 | 60651.929 | 60701.062 | 60673.169 | 60513.636 | 60364.279 | 60222.629 | 60076.989 | 59937.745 | 59804.762 | 59684.478 | 59570.864 | 59464.4 | 59365.692 | 59272.035 | 59166.304 | 59049.351 | 58971.8 | 59013.834 | 59055.778 | 59097.524 | 59137.734 | 59173.088
NPgY | BSP | NG FES - Leading the Way | Domestic (MWh) | SCUNTHORPE NORTH | 39686.133 | 39481.909 | 39396.561 | 39315.451 | 39254.396 | 39207.18 | 39202.168 | 39213.363 | 39179.545 | 39001.053 | 38755.05 | 38520.986 | 38295.368 | 38070.426 | 37851.183 | 37636.635 | 37431.955 | 37235.836 | 37052.534 | 36878.916 | 36710.365 | 36528.241 | 36332.698 | 36189.388 | 36203.148 | 36217.212 | 36231.513 | 36245.842 | 36256.828
NPgY | BSP | NG FES - Leading the Way | Domestic (MWh) | SCUNTHORPE SOUTH | 43852.139 | 43649.782 | 43586.313 | 43527.019 | 43492.007 | 43472.638 | 43499.404 | 43542.437 | 43599.799 | 43666.017 | 43628.842 | 43596.845 | 43569.465 | 43538.278 | 43510.207 | 43483.731 | 43464.83 | 43449.5 | 43435.531 | 43424.413 | 43415.76 | 43403.287 | 43388.054 | 43383.698 | 43411.923 | 43440.313 | 43468.829 | 43497.257 | 43525.097
NPgY | BSP | NG FES - Leading the Way | Domestic (MWh) | SILSDEN | 132498.193 | 131924.889 | 131819.463 | 131716.37 | 131723.956 | 131776.765 | 131982.427 | 132231.686 | 132475.991 | 132553.318 | 132356.345 | 132175.582 | 132005.015 | 131835.275 | 131689.862 | 131547.631 | 131439.002 | 131349.588 | 131280.503 | 131228.369 | 131180.127 | 131105.943 | 131007.377 | 130990.32 | 131221.979 | 131452.842 | 131682.641 | 131907.808 | 132120.71
NPgY | BSP | NG FES - Leading the Way | Domestic (MWh) | SOWERBY BRIDGE 132/33KV | 117740.18 | 117068.444 | 116794.993 | 116548.867 | 116367.783 | 116242.086 | 116251.047 | 116313.597 | 116254.646 | 115769.632 | 115097.618 | 114477.288 | 113873.849 | 113289.434 | 112725.81 | 112189.468 | 111686.937 | 111208.436 | 110772.526 | 110359.451 | 109961.649 | 109523.716 | 109045.568 | 108717.328 | 108841.895 | 108966.609 | 109091.232 | 109214.34 | 109325.399
NPgY | BSP | NG FES - Leading the Way | Domestic (MWh) | STAYGATE | 110022.459 | 109423.736 | 109191.986 | 108980.769 | 108835.838 | 108739.256 | 108766.504 | 108849.465 | 108771.884 | 108172.598 | 107417.232 | 106697.918 | 106003.642 | 105325.856 | 104670.698 | 104033.55 | 103427.537 | 102853.103 | 102329.483 | 101841.082 | 101366.975 | 100848.23 | 100284.201 | 99896.851 | 100040.028 | 100184.16 | 100329.045 | 100474.274 | 100608.452
NPgY | BSP | NG FES - Leading the Way | Domestic (MWh) | THORNHILL 132KV | 71923.291 | 71638.54 | 71607.976 | 71596.827 | 71625.258 | 71683.154 | 71816.4 | 71981.403 | 72054.617 | 71840.858 | 71505.765 | 71186.921 | 70878.78 | 70576.903 | 70281.66 | 69992.878 | 69721.716 | 69467.362 | 69242.536 | 69036.733 | 68840.451 | 68617.59 | 68367.874 | 68218.852 | 68373.762 | 68529.027 | 68684.509 | 68839.572 | 68987.37
NPgY | BSP | NG FES - Leading the Way | Domestic (MWh) | WAKEFIELD MONCKTON ROAD | 66394.009 | 66512.06 | 66848.545 | 67189.677 | 67557.585 | 67946.417 | 68397.984 | 68869.157 | 69276.446 | 69470.195 | 69535.602 | 69612.614 | 69689.446 | 69761.983 | 69834.455 | 69915.372 | 70009.849 | 70108.04 | 70218.768 | 70334.118 | 70446.505 | 70527.698 | 70587.58 | 70722.975 | 71087.543 | 71451.927 | 71815.992 | 72178.289 | 72533.049
NPgY | BSP | NG FES - Leading the Way | Domestic (MWh) | WAKEFIELD NORTH | 125018.494 | 124884.35 | 125186.436 | 125515.906 | 125908.369 | 126354.504 | 126920.661 | 127532.9 | 127948.387 | 127748.366 | 127338.183 | 126951.349 | 126572.619 | 126199.585 | 125828.831 | 125464.312 | 125120.783 | 124801.42 | 124532.584 | 124291.351 | 124058.631 | 123762.399 | 123411.014 | 123264.114 | 123735.179 | 124206.651 | 124678.255 | 125148.261 | 125602.262
NPgY | BSP | NG FES - Leading the Way | Domestic (MWh) | WEST MELTON | 185775.123 | 184567.361 | 184523.849 | 184519.401 | 184631.934 | 184845.089 | 185207.969 | 185666.711 | 185944.832 | 185556.063 | 184858.515 | 184175.682 | 183498.654 | 182827.241 | 182164.334 | 181513.9 | 180887.085 | 180292.245 | 179761.538 | 179263.077 | 178772.026 | 178199.6 | 177554.879 | 177150.456 | 177475.894 | 177800.429 | 178123.566 | 178443.227 | 178741.076
NPgY | BSP | NG FES - Leading the Way | Domestic (MWh) | WHINMOOR | 144032.819 | 143101.469 | 142886.246 | 142750.666 | 142729.006 | 142812.849 | 143024.089 | 143305.886 | 143376.173 | 142731.085 | 141827.222 | 140915.92 | 140008.572 | 139124.275 | 138230.372 | 137313.137 | 136391.436 | 135518.025 | 134728.904 | 133989.445 | 133274.209 | 132502.368 | 131663.283 | 131066.743 | 131204.103 | 131341.96 | 131479.977 | 131616.814 | 131735.402
NPgY | BSP | NG FES - Leading the Way | Domestic (MWh) | WOLD NEWTON | 79559.353 | 79533.755 | 79833.015 | 80122.973 | 80453.38 | 80785.783 | 81194.435 | 81608.285 | 81891.37 | 81764.438 | 81486.995 | 81219.37 | 80947.209 | 80662.187 | 80384.962 | 80124.738 | 79882.152 | 79641.764 | 79416.616 | 79205.81 | 79002.339 | 78754.081 | 78462.719 | 78299.659 | 78533.542 | 78764.419 | 78991.838 | 79206.862 | 79393.103
NPgY | BSP | NG FES - Leading the Way | Domestic (MWh) | YARBOROUGH ROAD 132/33KV | 89615.658 | 89002.22 | 88667.551 | 88361.252 | 88117.553 | 87919.029 | 87819.687 | 87749.946 | 87705.038 | 87628.042 | 87373.855 | 87137.163 | 86907.565 | 86690.953 | 86479.238 | 86271.521 | 86084.699 | 85909.663 | 85748.553 | 85591.089 | 85440.15 | 85278.589 | 85108.451 | 84971.24 | 84933.129 | 84895.141 | 84857.174 | 84818.905 | 84778.626
NPgN | BSP | NG FES - System Transformation | Domestic (MWh) | ANNFIELD | 105092.2 | 104672.646 | 104613.12 | 104596.879 | 104641.069 | 104726.769 | 104904.096 | 105105.587 | 105369.56 | 105722.688 | 105823.735 | 105908.427 | 105985.852 | 105864.259 | 105590.684 | 105423.351 | 105261.081 | 105089.158 | 104912.253 | 104731.352 | 104529.04 | 104287.886 | 103999.971 | 103654.998 | 103256.317 | 102823.606 | 102356.264 | 101850.68 | 101358.674
NPgN | BSP | NG FES - System Transformation | Domestic (MWh) | BARRACK ROAD | 50823.221 | 50502.842 | 50395.389 | 50331.812 | 50313.717 | 50335.962 | 50401.061 | 50483.324 | 50600.03 | 50762.311 | 50798.517 | 50815.874 | 50825.188 | 50763.969 | 50656.422 | 50571.016 | 50471.979 | 50369.881 | 50270.921 | 50176.083 | 50076.803 | 49965.583 | 49837.219 | 49687.955 | 49518.743 | 49337.137 | 49143.112 | 48935.329 | 48732.852
NPgN | BSP | NG FES - System Transformation | Domestic (MWh) | BLUCHER | 127815.816 | 127166.396 | 127044.402 | 127056.593 | 127196.204 | 127439.104 | 127761.23 | 128112.515 | 128541.438 | 129071.052 | 129267.986 | 129383.895 | 129465.346 | 129253.499 | 128821.762 | 128492.454 | 128111.112 | 127713.682 | 127329.164 | 126959.436 | 126570.255 | 126131.865 | 125622.515 | 125026.756 | 124349.554 | 123621.048 | 122840.55 | 122002.633 | 121185.059
NPgN | BSP | NG FES - System Transformation | Domestic (MWh) | BOWESFIELD | 142535.235 | 141679.889 | 141309.374 | 140983.32 | 140737.337 | 140552.719 | 140514.804 | 140519.059 | 140615.368 | 140836.399 | 140734.596 | 140638.998 | 140548.071 | 140281.194 | 139877.215 | 139588.152 | 139323.394 | 139060.693 | 138794.637 | 138527.247 | 138244.664 | 137932.101 | 137578.348 | 137174.222 | 136722.748 | 136241.617 | 135730.351 | 135185.784 | 134654.839
NPgN | BSP | NG FES - System Transformation | Domestic (MWh) | CHIRTON GRANGE | 110671.544 | 110386.377 | 110452.031 | 110540.521 | 110696.728 | 110890.245 | 111186.887 | 111514.991 | 111904.78 | 112392.516 | 112626.848 | 112844.921 | 113062.905 | 113099.264 | 113004.443 | 113006.757 | 113026.992 | 113040.307 | 113040.198 | 113032.084 | 113003.572 | 112937.322 | 112832.914 | 112681.846 | 112486.686 | 112263.725 | 112012.582 | 111730.318 | 111459.96
NPgN | BSP | NG FES - System Transformation | Domestic (MWh) | COALBURNS | 47067.42 | 46875.931 | 46846.172 | 46828.653 | 46841.335 | 46865.057 | 46933.196 | 47011.496 | 47115.483 | 47256.63 | 47292.435 | 47328.151 | 47362.54 | 47304.579 | 47185.547 | 47109.874 | 47042.601 | 46969.934 | 46890.806 | 46809.035 | 46718.056 | 46610.601 | 46483.389 | 46332.135 | 46158.263 | 45970.062 | 45767.271 | 45548.351 | 45335.06
NPgN | BSP | NG FES - System Transformation | Domestic (MWh) | DARLINGTON CENTRAL | 61004.276 | 60613.228 | 60428.961 | 60255.235 | 60122.424 | 60018.991 | 59981.279 | 59966.318 | 59995.381 | 60072.367 | 60018.788 | 59982.984 | 59951.48 | 59845.313 | 59686.207 | 59572.062 | 59478.106 | 59383.668 | 59288.692 | 59185.862 | 59076.915 | 58951.356 | 58807.377 | 58640.871 | 58453.144 | 58251.99 | 58037.164 | 57807.238 | 57582.999
NPgN | BSP | NG FES - System Transformation | Domestic (MWh) | DARLINGTON NORTH | 93448.697 | 92898.326 | 92672.488 | 92472.814 | 92327.105 | 92220.373 | 92200.882 | 92209.92 | 92282.231 | 92421.543 | 92368.841 | 92333.016 | 92299.744 | 92051.803 | 91651.072 | 91377.309 | 91128.116 | 90868.257 | 90601.138 | 90322.958 | 90023.107 | 89680.85 | 89286.687 | 88829.193 | 88312.062 | 87757.098 | 87163.651 | 86527.725 | 85906.44
NPgN | BSP | NG FES - System Transformation | Domestic (MWh) | DUNSTON | 151979.618 | 150991.354 | 150579.677 | 150264.394 | 150068.776 | 149988.141 | 150066.141 | 150214.991 | 150476.845 | 150899.164 | 150961.356 | 151010.997 | 151052.53 | 151013.349 | 150924.643 | 150859.858 | 150788.982 | 150728.549 | 150673.329 | 150628.072 | 150579.665 | 150515.422 | 150430.743 | 150321.051 | 150187.604 | 150039.577 | 149876.882 | 149697.929 | 149526.756
NPgN | BSP | NG FES - System Transformation | Domestic (MWh) | FLATWORTH | 57507.18 | 57424.896 | 57529.21 | 57641.811 | 57791.128 | 57958.129 | 58180.381 | 58418.682 | 58689.488 | 59014.496 | 59196.086 | 59366.123 | 59535.679 | 59679.421 | 59814.427 | 59948.253 | 60085.203 | 60223.089 | 60356.519 | 60487.114 | 60613.402 | 60730.957 | 60844.94 | 60954.546 | 61059.92 | 61162.682 | 61262.824 | 61360.058 | 61458.787
NPgN | BSP | NG FES - System Transformation | Domestic (MWh) | GOSFORTH | 111539.987 | 111035.454 | 110951.903 | 110955.433 | 111057.579 | 111237.057 | 111505.228 | 111804.769 | 112172.421 | 112638.578 | 112819.706 | 112950.928 | 113063.002 | 112986.424 | 112762.75 | 112613.429 | 112440.968 | 112260.207 | 112084.224 | 111914.835 | 111731.735 | 111515.215 | 111254.989 | 110941.387 | 110577.367 | 110181.692 | 109753.972 | 109290.84 | 108841.252
NPgN | BSP | NG FES - System Transformation | Domestic (MWh) | HARROGATE 132/33KV | 60665.439 | 60296.975 | 60116.627 | 59950.889 | 59817.563 | 59716.411 | 59682.231 | 59666.582 | 59691.29 | 59785.118 | 59755.037 | 59739.031 | 59726.153 | 59626.23 | 59475.168 | 59378.268 | 59307.675 | 59235.973 | 59163.773 | 59090.047 | 59013.015 | 58923.208 | 58815.05 | 58684.419 | 58532.598 | 58367.355 | 58188.447 | 57994.449 | 57806.164
NPgN | BSP | NG FES - System Transformation | Domestic (MWh) | HUSTHWAITE | 24684.202 | 24521.074 | 24483.234 | 24450.914 | 24428.884 | 24411.969 | 24422.82 | 24433.307 | 24468.325 | 24514.089 | 24511.92 | 24510.781 | 24512.986 | 24492.876 | 24496.855 | 24488.948 | 24473.821 | 24453.807 | 24429.865 | 24403.451 | 24375.293 | 24341.494 | 24302.391 | 24257.091 | 24206.094 | 24151.633 | 24093.644 | 24031.721 | 23970.599
NPgN | BSP | NG FES - System Transformation | Domestic (MWh) | LEEMING BAR_SKEEBY | 112699.522 | 111949.463 | 111610.05 | 111330.647 | 111091.186 | 110896.897 | 110830.916 | 110776.935 | 110825.793 | 110959.187 | 110860.38 | 110783.923 | 110710.589 | 110461.402 | 110098.655 | 109850.777 | 109635.688 | 109411.029 | 109179.111 | 108940.293 | 108688.614 | 108400.778 | 108071.432 | 107691.563 | 107264.156 | 106806.634 | 106318.437 | 105796.324 | 105286.149
NPgN | BSP | NG FES - System Transformation | Domestic (MWh) | LINTON | 77658.696 | 77325.149 | 77303.707 | 77300.762 | 77348.324 | 77411.537 | 77549.359 | 77702.696 | 77902.549 | 78161.126 | 78238.41 | 78315.166 | 78390.413 | 78384.297 | 78368.223 | 78352.248 | 78336.255 | 78312.275 | 78278.704 | 78241.628 | 78195.266 | 78133.137 | 78054.341 | 77955.612 | 77838.295 | 77709.416 | 77568.737 | 77414.934 | 77265.369
NPgN | BSP | NG FES - System Transformation | Domestic (MWh) | MALTON GRID | 97621.551 | 97365.953 | 97545.284 | 97747.693 | 98003.788 | 98273.835 | 98616.424 | 98941.129 | 99338.579 | 99781.092 | 100021.1 | 100235.532 | 100425.667 | 100515.045 | 100664.839 | 100776.21 | 100854.018 | 100909.296 | 100946.147 | 100972.879 | 100978.805 | 100958.451 | 100910.402 | 100829.756 | 100718.895 | 100589.347 | 100440.753 | 100270.943 | 100105.927
NPgN | BSP | NG FES - System Transformation | Domestic (MWh) | MELROSEGATE | 215074.7 | 213397.492 | 213101.472 | 212953.506 | 212925.189 | 213013.273 | 213182.219 | 213395.044 | 213800.997 | 214316.506 | 214327.572 | 214209.917 | 214099.739 | 213709.834 | 213495.176 | 213080.75 | 212467.746 | 211874.56 | 211312.74 | 210767.579 | 210181.961 | 209538.535 | 208798.561 | 207943.797 | 206982.31 | 205954.809 | 204860.324 | 203691.695 | 202539.91
NPgN | BSP | NG FES - System Transformation | Domestic (MWh) | NORTH TEES | 137161.767 | 136300.814 | 135877.845 | 135501.902 | 135202.366 | 134966.114 | 134859.766 | 134799.02 | 134818.537 | 134953.649 | 134805.564 | 134662.326 | 134522.94 | 134040.461 | 133272.96 | 132742.98 | 132252.1 | 131751.941 | 131240.776 | 130724.235 | 130175.207 | 129567.978 | 128880.887 | 128096.129 | 127219.52 | 126285.095 | 125291.986 | 124234.111 | 123201.145
NPgN | BSP | NG FES - System Transformation | Domestic (MWh) | POTTER HOUSE | 128985.884 | 128378.796 | 128340.624 | 128349.686 | 128423.431 | 128540.377 | 128758.455 | 129000.861 | 129329.99 | 129746.103 | 129866.569 | 129964.693 | 130058.177 | 129946.668 | 129784.107 | 129656.038 | 129501.796 | 129326.264 | 129140.266 | 128946.488 | 128725.573 | 128460.228 | 128142.856 | 127762.676 | 127323.679 | 126847.824 | 126334.51 | 125779.787 | 125237.775
NPgN | BSP | NG FES - System Transformation | Domestic (MWh) | RAVENSWORTH | 59113.775 | 58534.733 | 58424.815 | 58326.339 | 58243.331 | 58174.8 | 58141.443 | 58120.171 | 58158.958 | 58202.858 | 58156.496 | 58109.137 | 58071.794 | 57993.292 | 58107.609 | 58097.601 | 58032.862 | 57944.65 | 57841.543 | 57730.252 | 57605.28 | 57464.817 | 57307.167 | 57129.957 | 56935.146 | 56730.199 | 56515.012 | 56288.417 | 56062.39
NPgN | BSP | NG FES - System Transformation | Domestic (MWh) | SCARBOROUGH GRID | 121796.953 | 121235.69 | 121101.535 | 121021.084 | 121005.328 | 121053.134 | 121225.668 | 121444.691 | 121732.552 | 122111.092 | 122222.789 | 122331.735 | 122414.239 | 122396.989 | 122296.14 | 122243.166 | 122210.792 | 122171.449 | 122126.213 | 122075.701 | 122015.602 | 121932.67 | 121826.219 | 121691.018 | 121528.726 | 121349.302 | 121152.399 | 120936.178 | 120727.529
NPgN | BSP | NG FES - System Transformation | Domestic (MWh) | SEAL SANDS | 42.105 | 41.864 | 41.759 | 41.667 | 41.595 | 41.54 | 41.524 | 41.52 | 41.541 | 41.598 | 41.562 | 41.528 | 41.495 | 41.398 | 41.248 | 41.144 | 41.049 | 40.953 | 40.856 | 40.758 | 40.653 | 40.537 | 40.406 | 40.257 | 40.09 | 39.913 | 39.724 | 39.523 | 39.328
NPgN | BSP | NG FES - System Transformation | Domestic (MWh) | SPADEADAM 33KV | 1217.595 | 1210.646 | 1208.421 | 1206.671 | 1205.694 | 1205.193 | 1205.883 | 1206.914 | 1208.711 | 1211.454 | 1211.601 | 1211.747 | 1211.895 | 1209.938 | 1207.011 | 1204.952 | 1202.94 | 1200.74 | 1198.37 | 1195.918 | 1193.236 | 1190.151 | 1186.58 | 1182.427 | 1177.726 | 1172.68 | 1167.282 | 1161.491 | 1155.822
NPgN | BSP | NG FES - System Transformation | Domestic (MWh) | SPENNYMOOR 132/66KV | 131669.326 | 131162.468 | 131089.709 | 131072.887 | 131132.5 | 131245.179 | 131474.487 | 131733.714 | 132071.105 | 132523.428 | 132653.061 | 132763.628 | 132863.84 | 132720.831 | 132375.7 | 132170.703 | 131976.853 | 131773.045 | 131565.315 | 131352.791 | 131114.665 | 130828.755 | 130485.705 | 130072.858 | 129594.25 | 129073.889 | 128511.02 | 127901.202 | 127308.258
NPgN | BSP | NG FES - System Transformation | Domestic (MWh) | TORONTO | 100233.805 | 99902.599 | 99903.626 | 99947.543 | 100049.708 | 100189.506 | 100415.841 | 100662.069 | 100966.474 | 101359.424 | 101496.365 | 101613.474 | 101720.702 | 101661.473 | 101465.94 | 101359.023 | 101255.091 | 101144.824 | 101033.216 | 100919.195 | 100787.104 | 100621.133 | 100415.861 | 100162.723 | 99864.504 | 99537.644 | 99181.605 | 98793.298 | 98416.339
NPgN | BSP | NG FES - System Transformation | Domestic (MWh) | WORMALD GREEN 132/33KV | 47923.551 | 47591.303 | 47457.684 | 47332.39 | 47228.619 | 47146.717 | 47112.853 | 47091.474 | 47105.967 | 47164.999 | 47134.451 | 47115.241 | 47100.73 | 47022.936 | 46953.027 | 46893.863 | 46844.138 | 46789.219 | 46731.475 | 46671.045 | 46606.832 | 46532.043 | 46442.543 | 46335.348 | 46211.634 | 46077.602 | 45933.064 | 45776.9 | 45624.176
NPgY | BSP | NG FES - System Transformation | Domestic (MWh) | ATTERCLIFFE | 69543.501 | 69303.504 | 69290.357 | 69313.918 | 69381.278 | 69487.285 | 69643.819 | 69820.705 | 70045.536 | 70323.153 | 70464.069 | 70591.515 | 70716.727 | 70559.316 | 70176.69 | 69966.439 | 69764.061 | 69546.78 | 69319.682 | 69085.103 | 68821.242 | 68505.087 | 68121.618 | 67656.036 | 67113.05 | 66520.784 | 65878.42 | 65180.772 | 64501.567
NPgY | BSP | NG FES - System Transformation | Domestic (MWh) | BARUGH 132/66KV | 122423.028 | 121948.136 | 121991.194 | 122066.325 | 122198.346 | 122383.635 | 122681.683 | 123018.7 | 123438.428 | 123940.521 | 124196.394 | 124458.293 | 124723.105 | 124805.753 | 124851.124 | 124947.27 | 125039.148 | 125106.833 | 125155.585 | 125188.985 | 125195.384 | 125158.909 | 125076.906 | 124940.035 | 124751.818 | 124531.444 | 124278.371 | 123989.117 | 123711.059
NPgY | BSP | NG FES - System Transformation | Domestic (MWh) | BEESTON ROYDS 132/33KV | 122118.008 | 121612.332 | 121559.824 | 121593.631 | 121730.821 | 121964.211 | 122310.437 | 122701.792 | 123186.881 | 123786.115 | 124061.253 | 124297.595 | 124518.963 | 124621.022 | 124611.415 | 124635.244 | 124639.683 | 124651.136 | 124673.976 | 124701.111 | 124723.931 | 124730.496 | 124706.902 | 124646.523 | 124551.457 | 124434.454 | 124295.113 | 124131.063 | 123976.268
NPgY | BSP | NG FES - System Transformation | Domestic (MWh) | BEVERLEY 132/33KV | 138773.315 | 138114.362 | 137932.966 | 137805.68 | 137756.556 | 137754.294 | 137891.902 | 138080.526 | 138350.898 | 138735.687 | 138799.565 | 138859.538 | 138922.169 | 138805.796 | 138559.755 | 138401.169 | 138264.992 | 138132.407 | 137995.218 | 137857.286 | 137705.54 | 137521.135 | 137295.81 | 137020.65 | 136698.637 | 136347.194 | 135965.81 | 135551.28 | 135149.536
NPgY | BSP | NG FES - System Transformation | Domestic (MWh) | BINGLEY 132/33KV | 110965.333 | 110468.347 | 110328.546 | 110211.428 | 110160.656 | 110155.362 | 110258.853 | 110406.985 | 110630.113 | 110944.219 | 111039.794 | 111142.122 | 111253.375 | 111097.215 | 110750.46 | 110584.172 | 110452.69 | 110312.075 | 110161.334 | 110007.917 | 109828.365 | 109598.694 | 109305.814 | 108935.871 | 108493.315 | 108004.917 | 107469.998 | 106883.679 | 106315.852
NPgY | BSP | NG FES - System Transformation | Domestic (MWh) | BLACKBURN MEADOWS B | 34130.482 | 34017.048 | 34020.589 | 34039.087 | 34079.057 | 34136.344 | 34221.498 | 34318.026 | 34438.989 | 34587.745 | 34666.168 | 34740.732 | 34815.538 | 34790.75 | 34694.317 | 34655.315 | 34619.596 | 34578.721 | 34533.763 | 34485.824 | 34427.564 | 34350.13 | 34249.06 | 34119.176 | 33962.14 | 33787.838 | 33595.982 | 33384.749 | 33179.991
NPgY | BSP | NG FES - System Transformation | Domestic (MWh) | BLYTON | 71860.295 | 71698.433 | 71787.76 | 71884.975 | 72004.163 | 72133.176 | 72334.82 | 72551.132 | 72802.844 | 73106.127 | 73237.563 | 73365.477 | 73491.892 | 73512.625 | 73495.44 | 73515.496 | 73546.814 | 73571.752 | 73589.447 | 73605.707 | 73614.195 | 73601.058 | 73563.918 | 73498.074 | 73405.277 | 73295.414 | 73168.131 | 73021.437 | 72880.559
NPgY | BSP | NG FES - System Transformation | Domestic (MWh) | BRADFORD | 131820.287 | 131099.712 | 130888.261 | 130704.001 | 130589.834 | 130526.06 | 130580.799 | 130683.822 | 130880.463 | 131166.147 | 131213.988 | 131268.848 | 131336.815 | 131057.913 | 130597.476 | 130323.592 | 130071.724 | 129797.532 | 129504.352 | 129203.313 | 128864.991 | 128460.435 | 127971.838 | 127381.163 | 126694.549 | 125947.606 | 125139.472 | 124263.743 | 123410.939
NPgY | BSP | NG FES - System Transformation | Domestic (MWh) | BRAMHAM | 106384.135 | 106033.018 | 105954.777 | 105913.186 | 105914.842 | 105959.147 | 106073.334 | 106212.528 | 106403.916 | 106659.044 | 106739.644 | 106807.711 | 106870.082 | 106260.011 | 105093.271 | 104379.117 | 103721.084 | 103025.587 | 102302.537 | 101560.519 | 100752.869 | 99825.092 | 98739.563 | 97461.688 | 96002.227 | 94426.637 | 92732.946 | 90908.846 | 89126.714
NPgY | BSP | NG FES - System Transformation | Domestic (MWh) | BRANSHOLME | 65263.568 | 64812.222 | 64603.428 | 64434.997 | 64316.347 | 64242.205 | 64247.61 | 64274.834 | 64353.408 | 64501.739 | 64502.581 | 64494.864 | 64486.155 | 64450.157 | 64393.186 | 64348.041 | 64300.108 | 64250.229 | 64206.093 | 64164.995 | 64121.213 | 64072.942 | 64017.587 | 63953.551 | 63881.411 | 63804.334 | 63722.22 | 63634.51 | 63549.862
NPgY | BSP | NG FES - System Transformation | Domestic (MWh) | BRIGHOUSE 132/33KV | 105986.796 | 105467.337 | 105303.463 | 105176.221 | 105110.219 | 105092.628 | 105181.554 | 105310.55 | 105505.716 | 105791.976 | 105855.372 | 105927.038 | 106003.126 | 105880.751 | 105613.496 | 105477.125 | 105367.164 | 105250.069 | 105127.819 | 105002.304 | 104861.25 | 104684.384 | 104460.098 | 104177.91 | 103841.154 | 103469.83 | 103063.36 | 102618.081 | 102186.696
NPgY | BSP | NG FES - System Transformation | Domestic (MWh) | DONCASTER B/THORPE MARSH | 262366.679 | 261612.68 | 261728.337 | 261896.542 | 262195.738 | 262572.33 | 263200.073 | 263939.615 | 264854.666 | 265991.238 | 266577.103 | 267178.513 | 267785.261 | 267977.949 | 267924.326 | 268097.744 | 268322.81 | 268514.135 | 268672.534 | 268801.561 | 268874.346 | 268849.079 | 268723.71 | 268476.77 | 268115.384 | 267681.342 | 267173.325 | 266583.534 | 266020.642
NPgY | BSP | NG FES - System Transformation | Domestic (MWh) | DONCASTER CENTRAL | 39560.376 | 39413.886 | 39387.241 | 39372.328 | 39379.485 | 39401.794 | 39463.832 | 39543.19 | 39648.137 | 39789.313 | 39846.926 | 39906.323 | 39966.133 | 39948.114 | 39866.553 | 39838.638 | 39822.01 | 39800.875 | 39775.234 | 39745.903 | 39707.72 | 39653.504 | 39581.114 | 39486.497 | 39370.906 | 39241.959 | 39099.417 | 38941.863 | 38789.644
NPgY | BSP | NG FES - System Transformation | Domestic (MWh) | DRIFFIELD/BEVERLEY GROUP | 179152.526 | 178626.901 | 178687.154 | 178783.437 | 178948.176 | 179117.344 | 179426.089 | 179795.926 | 180242.765 | 180790.184 | 180938.106 | 181090.472 | 181249.827 | 181007.974 | 180499.717 | 180178.574 | 179909.516 | 179647.843 | 179363.088 | 179069.574 | 178742.958 | 178339.86 | 177843.468 | 177234.025 | 176518.141 | 175734.53 | 174881.976 | 173953.147 | 173048.415
NPgY | BSP | NG FES - System Transformation | Domestic (MWh) | FEATHERSTONE | 104237.95 | 104410.076 | 104906.285 | 105418.184 | 105973.766 | 106564.105 | 107245.565 | 107950.776 | 108714.465 | 109556.048 | 110159.237 | 110762.109 | 111355.967 | 111751.173 | 112009.767 | 112382.398 | 112774.642 | 113145.743 | 113496.93 | 113830.633 | 114135.439 | 114389.69 | 114599.844 | 114756.446 | 114862.541 | 114936.654 | 114978.263 | 114983.888 | 115001.96
NPgY | BSP | NG FES - System Transformation | Domestic (MWh) | GIRLINGTON | 90243.117 | 89749.182 | 89587.153 | 89446.963 | 89357.356 | 89305.427 | 89338.346 | 89405.549 | 89535.951 | 89732.829 | 89760.167 | 89791.894 | 89831.218 | 89650.992 | 89342.476 | 89160.121 | 88995.109 | 88817.357 | 88628.381 | 88434.916 | 88218.495 | 87960.655 | 87650.152 | 87275.58 | 86840.851 | 86368.262 | 85857.221 | 85303.72 | 84765.094
NPgY | BSP | NG FES - System Transformation | Domestic (MWh) | HALIFAX 132/33KV | 46626.936 | 46353.687 | 46258.086 | 46175.096 | 46115.503 | 46076.274 | 46082.025 | 46103.855 | 46157.976 | 46244.064 | 46242.822 | 46251.05 | 46261.693 | 46168.286 | 46018.721 | 45930.062 | 45850.19 | 45762.647 | 45669.462 | 45571.354 | 45463.025 | 45334.133 | 45179.423 | 44993.345 | 44777.717 | 44543.428 | 44290.203 | 44016.049 | 43748.777
NPgY | BSP | NG FES - System Transformation | Domestic (MWh) | HECKMONDWIKE | 86790.79 | 86378.602 | 86283.874 | 86219.209 | 86202.744 | 86221.765 | 86322.101 | 86453.907 | 86639.202 | 86895.268 | 86970.782 | 87046.58 | 87127.958 | 87037.953 | 86845.056 | 86744.413 | 86658.763 | 86565.724 | 86468.077 | 86369.132 | 86256.49 | 86113.375 | 85928.738 | 85693.576 | 85410.887 | 85098.128 | 84754.791 | 84377.684 | 84011.991
NPgY | BSP | NG FES - System Transformation | Domestic (MWh) | HOLMFIELD | 148400.349 | 147634.558 | 147316.304 | 147035.614 | 146827.29 | 146677.281 | 146654.898 | 146682.148 | 146797.671 | 147013.167 | 146983.109 | 146972.128 | 146969.99 | 146330.807 | 145200.005 | 144508.136 | 143883.537 | 143224.569 | 142537.027 | 141831.627 | 141063.934 | 140180.154 | 139145.927 | 137928.133 | 136537.421 | 135036.942 | 133424.95 | 131689.893 | 129997.093
NPgY | BSP | NG FES - System Transformation | Domestic (MWh) | HULL EAST 132/33KV | 84497.798 | 84021.877 | 83849.45 | 83718.036 | 83641.206 | 83604.607 | 83660.297 | 83745.49 | 83887.937 | 84108.194 | 84135.878 | 84157.308 | 84179.474 | 84118.862 | 83999.463 | 83918.478 | 83843.536 | 83768.551 | 83695.155 | 83623.246 | 83544.471 | 83450.906 | 83337.81 | 83200.901 | 83041.674 | 82868.53 | 82681.215 | 82478.216 | 82281.75
NPgY | BSP | NG FES - System Transformation | Domestic (MWh) | HULL SOUTH | 120682.864 | 119858.638 | 119489.051 | 119189.139 | 118975.141 | 118836.58 | 118836.614 | 118874.762 | 119005.318 | 119254.8 | 119245.042 | 119220.441 | 119195.491 | 119056.464 | 118842.376 | 118683.105 | 118521.361 | 118351.561 | 118187.996 | 118027.619 | 117855.477 | 117663.418 | 117443.177 | 117188.562 | 116901.722 | 116594.903 | 116267.804 | 115918.275 | 115578.278
NPgY | BSP | NG FES - System Transformation | Domestic (MWh) | HULL WEST | 88210.409 | 87813.459 | 87695.621 | 87608.94 | 87567.874 | 87551.699 | 87617.69 | 87715.634 | 87860.205 | 88071.916 | 88090.854 | 88109.576 | 88130.833 | 87947.317 | 87597.737 | 87372.093 | 87172.448 | 86971.721 | 86763.217 | 86551.617 | 86322.719 | 86057.438 | 85745.402 | 85376.264 | 84953.353 | 84496.409 | 84004.868 | 83475.12 | 82959.354
NPgY | BSP | NG FES - System Transformation | Domestic (MWh) | HUMBERSTON | 59997.595 | 59586.976 | 59359.9 | 59152.259 | 58985.447 | 58848.216 | 58773.564 | 58717.154 | 58706.111 | 58748.534 | 58670.656 | 58601.612 | 58536.032 | 58397.891 | 58196.689 | 58051.316 | 57922.535 | 57793.263 | 57663.338 | 57530.276 | 57391.656 | 57237.825 | 57065.557 | 56870.691 | 56654.563 | 56425.032 | 56181.861 | 55923.629 | 55671.414
NPgY | BSP | NG FES - System Transformation | Domestic (MWh) | HUNNINGLEY | 57536.696 | 57221.385 | 57297.472 | 57377.591 | 57470.529 | 57578.875 | 57725.761 | 57884.572 | 58093.786 | 58311.14 | 58438.889 | 58570.718 | 58709.134 | 58791.776 | 59009.367 | 59146.647 | 59245.336 | 59318.654 | 59374.22 | 59416.266 | 59440.977 | 59445.016 | 59430.219 | 59393.629 | 59337.1 | 59268.569 | 59187.865 | 59093.646 | 59000.809
NPgY | BSP | NG FES - System Transformation | Domestic (MWh) | HUNSHELF | 58439.996 | 58190.513 | 58230.739 | 58292.978 | 58385.298 | 58506.546 | 58676.577 | 58862.732 | 59096.346 | 59364.774 | 59513.153 | 59657.527 | 59802.308 | 59871.912 | 59962.767 | 60043.495 | 60104.598 | 60152.069 | 60191.113 | 60222.562 | 60240.737 | 60239.338 | 60217.233 | 60170.56 | 60101.041 | 60017.331 | 59919.17 | 59804.949 | 59694.695
NPgY | BSP | NG FES - System Transformation | Domestic (MWh) | IMMINGHAM | 27315.278 | 27156.215 | 27085.49 | 27021.358 | 26974.017 | 26938.505 | 26931.269 | 26933.052 | 26954.115 | 27001.215 | 26988.009 | 26977.628 | 26969.134 | 26935.48 | 26885.245 | 26851.217 | 26822.969 | 26794.695 | 26765.484 | 26735.582 | 26704.154 | 26667.484 | 26624.897 | 26575.104 | 26518.546 | 26457.743 | 26392.612 | 26322.682 | 26254.689
NPgY | BSP | NG FES - System Transformation | Domestic (MWh) | KIRKHAW LANE | 56813.264 | 56858.436 | 57095.759 | 57342.617 | 57612.676 | 57900.976 | 58238.795 | 58590.22 | 58974.902 | 59399.906 | 59693.056 | 59983.856 | 60269.934 | 60463.941 | 60609.647 | 60796.794 | 60989.535 | 61171.658 | 61344.034 | 61507.919 | 61658.351 | 61784.683 | 61890.087 | 61970.292 | 62026.803 | 62068.343 | 62094.639 | 62104.003 | 62118.743
NPgY | BSP | NG FES - System Transformation | Domestic (MWh) | KIRKSTALL C 2/5 | 26970.958 | 26843.434 | 26818.882 | 26812.752 | 26828.813 | 26865.592 | 26928.355 | 27001.288 | 27094.753 | 27213.414 | 27262.425 | 27304.311 | 27343.502 | 27358.928 | 27354.871 | 27357.074 | 27355.199 | 27354.18 | 27354.953 | 27356.35 | 27356.694 | 27353.674 | 27344.645 | 27328.302 | 27304.985 | 27277.277 | 27245.131 | 27208.064 | 27172.794
NPgY | BSP | NG FES - System Transformation | Domestic (MWh) | KIRKSTALL C/RING ROAD HORSFORTH | 191024.959 | 190183.502 | 190078.235 | 190099.053 | 190267.875 | 190574.981 | 191041.675 | 191572.827 | 192247.257 | 193077.286 | 193443.962 | 193754.118 | 194045.817 | 193941.025 | 193537.374 | 193306.574 | 193053.775 | 192793.06 | 192535.639 | 192276.425 | 191986.331 | 191631.468 | 191178.492 | 190606.115 | 189920.934 | 189164.152 | 188334.671 | 187424.838 | 186541.492
NPgY | BSP | NG FES - System Transformation | Domestic (MWh) | LEEDS EAST | 120295.821 | 119834.993 | 119843.718 | 119941.708 | 120146.239 | 120449.476 | 120861.262 | 121316.734 | 121867.864 | 122531.207 | 122862.017 | 123147.763 | 123416.302 | 123600.807 | 123710.683 | 123817.147 | 123893.842 | 123981.035 | 124083.613 | 124192.442 | 124301.226 | 124400.381 | 124476.883 | 124525.865 | 124548.555 | 124554.734 | 124544.26 | 124515.301 | 124493.097
NPgY | BSP | NG FES - System Transformation | Domestic (MWh) | LEEDS NORTH | 89328.778 | 88989.149 | 89014.412 | 89105.728 | 89275.104 | 89516.616 | 89833.896 | 90181.909 | 90601.178 | 91098.626 | 91353.998 | 91574.24 | 91781.892 | 91881.085 | 91900.5 | 91939.618 | 91955.598 | 91975.973 | 92005.702 | 92038.701 | 92066.762 | 92079.302 | 92063.582 | 92013.549 | 91930.532 | 91826.726 | 91702.073 | 91554.289 | 91414.03
NPgY | BSP | NG FES - System Transformation | Domestic (MWh) | LINDLEY | 127133.016 | 126599.086 | 126473.669 | 126396.36 | 126395.146 | 126449.24 | 126629.63 | 126858.695 | 127160.696 | 127580.524 | 127719.263 | 127858.251 | 128003.001 | 127910.087 | 127626.845 | 127502.453 | 127413.433 | 127320.827 | 127226.434 | 127133.13 | 127024.3 | 126875.054 | 126669.766 | 126396.018 | 126057.654 | 125678.213 | 125256.991 | 124789.616 | 124338.671
NPgY | BSP | NG FES - System Transformation | Domestic (MWh) | LOW ROAD | 78004.868 | 77657.051 | 77596.964 | 77587.538 | 77637.889 | 77744.084 | 77916.767 | 78116.088 | 78371.966 | 78692.758 | 78827.151 | 78940.349 | 79046.26 | 78986.399 | 78793.542 | 78682.058 | 78565.529 | 78445.671 | 78326.58 | 78206.511 | 78073.409 | 77913.231 | 77712.486 | 77462.303 | 77165.283 | 76838.468 | 76481.437 | 76091.014 | 75711.627
NPgY | BSP | NG FES - System Transformation | Domestic (MWh) | MALLARD WAY | 45163.744 | 45002.317 | 44984.268 | 44978.812 | 44998.602 | 45035.101 | 45117.602 | 45220.287 | 45353.192 | 45527.796 | 45604.572 | 45683.441 | 45762.859 | 45776.83 | 45742 | 45749.29 | 45766.762 | 45780.056 | 45788.994 | 45794.083 | 45791.134 | 45773.656 | 45740.789 | 45689.118 | 45619.701 | 45539.021 | 45446.883 | 45342.088 | 45241.883
NPgY | BSP | NG FES - System Transformation | Domestic (MWh) | MENSTON | 93602.029 | 93190.98 | 93081.213 | 93012.846 | 93007.198 | 93054.162 | 93184.71 | 93349.222 | 93576.235 | 93880.053 | 93985.846 | 94081.909 | 94176.805 | 93994.703 | 93586.28 | 93355.559 | 93144.68 | 92924.925 | 92698.825 | 92469.257 | 92214.743 | 91911.781 | 91543.056 | 91094.102 | 90569.443 | 89996.673 | 89375.018 | 88699.367 | 88042.318
NPgY | BSP | NG FES - System Transformation | Domestic (MWh) | MOSS ROAD | 43563.522 | 43275.715 | 43114.643 | 42967.487 | 42849.899 | 42753.739 | 42703.022 | 42665.399 | 42660.407 | 42694.31 | 42640.001 | 42591.741 | 42545.631 | 42480.106 | 42396.753 | 42330.454 | 42276.449 | 42225.564 | 42176.905 | 42126.493 | 42075.98 | 42019.613 | 41957.432 | 41888.134 | 41812.125 | 41731.841 | 41647.188 | 41557.713 | 41470.158
NPgY | BSP | NG FES - System Transformation | Domestic (MWh) | OSGODBY 1/2 | 0 | 0 | 0 | 0 | 0 | 0 | 0 | 0 | 0 | 0 | 0 | 0 | 0 | 0 | 0 | 0 | 0 | 0 | 0 | 0 | 0 | 0 | 0 | 0 | 0 | 0 | 0 | 0 | 0
NPgY | BSP | NG FES - System Transformation | Domestic (MWh) | OSGODBY 3/4 | 64987.855 | 65260.02 | 65760.415 | 66242.345 | 66714.838 | 67182.701 | 67699.152 | 68223.279 | 68778.897 | 69360.517 | 69778.531 | 70174.824 | 70553.194 | 70867.444 | 71202.259 | 71527.423 | 71852.848 | 72158.575 | 72452.154 | 72733.038 | 73002.874 | 73249.488 | 73482.07 | 73698.701 | 73900.442 | 74092.703 | 74275.221 | 74446.679 | 74619.415
NPgY | BSP | NG FES - System Transformation | Domestic (MWh) | RODLEY | 139246.984 | 138624.741 | 138462.418 | 138378.638 | 138394.19 | 138499.752 | 138725.323 | 138999.506 | 139367.934 | 139851.713 | 140026.47 | 140174.696 | 140314.646 | 140041.809 | 139416.026 | 139044.553 | 138691.161 | 138325.612 | 137953.873 | 137577.12 | 137164.814 | 136682.819 | 136102.522 | 135402.147 | 134588.365 | 133702.356 | 132742.95 | 131702.518 | 130689.814
NPgY | BSP | NG FES - System Transformation | Domestic (MWh) | SAINT ANDREWS ROAD 132/33KV | 137679.025 | 137030.591 | 136803.184 | 136618.381 | 136493.262 | 136412.91 | 136433.123 | 136493.685 | 136623.314 | 136838.979 | 136838.596 | 136841.166 | 136853.839 | 136128.235 | 134836.826 | 134028.957 | 133287.321 | 132505.314 | 131692.556 | 130863.002 | 129963.277 | 128932.547 | 127726.822 | 126307.679 | 124687.283 | 122938.563 | 121059.396 | 119036.287 | 117059.996
NPgY | BSP | NG FES - System Transformation | Domestic (MWh) | SALTEND 132/33KV | 62.421 | 62.156 | 62.11 | 62.081 | 62.079 | 62.088 | 62.149 | 62.233 | 62.348 | 62.503 | 62.522 | 62.544 | 62.569 | 62.444 | 62.222 | 62.074 | 61.941 | 61.807 | 61.664 | 61.517 | 61.357 | 61.17 | 60.947 | 60.683 | 60.378 | 60.049 | 59.694 | 59.31 | 58.937
NPgY | BSP | NG FES - System Transformation | Domestic (MWh) | SANTON | 61054.21 | 60789.073 | 60723.841 | 60665.502 | 60638.393 | 60630.908 | 60684.388 | 60757.805 | 60869.835 | 61041.162 | 61068.419 | 61099.688 | 61135.717 | 61106.917 | 61045.449 | 61017.752 | 61001.248 | 60983.25 | 60960.255 | 60936.743 | 60909.253 | 60869.145 | 60815.157 | 60744.363 | 60657.795 | 60561.319 | 60454.734 | 60336.92 | 60223.353
NPgY | BSP | NG FES - System Transformation | Domestic (MWh) | SCUNTHORPE NORTH | 39686.133 | 39497.501 | 39426.995 | 39362.585 | 39318.724 | 39288.997 | 39296.896 | 39318.031 | 39363.206 | 39445.813 | 39442.283 | 39441.588 | 39443.982 | 39365.51 | 39225.523 | 39139.511 | 39065.068 | 38987.754 | 38905.845 | 38822.555 | 38732.756 | 38628.473 | 38506.262 | 38362.128 | 38197.346 | 38019.487 | 37828.326 | 37622.476 | 37422.088
NPgY | BSP | NG FES - System Transformation | Domestic (MWh) | SCUNTHORPE SOUTH | 43852.139 | 43655.362 | 43597.061 | 43543.331 | 43513.837 | 43499.939 | 43531.296 | 43578.191 | 43653.748 | 43775.353 | 43790.054 | 43808.214 | 43830.107 | 43831.596 | 43824.47 | 43827.422 | 43837.84 | 43849.559 | 43859.23 | 43869.517 | 43879.896 | 43886.33 | 43889.235 | 43887.791 | 43882.279 | 43874.274 | 43863.713 | 43850.314 | 43838.571
NPgY | BSP | NG FES - System Transformation | Domestic (MWh) | SILSDEN | 132498.193 | 131967.556 | 131898.308 | 131834.401 | 131879.738 | 131968.924 | 132204.536 | 132476.917 | 132855.02 | 133348.23 | 133542.671 | 133741.047 | 133944.327 | 134022.691 | 134055.249 | 134140.962 | 134254.608 | 134369.997 | 134480.489 | 134590.683 | 134685.977 | 134754.458 | 134793.626 | 134797.437 | 134768.056 | 134717.837 | 134646.365 | 134551.25 | 134464.59
NPgY | BSP | NG FES - System Transformation | Domestic (MWh) | SOWERBY BRIDGE 132/33KV | 117740.18 | 117131.074 | 116909.512 | 116720.429 | 116595.612 | 116525.359 | 116577.039 | 116672.077 | 116845.192 | 117112.056 | 117141.936 | 117198.91 | 117259.33 | 117105.787 | 116801.249 | 116651.336 | 116535.084 | 116408.621 | 116274.098 | 116130.144 | 115967.994 | 115763.407 | 115506.299 | 115185.214 | 114803.85 | 114384.254 | 113925.766 | 113424.294 | 112937.718
NPgY | BSP | NG FES - System Transformation | Domestic (MWh) | STAYGATE | 110022.459 | 109491.941 | 109316.254 | 109167.093 | 109083.871 | 109048.402 | 109121.459 | 109238.637 | 109429.654 | 109711.671 | 109776.841 | 109847.863 | 109926.653 | 109746.678 | 109377.392 | 109183.144 | 109021.604 | 108850.516 | 108669.334 | 108485.066 | 108275.632 | 108018.384 | 107700.347 | 107308.087 | 106845.975 | 106339.778 | 105788.814 | 105188.429 | 104606.242
NPgY | BSP | NG FES - System Transformation | Domestic (MWh) | THORNHILL 132KV | 71923.291 | 71685.061 | 71690.265 | 71718.269 | 71784.654 | 71879.396 | 72041.026 | 72227.01 | 72454.887 | 72742.332 | 72876.031 | 73009.915 | 73146.016 | 73132.721 | 73016.216 | 72988.301 | 72976.502 | 72957.678 | 72933.627 | 72906.677 | 72866.579 | 72798.308 | 72694.727 | 72548.134 | 72361.025 | 72148.222 | 71909.289 | 71641.487 | 71383.598
NPgY | BSP | NG FES - System Transformation | Domestic (MWh) | WAKEFIELD MONCKTON ROAD | 66394.009 | 66544.443 | 66907.949 | 67279.15 | 67676.611 | 68094.339 | 68568.573 | 69056.745 | 69582.238 | 70155.181 | 70575.826 | 70996.216 | 71410.645 | 71704.099 | 71923.351 | 72206.104 | 72499.282 | 72778.141 | 73043.627 | 73297.256 | 73532.218 | 73734.972 | 73910.847 | 74054.109 | 74166.459 | 74259.285 | 74332.356 | 74383.543 | 74442.126
NPgY | BSP | NG FES - System Transformation | Domestic (MWh) | WAKEFIELD NORTH | 125018.494 | 124974.336 | 125347.105 | 125754.439 | 126222.886 | 126743.134 | 127366.199 | 128020.501 | 128750.06 | 129569.46 | 130112.469 | 130646.045 | 131170.475 | 131384.098 | 131377.78 | 131543.395 | 131726.597 | 131885.739 | 132025.076 | 132147.486 | 132232.741 | 132251.25 | 132197.699 | 132056.476 | 131832.587 | 131556.245 | 131226.604 | 130838.064 | 130469.312
NPgY | BSP | NG FES - System Transformation | Domestic (MWh) | WEST MELTON | 185775.123 | 184983.419 | 185162.41 | 185383.093 | 185678.204 | 186040.791 | 186538.415 | 187084.68 | 187779.247 | 188555.868 | 189002.068 | 189446.333 | 189902.878 | 190016.596 | 190194.966 | 190372.124 | 190489.831 | 190550.163 | 190568.872 | 190555.959 | 190486.739 | 190332.972 | 190087.71 | 189733.11 | 189276.567 | 188756.308 | 188171.283 | 187514.608 | 186875.84
NPgY | BSP | NG FES - System Transformation | Domestic (MWh) | WHINMOOR | 144032.819 | 143301.699 | 143211.028 | 143206.563 | 143301.437 | 143490.206 | 143787.642 | 144129.034 | 144583.362 | 145132.506 | 145361.716 | 145551.505 | 145733.047 | 145570.21 | 145228.541 | 144998.147 | 144735.734 | 144454.23 | 144166.084 | 143871.372 | 143544.428 | 143157.33 | 142682.788 | 142102.344 | 141422.248 | 140679.095 | 139871.879 | 138993.859 | 138137.31
NPgY | BSP | NG FES - System Transformation | Domestic (MWh) | WOLD NEWTON | 79559.353 | 79604.766 | 79962.116 | 80316.067 | 80706.692 | 81095.786 | 81551.703 | 81999.785 | 82494.303 | 83021.366 | 83364.016 | 83699.206 | 84024.81 | 84140.763 | 84191.033 | 84307.02 | 84421.815 | 84511.447 | 84578.531 | 84632.088 | 84661.528 | 84644.824 | 84578.929 | 84454.591 | 84275.42 | 84061.494 | 83812.124 | 83523.186 | 83244.168
NPgY | BSP | NG FES - System Transformation | Domestic (MWh) | YARBOROUGH ROAD 132/33KV | 89615.658 | 89019.269 | 88700.027 | 88410.285 | 88183.046 | 88000.918 | 87915.223 | 87856.999 | 87867.473 | 87960.089 | 87864.361 | 87780.671 | 87701.072 | 87583.497 | 87432.206 | 87313.102 | 87215.235 | 87122.033 | 87032.019 | 86938.76 | 86844.875 | 86739.959 | 86623.914 | 86494.211 | 86351.667 | 86201.071 | 86042.243 | 85874.313 | 85710.545
NPgN | BSP | NPg Best View | Total installed PV capacity - domestic (MW) | ANNFIELD | 5.5 | 5.928 | 6.413 | 7.045 | 7.772 | 8.56 | 9.372 | 10.184 | 11.001 | 12.134 | 13.36 | 14.465 | 15.706 | 16.912 | 17.927 | 19.213 | 20.468 | 21.843 | 23.243 | 24.723 | 26.198 | 27.74 | 29.212 | 30.769 | 32.332 | 33.742 | 35.349 | 36.904 | 38.579
NPgN | BSP | NPg Best View | Total installed PV capacity - domestic (MW) | BARRACK ROAD | 0.635 | 0.776 | 0.947 | 1.171 | 1.428 | 1.707 | 1.994 | 2.281 | 2.57 | 2.971 | 3.404 | 3.795 | 4.234 | 4.661 | 5.02 | 5.474 | 5.918 | 6.405 | 6.9 | 7.423 | 7.945 | 8.49 | 9.011 | 9.562 | 10.114 | 10.613 | 11.181 | 11.731 | 12.324
NPgN | BSP | NPg Best View | Total installed PV capacity - domestic (MW) | BLUCHER | 4.422 | 4.75 | 5.149 | 5.67 | 6.268 | 6.917 | 7.585 | 8.253 | 8.926 | 9.859 | 10.868 | 11.777 | 12.798 | 13.791 | 14.627 | 15.685 | 16.718 | 17.85 | 19.002 | 20.22 | 21.434 | 22.704 | 23.915 | 25.197 | 26.483 | 27.644 | 28.966 | 30.246 | 31.625
NPgN | BSP | NPg Best View | Total installed PV capacity - domestic (MW) | BOWESFIELD | 7.532 | 8.04 | 8.656 | 9.461 | 10.385 | 11.388 | 12.419 | 13.452 | 14.492 | 15.933 | 17.492 | 18.897 | 20.475 | 22.009 | 23.301 | 24.935 | 26.531 | 28.28 | 30.061 | 31.943 | 33.819 | 35.78 | 37.652 | 39.633 | 41.619 | 43.414 | 45.457 | 47.435 | 49.565
NPgN | BSP | NPg Best View | Total installed PV capacity - domestic (MW) | CHIRTON GRANGE | 3.822 | 4.153 | 4.556 | 5.081 | 5.685 | 6.339 | 7.013 | 7.687 | 8.366 | 9.307 | 10.325 | 11.242 | 12.273 | 13.274 | 14.118 | 15.185 | 16.227 | 17.369 | 18.532 | 19.761 | 20.986 | 22.266 | 23.488 | 24.782 | 26.079 | 27.25 | 28.585 | 29.876 | 31.267
NPgN | BSP | NPg Best View | Total installed PV capacity - domestic (MW) | COALBURNS | 3.323 | 3.541 | 3.806 | 4.152 | 4.548 | 4.979 | 5.422 | 5.866 | 6.312 | 6.931 | 7.601 | 8.204 | 8.882 | 9.541 | 10.096 | 10.798 | 11.483 | 12.234 | 12.999 | 13.808 | 14.613 | 15.456 | 16.26 | 17.11 | 17.964 | 18.734 | 19.612 | 20.461 | 21.376
NPgN | BSP | NPg Best View | Total installed PV capacity - domestic (MW) | DARLINGTON CENTRAL | 2.884 | 3.065 | 3.285 | 3.573 | 3.903 | 4.262 | 4.63 | 4.999 | 5.371 | 5.886 | 6.443 | 6.945 | 7.509 | 8.057 | 8.519 | 9.103 | 9.673 | 10.298 | 10.934 | 11.607 | 12.277 | 12.978 | 13.647 | 14.355 | 15.065 | 15.706 | 16.436 | 17.143 | 17.904
NPgN | BSP | NPg Best View | Total installed PV capacity - domestic (MW) | DARLINGTON NORTH | 4.071 | 4.352 | 4.693 | 5.139 | 5.65 | 6.205 | 6.776 | 7.348 | 7.923 | 8.721 | 9.584 | 10.362 | 11.235 | 12.084 | 12.799 | 13.704 | 14.587 | 15.555 | 16.54 | 17.582 | 18.621 | 19.706 | 20.742 | 21.838 | 22.938 | 23.931 | 25.062 | 26.157 | 27.336
NPgN | BSP | NPg Best View | Total installed PV capacity - domestic (MW) | DUNSTON | 4.062 | 4.5 | 5.032 | 5.727 | 6.524 | 7.389 | 8.279 | 9.17 | 10.067 | 11.311 | 12.656 | 13.868 | 15.23 | 16.553 | 17.668 | 19.078 | 20.455 | 21.964 | 23.501 | 25.125 | 26.744 | 28.436 | 30.051 | 31.76 | 33.474 | 35.022 | 36.785 | 38.492 | 40.33
NPgN | BSP | NPg Best View | Total installed PV capacity - domestic (MW) | FLATWORTH | 2.813 | 2.987 | 3.198 | 3.474 | 3.791 | 4.135 | 4.489 | 4.843 | 5.199 | 5.694 | 6.228 | 6.71 | 7.251 | 7.777 | 8.22 | 8.78 | 9.328 | 9.927 | 10.538 | 11.183 | 11.826 | 12.499 | 13.141 | 13.82 | 14.501 | 15.116 | 15.817 | 16.495 | 17.225
NPgN | BSP | NPg Best View | Total installed PV capacity - domestic (MW) | GOSFORTH | 3.385 | 3.698 | 4.078 | 4.575 | 5.145 | 5.764 | 6.401 | 7.038 | 7.68 | 8.569 | 9.531 | 10.398 | 11.372 | 12.319 | 13.116 | 14.124 | 15.109 | 16.189 | 17.287 | 18.449 | 19.607 | 20.817 | 21.972 | 23.194 | 24.421 | 25.528 | 26.789 | 28.009 | 29.324
NPgN | BSP | NPg Best View | Total installed PV capacity - domestic (MW) | HARROGATE 132/33KV | 2.402 | 2.685 | 3.029 | 3.479 | 3.994 | 4.554 | 5.13 | 5.706 | 6.286 | 7.091 | 7.961 | 8.745 | 9.626 | 10.482 | 11.203 | 12.115 | 13.006 | 13.982 | 14.976 | 16.026 | 17.073 | 18.168 | 19.212 | 20.318 | 21.427 | 22.428 | 23.569 | 24.673 | 25.861
NPgN | BSP | NPg Best View | Total installed PV capacity - domestic (MW) | HUSTHWAITE | 2.067 | 2.209 | 2.382 | 2.608 | 2.868 | 3.15 | 3.439 | 3.729 | 4.021 | 4.426 | 4.864 | 5.259 | 5.702 | 6.133 | 6.495 | 6.955 | 7.403 | 7.894 | 8.394 | 8.923 | 9.45 | 10.001 | 10.526 | 11.083 | 11.641 | 12.145 | 12.719 | 13.274 | 13.872
NPgN | BSP | NPg Best View | Total installed PV capacity - domestic (MW) | LEEMING BAR_SKEEBY | 8.977 | 9.672 | 10.517 | 11.619 | 12.884 | 14.258 | 15.671 | 17.085 | 18.509 | 20.482 | 22.618 | 24.542 | 26.703 | 28.804 | 30.573 | 32.811 | 34.997 | 37.392 | 39.831 | 42.408 | 44.978 | 47.664 | 50.227 | 52.94 | 55.661 | 58.118 | 60.917 | 63.626 | 66.543
NPgN | BSP | NPg Best View | Total installed PV capacity - domestic (MW) | LINTON | 5.467 | 5.835 | 6.283 | 6.867 | 7.537 | 8.265 | 9.014 | 9.763 | 10.518 | 11.563 | 12.695 | 13.715 | 14.859 | 15.973 | 16.91 | 18.096 | 19.255 | 20.524 | 21.816 | 23.182 | 24.544 | 25.967 | 27.325 | 28.763 | 30.205 | 31.507 | 32.99 | 34.425 | 35.971
NPgN | BSP | NPg Best View | Total installed PV capacity - domestic (MW) | MALTON GRID | 7.107 | 7.653 | 8.316 | 9.182 | 10.176 | 11.255 | 12.364 | 13.475 | 14.593 | 16.144 | 17.82 | 19.332 | 21.029 | 22.679 | 24.069 | 25.827 | 27.544 | 29.425 | 31.34 | 33.365 | 35.383 | 37.493 | 39.506 | 41.636 | 43.773 | 45.703 | 47.901 | 50.029 | 52.32
NPgN | BSP | NPg Best View | Total installed PV capacity - domestic (MW) | MELROSEGATE | 8.444 | 9.037 | 9.757 | 10.698 | 11.777 | 12.949 | 14.154 | 15.361 | 16.575 | 18.259 | 20.08 | 21.721 | 23.565 | 25.357 | 26.866 | 28.775 | 30.64 | 32.683 | 34.763 | 36.962 | 39.154 | 41.446 | 43.632 | 45.946 | 48.267 | 50.363 | 52.751 | 55.061 | 57.549
NPgN | BSP | NPg Best View | Total installed PV capacity - domestic (MW) | NORTH TEES | 5.172 | 5.578 | 6.072 | 6.717 | 7.457 | 8.26 | 9.086 | 9.914 | 10.746 | 11.9 | 13.149 | 14.275 | 15.538 | 16.767 | 17.802 | 19.111 | 20.389 | 21.79 | 23.216 | 24.724 | 26.226 | 27.797 | 29.296 | 30.883 | 32.474 | 33.911 | 35.548 | 37.132 | 38.838
NPgN | BSP | NPg Best View | Total installed PV capacity - domestic (MW) | POTTER HOUSE | 5.499 | 5.911 | 6.412 | 7.065 | 7.814 | 8.628 | 9.465 | 10.303 | 11.146 | 12.316 | 13.58 | 14.721 | 16.001 | 17.246 | 18.293 | 19.62 | 20.915 | 22.334 | 23.778 | 25.305 | 26.828 | 28.419 | 29.937 | 31.545 | 33.156 | 34.612 | 36.27 | 37.875 | 39.603
NPgN | BSP | NPg Best View | Total installed PV capacity - domestic (MW) | RAVENSWORTH | 1.846 | 1.978 | 2.137 | 2.346 | 2.585 | 2.845 | 3.112 | 3.379 | 3.648 | 4.021 | 4.425 | 4.789 | 5.197 | 5.595 | 5.929 | 6.352 | 6.765 | 7.218 | 7.679 | 8.166 | 8.652 | 9.16 | 9.645 | 10.157 | 10.672 | 11.136 | 11.666 | 12.178 | 12.729
NPgN | BSP | NPg Best View | Total installed PV capacity - domestic (MW) | SCARBOROUGH GRID | 5.068 | 5.511 | 6.049 | 6.751 | 7.558 | 8.433 | 9.334 | 10.236 | 11.143 | 12.401 | 13.762 | 14.988 | 16.366 | 17.705 | 18.832 | 20.259 | 21.652 | 23.179 | 24.733 | 26.376 | 28.014 | 29.726 | 31.36 | 33.089 | 34.823 | 36.389 | 38.173 | 39.9 | 41.759
NPgN | BSP | NPg Best View | Total installed PV capacity - domestic (MW) | SEAL SANDS | 0.001 | 0.001 | 0.002 | 0.002 | 0.002 | 0.002 | 0.003 | 0.003 | 0.003 | 0.004 | 0.004 | 0.004 | 0.005 | 0.005 | 0.006 | 0.006 | 0.006 | 0.007 | 0.007 | 0.008 | 0.008 | 0.009 | 0.01 | 0.01 | 0.011 | 0.011 | 0.012 | 0.012 | 0.013
NPgN | BSP | NPg Best View | Total installed PV capacity - domestic (MW) | SPADEADAM 33KV | 0.131 | 0.136 | 0.143 | 0.152 | 0.162 | 0.174 | 0.185 | 0.196 | 0.208 | 0.224 | 0.241 | 0.257 | 0.274 | 0.292 | 0.306 | 0.324 | 0.342 | 0.361 | 0.381 | 0.402 | 0.423 | 0.444 | 0.465 | 0.487 | 0.509 | 0.529 | 0.552 | 0.574 | 0.598
NPgN | BSP | NPg Best View | Total installed PV capacity - domestic (MW) | SPENNYMOOR 132/66KV | 8.944 | 9.546 | 10.278 | 11.232 | 12.328 | 13.517 | 14.741 | 15.966 | 17.199 | 18.908 | 20.757 | 22.424 | 24.295 | 26.115 | 27.647 | 29.586 | 31.479 | 33.553 | 35.665 | 37.897 | 40.123 | 42.449 | 44.669 | 47.018 | 49.375 | 51.503 | 53.927 | 56.273 | 58.799
NPgN | BSP | NPg Best View | Total installed PV capacity - domestic (MW) | TORONTO | 5.212 | 5.55 | 5.961 | 6.498 | 7.114 | 7.782 | 8.47 | 9.158 | 9.851 | 10.812 | 11.851 | 12.788 | 13.84 | 14.862 | 15.723 | 16.813 | 17.877 | 19.043 | 20.23 | 21.484 | 22.735 | 24.042 | 25.29 | 26.61 | 27.935 | 29.131 | 30.493 | 31.811 | 33.231
NPgN | BSP | NPg Best View | Total installed PV capacity - domestic (MW) | WORMALD GREEN 132/33KV | 3.184 | 3.395 | 3.651 | 3.985 | 4.369 | 4.786 | 5.214 | 5.644 | 6.075 | 6.674 | 7.322 | 7.906 | 8.561 | 9.199 | 9.735 | 10.415 | 11.078 | 11.804 | 12.544 | 13.326 | 14.106 | 14.921 | 15.698 | 16.521 | 17.347 | 18.092 | 18.941 | 19.763 | 20.648
NPgY | BSP | NPg Best View | Total installed PV capacity - domestic (MW) | ATTERCLIFFE | 2.285 | 2.478 | 2.712 | 3.014 | 3.362 | 3.743 | 4.139 | 4.543 | 4.956 | 5.48 | 6.047 | 6.558 | 7.132 | 7.689 | 8.158 | 8.752 | 9.331 | 9.965 | 10.611 | 11.293 | 11.973 | 12.684 | 13.362 | 14.079 | 14.798 | 15.448 | 16.187 | 16.903 | 17.673
NPgY | BSP | NPg Best View | Total installed PV capacity - domestic (MW) | BARUGH 132/66KV | 6.541 | 6.956 | 7.457 | 8.106 | 8.854 | 9.671 | 10.523 | 11.39 | 12.276 | 13.403 | 14.62 | 15.718 | 16.949 | 18.146 | 19.154 | 20.428 | 21.671 | 23.034 | 24.42 | 25.885 | 27.345 | 28.871 | 30.327 | 31.867 | 33.412 | 34.806 | 36.394 | 37.931 | 39.585
NPgY | BSP | NPg Best View | Total installed PV capacity - domestic (MW) | BEESTON ROYDS 132/33KV | 4.639 | 5.044 | 5.533 | 6.167 | 6.898 | 7.696 | 8.528 | 9.375 | 10.241 | 11.341 | 12.531 | 13.603 | 14.805 | 15.975 | 16.959 | 18.204 | 19.419 | 20.749 | 22.104 | 23.535 | 24.961 | 26.452 | 27.874 | 29.379 | 30.887 | 32.25 | 33.801 | 35.302 | 36.918
NPgY | BSP | NPg Best View | Total installed PV capacity - domestic (MW) | BEVERLEY 132/33KV | 6.424 | 7.104 | 7.926 | 8.99 | 10.217 | 11.558 | 12.955 | 14.376 | 15.83 | 17.678 | 19.675 | 21.475 | 23.494 | 25.457 | 27.11 | 29.2 | 31.24 | 33.474 | 35.748 | 38.151 | 40.546 | 43.049 | 45.437 | 47.963 | 50.496 | 52.783 | 55.388 | 57.908 | 60.621
NPgY | BSP | NPg Best View | Total installed PV capacity - domestic (MW) | BINGLEY 132/33KV | 3.16 | 3.507 | 3.926 | 4.469 | 5.095 | 5.779 | 6.491 | 7.216 | 7.958 | 8.9 | 9.919 | 10.837 | 11.867 | 12.869 | 13.712 | 14.777 | 15.818 | 16.958 | 18.118 | 19.343 | 20.565 | 21.842 | 23.059 | 24.348 | 25.64 | 26.807 | 28.135 | 29.421 | 30.805
NPgY | BSP | NPg Best View | Total installed PV capacity - domestic (MW) | BLACKBURN MEADOWS B | 1.512 | 1.619 | 1.748 | 1.916 | 2.108 | 2.319 | 2.539 | 2.762 | 2.991 | 3.281 | 3.595 | 3.878 | 4.196 | 4.504 | 4.764 | 5.093 | 5.413 | 5.765 | 6.122 | 6.5 | 6.877 | 7.27 | 7.645 | 8.043 | 8.441 | 8.801 | 9.21 | 9.606 | 10.033
NPgY | BSP | NPg Best View | Total installed PV capacity - domestic (MW) | BLYTON | 6.444 | 6.653 | 6.906 | 7.233 | 7.61 | 8.022 | 8.451 | 8.888 | 9.335 | 9.903 | 10.517 | 11.07 | 11.691 | 12.294 | 12.802 | 13.444 | 14.071 | 14.758 | 15.457 | 16.195 | 16.931 | 17.701 | 18.434 | 19.211 | 19.989 | 20.692 | 21.493 | 22.267 | 23.101
NPgY | BSP | NPg Best View | Total installed PV capacity - domestic (MW) | BRADFORD | 2.62 | 3.062 | 3.596 | 4.288 | 5.084 | 5.956 | 6.864 | 7.787 | 8.732 | 9.933 | 11.231 | 12.4 | 13.712 | 14.988 | 16.062 | 17.42 | 18.746 | 20.198 | 21.675 | 23.237 | 24.793 | 26.42 | 27.971 | 29.613 | 31.259 | 32.745 | 34.438 | 36.075 | 37.839
NPgY | BSP | NPg Best View | Total installed PV capacity - domestic (MW) | BRAMHAM | 4.14 | 4.455 | 4.837 | 5.33 | 5.899 | 6.521 | 7.17 | 7.829 | 8.503 | 9.361 | 10.287 | 11.122 | 12.059 | 12.97 | 13.736 | 14.706 | 15.652 | 16.689 | 17.743 | 18.858 | 19.969 | 21.13 | 22.238 | 23.41 | 24.585 | 25.646 | 26.854 | 28.024 | 29.282
NPgY | BSP | NPg Best View | Total installed PV capacity - domestic (MW) | BRANSHOLME | 5.097 | 5.419 | 5.807 | 6.311 | 6.89 | 7.524 | 8.184 | 8.856 | 9.543 | 10.417 | 11.361 | 12.212 | 13.166 | 14.094 | 14.875 | 15.863 | 16.827 | 17.883 | 18.958 | 20.094 | 21.226 | 22.409 | 23.537 | 24.731 | 25.929 | 27.01 | 28.241 | 29.432 | 30.715
NPgY | BSP | NPg Best View | Total installed PV capacity - domestic (MW) | BRIGHOUSE 132/33KV | 3.902 | 4.271 | 4.717 | 5.295 | 5.961 | 6.689 | 7.447 | 8.218 | 9.008 | 10.011 | 11.095 | 12.072 | 13.168 | 14.234 | 15.131 | 16.266 | 17.373 | 18.586 | 19.82 | 21.125 | 22.425 | 23.784 | 25.08 | 26.451 | 27.826 | 29.068 | 30.482 | 31.85 | 33.323
NPgY | BSP | NPg Best View | Total installed PV capacity - domestic (MW) | DONCASTER B/THORPE MARSH | 21.074 | 22.1 | 23.341 | 24.948 | 26.799 | 28.824 | 30.933 | 33.078 | 35.273 | 38.063 | 41.077 | 43.795 | 46.843 | 49.806 | 52.302 | 55.456 | 58.536 | 61.909 | 65.341 | 68.969 | 72.585 | 76.363 | 79.967 | 83.781 | 87.605 | 91.059 | 94.99 | 98.795 | 102.891
NPgY | BSP | NPg Best View | Total installed PV capacity - domestic (MW) | DONCASTER CENTRAL | 2.184 | 2.345 | 2.538 | 2.789 | 3.078 | 3.395 | 3.724 | 4.059 | 4.402 | 4.838 | 5.309 | 5.733 | 6.209 | 6.672 | 7.062 | 7.554 | 8.035 | 8.562 | 9.098 | 9.665 | 10.23 | 10.82 | 11.383 | 11.978 | 12.576 | 13.115 | 13.729 | 14.323 | 14.963
NPgY | BSP | NPg Best View | Total installed PV capacity - domestic (MW) | DRIFFIELD/BEVERLEY GROUP | 10.711 | 11.606 | 12.688 | 14.088 | 15.701 | 17.466 | 19.304 | 21.173 | 23.087 | 25.518 | 28.145 | 30.514 | 33.17 | 35.753 | 37.928 | 40.677 | 43.361 | 46.301 | 49.292 | 52.454 | 55.605 | 58.898 | 62.04 | 65.363 | 68.696 | 71.706 | 75.132 | 78.448 | 82.018
NPgY | BSP | NPg Best View | Total installed PV capacity - domestic (MW) | FEATHERSTONE | 5.19 | 5.585 | 6.061 | 6.678 | 7.389 | 8.167 | 8.976 | 9.8 | 10.643 | 11.714 | 12.872 | 13.916 | 15.086 | 16.224 | 17.182 | 18.394 | 19.576 | 20.872 | 22.19 | 23.583 | 24.971 | 26.422 | 27.806 | 29.271 | 30.739 | 32.065 | 33.575 | 35.036 | 36.609
NPgY | BSP | NPg Best View | Total installed PV capacity - domestic (MW) | GIRLINGTON | 1.433 | 1.701 | 2.026 | 2.446 | 2.931 | 3.46 | 4.012 | 4.574 | 5.148 | 5.878 | 6.667 | 7.378 | 8.175 | 8.951 | 9.604 | 10.429 | 11.235 | 12.118 | 13.016 | 13.965 | 14.911 | 15.9 | 16.843 | 17.841 | 18.841 | 19.745 | 20.774 | 21.769 | 22.841
NPgY | BSP | NPg Best View | Total installed PV capacity - domestic (MW) | HALIFAX 132/33KV | 0.952 | 1.096 | 1.271 | 1.497 | 1.758 | 2.043 | 2.34 | 2.641 | 2.951 | 3.343 | 3.768 | 4.15 | 4.579 | 4.996 | 5.348 | 5.792 | 6.225 | 6.7 | 7.183 | 7.694 | 8.203 | 8.735 | 9.242 | 9.779 | 10.317 | 10.803 | 11.357 | 11.892 | 12.469
NPgY | BSP | NPg Best View | Total installed PV capacity - domestic (MW) | HECKMONDWIKE | 3.833 | 4.141 | 4.512 | 4.993 | 5.548 | 6.154 | 6.786 | 7.428 | 8.085 | 8.921 | 9.824 | 10.637 | 11.55 | 12.438 | 13.185 | 14.129 | 15.052 | 16.062 | 17.09 | 18.176 | 19.259 | 20.39 | 21.47 | 22.612 | 23.757 | 24.791 | 25.968 | 27.107 | 28.334
NPgY | BSP | NPg Best View | Total installed PV capacity - domestic (MW) | HOLMFIELD | 4.887 | 5.37 | 5.954 | 6.71 | 7.581 | 8.533 | 9.525 | 10.534 | 11.567 | 12.879 | 14.297 | 15.575 | 17.009 | 18.403 | 19.577 | 21.061 | 22.51 | 24.096 | 25.711 | 27.417 | 29.118 | 30.896 | 32.591 | 34.385 | 36.184 | 37.808 | 39.658 | 41.447 | 43.374
NPgY | BSP | NPg Best View | Total installed PV capacity - domestic (MW) | HULL EAST 132/33KV | 4.241 | 4.615 | 5.066 | 5.65 | 6.323 | 7.059 | 7.826 | 8.606 | 9.405 | 10.419 | 11.515 | 12.503 | 13.611 | 14.689 | 15.596 | 16.743 | 17.863 | 19.089 | 20.338 | 21.657 | 22.971 | 24.345 | 25.656 | 27.042 | 28.433 | 29.688 | 31.118 | 32.501 | 33.991
NPgY | BSP | NPg Best View | Total installed PV capacity - domestic (MW) | HULL SOUTH | 2.742 | 3.151 | 3.645 | 4.285 | 5.022 | 5.828 | 6.668 | 7.522 | 8.396 | 9.507 | 10.707 | 11.789 | 13.003 | 14.183 | 15.176 | 16.432 | 17.659 | 19.002 | 20.368 | 21.813 | 23.253 | 24.757 | 26.192 | 27.711 | 29.233 | 30.608 | 32.174 | 33.689 | 35.319
NPgY | BSP | NPg Best View | Total installed PV capacity - domestic (MW) | HULL WEST | 4.003 | 4.422 | 4.928 | 5.584 | 6.339 | 7.165 | 8.026 | 8.901 | 9.797 | 10.935 | 12.165 | 13.273 | 14.517 | 15.726 | 16.744 | 18.031 | 19.287 | 20.664 | 22.064 | 23.544 | 25.019 | 26.561 | 28.031 | 29.587 | 31.148 | 32.556 | 34.16 | 35.713 | 37.384
NPgY | BSP | NPg Best View | Total installed PV capacity - domestic (MW) | HUMBERSTON | 1.995 | 2.254 | 2.567 | 2.973 | 3.44 | 3.95 | 4.482 | 5.024 | 5.577 | 6.281 | 7.042 | 7.727 | 8.496 | 9.244 | 9.873 | 10.669 | 11.446 | 12.297 | 13.163 | 14.078 | 14.991 | 15.944 | 16.853 | 17.815 | 18.78 | 19.651 | 20.643 | 21.603 | 22.636
NPgY | BSP | NPg Best View | Total installed PV capacity - domestic (MW) | HUNNINGLEY | 3.416 | 3.574 | 3.765 | 4.013 | 4.298 | 4.609 | 4.934 | 5.264 | 5.602 | 6.032 | 6.496 | 6.914 | 7.384 | 7.84 | 8.224 | 8.71 | 9.184 | 9.703 | 10.232 | 10.79 | 11.347 | 11.929 | 12.484 | 13.071 | 13.66 | 14.191 | 14.797 | 15.382 | 16.013
NPgY | BSP | NPg Best View | Total installed PV capacity - domestic (MW) | HUNSHELF | 3.503 | 3.676 | 3.885 | 4.156 | 4.468 | 4.809 | 5.164 | 5.525 | 5.895 | 6.365 | 6.872 | 7.33 | 7.843 | 8.343 | 8.763 | 9.294 | 9.813 | 10.381 | 10.959 | 11.57 | 12.179 | 12.815 | 13.422 | 14.065 | 14.709 | 15.29 | 15.952 | 16.593 | 17.283
NPgY | BSP | NPg Best View | Total installed PV capacity - domestic (MW) | IMMINGHAM | 3.09 | 3.23 | 3.399 | 3.618 | 3.87 | 4.146 | 4.434 | 4.726 | 5.026 | 5.406 | 5.817 | 6.188 | 6.603 | 7.007 | 7.348 | 7.778 | 8.198 | 8.657 | 9.126 | 9.62 | 10.113 | 10.628 | 11.12 | 11.64 | 12.161 | 12.632 | 13.168 | 13.687 | 14.245
NPgY | BSP | NPg Best View | Total installed PV capacity - domestic (MW) | KIRKHAW LANE | 3.313 | 3.548 | 3.831 | 4.199 | 4.621 | 5.084 | 5.566 | 6.056 | 6.557 | 7.195 | 7.883 | 8.504 | 9.201 | 9.878 | 10.448 | 11.168 | 11.872 | 12.642 | 13.427 | 14.255 | 15.081 | 15.945 | 16.768 | 17.639 | 18.513 | 19.302 | 20.2 | 21.069 | 22.005
NPgY | BSP | NPg Best View | Total installed PV capacity - domestic (MW) | KIRKSTALL C 2/5 | 0.327 | 0.415 | 0.521 | 0.659 | 0.819 | 0.993 | 1.174 | 1.358 | 1.547 | 1.786 | 2.046 | 2.279 | 2.541 | 2.796 | 3.01 | 3.281 | 3.546 | 3.836 | 4.131 | 4.442 | 4.753 | 5.078 | 5.387 | 5.715 | 6.044 | 6.341 | 6.678 | 7.005 | 7.357
NPgY | BSP | NPg Best View | Total installed PV capacity - domestic (MW) | KIRKSTALL C/RING ROAD HORSFORTH | 4.714 | 5.294 | 5.996 | 6.905 | 7.951 | 9.096 | 10.289 | 11.501 | 12.743 | 14.32 | 16.025 | 17.561 | 19.285 | 20.961 | 22.372 | 24.155 | 25.897 | 27.804 | 29.745 | 31.796 | 33.841 | 35.977 | 38.015 | 40.172 | 42.334 | 44.287 | 46.51 | 48.661 | 50.977
NPgY | BSP | NPg Best View | Total installed PV capacity - domestic (MW) | LEEDS EAST | 2.263 | 2.662 | 3.145 | 3.769 | 4.489 | 5.276 | 6.095 | 6.929 | 7.783 | 8.867 | 10.039 | 11.095 | 12.28 | 13.432 | 14.401 | 15.627 | 16.825 | 18.136 | 19.47 | 20.88 | 22.285 | 23.754 | 25.155 | 26.637 | 28.124 | 29.466 | 30.994 | 32.473 | 34.065
NPgY | BSP | NPg Best View | Total installed PV capacity - domestic (MW) | LEEDS NORTH | 1.513 | 1.795 | 2.136 | 2.578 | 3.086 | 3.642 | 4.222 | 4.811 | 5.415 | 6.181 | 7.009 | 7.756 | 8.593 | 9.408 | 10.093 | 10.96 | 11.806 | 12.733 | 13.676 | 14.673 | 15.666 | 16.705 | 17.695 | 18.743 | 19.793 | 20.742 | 21.823 | 22.868 | 23.993
NPgY | BSP | NPg Best View | Total installed PV capacity - domestic (MW) | LINDLEY | 5.149 | 5.593 | 6.13 | 6.826 | 7.627 | 8.503 | 9.416 | 10.344 | 11.294 | 12.501 | 13.806 | 14.982 | 16.301 | 17.583 | 18.663 | 20.028 | 21.361 | 22.82 | 24.306 | 25.876 | 27.44 | 29.075 | 30.635 | 32.285 | 33.94 | 35.435 | 37.136 | 38.782 | 40.555
NPgY | BSP | NPg Best View | Total installed PV capacity - domestic (MW) | LOW ROAD | 1.875 | 2.107 | 2.388 | 2.752 | 3.171 | 3.629 | 4.106 | 4.591 | 5.088 | 5.719 | 6.401 | 7.016 | 7.706 | 8.376 | 8.941 | 9.655 | 10.351 | 11.115 | 11.891 | 12.712 | 13.53 | 14.385 | 15.201 | 16.064 | 16.929 | 17.71 | 18.6 | 19.461 | 20.387
NPgY | BSP | NPg Best View | Total installed PV capacity - domestic (MW) | MALLARD WAY | 1.715 | 1.905 | 2.134 | 2.432 | 2.775 | 3.149 | 3.54 | 3.937 | 4.343 | 4.859 | 5.418 | 5.921 | 6.485 | 7.033 | 7.495 | 8.079 | 8.649 | 9.274 | 9.909 | 10.58 | 11.25 | 11.949 | 12.616 | 13.322 | 14.03 | 14.669 | 15.397 | 16.101 | 16.859
NPgY | BSP | NPg Best View | Total installed PV capacity - domestic (MW) | MENSTON | 3.21 | 3.487 | 3.821 | 4.254 | 4.753 | 5.299 | 5.868 | 6.446 | 7.038 | 7.79 | 8.603 | 9.335 | 10.157 | 10.956 | 11.629 | 12.479 | 13.309 | 14.219 | 15.144 | 16.122 | 17.097 | 18.116 | 19.087 | 20.115 | 21.146 | 22.077 | 23.137 | 24.163 | 25.267
NPgY | BSP | NPg Best View | Total installed PV capacity - domestic (MW) | MOSS ROAD | 1.115 | 1.303 | 1.531 | 1.826 | 2.166 | 2.538 | 2.926 | 3.32 | 3.723 | 4.235 | 4.789 | 5.288 | 5.848 | 6.393 | 6.851 | 7.43 | 7.996 | 8.616 | 9.246 | 9.913 | 10.577 | 11.271 | 11.933 | 12.633 | 13.336 | 13.97 | 14.692 | 15.391 | 16.144
NPgY | BSP | NPg Best View | Total installed PV capacity - domestic (MW) | OSGODBY 1/2 | 0 | 0 | 0 | 0 | 0 | 0 | 0 | 0 | 0 | 0 | 0 | 0 | 0 | 0 | 0 | 0 | 0 | 0 | 0 | 0 | 0 | 0 | 0 | 0 | 0 | 0 | 0 | 0 | 0
NPgY | BSP | NPg Best View | Total installed PV capacity - domestic (MW) | OSGODBY 3/4 | 1.166 | 1.499 | 1.901 | 2.422 | 3.022 | 3.679 | 4.362 | 5.058 | 5.769 | 6.673 | 7.651 | 8.532 | 9.52 | 10.48 | 11.289 | 12.312 | 13.31 | 14.403 | 15.516 | 16.692 | 17.864 | 19.089 | 20.257 | 21.494 | 22.733 | 23.853 | 25.127 | 26.36 | 27.688
NPgY | BSP | NPg Best View | Total installed PV capacity - domestic (MW) | RODLEY | 3.147 | 3.548 | 4.034 | 4.662 | 5.386 | 6.177 | 7.002 | 7.84 | 8.699 | 9.789 | 10.968 | 12.03 | 13.222 | 14.38 | 15.356 | 16.589 | 17.793 | 19.112 | 20.454 | 21.872 | 23.285 | 24.762 | 26.172 | 27.663 | 29.158 | 30.508 | 32.045 | 33.532 | 35.133
NPgY | BSP | NPg Best View | Total installed PV capacity - domestic (MW) | SAINT ANDREWS ROAD 132/33KV | 3.438 | 3.804 | 4.247 | 4.821 | 5.482 | 6.205 | 6.958 | 7.724 | 8.508 | 9.504 | 10.58 | 11.551 | 12.639 | 13.697 | 14.588 | 15.714 | 16.814 | 18.018 | 19.244 | 20.539 | 21.83 | 23.179 | 24.466 | 25.828 | 27.194 | 28.427 | 29.831 | 31.189 | 32.652
NPgY | BSP | NPg Best View | Total installed PV capacity - domestic (MW) | SALTEND 132/33KV | 0.004 | 0.004 | 0.005 | 0.005 | 0.006 | 0.006 | 0.007 | 0.008 | 0.008 | 0.009 | 0.01 | 0.011 | 0.012 | 0.013 | 0.014 | 0.015 | 0.016 | 0.017 | 0.018 | 0.019 | 0.02 | 0.021 | 0.022 | 0.023 | 0.024 | 0.025 | 0.027 | 0.028 | 0.029
NPgY | BSP | NPg Best View | Total installed PV capacity - domestic (MW) | SANTON | 6.704 | 7.032 | 7.429 | 7.942 | 8.534 | 9.181 | 9.855 | 10.54 | 11.242 | 12.133 | 13.096 | 13.965 | 14.939 | 15.886 | 16.683 | 17.691 | 18.675 | 19.753 | 20.849 | 22.009 | 23.164 | 24.371 | 25.523 | 26.742 | 27.964 | 29.067 | 30.323 | 31.539 | 32.848
NPgY | BSP | NPg Best View | Total installed PV capacity - domestic (MW) | SCUNTHORPE NORTH | 3.416 | 3.633 | 3.895 | 4.235 | 4.626 | 5.054 | 5.5 | 5.954 | 6.418 | 7.007 | 7.645 | 8.219 | 8.863 | 9.49 | 10.017 | 10.684 | 11.335 | 12.048 | 12.774 | 13.541 | 14.305 | 15.104 | 15.866 | 16.672 | 17.48 | 18.21 | 19.041 | 19.845 | 20.711
NPgY | BSP | NPg Best View | Total installed PV capacity - domestic (MW) | SCUNTHORPE SOUTH | 7.866 | 8.256 | 8.728 | 9.338 | 10.042 | 10.811 | 11.613 | 12.428 | 13.262 | 14.322 | 15.468 | 16.5 | 17.659 | 18.785 | 19.733 | 20.932 | 22.102 | 23.384 | 24.688 | 26.067 | 27.441 | 28.877 | 30.246 | 31.696 | 33.149 | 34.461 | 35.955 | 37.401 | 38.958
NPgY | BSP | NPg Best View | Total installed PV capacity - domestic (MW) | SILSDEN | 5.921 | 6.596 | 7.412 | 8.469 | 9.686 | 11.018 | 12.405 | 13.816 | 15.26 | 17.095 | 19.078 | 20.865 | 22.87 | 24.819 | 26.46 | 28.535 | 30.561 | 32.779 | 35.037 | 37.423 | 39.801 | 42.286 | 44.657 | 47.165 | 49.68 | 51.952 | 54.538 | 57.04 | 59.734
NPgY | BSP | NPg Best View | Total installed PV capacity - domestic (MW) | SOWERBY BRIDGE 132/33KV | 3.987 | 4.377 | 4.847 | 5.457 | 6.16 | 6.928 | 7.729 | 8.543 | 9.376 | 10.434 | 11.579 | 12.61 | 13.767 | 14.891 | 15.838 | 17.035 | 18.204 | 19.484 | 20.787 | 22.164 | 23.536 | 24.97 | 26.338 | 27.785 | 29.236 | 30.547 | 32.039 | 33.483 | 35.037
NPgY | BSP | NPg Best View | Total installed PV capacity - domestic (MW) | STAYGATE | 3.233 | 3.584 | 4.008 | 4.557 | 5.19 | 5.882 | 6.603 | 7.336 | 8.086 | 9.04 | 10.07 | 10.999 | 12.041 | 13.054 | 13.907 | 14.985 | 16.038 | 17.191 | 18.364 | 19.604 | 20.84 | 22.131 | 23.363 | 24.667 | 25.974 | 27.154 | 28.498 | 29.798 | 31.198
NPgY | BSP | NPg Best View | Total installed PV capacity - domestic (MW) | THORNHILL 132KV | 7.083 | 7.646 | 8.326 | 9.207 | 10.222 | 11.332 | 12.488 | 13.664 | 14.867 | 16.396 | 18.049 | 19.539 | 21.209 | 22.834 | 24.202 | 25.931 | 27.619 | 29.468 | 31.35 | 33.339 | 35.321 | 37.392 | 39.368 | 41.458 | 43.555 | 45.448 | 47.603 | 49.689 | 51.934
NPgY | BSP | NPg Best View | Total installed PV capacity - domestic (MW) | WAKEFIELD MONCKTON ROAD | 2.701 | 2.96 | 3.272 | 3.678 | 4.145 | 4.655 | 5.187 | 5.728 | 6.282 | 6.986 | 7.746 | 8.431 | 9.2 | 9.948 | 10.577 | 11.373 | 12.149 | 13 | 13.866 | 14.781 | 15.693 | 16.646 | 17.555 | 18.517 | 19.481 | 20.352 | 21.344 | 22.303 | 23.336
NPgY | BSP | NPg Best View | Total installed PV capacity - domestic (MW) | WAKEFIELD NORTH | 4.576 | 5.007 | 5.528 | 6.203 | 6.98 | 7.83 | 8.716 | 9.616 | 10.539 | 11.71 | 12.976 | 14.117 | 15.397 | 16.641 | 17.689 | 19.014 | 20.307 | 21.724 | 23.165 | 24.689 | 26.207 | 27.794 | 29.307 | 30.909 | 32.514 | 33.965 | 35.616 | 37.213 | 38.933
NPgY | BSP | NPg Best View | Total installed PV capacity - domestic (MW) | WEST MELTON | 11.59 | 12.348 | 13.264 | 14.45 | 15.817 | 17.312 | 18.869 | 20.452 | 22.073 | 24.132 | 26.358 | 28.364 | 30.614 | 32.802 | 34.644 | 36.973 | 39.247 | 41.737 | 44.271 | 46.949 | 49.618 | 52.408 | 55.069 | 57.884 | 60.707 | 63.257 | 66.159 | 68.968 | 71.992
NPgY | BSP | NPg Best View | Total installed PV capacity - domestic (MW) | WHINMOOR | 4.395 | 4.795 | 5.279 | 5.905 | 6.627 | 7.416 | 8.238 | 9.074 | 9.93 | 11.018 | 12.193 | 13.252 | 14.44 | 15.596 | 16.568 | 17.798 | 18.998 | 20.313 | 21.651 | 23.065 | 24.475 | 25.948 | 27.353 | 28.839 | 30.33 | 31.676 | 33.208 | 34.691 | 36.288
NPgY | BSP | NPg Best View | Total installed PV capacity - domestic (MW) | WOLD NEWTON | 5.732 | 5.948 | 6.208 | 6.545 | 6.933 | 7.358 | 7.8 | 8.25 | 8.71 | 9.295 | 9.927 | 10.497 | 11.137 | 11.758 | 12.281 | 12.943 | 13.589 | 14.296 | 15.016 | 15.777 | 16.535 | 17.327 | 18.083 | 18.883 | 19.685 | 20.409 | 21.234 | 22.031 | 22.89
NPgY | BSP | NPg Best View | Total installed PV capacity - domestic (MW) | YARBOROUGH ROAD 132/33KV | 5.62 | 6.018 | 6.499 | 7.121 | 7.839 | 8.623 | 9.44 | 10.271 | 11.122 | 12.202 | 13.371 | 14.423 | 15.604 | 16.753 | 17.719 | 18.941 | 20.135 | 21.442 | 22.771 | 24.177 | 25.578 | 27.042 | 28.438 | 29.916 | 31.397 | 32.735 | 34.259 | 35.733 | 37.32
NPgN | BSP | NG FES - Consumer Transformation | Total installed PV capacity - domestic (MW) | ANNFIELD | 5.5 | 5.928 | 6.413 | 7.045 | 7.772 | 8.56 | 9.372 | 10.184 | 11.001 | 12.134 | 13.36 | 14.465 | 15.706 | 16.912 | 17.927 | 19.213 | 20.468 | 21.843 | 23.243 | 24.723 | 26.198 | 27.74 | 29.212 | 30.769 | 32.332 | 33.742 | 35.349 | 36.904 | 38.579
NPgN | BSP | NG FES - Consumer Transformation | Total installed PV capacity - domestic (MW) | BARRACK ROAD | 0.635 | 0.776 | 0.947 | 1.171 | 1.428 | 1.707 | 1.994 | 2.281 | 2.57 | 2.971 | 3.404 | 3.795 | 4.234 | 4.661 | 5.02 | 5.474 | 5.918 | 6.405 | 6.9 | 7.423 | 7.945 | 8.49 | 9.011 | 9.562 | 10.114 | 10.613 | 11.181 | 11.731 | 12.324
NPgN | BSP | NG FES - Consumer Transformation | Total installed PV capacity - domestic (MW) | BLUCHER | 4.422 | 4.75 | 5.149 | 5.67 | 6.268 | 6.917 | 7.585 | 8.253 | 8.926 | 9.859 | 10.868 | 11.777 | 12.798 | 13.791 | 14.627 | 15.685 | 16.718 | 17.85 | 19.002 | 20.22 | 21.434 | 22.704 | 23.915 | 25.197 | 26.483 | 27.644 | 28.966 | 30.246 | 31.625
NPgN | BSP | NG FES - Consumer Transformation | Total installed PV capacity - domestic (MW) | BOWESFIELD | 7.532 | 8.04 | 8.656 | 9.461 | 10.385 | 11.388 | 12.419 | 13.452 | 14.492 | 15.933 | 17.492 | 18.897 | 20.475 | 22.009 | 23.301 | 24.935 | 26.531 | 28.28 | 30.061 | 31.943 | 33.819 | 35.78 | 37.652 | 39.633 | 41.619 | 43.414 | 45.457 | 47.435 | 49.565
NPgN | BSP | NG FES - Consumer Transformation | Total installed PV capacity - domestic (MW) | CHIRTON GRANGE | 3.822 | 4.153 | 4.556 | 5.081 | 5.685 | 6.339 | 7.013 | 7.687 | 8.366 | 9.307 | 10.325 | 11.242 | 12.273 | 13.274 | 14.118 | 15.185 | 16.227 | 17.369 | 18.532 | 19.761 | 20.986 | 22.266 | 23.488 | 24.782 | 26.079 | 27.25 | 28.585 | 29.876 | 31.267
NPgN | BSP | NG FES - Consumer Transformation | Total installed PV capacity - domestic (MW) | COALBURNS | 3.323 | 3.541 | 3.806 | 4.152 | 4.548 | 4.979 | 5.422 | 5.866 | 6.312 | 6.931 | 7.601 | 8.204 | 8.882 | 9.541 | 10.096 | 10.798 | 11.483 | 12.234 | 12.999 | 13.808 | 14.613 | 15.456 | 16.26 | 17.11 | 17.964 | 18.734 | 19.612 | 20.461 | 21.376
NPgN | BSP | NG FES - Consumer Transformation | Total installed PV capacity - domestic (MW) | DARLINGTON CENTRAL | 2.884 | 3.065 | 3.285 | 3.573 | 3.903 | 4.262 | 4.63 | 4.999 | 5.371 | 5.886 | 6.443 | 6.945 | 7.509 | 8.057 | 8.519 | 9.103 | 9.673 | 10.298 | 10.934 | 11.607 | 12.277 | 12.978 | 13.647 | 14.355 | 15.065 | 15.706 | 16.436 | 17.143 | 17.904
NPgN | BSP | NG FES - Consumer Transformation | Total installed PV capacity - domestic (MW) | DARLINGTON NORTH | 4.071 | 4.352 | 4.693 | 5.139 | 5.65 | 6.205 | 6.776 | 7.348 | 7.923 | 8.721 | 9.584 | 10.362 | 11.235 | 12.084 | 12.799 | 13.704 | 14.587 | 15.555 | 16.54 | 17.582 | 18.621 | 19.706 | 20.742 | 21.838 | 22.938 | 23.931 | 25.062 | 26.157 | 27.336
NPgN | BSP | NG FES - Consumer Transformation | Total installed PV capacity - domestic (MW) | DUNSTON | 4.062 | 4.5 | 5.032 | 5.727 | 6.524 | 7.389 | 8.279 | 9.17 | 10.067 | 11.311 | 12.656 | 13.868 | 15.23 | 16.553 | 17.668 | 19.078 | 20.455 | 21.964 | 23.501 | 25.125 | 26.744 | 28.436 | 30.051 | 31.76 | 33.474 | 35.022 | 36.785 | 38.492 | 40.33
NPgN | BSP | NG FES - Consumer Transformation | Total installed PV capacity - domestic (MW) | FLATWORTH | 2.813 | 2.987 | 3.198 | 3.474 | 3.791 | 4.135 | 4.489 | 4.843 | 5.199 | 5.694 | 6.228 | 6.71 | 7.251 | 7.777 | 8.22 | 8.78 | 9.328 | 9.927 | 10.538 | 11.183 | 11.826 | 12.499 | 13.141 | 13.82 | 14.501 | 15.116 | 15.817 | 16.495 | 17.225
NPgN | BSP | NG FES - Consumer Transformation | Total installed PV capacity - domestic (MW) | GOSFORTH | 3.385 | 3.698 | 4.078 | 4.575 | 5.145 | 5.764 | 6.401 | 7.038 | 7.68 | 8.569 | 9.531 | 10.398 | 11.372 | 12.319 | 13.116 | 14.124 | 15.109 | 16.189 | 17.287 | 18.449 | 19.607 | 20.817 | 21.972 | 23.194 | 24.421 | 25.528 | 26.789 | 28.009 | 29.324
NPgN | BSP | NG FES - Consumer Transformation | Total installed PV capacity - domestic (MW) | HARROGATE 132/33KV | 2.402 | 2.685 | 3.029 | 3.479 | 3.994 | 4.554 | 5.13 | 5.706 | 6.286 | 7.091 | 7.961 | 8.745 | 9.626 | 10.482 | 11.203 | 12.115 | 13.006 | 13.982 | 14.976 | 16.026 | 17.073 | 18.168 | 19.212 | 20.318 | 21.427 | 22.428 | 23.569 | 24.673 | 25.861
NPgN | BSP | NG FES - Consumer Transformation | Total installed PV capacity - domestic (MW) | HUSTHWAITE | 2.067 | 2.209 | 2.382 | 2.608 | 2.868 | 3.15 | 3.439 | 3.729 | 4.021 | 4.426 | 4.864 | 5.259 | 5.702 | 6.133 | 6.495 | 6.955 | 7.403 | 7.894 | 8.394 | 8.923 | 9.45 | 10.001 | 10.526 | 11.083 | 11.641 | 12.145 | 12.719 | 13.274 | 13.872
NPgN | BSP | NG FES - Consumer Transformation | Total installed PV capacity - domestic (MW) | LEEMING BAR_SKEEBY | 8.977 | 9.672 | 10.517 | 11.619 | 12.884 | 14.258 | 15.671 | 17.085 | 18.509 | 20.482 | 22.618 | 24.542 | 26.703 | 28.804 | 30.573 | 32.811 | 34.997 | 37.392 | 39.831 | 42.408 | 44.978 | 47.664 | 50.227 | 52.94 | 55.661 | 58.118 | 60.917 | 63.626 | 66.543
NPgN | BSP | NG FES - Consumer Transformation | Total installed PV capacity - domestic (MW) | LINTON | 5.467 | 5.835 | 6.283 | 6.867 | 7.537 | 8.265 | 9.014 | 9.763 | 10.518 | 11.563 | 12.695 | 13.715 | 14.859 | 15.973 | 16.91 | 18.096 | 19.255 | 20.524 | 21.816 | 23.182 | 24.544 | 25.967 | 27.325 | 28.763 | 30.205 | 31.507 | 32.99 | 34.425 | 35.971
NPgN | BSP | NG FES - Consumer Transformation | Total installed PV capacity - domestic (MW) | MALTON GRID | 7.107 | 7.653 | 8.316 | 9.182 | 10.176 | 11.255 | 12.364 | 13.475 | 14.593 | 16.144 | 17.82 | 19.332 | 21.029 | 22.679 | 24.069 | 25.827 | 27.544 | 29.425 | 31.34 | 33.365 | 35.383 | 37.493 | 39.506 | 41.636 | 43.773 | 45.703 | 47.901 | 50.029 | 52.32
NPgN | BSP | NG FES - Consumer Transformation | Total installed PV capacity - domestic (MW) | MELROSEGATE | 8.444 | 9.037 | 9.757 | 10.698 | 11.777 | 12.949 | 14.154 | 15.361 | 16.575 | 18.259 | 20.08 | 21.721 | 23.565 | 25.357 | 26.866 | 28.775 | 30.64 | 32.683 | 34.763 | 36.962 | 39.154 | 41.446 | 43.632 | 45.946 | 48.267 | 50.363 | 52.751 | 55.061 | 57.549
NPgN | BSP | NG FES - Consumer Transformation | Total installed PV capacity - domestic (MW) | NORTH TEES | 5.172 | 5.578 | 6.072 | 6.717 | 7.457 | 8.26 | 9.086 | 9.914 | 10.746 | 11.9 | 13.149 | 14.275 | 15.538 | 16.767 | 17.802 | 19.111 | 20.389 | 21.79 | 23.216 | 24.724 | 26.226 | 27.797 | 29.296 | 30.883 | 32.474 | 33.911 | 35.548 | 37.132 | 38.838
NPgN | BSP | NG FES - Consumer Transformation | Total installed PV capacity - domestic (MW) | POTTER HOUSE | 5.499 | 5.911 | 6.412 | 7.065 | 7.814 | 8.628 | 9.465 | 10.303 | 11.146 | 12.316 | 13.58 | 14.721 | 16.001 | 17.246 | 18.293 | 19.62 | 20.915 | 22.334 | 23.778 | 25.305 | 26.828 | 28.419 | 29.937 | 31.545 | 33.156 | 34.612 | 36.27 | 37.875 | 39.603
NPgN | BSP | NG FES - Consumer Transformation | Total installed PV capacity - domestic (MW) | RAVENSWORTH | 1.846 | 1.978 | 2.137 | 2.346 | 2.585 | 2.845 | 3.112 | 3.379 | 3.648 | 4.021 | 4.425 | 4.789 | 5.197 | 5.595 | 5.929 | 6.352 | 6.765 | 7.218 | 7.679 | 8.166 | 8.652 | 9.16 | 9.645 | 10.157 | 10.672 | 11.136 | 11.666 | 12.178 | 12.729
NPgN | BSP | NG FES - Consumer Transformation | Total installed PV capacity - domestic (MW) | SCARBOROUGH GRID | 5.068 | 5.511 | 6.049 | 6.751 | 7.558 | 8.433 | 9.334 | 10.236 | 11.143 | 12.401 | 13.762 | 14.988 | 16.366 | 17.705 | 18.832 | 20.259 | 21.652 | 23.179 | 24.733 | 26.376 | 28.014 | 29.726 | 31.36 | 33.089 | 34.823 | 36.389 | 38.173 | 39.9 | 41.759
NPgN | BSP | NG FES - Consumer Transformation | Total installed PV capacity - domestic (MW) | SEAL SANDS | 0.001 | 0.001 | 0.002 | 0.002 | 0.002 | 0.002 | 0.003 | 0.003 | 0.003 | 0.004 | 0.004 | 0.004 | 0.005 | 0.005 | 0.006 | 0.006 | 0.006 | 0.007 | 0.007 | 0.008 | 0.008 | 0.009 | 0.01 | 0.01 | 0.011 | 0.011 | 0.012 | 0.012 | 0.013
NPgN | BSP | NG FES - Consumer Transformation | Total installed PV capacity - domestic (MW) | SPADEADAM 33KV | 0.131 | 0.136 | 0.143 | 0.152 | 0.162 | 0.174 | 0.185 | 0.196 | 0.208 | 0.224 | 0.241 | 0.257 | 0.274 | 0.292 | 0.306 | 0.324 | 0.342 | 0.361 | 0.381 | 0.402 | 0.423 | 0.444 | 0.465 | 0.487 | 0.509 | 0.529 | 0.552 | 0.574 | 0.598
NPgN | BSP | NG FES - Consumer Transformation | Total installed PV capacity - domestic (MW) | SPENNYMOOR 132/66KV | 8.944 | 9.546 | 10.278 | 11.232 | 12.328 | 13.517 | 14.741 | 15.966 | 17.199 | 18.908 | 20.757 | 22.424 | 24.295 | 26.115 | 27.647 | 29.586 | 31.479 | 33.553 | 35.665 | 37.897 | 40.123 | 42.449 | 44.669 | 47.018 | 49.375 | 51.503 | 53.927 | 56.273 | 58.799
NPgN | BSP | NG FES - Consumer Transformation | Total installed PV capacity - domestic (MW) | TORONTO | 5.212 | 5.55 | 5.961 | 6.498 | 7.114 | 7.782 | 8.47 | 9.158 | 9.851 | 10.812 | 11.851 | 12.788 | 13.84 | 14.862 | 15.723 | 16.813 | 17.877 | 19.043 | 20.23 | 21.484 | 22.735 | 24.042 | 25.29 | 26.61 | 27.935 | 29.131 | 30.493 | 31.811 | 33.231
NPgN | BSP | NG FES - Consumer Transformation | Total installed PV capacity - domestic (MW) | WORMALD GREEN 132/33KV | 3.184 | 3.395 | 3.651 | 3.985 | 4.369 | 4.786 | 5.214 | 5.644 | 6.075 | 6.674 | 7.322 | 7.906 | 8.561 | 9.199 | 9.735 | 10.415 | 11.078 | 11.804 | 12.544 | 13.326 | 14.106 | 14.921 | 15.698 | 16.521 | 17.347 | 18.092 | 18.941 | 19.763 | 20.648
NPgY | BSP | NG FES - Consumer Transformation | Total installed PV capacity - domestic (MW) | ATTERCLIFFE | 2.285 | 2.478 | 2.712 | 3.014 | 3.362 | 3.743 | 4.139 | 4.543 | 4.956 | 5.48 | 6.047 | 6.558 | 7.132 | 7.689 | 8.158 | 8.752 | 9.331 | 9.965 | 10.611 | 11.293 | 11.973 | 12.684 | 13.362 | 14.079 | 14.798 | 15.448 | 16.187 | 16.903 | 17.673
NPgY | BSP | NG FES - Consumer Transformation | Total installed PV capacity - domestic (MW) | BARUGH 132/66KV | 6.541 | 6.956 | 7.457 | 8.106 | 8.854 | 9.671 | 10.523 | 11.39 | 12.276 | 13.403 | 14.62 | 15.718 | 16.949 | 18.146 | 19.154 | 20.428 | 21.671 | 23.034 | 24.42 | 25.885 | 27.345 | 28.871 | 30.327 | 31.867 | 33.412 | 34.806 | 36.394 | 37.931 | 39.585
NPgY | BSP | NG FES - Consumer Transformation | Total installed PV capacity - domestic (MW) | BEESTON ROYDS 132/33KV | 4.639 | 5.044 | 5.533 | 6.167 | 6.898 | 7.696 | 8.528 | 9.375 | 10.241 | 11.341 | 12.531 | 13.603 | 14.805 | 15.975 | 16.959 | 18.204 | 19.419 | 20.749 | 22.104 | 23.535 | 24.961 | 26.452 | 27.874 | 29.379 | 30.887 | 32.25 | 33.801 | 35.302 | 36.918
NPgY | BSP | NG FES - Consumer Transformation | Total installed PV capacity - domestic (MW) | BEVERLEY 132/33KV | 6.424 | 7.104 | 7.926 | 8.99 | 10.217 | 11.558 | 12.955 | 14.376 | 15.83 | 17.678 | 19.675 | 21.475 | 23.494 | 25.457 | 27.11 | 29.2 | 31.24 | 33.474 | 35.748 | 38.151 | 40.546 | 43.049 | 45.437 | 47.963 | 50.496 | 52.783 | 55.388 | 57.908 | 60.621
NPgY | BSP | NG FES - Consumer Transformation | Total installed PV capacity - domestic (MW) | BINGLEY 132/33KV | 3.16 | 3.507 | 3.926 | 4.469 | 5.095 | 5.779 | 6.491 | 7.216 | 7.958 | 8.9 | 9.919 | 10.837 | 11.867 | 12.869 | 13.712 | 14.777 | 15.818 | 16.958 | 18.118 | 19.343 | 20.565 | 21.842 | 23.059 | 24.348 | 25.64 | 26.807 | 28.135 | 29.421 | 30.805
NPgY | BSP | NG FES - Consumer Transformation | Total installed PV capacity - domestic (MW) | BLACKBURN MEADOWS B | 1.512 | 1.619 | 1.748 | 1.916 | 2.108 | 2.319 | 2.539 | 2.762 | 2.991 | 3.281 | 3.595 | 3.878 | 4.196 | 4.504 | 4.764 | 5.093 | 5.413 | 5.765 | 6.122 | 6.5 | 6.877 | 7.27 | 7.645 | 8.043 | 8.441 | 8.801 | 9.21 | 9.606 | 10.033
NPgY | BSP | NG FES - Consumer Transformation | Total installed PV capacity - domestic (MW) | BLYTON | 6.444 | 6.653 | 6.906 | 7.233 | 7.61 | 8.022 | 8.451 | 8.888 | 9.335 | 9.903 | 10.517 | 11.07 | 11.691 | 12.294 | 12.802 | 13.444 | 14.071 | 14.758 | 15.457 | 16.195 | 16.931 | 17.701 | 18.434 | 19.211 | 19.989 | 20.692 | 21.493 | 22.267 | 23.101
NPgY | BSP | NG FES - Consumer Transformation | Total installed PV capacity - domestic (MW) | BRADFORD | 2.62 | 3.062 | 3.596 | 4.288 | 5.084 | 5.956 | 6.864 | 7.787 | 8.732 | 9.933 | 11.231 | 12.4 | 13.712 | 14.988 | 16.062 | 17.42 | 18.746 | 20.198 | 21.675 | 23.237 | 24.793 | 26.42 | 27.971 | 29.613 | 31.259 | 32.745 | 34.438 | 36.075 | 37.839
NPgY | BSP | NG FES - Consumer Transformation | Total installed PV capacity - domestic (MW) | BRAMHAM | 4.14 | 4.455 | 4.837 | 5.33 | 5.899 | 6.521 | 7.17 | 7.829 | 8.503 | 9.361 | 10.287 | 11.122 | 12.059 | 12.97 | 13.736 | 14.706 | 15.652 | 16.689 | 17.743 | 18.858 | 19.969 | 21.13 | 22.238 | 23.41 | 24.585 | 25.646 | 26.854 | 28.024 | 29.282
NPgY | BSP | NG FES - Consumer Transformation | Total installed PV capacity - domestic (MW) | BRANSHOLME | 5.097 | 5.419 | 5.807 | 6.311 | 6.89 | 7.524 | 8.184 | 8.856 | 9.543 | 10.417 | 11.361 | 12.212 | 13.166 | 14.094 | 14.875 | 15.863 | 16.827 | 17.883 | 18.958 | 20.094 | 21.226 | 22.409 | 23.537 | 24.731 | 25.929 | 27.01 | 28.241 | 29.432 | 30.715
NPgY | BSP | NG FES - Consumer Transformation | Total installed PV capacity - domestic (MW) | BRIGHOUSE 132/33KV | 3.902 | 4.271 | 4.717 | 5.295 | 5.961 | 6.689 | 7.447 | 8.218 | 9.008 | 10.011 | 11.095 | 12.072 | 13.168 | 14.234 | 15.131 | 16.266 | 17.373 | 18.586 | 19.82 | 21.125 | 22.425 | 23.784 | 25.08 | 26.451 | 27.826 | 29.068 | 30.482 | 31.85 | 33.323
NPgY | BSP | NG FES - Consumer Transformation | Total installed PV capacity - domestic (MW) | DONCASTER B/THORPE MARSH | 21.074 | 22.1 | 23.341 | 24.948 | 26.799 | 28.824 | 30.933 | 33.078 | 35.273 | 38.063 | 41.077 | 43.795 | 46.843 | 49.806 | 52.302 | 55.456 | 58.536 | 61.909 | 65.341 | 68.969 | 72.585 | 76.363 | 79.967 | 83.781 | 87.605 | 91.059 | 94.99 | 98.795 | 102.891
NPgY | BSP | NG FES - Consumer Transformation | Total installed PV capacity - domestic (MW) | DONCASTER CENTRAL | 2.184 | 2.345 | 2.538 | 2.789 | 3.078 | 3.395 | 3.724 | 4.059 | 4.402 | 4.838 | 5.309 | 5.733 | 6.209 | 6.672 | 7.062 | 7.554 | 8.035 | 8.562 | 9.098 | 9.665 | 10.23 | 10.82 | 11.383 | 11.978 | 12.576 | 13.115 | 13.729 | 14.323 | 14.963
NPgY | BSP | NG FES - Consumer Transformation | Total installed PV capacity - domestic (MW) | DRIFFIELD/BEVERLEY GROUP | 10.711 | 11.606 | 12.688 | 14.088 | 15.701 | 17.466 | 19.304 | 21.173 | 23.087 | 25.518 | 28.145 | 30.514 | 33.17 | 35.753 | 37.928 | 40.677 | 43.361 | 46.301 | 49.292 | 52.454 | 55.605 | 58.898 | 62.04 | 65.363 | 68.696 | 71.706 | 75.132 | 78.448 | 82.018
NPgY | BSP | NG FES - Consumer Transformation | Total installed PV capacity - domestic (MW) | FEATHERSTONE | 5.19 | 5.585 | 6.061 | 6.678 | 7.389 | 8.167 | 8.976 | 9.8 | 10.643 | 11.714 | 12.872 | 13.916 | 15.086 | 16.224 | 17.182 | 18.394 | 19.576 | 20.872 | 22.19 | 23.583 | 24.971 | 26.422 | 27.806 | 29.271 | 30.739 | 32.065 | 33.575 | 35.036 | 36.609
NPgY | BSP | NG FES - Consumer Transformation | Total installed PV capacity - domestic (MW) | GIRLINGTON | 1.433 | 1.701 | 2.026 | 2.446 | 2.931 | 3.46 | 4.012 | 4.574 | 5.148 | 5.878 | 6.667 | 7.378 | 8.175 | 8.951 | 9.604 | 10.429 | 11.235 | 12.118 | 13.016 | 13.965 | 14.911 | 15.9 | 16.843 | 17.841 | 18.841 | 19.745 | 20.774 | 21.769 | 22.841
NPgY | BSP | NG FES - Consumer Transformation | Total installed PV capacity - domestic (MW) | HALIFAX 132/33KV | 0.952 | 1.096 | 1.271 | 1.497 | 1.758 | 2.043 | 2.34 | 2.641 | 2.951 | 3.343 | 3.768 | 4.15 | 4.579 | 4.996 | 5.348 | 5.792 | 6.225 | 6.7 | 7.183 | 7.694 | 8.203 | 8.735 | 9.242 | 9.779 | 10.317 | 10.803 | 11.357 | 11.892 | 12.469
NPgY | BSP | NG FES - Consumer Transformation | Total installed PV capacity - domestic (MW) | HECKMONDWIKE | 3.833 | 4.141 | 4.512 | 4.993 | 5.548 | 6.154 | 6.786 | 7.428 | 8.085 | 8.921 | 9.824 | 10.637 | 11.55 | 12.438 | 13.185 | 14.129 | 15.052 | 16.062 | 17.09 | 18.176 | 19.259 | 20.39 | 21.47 | 22.612 | 23.757 | 24.791 | 25.968 | 27.107 | 28.334
NPgY | BSP | NG FES - Consumer Transformation | Total installed PV capacity - domestic (MW) | HOLMFIELD | 4.887 | 5.37 | 5.954 | 6.71 | 7.581 | 8.533 | 9.525 | 10.534 | 11.567 | 12.879 | 14.297 | 15.575 | 17.009 | 18.403 | 19.577 | 21.061 | 22.51 | 24.096 | 25.711 | 27.417 | 29.118 | 30.896 | 32.591 | 34.385 | 36.184 | 37.808 | 39.658 | 41.447 | 43.374
NPgY | BSP | NG FES - Consumer Transformation | Total installed PV capacity - domestic (MW) | HULL EAST 132/33KV | 4.241 | 4.615 | 5.066 | 5.65 | 6.323 | 7.059 | 7.826 | 8.606 | 9.405 | 10.419 | 11.515 | 12.503 | 13.611 | 14.689 | 15.596 | 16.743 | 17.863 | 19.089 | 20.338 | 21.657 | 22.971 | 24.345 | 25.656 | 27.042 | 28.433 | 29.688 | 31.118 | 32.501 | 33.991
NPgY | BSP | NG FES - Consumer Transformation | Total installed PV capacity - domestic (MW) | HULL SOUTH | 2.742 | 3.151 | 3.645 | 4.285 | 5.022 | 5.828 | 6.668 | 7.522 | 8.396 | 9.507 | 10.707 | 11.789 | 13.003 | 14.183 | 15.176 | 16.432 | 17.659 | 19.002 | 20.368 | 21.813 | 23.253 | 24.757 | 26.192 | 27.711 | 29.233 | 30.608 | 32.174 | 33.689 | 35.319
NPgY | BSP | NG FES - Consumer Transformation | Total installed PV capacity - domestic (MW) | HULL WEST | 4.003 | 4.422 | 4.928 | 5.584 | 6.339 | 7.165 | 8.026 | 8.901 | 9.797 | 10.935 | 12.165 | 13.273 | 14.517 | 15.726 | 16.744 | 18.031 | 19.287 | 20.664 | 22.064 | 23.544 | 25.019 | 26.561 | 28.031 | 29.587 | 31.148 | 32.556 | 34.16 | 35.713 | 37.384
NPgY | BSP | NG FES - Consumer Transformation | Total installed PV capacity - domestic (MW) | HUMBERSTON | 1.995 | 2.254 | 2.567 | 2.973 | 3.44 | 3.95 | 4.482 | 5.024 | 5.577 | 6.281 | 7.042 | 7.727 | 8.496 | 9.244 | 9.873 | 10.669 | 11.446 | 12.297 | 13.163 | 14.078 | 14.991 | 15.944 | 16.853 | 17.815 | 18.78 | 19.651 | 20.643 | 21.603 | 22.636
NPgY | BSP | NG FES - Consumer Transformation | Total installed PV capacity - domestic (MW) | HUNNINGLEY | 3.416 | 3.574 | 3.765 | 4.013 | 4.298 | 4.609 | 4.934 | 5.264 | 5.602 | 6.032 | 6.496 | 6.914 | 7.384 | 7.84 | 8.224 | 8.71 | 9.184 | 9.703 | 10.232 | 10.79 | 11.347 | 11.929 | 12.484 | 13.071 | 13.66 | 14.191 | 14.797 | 15.382 | 16.013
NPgY | BSP | NG FES - Consumer Transformation | Total installed PV capacity - domestic (MW) | HUNSHELF | 3.503 | 3.676 | 3.885 | 4.156 | 4.468 | 4.809 | 5.164 | 5.525 | 5.895 | 6.365 | 6.872 | 7.33 | 7.843 | 8.343 | 8.763 | 9.294 | 9.813 | 10.381 | 10.959 | 11.57 | 12.179 | 12.815 | 13.422 | 14.065 | 14.709 | 15.29 | 15.952 | 16.593 | 17.283
NPgY | BSP | NG FES - Consumer Transformation | Total installed PV capacity - domestic (MW) | IMMINGHAM | 3.09 | 3.23 | 3.399 | 3.618 | 3.87 | 4.146 | 4.434 | 4.726 | 5.026 | 5.406 | 5.817 | 6.188 | 6.603 | 7.007 | 7.348 | 7.778 | 8.198 | 8.657 | 9.126 | 9.62 | 10.113 | 10.628 | 11.12 | 11.64 | 12.161 | 12.632 | 13.168 | 13.687 | 14.245
NPgY | BSP | NG FES - Consumer Transformation | Total installed PV capacity - domestic (MW) | KIRKHAW LANE | 3.313 | 3.548 | 3.831 | 4.199 | 4.621 | 5.084 | 5.566 | 6.056 | 6.557 | 7.195 | 7.883 | 8.504 | 9.201 | 9.878 | 10.448 | 11.168 | 11.872 | 12.642 | 13.427 | 14.255 | 15.081 | 15.945 | 16.768 | 17.639 | 18.513 | 19.302 | 20.2 | 21.069 | 22.005
NPgY | BSP | NG FES - Consumer Transformation | Total installed PV capacity - domestic (MW) | KIRKSTALL C 2/5 | 0.327 | 0.415 | 0.521 | 0.659 | 0.819 | 0.993 | 1.174 | 1.358 | 1.547 | 1.786 | 2.046 | 2.279 | 2.541 | 2.796 | 3.01 | 3.281 | 3.546 | 3.836 | 4.131 | 4.442 | 4.753 | 5.078 | 5.387 | 5.715 | 6.044 | 6.341 | 6.678 | 7.005 | 7.357
NPgY | BSP | NG FES - Consumer Transformation | Total installed PV capacity - domestic (MW) | KIRKSTALL C/RING ROAD HORSFORTH | 4.714 | 5.294 | 5.996 | 6.905 | 7.951 | 9.096 | 10.289 | 11.501 | 12.743 | 14.32 | 16.025 | 17.561 | 19.285 | 20.961 | 22.372 | 24.155 | 25.897 | 27.804 | 29.745 | 31.796 | 33.841 | 35.977 | 38.015 | 40.172 | 42.334 | 44.287 | 46.51 | 48.661 | 50.977
NPgY | BSP | NG FES - Consumer Transformation | Total installed PV capacity - domestic (MW) | LEEDS EAST | 2.263 | 2.662 | 3.145 | 3.769 | 4.489 | 5.276 | 6.095 | 6.929 | 7.783 | 8.867 | 10.039 | 11.095 | 12.28 | 13.432 | 14.401 | 15.627 | 16.825 | 18.136 | 19.47 | 20.88 | 22.285 | 23.754 | 25.155 | 26.637 | 28.124 | 29.466 | 30.994 | 32.473 | 34.065
NPgY | BSP | NG FES - Consumer Transformation | Total installed PV capacity - domestic (MW) | LEEDS NORTH | 1.513 | 1.795 | 2.136 | 2.578 | 3.086 | 3.642 | 4.222 | 4.811 | 5.415 | 6.181 | 7.009 | 7.756 | 8.593 | 9.408 | 10.093 | 10.96 | 11.806 | 12.733 | 13.676 | 14.673 | 15.666 | 16.705 | 17.695 | 18.743 | 19.793 | 20.742 | 21.823 | 22.868 | 23.993
NPgY | BSP | NG FES - Consumer Transformation | Total installed PV capacity - domestic (MW) | LINDLEY | 5.149 | 5.593 | 6.13 | 6.826 | 7.627 | 8.503 | 9.416 | 10.344 | 11.294 | 12.501 | 13.806 | 14.982 | 16.301 | 17.583 | 18.663 | 20.028 | 21.361 | 22.82 | 24.306 | 25.876 | 27.44 | 29.075 | 30.635 | 32.285 | 33.94 | 35.435 | 37.136 | 38.782 | 40.555
NPgY | BSP | NG FES - Consumer Transformation | Total installed PV capacity - domestic (MW) | LOW ROAD | 1.875 | 2.107 | 2.388 | 2.752 | 3.171 | 3.629 | 4.106 | 4.591 | 5.088 | 5.719 | 6.401 | 7.016 | 7.706 | 8.376 | 8.941 | 9.655 | 10.351 | 11.115 | 11.891 | 12.712 | 13.53 | 14.385 | 15.201 | 16.064 | 16.929 | 17.71 | 18.6 | 19.461 | 20.387
NPgY | BSP | NG FES - Consumer Transformation | Total installed PV capacity - domestic (MW) | MALLARD WAY | 1.715 | 1.905 | 2.134 | 2.432 | 2.775 | 3.149 | 3.54 | 3.937 | 4.343 | 4.859 | 5.418 | 5.921 | 6.485 | 7.033 | 7.495 | 8.079 | 8.649 | 9.274 | 9.909 | 10.58 | 11.25 | 11.949 | 12.616 | 13.322 | 14.03 | 14.669 | 15.397 | 16.101 | 16.859
NPgY | BSP | NG FES - Consumer Transformation | Total installed PV capacity - domestic (MW) | MENSTON | 3.21 | 3.487 | 3.821 | 4.254 | 4.753 | 5.299 | 5.868 | 6.446 | 7.038 | 7.79 | 8.603 | 9.335 | 10.157 | 10.956 | 11.629 | 12.479 | 13.309 | 14.219 | 15.144 | 16.122 | 17.097 | 18.116 | 19.087 | 20.115 | 21.146 | 22.077 | 23.137 | 24.163 | 25.267
NPgY | BSP | NG FES - Consumer Transformation | Total installed PV capacity - domestic (MW) | MOSS ROAD | 1.115 | 1.303 | 1.531 | 1.826 | 2.166 | 2.538 | 2.926 | 3.32 | 3.723 | 4.235 | 4.789 | 5.288 | 5.848 | 6.393 | 6.851 | 7.43 | 7.996 | 8.616 | 9.246 | 9.913 | 10.577 | 11.271 | 11.933 | 12.633 | 13.336 | 13.97 | 14.692 | 15.391 | 16.144
NPgY | BSP | NG FES - Consumer Transformation | Total installed PV capacity - domestic (MW) | OSGODBY 1/2 | 0 | 0 | 0 | 0 | 0 | 0 | 0 | 0 | 0 | 0 | 0 | 0 | 0 | 0 | 0 | 0 | 0 | 0 | 0 | 0 | 0 | 0 | 0 | 0 | 0 | 0 | 0 | 0 | 0
NPgY | BSP | NG FES - Consumer Transformation | Total installed PV capacity - domestic (MW) | OSGODBY 3/4 | 1.166 | 1.499 | 1.901 | 2.422 | 3.022 | 3.679 | 4.362 | 5.058 | 5.769 | 6.673 | 7.651 | 8.532 | 9.52 | 10.48 | 11.289 | 12.312 | 13.31 | 14.403 | 15.516 | 16.692 | 17.864 | 19.089 | 20.257 | 21.494 | 22.733 | 23.853 | 25.127 | 26.36 | 27.688
NPgY | BSP | NG FES - Consumer Transformation | Total installed PV capacity - domestic (MW) | RODLEY | 3.147 | 3.548 | 4.034 | 4.662 | 5.386 | 6.177 | 7.002 | 7.84 | 8.699 | 9.789 | 10.968 | 12.03 | 13.222 | 14.38 | 15.356 | 16.589 | 17.793 | 19.112 | 20.454 | 21.872 | 23.285 | 24.762 | 26.172 | 27.663 | 29.158 | 30.508 | 32.045 | 33.532 | 35.133
NPgY | BSP | NG FES - Consumer Transformation | Total installed PV capacity - domestic (MW) | SAINT ANDREWS ROAD 132/33KV | 3.438 | 3.804 | 4.247 | 4.821 | 5.482 | 6.205 | 6.958 | 7.724 | 8.508 | 9.504 | 10.58 | 11.551 | 12.639 | 13.697 | 14.588 | 15.714 | 16.814 | 18.018 | 19.244 | 20.539 | 21.83 | 23.179 | 24.466 | 25.828 | 27.194 | 28.427 | 29.831 | 31.189 | 32.652
NPgY | BSP | NG FES - Consumer Transformation | Total installed PV capacity - domestic (MW) | SALTEND 132/33KV | 0.004 | 0.004 | 0.005 | 0.005 | 0.006 | 0.006 | 0.007 | 0.008 | 0.008 | 0.009 | 0.01 | 0.011 | 0.012 | 0.013 | 0.014 | 0.015 | 0.016 | 0.017 | 0.018 | 0.019 | 0.02 | 0.021 | 0.022 | 0.023 | 0.024 | 0.025 | 0.027 | 0.028 | 0.029
NPgY | BSP | NG FES - Consumer Transformation | Total installed PV capacity - domestic (MW) | SANTON | 6.704 | 7.032 | 7.429 | 7.942 | 8.534 | 9.181 | 9.855 | 10.54 | 11.242 | 12.133 | 13.096 | 13.965 | 14.939 | 15.886 | 16.683 | 17.691 | 18.675 | 19.753 | 20.849 | 22.009 | 23.164 | 24.371 | 25.523 | 26.742 | 27.964 | 29.067 | 30.323 | 31.539 | 32.848
NPgY | BSP | NG FES - Consumer Transformation | Total installed PV capacity - domestic (MW) | SCUNTHORPE NORTH | 3.416 | 3.633 | 3.895 | 4.235 | 4.626 | 5.054 | 5.5 | 5.954 | 6.418 | 7.007 | 7.645 | 8.219 | 8.863 | 9.49 | 10.017 | 10.684 | 11.335 | 12.048 | 12.774 | 13.541 | 14.305 | 15.104 | 15.866 | 16.672 | 17.48 | 18.21 | 19.041 | 19.845 | 20.711
NPgY | BSP | NG FES - Consumer Transformation | Total installed PV capacity - domestic (MW) | SCUNTHORPE SOUTH | 7.866 | 8.256 | 8.728 | 9.338 | 10.042 | 10.811 | 11.613 | 12.428 | 13.262 | 14.322 | 15.468 | 16.5 | 17.659 | 18.785 | 19.733 | 20.932 | 22.102 | 23.384 | 24.688 | 26.067 | 27.441 | 28.877 | 30.246 | 31.696 | 33.149 | 34.461 | 35.955 | 37.401 | 38.958
NPgY | BSP | NG FES - Consumer Transformation | Total installed PV capacity - domestic (MW) | SILSDEN | 5.921 | 6.596 | 7.412 | 8.469 | 9.686 | 11.018 | 12.405 | 13.816 | 15.26 | 17.095 | 19.078 | 20.865 | 22.87 | 24.819 | 26.46 | 28.535 | 30.561 | 32.779 | 35.037 | 37.423 | 39.801 | 42.286 | 44.657 | 47.165 | 49.68 | 51.952 | 54.538 | 57.04 | 59.734
NPgY | BSP | NG FES - Consumer Transformation | Total installed PV capacity - domestic (MW) | SOWERBY BRIDGE 132/33KV | 3.987 | 4.377 | 4.847 | 5.457 | 6.16 | 6.928 | 7.729 | 8.543 | 9.376 | 10.434 | 11.579 | 12.61 | 13.767 | 14.891 | 15.838 | 17.035 | 18.204 | 19.484 | 20.787 | 22.164 | 23.536 | 24.97 | 26.338 | 27.785 | 29.236 | 30.547 | 32.039 | 33.483 | 35.037
NPgY | BSP | NG FES - Consumer Transformation | Total installed PV capacity - domestic (MW) | STAYGATE | 3.233 | 3.584 | 4.008 | 4.557 | 5.19 | 5.882 | 6.603 | 7.336 | 8.086 | 9.04 | 10.07 | 10.999 | 12.041 | 13.054 | 13.907 | 14.985 | 16.038 | 17.191 | 18.364 | 19.604 | 20.84 | 22.131 | 23.363 | 24.667 | 25.974 | 27.154 | 28.498 | 29.798 | 31.198
NPgY | BSP | NG FES - Consumer Transformation | Total installed PV capacity - domestic (MW) | THORNHILL 132KV | 7.083 | 7.646 | 8.326 | 9.207 | 10.222 | 11.332 | 12.488 | 13.664 | 14.867 | 16.396 | 18.049 | 19.539 | 21.209 | 22.834 | 24.202 | 25.931 | 27.619 | 29.468 | 31.35 | 33.339 | 35.321 | 37.392 | 39.368 | 41.458 | 43.555 | 45.448 | 47.603 | 49.689 | 51.934
NPgY | BSP | NG FES - Consumer Transformation | Total installed PV capacity - domestic (MW) | WAKEFIELD MONCKTON ROAD | 2.701 | 2.96 | 3.272 | 3.678 | 4.145 | 4.655 | 5.187 | 5.728 | 6.282 | 6.986 | 7.746 | 8.431 | 9.2 | 9.948 | 10.577 | 11.373 | 12.149 | 13 | 13.866 | 14.781 | 15.693 | 16.646 | 17.555 | 18.517 | 19.481 | 20.352 | 21.344 | 22.303 | 23.336
NPgY | BSP | NG FES - Consumer Transformation | Total installed PV capacity - domestic (MW) | WAKEFIELD NORTH | 4.576 | 5.007 | 5.528 | 6.203 | 6.98 | 7.83 | 8.716 | 9.616 | 10.539 | 11.71 | 12.976 | 14.117 | 15.397 | 16.641 | 17.689 | 19.014 | 20.307 | 21.724 | 23.165 | 24.689 | 26.207 | 27.794 | 29.307 | 30.909 | 32.514 | 33.965 | 35.616 | 37.213 | 38.933
NPgY | BSP | NG FES - Consumer Transformation | Total installed PV capacity - domestic (MW) | WEST MELTON | 11.59 | 12.348 | 13.264 | 14.45 | 15.817 | 17.312 | 18.869 | 20.452 | 22.073 | 24.132 | 26.358 | 28.364 | 30.614 | 32.802 | 34.644 | 36.973 | 39.247 | 41.737 | 44.271 | 46.949 | 49.618 | 52.408 | 55.069 | 57.884 | 60.707 | 63.257 | 66.159 | 68.968 | 71.992
NPgY | BSP | NG FES - Consumer Transformation | Total installed PV capacity - domestic (MW) | WHINMOOR | 4.395 | 4.795 | 5.279 | 5.905 | 6.627 | 7.416 | 8.238 | 9.074 | 9.93 | 11.018 | 12.193 | 13.252 | 14.44 | 15.596 | 16.568 | 17.798 | 18.998 | 20.313 | 21.651 | 23.065 | 24.475 | 25.948 | 27.353 | 28.839 | 30.33 | 31.676 | 33.208 | 34.691 | 36.288
NPgY | BSP | NG FES - Consumer Transformation | Total installed PV capacity - domestic (MW) | WOLD NEWTON | 5.732 | 5.948 | 6.208 | 6.545 | 6.933 | 7.358 | 7.8 | 8.25 | 8.71 | 9.295 | 9.927 | 10.497 | 11.137 | 11.758 | 12.281 | 12.943 | 13.589 | 14.296 | 15.016 | 15.777 | 16.535 | 17.327 | 18.083 | 18.883 | 19.685 | 20.409 | 21.234 | 22.031 | 22.89
NPgY | BSP | NG FES - Consumer Transformation | Total installed PV capacity - domestic (MW) | YARBOROUGH ROAD 132/33KV | 5.62 | 6.018 | 6.499 | 7.121 | 7.839 | 8.623 | 9.44 | 10.271 | 11.122 | 12.202 | 13.371 | 14.423 | 15.604 | 16.753 | 17.719 | 18.941 | 20.135 | 21.442 | 22.771 | 24.177 | 25.578 | 27.042 | 28.438 | 29.916 | 31.397 | 32.735 | 34.259 | 35.733 | 37.32
NPgN | BSP | NG FES - Falling Short | Total installed PV capacity - domestic (MW) | ANNFIELD | 5.5 | 6.031 | 6.26 | 6.319 | 6.335 | 6.349 | 6.376 | 6.444 | 6.518 | 6.693 | 6.937 | 7.051 | 7.294 | 7.494 | 7.558 | 7.745 | 7.905 | 8.118 | 8.322 | 8.602 | 8.926 | 9.352 | 9.708 | 10.191 | 10.715 | 11.017 | 11.585 | 12.076 | 12.701
NPgN | BSP | NG FES - Falling Short | Total installed PV capacity - domestic (MW) | BARRACK ROAD | 0.635 | 0.812 | 0.893 | 0.914 | 0.92 | 0.925 | 0.934 | 0.958 | 0.984 | 1.047 | 1.133 | 1.173 | 1.259 | 1.33 | 1.352 | 1.418 | 1.475 | 1.55 | 1.622 | 1.722 | 1.836 | 1.987 | 2.113 | 2.284 | 2.469 | 2.576 | 2.777 | 2.95 | 3.171
NPgN | BSP | NG FES - Falling Short | Total installed PV capacity - domestic (MW) | BLUCHER | 4.422 | 4.836 | 5.024 | 5.073 | 5.086 | 5.097 | 5.12 | 5.175 | 5.236 | 5.381 | 5.581 | 5.675 | 5.875 | 6.04 | 6.092 | 6.246 | 6.378 | 6.553 | 6.721 | 6.952 | 7.218 | 7.569 | 7.862 | 8.259 | 8.69 | 8.939 | 9.407 | 9.811 | 10.325
NPgN | BSP | NG FES - Falling Short | Total installed PV capacity - domestic (MW) | BOWESFIELD | 7.532 | 8.171 | 8.462 | 8.537 | 8.558 | 8.576 | 8.61 | 8.696 | 8.79 | 9.013 | 9.323 | 9.468 | 9.777 | 10.032 | 10.112 | 10.35 | 10.554 | 10.825 | 11.084 | 11.441 | 11.853 | 12.395 | 12.848 | 13.462 | 14.128 | 14.512 | 15.235 | 15.859 | 16.653
NPgN | BSP | NG FES - Falling Short | Total installed PV capacity - domestic (MW) | CHIRTON GRANGE | 3.822 | 4.239 | 4.429 | 4.478 | 4.491 | 4.503 | 4.526 | 4.582 | 4.643 | 4.789 | 4.991 | 5.086 | 5.287 | 5.454 | 5.507 | 5.662 | 5.795 | 5.972 | 6.141 | 6.374 | 6.643 | 6.997 | 7.293 | 7.693 | 8.128 | 8.38 | 8.851 | 9.259 | 9.777
NPgN | BSP | NG FES - Falling Short | Total installed PV capacity - domestic (MW) | COALBURNS | 3.323 | 3.598 | 3.723 | 3.755 | 3.764 | 3.771 | 3.786 | 3.823 | 3.863 | 3.959 | 4.092 | 4.155 | 4.287 | 4.397 | 4.431 | 4.534 | 4.621 | 4.738 | 4.849 | 5.002 | 5.179 | 5.412 | 5.606 | 5.87 | 6.156 | 6.321 | 6.631 | 6.899 | 7.241
NPgN | BSP | NG FES - Falling Short | Total installed PV capacity - domestic (MW) | DARLINGTON CENTRAL | 2.884 | 3.112 | 3.216 | 3.243 | 3.25 | 3.257 | 3.269 | 3.3 | 3.333 | 3.413 | 3.524 | 3.576 | 3.686 | 3.777 | 3.806 | 3.891 | 3.964 | 4.06 | 4.153 | 4.281 | 4.428 | 4.621 | 4.783 | 5.003 | 5.241 | 5.378 | 5.636 | 5.859 | 6.143
NPgN | BSP | NG FES - Falling Short | Total installed PV capacity - domestic (MW) | DARLINGTON NORTH | 4.071 | 4.425 | 4.586 | 4.628 | 4.639 | 4.649 | 4.668 | 4.716 | 4.768 | 4.891 | 5.062 | 5.143 | 5.314 | 5.455 | 5.499 | 5.631 | 5.744 | 5.894 | 6.037 | 6.235 | 6.463 | 6.763 | 7.013 | 7.353 | 7.722 | 7.935 | 8.335 | 8.68 | 9.12
NPgN | BSP | NG FES - Falling Short | Total installed PV capacity - domestic (MW) | DUNSTON | 4.062 | 4.614 | 4.865 | 4.93 | 4.947 | 4.963 | 4.992 | 5.067 | 5.148 | 5.34 | 5.608 | 5.733 | 5.999 | 6.219 | 6.289 | 6.494 | 6.67 | 6.904 | 7.127 | 7.435 | 7.79 | 8.258 | 8.649 | 9.179 | 9.753 | 10.085 | 10.708 | 11.247 | 11.932
NPgN | BSP | NG FES - Falling Short | Total installed PV capacity - domestic (MW) | FLATWORTH | 2.813 | 3.032 | 3.132 | 3.158 | 3.165 | 3.171 | 3.183 | 3.212 | 3.244 | 3.321 | 3.427 | 3.477 | 3.583 | 3.67 | 3.698 | 3.779 | 3.849 | 3.942 | 4.031 | 4.153 | 4.295 | 4.48 | 4.636 | 4.846 | 5.075 | 5.206 | 5.454 | 5.668 | 5.941
NPgN | BSP | NG FES - Falling Short | Total installed PV capacity - domestic (MW) | GOSFORTH | 3.385 | 3.779 | 3.959 | 4.005 | 4.018 | 4.029 | 4.05 | 4.103 | 4.161 | 4.299 | 4.49 | 4.58 | 4.77 | 4.927 | 4.977 | 5.124 | 5.249 | 5.417 | 5.577 | 5.797 | 6.051 | 6.386 | 6.665 | 7.044 | 7.455 | 7.692 | 8.138 | 8.523 | 9.014
NPgN | BSP | NG FES - Falling Short | Total installed PV capacity - domestic (MW) | HARROGATE 132/33KV | 2.402 | 2.759 | 2.921 | 2.963 | 2.974 | 2.984 | 3.004 | 3.052 | 3.104 | 3.229 | 3.402 | 3.483 | 3.655 | 3.797 | 3.842 | 3.975 | 4.089 | 4.24 | 4.385 | 4.584 | 4.813 | 5.116 | 5.369 | 5.711 | 6.083 | 6.298 | 6.701 | 7.049 | 7.493
NPgN | BSP | NG FES - Falling Short | Total installed PV capacity - domestic (MW) | HUSTHWAITE | 2.067 | 2.246 | 2.328 | 2.349 | 2.355 | 2.36 | 2.369 | 2.394 | 2.42 | 2.483 | 2.57 | 2.61 | 2.697 | 2.769 | 2.791 | 2.858 | 2.915 | 2.992 | 3.064 | 3.165 | 3.28 | 3.432 | 3.56 | 3.732 | 3.919 | 4.027 | 4.23 | 4.405 | 4.628
NPgN | BSP | NG FES - Falling Short | Total installed PV capacity - domestic (MW) | LEEMING BAR_SKEEBY | 8.977 | 9.853 | 10.251 | 10.354 | 10.382 | 10.406 | 10.453 | 10.571 | 10.7 | 11.006 | 11.43 | 11.629 | 12.051 | 12.4 | 12.511 | 12.837 | 13.116 | 13.487 | 13.842 | 14.331 | 14.895 | 15.637 | 16.257 | 17.098 | 18.01 | 18.537 | 19.526 | 20.381 | 21.469
NPgN | BSP | NG FES - Falling Short | Total installed PV capacity - domestic (MW) | LINTON | 5.467 | 5.931 | 6.142 | 6.196 | 6.211 | 6.224 | 6.249 | 6.311 | 6.38 | 6.542 | 6.766 | 6.872 | 7.096 | 7.281 | 7.339 | 7.512 | 7.66 | 7.857 | 8.045 | 8.303 | 8.602 | 8.996 | 9.324 | 9.77 | 10.253 | 10.532 | 11.057 | 11.509 | 12.086
NPgN | BSP | NG FES - Falling Short | Total installed PV capacity - domestic (MW) | MALTON GRID | 7.107 | 7.795 | 8.108 | 8.189 | 8.21 | 8.23 | 8.267 | 8.359 | 8.461 | 8.701 | 9.034 | 9.19 | 9.522 | 9.796 | 9.883 | 10.139 | 10.358 | 10.649 | 10.928 | 11.312 | 11.755 | 12.338 | 12.825 | 13.485 | 14.202 | 14.616 | 15.393 | 16.064 | 16.918
NPgN | BSP | NG FES - Falling Short | Total installed PV capacity - domestic (MW) | MELROSEGATE | 8.444 | 9.191 | 9.531 | 9.619 | 9.642 | 9.663 | 9.703 | 9.804 | 9.914 | 10.175 | 10.536 | 10.706 | 11.066 | 11.364 | 11.459 | 11.736 | 11.974 | 12.291 | 12.594 | 13.011 | 13.492 | 14.125 | 14.654 | 15.371 | 16.149 | 16.599 | 17.443 | 18.172 | 19.1
NPgN | BSP | NG FES - Falling Short | Total installed PV capacity - domestic (MW) | NORTH TEES | 5.172 | 5.684 | 5.917 | 5.977 | 5.993 | 6.007 | 6.035 | 6.104 | 6.179 | 6.358 | 6.606 | 6.723 | 6.969 | 7.174 | 7.238 | 7.429 | 7.592 | 7.809 | 8.017 | 8.303 | 8.632 | 9.067 | 9.429 | 9.921 | 10.454 | 10.763 | 11.341 | 11.841 | 12.477
NPgN | BSP | NG FES - Falling Short | Total installed PV capacity - domestic (MW) | POTTER HOUSE | 5.499 | 6.018 | 6.254 | 6.315 | 6.332 | 6.346 | 6.374 | 6.444 | 6.52 | 6.701 | 6.953 | 7.071 | 7.321 | 7.527 | 7.593 | 7.786 | 7.951 | 8.171 | 8.382 | 8.671 | 9.005 | 9.445 | 9.813 | 10.311 | 10.851 | 11.163 | 11.749 | 12.255 | 12.9
NPgN | BSP | NG FES - Falling Short | Total installed PV capacity - domestic (MW) | RAVENSWORTH | 1.846 | 2.012 | 2.087 | 2.107 | 2.112 | 2.116 | 2.125 | 2.148 | 2.172 | 2.23 | 2.31 | 2.348 | 2.427 | 2.493 | 2.514 | 2.576 | 2.629 | 2.699 | 2.766 | 2.858 | 2.965 | 3.105 | 3.223 | 3.382 | 3.554 | 3.654 | 3.841 | 4.002 | 4.208
NPgN | BSP | NG FES - Falling Short | Total installed PV capacity - domestic (MW) | SCARBOROUGH GRID | 5.068 | 5.626 | 5.88 | 5.945 | 5.963 | 5.979 | 6.009 | 6.084 | 6.166 | 6.361 | 6.631 | 6.758 | 7.027 | 7.249 | 7.32 | 7.528 | 7.705 | 7.942 | 8.169 | 8.48 | 8.839 | 9.313 | 9.708 | 10.244 | 10.825 | 11.161 | 11.791 | 12.336 | 13.03
NPgN | BSP | NG FES - Falling Short | Total installed PV capacity - domestic (MW) | SEAL SANDS | 0.001 | 0.001 | 0.002 | 0.002 | 0.002 | 0.002 | 0.002 | 0.002 | 0.002 | 0.002 | 0.002 | 0.002 | 0.002 | 0.002 | 0.002 | 0.002 | 0.002 | 0.002 | 0.002 | 0.002 | 0.002 | 0.003 | 0.003 | 0.003 | 0.003 | 0.003 | 0.003 | 0.004 | 0.004
NPgN | BSP | NG FES - Falling Short | Total installed PV capacity - domestic (MW) | SPADEADAM 33KV | 0.131 | 0.138 | 0.141 | 0.142 | 0.142 | 0.142 | 0.143 | 0.144 | 0.145 | 0.147 | 0.151 | 0.152 | 0.156 | 0.159 | 0.159 | 0.162 | 0.164 | 0.167 | 0.17 | 0.174 | 0.179 | 0.185 | 0.19 | 0.197 | 0.204 | 0.208 | 0.216 | 0.223 | 0.232
NPgN | BSP | NG FES - Falling Short | Total installed PV capacity - domestic (MW) | SPENNYMOOR 132/66KV | 8.944 | 9.703 | 10.048 | 10.137 | 10.161 | 10.182 | 10.223 | 10.325 | 10.437 | 10.701 | 11.068 | 11.241 | 11.607 | 11.909 | 12.005 | 12.287 | 12.528 | 12.85 | 13.158 | 13.581 | 14.069 | 14.712 | 15.249 | 15.977 | 16.767 | 17.224 | 18.08 | 18.82 | 19.763
NPgN | BSP | NG FES - Falling Short | Total installed PV capacity - domestic (MW) | TORONTO | 5.212 | 5.638 | 5.832 | 5.882 | 5.896 | 5.908 | 5.93 | 5.988 | 6.051 | 6.199 | 6.406 | 6.503 | 6.708 | 6.878 | 6.932 | 7.091 | 7.226 | 7.407 | 7.58 | 7.818 | 8.092 | 8.454 | 8.755 | 9.165 | 9.609 | 9.865 | 10.347 | 10.762 | 11.292
NPgN | BSP | NG FES - Falling Short | Total installed PV capacity - domestic (MW) | WORMALD GREEN 132/33KV | 3.184 | 3.449 | 3.57 | 3.601 | 3.61 | 3.617 | 3.632 | 3.667 | 3.706 | 3.799 | 3.928 | 3.988 | 4.116 | 4.222 | 4.256 | 4.355 | 4.439 | 4.552 | 4.66 | 4.808 | 4.979 | 5.204 | 5.392 | 5.647 | 5.924 | 6.084 | 6.384 | 6.643 | 6.973
NPgY | BSP | NG FES - Falling Short | Total installed PV capacity - domestic (MW) | ATTERCLIFFE | 2.285 | 2.524 | 2.644 | 2.689 | 2.716 | 2.742 | 2.776 | 2.83 | 2.887 | 2.971 | 3.086 | 3.141 | 3.256 | 3.35 | 3.382 | 3.471 | 3.547 | 3.647 | 3.743 | 3.874 | 4.025 | 4.223 | 4.389 | 4.612 | 4.855 | 4.996 | 5.259 | 5.486 | 5.775
NPgY | BSP | NG FES - Falling Short | Total installed PV capacity - domestic (MW) | BARUGH 132/66KV | 6.541 | 7.055 | 7.312 | 7.409 | 7.466 | 7.524 | 7.596 | 7.711 | 7.835 | 8.015 | 8.261 | 8.38 | 8.625 | 8.829 | 8.898 | 9.088 | 9.251 | 9.466 | 9.673 | 9.954 | 10.278 | 10.703 | 11.059 | 11.539 | 12.06 | 12.362 | 12.927 | 13.414 | 14.035
NPgY | BSP | NG FES - Falling Short | Total installed PV capacity - domestic (MW) | BEESTON ROYDS 132/33KV | 4.639 | 5.14 | 5.391 | 5.486 | 5.542 | 5.598 | 5.669 | 5.781 | 5.902 | 6.078 | 6.319 | 6.435 | 6.675 | 6.873 | 6.941 | 7.126 | 7.286 | 7.496 | 7.698 | 7.972 | 8.289 | 8.704 | 9.052 | 9.521 | 10.03 | 10.325 | 10.876 | 11.353 | 11.959
NPgY | BSP | NG FES - Falling Short | Total installed PV capacity - domestic (MW) | BEVERLEY 132/33KV | 6.424 | 7.266 | 7.687 | 7.846 | 7.94 | 8.035 | 8.153 | 8.341 | 8.545 | 8.84 | 9.245 | 9.44 | 9.842 | 10.176 | 10.289 | 10.6 | 10.868 | 11.221 | 11.56 | 12.021 | 12.553 | 13.25 | 13.833 | 14.621 | 15.475 | 15.971 | 16.897 | 17.697 | 18.714
NPgY | BSP | NG FES - Falling Short | Total installed PV capacity - domestic (MW) | BINGLEY 132/33KV | 3.16 | 3.59 | 3.804 | 3.886 | 3.934 | 3.982 | 4.042 | 4.138 | 4.242 | 4.393 | 4.599 | 4.699 | 4.904 | 5.074 | 5.132 | 5.29 | 5.427 | 5.607 | 5.78 | 6.015 | 6.286 | 6.642 | 6.939 | 7.341 | 7.777 | 8.03 | 8.502 | 8.91 | 9.429
NPgY | BSP | NG FES - Falling Short | Total installed PV capacity - domestic (MW) | BLACKBURN MEADOWS B | 1.512 | 1.644 | 1.711 | 1.736 | 1.75 | 1.765 | 1.784 | 1.814 | 1.846 | 1.892 | 1.956 | 1.986 | 2.049 | 2.102 | 2.12 | 2.169 | 2.211 | 2.266 | 2.319 | 2.392 | 2.476 | 2.585 | 2.677 | 2.801 | 2.935 | 3.013 | 3.159 | 3.284 | 3.444
NPgY | BSP | NG FES - Falling Short | Total installed PV capacity - domestic (MW) | BLYTON | 6.444 | 6.703 | 6.833 | 6.881 | 6.91 | 6.939 | 6.976 | 7.034 | 7.096 | 7.187 | 7.311 | 7.371 | 7.495 | 7.597 | 7.632 | 7.728 | 7.81 | 7.919 | 8.023 | 8.164 | 8.328 | 8.542 | 8.721 | 8.964 | 9.226 | 9.379 | 9.663 | 9.909 | 10.222
NPgY | BSP | NG FES - Falling Short | Total installed PV capacity - domestic (MW) | BRADFORD | 2.62 | 3.167 | 3.441 | 3.544 | 3.605 | 3.667 | 3.744 | 3.866 | 3.998 | 4.19 | 4.453 | 4.58 | 4.841 | 5.058 | 5.131 | 5.334 | 5.508 | 5.738 | 5.957 | 6.257 | 6.603 | 7.056 | 7.435 | 7.947 | 8.502 | 8.824 | 9.425 | 9.945 | 10.606
NPgY | BSP | NG FES - Falling Short | Total installed PV capacity - domestic (MW) | BRAMHAM | 4.14 | 4.53 | 4.726 | 4.8 | 4.843 | 4.887 | 4.942 | 5.029 | 5.124 | 5.261 | 5.449 | 5.539 | 5.726 | 5.88 | 5.933 | 6.077 | 6.202 | 6.366 | 6.522 | 6.736 | 6.983 | 7.306 | 7.577 | 7.943 | 8.339 | 8.569 | 8.998 | 9.369 | 9.841
NPgY | BSP | NG FES - Falling Short | Total installed PV capacity - domestic (MW) | BRANSHOLME | 5.097 | 5.495 | 5.694 | 5.77 | 5.814 | 5.859 | 5.915 | 6.004 | 6.1 | 6.239 | 6.431 | 6.523 | 6.713 | 6.871 | 6.924 | 7.071 | 7.198 | 7.365 | 7.525 | 7.743 | 7.994 | 8.324 | 8.6 | 8.972 | 9.376 | 9.61 | 10.048 | 10.426 | 10.907
NPgY | BSP | NG FES - Falling Short | Total installed PV capacity - domestic (MW) | BRIGHOUSE 132/33KV | 3.902 | 4.359 | 4.587 | 4.674 | 4.725 | 4.776 | 4.841 | 4.943 | 5.053 | 5.213 | 5.433 | 5.539 | 5.757 | 5.939 | 6 | 6.169 | 6.314 | 6.506 | 6.69 | 6.94 | 7.229 | 7.607 | 7.924 | 8.352 | 8.815 | 9.085 | 9.587 | 10.021 | 10.574
NPgY | BSP | NG FES - Falling Short | Total installed PV capacity - domestic (MW) | DONCASTER B/THORPE MARSH | 21.074 | 22.345 | 22.981 | 23.221 | 23.363 | 23.505 | 23.684 | 23.968 | 24.276 | 24.721 | 25.332 | 25.627 | 26.233 | 26.738 | 26.908 | 27.378 | 27.783 | 28.316 | 28.826 | 29.523 | 30.326 | 31.378 | 32.259 | 33.448 | 34.737 | 35.486 | 36.883 | 38.091 | 39.627
NPgY | BSP | NG FES - Falling Short | Total installed PV capacity - domestic (MW) | DONCASTER CENTRAL | 2.184 | 2.383 | 2.482 | 2.52 | 2.542 | 2.564 | 2.592 | 2.636 | 2.684 | 2.754 | 2.849 | 2.895 | 2.99 | 3.069 | 3.096 | 3.169 | 3.232 | 3.315 | 3.395 | 3.504 | 3.629 | 3.794 | 3.931 | 4.117 | 4.318 | 4.435 | 4.654 | 4.842 | 5.082
NPgY | BSP | NG FES - Falling Short | Total installed PV capacity - domestic (MW) | DRIFFIELD/BEVERLEY GROUP | 10.711 | 11.819 | 12.373 | 12.583 | 12.706 | 12.831 | 12.987 | 13.234 | 13.502 | 13.89 | 14.423 | 14.68 | 15.208 | 15.648 | 15.796 | 16.206 | 16.559 | 17.024 | 17.468 | 18.075 | 18.775 | 19.692 | 20.46 | 21.496 | 22.62 | 23.273 | 24.49 | 25.543 | 26.881
NPgY | BSP | NG FES - Falling Short | Total installed PV capacity - domestic (MW) | FEATHERSTONE | 5.19 | 5.679 | 5.923 | 6.015 | 6.069 | 6.124 | 6.193 | 6.302 | 6.42 | 6.591 | 6.826 | 6.939 | 7.172 | 7.365 | 7.431 | 7.611 | 7.767 | 7.972 | 8.168 | 8.435 | 8.743 | 9.147 | 9.486 | 9.942 | 10.438 | 10.725 | 11.262 | 11.725 | 12.315
NPgY | BSP | NG FES - Falling Short | Total installed PV capacity - domestic (MW) | GIRLINGTON | 1.433 | 1.765 | 1.932 | 1.994 | 2.032 | 2.069 | 2.116 | 2.19 | 2.271 | 2.387 | 2.547 | 2.624 | 2.783 | 2.915 | 2.959 | 3.082 | 3.188 | 3.328 | 3.461 | 3.643 | 3.853 | 4.129 | 4.359 | 4.671 | 5.008 | 5.204 | 5.569 | 5.885 | 6.287
NPgY | BSP | NG FES - Falling Short | Total installed PV capacity - domestic (MW) | HALIFAX 132/33KV | 0.952 | 1.131 | 1.22 | 1.254 | 1.274 | 1.294 | 1.319 | 1.359 | 1.403 | 1.465 | 1.551 | 1.593 | 1.678 | 1.749 | 1.773 | 1.839 | 1.896 | 1.971 | 2.043 | 2.141 | 2.254 | 2.402 | 2.526 | 2.694 | 2.875 | 2.981 | 3.177 | 3.347 | 3.563
NPgY | BSP | NG FES - Falling Short | Total installed PV capacity - domestic (MW) | HECKMONDWIKE | 3.833 | 4.214 | 4.404 | 4.476 | 4.519 | 4.561 | 4.615 | 4.7 | 4.792 | 4.926 | 5.109 | 5.197 | 5.378 | 5.529 | 5.58 | 5.721 | 5.842 | 6.002 | 6.155 | 6.363 | 6.604 | 6.919 | 7.183 | 7.539 | 7.925 | 8.149 | 8.568 | 8.929 | 9.389
NPgY | BSP | NG FES - Falling Short | Total installed PV capacity - domestic (MW) | HOLMFIELD | 4.887 | 5.485 | 5.784 | 5.897 | 5.964 | 6.031 | 6.115 | 6.249 | 6.394 | 6.603 | 6.891 | 7.029 | 7.314 | 7.552 | 7.632 | 7.853 | 8.043 | 8.294 | 8.534 | 8.862 | 9.239 | 9.735 | 10.149 | 10.708 | 11.315 | 11.667 | 12.324 | 12.892 | 13.615
NPgY | BSP | NG FES - Falling Short | Total installed PV capacity - domestic (MW) | HULL EAST 132/33KV | 4.241 | 4.704 | 4.935 | 5.022 | 5.074 | 5.126 | 5.191 | 5.294 | 5.406 | 5.568 | 5.79 | 5.897 | 6.118 | 6.301 | 6.363 | 6.534 | 6.681 | 6.875 | 7.06 | 7.314 | 7.605 | 7.988 | 8.308 | 8.741 | 9.21 | 9.482 | 9.99 | 10.429 | 10.988
NPgY | BSP | NG FES - Falling Short | Total installed PV capacity - domestic (MW) | HULL SOUTH | 2.742 | 3.248 | 3.502 | 3.597 | 3.654 | 3.71 | 3.782 | 3.895 | 4.017 | 4.195 | 4.438 | 4.555 | 4.797 | 4.997 | 5.065 | 5.252 | 5.414 | 5.626 | 5.829 | 6.106 | 6.426 | 6.845 | 7.196 | 7.669 | 8.183 | 8.481 | 9.037 | 9.518 | 10.13
NPgY | BSP | NG FES - Falling Short | Total installed PV capacity - domestic (MW) | HULL WEST | 4.003 | 4.522 | 4.781 | 4.879 | 4.937 | 4.995 | 5.068 | 5.184 | 5.31 | 5.491 | 5.741 | 5.861 | 6.108 | 6.314 | 6.384 | 6.575 | 6.74 | 6.958 | 7.166 | 7.45 | 7.778 | 8.207 | 8.567 | 9.052 | 9.578 | 9.884 | 10.454 | 10.946 | 11.573
NPgY | BSP | NG FES - Falling Short | Total installed PV capacity - domestic (MW) | HUMBERSTON | 1.995 | 2.316 | 2.476 | 2.537 | 2.573 | 2.609 | 2.654 | 2.725 | 2.803 | 2.915 | 3.069 | 3.144 | 3.297 | 3.424 | 3.467 | 3.586 | 3.688 | 3.822 | 3.951 | 4.127 | 4.329 | 4.595 | 4.817 | 5.117 | 5.442 | 5.631 | 5.984 | 6.288 | 6.676
NPgY | BSP | NG FES - Falling Short | Total installed PV capacity - domestic (MW) | HUNNINGLEY | 3.416 | 3.612 | 3.71 | 3.747 | 3.768 | 3.79 | 3.818 | 3.862 | 3.909 | 3.978 | 4.072 | 4.117 | 4.21 | 4.288 | 4.314 | 4.387 | 4.449 | 4.531 | 4.61 | 4.717 | 4.841 | 5.003 | 5.138 | 5.321 | 5.52 | 5.635 | 5.85 | 6.036 | 6.273
NPgY | BSP | NG FES - Falling Short | Total installed PV capacity - domestic (MW) | HUNSHELF | 3.503 | 3.717 | 3.825 | 3.865 | 3.889 | 3.913 | 3.943 | 3.991 | 4.043 | 4.118 | 4.221 | 4.27 | 4.372 | 4.457 | 4.486 | 4.565 | 4.633 | 4.723 | 4.809 | 4.926 | 5.062 | 5.239 | 5.387 | 5.588 | 5.805 | 5.931 | 6.166 | 6.369 | 6.628
NPgY | BSP | NG FES - Falling Short | Total installed PV capacity - domestic (MW) | IMMINGHAM | 3.09 | 3.263 | 3.35 | 3.382 | 3.402 | 3.421 | 3.446 | 3.484 | 3.526 | 3.587 | 3.67 | 3.71 | 3.793 | 3.862 | 3.885 | 3.949 | 4.004 | 4.077 | 4.147 | 4.242 | 4.351 | 4.495 | 4.615 | 4.777 | 4.953 | 5.055 | 5.245 | 5.41 | 5.619
NPgY | BSP | NG FES - Falling Short | Total installed PV capacity - domestic (MW) | KIRKHAW LANE | 3.313 | 3.604 | 3.749 | 3.804 | 3.836 | 3.869 | 3.91 | 3.975 | 4.045 | 4.147 | 4.286 | 4.354 | 4.492 | 4.607 | 4.646 | 4.754 | 4.846 | 4.968 | 5.085 | 5.244 | 5.427 | 5.668 | 5.869 | 6.14 | 6.435 | 6.606 | 6.925 | 7.201 | 7.552
NPgY | BSP | NG FES - Falling Short | Total installed PV capacity - domestic (MW) | KIRKSTALL C 2/5 | 0.327 | 0.436 | 0.49 | 0.511 | 0.523 | 0.536 | 0.551 | 0.575 | 0.602 | 0.64 | 0.693 | 0.718 | 0.77 | 0.813 | 0.828 | 0.868 | 0.903 | 0.949 | 0.993 | 1.053 | 1.122 | 1.212 | 1.288 | 1.39 | 1.501 | 1.565 | 1.685 | 1.789 | 1.921
NPgY | BSP | NG FES - Falling Short | Total installed PV capacity - domestic (MW) | KIRKSTALL C/RING ROAD HORSFORTH | 4.714 | 5.433 | 5.792 | 5.928 | 6.008 | 6.089 | 6.19 | 6.351 | 6.525 | 6.776 | 7.122 | 7.289 | 7.631 | 7.917 | 8.013 | 8.279 | 8.507 | 8.809 | 9.098 | 9.492 | 9.945 | 10.54 | 11.039 | 11.711 | 12.44 | 12.864 | 13.654 | 14.336 | 15.205
NPgY | BSP | NG FES - Falling Short | Total installed PV capacity - domestic (MW) | LEEDS EAST | 2.263 | 2.757 | 3.004 | 3.098 | 3.153 | 3.208 | 3.278 | 3.388 | 3.508 | 3.681 | 3.919 | 4.033 | 4.269 | 4.465 | 4.531 | 4.714 | 4.871 | 5.078 | 5.277 | 5.547 | 5.859 | 6.269 | 6.611 | 7.073 | 7.574 | 7.865 | 8.408 | 8.878 | 9.475
NPgY | BSP | NG FES - Falling Short | Total installed PV capacity - domestic (MW) | LEEDS NORTH | 1.513 | 1.862 | 2.037 | 2.103 | 2.142 | 2.181 | 2.23 | 2.308 | 2.393 | 2.515 | 2.683 | 2.764 | 2.931 | 3.069 | 3.116 | 3.245 | 3.356 | 3.503 | 3.643 | 3.835 | 4.055 | 4.344 | 4.586 | 4.913 | 5.267 | 5.473 | 5.857 | 6.189 | 6.611
NPgY | BSP | NG FES - Falling Short | Total installed PV capacity - domestic (MW) | LINDLEY | 5.149 | 5.699 | 5.974 | 6.078 | 6.14 | 6.201 | 6.279 | 6.402 | 6.535 | 6.728 | 6.992 | 7.12 | 7.382 | 7.6 | 7.674 | 7.877 | 8.052 | 8.283 | 8.504 | 8.806 | 9.153 | 9.608 | 9.99 | 10.504 | 11.062 | 11.386 | 11.991 | 12.513 | 13.178
NPgY | BSP | NG FES - Falling Short | Total installed PV capacity - domestic (MW) | LOW ROAD | 1.875 | 2.163 | 2.307 | 2.361 | 2.393 | 2.425 | 2.466 | 2.53 | 2.6 | 2.7 | 2.839 | 2.905 | 3.043 | 3.157 | 3.195 | 3.302 | 3.393 | 3.514 | 3.629 | 3.787 | 3.968 | 4.207 | 4.406 | 4.675 | 4.967 | 5.136 | 5.452 | 5.726 | 6.073
NPgY | BSP | NG FES - Falling Short | Total installed PV capacity - domestic (MW) | MALLARD WAY | 1.715 | 1.95 | 2.068 | 2.112 | 2.138 | 2.165 | 2.198 | 2.251 | 2.308 | 2.39 | 2.503 | 2.558 | 2.67 | 2.763 | 2.795 | 2.882 | 2.957 | 3.055 | 3.15 | 3.279 | 3.427 | 3.622 | 3.785 | 4.005 | 4.244 | 4.383 | 4.641 | 4.865 | 5.149
NPgY | BSP | NG FES - Falling Short | Total installed PV capacity - domestic (MW) | MENSTON | 3.21 | 3.553 | 3.724 | 3.789 | 3.827 | 3.866 | 3.914 | 3.99 | 4.073 | 4.193 | 4.358 | 4.437 | 4.601 | 4.737 | 4.783 | 4.91 | 5.019 | 5.162 | 5.3 | 5.488 | 5.704 | 5.988 | 6.225 | 6.546 | 6.894 | 7.096 | 7.472 | 7.798 | 8.212
NPgY | BSP | NG FES - Falling Short | Total installed PV capacity - domestic (MW) | MOSS ROAD | 1.115 | 1.348 | 1.465 | 1.509 | 1.535 | 1.561 | 1.594 | 1.646 | 1.703 | 1.785 | 1.897 | 1.951 | 2.062 | 2.155 | 2.186 | 2.273 | 2.347 | 2.445 | 2.539 | 2.667 | 2.814 | 3.007 | 3.169 | 3.388 | 3.625 | 3.762 | 4.019 | 4.241 | 4.523
NPgY | BSP | NG FES - Falling Short | Total installed PV capacity - domestic (MW) | OSGODBY 1/2 | 0 | 0 | 0 | 0 | 0 | 0 | 0 | 0 | 0 | 0 | 0 | 0 | 0 | 0 | 0 | 0 | 0 | 0 | 0 | 0 | 0 | 0 | 0 | 0 | 0 | 0 | 0 | 0 | 0
NPgY | BSP | NG FES - Falling Short | Total installed PV capacity - domestic (MW) | OSGODBY 3/4 | 1.166 | 1.578 | 1.785 | 1.862 | 1.908 | 1.955 | 2.013 | 2.105 | 2.204 | 2.349 | 2.547 | 2.642 | 2.839 | 3.002 | 3.058 | 3.21 | 3.341 | 3.514 | 3.68 | 3.905 | 4.165 | 4.507 | 4.792 | 5.178 | 5.596 | 5.838 | 6.291 | 6.683 | 7.181
NPgY | BSP | NG FES - Falling Short | Total installed PV capacity - domestic (MW) | RODLEY | 3.147 | 3.644 | 3.893 | 3.986 | 4.042 | 4.098 | 4.168 | 4.279 | 4.399 | 4.573 | 4.812 | 4.927 | 5.164 | 5.361 | 5.428 | 5.612 | 5.77 | 5.979 | 6.178 | 6.45 | 6.764 | 7.176 | 7.52 | 7.985 | 8.489 | 8.782 | 9.328 | 9.8 | 10.401
NPgY | BSP | NG FES - Falling Short | Total installed PV capacity - domestic (MW) | SAINT ANDREWS ROAD 132/33KV | 3.438 | 3.891 | 4.119 | 4.204 | 4.255 | 4.306 | 4.37 | 4.471 | 4.581 | 4.74 | 4.958 | 5.063 | 5.28 | 5.46 | 5.521 | 5.689 | 5.833 | 6.024 | 6.206 | 6.455 | 6.741 | 7.117 | 7.431 | 7.856 | 8.316 | 8.584 | 9.083 | 9.514 | 10.062
NPgY | BSP | NG FES - Falling Short | Total installed PV capacity - domestic (MW) | SALTEND 132/33KV | 0.004 | 0.004 | 0.005 | 0.005 | 0.005 | 0.005 | 0.005 | 0.005 | 0.005 | 0.005 | 0.005 | 0.005 | 0.006 | 0.006 | 0.006 | 0.006 | 0.006 | 0.006 | 0.006 | 0.007 | 0.007 | 0.007 | 0.007 | 0.008 | 0.008 | 0.008 | 0.009 | 0.009 | 0.01
NPgY | BSP | NG FES - Falling Short | Total installed PV capacity - domestic (MW) | SANTON | 6.704 | 7.111 | 7.314 | 7.39 | 7.436 | 7.481 | 7.539 | 7.629 | 7.728 | 7.87 | 8.065 | 8.159 | 8.353 | 8.514 | 8.569 | 8.719 | 8.848 | 9.019 | 9.182 | 9.404 | 9.661 | 9.997 | 10.278 | 10.658 | 11.07 | 11.31 | 11.756 | 12.142 | 12.633
NPgY | BSP | NG FES - Falling Short | Total installed PV capacity - domestic (MW) | SCUNTHORPE NORTH | 3.416 | 3.685 | 3.819 | 3.87 | 3.9 | 3.93 | 3.968 | 4.028 | 4.093 | 4.187 | 4.316 | 4.379 | 4.507 | 4.613 | 4.649 | 4.749 | 4.834 | 4.947 | 5.055 | 5.202 | 5.372 | 5.594 | 5.781 | 6.032 | 6.304 | 6.463 | 6.758 | 7.013 | 7.338
NPgY | BSP | NG FES - Falling Short | Total installed PV capacity - domestic (MW) | SCUNTHORPE SOUTH | 7.866 | 8.349 | 8.591 | 8.682 | 8.736 | 8.79 | 8.858 | 8.966 | 9.083 | 9.252 | 9.484 | 9.596 | 9.827 | 10.018 | 10.083 | 10.262 | 10.415 | 10.618 | 10.812 | 11.077 | 11.382 | 11.782 | 12.117 | 12.568 | 13.058 | 13.343 | 13.874 | 14.333 | 14.916
NPgY | BSP | NG FES - Falling Short | Total installed PV capacity - domestic (MW) | SILSDEN | 5.921 | 6.757 | 7.175 | 7.333 | 7.426 | 7.52 | 7.638 | 7.825 | 8.027 | 8.32 | 8.722 | 8.916 | 9.315 | 9.646 | 9.758 | 10.067 | 10.333 | 10.684 | 11.02 | 11.478 | 12.006 | 12.698 | 13.278 | 14.06 | 14.908 | 15.4 | 16.319 | 17.114 | 18.124
NPgY | BSP | NG FES - Falling Short | Total installed PV capacity - domestic (MW) | SOWERBY BRIDGE 132/33KV | 3.987 | 4.469 | 4.711 | 4.802 | 4.856 | 4.91 | 4.978 | 5.086 | 5.202 | 5.371 | 5.603 | 5.715 | 5.945 | 6.136 | 6.201 | 6.38 | 6.533 | 6.736 | 6.929 | 7.194 | 7.498 | 7.898 | 8.232 | 8.683 | 9.172 | 9.457 | 9.987 | 10.445 | 11.028
NPgY | BSP | NG FES - Falling Short | Total installed PV capacity - domestic (MW) | STAYGATE | 3.233 | 3.667 | 3.885 | 3.967 | 4.015 | 4.064 | 4.125 | 4.222 | 4.327 | 4.48 | 4.689 | 4.789 | 4.997 | 5.169 | 5.227 | 5.388 | 5.526 | 5.708 | 5.883 | 6.121 | 6.395 | 6.755 | 7.056 | 7.463 | 7.903 | 8.159 | 8.637 | 9.05 | 9.575
NPgY | BSP | NG FES - Falling Short | Total installed PV capacity - domestic (MW) | THORNHILL 132KV | 7.083 | 7.78 | 8.128 | 8.26 | 8.338 | 8.416 | 8.514 | 8.67 | 8.839 | 9.083 | 9.418 | 9.579 | 9.912 | 10.188 | 10.281 | 10.539 | 10.761 | 11.053 | 11.333 | 11.715 | 12.155 | 12.732 | 13.215 | 13.867 | 14.573 | 14.984 | 15.75 | 16.412 | 17.254
NPgY | BSP | NG FES - Falling Short | Total installed PV capacity - domestic (MW) | WAKEFIELD MONCKTON ROAD | 2.701 | 3.021 | 3.182 | 3.242 | 3.278 | 3.314 | 3.359 | 3.431 | 3.508 | 3.621 | 3.775 | 3.849 | 4.002 | 4.129 | 4.172 | 4.291 | 4.393 | 4.527 | 4.656 | 4.832 | 5.034 | 5.3 | 5.522 | 5.822 | 6.147 | 6.336 | 6.688 | 6.993 | 7.38
NPgY | BSP | NG FES - Falling Short | Total installed PV capacity - domestic (MW) | WAKEFIELD NORTH | 4.576 | 5.109 | 5.376 | 5.477 | 5.537 | 5.597 | 5.672 | 5.791 | 5.92 | 6.107 | 6.364 | 6.488 | 6.742 | 6.954 | 7.026 | 7.223 | 7.393 | 7.617 | 7.831 | 8.124 | 8.461 | 8.903 | 9.273 | 9.772 | 10.313 | 10.628 | 11.215 | 11.722 | 12.367
NPgY | BSP | NG FES - Falling Short | Total installed PV capacity - domestic (MW) | WEST MELTON | 11.59 | 12.529 | 12.998 | 13.175 | 13.28 | 13.385 | 13.517 | 13.727 | 13.954 | 14.283 | 14.734 | 14.952 | 15.399 | 15.772 | 15.897 | 16.244 | 16.543 | 16.937 | 17.314 | 17.828 | 18.42 | 19.197 | 19.848 | 20.726 | 21.677 | 22.23 | 23.262 | 24.153 | 25.287
NPgY | BSP | NG FES - Falling Short | Total installed PV capacity - domestic (MW) | WHINMOOR | 4.395 | 4.891 | 5.139 | 5.232 | 5.287 | 5.343 | 5.413 | 5.524 | 5.643 | 5.817 | 6.055 | 6.17 | 6.407 | 6.603 | 6.67 | 6.853 | 7.01 | 7.218 | 7.417 | 7.689 | 8.002 | 8.412 | 8.755 | 9.219 | 9.721 | 10.013 | 10.558 | 11.029 | 11.627
NPgY | BSP | NG FES - Falling Short | Total installed PV capacity - domestic (MW) | WOLD NEWTON | 5.732 | 5.999 | 6.132 | 6.183 | 6.212 | 6.242 | 6.28 | 6.339 | 6.404 | 6.497 | 6.626 | 6.687 | 6.815 | 6.92 | 6.956 | 7.055 | 7.139 | 7.251 | 7.358 | 7.504 | 7.673 | 7.893 | 8.078 | 8.328 | 8.598 | 8.755 | 9.048 | 9.301 | 9.623
NPgY | BSP | NG FES - Falling Short | Total installed PV capacity - domestic (MW) | YARBOROUGH ROAD 132/33KV | 5.62 | 6.113 | 6.359 | 6.452 | 6.507 | 6.562 | 6.632 | 6.742 | 6.861 | 7.033 | 7.27 | 7.384 | 7.619 | 7.815 | 7.881 | 8.063 | 8.22 | 8.426 | 8.624 | 8.894 | 9.205 | 9.613 | 9.954 | 10.415 | 10.914 | 11.204 | 11.746 | 12.214 | 12.809
NPgN | BSP | NG FES - Leading the Way | Total installed PV capacity - domestic (MW) | ANNFIELD | 5.5 | 5.928 | 6.413 | 7.045 | 7.772 | 8.56 | 9.372 | 10.184 | 11.001 | 12.134 | 13.36 | 14.465 | 15.706 | 16.912 | 17.927 | 19.213 | 20.468 | 21.843 | 23.243 | 24.723 | 26.198 | 27.74 | 29.212 | 30.769 | 32.332 | 33.742 | 35.349 | 36.904 | 38.579
NPgN | BSP | NG FES - Leading the Way | Total installed PV capacity - domestic (MW) | BARRACK ROAD | 0.635 | 0.776 | 0.947 | 1.171 | 1.428 | 1.707 | 1.994 | 2.281 | 2.57 | 2.971 | 3.404 | 3.795 | 4.234 | 4.661 | 5.02 | 5.474 | 5.918 | 6.405 | 6.9 | 7.423 | 7.945 | 8.49 | 9.011 | 9.562 | 10.114 | 10.613 | 11.181 | 11.731 | 12.324
NPgN | BSP | NG FES - Leading the Way | Total installed PV capacity - domestic (MW) | BLUCHER | 4.422 | 4.75 | 5.149 | 5.67 | 6.268 | 6.917 | 7.585 | 8.253 | 8.926 | 9.859 | 10.868 | 11.777 | 12.798 | 13.791 | 14.627 | 15.685 | 16.718 | 17.85 | 19.002 | 20.22 | 21.434 | 22.704 | 23.915 | 25.197 | 26.483 | 27.644 | 28.966 | 30.246 | 31.625
NPgN | BSP | NG FES - Leading the Way | Total installed PV capacity - domestic (MW) | BOWESFIELD | 7.532 | 8.04 | 8.656 | 9.461 | 10.385 | 11.388 | 12.419 | 13.452 | 14.492 | 15.933 | 17.492 | 18.897 | 20.475 | 22.009 | 23.301 | 24.935 | 26.531 | 28.28 | 30.061 | 31.943 | 33.819 | 35.78 | 37.652 | 39.633 | 41.619 | 43.414 | 45.457 | 47.435 | 49.565
NPgN | BSP | NG FES - Leading the Way | Total installed PV capacity - domestic (MW) | CHIRTON GRANGE | 3.822 | 4.153 | 4.556 | 5.081 | 5.685 | 6.339 | 7.013 | 7.687 | 8.366 | 9.307 | 10.325 | 11.242 | 12.273 | 13.274 | 14.118 | 15.185 | 16.227 | 17.369 | 18.532 | 19.761 | 20.986 | 22.266 | 23.488 | 24.782 | 26.079 | 27.25 | 28.585 | 29.876 | 31.267
NPgN | BSP | NG FES - Leading the Way | Total installed PV capacity - domestic (MW) | COALBURNS | 3.323 | 3.541 | 3.806 | 4.152 | 4.548 | 4.979 | 5.422 | 5.866 | 6.312 | 6.931 | 7.601 | 8.204 | 8.882 | 9.541 | 10.096 | 10.798 | 11.483 | 12.234 | 12.999 | 13.808 | 14.613 | 15.456 | 16.26 | 17.11 | 17.964 | 18.734 | 19.612 | 20.461 | 21.376
NPgN | BSP | NG FES - Leading the Way | Total installed PV capacity - domestic (MW) | DARLINGTON CENTRAL | 2.884 | 3.065 | 3.285 | 3.573 | 3.903 | 4.262 | 4.63 | 4.999 | 5.371 | 5.886 | 6.443 | 6.945 | 7.509 | 8.057 | 8.519 | 9.103 | 9.673 | 10.298 | 10.934 | 11.607 | 12.277 | 12.978 | 13.647 | 14.355 | 15.065 | 15.706 | 16.436 | 17.143 | 17.904
NPgN | BSP | NG FES - Leading the Way | Total installed PV capacity - domestic (MW) | DARLINGTON NORTH | 4.071 | 4.352 | 4.693 | 5.139 | 5.65 | 6.205 | 6.776 | 7.348 | 7.923 | 8.721 | 9.584 | 10.362 | 11.235 | 12.084 | 12.799 | 13.704 | 14.587 | 15.555 | 16.54 | 17.582 | 18.621 | 19.706 | 20.742 | 21.838 | 22.938 | 23.931 | 25.062 | 26.157 | 27.336
NPgN | BSP | NG FES - Leading the Way | Total installed PV capacity - domestic (MW) | DUNSTON | 4.062 | 4.5 | 5.032 | 5.727 | 6.524 | 7.389 | 8.279 | 9.17 | 10.067 | 11.311 | 12.656 | 13.868 | 15.23 | 16.553 | 17.668 | 19.078 | 20.455 | 21.964 | 23.501 | 25.125 | 26.744 | 28.436 | 30.051 | 31.76 | 33.474 | 35.022 | 36.785 | 38.492 | 40.33
NPgN | BSP | NG FES - Leading the Way | Total installed PV capacity - domestic (MW) | FLATWORTH | 2.813 | 2.987 | 3.198 | 3.474 | 3.791 | 4.135 | 4.489 | 4.843 | 5.199 | 5.694 | 6.228 | 6.71 | 7.251 | 7.777 | 8.22 | 8.78 | 9.328 | 9.927 | 10.538 | 11.183 | 11.826 | 12.499 | 13.141 | 13.82 | 14.501 | 15.116 | 15.817 | 16.495 | 17.225
NPgN | BSP | NG FES - Leading the Way | Total installed PV capacity - domestic (MW) | GOSFORTH | 3.385 | 3.698 | 4.078 | 4.575 | 5.145 | 5.764 | 6.401 | 7.038 | 7.68 | 8.569 | 9.531 | 10.398 | 11.372 | 12.319 | 13.116 | 14.124 | 15.109 | 16.189 | 17.287 | 18.449 | 19.607 | 20.817 | 21.972 | 23.194 | 24.421 | 25.528 | 26.789 | 28.009 | 29.324
NPgN | BSP | NG FES - Leading the Way | Total installed PV capacity - domestic (MW) | HARROGATE 132/33KV | 2.402 | 2.685 | 3.029 | 3.479 | 3.994 | 4.554 | 5.13 | 5.706 | 6.286 | 7.091 | 7.961 | 8.745 | 9.626 | 10.482 | 11.203 | 12.115 | 13.006 | 13.982 | 14.976 | 16.026 | 17.073 | 18.168 | 19.212 | 20.318 | 21.427 | 22.428 | 23.569 | 24.673 | 25.861
NPgN | BSP | NG FES - Leading the Way | Total installed PV capacity - domestic (MW) | HUSTHWAITE | 2.067 | 2.209 | 2.382 | 2.608 | 2.868 | 3.15 | 3.439 | 3.729 | 4.021 | 4.426 | 4.864 | 5.259 | 5.702 | 6.133 | 6.495 | 6.955 | 7.403 | 7.894 | 8.394 | 8.923 | 9.45 | 10.001 | 10.526 | 11.083 | 11.641 | 12.145 | 12.719 | 13.274 | 13.872
NPgN | BSP | NG FES - Leading the Way | Total installed PV capacity - domestic (MW) | LEEMING BAR_SKEEBY | 8.977 | 9.672 | 10.517 | 11.619 | 12.884 | 14.258 | 15.671 | 17.085 | 18.509 | 20.482 | 22.618 | 24.542 | 26.703 | 28.804 | 30.573 | 32.811 | 34.997 | 37.392 | 39.831 | 42.408 | 44.978 | 47.664 | 50.227 | 52.94 | 55.661 | 58.118 | 60.917 | 63.626 | 66.543
NPgN | BSP | NG FES - Leading the Way | Total installed PV capacity - domestic (MW) | LINTON | 5.467 | 5.835 | 6.283 | 6.867 | 7.537 | 8.265 | 9.014 | 9.763 | 10.518 | 11.563 | 12.695 | 13.715 | 14.859 | 15.973 | 16.91 | 18.096 | 19.255 | 20.524 | 21.816 | 23.182 | 24.544 | 25.967 | 27.325 | 28.763 | 30.205 | 31.507 | 32.99 | 34.425 | 35.971
NPgN | BSP | NG FES - Leading the Way | Total installed PV capacity - domestic (MW) | MALTON GRID | 7.107 | 7.653 | 8.316 | 9.182 | 10.176 | 11.255 | 12.364 | 13.475 | 14.593 | 16.144 | 17.82 | 19.332 | 21.029 | 22.679 | 24.069 | 25.827 | 27.544 | 29.425 | 31.34 | 33.365 | 35.383 | 37.493 | 39.506 | 41.636 | 43.773 | 45.703 | 47.901 | 50.029 | 52.32
NPgN | BSP | NG FES - Leading the Way | Total installed PV capacity - domestic (MW) | MELROSEGATE | 8.444 | 9.037 | 9.757 | 10.698 | 11.777 | 12.949 | 14.154 | 15.361 | 16.575 | 18.259 | 20.08 | 21.721 | 23.565 | 25.357 | 26.866 | 28.775 | 30.64 | 32.683 | 34.763 | 36.962 | 39.154 | 41.446 | 43.632 | 45.946 | 48.267 | 50.363 | 52.751 | 55.061 | 57.549
NPgN | BSP | NG FES - Leading the Way | Total installed PV capacity - domestic (MW) | NORTH TEES | 5.172 | 5.578 | 6.072 | 6.717 | 7.457 | 8.26 | 9.086 | 9.914 | 10.746 | 11.9 | 13.149 | 14.275 | 15.538 | 16.767 | 17.802 | 19.111 | 20.389 | 21.79 | 23.216 | 24.724 | 26.226 | 27.797 | 29.296 | 30.883 | 32.474 | 33.911 | 35.548 | 37.132 | 38.838
NPgN | BSP | NG FES - Leading the Way | Total installed PV capacity - domestic (MW) | POTTER HOUSE | 5.499 | 5.911 | 6.412 | 7.065 | 7.814 | 8.628 | 9.465 | 10.303 | 11.146 | 12.316 | 13.58 | 14.721 | 16.001 | 17.246 | 18.293 | 19.62 | 20.915 | 22.334 | 23.778 | 25.305 | 26.828 | 28.419 | 29.937 | 31.545 | 33.156 | 34.612 | 36.27 | 37.875 | 39.603
NPgN | BSP | NG FES - Leading the Way | Total installed PV capacity - domestic (MW) | RAVENSWORTH | 1.846 | 1.978 | 2.137 | 2.346 | 2.585 | 2.845 | 3.112 | 3.379 | 3.648 | 4.021 | 4.425 | 4.789 | 5.197 | 5.595 | 5.929 | 6.352 | 6.765 | 7.218 | 7.679 | 8.166 | 8.652 | 9.16 | 9.645 | 10.157 | 10.672 | 11.136 | 11.666 | 12.178 | 12.729
NPgN | BSP | NG FES - Leading the Way | Total installed PV capacity - domestic (MW) | SCARBOROUGH GRID | 5.068 | 5.511 | 6.049 | 6.751 | 7.558 | 8.433 | 9.334 | 10.236 | 11.143 | 12.401 | 13.762 | 14.988 | 16.366 | 17.705 | 18.832 | 20.259 | 21.652 | 23.179 | 24.733 | 26.376 | 28.014 | 29.726 | 31.36 | 33.089 | 34.823 | 36.389 | 38.173 | 39.9 | 41.759
NPgN | BSP | NG FES - Leading the Way | Total installed PV capacity - domestic (MW) | SEAL SANDS | 0.001 | 0.001 | 0.002 | 0.002 | 0.002 | 0.002 | 0.003 | 0.003 | 0.003 | 0.004 | 0.004 | 0.004 | 0.005 | 0.005 | 0.006 | 0.006 | 0.006 | 0.007 | 0.007 | 0.008 | 0.008 | 0.009 | 0.01 | 0.01 | 0.011 | 0.011 | 0.012 | 0.012 | 0.013
NPgN | BSP | NG FES - Leading the Way | Total installed PV capacity - domestic (MW) | SPADEADAM 33KV | 0.131 | 0.136 | 0.143 | 0.152 | 0.162 | 0.174 | 0.185 | 0.196 | 0.208 | 0.224 | 0.241 | 0.257 | 0.274 | 0.292 | 0.306 | 0.324 | 0.342 | 0.361 | 0.381 | 0.402 | 0.423 | 0.444 | 0.465 | 0.487 | 0.509 | 0.529 | 0.552 | 0.574 | 0.598
NPgN | BSP | NG FES - Leading the Way | Total installed PV capacity - domestic (MW) | SPENNYMOOR 132/66KV | 8.944 | 9.546 | 10.278 | 11.232 | 12.328 | 13.517 | 14.741 | 15.966 | 17.199 | 18.908 | 20.757 | 22.424 | 24.295 | 26.115 | 27.647 | 29.586 | 31.479 | 33.553 | 35.665 | 37.897 | 40.123 | 42.449 | 44.669 | 47.018 | 49.375 | 51.503 | 53.927 | 56.273 | 58.799
NPgN | BSP | NG FES - Leading the Way | Total installed PV capacity - domestic (MW) | TORONTO | 5.212 | 5.55 | 5.961 | 6.498 | 7.114 | 7.782 | 8.47 | 9.158 | 9.851 | 10.812 | 11.851 | 12.788 | 13.84 | 14.862 | 15.723 | 16.813 | 17.877 | 19.043 | 20.23 | 21.484 | 22.735 | 24.042 | 25.29 | 26.61 | 27.935 | 29.131 | 30.493 | 31.811 | 33.231
NPgN | BSP | NG FES - Leading the Way | Total installed PV capacity - domestic (MW) | WORMALD GREEN 132/33KV | 3.184 | 3.395 | 3.651 | 3.985 | 4.369 | 4.786 | 5.214 | 5.644 | 6.075 | 6.674 | 7.322 | 7.906 | 8.561 | 9.199 | 9.735 | 10.415 | 11.078 | 11.804 | 12.544 | 13.326 | 14.106 | 14.921 | 15.698 | 16.521 | 17.347 | 18.092 | 18.941 | 19.763 | 20.648
NPgY | BSP | NG FES - Leading the Way | Total installed PV capacity - domestic (MW) | ATTERCLIFFE | 2.285 | 2.478 | 2.712 | 3.014 | 3.362 | 3.743 | 4.139 | 4.543 | 4.956 | 5.48 | 6.047 | 6.558 | 7.132 | 7.689 | 8.158 | 8.752 | 9.331 | 9.965 | 10.611 | 11.293 | 11.973 | 12.684 | 13.362 | 14.079 | 14.798 | 15.448 | 16.187 | 16.903 | 17.673
NPgY | BSP | NG FES - Leading the Way | Total installed PV capacity - domestic (MW) | BARUGH 132/66KV | 6.541 | 6.956 | 7.457 | 8.106 | 8.854 | 9.671 | 10.523 | 11.39 | 12.276 | 13.403 | 14.62 | 15.718 | 16.949 | 18.146 | 19.154 | 20.428 | 21.671 | 23.034 | 24.42 | 25.885 | 27.345 | 28.871 | 30.327 | 31.867 | 33.412 | 34.806 | 36.394 | 37.931 | 39.585
NPgY | BSP | NG FES - Leading the Way | Total installed PV capacity - domestic (MW) | BEESTON ROYDS 132/33KV | 4.639 | 5.044 | 5.533 | 6.167 | 6.898 | 7.696 | 8.528 | 9.375 | 10.241 | 11.341 | 12.531 | 13.603 | 14.805 | 15.975 | 16.959 | 18.204 | 19.419 | 20.749 | 22.104 | 23.535 | 24.961 | 26.452 | 27.874 | 29.379 | 30.887 | 32.25 | 33.801 | 35.302 | 36.918
NPgY | BSP | NG FES - Leading the Way | Total installed PV capacity - domestic (MW) | BEVERLEY 132/33KV | 6.424 | 7.104 | 7.926 | 8.99 | 10.217 | 11.558 | 12.955 | 14.376 | 15.83 | 17.678 | 19.675 | 21.475 | 23.494 | 25.457 | 27.11 | 29.2 | 31.24 | 33.474 | 35.748 | 38.151 | 40.546 | 43.049 | 45.437 | 47.963 | 50.496 | 52.783 | 55.388 | 57.908 | 60.621
NPgY | BSP | NG FES - Leading the Way | Total installed PV capacity - domestic (MW) | BINGLEY 132/33KV | 3.16 | 3.507 | 3.926 | 4.469 | 5.095 | 5.779 | 6.491 | 7.216 | 7.958 | 8.9 | 9.919 | 10.837 | 11.867 | 12.869 | 13.712 | 14.777 | 15.818 | 16.958 | 18.118 | 19.343 | 20.565 | 21.842 | 23.059 | 24.348 | 25.64 | 26.807 | 28.135 | 29.421 | 30.805
NPgY | BSP | NG FES - Leading the Way | Total installed PV capacity - domestic (MW) | BLACKBURN MEADOWS B | 1.512 | 1.619 | 1.748 | 1.916 | 2.108 | 2.319 | 2.539 | 2.762 | 2.991 | 3.281 | 3.595 | 3.878 | 4.196 | 4.504 | 4.764 | 5.093 | 5.413 | 5.765 | 6.122 | 6.5 | 6.877 | 7.27 | 7.645 | 8.043 | 8.441 | 8.801 | 9.21 | 9.606 | 10.033
NPgY | BSP | NG FES - Leading the Way | Total installed PV capacity - domestic (MW) | BLYTON | 6.444 | 6.653 | 6.906 | 7.233 | 7.61 | 8.022 | 8.451 | 8.888 | 9.335 | 9.903 | 10.517 | 11.07 | 11.691 | 12.294 | 12.802 | 13.444 | 14.071 | 14.758 | 15.457 | 16.195 | 16.931 | 17.701 | 18.434 | 19.211 | 19.989 | 20.692 | 21.493 | 22.267 | 23.101
NPgY | BSP | NG FES - Leading the Way | Total installed PV capacity - domestic (MW) | BRADFORD | 2.62 | 3.062 | 3.596 | 4.288 | 5.084 | 5.956 | 6.864 | 7.787 | 8.732 | 9.933 | 11.231 | 12.4 | 13.712 | 14.988 | 16.062 | 17.42 | 18.746 | 20.198 | 21.675 | 23.237 | 24.793 | 26.42 | 27.971 | 29.613 | 31.259 | 32.745 | 34.438 | 36.075 | 37.839
NPgY | BSP | NG FES - Leading the Way | Total installed PV capacity - domestic (MW) | BRAMHAM | 4.14 | 4.455 | 4.837 | 5.33 | 5.899 | 6.521 | 7.17 | 7.829 | 8.503 | 9.361 | 10.287 | 11.122 | 12.059 | 12.97 | 13.736 | 14.706 | 15.652 | 16.689 | 17.743 | 18.858 | 19.969 | 21.13 | 22.238 | 23.41 | 24.585 | 25.646 | 26.854 | 28.024 | 29.282
NPgY | BSP | NG FES - Leading the Way | Total installed PV capacity - domestic (MW) | BRANSHOLME | 5.097 | 5.419 | 5.807 | 6.311 | 6.89 | 7.524 | 8.184 | 8.856 | 9.543 | 10.417 | 11.361 | 12.212 | 13.166 | 14.094 | 14.875 | 15.863 | 16.827 | 17.883 | 18.958 | 20.094 | 21.226 | 22.409 | 23.537 | 24.731 | 25.929 | 27.01 | 28.241 | 29.432 | 30.715
NPgY | BSP | NG FES - Leading the Way | Total installed PV capacity - domestic (MW) | BRIGHOUSE 132/33KV | 3.902 | 4.271 | 4.717 | 5.295 | 5.961 | 6.689 | 7.447 | 8.218 | 9.008 | 10.011 | 11.095 | 12.072 | 13.168 | 14.234 | 15.131 | 16.266 | 17.373 | 18.586 | 19.82 | 21.125 | 22.425 | 23.784 | 25.08 | 26.451 | 27.826 | 29.068 | 30.482 | 31.85 | 33.323
NPgY | BSP | NG FES - Leading the Way | Total installed PV capacity - domestic (MW) | DONCASTER B/THORPE MARSH | 21.074 | 22.1 | 23.341 | 24.948 | 26.799 | 28.824 | 30.933 | 33.078 | 35.273 | 38.063 | 41.077 | 43.795 | 46.843 | 49.806 | 52.302 | 55.456 | 58.536 | 61.909 | 65.341 | 68.969 | 72.585 | 76.363 | 79.967 | 83.781 | 87.605 | 91.059 | 94.99 | 98.795 | 102.891
NPgY | BSP | NG FES - Leading the Way | Total installed PV capacity - domestic (MW) | DONCASTER CENTRAL | 2.184 | 2.345 | 2.538 | 2.789 | 3.078 | 3.395 | 3.724 | 4.059 | 4.402 | 4.838 | 5.309 | 5.733 | 6.209 | 6.672 | 7.062 | 7.554 | 8.035 | 8.562 | 9.098 | 9.665 | 10.23 | 10.82 | 11.383 | 11.978 | 12.576 | 13.115 | 13.729 | 14.323 | 14.963
NPgY | BSP | NG FES - Leading the Way | Total installed PV capacity - domestic (MW) | DRIFFIELD/BEVERLEY GROUP | 10.711 | 11.606 | 12.688 | 14.088 | 15.701 | 17.466 | 19.304 | 21.173 | 23.087 | 25.518 | 28.145 | 30.514 | 33.17 | 35.753 | 37.928 | 40.677 | 43.361 | 46.301 | 49.292 | 52.454 | 55.605 | 58.898 | 62.04 | 65.363 | 68.696 | 71.706 | 75.132 | 78.448 | 82.018
NPgY | BSP | NG FES - Leading the Way | Total installed PV capacity - domestic (MW) | FEATHERSTONE | 5.19 | 5.585 | 6.061 | 6.678 | 7.389 | 8.167 | 8.976 | 9.8 | 10.643 | 11.714 | 12.872 | 13.916 | 15.086 | 16.224 | 17.182 | 18.394 | 19.576 | 20.872 | 22.19 | 23.583 | 24.971 | 26.422 | 27.806 | 29.271 | 30.739 | 32.065 | 33.575 | 35.036 | 36.609
NPgY | BSP | NG FES - Leading the Way | Total installed PV capacity - domestic (MW) | GIRLINGTON | 1.433 | 1.701 | 2.026 | 2.446 | 2.931 | 3.46 | 4.012 | 4.574 | 5.148 | 5.878 | 6.667 | 7.378 | 8.175 | 8.951 | 9.604 | 10.429 | 11.235 | 12.118 | 13.016 | 13.965 | 14.911 | 15.9 | 16.843 | 17.841 | 18.841 | 19.745 | 20.774 | 21.769 | 22.841
NPgY | BSP | NG FES - Leading the Way | Total installed PV capacity - domestic (MW) | HALIFAX 132/33KV | 0.952 | 1.096 | 1.271 | 1.497 | 1.758 | 2.043 | 2.34 | 2.641 | 2.951 | 3.343 | 3.768 | 4.15 | 4.579 | 4.996 | 5.348 | 5.792 | 6.225 | 6.7 | 7.183 | 7.694 | 8.203 | 8.735 | 9.242 | 9.779 | 10.317 | 10.803 | 11.357 | 11.892 | 12.469
NPgY | BSP | NG FES - Leading the Way | Total installed PV capacity - domestic (MW) | HECKMONDWIKE | 3.833 | 4.141 | 4.512 | 4.993 | 5.548 | 6.154 | 6.786 | 7.428 | 8.085 | 8.921 | 9.824 | 10.637 | 11.55 | 12.438 | 13.185 | 14.129 | 15.052 | 16.062 | 17.09 | 18.176 | 19.259 | 20.39 | 21.47 | 22.612 | 23.757 | 24.791 | 25.968 | 27.107 | 28.334
NPgY | BSP | NG FES - Leading the Way | Total installed PV capacity - domestic (MW) | HOLMFIELD | 4.887 | 5.37 | 5.954 | 6.71 | 7.581 | 8.533 | 9.525 | 10.534 | 11.567 | 12.879 | 14.297 | 15.575 | 17.009 | 18.403 | 19.577 | 21.061 | 22.51 | 24.096 | 25.711 | 27.417 | 29.118 | 30.896 | 32.591 | 34.385 | 36.184 | 37.808 | 39.658 | 41.447 | 43.374
NPgY | BSP | NG FES - Leading the Way | Total installed PV capacity - domestic (MW) | HULL EAST 132/33KV | 4.241 | 4.615 | 5.066 | 5.65 | 6.323 | 7.059 | 7.826 | 8.606 | 9.405 | 10.419 | 11.515 | 12.503 | 13.611 | 14.689 | 15.596 | 16.743 | 17.863 | 19.089 | 20.338 | 21.657 | 22.971 | 24.345 | 25.656 | 27.042 | 28.433 | 29.688 | 31.118 | 32.501 | 33.991
NPgY | BSP | NG FES - Leading the Way | Total installed PV capacity - domestic (MW) | HULL SOUTH | 2.742 | 3.151 | 3.645 | 4.285 | 5.022 | 5.828 | 6.668 | 7.522 | 8.396 | 9.507 | 10.707 | 11.789 | 13.003 | 14.183 | 15.176 | 16.432 | 17.659 | 19.002 | 20.368 | 21.813 | 23.253 | 24.757 | 26.192 | 27.711 | 29.233 | 30.608 | 32.174 | 33.689 | 35.319
NPgY | BSP | NG FES - Leading the Way | Total installed PV capacity - domestic (MW) | HULL WEST | 4.003 | 4.422 | 4.928 | 5.584 | 6.339 | 7.165 | 8.026 | 8.901 | 9.797 | 10.935 | 12.165 | 13.273 | 14.517 | 15.726 | 16.744 | 18.031 | 19.287 | 20.664 | 22.064 | 23.544 | 25.019 | 26.561 | 28.031 | 29.587 | 31.148 | 32.556 | 34.16 | 35.713 | 37.384
NPgY | BSP | NG FES - Leading the Way | Total installed PV capacity - domestic (MW) | HUMBERSTON | 1.995 | 2.254 | 2.567 | 2.973 | 3.44 | 3.95 | 4.482 | 5.024 | 5.577 | 6.281 | 7.042 | 7.727 | 8.496 | 9.244 | 9.873 | 10.669 | 11.446 | 12.297 | 13.163 | 14.078 | 14.991 | 15.944 | 16.853 | 17.815 | 18.78 | 19.651 | 20.643 | 21.603 | 22.636
NPgY | BSP | NG FES - Leading the Way | Total installed PV capacity - domestic (MW) | HUNNINGLEY | 3.416 | 3.574 | 3.765 | 4.013 | 4.298 | 4.609 | 4.934 | 5.264 | 5.602 | 6.032 | 6.496 | 6.914 | 7.384 | 7.84 | 8.224 | 8.71 | 9.184 | 9.703 | 10.232 | 10.79 | 11.347 | 11.929 | 12.484 | 13.071 | 13.66 | 14.191 | 14.797 | 15.382 | 16.013
NPgY | BSP | NG FES - Leading the Way | Total installed PV capacity - domestic (MW) | HUNSHELF | 3.503 | 3.676 | 3.885 | 4.156 | 4.468 | 4.809 | 5.164 | 5.525 | 5.895 | 6.365 | 6.872 | 7.33 | 7.843 | 8.343 | 8.763 | 9.294 | 9.813 | 10.381 | 10.959 | 11.57 | 12.179 | 12.815 | 13.422 | 14.065 | 14.709 | 15.29 | 15.952 | 16.593 | 17.283
NPgY | BSP | NG FES - Leading the Way | Total installed PV capacity - domestic (MW) | IMMINGHAM | 3.09 | 3.23 | 3.399 | 3.618 | 3.87 | 4.146 | 4.434 | 4.726 | 5.026 | 5.406 | 5.817 | 6.188 | 6.603 | 7.007 | 7.348 | 7.778 | 8.198 | 8.657 | 9.126 | 9.62 | 10.113 | 10.628 | 11.12 | 11.64 | 12.161 | 12.632 | 13.168 | 13.687 | 14.245
NPgY | BSP | NG FES - Leading the Way | Total installed PV capacity - domestic (MW) | KIRKHAW LANE | 3.313 | 3.548 | 3.831 | 4.199 | 4.621 | 5.084 | 5.566 | 6.056 | 6.557 | 7.195 | 7.883 | 8.504 | 9.201 | 9.878 | 10.448 | 11.168 | 11.872 | 12.642 | 13.427 | 14.255 | 15.081 | 15.945 | 16.768 | 17.639 | 18.513 | 19.302 | 20.2 | 21.069 | 22.005
NPgY | BSP | NG FES - Leading the Way | Total installed PV capacity - domestic (MW) | KIRKSTALL C 2/5 | 0.327 | 0.415 | 0.521 | 0.659 | 0.819 | 0.993 | 1.174 | 1.358 | 1.547 | 1.786 | 2.046 | 2.279 | 2.541 | 2.796 | 3.01 | 3.281 | 3.546 | 3.836 | 4.131 | 4.442 | 4.753 | 5.078 | 5.387 | 5.715 | 6.044 | 6.341 | 6.678 | 7.005 | 7.357
NPgY | BSP | NG FES - Leading the Way | Total installed PV capacity - domestic (MW) | KIRKSTALL C/RING ROAD HORSFORTH | 4.714 | 5.294 | 5.996 | 6.905 | 7.951 | 9.096 | 10.289 | 11.501 | 12.743 | 14.32 | 16.025 | 17.561 | 19.285 | 20.961 | 22.372 | 24.155 | 25.897 | 27.804 | 29.745 | 31.796 | 33.841 | 35.977 | 38.015 | 40.172 | 42.334 | 44.287 | 46.51 | 48.661 | 50.977
NPgY | BSP | NG FES - Leading the Way | Total installed PV capacity - domestic (MW) | LEEDS EAST | 2.263 | 2.662 | 3.145 | 3.769 | 4.489 | 5.276 | 6.095 | 6.929 | 7.783 | 8.867 | 10.039 | 11.095 | 12.28 | 13.432 | 14.401 | 15.627 | 16.825 | 18.136 | 19.47 | 20.88 | 22.285 | 23.754 | 25.155 | 26.637 | 28.124 | 29.466 | 30.994 | 32.473 | 34.065
NPgY | BSP | NG FES - Leading the Way | Total installed PV capacity - domestic (MW) | LEEDS NORTH | 1.513 | 1.795 | 2.136 | 2.578 | 3.086 | 3.642 | 4.222 | 4.811 | 5.415 | 6.181 | 7.009 | 7.756 | 8.593 | 9.408 | 10.093 | 10.96 | 11.806 | 12.733 | 13.676 | 14.673 | 15.666 | 16.705 | 17.695 | 18.743 | 19.793 | 20.742 | 21.823 | 22.868 | 23.993
NPgY | BSP | NG FES - Leading the Way | Total installed PV capacity - domestic (MW) | LINDLEY | 5.149 | 5.593 | 6.13 | 6.826 | 7.627 | 8.503 | 9.416 | 10.344 | 11.294 | 12.501 | 13.806 | 14.982 | 16.301 | 17.583 | 18.663 | 20.028 | 21.361 | 22.82 | 24.306 | 25.876 | 27.44 | 29.075 | 30.635 | 32.285 | 33.94 | 35.435 | 37.136 | 38.782 | 40.555
NPgY | BSP | NG FES - Leading the Way | Total installed PV capacity - domestic (MW) | LOW ROAD | 1.875 | 2.107 | 2.388 | 2.752 | 3.171 | 3.629 | 4.106 | 4.591 | 5.088 | 5.719 | 6.401 | 7.016 | 7.706 | 8.376 | 8.941 | 9.655 | 10.351 | 11.115 | 11.891 | 12.712 | 13.53 | 14.385 | 15.201 | 16.064 | 16.929 | 17.71 | 18.6 | 19.461 | 20.387
NPgY | BSP | NG FES - Leading the Way | Total installed PV capacity - domestic (MW) | MALLARD WAY | 1.715 | 1.905 | 2.134 | 2.432 | 2.775 | 3.149 | 3.54 | 3.937 | 4.343 | 4.859 | 5.418 | 5.921 | 6.485 | 7.033 | 7.495 | 8.079 | 8.649 | 9.274 | 9.909 | 10.58 | 11.25 | 11.949 | 12.616 | 13.322 | 14.03 | 14.669 | 15.397 | 16.101 | 16.859
NPgY | BSP | NG FES - Leading the Way | Total installed PV capacity - domestic (MW) | MENSTON | 3.21 | 3.487 | 3.821 | 4.254 | 4.753 | 5.299 | 5.868 | 6.446 | 7.038 | 7.79 | 8.603 | 9.335 | 10.157 | 10.956 | 11.629 | 12.479 | 13.309 | 14.219 | 15.144 | 16.122 | 17.097 | 18.116 | 19.087 | 20.115 | 21.146 | 22.077 | 23.137 | 24.163 | 25.267
NPgY | BSP | NG FES - Leading the Way | Total installed PV capacity - domestic (MW) | MOSS ROAD | 1.115 | 1.303 | 1.531 | 1.826 | 2.166 | 2.538 | 2.926 | 3.32 | 3.723 | 4.235 | 4.789 | 5.288 | 5.848 | 6.393 | 6.851 | 7.43 | 7.996 | 8.616 | 9.246 | 9.913 | 10.577 | 11.271 | 11.933 | 12.633 | 13.336 | 13.97 | 14.692 | 15.391 | 16.144
NPgY | BSP | NG FES - Leading the Way | Total installed PV capacity - domestic (MW) | OSGODBY 1/2 | 0 | 0 | 0 | 0 | 0 | 0 | 0 | 0 | 0 | 0 | 0 | 0 | 0 | 0 | 0 | 0 | 0 | 0 | 0 | 0 | 0 | 0 | 0 | 0 | 0 | 0 | 0 | 0 | 0
NPgY | BSP | NG FES - Leading the Way | Total installed PV capacity - domestic (MW) | OSGODBY 3/4 | 1.166 | 1.499 | 1.901 | 2.422 | 3.022 | 3.679 | 4.362 | 5.058 | 5.769 | 6.673 | 7.651 | 8.532 | 9.52 | 10.48 | 11.289 | 12.312 | 13.31 | 14.403 | 15.516 | 16.692 | 17.864 | 19.089 | 20.257 | 21.494 | 22.733 | 23.853 | 25.127 | 26.36 | 27.688
NPgY | BSP | NG FES - Leading the Way | Total installed PV capacity - domestic (MW) | RODLEY | 3.147 | 3.548 | 4.034 | 4.662 | 5.386 | 6.177 | 7.002 | 7.84 | 8.699 | 9.789 | 10.968 | 12.03 | 13.222 | 14.38 | 15.356 | 16.589 | 17.793 | 19.112 | 20.454 | 21.872 | 23.285 | 24.762 | 26.172 | 27.663 | 29.158 | 30.508 | 32.045 | 33.532 | 35.133
NPgY | BSP | NG FES - Leading the Way | Total installed PV capacity - domestic (MW) | SAINT ANDREWS ROAD 132/33KV | 3.438 | 3.804 | 4.247 | 4.821 | 5.482 | 6.205 | 6.958 | 7.724 | 8.508 | 9.504 | 10.58 | 11.551 | 12.639 | 13.697 | 14.588 | 15.714 | 16.814 | 18.018 | 19.244 | 20.539 | 21.83 | 23.179 | 24.466 | 25.828 | 27.194 | 28.427 | 29.831 | 31.189 | 32.652
NPgY | BSP | NG FES - Leading the Way | Total installed PV capacity - domestic (MW) | SALTEND 132/33KV | 0.004 | 0.004 | 0.005 | 0.005 | 0.006 | 0.006 | 0.007 | 0.008 | 0.008 | 0.009 | 0.01 | 0.011 | 0.012 | 0.013 | 0.014 | 0.015 | 0.016 | 0.017 | 0.018 | 0.019 | 0.02 | 0.021 | 0.022 | 0.023 | 0.024 | 0.025 | 0.027 | 0.028 | 0.029
NPgY | BSP | NG FES - Leading the Way | Total installed PV capacity - domestic (MW) | SANTON | 6.704 | 7.032 | 7.429 | 7.942 | 8.534 | 9.181 | 9.855 | 10.54 | 11.242 | 12.133 | 13.096 | 13.965 | 14.939 | 15.886 | 16.683 | 17.691 | 18.675 | 19.753 | 20.849 | 22.009 | 23.164 | 24.371 | 25.523 | 26.742 | 27.964 | 29.067 | 30.323 | 31.539 | 32.848
NPgY | BSP | NG FES - Leading the Way | Total installed PV capacity - domestic (MW) | SCUNTHORPE NORTH | 3.416 | 3.633 | 3.895 | 4.235 | 4.626 | 5.054 | 5.5 | 5.954 | 6.418 | 7.007 | 7.645 | 8.219 | 8.863 | 9.49 | 10.017 | 10.684 | 11.335 | 12.048 | 12.774 | 13.541 | 14.305 | 15.104 | 15.866 | 16.672 | 17.48 | 18.21 | 19.041 | 19.845 | 20.711
NPgY | BSP | NG FES - Leading the Way | Total installed PV capacity - domestic (MW) | SCUNTHORPE SOUTH | 7.866 | 8.256 | 8.728 | 9.338 | 10.042 | 10.811 | 11.613 | 12.428 | 13.262 | 14.322 | 15.468 | 16.5 | 17.659 | 18.785 | 19.733 | 20.932 | 22.102 | 23.384 | 24.688 | 26.067 | 27.441 | 28.877 | 30.246 | 31.696 | 33.149 | 34.461 | 35.955 | 37.401 | 38.958
NPgY | BSP | NG FES - Leading the Way | Total installed PV capacity - domestic (MW) | SILSDEN | 5.921 | 6.596 | 7.412 | 8.469 | 9.686 | 11.018 | 12.405 | 13.816 | 15.26 | 17.095 | 19.078 | 20.865 | 22.87 | 24.819 | 26.46 | 28.535 | 30.561 | 32.779 | 35.037 | 37.423 | 39.801 | 42.286 | 44.657 | 47.165 | 49.68 | 51.952 | 54.538 | 57.04 | 59.734
NPgY | BSP | NG FES - Leading the Way | Total installed PV capacity - domestic (MW) | SOWERBY BRIDGE 132/33KV | 3.987 | 4.377 | 4.847 | 5.457 | 6.16 | 6.928 | 7.729 | 8.543 | 9.376 | 10.434 | 11.579 | 12.61 | 13.767 | 14.891 | 15.838 | 17.035 | 18.204 | 19.484 | 20.787 | 22.164 | 23.536 | 24.97 | 26.338 | 27.785 | 29.236 | 30.547 | 32.039 | 33.483 | 35.037
NPgY | BSP | NG FES - Leading the Way | Total installed PV capacity - domestic (MW) | STAYGATE | 3.233 | 3.584 | 4.008 | 4.557 | 5.19 | 5.882 | 6.603 | 7.336 | 8.086 | 9.04 | 10.07 | 10.999 | 12.041 | 13.054 | 13.907 | 14.985 | 16.038 | 17.191 | 18.364 | 19.604 | 20.84 | 22.131 | 23.363 | 24.667 | 25.974 | 27.154 | 28.498 | 29.798 | 31.198
NPgY | BSP | NG FES - Leading the Way | Total installed PV capacity - domestic (MW) | THORNHILL 132KV | 7.083 | 7.646 | 8.326 | 9.207 | 10.222 | 11.332 | 12.488 | 13.664 | 14.867 | 16.396 | 18.049 | 19.539 | 21.209 | 22.834 | 24.202 | 25.931 | 27.619 | 29.468 | 31.35 | 33.339 | 35.321 | 37.392 | 39.368 | 41.458 | 43.555 | 45.448 | 47.603 | 49.689 | 51.934
NPgY | BSP | NG FES - Leading the Way | Total installed PV capacity - domestic (MW) | WAKEFIELD MONCKTON ROAD | 2.701 | 2.96 | 3.272 | 3.678 | 4.145 | 4.655 | 5.187 | 5.728 | 6.282 | 6.986 | 7.746 | 8.431 | 9.2 | 9.948 | 10.577 | 11.373 | 12.149 | 13 | 13.866 | 14.781 | 15.693 | 16.646 | 17.555 | 18.517 | 19.481 | 20.352 | 21.344 | 22.303 | 23.336
NPgY | BSP | NG FES - Leading the Way | Total installed PV capacity - domestic (MW) | WAKEFIELD NORTH | 4.576 | 5.007 | 5.528 | 6.203 | 6.98 | 7.83 | 8.716 | 9.616 | 10.539 | 11.71 | 12.976 | 14.117 | 15.397 | 16.641 | 17.689 | 19.014 | 20.307 | 21.724 | 23.165 | 24.689 | 26.207 | 27.794 | 29.307 | 30.909 | 32.514 | 33.965 | 35.616 | 37.213 | 38.933
NPgY | BSP | NG FES - Leading the Way | Total installed PV capacity - domestic (MW) | WEST MELTON | 11.59 | 12.348 | 13.264 | 14.45 | 15.817 | 17.312 | 18.869 | 20.452 | 22.073 | 24.132 | 26.358 | 28.364 | 30.614 | 32.802 | 34.644 | 36.973 | 39.247 | 41.737 | 44.271 | 46.949 | 49.618 | 52.408 | 55.069 | 57.884 | 60.707 | 63.257 | 66.159 | 68.968 | 71.992
NPgY | BSP | NG FES - Leading the Way | Total installed PV capacity - domestic (MW) | WHINMOOR | 4.395 | 4.795 | 5.279 | 5.905 | 6.627 | 7.416 | 8.238 | 9.074 | 9.93 | 11.018 | 12.193 | 13.252 | 14.44 | 15.596 | 16.568 | 17.798 | 18.998 | 20.313 | 21.651 | 23.065 | 24.475 | 25.948 | 27.353 | 28.839 | 30.33 | 31.676 | 33.208 | 34.691 | 36.288
NPgY | BSP | NG FES - Leading the Way | Total installed PV capacity - domestic (MW) | WOLD NEWTON | 5.732 | 5.948 | 6.208 | 6.545 | 6.933 | 7.358 | 7.8 | 8.25 | 8.71 | 9.295 | 9.927 | 10.497 | 11.137 | 11.758 | 12.281 | 12.943 | 13.589 | 14.296 | 15.016 | 15.777 | 16.535 | 17.327 | 18.083 | 18.883 | 19.685 | 20.409 | 21.234 | 22.031 | 22.89
NPgY | BSP | NG FES - Leading the Way | Total installed PV capacity - domestic (MW) | YARBOROUGH ROAD 132/33KV | 5.62 | 6.018 | 6.499 | 7.121 | 7.839 | 8.623 | 9.44 | 10.271 | 11.122 | 12.202 | 13.371 | 14.423 | 15.604 | 16.753 | 17.719 | 18.941 | 20.135 | 21.442 | 22.771 | 24.177 | 25.578 | 27.042 | 28.438 | 29.916 | 31.397 | 32.735 | 34.259 | 35.733 | 37.32
NPgN | BSP | NG FES - System Transformation | Total installed PV capacity - domestic (MW) | ANNFIELD | 5.5 | 5.699 | 5.901 | 6.141 | 6.416 | 6.695 | 6.971 | 7.25 | 7.656 | 8.132 | 8.477 | 8.948 | 9.376 | 9.588 | 10.049 | 10.46 | 10.984 | 11.491 | 12.095 | 12.705 | 13.402 | 14.032 | 14.764 | 15.511 | 16.088 | 16.87 | 17.584 | 18.386 | 18.386
NPgN | BSP | NG FES - System Transformation | Total installed PV capacity - domestic (MW) | BARRACK ROAD | 0.635 | 0.695 | 0.766 | 0.851 | 0.949 | 1.047 | 1.145 | 1.243 | 1.387 | 1.555 | 1.677 | 1.844 | 1.995 | 2.07 | 2.233 | 2.379 | 2.564 | 2.743 | 2.957 | 3.173 | 3.419 | 3.642 | 3.901 | 4.165 | 4.369 | 4.646 | 4.898 | 5.182 | 5.182
NPgN | BSP | NG FES - System Transformation | Total installed PV capacity - domestic (MW) | BLUCHER | 4.422 | 4.562 | 4.728 | 4.926 | 5.153 | 5.382 | 5.609 | 5.839 | 6.173 | 6.565 | 6.849 | 7.236 | 7.588 | 7.763 | 8.143 | 8.481 | 8.912 | 9.33 | 9.827 | 10.328 | 10.902 | 11.42 | 12.023 | 12.638 | 13.113 | 13.757 | 14.344 | 15.005 | 15.005
NPgN | BSP | NG FES - System Transformation | Total installed PV capacity - domestic (MW) | BOWESFIELD | 7.532 | 7.748 | 8.005 | 8.311 | 8.661 | 9.016 | 9.366 | 9.721 | 10.237 | 10.843 | 11.282 | 11.881 | 12.425 | 12.694 | 13.281 | 13.803 | 14.469 | 15.115 | 15.883 | 16.658 | 17.545 | 18.346 | 19.278 | 20.228 | 20.961 | 21.956 | 22.863 | 23.884 | 23.884
NPgN | BSP | NG FES - System Transformation | Total installed PV capacity - domestic (MW) | CHIRTON GRANGE | 3.822 | 3.963 | 4.131 | 4.33 | 4.559 | 4.791 | 5.02 | 5.251 | 5.588 | 5.984 | 6.27 | 6.661 | 7.016 | 7.192 | 7.575 | 7.917 | 8.351 | 8.773 | 9.275 | 9.781 | 10.359 | 10.883 | 11.491 | 12.111 | 12.59 | 13.24 | 13.832 | 14.499 | 14.499
NPgN | BSP | NG FES - System Transformation | Total installed PV capacity - domestic (MW) | COALBURNS | 3.323 | 3.416 | 3.526 | 3.657 | 3.808 | 3.96 | 4.111 | 4.263 | 4.485 | 4.745 | 4.934 | 5.191 | 5.425 | 5.54 | 5.792 | 6.017 | 6.303 | 6.58 | 6.91 | 7.243 | 7.623 | 7.968 | 8.368 | 8.776 | 9.091 | 9.518 | 9.908 | 10.346 | 10.346
NPgN | BSP | NG FES - System Transformation | Total installed PV capacity - domestic (MW) | DARLINGTON CENTRAL | 2.884 | 2.961 | 3.053 | 3.162 | 3.287 | 3.414 | 3.539 | 3.666 | 3.85 | 4.067 | 4.224 | 4.438 | 4.632 | 4.728 | 4.938 | 5.125 | 5.363 | 5.594 | 5.868 | 6.145 | 6.462 | 6.748 | 7.081 | 7.421 | 7.683 | 8.038 | 8.362 | 8.727 | 8.727
NPgN | BSP | NG FES - System Transformation | Total installed PV capacity - domestic (MW) | DARLINGTON NORTH | 4.071 | 4.191 | 4.333 | 4.502 | 4.696 | 4.892 | 5.087 | 5.283 | 5.569 | 5.904 | 6.147 | 6.478 | 6.779 | 6.928 | 7.253 | 7.542 | 7.911 | 8.268 | 8.693 | 9.123 | 9.613 | 10.057 | 10.572 | 11.098 | 11.504 | 12.055 | 12.557 | 13.122 | 13.122
NPgN | BSP | NG FES - System Transformation | Total installed PV capacity - domestic (MW) | DUNSTON | 4.062 | 4.249 | 4.47 | 4.734 | 5.036 | 5.342 | 5.645 | 5.951 | 6.396 | 6.919 | 7.298 | 7.815 | 8.284 | 8.516 | 9.023 | 9.473 | 10.048 | 10.605 | 11.268 | 11.937 | 12.701 | 13.393 | 14.197 | 15.017 | 15.649 | 16.508 | 17.291 | 18.171 | 18.171
NPgN | BSP | NG FES - System Transformation | Total installed PV capacity - domestic (MW) | FLATWORTH | 2.813 | 2.887 | 2.975 | 3.08 | 3.2 | 3.322 | 3.442 | 3.564 | 3.741 | 3.948 | 4.099 | 4.304 | 4.491 | 4.583 | 4.784 | 4.963 | 5.192 | 5.413 | 5.677 | 5.942 | 6.246 | 6.521 | 6.84 | 7.166 | 7.418 | 7.759 | 8.07 | 8.42 | 8.42
NPgN | BSP | NG FES - System Transformation | Total installed PV capacity - domestic (MW) | GOSFORTH | 3.385 | 3.518 | 3.677 | 3.865 | 4.081 | 4.3 | 4.517 | 4.736 | 5.054 | 5.428 | 5.699 | 6.068 | 6.404 | 6.57 | 6.932 | 7.255 | 7.666 | 8.064 | 8.538 | 9.017 | 9.564 | 10.058 | 10.633 | 11.219 | 11.672 | 12.286 | 12.846 | 13.476 | 13.476
NPgN | BSP | NG FES - System Transformation | Total installed PV capacity - domestic (MW) | HARROGATE 132/33KV | 2.402 | 2.523 | 2.666 | 2.837 | 3.032 | 3.23 | 3.426 | 3.624 | 3.912 | 4.25 | 4.495 | 4.829 | 5.133 | 5.283 | 5.611 | 5.902 | 6.274 | 6.634 | 7.063 | 7.496 | 7.99 | 8.437 | 8.957 | 9.488 | 9.897 | 10.452 | 10.959 | 11.528 | 11.528
NPgN | BSP | NG FES - System Transformation | Total installed PV capacity - domestic (MW) | HUSTHWAITE | 2.067 | 2.127 | 2.199 | 2.285 | 2.384 | 2.483 | 2.582 | 2.682 | 2.826 | 2.997 | 3.12 | 3.288 | 3.441 | 3.517 | 3.681 | 3.828 | 4.015 | 4.196 | 4.412 | 4.63 | 4.879 | 5.104 | 5.366 | 5.632 | 5.838 | 6.118 | 6.373 | 6.659 | 6.659
NPgN | BSP | NG FES - System Transformation | Total installed PV capacity - domestic (MW) | LEEMING BAR_SKEEBY | 8.977 | 9.274 | 9.625 | 10.043 | 10.523 | 11.009 | 11.49 | 11.976 | 12.682 | 13.512 | 14.113 | 14.933 | 15.678 | 16.047 | 16.851 | 17.566 | 18.478 | 19.362 | 20.414 | 21.476 | 22.69 | 23.787 | 25.063 | 26.365 | 27.369 | 28.731 | 29.974 | 31.372 | 31.372
NPgN | BSP | NG FES - System Transformation | Total installed PV capacity - domestic (MW) | LINTON | 5.467 | 5.624 | 5.81 | 6.032 | 6.286 | 6.543 | 6.798 | 7.056 | 7.43 | 7.87 | 8.188 | 8.623 | 9.017 | 9.213 | 9.639 | 10.018 | 10.501 | 10.97 | 11.527 | 12.09 | 12.733 | 13.315 | 13.991 | 14.68 | 15.212 | 15.934 | 16.593 | 17.334 | 17.334
NPgN | BSP | NG FES - System Transformation | Total installed PV capacity - domestic (MW) | MALTON GRID | 7.107 | 7.34 | 7.616 | 7.945 | 8.322 | 8.703 | 9.08 | 9.462 | 10.017 | 10.669 | 11.141 | 11.785 | 12.37 | 12.66 | 13.291 | 13.853 | 14.569 | 15.264 | 16.09 | 16.924 | 17.877 | 18.739 | 19.741 | 20.763 | 21.552 | 22.622 | 23.598 | 24.696 | 24.696
NPgN | BSP | NG FES - System Transformation | Total installed PV capacity - domestic (MW) | MELROSEGATE | 8.444 | 8.697 | 8.997 | 9.354 | 9.763 | 10.178 | 10.587 | 11.002 | 11.605 | 12.313 | 12.825 | 13.525 | 14.16 | 14.475 | 15.16 | 15.771 | 16.549 | 17.303 | 18.2 | 19.106 | 20.141 | 21.078 | 22.166 | 23.276 | 24.133 | 25.295 | 26.355 | 27.548 | 27.548
NPgN | BSP | NG FES - System Transformation | Total installed PV capacity - domestic (MW) | NORTH TEES | 5.172 | 5.345 | 5.55 | 5.795 | 6.076 | 6.36 | 6.641 | 6.925 | 7.338 | 7.824 | 8.175 | 8.655 | 9.091 | 9.306 | 9.776 | 10.195 | 10.728 | 11.245 | 11.861 | 12.482 | 13.191 | 13.833 | 14.579 | 15.34 | 15.928 | 16.725 | 17.451 | 18.269 | 18.269
NPgN | BSP | NG FES - System Transformation | Total installed PV capacity - domestic (MW) | POTTER HOUSE | 5.499 | 5.675 | 5.883 | 6.131 | 6.415 | 6.703 | 6.988 | 7.276 | 7.694 | 8.186 | 8.542 | 9.028 | 9.469 | 9.688 | 10.164 | 10.588 | 11.128 | 11.652 | 12.275 | 12.904 | 13.623 | 14.273 | 15.029 | 15.8 | 16.395 | 17.203 | 17.939 | 18.767 | 18.767
NPgN | BSP | NG FES - System Transformation | Total installed PV capacity - domestic (MW) | RAVENSWORTH | 1.846 | 1.902 | 1.969 | 2.048 | 2.139 | 2.23 | 2.321 | 2.413 | 2.547 | 2.704 | 2.817 | 2.972 | 3.113 | 3.183 | 3.335 | 3.47 | 3.642 | 3.81 | 4.008 | 4.209 | 4.439 | 4.646 | 4.887 | 5.133 | 5.323 | 5.581 | 5.816 | 6.08 | 6.08
NPgN | BSP | NG FES - System Transformation | Total installed PV capacity - domestic (MW) | SCARBOROUGH GRID | 5.068 | 5.257 | 5.481 | 5.747 | 6.053 | 6.363 | 6.669 | 6.979 | 7.429 | 7.958 | 8.341 | 8.864 | 9.339 | 9.574 | 10.086 | 10.542 | 11.123 | 11.687 | 12.357 | 13.034 | 13.808 | 14.507 | 15.32 | 16.15 | 16.79 | 17.659 | 18.451 | 19.342 | 19.342
NPgN | BSP | NG FES - System Transformation | Total installed PV capacity - domestic (MW) | SEAL SANDS | 0.001 | 0.001 | 0.001 | 0.001 | 0.002 | 0.002 | 0.002 | 0.002 | 0.002 | 0.002 | 0.002 | 0.002 | 0.003 | 0.003 | 0.003 | 0.003 | 0.003 | 0.003 | 0.004 | 0.004 | 0.004 | 0.004 | 0.004 | 0.005 | 0.005 | 0.005 | 0.005 | 0.006 | 0.006
NPgN | BSP | NG FES - System Transformation | Total installed PV capacity - domestic (MW) | SPADEADAM 33KV | 0.131 | 0.133 | 0.136 | 0.139 | 0.143 | 0.147 | 0.151 | 0.155 | 0.161 | 0.168 | 0.172 | 0.179 | 0.185 | 0.188 | 0.195 | 0.2 | 0.208 | 0.215 | 0.223 | 0.232 | 0.242 | 0.251 | 0.261 | 0.272 | 0.28 | 0.291 | 0.301 | 0.312 | 0.312
NPgN | BSP | NG FES - System Transformation | Total installed PV capacity - domestic (MW) | SPENNYMOOR 132/66KV | 8.944 | 9.201 | 9.505 | 9.868 | 10.283 | 10.704 | 11.12 | 11.541 | 12.153 | 12.872 | 13.392 | 14.102 | 14.747 | 15.067 | 15.763 | 16.383 | 17.173 | 17.938 | 18.849 | 19.769 | 20.82 | 21.77 | 22.875 | 24.003 | 24.872 | 26.052 | 27.129 | 28.339 | 28.339
NPgN | BSP | NG FES - System Transformation | Total installed PV capacity - domestic (MW) | TORONTO | 5.212 | 5.356 | 5.527 | 5.731 | 5.965 | 6.201 | 6.435 | 6.671 | 7.015 | 7.419 | 7.712 | 8.111 | 8.474 | 8.653 | 9.044 | 9.393 | 9.836 | 10.267 | 10.779 | 11.296 | 11.886 | 12.421 | 13.042 | 13.675 | 14.164 | 14.827 | 15.432 | 16.112 | 16.112
NPgN | BSP | NG FES - System Transformation | Total installed PV capacity - domestic (MW) | WORMALD GREEN 132/33KV | 3.184 | 3.274 | 3.38 | 3.507 | 3.653 | 3.8 | 3.946 | 4.093 | 4.308 | 4.56 | 4.742 | 4.991 | 5.217 | 5.329 | 5.572 | 5.789 | 6.066 | 6.334 | 6.654 | 6.976 | 7.344 | 7.677 | 8.064 | 8.459 | 8.763 | 9.177 | 9.554 | 9.978 | 9.978
NPgY | BSP | NG FES - System Transformation | Total installed PV capacity - domestic (MW) | ATTERCLIFFE | 2.285 | 2.373 | 2.465 | 2.574 | 2.701 | 2.846 | 2.995 | 3.145 | 3.3 | 3.49 | 3.713 | 3.874 | 4.093 | 4.293 | 4.392 | 4.607 | 4.798 | 5.041 | 5.276 | 5.556 | 5.838 | 6.16 | 6.452 | 6.79 | 7.136 | 7.402 | 7.763 | 8.093 | 8.463
NPgY | BSP | NG FES - System Transformation | Total installed PV capacity - domestic (MW) | BARUGH 132/66KV | 6.541 | 6.73 | 6.929 | 7.161 | 7.434 | 7.746 | 8.066 | 8.389 | 8.722 | 9.129 | 9.607 | 9.953 | 10.424 | 10.852 | 11.067 | 11.527 | 11.938 | 12.459 | 12.965 | 13.565 | 14.172 | 14.863 | 15.489 | 16.216 | 16.957 | 17.53 | 18.305 | 19.012 | 19.808
NPgY | BSP | NG FES - System Transformation | Total installed PV capacity - domestic (MW) | BEESTON ROYDS 132/33KV | 4.639 | 4.823 | 5.017 | 5.244 | 5.511 | 5.815 | 6.128 | 6.443 | 6.769 | 7.167 | 7.633 | 7.972 | 8.432 | 8.85 | 9.059 | 9.509 | 9.91 | 10.42 | 10.914 | 11.5 | 12.092 | 12.768 | 13.38 | 14.09 | 14.814 | 15.373 | 16.13 | 16.821 | 17.598
NPgY | BSP | NG FES - System Transformation | Total installed PV capacity - domestic (MW) | BEVERLEY 132/33KV | 6.424 | 6.732 | 7.059 | 7.44 | 7.888 | 8.399 | 8.924 | 9.454 | 10 | 10.669 | 11.451 | 12.02 | 12.792 | 13.494 | 13.846 | 14.601 | 15.274 | 16.13 | 16.959 | 17.945 | 18.939 | 20.073 | 21.1 | 22.292 | 23.508 | 24.447 | 25.718 | 26.878 | 28.183
NPgY | BSP | NG FES - System Transformation | Total installed PV capacity - domestic (MW) | BINGLEY 132/33KV | 3.16 | 3.317 | 3.484 | 3.678 | 3.907 | 4.168 | 4.435 | 4.706 | 4.984 | 5.325 | 5.725 | 6.015 | 6.409 | 6.767 | 6.946 | 7.331 | 7.675 | 8.111 | 8.534 | 9.037 | 9.544 | 10.122 | 10.646 | 11.254 | 11.874 | 12.353 | 13.002 | 13.593 | 14.259
NPgY | BSP | NG FES - System Transformation | Total installed PV capacity - domestic (MW) | BLACKBURN MEADOWS B | 1.512 | 1.561 | 1.612 | 1.672 | 1.742 | 1.823 | 1.905 | 1.988 | 2.074 | 2.179 | 2.302 | 2.392 | 2.513 | 2.624 | 2.679 | 2.798 | 2.903 | 3.038 | 3.168 | 3.323 | 3.48 | 3.658 | 3.819 | 4.007 | 4.198 | 4.345 | 4.545 | 4.728 | 4.933
NPgY | BSP | NG FES - System Transformation | Total installed PV capacity - domestic (MW) | BLYTON | 6.444 | 6.539 | 6.639 | 6.757 | 6.894 | 7.051 | 7.213 | 7.376 | 7.543 | 7.749 | 7.989 | 8.164 | 8.402 | 8.617 | 8.725 | 8.958 | 9.164 | 9.427 | 9.682 | 9.985 | 10.291 | 10.639 | 10.955 | 11.321 | 11.695 | 11.983 | 12.374 | 12.731 | 13.132
NPgY | BSP | NG FES - System Transformation | Total installed PV capacity - domestic (MW) | BRADFORD | 2.62 | 2.82 | 3.033 | 3.28 | 3.571 | 3.903 | 4.245 | 4.589 | 4.944 | 5.378 | 5.887 | 6.257 | 6.758 | 7.214 | 7.443 | 7.934 | 8.371 | 8.927 | 9.466 | 10.106 | 10.752 | 11.49 | 12.157 | 12.931 | 13.721 | 14.331 | 15.158 | 15.912 | 16.759
NPgY | BSP | NG FES - System Transformation | Total installed PV capacity - domestic (MW) | BRAMHAM | 4.14 | 4.283 | 4.435 | 4.611 | 4.819 | 5.056 | 5.3 | 5.545 | 5.799 | 6.109 | 6.472 | 6.736 | 7.094 | 7.42 | 7.583 | 7.933 | 8.246 | 8.643 | 9.027 | 9.484 | 9.946 | 10.472 | 10.948 | 11.501 | 12.065 | 12.501 | 13.091 | 13.629 | 14.234
NPgY | BSP | NG FES - System Transformation | Total installed PV capacity - domestic (MW) | BRANSHOLME | 5.097 | 5.243 | 5.398 | 5.578 | 5.789 | 6.031 | 6.279 | 6.53 | 6.788 | 7.104 | 7.474 | 7.743 | 8.108 | 8.439 | 8.606 | 8.963 | 9.281 | 9.685 | 10.077 | 10.543 | 11.013 | 11.549 | 12.034 | 12.598 | 13.172 | 13.616 | 14.217 | 14.766 | 15.382
NPgY | BSP | NG FES - System Transformation | Total installed PV capacity - domestic (MW) | BRIGHOUSE 132/33KV | 3.902 | 4.069 | 4.247 | 4.453 | 4.696 | 4.974 | 5.259 | 5.547 | 5.843 | 6.206 | 6.631 | 6.94 | 7.359 | 7.74 | 7.931 | 8.341 | 8.706 | 9.171 | 9.621 | 10.156 | 10.695 | 11.311 | 11.869 | 12.516 | 13.176 | 13.685 | 14.376 | 15.006 | 15.714
NPgY | BSP | NG FES - System Transformation | Total installed PV capacity - domestic (MW) | DONCASTER B/THORPE MARSH | 21.074 | 21.539 | 22.032 | 22.608 | 23.284 | 24.055 | 24.848 | 25.648 | 26.472 | 27.482 | 28.663 | 29.522 | 30.687 | 31.747 | 32.278 | 33.418 | 34.434 | 35.726 | 36.978 | 38.465 | 39.966 | 41.679 | 43.229 | 45.028 | 46.863 | 48.281 | 50.201 | 51.952 | 53.921
NPgY | BSP | NG FES - System Transformation | Total installed PV capacity - domestic (MW) | DONCASTER CENTRAL | 2.184 | 2.257 | 2.334 | 2.424 | 2.529 | 2.65 | 2.774 | 2.899 | 3.027 | 3.185 | 3.37 | 3.504 | 3.686 | 3.851 | 3.934 | 4.112 | 4.271 | 4.473 | 4.668 | 4.901 | 5.135 | 5.402 | 5.645 | 5.926 | 6.212 | 6.434 | 6.733 | 7.007 | 7.315
NPgY | BSP | NG FES - System Transformation | Total installed PV capacity - domestic (MW) | DRIFFIELD/BEVERLEY GROUP | 10.711 | 11.117 | 11.547 | 12.048 | 12.637 | 13.31 | 14.001 | 14.698 | 15.416 | 16.296 | 17.326 | 18.074 | 19.09 | 20.014 | 20.477 | 21.47 | 22.356 | 23.482 | 24.573 | 25.869 | 27.177 | 28.67 | 30.02 | 31.589 | 33.188 | 34.423 | 36.097 | 37.623 | 39.339
NPgY | BSP | NG FES - System Transformation | Total installed PV capacity - domestic (MW) | FEATHERSTONE | 5.19 | 5.369 | 5.559 | 5.78 | 6.039 | 6.335 | 6.64 | 6.947 | 7.264 | 7.651 | 8.105 | 8.435 | 8.882 | 9.289 | 9.493 | 9.931 | 10.321 | 10.817 | 11.298 | 11.869 | 12.445 | 13.103 | 13.698 | 14.389 | 15.094 | 15.638 | 16.376 | 17.048 | 17.804
NPgY | BSP | NG FES - System Transformation | Total installed PV capacity - domestic (MW) | GIRLINGTON | 1.433 | 1.554 | 1.683 | 1.834 | 2.011 | 2.213 | 2.42 | 2.629 | 2.845 | 3.109 | 3.419 | 3.643 | 3.948 | 4.225 | 4.364 | 4.663 | 4.929 | 5.267 | 5.594 | 5.983 | 6.376 | 6.824 | 7.23 | 7.701 | 8.181 | 8.552 | 9.054 | 9.512 | 10.027
NPgY | BSP | NG FES - System Transformation | Total installed PV capacity - domestic (MW) | HALIFAX 132/33KV | 0.952 | 1.017 | 1.087 | 1.168 | 1.263 | 1.371 | 1.483 | 1.596 | 1.712 | 1.854 | 2.02 | 2.141 | 2.305 | 2.454 | 2.529 | 2.689 | 2.832 | 3.014 | 3.191 | 3.4 | 3.611 | 3.852 | 4.07 | 4.324 | 4.582 | 4.782 | 5.052 | 5.298 | 5.575
NPgY | BSP | NG FES - System Transformation | Total installed PV capacity - domestic (MW) | HECKMONDWIKE | 3.833 | 3.973 | 4.12 | 4.293 | 4.495 | 4.726 | 4.963 | 5.203 | 5.45 | 5.752 | 6.106 | 6.363 | 6.712 | 7.029 | 7.189 | 7.53 | 7.834 | 8.221 | 8.596 | 9.041 | 9.491 | 10.004 | 10.468 | 11.007 | 11.556 | 11.981 | 12.556 | 13.08 | 13.67
NPgY | BSP | NG FES - System Transformation | Total installed PV capacity - domestic (MW) | HOLMFIELD | 4.887 | 5.106 | 5.338 | 5.609 | 5.927 | 6.29 | 6.663 | 7.039 | 7.427 | 7.902 | 8.457 | 8.861 | 9.41 | 9.908 | 10.158 | 10.694 | 11.172 | 11.78 | 12.369 | 13.068 | 13.774 | 14.58 | 15.309 | 16.156 | 17.019 | 17.686 | 18.589 | 19.412 | 20.339
NPgY | BSP | NG FES - System Transformation | Total installed PV capacity - domestic (MW) | HULL EAST 132/33KV | 4.241 | 4.411 | 4.59 | 4.799 | 5.045 | 5.325 | 5.614 | 5.905 | 6.204 | 6.571 | 7.001 | 7.313 | 7.737 | 8.122 | 8.316 | 8.73 | 9.099 | 9.569 | 10.024 | 10.565 | 11.111 | 11.734 | 12.297 | 12.951 | 13.619 | 14.134 | 14.832 | 15.469 | 16.185
NPgY | BSP | NG FES - System Transformation | Total installed PV capacity - domestic (MW) | HULL SOUTH | 2.742 | 2.928 | 3.124 | 3.353 | 3.622 | 3.929 | 4.245 | 4.563 | 4.892 | 5.294 | 5.764 | 6.106 | 6.57 | 6.992 | 7.204 | 7.658 | 8.062 | 8.576 | 9.075 | 9.667 | 10.265 | 10.947 | 11.564 | 12.28 | 13.011 | 13.575 | 14.34 | 15.037 | 15.821
NPgY | BSP | NG FES - System Transformation | Total installed PV capacity - domestic (MW) | HULL WEST | 4.003 | 4.193 | 4.394 | 4.629 | 4.905 | 5.22 | 5.543 | 5.869 | 6.206 | 6.618 | 7.1 | 7.45 | 7.926 | 8.358 | 8.575 | 9.04 | 9.454 | 9.981 | 10.492 | 11.099 | 11.711 | 12.41 | 13.042 | 13.776 | 14.525 | 15.103 | 15.887 | 16.601 | 17.405
NPgY | BSP | NG FES - System Transformation | Total installed PV capacity - domestic (MW) | HUMBERSTON | 1.995 | 2.113 | 2.237 | 2.382 | 2.553 | 2.747 | 2.947 | 3.149 | 3.357 | 3.612 | 3.91 | 4.126 | 4.421 | 4.688 | 4.822 | 5.109 | 5.366 | 5.692 | 6.008 | 6.383 | 6.761 | 7.193 | 7.584 | 8.038 | 8.501 | 8.859 | 9.343 | 9.785 | 10.282
NPgY | BSP | NG FES - System Transformation | Total installed PV capacity - domestic (MW) | HUNNINGLEY | 3.416 | 3.488 | 3.564 | 3.652 | 3.756 | 3.875 | 3.997 | 4.12 | 4.247 | 4.403 | 4.585 | 4.717 | 4.896 | 5.059 | 5.141 | 5.317 | 5.473 | 5.672 | 5.865 | 6.094 | 6.325 | 6.589 | 6.827 | 7.104 | 7.387 | 7.605 | 7.901 | 8.17 | 8.473
NPgY | BSP | NG FES - System Transformation | Total installed PV capacity - domestic (MW) | HUNSHELF | 3.503 | 3.582 | 3.665 | 3.762 | 3.876 | 4.006 | 4.139 | 4.274 | 4.413 | 4.583 | 4.782 | 4.926 | 5.123 | 5.301 | 5.39 | 5.582 | 5.754 | 5.971 | 6.182 | 6.433 | 6.685 | 6.974 | 7.235 | 7.538 | 7.847 | 8.086 | 8.409 | 8.704 | 9.036
NPgY | BSP | NG FES - System Transformation | Total installed PV capacity - domestic (MW) | IMMINGHAM | 3.09 | 3.153 | 3.22 | 3.299 | 3.391 | 3.496 | 3.604 | 3.713 | 3.826 | 3.963 | 4.124 | 4.242 | 4.4 | 4.545 | 4.617 | 4.773 | 4.911 | 5.087 | 5.258 | 5.461 | 5.666 | 5.899 | 6.11 | 6.356 | 6.606 | 6.799 | 7.061 | 7.3 | 7.568
NPgY | BSP | NG FES - System Transformation | Total installed PV capacity - domestic (MW) | KIRKHAW LANE | 3.313 | 3.42 | 3.533 | 3.664 | 3.818 | 3.995 | 4.176 | 4.358 | 4.547 | 4.777 | 5.047 | 5.244 | 5.51 | 5.752 | 5.873 | 6.134 | 6.366 | 6.661 | 6.947 | 7.287 | 7.63 | 8.021 | 8.375 | 8.786 | 9.205 | 9.529 | 9.968 | 10.368 | 10.818
NPgY | BSP | NG FES - System Transformation | Total installed PV capacity - domestic (MW) | KIRKSTALL C 2/5 | 0.327 | 0.367 | 0.409 | 0.458 | 0.516 | 0.583 | 0.651 | 0.72 | 0.79 | 0.877 | 0.979 | 1.053 | 1.153 | 1.244 | 1.289 | 1.387 | 1.475 | 1.586 | 1.693 | 1.821 | 1.95 | 2.097 | 2.23 | 2.385 | 2.543 | 2.665 | 2.83 | 2.98 | 3.149
NPgY | BSP | NG FES - System Transformation | Total installed PV capacity - domestic (MW) | KIRKSTALL C/RING ROAD HORSFORTH | 4.714 | 4.977 | 5.256 | 5.581 | 5.963 | 6.4 | 6.848 | 7.3 | 7.766 | 8.337 | 9.005 | 9.491 | 10.15 | 10.749 | 11.05 | 11.694 | 12.269 | 12.999 | 13.707 | 14.548 | 15.397 | 16.365 | 17.241 | 18.259 | 19.297 | 20.098 | 21.184 | 22.174 | 23.287
NPgY | BSP | NG FES - System Transformation | Total installed PV capacity - domestic (MW) | LEEDS EAST | 2.263 | 2.444 | 2.636 | 2.86 | 3.122 | 3.422 | 3.73 | 4.041 | 4.362 | 4.754 | 5.213 | 5.547 | 6 | 6.412 | 6.618 | 7.062 | 7.457 | 7.959 | 8.445 | 9.023 | 9.607 | 10.272 | 10.875 | 11.574 | 12.288 | 12.839 | 13.585 | 14.265 | 15.031
NPgY | BSP | NG FES - System Transformation | Total installed PV capacity - domestic (MW) | LEEDS NORTH | 1.513 | 1.641 | 1.776 | 1.934 | 2.12 | 2.332 | 2.55 | 2.77 | 2.996 | 3.274 | 3.598 | 3.834 | 4.155 | 4.446 | 4.592 | 4.905 | 5.184 | 5.539 | 5.883 | 6.292 | 6.704 | 7.175 | 7.6 | 8.095 | 8.599 | 8.989 | 9.516 | 9.997 | 10.538
NPgY | BSP | NG FES - System Transformation | Total installed PV capacity - domestic (MW) | LINDLEY | 5.149 | 5.351 | 5.564 | 5.813 | 6.105 | 6.439 | 6.782 | 7.129 | 7.485 | 7.922 | 8.434 | 8.805 | 9.309 | 9.768 | 9.998 | 10.491 | 10.931 | 11.49 | 12.032 | 12.675 | 13.325 | 14.066 | 14.737 | 15.515 | 16.31 | 16.923 | 17.754 | 18.512 | 19.364
NPgY | BSP | NG FES - System Transformation | Total installed PV capacity - domestic (MW) | LOW ROAD | 1.875 | 1.98 | 2.092 | 2.222 | 2.375 | 2.55 | 2.729 | 2.91 | 3.097 | 3.325 | 3.592 | 3.787 | 4.05 | 4.29 | 4.41 | 4.668 | 4.898 | 5.19 | 5.474 | 5.81 | 6.15 | 6.537 | 6.888 | 7.295 | 7.71 | 8.031 | 8.465 | 8.862 | 9.307
NPgY | BSP | NG FES - System Transformation | Total installed PV capacity - domestic (MW) | MALLARD WAY | 1.715 | 1.801 | 1.892 | 1.999 | 2.124 | 2.267 | 2.413 | 2.561 | 2.714 | 2.901 | 3.12 | 3.279 | 3.494 | 3.69 | 3.789 | 4 | 4.188 | 4.427 | 4.659 | 4.934 | 5.212 | 5.529 | 5.816 | 6.149 | 6.489 | 6.751 | 7.106 | 7.43 | 7.795
NPgY | BSP | NG FES - System Transformation | Total installed PV capacity - domestic (MW) | MENSTON | 3.21 | 3.335 | 3.468 | 3.624 | 3.806 | 4.014 | 4.227 | 4.443 | 4.665 | 4.937 | 5.256 | 5.488 | 5.802 | 6.087 | 6.231 | 6.538 | 6.812 | 7.16 | 7.498 | 7.899 | 8.303 | 8.765 | 9.183 | 9.668 | 10.163 | 10.545 | 11.062 | 11.534 | 12.065
NPgY | BSP | NG FES - System Transformation | Total installed PV capacity - domestic (MW) | MOSS ROAD | 1.115 | 1.2 | 1.291 | 1.396 | 1.521 | 1.662 | 1.808 | 1.955 | 2.106 | 2.292 | 2.509 | 2.666 | 2.881 | 3.075 | 3.173 | 3.382 | 3.569 | 3.806 | 4.036 | 4.309 | 4.585 | 4.9 | 5.184 | 5.515 | 5.852 | 6.112 | 6.465 | 6.787 | 7.148
NPgY | BSP | NG FES - System Transformation | Total installed PV capacity - domestic (MW) | OSGODBY 1/2 | 0 | 0 | 0 | 0 | 0 | 0 | 0 | 0 | 0 | 0 | 0 | 0 | 0 | 0 | 0 | 0 | 0 | 0 | 0 | 0 | 0 | 0 | 0 | 0 | 0 | 0 | 0 | 0 | 0
NPgY | BSP | NG FES - System Transformation | Total installed PV capacity - domestic (MW) | OSGODBY 3/4 | 1.166 | 1.317 | 1.477 | 1.664 | 1.883 | 2.133 | 2.39 | 2.649 | 2.916 | 3.244 | 3.627 | 3.905 | 4.283 | 4.626 | 4.798 | 5.168 | 5.497 | 5.916 | 6.322 | 6.804 | 7.291 | 7.846 | 8.348 | 8.931 | 9.526 | 9.986 | 10.608 | 11.176 | 11.814
NPgY | BSP | NG FES - System Transformation | Total installed PV capacity - domestic (MW) | RODLEY | 3.147 | 3.329 | 3.522 | 3.747 | 4.011 | 4.313 | 4.623 | 4.935 | 5.258 | 5.652 | 6.114 | 6.45 | 6.906 | 7.32 | 7.528 | 7.973 | 8.371 | 8.876 | 9.365 | 9.946 | 10.533 | 11.203 | 11.809 | 12.512 | 13.23 | 13.784 | 14.534 | 15.219 | 15.989
NPgY | BSP | NG FES - System Transformation | Total installed PV capacity - domestic (MW) | SAINT ANDREWS ROAD 132/33KV | 3.438 | 3.604 | 3.78 | 3.985 | 4.227 | 4.502 | 4.785 | 5.071 | 5.365 | 5.726 | 6.148 | 6.454 | 6.87 | 7.249 | 7.438 | 7.845 | 8.208 | 8.669 | 9.117 | 9.648 | 10.183 | 10.795 | 11.348 | 11.991 | 12.646 | 13.152 | 13.838 | 14.463 | 15.166
NPgY | BSP | NG FES - System Transformation | Total installed PV capacity - domestic (MW) | SALTEND 132/33KV | 0.004 | 0.004 | 0.004 | 0.004 | 0.005 | 0.005 | 0.005 | 0.005 | 0.006 | 0.006 | 0.006 | 0.007 | 0.007 | 0.007 | 0.007 | 0.008 | 0.008 | 0.008 | 0.009 | 0.009 | 0.01 | 0.01 | 0.011 | 0.011 | 0.012 | 0.012 | 0.013 | 0.013 | 0.014
NPgY | BSP | NG FES - System Transformation | Total installed PV capacity - domestic (MW) | SANTON | 6.704 | 6.853 | 7.011 | 7.195 | 7.411 | 7.657 | 7.91 | 8.166 | 8.429 | 8.752 | 9.13 | 9.404 | 9.776 | 10.115 | 10.285 | 10.649 | 10.974 | 11.386 | 11.786 | 12.262 | 12.741 | 13.288 | 13.784 | 14.359 | 14.945 | 15.398 | 16.011 | 16.571 | 17.2
NPgY | BSP | NG FES - System Transformation | Total installed PV capacity - domestic (MW) | SCUNTHORPE NORTH | 3.416 | 3.515 | 3.619 | 3.74 | 3.883 | 4.046 | 4.214 | 4.383 | 4.557 | 4.771 | 5.02 | 5.202 | 5.448 | 5.672 | 5.785 | 6.026 | 6.24 | 6.513 | 6.778 | 7.093 | 7.41 | 7.772 | 8.099 | 8.48 | 8.868 | 9.167 | 9.573 | 9.943 | 10.36
NPgY | BSP | NG FES - System Transformation | Total installed PV capacity - domestic (MW) | SCUNTHORPE SOUTH | 7.866 | 8.043 | 8.23 | 8.449 | 8.706 | 8.999 | 9.3 | 9.604 | 9.917 | 10.301 | 10.75 | 11.076 | 11.519 | 11.922 | 12.124 | 12.557 | 12.943 | 13.434 | 13.91 | 14.475 | 15.045 | 15.696 | 16.285 | 16.969 | 17.666 | 18.205 | 18.935 | 19.6 | 20.348
NPgY | BSP | NG FES - System Transformation | Total installed PV capacity - domestic (MW) | SILSDEN | 5.921 | 6.227 | 6.551 | 6.93 | 7.374 | 7.882 | 8.403 | 8.929 | 9.471 | 10.135 | 10.913 | 11.477 | 12.244 | 12.941 | 13.29 | 14.04 | 14.709 | 15.558 | 16.382 | 17.36 | 18.347 | 19.473 | 20.493 | 21.676 | 22.883 | 23.816 | 25.078 | 26.23 | 27.525
NPgY | BSP | NG FES - System Transformation | Total installed PV capacity - domestic (MW) | SOWERBY BRIDGE 132/33KV | 3.987 | 4.164 | 4.351 | 4.569 | 4.826 | 5.118 | 5.419 | 5.723 | 6.036 | 6.419 | 6.867 | 7.193 | 7.635 | 8.038 | 8.239 | 8.672 | 9.058 | 9.548 | 10.023 | 10.587 | 11.157 | 11.807 | 12.395 | 13.078 | 13.774 | 14.312 | 15.041 | 15.705 | 16.453
NPgY | BSP | NG FES - System Transformation | Total installed PV capacity - domestic (MW) | STAYGATE | 3.233 | 3.392 | 3.561 | 3.757 | 3.988 | 4.252 | 4.523 | 4.796 | 5.078 | 5.423 | 5.827 | 6.121 | 6.519 | 6.881 | 7.063 | 7.452 | 7.8 | 8.241 | 8.669 | 9.178 | 9.69 | 10.276 | 10.806 | 11.421 | 12.048 | 12.532 | 13.189 | 13.787 | 14.46
NPgY | BSP | NG FES - System Transformation | Total installed PV capacity - domestic (MW) | THORNHILL 132KV | 7.083 | 7.338 | 7.609 | 7.924 | 8.295 | 8.717 | 9.152 | 9.591 | 10.042 | 10.596 | 11.244 | 11.714 | 12.353 | 12.934 | 13.225 | 13.85 | 14.407 | 15.115 | 15.802 | 16.617 | 17.44 | 18.379 | 19.228 | 20.215 | 21.221 | 21.998 | 23.05 | 24.01 | 25.09
NPgY | BSP | NG FES - System Transformation | Total installed PV capacity - domestic (MW) | WAKEFIELD MONCKTON ROAD | 2.701 | 2.818 | 2.942 | 3.088 | 3.258 | 3.453 | 3.653 | 3.854 | 4.062 | 4.317 | 4.615 | 4.831 | 5.125 | 5.393 | 5.527 | 5.814 | 6.07 | 6.396 | 6.712 | 7.087 | 7.466 | 7.898 | 8.289 | 8.742 | 9.205 | 9.563 | 10.047 | 10.489 | 10.985
NPgY | BSP | NG FES - System Transformation | Total installed PV capacity - domestic (MW) | WAKEFIELD NORTH | 4.576 | 4.771 | 4.978 | 5.22 | 5.504 | 5.828 | 6.161 | 6.496 | 6.843 | 7.266 | 7.763 | 8.123 | 8.613 | 9.058 | 9.281 | 9.76 | 10.186 | 10.729 | 11.254 | 11.879 | 12.509 | 13.228 | 13.879 | 14.635 | 15.406 | 16.001 | 16.807 | 17.542 | 18.369
NPgY | BSP | NG FES - System Transformation | Total installed PV capacity - domestic (MW) | WEST MELTON | 11.59 | 11.934 | 12.298 | 12.723 | 13.222 | 13.791 | 14.377 | 14.967 | 15.576 | 16.321 | 17.193 | 17.827 | 18.688 | 19.47 | 19.862 | 20.704 | 21.454 | 22.407 | 23.332 | 24.43 | 25.537 | 26.802 | 27.946 | 29.275 | 30.629 | 31.676 | 33.093 | 34.386 | 35.84
NPgY | BSP | NG FES - System Transformation | Total installed PV capacity - domestic (MW) | WHINMOOR | 4.395 | 4.577 | 4.769 | 4.993 | 5.257 | 5.557 | 5.866 | 6.178 | 6.5 | 6.893 | 7.354 | 7.688 | 8.143 | 8.556 | 8.763 | 9.207 | 9.603 | 10.107 | 10.595 | 11.175 | 11.76 | 12.427 | 13.031 | 13.733 | 14.448 | 15.001 | 15.749 | 16.432 | 17.199
NPgY | BSP | NG FES - System Transformation | Total installed PV capacity - domestic (MW) | WOLD NEWTON | 5.732 | 5.83 | 5.933 | 6.054 | 6.196 | 6.358 | 6.524 | 6.692 | 6.865 | 7.076 | 7.324 | 7.504 | 7.749 | 7.971 | 8.082 | 8.321 | 8.534 | 8.805 | 9.068 | 9.38 | 9.694 | 10.054 | 10.379 | 10.756 | 11.141 | 11.438 | 11.841 | 12.208 | 12.621
NPgY | BSP | NG FES - System Transformation | Total installed PV capacity - domestic (MW) | YARBOROUGH ROAD 132/33KV | 5.62 | 5.801 | 5.992 | 6.215 | 6.476 | 6.775 | 7.083 | 7.392 | 7.712 | 8.103 | 8.561 | 8.893 | 9.345 | 9.756 | 9.961 | 10.403 | 10.797 | 11.297 | 11.782 | 12.359 | 12.94 | 13.604 | 14.204 | 14.901 | 15.612 | 16.161 | 16.905 | 17.584 | 18.347
NPgN | BSP | NPg Best View | Number of electric cars and vans (hybrid and full electric) | ANNFIELD | 542 | 1088 | 2368 | 4182 | 6900 | 9738 | 12781 | 15961 | 19680 | 23404 | 26950 | 30281 | 33351 | 35971 | 38097 | 39952 | 41551 | 42912 | 44030 | 44918 | 45619 | 46151 | 46547 | 46845 | 47046 | 47210 | 47358 | 47502 | 47648
NPgN | BSP | NPg Best View | Number of electric cars and vans (hybrid and full electric) | BARRACK ROAD | 312 | 584 | 1187 | 1960 | 3024 | 3997 | 5043 | 6130 | 7390 | 8653 | 9860 | 10993 | 12039 | 12932 | 13655 | 14286 | 14830 | 15292 | 15672 | 15974 | 16213 | 16395 | 16530 | 16633 | 16702 | 16758 | 16809 | 16858 | 16908
NPgN | BSP | NPg Best View | Number of electric cars and vans (hybrid and full electric) | BLUCHER | 678 | 1275 | 2601 | 4311 | 6680 | 8869 | 11221 | 13664 | 16501 | 19343 | 22059 | 24609 | 26963 | 28970 | 30598 | 32017 | 33241 | 34281 | 35136 | 35817 | 36354 | 36763 | 37067 | 37297 | 37453 | 37580 | 37694 | 37805 | 37917
NPgN | BSP | NPg Best View | Number of electric cars and vans (hybrid and full electric) | BOWESFIELD | 919 | 1772 | 3711 | 6317 | 10059 | 13727 | 17664 | 21766 | 26546 | 31333 | 35900 | 40189 | 44145 | 47520 | 50257 | 52644 | 54703 | 56455 | 57893 | 59037 | 59940 | 60627 | 61138 | 61523 | 61784 | 61995 | 62187 | 62372 | 62561
NPgN | BSP | NPg Best View | Number of electric cars and vans (hybrid and full electric) | CHIRTON GRANGE | 667 | 1277 | 2654 | 4482 | 7081 | 9589 | 12282 | 15085 | 18348 | 21617 | 24736 | 27666 | 30368 | 32674 | 34543 | 36174 | 37580 | 38776 | 39758 | 40540 | 41157 | 41626 | 41975 | 42239 | 42417 | 42562 | 42693 | 42819 | 42948
NPgN | BSP | NPg Best View | Number of electric cars and vans (hybrid and full electric) | COALBURNS | 552 | 1009 | 1995 | 3198 | 4778 | 6099 | 7521 | 8991 | 10686 | 12385 | 14013 | 15543 | 16955 | 18159 | 19135 | 19985 | 20719 | 21342 | 21854 | 22262 | 22585 | 22830 | 23014 | 23152 | 23247 | 23324 | 23393 | 23459 | 23526
NPgN | BSP | NPg Best View | Number of electric cars and vans (hybrid and full electric) | DARLINGTON CENTRAL | 535 | 1012 | 2078 | 3466 | 5407 | 7229 | 9185 | 11220 | 13584 | 15953 | 18214 | 20339 | 22299 | 23971 | 25326 | 26508 | 27528 | 28395 | 29107 | 29674 | 30121 | 30462 | 30715 | 30907 | 31036 | 31142 | 31237 | 31329 | 31422
NPgN | BSP | NPg Best View | Number of electric cars and vans (hybrid and full electric) | DARLINGTON NORTH | 518 | 1026 | 2207 | 3855 | 6295 | 8801 | 11488 | 14295 | 17573 | 20857 | 23985 | 26922 | 29631 | 31942 | 33817 | 35453 | 36863 | 38064 | 39049 | 39833 | 40451 | 40921 | 41270 | 41533 | 41711 | 41856 | 41987 | 42113 | 42242
NPgN | BSP | NPg Best View | Number of electric cars and vans (hybrid and full electric) | DUNSTON | 884 | 1679 | 3460 | 5796 | 9081 | 12194 | 15536 | 19014 | 23059 | 27109 | 30977 | 34610 | 37961 | 40820 | 43138 | 45159 | 46903 | 48386 | 49604 | 50572 | 51338 | 51919 | 52353 | 52680 | 52901 | 53082 | 53244 | 53401 | 53561
NPgN | BSP | NPg Best View | Number of electric cars and vans (hybrid and full electric) | FLATWORTH | 270 | 537 | 1158 | 2028 | 3318 | 4647 | 6073 | 7562 | 9302 | 11044 | 12704 | 14263 | 15700 | 16927 | 17921 | 18789 | 19538 | 20175 | 20698 | 21113 | 21442 | 21691 | 21876 | 22016 | 22110 | 22187 | 22256 | 22324 | 22392
NPgN | BSP | NPg Best View | Number of electric cars and vans (hybrid and full electric) | GOSFORTH | 618 | 1177 | 2430 | 4080 | 6406 | 8621 | 11000 | 13475 | 16354 | 19238 | 21991 | 24576 | 26962 | 28997 | 30647 | 32086 | 33327 | 34382 | 35249 | 35939 | 36484 | 36898 | 37206 | 37439 | 37596 | 37724 | 37840 | 37952 | 38065
NPgN | BSP | NPg Best View | Number of electric cars and vans (hybrid and full electric) | HARROGATE 132/33KV | 922 | 1679 | 3310 | 5286 | 7863 | 9989 | 12277 | 14641 | 17365 | 20095 | 22711 | 25170 | 27440 | 29377 | 30945 | 32312 | 33490 | 34491 | 35315 | 35971 | 36490 | 36884 | 37180 | 37402 | 37555 | 37679 | 37790 | 37896 | 38005
NPgN | BSP | NPg Best View | Number of electric cars and vans (hybrid and full electric) | HUSTHWAITE | 262 | 492 | 1003 | 1659 | 2565 | 3398 | 4293 | 5224 | 6303 | 7384 | 8418 | 9388 | 10284 | 11048 | 11667 | 12207 | 12673 | 13069 | 13394 | 13653 | 13858 | 14013 | 14129 | 14217 | 14276 | 14324 | 14368 | 14410 | 14452
NPgN | BSP | NPg Best View | Number of electric cars and vans (hybrid and full electric) | LEEMING BAR_SKEEBY | 792 | 1568 | 3365 | 5868 | 9565 | 13351 | 17412 | 21652 | 26604 | 31563 | 36289 | 40726 | 44818 | 48310 | 51142 | 53613 | 55744 | 57557 | 59046 | 60229 | 61164 | 61873 | 62401 | 62799 | 63067 | 63286 | 63484 | 63675 | 63870
NPgN | BSP | NPg Best View | Number of electric cars and vans (hybrid and full electric) | LINTON | 695 | 1303 | 2651 | 4384 | 6775 | 8970 | 11329 | 13779 | 16623 | 19471 | 22193 | 24750 | 27109 | 29122 | 30753 | 32176 | 33403 | 34446 | 35303 | 35985 | 36524 | 36933 | 37239 | 37469 | 37626 | 37753 | 37868 | 37978 | 38091
NPgN | BSP | NPg Best View | Number of electric cars and vans (hybrid and full electric) | MALTON GRID | 820 | 1560 | 3222 | 5410 | 8495 | 11434 | 14589 | 17873 | 21693 | 25519 | 29171 | 32601 | 35766 | 38466 | 40655 | 42564 | 44210 | 45610 | 46761 | 47676 | 48398 | 48948 | 49357 | 49665 | 49875 | 50045 | 50198 | 50346 | 50497
NPgN | BSP | NPg Best View | Number of electric cars and vans (hybrid and full electric) | MELROSEGATE | 1487 | 2756 | 5538 | 9033 | 13758 | 17937 | 22431 | 27090 | 32484 | 37889 | 43058 | 47915 | 52397 | 56221 | 59319 | 62021 | 64350 | 66330 | 67958 | 69253 | 70277 | 71056 | 71637 | 72076 | 72374 | 72617 | 72835 | 73046 | 73259
NPgN | BSP | NPg Best View | Number of electric cars and vans (hybrid and full electric) | NORTH TEES | 610 | 1216 | 2627 | 4611 | 7561 | 10614 | 13887 | 17306 | 21302 | 25304 | 29116 | 32695 | 35996 | 38813 | 41098 | 43091 | 44810 | 46273 | 47474 | 48428 | 49182 | 49754 | 50180 | 50501 | 50717 | 50893 | 51053 | 51207 | 51364
NPgN | BSP | NPg Best View | Number of electric cars and vans (hybrid and full electric) | POTTER HOUSE | 892 | 1685 | 3454 | 5752 | 8957 | 11953 | 15172 | 18518 | 22406 | 26300 | 30019 | 33513 | 36736 | 39486 | 41716 | 43660 | 45336 | 46762 | 47933 | 48865 | 49601 | 50161 | 50578 | 50893 | 51106 | 51279 | 51436 | 51587 | 51740
NPgN | BSP | NPg Best View | Number of electric cars and vans (hybrid and full electric) | RAVENSWORTH | 280 | 529 | 1085 | 1809 | 2821 | 3771 | 4791 | 5851 | 7084 | 8319 | 9498 | 10605 | 11627 | 12498 | 13205 | 13821 | 14353 | 14805 | 15176 | 15471 | 15705 | 15882 | 16014 | 16114 | 16182 | 16237 | 16286 | 16334 | 16383
NPgN | BSP | NPg Best View | Number of electric cars and vans (hybrid and full electric) | SCARBOROUGH GRID | 489 | 998 | 2205 | 3948 | 6596 | 9417 | 12441 | 15605 | 19307 | 23014 | 26543 | 29857 | 32911 | 35519 | 37634 | 39479 | 41071 | 42426 | 43538 | 44421 | 45119 | 45648 | 46042 | 46339 | 46538 | 46701 | 46848 | 46991 | 47136
NPgN | BSP | NPg Best View | Number of electric cars and vans (hybrid and full electric) | SEAL SANDS | 1 | 2 | 4 | 5 | 7 | 9 | 10 | 11 | 13 | 14 | 15 | 17 | 18 | 19 | 20 | 21 | 21 | 22 | 22 | 23 | 23 | 23 | 23 | 23 | 23 | 23 | 24 | 24 | 24
NPgN | BSP | NPg Best View | Number of electric cars and vans (hybrid and full electric) | SPADEADAM 33KV | 15 | 28 | 55 | 87 | 130 | 164 | 201 | 239 | 283 | 326 | 369 | 408 | 445 | 476 | 501 | 523 | 542 | 558 | 572 | 582 | 590 | 597 | 602 | 605 | 608 | 610 | 611 | 613 | 615
NPgN | BSP | NPg Best View | Number of electric cars and vans (hybrid and full electric) | SPENNYMOOR 132/66KV | 1012 | 1972 | 4173 | 7175 | 11540 | 15902 | 20583 | 25465 | 31159 | 36862 | 42299 | 47405 | 52114 | 56133 | 59392 | 62234 | 64686 | 66772 | 68484 | 69846 | 70922 | 71738 | 72347 | 72805 | 73115 | 73366 | 73594 | 73814 | 74039
NPgN | BSP | NPg Best View | Number of electric cars and vans (hybrid and full electric) | TORONTO | 451 | 908 | 1982 | 3508 | 5800 | 8203 | 10779 | 13471 | 16620 | 19773 | 22776 | 25595 | 28195 | 30413 | 32213 | 33783 | 35138 | 36290 | 37236 | 37988 | 38582 | 39032 | 39367 | 39620 | 39790 | 39928 | 40054 | 40175 | 40299
NPgN | BSP | NPg Best View | Number of electric cars and vans (hybrid and full electric) | WORMALD GREEN 132/33KV | 670 | 1223 | 2416 | 3867 | 5769 | 7352 | 9055 | 10816 | 12846 | 14880 | 16829 | 18661 | 20352 | 21794 | 22962 | 23981 | 24859 | 25605 | 26218 | 26707 | 27093 | 27387 | 27607 | 27773 | 27887 | 27979 | 28061 | 28141 | 28221
NPgY | BSP | NPg Best View | Number of electric cars and vans (hybrid and full electric) | ATTERCLIFFE | 330 | 575 | 1102 | 1816 | 2870 | 4081 | 5379 | 6737 | 8326 | 9901 | 11399 | 12805 | 14099 | 15201 | 16109 | 16902 | 17585 | 18167 | 18645 | 19024 | 19324 | 19551 | 19720 | 19847 | 19933 | 20003 | 20066 | 20127 | 20190
NPgY | BSP | NPg Best View | Number of electric cars and vans (hybrid and full electric) | BARUGH 132/66KV | 832 | 1426 | 2693 | 4378 | 6833 | 9610 | 12587 | 15699 | 19340 | 22946 | 26377 | 29597 | 32563 | 35088 | 37169 | 38984 | 40550 | 41882 | 42976 | 43846 | 44532 | 45053 | 45440 | 45732 | 45929 | 46089 | 46234 | 46374 | 46518
NPgY | BSP | NPg Best View | Number of electric cars and vans (hybrid and full electric) | BEESTON ROYDS 132/33KV | 2955 | 4482 | 7456 | 10621 | 14426 | 17583 | 20988 | 24478 | 28461 | 32411 | 36212 | 39783 | 43080 | 45885 | 48187 | 50194 | 51923 | 53391 | 54600 | 55564 | 56327 | 56909 | 57346 | 57676 | 57904 | 58089 | 58253 | 58411 | 58570
NPgY | BSP | NPg Best View | Number of electric cars and vans (hybrid and full electric) | BEVERLEY 132/33KV | 883 | 1581 | 3099 | 5210 | 8379 | 12092 | 16071 | 20240 | 25126 | 29966 | 34567 | 38884 | 42859 | 46244 | 49034 | 51469 | 53569 | 55356 | 56823 | 57989 | 58909 | 59606 | 60125 | 60516 | 60778 | 60992 | 61186 | 61374 | 61566
NPgY | BSP | NPg Best View | Number of electric cars and vans (hybrid and full electric) | BINGLEY 132/33KV | 609 | 1070 | 2065 | 3422 | 5434 | 7760 | 10252 | 12861 | 15916 | 18943 | 21821 | 24522 | 27009 | 29126 | 30872 | 32395 | 33708 | 34826 | 35744 | 36473 | 37049 | 37485 | 37810 | 38055 | 38219 | 38353 | 38475 | 38592 | 38712
NPgY | BSP | NPg Best View | Number of electric cars and vans (hybrid and full electric) | BLACKBURN MEADOWS B | 253 | 419 | 768 | 1212 | 1840 | 2523 | 3256 | 4021 | 4912 | 5796 | 6637 | 7427 | 8155 | 8774 | 9285 | 9730 | 10114 | 10440 | 10708 | 10922 | 11090 | 11218 | 11313 | 11385 | 11433 | 11473 | 11508 | 11543 | 11578
NPgY | BSP | NPg Best View | Number of electric cars and vans (hybrid and full electric) | BLYTON | 516 | 911 | 1767 | 2942 | 4691 | 6722 | 8899 | 11178 | 13848 | 16493 | 19008 | 21367 | 23540 | 25390 | 26915 | 28246 | 29394 | 30371 | 31172 | 31809 | 32312 | 32694 | 32977 | 33191 | 33335 | 33451 | 33558 | 33660 | 33765
NPgY | BSP | NPg Best View | Number of electric cars and vans (hybrid and full electric) | BRADFORD | 2162 | 3348 | 5702 | 8345 | 11700 | 14789 | 18113 | 21545 | 25499 | 29418 | 33173 | 36699 | 39952 | 42720 | 44995 | 46979 | 48690 | 50143 | 51338 | 52290 | 53043 | 53616 | 54045 | 54368 | 54590 | 54770 | 54931 | 55086 | 55242
NPgY | BSP | NPg Best View | Number of electric cars and vans (hybrid and full electric) | BRAMHAM | 2175 | 3310 | 5526 | 7904 | 10790 | 13229 | 15860 | 18559 | 21646 | 24706 | 27648 | 30413 | 32964 | 35135 | 36918 | 38471 | 39811 | 40947 | 41883 | 42630 | 43220 | 43671 | 44008 | 44263 | 44439 | 44582 | 44709 | 44831 | 44954
NPgY | BSP | NPg Best View | Number of electric cars and vans (hybrid and full electric) | BRANSHOLME | 394 | 731 | 1477 | 2546 | 4181 | 6140 | 8238 | 10439 | 13023 | 15582 | 18013 | 20293 | 22393 | 24181 | 25655 | 26941 | 28051 | 28996 | 29771 | 30387 | 30873 | 31241 | 31515 | 31721 | 31859 | 31972 | 32075 | 32174 | 32275
NPgY | BSP | NPg Best View | Number of electric cars and vans (hybrid and full electric) | BRIGHOUSE 132/33KV | 706 | 1218 | 2313 | 3778 | 5924 | 8365 | 10982 | 13718 | 16920 | 20092 | 23110 | 25941 | 28549 | 30770 | 32600 | 34196 | 35573 | 36745 | 37707 | 38472 | 39075 | 39533 | 39874 | 40131 | 40303 | 40444 | 40572 | 40695 | 40821
NPgY | BSP | NPg Best View | Number of electric cars and vans (hybrid and full electric) | DONCASTER B/THORPE MARSH | 2328 | 3868 | 7090 | 11208 | 17037 | 23385 | 30196 | 37301 | 45591 | 53804 | 61628 | 68971 | 75735 | 81494 | 86239 | 90377 | 93946 | 96982 | 99476 | 101458 | 103024 | 104212 | 105098 | 105765 | 106215 | 106581 | 106913 | 107234 | 107560
NPgY | BSP | NPg Best View | Number of electric cars and vans (hybrid and full electric) | DONCASTER CENTRAL | 194 | 360 | 728 | 1253 | 2057 | 3019 | 4050 | 5131 | 6400 | 7656 | 8850 | 9970 | 11002 | 11880 | 12604 | 13236 | 13781 | 14245 | 14625 | 14928 | 15166 | 15347 | 15482 | 15583 | 15651 | 15706 | 15757 | 15805 | 15855
NPgY | BSP | NPg Best View | Number of electric cars and vans (hybrid and full electric) | DRIFFIELD/BEVERLEY GROUP | 999 | 1833 | 3667 | 6270 | 10228 | 14940 | 19987 | 25278 | 31488 | 37637 | 43481 | 48963 | 54011 | 58309 | 61853 | 64945 | 67613 | 69883 | 71746 | 73227 | 74395 | 75281 | 75939 | 76435 | 76768 | 77038 | 77285 | 77523 | 77767
NPgY | BSP | NPg Best View | Number of electric cars and vans (hybrid and full electric) | FEATHERSTONE | 719 | 1264 | 2439 | 4044 | 6425 | 9176 | 12126 | 15213 | 18829 | 22411 | 25817 | 29013 | 31956 | 34462 | 36528 | 38330 | 39884 | 41207 | 42293 | 43156 | 43837 | 44354 | 44738 | 45027 | 45222 | 45380 | 45524 | 45664 | 45806
NPgY | BSP | NPg Best View | Number of electric cars and vans (hybrid and full electric) | GIRLINGTON | 432 | 772 | 1512 | 2536 | 4072 | 5869 | 7795 | 9812 | 12177 | 14519 | 16745 | 18834 | 20758 | 22396 | 23746 | 24924 | 25940 | 26805 | 27515 | 28079 | 28524 | 28861 | 29113 | 29302 | 29429 | 29532 | 29626 | 29717 | 29810
NPgY | BSP | NPg Best View | Number of electric cars and vans (hybrid and full electric) | HALIFAX 132/33KV | 228 | 405 | 789 | 1320 | 2112 | 3035 | 4025 | 5061 | 6276 | 7479 | 8623 | 9696 | 10684 | 11526 | 12219 | 12824 | 13346 | 13791 | 14155 | 14445 | 14674 | 14847 | 14976 | 15073 | 15139 | 15192 | 15240 | 15287 | 15335
NPgY | BSP | NPg Best View | Number of electric cars and vans (hybrid and full electric) | HECKMONDWIKE | 495 | 885 | 1732 | 2908 | 4669 | 6731 | 8940 | 11255 | 13967 | 16654 | 19208 | 21605 | 23812 | 25691 | 27240 | 28591 | 29757 | 30749 | 31564 | 32211 | 32721 | 33109 | 33397 | 33614 | 33760 | 33878 | 33986 | 34090 | 34197
NPgY | BSP | NPg Best View | Number of electric cars and vans (hybrid and full electric) | HOLMFIELD | 760 | 1357 | 2653 | 4449 | 7140 | 10286 | 13657 | 17188 | 21327 | 25426 | 29323 | 32980 | 36347 | 39214 | 41577 | 43639 | 45418 | 46932 | 48174 | 49161 | 49941 | 50532 | 50971 | 51302 | 51525 | 51705 | 51870 | 52029 | 52192
NPgY | BSP | NPg Best View | Number of electric cars and vans (hybrid and full electric) | HULL EAST 132/33KV | 307 | 619 | 1328 | 2396 | 4081 | 6167 | 8401 | 10747 | 13507 | 16240 | 18835 | 21268 | 23508 | 25416 | 26990 | 28363 | 29547 | 30556 | 31383 | 32040 | 32559 | 32952 | 33243 | 33463 | 33610 | 33730 | 33839 | 33945 | 34053
NPgY | BSP | NPg Best View | Number of electric cars and vans (hybrid and full electric) | HULL SOUTH | 463 | 875 | 1792 | 3121 | 5171 | 7648 | 10301 | 13084 | 16354 | 19592 | 22667 | 25552 | 28208 | 30470 | 32335 | 33963 | 35367 | 36562 | 37543 | 38322 | 38936 | 39403 | 39749 | 40010 | 40184 | 40327 | 40456 | 40582 | 40710
NPgY | BSP | NPg Best View | Number of electric cars and vans (hybrid and full electric) | HULL WEST | 750 | 1267 | 2358 | 3783 | 5832 | 8111 | 10555 | 13107 | 16089 | 19044 | 21856 | 24496 | 26927 | 28997 | 30703 | 32190 | 33474 | 34566 | 35462 | 36175 | 36737 | 37164 | 37482 | 37722 | 37883 | 38015 | 38134 | 38249 | 38366
NPgY | BSP | NPg Best View | Number of electric cars and vans (hybrid and full electric) | HUMBERSTON | 201 | 407 | 877 | 1585 | 2703 | 4090 | 5574 | 7133 | 8968 | 10785 | 12509 | 14126 | 15615 | 16883 | 17929 | 18842 | 19629 | 20299 | 20849 | 21286 | 21631 | 21892 | 22086 | 22232 | 22329 | 22409 | 22482 | 22552 | 22624
NPgY | BSP | NPg Best View | Number of electric cars and vans (hybrid and full electric) | HUNNINGLEY | 191 | 364 | 747 | 1305 | 2166 | 3209 | 4325 | 5497 | 6874 | 8237 | 9532 | 10747 | 11865 | 12817 | 13603 | 14288 | 14879 | 15382 | 15795 | 16123 | 16382 | 16578 | 16724 | 16834 | 16907 | 16967 | 17022 | 17075 | 17129
NPgY | BSP | NPg Best View | Number of electric cars and vans (hybrid and full electric) | HUNSHELF | 554 | 897 | 1603 | 2472 | 3664 | 4910 | 6247 | 7639 | 9258 | 10862 | 12393 | 13829 | 15153 | 16279 | 17207 | 18016 | 18714 | 19308 | 19795 | 20183 | 20489 | 20722 | 20896 | 21026 | 21115 | 21187 | 21252 | 21315 | 21379
NPgY | BSP | NPg Best View | Number of electric cars and vans (hybrid and full electric) | IMMINGHAM | 230 | 394 | 742 | 1206 | 1880 | 2642 | 3458 | 4312 | 5311 | 6300 | 7241 | 8124 | 8938 | 9630 | 10201 | 10699 | 11129 | 11494 | 11794 | 12033 | 12221 | 12364 | 12470 | 12550 | 12604 | 12648 | 12688 | 12726 | 12765
NPgY | BSP | NPg Best View | Number of electric cars and vans (hybrid and full electric) | KIRKHAW LANE | 499 | 848 | 1588 | 2562 | 3970 | 5549 | 7241 | 9010 | 11078 | 13126 | 15075 | 16904 | 18589 | 20024 | 21206 | 22237 | 23127 | 23883 | 24505 | 24999 | 25389 | 25685 | 25905 | 26071 | 26183 | 26273 | 26356 | 26436 | 26517
NPgY | BSP | NPg Best View | Number of electric cars and vans (hybrid and full electric) | KIRKSTALL C 2/5 | 1366 | 2011 | 3225 | 4392 | 5633 | 6387 | 7207 | 8024 | 8924 | 9817 | 10691 | 11514 | 12277 | 12924 | 13453 | 13913 | 14310 | 14645 | 14922 | 15144 | 15320 | 15456 | 15559 | 15637 | 15693 | 15738 | 15777 | 15814 | 15851
NPgY | BSP | NPg Best View | Number of electric cars and vans (hybrid and full electric) | KIRKSTALL C/RING ROAD HORSFORTH | 8277 | 12212 | 19645 | 26851 | 34612 | 39508 | 44826 | 50145 | 56036 | 61883 | 67591 | 72960 | 77934 | 82161 | 85614 | 88619 | 91207 | 93396 | 95206 | 96656 | 97807 | 98691 | 99361 | 99868 | 100230 | 100523 | 100776 | 101017 | 101256
NPgY | BSP | NPg Best View | Number of electric cars and vans (hybrid and full electric) | LEEDS EAST | 2298 | 3539 | 5989 | 8703 | 12103 | 15159 | 18450 | 21841 | 25741 | 29606 | 33314 | 36795 | 40008 | 42741 | 44988 | 46946 | 48634 | 50068 | 51248 | 52188 | 52932 | 53498 | 53922 | 54242 | 54461 | 54639 | 54799 | 54952 | 55107
NPgY | BSP | NPg Best View | Number of electric cars and vans (hybrid and full electric) | LEEDS NORTH | 2408 | 3624 | 5970 | 8406 | 11257 | 13489 | 15899 | 18358 | 21149 | 23917 | 26588 | 29097 | 31416 | 33388 | 35005 | 36414 | 37629 | 38659 | 39508 | 40185 | 40722 | 41132 | 41440 | 41673 | 41835 | 41966 | 42082 | 42193 | 42305
NPgY | BSP | NPg Best View | Number of electric cars and vans (hybrid and full electric) | LINDLEY | 885 | 1520 | 2877 | 4685 | 7326 | 10318 | 13527 | 16881 | 20806 | 24693 | 28392 | 31863 | 35059 | 37781 | 40024 | 41981 | 43669 | 45105 | 46284 | 47221 | 47961 | 48522 | 48940 | 49255 | 49467 | 49639 | 49796 | 49947 | 50101
NPgY | BSP | NPg Best View | Number of electric cars and vans (hybrid and full electric) | LOW ROAD | 1978 | 2976 | 4904 | 6906 | 9250 | 11087 | 13072 | 15096 | 17394 | 19673 | 21872 | 23938 | 25847 | 27471 | 28803 | 29963 | 30963 | 31811 | 32510 | 33068 | 33509 | 33847 | 34101 | 34292 | 34426 | 34534 | 34629 | 34721 | 34813
NPgY | BSP | NPg Best View | Number of electric cars and vans (hybrid and full electric) | MALLARD WAY | 267 | 480 | 945 | 1592 | 2565 | 3709 | 4935 | 6219 | 7724 | 9215 | 10632 | 11962 | 13187 | 14229 | 15089 | 15839 | 16486 | 17036 | 17488 | 17847 | 18131 | 18346 | 18505 | 18626 | 18707 | 18772 | 18832 | 18890 | 18949
NPgY | BSP | NPg Best View | Number of electric cars and vans (hybrid and full electric) | MENSTON | 1617 | 2481 | 4182 | 6050 | 8370 | 10423 | 12634 | 14910 | 17524 | 20114 | 22601 | 24936 | 27091 | 28925 | 30431 | 31744 | 32877 | 33838 | 34629 | 35260 | 35758 | 36138 | 36423 | 36638 | 36785 | 36905 | 37012 | 37115 | 37219
NPgY | BSP | NPg Best View | Number of electric cars and vans (hybrid and full electric) | MOSS ROAD | 184 | 350 | 721 | 1262 | 2097 | 3110 | 4194 | 5333 | 6670 | 7994 | 9252 | 10432 | 11518 | 12443 | 13206 | 13871 | 14445 | 14934 | 15335 | 15654 | 15905 | 16096 | 16237 | 16344 | 16416 | 16474 | 16527 | 16578 | 16630
NPgY | BSP | NPg Best View | Number of electric cars and vans (hybrid and full electric) | OSGODBY 1/2 | 0 | 0 | 0 | 0 | 0 | 0 | 0 | 0 | 0 | 0 | 0 | 0 | 0 | 0 | 0 | 0 | 0 | 0 | 0 | 0 | 0 | 0 | 0 | 0 | 0 | 0 | 0 | 0 | 0
NPgY | BSP | NPg Best View | Number of electric cars and vans (hybrid and full electric) | OSGODBY 3/4 | 473 | 852 | 1679 | 2835 | 4577 | 6627 | 8823 | 11124 | 13823 | 16496 | 19037 | 21420 | 23615 | 25484 | 27025 | 28369 | 29529 | 30516 | 31326 | 31970 | 32477 | 32863 | 33149 | 33365 | 33510 | 33628 | 33735 | 33839 | 33945
NPgY | BSP | NPg Best View | Number of electric cars and vans (hybrid and full electric) | RODLEY | 2170 | 3353 | 5697 | 8316 | 11623 | 14641 | 17889 | 21241 | 25100 | 28924 | 32590 | 36033 | 39209 | 41912 | 44133 | 46070 | 47740 | 49159 | 50325 | 51255 | 51990 | 52550 | 52968 | 53284 | 53501 | 53677 | 53834 | 53985 | 54138
NPgY | BSP | NPg Best View | Number of electric cars and vans (hybrid and full electric) | SAINT ANDREWS ROAD 132/33KV | 579 | 1038 | 2039 | 3431 | 5524 | 7979 | 10610 | 13366 | 16598 | 19799 | 22841 | 25696 | 28324 | 30562 | 32408 | 34017 | 35406 | 36588 | 37558 | 38329 | 38937 | 39399 | 39742 | 40000 | 40173 | 40315 | 40443 | 40567 | 40694
NPgY | BSP | NPg Best View | Number of electric cars and vans (hybrid and full electric) | SALTEND 132/33KV | 0 | 1 | 1 | 2 | 3 | 5 | 7 | 9 | 11 | 13 | 15 | 17 | 19 | 20 | 21 | 23 | 23 | 24 | 25 | 25 | 26 | 26 | 26 | 27 | 27 | 27 | 27 | 27 | 27
NPgY | BSP | NPg Best View | Number of electric cars and vans (hybrid and full electric) | SANTON | 435 | 780 | 1531 | 2576 | 4146 | 5988 | 7962 | 10030 | 12454 | 14855 | 17138 | 19279 | 21251 | 22930 | 24315 | 25522 | 26564 | 27451 | 28178 | 28757 | 29213 | 29559 | 29817 | 30010 | 30140 | 30246 | 30343 | 30436 | 30531
NPgY | BSP | NPg Best View | Number of electric cars and vans (hybrid and full electric) | SCUNTHORPE NORTH | 179 | 355 | 753 | 1348 | 2281 | 3430 | 4662 | 5954 | 7475 | 8980 | 10410 | 11750 | 12985 | 14036 | 14903 | 15659 | 16312 | 16867 | 17323 | 17685 | 17971 | 18187 | 18348 | 18469 | 18550 | 18616 | 18676 | 18735 | 18794
NPgY | BSP | NPg Best View | Number of electric cars and vans (hybrid and full electric) | SCUNTHORPE SOUTH | 305 | 614 | 1316 | 2374 | 4043 | 6108 | 8319 | 10642 | 13374 | 16080 | 18649 | 21058 | 23276 | 25164 | 26722 | 28082 | 29254 | 30253 | 31072 | 31722 | 32236 | 32625 | 32914 | 33131 | 33277 | 33395 | 33503 | 33608 | 33715
NPgY | BSP | NPg Best View | Number of electric cars and vans (hybrid and full electric) | SILSDEN | 1117 | 1881 | 3490 | 5583 | 8584 | 11907 | 15472 | 19195 | 23544 | 27851 | 31953 | 35802 | 39348 | 42367 | 44854 | 47023 | 48895 | 50487 | 51794 | 52833 | 53654 | 54277 | 54741 | 55090 | 55326 | 55517 | 55691 | 55859 | 56030
NPgY | BSP | NPg Best View | Number of electric cars and vans (hybrid and full electric) | SOWERBY BRIDGE 132/33KV | 765 | 1308 | 2462 | 3991 | 6214 | 8718 | 11404 | 14211 | 17494 | 20746 | 23841 | 26745 | 29419 | 31697 | 33574 | 35211 | 36623 | 37824 | 38811 | 39595 | 40214 | 40684 | 41033 | 41297 | 41474 | 41618 | 41749 | 41876 | 42005
NPgY | BSP | NPg Best View | Number of electric cars and vans (hybrid and full electric) | STAYGATE | 481 | 888 | 1788 | 3071 | 5029 | 7369 | 9875 | 12504 | 15589 | 18644 | 21547 | 24271 | 26778 | 28914 | 30674 | 32210 | 33536 | 34664 | 35589 | 36325 | 36905 | 37345 | 37672 | 37918 | 38083 | 38218 | 38340 | 38459 | 38580
NPgY | BSP | NPg Best View | Number of electric cars and vans (hybrid and full electric) | THORNHILL 132KV | 929 | 1654 | 3228 | 5404 | 8659 | 12458 | 16530 | 20794 | 25792 | 30742 | 35449 | 39865 | 43931 | 47393 | 50247 | 52737 | 54886 | 56714 | 58214 | 59407 | 60347 | 61061 | 61592 | 61992 | 62260 | 62479 | 62678 | 62870 | 63066
NPgY | BSP | NPg Best View | Number of electric cars and vans (hybrid and full electric) | WAKEFIELD MONCKTON ROAD | 516 | 892 | 1698 | 2780 | 4368 | 6180 | 8121 | 10152 | 12529 | 14884 | 17124 | 19226 | 21161 | 22809 | 24168 | 25353 | 26375 | 27245 | 27959 | 28526 | 28974 | 29314 | 29567 | 29757 | 29886 | 29990 | 30085 | 30176 | 30270
NPgY | BSP | NPg Best View | Number of electric cars and vans (hybrid and full electric) | WAKEFIELD NORTH | 1176 | 1943 | 3541 | 5566 | 8415 | 11490 | 14790 | 18232 | 22244 | 26220 | 30008 | 33563 | 36839 | 39627 | 41924 | 43928 | 45656 | 47126 | 48333 | 49293 | 50051 | 50627 | 51055 | 51378 | 51597 | 51774 | 51935 | 52090 | 52248
NPgY | BSP | NPg Best View | Number of electric cars and vans (hybrid and full electric) | WEST MELTON | 2152 | 3498 | 6274 | 9706 | 14443 | 19422 | 24768 | 30334 | 36812 | 43230 | 49351 | 55096 | 60390 | 64897 | 68608 | 71845 | 74636 | 77010 | 78961 | 80512 | 81737 | 82668 | 83362 | 83884 | 84238 | 84526 | 84787 | 85038 | 85293
NPgY | BSP | NPg Best View | Number of electric cars and vans (hybrid and full electric) | WHINMOOR | 1899 | 2967 | 5105 | 7558 | 10734 | 13760 | 17015 | 20382 | 24273 | 28128 | 31818 | 35283 | 38478 | 41197 | 43433 | 45383 | 47065 | 48493 | 49668 | 50603 | 51343 | 51906 | 52326 | 52643 | 52860 | 53035 | 53193 | 53345 | 53499
NPgY | BSP | NPg Best View | Number of electric cars and vans (hybrid and full electric) | WOLD NEWTON | 541 | 965 | 1886 | 3161 | 5072 | 7305 | 9698 | 12205 | 15143 | 18053 | 20819 | 23415 | 25805 | 27841 | 29518 | 30982 | 32245 | 33320 | 34202 | 34902 | 35455 | 35875 | 36187 | 36422 | 36580 | 36708 | 36825 | 36938 | 37054
NPgY | BSP | NPg Best View | Number of electric cars and vans (hybrid and full electric) | YARBOROUGH ROAD 132/33KV | 513 | 922 | 1812 | 3052 | 4916 | 7104 | 9449 | 11906 | 14786 | 17639 | 20351 | 22896 | 25239 | 27234 | 28878 | 30313 | 31551 | 32605 | 33469 | 34156 | 34699 | 35110 | 35416 | 35646 | 35801 | 35926 | 36041 | 36152 | 36265
NPgN | BSP | NG FES - Consumer Transformation | Number of electric cars and vans (hybrid and full electric) | ANNFIELD | 542 | 1113 | 2436 | 4345 | 7257 | 10290 | 13556 | 16980 | 21006 | 25035 | 28892 | 32546 | 35951 | 38885 | 41310 | 43463 | 45352 | 46991 | 48374 | 49437 | 50297 | 50981 | 51521 | 51958 | 52232 | 52470 | 52699 | 52917 | 53140
NPgN | BSP | NG FES - Consumer Transformation | Number of electric cars and vans (hybrid and full electric) | BARRACK ROAD | 312 | 597 | 1221 | 2036 | 3180 | 4228 | 5349 | 6519 | 7881 | 9242 | 10551 | 11793 | 12952 | 13950 | 14774 | 15506 | 16148 | 16704 | 17174 | 17535 | 17828 | 18060 | 18244 | 18392 | 18485 | 18566 | 18644 | 18717 | 18792
NPgN | BSP | NG FES - Consumer Transformation | Number of electric cars and vans (hybrid and full electric) | BLUCHER | 678 | 1303 | 2676 | 4478 | 7026 | 9381 | 11900 | 14532 | 17598 | 20662 | 23608 | 26404 | 29011 | 31257 | 33111 | 34758 | 36203 | 37455 | 38512 | 39325 | 39983 | 40506 | 40918 | 41252 | 41463 | 41644 | 41819 | 41984 | 42154
NPgN | BSP | NG FES - Consumer Transformation | Number of electric cars and vans (hybrid and full electric) | BOWESFIELD | 919 | 1812 | 3818 | 6563 | 10580 | 14513 | 18734 | 23151 | 28322 | 33492 | 38453 | 43157 | 47540 | 51319 | 54439 | 57210 | 59641 | 61749 | 63529 | 64897 | 66004 | 66883 | 67578 | 68140 | 68493 | 68800 | 69094 | 69373 | 69659
NPgN | BSP | NG FES - Consumer Transformation | Number of electric cars and vans (hybrid and full electric) | CHIRTON GRANGE | 667 | 1306 | 2730 | 4656 | 7448 | 10140 | 13026 | 16044 | 19573 | 23102 | 26490 | 29702 | 32696 | 35277 | 37408 | 39300 | 40960 | 42400 | 43615 | 44549 | 45305 | 45906 | 46381 | 46765 | 47006 | 47215 | 47416 | 47607 | 47802
NPgN | BSP | NG FES - Consumer Transformation | Number of electric cars and vans (hybrid and full electric) | COALBURNS | 552 | 1031 | 2053 | 3322 | 5026 | 6455 | 7976 | 9559 | 11388 | 13214 | 14977 | 16652 | 18214 | 19561 | 20671 | 21658 | 22523 | 23272 | 23905 | 24392 | 24786 | 25099 | 25346 | 25546 | 25672 | 25781 | 25885 | 25984 | 26084
NPgN | BSP | NG FES - Consumer Transformation | Number of electric cars and vans (hybrid and full electric) | DARLINGTON CENTRAL | 535 | 1035 | 2138 | 3601 | 5688 | 7645 | 9742 | 11932 | 14488 | 17043 | 19498 | 21827 | 23998 | 25869 | 27414 | 28786 | 29989 | 31033 | 31914 | 32591 | 33139 | 33574 | 33918 | 34196 | 34371 | 34523 | 34669 | 34807 | 34948
NPgN | BSP | NG FES - Consumer Transformation | Number of electric cars and vans (hybrid and full electric) | DARLINGTON NORTH | 518 | 1049 | 2271 | 4005 | 6621 | 9302 | 12185 | 15206 | 18755 | 22306 | 25707 | 28930 | 31932 | 34521 | 36659 | 38558 | 40224 | 41669 | 42889 | 43826 | 44585 | 45187 | 45664 | 46049 | 46291 | 46500 | 46702 | 46894 | 47091
NPgN | BSP | NG FES - Consumer Transformation | Number of electric cars and vans (hybrid and full electric) | DUNSTON | 884 | 1716 | 3560 | 6021 | 9551 | 12895 | 16478 | 20223 | 24595 | 28966 | 33165 | 37147 | 40860 | 44059 | 46702 | 49047 | 51106 | 52890 | 54397 | 55555 | 56492 | 57237 | 57825 | 58301 | 58600 | 58859 | 59108 | 59344 | 59586
NPgN | BSP | NG FES - Consumer Transformation | Number of electric cars and vans (hybrid and full electric) | FLATWORTH | 270 | 549 | 1192 | 2107 | 3490 | 4911 | 6441 | 8044 | 9928 | 11812 | 13617 | 15327 | 16920 | 18294 | 19429 | 20436 | 21320 | 22087 | 22734 | 23232 | 23634 | 23954 | 24207 | 24411 | 24540 | 24651 | 24758 | 24860 | 24965
NPgN | BSP | NG FES - Consumer Transformation | Number of electric cars and vans (hybrid and full electric) | GOSFORTH | 618 | 1203 | 2500 | 4238 | 6738 | 9117 | 11666 | 14331 | 17444 | 20556 | 23545 | 26380 | 29023 | 31300 | 33181 | 34851 | 36316 | 37586 | 38659 | 39483 | 40150 | 40681 | 41099 | 41438 | 41651 | 41835 | 42013 | 42181 | 42353
NPgN | BSP | NG FES - Consumer Transformation | Number of electric cars and vans (hybrid and full electric) | HARROGATE 132/33KV | 922 | 1717 | 3406 | 5491 | 8270 | 10573 | 13020 | 15566 | 18504 | 21436 | 24269 | 26961 | 29473 | 31637 | 33422 | 35007 | 36398 | 37601 | 38619 | 39401 | 40034 | 40537 | 40935 | 41256 | 41459 | 41634 | 41801 | 41959 | 42120
NPgN | BSP | NG FES - Consumer Transformation | Number of electric cars and vans (hybrid and full electric) | HUSTHWAITE | 262 | 503 | 1032 | 1723 | 2698 | 3594 | 4554 | 5555 | 6721 | 7887 | 9008 | 10072 | 11064 | 11919 | 12625 | 13251 | 13801 | 14277 | 14680 | 14989 | 15239 | 15438 | 15595 | 15722 | 15802 | 15872 | 15938 | 16001 | 16065
NPgN | BSP | NG FES - Consumer Transformation | Number of electric cars and vans (hybrid and full electric) | LEEMING BAR_SKEEBY | 792 | 1603 | 3462 | 6096 | 10061 | 14111 | 18467 | 23032 | 28393 | 33755 | 38893 | 43761 | 48297 | 52207 | 55438 | 58306 | 60822 | 63005 | 64848 | 66264 | 67410 | 68321 | 69040 | 69622 | 69987 | 70304 | 70609 | 70899 | 71196
NPgN | BSP | NG FES - Consumer Transformation | Number of electric cars and vans (hybrid and full electric) | LINTON | 695 | 1332 | 2728 | 4554 | 7126 | 9488 | 12015 | 14653 | 17726 | 20797 | 23750 | 26553 | 29166 | 31417 | 33276 | 34927 | 36375 | 37630 | 38690 | 39505 | 40164 | 40688 | 41102 | 41437 | 41647 | 41830 | 42005 | 42170 | 42340
NPgN | BSP | NG FES - Consumer Transformation | Number of electric cars and vans (hybrid and full electric) | MALTON GRID | 820 | 1595 | 3315 | 5620 | 8935 | 12091 | 15473 | 19009 | 23139 | 27268 | 31233 | 34994 | 38500 | 41522 | 44017 | 46232 | 48176 | 49861 | 51284 | 52378 | 53263 | 53966 | 54522 | 54971 | 55254 | 55498 | 55734 | 55957 | 56185
NPgN | BSP | NG FES - Consumer Transformation | Number of electric cars and vans (hybrid and full electric) | MELROSEGATE | 1487 | 2818 | 5698 | 9383 | 14471 | 18978 | 23789 | 28806 | 34631 | 40451 | 46056 | 51377 | 56339 | 60616 | 64145 | 67279 | 70028 | 72410 | 74422 | 75969 | 77220 | 78216 | 79001 | 79637 | 80037 | 80383 | 80715 | 81029 | 81350
NPgN | BSP | NG FES - Consumer Transformation | Number of electric cars and vans (hybrid and full electric) | NORTH TEES | 610 | 1243 | 2703 | 4790 | 7953 | 11216 | 14729 | 18410 | 22736 | 27064 | 31209 | 35137 | 38796 | 41950 | 44557 | 46870 | 48901 | 50662 | 52149 | 53291 | 54216 | 54950 | 55531 | 56000 | 56295 | 56550 | 56797 | 57031 | 57271
NPgN | BSP | NG FES - Consumer Transformation | Number of electric cars and vans (hybrid and full electric) | POTTER HOUSE | 892 | 1723 | 3553 | 5975 | 9421 | 12642 | 16091 | 19694 | 23896 | 28096 | 32134 | 35963 | 39534 | 42611 | 45151 | 47407 | 49386 | 51102 | 52551 | 53664 | 54565 | 55282 | 55847 | 56305 | 56593 | 56842 | 57081 | 57308 | 57540
NPgN | BSP | NG FES - Consumer Transformation | Number of electric cars and vans (hybrid and full electric) | RAVENSWORTH | 280 | 540 | 1116 | 1879 | 2968 | 3988 | 5081 | 6223 | 7555 | 8887 | 10167 | 11381 | 12513 | 13488 | 14293 | 15009 | 15636 | 16180 | 16639 | 16992 | 17278 | 17505 | 17684 | 17829 | 17920 | 17999 | 18075 | 18147 | 18221
NPgN | BSP | NG FES - Consumer Transformation | Number of electric cars and vans (hybrid and full electric) | SCARBOROUGH GRID | 489 | 1020 | 2268 | 4101 | 6938 | 9950 | 13196 | 16601 | 20611 | 24623 | 28463 | 32099 | 35487 | 38407 | 40821 | 42963 | 44843 | 46474 | 47851 | 48909 | 49765 | 50446 | 50983 | 51418 | 51690 | 51927 | 52155 | 52373 | 52595
NPgN | BSP | NG FES - Consumer Transformation | Number of electric cars and vans (hybrid and full electric) | SEAL SANDS | 1 | 2 | 4 | 6 | 8 | 9 | 10 | 12 | 13 | 15 | 16 | 18 | 19 | 20 | 21 | 22 | 23 | 24 | 24 | 25 | 25 | 25 | 25 | 26 | 26 | 26 | 26 | 26 | 26
NPgN | BSP | NG FES - Consumer Transformation | Number of electric cars and vans (hybrid and full electric) | SPADEADAM 33KV | 15 | 29 | 57 | 91 | 136 | 173 | 213 | 254 | 301 | 348 | 394 | 437 | 478 | 512 | 541 | 567 | 589 | 608 | 625 | 637 | 648 | 656 | 662 | 667 | 671 | 673 | 676 | 679 | 681
NPgN | BSP | NG FES - Consumer Transformation | Number of electric cars and vans (hybrid and full electric) | SPENNYMOOR 132/66KV | 1012 | 2017 | 4293 | 7454 | 12138 | 16810 | 21830 | 27086 | 33248 | 39410 | 45319 | 50920 | 56140 | 60638 | 64354 | 67654 | 70549 | 73060 | 75179 | 76808 | 78126 | 79174 | 80002 | 80671 | 81091 | 81456 | 81807 | 82140 | 82481
NPgN | BSP | NG FES - Consumer Transformation | Number of electric cars and vans (hybrid and full electric) | TORONTO | 451 | 929 | 2039 | 3645 | 6101 | 8668 | 11433 | 14331 | 17741 | 21152 | 24418 | 27512 | 30394 | 32879 | 34932 | 36755 | 38354 | 39742 | 40913 | 41813 | 42541 | 43120 | 43577 | 43947 | 44179 | 44380 | 44575 | 44759 | 44948
NPgN | BSP | NG FES - Consumer Transformation | Number of electric cars and vans (hybrid and full electric) | WORMALD GREEN 132/33KV | 670 | 1250 | 2486 | 4018 | 6068 | 7781 | 9603 | 11499 | 13689 | 15875 | 17986 | 19991 | 21862 | 23474 | 24804 | 25985 | 27021 | 27918 | 28676 | 29259 | 29731 | 30106 | 30402 | 30641 | 30792 | 30923 | 31048 | 31165 | 31285
NPgY | BSP | NG FES - Consumer Transformation | Number of electric cars and vans (hybrid and full electric) | ATTERCLIFFE | 330 | 590 | 1136 | 1885 | 3015 | 4307 | 5700 | 7162 | 8884 | 10590 | 12222 | 13767 | 15204 | 16441 | 17477 | 18398 | 19205 | 19905 | 20497 | 20951 | 21319 | 21611 | 21842 | 22028 | 22146 | 22247 | 22345 | 22439 | 22534
NPgY | BSP | NG FES - Consumer Transformation | Number of electric cars and vans (hybrid and full electric) | BARUGH 132/66KV | 832 | 1464 | 2776 | 4543 | 7177 | 10143 | 13338 | 16689 | 20631 | 24537 | 28274 | 31812 | 35105 | 37938 | 40312 | 42420 | 44269 | 45873 | 47228 | 48268 | 49111 | 49780 | 50308 | 50736 | 51004 | 51237 | 51461 | 51675 | 51894
NPgY | BSP | NG FES - Consumer Transformation | Number of electric cars and vans (hybrid and full electric) | BEESTON ROYDS 132/33KV | 2955 | 4601 | 7686 | 11023 | 15151 | 18600 | 22233 | 25993 | 30276 | 34503 | 38610 | 42517 | 46165 | 49300 | 51917 | 54243 | 56282 | 58045 | 59536 | 60683 | 61611 | 62349 | 62932 | 63403 | 63701 | 63958 | 64203 | 64431 | 64665
NPgY | BSP | NG FES - Consumer Transformation | Number of electric cars and vans (hybrid and full electric) | BEVERLEY 132/33KV | 883 | 1622 | 3195 | 5407 | 8800 | 12758 | 17032 | 21519 | 26814 | 32062 | 37076 | 41821 | 46237 | 50036 | 53221 | 56047 | 58528 | 60681 | 62498 | 63894 | 65023 | 65921 | 66630 | 67204 | 67563 | 67876 | 68177 | 68464 | 68758
NPgY | BSP | NG FES - Consumer Transformation | Number of electric cars and vans (hybrid and full electric) | BINGLEY 132/33KV | 609 | 1099 | 2129 | 3551 | 5708 | 8188 | 10864 | 13673 | 16983 | 20263 | 23399 | 26367 | 29129 | 31506 | 33498 | 35266 | 36817 | 38164 | 39300 | 40173 | 40880 | 41441 | 41885 | 42243 | 42468 | 42664 | 42852 | 43032 | 43216
NPgY | BSP | NG FES - Consumer Transformation | Number of electric cars and vans (hybrid and full electric) | BLACKBURN MEADOWS B | 253 | 431 | 792 | 1258 | 1933 | 2664 | 3450 | 4273 | 5238 | 6194 | 7109 | 7977 | 8785 | 9479 | 10061 | 10578 | 11031 | 11425 | 11757 | 12012 | 12218 | 12382 | 12512 | 12616 | 12682 | 12739 | 12794 | 12847 | 12900
NPgY | BSP | NG FES - Consumer Transformation | Number of electric cars and vans (hybrid and full electric) | BLYTON | 516 | 935 | 1822 | 3053 | 4927 | 7094 | 9431 | 11884 | 14777 | 17644 | 20384 | 22977 | 25391 | 27467 | 29208 | 30752 | 32108 | 33285 | 34278 | 35040 | 35658 | 36148 | 36536 | 36849 | 37046 | 37217 | 37381 | 37538 | 37699
NPgY | BSP | NG FES - Consumer Transformation | Number of electric cars and vans (hybrid and full electric) | BRADFORD | 2162 | 3437 | 5878 | 8661 | 12289 | 15635 | 19189 | 22886 | 27149 | 31362 | 35431 | 39295 | 42899 | 45998 | 48588 | 50889 | 52907 | 54654 | 56130 | 57265 | 58184 | 58915 | 59491 | 59957 | 60252 | 60506 | 60749 | 60978 | 61212
NPgY | BSP | NG FES - Consumer Transformation | Number of electric cars and vans (hybrid and full electric) | BRAMHAM | 2175 | 3398 | 5696 | 8203 | 11333 | 13993 | 16801 | 19709 | 23029 | 26307 | 29488 | 32514 | 35337 | 37765 | 39792 | 41593 | 43172 | 44538 | 45692 | 46580 | 47299 | 47871 | 48322 | 48687 | 48918 | 49117 | 49306 | 49484 | 49665
NPgY | BSP | NG FES - Consumer Transformation | Number of electric cars and vans (hybrid and full electric) | BRANSHOLME | 394 | 750 | 1523 | 2642 | 4391 | 6477 | 8731 | 11100 | 13901 | 16677 | 19327 | 21835 | 24168 | 26175 | 27858 | 29352 | 30663 | 31801 | 32761 | 33499 | 34096 | 34570 | 34945 | 35248 | 35438 | 35603 | 35762 | 35914 | 36070
NPgY | BSP | NG FES - Consumer Transformation | Number of electric cars and vans (hybrid and full electric) | BRIGHOUSE 132/33KV | 706 | 1250 | 2384 | 3921 | 6222 | 8828 | 11637 | 14583 | 18051 | 21487 | 24774 | 27885 | 30782 | 33273 | 35361 | 37215 | 38841 | 40252 | 41443 | 42358 | 43099 | 43688 | 44153 | 44529 | 44764 | 44969 | 45167 | 45355 | 45547
NPgY | BSP | NG FES - Consumer Transformation | Number of electric cars and vans (hybrid and full electric) | DONCASTER B/THORPE MARSH | 2328 | 3971 | 7309 | 11632 | 17894 | 24691 | 31997 | 39647 | 48618 | 57502 | 66016 | 74080 | 81589 | 88048 | 93459 | 98262 | 102476 | 106132 | 109218 | 111589 | 113508 | 115034 | 116238 | 117212 | 117824 | 118355 | 118866 | 119351 | 119848
NPgY | BSP | NG FES - Consumer Transformation | Number of electric cars and vans (hybrid and full electric) | DONCASTER CENTRAL | 194 | 370 | 750 | 1301 | 2160 | 3185 | 4292 | 5455 | 6831 | 8194 | 9496 | 10728 | 11873 | 12859 | 13686 | 14420 | 15063 | 15622 | 16094 | 16456 | 16749 | 16982 | 17166 | 17315 | 17409 | 17490 | 17568 | 17643 | 17719
NPgY | BSP | NG FES - Consumer Transformation | Number of electric cars and vans (hybrid and full electric) | DRIFFIELD/BEVERLEY GROUP | 999 | 1881 | 3781 | 6507 | 10743 | 15760 | 21182 | 26878 | 33608 | 40279 | 46649 | 52676 | 58285 | 63110 | 67155 | 70745 | 73896 | 76631 | 78940 | 80713 | 82148 | 83288 | 84189 | 84917 | 85374 | 85771 | 86154 | 86519 | 86893
NPgY | BSP | NG FES - Consumer Transformation | Number of electric cars and vans (hybrid and full electric) | FEATHERSTONE | 719 | 1298 | 2515 | 4197 | 6748 | 9683 | 12850 | 16173 | 20091 | 23973 | 27684 | 31196 | 34465 | 37278 | 39635 | 41727 | 43563 | 45156 | 46501 | 47534 | 48371 | 49035 | 49560 | 49984 | 50251 | 50482 | 50705 | 50917 | 51135
NPgY | BSP | NG FES - Consumer Transformation | Number of electric cars and vans (hybrid and full electric) | GIRLINGTON | 432 | 793 | 1558 | 2632 | 4277 | 6193 | 8261 | 10432 | 12995 | 15534 | 17960 | 20256 | 22393 | 24231 | 25772 | 27140 | 28340 | 29382 | 30261 | 30937 | 31483 | 31918 | 32261 | 32538 | 32712 | 32863 | 33009 | 33148 | 33290
NPgY | BSP | NG FES - Consumer Transformation | Number of electric cars and vans (hybrid and full electric) | HALIFAX 132/33KV | 228 | 416 | 814 | 1370 | 2218 | 3203 | 4266 | 5381 | 6697 | 8001 | 9248 | 10427 | 11525 | 12469 | 13261 | 13964 | 14580 | 15115 | 15567 | 15914 | 16195 | 16418 | 16594 | 16737 | 16826 | 16904 | 16979 | 17050 | 17123
NPgY | BSP | NG FES - Consumer Transformation | Number of electric cars and vans (hybrid and full electric) | HECKMONDWIKE | 495 | 909 | 1786 | 3018 | 4904 | 7102 | 9475 | 11966 | 14906 | 17819 | 20602 | 23236 | 25688 | 27797 | 29565 | 31134 | 32511 | 33706 | 34715 | 35489 | 36117 | 36615 | 37009 | 37327 | 37527 | 37700 | 37867 | 38027 | 38190
NPgY | BSP | NG FES - Consumer Transformation | Number of electric cars and vans (hybrid and full electric) | HOLMFIELD | 760 | 1393 | 2735 | 4618 | 7499 | 10853 | 14473 | 18274 | 22759 | 27203 | 31450 | 35469 | 39209 | 42427 | 45124 | 47519 | 49620 | 51443 | 52982 | 54164 | 55121 | 55882 | 56482 | 56968 | 57272 | 57537 | 57792 | 58035 | 58285
NPgY | BSP | NG FES - Consumer Transformation | Number of electric cars and vans (hybrid and full electric) | HULL EAST 132/33KV | 307 | 635 | 1369 | 2487 | 4286 | 6503 | 8904 | 11429 | 14423 | 17391 | 20221 | 22898 | 25388 | 27530 | 29327 | 30921 | 32321 | 33536 | 34561 | 35349 | 35987 | 36493 | 36893 | 37217 | 37419 | 37596 | 37766 | 37928 | 38095
NPgY | BSP | NG FES - Consumer Transformation | Number of electric cars and vans (hybrid and full electric) | HULL SOUTH | 463 | 898 | 1847 | 3239 | 5431 | 8067 | 10917 | 13913 | 17458 | 20972 | 24325 | 27498 | 30449 | 32989 | 35118 | 37008 | 38667 | 40106 | 41321 | 42255 | 43010 | 43610 | 44085 | 44468 | 44708 | 44917 | 45119 | 45311 | 45508
NPgY | BSP | NG FES - Consumer Transformation | Number of electric cars and vans (hybrid and full electric) | HULL WEST | 750 | 1300 | 2431 | 3926 | 6126 | 8562 | 11185 | 13932 | 17161 | 20359 | 23421 | 26320 | 29020 | 31342 | 33287 | 35015 | 36530 | 37845 | 38954 | 39807 | 40497 | 41046 | 41479 | 41829 | 42049 | 42240 | 42424 | 42599 | 42778
NPgY | BSP | NG FES - Consumer Transformation | Number of electric cars and vans (hybrid and full electric) | HUMBERSTON | 201 | 418 | 904 | 1645 | 2839 | 4312 | 5908 | 7586 | 9576 | 11549 | 13430 | 15209 | 16864 | 18288 | 19482 | 20542 | 21472 | 22280 | 22962 | 23485 | 23909 | 24245 | 24511 | 24726 | 24861 | 24978 | 25091 | 25199 | 25310
NPgY | BSP | NG FES - Consumer Transformation | Number of electric cars and vans (hybrid and full electric) | HUNNINGLEY | 191 | 373 | 770 | 1354 | 2275 | 3384 | 4584 | 5846 | 7338 | 8818 | 10230 | 11565 | 12808 | 13877 | 14774 | 15570 | 16268 | 16874 | 17386 | 17779 | 18097 | 18350 | 18549 | 18711 | 18812 | 18900 | 18985 | 19066 | 19149
NPgY | BSP | NG FES - Consumer Transformation | Number of electric cars and vans (hybrid and full electric) | HUNSHELF | 554 | 921 | 1653 | 2565 | 3849 | 5186 | 6619 | 8118 | 9869 | 11601 | 13265 | 14842 | 16310 | 17574 | 18631 | 19570 | 20394 | 21109 | 21712 | 22175 | 22550 | 22849 | 23084 | 23274 | 23394 | 23498 | 23598 | 23692 | 23789
NPgY | BSP | NG FES - Consumer Transformation | Number of electric cars and vans (hybrid and full electric) | IMMINGHAM | 230 | 404 | 765 | 1251 | 1975 | 2788 | 3665 | 4584 | 5665 | 6737 | 7761 | 8732 | 9635 | 10412 | 11064 | 11642 | 12149 | 12589 | 12960 | 13246 | 13477 | 13660 | 13805 | 13923 | 13996 | 14060 | 14122 | 14180 | 14240
NPgY | BSP | NG FES - Consumer Transformation | Number of electric cars and vans (hybrid and full electric) | KIRKHAW LANE | 499 | 870 | 1637 | 2658 | 4170 | 5857 | 7674 | 9578 | 11816 | 14034 | 16156 | 18166 | 20037 | 21646 | 22995 | 24192 | 25242 | 26154 | 26923 | 27514 | 27992 | 28372 | 28673 | 28916 | 29068 | 29200 | 29328 | 29449 | 29573
NPgY | BSP | NG FES - Consumer Transformation | Number of electric cars and vans (hybrid and full electric) | KIRKSTALL C 2/5 | 1366 | 2064 | 3325 | 4558 | 5916 | 6765 | 7632 | 8514 | 9470 | 10410 | 11343 | 12238 | 13077 | 13797 | 14395 | 14927 | 15393 | 15794 | 16134 | 16396 | 16607 | 16776 | 16909 | 17017 | 17086 | 17145 | 17199 | 17250 | 17300
NPgY | BSP | NG FES - Consumer Transformation | Number of electric cars and vans (hybrid and full electric) | KIRKSTALL C/RING ROAD HORSFORTH | 8277 | 12536 | 20252 | 27866 | 36353 | 41840 | 47472 | 53211 | 59485 | 65646 | 71752 | 77598 | 83074 | 87777 | 91685 | 95161 | 98205 | 100827 | 103047 | 104758 | 106142 | 107246 | 108115 | 108818 | 109269 | 109652 | 110012 | 110341 | 110675
NPgY | BSP | NG FES - Consumer Transformation | Number of electric cars and vans (hybrid and full electric) | LEEDS EAST | 2298 | 3633 | 6174 | 9033 | 12712 | 16029 | 19545 | 23199 | 27401 | 31552 | 35567 | 39382 | 42939 | 45998 | 48555 | 50826 | 52817 | 54541 | 55998 | 57118 | 58024 | 58746 | 59315 | 59775 | 60066 | 60316 | 60556 | 60782 | 61012
NPgY | BSP | NG FES - Consumer Transformation | Number of electric cars and vans (hybrid and full electric) | LEEDS NORTH | 2408 | 3720 | 6155 | 8724 | 11823 | 14273 | 16841 | 19491 | 22487 | 25441 | 28321 | 31064 | 33627 | 35830 | 37667 | 39300 | 40731 | 41967 | 43013 | 43818 | 44469 | 44988 | 45396 | 45727 | 45937 | 46117 | 46288 | 46448 | 46610
NPgY | BSP | NG FES - Consumer Transformation | Number of electric cars and vans (hybrid and full electric) | LINDLEY | 885 | 1561 | 2966 | 4863 | 7694 | 10891 | 14334 | 17946 | 22196 | 26406 | 30434 | 34248 | 37798 | 40852 | 43411 | 45683 | 47676 | 49406 | 50866 | 51987 | 52895 | 53616 | 54186 | 54647 | 54936 | 55187 | 55429 | 55659 | 55895
NPgY | BSP | NG FES - Consumer Transformation | Number of electric cars and vans (hybrid and full electric) | LOW ROAD | 1978 | 3055 | 5055 | 7167 | 9715 | 11732 | 13846 | 16028 | 18494 | 20927 | 23298 | 25557 | 27667 | 29481 | 30993 | 32338 | 33516 | 34534 | 35395 | 36058 | 36594 | 37021 | 37358 | 37630 | 37803 | 37951 | 38092 | 38223 | 38357
NPgY | BSP | NG FES - Consumer Transformation | Number of electric cars and vans (hybrid and full electric) | MALLARD WAY | 267 | 493 | 974 | 1652 | 2694 | 3913 | 5230 | 6612 | 8243 | 9860 | 11405 | 12866 | 14227 | 15397 | 16378 | 17249 | 18013 | 18676 | 19236 | 19666 | 20014 | 20290 | 20509 | 20685 | 20796 | 20892 | 20985 | 21074 | 21164
NPgY | BSP | NG FES - Consumer Transformation | Number of electric cars and vans (hybrid and full electric) | MENSTON | 1617 | 2546 | 4311 | 6279 | 8791 | 11022 | 13384 | 15836 | 18651 | 21432 | 24123 | 26681 | 29067 | 31119 | 32833 | 34355 | 35691 | 36846 | 37823 | 38574 | 39182 | 39665 | 40047 | 40355 | 40551 | 40719 | 40879 | 41030 | 41184
NPgY | BSP | NG FES - Consumer Transformation | Number of electric cars and vans (hybrid and full electric) | MOSS ROAD | 184 | 360 | 743 | 1309 | 2203 | 3280 | 4445 | 5671 | 7120 | 8558 | 9929 | 11227 | 12434 | 13472 | 14343 | 15116 | 15794 | 16383 | 16880 | 17262 | 17571 | 17816 | 18010 | 18167 | 18265 | 18351 | 18433 | 18512 | 18592
NPgY | BSP | NG FES - Consumer Transformation | Number of electric cars and vans (hybrid and full electric) | OSGODBY 1/2 | 0 | 0 | 0 | 0 | 0 | 0 | 0 | 0 | 0 | 0 | 0 | 0 | 0 | 0 | 0 | 0 | 0 | 0 | 0 | 0 | 0 | 0 | 0 | 0 | 0 | 0 | 0 | 0 | 0
NPgY | BSP | NG FES - Consumer Transformation | Number of electric cars and vans (hybrid and full electric) | OSGODBY 3/4 | 473 | 874 | 1731 | 2942 | 4807 | 6991 | 9351 | 11828 | 14753 | 17651 | 20420 | 23040 | 25478 | 27576 | 29335 | 30896 | 32265 | 33454 | 34458 | 35229 | 35852 | 36348 | 36740 | 37056 | 37255 | 37427 | 37594 | 37752 | 37915
NPgY | BSP | NG FES - Consumer Transformation | Number of electric cars and vans (hybrid and full electric) | RODLEY | 2170 | 3442 | 5873 | 8630 | 12207 | 15479 | 18952 | 22562 | 26721 | 30832 | 34804 | 38576 | 42094 | 45120 | 47648 | 49894 | 51864 | 53570 | 55011 | 56119 | 57015 | 57728 | 58291 | 58747 | 59034 | 59282 | 59519 | 59743 | 59971
NPgY | BSP | NG FES - Consumer Transformation | Number of electric cars and vans (hybrid and full electric) | SAINT ANDREWS ROAD 132/33KV | 579 | 1066 | 2102 | 3561 | 5802 | 8419 | 11244 | 14211 | 17713 | 21184 | 24500 | 27637 | 30557 | 33069 | 35175 | 37044 | 38685 | 40108 | 41310 | 42233 | 42980 | 43574 | 44043 | 44422 | 44660 | 44866 | 45065 | 45255 | 45450
NPgY | BSP | NG FES - Consumer Transformation | Number of electric cars and vans (hybrid and full electric) | SALTEND 132/33KV | 0 | 1 | 1 | 2 | 4 | 5 | 7 | 9 | 12 | 14 | 16 | 18 | 20 | 22 | 23 | 25 | 26 | 27 | 27 | 28 | 29 | 29 | 29 | 30 | 30 | 30 | 30 | 30 | 30
NPgY | BSP | NG FES - Consumer Transformation | Number of electric cars and vans (hybrid and full electric) | SANTON | 435 | 800 | 1578 | 2674 | 4355 | 6318 | 8438 | 10664 | 13291 | 15895 | 18382 | 20736 | 22926 | 24811 | 26391 | 27793 | 29024 | 30092 | 30993 | 31686 | 32246 | 32691 | 33043 | 33328 | 33506 | 33661 | 33810 | 33953 | 34099
NPgY | BSP | NG FES - Consumer Transformation | Number of electric cars and vans (hybrid and full electric) | SCUNTHORPE NORTH | 179 | 364 | 776 | 1398 | 2396 | 3617 | 4941 | 6332 | 7981 | 9616 | 11175 | 12650 | 14021 | 15202 | 16191 | 17070 | 17841 | 18510 | 19075 | 19509 | 19860 | 20139 | 20360 | 20538 | 20650 | 20747 | 20841 | 20930 | 21022
NPgY | BSP | NG FES - Consumer Transformation | Number of electric cars and vans (hybrid and full electric) | SCUNTHORPE SOUTH | 305 | 630 | 1357 | 2464 | 4246 | 6440 | 8817 | 11317 | 14281 | 17220 | 20022 | 22671 | 25136 | 27257 | 29036 | 30615 | 32000 | 33203 | 34219 | 34998 | 35629 | 36131 | 36527 | 36847 | 37048 | 37222 | 37391 | 37552 | 37717
NPgY | BSP | NG FES - Consumer Transformation | Number of electric cars and vans (hybrid and full electric) | SILSDEN | 1117 | 1931 | 3598 | 5794 | 9016 | 12571 | 16396 | 20404 | 25111 | 29773 | 34238 | 38466 | 42403 | 45789 | 48626 | 51145 | 53355 | 55272 | 56890 | 58133 | 59140 | 59939 | 60571 | 61082 | 61403 | 61681 | 61949 | 62204 | 62465
NPgY | BSP | NG FES - Consumer Transformation | Number of electric cars and vans (hybrid and full electric) | SOWERBY BRIDGE 132/33KV | 765 | 1343 | 2538 | 4142 | 6526 | 9202 | 12085 | 15107 | 18662 | 22184 | 25553 | 28744 | 31714 | 34269 | 36410 | 38311 | 39979 | 41425 | 42647 | 43585 | 44345 | 44948 | 45425 | 45810 | 46052 | 46262 | 46465 | 46657 | 46854
NPgY | BSP | NG FES - Consumer Transformation | Number of electric cars and vans (hybrid and full electric) | STAYGATE | 481 | 912 | 1843 | 3187 | 5282 | 7773 | 10466 | 13295 | 16640 | 19954 | 23119 | 26113 | 28899 | 31297 | 33306 | 35090 | 36655 | 38014 | 39161 | 40042 | 40755 | 41321 | 41769 | 42131 | 42358 | 42555 | 42745 | 42927 | 43113
NPgY | BSP | NG FES - Consumer Transformation | Number of electric cars and vans (hybrid and full electric) | THORNHILL 132KV | 929 | 1698 | 3328 | 5608 | 9094 | 13145 | 17518 | 22108 | 27524 | 32891 | 38019 | 42873 | 47389 | 51276 | 54533 | 57424 | 59961 | 62163 | 64022 | 65449 | 66605 | 67523 | 68248 | 68835 | 69203 | 69522 | 69831 | 70124 | 70425
NPgY | BSP | NG FES - Consumer Transformation | Number of electric cars and vans (hybrid and full electric) | WAKEFIELD MONCKTON ROAD | 516 | 916 | 1750 | 2885 | 4588 | 6522 | 8606 | 10793 | 13367 | 15918 | 18358 | 20667 | 22817 | 24666 | 26216 | 27592 | 28799 | 29847 | 30731 | 31410 | 31960 | 32397 | 32742 | 33021 | 33196 | 33348 | 33495 | 33634 | 33777
NPgY | BSP | NG FES - Consumer Transformation | Number of electric cars and vans (hybrid and full electric) | WAKEFIELD NORTH | 1176 | 1995 | 3651 | 5777 | 8838 | 12133 | 15672 | 19377 | 23719 | 28018 | 32139 | 36044 | 39679 | 42807 | 45426 | 47752 | 49792 | 51561 | 53055 | 54203 | 55132 | 55871 | 56454 | 56926 | 57222 | 57479 | 57726 | 57961 | 58201
NPgY | BSP | NG FES - Consumer Transformation | Number of electric cars and vans (hybrid and full electric) | WEST MELTON | 2152 | 3591 | 6468 | 10074 | 15170 | 20514 | 26244 | 32237 | 39242 | 46176 | 52831 | 59139 | 65013 | 70066 | 74297 | 78053 | 81349 | 84206 | 86619 | 88473 | 89974 | 91167 | 92109 | 92870 | 93349 | 93765 | 94164 | 94542 | 94929
NPgY | BSP | NG FES - Consumer Transformation | Number of electric cars and vans (hybrid and full electric) | WHINMOOR | 1899 | 3046 | 5263 | 7844 | 11274 | 14544 | 18026 | 21653 | 25851 | 30002 | 34004 | 37803 | 41344 | 44389 | 46936 | 49198 | 51182 | 52900 | 54352 | 55468 | 56371 | 57089 | 57656 | 58115 | 58404 | 58654 | 58893 | 59119 | 59350
NPgY | BSP | NG FES - Consumer Transformation | Number of electric cars and vans (hybrid and full electric) | WOLD NEWTON | 541 | 990 | 1944 | 3281 | 5327 | 7708 | 10278 | 12976 | 16160 | 19315 | 22329 | 25183 | 27838 | 30122 | 32037 | 33736 | 35228 | 36522 | 37615 | 38454 | 39133 | 39673 | 40099 | 40444 | 40660 | 40848 | 41029 | 41202 | 41379
NPgY | BSP | NG FES - Consumer Transformation | Number of electric cars and vans (hybrid and full electric) | YARBOROUGH ROAD 132/33KV | 513 | 946 | 1868 | 3167 | 5163 | 7495 | 10014 | 12658 | 15780 | 18874 | 21829 | 24626 | 27229 | 29468 | 31345 | 33011 | 34473 | 35742 | 36813 | 37636 | 38302 | 38831 | 39249 | 39587 | 39799 | 39983 | 40161 | 40330 | 40504
NPgN | BSP | NG FES - Falling Short | Number of electric cars and vans (hybrid and full electric) | ANNFIELD | 542 | 967 | 1633 | 2611 | 4001 | 5742 | 7978 | 10544 | 13094 | 15656 | 18108 | 20433 | 22608 | 24630 | 26285 | 27796 | 29171 | 30415 | 31524 | 32436 | 33216 | 33865 | 34400 | 34832 | 35126 | 35365 | 35566 | 35745 | 35906
NPgN | BSP | NG FES - Falling Short | Number of electric cars and vans (hybrid and full electric) | BARRACK ROAD | 312 | 519 | 819 | 1223 | 1754 | 2355 | 3115 | 3985 | 4852 | 5724 | 6559 | 7350 | 8090 | 8778 | 9341 | 9855 | 10322 | 10745 | 11122 | 11432 | 11698 | 11919 | 12101 | 12248 | 12349 | 12431 | 12499 | 12560 | 12615
NPgN | BSP | NG FES - Falling Short | Number of electric cars and vans (hybrid and full electric) | BLUCHER | 678 | 1133 | 1794 | 2691 | 3874 | 5225 | 6936 | 8894 | 10845 | 12807 | 14685 | 16465 | 18130 | 19678 | 20945 | 22101 | 23153 | 24105 | 24953 | 25651 | 26248 | 26745 | 27156 | 27487 | 27712 | 27897 | 28051 | 28188 | 28311
NPgN | BSP | NG FES - Falling Short | Number of electric cars and vans (hybrid and full electric) | BOWESFIELD | 919 | 1575 | 2560 | 3944 | 5833 | 8090 | 10969 | 14267 | 17549 | 20849 | 24007 | 27001 | 29801 | 32404 | 34536 | 36480 | 38250 | 39852 | 41278 | 42452 | 43457 | 44293 | 44983 | 45539 | 45918 | 46227 | 46486 | 46717 | 46924
NPgN | BSP | NG FES - Falling Short | Number of electric cars and vans (hybrid and full electric) | CHIRTON GRANGE | 667 | 1135 | 1830 | 2799 | 4107 | 5651 | 7617 | 9869 | 12110 | 14364 | 16522 | 18566 | 20479 | 22257 | 23713 | 25041 | 26250 | 27344 | 28318 | 29120 | 29806 | 30377 | 30848 | 31229 | 31487 | 31699 | 31876 | 32033 | 32174
NPgN | BSP | NG FES - Falling Short | Number of electric cars and vans (hybrid and full electric) | COALBURNS | 552 | 896 | 1376 | 1997 | 2771 | 3591 | 4617 | 5786 | 6955 | 8132 | 9258 | 10325 | 11323 | 12251 | 13011 | 13703 | 14334 | 14904 | 15412 | 15830 | 16188 | 16487 | 16733 | 16932 | 17067 | 17178 | 17271 | 17353 | 17427
NPgN | BSP | NG FES - Falling Short | Number of electric cars and vans (hybrid and full electric) | DARLINGTON CENTRAL | 535 | 900 | 1433 | 2164 | 3136 | 4259 | 5685 | 7316 | 8941 | 10576 | 12140 | 13623 | 15009 | 16299 | 17354 | 18317 | 19194 | 19987 | 20693 | 21275 | 21772 | 22186 | 22528 | 22804 | 22991 | 23145 | 23273 | 23387 | 23490
NPgN | BSP | NG FES - Falling Short | Number of electric cars and vans (hybrid and full electric) | DARLINGTON NORTH | 518 | 912 | 1522 | 2407 | 3651 | 5189 | 7161 | 9423 | 11672 | 13932 | 16095 | 18146 | 20064 | 21847 | 23307 | 24640 | 25852 | 26950 | 27927 | 28732 | 29420 | 29992 | 30464 | 30846 | 31105 | 31316 | 31494 | 31651 | 31793
NPgN | BSP | NG FES - Falling Short | Number of electric cars and vans (hybrid and full electric) | DUNSTON | 884 | 1492 | 2386 | 3619 | 5266 | 7185 | 9623 | 12413 | 15192 | 17987 | 20662 | 23197 | 25569 | 27773 | 29578 | 31225 | 32724 | 34080 | 35288 | 36282 | 37133 | 37841 | 38425 | 38897 | 39218 | 39480 | 39700 | 39895 | 40070
NPgN | BSP | NG FES - Falling Short | Number of electric cars and vans (hybrid and full electric) | FLATWORTH | 270 | 478 | 799 | 1266 | 1924 | 2740 | 3787 | 4987 | 6180 | 7379 | 8527 | 9616 | 10633 | 11580 | 12354 | 13062 | 13705 | 14287 | 14806 | 15233 | 15598 | 15902 | 16152 | 16355 | 16492 | 16604 | 16698 | 16782 | 16857
NPgN | BSP | NG FES - Falling Short | Number of electric cars and vans (hybrid and full electric) | GOSFORTH | 618 | 1046 | 1676 | 2547 | 3715 | 5080 | 6815 | 8802 | 10780 | 12769 | 14673 | 16478 | 18166 | 19735 | 21020 | 22192 | 23259 | 24224 | 25084 | 25792 | 26397 | 26902 | 27317 | 27653 | 27882 | 28068 | 28225 | 28363 | 28488
NPgN | BSP | NG FES - Falling Short | Number of electric cars and vans (hybrid and full electric) | HARROGATE 132/33KV | 922 | 1492 | 2283 | 3300 | 4560 | 5881 | 7529 | 9409 | 11287 | 13179 | 14990 | 16704 | 18308 | 19800 | 21021 | 22134 | 23147 | 24064 | 24880 | 25553 | 26128 | 26608 | 27004 | 27323 | 27542 | 27720 | 27869 | 28001 | 28119
NPgN | BSP | NG FES - Falling Short | Number of electric cars and vans (hybrid and full electric) | HUSTHWAITE | 262 | 438 | 692 | 1036 | 1487 | 2002 | 2653 | 3398 | 4140 | 4887 | 5602 | 6279 | 6913 | 7502 | 7984 | 8424 | 8824 | 9186 | 9509 | 9775 | 10002 | 10191 | 10347 | 10473 | 10559 | 10629 | 10688 | 10740 | 10787
NPgN | BSP | NG FES - Falling Short | Number of electric cars and vans (hybrid and full electric) | LEEMING BAR_SKEEBY | 792 | 1393 | 2321 | 3664 | 5547 | 7871 | 10851 | 14267 | 17665 | 21078 | 24347 | 27444 | 30342 | 33036 | 35242 | 37254 | 39086 | 40744 | 42221 | 43436 | 44475 | 45340 | 46053 | 46629 | 47020 | 47340 | 47608 | 47847 | 48061
NPgN | BSP | NG FES - Falling Short | Number of electric cars and vans (hybrid and full electric) | LINTON | 695 | 1158 | 1829 | 2737 | 3929 | 5285 | 7000 | 8962 | 10917 | 12885 | 14768 | 16552 | 18221 | 19772 | 21043 | 22202 | 23256 | 24210 | 25060 | 25760 | 26359 | 26857 | 27268 | 27600 | 27827 | 28011 | 28166 | 28303 | 28427
NPgN | BSP | NG FES - Falling Short | Number of electric cars and vans (hybrid and full electric) | MALTON GRID | 820 | 1386 | 2222 | 3378 | 4926 | 6737 | 9040 | 11675 | 14299 | 16939 | 19465 | 21859 | 24098 | 26180 | 27885 | 29440 | 30855 | 32136 | 33277 | 34216 | 35019 | 35688 | 36239 | 36685 | 36988 | 37236 | 37443 | 37627 | 37793
NPgN | BSP | NG FES - Falling Short | Number of electric cars and vans (hybrid and full electric) | MELROSEGATE | 1487 | 2449 | 3819 | 5640 | 7979 | 10565 | 13823 | 17544 | 21257 | 24995 | 28571 | 31959 | 35128 | 38076 | 40488 | 42689 | 44691 | 46502 | 48116 | 49446 | 50582 | 51529 | 52311 | 52942 | 53372 | 53723 | 54017 | 54278 | 54512
NPgN | BSP | NG FES - Falling Short | Number of electric cars and vans (hybrid and full electric) | NORTH TEES | 610 | 1080 | 1812 | 2879 | 4385 | 6258 | 8662 | 11418 | 14159 | 16913 | 19549 | 22048 | 24386 | 26559 | 28338 | 29962 | 31440 | 32777 | 33968 | 34949 | 35787 | 36485 | 37060 | 37525 | 37840 | 38098 | 38314 | 38506 | 38679
NPgN | BSP | NG FES - Falling Short | Number of electric cars and vans (hybrid and full electric) | POTTER HOUSE | 892 | 1498 | 2382 | 3591 | 5194 | 7043 | 9387 | 12069 | 14742 | 17430 | 20003 | 22441 | 24721 | 26842 | 28578 | 30161 | 31602 | 32906 | 34068 | 35024 | 35842 | 36523 | 37085 | 37539 | 37848 | 38100 | 38311 | 38499 | 38667
NPgN | BSP | NG FES - Falling Short | Number of electric cars and vans (hybrid and full electric) | RAVENSWORTH | 280 | 470 | 748 | 1129 | 1636 | 2222 | 2965 | 3815 | 4662 | 5515 | 6330 | 7103 | 7826 | 8498 | 9048 | 9550 | 10007 | 10420 | 10789 | 11092 | 11351 | 11567 | 11745 | 11889 | 11987 | 12067 | 12134 | 12193 | 12247
NPgN | BSP | NG FES - Falling Short | Number of electric cars and vans (hybrid and full electric) | SCARBOROUGH GRID | 489 | 887 | 1521 | 2465 | 3825 | 5553 | 7779 | 10334 | 12871 | 15420 | 17861 | 20174 | 22339 | 24350 | 25998 | 27501 | 28869 | 30108 | 31211 | 32118 | 32894 | 33540 | 34073 | 34503 | 34794 | 35033 | 35233 | 35411 | 35571
NPgN | BSP | NG FES - Falling Short | Number of electric cars and vans (hybrid and full electric) | SEAL SANDS | 1 | 2 | 2 | 3 | 4 | 5 | 6 | 7 | 8 | 9 | 10 | 11 | 12 | 12 | 13 | 14 | 14 | 15 | 15 | 16 | 16 | 16 | 16 | 17 | 17 | 17 | 17 | 17 | 17
NPgN | BSP | NG FES - Falling Short | Number of electric cars and vans (hybrid and full electric) | SPADEADAM 33KV | 15 | 25 | 38 | 55 | 75 | 96 | 123 | 153 | 183 | 214 | 243 | 271 | 296 | 320 | 340 | 358 | 374 | 389 | 402 | 413 | 422 | 430 | 436 | 442 | 445 | 448 | 450 | 453 | 454
NPgN | BSP | NG FES - Falling Short | Number of electric cars and vans (hybrid and full electric) | SPENNYMOOR 132/66KV | 1012 | 1753 | 2878 | 4480 | 6692 | 9373 | 12802 | 16730 | 20638 | 24567 | 28327 | 31892 | 35226 | 38325 | 40863 | 43179 | 45286 | 47194 | 48892 | 50290 | 51486 | 52482 | 53303 | 53966 | 54416 | 54784 | 55092 | 55367 | 55613
NPgN | BSP | NG FES - Falling Short | Number of electric cars and vans (hybrid and full electric) | TORONTO | 451 | 807 | 1367 | 2190 | 3364 | 4837 | 6730 | 8903 | 11062 | 13231 | 15307 | 17276 | 19117 | 20829 | 22230 | 23510 | 24674 | 25727 | 26666 | 27438 | 28098 | 28648 | 29101 | 29467 | 29715 | 29918 | 30088 | 30240 | 30376
NPgN | BSP | NG FES - Falling Short | Number of electric cars and vans (hybrid and full electric) | WORMALD GREEN 132/33KV | 670 | 1087 | 1666 | 2415 | 3346 | 4329 | 5557 | 6957 | 8357 | 9766 | 11115 | 12392 | 13587 | 14699 | 15608 | 16438 | 17192 | 17875 | 18483 | 18984 | 19413 | 19770 | 20065 | 20303 | 20466 | 20599 | 20709 | 20808 | 20896
NPgY | BSP | NG FES - Falling Short | Number of electric cars and vans (hybrid and full electric) | ATTERCLIFFE | 330 | 537 | 836 | 1252 | 1830 | 2541 | 3447 | 4543 | 5632 | 6692 | 7705 | 8663 | 9558 | 10387 | 11093 | 11739 | 12326 | 12858 | 13331 | 13720 | 14053 | 14331 | 14559 | 14744 | 14869 | 14971 | 15057 | 15133 | 15202
NPgY | BSP | NG FES - Falling Short | Number of electric cars and vans (hybrid and full electric) | BARUGH 132/66KV | 832 | 1332 | 2042 | 3017 | 4356 | 5988 | 8063 | 10574 | 13069 | 15496 | 17817 | 20014 | 22063 | 23962 | 25582 | 27060 | 28406 | 29623 | 30708 | 31600 | 32363 | 32998 | 33522 | 33945 | 34231 | 34466 | 34663 | 34838 | 34995
NPgY | BSP | NG FES - Falling Short | Number of electric cars and vans (hybrid and full electric) | BEESTON ROYDS 132/33KV | 2955 | 4185 | 5655 | 7321 | 9196 | 11064 | 13370 | 16124 | 18887 | 21593 | 24176 | 26617 | 28894 | 31008 | 32805 | 34442 | 35932 | 37279 | 38481 | 39471 | 40318 | 41025 | 41609 | 42080 | 42404 | 42668 | 42888 | 43082 | 43256
NPgY | BSP | NG FES - Falling Short | Number of electric cars and vans (hybrid and full electric) | BEVERLEY 132/33KV | 883 | 1476 | 2351 | 3591 | 5341 | 7523 | 10304 | 13673 | 17019 | 20272 | 23382 | 26326 | 29073 | 31619 | 33790 | 35772 | 37576 | 39209 | 40662 | 41859 | 42882 | 43733 | 44435 | 45001 | 45385 | 45699 | 45962 | 46197 | 46408
NPgY | BSP | NG FES - Falling Short | Number of electric cars and vans (hybrid and full electric) | BINGLEY 132/33KV | 609 | 1000 | 1566 | 2359 | 3464 | 4831 | 6571 | 8678 | 10770 | 12806 | 14752 | 16594 | 18313 | 19905 | 21264 | 22504 | 23632 | 24654 | 25563 | 26311 | 26951 | 27484 | 27923 | 28278 | 28518 | 28714 | 28879 | 29026 | 29158
NPgY | BSP | NG FES - Falling Short | Number of electric cars and vans (hybrid and full electric) | BLACKBURN MEADOWS B | 253 | 392 | 582 | 836 | 1173 | 1575 | 2084 | 2699 | 3311 | 3907 | 4477 | 5015 | 5518 | 5984 | 6382 | 6744 | 7074 | 7373 | 7639 | 7858 | 8045 | 8201 | 8329 | 8433 | 8503 | 8561 | 8609 | 8652 | 8691
NPgY | BSP | NG FES - Falling Short | Number of electric cars and vans (hybrid and full electric) | BLYTON | 516 | 851 | 1340 | 2028 | 2991 | 4184 | 5704 | 7546 | 9374 | 11152 | 12853 | 14462 | 15963 | 17355 | 18542 | 19625 | 20611 | 21503 | 22298 | 22952 | 23511 | 23976 | 24360 | 24670 | 24879 | 25051 | 25195 | 25323 | 25439
NPgY | BSP | NG FES - Falling Short | Number of electric cars and vans (hybrid and full electric) | BRADFORD | 2162 | 3126 | 4324 | 5752 | 7459 | 9282 | 11557 | 14288 | 17018 | 19685 | 22232 | 24641 | 26888 | 28972 | 30747 | 32364 | 33836 | 35168 | 36355 | 37332 | 38168 | 38866 | 39441 | 39905 | 40223 | 40482 | 40699 | 40891 | 41063
NPgY | BSP | NG FES - Falling Short | Number of electric cars and vans (hybrid and full electric) | BRAMHAM | 2175 | 3091 | 4191 | 5448 | 6879 | 8321 | 10106 | 12239 | 14379 | 16473 | 18471 | 20360 | 22123 | 23759 | 25150 | 26417 | 27571 | 28614 | 29544 | 30311 | 30966 | 31513 | 31965 | 32329 | 32580 | 32784 | 32954 | 33105 | 33240
NPgY | BSP | NG FES - Falling Short | Number of electric cars and vans (hybrid and full electric) | BRANSHOLME | 394 | 683 | 1120 | 1755 | 2665 | 3816 | 5285 | 7066 | 8833 | 10551 | 12195 | 13750 | 15201 | 16545 | 17692 | 18740 | 19693 | 20555 | 21323 | 21955 | 22496 | 22945 | 23316 | 23615 | 23818 | 23984 | 24123 | 24247 | 24358
NPgY | BSP | NG FES - Falling Short | Number of electric cars and vans (hybrid and full electric) | BRIGHOUSE 132/33KV | 706 | 1138 | 1754 | 2604 | 3777 | 5211 | 7036 | 9244 | 11438 | 13573 | 15614 | 17545 | 19347 | 21018 | 22442 | 23742 | 24925 | 25996 | 26949 | 27734 | 28405 | 28963 | 29424 | 29796 | 30048 | 30254 | 30427 | 30581 | 30719
NPgY | BSP | NG FES - Falling Short | Number of electric cars and vans (hybrid and full electric) | DONCASTER B/THORPE MARSH | 2328 | 3612 | 5378 | 7725 | 10861 | 14596 | 19328 | 25047 | 30735 | 36274 | 41568 | 46578 | 51252 | 55585 | 59279 | 62649 | 65716 | 68492 | 70965 | 73000 | 74740 | 76189 | 77384 | 78348 | 79004 | 79539 | 79988 | 80388 | 80746
NPgY | BSP | NG FES - Falling Short | Number of electric cars and vans (hybrid and full electric) | DONCASTER CENTRAL | 194 | 337 | 552 | 864 | 1311 | 1876 | 2598 | 3473 | 4341 | 5184 | 5991 | 6755 | 7468 | 8128 | 8692 | 9206 | 9674 | 10098 | 10475 | 10785 | 11051 | 11272 | 11454 | 11601 | 11700 | 11782 | 11850 | 11911 | 11966
NPgY | BSP | NG FES - Falling Short | Number of electric cars and vans (hybrid and full electric) | DRIFFIELD/BEVERLEY GROUP | 999 | 1711 | 2781 | 4322 | 6521 | 9288 | 12819 | 17100 | 21349 | 25479 | 29429 | 33167 | 36656 | 39888 | 42645 | 45163 | 47454 | 49527 | 51374 | 52893 | 54192 | 55273 | 56164 | 56883 | 57371 | 57769 | 58104 | 58402 | 58669
NPgY | BSP | NG FES - Falling Short | Number of electric cars and vans (hybrid and full electric) | FEATHERSTONE | 719 | 1180 | 1850 | 2787 | 4096 | 5713 | 7772 | 10265 | 12742 | 15150 | 17454 | 19633 | 21667 | 23552 | 25160 | 26627 | 27962 | 29171 | 30247 | 31133 | 31890 | 32520 | 33040 | 33460 | 33744 | 33977 | 34172 | 34345 | 34502
NPgY | BSP | NG FES - Falling Short | Number of electric cars and vans (hybrid and full electric) | GIRLINGTON | 432 | 721 | 1146 | 1748 | 2596 | 3652 | 4998 | 6628 | 8247 | 9821 | 11326 | 12751 | 14080 | 15312 | 16362 | 17322 | 18194 | 18984 | 19688 | 20267 | 20762 | 21174 | 21513 | 21787 | 21973 | 22125 | 22253 | 22366 | 22468
NPgY | BSP | NG FES - Falling Short | Number of electric cars and vans (hybrid and full electric) | HALIFAX 132/33KV | 228 | 378 | 599 | 910 | 1346 | 1889 | 2580 | 3418 | 4249 | 5058 | 5831 | 6563 | 7246 | 7879 | 8419 | 8912 | 9360 | 9766 | 10127 | 10425 | 10679 | 10890 | 11065 | 11206 | 11301 | 11379 | 11445 | 11503 | 11556
NPgY | BSP | NG FES - Falling Short | Number of electric cars and vans (hybrid and full electric) | HECKMONDWIKE | 495 | 826 | 1314 | 2004 | 2977 | 4188 | 5732 | 7602 | 9459 | 11265 | 12992 | 14627 | 16152 | 17565 | 18770 | 19871 | 20872 | 21778 | 22585 | 23250 | 23817 | 24290 | 24680 | 24994 | 25207 | 25382 | 25528 | 25658 | 25775
NPgY | BSP | NG FES - Falling Short | Number of electric cars and vans (hybrid and full electric) | HOLMFIELD | 760 | 1267 | 2012 | 3067 | 4552 | 6400 | 8756 | 11609 | 14443 | 17198 | 19833 | 22327 | 24653 | 26810 | 28649 | 30328 | 31855 | 33238 | 34470 | 35483 | 36350 | 37070 | 37665 | 38145 | 38470 | 38736 | 38959 | 39158 | 39337
NPgY | BSP | NG FES - Falling Short | Number of electric cars and vans (hybrid and full electric) | HULL EAST 132/33KV | 307 | 578 | 1007 | 1652 | 2602 | 3826 | 5394 | 7296 | 9182 | 11015 | 12768 | 14427 | 15975 | 17409 | 18633 | 19751 | 20768 | 21689 | 22508 | 23183 | 23759 | 24239 | 24634 | 24953 | 25169 | 25346 | 25494 | 25626 | 25745
NPgY | BSP | NG FES - Falling Short | Number of electric cars and vans (hybrid and full electric) | HULL SOUTH | 463 | 817 | 1359 | 2151 | 3297 | 4751 | 6609 | 8863 | 11099 | 13272 | 15351 | 17318 | 19154 | 20854 | 22306 | 23630 | 24836 | 25927 | 26899 | 27699 | 28382 | 28951 | 29420 | 29798 | 30055 | 30264 | 30440 | 30597 | 30738
NPgY | BSP | NG FES - Falling Short | Number of electric cars and vans (hybrid and full electric) | HULL WEST | 750 | 1183 | 1789 | 2608 | 3718 | 5058 | 6759 | 8816 | 10861 | 12851 | 14754 | 16555 | 18235 | 19792 | 21119 | 22331 | 23434 | 24432 | 25320 | 26052 | 26678 | 27198 | 27628 | 27974 | 28209 | 28402 | 28563 | 28707 | 28836
NPgY | BSP | NG FES - Falling Short | Number of electric cars and vans (hybrid and full electric) | HUMBERSTON | 201 | 380 | 665 | 1092 | 1723 | 2537 | 3579 | 4843 | 6097 | 7315 | 8480 | 9583 | 10612 | 11565 | 12378 | 13121 | 13797 | 14409 | 14954 | 15402 | 15786 | 16104 | 16367 | 16579 | 16723 | 16840 | 16939 | 17027 | 17106
NPgY | BSP | NG FES - Falling Short | Number of electric cars and vans (hybrid and full electric) | HUNNINGLEY | 191 | 339 | 567 | 899 | 1381 | 1993 | 2775 | 3724 | 4666 | 5581 | 6456 | 7284 | 8057 | 8773 | 9384 | 9942 | 10449 | 10909 | 11318 | 11655 | 11943 | 12182 | 12379 | 12539 | 12647 | 12735 | 12809 | 12875 | 12934
NPgY | BSP | NG FES - Falling Short | Number of electric cars and vans (hybrid and full electric) | HUNSHELF | 554 | 838 | 1216 | 1704 | 2336 | 3069 | 3995 | 5112 | 6225 | 7309 | 8345 | 9326 | 10240 | 11088 | 11811 | 12470 | 13070 | 13613 | 14096 | 14494 | 14835 | 15118 | 15352 | 15541 | 15670 | 15775 | 15862 | 15941 | 16011
NPgY | BSP | NG FES - Falling Short | Number of electric cars and vans (hybrid and full electric) | IMMINGHAM | 230 | 368 | 563 | 831 | 1199 | 1646 | 2215 | 2904 | 3588 | 4254 | 4891 | 5493 | 6056 | 6577 | 7021 | 7426 | 7795 | 8129 | 8427 | 8671 | 8881 | 9055 | 9199 | 9315 | 9393 | 9458 | 9512 | 9560 | 9603
NPgY | BSP | NG FES - Falling Short | Number of electric cars and vans (hybrid and full electric) | KIRKHAW LANE | 499 | 792 | 1204 | 1766 | 2531 | 3459 | 4638 | 6064 | 7481 | 8861 | 10179 | 11427 | 12591 | 13670 | 14591 | 15430 | 16195 | 16886 | 17502 | 18009 | 18443 | 18804 | 19101 | 19341 | 19504 | 19638 | 19750 | 19849 | 19938
NPgY | BSP | NG FES - Falling Short | Number of electric cars and vans (hybrid and full electric) | KIRKSTALL C 2/5 | 1366 | 1878 | 2446 | 3027 | 3591 | 4041 | 4574 | 5198 | 5834 | 6462 | 7060 | 7624 | 8151 | 8640 | 9055 | 9431 | 9774 | 10083 | 10360 | 10588 | 10784 | 10948 | 11083 | 11192 | 11269 | 11331 | 11382 | 11427 | 11467
NPgY | BSP | NG FES - Falling Short | Number of electric cars and vans (hybrid and full electric) | KIRKSTALL C/RING ROAD HORSFORTH | 8277 | 11404 | 14900 | 18508 | 22066 | 24983 | 28462 | 32544 | 36695 | 40791 | 44691 | 48371 | 51804 | 54997 | 57702 | 60161 | 62398 | 64418 | 66224 | 67714 | 68989 | 70057 | 70940 | 71652 | 72150 | 72556 | 72890 | 73183 | 73444
NPgY | BSP | NG FES - Falling Short | Number of electric cars and vans (hybrid and full electric) | LEEDS EAST | 2298 | 3305 | 4542 | 5999 | 7716 | 9520 | 11768 | 14461 | 17157 | 19791 | 22307 | 24685 | 26904 | 28963 | 30715 | 32312 | 33766 | 35080 | 36252 | 37217 | 38043 | 38731 | 39300 | 39758 | 40072 | 40329 | 40543 | 40732 | 40902
NPgY | BSP | NG FES - Falling Short | Number of electric cars and vans (hybrid and full electric) | LEEDS NORTH | 2408 | 3384 | 4528 | 5794 | 7176 | 8498 | 10120 | 12050 | 13992 | 15896 | 17713 | 19429 | 21030 | 22517 | 23781 | 24931 | 25978 | 26924 | 27769 | 28465 | 29060 | 29557 | 29968 | 30299 | 30528 | 30714 | 30869 | 31006 | 31128
NPgY | BSP | NG FES - Falling Short | Number of electric cars and vans (hybrid and full electric) | LINDLEY | 885 | 1420 | 2182 | 3230 | 4670 | 6429 | 8666 | 11372 | 14061 | 16678 | 19180 | 21547 | 23756 | 25804 | 27549 | 29143 | 30593 | 31905 | 33074 | 34036 | 34859 | 35543 | 36108 | 36563 | 36873 | 37125 | 37337 | 37526 | 37696
NPgY | BSP | NG FES - Falling Short | Number of electric cars and vans (hybrid and full electric) | LOW ROAD | 1978 | 2779 | 3719 | 4760 | 5897 | 6985 | 8321 | 9910 | 11509 | 13076 | 14572 | 15985 | 17303 | 18527 | 19568 | 20515 | 21377 | 22156 | 22851 | 23424 | 23914 | 24324 | 24662 | 24935 | 25123 | 25276 | 25404 | 25517 | 25617
NPgY | BSP | NG FES - Falling Short | Number of electric cars and vans (hybrid and full electric) | MALLARD WAY | 267 | 448 | 716 | 1097 | 1635 | 2307 | 3164 | 4202 | 5232 | 6234 | 7193 | 8100 | 8946 | 9730 | 10399 | 11009 | 11565 | 12068 | 12516 | 12884 | 13199 | 13462 | 13678 | 13852 | 13970 | 14067 | 14148 | 14221 | 14286
NPgY | BSP | NG FES - Falling Short | Number of electric cars and vans (hybrid and full electric) | MENSTON | 1617 | 2316 | 3172 | 4170 | 5336 | 6549 | 8056 | 9862 | 11669 | 13437 | 15125 | 16720 | 18208 | 19590 | 20765 | 21836 | 22811 | 23692 | 24478 | 25126 | 25679 | 26141 | 26523 | 26830 | 27041 | 27213 | 27357 | 27484 | 27598
NPgY | BSP | NG FES - Falling Short | Number of electric cars and vans (hybrid and full electric) | MOSS ROAD | 184 | 327 | 547 | 870 | 1337 | 1932 | 2692 | 3613 | 4528 | 5416 | 6266 | 7071 | 7822 | 8517 | 9110 | 9652 | 10145 | 10592 | 10989 | 11316 | 11596 | 11828 | 12020 | 12175 | 12279 | 12365 | 12437 | 12501 | 12559
NPgY | BSP | NG FES - Falling Short | Number of electric cars and vans (hybrid and full electric) | OSGODBY 1/2 | 0 | 0 | 0 | 0 | 0 | 0 | 0 | 0 | 0 | 0 | 0 | 0 | 0 | 0 | 0 | 0 | 0 | 0 | 0 | 0 | 0 | 0 | 0 | 0 | 0 | 0 | 0 | 0 | 0
NPgY | BSP | NG FES - Falling Short | Number of electric cars and vans (hybrid and full electric) | OSGODBY 3/4 | 473 | 795 | 1273 | 1954 | 2918 | 4122 | 5658 | 7518 | 9365 | 11161 | 12879 | 14505 | 16021 | 17427 | 18626 | 19720 | 20716 | 21618 | 22421 | 23081 | 23646 | 24116 | 24503 | 24816 | 25028 | 25202 | 25347 | 25477 | 25593
NPgY | BSP | NG FES - Falling Short | Number of electric cars and vans (hybrid and full electric) | RODLEY | 2170 | 3131 | 4321 | 5732 | 7410 | 9191 | 11413 | 14078 | 16743 | 19348 | 21835 | 24186 | 26380 | 28416 | 30148 | 31727 | 33165 | 34465 | 35623 | 36578 | 37394 | 38075 | 38637 | 39090 | 39400 | 39654 | 39865 | 40053 | 40221
NPgY | BSP | NG FES - Falling Short | Number of electric cars and vans (hybrid and full electric) | SAINT ANDREWS ROAD 132/33KV | 579 | 969 | 1546 | 2365 | 3521 | 4964 | 6803 | 9031 | 11243 | 13394 | 15451 | 17398 | 19214 | 20897 | 22333 | 23644 | 24837 | 25916 | 26878 | 27669 | 28345 | 28908 | 29372 | 29747 | 30001 | 30208 | 30382 | 30538 | 30677
NPgY | BSP | NG FES - Falling Short | Number of electric cars and vans (hybrid and full electric) | SALTEND 132/33KV | 0 | 1 | 1 | 1 | 2 | 3 | 4 | 6 | 7 | 9 | 10 | 11 | 13 | 14 | 15 | 16 | 16 | 17 | 18 | 18 | 19 | 19 | 20 | 20 | 20 | 20 | 20 | 20 | 20
NPgY | BSP | NG FES - Falling Short | Number of electric cars and vans (hybrid and full electric) | SANTON | 435 | 728 | 1161 | 1776 | 2643 | 3726 | 5105 | 6777 | 8436 | 10050 | 11593 | 13053 | 14416 | 15679 | 16756 | 17739 | 18634 | 19444 | 20165 | 20759 | 21266 | 21688 | 22036 | 22317 | 22508 | 22664 | 22794 | 22911 | 23015
NPgY | BSP | NG FES - Falling Short | Number of electric cars and vans (hybrid and full electric) | SCUNTHORPE NORTH | 179 | 331 | 571 | 929 | 1454 | 2129 | 2992 | 4040 | 5080 | 6089 | 7055 | 7969 | 8822 | 9612 | 10287 | 10902 | 11463 | 11970 | 12422 | 12793 | 13111 | 13375 | 13593 | 13769 | 13888 | 13985 | 14067 | 14140 | 14205
NPgY | BSP | NG FES - Falling Short | Number of electric cars and vans (hybrid and full electric) | SCUNTHORPE SOUTH | 305 | 573 | 998 | 1637 | 2577 | 3790 | 5341 | 7225 | 9092 | 10906 | 12641 | 14284 | 15817 | 17237 | 18448 | 19555 | 20562 | 21473 | 22285 | 22952 | 23523 | 23998 | 24390 | 24706 | 24919 | 25094 | 25241 | 25372 | 25490
NPgY | BSP | NG FES - Falling Short | Number of electric cars and vans (hybrid and full electric) | SILSDEN | 1117 | 1756 | 2647 | 3848 | 5472 | 7427 | 9907 | 12907 | 15889 | 18792 | 21567 | 24192 | 26642 | 28913 | 30849 | 32616 | 34224 | 35680 | 36976 | 38043 | 38955 | 39714 | 40340 | 40846 | 41189 | 41470 | 41705 | 41914 | 42102
NPgY | BSP | NG FES - Falling Short | Number of electric cars and vans (hybrid and full electric) | SOWERBY BRIDGE 132/33KV | 765 | 1221 | 1867 | 2751 | 3961 | 5434 | 7305 | 9569 | 11819 | 14009 | 16102 | 18083 | 19931 | 21644 | 23105 | 24438 | 25651 | 26749 | 27727 | 28532 | 29220 | 29793 | 30265 | 30647 | 30905 | 31117 | 31294 | 31452 | 31594
NPgY | BSP | NG FES - Falling Short | Number of electric cars and vans (hybrid and full electric) | STAYGATE | 481 | 829 | 1356 | 2117 | 3206 | 4580 | 6335 | 8462 | 10572 | 12624 | 14586 | 16443 | 18176 | 19782 | 21152 | 22402 | 23540 | 24570 | 25488 | 26242 | 26888 | 27425 | 27867 | 28225 | 28467 | 28665 | 28831 | 28979 | 29112
NPgY | BSP | NG FES - Falling Short | Number of electric cars and vans (hybrid and full electric) | THORNHILL 132KV | 929 | 1545 | 2448 | 3725 | 5520 | 7752 | 10597 | 14043 | 17465 | 20793 | 23975 | 26986 | 29796 | 32400 | 34621 | 36649 | 38494 | 40164 | 41651 | 42874 | 43921 | 44792 | 45510 | 46089 | 46482 | 46803 | 47073 | 47313 | 47528
NPgY | BSP | NG FES - Falling Short | Number of electric cars and vans (hybrid and full electric) | WAKEFIELD MONCKTON ROAD | 516 | 833 | 1288 | 1916 | 2785 | 3850 | 5204 | 6843 | 8471 | 10056 | 11571 | 13004 | 14342 | 15581 | 16639 | 17604 | 18482 | 19277 | 19984 | 20567 | 21065 | 21479 | 21821 | 22097 | 22284 | 22437 | 22566 | 22680 | 22783
NPgY | BSP | NG FES - Falling Short | Number of electric cars and vans (hybrid and full electric) | WAKEFIELD NORTH | 1176 | 1815 | 2686 | 3837 | 5364 | 7174 | 9465 | 12234 | 14988 | 17670 | 20234 | 22659 | 24923 | 27021 | 28809 | 30441 | 31926 | 33270 | 34467 | 35453 | 36296 | 36997 | 37576 | 38043 | 38360 | 38620 | 38837 | 39030 | 39204
NPgY | BSP | NG FES - Falling Short | Number of electric cars and vans (hybrid and full electric) | WEST MELTON | 2152 | 3266 | 4759 | 6690 | 9208 | 12139 | 15842 | 20312 | 24762 | 29098 | 33242 | 37163 | 40820 | 44212 | 47102 | 49739 | 52139 | 54310 | 56244 | 57837 | 59199 | 60332 | 61268 | 62023 | 62537 | 62957 | 63308 | 63620 | 63901
NPgY | BSP | NG FES - Falling Short | Number of electric cars and vans (hybrid and full electric) | WHINMOOR | 1899 | 2771 | 3872 | 5210 | 6843 | 8628 | 10863 | 13549 | 16232 | 18851 | 21352 | 23718 | 25925 | 27972 | 29715 | 31305 | 32752 | 34060 | 35226 | 36187 | 37008 | 37693 | 38258 | 38714 | 39025 | 39280 | 39492 | 39681 | 39850
NPgY | BSP | NG FES - Falling Short | Number of electric cars and vans (hybrid and full electric) | WOLD NEWTON | 541 | 901 | 1430 | 2179 | 3233 | 4545 | 6218 | 8243 | 10255 | 12211 | 14081 | 15852 | 17503 | 19034 | 20339 | 21531 | 22616 | 23598 | 24472 | 25191 | 25806 | 26318 | 26740 | 27081 | 27312 | 27500 | 27659 | 27800 | 27927
NPgY | BSP | NG FES - Falling Short | Number of electric cars and vans (hybrid and full electric) | YARBOROUGH ROAD 132/33KV | 513 | 861 | 1374 | 2103 | 3134 | 4419 | 6059 | 8045 | 10016 | 11934 | 13767 | 15502 | 17121 | 18622 | 19902 | 21070 | 22133 | 23095 | 23952 | 24657 | 25260 | 25762 | 26176 | 26510 | 26736 | 26921 | 27076 | 27215 | 27339
NPgN | BSP | NG FES - Leading the Way | Number of electric cars and vans (hybrid and full electric) | ANNFIELD | 542 | 1088 | 2368 | 4182 | 6900 | 9738 | 12781 | 15961 | 19680 | 23404 | 26950 | 30281 | 33351 | 35971 | 38097 | 39952 | 41551 | 42912 | 44030 | 44918 | 45619 | 46151 | 46547 | 46845 | 47046 | 47210 | 47358 | 47502 | 47648
NPgN | BSP | NG FES - Leading the Way | Number of electric cars and vans (hybrid and full electric) | BARRACK ROAD | 312 | 584 | 1187 | 1960 | 3024 | 3997 | 5043 | 6130 | 7390 | 8653 | 9860 | 10993 | 12039 | 12932 | 13655 | 14286 | 14830 | 15292 | 15672 | 15974 | 16213 | 16395 | 16530 | 16633 | 16702 | 16758 | 16809 | 16858 | 16908
NPgN | BSP | NG FES - Leading the Way | Number of electric cars and vans (hybrid and full electric) | BLUCHER | 678 | 1275 | 2601 | 4311 | 6680 | 8869 | 11221 | 13664 | 16501 | 19343 | 22059 | 24609 | 26963 | 28970 | 30598 | 32017 | 33241 | 34281 | 35136 | 35817 | 36354 | 36763 | 37067 | 37297 | 37453 | 37580 | 37694 | 37805 | 37917
NPgN | BSP | NG FES - Leading the Way | Number of electric cars and vans (hybrid and full electric) | BOWESFIELD | 919 | 1772 | 3711 | 6317 | 10059 | 13727 | 17664 | 21766 | 26546 | 31333 | 35900 | 40189 | 44145 | 47520 | 50257 | 52644 | 54703 | 56455 | 57893 | 59037 | 59940 | 60627 | 61138 | 61523 | 61784 | 61995 | 62187 | 62372 | 62561
NPgN | BSP | NG FES - Leading the Way | Number of electric cars and vans (hybrid and full electric) | CHIRTON GRANGE | 667 | 1277 | 2654 | 4482 | 7081 | 9589 | 12282 | 15085 | 18348 | 21617 | 24736 | 27666 | 30368 | 32674 | 34543 | 36174 | 37580 | 38776 | 39758 | 40540 | 41157 | 41626 | 41975 | 42239 | 42417 | 42562 | 42693 | 42819 | 42948
NPgN | BSP | NG FES - Leading the Way | Number of electric cars and vans (hybrid and full electric) | COALBURNS | 552 | 1009 | 1995 | 3198 | 4778 | 6099 | 7521 | 8991 | 10686 | 12385 | 14013 | 15543 | 16955 | 18159 | 19135 | 19985 | 20719 | 21342 | 21854 | 22262 | 22585 | 22830 | 23014 | 23152 | 23247 | 23324 | 23393 | 23459 | 23526
NPgN | BSP | NG FES - Leading the Way | Number of electric cars and vans (hybrid and full electric) | DARLINGTON CENTRAL | 535 | 1012 | 2078 | 3466 | 5407 | 7229 | 9185 | 11220 | 13584 | 15953 | 18214 | 20339 | 22299 | 23971 | 25326 | 26508 | 27528 | 28395 | 29107 | 29674 | 30121 | 30462 | 30715 | 30907 | 31036 | 31142 | 31237 | 31329 | 31422
NPgN | BSP | NG FES - Leading the Way | Number of electric cars and vans (hybrid and full electric) | DARLINGTON NORTH | 518 | 1026 | 2207 | 3855 | 6295 | 8801 | 11488 | 14295 | 17573 | 20857 | 23985 | 26922 | 29631 | 31942 | 33817 | 35453 | 36863 | 38064 | 39049 | 39833 | 40451 | 40921 | 41270 | 41533 | 41711 | 41856 | 41987 | 42113 | 42242
NPgN | BSP | NG FES - Leading the Way | Number of electric cars and vans (hybrid and full electric) | DUNSTON | 884 | 1679 | 3460 | 5796 | 9081 | 12194 | 15536 | 19014 | 23059 | 27109 | 30977 | 34610 | 37961 | 40820 | 43138 | 45159 | 46903 | 48386 | 49604 | 50572 | 51338 | 51919 | 52353 | 52680 | 52901 | 53082 | 53244 | 53401 | 53561
NPgN | BSP | NG FES - Leading the Way | Number of electric cars and vans (hybrid and full electric) | FLATWORTH | 270 | 537 | 1158 | 2028 | 3318 | 4647 | 6073 | 7562 | 9302 | 11044 | 12704 | 14263 | 15700 | 16927 | 17921 | 18789 | 19538 | 20175 | 20698 | 21113 | 21442 | 21691 | 21876 | 22016 | 22110 | 22187 | 22256 | 22324 | 22392
NPgN | BSP | NG FES - Leading the Way | Number of electric cars and vans (hybrid and full electric) | GOSFORTH | 618 | 1177 | 2430 | 4080 | 6406 | 8621 | 11000 | 13475 | 16354 | 19238 | 21991 | 24576 | 26962 | 28997 | 30647 | 32086 | 33327 | 34382 | 35249 | 35939 | 36484 | 36898 | 37206 | 37439 | 37596 | 37724 | 37840 | 37952 | 38065
NPgN | BSP | NG FES - Leading the Way | Number of electric cars and vans (hybrid and full electric) | HARROGATE 132/33KV | 922 | 1679 | 3310 | 5286 | 7863 | 9989 | 12277 | 14641 | 17365 | 20095 | 22711 | 25170 | 27440 | 29377 | 30945 | 32312 | 33490 | 34491 | 35315 | 35971 | 36490 | 36884 | 37180 | 37402 | 37555 | 37679 | 37790 | 37896 | 38005
NPgN | BSP | NG FES - Leading the Way | Number of electric cars and vans (hybrid and full electric) | HUSTHWAITE | 262 | 492 | 1003 | 1659 | 2565 | 3398 | 4293 | 5224 | 6303 | 7384 | 8418 | 9388 | 10284 | 11048 | 11667 | 12207 | 12673 | 13069 | 13394 | 13653 | 13858 | 14013 | 14129 | 14217 | 14276 | 14324 | 14368 | 14410 | 14452
NPgN | BSP | NG FES - Leading the Way | Number of electric cars and vans (hybrid and full electric) | LEEMING BAR_SKEEBY | 792 | 1568 | 3365 | 5868 | 9565 | 13351 | 17412 | 21652 | 26604 | 31563 | 36289 | 40726 | 44818 | 48310 | 51142 | 53613 | 55744 | 57557 | 59046 | 60229 | 61164 | 61873 | 62401 | 62799 | 63067 | 63286 | 63484 | 63675 | 63870
NPgN | BSP | NG FES - Leading the Way | Number of electric cars and vans (hybrid and full electric) | LINTON | 695 | 1303 | 2651 | 4384 | 6775 | 8970 | 11329 | 13779 | 16623 | 19471 | 22193 | 24750 | 27109 | 29122 | 30753 | 32176 | 33403 | 34446 | 35303 | 35985 | 36524 | 36933 | 37239 | 37469 | 37626 | 37753 | 37868 | 37978 | 38091
NPgN | BSP | NG FES - Leading the Way | Number of electric cars and vans (hybrid and full electric) | MALTON GRID | 820 | 1560 | 3222 | 5410 | 8495 | 11434 | 14589 | 17873 | 21693 | 25519 | 29171 | 32601 | 35766 | 38466 | 40655 | 42564 | 44210 | 45610 | 46761 | 47676 | 48398 | 48948 | 49357 | 49665 | 49875 | 50045 | 50198 | 50346 | 50497
NPgN | BSP | NG FES - Leading the Way | Number of electric cars and vans (hybrid and full electric) | MELROSEGATE | 1487 | 2756 | 5538 | 9033 | 13758 | 17937 | 22431 | 27090 | 32484 | 37889 | 43058 | 47915 | 52397 | 56221 | 59319 | 62021 | 64350 | 66330 | 67958 | 69253 | 70277 | 71056 | 71637 | 72076 | 72374 | 72617 | 72835 | 73046 | 73259
NPgN | BSP | NG FES - Leading the Way | Number of electric cars and vans (hybrid and full electric) | NORTH TEES | 610 | 1216 | 2627 | 4611 | 7561 | 10614 | 13887 | 17306 | 21302 | 25304 | 29116 | 32695 | 35996 | 38813 | 41098 | 43091 | 44810 | 46273 | 47474 | 48428 | 49182 | 49754 | 50180 | 50501 | 50717 | 50893 | 51053 | 51207 | 51364
NPgN | BSP | NG FES - Leading the Way | Number of electric cars and vans (hybrid and full electric) | POTTER HOUSE | 892 | 1685 | 3454 | 5752 | 8957 | 11953 | 15172 | 18518 | 22406 | 26300 | 30019 | 33513 | 36736 | 39486 | 41716 | 43660 | 45336 | 46762 | 47933 | 48865 | 49601 | 50161 | 50578 | 50893 | 51106 | 51279 | 51436 | 51587 | 51740
NPgN | BSP | NG FES - Leading the Way | Number of electric cars and vans (hybrid and full electric) | RAVENSWORTH | 280 | 529 | 1085 | 1809 | 2821 | 3771 | 4791 | 5851 | 7084 | 8319 | 9498 | 10605 | 11627 | 12498 | 13205 | 13821 | 14353 | 14805 | 15176 | 15471 | 15705 | 15882 | 16014 | 16114 | 16182 | 16237 | 16286 | 16334 | 16383
NPgN | BSP | NG FES - Leading the Way | Number of electric cars and vans (hybrid and full electric) | SCARBOROUGH GRID | 489 | 998 | 2205 | 3948 | 6596 | 9417 | 12441 | 15605 | 19307 | 23014 | 26543 | 29857 | 32911 | 35519 | 37634 | 39479 | 41071 | 42426 | 43538 | 44421 | 45119 | 45648 | 46042 | 46339 | 46538 | 46701 | 46848 | 46991 | 47136
NPgN | BSP | NG FES - Leading the Way | Number of electric cars and vans (hybrid and full electric) | SEAL SANDS | 1 | 2 | 4 | 5 | 7 | 9 | 10 | 11 | 13 | 14 | 15 | 17 | 18 | 19 | 20 | 21 | 21 | 22 | 22 | 23 | 23 | 23 | 23 | 23 | 23 | 23 | 24 | 24 | 24
NPgN | BSP | NG FES - Leading the Way | Number of electric cars and vans (hybrid and full electric) | SPADEADAM 33KV | 15 | 28 | 55 | 87 | 130 | 164 | 201 | 239 | 283 | 326 | 369 | 408 | 445 | 476 | 501 | 523 | 542 | 558 | 572 | 582 | 590 | 597 | 602 | 605 | 608 | 610 | 611 | 613 | 615
NPgN | BSP | NG FES - Leading the Way | Number of electric cars and vans (hybrid and full electric) | SPENNYMOOR 132/66KV | 1012 | 1972 | 4173 | 7175 | 11540 | 15902 | 20583 | 25465 | 31159 | 36862 | 42299 | 47405 | 52114 | 56133 | 59392 | 62234 | 64686 | 66772 | 68484 | 69846 | 70922 | 71738 | 72347 | 72805 | 73115 | 73366 | 73594 | 73814 | 74039
NPgN | BSP | NG FES - Leading the Way | Number of electric cars and vans (hybrid and full electric) | TORONTO | 451 | 908 | 1982 | 3508 | 5800 | 8203 | 10779 | 13471 | 16620 | 19773 | 22776 | 25595 | 28195 | 30413 | 32213 | 33783 | 35138 | 36290 | 37236 | 37988 | 38582 | 39032 | 39367 | 39620 | 39790 | 39928 | 40054 | 40175 | 40299
NPgN | BSP | NG FES - Leading the Way | Number of electric cars and vans (hybrid and full electric) | WORMALD GREEN 132/33KV | 670 | 1223 | 2416 | 3867 | 5769 | 7352 | 9055 | 10816 | 12846 | 14880 | 16829 | 18661 | 20352 | 21794 | 22962 | 23981 | 24859 | 25605 | 26218 | 26707 | 27093 | 27387 | 27607 | 27773 | 27887 | 27979 | 28061 | 28141 | 28221
NPgY | BSP | NG FES - Leading the Way | Number of electric cars and vans (hybrid and full electric) | ATTERCLIFFE | 330 | 575 | 1102 | 1816 | 2870 | 4081 | 5379 | 6737 | 8326 | 9901 | 11399 | 12805 | 14099 | 15201 | 16109 | 16902 | 17585 | 18167 | 18645 | 19024 | 19324 | 19551 | 19720 | 19847 | 19933 | 20003 | 20066 | 20127 | 20190
NPgY | BSP | NG FES - Leading the Way | Number of electric cars and vans (hybrid and full electric) | BARUGH 132/66KV | 832 | 1426 | 2693 | 4378 | 6833 | 9610 | 12587 | 15699 | 19340 | 22946 | 26377 | 29597 | 32563 | 35088 | 37169 | 38984 | 40550 | 41882 | 42976 | 43846 | 44532 | 45053 | 45440 | 45732 | 45929 | 46089 | 46234 | 46374 | 46518
NPgY | BSP | NG FES - Leading the Way | Number of electric cars and vans (hybrid and full electric) | BEESTON ROYDS 132/33KV | 2955 | 4482 | 7456 | 10621 | 14426 | 17583 | 20988 | 24478 | 28461 | 32411 | 36212 | 39783 | 43080 | 45885 | 48187 | 50194 | 51923 | 53391 | 54600 | 55564 | 56327 | 56909 | 57346 | 57676 | 57904 | 58089 | 58253 | 58411 | 58570
NPgY | BSP | NG FES - Leading the Way | Number of electric cars and vans (hybrid and full electric) | BEVERLEY 132/33KV | 883 | 1581 | 3099 | 5210 | 8379 | 12092 | 16071 | 20240 | 25126 | 29966 | 34567 | 38884 | 42859 | 46244 | 49034 | 51469 | 53569 | 55356 | 56823 | 57989 | 58909 | 59606 | 60125 | 60516 | 60778 | 60992 | 61186 | 61374 | 61566
NPgY | BSP | NG FES - Leading the Way | Number of electric cars and vans (hybrid and full electric) | BINGLEY 132/33KV | 609 | 1070 | 2065 | 3422 | 5434 | 7760 | 10252 | 12861 | 15916 | 18943 | 21821 | 24522 | 27009 | 29126 | 30872 | 32395 | 33708 | 34826 | 35744 | 36473 | 37049 | 37485 | 37810 | 38055 | 38219 | 38353 | 38475 | 38592 | 38712
NPgY | BSP | NG FES - Leading the Way | Number of electric cars and vans (hybrid and full electric) | BLACKBURN MEADOWS B | 253 | 419 | 768 | 1212 | 1840 | 2523 | 3256 | 4021 | 4912 | 5796 | 6637 | 7427 | 8155 | 8774 | 9285 | 9730 | 10114 | 10440 | 10708 | 10922 | 11090 | 11218 | 11313 | 11385 | 11433 | 11473 | 11508 | 11543 | 11578
NPgY | BSP | NG FES - Leading the Way | Number of electric cars and vans (hybrid and full electric) | BLYTON | 516 | 911 | 1767 | 2942 | 4691 | 6722 | 8899 | 11178 | 13848 | 16493 | 19008 | 21367 | 23540 | 25390 | 26915 | 28246 | 29394 | 30371 | 31172 | 31809 | 32312 | 32694 | 32977 | 33191 | 33335 | 33451 | 33558 | 33660 | 33765
NPgY | BSP | NG FES - Leading the Way | Number of electric cars and vans (hybrid and full electric) | BRADFORD | 2162 | 3348 | 5702 | 8345 | 11700 | 14789 | 18113 | 21545 | 25499 | 29418 | 33173 | 36699 | 39952 | 42720 | 44995 | 46979 | 48690 | 50143 | 51338 | 52290 | 53043 | 53616 | 54045 | 54368 | 54590 | 54770 | 54931 | 55086 | 55242
NPgY | BSP | NG FES - Leading the Way | Number of electric cars and vans (hybrid and full electric) | BRAMHAM | 2175 | 3310 | 5526 | 7904 | 10790 | 13229 | 15860 | 18559 | 21646 | 24706 | 27648 | 30413 | 32964 | 35135 | 36918 | 38471 | 39811 | 40947 | 41883 | 42630 | 43220 | 43671 | 44008 | 44263 | 44439 | 44582 | 44709 | 44831 | 44954
NPgY | BSP | NG FES - Leading the Way | Number of electric cars and vans (hybrid and full electric) | BRANSHOLME | 394 | 731 | 1477 | 2546 | 4181 | 6140 | 8238 | 10439 | 13023 | 15582 | 18013 | 20293 | 22393 | 24181 | 25655 | 26941 | 28051 | 28996 | 29771 | 30387 | 30873 | 31241 | 31515 | 31721 | 31859 | 31972 | 32075 | 32174 | 32275
NPgY | BSP | NG FES - Leading the Way | Number of electric cars and vans (hybrid and full electric) | BRIGHOUSE 132/33KV | 706 | 1218 | 2313 | 3778 | 5924 | 8365 | 10982 | 13718 | 16920 | 20092 | 23110 | 25941 | 28549 | 30770 | 32600 | 34196 | 35573 | 36745 | 37707 | 38472 | 39075 | 39533 | 39874 | 40131 | 40303 | 40444 | 40572 | 40695 | 40821
NPgY | BSP | NG FES - Leading the Way | Number of electric cars and vans (hybrid and full electric) | DONCASTER B/THORPE MARSH | 2328 | 3868 | 7090 | 11208 | 17037 | 23385 | 30196 | 37301 | 45591 | 53804 | 61628 | 68971 | 75735 | 81494 | 86239 | 90377 | 93946 | 96982 | 99476 | 101458 | 103024 | 104212 | 105098 | 105765 | 106215 | 106581 | 106913 | 107234 | 107560
NPgY | BSP | NG FES - Leading the Way | Number of electric cars and vans (hybrid and full electric) | DONCASTER CENTRAL | 194 | 360 | 728 | 1253 | 2057 | 3019 | 4050 | 5131 | 6400 | 7656 | 8850 | 9970 | 11002 | 11880 | 12604 | 13236 | 13781 | 14245 | 14625 | 14928 | 15166 | 15347 | 15482 | 15583 | 15651 | 15706 | 15757 | 15805 | 15855
NPgY | BSP | NG FES - Leading the Way | Number of electric cars and vans (hybrid and full electric) | DRIFFIELD/BEVERLEY GROUP | 999 | 1833 | 3667 | 6270 | 10228 | 14940 | 19987 | 25278 | 31488 | 37637 | 43481 | 48963 | 54011 | 58309 | 61853 | 64945 | 67613 | 69883 | 71746 | 73227 | 74395 | 75281 | 75939 | 76435 | 76768 | 77038 | 77285 | 77523 | 77767
NPgY | BSP | NG FES - Leading the Way | Number of electric cars and vans (hybrid and full electric) | FEATHERSTONE | 719 | 1264 | 2439 | 4044 | 6425 | 9176 | 12126 | 15213 | 18829 | 22411 | 25817 | 29013 | 31956 | 34462 | 36528 | 38330 | 39884 | 41207 | 42293 | 43156 | 43837 | 44354 | 44738 | 45027 | 45222 | 45380 | 45524 | 45664 | 45806
NPgY | BSP | NG FES - Leading the Way | Number of electric cars and vans (hybrid and full electric) | GIRLINGTON | 432 | 772 | 1512 | 2536 | 4072 | 5869 | 7795 | 9812 | 12177 | 14519 | 16745 | 18834 | 20758 | 22396 | 23746 | 24924 | 25940 | 26805 | 27515 | 28079 | 28524 | 28861 | 29113 | 29302 | 29429 | 29532 | 29626 | 29717 | 29810
NPgY | BSP | NG FES - Leading the Way | Number of electric cars and vans (hybrid and full electric) | HALIFAX 132/33KV | 228 | 405 | 789 | 1320 | 2112 | 3035 | 4025 | 5061 | 6276 | 7479 | 8623 | 9696 | 10684 | 11526 | 12219 | 12824 | 13346 | 13791 | 14155 | 14445 | 14674 | 14847 | 14976 | 15073 | 15139 | 15192 | 15240 | 15287 | 15335
NPgY | BSP | NG FES - Leading the Way | Number of electric cars and vans (hybrid and full electric) | HECKMONDWIKE | 495 | 885 | 1732 | 2908 | 4669 | 6731 | 8940 | 11255 | 13967 | 16654 | 19208 | 21605 | 23812 | 25691 | 27240 | 28591 | 29757 | 30749 | 31564 | 32211 | 32721 | 33109 | 33397 | 33614 | 33760 | 33878 | 33986 | 34090 | 34197
NPgY | BSP | NG FES - Leading the Way | Number of electric cars and vans (hybrid and full electric) | HOLMFIELD | 760 | 1357 | 2653 | 4449 | 7140 | 10286 | 13657 | 17188 | 21327 | 25426 | 29323 | 32980 | 36347 | 39214 | 41577 | 43639 | 45418 | 46932 | 48174 | 49161 | 49941 | 50532 | 50971 | 51302 | 51525 | 51705 | 51870 | 52029 | 52192
NPgY | BSP | NG FES - Leading the Way | Number of electric cars and vans (hybrid and full electric) | HULL EAST 132/33KV | 307 | 619 | 1328 | 2396 | 4081 | 6167 | 8401 | 10747 | 13507 | 16240 | 18835 | 21268 | 23508 | 25416 | 26990 | 28363 | 29547 | 30556 | 31383 | 32040 | 32559 | 32952 | 33243 | 33463 | 33610 | 33730 | 33839 | 33945 | 34053
NPgY | BSP | NG FES - Leading the Way | Number of electric cars and vans (hybrid and full electric) | HULL SOUTH | 463 | 875 | 1792 | 3121 | 5171 | 7648 | 10301 | 13084 | 16354 | 19592 | 22667 | 25552 | 28208 | 30470 | 32335 | 33963 | 35367 | 36562 | 37543 | 38322 | 38936 | 39403 | 39749 | 40010 | 40184 | 40327 | 40456 | 40582 | 40710
NPgY | BSP | NG FES - Leading the Way | Number of electric cars and vans (hybrid and full electric) | HULL WEST | 750 | 1267 | 2358 | 3783 | 5832 | 8111 | 10555 | 13107 | 16089 | 19044 | 21856 | 24496 | 26927 | 28997 | 30703 | 32190 | 33474 | 34566 | 35462 | 36175 | 36737 | 37164 | 37482 | 37722 | 37883 | 38015 | 38134 | 38249 | 38366
NPgY | BSP | NG FES - Leading the Way | Number of electric cars and vans (hybrid and full electric) | HUMBERSTON | 201 | 407 | 877 | 1585 | 2703 | 4090 | 5574 | 7133 | 8968 | 10785 | 12509 | 14126 | 15615 | 16883 | 17929 | 18842 | 19629 | 20299 | 20849 | 21286 | 21631 | 21892 | 22086 | 22232 | 22329 | 22409 | 22482 | 22552 | 22624
NPgY | BSP | NG FES - Leading the Way | Number of electric cars and vans (hybrid and full electric) | HUNNINGLEY | 191 | 364 | 747 | 1305 | 2166 | 3209 | 4325 | 5497 | 6874 | 8237 | 9532 | 10747 | 11865 | 12817 | 13603 | 14288 | 14879 | 15382 | 15795 | 16123 | 16382 | 16578 | 16724 | 16834 | 16907 | 16967 | 17022 | 17075 | 17129
NPgY | BSP | NG FES - Leading the Way | Number of electric cars and vans (hybrid and full electric) | HUNSHELF | 554 | 897 | 1603 | 2472 | 3664 | 4910 | 6247 | 7639 | 9258 | 10862 | 12393 | 13829 | 15153 | 16279 | 17207 | 18016 | 18714 | 19308 | 19795 | 20183 | 20489 | 20722 | 20896 | 21026 | 21115 | 21187 | 21252 | 21315 | 21379
NPgY | BSP | NG FES - Leading the Way | Number of electric cars and vans (hybrid and full electric) | IMMINGHAM | 230 | 394 | 742 | 1206 | 1880 | 2642 | 3458 | 4312 | 5311 | 6300 | 7241 | 8124 | 8938 | 9630 | 10201 | 10699 | 11129 | 11494 | 11794 | 12033 | 12221 | 12364 | 12470 | 12550 | 12604 | 12648 | 12688 | 12726 | 12765
NPgY | BSP | NG FES - Leading the Way | Number of electric cars and vans (hybrid and full electric) | KIRKHAW LANE | 499 | 848 | 1588 | 2562 | 3970 | 5549 | 7241 | 9010 | 11078 | 13126 | 15075 | 16904 | 18589 | 20024 | 21206 | 22237 | 23127 | 23883 | 24505 | 24999 | 25389 | 25685 | 25905 | 26071 | 26183 | 26273 | 26356 | 26436 | 26517
NPgY | BSP | NG FES - Leading the Way | Number of electric cars and vans (hybrid and full electric) | KIRKSTALL C 2/5 | 1366 | 2011 | 3225 | 4392 | 5633 | 6387 | 7207 | 8024 | 8924 | 9817 | 10691 | 11514 | 12277 | 12924 | 13453 | 13913 | 14310 | 14645 | 14922 | 15144 | 15320 | 15456 | 15559 | 15637 | 15693 | 15738 | 15777 | 15814 | 15851
NPgY | BSP | NG FES - Leading the Way | Number of electric cars and vans (hybrid and full electric) | KIRKSTALL C/RING ROAD HORSFORTH | 8277 | 12212 | 19645 | 26851 | 34612 | 39508 | 44826 | 50145 | 56036 | 61883 | 67591 | 72960 | 77934 | 82161 | 85614 | 88619 | 91207 | 93396 | 95206 | 96656 | 97807 | 98691 | 99361 | 99868 | 100230 | 100523 | 100776 | 101017 | 101256
NPgY | BSP | NG FES - Leading the Way | Number of electric cars and vans (hybrid and full electric) | LEEDS EAST | 2298 | 3539 | 5989 | 8703 | 12103 | 15159 | 18450 | 21841 | 25741 | 29606 | 33314 | 36795 | 40008 | 42741 | 44988 | 46946 | 48634 | 50068 | 51248 | 52188 | 52932 | 53498 | 53922 | 54242 | 54461 | 54639 | 54799 | 54952 | 55107
NPgY | BSP | NG FES - Leading the Way | Number of electric cars and vans (hybrid and full electric) | LEEDS NORTH | 2408 | 3624 | 5970 | 8406 | 11257 | 13489 | 15899 | 18358 | 21149 | 23917 | 26588 | 29097 | 31416 | 33388 | 35005 | 36414 | 37629 | 38659 | 39508 | 40185 | 40722 | 41132 | 41440 | 41673 | 41835 | 41966 | 42082 | 42193 | 42305
NPgY | BSP | NG FES - Leading the Way | Number of electric cars and vans (hybrid and full electric) | LINDLEY | 885 | 1520 | 2877 | 4685 | 7326 | 10318 | 13527 | 16881 | 20806 | 24693 | 28392 | 31863 | 35059 | 37781 | 40024 | 41981 | 43669 | 45105 | 46284 | 47221 | 47961 | 48522 | 48940 | 49255 | 49467 | 49639 | 49796 | 49947 | 50101
NPgY | BSP | NG FES - Leading the Way | Number of electric cars and vans (hybrid and full electric) | LOW ROAD | 1978 | 2976 | 4904 | 6906 | 9250 | 11087 | 13072 | 15096 | 17394 | 19673 | 21872 | 23938 | 25847 | 27471 | 28803 | 29963 | 30963 | 31811 | 32510 | 33068 | 33509 | 33847 | 34101 | 34292 | 34426 | 34534 | 34629 | 34721 | 34813
NPgY | BSP | NG FES - Leading the Way | Number of electric cars and vans (hybrid and full electric) | MALLARD WAY | 267 | 480 | 945 | 1592 | 2565 | 3709 | 4935 | 6219 | 7724 | 9215 | 10632 | 11962 | 13187 | 14229 | 15089 | 15839 | 16486 | 17036 | 17488 | 17847 | 18131 | 18346 | 18505 | 18626 | 18707 | 18772 | 18832 | 18890 | 18949
NPgY | BSP | NG FES - Leading the Way | Number of electric cars and vans (hybrid and full electric) | MENSTON | 1617 | 2481 | 4182 | 6050 | 8370 | 10423 | 12634 | 14910 | 17524 | 20114 | 22601 | 24936 | 27091 | 28925 | 30431 | 31744 | 32877 | 33838 | 34629 | 35260 | 35758 | 36138 | 36423 | 36638 | 36785 | 36905 | 37012 | 37115 | 37219
NPgY | BSP | NG FES - Leading the Way | Number of electric cars and vans (hybrid and full electric) | MOSS ROAD | 184 | 350 | 721 | 1262 | 2097 | 3110 | 4194 | 5333 | 6670 | 7994 | 9252 | 10432 | 11518 | 12443 | 13206 | 13871 | 14445 | 14934 | 15335 | 15654 | 15905 | 16096 | 16237 | 16344 | 16416 | 16474 | 16527 | 16578 | 16630
NPgY | BSP | NG FES - Leading the Way | Number of electric cars and vans (hybrid and full electric) | OSGODBY 1/2 | 0 | 0 | 0 | 0 | 0 | 0 | 0 | 0 | 0 | 0 | 0 | 0 | 0 | 0 | 0 | 0 | 0 | 0 | 0 | 0 | 0 | 0 | 0 | 0 | 0 | 0 | 0 | 0 | 0
NPgY | BSP | NG FES - Leading the Way | Number of electric cars and vans (hybrid and full electric) | OSGODBY 3/4 | 473 | 852 | 1679 | 2835 | 4577 | 6627 | 8823 | 11124 | 13823 | 16496 | 19037 | 21420 | 23615 | 25484 | 27025 | 28369 | 29529 | 30516 | 31326 | 31970 | 32477 | 32863 | 33149 | 33365 | 33510 | 33628 | 33735 | 33839 | 33945
NPgY | BSP | NG FES - Leading the Way | Number of electric cars and vans (hybrid and full electric) | RODLEY | 2170 | 3353 | 5697 | 8316 | 11623 | 14641 | 17889 | 21241 | 25100 | 28924 | 32590 | 36033 | 39209 | 41912 | 44133 | 46070 | 47740 | 49159 | 50325 | 51255 | 51990 | 52550 | 52968 | 53284 | 53501 | 53677 | 53834 | 53985 | 54138
NPgY | BSP | NG FES - Leading the Way | Number of electric cars and vans (hybrid and full electric) | SAINT ANDREWS ROAD 132/33KV | 579 | 1038 | 2039 | 3431 | 5524 | 7979 | 10610 | 13366 | 16598 | 19799 | 22841 | 25696 | 28324 | 30562 | 32408 | 34017 | 35406 | 36588 | 37558 | 38329 | 38937 | 39399 | 39742 | 40000 | 40173 | 40315 | 40443 | 40567 | 40694
NPgY | BSP | NG FES - Leading the Way | Number of electric cars and vans (hybrid and full electric) | SALTEND 132/33KV | 0 | 1 | 1 | 2 | 3 | 5 | 7 | 9 | 11 | 13 | 15 | 17 | 19 | 20 | 21 | 23 | 23 | 24 | 25 | 25 | 26 | 26 | 26 | 27 | 27 | 27 | 27 | 27 | 27
NPgY | BSP | NG FES - Leading the Way | Number of electric cars and vans (hybrid and full electric) | SANTON | 435 | 780 | 1531 | 2576 | 4146 | 5988 | 7962 | 10030 | 12454 | 14855 | 17138 | 19279 | 21251 | 22930 | 24315 | 25522 | 26564 | 27451 | 28178 | 28757 | 29213 | 29559 | 29817 | 30010 | 30140 | 30246 | 30343 | 30436 | 30531
NPgY | BSP | NG FES - Leading the Way | Number of electric cars and vans (hybrid and full electric) | SCUNTHORPE NORTH | 179 | 355 | 753 | 1348 | 2281 | 3430 | 4662 | 5954 | 7475 | 8980 | 10410 | 11750 | 12985 | 14036 | 14903 | 15659 | 16312 | 16867 | 17323 | 17685 | 17971 | 18187 | 18348 | 18469 | 18550 | 18616 | 18676 | 18735 | 18794
NPgY | BSP | NG FES - Leading the Way | Number of electric cars and vans (hybrid and full electric) | SCUNTHORPE SOUTH | 305 | 614 | 1316 | 2374 | 4043 | 6108 | 8319 | 10642 | 13374 | 16080 | 18649 | 21058 | 23276 | 25164 | 26722 | 28082 | 29254 | 30253 | 31072 | 31722 | 32236 | 32625 | 32914 | 33131 | 33277 | 33395 | 33503 | 33608 | 33715
NPgY | BSP | NG FES - Leading the Way | Number of electric cars and vans (hybrid and full electric) | SILSDEN | 1117 | 1881 | 3490 | 5583 | 8584 | 11907 | 15472 | 19195 | 23544 | 27851 | 31953 | 35802 | 39348 | 42367 | 44854 | 47023 | 48895 | 50487 | 51794 | 52833 | 53654 | 54277 | 54741 | 55090 | 55326 | 55517 | 55691 | 55859 | 56030
NPgY | BSP | NG FES - Leading the Way | Number of electric cars and vans (hybrid and full electric) | SOWERBY BRIDGE 132/33KV | 765 | 1308 | 2462 | 3991 | 6214 | 8718 | 11404 | 14211 | 17494 | 20746 | 23841 | 26745 | 29419 | 31697 | 33574 | 35211 | 36623 | 37824 | 38811 | 39595 | 40214 | 40684 | 41033 | 41297 | 41474 | 41618 | 41749 | 41876 | 42005
NPgY | BSP | NG FES - Leading the Way | Number of electric cars and vans (hybrid and full electric) | STAYGATE | 481 | 888 | 1788 | 3071 | 5029 | 7369 | 9875 | 12504 | 15589 | 18644 | 21547 | 24271 | 26778 | 28914 | 30674 | 32210 | 33536 | 34664 | 35589 | 36325 | 36905 | 37345 | 37672 | 37918 | 38083 | 38218 | 38340 | 38459 | 38580
NPgY | BSP | NG FES - Leading the Way | Number of electric cars and vans (hybrid and full electric) | THORNHILL 132KV | 929 | 1654 | 3228 | 5404 | 8659 | 12458 | 16530 | 20794 | 25792 | 30742 | 35449 | 39865 | 43931 | 47393 | 50247 | 52737 | 54886 | 56714 | 58214 | 59407 | 60347 | 61061 | 61592 | 61992 | 62260 | 62479 | 62678 | 62870 | 63066
NPgY | BSP | NG FES - Leading the Way | Number of electric cars and vans (hybrid and full electric) | WAKEFIELD MONCKTON ROAD | 516 | 892 | 1698 | 2780 | 4368 | 6180 | 8121 | 10152 | 12529 | 14884 | 17124 | 19226 | 21161 | 22809 | 24168 | 25353 | 26375 | 27245 | 27959 | 28526 | 28974 | 29314 | 29567 | 29757 | 29886 | 29990 | 30085 | 30176 | 30270
NPgY | BSP | NG FES - Leading the Way | Number of electric cars and vans (hybrid and full electric) | WAKEFIELD NORTH | 1176 | 1943 | 3541 | 5566 | 8415 | 11490 | 14790 | 18232 | 22244 | 26220 | 30008 | 33563 | 36839 | 39627 | 41924 | 43928 | 45656 | 47126 | 48333 | 49293 | 50051 | 50627 | 51055 | 51378 | 51597 | 51774 | 51935 | 52090 | 52248
NPgY | BSP | NG FES - Leading the Way | Number of electric cars and vans (hybrid and full electric) | WEST MELTON | 2152 | 3498 | 6274 | 9706 | 14443 | 19422 | 24768 | 30334 | 36812 | 43230 | 49351 | 55096 | 60390 | 64897 | 68608 | 71845 | 74636 | 77010 | 78961 | 80512 | 81737 | 82668 | 83362 | 83884 | 84238 | 84526 | 84787 | 85038 | 85293
NPgY | BSP | NG FES - Leading the Way | Number of electric cars and vans (hybrid and full electric) | WHINMOOR | 1899 | 2967 | 5105 | 7558 | 10734 | 13760 | 17015 | 20382 | 24273 | 28128 | 31818 | 35283 | 38478 | 41197 | 43433 | 45383 | 47065 | 48493 | 49668 | 50603 | 51343 | 51906 | 52326 | 52643 | 52860 | 53035 | 53193 | 53345 | 53499
NPgY | BSP | NG FES - Leading the Way | Number of electric cars and vans (hybrid and full electric) | WOLD NEWTON | 541 | 965 | 1886 | 3161 | 5072 | 7305 | 9698 | 12205 | 15143 | 18053 | 20819 | 23415 | 25805 | 27841 | 29518 | 30982 | 32245 | 33320 | 34202 | 34902 | 35455 | 35875 | 36187 | 36422 | 36580 | 36708 | 36825 | 36938 | 37054
NPgY | BSP | NG FES - Leading the Way | Number of electric cars and vans (hybrid and full electric) | YARBOROUGH ROAD 132/33KV | 513 | 922 | 1812 | 3052 | 4916 | 7104 | 9449 | 11906 | 14786 | 17639 | 20351 | 22896 | 25239 | 27234 | 28878 | 30313 | 31551 | 32605 | 33469 | 34156 | 34699 | 35110 | 35416 | 35646 | 35801 | 35926 | 36041 | 36152 | 36265
NPgN | BSP | NG FES - System Transformation | Number of electric cars and vans (hybrid and full electric) | ANNFIELD | 542 | 1114 | 2493 | 4435 | 7234 | 10134 | 13263 | 16552 | 19948 | 23356 | 26635 | 29745 | 32645 | 35317 | 37519 | 39478 | 41207 | 42721 | 44025 | 45048 | 45896 | 46591 | 47163 | 47633 | 47944 | 48204 | 48439 | 48650 | 48845
NPgN | BSP | NG FES - System Transformation | Number of electric cars and vans (hybrid and full electric) | BARRACK ROAD | 312 | 598 | 1249 | 2078 | 3170 | 4172 | 5246 | 6372 | 7531 | 8690 | 9806 | 10865 | 11852 | 12762 | 13511 | 14177 | 14765 | 15279 | 15722 | 16070 | 16359 | 16596 | 16791 | 16952 | 17059 | 17148 | 17229 | 17301 | 17367
NPgN | BSP | NG FES - System Transformation | Number of electric cars and vans (hybrid and full electric) | BLUCHER | 678 | 1305 | 2738 | 4571 | 7003 | 9254 | 11670 | 14202 | 16809 | 19417 | 21928 | 24310 | 26531 | 28579 | 30265 | 31763 | 33085 | 34242 | 35240 | 36023 | 36673 | 37206 | 37645 | 38007 | 38247 | 38448 | 38628 | 38790 | 38940
NPgN | BSP | NG FES - System Transformation | Number of electric cars and vans (hybrid and full electric) | BOWESFIELD | 919 | 1814 | 3907 | 6699 | 10546 | 14305 | 18352 | 22598 | 26977 | 31364 | 35587 | 39592 | 43327 | 46770 | 49605 | 52126 | 54350 | 56299 | 57977 | 59295 | 60386 | 61283 | 62020 | 62627 | 63029 | 63365 | 63668 | 63940 | 64191
NPgN | BSP | NG FES - System Transformation | Number of electric cars and vans (hybrid and full electric) | CHIRTON GRANGE | 667 | 1307 | 2794 | 4753 | 7424 | 9997 | 12764 | 15666 | 18658 | 21655 | 24539 | 27275 | 29826 | 32178 | 34114 | 35836 | 37355 | 38686 | 39832 | 40732 | 41478 | 42090 | 42594 | 43009 | 43283 | 43513 | 43720 | 43907 | 44078
NPgN | BSP | NG FES - System Transformation | Number of electric cars and vans (hybrid and full electric) | COALBURNS | 552 | 1032 | 2100 | 3391 | 5009 | 6375 | 7835 | 9360 | 10927 | 12491 | 13996 | 15424 | 16756 | 17986 | 18996 | 19893 | 20685 | 21378 | 21975 | 22445 | 22834 | 23155 | 23419 | 23637 | 23782 | 23903 | 24012 | 24109 | 24199
NPgN | BSP | NG FES - System Transformation | Number of electric cars and vans (hybrid and full electric) | DARLINGTON CENTRAL | 535 | 1036 | 2187 | 3676 | 5669 | 7540 | 9551 | 11658 | 13829 | 16002 | 18093 | 20077 | 21927 | 23633 | 25037 | 26285 | 27386 | 28350 | 29182 | 29834 | 30375 | 30819 | 31185 | 31486 | 31685 | 31853 | 32003 | 32138 | 32262
NPgN | BSP | NG FES - System Transformation | Number of electric cars and vans (hybrid and full electric) | DARLINGTON NORTH | 518 | 1050 | 2323 | 4088 | 6600 | 9163 | 11926 | 14829 | 17825 | 20831 | 23723 | 26466 | 29024 | 31382 | 33323 | 35052 | 36576 | 37911 | 39061 | 39964 | 40711 | 41325 | 41829 | 42244 | 42519 | 42748 | 42955 | 43142 | 43314
NPgN | BSP | NG FES - System Transformation | Number of electric cars and vans (hybrid and full electric) | DUNSTON | 884 | 1718 | 3642 | 6146 | 9520 | 12716 | 16151 | 19754 | 23464 | 27180 | 30756 | 34148 | 37312 | 40229 | 42629 | 44764 | 46647 | 48297 | 49718 | 50834 | 51758 | 52518 | 53143 | 53658 | 53999 | 54284 | 54541 | 54772 | 54984
NPgN | BSP | NG FES - System Transformation | Number of electric cars and vans (hybrid and full electric) | FLATWORTH | 270 | 550 | 1219 | 2150 | 3478 | 4838 | 6304 | 7844 | 9434 | 11029 | 12563 | 14019 | 15376 | 16627 | 17658 | 18575 | 19384 | 20092 | 20703 | 21181 | 21578 | 21904 | 22171 | 22392 | 22537 | 22659 | 22769 | 22868 | 22959
NPgN | BSP | NG FES - System Transformation | Number of electric cars and vans (hybrid and full electric) | GOSFORTH | 618 | 1204 | 2558 | 4326 | 6716 | 8990 | 11434 | 13998 | 16639 | 19284 | 21829 | 24244 | 26495 | 28572 | 30280 | 31800 | 33140 | 34314 | 35326 | 36120 | 36779 | 37319 | 37764 | 38130 | 38373 | 38576 | 38759 | 38923 | 39075
NPgN | BSP | NG FES - System Transformation | Number of electric cars and vans (hybrid and full electric) | HARROGATE 132/33KV | 922 | 1718 | 3484 | 5605 | 8244 | 10443 | 12792 | 15246 | 17765 | 20279 | 22698 | 24994 | 27135 | 29112 | 30736 | 32178 | 33450 | 34564 | 35524 | 36279 | 36905 | 37421 | 37845 | 38195 | 38429 | 38624 | 38799 | 38955 | 39099
NPgN | BSP | NG FES - System Transformation | Number of electric cars and vans (hybrid and full electric) | HUSTHWAITE | 262 | 504 | 1055 | 1759 | 2689 | 3546 | 4466 | 5430 | 6422 | 7414 | 8370 | 9276 | 10121 | 10901 | 11542 | 12112 | 12615 | 13056 | 13435 | 13733 | 13981 | 14184 | 14351 | 14488 | 14580 | 14656 | 14725 | 14787 | 14843
NPgN | BSP | NG FES - System Transformation | Number of electric cars and vans (hybrid and full electric) | LEEMING BAR_SKEEBY | 792 | 1604 | 3542 | 6222 | 10028 | 13901 | 18075 | 22462 | 26988 | 31528 | 35898 | 40042 | 43906 | 47467 | 50401 | 53011 | 55314 | 57331 | 59069 | 60432 | 61561 | 62488 | 63250 | 63877 | 64292 | 64639 | 64951 | 65233 | 65492
NPgN | BSP | NG FES - System Transformation | Number of electric cars and vans (hybrid and full electric) | LINTON | 695 | 1333 | 2791 | 4649 | 7103 | 9361 | 11784 | 14323 | 16936 | 19551 | 22068 | 24456 | 26682 | 28736 | 30426 | 31928 | 33253 | 34413 | 35413 | 36198 | 36849 | 37384 | 37824 | 38187 | 38428 | 38629 | 38810 | 38973 | 39122
NPgN | BSP | NG FES - System Transformation | Number of electric cars and vans (hybrid and full electric) | MALTON GRID | 820 | 1596 | 3392 | 5737 | 8906 | 11923 | 15165 | 18566 | 22070 | 25579 | 28956 | 32160 | 35147 | 37901 | 40168 | 42185 | 43963 | 45520 | 46863 | 47916 | 48790 | 49507 | 50097 | 50583 | 50905 | 51174 | 51417 | 51635 | 51835
NPgN | BSP | NG FES - System Transformation | Number of electric cars and vans (hybrid and full electric) | MELROSEGATE | 1487 | 2820 | 5829 | 9579 | 14424 | 18731 | 23346 | 28177 | 33145 | 38111 | 42892 | 47427 | 51656 | 55559 | 58767 | 61619 | 64134 | 66336 | 68235 | 69726 | 70963 | 71980 | 72816 | 73506 | 73965 | 74349 | 74693 | 75002 | 75286
NPgN | BSP | NG FES - System Transformation | Number of electric cars and vans (hybrid and full electric) | NORTH TEES | 610 | 1244 | 2766 | 4889 | 7927 | 11048 | 14413 | 17950 | 21601 | 25263 | 28788 | 32131 | 35248 | 38121 | 40487 | 42593 | 44451 | 46078 | 47480 | 48580 | 49491 | 50238 | 50853 | 51359 | 51693 | 51973 | 52225 | 52452 | 52661
NPgN | BSP | NG FES - System Transformation | Number of electric cars and vans (hybrid and full electric) | POTTER HOUSE | 892 | 1725 | 3636 | 6099 | 9391 | 12469 | 15776 | 19243 | 22812 | 26386 | 29825 | 33087 | 36130 | 38936 | 41244 | 43297 | 45108 | 46694 | 48061 | 49133 | 50023 | 50754 | 51355 | 51850 | 52178 | 52453 | 52700 | 52923 | 53127
NPgN | BSP | NG FES - System Transformation | Number of electric cars and vans (hybrid and full electric) | RAVENSWORTH | 280 | 541 | 1142 | 1918 | 2958 | 3933 | 4981 | 6080 | 7212 | 8344 | 9434 | 10469 | 11433 | 12322 | 13054 | 13705 | 14279 | 14782 | 15215 | 15555 | 15837 | 16069 | 16259 | 16416 | 16520 | 16607 | 16686 | 16756 | 16821
NPgN | BSP | NG FES - System Transformation | Number of electric cars and vans (hybrid and full electric) | SCARBOROUGH GRID | 489 | 1021 | 2321 | 4187 | 6916 | 9796 | 12906 | 16176 | 19554 | 22945 | 26207 | 29302 | 32187 | 34846 | 37037 | 38987 | 40708 | 42215 | 43513 | 44531 | 45374 | 46066 | 46634 | 47102 | 47411 | 47669 | 47902 | 48113 | 48306
NPgN | BSP | NG FES - System Transformation | Number of electric cars and vans (hybrid and full electric) | SEAL SANDS | 1 | 2 | 4 | 6 | 8 | 9 | 10 | 12 | 13 | 14 | 16 | 17 | 18 | 19 | 20 | 21 | 21 | 22 | 23 | 23 | 23 | 24 | 24 | 24 | 24 | 24 | 24 | 24 | 24
NPgN | BSP | NG FES - System Transformation | Number of electric cars and vans (hybrid and full electric) | SPADEADAM 33KV | 15 | 29 | 58 | 93 | 136 | 171 | 209 | 249 | 289 | 330 | 369 | 406 | 440 | 472 | 498 | 521 | 542 | 560 | 575 | 587 | 597 | 606 | 612 | 618 | 622 | 625 | 628 | 630 | 633
NPgN | BSP | NG FES - System Transformation | Number of electric cars and vans (hybrid and full electric) | SPENNYMOOR 132/66KV | 1012 | 2019 | 4392 | 7609 | 12098 | 16565 | 21377 | 26429 | 31640 | 36864 | 41891 | 46660 | 51106 | 55205 | 58580 | 61584 | 64232 | 66552 | 68552 | 70120 | 71420 | 72487 | 73363 | 74086 | 74564 | 74964 | 75324 | 75648 | 75947
NPgN | BSP | NG FES - System Transformation | Number of electric cars and vans (hybrid and full electric) | TORONTO | 451 | 930 | 2086 | 3720 | 6081 | 8536 | 11185 | 13969 | 16844 | 19729 | 22505 | 25139 | 27594 | 29856 | 31720 | 33379 | 34843 | 36125 | 37229 | 38095 | 38813 | 39402 | 39885 | 40284 | 40547 | 40767 | 40965 | 41144 | 41309
NPgN | BSP | NG FES - System Transformation | Number of electric cars and vans (hybrid and full electric) | WORMALD GREEN 132/33KV | 670 | 1252 | 2543 | 4101 | 6048 | 7685 | 9434 | 11261 | 13137 | 15010 | 16812 | 18522 | 20118 | 21590 | 22800 | 23874 | 24822 | 25652 | 26367 | 26930 | 27396 | 27780 | 28096 | 28357 | 28531 | 28676 | 28806 | 28923 | 29030
NPgY | BSP | NG FES - System Transformation | Number of electric cars and vans (hybrid and full electric) | ATTERCLIFFE | 330 | 590 | 1162 | 1926 | 3008 | 4244 | 5578 | 6982 | 8432 | 9870 | 11254 | 12565 | 13786 | 14910 | 15850 | 16688 | 17427 | 18074 | 18631 | 19068 | 19431 | 19728 | 19971 | 20172 | 20305 | 20416 | 20516 | 20606 | 20689
NPgY | BSP | NG FES - System Transformation | Number of electric cars and vans (hybrid and full electric) | BARUGH 132/66KV | 832 | 1464 | 2839 | 4641 | 7161 | 9997 | 13059 | 16277 | 19601 | 22895 | 26064 | 29068 | 31865 | 34440 | 36595 | 38514 | 40206 | 41688 | 42965 | 43966 | 44796 | 45477 | 46036 | 46497 | 46800 | 47055 | 47285 | 47491 | 47682
NPgY | BSP | NG FES - System Transformation | Number of electric cars and vans (hybrid and full electric) | BEESTON ROYDS 132/33KV | 2955 | 4602 | 7860 | 11261 | 15118 | 18410 | 21901 | 25534 | 29247 | 32896 | 36407 | 39736 | 42839 | 45704 | 48089 | 50203 | 52068 | 53700 | 55110 | 56218 | 57139 | 57899 | 58525 | 59041 | 59389 | 59679 | 59937 | 60168 | 60380
NPgY | BSP | NG FES - System Transformation | Number of electric cars and vans (hybrid and full electric) | BEVERLEY 132/33KV | 883 | 1623 | 3268 | 5524 | 8781 | 12566 | 16659 | 20967 | 25420 | 29837 | 34086 | 38113 | 41863 | 45314 | 48204 | 50778 | 53047 | 55036 | 56748 | 58091 | 59204 | 60115 | 60864 | 61481 | 61888 | 62228 | 62535 | 62812 | 63068
NPgY | BSP | NG FES - System Transformation | Number of electric cars and vans (hybrid and full electric) | BINGLEY 132/33KV | 609 | 1099 | 2177 | 3628 | 5695 | 8067 | 10631 | 13327 | 16114 | 18877 | 21535 | 24054 | 26401 | 28560 | 30368 | 31977 | 33397 | 34641 | 35712 | 36552 | 37248 | 37818 | 38287 | 38673 | 38928 | 39141 | 39333 | 39507 | 39666
NPgY | BSP | NG FES - System Transformation | Number of electric cars and vans (hybrid and full electric) | BLACKBURN MEADOWS B | 253 | 431 | 809 | 1285 | 1929 | 2628 | 3381 | 4172 | 4988 | 5796 | 6573 | 7310 | 7996 | 8628 | 9157 | 9627 | 10042 | 10405 | 10718 | 10964 | 11167 | 11334 | 11472 | 11585 | 11660 | 11722 | 11779 | 11829 | 11876
NPgY | BSP | NG FES - System Transformation | Number of electric cars and vans (hybrid and full electric) | BLYTON | 516 | 936 | 1863 | 3119 | 4917 | 6988 | 9227 | 11582 | 14017 | 16431 | 18753 | 20955 | 23004 | 24891 | 26470 | 27877 | 29117 | 30204 | 31140 | 31874 | 32482 | 32980 | 33390 | 33727 | 33949 | 34135 | 34303 | 34455 | 34595
NPgY | BSP | NG FES - System Transformation | Number of electric cars and vans (hybrid and full electric) | BRADFORD | 2162 | 3438 | 6011 | 8848 | 12262 | 15458 | 18870 | 22434 | 26090 | 29695 | 33163 | 36452 | 39516 | 42342 | 44698 | 46791 | 48637 | 50253 | 51648 | 52743 | 53652 | 54400 | 55016 | 55524 | 55863 | 56147 | 56401 | 56628 | 56837
NPgY | BSP | NG FES - System Transformation | Number of electric cars and vans (hybrid and full electric) | BRAMHAM | 2175 | 3399 | 5825 | 8381 | 11308 | 13848 | 16545 | 19354 | 22226 | 25051 | 27769 | 30346 | 32749 | 34966 | 36812 | 38449 | 39894 | 41158 | 42249 | 43107 | 43820 | 44408 | 44892 | 45292 | 45560 | 45784 | 45984 | 46163 | 46327
NPgY | BSP | NG FES - System Transformation | Number of electric cars and vans (hybrid and full electric) | BRANSHOLME | 394 | 751 | 1557 | 2699 | 4382 | 6376 | 8535 | 10808 | 13160 | 15494 | 17739 | 19866 | 21847 | 23670 | 25197 | 26557 | 27757 | 28808 | 29713 | 30422 | 31010 | 31491 | 31887 | 32213 | 32427 | 32606 | 32769 | 32915 | 33050
NPgY | BSP | NG FES - System Transformation | Number of electric cars and vans (hybrid and full electric) | BRIGHOUSE 132/33KV | 706 | 1251 | 2438 | 4006 | 6208 | 8701 | 11392 | 14221 | 17144 | 20041 | 22828 | 25469 | 27929 | 30194 | 32089 | 33776 | 35264 | 36568 | 37691 | 38572 | 39301 | 39900 | 40391 | 40796 | 41063 | 41287 | 41489 | 41671 | 41838
NPgY | BSP | NG FES - System Transformation | Number of electric cars and vans (hybrid and full electric) | DONCASTER B/THORPE MARSH | 2328 | 3972 | 7475 | 11883 | 17854 | 24353 | 31354 | 38707 | 46292 | 53804 | 61029 | 67878 | 74258 | 80132 | 85045 | 89417 | 93273 | 96651 | 99561 | 101844 | 103736 | 105290 | 106566 | 107617 | 108313 | 108895 | 109419 | 109891 | 110325
NPgY | BSP | NG FES - System Transformation | Number of electric cars and vans (hybrid and full electric) | DONCASTER CENTRAL | 194 | 370 | 767 | 1329 | 2155 | 3135 | 4196 | 5312 | 6467 | 7613 | 8716 | 9761 | 10734 | 11629 | 12379 | 13047 | 13636 | 14152 | 14597 | 14945 | 15234 | 15471 | 15665 | 15825 | 15930 | 16018 | 16098 | 16170 | 16236
NPgY | BSP | NG FES - System Transformation | Number of electric cars and vans (hybrid and full electric) | DRIFFIELD/BEVERLEY GROUP | 999 | 1882 | 3866 | 6647 | 10719 | 15518 | 20710 | 26177 | 31831 | 37440 | 42836 | 47951 | 52713 | 57096 | 60766 | 64035 | 66918 | 69445 | 71620 | 73326 | 74738 | 75896 | 76847 | 77630 | 78145 | 78577 | 78967 | 79319 | 79643
NPgY | BSP | NG FES - System Transformation | Number of electric cars and vans (hybrid and full electric) | FEATHERSTONE | 719 | 1298 | 2572 | 4287 | 6733 | 9540 | 12574 | 15765 | 19062 | 22332 | 25478 | 28459 | 31236 | 33791 | 35930 | 37835 | 39515 | 40987 | 42255 | 43249 | 44072 | 44747 | 45302 | 45759 | 46060 | 46312 | 46540 | 46745 | 46934
NPgY | BSP | NG FES - System Transformation | Number of electric cars and vans (hybrid and full electric) | GIRLINGTON | 432 | 793 | 1594 | 2689 | 4268 | 6100 | 8081 | 10165 | 12320 | 14458 | 16514 | 18462 | 20277 | 21947 | 23345 | 24591 | 25689 | 26651 | 27480 | 28130 | 28668 | 29109 | 29472 | 29770 | 29967 | 30131 | 30280 | 30414 | 30538
NPgY | BSP | NG FES - System Transformation | Number of electric cars and vans (hybrid and full electric) | HALIFAX 132/33KV | 228 | 416 | 832 | 1399 | 2213 | 3155 | 4173 | 5244 | 6351 | 7449 | 8505 | 9506 | 10439 | 11297 | 12015 | 12655 | 13219 | 13713 | 14139 | 14473 | 14749 | 14976 | 15162 | 15316 | 15417 | 15501 | 15578 | 15647 | 15710
NPgY | BSP | NG FES - System Transformation | Number of electric cars and vans (hybrid and full electric) | HECKMONDWIKE | 495 | 909 | 1826 | 3083 | 4893 | 6995 | 9268 | 11659 | 14132 | 16584 | 18942 | 21178 | 23260 | 25176 | 26780 | 28209 | 29469 | 30573 | 31524 | 32269 | 32887 | 33393 | 33809 | 34151 | 34377 | 34566 | 34736 | 34890 | 35032
NPgY | BSP | NG FES - System Transformation | Number of electric cars and vans (hybrid and full electric) | HOLMFIELD | 760 | 1393 | 2797 | 4717 | 7482 | 10690 | 14157 | 17806 | 21578 | 25320 | 28918 | 32330 | 35506 | 38429 | 40877 | 43057 | 44979 | 46664 | 48114 | 49252 | 50194 | 50966 | 51601 | 52123 | 52467 | 52756 | 53016 | 53251 | 53467
NPgY | BSP | NG FES - System Transformation | Number of electric cars and vans (hybrid and full electric) | HULL EAST 132/33KV | 307 | 636 | 1400 | 2541 | 4277 | 6397 | 8696 | 11118 | 13626 | 16116 | 18512 | 20783 | 22897 | 24841 | 26471 | 27923 | 29204 | 30326 | 31292 | 32049 | 32676 | 33190 | 33612 | 33959 | 34187 | 34378 | 34551 | 34707 | 34851
NPgY | BSP | NG FES - System Transformation | Number of electric cars and vans (hybrid and full electric) | HULL SOUTH | 463 | 898 | 1889 | 3309 | 5419 | 7940 | 10670 | 13544 | 16519 | 19471 | 22311 | 25003 | 27509 | 29815 | 31747 | 33468 | 34985 | 36315 | 37460 | 38358 | 39101 | 39710 | 40210 | 40622 | 40893 | 41120 | 41325 | 41510 | 41681
NPgY | BSP | NG FES - System Transformation | Number of electric cars and vans (hybrid and full electric) | HULL WEST | 750 | 1301 | 2486 | 4011 | 6112 | 8442 | 10955 | 13595 | 16320 | 19021 | 21618 | 24080 | 26373 | 28484 | 30251 | 31823 | 33209 | 34424 | 35470 | 36291 | 36971 | 37529 | 37988 | 38366 | 38615 | 38824 | 39012 | 39182 | 39338
NPgY | BSP | NG FES - System Transformation | Number of electric cars and vans (hybrid and full electric) | HUMBERSTON | 201 | 418 | 924 | 1680 | 2833 | 4242 | 5770 | 7379 | 9046 | 10702 | 12294 | 13803 | 15208 | 16501 | 17584 | 18549 | 19400 | 20146 | 20788 | 21291 | 21708 | 22049 | 22330 | 22561 | 22712 | 22839 | 22954 | 23058 | 23153
NPgY | BSP | NG FES - System Transformation | Number of electric cars and vans (hybrid and full electric) | HUNNINGLEY | 191 | 373 | 788 | 1383 | 2270 | 3331 | 4480 | 5690 | 6943 | 8186 | 9381 | 10515 | 11570 | 12541 | 13354 | 14079 | 14718 | 15277 | 15760 | 16138 | 16450 | 16707 | 16918 | 17091 | 17205 | 17301 | 17387 | 17465 | 17537
NPgY | BSP | NG FES - System Transformation | Number of electric cars and vans (hybrid and full electric) | HUNSHELF | 554 | 921 | 1690 | 2620 | 3840 | 5118 | 6493 | 7934 | 9419 | 10888 | 12302 | 13641 | 14889 | 16039 | 17000 | 17854 | 18608 | 19268 | 19837 | 20284 | 20654 | 20958 | 21208 | 21414 | 21550 | 21665 | 21767 | 21860 | 21945
NPgY | BSP | NG FES - System Transformation | Number of electric cars and vans (hybrid and full electric) | IMMINGHAM | 230 | 404 | 783 | 1278 | 1970 | 2748 | 3588 | 4471 | 5383 | 6286 | 7156 | 7979 | 8747 | 9453 | 10044 | 10570 | 11035 | 11441 | 11791 | 12066 | 12294 | 12480 | 12634 | 12760 | 12844 | 12913 | 12976 | 13033 | 13085
NPgY | BSP | NG FES - System Transformation | Number of electric cars and vans (hybrid and full electric) | KIRKHAW LANE | 499 | 870 | 1674 | 2716 | 4161 | 5774 | 7515 | 9344 | 11232 | 13104 | 14904 | 16611 | 18200 | 19663 | 20887 | 21977 | 22938 | 23780 | 24505 | 25074 | 25545 | 25932 | 26250 | 26512 | 26684 | 26829 | 26960 | 27077 | 27185
NPgY | BSP | NG FES - System Transformation | Number of electric cars and vans (hybrid and full electric) | KIRKSTALL C 2/5 | 1366 | 2065 | 3400 | 4656 | 5903 | 6711 | 7548 | 8407 | 9272 | 10111 | 10919 | 11685 | 12401 | 13064 | 13612 | 14095 | 14521 | 14893 | 15215 | 15470 | 15682 | 15859 | 16005 | 16126 | 16210 | 16279 | 16340 | 16394 | 16443
NPgY | BSP | NG FES - System Transformation | Number of electric cars and vans (hybrid and full electric) | KIRKSTALL C/RING ROAD HORSFORTH | 8277 | 12540 | 20710 | 28468 | 36273 | 41500 | 46932 | 52518 | 58151 | 63631 | 68906 | 73907 | 78578 | 82904 | 86479 | 89635 | 92418 | 94852 | 96959 | 98620 | 100007 | 101159 | 102112 | 102899 | 103441 | 103892 | 104288 | 104639 | 104958
NPgY | BSP | NG FES - System Transformation | Number of electric cars and vans (hybrid and full electric) | LEEDS EAST | 2298 | 3634 | 6314 | 9228 | 12684 | 15852 | 19228 | 22752 | 26364 | 29924 | 33348 | 36595 | 39620 | 42411 | 44738 | 46803 | 48625 | 50220 | 51596 | 52677 | 53575 | 54314 | 54923 | 55425 | 55761 | 56041 | 56292 | 56517 | 56723
NPgY | BSP | NG FES - System Transformation | Number of electric cars and vans (hybrid and full electric) | LEEDS NORTH | 2408 | 3721 | 6294 | 8913 | 11797 | 14135 | 16604 | 19168 | 21782 | 24346 | 26813 | 29152 | 31334 | 33349 | 35024 | 36508 | 37817 | 38962 | 39952 | 40730 | 41377 | 41912 | 42353 | 42717 | 42963 | 43168 | 43350 | 43513 | 43662
NPgY | BSP | NG FES - System Transformation | Number of electric cars and vans (hybrid and full electric) | LINDLEY | 885 | 1561 | 3033 | 4968 | 7677 | 10734 | 14033 | 17502 | 21084 | 24635 | 28051 | 31289 | 34304 | 37080 | 39403 | 41471 | 43295 | 44893 | 46269 | 47348 | 48243 | 48976 | 49579 | 50076 | 50403 | 50677 | 50925 | 51148 | 51353
NPgY | BSP | NG FES - System Transformation | Number of electric cars and vans (hybrid and full electric) | LOW ROAD | 1978 | 3056 | 5169 | 7322 | 9694 | 11618 | 13651 | 15762 | 17914 | 20025 | 22056 | 23982 | 25778 | 27437 | 28816 | 30038 | 31116 | 32059 | 32874 | 33515 | 34048 | 34488 | 34851 | 35151 | 35353 | 35522 | 35672 | 35806 | 35929
NPgY | BSP | NG FES - System Transformation | Number of electric cars and vans (hybrid and full electric) | MALLARD WAY | 267 | 493 | 996 | 1688 | 2688 | 3854 | 5115 | 6442 | 7813 | 9174 | 10483 | 11723 | 12879 | 13942 | 14832 | 15625 | 16324 | 16936 | 17464 | 17878 | 18220 | 18501 | 18732 | 18922 | 19047 | 19152 | 19247 | 19332 | 19411
NPgY | BSP | NG FES - System Transformation | Number of electric cars and vans (hybrid and full electric) | MENSTON | 1617 | 2547 | 4409 | 6415 | 8772 | 10902 | 13170 | 15536 | 17960 | 20347 | 22644 | 24821 | 26851 | 28723 | 30283 | 31668 | 32890 | 33959 | 34882 | 35607 | 36209 | 36705 | 37113 | 37450 | 37676 | 37864 | 38033 | 38184 | 38322
NPgY | BSP | NG FES - System Transformation | Number of electric cars and vans (hybrid and full electric) | MOSS ROAD | 184 | 360 | 760 | 1338 | 2198 | 3228 | 4344 | 5520 | 6736 | 7943 | 9105 | 10206 | 11231 | 12174 | 12964 | 13667 | 14288 | 14832 | 15300 | 15667 | 15971 | 16220 | 16425 | 16593 | 16704 | 16797 | 16881 | 16956 | 17026
NPgY | BSP | NG FES - System Transformation | Number of electric cars and vans (hybrid and full electric) | OSGODBY 1/2 | 0 | 0 | 0 | 0 | 0 | 0 | 0 | 0 | 0 | 0 | 0 | 0 | 0 | 0 | 0 | 0 | 0 | 0 | 0 | 0 | 0 | 0 | 0 | 0 | 0 | 0 | 0 | 0 | 0
NPgY | BSP | NG FES - System Transformation | Number of electric cars and vans (hybrid and full electric) | OSGODBY 3/4 | 473 | 875 | 1770 | 3006 | 4796 | 6886 | 9145 | 11523 | 13982 | 16421 | 18767 | 20991 | 23061 | 24967 | 26563 | 27984 | 29237 | 30335 | 31281 | 32022 | 32637 | 33140 | 33554 | 33894 | 34118 | 34306 | 34476 | 34629 | 34770
NPgY | BSP | NG FES - System Transformation | Number of electric cars and vans (hybrid and full electric) | RODLEY | 2170 | 3443 | 6006 | 8816 | 12180 | 15305 | 18639 | 22121 | 25691 | 29211 | 32597 | 35807 | 38799 | 41558 | 43859 | 45902 | 47704 | 49282 | 50643 | 51712 | 52599 | 53330 | 53932 | 54428 | 54760 | 55037 | 55284 | 55507 | 55711
NPgY | BSP | NG FES - System Transformation | Number of electric cars and vans (hybrid and full electric) | SAINT ANDREWS ROAD 132/33KV | 579 | 1066 | 2149 | 3638 | 5789 | 8292 | 10998 | 13846 | 16791 | 19712 | 22521 | 25184 | 27664 | 29946 | 31857 | 33559 | 35060 | 36375 | 37507 | 38395 | 39131 | 39734 | 40229 | 40637 | 40906 | 41131 | 41334 | 41517 | 41686
NPgY | BSP | NG FES - System Transformation | Number of electric cars and vans (hybrid and full electric) | SALTEND 132/33KV | 0 | 1 | 1 | 2 | 4 | 5 | 7 | 9 | 11 | 13 | 15 | 17 | 18 | 20 | 21 | 22 | 23 | 24 | 25 | 25 | 26 | 26 | 27 | 27 | 27 | 27 | 27 | 28 | 28
NPgY | BSP | NG FES - System Transformation | Number of electric cars and vans (hybrid and full electric) | SANTON | 435 | 801 | 1614 | 2731 | 4345 | 6223 | 8253 | 10390 | 12599 | 14790 | 16898 | 18896 | 20756 | 22468 | 23902 | 25179 | 26304 | 27291 | 28141 | 28807 | 29359 | 29811 | 30182 | 30488 | 30690 | 30859 | 31011 | 31149 | 31275
NPgY | BSP | NG FES - System Transformation | Number of electric cars and vans (hybrid and full electric) | SCUNTHORPE NORTH | 179 | 364 | 794 | 1429 | 2390 | 3559 | 4826 | 6161 | 7543 | 8915 | 10235 | 11486 | 12650 | 13722 | 14620 | 15419 | 16125 | 16743 | 17275 | 17693 | 18038 | 18321 | 18553 | 18745 | 18870 | 18976 | 19071 | 19157 | 19236
NPgY | BSP | NG FES - System Transformation | Number of electric cars and vans (hybrid and full electric) | SCUNTHORPE SOUTH | 305 | 630 | 1388 | 2517 | 4237 | 6336 | 8611 | 11009 | 13492 | 15958 | 18330 | 20578 | 22670 | 24596 | 26209 | 27647 | 28914 | 30025 | 30982 | 31732 | 32352 | 32861 | 33278 | 33622 | 33848 | 34037 | 34208 | 34363 | 34505
NPgY | BSP | NG FES - System Transformation | Number of electric cars and vans (hybrid and full electric) | SILSDEN | 1117 | 1931 | 3680 | 5919 | 8996 | 12395 | 16060 | 19911 | 23886 | 27824 | 31612 | 35202 | 38546 | 41625 | 44201 | 46493 | 48515 | 50286 | 51812 | 53009 | 54001 | 54815 | 55484 | 56035 | 56399 | 56704 | 56978 | 57226 | 57453
NPgY | BSP | NG FES - System Transformation | Number of electric cars and vans (hybrid and full electric) | SOWERBY BRIDGE 132/33KV | 765 | 1343 | 2596 | 4232 | 6512 | 9071 | 11833 | 14736 | 17734 | 20704 | 23562 | 26271 | 28794 | 31117 | 33060 | 34790 | 36316 | 37653 | 38805 | 39708 | 40456 | 41070 | 41574 | 41990 | 42264 | 42493 | 42700 | 42887 | 43059
NPgY | BSP | NG FES - System Transformation | Number of electric cars and vans (hybrid and full electric) | STAYGATE | 481 | 912 | 1885 | 3256 | 5270 | 7653 | 10232 | 12947 | 15756 | 18542 | 21223 | 23764 | 26130 | 28307 | 30130 | 31754 | 33187 | 34442 | 35522 | 36370 | 37071 | 37647 | 38119 | 38508 | 38764 | 38978 | 39172 | 39347 | 39508
NPgY | BSP | NG FES - System Transformation | Number of electric cars and vans (hybrid and full electric) | THORNHILL 132KV | 929 | 1698 | 3403 | 5729 | 9074 | 12948 | 17136 | 21543 | 26099 | 30617 | 34963 | 39082 | 42919 | 46449 | 49405 | 52037 | 54359 | 56393 | 58145 | 59518 | 60656 | 61589 | 62355 | 62986 | 63402 | 63750 | 64064 | 64348 | 64609
NPgY | BSP | NG FES - System Transformation | Number of electric cars and vans (hybrid and full electric) | WAKEFIELD MONCKTON ROAD | 516 | 916 | 1790 | 2948 | 4578 | 6427 | 8424 | 10524 | 12693 | 14844 | 16912 | 18873 | 20699 | 22379 | 23786 | 25039 | 26143 | 27111 | 27944 | 28598 | 29140 | 29584 | 29949 | 30249 | 30448 | 30614 | 30763 | 30898 | 31023
NPgY | BSP | NG FES - System Transformation | Number of electric cars and vans (hybrid and full electric) | WAKEFIELD NORTH | 1176 | 1995 | 3733 | 5901 | 8818 | 11969 | 15361 | 18922 | 22596 | 26233 | 29731 | 33047 | 36136 | 38981 | 41359 | 43476 | 45343 | 46978 | 48387 | 49492 | 50408 | 51161 | 51779 | 52288 | 52625 | 52907 | 53161 | 53390 | 53600
NPgY | BSP | NG FES - System Transformation | Number of electric cars and vans (hybrid and full electric) | WEST MELTON | 2152 | 3592 | 6614 | 10291 | 15136 | 20245 | 25738 | 31502 | 37441 | 43317 | 48970 | 54329 | 59321 | 63918 | 67761 | 71180 | 74195 | 76836 | 79112 | 80898 | 82379 | 83595 | 84594 | 85418 | 85964 | 86421 | 86831 | 87201 | 87541
NPgY | BSP | NG FES - System Transformation | Number of electric cars and vans (hybrid and full electric) | WHINMOOR | 1899 | 3046 | 5382 | 8013 | 11249 | 14373 | 17714 | 21209 | 24798 | 28341 | 31749 | 34980 | 37990 | 40765 | 43082 | 45139 | 46954 | 48543 | 49914 | 50990 | 51883 | 52618 | 53223 | 53721 | 54053 | 54331 | 54580 | 54803 | 55008
NPgY | BSP | NG FES - System Transformation | Number of electric cars and vans (hybrid and full electric) | WOLD NEWTON | 541 | 991 | 1988 | 3352 | 5315 | 7592 | 10054 | 12644 | 15322 | 17978 | 20532 | 22954 | 25209 | 27284 | 29022 | 30569 | 31934 | 33129 | 34159 | 34967 | 35635 | 36184 | 36634 | 37005 | 37249 | 37454 | 37639 | 37806 | 37959
NPgY | BSP | NG FES - System Transformation | Number of electric cars and vans (hybrid and full electric) | YARBOROUGH ROAD 132/33KV | 513 | 947 | 1910 | 3235 | 5151 | 7382 | 9794 | 12333 | 14958 | 17561 | 20066 | 22439 | 24650 | 26684 | 28387 | 29904 | 31242 | 32414 | 33424 | 34215 | 34871 | 35408 | 35850 | 36213 | 36453 | 36653 | 36834 | 36998 | 37148
NPgN | BSP | NPg Best View | Number of heat pumps (total) | ANNFIELD | 588 | 782 | 1056 | 1653 | 2492 | 3529 | 4084 | 4451 | 4817 | 5188 | 5562 | 5933 | 6320 | 6943 | 9048 | 11177 | 13248 | 15264 | 17025 | 18557 | 19907 | 21745 | 23778 | 25817 | 27854 | 29888 | 31917 | 33943 | 35507
NPgN | BSP | NPg Best View | Number of heat pumps (total) | BARRACK ROAD | 392 | 458 | 574 | 838 | 1207 | 1653 | 1873 | 1993 | 2110 | 2226 | 2343 | 2459 | 2579 | 2825 | 3862 | 4929 | 5972 | 6971 | 7838 | 8603 | 9300 | 10226 | 11251 | 12278 | 13304 | 14327 | 15348 | 16366 | 17168
NPgN | BSP | NPg Best View | Number of heat pumps (total) | BLUCHER | 492 | 688 | 972 | 1526 | 2239 | 3066 | 3580 | 3980 | 4386 | 4795 | 5205 | 5608 | 6029 | 6614 | 8659 | 10720 | 12747 | 14726 | 16543 | 18218 | 19800 | 21708 | 23742 | 25779 | 27814 | 29847 | 31877 | 33904 | 35460
NPgN | BSP | NPg Best View | Number of heat pumps (total) | BOWESFIELD | 728 | 918 | 1241 | 1918 | 2830 | 3913 | 4522 | 4942 | 5363 | 5788 | 6215 | 6636 | 7076 | 7793 | 10482 | 13224 | 15924 | 18551 | 20928 | 23092 | 25109 | 27616 | 30325 | 33044 | 35763 | 38482 | 41201 | 43918 | 46035
NPgN | BSP | NPg Best View | Number of heat pumps (total) | CHIRTON GRANGE | 527 | 639 | 851 | 1320 | 1968 | 2744 | 3131 | 3366 | 3598 | 3833 | 4069 | 4301 | 4544 | 5070 | 7118 | 9207 | 11263 | 13251 | 15037 | 16653 | 18156 | 20052 | 22106 | 24166 | 26226 | 28283 | 30340 | 32393 | 33980
NPgN | BSP | NPg Best View | Number of heat pumps (total) | COALBURNS | 285 | 360 | 463 | 693 | 1015 | 1400 | 1608 | 1738 | 1866 | 1996 | 2127 | 2258 | 2394 | 2630 | 3498 | 4382 | 5240 | 6080 | 6815 | 7464 | 8056 | 8827 | 9679 | 10532 | 11384 | 12233 | 13080 | 13925 | 14578
NPgN | BSP | NPg Best View | Number of heat pumps (total) | DARLINGTON CENTRAL | 202 | 281 | 396 | 623 | 934 | 1315 | 1520 | 1667 | 1815 | 1964 | 2113 | 2261 | 2416 | 2726 | 3893 | 5056 | 6199 | 7321 | 8361 | 9322 | 10221 | 11299 | 12436 | 13575 | 14712 | 15847 | 16981 | 18112 | 18991
NPgN | BSP | NPg Best View | Number of heat pumps (total) | DARLINGTON NORTH | 555 | 712 | 933 | 1416 | 2080 | 2859 | 3256 | 3494 | 3729 | 3968 | 4209 | 4449 | 4698 | 5128 | 6684 | 8268 | 9797 | 11277 | 12539 | 13632 | 14619 | 15994 | 17532 | 19075 | 20616 | 22153 | 23686 | 25215 | 26392
NPgN | BSP | NPg Best View | Number of heat pumps (total) | DUNSTON | 519 | 710 | 1010 | 1610 | 2425 | 3414 | 3963 | 4362 | 4762 | 5166 | 5571 | 5970 | 6388 | 7195 | 10219 | 13247 | 16234 | 19158 | 21876 | 24394 | 26759 | 29571 | 32541 | 35515 | 38485 | 41452 | 44413 | 47370 | 49655
NPgN | BSP | NPg Best View | Number of heat pumps (total) | FLATWORTH | 115 | 175 | 267 | 437 | 660 | 932 | 1099 | 1231 | 1366 | 1501 | 1637 | 1771 | 1912 | 2219 | 3345 | 4464 | 5574 | 6669 | 7720 | 8723 | 9685 | 10755 | 11863 | 12972 | 14082 | 15190 | 16298 | 17405 | 18258
NPgN | BSP | NPg Best View | Number of heat pumps (total) | GOSFORTH | 704 | 841 | 1101 | 1699 | 2518 | 3474 | 3967 | 4258 | 4548 | 4842 | 5136 | 5426 | 5731 | 6243 | 8253 | 10335 | 12379 | 14344 | 16050 | 17549 | 18927 | 20775 | 22832 | 24896 | 26957 | 29016 | 31072 | 33124 | 34702
NPgN | BSP | NPg Best View | Number of heat pumps (total) | HARROGATE 132/33KV | 436 | 498 | 635 | 958 | 1410 | 1947 | 2193 | 2301 | 2404 | 2509 | 2614 | 2719 | 2829 | 3108 | 4285 | 5509 | 6705 | 7841 | 8811 | 9657 | 10423 | 11483 | 12682 | 13887 | 15091 | 16294 | 17495 | 18695 | 19623
NPgN | BSP | NPg Best View | Number of heat pumps (total) | HUSTHWAITE | 111 | 154 | 199 | 289 | 412 | 565 | 649 | 708 | 766 | 825 | 885 | 944 | 1006 | 1121 | 1576 | 2032 | 2483 | 2924 | 3333 | 3713 | 4068 | 4496 | 4951 | 5408 | 5866 | 6324 | 6783 | 7242 | 7613
NPgN | BSP | NPg Best View | Number of heat pumps (total) | LEEMING BAR_SKEEBY | 577 | 752 | 1021 | 1549 | 2269 | 3157 | 3660 | 4002 | 4342 | 4684 | 5030 | 5373 | 5731 | 6338 | 8619 | 10926 | 13191 | 15398 | 17405 | 19240 | 20932 | 23025 | 25292 | 27573 | 29858 | 32148 | 34440 | 36735 | 38581
NPgN | BSP | NPg Best View | Number of heat pumps (total) | LINTON | 335 | 437 | 589 | 905 | 1349 | 1894 | 2171 | 2345 | 2518 | 2692 | 2867 | 3039 | 3220 | 3611 | 5155 | 6705 | 8230 | 9711 | 11061 | 12290 | 13427 | 14835 | 16346 | 17860 | 19371 | 20881 | 22387 | 23891 | 25062
NPgN | BSP | NPg Best View | Number of heat pumps (total) | MALTON GRID | 568 | 765 | 1015 | 1476 | 2069 | 2768 | 3189 | 3476 | 3760 | 4047 | 4335 | 4619 | 4915 | 5370 | 7101 | 8844 | 10540 | 12171 | 13643 | 14995 | 16260 | 17815 | 19509 | 21208 | 22905 | 24600 | 26292 | 27982 | 29319
NPgN | BSP | NPg Best View | Number of heat pumps (total) | MELROSEGATE | 1304 | 1756 | 2233 | 3159 | 4364 | 5762 | 6558 | 7043 | 7523 | 8008 | 8495 | 8976 | 9478 | 10236 | 13116 | 16046 | 18879 | 21562 | 23895 | 25976 | 27897 | 30441 | 33307 | 36182 | 39052 | 41918 | 44777 | 47629 | 49848
NPgN | BSP | NPg Best View | Number of heat pumps (total) | NORTH TEES | 625 | 864 | 1242 | 1939 | 2852 | 3939 | 4537 | 4942 | 5346 | 5753 | 6162 | 6566 | 6986 | 7678 | 10176 | 12673 | 15099 | 17430 | 19516 | 21399 | 23133 | 25368 | 27807 | 30256 | 32705 | 35153 | 37599 | 40044 | 41971
NPgN | BSP | NPg Best View | Number of heat pumps (total) | POTTER HOUSE | 749 | 999 | 1320 | 1984 | 2884 | 3954 | 4524 | 4875 | 5223 | 5576 | 5932 | 6285 | 6655 | 7243 | 9367 | 11522 | 13608 | 15614 | 17345 | 18858 | 20218 | 22089 | 24188 | 26294 | 28398 | 30499 | 32597 | 34690 | 36317
NPgN | BSP | NPg Best View | Number of heat pumps (total) | RAVENSWORTH | 289 | 427 | 508 | 672 | 912 | 1246 | 1473 | 1662 | 1852 | 2042 | 2233 | 2422 | 2617 | 2844 | 3485 | 4124 | 4750 | 5360 | 5913 | 6401 | 6806 | 7323 | 7880 | 8438 | 8996 | 9552 | 10107 | 10661 | 11099
NPgN | BSP | NPg Best View | Number of heat pumps (total) | SCARBOROUGH GRID | 430 | 563 | 778 | 1207 | 1801 | 2539 | 2939 | 3212 | 3482 | 3754 | 4027 | 4297 | 4578 | 5220 | 7683 | 10150 | 12579 | 14954 | 17164 | 19217 | 21141 | 23405 | 25800 | 28197 | 30592 | 32982 | 35369 | 37751 | 39598
NPgN | BSP | NPg Best View | Number of heat pumps (total) | SEAL SANDS | 0 | 0 | 1 | 1 | 1 | 2 | 2 | 2 | 2 | 3 | 3 | 3 | 3 | 3 | 5 | 6 | 8 | 9 | 10 | 12 | 13 | 14 | 15 | 17 | 18 | 20 | 21 | 22 | 24
NPgN | BSP | NPg Best View | Number of heat pumps (total) | SPADEADAM 33KV | 9 | 10 | 13 | 18 | 25 | 35 | 40 | 42 | 45 | 47 | 49 | 51 | 53 | 60 | 88 | 116 | 144 | 171 | 194 | 215 | 234 | 258 | 284 | 311 | 337 | 363 | 389 | 415 | 436
NPgN | BSP | NPg Best View | Number of heat pumps (total) | SPENNYMOOR 132/66KV | 1219 | 1462 | 1899 | 2877 | 4220 | 5806 | 6624 | 7117 | 7605 | 8098 | 8593 | 9082 | 9590 | 10424 | 13564 | 16812 | 19975 | 23010 | 25605 | 27858 | 29891 | 32707 | 35858 | 39022 | 42182 | 45339 | 48491 | 51637 | 54070
NPgN | BSP | NPg Best View | Number of heat pumps (total) | TORONTO | 522 | 647 | 864 | 1327 | 1957 | 2702 | 3091 | 3343 | 3594 | 3847 | 4101 | 4352 | 4614 | 5090 | 6956 | 8857 | 10724 | 12536 | 14159 | 15628 | 16997 | 18729 | 20605 | 22486 | 24367 | 26247 | 28125 | 30001 | 31465
NPgN | BSP | NPg Best View | Number of heat pumps (total) | WORMALD GREEN 132/33KV | 362 | 422 | 510 | 727 | 1036 | 1407 | 1587 | 1674 | 1756 | 1840 | 1924 | 2009 | 2097 | 2302 | 3195 | 4122 | 5030 | 5903 | 6662 | 7334 | 7952 | 8762 | 9668 | 10577 | 11487 | 12395 | 13303 | 14209 | 14925
NPgY | BSP | NPg Best View | Number of heat pumps (total) | ATTERCLIFFE | 401 | 484 | 625 | 932 | 1351 | 1842 | 1982 | 2126 | 2271 | 2418 | 2565 | 2710 | 2859 | 3201 | 4286 | 5386 | 6450 | 7461 | 8322 | 9070 | 9736 | 10756 | 11775 | 12792 | 13799 | 14802 | 15803 | 16803 | 17578
NPgY | BSP | NPg Best View | Number of heat pumps (total) | BARUGH 132/66KV | 627 | 836 | 1118 | 1711 | 2519 | 3490 | 3836 | 4193 | 4558 | 4926 | 5298 | 5665 | 6050 | 6852 | 9133 | 11399 | 13609 | 15735 | 17603 | 19253 | 20709 | 22803 | 24895 | 26986 | 29050 | 31109 | 33166 | 35227 | 36841
NPgY | BSP | NPg Best View | Number of heat pumps (total) | BEESTON ROYDS 132/33KV | 484 | 630 | 874 | 1382 | 2079 | 2917 | 3198 | 3488 | 3784 | 4082 | 4381 | 4677 | 4986 | 5799 | 8310 | 10799 | 13240 | 15602 | 17744 | 19690 | 21463 | 23798 | 26130 | 28460 | 30762 | 33057 | 35349 | 37642 | 39417
NPgY | BSP | NPg Best View | Number of heat pumps (total) | BEVERLEY 132/33KV | 676 | 837 | 1136 | 1784 | 2692 | 3780 | 4044 | 4316 | 4593 | 4873 | 5155 | 5433 | 5725 | 6557 | 9331 | 12117 | 14840 | 17449 | 19745 | 21780 | 23614 | 26277 | 28940 | 31603 | 34246 | 36885 | 39523 | 42163 | 44217
NPgY | BSP | NPg Best View | Number of heat pumps (total) | BINGLEY 132/33KV | 356 | 481 | 670 | 1079 | 1663 | 2369 | 2549 | 2734 | 2924 | 3116 | 3310 | 3502 | 3704 | 4314 | 6275 | 8214 | 10109 | 11945 | 13586 | 15049 | 16371 | 18220 | 20067 | 21911 | 23738 | 25560 | 27379 | 29198 | 30595
NPgY | BSP | NPg Best View | Number of heat pumps (total) | BLACKBURN MEADOWS B | 150 | 203 | 285 | 443 | 654 | 904 | 983 | 1063 | 1145 | 1228 | 1310 | 1392 | 1477 | 1676 | 2279 | 2874 | 3449 | 3996 | 4475 | 4901 | 5280 | 5833 | 6386 | 6938 | 7484 | 8028 | 8571 | 9115 | 9539
NPgY | BSP | NPg Best View | Number of heat pumps (total) | BLYTON | 318 | 407 | 555 | 864 | 1278 | 1767 | 1952 | 2142 | 2337 | 2534 | 2732 | 2927 | 3133 | 3623 | 5129 | 6630 | 8110 | 9545 | 10853 | 12056 | 13167 | 14590 | 16017 | 17445 | 18860 | 20275 | 21691 | 23112 | 24241
NPgY | BSP | NPg Best View | Number of heat pumps (total) | BRADFORD | 681 | 898 | 1160 | 1756 | 2602 | 3614 | 3871 | 4136 | 4406 | 4679 | 4955 | 5230 | 5517 | 6269 | 8716 | 11149 | 13509 | 15793 | 17773 | 19502 | 21044 | 23345 | 25641 | 27932 | 30201 | 32463 | 34719 | 36972 | 38717
NPgY | BSP | NPg Best View | Number of heat pumps (total) | BRAMHAM | 588 | 674 | 847 | 1246 | 1786 | 2411 | 2594 | 2782 | 2972 | 3163 | 3355 | 3543 | 3739 | 4184 | 5667 | 7193 | 8683 | 10103 | 11322 | 12401 | 13381 | 14810 | 16239 | 17667 | 19082 | 20494 | 21904 | 23315 | 24424
NPgY | BSP | NPg Best View | Number of heat pumps (total) | BRANSHOLME | 282 | 364 | 516 | 863 | 1368 | 1983 | 2140 | 2303 | 2470 | 2639 | 2809 | 2976 | 3152 | 3728 | 5568 | 7398 | 9199 | 10944 | 12524 | 13942 | 15231 | 16979 | 18724 | 20469 | 22198 | 23924 | 25648 | 27373 | 28688
NPgY | BSP | NPg Best View | Number of heat pumps (total) | BRIGHOUSE 132/33KV | 488 | 608 | 807 | 1260 | 1905 | 2681 | 2869 | 3064 | 3261 | 3460 | 3661 | 3860 | 4067 | 4662 | 6639 | 8619 | 10550 | 12409 | 14039 | 15475 | 16763 | 18640 | 20513 | 22384 | 24239 | 26089 | 27935 | 29781 | 31203
NPgY | BSP | NPg Best View | Number of heat pumps (total) | DONCASTER B/THORPE MARSH | 900 | 1221 | 1723 | 2738 | 4107 | 5730 | 6287 | 6862 | 7450 | 8045 | 8642 | 9230 | 9848 | 11474 | 16408 | 21283 | 26068 | 30690 | 34891 | 38731 | 42255 | 46862 | 51467 | 56072 | 60628 | 65175 | 69721 | 74274 | 77805
NPgY | BSP | NPg Best View | Number of heat pumps (total) | DONCASTER CENTRAL | 236 | 282 | 381 | 588 | 870 | 1200 | 1276 | 1355 | 1434 | 1513 | 1593 | 1671 | 1753 | 1973 | 2724 | 3485 | 4225 | 4922 | 5519 | 6042 | 6510 | 7235 | 7960 | 8684 | 9404 | 10122 | 10840 | 11558 | 12119
NPgY | BSP | NPg Best View | Number of heat pumps (total) | DRIFFIELD/BEVERLEY GROUP | 639 | 857 | 1159 | 1758 | 2548 | 3482 | 3852 | 4232 | 4620 | 5011 | 5405 | 5795 | 6204 | 7264 | 10631 | 13964 | 17237 | 20432 | 23381 | 26137 | 28722 | 31887 | 35053 | 38221 | 41362 | 44499 | 47637 | 50781 | 53264
NPgY | BSP | NPg Best View | Number of heat pumps (total) | FEATHERSTONE | 484 | 643 | 912 | 1455 | 2180 | 3032 | 3286 | 3548 | 3816 | 4087 | 4361 | 4631 | 4915 | 5599 | 7684 | 9754 | 11770 | 13698 | 15391 | 16898 | 18253 | 20217 | 22180 | 24144 | 26087 | 28028 | 29967 | 31911 | 33433
NPgY | BSP | NPg Best View | Number of heat pumps (total) | GIRLINGTON | 359 | 475 | 637 | 988 | 1490 | 2098 | 2249 | 2405 | 2562 | 2720 | 2880 | 3038 | 3202 | 3669 | 5209 | 6732 | 8217 | 9646 | 10902 | 12004 | 12988 | 14429 | 15868 | 17304 | 18728 | 20147 | 21563 | 22979 | 24077
NPgY | BSP | NPg Best View | Number of heat pumps (total) | HALIFAX 132/33KV | 153 | 209 | 284 | 438 | 658 | 930 | 989 | 1049 | 1110 | 1171 | 1233 | 1295 | 1359 | 1587 | 2398 | 3197 | 3978 | 4731 | 5409 | 6020 | 6576 | 7343 | 8110 | 8876 | 9636 | 10395 | 11153 | 11909 | 12498
NPgY | BSP | NPg Best View | Number of heat pumps (total) | HECKMONDWIKE | 675 | 808 | 1002 | 1477 | 2136 | 2911 | 3127 | 3351 | 3578 | 3809 | 4041 | 4273 | 4513 | 5006 | 6533 | 8105 | 9617 | 11069 | 12270 | 13286 | 14173 | 15625 | 17072 | 18516 | 19945 | 21367 | 22786 | 24202 | 25292
NPgY | BSP | NPg Best View | Number of heat pumps (total) | HOLMFIELD | 612 | 787 | 1069 | 1682 | 2543 | 3566 | 3792 | 4025 | 4264 | 4506 | 4749 | 4989 | 5241 | 6019 | 8577 | 11131 | 13617 | 15996 | 18076 | 19905 | 21550 | 23993 | 26433 | 28870 | 31288 | 33700 | 36108 | 38515 | 40355
NPgY | BSP | NPg Best View | Number of heat pumps (total) | HULL EAST 132/33KV | 261 | 350 | 486 | 796 | 1246 | 1797 | 1955 | 2118 | 2285 | 2455 | 2626 | 2795 | 2974 | 3513 | 5242 | 6954 | 8639 | 10285 | 11784 | 13142 | 14381 | 16016 | 17649 | 19282 | 20901 | 22516 | 24131 | 25747 | 26997
NPgY | BSP | NPg Best View | Number of heat pumps (total) | HULL SOUTH | 444 | 562 | 750 | 1169 | 1769 | 2502 | 2727 | 2959 | 3194 | 3430 | 3669 | 3904 | 4150 | 4895 | 7360 | 9811 | 12225 | 14576 | 16728 | 18696 | 20507 | 22829 | 25147 | 27462 | 29756 | 32044 | 34328 | 36612 | 38383
NPgY | BSP | NPg Best View | Number of heat pumps (total) | HULL WEST | 285 | 401 | 557 | 901 | 1394 | 1988 | 2158 | 2335 | 2515 | 2699 | 2884 | 3069 | 3262 | 3788 | 5424 | 7036 | 8608 | 10144 | 11518 | 12742 | 13849 | 15383 | 16916 | 18447 | 19966 | 21481 | 22995 | 24509 | 25683
NPgY | BSP | NPg Best View | Number of heat pumps (total) | HUMBERSTON | 227 | 275 | 368 | 583 | 888 | 1255 | 1352 | 1452 | 1554 | 1657 | 1761 | 1863 | 1971 | 2316 | 3458 | 4604 | 5732 | 6824 | 7811 | 8706 | 9529 | 10622 | 11715 | 12806 | 13888 | 14967 | 16045 | 17123 | 17948
NPgY | BSP | NPg Best View | Number of heat pumps (total) | HUNNINGLEY | 321 | 461 | 589 | 834 | 1140 | 1495 | 1670 | 1851 | 2036 | 2223 | 2412 | 2596 | 2790 | 3124 | 3937 | 4735 | 5510 | 6247 | 6898 | 7486 | 8009 | 8722 | 9435 | 10148 | 10846 | 11541 | 12237 | 12936 | 13491
NPgY | BSP | NPg Best View | Number of heat pumps (total) | HUNSHELF | 282 | 376 | 495 | 742 | 1076 | 1470 | 1591 | 1715 | 1843 | 1972 | 2101 | 2229 | 2364 | 2690 | 3684 | 4673 | 5638 | 6560 | 7374 | 8101 | 8755 | 9687 | 10619 | 11550 | 12471 | 13389 | 14307 | 15225 | 15940
NPgY | BSP | NPg Best View | Number of heat pumps (total) | IMMINGHAM | 68 | 92 | 134 | 223 | 355 | 519 | 564 | 610 | 656 | 703 | 751 | 798 | 847 | 1019 | 1606 | 2186 | 2760 | 3320 | 3839 | 4315 | 4755 | 5316 | 5876 | 6438 | 6996 | 7554 | 8112 | 8671 | 9110
NPgY | BSP | NPg Best View | Number of heat pumps (total) | KIRKHAW LANE | 340 | 416 | 553 | 860 | 1285 | 1790 | 1934 | 2081 | 2232 | 2385 | 2539 | 2691 | 2850 | 3213 | 4324 | 5447 | 6544 | 7591 | 8492 | 9274 | 9963 | 11018 | 12073 | 13129 | 14173 | 15216 | 16258 | 17301 | 18115
NPgY | BSP | NPg Best View | Number of heat pumps (total) | KIRKSTALL C 2/5 | 129 | 155 | 196 | 281 | 400 | 551 | 604 | 657 | 711 | 763 | 816 | 868 | 923 | 1087 | 1698 | 2306 | 2905 | 3488 | 4030 | 4536 | 5008 | 5579 | 6148 | 6716 | 7279 | 7841 | 8401 | 8960 | 9405
NPgY | BSP | NPg Best View | Number of heat pumps (total) | KIRKSTALL C/RING ROAD HORSFORTH | 532 | 855 | 1230 | 1952 | 2924 | 4086 | 4531 | 4992 | 5465 | 5944 | 6427 | 6907 | 7408 | 8621 | 12060 | 15397 | 18626 | 21787 | 24657 | 27271 | 29652 | 32760 | 35862 | 38956 | 42013 | 45058 | 48097 | 51136 | 53473
NPgY | BSP | NPg Best View | Number of heat pumps (total) | LEEDS EAST | 308 | 445 | 649 | 1052 | 1604 | 2278 | 2538 | 2806 | 3080 | 3356 | 3634 | 3907 | 4194 | 5006 | 7488 | 9922 | 12320 | 14658 | 16838 | 18862 | 20734 | 23025 | 25312 | 27598 | 29858 | 32111 | 34363 | 36616 | 38356
NPgY | BSP | NPg Best View | Number of heat pumps (total) | LEEDS NORTH | 242 | 347 | 486 | 761 | 1141 | 1611 | 1783 | 1960 | 2140 | 2320 | 2501 | 2680 | 2868 | 3422 | 5209 | 6961 | 8684 | 10365 | 11933 | 13390 | 14741 | 16392 | 18041 | 19688 | 21319 | 22945 | 24569 | 26193 | 27456
NPgY | BSP | NPg Best View | Number of heat pumps (total) | LINDLEY | 424 | 552 | 758 | 1211 | 1854 | 2633 | 2864 | 3101 | 3343 | 3587 | 3833 | 4075 | 4329 | 5077 | 7475 | 9852 | 12185 | 14451 | 16505 | 18364 | 20062 | 22312 | 24558 | 26802 | 29024 | 31241 | 33454 | 35668 | 37372
NPgY | BSP | NPg Best View | Number of heat pumps (total) | LOW ROAD | 228 | 327 | 473 | 744 | 1116 | 1572 | 1721 | 1873 | 2027 | 2181 | 2336 | 2489 | 2649 | 3107 | 4599 | 6057 | 7484 | 8862 | 10127 | 11287 | 12350 | 13722 | 15092 | 16460 | 17815 | 19166 | 20515 | 21863 | 22916
NPgY | BSP | NPg Best View | Number of heat pumps (total) | MALLARD WAY | 145 | 195 | 281 | 457 | 705 | 1008 | 1087 | 1169 | 1252 | 1336 | 1420 | 1504 | 1592 | 1868 | 2796 | 3713 | 4615 | 5486 | 6277 | 6995 | 7651 | 8532 | 9413 | 10294 | 11169 | 12042 | 12915 | 13789 | 14474
NPgY | BSP | NPg Best View | Number of heat pumps (total) | MENSTON | 287 | 398 | 571 | 936 | 1448 | 2066 | 2223 | 2385 | 2550 | 2718 | 2887 | 3055 | 3230 | 3742 | 5369 | 6972 | 8537 | 10044 | 11382 | 12569 | 13633 | 15159 | 16682 | 18204 | 19710 | 21213 | 22713 | 24213 | 25369
NPgY | BSP | NPg Best View | Number of heat pumps (total) | MOSS ROAD | 118 | 164 | 237 | 367 | 529 | 723 | 828 | 935 | 1044 | 1153 | 1263 | 1370 | 1482 | 1785 | 2720 | 3635 | 4539 | 5422 | 6263 | 7066 | 7828 | 8681 | 9533 | 10384 | 11225 | 12064 | 12902 | 13740 | 14395
NPgY | BSP | NPg Best View | Number of heat pumps (total) | OSGODBY 1/2 | 0 | 0 | 0 | 0 | 0 | 0 | 0 | 0 | 0 | 0 | 0 | 0 | 0 | 0 | 0 | 0 | 0 | 0 | 0 | 0 | 0 | 0 | 0 | 0 | 0 | 0 | 0 | 0 | 0
NPgY | BSP | NPg Best View | Number of heat pumps (total) | OSGODBY 3/4 | 255 | 371 | 537 | 830 | 1175 | 1561 | 1833 | 2112 | 2398 | 2687 | 2977 | 3261 | 3559 | 4129 | 5572 | 6978 | 8366 | 9721 | 10997 | 12219 | 13366 | 14645 | 15926 | 17208 | 18466 | 19722 | 20979 | 22244 | 23254
NPgY | BSP | NPg Best View | Number of heat pumps (total) | RODLEY | 422 | 585 | 848 | 1388 | 2145 | 3056 | 3308 | 3567 | 3831 | 4098 | 4367 | 4631 | 4908 | 5683 | 8084 | 10443 | 12747 | 14961 | 16933 | 18682 | 20250 | 22480 | 24707 | 26931 | 29132 | 31327 | 33519 | 35712 | 37400
NPgY | BSP | NPg Best View | Number of heat pumps (total) | SAINT ANDREWS ROAD 132/33KV | 500 | 605 | 761 | 1133 | 1658 | 2285 | 2468 | 2655 | 2845 | 3036 | 3228 | 3417 | 3615 | 4191 | 6116 | 8054 | 9961 | 11806 | 13465 | 14969 | 16353 | 18186 | 20016 | 21844 | 23655 | 25461 | 27265 | 29069 | 30462
NPgY | BSP | NPg Best View | Number of heat pumps (total) | SALTEND 132/33KV | 1 | 1 | 1 | 1 | 2 | 2 | 3 | 3 | 3 | 4 | 4 | 4 | 4 | 5 | 8 | 10 | 13 | 15 | 17 | 20 | 22 | 24 | 27 | 29 | 32 | 34 | 37 | 39 | 42
NPgY | BSP | NPg Best View | Number of heat pumps (total) | SANTON | 196 | 258 | 362 | 585 | 901 | 1290 | 1412 | 1537 | 1665 | 1795 | 1925 | 2054 | 2190 | 2589 | 3903 | 5207 | 6497 | 7755 | 8916 | 9984 | 10971 | 12230 | 13491 | 14756 | 16012 | 17270 | 18529 | 19793 | 20794
NPgY | BSP | NPg Best View | Number of heat pumps (total) | SCUNTHORPE NORTH | 233 | 268 | 341 | 519 | 770 | 1070 | 1151 | 1233 | 1317 | 1402 | 1487 | 1572 | 1660 | 1896 | 2735 | 3590 | 4435 | 5253 | 5982 | 6639 | 7243 | 8072 | 8903 | 9737 | 10568 | 11399 | 12233 | 13069 | 13742
NPgY | BSP | NPg Best View | Number of heat pumps (total) | SCUNTHORPE SOUTH | 119 | 181 | 286 | 511 | 836 | 1235 | 1369 | 1507 | 1650 | 1793 | 1938 | 2081 | 2231 | 2692 | 4111 | 5505 | 6885 | 8235 | 9490 | 10645 | 11708 | 13040 | 14372 | 15706 | 17027 | 18348 | 19669 | 20993 | 22019
NPgY | BSP | NPg Best View | Number of heat pumps (total) | SILSDEN | 376 | 519 | 741 | 1182 | 1794 | 2548 | 2805 | 3068 | 3336 | 3606 | 3877 | 4144 | 4424 | 5265 | 7972 | 10633 | 13250 | 15796 | 18157 | 20340 | 22354 | 24869 | 27380 | 29889 | 32374 | 34851 | 37326 | 39800 | 41719
NPgY | BSP | NPg Best View | Number of heat pumps (total) | SOWERBY BRIDGE 132/33KV | 396 | 512 | 695 | 1097 | 1670 | 2360 | 2528 | 2700 | 2876 | 3054 | 3233 | 3410 | 3596 | 4224 | 6362 | 8486 | 10568 | 12586 | 14406 | 16054 | 17567 | 19605 | 21639 | 23671 | 25688 | 27700 | 29710 | 31718 | 33266
NPgY | BSP | NPg Best View | Number of heat pumps (total) | STAYGATE | 638 | 764 | 989 | 1513 | 2248 | 3111 | 3312 | 3520 | 3731 | 3945 | 4159 | 4371 | 4592 | 5173 | 7089 | 9034 | 10923 | 12725 | 14257 | 15577 | 16751 | 18590 | 20426 | 22259 | 24075 | 25885 | 27693 | 29498 | 30885
NPgY | BSP | NPg Best View | Number of heat pumps (total) | THORNHILL 132KV | 1209 | 1459 | 1879 | 2781 | 3996 | 5423 | 5866 | 6321 | 6783 | 7248 | 7715 | 8177 | 8654 | 9603 | 12476 | 15411 | 18228 | 20898 | 23129 | 25047 | 26728 | 29405 | 32077 | 34743 | 37381 | 40009 | 42630 | 45249 | 47278
NPgY | BSP | NPg Best View | Number of heat pumps (total) | WAKEFIELD MONCKTON ROAD | 444 | 589 | 787 | 1198 | 1750 | 2408 | 2643 | 2886 | 3134 | 3384 | 3637 | 3889 | 4152 | 4638 | 6014 | 7387 | 8706 | 9982 | 11069 | 12017 | 12845 | 14106 | 15365 | 16624 | 17870 | 19112 | 20353 | 21595 | 22583
NPgY | BSP | NPg Best View | Number of heat pumps (total) | WAKEFIELD NORTH | 788 | 988 | 1320 | 2026 | 2979 | 4106 | 4472 | 4847 | 5231 | 5618 | 6007 | 6392 | 6791 | 7582 | 9823 | 12084 | 14268 | 16340 | 18087 | 19585 | 20879 | 22948 | 25016 | 27081 | 29122 | 31156 | 33188 | 35222 | 36801
NPgY | BSP | NPg Best View | Number of heat pumps (total) | WEST MELTON | 1078 | 1512 | 1946 | 2830 | 3998 | 5398 | 6082 | 6786 | 7506 | 8232 | 8962 | 9678 | 10428 | 11934 | 15893 | 19794 | 23625 | 27334 | 30710 | 33800 | 36591 | 40128 | 43665 | 47200 | 50678 | 54146 | 57613 | 61090 | 63807
NPgY | BSP | NPg Best View | Number of heat pumps (total) | WHINMOOR | 486 | 690 | 956 | 1476 | 2177 | 3013 | 3297 | 3590 | 3890 | 4192 | 4496 | 4794 | 5106 | 5892 | 8194 | 10455 | 12661 | 14775 | 16677 | 18395 | 19947 | 22059 | 24168 | 26274 | 28356 | 30431 | 32504 | 34579 | 36175
NPgY | BSP | NPg Best View | Number of heat pumps (total) | WOLD NEWTON | 281 | 397 | 564 | 882 | 1315 | 1842 | 2013 | 2189 | 2369 | 2549 | 2732 | 2913 | 3103 | 3583 | 5108 | 6608 | 8079 | 9498 | 10789 | 11966 | 13038 | 14474 | 15913 | 17355 | 18787 | 20219 | 21653 | 23092 | 24243
NPgY | BSP | NPg Best View | Number of heat pumps (total) | YARBOROUGH ROAD 132/33KV | 215 | 293 | 426 | 701 | 1080 | 1536 | 1703 | 1874 | 2049 | 2226 | 2404 | 2579 | 2762 | 3342 | 5174 | 6981 | 8766 | 10508 | 12136 | 13657 | 15078 | 16793 | 18507 | 20219 | 21915 | 23607 | 25298 | 26990 | 28289
NPgN | BSP | NG FES - Consumer Transformation | Number of heat pumps (total) | ANNFIELD | 588 | 782 | 1056 | 1653 | 2492 | 3529 | 4084 | 4451 | 4817 | 5188 | 5562 | 5933 | 6320 | 6943 | 9048 | 11177 | 13248 | 15264 | 17025 | 18557 | 19907 | 21745 | 23778 | 25817 | 27854 | 29888 | 31917 | 33943 | 35507
NPgN | BSP | NG FES - Consumer Transformation | Number of heat pumps (total) | BARRACK ROAD | 392 | 458 | 574 | 838 | 1207 | 1653 | 1873 | 1993 | 2110 | 2226 | 2343 | 2459 | 2579 | 2825 | 3862 | 4929 | 5972 | 6971 | 7838 | 8603 | 9300 | 10226 | 11251 | 12278 | 13304 | 14327 | 15348 | 16366 | 17168
NPgN | BSP | NG FES - Consumer Transformation | Number of heat pumps (total) | BLUCHER | 492 | 688 | 972 | 1526 | 2239 | 3066 | 3580 | 3980 | 4386 | 4795 | 5205 | 5608 | 6029 | 6614 | 8659 | 10720 | 12747 | 14726 | 16543 | 18218 | 19800 | 21708 | 23742 | 25779 | 27814 | 29847 | 31877 | 33904 | 35460
NPgN | BSP | NG FES - Consumer Transformation | Number of heat pumps (total) | BOWESFIELD | 728 | 918 | 1241 | 1918 | 2830 | 3913 | 4522 | 4942 | 5363 | 5788 | 6215 | 6636 | 7076 | 7793 | 10482 | 13224 | 15924 | 18551 | 20928 | 23092 | 25109 | 27616 | 30325 | 33044 | 35763 | 38482 | 41201 | 43918 | 46035
NPgN | BSP | NG FES - Consumer Transformation | Number of heat pumps (total) | CHIRTON GRANGE | 527 | 639 | 851 | 1320 | 1968 | 2744 | 3131 | 3366 | 3598 | 3833 | 4069 | 4301 | 4544 | 5070 | 7118 | 9207 | 11263 | 13251 | 15037 | 16653 | 18156 | 20052 | 22106 | 24166 | 26226 | 28283 | 30340 | 32393 | 33980
NPgN | BSP | NG FES - Consumer Transformation | Number of heat pumps (total) | COALBURNS | 285 | 360 | 463 | 693 | 1015 | 1400 | 1608 | 1738 | 1866 | 1996 | 2127 | 2258 | 2394 | 2630 | 3498 | 4382 | 5240 | 6080 | 6815 | 7464 | 8056 | 8827 | 9679 | 10532 | 11384 | 12233 | 13080 | 13925 | 14578
NPgN | BSP | NG FES - Consumer Transformation | Number of heat pumps (total) | DARLINGTON CENTRAL | 202 | 281 | 396 | 623 | 934 | 1315 | 1520 | 1667 | 1815 | 1964 | 2113 | 2261 | 2416 | 2726 | 3893 | 5056 | 6199 | 7321 | 8361 | 9322 | 10221 | 11299 | 12436 | 13575 | 14712 | 15847 | 16981 | 18112 | 18991
NPgN | BSP | NG FES - Consumer Transformation | Number of heat pumps (total) | DARLINGTON NORTH | 555 | 712 | 933 | 1416 | 2080 | 2859 | 3256 | 3494 | 3729 | 3968 | 4209 | 4449 | 4698 | 5128 | 6684 | 8268 | 9797 | 11277 | 12539 | 13632 | 14619 | 15994 | 17532 | 19075 | 20616 | 22153 | 23686 | 25215 | 26392
NPgN | BSP | NG FES - Consumer Transformation | Number of heat pumps (total) | DUNSTON | 519 | 710 | 1010 | 1610 | 2425 | 3414 | 3963 | 4362 | 4762 | 5166 | 5571 | 5970 | 6388 | 7195 | 10219 | 13247 | 16234 | 19158 | 21876 | 24394 | 26759 | 29571 | 32541 | 35515 | 38485 | 41452 | 44413 | 47370 | 49655
NPgN | BSP | NG FES - Consumer Transformation | Number of heat pumps (total) | FLATWORTH | 115 | 175 | 267 | 437 | 660 | 932 | 1099 | 1231 | 1366 | 1501 | 1637 | 1771 | 1912 | 2219 | 3345 | 4464 | 5574 | 6669 | 7720 | 8723 | 9685 | 10755 | 11863 | 12972 | 14082 | 15190 | 16298 | 17405 | 18258
NPgN | BSP | NG FES - Consumer Transformation | Number of heat pumps (total) | GOSFORTH | 704 | 841 | 1101 | 1699 | 2518 | 3474 | 3967 | 4258 | 4548 | 4842 | 5136 | 5426 | 5731 | 6243 | 8253 | 10335 | 12379 | 14344 | 16050 | 17549 | 18927 | 20775 | 22832 | 24896 | 26957 | 29016 | 31072 | 33124 | 34702
NPgN | BSP | NG FES - Consumer Transformation | Number of heat pumps (total) | HARROGATE 132/33KV | 436 | 498 | 635 | 958 | 1410 | 1947 | 2193 | 2301 | 2404 | 2509 | 2614 | 2719 | 2829 | 3108 | 4285 | 5509 | 6705 | 7841 | 8811 | 9657 | 10423 | 11483 | 12682 | 13887 | 15091 | 16294 | 17495 | 18695 | 19623
NPgN | BSP | NG FES - Consumer Transformation | Number of heat pumps (total) | HUSTHWAITE | 111 | 154 | 199 | 289 | 412 | 565 | 649 | 708 | 766 | 825 | 885 | 944 | 1006 | 1121 | 1576 | 2032 | 2483 | 2924 | 3333 | 3713 | 4068 | 4496 | 4951 | 5408 | 5866 | 6324 | 6783 | 7242 | 7613
NPgN | BSP | NG FES - Consumer Transformation | Number of heat pumps (total) | LEEMING BAR_SKEEBY | 577 | 752 | 1021 | 1549 | 2269 | 3157 | 3660 | 4002 | 4342 | 4684 | 5030 | 5373 | 5731 | 6338 | 8619 | 10926 | 13191 | 15398 | 17405 | 19240 | 20932 | 23025 | 25292 | 27573 | 29858 | 32148 | 34440 | 36735 | 38581
NPgN | BSP | NG FES - Consumer Transformation | Number of heat pumps (total) | LINTON | 335 | 437 | 589 | 905 | 1349 | 1894 | 2171 | 2345 | 2518 | 2692 | 2867 | 3039 | 3220 | 3611 | 5155 | 6705 | 8230 | 9711 | 11061 | 12290 | 13427 | 14835 | 16346 | 17860 | 19371 | 20881 | 22387 | 23891 | 25062
NPgN | BSP | NG FES - Consumer Transformation | Number of heat pumps (total) | MALTON GRID | 568 | 765 | 1015 | 1476 | 2069 | 2768 | 3189 | 3476 | 3760 | 4047 | 4335 | 4619 | 4915 | 5370 | 7101 | 8844 | 10540 | 12171 | 13643 | 14995 | 16260 | 17815 | 19509 | 21208 | 22905 | 24600 | 26292 | 27982 | 29319
NPgN | BSP | NG FES - Consumer Transformation | Number of heat pumps (total) | MELROSEGATE | 1304 | 1756 | 2233 | 3159 | 4364 | 5762 | 6558 | 7043 | 7523 | 8008 | 8495 | 8976 | 9478 | 10236 | 13116 | 16046 | 18879 | 21562 | 23895 | 25976 | 27897 | 30441 | 33307 | 36182 | 39052 | 41918 | 44777 | 47629 | 49848
NPgN | BSP | NG FES - Consumer Transformation | Number of heat pumps (total) | NORTH TEES | 625 | 864 | 1242 | 1939 | 2852 | 3939 | 4537 | 4942 | 5346 | 5753 | 6162 | 6566 | 6986 | 7678 | 10176 | 12673 | 15099 | 17430 | 19516 | 21399 | 23133 | 25368 | 27807 | 30256 | 32705 | 35153 | 37599 | 40044 | 41971
NPgN | BSP | NG FES - Consumer Transformation | Number of heat pumps (total) | POTTER HOUSE | 749 | 999 | 1320 | 1984 | 2884 | 3954 | 4524 | 4875 | 5223 | 5576 | 5932 | 6285 | 6655 | 7243 | 9367 | 11522 | 13608 | 15614 | 17345 | 18858 | 20218 | 22089 | 24188 | 26294 | 28398 | 30499 | 32597 | 34690 | 36317
NPgN | BSP | NG FES - Consumer Transformation | Number of heat pumps (total) | RAVENSWORTH | 289 | 427 | 508 | 672 | 912 | 1246 | 1473 | 1662 | 1852 | 2042 | 2233 | 2422 | 2617 | 2844 | 3485 | 4124 | 4750 | 5360 | 5913 | 6401 | 6806 | 7323 | 7880 | 8438 | 8996 | 9552 | 10107 | 10661 | 11099
NPgN | BSP | NG FES - Consumer Transformation | Number of heat pumps (total) | SCARBOROUGH GRID | 430 | 563 | 778 | 1207 | 1801 | 2539 | 2939 | 3212 | 3482 | 3754 | 4027 | 4297 | 4578 | 5220 | 7683 | 10150 | 12579 | 14954 | 17164 | 19217 | 21141 | 23405 | 25800 | 28197 | 30592 | 32982 | 35369 | 37751 | 39598
NPgN | BSP | NG FES - Consumer Transformation | Number of heat pumps (total) | SEAL SANDS | 0 | 0 | 1 | 1 | 1 | 2 | 2 | 2 | 2 | 3 | 3 | 3 | 3 | 3 | 5 | 6 | 8 | 9 | 10 | 12 | 13 | 14 | 15 | 17 | 18 | 20 | 21 | 22 | 24
NPgN | BSP | NG FES - Consumer Transformation | Number of heat pumps (total) | SPADEADAM 33KV | 9 | 10 | 13 | 18 | 25 | 35 | 40 | 42 | 45 | 47 | 49 | 51 | 53 | 60 | 88 | 116 | 144 | 171 | 194 | 215 | 234 | 258 | 284 | 311 | 337 | 363 | 389 | 415 | 436
NPgN | BSP | NG FES - Consumer Transformation | Number of heat pumps (total) | SPENNYMOOR 132/66KV | 1219 | 1462 | 1899 | 2877 | 4220 | 5806 | 6624 | 7117 | 7605 | 8098 | 8593 | 9082 | 9590 | 10424 | 13564 | 16812 | 19975 | 23010 | 25605 | 27858 | 29891 | 32707 | 35858 | 39022 | 42182 | 45339 | 48491 | 51637 | 54070
NPgN | BSP | NG FES - Consumer Transformation | Number of heat pumps (total) | TORONTO | 522 | 647 | 864 | 1327 | 1957 | 2702 | 3091 | 3343 | 3594 | 3847 | 4101 | 4352 | 4614 | 5090 | 6956 | 8857 | 10724 | 12536 | 14159 | 15628 | 16997 | 18729 | 20605 | 22486 | 24367 | 26247 | 28125 | 30001 | 31465
NPgN | BSP | NG FES - Consumer Transformation | Number of heat pumps (total) | WORMALD GREEN 132/33KV | 362 | 422 | 510 | 727 | 1036 | 1407 | 1587 | 1674 | 1756 | 1840 | 1924 | 2009 | 2097 | 2302 | 3195 | 4122 | 5030 | 5903 | 6662 | 7334 | 7952 | 8762 | 9668 | 10577 | 11487 | 12395 | 13303 | 14209 | 14925
NPgY | BSP | NG FES - Consumer Transformation | Number of heat pumps (total) | ATTERCLIFFE | 401 | 484 | 625 | 932 | 1351 | 1842 | 1982 | 2126 | 2271 | 2418 | 2565 | 2710 | 2859 | 3201 | 4286 | 5386 | 6450 | 7461 | 8322 | 9070 | 9736 | 10756 | 11775 | 12792 | 13799 | 14802 | 15803 | 16803 | 17578
NPgY | BSP | NG FES - Consumer Transformation | Number of heat pumps (total) | BARUGH 132/66KV | 627 | 836 | 1118 | 1711 | 2519 | 3490 | 3836 | 4193 | 4558 | 4926 | 5298 | 5665 | 6050 | 6852 | 9133 | 11399 | 13609 | 15735 | 17603 | 19253 | 20709 | 22803 | 24895 | 26986 | 29050 | 31109 | 33166 | 35227 | 36841
NPgY | BSP | NG FES - Consumer Transformation | Number of heat pumps (total) | BEESTON ROYDS 132/33KV | 484 | 630 | 874 | 1382 | 2079 | 2917 | 3198 | 3488 | 3784 | 4082 | 4381 | 4677 | 4986 | 5799 | 8310 | 10799 | 13240 | 15602 | 17744 | 19690 | 21463 | 23798 | 26130 | 28460 | 30762 | 33057 | 35349 | 37642 | 39417
NPgY | BSP | NG FES - Consumer Transformation | Number of heat pumps (total) | BEVERLEY 132/33KV | 676 | 837 | 1136 | 1784 | 2692 | 3780 | 4044 | 4316 | 4593 | 4873 | 5155 | 5433 | 5725 | 6557 | 9331 | 12117 | 14840 | 17449 | 19745 | 21780 | 23614 | 26277 | 28940 | 31603 | 34246 | 36885 | 39523 | 42163 | 44217
NPgY | BSP | NG FES - Consumer Transformation | Number of heat pumps (total) | BINGLEY 132/33KV | 356 | 481 | 670 | 1079 | 1663 | 2369 | 2549 | 2734 | 2924 | 3116 | 3310 | 3502 | 3704 | 4314 | 6275 | 8214 | 10109 | 11945 | 13586 | 15049 | 16371 | 18220 | 20067 | 21911 | 23738 | 25560 | 27379 | 29198 | 30595
NPgY | BSP | NG FES - Consumer Transformation | Number of heat pumps (total) | BLACKBURN MEADOWS B | 150 | 203 | 285 | 443 | 654 | 904 | 983 | 1063 | 1145 | 1228 | 1310 | 1392 | 1477 | 1676 | 2279 | 2874 | 3449 | 3996 | 4475 | 4901 | 5280 | 5833 | 6386 | 6938 | 7484 | 8028 | 8571 | 9115 | 9539
NPgY | BSP | NG FES - Consumer Transformation | Number of heat pumps (total) | BLYTON | 318 | 407 | 555 | 864 | 1278 | 1767 | 1952 | 2142 | 2337 | 2534 | 2732 | 2927 | 3133 | 3623 | 5129 | 6630 | 8110 | 9545 | 10853 | 12056 | 13167 | 14590 | 16017 | 17445 | 18860 | 20275 | 21691 | 23112 | 24241
NPgY | BSP | NG FES - Consumer Transformation | Number of heat pumps (total) | BRADFORD | 681 | 898 | 1160 | 1756 | 2602 | 3614 | 3871 | 4136 | 4406 | 4679 | 4955 | 5230 | 5517 | 6269 | 8716 | 11149 | 13509 | 15793 | 17773 | 19502 | 21044 | 23345 | 25641 | 27932 | 30201 | 32463 | 34719 | 36972 | 38717
NPgY | BSP | NG FES - Consumer Transformation | Number of heat pumps (total) | BRAMHAM | 588 | 674 | 847 | 1246 | 1786 | 2411 | 2594 | 2782 | 2972 | 3163 | 3355 | 3543 | 3739 | 4184 | 5667 | 7193 | 8683 | 10103 | 11322 | 12401 | 13381 | 14810 | 16239 | 17667 | 19082 | 20494 | 21904 | 23315 | 24424
NPgY | BSP | NG FES - Consumer Transformation | Number of heat pumps (total) | BRANSHOLME | 282 | 364 | 516 | 863 | 1368 | 1983 | 2140 | 2303 | 2470 | 2639 | 2809 | 2976 | 3152 | 3728 | 5568 | 7398 | 9199 | 10944 | 12524 | 13942 | 15231 | 16979 | 18724 | 20469 | 22198 | 23924 | 25648 | 27373 | 28688
NPgY | BSP | NG FES - Consumer Transformation | Number of heat pumps (total) | BRIGHOUSE 132/33KV | 488 | 608 | 807 | 1260 | 1905 | 2681 | 2869 | 3064 | 3261 | 3460 | 3661 | 3860 | 4067 | 4662 | 6639 | 8619 | 10550 | 12409 | 14039 | 15475 | 16763 | 18640 | 20513 | 22384 | 24239 | 26089 | 27935 | 29781 | 31203
NPgY | BSP | NG FES - Consumer Transformation | Number of heat pumps (total) | DONCASTER B/THORPE MARSH | 900 | 1221 | 1723 | 2738 | 4107 | 5730 | 6287 | 6862 | 7450 | 8045 | 8642 | 9230 | 9848 | 11474 | 16408 | 21283 | 26068 | 30690 | 34891 | 38731 | 42255 | 46862 | 51467 | 56072 | 60628 | 65175 | 69721 | 74274 | 77805
NPgY | BSP | NG FES - Consumer Transformation | Number of heat pumps (total) | DONCASTER CENTRAL | 236 | 282 | 381 | 588 | 870 | 1200 | 1276 | 1355 | 1434 | 1513 | 1593 | 1671 | 1753 | 1973 | 2724 | 3485 | 4225 | 4922 | 5519 | 6042 | 6510 | 7235 | 7960 | 8684 | 9404 | 10122 | 10840 | 11558 | 12119
NPgY | BSP | NG FES - Consumer Transformation | Number of heat pumps (total) | DRIFFIELD/BEVERLEY GROUP | 639 | 857 | 1159 | 1758 | 2548 | 3482 | 3852 | 4232 | 4620 | 5011 | 5405 | 5795 | 6204 | 7264 | 10631 | 13964 | 17237 | 20432 | 23381 | 26137 | 28722 | 31887 | 35053 | 38221 | 41362 | 44499 | 47637 | 50781 | 53264
NPgY | BSP | NG FES - Consumer Transformation | Number of heat pumps (total) | FEATHERSTONE | 484 | 643 | 912 | 1455 | 2180 | 3032 | 3286 | 3548 | 3816 | 4087 | 4361 | 4631 | 4915 | 5599 | 7684 | 9754 | 11770 | 13698 | 15391 | 16898 | 18253 | 20217 | 22180 | 24144 | 26087 | 28028 | 29967 | 31911 | 33433
NPgY | BSP | NG FES - Consumer Transformation | Number of heat pumps (total) | GIRLINGTON | 359 | 475 | 637 | 988 | 1490 | 2098 | 2249 | 2405 | 2562 | 2720 | 2880 | 3038 | 3202 | 3669 | 5209 | 6732 | 8217 | 9646 | 10902 | 12004 | 12988 | 14429 | 15868 | 17304 | 18728 | 20147 | 21563 | 22979 | 24077
NPgY | BSP | NG FES - Consumer Transformation | Number of heat pumps (total) | HALIFAX 132/33KV | 153 | 209 | 284 | 438 | 658 | 930 | 989 | 1049 | 1110 | 1171 | 1233 | 1295 | 1359 | 1587 | 2398 | 3197 | 3978 | 4731 | 5409 | 6020 | 6576 | 7343 | 8110 | 8876 | 9636 | 10395 | 11153 | 11909 | 12498
NPgY | BSP | NG FES - Consumer Transformation | Number of heat pumps (total) | HECKMONDWIKE | 675 | 808 | 1002 | 1477 | 2136 | 2911 | 3127 | 3351 | 3578 | 3809 | 4041 | 4273 | 4513 | 5006 | 6533 | 8105 | 9617 | 11069 | 12270 | 13286 | 14173 | 15625 | 17072 | 18516 | 19945 | 21367 | 22786 | 24202 | 25292
NPgY | BSP | NG FES - Consumer Transformation | Number of heat pumps (total) | HOLMFIELD | 612 | 787 | 1069 | 1682 | 2543 | 3566 | 3792 | 4025 | 4264 | 4506 | 4749 | 4989 | 5241 | 6019 | 8577 | 11131 | 13617 | 15996 | 18076 | 19905 | 21550 | 23993 | 26433 | 28870 | 31288 | 33700 | 36108 | 38515 | 40355
NPgY | BSP | NG FES - Consumer Transformation | Number of heat pumps (total) | HULL EAST 132/33KV | 261 | 350 | 486 | 796 | 1246 | 1797 | 1955 | 2118 | 2285 | 2455 | 2626 | 2795 | 2974 | 3513 | 5242 | 6954 | 8639 | 10285 | 11784 | 13142 | 14381 | 16016 | 17649 | 19282 | 20901 | 22516 | 24131 | 25747 | 26997
NPgY | BSP | NG FES - Consumer Transformation | Number of heat pumps (total) | HULL SOUTH | 444 | 562 | 750 | 1169 | 1769 | 2502 | 2727 | 2959 | 3194 | 3430 | 3669 | 3904 | 4150 | 4895 | 7360 | 9811 | 12225 | 14576 | 16728 | 18696 | 20507 | 22829 | 25147 | 27462 | 29756 | 32044 | 34328 | 36612 | 38383
NPgY | BSP | NG FES - Consumer Transformation | Number of heat pumps (total) | HULL WEST | 285 | 401 | 557 | 901 | 1394 | 1988 | 2158 | 2335 | 2515 | 2699 | 2884 | 3069 | 3262 | 3788 | 5424 | 7036 | 8608 | 10144 | 11518 | 12742 | 13849 | 15383 | 16916 | 18447 | 19966 | 21481 | 22995 | 24509 | 25683
NPgY | BSP | NG FES - Consumer Transformation | Number of heat pumps (total) | HUMBERSTON | 227 | 275 | 368 | 583 | 888 | 1255 | 1352 | 1452 | 1554 | 1657 | 1761 | 1863 | 1971 | 2316 | 3458 | 4604 | 5732 | 6824 | 7811 | 8706 | 9529 | 10622 | 11715 | 12806 | 13888 | 14967 | 16045 | 17123 | 17948
NPgY | BSP | NG FES - Consumer Transformation | Number of heat pumps (total) | HUNNINGLEY | 321 | 461 | 589 | 834 | 1140 | 1495 | 1670 | 1851 | 2036 | 2223 | 2412 | 2596 | 2790 | 3124 | 3937 | 4735 | 5510 | 6247 | 6898 | 7486 | 8009 | 8722 | 9435 | 10148 | 10846 | 11541 | 12237 | 12936 | 13491
NPgY | BSP | NG FES - Consumer Transformation | Number of heat pumps (total) | HUNSHELF | 282 | 376 | 495 | 742 | 1076 | 1470 | 1591 | 1715 | 1843 | 1972 | 2101 | 2229 | 2364 | 2690 | 3684 | 4673 | 5638 | 6560 | 7374 | 8101 | 8755 | 9687 | 10619 | 11550 | 12471 | 13389 | 14307 | 15225 | 15940
NPgY | BSP | NG FES - Consumer Transformation | Number of heat pumps (total) | IMMINGHAM | 68 | 92 | 134 | 223 | 355 | 519 | 564 | 610 | 656 | 703 | 751 | 798 | 847 | 1019 | 1606 | 2186 | 2760 | 3320 | 3839 | 4315 | 4755 | 5316 | 5876 | 6438 | 6996 | 7554 | 8112 | 8671 | 9110
NPgY | BSP | NG FES - Consumer Transformation | Number of heat pumps (total) | KIRKHAW LANE | 340 | 416 | 553 | 860 | 1285 | 1790 | 1934 | 2081 | 2232 | 2385 | 2539 | 2691 | 2850 | 3213 | 4324 | 5447 | 6544 | 7591 | 8492 | 9274 | 9963 | 11018 | 12073 | 13129 | 14173 | 15216 | 16258 | 17301 | 18115
NPgY | BSP | NG FES - Consumer Transformation | Number of heat pumps (total) | KIRKSTALL C 2/5 | 129 | 155 | 196 | 281 | 400 | 551 | 604 | 657 | 711 | 763 | 816 | 868 | 923 | 1087 | 1698 | 2306 | 2905 | 3488 | 4030 | 4536 | 5008 | 5579 | 6148 | 6716 | 7279 | 7841 | 8401 | 8960 | 9405
NPgY | BSP | NG FES - Consumer Transformation | Number of heat pumps (total) | KIRKSTALL C/RING ROAD HORSFORTH | 532 | 855 | 1230 | 1952 | 2924 | 4086 | 4531 | 4992 | 5465 | 5944 | 6427 | 6907 | 7408 | 8621 | 12060 | 15397 | 18626 | 21787 | 24657 | 27271 | 29652 | 32760 | 35862 | 38956 | 42013 | 45058 | 48097 | 51136 | 53473
NPgY | BSP | NG FES - Consumer Transformation | Number of heat pumps (total) | LEEDS EAST | 308 | 445 | 649 | 1052 | 1604 | 2278 | 2538 | 2806 | 3080 | 3356 | 3634 | 3907 | 4194 | 5006 | 7488 | 9922 | 12320 | 14658 | 16838 | 18862 | 20734 | 23025 | 25312 | 27598 | 29858 | 32111 | 34363 | 36616 | 38356
NPgY | BSP | NG FES - Consumer Transformation | Number of heat pumps (total) | LEEDS NORTH | 242 | 347 | 486 | 761 | 1141 | 1611 | 1783 | 1960 | 2140 | 2320 | 2501 | 2680 | 2868 | 3422 | 5209 | 6961 | 8684 | 10365 | 11933 | 13390 | 14741 | 16392 | 18041 | 19688 | 21319 | 22945 | 24569 | 26193 | 27456
NPgY | BSP | NG FES - Consumer Transformation | Number of heat pumps (total) | LINDLEY | 424 | 552 | 758 | 1211 | 1854 | 2633 | 2864 | 3101 | 3343 | 3587 | 3833 | 4075 | 4329 | 5077 | 7475 | 9852 | 12185 | 14451 | 16505 | 18364 | 20062 | 22312 | 24558 | 26802 | 29024 | 31241 | 33454 | 35668 | 37372
NPgY | BSP | NG FES - Consumer Transformation | Number of heat pumps (total) | LOW ROAD | 228 | 327 | 473 | 744 | 1116 | 1572 | 1721 | 1873 | 2027 | 2181 | 2336 | 2489 | 2649 | 3107 | 4599 | 6057 | 7484 | 8862 | 10127 | 11287 | 12350 | 13722 | 15092 | 16460 | 17815 | 19166 | 20515 | 21863 | 22916
NPgY | BSP | NG FES - Consumer Transformation | Number of heat pumps (total) | MALLARD WAY | 145 | 195 | 281 | 457 | 705 | 1008 | 1087 | 1169 | 1252 | 1336 | 1420 | 1504 | 1592 | 1868 | 2796 | 3713 | 4615 | 5486 | 6277 | 6995 | 7651 | 8532 | 9413 | 10294 | 11169 | 12042 | 12915 | 13789 | 14474
NPgY | BSP | NG FES - Consumer Transformation | Number of heat pumps (total) | MENSTON | 287 | 398 | 571 | 936 | 1448 | 2066 | 2223 | 2385 | 2550 | 2718 | 2887 | 3055 | 3230 | 3742 | 5369 | 6972 | 8537 | 10044 | 11382 | 12569 | 13633 | 15159 | 16682 | 18204 | 19710 | 21213 | 22713 | 24213 | 25369
NPgY | BSP | NG FES - Consumer Transformation | Number of heat pumps (total) | MOSS ROAD | 118 | 164 | 237 | 367 | 529 | 723 | 828 | 935 | 1044 | 1153 | 1263 | 1370 | 1482 | 1785 | 2720 | 3635 | 4539 | 5422 | 6263 | 7066 | 7828 | 8681 | 9533 | 10384 | 11225 | 12064 | 12902 | 13740 | 14395
NPgY | BSP | NG FES - Consumer Transformation | Number of heat pumps (total) | OSGODBY 1/2 | 0 | 0 | 0 | 0 | 0 | 0 | 0 | 0 | 0 | 0 | 0 | 0 | 0 | 0 | 0 | 0 | 0 | 0 | 0 | 0 | 0 | 0 | 0 | 0 | 0 | 0 | 0 | 0 | 0
NPgY | BSP | NG FES - Consumer Transformation | Number of heat pumps (total) | OSGODBY 3/4 | 255 | 371 | 537 | 830 | 1175 | 1561 | 1833 | 2112 | 2398 | 2687 | 2977 | 3261 | 3559 | 4129 | 5572 | 6978 | 8366 | 9721 | 10997 | 12219 | 13366 | 14645 | 15926 | 17208 | 18466 | 19722 | 20979 | 22244 | 23254
NPgY | BSP | NG FES - Consumer Transformation | Number of heat pumps (total) | RODLEY | 422 | 585 | 848 | 1388 | 2145 | 3056 | 3308 | 3567 | 3831 | 4098 | 4367 | 4631 | 4908 | 5683 | 8084 | 10443 | 12747 | 14961 | 16933 | 18682 | 20250 | 22480 | 24707 | 26931 | 29132 | 31327 | 33519 | 35712 | 37400
NPgY | BSP | NG FES - Consumer Transformation | Number of heat pumps (total) | SAINT ANDREWS ROAD 132/33KV | 500 | 605 | 761 | 1133 | 1658 | 2285 | 2468 | 2655 | 2845 | 3036 | 3228 | 3417 | 3615 | 4191 | 6116 | 8054 | 9961 | 11806 | 13465 | 14969 | 16353 | 18186 | 20016 | 21844 | 23655 | 25461 | 27265 | 29069 | 30462
NPgY | BSP | NG FES - Consumer Transformation | Number of heat pumps (total) | SALTEND 132/33KV | 1 | 1 | 1 | 1 | 2 | 2 | 3 | 3 | 3 | 4 | 4 | 4 | 4 | 5 | 8 | 10 | 13 | 15 | 17 | 20 | 22 | 24 | 27 | 29 | 32 | 34 | 37 | 39 | 42
NPgY | BSP | NG FES - Consumer Transformation | Number of heat pumps (total) | SANTON | 196 | 258 | 362 | 585 | 901 | 1290 | 1412 | 1537 | 1665 | 1795 | 1925 | 2054 | 2190 | 2589 | 3903 | 5207 | 6497 | 7755 | 8916 | 9984 | 10971 | 12230 | 13491 | 14756 | 16012 | 17270 | 18529 | 19793 | 20794
NPgY | BSP | NG FES - Consumer Transformation | Number of heat pumps (total) | SCUNTHORPE NORTH | 233 | 268 | 341 | 519 | 770 | 1070 | 1151 | 1233 | 1317 | 1402 | 1487 | 1572 | 1660 | 1896 | 2735 | 3590 | 4435 | 5253 | 5982 | 6639 | 7243 | 8072 | 8903 | 9737 | 10568 | 11399 | 12233 | 13069 | 13742
NPgY | BSP | NG FES - Consumer Transformation | Number of heat pumps (total) | SCUNTHORPE SOUTH | 119 | 181 | 286 | 511 | 836 | 1235 | 1369 | 1507 | 1650 | 1793 | 1938 | 2081 | 2231 | 2692 | 4111 | 5505 | 6885 | 8235 | 9490 | 10645 | 11708 | 13040 | 14372 | 15706 | 17027 | 18348 | 19669 | 20993 | 22019
NPgY | BSP | NG FES - Consumer Transformation | Number of heat pumps (total) | SILSDEN | 376 | 519 | 741 | 1182 | 1794 | 2548 | 2805 | 3068 | 3336 | 3606 | 3877 | 4144 | 4424 | 5265 | 7972 | 10633 | 13250 | 15796 | 18157 | 20340 | 22354 | 24869 | 27380 | 29889 | 32374 | 34851 | 37326 | 39800 | 41719
NPgY | BSP | NG FES - Consumer Transformation | Number of heat pumps (total) | SOWERBY BRIDGE 132/33KV | 396 | 512 | 695 | 1097 | 1670 | 2360 | 2528 | 2700 | 2876 | 3054 | 3233 | 3410 | 3596 | 4224 | 6362 | 8486 | 10568 | 12586 | 14406 | 16054 | 17567 | 19605 | 21639 | 23671 | 25688 | 27700 | 29710 | 31718 | 33266
NPgY | BSP | NG FES - Consumer Transformation | Number of heat pumps (total) | STAYGATE | 638 | 764 | 989 | 1513 | 2248 | 3111 | 3312 | 3520 | 3731 | 3945 | 4159 | 4371 | 4592 | 5173 | 7089 | 9034 | 10923 | 12725 | 14257 | 15577 | 16751 | 18590 | 20426 | 22259 | 24075 | 25885 | 27693 | 29498 | 30885
NPgY | BSP | NG FES - Consumer Transformation | Number of heat pumps (total) | THORNHILL 132KV | 1209 | 1459 | 1879 | 2781 | 3996 | 5423 | 5866 | 6321 | 6783 | 7248 | 7715 | 8177 | 8654 | 9603 | 12476 | 15411 | 18228 | 20898 | 23129 | 25047 | 26728 | 29405 | 32077 | 34743 | 37381 | 40009 | 42630 | 45249 | 47278
NPgY | BSP | NG FES - Consumer Transformation | Number of heat pumps (total) | WAKEFIELD MONCKTON ROAD | 444 | 589 | 787 | 1198 | 1750 | 2408 | 2643 | 2886 | 3134 | 3384 | 3637 | 3889 | 4152 | 4638 | 6014 | 7387 | 8706 | 9982 | 11069 | 12017 | 12845 | 14106 | 15365 | 16624 | 17870 | 19112 | 20353 | 21595 | 22583
NPgY | BSP | NG FES - Consumer Transformation | Number of heat pumps (total) | WAKEFIELD NORTH | 788 | 988 | 1320 | 2026 | 2979 | 4106 | 4472 | 4847 | 5231 | 5618 | 6007 | 6392 | 6791 | 7582 | 9823 | 12084 | 14268 | 16340 | 18087 | 19585 | 20879 | 22948 | 25016 | 27081 | 29122 | 31156 | 33188 | 35222 | 36801
NPgY | BSP | NG FES - Consumer Transformation | Number of heat pumps (total) | WEST MELTON | 1078 | 1512 | 1946 | 2830 | 3998 | 5398 | 6082 | 6786 | 7506 | 8232 | 8962 | 9678 | 10428 | 11934 | 15893 | 19794 | 23625 | 27334 | 30710 | 33800 | 36591 | 40128 | 43665 | 47200 | 50678 | 54146 | 57613 | 61090 | 63807
NPgY | BSP | NG FES - Consumer Transformation | Number of heat pumps (total) | WHINMOOR | 486 | 690 | 956 | 1476 | 2177 | 3013 | 3297 | 3590 | 3890 | 4192 | 4496 | 4794 | 5106 | 5892 | 8194 | 10455 | 12661 | 14775 | 16677 | 18395 | 19947 | 22059 | 24168 | 26274 | 28356 | 30431 | 32504 | 34579 | 36175
NPgY | BSP | NG FES - Consumer Transformation | Number of heat pumps (total) | WOLD NEWTON | 281 | 397 | 564 | 882 | 1315 | 1842 | 2013 | 2189 | 2369 | 2549 | 2732 | 2913 | 3103 | 3583 | 5108 | 6608 | 8079 | 9498 | 10789 | 11966 | 13038 | 14474 | 15913 | 17355 | 18787 | 20219 | 21653 | 23092 | 24243
NPgY | BSP | NG FES - Consumer Transformation | Number of heat pumps (total) | YARBOROUGH ROAD 132/33KV | 215 | 293 | 426 | 701 | 1080 | 1536 | 1703 | 1874 | 2049 | 2226 | 2404 | 2579 | 2762 | 3342 | 5174 | 6981 | 8766 | 10508 | 12136 | 13657 | 15078 | 16793 | 18507 | 20219 | 21915 | 23607 | 25298 | 26990 | 28289
NPgN | BSP | NG FES - Falling Short | Number of heat pumps (total) | ANNFIELD | 588 | 707 | 763 | 959 | 1172 | 1402 | 1642 | 1891 | 2146 | 2405 | 2665 | 2922 | 3085 | 3275 | 3466 | 3652 | 3814 | 4000 | 4186 | 4372 | 4560 | 4746 | 4932 | 5119 | 5307 | 5496 | 5685 | 5847 | 5929
NPgN | BSP | NG FES - Falling Short | Number of heat pumps (total) | BARRACK ROAD | 392 | 436 | 460 | 521 | 589 | 667 | 750 | 836 | 923 | 1010 | 1097 | 1183 | 1236 | 1294 | 1354 | 1416 | 1468 | 1523 | 1576 | 1628 | 1681 | 1733 | 1785 | 1837 | 1889 | 1941 | 1993 | 2039 | 2061
NPgN | BSP | NG FES - Falling Short | Number of heat pumps (total) | BLUCHER | 492 | 630 | 717 | 1046 | 1392 | 1758 | 2135 | 2523 | 2923 | 3326 | 3730 | 4126 | 4323 | 4446 | 4575 | 4694 | 4805 | 4926 | 5051 | 5178 | 5306 | 5433 | 5559 | 5686 | 5814 | 5941 | 6069 | 6190 | 6289
NPgN | BSP | NG FES - Falling Short | Number of heat pumps (total) | BOWESFIELD | 728 | 859 | 947 | 1255 | 1583 | 1935 | 2300 | 2677 | 3063 | 3453 | 3845 | 4229 | 4431 | 4583 | 4742 | 4898 | 5039 | 5189 | 5342 | 5497 | 5654 | 5809 | 5964 | 6119 | 6275 | 6432 | 6589 | 6734 | 6837
NPgN | BSP | NG FES - Falling Short | Number of heat pumps (total) | CHIRTON GRANGE | 527 | 602 | 649 | 808 | 978 | 1164 | 1357 | 1556 | 1760 | 1966 | 2172 | 2375 | 2485 | 2578 | 2675 | 2770 | 2857 | 2948 | 3039 | 3132 | 3224 | 3316 | 3408 | 3500 | 3592 | 3685 | 3777 | 3861 | 3913
NPgN | BSP | NG FES - Falling Short | Number of heat pumps (total) | COALBURNS | 285 | 331 | 353 | 425 | 504 | 591 | 682 | 777 | 874 | 972 | 1071 | 1169 | 1227 | 1284 | 1343 | 1401 | 1447 | 1504 | 1561 | 1617 | 1674 | 1731 | 1787 | 1844 | 1902 | 1959 | 2017 | 2069 | 2101
NPgN | BSP | NG FES - Falling Short | Number of heat pumps (total) | DARLINGTON CENTRAL | 202 | 255 | 289 | 396 | 510 | 634 | 762 | 893 | 1027 | 1162 | 1298 | 1431 | 1502 | 1557 | 1612 | 1667 | 1713 | 1764 | 1815 | 1866 | 1918 | 1969 | 2020 | 2071 | 2123 | 2174 | 2226 | 2274 | 2309
NPgN | BSP | NG FES - Falling Short | Number of heat pumps (total) | DARLINGTON NORTH | 555 | 648 | 685 | 817 | 963 | 1122 | 1289 | 1464 | 1643 | 1824 | 2007 | 2188 | 2293 | 2390 | 2497 | 2601 | 2684 | 2789 | 2895 | 2999 | 3106 | 3211 | 3316 | 3422 | 3529 | 3637 | 3744 | 3840 | 3901
NPgN | BSP | NG FES - Falling Short | Number of heat pumps (total) | DUNSTON | 519 | 655 | 747 | 1059 | 1387 | 1739 | 2103 | 2477 | 2859 | 3244 | 3629 | 4007 | 4205 | 4347 | 4487 | 4623 | 4744 | 4872 | 5000 | 5131 | 5263 | 5394 | 5524 | 5654 | 5784 | 5915 | 6045 | 6169 | 6261
NPgN | BSP | NG FES - Falling Short | Number of heat pumps (total) | FLATWORTH | 115 | 158 | 190 | 299 | 413 | 535 | 660 | 788 | 920 | 1053 | 1186 | 1316 | 1383 | 1429 | 1474 | 1516 | 1556 | 1597 | 1639 | 1681 | 1725 | 1767 | 1810 | 1852 | 1895 | 1938 | 1981 | 2022 | 2054
NPgN | BSP | NG FES - Falling Short | Number of heat pumps (total) | GOSFORTH | 704 | 800 | 861 | 1080 | 1316 | 1570 | 1833 | 2105 | 2384 | 2667 | 2950 | 3227 | 3371 | 3469 | 3568 | 3663 | 3749 | 3841 | 3934 | 4029 | 4126 | 4221 | 4315 | 4410 | 4505 | 4601 | 4696 | 4786 | 4856
NPgN | BSP | NG FES - Falling Short | Number of heat pumps (total) | HARROGATE 132/33KV | 436 | 472 | 490 | 541 | 599 | 666 | 738 | 812 | 889 | 965 | 1043 | 1119 | 1167 | 1220 | 1274 | 1329 | 1376 | 1427 | 1477 | 1527 | 1578 | 1628 | 1678 | 1728 | 1778 | 1828 | 1878 | 1923 | 1945
NPgN | BSP | NG FES - Falling Short | Number of heat pumps (total) | HUSTHWAITE | 111 | 141 | 155 | 196 | 241 | 290 | 341 | 394 | 448 | 502 | 556 | 610 | 640 | 664 | 688 | 712 | 733 | 754 | 775 | 796 | 817 | 838 | 859 | 879 | 901 | 922 | 943 | 964 | 980
NPgN | BSP | NG FES - Falling Short | Number of heat pumps (total) | LEEMING BAR_SKEEBY | 577 | 693 | 761 | 962 | 1179 | 1417 | 1667 | 1924 | 2187 | 2452 | 2718 | 2981 | 3142 | 3314 | 3485 | 3661 | 3812 | 3974 | 4135 | 4296 | 4458 | 4619 | 4780 | 4941 | 5104 | 5267 | 5431 | 5578 | 5659
NPgN | BSP | NG FES - Falling Short | Number of heat pumps (total) | LINTON | 335 | 405 | 445 | 565 | 694 | 836 | 983 | 1135 | 1289 | 1444 | 1599 | 1751 | 1835 | 1906 | 1976 | 2046 | 2107 | 2169 | 2231 | 2294 | 2356 | 2419 | 2480 | 2542 | 2604 | 2666 | 2729 | 2787 | 2824
NPgN | BSP | NG FES - Falling Short | Number of heat pumps (total) | MALTON GRID | 568 | 696 | 757 | 946 | 1150 | 1373 | 1606 | 1846 | 2091 | 2338 | 2585 | 2829 | 2963 | 3078 | 3197 | 3317 | 3418 | 3528 | 3637 | 3747 | 3857 | 3966 | 4075 | 4184 | 4293 | 4403 | 4513 | 4615 | 4680
NPgN | BSP | NG FES - Falling Short | Number of heat pumps (total) | MELROSEGATE | 1304 | 1591 | 1684 | 2004 | 2354 | 2736 | 3136 | 3551 | 3976 | 4405 | 4836 | 5261 | 5486 | 5663 | 5849 | 6031 | 6189 | 6364 | 6540 | 6717 | 6895 | 7072 | 7248 | 7424 | 7601 | 7779 | 7956 | 8120 | 8233
NPgN | BSP | NG FES - Falling Short | Number of heat pumps (total) | NORTH TEES | 625 | 769 | 848 | 1104 | 1378 | 1676 | 1985 | 2305 | 2633 | 2962 | 3293 | 3620 | 3803 | 3973 | 4157 | 4341 | 4501 | 4677 | 4852 | 5029 | 5206 | 5382 | 5558 | 5734 | 5912 | 6090 | 6267 | 6427 | 6522
NPgN | BSP | NG FES - Falling Short | Number of heat pumps (total) | POTTER HOUSE | 749 | 903 | 963 | 1172 | 1400 | 1648 | 1907 | 2177 | 2454 | 2733 | 3015 | 3293 | 3455 | 3608 | 3764 | 3917 | 4045 | 4196 | 4347 | 4497 | 4649 | 4801 | 4951 | 5103 | 5256 | 5409 | 5562 | 5700 | 5785
NPgN | BSP | NG FES - Falling Short | Number of heat pumps (total) | RAVENSWORTH | 289 | 383 | 408 | 493 | 584 | 685 | 789 | 897 | 1008 | 1120 | 1232 | 1343 | 1421 | 1541 | 1661 | 1779 | 1890 | 2006 | 2121 | 2237 | 2353 | 2468 | 2583 | 2698 | 2814 | 2929 | 3044 | 3138 | 3166
NPgN | BSP | NG FES - Falling Short | Number of heat pumps (total) | SCARBOROUGH GRID | 430 | 520 | 580 | 762 | 956 | 1168 | 1388 | 1615 | 1845 | 2076 | 2308 | 2536 | 2664 | 2780 | 2896 | 3013 | 3115 | 3221 | 3326 | 3433 | 3540 | 3645 | 3751 | 3856 | 3962 | 4068 | 4173 | 4269 | 4326
NPgN | BSP | NG FES - Falling Short | Number of heat pumps (total) | SEAL SANDS | 0 | 0 | 1 | 1 | 1 | 1 | 1 | 1 | 1 | 1 | 2 | 2 | 2 | 2 | 2 | 2 | 2 | 2 | 3 | 3 | 3 | 3 | 3 | 3 | 3 | 3 | 4 | 4 | 4
NPgN | BSP | NG FES - Falling Short | Number of heat pumps (total) | SPADEADAM 33KV | 9 | 10 | 10 | 10 | 11 | 11 | 12 | 12 | 13 | 14 | 14 | 15 | 16 | 18 | 20 | 22 | 23 | 25 | 27 | 28 | 30 | 31 | 33 | 34 | 36 | 37 | 39 | 40 | 41
NPgN | BSP | NG FES - Falling Short | Number of heat pumps (total) | SPENNYMOOR 132/66KV | 1219 | 1370 | 1451 | 1737 | 2050 | 2392 | 2748 | 3119 | 3500 | 3884 | 4272 | 4654 | 4867 | 5077 | 5306 | 5531 | 5730 | 5952 | 6174 | 6398 | 6623 | 6846 | 7069 | 7293 | 7518 | 7744 | 7969 | 8168 | 8278
NPgN | BSP | NG FES - Falling Short | Number of heat pumps (total) | TORONTO | 522 | 607 | 662 | 842 | 1036 | 1246 | 1465 | 1691 | 1922 | 2154 | 2388 | 2618 | 2739 | 2830 | 2925 | 3019 | 3101 | 3188 | 3276 | 3365 | 3455 | 3543 | 3632 | 3720 | 3809 | 3899 | 3988 | 4073 | 4134
NPgN | BSP | NG FES - Falling Short | Number of heat pumps (total) | WORMALD GREEN 132/33KV | 362 | 401 | 417 | 457 | 503 | 557 | 615 | 676 | 738 | 799 | 861 | 924 | 963 | 1007 | 1050 | 1095 | 1132 | 1171 | 1210 | 1248 | 1287 | 1325 | 1363 | 1401 | 1439 | 1478 | 1517 | 1552 | 1571
NPgY | BSP | NG FES - Falling Short | Number of heat pumps (total) | ATTERCLIFFE | 401 | 450 | 474 | 553 | 641 | 738 | 840 | 946 | 1055 | 1164 | 1275 | 1384 | 1501 | 1657 | 1832 | 1993 | 2096 | 2192 | 2287 | 2382 | 2478 | 2573 | 2667 | 2762 | 2857 | 2953 | 3048 | 3135 | 3193
NPgY | BSP | NG FES - Falling Short | Number of heat pumps (total) | BARUGH 132/66KV | 627 | 767 | 836 | 1083 | 1348 | 1633 | 1928 | 2234 | 2549 | 2866 | 3184 | 3498 | 3840 | 4275 | 4734 | 5145 | 5396 | 5619 | 5842 | 6066 | 6291 | 6514 | 6737 | 6960 | 7184 | 7409 | 7634 | 7846 | 8013
NPgY | BSP | NG FES - Falling Short | Number of heat pumps (total) | BEESTON ROYDS 132/33KV | 484 | 584 | 651 | 879 | 1121 | 1381 | 1650 | 1928 | 2212 | 2498 | 2785 | 3066 | 3363 | 3720 | 4101 | 4440 | 4636 | 4800 | 4965 | 5131 | 5298 | 5463 | 5627 | 5792 | 5957 | 6122 | 6287 | 6449 | 6592
NPgY | BSP | NG FES - Falling Short | Number of heat pumps (total) | BEVERLEY 132/33KV | 676 | 775 | 830 | 1009 | 1204 | 1417 | 1640 | 1871 | 2107 | 2345 | 2585 | 2821 | 3073 | 3393 | 3739 | 4053 | 4246 | 4416 | 4587 | 4757 | 4928 | 5097 | 5266 | 5436 | 5606 | 5777 | 5948 | 6111 | 6235
NPgY | BSP | NG FES - Falling Short | Number of heat pumps (total) | BINGLEY 132/33KV | 356 | 436 | 475 | 611 | 756 | 914 | 1078 | 1247 | 1421 | 1596 | 1772 | 1945 | 2129 | 2351 | 2588 | 2799 | 2919 | 3027 | 3134 | 3241 | 3349 | 3456 | 3562 | 3669 | 3777 | 3885 | 3993 | 4098 | 4190
NPgY | BSP | NG FES - Falling Short | Number of heat pumps (total) | BLACKBURN MEADOWS B | 150 | 182 | 197 | 247 | 302 | 361 | 422 | 486 | 551 | 617 | 683 | 748 | 818 | 910 | 1009 | 1100 | 1157 | 1209 | 1260 | 1312 | 1363 | 1415 | 1466 | 1517 | 1568 | 1620 | 1671 | 1719 | 1753
NPgY | BSP | NG FES - Falling Short | Number of heat pumps (total) | BLYTON | 318 | 384 | 431 | 586 | 749 | 926 | 1109 | 1297 | 1490 | 1684 | 1880 | 2071 | 2273 | 2514 | 2769 | 2998 | 3131 | 3241 | 3351 | 3462 | 3573 | 3683 | 3792 | 3902 | 4013 | 4125 | 4236 | 4347 | 4445
NPgY | BSP | NG FES - Falling Short | Number of heat pumps (total) | BRADFORD | 681 | 817 | 865 | 1019 | 1190 | 1379 | 1579 | 1786 | 1999 | 2212 | 2428 | 2643 | 2874 | 3165 | 3478 | 3762 | 3927 | 4090 | 4251 | 4410 | 4570 | 4729 | 4887 | 5046 | 5207 | 5368 | 5528 | 5680 | 5801
NPgY | BSP | NG FES - Falling Short | Number of heat pumps (total) | BRAMHAM | 588 | 646 | 682 | 799 | 929 | 1071 | 1221 | 1377 | 1536 | 1696 | 1857 | 2015 | 2183 | 2400 | 2637 | 2853 | 2987 | 3106 | 3224 | 3342 | 3460 | 3577 | 3693 | 3810 | 3928 | 4045 | 4163 | 4274 | 4355
NPgY | BSP | NG FES - Falling Short | Number of heat pumps (total) | BRANSHOLME | 282 | 335 | 369 | 497 | 633 | 778 | 928 | 1082 | 1241 | 1402 | 1563 | 1721 | 1887 | 2088 | 2307 | 2500 | 2614 | 2710 | 2807 | 2906 | 3004 | 3102 | 3199 | 3297 | 3395 | 3494 | 3592 | 3688 | 3770
NPgY | BSP | NG FES - Falling Short | Number of heat pumps (total) | BRIGHOUSE 132/33KV | 488 | 562 | 598 | 717 | 848 | 991 | 1141 | 1297 | 1456 | 1616 | 1778 | 1937 | 2108 | 2328 | 2567 | 2785 | 2917 | 3040 | 3162 | 3283 | 3405 | 3526 | 3646 | 3767 | 3889 | 4010 | 4132 | 4246 | 4331
NPgY | BSP | NG FES - Falling Short | Number of heat pumps (total) | DONCASTER B/THORPE MARSH | 900 | 1118 | 1248 | 1707 | 2193 | 2714 | 3252 | 3808 | 4378 | 4952 | 5529 | 6094 | 6692 | 7410 | 8179 | 8861 | 9259 | 9593 | 9929 | 10266 | 10605 | 10940 | 11276 | 11611 | 11948 | 12285 | 12623 | 12952 | 13243
NPgY | BSP | NG FES - Falling Short | Number of heat pumps (total) | DONCASTER CENTRAL | 236 | 263 | 278 | 324 | 376 | 433 | 493 | 556 | 619 | 684 | 748 | 812 | 879 | 968 | 1066 | 1157 | 1215 | 1266 | 1317 | 1368 | 1419 | 1469 | 1520 | 1570 | 1621 | 1671 | 1722 | 1769 | 1802
NPgY | BSP | NG FES - Falling Short | Number of heat pumps (total) | DRIFFIELD/BEVERLEY GROUP | 639 | 789 | 877 | 1153 | 1450 | 1771 | 2107 | 2453 | 2806 | 3162 | 3519 | 3872 | 4246 | 4701 | 5182 | 5618 | 5872 | 6096 | 6319 | 6540 | 6763 | 6984 | 7204 | 7425 | 7648 | 7872 | 8095 | 8313 | 8500
NPgY | BSP | NG FES - Falling Short | Number of heat pumps (total) | FEATHERSTONE | 484 | 585 | 641 | 835 | 1044 | 1268 | 1502 | 1743 | 1991 | 2240 | 2491 | 2739 | 3001 | 3320 | 3660 | 3965 | 4143 | 4299 | 4455 | 4611 | 4768 | 4924 | 5079 | 5235 | 5392 | 5549 | 5706 | 5859 | 5991
NPgY | BSP | NG FES - Falling Short | Number of heat pumps (total) | GIRLINGTON | 359 | 433 | 465 | 561 | 666 | 782 | 904 | 1030 | 1158 | 1287 | 1417 | 1545 | 1682 | 1858 | 2047 | 2220 | 2325 | 2420 | 2515 | 2609 | 2703 | 2796 | 2889 | 2982 | 3076 | 3169 | 3263 | 3351 | 3417
NPgY | BSP | NG FES - Falling Short | Number of heat pumps (total) | HALIFAX 132/33KV | 153 | 188 | 202 | 238 | 279 | 324 | 372 | 422 | 472 | 522 | 572 | 622 | 675 | 743 | 815 | 881 | 920 | 955 | 990 | 1024 | 1059 | 1093 | 1127 | 1161 | 1195 | 1229 | 1264 | 1296 | 1322
NPgY | BSP | NG FES - Falling Short | Number of heat pumps (total) | HECKMONDWIKE | 675 | 753 | 782 | 887 | 1007 | 1139 | 1280 | 1427 | 1580 | 1733 | 1889 | 2044 | 2218 | 2457 | 2716 | 2954 | 3103 | 3256 | 3409 | 3561 | 3714 | 3865 | 4017 | 4169 | 4323 | 4477 | 4630 | 4769 | 4862
NPgY | BSP | NG FES - Falling Short | Number of heat pumps (total) | HOLMFIELD | 612 | 716 | 758 | 908 | 1073 | 1253 | 1440 | 1635 | 1835 | 2037 | 2241 | 2442 | 2656 | 2926 | 3222 | 3488 | 3649 | 3795 | 3942 | 4088 | 4235 | 4381 | 4527 | 4673 | 4819 | 4966 | 5113 | 5252 | 5360
NPgY | BSP | NG FES - Falling Short | Number of heat pumps (total) | HULL EAST 132/33KV | 261 | 322 | 359 | 486 | 621 | 766 | 917 | 1072 | 1232 | 1392 | 1554 | 1712 | 1880 | 2080 | 2293 | 2482 | 2590 | 2684 | 2777 | 2871 | 2966 | 3060 | 3154 | 3248 | 3342 | 3437 | 3532 | 3626 | 3710
NPgY | BSP | NG FES - Falling Short | Number of heat pumps (total) | HULL SOUTH | 444 | 528 | 584 | 763 | 954 | 1161 | 1376 | 1598 | 1824 | 2051 | 2279 | 2503 | 2738 | 3020 | 3319 | 3587 | 3740 | 3869 | 3997 | 4126 | 4255 | 4382 | 4509 | 4637 | 4764 | 4892 | 5020 | 5146 | 5259
NPgY | BSP | NG FES - Falling Short | Number of heat pumps (total) | HULL WEST | 285 | 357 | 390 | 505 | 629 | 763 | 903 | 1049 | 1198 | 1349 | 1501 | 1652 | 1813 | 2012 | 2226 | 2420 | 2531 | 2640 | 2749 | 2857 | 2966 | 3074 | 3182 | 3290 | 3400 | 3510 | 3620 | 3725 | 3812
NPgY | BSP | NG FES - Falling Short | Number of heat pumps (total) | HUMBERSTON | 227 | 260 | 282 | 360 | 443 | 533 | 626 | 722 | 821 | 920 | 1020 | 1118 | 1222 | 1346 | 1479 | 1596 | 1665 | 1722 | 1780 | 1837 | 1896 | 1953 | 2011 | 2068 | 2126 | 2184 | 2241 | 2298 | 2348
NPgY | BSP | NG FES - Falling Short | Number of heat pumps (total) | HUNNINGLEY | 321 | 418 | 456 | 596 | 747 | 907 | 1074 | 1245 | 1422 | 1601 | 1780 | 1956 | 2144 | 2373 | 2616 | 2831 | 2958 | 3065 | 3173 | 3282 | 3390 | 3498 | 3606 | 3713 | 3821 | 3930 | 4038 | 4142 | 4233
NPgY | BSP | NG FES - Falling Short | Number of heat pumps (total) | HUNSHELF | 282 | 344 | 371 | 464 | 564 | 673 | 786 | 903 | 1023 | 1144 | 1266 | 1385 | 1512 | 1665 | 1829 | 1975 | 2061 | 2133 | 2207 | 2280 | 2353 | 2426 | 2499 | 2572 | 2645 | 2719 | 2793 | 2864 | 2926
NPgY | BSP | NG FES - Falling Short | Number of heat pumps (total) | IMMINGHAM | 68 | 85 | 98 | 134 | 173 | 215 | 258 | 303 | 349 | 395 | 441 | 486 | 534 | 591 | 651 | 705 | 737 | 763 | 789 | 815 | 841 | 867 | 893 | 919 | 945 | 971 | 997 | 1023 | 1046
NPgY | BSP | NG FES - Falling Short | Number of heat pumps (total) | KIRKHAW LANE | 340 | 390 | 419 | 520 | 630 | 748 | 872 | 1000 | 1131 | 1264 | 1397 | 1528 | 1671 | 1852 | 2044 | 2217 | 2323 | 2416 | 2509 | 2603 | 2696 | 2789 | 2882 | 2975 | 3069 | 3162 | 3256 | 3345 | 3414
NPgY | BSP | NG FES - Falling Short | Number of heat pumps (total) | KIRKSTALL C 2/5 | 129 | 148 | 163 | 196 | 232 | 273 | 316 | 361 | 405 | 449 | 493 | 537 | 582 | 641 | 702 | 761 | 797 | 827 | 857 | 886 | 915 | 944 | 972 | 1000 | 1029 | 1057 | 1086 | 1113 | 1133
NPgY | BSP | NG FES - Falling Short | Number of heat pumps (total) | KIRKSTALL C/RING ROAD HORSFORTH | 532 | 730 | 814 | 1119 | 1447 | 1798 | 2161 | 2540 | 2928 | 3320 | 3714 | 4106 | 4524 | 5040 | 5601 | 6102 | 6390 | 6673 | 6955 | 7237 | 7521 | 7804 | 8085 | 8369 | 8656 | 8943 | 9229 | 9500 | 9727
NPgY | BSP | NG FES - Falling Short | Number of heat pumps (total) | LEEDS EAST | 308 | 407 | 471 | 694 | 928 | 1178 | 1435 | 1700 | 1972 | 2245 | 2519 | 2787 | 3069 | 3404 | 3761 | 4077 | 4258 | 4407 | 4557 | 4707 | 4859 | 5009 | 5158 | 5308 | 5458 | 5609 | 5759 | 5907 | 6042
NPgY | BSP | NG FES - Falling Short | Number of heat pumps (total) | LEEDS NORTH | 242 | 317 | 360 | 494 | 636 | 791 | 951 | 1115 | 1283 | 1451 | 1619 | 1785 | 1959 | 2171 | 2396 | 2598 | 2715 | 2815 | 2914 | 3013 | 3112 | 3211 | 3309 | 3407 | 3505 | 3604 | 3703 | 3799 | 3881
NPgY | BSP | NG FES - Falling Short | Number of heat pumps (total) | LINDLEY | 424 | 510 | 560 | 731 | 913 | 1111 | 1316 | 1527 | 1744 | 1962 | 2181 | 2397 | 2625 | 2908 | 3211 | 3483 | 3644 | 3785 | 3926 | 4067 | 4209 | 4350 | 4490 | 4631 | 4772 | 4913 | 5055 | 5190 | 5302
NPgY | BSP | NG FES - Falling Short | Number of heat pumps (total) | LOW ROAD | 228 | 293 | 329 | 435 | 547 | 670 | 798 | 930 | 1064 | 1198 | 1332 | 1464 | 1605 | 1783 | 1972 | 2144 | 2247 | 2337 | 2425 | 2513 | 2602 | 2689 | 2776 | 2864 | 2951 | 3038 | 3126 | 3209 | 3274
NPgY | BSP | NG FES - Falling Short | Number of heat pumps (total) | MALLARD WAY | 145 | 178 | 198 | 261 | 327 | 400 | 475 | 553 | 632 | 712 | 792 | 870 | 953 | 1053 | 1159 | 1255 | 1310 | 1357 | 1404 | 1450 | 1497 | 1543 | 1589 | 1635 | 1682 | 1728 | 1775 | 1821 | 1860
NPgY | BSP | NG FES - Falling Short | Number of heat pumps (total) | MENSTON | 287 | 357 | 392 | 510 | 637 | 773 | 916 | 1062 | 1213 | 1364 | 1516 | 1665 | 1825 | 2021 | 2229 | 2414 | 2521 | 2616 | 2711 | 2805 | 2900 | 2994 | 3087 | 3181 | 3275 | 3370 | 3465 | 3556 | 3635
NPgY | BSP | NG FES - Falling Short | Number of heat pumps (total) | MOSS ROAD | 118 | 153 | 180 | 269 | 362 | 462 | 565 | 671 | 779 | 887 | 995 | 1101 | 1212 | 1346 | 1487 | 1613 | 1686 | 1746 | 1805 | 1864 | 1923 | 1982 | 2040 | 2098 | 2157 | 2215 | 2274 | 2331 | 2383
NPgY | BSP | NG FES - Falling Short | Number of heat pumps (total) | OSGODBY 1/2 | 0 | 0 | 0 | 0 | 0 | 0 | 0 | 0 | 0 | 0 | 0 | 0 | 0 | 0 | 0 | 0 | 0 | 0 | 0 | 0 | 0 | 0 | 0 | 0 | 0 | 0 | 0 | 0 | 0
NPgY | BSP | NG FES - Falling Short | Number of heat pumps (total) | OSGODBY 3/4 | 255 | 348 | 418 | 666 | 926 | 1201 | 1483 | 1774 | 2073 | 2373 | 2675 | 2970 | 3280 | 3642 | 4026 | 4363 | 4556 | 4710 | 4865 | 5021 | 5178 | 5333 | 5488 | 5643 | 5800 | 5956 | 6113 | 6269 | 6419
NPgY | BSP | NG FES - Falling Short | Number of heat pumps (total) | RODLEY | 422 | 526 | 580 | 768 | 968 | 1183 | 1407 | 1637 | 1874 | 2112 | 2351 | 2586 | 2835 | 3145 | 3480 | 3780 | 3960 | 4116 | 4273 | 4430 | 4587 | 4743 | 4898 | 5054 | 5210 | 5366 | 5523 | 5672 | 5793
NPgY | BSP | NG FES - Falling Short | Number of heat pumps (total) | SAINT ANDREWS ROAD 132/33KV | 500 | 574 | 616 | 752 | 899 | 1061 | 1229 | 1402 | 1579 | 1758 | 1937 | 2113 | 2298 | 2525 | 2768 | 2987 | 3116 | 3225 | 3334 | 3442 | 3551 | 3659 | 3767 | 3875 | 3982 | 4090 | 4199 | 4303 | 4391
NPgY | BSP | NG FES - Falling Short | Number of heat pumps (total) | SALTEND 132/33KV | 1 | 1 | 1 | 1 | 1 | 1 | 2 | 2 | 2 | 2 | 2 | 3 | 3 | 3 | 4 | 4 | 4 | 4 | 4 | 5 | 5 | 5 | 5 | 5 | 5 | 6 | 6 | 6 | 6
NPgY | BSP | NG FES - Falling Short | Number of heat pumps (total) | SANTON | 196 | 241 | 272 | 369 | 472 | 584 | 700 | 820 | 943 | 1066 | 1190 | 1312 | 1440 | 1595 | 1760 | 1910 | 1999 | 2074 | 2149 | 2224 | 2299 | 2374 | 2449 | 2524 | 2599 | 2675 | 2751 | 2826 | 2890
NPgY | BSP | NG FES - Falling Short | Number of heat pumps (total) | SCUNTHORPE NORTH | 233 | 259 | 279 | 337 | 400 | 470 | 544 | 620 | 698 | 776 | 855 | 932 | 1014 | 1114 | 1221 | 1320 | 1381 | 1432 | 1482 | 1532 | 1583 | 1633 | 1683 | 1733 | 1784 | 1835 | 1885 | 1935 | 1976
NPgY | BSP | NG FES - Falling Short | Number of heat pumps (total) | SCUNTHORPE SOUTH | 119 | 164 | 198 | 321 | 449 | 584 | 723 | 866 | 1014 | 1162 | 1311 | 1456 | 1609 | 1789 | 1980 | 2148 | 2246 | 2324 | 2403 | 2484 | 2564 | 2644 | 2724 | 2804 | 2884 | 2965 | 3045 | 3126 | 3201
NPgY | BSP | NG FES - Falling Short | Number of heat pumps (total) | SILSDEN | 376 | 475 | 539 | 743 | 959 | 1192 | 1434 | 1682 | 1935 | 2190 | 2445 | 2695 | 2959 | 3278 | 3619 | 3924 | 4101 | 4250 | 4398 | 4547 | 4696 | 4844 | 4992 | 5139 | 5288 | 5436 | 5585 | 5730 | 5855
NPgY | BSP | NG FES - Falling Short | Number of heat pumps (total) | SOWERBY BRIDGE 132/33KV | 396 | 470 | 507 | 625 | 754 | 894 | 1040 | 1192 | 1347 | 1502 | 1659 | 1813 | 1977 | 2179 | 2395 | 2590 | 2704 | 2805 | 2906 | 3007 | 3107 | 3207 | 3307 | 3407 | 3507 | 3608 | 3708 | 3806 | 3886
NPgY | BSP | NG FES - Falling Short | Number of heat pumps (total) | STAYGATE | 638 | 713 | 748 | 870 | 1005 | 1154 | 1311 | 1474 | 1642 | 1811 | 1982 | 2151 | 2330 | 2561 | 2817 | 3050 | 3192 | 3326 | 3459 | 3592 | 3725 | 3858 | 3989 | 4122 | 4255 | 4388 | 4521 | 4645 | 4737
NPgY | BSP | NG FES - Falling Short | Number of heat pumps (total) | THORNHILL 132KV | 1209 | 1350 | 1410 | 1619 | 1855 | 2115 | 2391 | 2679 | 2974 | 3273 | 3575 | 3875 | 4209 | 4691 | 5224 | 5718 | 6046 | 6371 | 6695 | 7017 | 7341 | 7663 | 7984 | 8307 | 8632 | 8957 | 9281 | 9568 | 9740
NPgY | BSP | NG FES - Falling Short | Number of heat pumps (total) | WAKEFIELD MONCKTON ROAD | 444 | 532 | 570 | 698 | 839 | 993 | 1155 | 1324 | 1497 | 1671 | 1847 | 2023 | 2221 | 2488 | 2773 | 3034 | 3198 | 3363 | 3528 | 3690 | 3854 | 4018 | 4180 | 4344 | 4509 | 4675 | 4840 | 4991 | 5095
NPgY | BSP | NG FES - Falling Short | Number of heat pumps (total) | WAKEFIELD NORTH | 788 | 910 | 969 | 1183 | 1418 | 1672 | 1936 | 2212 | 2495 | 2781 | 3070 | 3355 | 3672 | 4106 | 4574 | 4999 | 5274 | 5532 | 5791 | 6049 | 6308 | 6566 | 6823 | 7081 | 7340 | 7600 | 7860 | 8094 | 8251
NPgY | BSP | NG FES - Falling Short | Number of heat pumps (total) | WEST MELTON | 1078 | 1387 | 1531 | 2065 | 2633 | 3239 | 3864 | 4510 | 5175 | 5845 | 6518 | 7177 | 7888 | 8771 | 9711 | 10545 | 11049 | 11477 | 11910 | 12343 | 12779 | 13210 | 13642 | 14074 | 14507 | 14940 | 15374 | 15786 | 16126
NPgY | BSP | NG FES - Falling Short | Number of heat pumps (total) | WHINMOOR | 486 | 618 | 676 | 890 | 1119 | 1364 | 1618 | 1880 | 2149 | 2421 | 2693 | 2961 | 3245 | 3600 | 3985 | 4327 | 4535 | 4714 | 4894 | 5075 | 5257 | 5437 | 5617 | 5798 | 5979 | 6160 | 6341 | 6512 | 6651
NPgY | BSP | NG FES - Falling Short | Number of heat pumps (total) | WOLD NEWTON | 281 | 359 | 401 | 526 | 659 | 804 | 956 | 1112 | 1272 | 1432 | 1594 | 1753 | 1922 | 2135 | 2359 | 2563 | 2687 | 2794 | 2901 | 3007 | 3114 | 3221 | 3326 | 3433 | 3541 | 3649 | 3758 | 3862 | 3947
NPgY | BSP | NG FES - Falling Short | Number of heat pumps (total) | YARBOROUGH ROAD 132/33KV | 215 | 271 | 312 | 458 | 610 | 773 | 941 | 1113 | 1290 | 1468 | 1646 | 1821 | 2004 | 2222 | 2454 | 2659 | 2777 | 2872 | 2969 | 3066 | 3164 | 3260 | 3357 | 3453 | 3550 | 3647 | 3744 | 3839 | 3927
NPgN | BSP | NG FES - Leading the Way | Number of heat pumps (total) | ANNFIELD | 588 | 839 | 1249 | 2238 | 3534 | 4970 | 5744 | 6150 | 6995 | 9367 | 11764 | 14084 | 16314 | 18503 | 20704 | 22892 | 24993 | 26971 | 28488 | 29733 | 30856 | 32614 | 34710 | 36345 | 36424 | 36501 | 36576 | 36651 | 36760
NPgN | BSP | NG FES - Leading the Way | Number of heat pumps (total) | BARRACK ROAD | 392 | 490 | 663 | 1076 | 1629 | 2244 | 2546 | 2666 | 3000 | 4172 | 5344 | 6486 | 7589 | 8662 | 9743 | 10833 | 11887 | 12870 | 13643 | 14288 | 14879 | 15765 | 16816 | 17650 | 17665 | 17679 | 17694 | 17709 | 17741
NPgN | BSP | NG FES - Leading the Way | Number of heat pumps (total) | BLUCHER | 492 | 730 | 1112 | 1945 | 3005 | 4178 | 4901 | 5367 | 6305 | 8761 | 11210 | 13521 | 15689 | 17818 | 19949 | 22070 | 24134 | 26101 | 27771 | 29233 | 30597 | 32428 | 34523 | 36144 | 36246 | 36350 | 36454 | 36560 | 36700
NPgN | BSP | NG FES - Leading the Way | Number of heat pumps (total) | BOWESFIELD | 728 | 984 | 1447 | 2502 | 3896 | 5460 | 6322 | 6790 | 7869 | 11006 | 14137 | 17134 | 19989 | 22789 | 25602 | 28429 | 31177 | 33782 | 35939 | 37792 | 39503 | 41909 | 44705 | 46899 | 47024 | 47149 | 47274 | 47400 | 47569
NPgN | BSP | NG FES - Leading the Way | Number of heat pumps (total) | CHIRTON GRANGE | 527 | 688 | 997 | 1727 | 2709 | 3811 | 4358 | 4607 | 5350 | 7720 | 10066 | 12331 | 14507 | 16640 | 18780 | 20931 | 23022 | 24992 | 26608 | 27989 | 29265 | 31083 | 33201 | 34848 | 34912 | 34977 | 35043 | 35110 | 35211
NPgN | BSP | NG FES - Leading the Way | Number of heat pumps (total) | COALBURNS | 285 | 387 | 540 | 905 | 1391 | 1930 | 2221 | 2361 | 2687 | 3676 | 4668 | 5628 | 6551 | 7452 | 8359 | 9265 | 10134 | 10962 | 11615 | 12157 | 12652 | 13389 | 14265 | 14949 | 14975 | 14999 | 15024 | 15047 | 15085
NPgN | BSP | NG FES - Leading the Way | Number of heat pumps (total) | DARLINGTON CENTRAL | 202 | 296 | 451 | 796 | 1262 | 1801 | 2086 | 2251 | 2690 | 4044 | 5375 | 6651 | 7878 | 9090 | 10298 | 11493 | 12655 | 13770 | 14727 | 15567 | 16347 | 17383 | 18552 | 19466 | 19496 | 19525 | 19554 | 19583 | 19630
NPgN | BSP | NG FES - Leading the Way | Number of heat pumps (total) | DARLINGTON NORTH | 555 | 768 | 1090 | 1831 | 2812 | 3896 | 4451 | 4704 | 5291 | 7046 | 8821 | 10542 | 12195 | 13811 | 15441 | 17067 | 18616 | 20075 | 21197 | 22103 | 22917 | 24230 | 25817 | 27050 | 27105 | 27158 | 27210 | 27260 | 27337
NPgN | BSP | NG FES - Leading the Way | Number of heat pumps (total) | DUNSTON | 519 | 750 | 1157 | 2078 | 3308 | 4718 | 5488 | 5939 | 7118 | 10670 | 14159 | 17495 | 20684 | 23827 | 26963 | 30076 | 33114 | 36017 | 38510 | 40707 | 42754 | 45453 | 48508 | 50885 | 50971 | 51061 | 51151 | 51243 | 51383
NPgN | BSP | NG FES - Leading the Way | Number of heat pumps (total) | FLATWORTH | 115 | 188 | 321 | 604 | 974 | 1399 | 1643 | 1796 | 2238 | 3565 | 4856 | 6090 | 7273 | 8445 | 9610 | 10764 | 11892 | 12976 | 13935 | 14805 | 15628 | 16652 | 17793 | 18677 | 18715 | 18756 | 18798 | 18840 | 18900
NPgN | BSP | NG FES - Leading the Way | Number of heat pumps (total) | GOSFORTH | 704 | 904 | 1277 | 2180 | 3386 | 4723 | 5416 | 5727 | 6507 | 8871 | 11243 | 13518 | 15675 | 17771 | 19882 | 22021 | 24099 | 26045 | 27586 | 28856 | 30011 | 31780 | 33900 | 35544 | 35615 | 35687 | 35760 | 35833 | 35942
NPgN | BSP | NG FES - Leading the Way | Number of heat pumps (total) | HARROGATE 132/33KV | 436 | 539 | 748 | 1252 | 1929 | 2677 | 3022 | 3119 | 3491 | 4822 | 6154 | 7457 | 8719 | 9945 | 11183 | 12441 | 13654 | 14775 | 15634 | 16334 | 16971 | 17984 | 19221 | 20187 | 20214 | 20241 | 20268 | 20296 | 20344
NPgN | BSP | NG FES - Leading the Way | Number of heat pumps (total) | HUSTHWAITE | 111 | 162 | 226 | 365 | 550 | 764 | 879 | 943 | 1102 | 1618 | 2130 | 2624 | 3102 | 3575 | 4049 | 4520 | 4980 | 5422 | 5802 | 6140 | 6456 | 6872 | 7341 | 7721 | 7744 | 7767 | 7789 | 7812 | 7841
NPgN | BSP | NG FES - Leading the Way | Number of heat pumps (total) | LEEMING BAR_SKEEBY | 577 | 799 | 1182 | 2039 | 3150 | 4391 | 5085 | 5460 | 6292 | 8849 | 11411 | 13897 | 16300 | 18674 | 21060 | 23442 | 25757 | 27952 | 29763 | 31347 | 32831 | 34862 | 37208 | 39103 | 39233 | 39362 | 39490 | 39618 | 39781
NPgN | BSP | NG FES - Leading the Way | Number of heat pumps (total) | LINTON | 335 | 465 | 679 | 1172 | 1846 | 2623 | 3009 | 3195 | 3737 | 5509 | 7256 | 8942 | 10567 | 12167 | 13766 | 15356 | 16902 | 18367 | 19591 | 20646 | 21616 | 22965 | 24517 | 25734 | 25766 | 25797 | 25829 | 25862 | 25919
NPgN | BSP | NG FES - Leading the Way | Number of heat pumps (total) | MALTON GRID | 568 | 817 | 1174 | 1903 | 2810 | 3799 | 4385 | 4699 | 5353 | 7319 | 9297 | 11199 | 13020 | 14809 | 16604 | 18387 | 20102 | 21707 | 23029 | 24184 | 25269 | 26757 | 28497 | 29884 | 29950 | 30017 | 30085 | 30153 | 30248
NPgN | BSP | NG FES - Leading the Way | Number of heat pumps (total) | MELROSEGATE | 1304 | 1889 | 2593 | 4037 | 5839 | 7790 | 8901 | 9416 | 10510 | 13777 | 17102 | 20303 | 23353 | 26334 | 29336 | 32334 | 35199 | 37838 | 39922 | 41673 | 43286 | 45716 | 48663 | 50977 | 51079 | 51180 | 51282 | 51384 | 51534
NPgN | BSP | NG FES - Leading the Way | Number of heat pumps (total) | NORTH TEES | 625 | 921 | 1438 | 2509 | 3881 | 5405 | 6238 | 6685 | 7638 | 10443 | 13264 | 15988 | 18607 | 21194 | 23791 | 26359 | 28824 | 31129 | 33005 | 34611 | 36091 | 38242 | 40758 | 42755 | 42867 | 42979 | 43089 | 43198 | 43346
NPgN | BSP | NG FES - Leading the Way | Number of heat pumps (total) | POTTER HOUSE | 749 | 1075 | 1543 | 2590 | 3943 | 5431 | 6227 | 6603 | 7415 | 9804 | 12230 | 14578 | 16828 | 19034 | 21255 | 23467 | 25581 | 27555 | 29079 | 30330 | 31463 | 33253 | 35417 | 37115 | 37201 | 37285 | 37368 | 37451 | 37568
NPgN | BSP | NG FES - Leading the Way | Number of heat pumps (total) | RAVENSWORTH | 289 | 460 | 612 | 975 | 1408 | 1871 | 2185 | 2405 | 2711 | 3406 | 4129 | 4826 | 5492 | 6152 | 6813 | 7465 | 8096 | 8677 | 9104 | 9468 | 9803 | 10292 | 10864 | 11319 | 11343 | 11368 | 11391 | 11415 | 11449
NPgN | BSP | NG FES - Leading the Way | Number of heat pumps (total) | SCARBOROUGH GRID | 430 | 600 | 909 | 1605 | 2536 | 3602 | 4165 | 4465 | 5350 | 8193 | 10978 | 13662 | 16253 | 18808 | 21357 | 23888 | 26351 | 28696 | 30697 | 32466 | 34120 | 36286 | 38746 | 40667 | 40716 | 40767 | 40818 | 40870 | 40961
NPgN | BSP | NG FES - Leading the Way | Number of heat pumps (total) | SEAL SANDS | 0 | 0 | 1 | 1 | 2 | 2 | 2 | 3 | 3 | 5 | 6 | 8 | 9 | 10 | 12 | 13 | 15 | 16 | 17 | 18 | 19 | 21 | 22 | 23 | 24 | 24 | 24 | 24 | 24
NPgN | BSP | NG FES - Leading the Way | Number of heat pumps (total) | SPADEADAM 33KV | 9 | 11 | 14 | 23 | 35 | 48 | 55 | 57 | 64 | 94 | 124 | 154 | 183 | 212 | 241 | 270 | 298 | 324 | 345 | 362 | 378 | 402 | 428 | 450 | 450 | 450 | 450 | 449 | 450
NPgN | BSP | NG FES - Leading the Way | Number of heat pumps (total) | SPENNYMOOR 132/66KV | 1219 | 1575 | 2224 | 3752 | 5763 | 7974 | 9120 | 9645 | 10846 | 14434 | 18065 | 21575 | 24932 | 28197 | 31498 | 34834 | 38045 | 41035 | 43326 | 45188 | 46872 | 49565 | 52815 | 55351 | 55467 | 55583 | 55698 | 55813 | 55982
NPgN | BSP | NG FES - Leading the Way | Number of heat pumps (total) | TORONTO | 522 | 691 | 996 | 1698 | 2634 | 3683 | 4226 | 4499 | 5197 | 7361 | 9514 | 11584 | 13565 | 15507 | 17456 | 19411 | 21310 | 23109 | 24592 | 25861 | 27035 | 28700 | 30633 | 32152 | 32220 | 32290 | 32360 | 32430 | 32532
NPgN | BSP | NG FES - Leading the Way | Number of heat pumps (total) | WORMALD GREEN 132/33KV | 362 | 455 | 595 | 940 | 1406 | 1924 | 2174 | 2254 | 2528 | 3533 | 4538 | 5521 | 6476 | 7404 | 8341 | 9292 | 10214 | 11078 | 11759 | 12327 | 12851 | 13629 | 14562 | 15304 | 15327 | 15349 | 15372 | 15395 | 15433
NPgY | BSP | NG FES - Leading the Way | Number of heat pumps (total) | ATTERCLIFFE | 401 | 485 | 630 | 965 | 1413 | 1926 | 2071 | 2221 | 2601 | 3756 | 4912 | 6060 | 7199 | 8327 | 9475 | 10620 | 11726 | 12761 | 13611 | 14353 | 15039 | 16095 | 17149 | 17971 | 18027 | 18084 | 18141 | 18198 | 18247
NPgY | BSP | NG FES - Leading the Way | Number of heat pumps (total) | BARUGH 132/66KV | 627 | 830 | 1122 | 1791 | 2674 | 3691 | 4050 | 4421 | 5253 | 7618 | 9988 | 12349 | 14708 | 17077 | 19486 | 21857 | 24163 | 26333 | 28143 | 29756 | 31256 | 33425 | 35594 | 37303 | 37484 | 37664 | 37845 | 38026 | 38192
NPgY | BSP | NG FES - Leading the Way | Number of heat pumps (total) | BEESTON ROYDS 132/33KV | 484 | 625 | 872 | 1425 | 2179 | 3070 | 3362 | 3662 | 4500 | 7104 | 9703 | 12290 | 14874 | 17467 | 20091 | 22678 | 25211 | 27625 | 29745 | 31676 | 33486 | 35901 | 38313 | 40191 | 40331 | 40473 | 40616 | 40760 | 40890
NPgY | BSP | NG FES - Leading the Way | Number of heat pumps (total) | BEVERLEY 132/33KV | 676 | 836 | 1144 | 1848 | 2822 | 3965 | 4239 | 4522 | 5416 | 8326 | 11238 | 14140 | 17031 | 19911 | 22831 | 25735 | 28568 | 31251 | 33548 | 35589 | 37478 | 40241 | 43005 | 45162 | 45311 | 45461 | 45611 | 45762 | 45897
NPgY | BSP | NG FES - Leading the Way | Number of heat pumps (total) | BINGLEY 132/33KV | 356 | 478 | 669 | 1107 | 1728 | 2470 | 2657 | 2849 | 3481 | 5520 | 7557 | 9585 | 11610 | 13639 | 15687 | 17704 | 19673 | 21558 | 23203 | 24674 | 26033 | 27949 | 29862 | 31340 | 31429 | 31519 | 31609 | 31699 | 31779
NPgY | BSP | NG FES - Leading the Way | Number of heat pumps (total) | BLACKBURN MEADOWS B | 150 | 202 | 287 | 461 | 689 | 952 | 1033 | 1117 | 1323 | 1948 | 2573 | 3195 | 3817 | 4441 | 5073 | 5692 | 6289 | 6848 | 7320 | 7739 | 8129 | 8701 | 9273 | 9722 | 9757 | 9792 | 9826 | 9861 | 9892
NPgY | BSP | NG FES - Leading the Way | Number of heat pumps (total) | BLYTON | 318 | 403 | 555 | 897 | 1351 | 1879 | 2071 | 2269 | 2774 | 4321 | 5871 | 7418 | 8967 | 10527 | 12112 | 13680 | 15223 | 16692 | 17984 | 19174 | 20307 | 21784 | 23265 | 24445 | 24575 | 24707 | 24841 | 24975 | 25098
NPgY | BSP | NG FES - Leading the Way | Number of heat pumps (total) | BRADFORD | 681 | 899 | 1168 | 1813 | 2715 | 3771 | 4038 | 4313 | 5111 | 7679 | 10246 | 12803 | 15350 | 17886 | 20452 | 22979 | 25427 | 27769 | 29742 | 31470 | 33058 | 35438 | 37812 | 39662 | 39772 | 39881 | 39989 | 40096 | 40185
NPgY | BSP | NG FES - Leading the Way | Number of heat pumps (total) | BRAMHAM | 588 | 674 | 852 | 1287 | 1866 | 2522 | 2712 | 2907 | 3413 | 5004 | 6596 | 8178 | 9745 | 11291 | 12869 | 14458 | 16006 | 17460 | 18666 | 19737 | 20744 | 22223 | 23702 | 24869 | 24960 | 25051 | 25144 | 25238 | 25321
NPgY | BSP | NG FES - Leading the Way | Number of heat pumps (total) | BRANSHOLME | 282 | 363 | 519 | 898 | 1449 | 2116 | 2279 | 2448 | 3047 | 4960 | 6871 | 8773 | 10673 | 12576 | 14500 | 16406 | 18278 | 20071 | 21653 | 23071 | 24381 | 26194 | 28006 | 29394 | 29484 | 29575 | 29666 | 29757 | 29839
NPgY | BSP | NG FES - Leading the Way | Number of heat pumps (total) | BRIGHOUSE 132/33KV | 488 | 609 | 815 | 1310 | 2004 | 2822 | 3018 | 3220 | 3860 | 5941 | 8019 | 10089 | 12148 | 14196 | 16270 | 18328 | 20332 | 22239 | 23865 | 25299 | 26619 | 28563 | 30503 | 32005 | 32089 | 32174 | 32258 | 32343 | 32415
NPgY | BSP | NG FES - Leading the Way | Number of heat pumps (total) | DONCASTER B/THORPE MARSH | 900 | 1214 | 1731 | 2846 | 4339 | 6084 | 6663 | 7260 | 8921 | 14000 | 19080 | 24140 | 29205 | 34304 | 39469 | 44550 | 49526 | 54252 | 58408 | 62215 | 65807 | 70581 | 75355 | 79079 | 79414 | 79755 | 80099 | 80444 | 80755
NPgY | BSP | NG FES - Leading the Way | Number of heat pumps (total) | DONCASTER CENTRAL | 236 | 283 | 384 | 608 | 908 | 1254 | 1333 | 1414 | 1658 | 2454 | 3251 | 4044 | 4832 | 5614 | 6408 | 7201 | 7970 | 8687 | 9283 | 9806 | 10289 | 11041 | 11792 | 12381 | 12421 | 12462 | 12502 | 12544 | 12580
NPgY | BSP | NG FES - Leading the Way | Number of heat pumps (total) | DRIFFIELD/BEVERLEY GROUP | 639 | 855 | 1171 | 1845 | 2721 | 3727 | 4110 | 4504 | 5589 | 9046 | 12506 | 15959 | 19416 | 22893 | 26411 | 29881 | 33278 | 36546 | 39468 | 42208 | 44847 | 48126 | 51406 | 54007 | 54246 | 54491 | 54738 | 54987 | 55200
NPgY | BSP | NG FES - Leading the Way | Number of heat pumps (total) | FEATHERSTONE | 484 | 640 | 912 | 1496 | 2271 | 3168 | 3432 | 3704 | 4414 | 6574 | 8738 | 10896 | 13053 | 15217 | 17415 | 19579 | 21682 | 23661 | 25339 | 26838 | 28233 | 30271 | 32309 | 33913 | 34068 | 34223 | 34378 | 34533 | 34675
NPgY | BSP | NG FES - Leading the Way | Number of heat pumps (total) | GIRLINGTON | 359 | 475 | 640 | 1022 | 1558 | 2192 | 2349 | 2510 | 2998 | 4604 | 6209 | 7807 | 9400 | 10992 | 12600 | 14181 | 15719 | 17183 | 18434 | 19536 | 20548 | 22038 | 23525 | 24685 | 24746 | 24807 | 24868 | 24929 | 24982
NPgY | BSP | NG FES - Leading the Way | Number of heat pumps (total) | HALIFAX 132/33KV | 153 | 210 | 288 | 460 | 701 | 991 | 1052 | 1114 | 1350 | 2193 | 3034 | 3872 | 4709 | 5545 | 6386 | 7213 | 8020 | 8792 | 9470 | 10079 | 10644 | 11438 | 12231 | 12850 | 12873 | 12896 | 12919 | 12943 | 12962
NPgY | BSP | NG FES - Leading the Way | Number of heat pumps (total) | HECKMONDWIKE | 675 | 811 | 1018 | 1550 | 2265 | 3073 | 3298 | 3530 | 4095 | 5749 | 7406 | 9054 | 10682 | 12281 | 13915 | 15553 | 17126 | 18612 | 19784 | 20782 | 21697 | 23200 | 24699 | 25862 | 25950 | 26037 | 26122 | 26208 | 26278
NPgY | BSP | NG FES - Leading the Way | Number of heat pumps (total) | HOLMFIELD | 612 | 788 | 1078 | 1736 | 2651 | 3724 | 3959 | 4202 | 5034 | 7724 | 10412 | 13088 | 15752 | 18406 | 21093 | 23751 | 26337 | 28784 | 30872 | 32713 | 34408 | 36943 | 39474 | 41419 | 41530 | 41642 | 41754 | 41867 | 41965
NPgY | BSP | NG FES - Leading the Way | Number of heat pumps (total) | HULL EAST 132/33KV | 261 | 348 | 488 | 829 | 1324 | 1922 | 2086 | 2256 | 2809 | 4595 | 6379 | 8158 | 9938 | 11725 | 13530 | 15312 | 17063 | 18753 | 20251 | 21604 | 22862 | 24558 | 26252 | 27568 | 27662 | 27756 | 27850 | 27944 | 28028
NPgY | BSP | NG FES - Leading the Way | Number of heat pumps (total) | HULL SOUTH | 444 | 560 | 753 | 1217 | 1878 | 2675 | 2908 | 3147 | 3921 | 6483 | 9040 | 11585 | 14124 | 16668 | 19236 | 21777 | 24276 | 26681 | 28824 | 30780 | 32614 | 35014 | 37411 | 39279 | 39388 | 39500 | 39613 | 39726 | 39826
NPgY | BSP | NG FES - Leading the Way | Number of heat pumps (total) | HULL WEST | 285 | 399 | 558 | 931 | 1457 | 2084 | 2261 | 2444 | 2984 | 4672 | 6360 | 8046 | 9732 | 11424 | 13136 | 14817 | 16453 | 18035 | 19411 | 20641 | 21780 | 23373 | 24964 | 26202 | 26298 | 26394 | 26488 | 26582 | 26664
NPgY | BSP | NG FES - Leading the Way | Number of heat pumps (total) | HUMBERSTON | 227 | 275 | 371 | 607 | 941 | 1339 | 1440 | 1544 | 1911 | 3109 | 4306 | 5496 | 6682 | 7865 | 9062 | 10253 | 11423 | 12544 | 13531 | 14424 | 15259 | 16392 | 17524 | 18396 | 18448 | 18501 | 18554 | 18608 | 18656
NPgY | BSP | NG FES - Leading the Way | Number of heat pumps (total) | HUNNINGLEY | 321 | 457 | 586 | 856 | 1188 | 1559 | 1741 | 1929 | 2264 | 3091 | 3922 | 4749 | 5579 | 6423 | 7287 | 8126 | 8939 | 9687 | 10302 | 10867 | 11407 | 12145 | 12882 | 13475 | 13574 | 13675 | 13776 | 13878 | 13973
NPgY | BSP | NG FES - Leading the Way | Number of heat pumps (total) | HUNSHELF | 282 | 375 | 496 | 764 | 1125 | 1545 | 1671 | 1800 | 2141 | 3175 | 4210 | 5241 | 6270 | 7301 | 8347 | 9379 | 10384 | 11328 | 12132 | 12850 | 13517 | 14483 | 15448 | 16204 | 16271 | 16338 | 16406 | 16474 | 16536
NPgY | BSP | NG FES - Leading the Way | Number of heat pumps (total) | IMMINGHAM | 68 | 92 | 134 | 232 | 376 | 553 | 599 | 647 | 821 | 1423 | 2025 | 2626 | 3228 | 3834 | 4444 | 5048 | 5644 | 6221 | 6743 | 7222 | 7672 | 8254 | 8836 | 9294 | 9325 | 9356 | 9387 | 9418 | 9447
NPgY | BSP | NG FES - Leading the Way | Number of heat pumps (total) | KIRKHAW LANE | 340 | 414 | 555 | 895 | 1353 | 1881 | 2030 | 2183 | 2576 | 3747 | 4921 | 6090 | 7253 | 8411 | 9591 | 10765 | 11910 | 12983 | 13867 | 14640 | 15352 | 16447 | 17543 | 18401 | 18481 | 18561 | 18641 | 18722 | 18796
NPgY | BSP | NG FES - Leading the Way | Number of heat pumps (total) | KIRKSTALL C 2/5 | 129 | 155 | 199 | 298 | 435 | 601 | 656 | 711 | 884 | 1521 | 2155 | 2786 | 3414 | 4041 | 4672 | 5297 | 5911 | 6505 | 7041 | 7540 | 8014 | 8600 | 9185 | 9651 | 9665 | 9679 | 9693 | 9707 | 9719
NPgY | BSP | NG FES - Leading the Way | Number of heat pumps (total) | KIRKSTALL C/RING ROAD HORSFORTH | 532 | 851 | 1239 | 2039 | 3109 | 4369 | 4832 | 5310 | 6518 | 10027 | 13537 | 17036 | 20545 | 24089 | 27674 | 31151 | 34508 | 37739 | 40574 | 43154 | 45565 | 48785 | 51998 | 54487 | 54703 | 54917 | 55128 | 55337 | 55519
NPgY | BSP | NG FES - Leading the Way | Number of heat pumps (total) | LEEDS EAST | 308 | 443 | 657 | 1115 | 1742 | 2495 | 2765 | 3043 | 3855 | 6395 | 8931 | 11456 | 13985 | 16538 | 19115 | 21642 | 24124 | 26505 | 28653 | 30644 | 32524 | 34892 | 37258 | 39096 | 39235 | 39375 | 39517 | 39659 | 39787
NPgY | BSP | NG FES - Leading the Way | Number of heat pumps (total) | LEEDS NORTH | 242 | 343 | 486 | 792 | 1212 | 1720 | 1899 | 2082 | 2640 | 4475 | 6304 | 8127 | 9951 | 11787 | 13637 | 15452 | 17234 | 18952 | 20510 | 21960 | 23334 | 25040 | 26743 | 28075 | 28154 | 28234 | 28315 | 28397 | 28468
NPgY | BSP | NG FES - Leading the Way | Number of heat pumps (total) | LINDLEY | 424 | 551 | 766 | 1269 | 1976 | 2820 | 3059 | 3305 | 4081 | 6573 | 9060 | 11536 | 14008 | 16485 | 18987 | 21456 | 23874 | 26193 | 28235 | 30081 | 31803 | 34132 | 36458 | 38257 | 38369 | 38482 | 38595 | 38708 | 38808
NPgY | BSP | NG FES - Leading the Way | Number of heat pumps (total) | LOW ROAD | 228 | 327 | 480 | 789 | 1203 | 1694 | 1847 | 2004 | 2467 | 3999 | 5527 | 7050 | 8574 | 10107 | 11650 | 13158 | 14631 | 16034 | 17279 | 18424 | 19501 | 20917 | 22330 | 23439 | 23500 | 23563 | 23626 | 23689 | 23743
NPgY | BSP | NG FES - Leading the Way | Number of heat pumps (total) | MALLARD WAY | 145 | 194 | 280 | 471 | 739 | 1059 | 1141 | 1226 | 1509 | 2466 | 3422 | 4376 | 5331 | 6290 | 7257 | 8211 | 9148 | 10043 | 10836 | 11557 | 12231 | 13144 | 14057 | 14774 | 14822 | 14869 | 14917 | 14965 | 15009
NPgY | BSP | NG FES - Leading the Way | Number of heat pumps (total) | MENSTON | 287 | 396 | 573 | 969 | 1517 | 2167 | 2330 | 2498 | 3025 | 4713 | 6400 | 8080 | 9759 | 11442 | 13141 | 14808 | 16433 | 17978 | 19311 | 20496 | 21588 | 23168 | 24745 | 25967 | 26044 | 26122 | 26200 | 26278 | 26346
NPgY | BSP | NG FES - Leading the Way | Number of heat pumps (total) | MOSS ROAD | 118 | 162 | 237 | 384 | 569 | 785 | 893 | 1004 | 1306 | 2261 | 3214 | 4161 | 5111 | 6070 | 7038 | 7987 | 8921 | 9820 | 10648 | 11442 | 12212 | 13093 | 13972 | 14662 | 14716 | 14773 | 14831 | 14890 | 14939
NPgY | BSP | NG FES - Leading the Way | Number of heat pumps (total) | OSGODBY 1/2 | 0 | 0 | 0 | 0 | 0 | 0 | 0 | 0 | 0 | 0 | 0 | 0 | 0 | 0 | 0 | 0 | 0 | 0 | 0 | 0 | 0 | 0 | 0 | 0 | 0 | 0 | 0 | 0 | 0
NPgY | BSP | NG FES - Leading the Way | Number of heat pumps (total) | OSGODBY 3/4 | 255 | 365 | 536 | 872 | 1266 | 1699 | 1980 | 2269 | 2824 | 4265 | 5709 | 7148 | 8598 | 10082 | 11594 | 13064 | 14507 | 15871 | 17087 | 18260 | 19414 | 20734 | 22056 | 23121 | 23302 | 23487 | 23674 | 23863 | 24033
NPgY | BSP | NG FES - Leading the Way | Number of heat pumps (total) | RODLEY | 422 | 581 | 849 | 1436 | 2248 | 3211 | 3472 | 3741 | 4535 | 7017 | 9496 | 11965 | 14433 | 16913 | 19419 | 21874 | 24268 | 26537 | 28496 | 30239 | 31845 | 34154 | 36460 | 38245 | 38366 | 38487 | 38609 | 38731 | 38841
NPgY | BSP | NG FES - Leading the Way | Number of heat pumps (total) | SAINT ANDREWS ROAD 132/33KV | 500 | 607 | 771 | 1185 | 1766 | 2450 | 2639 | 2833 | 3452 | 5477 | 7499 | 9509 | 11510 | 13502 | 15519 | 17531 | 19505 | 21391 | 23038 | 24527 | 25924 | 27819 | 29713 | 31183 | 31270 | 31358 | 31447 | 31536 | 31616
NPgY | BSP | NG FES - Leading the Way | Number of heat pumps (total) | SALTEND 132/33KV | 1 | 1 | 1 | 1 | 2 | 3 | 3 | 3 | 4 | 6 | 9 | 11 | 14 | 17 | 19 | 22 | 24 | 27 | 29 | 32 | 34 | 36 | 39 | 41 | 41 | 42 | 42 | 42 | 42
NPgY | BSP | NG FES - Leading the Way | Number of heat pumps (total) | SANTON | 196 | 256 | 362 | 607 | 955 | 1376 | 1502 | 1632 | 2039 | 3384 | 4731 | 6077 | 7427 | 8786 | 10162 | 11526 | 12871 | 14169 | 15334 | 16405 | 17416 | 18726 | 20038 | 21081 | 21174 | 21267 | 21361 | 21455 | 21542
NPgY | BSP | NG FES - Leading the Way | Number of heat pumps (total) | SCUNTHORPE NORTH | 233 | 267 | 342 | 535 | 806 | 1124 | 1207 | 1293 | 1551 | 2427 | 3306 | 4184 | 5060 | 5934 | 6823 | 7717 | 8600 | 9446 | 10179 | 10840 | 11464 | 12327 | 13193 | 13891 | 13957 | 14023 | 14090 | 14156 | 14218
NPgY | BSP | NG FES - Leading the Way | Number of heat pumps (total) | SCUNTHORPE SOUTH | 119 | 177 | 282 | 530 | 887 | 1324 | 1463 | 1606 | 2065 | 3510 | 4953 | 6394 | 7840 | 9304 | 10782 | 12238 | 13677 | 15065 | 16320 | 17474 | 18558 | 19942 | 21327 | 22404 | 22499 | 22595 | 22692 | 22788 | 22877
NPgY | BSP | NG FES - Leading the Way | Number of heat pumps (total) | SILSDEN | 376 | 515 | 744 | 1237 | 1917 | 2740 | 3006 | 3279 | 4131 | 6918 | 9698 | 12466 | 15236 | 18022 | 20830 | 23589 | 26298 | 28900 | 31246 | 33412 | 35452 | 38051 | 40648 | 42670 | 42790 | 42911 | 43033 | 43156 | 43267
NPgY | BSP | NG FES - Leading the Way | Number of heat pumps (total) | SOWERBY BRIDGE 132/33KV | 396 | 516 | 712 | 1160 | 1789 | 2533 | 2706 | 2885 | 3544 | 5771 | 7996 | 10212 | 12422 | 14630 | 16857 | 19058 | 21211 | 23274 | 25089 | 26732 | 28269 | 30376 | 32482 | 34110 | 34196 | 34283 | 34371 | 34459 | 34532
NPgY | BSP | NG FES - Leading the Way | Number of heat pumps (total) | STAYGATE | 638 | 765 | 995 | 1555 | 2332 | 3232 | 3442 | 3658 | 4306 | 6352 | 8397 | 10431 | 12448 | 14442 | 16470 | 18495 | 20458 | 22311 | 23843 | 25168 | 26380 | 28285 | 30187 | 31656 | 31747 | 31839 | 31931 | 32023 | 32102
NPgY | BSP | NG FES - Leading the Way | Number of heat pumps (total) | THORNHILL 132KV | 1209 | 1465 | 1914 | 2940 | 4272 | 5765 | 6226 | 6699 | 7773 | 10857 | 13947 | 17019 | 20060 | 23056 | 26119 | 29179 | 32109 | 34832 | 36990 | 38857 | 40582 | 43354 | 46120 | 48279 | 48447 | 48615 | 48782 | 48949 | 49090
NPgY | BSP | NG FES - Leading the Way | Number of heat pumps (total) | WAKEFIELD MONCKTON ROAD | 444 | 588 | 798 | 1273 | 1882 | 2568 | 2812 | 3064 | 3578 | 5011 | 6453 | 7892 | 9328 | 10762 | 12224 | 13662 | 15040 | 16343 | 17388 | 18307 | 19164 | 20472 | 21778 | 22824 | 22942 | 23058 | 23174 | 23288 | 23388
NPgY | BSP | NG FES - Leading the Way | Number of heat pumps (total) | WAKEFIELD NORTH | 788 | 987 | 1339 | 2145 | 3189 | 4365 | 4744 | 5135 | 5993 | 8362 | 10737 | 13102 | 15454 | 17792 | 20181 | 22548 | 24829 | 26943 | 28618 | 30070 | 31409 | 33556 | 35700 | 37377 | 37548 | 37719 | 37890 | 38061 | 38214
NPgY | BSP | NG FES - Leading the Way | Number of heat pumps (total) | WEST MELTON | 1078 | 1499 | 1947 | 2963 | 4265 | 5757 | 6467 | 7198 | 8716 | 12763 | 16817 | 20852 | 24897 | 28995 | 33164 | 37248 | 41245 | 45014 | 48258 | 51255 | 54105 | 57767 | 61429 | 64314 | 64685 | 65061 | 65439 | 65819 | 66171
NPgY | BSP | NG FES - Leading the Way | Number of heat pumps (total) | WHINMOOR | 486 | 688 | 964 | 1541 | 2309 | 3207 | 3503 | 3807 | 4609 | 6979 | 9348 | 11707 | 14067 | 16443 | 18851 | 21208 | 23502 | 25660 | 27529 | 29220 | 30797 | 32984 | 35168 | 36860 | 37003 | 37147 | 37292 | 37437 | 37569
NPgY | BSP | NG FES - Leading the Way | Number of heat pumps (total) | WOLD NEWTON | 281 | 393 | 564 | 917 | 1391 | 1949 | 2126 | 2309 | 2795 | 4350 | 5909 | 7467 | 9030 | 10607 | 12204 | 13772 | 15307 | 16767 | 18049 | 19222 | 20325 | 21817 | 23312 | 24510 | 24625 | 24741 | 24857 | 24974 | 25081
NPgY | BSP | NG FES - Leading the Way | Number of heat pumps (total) | YARBOROUGH ROAD 132/33KV | 215 | 290 | 428 | 734 | 1154 | 1655 | 1827 | 2005 | 2594 | 4479 | 6360 | 8232 | 10106 | 11993 | 13897 | 15774 | 17626 | 19408 | 21030 | 22547 | 23992 | 25768 | 27543 | 28912 | 29010 | 29111 | 29212 | 29315 | 29404
NPgN | BSP | NG FES - System Transformation | Number of heat pumps (total) | ANNFIELD | 588 | 729 | 924 | 1124 | 1344 | 1582 | 1831 | 2115 | 2505 | 2893 | 3291 | 3692 | 4137 | 4958 | 5065 | 5526 | 6180 | 6980 | 7891 | 8874 | 9977 | 11243 | 12704 | 14365 | 16243 | 18254 | 20399 | 22694 | 24984
NPgN | BSP | NG FES - System Transformation | Number of heat pumps (total) | BARRACK ROAD | 392 | 439 | 518 | 580 | 650 | 729 | 814 | 907 | 1044 | 1166 | 1290 | 1414 | 1551 | 1876 | 2196 | 2580 | 3009 | 3483 | 3999 | 4540 | 5128 | 5785 | 6526 | 7359 | 8287 | 9275 | 10323 | 11439 | 12544
NPgN | BSP | NG FES - System Transformation | Number of heat pumps (total) | BLUCHER | 492 | 637 | 856 | 1183 | 1529 | 1895 | 2272 | 2667 | 3030 | 3436 | 3832 | 4210 | 4562 | 5397 | 5412 | 5726 | 6287 | 7007 | 7816 | 8716 | 9749 | 10950 | 12363 | 14013 | 15886 | 17897 | 20046 | 22351 | 24656
NPgN | BSP | NG FES - System Transformation | Number of heat pumps (total) | BOWESFIELD | 728 | 867 | 1105 | 1413 | 1742 | 2095 | 2461 | 2850 | 3263 | 3691 | 4115 | 4526 | 4932 | 5931 | 6343 | 7013 | 7914 | 8986 | 10174 | 11461 | 12905 | 14557 | 16470 | 18671 | 21154 | 23812 | 26647 | 29682 | 32706
NPgN | BSP | NG FES - System Transformation | Number of heat pumps (total) | CHIRTON GRANGE | 527 | 607 | 754 | 913 | 1084 | 1269 | 1462 | 1670 | 1921 | 2164 | 2409 | 2648 | 2896 | 3629 | 4202 | 4830 | 5567 | 6407 | 7331 | 8315 | 9407 | 10649 | 12083 | 13729 | 15588 | 17578 | 19702 | 21976 | 24232
NPgN | BSP | NG FES - System Transformation | Number of heat pumps (total) | COALBURNS | 285 | 340 | 414 | 488 | 571 | 662 | 758 | 864 | 997 | 1126 | 1257 | 1387 | 1526 | 1830 | 1967 | 2200 | 2494 | 2840 | 3227 | 3640 | 4100 | 4623 | 5226 | 5914 | 6689 | 7518 | 8401 | 9345 | 10284
NPgN | BSP | NG FES - System Transformation | Number of heat pumps (total) | DARLINGTON CENTRAL | 202 | 259 | 348 | 456 | 571 | 695 | 824 | 961 | 1095 | 1241 | 1385 | 1524 | 1658 | 2092 | 2442 | 2796 | 3214 | 3692 | 4211 | 4764 | 5377 | 6071 | 6869 | 7783 | 8812 | 9911 | 11082 | 12334 | 13576
NPgN | BSP | NG FES - System Transformation | Number of heat pumps (total) | DARLINGTON NORTH | 555 | 668 | 818 | 953 | 1107 | 1274 | 1450 | 1645 | 1890 | 2124 | 2360 | 2593 | 2837 | 3386 | 3574 | 3947 | 4439 | 5029 | 5704 | 6430 | 7243 | 8174 | 9252 | 10491 | 11893 | 13394 | 14996 | 16712 | 18418
NPgN | BSP | NG FES - System Transformation | Number of heat pumps (total) | DUNSTON | 519 | 658 | 890 | 1200 | 1528 | 1880 | 2243 | 2624 | 2996 | 3400 | 3798 | 4183 | 4556 | 5707 | 6505 | 7362 | 8411 | 9625 | 10945 | 12359 | 13933 | 15727 | 17800 | 20186 | 22876 | 25756 | 28828 | 32114 | 35378
NPgN | BSP | NG FES - System Transformation | Number of heat pumps (total) | FLATWORTH | 115 | 158 | 232 | 341 | 455 | 575 | 700 | 829 | 948 | 1083 | 1215 | 1343 | 1463 | 1907 | 2260 | 2583 | 2970 | 3415 | 3896 | 4412 | 4988 | 5646 | 6410 | 7295 | 8294 | 9367 | 10513 | 11740 | 12959
NPgN | BSP | NG FES - System Transformation | Number of heat pumps (total) | GOSFORTH | 704 | 808 | 993 | 1213 | 1449 | 1702 | 1965 | 2242 | 2556 | 2860 | 3164 | 3460 | 3766 | 4482 | 4742 | 5238 | 5903 | 6690 | 7572 | 8525 | 9596 | 10825 | 12256 | 13912 | 15787 | 17796 | 19942 | 22241 | 24528
NPgN | BSP | NG FES - System Transformation | Number of heat pumps (total) | HARROGATE 132/33KV | 436 | 479 | 566 | 618 | 678 | 746 | 818 | 900 | 1044 | 1159 | 1280 | 1402 | 1549 | 1924 | 2291 | 2710 | 3170 | 3679 | 4246 | 4841 | 5494 | 6231 | 7075 | 8036 | 9118 | 10275 | 11509 | 12828 | 14133
NPgN | BSP | NG FES - System Transformation | Number of heat pumps (total) | HUSTHWAITE | 111 | 142 | 179 | 221 | 266 | 315 | 367 | 421 | 474 | 532 | 589 | 645 | 700 | 858 | 1002 | 1161 | 1347 | 1556 | 1782 | 2022 | 2285 | 2579 | 2911 | 3286 | 3702 | 4145 | 4615 | 5114 | 5612
NPgN | BSP | NG FES - System Transformation | Number of heat pumps (total) | LEEMING BAR_SKEEBY | 577 | 702 | 902 | 1105 | 1325 | 1566 | 1820 | 2099 | 2447 | 2798 | 3154 | 3509 | 3886 | 4701 | 5215 | 5948 | 6840 | 7860 | 8986 | 10184 | 11503 | 12984 | 14660 | 16539 | 18634 | 20865 | 23234 | 25755 | 28272
NPgN | BSP | NG FES - System Transformation | Number of heat pumps (total) | LINTON | 335 | 408 | 520 | 641 | 770 | 912 | 1060 | 1216 | 1387 | 1563 | 1739 | 1910 | 2085 | 2633 | 3149 | 3666 | 4254 | 4913 | 5626 | 6381 | 7209 | 8143 | 9210 | 10426 | 11791 | 13247 | 14797 | 16451 | 18091
NPgN | BSP | NG FES - System Transformation | Number of heat pumps (total) | MALTON GRID | 568 | 708 | 893 | 1083 | 1289 | 1515 | 1750 | 2002 | 2277 | 2561 | 2844 | 3119 | 3393 | 4006 | 4271 | 4745 | 5366 | 6086 | 6892 | 7756 | 8713 | 9792 | 11023 | 12415 | 13973 | 15632 | 17393 | 19269 | 21140
NPgN | BSP | NG FES - System Transformation | Number of heat pumps (total) | MELROSEGATE | 1304 | 1630 | 1972 | 2295 | 2649 | 3035 | 3439 | 3871 | 4351 | 4837 | 5319 | 5789 | 6261 | 7272 | 7415 | 8044 | 8964 | 10064 | 11337 | 12717 | 14266 | 16033 | 18074 | 20414 | 23050 | 25866 | 28865 | 32070 | 35265
NPgN | BSP | NG FES - System Transformation | Number of heat pumps (total) | NORTH TEES | 625 | 786 | 1051 | 1308 | 1586 | 1887 | 2202 | 2546 | 2937 | 3342 | 3743 | 4135 | 4525 | 5450 | 5878 | 6539 | 7400 | 8405 | 9540 | 10760 | 12118 | 13656 | 15417 | 17417 | 19661 | 22056 | 24604 | 27323 | 30036
NPgN | BSP | NG FES - System Transformation | Number of heat pumps (total) | POTTER HOUSE | 749 | 929 | 1155 | 1367 | 1602 | 1857 | 2125 | 2418 | 2781 | 3138 | 3500 | 3860 | 4244 | 5018 | 5178 | 5669 | 6351 | 7170 | 8111 | 9126 | 10262 | 11561 | 13058 | 14770 | 16700 | 18764 | 20965 | 23317 | 25662
NPgN | BSP | NG FES - System Transformation | Number of heat pumps (total) | RAVENSWORTH | 289 | 394 | 460 | 545 | 638 | 739 | 844 | 975 | 1167 | 1377 | 1593 | 1814 | 2062 | 2360 | 2114 | 2161 | 2329 | 2563 | 2835 | 3137 | 3480 | 3875 | 4324 | 4812 | 5361 | 5945 | 6563 | 7222 | 7889
NPgN | BSP | NG FES - System Transformation | Number of heat pumps (total) | SCARBOROUGH GRID | 430 | 524 | 686 | 869 | 1064 | 1276 | 1498 | 1735 | 2001 | 2277 | 2552 | 2823 | 3099 | 3998 | 4858 | 5681 | 6607 | 7645 | 8767 | 9952 | 11255 | 12727 | 14412 | 16333 | 18492 | 20800 | 23257 | 25883 | 28484
NPgN | BSP | NG FES - System Transformation | Number of heat pumps (total) | SEAL SANDS | 0 | 0 | 1 | 1 | 1 | 1 | 1 | 1 | 1 | 2 | 2 | 2 | 2 | 3 | 3 | 4 | 5 | 6 | 7 | 8 | 9 | 10 | 11 | 12 | 13 | 15 | 16 | 18 | 19
NPgN | BSP | NG FES - System Transformation | Number of heat pumps (total) | SPADEADAM 33KV | 9 | 10 | 11 | 12 | 12 | 13 | 14 | 15 | 17 | 20 | 22 | 25 | 28 | 36 | 51 | 64 | 78 | 93 | 108 | 124 | 140 | 158 | 178 | 200 | 224 | 249 | 275 | 303 | 330
NPgN | BSP | NG FES - System Transformation | Number of heat pumps (total) | SPENNYMOOR 132/66KV | 1219 | 1393 | 1685 | 1975 | 2295 | 2642 | 3007 | 3412 | 3951 | 4461 | 4975 | 5482 | 6022 | 7124 | 7442 | 8217 | 9254 | 10489 | 11890 | 13398 | 15088 | 17020 | 19254 | 21811 | 24700 | 27793 | 31092 | 34623 | 38139
NPgN | BSP | NG FES - System Transformation | Number of heat pumps (total) | TORONTO | 522 | 613 | 771 | 952 | 1147 | 1358 | 1578 | 1810 | 2064 | 2318 | 2571 | 2815 | 3060 | 3720 | 4153 | 4698 | 5368 | 6141 | 6993 | 7904 | 8917 | 10066 | 11389 | 12906 | 14612 | 16436 | 18380 | 20457 | 22523
NPgN | BSP | NG FES - System Transformation | Number of heat pumps (total) | WORMALD GREEN 132/33KV | 362 | 406 | 466 | 508 | 556 | 611 | 672 | 738 | 843 | 930 | 1022 | 1115 | 1223 | 1492 | 1794 | 2141 | 2518 | 2932 | 3385 | 3859 | 4374 | 4949 | 5600 | 6334 | 7154 | 8027 | 8954 | 9942 | 10921
NPgY | BSP | NG FES - System Transformation | Number of heat pumps (total) | ATTERCLIFFE | 401 | 451 | 548 | 652 | 768 | 892 | 1024 | 1165 | 1327 | 1486 | 1645 | 1801 | 1964 | 2356 | 2399 | 2621 | 2937 | 3316 | 3733 | 4172 | 4663 | 5264 | 5959 | 6757 | 7655 | 8615 | 9638 | 10732 | 11819
NPgY | BSP | NG FES - System Transformation | Number of heat pumps (total) | BARUGH 132/66KV | 627 | 780 | 981 | 1197 | 1431 | 1688 | 1981 | 2295 | 2650 | 3012 | 3378 | 3741 | 4122 | 4994 | 5056 | 5484 | 6123 | 6909 | 7800 | 8752 | 9812 | 11043 | 12472 | 14115 | 15965 | 17944 | 20051 | 22304 | 24555
NPgY | BSP | NG FES - System Transformation | Number of heat pumps (total) | BEESTON ROYDS 132/33KV | 484 | 589 | 771 | 977 | 1195 | 1427 | 1666 | 1923 | 2209 | 2501 | 2795 | 3083 | 3380 | 4205 | 4636 | 5255 | 6031 | 6938 | 7965 | 9062 | 10289 | 11647 | 13218 | 15023 | 17057 | 19235 | 21557 | 24042 | 26511
NPgY | BSP | NG FES - System Transformation | Number of heat pumps (total) | BEVERLEY 132/33KV | 676 | 781 | 998 | 1254 | 1537 | 1837 | 2098 | 2373 | 2701 | 3016 | 3333 | 3644 | 3980 | 4905 | 5341 | 6048 | 6939 | 7974 | 9114 | 10310 | 11632 | 13208 | 15023 | 17102 | 19440 | 21943 | 24613 | 27467 | 30299
NPgY | BSP | NG FES - System Transformation | Number of heat pumps (total) | BINGLEY 132/33KV | 356 | 449 | 588 | 757 | 946 | 1146 | 1317 | 1497 | 1708 | 1915 | 2123 | 2328 | 2545 | 3190 | 3540 | 4021 | 4620 | 5323 | 6109 | 6938 | 7856 | 8925 | 10162 | 11588 | 13197 | 14921 | 16763 | 18736 | 20691
NPgY | BSP | NG FES - System Transformation | Number of heat pumps (total) | BLACKBURN MEADOWS B | 150 | 190 | 251 | 313 | 375 | 442 | 512 | 586 | 671 | 756 | 841 | 925 | 1013 | 1230 | 1282 | 1413 | 1591 | 1802 | 2038 | 2289 | 2567 | 2897 | 3276 | 3710 | 4197 | 4717 | 5271 | 5863 | 6451
NPgY | BSP | NG FES - System Transformation | Number of heat pumps (total) | BLYTON | 318 | 380 | 490 | 613 | 739 | 872 | 1025 | 1189 | 1370 | 1558 | 1746 | 1931 | 2121 | 2614 | 2877 | 3273 | 3770 | 4347 | 4998 | 5699 | 6485 | 7340 | 8321 | 9440 | 10695 | 12035 | 13462 | 14987 | 16507
NPgY | BSP | NG FES - System Transformation | Number of heat pumps (total) | BRADFORD | 681 | 839 | 1022 | 1240 | 1494 | 1768 | 2018 | 2282 | 2595 | 2898 | 3203 | 3504 | 3826 | 4667 | 4972 | 5556 | 6313 | 7211 | 8192 | 9212 | 10337 | 11700 | 13266 | 15057 | 17070 | 19222 | 21513 | 23960 | 26388
NPgY | BSP | NG FES - System Transformation | Number of heat pumps (total) | BRAMHAM | 588 | 629 | 745 | 879 | 1026 | 1182 | 1355 | 1538 | 1751 | 1959 | 2167 | 2370 | 2586 | 3094 | 3223 | 3588 | 4071 | 4637 | 5252 | 5900 | 6625 | 7484 | 8470 | 9594 | 10854 | 12199 | 13630 | 15157 | 16676
NPgY | BSP | NG FES - System Transformation | Number of heat pumps (total) | BRANSHOLME | 282 | 339 | 450 | 597 | 764 | 942 | 1088 | 1245 | 1424 | 1602 | 1780 | 1955 | 2138 | 2729 | 3086 | 3532 | 4082 | 4729 | 5461 | 6238 | 7106 | 8096 | 9249 | 10589 | 12107 | 13738 | 15486 | 17361 | 19218
NPgY | BSP | NG FES - System Transformation | Number of heat pumps (total) | BRIGHOUSE 132/33KV | 488 | 568 | 710 | 887 | 1088 | 1303 | 1488 | 1683 | 1916 | 2139 | 2363 | 2584 | 2821 | 3480 | 3784 | 4275 | 4895 | 5620 | 6418 | 7251 | 8171 | 9271 | 10539 | 11996 | 13636 | 15393 | 17267 | 19271 | 21257
NPgY | BSP | NG FES - System Transformation | Number of heat pumps (total) | DONCASTER B/THORPE MARSH | 900 | 1139 | 1512 | 1918 | 2334 | 2773 | 3247 | 3756 | 4320 | 4900 | 5481 | 6052 | 6639 | 8282 | 9072 | 10234 | 11718 | 13465 | 15457 | 17608 | 20030 | 22701 | 25797 | 29365 | 33391 | 37705 | 42312 | 47245 | 52150
NPgY | BSP | NG FES - System Transformation | Number of heat pumps (total) | DONCASTER CENTRAL | 236 | 263 | 335 | 414 | 497 | 585 | 664 | 746 | 846 | 940 | 1033 | 1125 | 1224 | 1481 | 1567 | 1752 | 1993 | 2273 | 2576 | 2892 | 3242 | 3676 | 4175 | 4743 | 5382 | 6064 | 6791 | 7567 | 8338
NPgY | BSP | NG FES - System Transformation | Number of heat pumps (total) | DRIFFIELD/BEVERLEY GROUP | 639 | 802 | 1028 | 1261 | 1495 | 1745 | 2046 | 2370 | 2730 | 3102 | 3475 | 3844 | 4223 | 5272 | 6049 | 7018 | 8168 | 9489 | 10975 | 12582 | 14382 | 16291 | 18476 | 20961 | 23745 | 26717 | 29880 | 33256 | 36615
NPgY | BSP | NG FES - System Transformation | Number of heat pumps (total) | FEATHERSTONE | 484 | 601 | 801 | 1020 | 1240 | 1470 | 1700 | 1946 | 2229 | 2510 | 2793 | 3072 | 3366 | 4105 | 4303 | 4762 | 5383 | 6121 | 6947 | 7825 | 8807 | 9966 | 11304 | 12838 | 14563 | 16408 | 18374 | 20476 | 22570
NPgY | BSP | NG FES - System Transformation | Number of heat pumps (total) | GIRLINGTON | 359 | 445 | 563 | 703 | 863 | 1034 | 1180 | 1334 | 1516 | 1692 | 1869 | 2043 | 2229 | 2742 | 3001 | 3398 | 3893 | 4469 | 5101 | 5755 | 6473 | 7331 | 8315 | 9439 | 10700 | 12048 | 13483 | 15015 | 16534
NPgY | BSP | NG FES - System Transformation | Number of heat pumps (total) | HALIFAX 132/33KV | 153 | 196 | 253 | 317 | 389 | 468 | 528 | 591 | 668 | 741 | 813 | 886 | 965 | 1212 | 1429 | 1680 | 1968 | 2292 | 2645 | 3013 | 3413 | 3878 | 4406 | 5006 | 5677 | 6394 | 7156 | 7969 | 8773
NPgY | BSP | NG FES - System Transformation | Number of heat pumps (total) | HECKMONDWIKE | 675 | 752 | 876 | 1026 | 1202 | 1394 | 1602 | 1823 | 2085 | 2338 | 2594 | 2848 | 3123 | 3723 | 3649 | 3909 | 4324 | 4846 | 5415 | 6008 | 6673 | 7519 | 8502 | 9638 | 10920 | 12292 | 13755 | 15319 | 16875
NPgY | BSP | NG FES - System Transformation | Number of heat pumps (total) | HOLMFIELD | 612 | 733 | 934 | 1168 | 1429 | 1704 | 1939 | 2187 | 2482 | 2764 | 3047 | 3324 | 3623 | 4490 | 4832 | 5412 | 6165 | 7055 | 8042 | 9080 | 10236 | 11641 | 13271 | 15156 | 17287 | 19575 | 22020 | 24640 | 27236
NPgY | BSP | NG FES - System Transformation | Number of heat pumps (total) | HULL EAST 132/33KV | 261 | 327 | 428 | 562 | 713 | 875 | 1015 | 1165 | 1336 | 1507 | 1680 | 1850 | 2028 | 2573 | 2955 | 3416 | 3971 | 4616 | 5340 | 6108 | 6959 | 7912 | 9011 | 10275 | 11701 | 13228 | 14859 | 16605 | 18336
NPgY | BSP | NG FES - System Transformation | Number of heat pumps (total) | HULL SOUTH | 444 | 526 | 666 | 839 | 1035 | 1246 | 1442 | 1651 | 1888 | 2126 | 2365 | 2600 | 2844 | 3593 | 4207 | 4923 | 5758 | 6712 | 7776 | 8905 | 10154 | 11524 | 13096 | 14895 | 16915 | 19077 | 21381 | 23844 | 26284
NPgY | BSP | NG FES - System Transformation | Number of heat pumps (total) | HULL WEST | 285 | 374 | 489 | 632 | 792 | 962 | 1115 | 1279 | 1466 | 1653 | 1842 | 2029 | 2225 | 2773 | 3036 | 3426 | 3920 | 4509 | 5170 | 5867 | 6642 | 7538 | 8574 | 9765 | 11108 | 12546 | 14082 | 15724 | 17356
NPgY | BSP | NG FES - System Transformation | Number of heat pumps (total) | HUMBERSTON | 227 | 257 | 322 | 407 | 503 | 605 | 696 | 792 | 904 | 1015 | 1125 | 1234 | 1348 | 1707 | 1944 | 2242 | 2602 | 3020 | 3488 | 3987 | 4545 | 5172 | 5900 | 6741 | 7691 | 8712 | 9802 | 10971 | 12129
NPgY | BSP | NG FES - System Transformation | Number of heat pumps (total) | HUNNINGLEY | 321 | 429 | 515 | 579 | 643 | 719 | 858 | 1009 | 1167 | 1338 | 1510 | 1678 | 1847 | 2192 | 2085 | 2170 | 2355 | 2598 | 2891 | 3219 | 3600 | 4015 | 4501 | 5062 | 5695 | 6370 | 7089 | 7858 | 8633
NPgY | BSP | NG FES - System Transformation | Number of heat pumps (total) | HUNSHELF | 282 | 350 | 434 | 519 | 611 | 711 | 821 | 939 | 1072 | 1206 | 1340 | 1471 | 1608 | 1958 | 2045 | 2256 | 2546 | 2892 | 3281 | 3697 | 4165 | 4709 | 5339 | 6064 | 6880 | 7754 | 8686 | 9683 | 10676
NPgY | BSP | NG FES - System Transformation | Number of heat pumps (total) | IMMINGHAM | 68 | 87 | 120 | 162 | 210 | 261 | 301 | 343 | 392 | 441 | 489 | 538 | 589 | 760 | 941 | 1128 | 1340 | 1579 | 1844 | 2123 | 2430 | 2768 | 3153 | 3591 | 4082 | 4607 | 5167 | 5765 | 6358
NPgY | BSP | NG FES - System Transformation | Number of heat pumps (total) | KIRKHAW LANE | 340 | 387 | 484 | 599 | 725 | 861 | 994 | 1135 | 1302 | 1465 | 1629 | 1792 | 1967 | 2382 | 2424 | 2647 | 2970 | 3362 | 3796 | 4252 | 4759 | 5378 | 6095 | 6921 | 7852 | 8848 | 9911 | 11048 | 12181
NPgY | BSP | NG FES - System Transformation | Number of heat pumps (total) | KIRKSTALL C 2/5 | 129 | 146 | 179 | 214 | 254 | 300 | 343 | 389 | 442 | 495 | 547 | 599 | 653 | 816 | 1040 | 1274 | 1526 | 1801 | 2100 | 2413 | 2753 | 3114 | 3518 | 3969 | 4468 | 4998 | 5559 | 6154 | 6743
NPgY | BSP | NG FES - System Transformation | Number of heat pumps (total) | KIRKSTALL C/RING ROAD HORSFORTH | 532 | 797 | 1077 | 1361 | 1652 | 1964 | 2326 | 2719 | 3141 | 3588 | 4037 | 4480 | 4928 | 6129 | 6529 | 7216 | 8138 | 9269 | 10584 | 12013 | 13629 | 15406 | 17476 | 19873 | 22584 | 25489 | 28593 | 31916 | 35225
NPgY | BSP | NG FES - System Transformation | Number of heat pumps (total) | LEEDS EAST | 308 | 416 | 573 | 747 | 926 | 1119 | 1326 | 1549 | 1790 | 2045 | 2300 | 2550 | 2803 | 3579 | 4149 | 4800 | 5578 | 6480 | 7515 | 8636 | 9892 | 11216 | 12748 | 14513 | 16504 | 18636 | 20913 | 23352 | 25773
NPgY | BSP | NG FES - System Transformation | Number of heat pumps (total) | LEEDS NORTH | 242 | 326 | 434 | 552 | 677 | 815 | 954 | 1103 | 1268 | 1438 | 1609 | 1778 | 1949 | 2485 | 2973 | 3502 | 4109 | 4798 | 5576 | 6411 | 7336 | 8315 | 9438 | 10719 | 12157 | 13694 | 15331 | 17080 | 18814
NPgY | BSP | NG FES - System Transformation | Number of heat pumps (total) | LINDLEY | 424 | 515 | 668 | 855 | 1062 | 1284 | 1488 | 1706 | 1954 | 2203 | 2453 | 2698 | 2955 | 3722 | 4208 | 4829 | 5584 | 6463 | 7450 | 8499 | 9666 | 10972 | 12482 | 14220 | 16180 | 18281 | 20523 | 22923 | 25303
NPgY | BSP | NG FES - System Transformation | Number of heat pumps (total) | LOW ROAD | 228 | 308 | 422 | 541 | 663 | 796 | 922 | 1056 | 1210 | 1364 | 1519 | 1672 | 1832 | 2300 | 2668 | 3102 | 3611 | 4187 | 4831 | 5514 | 6265 | 7091 | 8034 | 9106 | 10306 | 11586 | 12948 | 14400 | 15841
NPgY | BSP | NG FES - System Transformation | Number of heat pumps (total) | MALLARD WAY | 145 | 183 | 250 | 328 | 412 | 502 | 576 | 653 | 745 | 835 | 925 | 1014 | 1108 | 1395 | 1627 | 1901 | 2223 | 2587 | 2990 | 3415 | 3881 | 4410 | 5015 | 5703 | 6475 | 7299 | 8177 | 9115 | 10045
NPgY | BSP | NG FES - System Transformation | Number of heat pumps (total) | MENSTON | 287 | 372 | 503 | 658 | 826 | 1002 | 1151 | 1308 | 1494 | 1675 | 1858 | 2037 | 2230 | 2780 | 3042 | 3432 | 3926 | 4505 | 5151 | 5831 | 6582 | 7468 | 8492 | 9672 | 11001 | 12425 | 13946 | 15573 | 17186
NPgY | BSP | NG FES - System Transformation | Number of heat pumps (total) | MOSS ROAD | 118 | 154 | 212 | 268 | 318 | 371 | 447 | 529 | 616 | 709 | 803 | 895 | 986 | 1261 | 1525 | 1802 | 2119 | 2478 | 2890 | 3342 | 3852 | 4357 | 4936 | 5598 | 6341 | 7135 | 7980 | 8883 | 9780
NPgY | BSP | NG FES - System Transformation | Number of heat pumps (total) | OSGODBY 1/2 | 0 | 0 | 0 | 0 | 0 | 0 | 0 | 0 | 0 | 0 | 0 | 0 | 0 | 0 | 0 | 0 | 0 | 0 | 0 | 0 | 0 | 0 | 0 | 0 | 0 | 0 | 0 | 0 | 0
NPgY | BSP | NG FES - System Transformation | Number of heat pumps (total) | OSGODBY 3/4 | 255 | 347 | 473 | 586 | 677 | 768 | 957 | 1165 | 1372 | 1608 | 1844 | 2075 | 2298 | 2809 | 2931 | 3214 | 3615 | 4105 | 4693 | 5359 | 6134 | 6880 | 7748 | 8746 | 9868 | 11067 | 12344 | 13709 | 15083
NPgY | BSP | NG FES - System Transformation | Number of heat pumps (total) | RODLEY | 422 | 546 | 745 | 973 | 1219 | 1477 | 1707 | 1951 | 2232 | 2510 | 2790 | 3065 | 3353 | 4171 | 4521 | 5066 | 5772 | 6607 | 7545 | 8536 | 9637 | 10926 | 12420 | 14143 | 16088 | 18172 | 20398 | 22781 | 25146
NPgY | BSP | NG FES - System Transformation | Number of heat pumps (total) | SAINT ANDREWS ROAD 132/33KV | 500 | 565 | 671 | 801 | 954 | 1121 | 1289 | 1467 | 1670 | 1872 | 2074 | 2271 | 2478 | 3079 | 3466 | 3989 | 4622 | 5352 | 6162 | 7022 | 7982 | 9055 | 10292 | 11712 | 13310 | 15021 | 16845 | 18797 | 20732
NPgY | BSP | NG FES - System Transformation | Number of heat pumps (total) | SALTEND 132/33KV | 1 | 1 | 1 | 1 | 1 | 2 | 2 | 2 | 2 | 3 | 3 | 3 | 3 | 4 | 5 | 7 | 9 | 11 | 12 | 14 | 16 | 18 | 20 | 22 | 25 | 27 | 29 | 32 | 34
NPgY | BSP | NG FES - System Transformation | Number of heat pumps (total) | SANTON | 196 | 242 | 322 | 420 | 527 | 643 | 748 | 860 | 987 | 1115 | 1244 | 1372 | 1505 | 1903 | 2250 | 2650 | 3117 | 3649 | 4242 | 4873 | 5569 | 6332 | 7205 | 8197 | 9307 | 10494 | 11758 | 13108 | 14450
NPgY | BSP | NG FES - System Transformation | Number of heat pumps (total) | SCUNTHORPE NORTH | 233 | 250 | 303 | 373 | 452 | 537 | 613 | 693 | 789 | 882 | 975 | 1067 | 1165 | 1423 | 1615 | 1885 | 2205 | 2569 | 2961 | 3372 | 3823 | 4341 | 4929 | 5592 | 6329 | 7115 | 7950 | 8839 | 9723
NPgY | BSP | NG FES - System Transformation | Number of heat pumps (total) | SCUNTHORPE SOUTH | 119 | 169 | 251 | 359 | 474 | 596 | 705 | 824 | 953 | 1088 | 1223 | 1356 | 1492 | 1933 | 2275 | 2650 | 3098 | 3617 | 4212 | 4851 | 5566 | 6334 | 7225 | 8254 | 9416 | 10663 | 11996 | 13425 | 14844
NPgY | BSP | NG FES - System Transformation | Number of heat pumps (total) | SILSDEN | 376 | 486 | 660 | 850 | 1053 | 1273 | 1486 | 1714 | 1968 | 2229 | 2490 | 2747 | 3012 | 3837 | 4535 | 5310 | 6211 | 7239 | 8400 | 9643 | 11021 | 12502 | 14203 | 16151 | 18340 | 20682 | 23179 | 25849 | 28495
NPgY | BSP | NG FES - System Transformation | Number of heat pumps (total) | SOWERBY BRIDGE 132/33KV | 396 | 478 | 613 | 777 | 961 | 1157 | 1320 | 1492 | 1697 | 1894 | 2092 | 2287 | 2497 | 3159 | 3661 | 4259 | 4964 | 5773 | 6669 | 7615 | 8663 | 9857 | 11230 | 12806 | 14581 | 16482 | 18511 | 20682 | 22830
NPgY | BSP | NG FES - System Transformation | Number of heat pumps (total) | STAYGATE | 638 | 712 | 865 | 1054 | 1268 | 1494 | 1701 | 1919 | 2177 | 2424 | 2672 | 2914 | 3173 | 3844 | 3985 | 4395 | 4957 | 5630 | 6364 | 7127 | 7980 | 9047 | 10283 | 11708 | 13316 | 15039 | 16879 | 18848 | 20801
NPgY | BSP | NG FES - System Transformation | Number of heat pumps (total) | THORNHILL 132KV | 1209 | 1360 | 1644 | 1939 | 2259 | 2612 | 3018 | 3451 | 3955 | 4449 | 4947 | 5440 | 5965 | 7099 | 6962 | 7451 | 8232 | 9203 | 10276 | 11408 | 12677 | 14258 | 16091 | 18203 | 20582 | 23124 | 25832 | 28724 | 31607
NPgY | BSP | NG FES - System Transformation | Number of heat pumps (total) | WAKEFIELD MONCKTON ROAD | 444 | 550 | 692 | 843 | 1002 | 1175 | 1375 | 1589 | 1838 | 2087 | 2340 | 2593 | 2862 | 3418 | 3381 | 3633 | 4026 | 4516 | 5062 | 5639 | 6278 | 7046 | 7931 | 8939 | 10068 | 11271 | 12548 | 13909 | 15271
NPgY | BSP | NG FES - System Transformation | Number of heat pumps (total) | WAKEFIELD NORTH | 788 | 920 | 1152 | 1404 | 1670 | 1960 | 2284 | 2630 | 3032 | 3430 | 3834 | 4234 | 4662 | 5586 | 5425 | 5751 | 6321 | 7046 | 7862 | 8727 | 9698 | 10902 | 12309 | 13938 | 15778 | 17748 | 19849 | 22097 | 24343
NPgY | BSP | NG FES - System Transformation | Number of heat pumps (total) | WEST MELTON | 1078 | 1409 | 1701 | 1968 | 2256 | 2594 | 3122 | 3695 | 4296 | 4948 | 5602 | 6246 | 6894 | 8392 | 8481 | 9145 | 10176 | 11469 | 13000 | 14691 | 16617 | 18653 | 21036 | 23797 | 26918 | 30259 | 33824 | 37640 | 41465
NPgY | BSP | NG FES - System Transformation | Number of heat pumps (total) | WHINMOOR | 486 | 643 | 835 | 1026 | 1225 | 1443 | 1688 | 1952 | 2240 | 2538 | 2837 | 3129 | 3428 | 4238 | 4471 | 4931 | 5562 | 6321 | 7198 | 8146 | 9216 | 10423 | 11830 | 13461 | 15307 | 17286 | 19400 | 21667 | 23922
NPgY | BSP | NG FES - System Transformation | Number of heat pumps (total) | WOLD NEWTON | 281 | 372 | 500 | 632 | 770 | 920 | 1068 | 1225 | 1406 | 1588 | 1771 | 1953 | 2144 | 2645 | 2947 | 3374 | 3898 | 4499 | 5170 | 5883 | 6666 | 7549 | 8555 | 9695 | 10968 | 12325 | 13768 | 15306 | 16839
NPgY | BSP | NG FES - System Transformation | Number of heat pumps (total) | YARBOROUGH ROAD 132/33KV | 215 | 274 | 375 | 494 | 617 | 747 | 883 | 1028 | 1187 | 1353 | 1520 | 1683 | 1848 | 2403 | 2873 | 3371 | 3952 | 4622 | 5389 | 6223 | 7161 | 8144 | 9284 | 10602 | 12091 | 13689 | 15398 | 17230 | 19045
NPgN | BSP | NPg Best View | I&C (MWh) | ANNFIELD | 146213.9 | 145057.277 | 143969.435 | 146603.516 | 145646.819 | 144752.36 | 143917.852 | 143140.961 | 142419.3 | 141750.437 | 141131.889 | 140561.125 | 140035.566 | 139552.58 | 139109.492 | 138703.572 | 138332.044 | 137992.083 | 137680.814 | 137395.31 | 137132.6 | 136889.659 | 136663.414 | 136450.744 | 136248.475 | 136053.387 | 135862.207 | 135671.614 | 135478.238
NPgN | BSP | NPg Best View | I&C (MWh) | BARRACK ROAD | 307300.321 | 303442.092 | 301711.023 | 298892.212 | 298701.664 | 295511.759 | 292471.947 | 289575.47 | 286815.591 | 284185.592 | 281678.774 | 279288.456 | 277007.977 | 274830.694 | 272749.983 | 270759.237 | 268851.87 | 267021.311 | 265261.009 | 263564.43 | 261925.06 | 260336.399 | 258791.969 | 257285.305 | 255809.962 | 254359.512 | 252927.544 | 251507.663 | 250093.493
NPgN | BSP | NPg Best View | I&C (MWh) | BLUCHER | 132256.753 | 130897.411 | 140123.933 | 141226.225 | 140047.055 | 138923.145 | 137852.109 | 136831.564 | 135859.139 | 134932.466 | 134049.185 | 133206.944 | 132403.394 | 131636.196 | 130903.018 | 130201.531 | 129529.415 | 128884.356 | 128264.046 | 127666.184 | 127088.476 | 126528.632 | 125984.369 | 125453.412 | 124933.49 | 124422.34 | 123917.702 | 123417.326 | 122918.965
NPgN | BSP | NPg Best View | I&C (MWh) | BOWESFIELD | 179907.828 | 179687.287 | 180863.92 | 181304.688 | 181253.288 | 181256.498 | 181313.165 | 181421.971 | 181581.435 | 181789.916 | 182045.609 | 182346.545 | 182690.594 | 183075.463 | 183498.696 | 183957.673 | 184449.612 | 184971.569 | 185520.434 | 186092.936 | 186685.641 | 187294.951 | 187917.103 | 188548.173 | 189184.073 | 189820.55 | 190453.19 | 191077.412 | 191688.474
NPgN | BSP | NPg Best View | I&C (MWh) | CHIRTON GRANGE | 120334.115 | 119457.456 | 118635.701 | 119572.655 | 118855.746 | 118188.685 | 117569.694 | 116996.948 | 116468.575 | 115982.656 | 115537.228 | 115130.278 | 114759.749 | 114423.535 | 114119.485 | 113845.4 | 113599.035 | 113378.097 | 113180.247 | 113003.098 | 112844.217 | 112701.123 | 112571.288 | 112452.137 | 112341.048 | 112235.351 | 112132.33 | 112029.219 | 111923.208
NPgN | BSP | NPg Best View | I&C (MWh) | COALBURNS | 349432.607 | 346628.411 | 343953.033 | 341401.505 | 338968.876 | 336650.205 | 334440.569 | 332335.059 | 330328.778 | 328416.847 | 326594.396 | 324856.574 | 323198.54 | 321615.469 | 320102.549 | 318654.982 | 317267.983 | 315936.78 | 314656.617 | 313422.746 | 312230.439 | 311074.974 | 309951.649 | 308855.769 | 307782.655 | 306727.639 | 305686.069 | 304653.302 | 303624.708
NPgN | BSP | NPg Best View | I&C (MWh) | DARLINGTON CENTRAL | 139509.641 | 137871.394 | 136311.025 | 135438.256 | 134024.893 | 132680.656 | 131402.625 | 130187.881 | 129033.502 | 127936.566 | 126894.149 | 125903.328 | 124961.177 | 124064.769 | 123211.176 | 122397.469 | 121620.717 | 120877.987 | 120166.346 | 119482.86 | 118824.59 | 118188.6 | 117571.948 | 116971.693 | 116384.892 | 115808.6 | 115239.869 | 114675.751 | 114113.294
NPgN | BSP | NPg Best View | I&C (MWh) | DARLINGTON NORTH | 246776.227 | 246980.588 | 254584.864 | 253826.321 | 251667.401 | 249624.076 | 247691.685 | 245865.536 | 255655.745 | 254027.866 | 252491.953 | 251043.18 | 249676.691 | 318573.308 | 317356.679 | 316207.561 | 315120.965 | 314091.865 | 313115.205 | 312185.892 | 311298.803 | 310448.778 | 309630.624 | 308839.116 | 308068.992 | 307314.957 | 306571.683 | 305833.805 | 305095.927
NPgN | BSP | NPg Best View | I&C (MWh) | DUNSTON | 325628.81 | 321541.354 | 322186.295 | 321830.823 | 318285.279 | 314905.947 | 311685.646 | 308617.219 | 305693.526 | 302907.451 | 300251.895 | 297719.781 | 295304.049 | 292997.663 | 290793.602 | 288684.868 | 286664.48 | 284725.477 | 282860.918 | 281063.879 | 279327.457 | 277644.766 | 276008.938 | 274413.126 | 272850.5 | 271314.247 | 269797.573 | 268293.703 | 266795.879
NPgN | BSP | NPg Best View | I&C (MWh) | FLATWORTH | 103529.346 | 102787.343 | 106580.457 | 106625.816 | 106020.471 | 105457.79 | 104936.258 | 104454.322 | 104010.385 | 103602.812 | 103229.925 | 102890.005 | 102581.292 | 102301.983 | 102050.238 | 101824.171 | 101621.858 | 101441.33 | 101280.58 | 101137.558 | 101010.173 | 100896.291 | 100793.738 | 100700.297 | 100613.711 | 100531.68 | 100451.862 | 100371.875 | 100289.292
NPgN | BSP | NPg Best View | I&C (MWh) | GOSFORTH | 242934.102 | 240600.103 | 238380.364 | 237957.698 | 235953.939 | 234051.874 | 232247.291 | 230535.962 | 228913.651 | 227376.104 | 225919.058 | 224538.235 | 223229.345 | 221988.084 | 220810.135 | 219691.168 | 218626.839 | 217612.792 | 216644.657 | 215718.048 | 214828.568 | 213971.807 | 213143.337 | 212338.721 | 211553.504 | 210783.22 | 210023.386 | 209269.508 | 208517.074
NPgN | BSP | NPg Best View | I&C (MWh) | HARROGATE 132/33KV | 224996.524 | 223842.943 | 222758.244 | 223495.157 | 222541.759 | 225593.225 | 224762.185 | 223988.847 | 223270.827 | 222605.691 | 221990.954 | 221424.085 | 220902.5 | 220423.567 | 219984.602 | 219582.875 | 219215.601 | 218879.95 | 218573.038 | 218291.933 | 218033.652 | 217795.163 | 217573.382 | 217365.175 | 217167.359 | 216976.699 | 216789.91 | 216603.658 | 216414.556
NPgN | BSP | NPg Best View | I&C (MWh) | HUSTHWAITE | 110622.556 | 110469.281 | 112678.789 | 114783.194 | 114725.765 | 114699.208 | 114702.841 | 114735.892 | 114797.503 | 114886.727 | 115002.53 | 115143.791 | 115309.301 | 115497.762 | 115707.791 | 115937.913 | 116186.57 | 116452.113 | 116732.805 | 117026.822 | 117332.253 | 117647.097 | 117969.267 | 118296.585 | 118626.789 | 118957.524 | 119286.351 | 119610.741 | 119928.077
NPgN | BSP | NPg Best View | I&C (MWh) | LEEMING BAR_SKEEBY | 332968.808 | 333713.78 | 338128.047 | 340772.611 | 341736.626 | 342774.034 | 343884.401 | 345066.916 | 346320.393 | 347643.27 | 349033.611 | 350489.102 | 352007.056 | 353584.408 | 355217.717 | 356903.168 | 358636.568 | 360413.348 | 362228.562 | 364076.89 | 365952.631 | 367849.712 | 369761.681 | 371681.708 | 373602.588 | 375516.739 | 377416.199 | 379292.631 | 381137.321
NPgN | BSP | NPg Best View | I&C (MWh) | LINTON | 154536.413 | 153439.798 | 157522.009 | 161953.018 | 160289.841 | 158704.543 | 157193.758 | 155754.131 | 154382.316 | 153074.976 | 151828.785 | 150640.425 | 149506.589 | 148423.981 | 147389.31 | 146399.299 | 145450.678 | 144540.187 | 143664.574 | 142820.599 | 142005.028 | 141214.637 | 140446.212 | 139696.548 | 138962.448 | 138240.723 | 137528.194 | 136821.692 | 136118.054
NPgN | BSP | NPg Best View | I&C (MWh) | MALTON GRID | 222401.253 | 220198.155 | 218109.877 | 218562.526 | 216691.906 | 214924.05 | 213254.869 | 211680.233 | 210195.982 | 208797.913 | 207481.791 | 206243.343 | 205078.259 | 203982.192 | 202950.76 | 201979.543 | 201064.082 | 200199.885 | 199382.419 | 198607.116 | 197869.369 | 197164.536 | 196487.936 | 195834.85 | 195200.523 | 194580.159 | 193968.929 | 193361.962 | 192754.351
NPgN | BSP | NPg Best View | I&C (MWh) | MELROSEGATE | 355563.481 | 351600.013 | 354935.314 | 359336.571 | 355915.27 | 352660.583 | 349565.459 | 346622.845 | 343825.687 | 341166.936 | 338639.537 | 336236.438 | 333950.587 | 331774.931 | 329702.415 | 327725.985 | 325838.585 | 324033.16 | 322302.65 | 320639.999 | 319038.145 | 317490.026 | 315988.58 | 314526.742 | 313097.444 | 311693.618 | 310308.193 | 308934.096 | 307564.251
NPgN | BSP | NPg Best View | I&C (MWh) | NORTH TEES | 428760.373 | 427015.526 | 452840.75 | 452515.676 | 451236.053 | 450103.689 | 449114.239 | 448263.088 | 447545.361 | 446955.913 | 446489.338 | 446139.963 | 445901.85 | 445768.794 | 445734.326 | 445791.711 | 445933.947 | 446153.767 | 446443.635 | 446795.753 | 447202.052 | 447654.199 | 448143.592 | 448661.365 | 449198.382 | 449745.241 | 450292.272 | 450829.537 | 451346.831
NPgN | BSP | NPg Best View | I&C (MWh) | POTTER HOUSE | 245448.904 | 243645.678 | 248885.19 | 248178.447 | 246702.019 | 245327.539 | 244051.358 | 242869.735 | 241778.833 | 240774.724 | 239853.384 | 239010.696 | 238242.449 | 237544.337 | 236911.962 | 236340.829 | 235826.351 | 235363.844 | 234948.532 | 234575.542 | 234239.909 | 233936.57 | 233660.37 | 233406.058 | 233168.286 | 232941.613 | 232720.503 | 232499.323 | 232272.346
NPgN | BSP | NPg Best View | I&C (MWh) | RAVENSWORTH | 204510.559 | 202068.169 | 214903.386 | 214468.963 | 212358.922 | 210350.984 | 208440.813 | 206624.073 | 205949.219 | 204306.35 | 202743.922 | 201257.609 | 199843.088 | 202158.852 | 200874.946 | 199649.868 | 198479.299 | 197358.923 | 196284.425 | 195251.49 | 194255.806 | 193293.061 | 192358.945 | 191449.146 | 190559.358 | 189685.271 | 188822.578 | 187966.972 | 187114.148
NPgN | BSP | NPg Best View | I&C (MWh) | SCARBOROUGH GRID | 250896.412 | 247748.889 | 244746.071 | 242757.76 | 240027.64 | 237425.543 | 234945.943 | 232583.325 | 230332.193 | 228187.063 | 226142.47 | 224192.961 | 222333.1 | 220557.466 | 218860.651 | 217237.264 | 215681.928 | 214189.281 | 212753.973 | 211370.673 | 210034.06 | 208738.829 | 207479.69 | 206251.367 | 205048.595 | 203866.127 | 202698.726 | 201541.173 | 200388.258
NPgN | BSP | NPg Best View | I&C (MWh) | SEAL SANDS | 162886.476 | 197992.91 | 204622.354 | 204842.834 | 204934.805 | 205052.388 | 205195.167 | 205362.631 | 205554.176 | 205769.106 | 206006.629 | 206265.858 | 206545.815 | 206845.425 | 207163.522 | 207498.844 | 207850.034 | 208215.644 | 208594.128 | 208983.85 | 209383.076 | 209789.98 | 210202.641 | 210619.043 | 211037.078 | 211454.54 | 211869.132 | 212278.46 | 212680.038
NPgN | BSP | NPg Best View | I&C (MWh) | SPADEADAM 33KV | 5418.709 | 5350.75 | 5285.909 | 5224.068 | 5165.105 | 5108.901 | 5055.338 | 5004.295 | 4955.654 | 4909.297 | 4865.107 | 4822.965 | 4782.755 | 4744.359 | 4707.662 | 4672.547 | 4638.898 | 4606.6 | 4575.537 | 4545.595 | 4516.66 | 4488.617 | 4461.352 | 4434.752 | 4408.704 | 4383.095 | 4357.812 | 4332.743 | 4307.776
NPgN | BSP | NPg Best View | I&C (MWh) | SPENNYMOOR 132/66KV | 155938.286 | 154787.466 | 158028.189 | 178025.197 | 193547.044 | 192668.407 | 191852.156 | 191095.91 | 190397.229 | 189753.616 | 189162.513 | 188621.307 | 188127.322 | 187677.826 | 187270.028 | 186901.076 | 186568.062 | 186268.017 | 185997.913 | 185754.663 | 185535.122 | 185336.084 | 185154.285 | 184986.401 | 184829.049 | 184678.786 | 184532.111 | 184385.46 | 184235.213
NPgN | BSP | NPg Best View | I&C (MWh) | TORONTO | 155535.523 | 154430.213 | 153395.088 | 152910.471 | 152009.438 | 151172.188 | 150396.463 | 149679.942 | 149020.244 | 148414.924 | 147861.476 | 147357.332 | 146899.861 | 146486.369 | 146114.101 | 145780.24 | 145481.904 | 145216.151 | 144979.975 | 144770.309 | 144584.02 | 144417.916 | 144268.74 | 144133.172 | 144007.83 | 143889.269 | 143773.981 | 143658.393 | 143538.871
NPgN | BSP | NPg Best View | I&C (MWh) | WORMALD GREEN 132/33KV | 175168.556 | 173858.095 | 177759.446 | 178836.948 | 177760.001 | 176755.844 | 175821.846 | 174955.316 | 174153.496 | 173413.567 | 172732.646 | 172107.786 | 171535.976 | 171014.143 | 170539.148 | 170107.79 | 169716.802 | 169362.856 | 169042.558 | 168752.449 | 168489.008 | 168248.649 | 168027.722 | 167822.511 | 167629.238 | 167444.058 | 167263.065 | 167082.284 | 166897.679
NPgY | BSP | NPg Best View | I&C (MWh) | ATTERCLIFFE | 137028.628 | 142950.967 | 143232.945 | 141763.466 | 140364.83 | 139034.156 | 137768.564 | 136565.175 | 135421.108 | 134333.487 | 133299.433 | 132316.067 | 131380.512 | 130489.891 | 129641.327 | 128831.941 | 128058.859 | 127319.201 | 126610.092 | 125928.653 | 125272.009 | 124637.281 | 124021.591 | 123422.062 | 122835.816 | 122259.974 | 121691.656 | 121127.984 | 120566.077
NPgY | BSP | NPg Best View | I&C (MWh) | BARUGH 132/66KV | 171759.609 | 175576.496 | 177101.096 | 176446.672 | 175856.736 | 175329.494 | 174863.046 | 174455.386 | 174104.404 | 173807.881 | 173563.493 | 173368.812 | 173221.301 | 208802.449 | 208741.245 | 208718.967 | 208732.651 | 208779.232 | 208855.535 | 208958.278 | 209084.075 | 209229.43 | 209390.745 | 209564.309 | 209746.31 | 209932.825 | 210119.825 | 210303.176 | 210478.633
NPgY | BSP | NPg Best View | I&C (MWh) | BEESTON ROYDS 132/33KV | 346620.013 | 362760.845 | 374279.448 | 382382.793 | 378642.141 | 375076.983 | 371679.743 | 368442.865 | 365358.814 | 362420.077 | 359619.161 | 356948.592 | 354400.919 | 351968.71 | 349644.553 | 347421.055 | 345290.846 | 343246.572 | 341280.901 | 339386.521 | 337556.136 | 335782.473 | 334058.276 | 332376.309 | 330729.353 | 329110.211 | 327511.701 | 325926.663 | 324347.952
NPgY | BSP | NPg Best View | I&C (MWh) | BEVERLEY 132/33KV | 277952.534 | 286200.389 | 290896.479 | 291832.676 | 291065.727 | 290396.483 | 289822.148 | 289339.738 | 288946.081 | 288637.816 | 288411.394 | 288263.077 | 288188.939 | 288184.865 | 288246.55 | 288369.502 | 288549.039 | 288780.288 | 289058.191 | 289377.497 | 289732.766 | 290118.371 | 290528.492 | 290957.122 | 291398.063 | 291844.926 | 292291.135 | 292729.92 | 293154.326
NPgY | BSP | NPg Best View | I&C (MWh) | BINGLEY 132/33KV | 118004.418 | 116796.723 | 116782.295 | 119066.15 | 117779.712 | 116553.541 | 115385.032 | 114271.588 | 113210.621 | 112199.549 | 111235.799 | 110316.803 | 109440.002 | 108602.845 | 107802.786 | 107037.289 | 106303.822 | 105599.862 | 104922.893 | 104270.406 | 103639.898 | 103028.874 | 102434.846 | 101855.331 | 101287.854 | 100729.949 | 100179.152 | 99633.009 | 99089.072
NPgY | BSP | NPg Best View | I&C (MWh) | BLACKBURN MEADOWS B | 306987.682 | 307425.981 | 306803.773 | 304174.127 | 301689.493 | 299344.433 | 297133.451 | 295050.993 | 293091.45 | 291249.15 | 289518.368 | 287893.317 | 286368.152 | 284936.972 | 283593.815 | 282332.661 | 281147.432 | 280031.99 | 278980.138 | 277985.62 | 277042.121 | 276143.266 | 275282.623 | 274453.696 | 273649.934 | 272864.722 | 272091.389 | 271323.201 | 270553.365
NPgY | BSP | NPg Best View | I&C (MWh) | BLYTON | 149828.882 | 150353.098 | 152701.013 | 153288.53 | 153908.404 | 154560.844 | 155245.867 | 155963.289 | 156712.734 | 157493.631 | 158305.209 | 159146.504 | 160016.357 | 160913.41 | 161836.112 | 162782.713 | 163751.27 | 164739.641 | 165745.488 | 166766.28 | 167799.285 | 168841.578 | 169890.037 | 170941.341 | 171991.976 | 173038.23 | 174076.193 | 175101.76 | 176110.629
NPgY | BSP | NPg Best View | I&C (MWh) | BRADFORD | 209799.223 | 209418.161 | 212117.312 | 209718.932 | 207432.328 | 205252.859 | 203175.896 | 201196.823 | 199311.038 | 197513.952 | 195800.99 | 194167.589 | 192609.2 | 191121.286 | 189699.323 | 188338.8 | 187035.218 | 185784.091 | 184580.946 | 183421.322 | 182300.77 | 181214.853 | 180159.148 | 179129.241 | 178120.733 | 177129.236 | 176150.372 | 175179.778 | 174213.1
NPgY | BSP | NPg Best View | I&C (MWh) | BRAMHAM | 231705.174 | 234984.56 | 245426.806 | 251209.839 | 249740.672 | 248369.2 | 247091.868 | 245905.039 | 261135.786 | 260118.729 | 259180.776 | 258317.966 | 257526.253 | 301711.185 | 301049.204 | 300445.695 | 299896.283 | 299396.513 | 298941.848 | 298527.667 | 298149.267 | 297801.864 | 297480.588 | 297180.49 | 296896.535 | 296623.606 | 296356.505 | 296089.947 | 295818.568
NPgY | BSP | NPg Best View | I&C (MWh) | BRANSHOLME | 142999.912 | 142379.003 | 142757.662 | 144988.926 | 143685.85 | 142450.631 | 141280.494 | 140172.652 | 139124.302 | 138132.629 | 137194.803 | 136307.981 | 135469.305 | 134675.905 | 133924.897 | 133213.379 | 132538.441 | 131897.153 | 131286.576 | 130703.752 | 130145.713 | 129609.474 | 129092.035 | 128590.384 | 128101.494 | 127622.321 | 127149.809 | 126680.887 | 126212.467
NPgY | BSP | NPg Best View | I&C (MWh) | BRIGHOUSE 132/33KV | 219782.391 | 222791.167 | 225402.142 | 225218.58 | 222919.249 | 220730.259 | 218646.903 | 216664.481 | 214778.294 | 212983.653 | 211275.87 | 209650.264 | 208102.158 | 265521.487 | 264114.371 | 262770.752 | 261485.974 | 260255.381 | 259074.325 | 257938.16 | 256842.245 | 255781.943 | 254752.62 | 253749.648 | 252768.401 | 251804.258 | 250852.6 | 249908.814 | 248968.289
NPgY | BSP | NPg Best View | I&C (MWh) | DONCASTER B/THORPE MARSH | 360591.823 | 381703.995 | 388021.879 | 391973.225 | 390700.267 | 407585.795 | 406572.435 | 405682.612 | 404911.861 | 404255.499 | 403708.626 | 403266.121 | 402922.647 | 456401.85 | 456239.549 | 456158.953 | 456153.848 | 456217.804 | 456344.169 | 456526.072 | 456756.424 | 457027.916 | 457333.019 | 457663.984 | 458012.842 | 458371.406 | 458731.267 | 459083.796 | 459420.144
NPgY | BSP | NPg Best View | I&C (MWh) | DONCASTER CENTRAL | 82427.437 | 81997.289 | 84040.932 | 83677.332 | 83345.693 | 83045.079 | 82774.508 | 82532.948 | 82319.326 | 82132.518 | 81971.356 | 81834.624 | 81721.061 | 81629.358 | 81558.161 | 81506.067 | 81471.628 | 81453.35 | 81449.691 | 81459.062 | 81479.827 | 81510.307 | 81548.77 | 81593.442 | 81642.5 | 81694.075 | 81746.251 | 81797.063 | 81844.503
NPgY | BSP | NPg Best View | I&C (MWh) | DRIFFIELD/BEVERLEY GROUP | 344109.257 | 343219.2 | 342448.746 | 341795.854 | 341258.215 | 340833.249 | 340518.106 | 340309.667 | 340204.545 | 340199.08 | 340289.343 | 340471.135 | 340739.988 | 341091.162 | 341519.645 | 342020.158 | 342587.149 | 343214.796 | 343897.003 | 344627.408 | 345399.375 | 346205.995 | 347040.09 | 347894.21 | 348760.634 | 349631.366 | 350498.143 | 351352.426 | 352185.405
NPgY | BSP | NPg Best View | I&C (MWh) | FEATHERSTONE | 304242.634 | 308515.394 | 310812.874 | 312422.304 | 312416.308 | 312485.328 | 312627.846 | 312842.113 | 313126.147 | 313477.732 | 313894.418 | 314373.524 | 314912.133 | 315507.096 | 316155.029 | 316852.316 | 317595.106 | 318379.314 | 319200.622 | 320054.478 | 320936.094 | 321840.449 | 322762.289 | 323696.124 | 324636.229 | 325576.646 | 326511.182 | 327433.408 | 328336.663
NPgY | BSP | NPg Best View | I&C (MWh) | GIRLINGTON | 169520.87 | 170742.416 | 169452.371 | 167516.516 | 165670.897 | 163911.767 | 162235.39 | 160638.04 | 159116.002 | 157665.572 | 156283.055 | 154964.769 | 153707.042 | 152506.209 | 151358.62 | 150260.632 | 149208.613 | 148198.941 | 147228.006 | 146292.204 | 145387.945 | 144511.645 | 143659.734 | 142828.647 | 142014.832 | 141214.747 | 140424.856 | 139641.635 | 138861.57
NPgY | BSP | NPg Best View | I&C (MWh) | HALIFAX 132/33KV | 108824.682 | 107560.648 | 106357.059 | 105211.661 | 104122.199 | 103086.417 | 102102.056 | 101166.857 | 100278.557 | 99434.892 | 98633.596 | 97872.4 | 97149.036 | 96461.23 | 95806.707 | 95183.192 | 94588.405 | 94020.064 | 93475.887 | 92953.587 | 92450.877 | 91965.464 | 91495.057 | 91037.358 | 90590.071 | 90150.893 | 89717.522 | 89287.65 | 88858.97
NPgY | BSP | NPg Best View | I&C (MWh) | HECKMONDWIKE | 114324.537 | 112890.293 | 111946.314 | 110641.404 | 109397.356 | 108211.644 | 107081.75 | 106005.16 | 104979.37 | 104001.881 | 103070.204 | 102181.852 | 101334.351 | 100525.228 | 99752.02 | 99012.27 | 98303.529 | 97623.352 | 96969.303 | 96338.952 | 95729.874 | 95139.652 | 94565.876 | 94006.142 | 93458.05 | 92919.21 | 92387.235 | 91859.747 | 91334.373
NPgY | BSP | NPg Best View | I&C (MWh) | HOLMFIELD | 115664.026 | 114281.557 | 114768.638 | 113513.934 | 112319.427 | 111182.661 | 110101.182 | 109072.54 | 108094.281 | 107163.958 | 106279.121 | 105437.325 | 104636.122 | 103873.069 | 103145.722 | 102451.639 | 101788.378 | 101153.5 | 100544.563 | 99959.132 | 99394.766 | 98849.031 | 98319.489 | 97803.706 | 97299.246 | 96803.677 | 96314.564 | 95829.475 | 95345.978
NPgY | BSP | NPg Best View | I&C (MWh) | HULL EAST 132/33KV | 223302.666 | 225377.027 | 224150.308 | 223015.011 | 221968.492 | 221007.996 | 220130.66 | 219333.512 | 218613.471 | 217967.345 | 217391.834 | 216883.529 | 216438.908 | 216054.344 | 215726.096 | 215450.316 | 215223.045 | 215040.213 | 214897.641 | 214791.04 | 214716.01 | 214668.041 | 214642.512 | 214634.693 | 214639.742 | 214652.707 | 214668.524 | 214682.021 | 214687.912
NPgY | BSP | NPg Best View | I&C (MWh) | HULL SOUTH | 246944.589 | 256492.709 | 255026.147 | 255499.955 | 252905.823 | 250435.889 | 248084.848 | 245847.401 | 243718.258 | 241692.135 | 239763.754 | 237927.844 | 236179.139 | 234512.383 | 232922.322 | 231403.71 | 229951.307 | 228559.878 | 227224.197 | 225939.039 | 224699.188 | 223499.432 | 222334.566 | 221199.389 | 220088.705 | 218997.324 | 217920.061 | 216851.737 | 215787.175
NPgY | BSP | NPg Best View | I&C (MWh) | HULL WEST | 162449.88 | 168071.983 | 175975.217 | 175543.07 | 175168.046 | 174848.735 | 174583.608 | 174371.024 | 174209.221 | 174096.322 | 174030.333 | 174009.142 | 174030.521 | 174092.125 | 174191.49 | 174326.038 | 174493.07 | 174689.772 | 174913.212 | 175160.34 | 175427.99 | 175712.878 | 176011.601 | 176320.639 | 176636.354 | 176954.993 | 177272.681 | 177585.427 | 177889.123
NPgY | BSP | NPg Best View | I&C (MWh) | HUMBERSTON | 65645.311 | 68600.774 | 68553.01 | 67811.893 | 67105.542 | 66432.52 | 65791.392 | 65180.727 | 64599.097 | 64045.078 | 63517.248 | 63014.191 | 62534.49 | 62076.736 | 61639.519 | 61221.436 | 60821.083 | 60437.063 | 60067.981 | 59712.442 | 59369.06 | 59036.446 | 58713.218 | 58397.995 | 58089.401 | 57786.06 | 57486.602 | 57189.657 | 56893.861
NPgY | BSP | NPg Best View | I&C (MWh) | HUNNINGLEY | 149070.894 | 148775.775 | 148521.84 | 148308.404 | 148134.688 | 147999.816 | 147902.817 | 147842.629 | 147818.091 | 147827.95 | 147870.856 | 147945.366 | 148049.941 | 148182.948 | 148342.657 | 148527.244 | 148734.791 | 148963.283 | 149210.611 | 149474.571 | 149752.863 | 150043.091 | 150342.765 | 150649.299 | 150960.011 | 151272.126 | 151582.77 | 151888.976 | 152187.681
NPgY | BSP | NPg Best View | I&C (MWh) | HUNSHELF | 321798.332 | 322301.174 | 321819.111 | 321368.185 | 320947.41 | 320555.77 | 320192.225 | 319855.706 | 319545.118 | 319259.338 | 318997.218 | 318757.581 | 318539.224 | 318340.916 | 318161.4 | 317999.392 | 317853.578 | 317722.622 | 317605.155 | 317499.786 | 317405.093 | 317319.628 | 317241.916 | 317170.455 | 317103.714 | 317040.137 | 316978.138 | 316916.105 | 316852.4
NPgY | BSP | NPg Best View | I&C (MWh) | IMMINGHAM | 287546.483 | 298559.086 | 298347.612 | 298189.339 | 298083.406 | 298028.81 | 298024.403 | 298068.892 | 298160.841 | 298298.671 | 298480.658 | 298704.933 | 298969.483 | 299272.152 | 299610.638 | 299982.496 | 300385.135 | 300815.821 | 301271.675 | 301749.672 | 302246.643 | 302759.276 | 303284.112 | 303817.547 | 304355.835 | 304895.081 | 305431.247 | 305960.151 | 306477.464
NPgY | BSP | NPg Best View | I&C (MWh) | KIRKHAW LANE | 288041.447 | 294196.055 | 293940.503 | 293620.794 | 293393.178 | 293255.836 | 293206.707 | 293243.48 | 293363.598 | 293564.256 | 293842.403 | 294194.74 | 294617.72 | 295107.55 | 295660.187 | 296271.343 | 296936.48 | 297650.814 | 298409.31 | 299206.688 | 300037.419 | 300895.724 | 301775.577 | 302670.704 | 303574.581 | 304480.437 | 305381.25 | 306269.751 | 307138.421
NPgY | BSP | NPg Best View | I&C (MWh) | KIRKSTALL C 2/5 | 209809.622 | 209527.288 | 209942.047 | 207863.821 | 205882.51 | 203994.093 | 202194.557 | 200479.901 | 198846.137 | 197289.286 | 195805.381 | 194390.467 | 193040.599 | 191751.843 | 190520.276 | 189341.987 | 188213.073 | 187129.644 | 186087.82 | 185083.731 | 184113.518 | 183173.333 | 182259.336 | 181367.701 | 180494.608 | 179636.25 | 178788.83 | 177948.559 | 177111.659
NPgY | BSP | NPg Best View | I&C (MWh) | KIRKSTALL C/RING ROAD HORSFORTH | 151570.781 | 160947.755 | 159810.255 | 158080.512 | 156431.453 | 154859.73 | 153362.002 | 151934.94 | 150575.222 | 149279.538 | 148044.585 | 146867.07 | 145743.709 | 144671.226 | 143646.356 | 142665.842 | 141726.435 | 140824.897 | 139957.995 | 139122.509 | 138315.224 | 137532.937 | 136772.451 | 136030.577 | 135304.138 | 134589.961 | 133884.884 | 133185.753 | 132489.421
NPgY | BSP | NPg Best View | I&C (MWh) | LEEDS EAST | 216301.636 | 226209.479 | 224967.374 | 222707.656 | 220553.396 | 218500.218 | 216543.757 | 214679.663 | 212903.596 | 211211.228 | 209598.244 | 208060.339 | 206593.221 | 205192.609 | 203854.235 | 202573.839 | 201347.177 | 200170.012 | 199038.121 | 197947.291 | 196893.321 | 195872.02 | 194879.209 | 193910.719 | 192962.391 | 192030.08 | 191109.647 | 190196.968 | 189287.928
NPgY | BSP | NPg Best View | I&C (MWh) | LEEDS NORTH | 178251.623 | 181806.451 | 181931.11 | 179896.111 | 177956.018 | 176106.89 | 174344.798 | 172665.825 | 171066.066 | 169541.624 | 168088.615 | 166703.165 | 165381.412 | 164119.503 | 162913.597 | 161759.862 | 160654.479 | 159593.637 | 158573.537 | 157590.389 | 156640.413 | 155719.842 | 154824.916 | 153951.885 | 153097.012 | 152256.567 | 151426.831 | 150604.095 | 149784.658
NPgY | BSP | NPg Best View | I&C (MWh) | LINDLEY | 210856.065 | 212581.921 | 210510.225 | 208104.859 | 205811.715 | 203626.134 | 201543.473 | 199559.101 | 197668.398 | 195866.76 | 194149.594 | 192512.318 | 190950.366 | 189459.183 | 188034.225 | 186670.962 | 185364.875 | 184111.46 | 182906.221 | 181744.677 | 180622.358 | 179534.806 | 178477.574 | 177446.227 | 176436.343 | 175443.51 | 174463.328 | 173491.408 | 172523.373
NPgY | BSP | NPg Best View | I&C (MWh) | LOW ROAD | 330129.748 | 379083.955 | 396767.257 | 397397.835 | 393810.496 | 390391.421 | 387133.344 | 384029.02 | 381071.224 | 378252.752 | 375566.419 | 373005.06 | 370561.529 | 411085.749 | 408856.518 | 406723.797 | 404680.517 | 402719.63 | 400834.107 | 399016.935 | 397261.124 | 395559.698 | 393905.703 | 392292.201 | 390712.274 | 389159.022 | 387625.561 | 386105.026 | 384590.571
NPgY | BSP | NPg Best View | I&C (MWh) | MALLARD WAY | 183771.383 | 183845.425 | 184300.282 | 183600.496 | 182962.395 | 182384.173 | 181863.936 | 181399.698 | 180989.385 | 180630.833 | 180321.785 | 180059.897 | 179842.735 | 179667.772 | 179532.394 | 179433.895 | 179369.478 | 179336.256 | 179331.254 | 179351.402 | 179393.544 | 179454.429 | 179530.72 | 179618.986 | 179715.705 | 179817.267 | 179919.968 | 180020.015 | 180113.524
NPgY | BSP | NPg Best View | I&C (MWh) | MENSTON | 138055.708 | 136333.569 | 135976.544 | 134410.16 | 132917.082 | 131494.274 | 130138.708 | 128847.362 | 127617.223 | 126445.286 | 125328.552 | 124264.032 | 123248.741 | 122279.705 | 121353.955 | 120468.53 | 119620.476 | 118806.848 | 118024.706 | 117271.117 | 116543.157 | 115837.908 | 115152.458 | 114483.903 | 113829.345 | 113185.895 | 112550.667 | 111920.786 | 111293.38
NPgY | BSP | NPg Best View | I&C (MWh) | MOSS ROAD | 117978.149 | 118819.202 | 118663.171 | 117376.27 | 116149.456 | 114980.237 | 113866.127 | 112804.648 | 111793.327 | 110829.7 | 109911.307 | 109035.695 | 108200.42 | 107403.042 | 106641.128 | 105912.253 | 105213.995 | 104543.942 | 103899.686 | 103278.826 | 102678.967 | 102097.72 | 101532.704 | 100981.541 | 100441.861 | 99911.299 | 99387.498 | 98868.104 | 98350.772
NPgY | BSP | NPg Best View | I&C (MWh) | OSGODBY 1/2 | 7076.759 | 7076.759 | 7076.759 | 7076.759 | 7076.759 | 7076.759 | 7076.759 | 7076.759 | 7076.759 | 7076.759 | 7076.759 | 7076.759 | 7076.759 | 7076.759 | 7076.759 | 7076.759 | 7076.759 | 7076.759 | 7076.759 | 7076.759 | 7076.759 | 7076.759 | 7076.759 | 7076.759 | 7076.759 | 7076.759 | 7076.759 | 7076.759 | 7076.759
NPgY | BSP | NPg Best View | I&C (MWh) | OSGODBY 3/4 | 188161.124 | 194800.66 | 195297.462 | 195413.55 | 200429.909 | 200651.942 | 200925.728 | 201250.202 | 201624.106 | 202045.995 | 202514.234 | 203026.994 | 203582.261 | 204177.827 | 204811.295 | 205480.077 | 206181.396 | 206912.282 | 207669.577 | 208449.93 | 209249.802 | 210065.461 | 210892.985 | 211728.261 | 212566.985 | 213404.662 | 214236.606 | 215057.94 | 215863.597
NPgY | BSP | NPg Best View | I&C (MWh) | RODLEY | 179767.518 | 180892.684 | 179416.887 | 181285.535 | 179328.98 | 177464.164 | 175687.124 | 173993.909 | 172380.58 | 170843.208 | 169377.877 | 167980.678 | 166647.718 | 165375.11 | 164158.98 | 162995.466 | 161880.714 | 160810.881 | 159782.136 | 158790.657 | 157832.633 | 156904.262 | 156001.754 | 155121.328 | 154259.214 | 153411.65 | 152574.885 | 151745.179 | 150918.801
NPgY | BSP | NPg Best View | I&C (MWh) | SAINT ANDREWS ROAD 132/33KV | 132939.851 | 131355.891 | 131140.757 | 129699.676 | 128325.833 | 127016.438 | 125768.709 | 124579.87 | 123447.155 | 122367.804 | 121339.065 | 120358.194 | 119422.454 | 118529.117 | 117675.459 | 116858.767 | 116076.333 | 115325.458 | 114603.448 | 113907.618 | 113235.29 | 112583.792 | 111950.461 | 111332.637 | 110727.673 | 110132.923 | 109545.751 | 108963.527 | 108383.629
NPgY | BSP | NPg Best View | I&C (MWh) | SALTEND 132/33KV | 60733.704 | 60654.642 | 60591.221 | 60543.228 | 60510.411 | 60492.478 | 60489.093 | 60499.879 | 60524.418 | 60562.252 | 60612.879 | 60675.757 | 60750.302 | 60835.889 | 60931.85 | 61037.477 | 61152.021 | 61274.688 | 61404.647 | 61541.021 | 61682.896 | 61829.311 | 61979.268 | 62131.724 | 62285.597 | 62439.761 | 62593.05 | 62744.256 | 62892.127
NPgY | BSP | NPg Best View | I&C (MWh) | SANTON | 498923.32 | 505952.764 | 514980.672 | 525229.829 | 529078.307 | 533000.393 | 536998.763 | 541075.283 | 545231.001 | 549466.156 | 553780.167 | 558171.643 | 562638.376 | 567177.342 | 571784.705 | 576455.812 | 581185.193 | 585966.566 | 590792.831 | 595656.073 | 600547.559 | 605457.742 | 610376.258 | 615291.927 | 620192.75 | 625065.914 | 629897.787 | 634673.921 | 639379.05
NPgY | BSP | NPg Best View | I&C (MWh) | SCUNTHORPE NORTH | 566831.389 | 568987.889 | 572134.821 | 574360.013 | 576623.643 | 578927.81 | 581274.146 | 583663.812 | 586097.497 | 588575.422 | 591097.337 | 593662.521 | 596269.782 | 598917.459 | 601603.418 | 604325.056 | 607079.298 | 609862.598 | 612670.939 | 615499.833 | 618344.319 | 621198.968 | 624057.876 | 626914.67 | 629762.502 | 632594.055 | 635401.54 | 638176.695 | 640910.786
NPgY | BSP | NPg Best View | I&C (MWh) | SCUNTHORPE SOUTH | 91634.646 | 92323.824 | 94151.478 | 94862.944 | 95586.86 | 96323.895 | 97074.566 | 97839.242 | 98618.139 | 99411.323 | 100218.709 | 101040.061 | 101874.993 | 102722.965 | 103583.29 | 104455.126 | 105337.483 | 106229.218 | 107129.038 | 108035.499 | 108947.003 | 109861.805 | 110778.005 | 111693.554 | 112606.25 | 113513.742 | 114413.525 | 115302.944 | 116179.193
NPgY | BSP | NPg Best View | I&C (MWh) | SILSDEN | 270433.051 | 268183.778 | 266654.07 | 268804.699 | 265876.565 | 263086.142 | 260427.493 | 257894.696 | 255481.844 | 253183.045 | 250992.423 | 248904.116 | 246912.279 | 245011.079 | 243194.7 | 241457.339 | 239793.209 | 238196.537 | 236661.564 | 235182.544 | 233753.748 | 232369.459 | 231023.974 | 229711.605 | 228426.676 | 227163.527 | 225916.509 | 224679.987 | 223448.341
NPgY | BSP | NPg Best View | I&C (MWh) | SOWERBY BRIDGE 132/33KV | 202238.254 | 209036.93 | 206798.289 | 204667.817 | 202641.321 | 200714.605 | 198883.469 | 197143.711 | 195491.124 | 193921.501 | 192430.627 | 191014.286 | 189668.258 | 188388.319 | 187170.242 | 186009.795 | 184902.742 | 183844.844 | 182831.857 | 181859.534 | 180923.622 | 180019.864 | 179144.001 | 178291.766 | 177458.889 | 176641.097 | 175834.11 | 175033.644 | 174235.41
NPgY | BSP | NPg Best View | I&C (MWh) | STAYGATE | 281377.086 | 291750.578 | 293219.111 | 293605.88 | 290542.256 | 287622.252 | 284839.665 | 282188.307 | 279662.013 | 277254.631 | 274960.027 | 272772.087 | 270684.711 | 268691.818 | 266787.342 | 264965.235 | 263219.467 | 261544.021 | 259932.899 | 258380.121 | 256879.718 | 255425.743 | 254012.26 | 252633.353 | 251283.12 | 249955.674 | 248645.144 | 247345.676 | 246051.429
NPgY | BSP | NPg Best View | I&C (MWh) | THORNHILL 132KV | 329137.396 | 326909.841 | 330606.749 | 327365.809 | 324289.228 | 321370.526 | 318603.199 | 315980.719 | 313496.531 | 311144.056 | 308916.69 | 306807.802 | 304810.738 | 302918.817 | 301125.331 | 299423.548 | 297806.709 | 296268.03 | 294800.699 | 293397.879 | 292052.706 | 290758.29 | 289507.712 | 288294.029 | 287110.27 | 285949.437 | 284804.503 | 283668.417 | 282534.098
NPgY | BSP | NPg Best View | I&C (MWh) | WAKEFIELD MONCKTON ROAD | 158868.809 | 160412.157 | 160855.825 | 160807 | 160806.116 | 160852.372 | 160944.818 | 161082.356 | 161263.743 | 161487.589 | 161752.356 | 162056.359 | 162397.766 | 162774.598 | 163184.729 | 163625.886 | 164095.646 | 164591.442 | 165110.559 | 165650.131 | 166207.15 | 166778.455 | 167360.741 | 167950.554 | 168544.292 | 169138.206 | 169728.397 | 170310.822 | 170881.285
NPgY | BSP | NPg Best View | I&C (MWh) | WAKEFIELD NORTH | 228928.765 | 231343.641 | 230891.945 | 230102.046 | 229396.396 | 228772.729 | 228228.634 | 227761.547 | 227368.76 | 227047.413 | 226794.498 | 226606.86 | 226481.194 | 226414.044 | 226401.809 | 226440.736 | 226526.924 | 226656.322 | 226824.73 | 227027.798 | 227261.029 | 227519.772 | 227799.231 | 228094.457 | 228400.352 | 228711.67 | 229023.013 | 229328.832 | 229623.431
NPgY | BSP | NPg Best View | I&C (MWh) | WEST MELTON | 181627.274 | 188827.105 | 188648.917 | 190532.561 | 189835.873 | 189206.901 | 188643.527 | 188143.53 | 187704.584 | 187324.256 | 187000.008 | 186729.196 | 186509.072 | 186336.78 | 186209.361 | 186123.747 | 186076.766 | 186065.141 | 186085.486 | 186134.312 | 186208.021 | 186302.912 | 186415.175 | 186540.895 | 186676.05 | 186816.511 | 186958.045 | 187096.31 | 187226.858
NPgY | BSP | NPg Best View | I&C (MWh) | WHINMOOR | 123863.229 | 131413.316 | 130542.718 | 136930.109 | 135623.012 | 134378.139 | 133192.823 | 132064.403 | 130990.223 | 129967.631 | 128993.979 | 128066.624 | 127182.926 | 126340.252 | 125535.97 | 124767.455 | 124032.084 | 123327.239 | 122650.306 | 121998.676 | 121369.741 | 120760.901 | 120169.556 | 119593.112 | 119028.978 | 118474.568 | 117927.298 | 117384.588 | 116843.863
NPgY | BSP | NPg Best View | I&C (MWh) | WOLD NEWTON | 146110.248 | 146461.935 | 148759.871 | 149180.223 | 149635.22 | 150124.832 | 150648.856 | 151206.909 | 151798.433 | 152422.689 | 153078.767 | 153765.574 | 154481.843 | 155226.129 | 155996.81 | 156792.085 | 157609.977 | 158448.332 | 159304.818 | 160176.923 | 161061.961 | 161957.066 | 162859.195 | 163765.128 | 164671.465 | 165574.63 | 166470.868 | 167356.247 | 168226.656
NPgY | BSP | NPg Best View | I&C (MWh) | YARBOROUGH ROAD 132/33KV | 210094.787 | 210385.823 | 209827.328 | 207611.719 | 205503.88 | 203499.453 | 201594.077 | 199783.39 | 198063.028 | 196428.621 | 194875.802 | 193400.196 | 191997.43 | 190663.126 | 189392.902 | 188182.375 | 187027.158 | 185922.863 | 184865.095 | 183849.46 | 182871.558 | 181926.987 | 181011.34 | 180120.209 | 179249.179 | 178393.835 | 177549.756 | 176712.517 | 175877.692
NPgN | BSP | NG FES - Consumer Transformation | I&C (MWh) | ANNFIELD | 146213.9 | 145057.277 | 143969.435 | 146603.516 | 145646.819 | 144752.36 | 143917.852 | 143140.961 | 142419.3 | 141750.437 | 141131.889 | 140561.125 | 140035.566 | 139552.58 | 139109.492 | 138703.572 | 138332.044 | 137992.083 | 137680.814 | 137395.31 | 137132.6 | 136889.659 | 136663.414 | 136450.744 | 136248.475 | 136053.387 | 135862.207 | 135671.614 | 135478.238
NPgN | BSP | NG FES - Consumer Transformation | I&C (MWh) | BARRACK ROAD | 307300.321 | 303442.092 | 301711.023 | 298892.212 | 298701.664 | 295511.759 | 292471.947 | 289575.47 | 286815.591 | 284185.592 | 281678.774 | 279288.456 | 277007.977 | 274830.694 | 272749.983 | 270759.237 | 268851.87 | 267021.311 | 265261.009 | 263564.43 | 261925.06 | 260336.399 | 258791.969 | 257285.305 | 255809.962 | 254359.512 | 252927.544 | 251507.663 | 250093.493
NPgN | BSP | NG FES - Consumer Transformation | I&C (MWh) | BLUCHER | 132256.753 | 130897.411 | 140123.933 | 141226.225 | 140047.055 | 138923.145 | 137852.109 | 136831.564 | 135859.139 | 134932.466 | 134049.185 | 133206.944 | 132403.394 | 131636.196 | 130903.018 | 130201.531 | 129529.415 | 128884.356 | 128264.046 | 127666.184 | 127088.476 | 126528.632 | 125984.369 | 125453.412 | 124933.49 | 124422.34 | 123917.702 | 123417.326 | 122918.965
NPgN | BSP | NG FES - Consumer Transformation | I&C (MWh) | BOWESFIELD | 179907.828 | 179687.287 | 180863.92 | 181304.688 | 181253.288 | 181256.498 | 181313.165 | 181421.971 | 181581.435 | 181789.916 | 182045.609 | 182346.545 | 182690.594 | 183075.463 | 183498.696 | 183957.673 | 184449.612 | 184971.569 | 185520.434 | 186092.936 | 186685.641 | 187294.951 | 187917.103 | 188548.173 | 189184.073 | 189820.55 | 190453.19 | 191077.412 | 191688.474
NPgN | BSP | NG FES - Consumer Transformation | I&C (MWh) | CHIRTON GRANGE | 120334.115 | 119457.456 | 118635.701 | 119572.655 | 118855.746 | 118188.685 | 117569.694 | 116996.948 | 116468.575 | 115982.656 | 115537.228 | 115130.278 | 114759.749 | 114423.535 | 114119.485 | 113845.4 | 113599.035 | 113378.097 | 113180.247 | 113003.098 | 112844.217 | 112701.123 | 112571.288 | 112452.137 | 112341.048 | 112235.351 | 112132.33 | 112029.219 | 111923.208
NPgN | BSP | NG FES - Consumer Transformation | I&C (MWh) | COALBURNS | 349432.607 | 346628.411 | 343953.033 | 341401.505 | 338968.876 | 336650.205 | 334440.569 | 332335.059 | 330328.778 | 328416.847 | 326594.396 | 324856.574 | 323198.54 | 321615.469 | 320102.549 | 318654.982 | 317267.983 | 315936.78 | 314656.617 | 313422.746 | 312230.439 | 311074.974 | 309951.649 | 308855.769 | 307782.655 | 306727.639 | 305686.069 | 304653.302 | 303624.708
NPgN | BSP | NG FES - Consumer Transformation | I&C (MWh) | DARLINGTON CENTRAL | 139509.641 | 137871.394 | 136311.025 | 135438.256 | 134024.893 | 132680.656 | 131402.625 | 130187.881 | 129033.502 | 127936.566 | 126894.149 | 125903.328 | 124961.177 | 124064.769 | 123211.176 | 122397.469 | 121620.717 | 120877.987 | 120166.346 | 119482.86 | 118824.59 | 118188.6 | 117571.948 | 116971.693 | 116384.892 | 115808.6 | 115239.869 | 114675.751 | 114113.294
NPgN | BSP | NG FES - Consumer Transformation | I&C (MWh) | DARLINGTON NORTH | 246776.227 | 246980.588 | 254584.864 | 253826.321 | 251667.401 | 249624.076 | 247691.685 | 245865.536 | 255655.745 | 254027.866 | 252491.953 | 251043.18 | 249676.691 | 318573.308 | 317356.679 | 316207.561 | 315120.965 | 314091.865 | 313115.205 | 312185.892 | 311298.803 | 310448.778 | 309630.624 | 308839.116 | 308068.992 | 307314.957 | 306571.683 | 305833.805 | 305095.927
NPgN | BSP | NG FES - Consumer Transformation | I&C (MWh) | DUNSTON | 325628.81 | 321541.354 | 322186.295 | 321830.823 | 318285.279 | 314905.947 | 311685.646 | 308617.219 | 305693.526 | 302907.451 | 300251.895 | 297719.781 | 295304.049 | 292997.663 | 290793.602 | 288684.868 | 286664.48 | 284725.477 | 282860.918 | 281063.879 | 279327.457 | 277644.766 | 276008.938 | 274413.126 | 272850.5 | 271314.247 | 269797.573 | 268293.703 | 266795.879
NPgN | BSP | NG FES - Consumer Transformation | I&C (MWh) | FLATWORTH | 103529.346 | 102787.343 | 106580.457 | 106625.816 | 106020.471 | 105457.79 | 104936.258 | 104454.322 | 104010.385 | 103602.812 | 103229.925 | 102890.005 | 102581.292 | 102301.983 | 102050.238 | 101824.171 | 101621.858 | 101441.33 | 101280.58 | 101137.558 | 101010.173 | 100896.291 | 100793.738 | 100700.297 | 100613.711 | 100531.68 | 100451.862 | 100371.875 | 100289.292
NPgN | BSP | NG FES - Consumer Transformation | I&C (MWh) | GOSFORTH | 242934.102 | 240600.103 | 238380.364 | 237957.698 | 235953.939 | 234051.874 | 232247.291 | 230535.962 | 228913.651 | 227376.104 | 225919.058 | 224538.235 | 223229.345 | 221988.084 | 220810.135 | 219691.168 | 218626.839 | 217612.792 | 216644.657 | 215718.048 | 214828.568 | 213971.807 | 213143.337 | 212338.721 | 211553.504 | 210783.22 | 210023.386 | 209269.508 | 208517.074
NPgN | BSP | NG FES - Consumer Transformation | I&C (MWh) | HARROGATE 132/33KV | 224996.524 | 223842.943 | 222758.244 | 223495.157 | 222541.759 | 225593.225 | 224762.185 | 223988.847 | 223270.827 | 222605.691 | 221990.954 | 221424.085 | 220902.5 | 220423.567 | 219984.602 | 219582.875 | 219215.601 | 218879.95 | 218573.038 | 218291.933 | 218033.652 | 217795.163 | 217573.382 | 217365.175 | 217167.359 | 216976.699 | 216789.91 | 216603.658 | 216414.556
NPgN | BSP | NG FES - Consumer Transformation | I&C (MWh) | HUSTHWAITE | 110622.556 | 110469.281 | 112678.789 | 114783.194 | 114725.765 | 114699.208 | 114702.841 | 114735.892 | 114797.503 | 114886.727 | 115002.53 | 115143.791 | 115309.301 | 115497.762 | 115707.791 | 115937.913 | 116186.57 | 116452.113 | 116732.805 | 117026.822 | 117332.253 | 117647.097 | 117969.267 | 118296.585 | 118626.789 | 118957.524 | 119286.351 | 119610.741 | 119928.077
NPgN | BSP | NG FES - Consumer Transformation | I&C (MWh) | LEEMING BAR_SKEEBY | 332968.808 | 333713.78 | 338128.047 | 340772.611 | 341736.626 | 342774.034 | 343884.401 | 345066.916 | 346320.393 | 347643.27 | 349033.611 | 350489.102 | 352007.056 | 353584.408 | 355217.717 | 356903.168 | 358636.568 | 360413.348 | 362228.562 | 364076.89 | 365952.631 | 367849.712 | 369761.681 | 371681.708 | 373602.588 | 375516.739 | 377416.199 | 379292.631 | 381137.321
NPgN | BSP | NG FES - Consumer Transformation | I&C (MWh) | LINTON | 154536.413 | 153439.798 | 157522.009 | 161953.018 | 160289.841 | 158704.543 | 157193.758 | 155754.131 | 154382.316 | 153074.976 | 151828.785 | 150640.425 | 149506.589 | 148423.981 | 147389.31 | 146399.299 | 145450.678 | 144540.187 | 143664.574 | 142820.599 | 142005.028 | 141214.637 | 140446.212 | 139696.548 | 138962.448 | 138240.723 | 137528.194 | 136821.692 | 136118.054
NPgN | BSP | NG FES - Consumer Transformation | I&C (MWh) | MALTON GRID | 222401.253 | 220198.155 | 218109.877 | 218562.526 | 216691.906 | 214924.05 | 213254.869 | 211680.233 | 210195.982 | 208797.913 | 207481.791 | 206243.343 | 205078.259 | 203982.192 | 202950.76 | 201979.543 | 201064.082 | 200199.885 | 199382.419 | 198607.116 | 197869.369 | 197164.536 | 196487.936 | 195834.85 | 195200.523 | 194580.159 | 193968.929 | 193361.962 | 192754.351
NPgN | BSP | NG FES - Consumer Transformation | I&C (MWh) | MELROSEGATE | 355563.481 | 351600.013 | 354935.314 | 359336.571 | 355915.27 | 352660.583 | 349565.459 | 346622.845 | 343825.687 | 341166.936 | 338639.537 | 336236.438 | 333950.587 | 331774.931 | 329702.415 | 327725.985 | 325838.585 | 324033.16 | 322302.65 | 320639.999 | 319038.145 | 317490.026 | 315988.58 | 314526.742 | 313097.444 | 311693.618 | 310308.193 | 308934.096 | 307564.251
NPgN | BSP | NG FES - Consumer Transformation | I&C (MWh) | NORTH TEES | 428760.373 | 427015.526 | 452840.75 | 452515.676 | 451236.053 | 450103.689 | 449114.239 | 448263.088 | 447545.361 | 446955.913 | 446489.338 | 446139.963 | 445901.85 | 445768.794 | 445734.326 | 445791.711 | 445933.947 | 446153.767 | 446443.635 | 446795.753 | 447202.052 | 447654.199 | 448143.592 | 448661.365 | 449198.382 | 449745.241 | 450292.272 | 450829.537 | 451346.831
NPgN | BSP | NG FES - Consumer Transformation | I&C (MWh) | POTTER HOUSE | 245448.904 | 243645.678 | 248885.19 | 248178.447 | 246702.019 | 245327.539 | 244051.358 | 242869.735 | 241778.833 | 240774.724 | 239853.384 | 239010.696 | 238242.449 | 237544.337 | 236911.962 | 236340.829 | 235826.351 | 235363.844 | 234948.532 | 234575.542 | 234239.909 | 233936.57 | 233660.37 | 233406.058 | 233168.286 | 232941.613 | 232720.503 | 232499.323 | 232272.346
NPgN | BSP | NG FES - Consumer Transformation | I&C (MWh) | RAVENSWORTH | 204510.559 | 202068.169 | 214903.386 | 214468.963 | 212358.922 | 210350.984 | 208440.813 | 206624.073 | 205949.219 | 204306.35 | 202743.922 | 201257.609 | 199843.088 | 202158.852 | 200874.946 | 199649.868 | 198479.299 | 197358.923 | 196284.425 | 195251.49 | 194255.806 | 193293.061 | 192358.945 | 191449.146 | 190559.358 | 189685.271 | 188822.578 | 187966.972 | 187114.148
NPgN | BSP | NG FES - Consumer Transformation | I&C (MWh) | SCARBOROUGH GRID | 250896.412 | 247748.889 | 244746.071 | 242757.76 | 240027.64 | 237425.543 | 234945.943 | 232583.325 | 230332.193 | 228187.063 | 226142.47 | 224192.961 | 222333.1 | 220557.466 | 218860.651 | 217237.264 | 215681.928 | 214189.281 | 212753.973 | 211370.673 | 210034.06 | 208738.829 | 207479.69 | 206251.367 | 205048.595 | 203866.127 | 202698.726 | 201541.173 | 200388.258
NPgN | BSP | NG FES - Consumer Transformation | I&C (MWh) | SEAL SANDS | 162886.476 | 197992.91 | 204622.354 | 204842.834 | 204934.805 | 205052.388 | 205195.167 | 205362.631 | 205554.176 | 205769.106 | 206006.629 | 206265.858 | 206545.815 | 206845.425 | 207163.522 | 207498.844 | 207850.034 | 208215.644 | 208594.128 | 208983.85 | 209383.076 | 209789.98 | 210202.641 | 210619.043 | 211037.078 | 211454.54 | 211869.132 | 212278.46 | 212680.038
NPgN | BSP | NG FES - Consumer Transformation | I&C (MWh) | SPADEADAM 33KV | 5418.709 | 5350.75 | 5285.909 | 5224.068 | 5165.105 | 5108.901 | 5055.338 | 5004.295 | 4955.654 | 4909.297 | 4865.107 | 4822.965 | 4782.755 | 4744.359 | 4707.662 | 4672.547 | 4638.898 | 4606.6 | 4575.537 | 4545.595 | 4516.66 | 4488.617 | 4461.352 | 4434.752 | 4408.704 | 4383.095 | 4357.812 | 4332.743 | 4307.776
NPgN | BSP | NG FES - Consumer Transformation | I&C (MWh) | SPENNYMOOR 132/66KV | 155938.286 | 154787.466 | 158028.189 | 178025.197 | 193547.044 | 192668.407 | 191852.156 | 191095.91 | 190397.229 | 189753.616 | 189162.513 | 188621.307 | 188127.322 | 187677.826 | 187270.028 | 186901.076 | 186568.062 | 186268.017 | 185997.913 | 185754.663 | 185535.122 | 185336.084 | 185154.285 | 184986.401 | 184829.049 | 184678.786 | 184532.111 | 184385.46 | 184235.213
NPgN | BSP | NG FES - Consumer Transformation | I&C (MWh) | TORONTO | 155535.523 | 154430.213 | 153395.088 | 152910.471 | 152009.438 | 151172.188 | 150396.463 | 149679.942 | 149020.244 | 148414.924 | 147861.476 | 147357.332 | 146899.861 | 146486.369 | 146114.101 | 145780.24 | 145481.904 | 145216.151 | 144979.975 | 144770.309 | 144584.02 | 144417.916 | 144268.74 | 144133.172 | 144007.83 | 143889.269 | 143773.981 | 143658.393 | 143538.871
NPgN | BSP | NG FES - Consumer Transformation | I&C (MWh) | WORMALD GREEN 132/33KV | 175168.556 | 173858.095 | 177759.446 | 178836.948 | 177760.001 | 176755.844 | 175821.846 | 174955.316 | 174153.496 | 173413.567 | 172732.646 | 172107.786 | 171535.976 | 171014.143 | 170539.148 | 170107.79 | 169716.802 | 169362.856 | 169042.558 | 168752.449 | 168489.008 | 168248.649 | 168027.722 | 167822.511 | 167629.238 | 167444.058 | 167263.065 | 167082.284 | 166897.679
NPgY | BSP | NG FES - Consumer Transformation | I&C (MWh) | ATTERCLIFFE | 137028.628 | 142950.967 | 143232.945 | 141763.466 | 140364.83 | 139034.156 | 137768.564 | 136565.175 | 135421.108 | 134333.487 | 133299.433 | 132316.067 | 131380.512 | 130489.891 | 129641.327 | 128831.941 | 128058.859 | 127319.201 | 126610.092 | 125928.653 | 125272.009 | 124637.281 | 124021.591 | 123422.062 | 122835.816 | 122259.974 | 121691.656 | 121127.984 | 120566.077
NPgY | BSP | NG FES - Consumer Transformation | I&C (MWh) | BARUGH 132/66KV | 171759.609 | 175576.496 | 177101.096 | 176446.672 | 175856.736 | 175329.494 | 174863.046 | 174455.386 | 174104.404 | 173807.881 | 173563.493 | 173368.812 | 173221.301 | 208802.449 | 208741.245 | 208718.967 | 208732.651 | 208779.232 | 208855.535 | 208958.278 | 209084.075 | 209229.43 | 209390.745 | 209564.309 | 209746.31 | 209932.825 | 210119.825 | 210303.176 | 210478.633
NPgY | BSP | NG FES - Consumer Transformation | I&C (MWh) | BEESTON ROYDS 132/33KV | 346620.013 | 362760.845 | 374279.448 | 382382.793 | 378642.141 | 375076.983 | 371679.743 | 368442.865 | 365358.814 | 362420.077 | 359619.161 | 356948.592 | 354400.919 | 351968.71 | 349644.553 | 347421.055 | 345290.846 | 343246.572 | 341280.901 | 339386.521 | 337556.136 | 335782.473 | 334058.276 | 332376.309 | 330729.353 | 329110.211 | 327511.701 | 325926.663 | 324347.952
NPgY | BSP | NG FES - Consumer Transformation | I&C (MWh) | BEVERLEY 132/33KV | 277952.534 | 286200.389 | 290896.479 | 291832.676 | 291065.727 | 290396.483 | 289822.148 | 289339.738 | 288946.081 | 288637.816 | 288411.394 | 288263.077 | 288188.939 | 288184.865 | 288246.55 | 288369.502 | 288549.039 | 288780.288 | 289058.191 | 289377.497 | 289732.766 | 290118.371 | 290528.492 | 290957.122 | 291398.063 | 291844.926 | 292291.135 | 292729.92 | 293154.326
NPgY | BSP | NG FES - Consumer Transformation | I&C (MWh) | BINGLEY 132/33KV | 118004.418 | 116796.723 | 116782.295 | 119066.15 | 117779.712 | 116553.541 | 115385.032 | 114271.588 | 113210.621 | 112199.549 | 111235.799 | 110316.803 | 109440.002 | 108602.845 | 107802.786 | 107037.289 | 106303.822 | 105599.862 | 104922.893 | 104270.406 | 103639.898 | 103028.874 | 102434.846 | 101855.331 | 101287.854 | 100729.949 | 100179.152 | 99633.009 | 99089.072
NPgY | BSP | NG FES - Consumer Transformation | I&C (MWh) | BLACKBURN MEADOWS B | 306987.682 | 307425.981 | 306803.773 | 304174.127 | 301689.493 | 299344.433 | 297133.451 | 295050.993 | 293091.45 | 291249.15 | 289518.368 | 287893.317 | 286368.152 | 284936.972 | 283593.815 | 282332.661 | 281147.432 | 280031.99 | 278980.138 | 277985.62 | 277042.121 | 276143.266 | 275282.623 | 274453.696 | 273649.934 | 272864.722 | 272091.389 | 271323.201 | 270553.365
NPgY | BSP | NG FES - Consumer Transformation | I&C (MWh) | BLYTON | 149828.882 | 150353.098 | 152701.013 | 153288.53 | 153908.404 | 154560.844 | 155245.867 | 155963.289 | 156712.734 | 157493.631 | 158305.209 | 159146.504 | 160016.357 | 160913.41 | 161836.112 | 162782.713 | 163751.27 | 164739.641 | 165745.488 | 166766.28 | 167799.285 | 168841.578 | 169890.037 | 170941.341 | 171991.976 | 173038.23 | 174076.193 | 175101.76 | 176110.629
NPgY | BSP | NG FES - Consumer Transformation | I&C (MWh) | BRADFORD | 209799.223 | 209418.161 | 212117.312 | 209718.932 | 207432.328 | 205252.859 | 203175.896 | 201196.823 | 199311.038 | 197513.952 | 195800.99 | 194167.589 | 192609.2 | 191121.286 | 189699.323 | 188338.8 | 187035.218 | 185784.091 | 184580.946 | 183421.322 | 182300.77 | 181214.853 | 180159.148 | 179129.241 | 178120.733 | 177129.236 | 176150.372 | 175179.778 | 174213.1
NPgY | BSP | NG FES - Consumer Transformation | I&C (MWh) | BRAMHAM | 231705.174 | 234984.56 | 245426.806 | 251209.839 | 249740.672 | 248369.2 | 247091.868 | 245905.039 | 261135.786 | 260118.729 | 259180.776 | 258317.966 | 257526.253 | 301711.185 | 301049.204 | 300445.695 | 299896.283 | 299396.513 | 298941.848 | 298527.667 | 298149.267 | 297801.864 | 297480.588 | 297180.49 | 296896.535 | 296623.606 | 296356.505 | 296089.947 | 295818.568
NPgY | BSP | NG FES - Consumer Transformation | I&C (MWh) | BRANSHOLME | 142999.912 | 142379.003 | 142757.662 | 144988.926 | 143685.85 | 142450.631 | 141280.494 | 140172.652 | 139124.302 | 138132.629 | 137194.803 | 136307.981 | 135469.305 | 134675.905 | 133924.897 | 133213.379 | 132538.441 | 131897.153 | 131286.576 | 130703.752 | 130145.713 | 129609.474 | 129092.035 | 128590.384 | 128101.494 | 127622.321 | 127149.809 | 126680.887 | 126212.467
NPgY | BSP | NG FES - Consumer Transformation | I&C (MWh) | BRIGHOUSE 132/33KV | 219782.391 | 222791.167 | 225402.142 | 225218.58 | 222919.249 | 220730.259 | 218646.903 | 216664.481 | 214778.294 | 212983.653 | 211275.87 | 209650.264 | 208102.158 | 265521.487 | 264114.371 | 262770.752 | 261485.974 | 260255.381 | 259074.325 | 257938.16 | 256842.245 | 255781.943 | 254752.62 | 253749.648 | 252768.401 | 251804.258 | 250852.6 | 249908.814 | 248968.289
NPgY | BSP | NG FES - Consumer Transformation | I&C (MWh) | DONCASTER B/THORPE MARSH | 360591.823 | 381703.995 | 388021.879 | 391973.225 | 390700.267 | 407585.795 | 406572.435 | 405682.612 | 404911.861 | 404255.499 | 403708.626 | 403266.121 | 402922.647 | 456401.85 | 456239.549 | 456158.953 | 456153.848 | 456217.804 | 456344.169 | 456526.072 | 456756.424 | 457027.916 | 457333.019 | 457663.984 | 458012.842 | 458371.406 | 458731.267 | 459083.796 | 459420.144
NPgY | BSP | NG FES - Consumer Transformation | I&C (MWh) | DONCASTER CENTRAL | 82427.437 | 81997.289 | 84040.932 | 83677.332 | 83345.693 | 83045.079 | 82774.508 | 82532.948 | 82319.326 | 82132.518 | 81971.356 | 81834.624 | 81721.061 | 81629.358 | 81558.161 | 81506.067 | 81471.628 | 81453.35 | 81449.691 | 81459.062 | 81479.827 | 81510.307 | 81548.77 | 81593.442 | 81642.5 | 81694.075 | 81746.251 | 81797.063 | 81844.503
NPgY | BSP | NG FES - Consumer Transformation | I&C (MWh) | DRIFFIELD/BEVERLEY GROUP | 344109.257 | 343219.2 | 342448.746 | 341795.854 | 341258.215 | 340833.249 | 340518.106 | 340309.667 | 340204.545 | 340199.08 | 340289.343 | 340471.135 | 340739.988 | 341091.162 | 341519.645 | 342020.158 | 342587.149 | 343214.796 | 343897.003 | 344627.408 | 345399.375 | 346205.995 | 347040.09 | 347894.21 | 348760.634 | 349631.366 | 350498.143 | 351352.426 | 352185.405
NPgY | BSP | NG FES - Consumer Transformation | I&C (MWh) | FEATHERSTONE | 304242.634 | 308515.394 | 310812.874 | 312422.304 | 312416.308 | 312485.328 | 312627.846 | 312842.113 | 313126.147 | 313477.732 | 313894.418 | 314373.524 | 314912.133 | 315507.096 | 316155.029 | 316852.316 | 317595.106 | 318379.314 | 319200.622 | 320054.478 | 320936.094 | 321840.449 | 322762.289 | 323696.124 | 324636.229 | 325576.646 | 326511.182 | 327433.408 | 328336.663
NPgY | BSP | NG FES - Consumer Transformation | I&C (MWh) | GIRLINGTON | 169520.87 | 170742.416 | 169452.371 | 167516.516 | 165670.897 | 163911.767 | 162235.39 | 160638.04 | 159116.002 | 157665.572 | 156283.055 | 154964.769 | 153707.042 | 152506.209 | 151358.62 | 150260.632 | 149208.613 | 148198.941 | 147228.006 | 146292.204 | 145387.945 | 144511.645 | 143659.734 | 142828.647 | 142014.832 | 141214.747 | 140424.856 | 139641.635 | 138861.57
NPgY | BSP | NG FES - Consumer Transformation | I&C (MWh) | HALIFAX 132/33KV | 108824.682 | 107560.648 | 106357.059 | 105211.661 | 104122.199 | 103086.417 | 102102.056 | 101166.857 | 100278.557 | 99434.892 | 98633.596 | 97872.4 | 97149.036 | 96461.23 | 95806.707 | 95183.192 | 94588.405 | 94020.064 | 93475.887 | 92953.587 | 92450.877 | 91965.464 | 91495.057 | 91037.358 | 90590.071 | 90150.893 | 89717.522 | 89287.65 | 88858.97
NPgY | BSP | NG FES - Consumer Transformation | I&C (MWh) | HECKMONDWIKE | 114324.537 | 112890.293 | 111946.314 | 110641.404 | 109397.356 | 108211.644 | 107081.75 | 106005.16 | 104979.37 | 104001.881 | 103070.204 | 102181.852 | 101334.351 | 100525.228 | 99752.02 | 99012.27 | 98303.529 | 97623.352 | 96969.303 | 96338.952 | 95729.874 | 95139.652 | 94565.876 | 94006.142 | 93458.05 | 92919.21 | 92387.235 | 91859.747 | 91334.373
NPgY | BSP | NG FES - Consumer Transformation | I&C (MWh) | HOLMFIELD | 115664.026 | 114281.557 | 114768.638 | 113513.934 | 112319.427 | 111182.661 | 110101.182 | 109072.54 | 108094.281 | 107163.958 | 106279.121 | 105437.325 | 104636.122 | 103873.069 | 103145.722 | 102451.639 | 101788.378 | 101153.5 | 100544.563 | 99959.132 | 99394.766 | 98849.031 | 98319.489 | 97803.706 | 97299.246 | 96803.677 | 96314.564 | 95829.475 | 95345.978
NPgY | BSP | NG FES - Consumer Transformation | I&C (MWh) | HULL EAST 132/33KV | 223302.666 | 225377.027 | 224150.308 | 223015.011 | 221968.492 | 221007.996 | 220130.66 | 219333.512 | 218613.471 | 217967.345 | 217391.834 | 216883.529 | 216438.908 | 216054.344 | 215726.096 | 215450.316 | 215223.045 | 215040.213 | 214897.641 | 214791.04 | 214716.01 | 214668.041 | 214642.512 | 214634.693 | 214639.742 | 214652.707 | 214668.524 | 214682.021 | 214687.912
NPgY | BSP | NG FES - Consumer Transformation | I&C (MWh) | HULL SOUTH | 246944.589 | 256492.709 | 255026.147 | 255499.955 | 252905.823 | 250435.889 | 248084.848 | 245847.401 | 243718.258 | 241692.135 | 239763.754 | 237927.844 | 236179.139 | 234512.383 | 232922.322 | 231403.71 | 229951.307 | 228559.878 | 227224.197 | 225939.039 | 224699.188 | 223499.432 | 222334.566 | 221199.389 | 220088.705 | 218997.324 | 217920.061 | 216851.737 | 215787.175
NPgY | BSP | NG FES - Consumer Transformation | I&C (MWh) | HULL WEST | 162449.88 | 168071.983 | 175975.217 | 175543.07 | 175168.046 | 174848.735 | 174583.608 | 174371.024 | 174209.221 | 174096.322 | 174030.333 | 174009.142 | 174030.521 | 174092.125 | 174191.49 | 174326.038 | 174493.07 | 174689.772 | 174913.212 | 175160.34 | 175427.99 | 175712.878 | 176011.601 | 176320.639 | 176636.354 | 176954.993 | 177272.681 | 177585.427 | 177889.123
NPgY | BSP | NG FES - Consumer Transformation | I&C (MWh) | HUMBERSTON | 65645.311 | 68600.774 | 68553.01 | 67811.893 | 67105.542 | 66432.52 | 65791.392 | 65180.727 | 64599.097 | 64045.078 | 63517.248 | 63014.191 | 62534.49 | 62076.736 | 61639.519 | 61221.436 | 60821.083 | 60437.063 | 60067.981 | 59712.442 | 59369.06 | 59036.446 | 58713.218 | 58397.995 | 58089.401 | 57786.06 | 57486.602 | 57189.657 | 56893.861
NPgY | BSP | NG FES - Consumer Transformation | I&C (MWh) | HUNNINGLEY | 149070.894 | 148775.775 | 148521.84 | 148308.404 | 148134.688 | 147999.816 | 147902.817 | 147842.629 | 147818.091 | 147827.95 | 147870.856 | 147945.366 | 148049.941 | 148182.948 | 148342.657 | 148527.244 | 148734.791 | 148963.283 | 149210.611 | 149474.571 | 149752.863 | 150043.091 | 150342.765 | 150649.299 | 150960.011 | 151272.126 | 151582.77 | 151888.976 | 152187.681
NPgY | BSP | NG FES - Consumer Transformation | I&C (MWh) | HUNSHELF | 321798.332 | 322301.174 | 321819.111 | 321368.185 | 320947.41 | 320555.77 | 320192.225 | 319855.706 | 319545.118 | 319259.338 | 318997.218 | 318757.581 | 318539.224 | 318340.916 | 318161.4 | 317999.392 | 317853.578 | 317722.622 | 317605.155 | 317499.786 | 317405.093 | 317319.628 | 317241.916 | 317170.455 | 317103.714 | 317040.137 | 316978.138 | 316916.105 | 316852.4
NPgY | BSP | NG FES - Consumer Transformation | I&C (MWh) | IMMINGHAM | 287546.483 | 298559.086 | 298347.612 | 298189.339 | 298083.406 | 298028.81 | 298024.403 | 298068.892 | 298160.841 | 298298.671 | 298480.658 | 298704.933 | 298969.483 | 299272.152 | 299610.638 | 299982.496 | 300385.135 | 300815.821 | 301271.675 | 301749.672 | 302246.643 | 302759.276 | 303284.112 | 303817.547 | 304355.835 | 304895.081 | 305431.247 | 305960.151 | 306477.464
NPgY | BSP | NG FES - Consumer Transformation | I&C (MWh) | KIRKHAW LANE | 288041.447 | 294196.055 | 293940.503 | 293620.794 | 293393.178 | 293255.836 | 293206.707 | 293243.48 | 293363.598 | 293564.256 | 293842.403 | 294194.74 | 294617.72 | 295107.55 | 295660.187 | 296271.343 | 296936.48 | 297650.814 | 298409.31 | 299206.688 | 300037.419 | 300895.724 | 301775.577 | 302670.704 | 303574.581 | 304480.437 | 305381.25 | 306269.751 | 307138.421
NPgY | BSP | NG FES - Consumer Transformation | I&C (MWh) | KIRKSTALL C 2/5 | 209809.622 | 209527.288 | 209942.047 | 207863.821 | 205882.51 | 203994.093 | 202194.557 | 200479.901 | 198846.137 | 197289.286 | 195805.381 | 194390.467 | 193040.599 | 191751.843 | 190520.276 | 189341.987 | 188213.073 | 187129.644 | 186087.82 | 185083.731 | 184113.518 | 183173.333 | 182259.336 | 181367.701 | 180494.608 | 179636.25 | 178788.83 | 177948.559 | 177111.659
NPgY | BSP | NG FES - Consumer Transformation | I&C (MWh) | KIRKSTALL C/RING ROAD HORSFORTH | 151570.781 | 160947.755 | 159810.255 | 158080.512 | 156431.453 | 154859.73 | 153362.002 | 151934.94 | 150575.222 | 149279.538 | 148044.585 | 146867.07 | 145743.709 | 144671.226 | 143646.356 | 142665.842 | 141726.435 | 140824.897 | 139957.995 | 139122.509 | 138315.224 | 137532.937 | 136772.451 | 136030.577 | 135304.138 | 134589.961 | 133884.884 | 133185.753 | 132489.421
NPgY | BSP | NG FES - Consumer Transformation | I&C (MWh) | LEEDS EAST | 216301.636 | 226209.479 | 224967.374 | 222707.656 | 220553.396 | 218500.218 | 216543.757 | 214679.663 | 212903.596 | 211211.228 | 209598.244 | 208060.339 | 206593.221 | 205192.609 | 203854.235 | 202573.839 | 201347.177 | 200170.012 | 199038.121 | 197947.291 | 196893.321 | 195872.02 | 194879.209 | 193910.719 | 192962.391 | 192030.08 | 191109.647 | 190196.968 | 189287.928
NPgY | BSP | NG FES - Consumer Transformation | I&C (MWh) | LEEDS NORTH | 178251.623 | 181806.451 | 181931.11 | 179896.111 | 177956.018 | 176106.89 | 174344.798 | 172665.825 | 171066.066 | 169541.624 | 168088.615 | 166703.165 | 165381.412 | 164119.503 | 162913.597 | 161759.862 | 160654.479 | 159593.637 | 158573.537 | 157590.389 | 156640.413 | 155719.842 | 154824.916 | 153951.885 | 153097.012 | 152256.567 | 151426.831 | 150604.095 | 149784.658
NPgY | BSP | NG FES - Consumer Transformation | I&C (MWh) | LINDLEY | 210856.065 | 212581.921 | 210510.225 | 208104.859 | 205811.715 | 203626.134 | 201543.473 | 199559.101 | 197668.398 | 195866.76 | 194149.594 | 192512.318 | 190950.366 | 189459.183 | 188034.225 | 186670.962 | 185364.875 | 184111.46 | 182906.221 | 181744.677 | 180622.358 | 179534.806 | 178477.574 | 177446.227 | 176436.343 | 175443.51 | 174463.328 | 173491.408 | 172523.373
NPgY | BSP | NG FES - Consumer Transformation | I&C (MWh) | LOW ROAD | 330129.748 | 379083.955 | 396767.257 | 397397.835 | 393810.496 | 390391.421 | 387133.344 | 384029.02 | 381071.224 | 378252.752 | 375566.419 | 373005.06 | 370561.529 | 411085.749 | 408856.518 | 406723.797 | 404680.517 | 402719.63 | 400834.107 | 399016.935 | 397261.124 | 395559.698 | 393905.703 | 392292.201 | 390712.274 | 389159.022 | 387625.561 | 386105.026 | 384590.571
NPgY | BSP | NG FES - Consumer Transformation | I&C (MWh) | MALLARD WAY | 183771.383 | 183845.425 | 184300.282 | 183600.496 | 182962.395 | 182384.173 | 181863.936 | 181399.698 | 180989.385 | 180630.833 | 180321.785 | 180059.897 | 179842.735 | 179667.772 | 179532.394 | 179433.895 | 179369.478 | 179336.256 | 179331.254 | 179351.402 | 179393.544 | 179454.429 | 179530.72 | 179618.986 | 179715.705 | 179817.267 | 179919.968 | 180020.015 | 180113.524
NPgY | BSP | NG FES - Consumer Transformation | I&C (MWh) | MENSTON | 138055.708 | 136333.569 | 135976.544 | 134410.16 | 132917.082 | 131494.274 | 130138.708 | 128847.362 | 127617.223 | 126445.286 | 125328.552 | 124264.032 | 123248.741 | 122279.705 | 121353.955 | 120468.53 | 119620.476 | 118806.848 | 118024.706 | 117271.117 | 116543.157 | 115837.908 | 115152.458 | 114483.903 | 113829.345 | 113185.895 | 112550.667 | 111920.786 | 111293.38
NPgY | BSP | NG FES - Consumer Transformation | I&C (MWh) | MOSS ROAD | 117978.149 | 118819.202 | 118663.171 | 117376.27 | 116149.456 | 114980.237 | 113866.127 | 112804.648 | 111793.327 | 110829.7 | 109911.307 | 109035.695 | 108200.42 | 107403.042 | 106641.128 | 105912.253 | 105213.995 | 104543.942 | 103899.686 | 103278.826 | 102678.967 | 102097.72 | 101532.704 | 100981.541 | 100441.861 | 99911.299 | 99387.498 | 98868.104 | 98350.772
NPgY | BSP | NG FES - Consumer Transformation | I&C (MWh) | OSGODBY 1/2 | 7076.759 | 7076.759 | 7076.759 | 7076.759 | 7076.759 | 7076.759 | 7076.759 | 7076.759 | 7076.759 | 7076.759 | 7076.759 | 7076.759 | 7076.759 | 7076.759 | 7076.759 | 7076.759 | 7076.759 | 7076.759 | 7076.759 | 7076.759 | 7076.759 | 7076.759 | 7076.759 | 7076.759 | 7076.759 | 7076.759 | 7076.759 | 7076.759 | 7076.759
NPgY | BSP | NG FES - Consumer Transformation | I&C (MWh) | OSGODBY 3/4 | 188161.124 | 194800.66 | 195297.462 | 195413.55 | 200429.909 | 200651.942 | 200925.728 | 201250.202 | 201624.106 | 202045.995 | 202514.234 | 203026.994 | 203582.261 | 204177.827 | 204811.295 | 205480.077 | 206181.396 | 206912.282 | 207669.577 | 208449.93 | 209249.802 | 210065.461 | 210892.985 | 211728.261 | 212566.985 | 213404.662 | 214236.606 | 215057.94 | 215863.597
NPgY | BSP | NG FES - Consumer Transformation | I&C (MWh) | RODLEY | 179767.518 | 180892.684 | 179416.887 | 181285.535 | 179328.98 | 177464.164 | 175687.124 | 173993.909 | 172380.58 | 170843.208 | 169377.877 | 167980.678 | 166647.718 | 165375.11 | 164158.98 | 162995.466 | 161880.714 | 160810.881 | 159782.136 | 158790.657 | 157832.633 | 156904.262 | 156001.754 | 155121.328 | 154259.214 | 153411.65 | 152574.885 | 151745.179 | 150918.801
NPgY | BSP | NG FES - Consumer Transformation | I&C (MWh) | SAINT ANDREWS ROAD 132/33KV | 132939.851 | 131355.891 | 131140.757 | 129699.676 | 128325.833 | 127016.438 | 125768.709 | 124579.87 | 123447.155 | 122367.804 | 121339.065 | 120358.194 | 119422.454 | 118529.117 | 117675.459 | 116858.767 | 116076.333 | 115325.458 | 114603.448 | 113907.618 | 113235.29 | 112583.792 | 111950.461 | 111332.637 | 110727.673 | 110132.923 | 109545.751 | 108963.527 | 108383.629
NPgY | BSP | NG FES - Consumer Transformation | I&C (MWh) | SALTEND 132/33KV | 60733.704 | 60654.642 | 60591.221 | 60543.228 | 60510.411 | 60492.478 | 60489.093 | 60499.879 | 60524.418 | 60562.252 | 60612.879 | 60675.757 | 60750.302 | 60835.889 | 60931.85 | 61037.477 | 61152.021 | 61274.688 | 61404.647 | 61541.021 | 61682.896 | 61829.311 | 61979.268 | 62131.724 | 62285.597 | 62439.761 | 62593.05 | 62744.256 | 62892.127
NPgY | BSP | NG FES - Consumer Transformation | I&C (MWh) | SANTON | 498923.32 | 505952.764 | 514980.672 | 525229.829 | 529078.307 | 533000.393 | 536998.763 | 541075.283 | 545231.001 | 549466.156 | 553780.167 | 558171.643 | 562638.376 | 567177.342 | 571784.705 | 576455.812 | 581185.193 | 585966.566 | 590792.831 | 595656.073 | 600547.559 | 605457.742 | 610376.258 | 615291.927 | 620192.75 | 625065.914 | 629897.787 | 634673.921 | 639379.05
NPgY | BSP | NG FES - Consumer Transformation | I&C (MWh) | SCUNTHORPE NORTH | 566831.389 | 568987.889 | 572134.821 | 574360.013 | 576623.643 | 578927.81 | 581274.146 | 583663.812 | 586097.497 | 588575.422 | 591097.337 | 593662.521 | 596269.782 | 598917.459 | 601603.418 | 604325.056 | 607079.298 | 609862.598 | 612670.939 | 615499.833 | 618344.319 | 621198.968 | 624057.876 | 626914.67 | 629762.502 | 632594.055 | 635401.54 | 638176.695 | 640910.786
NPgY | BSP | NG FES - Consumer Transformation | I&C (MWh) | SCUNTHORPE SOUTH | 91634.646 | 92323.824 | 94151.478 | 94862.944 | 95586.86 | 96323.895 | 97074.566 | 97839.242 | 98618.139 | 99411.323 | 100218.709 | 101040.061 | 101874.993 | 102722.965 | 103583.29 | 104455.126 | 105337.483 | 106229.218 | 107129.038 | 108035.499 | 108947.003 | 109861.805 | 110778.005 | 111693.554 | 112606.25 | 113513.742 | 114413.525 | 115302.944 | 116179.193
NPgY | BSP | NG FES - Consumer Transformation | I&C (MWh) | SILSDEN | 270433.051 | 268183.778 | 266654.07 | 268804.699 | 265876.565 | 263086.142 | 260427.493 | 257894.696 | 255481.844 | 253183.045 | 250992.423 | 248904.116 | 246912.279 | 245011.079 | 243194.7 | 241457.339 | 239793.209 | 238196.537 | 236661.564 | 235182.544 | 233753.748 | 232369.459 | 231023.974 | 229711.605 | 228426.676 | 227163.527 | 225916.509 | 224679.987 | 223448.341
NPgY | BSP | NG FES - Consumer Transformation | I&C (MWh) | SOWERBY BRIDGE 132/33KV | 202238.254 | 209036.93 | 206798.289 | 204667.817 | 202641.321 | 200714.605 | 198883.469 | 197143.711 | 195491.124 | 193921.501 | 192430.627 | 191014.286 | 189668.258 | 188388.319 | 187170.242 | 186009.795 | 184902.742 | 183844.844 | 182831.857 | 181859.534 | 180923.622 | 180019.864 | 179144.001 | 178291.766 | 177458.889 | 176641.097 | 175834.11 | 175033.644 | 174235.41
NPgY | BSP | NG FES - Consumer Transformation | I&C (MWh) | STAYGATE | 281377.086 | 291750.578 | 293219.111 | 293605.88 | 290542.256 | 287622.252 | 284839.665 | 282188.307 | 279662.013 | 277254.631 | 274960.027 | 272772.087 | 270684.711 | 268691.818 | 266787.342 | 264965.235 | 263219.467 | 261544.021 | 259932.899 | 258380.121 | 256879.718 | 255425.743 | 254012.26 | 252633.353 | 251283.12 | 249955.674 | 248645.144 | 247345.676 | 246051.429
NPgY | BSP | NG FES - Consumer Transformation | I&C (MWh) | THORNHILL 132KV | 329137.396 | 326909.841 | 330606.749 | 327365.809 | 324289.228 | 321370.526 | 318603.199 | 315980.719 | 313496.531 | 311144.056 | 308916.69 | 306807.802 | 304810.738 | 302918.817 | 301125.331 | 299423.548 | 297806.709 | 296268.03 | 294800.699 | 293397.879 | 292052.706 | 290758.29 | 289507.712 | 288294.029 | 287110.27 | 285949.437 | 284804.503 | 283668.417 | 282534.098
NPgY | BSP | NG FES - Consumer Transformation | I&C (MWh) | WAKEFIELD MONCKTON ROAD | 158868.809 | 160412.157 | 160855.825 | 160807 | 160806.116 | 160852.372 | 160944.818 | 161082.356 | 161263.743 | 161487.589 | 161752.356 | 162056.359 | 162397.766 | 162774.598 | 163184.729 | 163625.886 | 164095.646 | 164591.442 | 165110.559 | 165650.131 | 166207.15 | 166778.455 | 167360.741 | 167950.554 | 168544.292 | 169138.206 | 169728.397 | 170310.822 | 170881.285
NPgY | BSP | NG FES - Consumer Transformation | I&C (MWh) | WAKEFIELD NORTH | 228928.765 | 231343.641 | 230891.945 | 230102.046 | 229396.396 | 228772.729 | 228228.634 | 227761.547 | 227368.76 | 227047.413 | 226794.498 | 226606.86 | 226481.194 | 226414.044 | 226401.809 | 226440.736 | 226526.924 | 226656.322 | 226824.73 | 227027.798 | 227261.029 | 227519.772 | 227799.231 | 228094.457 | 228400.352 | 228711.67 | 229023.013 | 229328.832 | 229623.431
NPgY | BSP | NG FES - Consumer Transformation | I&C (MWh) | WEST MELTON | 181627.274 | 188827.105 | 188648.917 | 190532.561 | 189835.873 | 189206.901 | 188643.527 | 188143.53 | 187704.584 | 187324.256 | 187000.008 | 186729.196 | 186509.072 | 186336.78 | 186209.361 | 186123.747 | 186076.766 | 186065.141 | 186085.486 | 186134.312 | 186208.021 | 186302.912 | 186415.175 | 186540.895 | 186676.05 | 186816.511 | 186958.045 | 187096.31 | 187226.858
NPgY | BSP | NG FES - Consumer Transformation | I&C (MWh) | WHINMOOR | 123863.229 | 131413.316 | 130542.718 | 136930.109 | 135623.012 | 134378.139 | 133192.823 | 132064.403 | 130990.223 | 129967.631 | 128993.979 | 128066.624 | 127182.926 | 126340.252 | 125535.97 | 124767.455 | 124032.084 | 123327.239 | 122650.306 | 121998.676 | 121369.741 | 120760.901 | 120169.556 | 119593.112 | 119028.978 | 118474.568 | 117927.298 | 117384.588 | 116843.863
NPgY | BSP | NG FES - Consumer Transformation | I&C (MWh) | WOLD NEWTON | 146110.248 | 146461.935 | 148759.871 | 149180.223 | 149635.22 | 150124.832 | 150648.856 | 151206.909 | 151798.433 | 152422.689 | 153078.767 | 153765.574 | 154481.843 | 155226.129 | 155996.81 | 156792.085 | 157609.977 | 158448.332 | 159304.818 | 160176.923 | 161061.961 | 161957.066 | 162859.195 | 163765.128 | 164671.465 | 165574.63 | 166470.868 | 167356.247 | 168226.656
NPgY | BSP | NG FES - Consumer Transformation | I&C (MWh) | YARBOROUGH ROAD 132/33KV | 210094.787 | 210385.823 | 209827.328 | 207611.719 | 205503.88 | 203499.453 | 201594.077 | 199783.39 | 198063.028 | 196428.621 | 194875.802 | 193400.196 | 191997.43 | 190663.126 | 189392.902 | 188182.375 | 187027.158 | 185922.863 | 184865.095 | 183849.46 | 182871.558 | 181926.987 | 181011.34 | 180120.209 | 179249.179 | 178393.835 | 177549.756 | 176712.517 | 175877.692
NPgN | BSP | NG FES - Falling Short | I&C (MWh) | ANNFIELD | 146213.9 | 146103.197 | 146052.715 | 149716.118 | 149781.211 | 149901.509 | 150075.209 | 150300.448 | 150575.302 | 150897.787 | 151265.858 | 151677.41 | 152130.277 | 152622.233 | 153150.99 | 153714.201 | 154309.459 | 154934.293 | 155586.174 | 156262.512 | 156960.656 | 157677.894 | 158411.455 | 159158.504 | 159916.149 | 160681.434 | 161448.33 | 162215.294 | 162982.326
NPgN | BSP | NG FES - Falling Short | I&C (MWh) | BARRACK ROAD | 307300.321 | 305319.479 | 305435.483 | 304434.446 | 306033.373 | 304605.628 | 303301.631 | 302115.578 | 301041.671 | 300074.117 | 299207.126 | 298434.913 | 297751.696 | 297151.699 | 296629.149 | 296178.277 | 295793.319 | 295468.513 | 295198.104 | 294976.338 | 294797.468 | 294655.748 | 294545.437 | 294460.799 | 294396.101 | 294345.614 | 294298.101 | 294250.713 | 294203.449
NPgN | BSP | NG FES - Falling Short | I&C (MWh) | BLUCHER | 132256.753 | 131556.008 | 141430.484 | 143170.439 | 142618.991 | 142113.206 | 141651.034 | 141230.429 | 140849.345 | 140505.738 | 140197.567 | 139922.792 | 139679.375 | 139465.277 | 139278.466 | 139116.907 | 138978.569 | 138861.421 | 138763.436 | 138682.586 | 138616.847 | 138564.195 | 138522.609 | 138490.068 | 138464.553 | 138444.047 | 138424.596 | 138405.195 | 138385.846
NPgN | BSP | NG FES - Falling Short | I&C (MWh) | BOWESFIELD | 179907.828 | 181239.266 | 183967.758 | 185960.964 | 187463.258 | 189022.073 | 190636.887 | 192306.993 | 194031.498 | 195809.323 | 197639.208 | 199519.705 | 201449.18 | 203425.819 | 205447.617 | 207512.388 | 209617.761 | 211761.177 | 213939.895 | 216150.987 | 218391.342 | 220657.662 | 222946.464 | 225254.082 | 227576.662 | 229910.167 | 232245.974 | 234581.855 | 236917.812
NPgN | BSP | NG FES - Falling Short | I&C (MWh) | CHIRTON GRANGE | 120334.115 | 120347.392 | 120409.026 | 122223.272 | 122377.997 | 122577.337 | 122819.93 | 123104.355 | 123429.135 | 123792.732 | 124193.553 | 124629.948 | 125100.206 | 125602.562 | 126135.19 | 126696.208 | 127283.677 | 127895.598 | 128529.917 | 129184.518 | 129857.232 | 130545.83 | 131248.024 | 131961.47 | 132683.766 | 133412.451 | 134142.478 | 134872.552 | 135602.675
NPgN | BSP | NG FES - Falling Short | I&C (MWh) | COALBURNS | 349432.607 | 347986.283 | 346646.812 | 345409.956 | 344271.482 | 343227.159 | 342272.763 | 341404.071 | 340616.866 | 339906.932 | 339270.06 | 338702.042 | 338198.674 | 337755.758 | 337369.097 | 337034.498 | 336747.774 | 336504.738 | 336301.208 | 336133.007 | 335995.959 | 335885.894 | 335798.643 | 335730.041 | 335675.928 | 335632.146 | 335590.543 | 335549.051 | 335507.67
NPgN | BSP | NG FES - Falling Short | I&C (MWh) | DARLINGTON CENTRAL | 139509.641 | 138737.728 | 138031.066 | 137999.825 | 137416.257 | 136890.517 | 136420.117 | 136002.56 | 135635.341 | 135315.948 | 135041.862 | 134810.556 | 134619.494 | 134466.135 | 134347.926 | 134262.311 | 134206.723 | 134178.59 | 134175.328 | 134194.351 | 134233.059 | 134288.85 | 134359.11 | 134441.219 | 134532.55 | 134630.465 | 134729.76 | 134829.111 | 134928.52
NPgN | BSP | NG FES - Falling Short | I&C (MWh) | DARLINGTON NORTH | 246776.227 | 248584.465 | 257773.54 | 258581.523 | 257971.644 | 257460.652 | 257044.647 | 256719.684 | 267996.618 | 267841.722 | 267765.758 | 267764.595 | 267834.058 | 338155.638 | 338353.639 | 338609.46 | 338918.738 | 339277.066 | 339679.989 | 340123.007 | 340601.573 | 341111.091 | 341646.922 | 342204.379 | 342778.727 | 343365.187 | 343954.197 | 344543.32 | 345132.557
NPgN | BSP | NG FES - Falling Short | I&C (MWh) | DUNSTON | 325628.81 | 323526.907 | 326125.345 | 327692.384 | 326039.419 | 324523.771 | 323139.283 | 321879.804 | 320739.186 | 319711.289 | 318789.973 | 317969.107 | 317242.563 | 316604.217 | 316047.95 | 315567.649 | 315157.203 | 314810.508 | 314521.462 | 314283.97 | 314091.94 | 313939.285 | 313819.921 | 313727.77 | 313656.757 | 313600.813 | 313548.033 | 313495.397 | 313442.907
NPgN | BSP | NG FES - Falling Short | I&C (MWh) | FLATWORTH | 103529.346 | 103547.948 | 108096.236 | 108891.716 | 109031.805 | 109210.229 | 109425.822 | 109677.371 | 109963.61 | 110283.225 | 110634.851 | 111017.072 | 111428.424 | 111867.391 | 112332.407 | 112821.855 | 113334.071 | 113867.337 | 114419.886 | 114989.903 | 115575.518 | 116174.816 | 116785.828 | 117406.536 | 118034.872 | 118668.717 | 119303.721 | 119938.772 | 120573.868
NPgN | BSP | NG FES - Falling Short | I&C (MWh) | GOSFORTH | 242934.102 | 241953.322 | 241068.688 | 241963.725 | 241260.966 | 240643.888 | 240108.951 | 239652.592 | 239271.223 | 238961.228 | 238718.969 | 238540.783 | 238422.978 | 238361.84 | 238353.63 | 238394.582 | 238480.905 | 238608.783 | 238774.376 | 238973.816 | 239203.211 | 239458.645 | 239736.174 | 240031.829 | 240341.618 | 240661.521 | 240983.55 | 241305.673 | 241627.89
NPgN | BSP | NG FES - Falling Short | I&C (MWh) | HARROGATE 132/33KV | 224996.524 | 224901.208 | 224866.156 | 226644.632 | 226725.232 | 230803.638 | 230992.976 | 231233.935 | 231524.602 | 231862.999 | 232247.088 | 232674.771 | 233143.883 | 233652.203 | 234197.442 | 234777.254 | 235389.228 | 236030.892 | 236699.712 | 237393.091 | 238108.372 | 238842.833 | 239593.693 | 240358.107 | 241133.167 | 241915.906 | 242700.259 | 243484.676 | 244269.156
NPgN | BSP | NG FES - Falling Short | I&C (MWh) | HUSTHWAITE | 110622.556 | 111309.102 | 114358.275 | 117302.555 | 118085.566 | 118900.36 | 119746.585 | 120623.793 | 121531.434 | 122468.863 | 123435.334 | 124430.003 | 125451.927 | 126500.065 | 127573.276 | 128670.322 | 129789.866 | 130930.469 | 132090.599 | 133268.62 | 134462.8 | 135671.308 | 136892.214 | 138123.488 | 139363.002 | 140608.531 | 141855.332 | 143102.179 | 144349.074
NPgN | BSP | NG FES - Falling Short | I&C (MWh) | LEEMING BAR_SKEEBY | 332968.808 | 336557.485 | 343825.86 | 349336.091 | 353178.45 | 357107.956 | 361125.208 | 365230.391 | 369423.274 | 373703.21 | 378069.137 | 382519.576 | 387052.634 | 391666 | 396356.949 | 401122.34 | 405958.615 | 410861.801 | 415827.509 | 420850.933 | 425926.853 | 431049.632 | 436213.216 | 441411.136 | 446636.507 | 451882.028 | 457131.802 | 462381.706 | 467631.739
NPgN | BSP | NG FES - Falling Short | I&C (MWh) | LINTON | 154536.413 | 154370.285 | 159367.921 | 164699.795 | 163923.418 | 163211.346 | 162560.692 | 161968.574 | 161432.113 | 160948.43 | 160514.651 | 160127.902 | 159785.312 | 159484.014 | 159221.142 | 158993.833 | 158799.225 | 158634.46 | 158496.681 | 158383.034 | 158290.668 | 158216.732 | 158158.379 | 158112.764 | 158077.044 | 158048.379 | 158021.197 | 157994.087 | 157967.049
NPgN | BSP | NG FES - Falling Short | I&C (MWh) | MALTON GRID | 222401.253 | 221684.727 | 221066.238 | 222972.652 | 222540.518 | 222196.602 | 221937.529 | 221759.873 | 221660.158 | 221634.856 | 221680.39 | 221793.131 | 221969.399 | 222205.464 | 222497.543 | 222841.804 | 223234.363 | 223671.287 | 224148.588 | 224662.231 | 225208.128 | 225782.139 | 226380.075 | 226997.695 | 227630.707 | 228274.766 | 228921.152 | 229567.641 | 230214.233
NPgN | BSP | NG FES - Falling Short | I&C (MWh) | MELROSEGATE | 355563.481 | 353704.105 | 359112.529 | 365557.065 | 364150.302 | 362882.499 | 361747.671 | 360739.815 | 359852.91 | 359080.917 | 358417.779 | 357857.422 | 357393.752 | 357020.658 | 356732.012 | 356521.665 | 356383.452 | 356311.19 | 356298.676 | 356339.691 | 356427.995 | 356557.332 | 356721.427 | 356913.986 | 357128.696 | 357359.229 | 357593.082 | 357827.081 | 358061.225
NPgN | BSP | NG FES - Falling Short | I&C (MWh) | NORTH TEES | 428760.373 | 430274.884 | 459348.532 | 462262.472 | 464213.933 | 466306.165 | 468536.216 | 470900.827 | 473396.434 | 476019.161 | 478764.83 | 481628.953 | 484606.734 | 487693.072 | 490882.557 | 494169.473 | 497547.793 | 501011.187 | 504553.015 | 508166.33 | 511843.876 | 515578.092 | 519361.106 | 523184.743 | 527040.515 | 530919.629 | 534803.664 | 538687.881 | 542572.279
NPgN | BSP | NG FES - Falling Short | I&C (MWh) | POTTER HOUSE | 245448.904 | 245446.877 | 252474.236 | 253542.887 | 253830.281 | 254208.907 | 254675.949 | 255228.481 | 255863.456 | 256577.715 | 257367.982 | 258230.867 | 259162.863 | 260160.348 | 261219.584 | 262336.719 | 263507.782 | 264728.691 | 265995.244 | 267303.125 | 268647.904 | 270025.033 | 271429.849 | 272857.574 | 274303.312 | 275762.054 | 277223.526 | 278685.098 | 280146.769
NPgN | BSP | NG FES - Falling Short | I&C (MWh) | RAVENSWORTH | 204510.559 | 203331.555 | 217411.263 | 218203.099 | 217301.736 | 216485.538 | 215750.8 | 215093.811 | 215563.639 | 215050.983 | 214604.898 | 214221.64 | 213897.459 | 217291.417 | 217074.114 | 216904.593 | 216779.076 | 216693.774 | 216644.89 | 216628.621 | 216641.156 | 216678.675 | 216737.35 | 216813.347 | 216902.821 | 217001.923 | 217103.059 | 217204.301 | 217305.65
NPgN | BSP | NG FES - Falling Short | I&C (MWh) | SCARBOROUGH GRID | 250896.412 | 249278.367 | 247780.353 | 247272.995 | 246000.789 | 244834.367 | 243768.987 | 242799.911 | 241922.404 | 241131.735 | 240423.177 | 239792.006 | 239233.501 | 238742.944 | 238315.623 | 237946.827 | 237631.849 | 237365.986 | 237144.537 | 236962.805 | 236816.097 | 236699.724 | 236608.996 | 236539.232 | 236485.75 | 236443.873 | 236404.428 | 236365.088 | 236325.853
NPgN | BSP | NG FES - Falling Short | I&C (MWh) | SEAL SANDS | 162886.476 | 198763.547 | 206165.269 | 207159.96 | 208028.362 | 208924.871 | 209849.339 | 210801.518 | 211781.053 | 212787.491 | 213820.274 | 214878.743 | 215962.136 | 217069.59 | 218200.138 | 219352.712 | 220526.141 | 221719.151 | 222930.367 | 224158.31 | 225401.4 | 226657.954 | 227926.187 | 229204.211 | 230490.035 | 231781.568 | 233074.315 | 234367.116 | 235659.969
NPgN | BSP | NG FES - Falling Short | I&C (MWh) | SPADEADAM 33KV | 5418.709 | 5383.704 | 5351.285 | 5321.347 | 5293.789 | 5268.509 | 5245.404 | 5224.372 | 5205.312 | 5188.12 | 5172.696 | 5158.937 | 5146.741 | 5136.008 | 5126.636 | 5118.523 | 5111.568 | 5105.67 | 5100.727 | 5096.639 | 5093.304 | 5090.622 | 5088.491 | 5086.812 | 5085.483 | 5084.404 | 5083.378 | 5082.354 | 5081.333
NPgN | BSP | NG FES - Falling Short | I&C (MWh) | SPENNYMOOR 132/66KV | 155938.286 | 155910.386 | 160265.685 | 181369.475 | 197990.844 | 198204.993 | 198475.302 | 198799.887 | 199176.795 | 199604 | 200079.405 | 200600.843 | 201166.076 | 201772.793 | 202418.615 | 203101.088 | 203817.689 | 204565.825 | 205342.828 | 206145.963 | 206972.421 | 207819.323 | 208683.717 | 209562.583 | 210452.826 | 211351.282 | 212251.469 | 213151.727 | 214052.057
NPgN | BSP | NG FES - Falling Short | I&C (MWh) | TORONTO | 155535.523 | 155565.092 | 155656.833 | 156291.624 | 156503.084 | 156771.942 | 157096.456 | 157474.808 | 157905.107 | 158385.384 | 158913.599 | 159487.631 | 160105.289 | 160764.304 | 161462.331 | 162196.952 | 162965.671 | 163765.92 | 164595.053 | 165450.348 | 166329.011 | 167228.169 | 168144.876 | 169076.109 | 170018.77 | 170969.685 | 171922.342 | 172875.07 | 173827.869
NPgN | BSP | NG FES - Falling Short | I&C (MWh) | WORMALD GREEN 132/33KV | 175168.556 | 175112.621 | 180258.911 | 182572.385 | 182723.047 | 182938.724 | 183217.361 | 183556.826 | 183954.909 | 184409.322 | 184917.701 | 185477.603 | 186086.507 | 186741.815 | 187440.852 | 188180.864 | 188959.019 | 189772.41 | 190618.049 | 191492.871 | 192393.735 | 193317.42 | 194260.629 | 195219.985 | 196192.034 | 197173.246 | 198156.393 | 199139.625 | 200122.942
NPgY | BSP | NG FES - Falling Short | I&C (MWh) | ATTERCLIFFE | 137028.628 | 143792.854 | 144904.249 | 144252.158 | 143659.309 | 143123.245 | 142641.504 | 142211.619 | 141831.116 | 141497.515 | 141208.332 | 140961.075 | 140753.247 | 140582.347 | 140445.865 | 140341.288 | 140266.094 | 140217.759 | 140193.75 | 140191.529 | 140208.553 | 140242.272 | 140290.13 | 140349.565 | 140418.01 | 140492.892 | 140569.133 | 140645.445 | 140721.828
NPgY | BSP | NG FES - Falling Short | I&C (MWh) | BARUGH 132/66KV | 171759.609 | 176920.711 | 179784.536 | 180464.972 | 181206.139 | 182006.833 | 182865.73 | 183781.38 | 184752.214 | 185776.536 | 186852.531 | 187978.26 | 189151.661 | 226054.679 | 227316.746 | 228619.562 | 229960.573 | 231337.105 | 232746.358 | 234185.41 | 235651.216 | 237140.61 | 238650.301 | 240176.874 | 241716.795 | 243266.404 | 244818.053 | 246369.777 | 247921.576
NPgY | BSP | NG FES - Falling Short | I&C (MWh) | BEESTON ROYDS 132/33KV | 346620.013 | 364845.948 | 378416.033 | 388538.352 | 386785.259 | 385177.323 | 383708.033 | 382370.881 | 381159.364 | 380066.987 | 379087.258 | 378213.693 | 377439.812 | 376759.14 | 376165.208 | 375651.553 | 375211.716 | 374839.244 | 374527.69 | 374270.611 | 374061.569 | 373894.132 | 373761.872 | 373658.369 | 373577.205 | 373511.967 | 373450.083 | 373388.365 | 373326.811
NPgY | BSP | NG FES - Falling Short | I&C (MWh) | BEVERLEY 132/33KV | 277952.534 | 288397.554 | 295284.708 | 298406.863 | 299821.727 | 301331.092 | 302933.072 | 304625.567 | 306406.261 | 308272.626 | 310221.914 | 312251.164 | 314357.201 | 316536.633 | 318785.853 | 321101.039 | 323478.153 | 325912.941 | 328400.936 | 330937.453 | 333517.593 | 336136.24 | 338788.065 | 341467.521 | 344168.847 | 346886.064 | 349606.628 | 352327.31 | 355048.108
NPgY | BSP | NG FES - Falling Short | I&C (MWh) | BINGLEY 132/33KV | 118004.418 | 117514.826 | 118206.886 | 121185.999 | 120583.971 | 120031.734 | 119527.055 | 119067.7 | 118651.439 | 118276.043 | 117939.284 | 117638.939 | 117372.784 | 117138.598 | 116934.162 | 116757.259 | 116605.674 | 116477.193 | 116369.604 | 116280.698 | 116208.267 | 116150.105 | 116104.008 | 116067.772 | 116039.198 | 116016.087 | 115994.126 | 115972.224 | 115950.378
NPgY | BSP | NG FES - Falling Short | I&C (MWh) | BLACKBURN MEADOWS B | 306987.682 | 309491.258 | 310912.044 | 310304.161 | 309821.088 | 309458.396 | 309211.578 | 309076.049 | 309047.143 | 309120.119 | 309290.154 | 309552.35 | 309901.727 | 310333.229 | 310841.718 | 311421.982 | 312068.726 | 312776.578 | 313540.088 | 314353.726 | 315211.883 | 316108.871 | 317038.925 | 317996.2 | 318974.771 | 319968.634 | 320965.707 | 321962.905 | 322960.229
NPgY | BSP | NG FES - Falling Short | I&C (MWh) | BLYTON | 149828.882 | 151743.864 | 155489.266 | 157481.529 | 159513.926 | 161587.166 | 163701.744 | 165857.939 | 168055.818 | 170295.231 | 172575.815 | 174896.991 | 177257.965 | 179657.731 | 182095.065 | 184568.531 | 187076.476 | 189617.033 | 192188.122 | 194787.446 | 197412.494 | 200060.54 | 202728.644 | 205413.649 | 208112.186 | 210820.67 | 213531.256 | 216241.906 | 218952.622
NPgY | BSP | NG FES - Falling Short | I&C (MWh) | BRADFORD | 209799.223 | 210695.924 | 214652.178 | 213490.929 | 212422.162 | 211441.903 | 210546.181 | 209731.027 | 208992.478 | 208326.572 | 207729.352 | 207196.864 | 206725.156 | 206310.282 | 205948.295 | 205635.256 | 205367.227 | 205140.272 | 204950.46 | 204793.863 | 204666.555 | 204564.614 | 204484.122 | 204421.162 | 204371.822 | 204332.191 | 204294.603 | 204257.114 | 204219.723
NPgY | BSP | NG FES - Falling Short | I&C (MWh) | BRAMHAM | 231705.174 | 236629.398 | 248703.644 | 256106.63 | 256246.148 | 256472.85 | 256783.924 | 257176.457 | 273978.23 | 274524.553 | 275143.009 | 275830.29 | 276582.992 | 322307.284 | 323180.215 | 324107.758 | 325086.11 | 326111.374 | 327179.55 | 328286.54 | 329428.148 | 330600.078 | 331797.936 | 333017.228 | 334253.361 | 335501.644 | 336752.491 | 338003.45 | 339254.52
NPgY | BSP | NG FES - Falling Short | I&C (MWh) | BRANSHOLME | 142999.912 | 143308.113 | 144604.128 | 147741.479 | 147333.694 | 146983.44 | 146688.398 | 146446.23 | 146254.574 | 146111.046 | 146013.24 | 145958.727 | 145945.056 | 145969.754 | 146030.323 | 146124.247 | 146248.984 | 146401.97 | 146580.62 | 146782.325 | 147004.454 | 147244.354 | 147499.349 | 147766.74 | 148043.806 | 148327.803 | 148613.259 | 148898.78 | 149184.366
NPgY | BSP | NG FES - Falling Short | I&C (MWh) | BRIGHOUSE 132/33KV | 219782.391 | 224143.2 | 228085.583 | 229213.52 | 228206.477 | 227291.258 | 226463.836 | 225720.18 | 225056.254 | 224468.016 | 223951.419 | 223502.412 | 223116.936 | 281685.536 | 281414.931 | 281195.655 | 281023.628 | 280894.766 | 280804.981 | 280750.177 | 280726.254 | 280729.107 | 280754.624 | 280798.688 | 280857.178 | 280925.964 | 280996.921 | 281067.986 | 281139.158
NPgY | BSP | NG FES - Falling Short | I&C (MWh) | DONCASTER B/THORPE MARSH | 360591.823 | 384452.342 | 393508.415 | 400189.021 | 401637.594 | 421238.093 | 422934.28 | 424749.688 | 426680.928 | 428724.362 | 430876.104 | 433132.018 | 435487.72 | 491667.781 | 494208.911 | 496835.182 | 499541.216 | 502321.383 | 505169.806 | 508080.357 | 511046.66 | 514062.09 | 517119.773 | 520212.586 | 523333.155 | 526473.858 | 529618.795 | 532763.879 | 535909.107
NPgY | BSP | NG FES - Falling Short | I&C (MWh) | DONCASTER CENTRAL | 82427.437 | 82625.085 | 85293.751 | 85552.691 | 85841.39 | 86159.187 | 86505.365 | 86879.155 | 87279.734 | 87706.224 | 88157.696 | 88633.164 | 89131.591 | 89651.885 | 90192.9 | 90753.437 | 91332.242 | 91928.01 | 92539.379 | 93164.935 | 93803.21 | 94452.682 | 95111.776 | 95778.861 | 96452.255 | 97130.22 | 97809.144 | 98488.099 | 99167.085
NPgY | BSP | NG FES - Falling Short | I&C (MWh) | DRIFFIELD/BEVERLEY GROUP | 344109.257 | 346005.676 | 348018.236 | 350146.112 | 352388.173 | 354742.984 | 357208.808 | 359783.602 | 362465.019 | 365250.409 | 368136.815 | 371120.98 | 374199.34 | 377368.026 | 380622.867 | 383959.385 | 387372.8 | 390858.026 | 394409.674 | 398022.049 | 401689.152 | 405404.68 | 409162.024 | 412954.272 | 416774.206 | 420614.304 | 424458.654 | 428303.153 | 432147.801
NPgY | BSP | NG FES - Falling Short | I&C (MWh) | FEATHERSTONE | 304242.634 | 310658.73 | 315100.479 | 318856.036 | 320998.92 | 323220.438 | 325519.912 | 327896.4 | 330348.702 | 332875.352 | 335474.625 | 338144.533 | 340882.827 | 343686.996 | 346554.267 | 349481.604 | 352465.711 | 355503.028 | 358589.736 | 361721.751 | 364894.728 | 368104.061 | 371344.882 | 374612.059 | 377900.199 | 381203.647 | 384510.318 | 387817.088 | 391123.956
NPgY | BSP | NG FES - Falling Short | I&C (MWh) | GIRLINGTON | 169520.87 | 171774.356 | 171499.573 | 170562.859 | 169700.808 | 168910.21 | 168187.862 | 167530.559 | 166935.103 | 166398.296 | 165916.942 | 165487.851 | 165107.833 | 164773.7 | 164482.268 | 164230.357 | 164014.785 | 163832.378 | 163679.96 | 163554.359 | 163452.407 | 163370.937 | 163306.784 | 163256.786 | 163217.784 | 163186.62 | 163157.104 | 163127.666 | 163098.304
NPgY | BSP | NG FES - Falling Short | I&C (MWh) | HALIFAX 132/33KV | 108824.682 | 108246.325 | 107718.593 | 107239.595 | 106807.433 | 106420.199 | 106075.98 | 105772.854 | 105508.891 | 105282.153 | 105090.696 | 104932.566 | 104805.803 | 104708.439 | 104638.496 | 104593.991 | 104572.932 | 104573.32 | 104593.146 | 104630.395 | 104683.044 | 104749.062 | 104826.409 | 104913.04 | 105006.898 | 105105.922 | 105206.03 | 105306.186 | 105406.391
NPgY | BSP | NG FES - Falling Short | I&C (MWh) | HECKMONDWIKE | 114324.537 | 113583.351 | 113321.241 | 112687.381 | 112103.93 | 111568.719 | 111079.585 | 110634.363 | 110230.893 | 109867.014 | 109540.569 | 109249.403 | 108991.361 | 108764.293 | 108566.047 | 108394.476 | 108247.433 | 108122.775 | 108018.357 | 107932.04 | 107861.684 | 107805.152 | 107760.309 | 107725.021 | 107697.155 | 107674.581 | 107653.123 | 107631.722 | 107610.377
NPgY | BSP | NG FES - Falling Short | I&C (MWh) | HOLMFIELD | 115664.026 | 114998.061 | 116190.907 | 115631.609 | 115122.52 | 114661.553 | 114246.614 | 113875.607 | 113546.43 | 113256.977 | 113005.14 | 112788.803 | 112605.848 | 112454.152 | 112331.588 | 112236.023 | 112165.322 | 112117.345 | 112089.945 | 112080.974 | 112088.278 | 112109.698 | 112143.072 | 112186.232 | 112237.007 | 112293.219 | 112350.58 | 112407.998 | 112465.474
NPgY | BSP | NG FES - Falling Short | I&C (MWh) | HULL EAST 132/33KV | 223302.666 | 227022.205 | 227431.694 | 227924.41 | 228498.461 | 229151.827 | 229882.362 | 230687.789 | 231565.707 | 232513.583 | 233528.758 | 234608.444 | 235749.726 | 236949.559 | 238204.771 | 239512.063 | 240868.004 | 242269.038 | 243711.48 | 245191.517 | 246705.205 | 248248.476 | 249817.13 | 251406.841 | 253013.153 | 254631.481 | 256252.344 | 257873.308 | 259494.373
NPgY | BSP | NG FES - Falling Short | I&C (MWh) | HULL SOUTH | 246944.589 | 258018.978 | 258055.281 | 260009.361 | 258873.713 | 257841.261 | 256907.476 | 256067.825 | 255317.767 | 254652.759 | 254068.249 | 253559.682 | 253122.496 | 252752.122 | 252443.99 | 252193.518 | 251996.125 | 251847.218 | 251742.202 | 251676.477 | 251645.433 | 251644.459 | 251668.934 | 251714.234 | 251775.728 | 251848.78 | 251924.261 | 251999.854 | 252075.56
NPgY | BSP | NG FES - Falling Short | I&C (MWh) | HULL WEST | 162449.88 | 169365.173 | 178558.822 | 179414.886 | 180326.426 | 181292.569 | 182312.314 | 183384.526 | 184507.937 | 185681.148 | 186902.627 | 188170.709 | 189483.597 | 190839.362 | 192235.942 | 193671.142 | 195142.636 | 196647.963 | 198184.532 | 199749.619 | 201340.367 | 202953.785 | 204586.751 | 206236.011 | 207898.178 | 209569.73 | 211243.258 | 212916.855 | 214590.52
NPgY | BSP | NG FES - Falling Short | I&C (MWh) | HUMBERSTON | 65645.311 | 69002.31 | 69349.702 | 68997.577 | 68674.267 | 68378.543 | 68109.176 | 67864.938 | 67644.601 | 67446.936 | 67270.715 | 67114.711 | 66977.696 | 66858.443 | 66755.724 | 66668.313 | 66594.983 | 66534.507 | 66485.658 | 66447.211 | 66417.938 | 66396.614 | 66382.013 | 66372.909 | 66368.076 | 66366.288 | 66365.139 | 66364.019 | 66362.927
NPgY | BSP | NG FES - Falling Short | I&C (MWh) | HUNNINGLEY | 149070.894 | 149745.912 | 150461.027 | 151215.976 | 152010.391 | 152843.793 | 153715.6 | 154625.122 | 155571.56 | 156554.012 | 157571.466 | 158622.805 | 159706.804 | 160822.133 | 161967.353 | 163140.919 | 164341.179 | 165566.374 | 166814.638 | 168084 | 169372.378 | 170677.586 | 171997.331 | 173329.213 | 174670.723 | 176019.247 | 177369.251 | 178719.306 | 180069.413
NPgY | BSP | NG FES - Falling Short | I&C (MWh) | HUNSHELF | 321798.332 | 322808.703 | 322830.463 | 322879.904 | 322956.278 | 323058.806 | 323186.676 | 323339.043 | 323515.03 | 323713.727 | 323934.192 | 324175.45 | 324436.494 | 324716.282 | 325013.744 | 325327.772 | 325657.23 | 326000.947 | 326357.719 | 326726.311 | 327105.454 | 327493.847 | 327890.156 | 328293.015 | 328701.024 | 329112.751 | 329525.263 | 329937.808 | 330350.385
NPgY | BSP | NG FES - Falling Short | I&C (MWh) | IMMINGHAM | 287546.483 | 299908.92 | 301047.384 | 302239.707 | 303485.564 | 304784.474 | 306135.794 | 307538.724 | 308992.303 | 310495.412 | 312046.77 | 313644.939 | 315288.322 | 316975.159 | 318703.534 | 320471.371 | 322276.432 | 324116.322 | 325988.485 | 327890.206 | 329818.611 | 331770.665 | 333743.174 | 335732.785 | 337735.983 | 339749.097 | 341764.315 | 343779.62 | 345795.013
NPgY | BSP | NG FES - Falling Short | I&C (MWh) | KIRKHAW LANE | 288041.447 | 296614.131 | 298775.518 | 300872.679 | 303062.894 | 305345.351 | 307718.953 | 310182.328 | 312733.822 | 315371.503 | 318093.16 | 320896.301 | 323778.156 | 326735.675 | 329765.529 | 332864.108 | 336027.524 | 339251.608 | 342531.915 | 345863.715 | 349242.003 | 352661.492 | 356116.615 | 359601.527 | 363110.102 | 366635.935 | 370165.4 | 373694.98 | 377224.673
NPgY | BSP | NG FES - Falling Short | I&C (MWh) | KIRKSTALL C 2/5 | 209809.622 | 210638.311 | 212146.164 | 211143.702 | 210221.418 | 209375.87 | 208603.618 | 207901.226 | 207265.261 | 206692.289 | 206178.882 | 205721.614 | 205317.06 | 204961.799 | 204652.41 | 204385.478 | 204157.588 | 203965.327 | 203805.286 | 203674.058 | 203568.238 | 203484.422 | 203419.211 | 203369.206 | 203331.012 | 203301.235 | 203273.22 | 203245.278 | 203217.41
NPgY | BSP | NG FES - Falling Short | I&C (MWh) | KIRKSTALL C/RING ROAD HORSFORTH | 151570.781 | 161866.519 | 161632.954 | 160792.808 | 160019.49 | 159310.127 | 158661.85 | 158071.79 | 157537.081 | 157054.862 | 156622.272 | 156236.452 | 155894.549 | 155593.708 | 155331.08 | 155103.817 | 154909.073 | 154744.005 | 154605.773 | 154491.538 | 154398.464 | 154323.717 | 154264.467 | 154217.885 | 154181.143 | 154151.418 | 154123.171 | 154094.998 | 154066.899
NPgY | BSP | NG FES - Falling Short | I&C (MWh) | LEEDS EAST | 216301.636 | 227409.422 | 227347.917 | 226250.094 | 225239.653 | 224312.836 | 223465.892 | 222695.07 | 221996.626 | 221366.816 | 220801.9 | 220298.143 | 219851.811 | 219459.173 | 219116.504 | 218820.079 | 218566.177 | 218351.082 | 218171.078 | 218022.454 | 217901.502 | 217804.516 | 217727.794 | 217667.636 | 217620.345 | 217582.229 | 217546.044 | 217509.955 | 217473.96
NPgY | BSP | NG FES - Falling Short | I&C (MWh) | LEEDS NORTH | 178251.623 | 182894.264 | 184089.183 | 183107.479 | 182204.293 | 181376.254 | 180619.993 | 179932.146 | 179309.349 | 178748.242 | 178245.467 | 177797.667 | 177401.49 | 177053.585 | 176750.603 | 176489.198 | 176266.026 | 176077.746 | 175921.019 | 175792.508 | 175688.879 | 175606.798 | 175542.937 | 175493.968 | 175456.564 | 175427.404 | 175399.968 | 175372.604 | 175345.313
NPgY | BSP | NG FES - Falling Short | I&C (MWh) | LINDLEY | 210856.065 | 213861.721 | 213049.184 | 211883.02 | 210809.793 | 209825.51 | 208926.182 | 208107.821 | 207366.445 | 206698.072 | 206098.727 | 205564.436 | 205091.229 | 204675.138 | 204312.201 | 203998.456 | 203729.946 | 203502.717 | 203312.818 | 203156.3 | 203029.22 | 202927.634 | 202847.604 | 202785.194 | 202736.472 | 202697.508 | 202660.595 | 202623.78 | 202587.062
NPgY | BSP | NG FES - Falling Short | I&C (MWh) | LOW ROAD | 330129.748 | 381080.398 | 400727.931 | 403291.588 | 401607.224 | 400062.05 | 398649.818 | 397364.286 | 396199.216 | 395148.378 | 394205.546 | 393364.5 | 392619.024 | 434819.959 | 434247.005 | 433751.011 | 433325.785 | 432965.14 | 432662.893 | 432412.868 | 432208.893 | 432044.803 | 431914.435 | 431811.634 | 431730.249 | 431664.135 | 431601.242 | 431538.514 | 431475.951
NPgY | BSP | NG FES - Falling Short | I&C (MWh) | MALLARD WAY | 183771.383 | 185058.372 | 186720.846 | 187223.908 | 187784.428 | 188401.129 | 189072.634 | 189797.458 | 190574.015 | 191400.612 | 192275.455 | 193196.645 | 194162.177 | 195169.946 | 196217.74 | 197303.243 | 198424.037 | 199577.597 | 200761.297 | 201972.404 | 203208.084 | 204465.396 | 205741.297 | 207032.638 | 208336.168 | 209648.53 | 210962.743 | 212277.014 | 213591.343
NPgY | BSP | NG FES - Falling Short | I&C (MWh) | MENSTON | 138055.708 | 137175.251 | 137646.448 | 136895.275 | 136204.842 | 135572.551 | 134995.803 | 134472.002 | 133998.552 | 133572.859 | 133192.331 | 132854.375 | 132556.401 | 132295.819 | 132070.042 | 131876.482 | 131712.553 | 131575.671 | 131463.251 | 131372.711 | 131301.469 | 131246.945 | 131206.559 | 131177.733 | 131157.889 | 131144.451 | 131132.362 | 131120.341 | 131108.388
NPgY | BSP | NG FES - Falling Short | I&C (MWh) | MOSS ROAD | 117978.149 | 119502.044 | 120017.86 | 119392.173 | 118816.297 | 118288.09 | 117805.414 | 117366.131 | 116968.107 | 116609.208 | 116287.301 | 116000.258 | 115745.95 | 115522.251 | 115327.036 | 115158.183 | 115013.571 | 114891.08 | 114788.594 | 114703.996 | 114635.172 | 114580.01 | 114536.4 | 114502.232 | 114475.4 | 114453.797 | 114433.295 | 114412.846 | 114392.452
NPgY | BSP | NG FES - Falling Short | I&C (MWh) | OSGODBY 1/2 | 7076.759 | 7076.759 | 7076.759 | 7076.759 | 7076.759 | 7076.759 | 7076.759 | 7076.759 | 7076.759 | 7076.759 | 7076.759 | 7076.759 | 7076.759 | 7076.759 | 7076.759 | 7076.759 | 7076.759 | 7076.759 | 7076.759 | 7076.759 | 7076.759 | 7076.759 | 7076.759 | 7076.759 | 7076.759 | 7076.759 | 7076.759 | 7076.759 | 7076.759
NPgY | BSP | NG FES - Falling Short | I&C (MWh) | OSGODBY 3/4 | 188161.124 | 196390.402 | 198479.873 | 200192.186 | 206808.934 | 208636.109 | 210520.362 | 212461.178 | 214457.834 | 216509.4 | 218614.736 | 220772.493 | 222981.114 | 225238.832 | 227543.675 | 229893.457 | 232285.787 | 234718.064 | 237187.479 | 239691.013 | 242225.438 | 244787.319 | 247373.011 | 249978.66 | 252600.202 | 255233.367 | 257868.984 | 260504.682 | 263140.459
NPgY | BSP | NG FES - Falling Short | I&C (MWh) | RODLEY | 179767.518 | 181982.7 | 181579.318 | 184503.362 | 183585.759 | 182744.014 | 181974.721 | 181274.48 | 180639.89 | 180067.556 | 179554.086 | 179096.09 | 178690.181 | 178332.975 | 178021.092 | 177751.153 | 177519.784 | 177323.612 | 177159.268 | 177023.386 | 176912.602 | 176823.555 | 176752.888 | 176697.246 | 176653.275 | 176617.626 | 176583.732 | 176549.927 | 176516.211
NPgY | BSP | NG FES - Falling Short | I&C (MWh) | SAINT ANDREWS ROAD 132/33KV | 132939.851 | 132122.794 | 132662.198 | 131963.697 | 131320.883 | 130731.361 | 130192.741 | 129702.636 | 129258.657 | 128858.422 | 128499.546 | 128179.65 | 127896.355 | 127647.283 | 127430.061 | 127242.313 | 127081.671 | 126945.763 | 126832.224 | 126738.686 | 126662.787 | 126602.164 | 126554.457 | 126517.307 | 126488.359 | 126465.257 | 126443.384 | 126421.567 | 126399.809
NPgY | BSP | NG FES - Falling Short | I&C (MWh) | SALTEND 132/33KV | 60733.704 | 61046.379 | 61374.68 | 61718.558 | 62077.919 | 62452.622 | 62842.482 | 63247.265 | 63666.693 | 64100.441 | 64548.138 | 65009.369 | 65483.67 | 65970.532 | 66469.401 | 66979.676 | 67500.709 | 68031.809 | 68572.235 | 69121.202 | 69677.88 | 70241.391 | 70810.811 | 71385.171 | 71963.455 | 72544.602 | 73126.353 | 73708.127 | 74289.922
NPgY | BSP | NG FES - Falling Short | I&C (MWh) | SANTON | 498923.32 | 511027.352 | 525168.426 | 540571.246 | 549615.725 | 558777.909 | 568062.161 | 577471.953 | 587009.866 | 596677.587 | 606475.915 | 616404.755 | 626463.122 | 636649.139 | 646960.036 | 657392.154 | 667940.941 | 678600.952 | 689365.852 | 700228.413 | 711180.517 | 722213.151 | 733316.413 | 744479.508 | 755690.747 | 766937.552 | 778191.88 | 789446.421 | 800701.177
NPgY | BSP | NG FES - Falling Short | I&C (MWh) | SCUNTHORPE NORTH | 566831.389 | 571896.952 | 577975.565 | 583156.154 | 588399.949 | 593710.06 | 599089.081 | 604539.092 | 610061.658 | 615657.829 | 621328.14 | 627072.61 | 632890.746 | 638781.536 | 644743.457 | 650774.468 | 656872.015 | 663033.027 | 669253.919 | 675530.59 | 681858.426 | 688232.296 | 694646.553 | 701095.037 | 707571.07 | 714067.463 | 720568.161 | 727068.981 | 733569.922
NPgY | BSP | NG FES - Falling Short | I&C (MWh) | SCUNTHORPE SOUTH | 91634.646 | 93269.904 | 96050.739 | 97722.855 | 99415.242 | 101128.91 | 102864.698 | 104623.283 | 106405.174 | 108210.713 | 110040.08 | 111893.284 | 113770.171 | 115670.419 | 117593.543 | 119538.888 | 121505.636 | 123492.8 | 125499.23 | 127523.608 | 129564.45 | 131620.106 | 133688.76 | 135768.43 | 137856.967 | 139952.057 | 142048.531 | 144145.044 | 146241.594
NPgY | BSP | NG FES - Falling Short | I&C (MWh) | SILSDEN | 270433.051 | 269829.961 | 269920.059 | 273665 | 272306.548 | 271062.033 | 269926.361 | 268894.436 | 267961.169 | 267121.474 | 266370.264 | 265702.46 | 265112.98 | 264596.751 | 264148.697 | 263763.749 | 263436.838 | 263162.898 | 262936.868 | 262753.686 | 262608.295 | 262495.64 | 262410.669 | 262348.33 | 262303.577 | 262271.364 | 262241.792 | 262212.351 | 262183.041
NPgY | BSP | NG FES - Falling Short | I&C (MWh) | SOWERBY BRIDGE 132/33KV | 202238.254 | 210303.75 | 209313.753 | 208414.412 | 207602.187 | 206873.522 | 206224.85 | 205652.59 | 205153.147 | 204722.912 | 204358.263 | 204055.564 | 203811.165 | 203621.402 | 203482.599 | 203391.064 | 203343.093 | 203334.967 | 203362.953 | 203423.306 | 203512.265 | 203626.056 | 203760.891 | 203912.968 | 204078.471 | 204253.57 | 204430.693 | 204607.914 | 204785.234
NPgY | BSP | NG FES - Falling Short | I&C (MWh) | STAYGATE | 281377.086 | 293456.749 | 296603.889 | 298642.612 | 297205.19 | 295886.519 | 294681.266 | 293584.106 | 292589.719 | 291692.787 | 290887.999 | 290170.048 | 289533.633 | 288973.457 | 288484.226 | 288060.653 | 287697.456 | 287389.354 | 287131.076 | 286917.35 | 286742.913 | 286602.504 | 286490.866 | 286402.749 | 286332.906 | 286276.094 | 286222.033 | 286168.117 | 286114.347
NPgY | BSP | NG FES - Falling Short | I&C (MWh) | THORNHILL 132KV | 329137.396 | 329024.2 | 334807.857 | 333627.153 | 332585.372 | 331677.093 | 330896.852 | 330239.14 | 329698.406 | 329269.054 | 328945.446 | 328721.897 | 328592.683 | 328552.031 | 328594.128 | 328713.114 | 328903.088 | 329158.102 | 329472.168 | 329839.249 | 330253.268 | 330708.102 | 331197.583 | 331715.502 | 332255.602 | 332811.584 | 333370.912 | 333930.397 | 334490.036
NPgY | BSP | NG FES - Falling Short | I&C (MWh) | WAKEFIELD MONCKTON ROAD | 158868.809 | 161770.094 | 163572.207 | 164882.928 | 166243.268 | 167652.98 | 169111.652 | 170618.705 | 172173.395 | 173774.814 | 175421.886 | 177113.37 | 178847.86 | 180623.785 | 182439.406 | 184292.82 | 186181.958 | 188104.584 | 190058.299 | 192040.536 | 194048.562 | 196079.481 | 198130.227 | 200197.571 | 202278.119 | 204368.309 | 206460.526 | 208552.804 | 210645.141
NPgY | BSP | NG FES - Falling Short | I&C (MWh) | WAKEFIELD NORTH | 228928.765 | 233139.792 | 234478.517 | 235474.128 | 236549.871 | 237704.253 | 238935.613 | 240242.119 | 241621.766 | 243072.383 | 244591.625 | 246176.978 | 247825.758 | 249535.111 | 251302.009 | 253123.259 | 254995.492 | 256915.173 | 258878.593 | 260881.874 | 262920.968 | 264991.655 | 267089.544 | 269210.076 | 271348.518 | 273499.968 | 275654.161 | 277808.455 | 279962.849
NPgY | BSP | NG FES - Falling Short | I&C (MWh) | WEST MELTON | 181627.274 | 190234.485 | 191457.688 | 194737.396 | 195432.09 | 196190.441 | 197010.941 | 197891.961 | 198831.746 | 199828.42 | 200879.985 | 201984.317 | 203139.172 | 204342.183 | 205590.857 | 206882.582 | 208214.62 | 209584.112 | 210988.075 | 212423.403 | 213886.867 | 215375.115 | 216884.673 | 218411.942 | 219953.202 | 221504.607 | 223058.148 | 224611.766 | 226165.46
NPgY | BSP | NG FES - Falling Short | I&C (MWh) | WHINMOOR | 123863.229 | 132170.113 | 132044.542 | 139165.596 | 138581.193 | 138048.434 | 137565.039 | 137128.725 | 136737.208 | 136388.204 | 136079.425 | 135808.583 | 135573.39 | 135371.554 | 135200.784 | 135058.785 | 134943.262 | 134851.918 | 134782.455 | 134732.574 | 134699.973 | 134682.35 | 134677.399 | 134682.816 | 134696.293 | 134715.52 | 134735.957 | 134756.452 | 134777.006
NPgY | BSP | NG FES - Falling Short | I&C (MWh) | WOLD NEWTON | 146110.248 | 147802.106 | 151445.136 | 153216.051 | 155027.603 | 156880.27 | 158774.335 | 160709.883 | 162686.805 | 164704.796 | 166763.353 | 168861.778 | 170999.178 | 173174.464 | 175386.348 | 177633.349 | 179913.789 | 182225.794 | 184567.293 | 186936.02 | 189329.513 | 191745.112 | 194179.963 | 196631.015 | 199095.021 | 201568.536 | 204044.064 | 206519.66 | 208995.325
NPgY | BSP | NG FES - Falling Short | I&C (MWh) | YARBOROUGH ROAD 132/33KV | 210094.787 | 211690.139 | 212417.084 | 211468.721 | 210610.603 | 209839.033 | 209150.3 | 208540.68 | 208006.436 | 207543.821 | 207149.073 | 206818.416 | 206548.064 | 206334.217 | 206173.063 | 206060.775 | 205993.516 | 205967.433 | 205978.664 | 206023.33 | 206097.542 | 206197.397 | 206318.979 | 206458.359 | 206611.594 | 206774.731 | 206939.953 | 207105.274 | 207270.696
NPgN | BSP | NG FES - Leading the Way | I&C (MWh) | ANNFIELD | 146213.9 | 145057.277 | 143969.435 | 146603.516 | 145646.819 | 144752.36 | 143917.852 | 143140.961 | 142419.3 | 141750.437 | 141131.889 | 140561.125 | 140035.566 | 139552.58 | 139109.492 | 138703.572 | 138332.044 | 137992.083 | 137680.814 | 137395.31 | 137132.6 | 136889.659 | 136663.414 | 136450.744 | 136248.475 | 136053.387 | 135862.207 | 135671.614 | 135478.238
NPgN | BSP | NG FES - Leading the Way | I&C (MWh) | BARRACK ROAD | 307300.321 | 303442.092 | 301711.023 | 298892.212 | 298701.664 | 295511.759 | 292471.947 | 289575.47 | 286815.591 | 284185.592 | 281678.774 | 279288.456 | 277007.977 | 274830.694 | 272749.983 | 270759.237 | 268851.87 | 267021.311 | 265261.009 | 263564.43 | 261925.06 | 260336.399 | 258791.969 | 257285.305 | 255809.962 | 254359.512 | 252927.544 | 251507.663 | 250093.493
NPgN | BSP | NG FES - Leading the Way | I&C (MWh) | BLUCHER | 132256.753 | 130897.411 | 140123.933 | 141226.225 | 140047.055 | 138923.145 | 137852.109 | 136831.564 | 135859.139 | 134932.466 | 134049.185 | 133206.944 | 132403.394 | 131636.196 | 130903.018 | 130201.531 | 129529.415 | 128884.356 | 128264.046 | 127666.184 | 127088.476 | 126528.632 | 125984.369 | 125453.412 | 124933.49 | 124422.34 | 123917.702 | 123417.326 | 122918.965
NPgN | BSP | NG FES - Leading the Way | I&C (MWh) | BOWESFIELD | 179907.828 | 179687.287 | 180863.92 | 181304.688 | 181253.288 | 181256.498 | 181313.165 | 181421.971 | 181581.435 | 181789.916 | 182045.609 | 182346.545 | 182690.594 | 183075.463 | 183498.696 | 183957.673 | 184449.612 | 184971.569 | 185520.434 | 186092.936 | 186685.641 | 187294.951 | 187917.103 | 188548.173 | 189184.073 | 189820.55 | 190453.19 | 191077.412 | 191688.474
NPgN | BSP | NG FES - Leading the Way | I&C (MWh) | CHIRTON GRANGE | 120334.115 | 119457.456 | 118635.701 | 119572.655 | 118855.746 | 118188.685 | 117569.694 | 116996.948 | 116468.575 | 115982.656 | 115537.228 | 115130.278 | 114759.749 | 114423.535 | 114119.485 | 113845.4 | 113599.035 | 113378.097 | 113180.247 | 113003.098 | 112844.217 | 112701.123 | 112571.288 | 112452.137 | 112341.048 | 112235.351 | 112132.33 | 112029.219 | 111923.208
NPgN | BSP | NG FES - Leading the Way | I&C (MWh) | COALBURNS | 349432.607 | 346628.411 | 343953.033 | 341401.505 | 338968.876 | 336650.205 | 334440.569 | 332335.059 | 330328.778 | 328416.847 | 326594.396 | 324856.574 | 323198.54 | 321615.469 | 320102.549 | 318654.982 | 317267.983 | 315936.78 | 314656.617 | 313422.746 | 312230.439 | 311074.974 | 309951.649 | 308855.769 | 307782.655 | 306727.639 | 305686.069 | 304653.302 | 303624.708
NPgN | BSP | NG FES - Leading the Way | I&C (MWh) | DARLINGTON CENTRAL | 139509.641 | 137871.394 | 136311.025 | 135438.256 | 134024.893 | 132680.656 | 131402.625 | 130187.881 | 129033.502 | 127936.566 | 126894.149 | 125903.328 | 124961.177 | 124064.769 | 123211.176 | 122397.469 | 121620.717 | 120877.987 | 120166.346 | 119482.86 | 118824.59 | 118188.6 | 117571.948 | 116971.693 | 116384.892 | 115808.6 | 115239.869 | 114675.751 | 114113.294
NPgN | BSP | NG FES - Leading the Way | I&C (MWh) | DARLINGTON NORTH | 246776.227 | 246980.588 | 254584.864 | 253826.321 | 251667.401 | 249624.076 | 247691.685 | 245865.536 | 255655.745 | 254027.866 | 252491.953 | 251043.18 | 249676.691 | 318573.308 | 317356.679 | 316207.561 | 315120.965 | 314091.865 | 313115.205 | 312185.892 | 311298.803 | 310448.778 | 309630.624 | 308839.116 | 308068.992 | 307314.957 | 306571.683 | 305833.805 | 305095.927
NPgN | BSP | NG FES - Leading the Way | I&C (MWh) | DUNSTON | 325628.81 | 321541.354 | 322186.295 | 321830.823 | 318285.279 | 314905.947 | 311685.646 | 308617.219 | 305693.526 | 302907.451 | 300251.895 | 297719.781 | 295304.049 | 292997.663 | 290793.602 | 288684.868 | 286664.48 | 284725.477 | 282860.918 | 281063.879 | 279327.457 | 277644.766 | 276008.938 | 274413.126 | 272850.5 | 271314.247 | 269797.573 | 268293.703 | 266795.879
NPgN | BSP | NG FES - Leading the Way | I&C (MWh) | FLATWORTH | 103529.346 | 102787.343 | 106580.457 | 106625.816 | 106020.471 | 105457.79 | 104936.258 | 104454.322 | 104010.385 | 103602.812 | 103229.925 | 102890.005 | 102581.292 | 102301.983 | 102050.238 | 101824.171 | 101621.858 | 101441.33 | 101280.58 | 101137.558 | 101010.173 | 100896.291 | 100793.738 | 100700.297 | 100613.711 | 100531.68 | 100451.862 | 100371.875 | 100289.292
NPgN | BSP | NG FES - Leading the Way | I&C (MWh) | GOSFORTH | 242934.102 | 240600.103 | 238380.364 | 237957.698 | 235953.939 | 234051.874 | 232247.291 | 230535.962 | 228913.651 | 227376.104 | 225919.058 | 224538.235 | 223229.345 | 221988.084 | 220810.135 | 219691.168 | 218626.839 | 217612.792 | 216644.657 | 215718.048 | 214828.568 | 213971.807 | 213143.337 | 212338.721 | 211553.504 | 210783.22 | 210023.386 | 209269.508 | 208517.074
NPgN | BSP | NG FES - Leading the Way | I&C (MWh) | HARROGATE 132/33KV | 224996.524 | 223842.943 | 222758.244 | 223495.157 | 222541.759 | 225593.225 | 224762.185 | 223988.847 | 223270.827 | 222605.691 | 221990.954 | 221424.085 | 220902.5 | 220423.567 | 219984.602 | 219582.875 | 219215.601 | 218879.95 | 218573.038 | 218291.933 | 218033.652 | 217795.163 | 217573.382 | 217365.175 | 217167.359 | 216976.699 | 216789.91 | 216603.658 | 216414.556
NPgN | BSP | NG FES - Leading the Way | I&C (MWh) | HUSTHWAITE | 110622.556 | 110469.281 | 112678.789 | 114783.194 | 114725.765 | 114699.208 | 114702.841 | 114735.892 | 114797.503 | 114886.727 | 115002.53 | 115143.791 | 115309.301 | 115497.762 | 115707.791 | 115937.913 | 116186.57 | 116452.113 | 116732.805 | 117026.822 | 117332.253 | 117647.097 | 117969.267 | 118296.585 | 118626.789 | 118957.524 | 119286.351 | 119610.741 | 119928.077
NPgN | BSP | NG FES - Leading the Way | I&C (MWh) | LEEMING BAR_SKEEBY | 332968.808 | 333713.78 | 338128.047 | 340772.611 | 341736.626 | 342774.034 | 343884.401 | 345066.916 | 346320.393 | 347643.27 | 349033.611 | 350489.102 | 352007.056 | 353584.408 | 355217.717 | 356903.168 | 358636.568 | 360413.348 | 362228.562 | 364076.89 | 365952.631 | 367849.712 | 369761.681 | 371681.708 | 373602.588 | 375516.739 | 377416.199 | 379292.631 | 381137.321
NPgN | BSP | NG FES - Leading the Way | I&C (MWh) | LINTON | 154536.413 | 153439.798 | 157522.009 | 161953.018 | 160289.841 | 158704.543 | 157193.758 | 155754.131 | 154382.316 | 153074.976 | 151828.785 | 150640.425 | 149506.589 | 148423.981 | 147389.31 | 146399.299 | 145450.678 | 144540.187 | 143664.574 | 142820.599 | 142005.028 | 141214.637 | 140446.212 | 139696.548 | 138962.448 | 138240.723 | 137528.194 | 136821.692 | 136118.054
NPgN | BSP | NG FES - Leading the Way | I&C (MWh) | MALTON GRID | 222401.253 | 220198.155 | 218109.877 | 218562.526 | 216691.906 | 214924.05 | 213254.869 | 211680.233 | 210195.982 | 208797.913 | 207481.791 | 206243.343 | 205078.259 | 203982.192 | 202950.76 | 201979.543 | 201064.082 | 200199.885 | 199382.419 | 198607.116 | 197869.369 | 197164.536 | 196487.936 | 195834.85 | 195200.523 | 194580.159 | 193968.929 | 193361.962 | 192754.351
NPgN | BSP | NG FES - Leading the Way | I&C (MWh) | MELROSEGATE | 355563.481 | 351600.013 | 354935.314 | 359336.571 | 355915.27 | 352660.583 | 349565.459 | 346622.845 | 343825.687 | 341166.936 | 338639.537 | 336236.438 | 333950.587 | 331774.931 | 329702.415 | 327725.985 | 325838.585 | 324033.16 | 322302.65 | 320639.999 | 319038.145 | 317490.026 | 315988.58 | 314526.742 | 313097.444 | 311693.618 | 310308.193 | 308934.096 | 307564.251
NPgN | BSP | NG FES - Leading the Way | I&C (MWh) | NORTH TEES | 428760.373 | 427015.526 | 452840.75 | 452515.676 | 451236.053 | 450103.689 | 449114.239 | 448263.088 | 447545.361 | 446955.913 | 446489.338 | 446139.963 | 445901.85 | 445768.794 | 445734.326 | 445791.711 | 445933.947 | 446153.767 | 446443.635 | 446795.753 | 447202.052 | 447654.199 | 448143.592 | 448661.365 | 449198.382 | 449745.241 | 450292.272 | 450829.537 | 451346.831
NPgN | BSP | NG FES - Leading the Way | I&C (MWh) | POTTER HOUSE | 245448.904 | 243645.678 | 248885.19 | 248178.447 | 246702.019 | 245327.539 | 244051.358 | 242869.735 | 241778.833 | 240774.724 | 239853.384 | 239010.696 | 238242.449 | 237544.337 | 236911.962 | 236340.829 | 235826.351 | 235363.844 | 234948.532 | 234575.542 | 234239.909 | 233936.57 | 233660.37 | 233406.058 | 233168.286 | 232941.613 | 232720.503 | 232499.323 | 232272.346
NPgN | BSP | NG FES - Leading the Way | I&C (MWh) | RAVENSWORTH | 204510.559 | 202068.169 | 214903.386 | 214468.963 | 212358.922 | 210350.984 | 208440.813 | 206624.073 | 205949.219 | 204306.35 | 202743.922 | 201257.609 | 199843.088 | 202158.852 | 200874.946 | 199649.868 | 198479.299 | 197358.923 | 196284.425 | 195251.49 | 194255.806 | 193293.061 | 192358.945 | 191449.146 | 190559.358 | 189685.271 | 188822.578 | 187966.972 | 187114.148
NPgN | BSP | NG FES - Leading the Way | I&C (MWh) | SCARBOROUGH GRID | 250896.412 | 247748.889 | 244746.071 | 242757.76 | 240027.64 | 237425.543 | 234945.943 | 232583.325 | 230332.193 | 228187.063 | 226142.47 | 224192.961 | 222333.1 | 220557.466 | 218860.651 | 217237.264 | 215681.928 | 214189.281 | 212753.973 | 211370.673 | 210034.06 | 208738.829 | 207479.69 | 206251.367 | 205048.595 | 203866.127 | 202698.726 | 201541.173 | 200388.258
NPgN | BSP | NG FES - Leading the Way | I&C (MWh) | SEAL SANDS | 162886.476 | 197992.91 | 204622.354 | 204842.834 | 204934.805 | 205052.388 | 205195.167 | 205362.631 | 205554.176 | 205769.106 | 206006.629 | 206265.858 | 206545.815 | 206845.425 | 207163.522 | 207498.844 | 207850.034 | 208215.644 | 208594.128 | 208983.85 | 209383.076 | 209789.98 | 210202.641 | 210619.043 | 211037.078 | 211454.54 | 211869.132 | 212278.46 | 212680.038
NPgN | BSP | NG FES - Leading the Way | I&C (MWh) | SPADEADAM 33KV | 5418.709 | 5350.75 | 5285.909 | 5224.068 | 5165.105 | 5108.901 | 5055.338 | 5004.295 | 4955.654 | 4909.297 | 4865.107 | 4822.965 | 4782.755 | 4744.359 | 4707.662 | 4672.547 | 4638.898 | 4606.6 | 4575.537 | 4545.595 | 4516.66 | 4488.617 | 4461.352 | 4434.752 | 4408.704 | 4383.095 | 4357.812 | 4332.743 | 4307.776
NPgN | BSP | NG FES - Leading the Way | I&C (MWh) | SPENNYMOOR 132/66KV | 155938.286 | 154787.466 | 158028.189 | 178025.197 | 193547.044 | 192668.407 | 191852.156 | 191095.91 | 190397.229 | 189753.616 | 189162.513 | 188621.307 | 188127.322 | 187677.826 | 187270.028 | 186901.076 | 186568.062 | 186268.017 | 185997.913 | 185754.663 | 185535.122 | 185336.084 | 185154.285 | 184986.401 | 184829.049 | 184678.786 | 184532.111 | 184385.46 | 184235.213
NPgN | BSP | NG FES - Leading the Way | I&C (MWh) | TORONTO | 155535.523 | 154430.213 | 153395.088 | 152910.471 | 152009.438 | 151172.188 | 150396.463 | 149679.942 | 149020.244 | 148414.924 | 147861.476 | 147357.332 | 146899.861 | 146486.369 | 146114.101 | 145780.24 | 145481.904 | 145216.151 | 144979.975 | 144770.309 | 144584.02 | 144417.916 | 144268.74 | 144133.172 | 144007.83 | 143889.269 | 143773.981 | 143658.393 | 143538.871
NPgN | BSP | NG FES - Leading the Way | I&C (MWh) | WORMALD GREEN 132/33KV | 175168.556 | 173858.095 | 177759.446 | 178836.948 | 177760.001 | 176755.844 | 175821.846 | 174955.316 | 174153.496 | 173413.567 | 172732.646 | 172107.786 | 171535.976 | 171014.143 | 170539.148 | 170107.79 | 169716.802 | 169362.856 | 169042.558 | 168752.449 | 168489.008 | 168248.649 | 168027.722 | 167822.511 | 167629.238 | 167444.058 | 167263.065 | 167082.284 | 166897.679
NPgY | BSP | NG FES - Leading the Way | I&C (MWh) | ATTERCLIFFE | 137028.628 | 142950.967 | 143232.945 | 141763.466 | 140364.83 | 139034.156 | 137768.564 | 136565.175 | 135421.108 | 134333.487 | 133299.433 | 132316.067 | 131380.512 | 130489.891 | 129641.327 | 128831.941 | 128058.859 | 127319.201 | 126610.092 | 125928.653 | 125272.009 | 124637.281 | 124021.591 | 123422.062 | 122835.816 | 122259.974 | 121691.656 | 121127.984 | 120566.077
NPgY | BSP | NG FES - Leading the Way | I&C (MWh) | BARUGH 132/66KV | 171759.609 | 175576.496 | 177101.096 | 176446.672 | 175856.736 | 175329.494 | 174863.046 | 174455.386 | 174104.404 | 173807.881 | 173563.493 | 173368.812 | 173221.301 | 208802.449 | 208741.245 | 208718.967 | 208732.651 | 208779.232 | 208855.535 | 208958.278 | 209084.075 | 209229.43 | 209390.745 | 209564.309 | 209746.31 | 209932.825 | 210119.825 | 210303.176 | 210478.633
NPgY | BSP | NG FES - Leading the Way | I&C (MWh) | BEESTON ROYDS 132/33KV | 346620.013 | 362760.845 | 374279.448 | 382382.793 | 378642.141 | 375076.983 | 371679.743 | 368442.865 | 365358.814 | 362420.077 | 359619.161 | 356948.592 | 354400.919 | 351968.71 | 349644.553 | 347421.055 | 345290.846 | 343246.572 | 341280.901 | 339386.521 | 337556.136 | 335782.473 | 334058.276 | 332376.309 | 330729.353 | 329110.211 | 327511.701 | 325926.663 | 324347.952
NPgY | BSP | NG FES - Leading the Way | I&C (MWh) | BEVERLEY 132/33KV | 277952.534 | 286200.389 | 290896.479 | 291832.676 | 291065.727 | 290396.483 | 289822.148 | 289339.738 | 288946.081 | 288637.816 | 288411.394 | 288263.077 | 288188.939 | 288184.865 | 288246.55 | 288369.502 | 288549.039 | 288780.288 | 289058.191 | 289377.497 | 289732.766 | 290118.371 | 290528.492 | 290957.122 | 291398.063 | 291844.926 | 292291.135 | 292729.92 | 293154.326
NPgY | BSP | NG FES - Leading the Way | I&C (MWh) | BINGLEY 132/33KV | 118004.418 | 116796.723 | 116782.295 | 119066.15 | 117779.712 | 116553.541 | 115385.032 | 114271.588 | 113210.621 | 112199.549 | 111235.799 | 110316.803 | 109440.002 | 108602.845 | 107802.786 | 107037.289 | 106303.822 | 105599.862 | 104922.893 | 104270.406 | 103639.898 | 103028.874 | 102434.846 | 101855.331 | 101287.854 | 100729.949 | 100179.152 | 99633.009 | 99089.072
NPgY | BSP | NG FES - Leading the Way | I&C (MWh) | BLACKBURN MEADOWS B | 306987.682 | 307425.981 | 306803.773 | 304174.127 | 301689.493 | 299344.433 | 297133.451 | 295050.993 | 293091.45 | 291249.15 | 289518.368 | 287893.317 | 286368.152 | 284936.972 | 283593.815 | 282332.661 | 281147.432 | 280031.99 | 278980.138 | 277985.62 | 277042.121 | 276143.266 | 275282.623 | 274453.696 | 273649.934 | 272864.722 | 272091.389 | 271323.201 | 270553.365
NPgY | BSP | NG FES - Leading the Way | I&C (MWh) | BLYTON | 149828.882 | 150353.098 | 152701.013 | 153288.53 | 153908.404 | 154560.844 | 155245.867 | 155963.289 | 156712.734 | 157493.631 | 158305.209 | 159146.504 | 160016.357 | 160913.41 | 161836.112 | 162782.713 | 163751.27 | 164739.641 | 165745.488 | 166766.28 | 167799.285 | 168841.578 | 169890.037 | 170941.341 | 171991.976 | 173038.23 | 174076.193 | 175101.76 | 176110.629
NPgY | BSP | NG FES - Leading the Way | I&C (MWh) | BRADFORD | 209799.223 | 209418.161 | 212117.312 | 209718.932 | 207432.328 | 205252.859 | 203175.896 | 201196.823 | 199311.038 | 197513.952 | 195800.99 | 194167.589 | 192609.2 | 191121.286 | 189699.323 | 188338.8 | 187035.218 | 185784.091 | 184580.946 | 183421.322 | 182300.77 | 181214.853 | 180159.148 | 179129.241 | 178120.733 | 177129.236 | 176150.372 | 175179.778 | 174213.1
NPgY | BSP | NG FES - Leading the Way | I&C (MWh) | BRAMHAM | 231705.174 | 234984.56 | 245426.806 | 251209.839 | 249740.672 | 248369.2 | 247091.868 | 245905.039 | 261135.786 | 260118.729 | 259180.776 | 258317.966 | 257526.253 | 301711.185 | 301049.204 | 300445.695 | 299896.283 | 299396.513 | 298941.848 | 298527.667 | 298149.267 | 297801.864 | 297480.588 | 297180.49 | 296896.535 | 296623.606 | 296356.505 | 296089.947 | 295818.568
NPgY | BSP | NG FES - Leading the Way | I&C (MWh) | BRANSHOLME | 142999.912 | 142379.003 | 142757.662 | 144988.926 | 143685.85 | 142450.631 | 141280.494 | 140172.652 | 139124.302 | 138132.629 | 137194.803 | 136307.981 | 135469.305 | 134675.905 | 133924.897 | 133213.379 | 132538.441 | 131897.153 | 131286.576 | 130703.752 | 130145.713 | 129609.474 | 129092.035 | 128590.384 | 128101.494 | 127622.321 | 127149.809 | 126680.887 | 126212.467
NPgY | BSP | NG FES - Leading the Way | I&C (MWh) | BRIGHOUSE 132/33KV | 219782.391 | 222791.167 | 225402.142 | 225218.58 | 222919.249 | 220730.259 | 218646.903 | 216664.481 | 214778.294 | 212983.653 | 211275.87 | 209650.264 | 208102.158 | 265521.487 | 264114.371 | 262770.752 | 261485.974 | 260255.381 | 259074.325 | 257938.16 | 256842.245 | 255781.943 | 254752.62 | 253749.648 | 252768.401 | 251804.258 | 250852.6 | 249908.814 | 248968.289
NPgY | BSP | NG FES - Leading the Way | I&C (MWh) | DONCASTER B/THORPE MARSH | 360591.823 | 381703.995 | 388021.879 | 391973.225 | 390700.267 | 407585.795 | 406572.435 | 405682.612 | 404911.861 | 404255.499 | 403708.626 | 403266.121 | 402922.647 | 456401.85 | 456239.549 | 456158.953 | 456153.848 | 456217.804 | 456344.169 | 456526.072 | 456756.424 | 457027.916 | 457333.019 | 457663.984 | 458012.842 | 458371.406 | 458731.267 | 459083.796 | 459420.144
NPgY | BSP | NG FES - Leading the Way | I&C (MWh) | DONCASTER CENTRAL | 82427.437 | 81997.289 | 84040.932 | 83677.332 | 83345.693 | 83045.079 | 82774.508 | 82532.948 | 82319.326 | 82132.518 | 81971.356 | 81834.624 | 81721.061 | 81629.358 | 81558.161 | 81506.067 | 81471.628 | 81453.35 | 81449.691 | 81459.062 | 81479.827 | 81510.307 | 81548.77 | 81593.442 | 81642.5 | 81694.075 | 81746.251 | 81797.063 | 81844.503
NPgY | BSP | NG FES - Leading the Way | I&C (MWh) | DRIFFIELD/BEVERLEY GROUP | 344109.257 | 343219.2 | 342448.746 | 341795.854 | 341258.215 | 340833.249 | 340518.106 | 340309.667 | 340204.545 | 340199.08 | 340289.343 | 340471.135 | 340739.988 | 341091.162 | 341519.645 | 342020.158 | 342587.149 | 343214.796 | 343897.003 | 344627.408 | 345399.375 | 346205.995 | 347040.09 | 347894.21 | 348760.634 | 349631.366 | 350498.143 | 351352.426 | 352185.405
NPgY | BSP | NG FES - Leading the Way | I&C (MWh) | FEATHERSTONE | 304242.634 | 308515.394 | 310812.874 | 312422.304 | 312416.308 | 312485.328 | 312627.846 | 312842.113 | 313126.147 | 313477.732 | 313894.418 | 314373.524 | 314912.133 | 315507.096 | 316155.029 | 316852.316 | 317595.106 | 318379.314 | 319200.622 | 320054.478 | 320936.094 | 321840.449 | 322762.289 | 323696.124 | 324636.229 | 325576.646 | 326511.182 | 327433.408 | 328336.663
NPgY | BSP | NG FES - Leading the Way | I&C (MWh) | GIRLINGTON | 169520.87 | 170742.416 | 169452.371 | 167516.516 | 165670.897 | 163911.767 | 162235.39 | 160638.04 | 159116.002 | 157665.572 | 156283.055 | 154964.769 | 153707.042 | 152506.209 | 151358.62 | 150260.632 | 149208.613 | 148198.941 | 147228.006 | 146292.204 | 145387.945 | 144511.645 | 143659.734 | 142828.647 | 142014.832 | 141214.747 | 140424.856 | 139641.635 | 138861.57
NPgY | BSP | NG FES - Leading the Way | I&C (MWh) | HALIFAX 132/33KV | 108824.682 | 107560.648 | 106357.059 | 105211.661 | 104122.199 | 103086.417 | 102102.056 | 101166.857 | 100278.557 | 99434.892 | 98633.596 | 97872.4 | 97149.036 | 96461.23 | 95806.707 | 95183.192 | 94588.405 | 94020.064 | 93475.887 | 92953.587 | 92450.877 | 91965.464 | 91495.057 | 91037.358 | 90590.071 | 90150.893 | 89717.522 | 89287.65 | 88858.97
NPgY | BSP | NG FES - Leading the Way | I&C (MWh) | HECKMONDWIKE | 114324.537 | 112890.293 | 111946.314 | 110641.404 | 109397.356 | 108211.644 | 107081.75 | 106005.16 | 104979.37 | 104001.881 | 103070.204 | 102181.852 | 101334.351 | 100525.228 | 99752.02 | 99012.27 | 98303.529 | 97623.352 | 96969.303 | 96338.952 | 95729.874 | 95139.652 | 94565.876 | 94006.142 | 93458.05 | 92919.21 | 92387.235 | 91859.747 | 91334.373
NPgY | BSP | NG FES - Leading the Way | I&C (MWh) | HOLMFIELD | 115664.026 | 114281.557 | 114768.638 | 113513.934 | 112319.427 | 111182.661 | 110101.182 | 109072.54 | 108094.281 | 107163.958 | 106279.121 | 105437.325 | 104636.122 | 103873.069 | 103145.722 | 102451.639 | 101788.378 | 101153.5 | 100544.563 | 99959.132 | 99394.766 | 98849.031 | 98319.489 | 97803.706 | 97299.246 | 96803.677 | 96314.564 | 95829.475 | 95345.978
NPgY | BSP | NG FES - Leading the Way | I&C (MWh) | HULL EAST 132/33KV | 223302.666 | 225377.027 | 224150.308 | 223015.011 | 221968.492 | 221007.996 | 220130.66 | 219333.512 | 218613.471 | 217967.345 | 217391.834 | 216883.529 | 216438.908 | 216054.344 | 215726.096 | 215450.316 | 215223.045 | 215040.213 | 214897.641 | 214791.04 | 214716.01 | 214668.041 | 214642.512 | 214634.693 | 214639.742 | 214652.707 | 214668.524 | 214682.021 | 214687.912
NPgY | BSP | NG FES - Leading the Way | I&C (MWh) | HULL SOUTH | 246944.589 | 256492.709 | 255026.147 | 255499.955 | 252905.823 | 250435.889 | 248084.848 | 245847.401 | 243718.258 | 241692.135 | 239763.754 | 237927.844 | 236179.139 | 234512.383 | 232922.322 | 231403.71 | 229951.307 | 228559.878 | 227224.197 | 225939.039 | 224699.188 | 223499.432 | 222334.566 | 221199.389 | 220088.705 | 218997.324 | 217920.061 | 216851.737 | 215787.175
NPgY | BSP | NG FES - Leading the Way | I&C (MWh) | HULL WEST | 162449.88 | 168071.983 | 175975.217 | 175543.07 | 175168.046 | 174848.735 | 174583.608 | 174371.024 | 174209.221 | 174096.322 | 174030.333 | 174009.142 | 174030.521 | 174092.125 | 174191.49 | 174326.038 | 174493.07 | 174689.772 | 174913.212 | 175160.34 | 175427.99 | 175712.878 | 176011.601 | 176320.639 | 176636.354 | 176954.993 | 177272.681 | 177585.427 | 177889.123
NPgY | BSP | NG FES - Leading the Way | I&C (MWh) | HUMBERSTON | 65645.311 | 68600.774 | 68553.01 | 67811.893 | 67105.542 | 66432.52 | 65791.392 | 65180.727 | 64599.097 | 64045.078 | 63517.248 | 63014.191 | 62534.49 | 62076.736 | 61639.519 | 61221.436 | 60821.083 | 60437.063 | 60067.981 | 59712.442 | 59369.06 | 59036.446 | 58713.218 | 58397.995 | 58089.401 | 57786.06 | 57486.602 | 57189.657 | 56893.861
NPgY | BSP | NG FES - Leading the Way | I&C (MWh) | HUNNINGLEY | 149070.894 | 148775.775 | 148521.84 | 148308.404 | 148134.688 | 147999.816 | 147902.817 | 147842.629 | 147818.091 | 147827.95 | 147870.856 | 147945.366 | 148049.941 | 148182.948 | 148342.657 | 148527.244 | 148734.791 | 148963.283 | 149210.611 | 149474.571 | 149752.863 | 150043.091 | 150342.765 | 150649.299 | 150960.011 | 151272.126 | 151582.77 | 151888.976 | 152187.681
NPgY | BSP | NG FES - Leading the Way | I&C (MWh) | HUNSHELF | 321798.332 | 322301.174 | 321819.111 | 321368.185 | 320947.41 | 320555.77 | 320192.225 | 319855.706 | 319545.118 | 319259.338 | 318997.218 | 318757.581 | 318539.224 | 318340.916 | 318161.4 | 317999.392 | 317853.578 | 317722.622 | 317605.155 | 317499.786 | 317405.093 | 317319.628 | 317241.916 | 317170.455 | 317103.714 | 317040.137 | 316978.138 | 316916.105 | 316852.4
NPgY | BSP | NG FES - Leading the Way | I&C (MWh) | IMMINGHAM | 287546.483 | 298559.086 | 298347.612 | 298189.339 | 298083.406 | 298028.81 | 298024.403 | 298068.892 | 298160.841 | 298298.671 | 298480.658 | 298704.933 | 298969.483 | 299272.152 | 299610.638 | 299982.496 | 300385.135 | 300815.821 | 301271.675 | 301749.672 | 302246.643 | 302759.276 | 303284.112 | 303817.547 | 304355.835 | 304895.081 | 305431.247 | 305960.151 | 306477.464
NPgY | BSP | NG FES - Leading the Way | I&C (MWh) | KIRKHAW LANE | 288041.447 | 294196.055 | 293940.503 | 293620.794 | 293393.178 | 293255.836 | 293206.707 | 293243.48 | 293363.598 | 293564.256 | 293842.403 | 294194.74 | 294617.72 | 295107.55 | 295660.187 | 296271.343 | 296936.48 | 297650.814 | 298409.31 | 299206.688 | 300037.419 | 300895.724 | 301775.577 | 302670.704 | 303574.581 | 304480.437 | 305381.25 | 306269.751 | 307138.421
NPgY | BSP | NG FES - Leading the Way | I&C (MWh) | KIRKSTALL C 2/5 | 209809.622 | 209527.288 | 209942.047 | 207863.821 | 205882.51 | 203994.093 | 202194.557 | 200479.901 | 198846.137 | 197289.286 | 195805.381 | 194390.467 | 193040.599 | 191751.843 | 190520.276 | 189341.987 | 188213.073 | 187129.644 | 186087.82 | 185083.731 | 184113.518 | 183173.333 | 182259.336 | 181367.701 | 180494.608 | 179636.25 | 178788.83 | 177948.559 | 177111.659
NPgY | BSP | NG FES - Leading the Way | I&C (MWh) | KIRKSTALL C/RING ROAD HORSFORTH | 151570.781 | 160947.755 | 159810.255 | 158080.512 | 156431.453 | 154859.73 | 153362.002 | 151934.94 | 150575.222 | 149279.538 | 148044.585 | 146867.07 | 145743.709 | 144671.226 | 143646.356 | 142665.842 | 141726.435 | 140824.897 | 139957.995 | 139122.509 | 138315.224 | 137532.937 | 136772.451 | 136030.577 | 135304.138 | 134589.961 | 133884.884 | 133185.753 | 132489.421
NPgY | BSP | NG FES - Leading the Way | I&C (MWh) | LEEDS EAST | 216301.636 | 226209.479 | 224967.374 | 222707.656 | 220553.396 | 218500.218 | 216543.757 | 214679.663 | 212903.596 | 211211.228 | 209598.244 | 208060.339 | 206593.221 | 205192.609 | 203854.235 | 202573.839 | 201347.177 | 200170.012 | 199038.121 | 197947.291 | 196893.321 | 195872.02 | 194879.209 | 193910.719 | 192962.391 | 192030.08 | 191109.647 | 190196.968 | 189287.928
NPgY | BSP | NG FES - Leading the Way | I&C (MWh) | LEEDS NORTH | 178251.623 | 181806.451 | 181931.11 | 179896.111 | 177956.018 | 176106.89 | 174344.798 | 172665.825 | 171066.066 | 169541.624 | 168088.615 | 166703.165 | 165381.412 | 164119.503 | 162913.597 | 161759.862 | 160654.479 | 159593.637 | 158573.537 | 157590.389 | 156640.413 | 155719.842 | 154824.916 | 153951.885 | 153097.012 | 152256.567 | 151426.831 | 150604.095 | 149784.658
NPgY | BSP | NG FES - Leading the Way | I&C (MWh) | LINDLEY | 210856.065 | 212581.921 | 210510.225 | 208104.859 | 205811.715 | 203626.134 | 201543.473 | 199559.101 | 197668.398 | 195866.76 | 194149.594 | 192512.318 | 190950.366 | 189459.183 | 188034.225 | 186670.962 | 185364.875 | 184111.46 | 182906.221 | 181744.677 | 180622.358 | 179534.806 | 178477.574 | 177446.227 | 176436.343 | 175443.51 | 174463.328 | 173491.408 | 172523.373
NPgY | BSP | NG FES - Leading the Way | I&C (MWh) | LOW ROAD | 330129.748 | 379083.955 | 396767.257 | 397397.835 | 393810.496 | 390391.421 | 387133.344 | 384029.02 | 381071.224 | 378252.752 | 375566.419 | 373005.06 | 370561.529 | 411085.749 | 408856.518 | 406723.797 | 404680.517 | 402719.63 | 400834.107 | 399016.935 | 397261.124 | 395559.698 | 393905.703 | 392292.201 | 390712.274 | 389159.022 | 387625.561 | 386105.026 | 384590.571
NPgY | BSP | NG FES - Leading the Way | I&C (MWh) | MALLARD WAY | 183771.383 | 183845.425 | 184300.282 | 183600.496 | 182962.395 | 182384.173 | 181863.936 | 181399.698 | 180989.385 | 180630.833 | 180321.785 | 180059.897 | 179842.735 | 179667.772 | 179532.394 | 179433.895 | 179369.478 | 179336.256 | 179331.254 | 179351.402 | 179393.544 | 179454.429 | 179530.72 | 179618.986 | 179715.705 | 179817.267 | 179919.968 | 180020.015 | 180113.524
NPgY | BSP | NG FES - Leading the Way | I&C (MWh) | MENSTON | 138055.708 | 136333.569 | 135976.544 | 134410.16 | 132917.082 | 131494.274 | 130138.708 | 128847.362 | 127617.223 | 126445.286 | 125328.552 | 124264.032 | 123248.741 | 122279.705 | 121353.955 | 120468.53 | 119620.476 | 118806.848 | 118024.706 | 117271.117 | 116543.157 | 115837.908 | 115152.458 | 114483.903 | 113829.345 | 113185.895 | 112550.667 | 111920.786 | 111293.38
NPgY | BSP | NG FES - Leading the Way | I&C (MWh) | MOSS ROAD | 117978.149 | 118819.202 | 118663.171 | 117376.27 | 116149.456 | 114980.237 | 113866.127 | 112804.648 | 111793.327 | 110829.7 | 109911.307 | 109035.695 | 108200.42 | 107403.042 | 106641.128 | 105912.253 | 105213.995 | 104543.942 | 103899.686 | 103278.826 | 102678.967 | 102097.72 | 101532.704 | 100981.541 | 100441.861 | 99911.299 | 99387.498 | 98868.104 | 98350.772
NPgY | BSP | NG FES - Leading the Way | I&C (MWh) | OSGODBY 1/2 | 7076.759 | 7076.759 | 7076.759 | 7076.759 | 7076.759 | 7076.759 | 7076.759 | 7076.759 | 7076.759 | 7076.759 | 7076.759 | 7076.759 | 7076.759 | 7076.759 | 7076.759 | 7076.759 | 7076.759 | 7076.759 | 7076.759 | 7076.759 | 7076.759 | 7076.759 | 7076.759 | 7076.759 | 7076.759 | 7076.759 | 7076.759 | 7076.759 | 7076.759
NPgY | BSP | NG FES - Leading the Way | I&C (MWh) | OSGODBY 3/4 | 188161.124 | 194800.66 | 195297.462 | 195413.55 | 200429.909 | 200651.942 | 200925.728 | 201250.202 | 201624.106 | 202045.995 | 202514.234 | 203026.994 | 203582.261 | 204177.827 | 204811.295 | 205480.077 | 206181.396 | 206912.282 | 207669.577 | 208449.93 | 209249.802 | 210065.461 | 210892.985 | 211728.261 | 212566.985 | 213404.662 | 214236.606 | 215057.94 | 215863.597
NPgY | BSP | NG FES - Leading the Way | I&C (MWh) | RODLEY | 179767.518 | 180892.684 | 179416.887 | 181285.535 | 179328.98 | 177464.164 | 175687.124 | 173993.909 | 172380.58 | 170843.208 | 169377.877 | 167980.678 | 166647.718 | 165375.11 | 164158.98 | 162995.466 | 161880.714 | 160810.881 | 159782.136 | 158790.657 | 157832.633 | 156904.262 | 156001.754 | 155121.328 | 154259.214 | 153411.65 | 152574.885 | 151745.179 | 150918.801
NPgY | BSP | NG FES - Leading the Way | I&C (MWh) | SAINT ANDREWS ROAD 132/33KV | 132939.851 | 131355.891 | 131140.757 | 129699.676 | 128325.833 | 127016.438 | 125768.709 | 124579.87 | 123447.155 | 122367.804 | 121339.065 | 120358.194 | 119422.454 | 118529.117 | 117675.459 | 116858.767 | 116076.333 | 115325.458 | 114603.448 | 113907.618 | 113235.29 | 112583.792 | 111950.461 | 111332.637 | 110727.673 | 110132.923 | 109545.751 | 108963.527 | 108383.629
NPgY | BSP | NG FES - Leading the Way | I&C (MWh) | SALTEND 132/33KV | 60733.704 | 60654.642 | 60591.221 | 60543.228 | 60510.411 | 60492.478 | 60489.093 | 60499.879 | 60524.418 | 60562.252 | 60612.879 | 60675.757 | 60750.302 | 60835.889 | 60931.85 | 61037.477 | 61152.021 | 61274.688 | 61404.647 | 61541.021 | 61682.896 | 61829.311 | 61979.268 | 62131.724 | 62285.597 | 62439.761 | 62593.05 | 62744.256 | 62892.127
NPgY | BSP | NG FES - Leading the Way | I&C (MWh) | SANTON | 498923.32 | 505952.764 | 514980.672 | 525229.829 | 529078.307 | 533000.393 | 536998.763 | 541075.283 | 545231.001 | 549466.156 | 553780.167 | 558171.643 | 562638.376 | 567177.342 | 571784.705 | 576455.812 | 581185.193 | 585966.566 | 590792.831 | 595656.073 | 600547.559 | 605457.742 | 610376.258 | 615291.927 | 620192.75 | 625065.914 | 629897.787 | 634673.921 | 639379.05
NPgY | BSP | NG FES - Leading the Way | I&C (MWh) | SCUNTHORPE NORTH | 566831.389 | 568987.889 | 572134.821 | 574360.013 | 576623.643 | 578927.81 | 581274.146 | 583663.812 | 586097.497 | 588575.422 | 591097.337 | 593662.521 | 596269.782 | 598917.459 | 601603.418 | 604325.056 | 607079.298 | 609862.598 | 612670.939 | 615499.833 | 618344.319 | 621198.968 | 624057.876 | 626914.67 | 629762.502 | 632594.055 | 635401.54 | 638176.695 | 640910.786
NPgY | BSP | NG FES - Leading the Way | I&C (MWh) | SCUNTHORPE SOUTH | 91634.646 | 92323.824 | 94151.478 | 94862.944 | 95586.86 | 96323.895 | 97074.566 | 97839.242 | 98618.139 | 99411.323 | 100218.709 | 101040.061 | 101874.993 | 102722.965 | 103583.29 | 104455.126 | 105337.483 | 106229.218 | 107129.038 | 108035.499 | 108947.003 | 109861.805 | 110778.005 | 111693.554 | 112606.25 | 113513.742 | 114413.525 | 115302.944 | 116179.193
NPgY | BSP | NG FES - Leading the Way | I&C (MWh) | SILSDEN | 270433.051 | 268183.778 | 266654.07 | 268804.699 | 265876.565 | 263086.142 | 260427.493 | 257894.696 | 255481.844 | 253183.045 | 250992.423 | 248904.116 | 246912.279 | 245011.079 | 243194.7 | 241457.339 | 239793.209 | 238196.537 | 236661.564 | 235182.544 | 233753.748 | 232369.459 | 231023.974 | 229711.605 | 228426.676 | 227163.527 | 225916.509 | 224679.987 | 223448.341
NPgY | BSP | NG FES - Leading the Way | I&C (MWh) | SOWERBY BRIDGE 132/33KV | 202238.254 | 209036.93 | 206798.289 | 204667.817 | 202641.321 | 200714.605 | 198883.469 | 197143.711 | 195491.124 | 193921.501 | 192430.627 | 191014.286 | 189668.258 | 188388.319 | 187170.242 | 186009.795 | 184902.742 | 183844.844 | 182831.857 | 181859.534 | 180923.622 | 180019.864 | 179144.001 | 178291.766 | 177458.889 | 176641.097 | 175834.11 | 175033.644 | 174235.41
NPgY | BSP | NG FES - Leading the Way | I&C (MWh) | STAYGATE | 281377.086 | 291750.578 | 293219.111 | 293605.88 | 290542.256 | 287622.252 | 284839.665 | 282188.307 | 279662.013 | 277254.631 | 274960.027 | 272772.087 | 270684.711 | 268691.818 | 266787.342 | 264965.235 | 263219.467 | 261544.021 | 259932.899 | 258380.121 | 256879.718 | 255425.743 | 254012.26 | 252633.353 | 251283.12 | 249955.674 | 248645.144 | 247345.676 | 246051.429
NPgY | BSP | NG FES - Leading the Way | I&C (MWh) | THORNHILL 132KV | 329137.396 | 326909.841 | 330606.749 | 327365.809 | 324289.228 | 321370.526 | 318603.199 | 315980.719 | 313496.531 | 311144.056 | 308916.69 | 306807.802 | 304810.738 | 302918.817 | 301125.331 | 299423.548 | 297806.709 | 296268.03 | 294800.699 | 293397.879 | 292052.706 | 290758.29 | 289507.712 | 288294.029 | 287110.27 | 285949.437 | 284804.503 | 283668.417 | 282534.098
NPgY | BSP | NG FES - Leading the Way | I&C (MWh) | WAKEFIELD MONCKTON ROAD | 158868.809 | 160412.157 | 160855.825 | 160807 | 160806.116 | 160852.372 | 160944.818 | 161082.356 | 161263.743 | 161487.589 | 161752.356 | 162056.359 | 162397.766 | 162774.598 | 163184.729 | 163625.886 | 164095.646 | 164591.442 | 165110.559 | 165650.131 | 166207.15 | 166778.455 | 167360.741 | 167950.554 | 168544.292 | 169138.206 | 169728.397 | 170310.822 | 170881.285
NPgY | BSP | NG FES - Leading the Way | I&C (MWh) | WAKEFIELD NORTH | 228928.765 | 231343.641 | 230891.945 | 230102.046 | 229396.396 | 228772.729 | 228228.634 | 227761.547 | 227368.76 | 227047.413 | 226794.498 | 226606.86 | 226481.194 | 226414.044 | 226401.809 | 226440.736 | 226526.924 | 226656.322 | 226824.73 | 227027.798 | 227261.029 | 227519.772 | 227799.231 | 228094.457 | 228400.352 | 228711.67 | 229023.013 | 229328.832 | 229623.431
NPgY | BSP | NG FES - Leading the Way | I&C (MWh) | WEST MELTON | 181627.274 | 188827.105 | 188648.917 | 190532.561 | 189835.873 | 189206.901 | 188643.527 | 188143.53 | 187704.584 | 187324.256 | 187000.008 | 186729.196 | 186509.072 | 186336.78 | 186209.361 | 186123.747 | 186076.766 | 186065.141 | 186085.486 | 186134.312 | 186208.021 | 186302.912 | 186415.175 | 186540.895 | 186676.05 | 186816.511 | 186958.045 | 187096.31 | 187226.858
NPgY | BSP | NG FES - Leading the Way | I&C (MWh) | WHINMOOR | 123863.229 | 131413.316 | 130542.718 | 136930.109 | 135623.012 | 134378.139 | 133192.823 | 132064.403 | 130990.223 | 129967.631 | 128993.979 | 128066.624 | 127182.926 | 126340.252 | 125535.97 | 124767.455 | 124032.084 | 123327.239 | 122650.306 | 121998.676 | 121369.741 | 120760.901 | 120169.556 | 119593.112 | 119028.978 | 118474.568 | 117927.298 | 117384.588 | 116843.863
NPgY | BSP | NG FES - Leading the Way | I&C (MWh) | WOLD NEWTON | 146110.248 | 146461.935 | 148759.871 | 149180.223 | 149635.22 | 150124.832 | 150648.856 | 151206.909 | 151798.433 | 152422.689 | 153078.767 | 153765.574 | 154481.843 | 155226.129 | 155996.81 | 156792.085 | 157609.977 | 158448.332 | 159304.818 | 160176.923 | 161061.961 | 161957.066 | 162859.195 | 163765.128 | 164671.465 | 165574.63 | 166470.868 | 167356.247 | 168226.656
NPgY | BSP | NG FES - Leading the Way | I&C (MWh) | YARBOROUGH ROAD 132/33KV | 210094.787 | 210385.823 | 209827.328 | 207611.719 | 205503.88 | 203499.453 | 201594.077 | 199783.39 | 198063.028 | 196428.621 | 194875.802 | 193400.196 | 191997.43 | 190663.126 | 189392.902 | 188182.375 | 187027.158 | 185922.863 | 184865.095 | 183849.46 | 182871.558 | 181926.987 | 181011.34 | 180120.209 | 179249.179 | 178393.835 | 177549.756 | 176712.517 | 175877.692
NPgN | BSP | NG FES - System Transformation | I&C (MWh) | ANNFIELD | 146213.9 | 145549.395 | 144988.47 | 148183.726 | 147821.89 | 147555.372 | 147381.249 | 147296.515 | 147298.081 | 147382.779 | 147547.36 | 147788.492 | 148102.762 | 148486.677 | 148936.66 | 149449.055 | 150020.123 | 150646.042 | 151298.858 | 151951.821 | 152604.931 | 153258.187 | 153911.589 | 154565.137 | 155218.83 | 155872.668 | 156526.651 | 157180.777 | 157835.048
NPgN | BSP | NG FES - System Transformation | I&C (MWh) | BARRACK ROAD | 307300.321 | 304315.177 | 303524.88 | 301712.073 | 302590.303 | 300529.49 | 298676.62 | 297022.471 | 295557.836 | 294273.528 | 293160.373 | 292209.217 | 291410.918 | 290756.353 | 290236.416 | 289842.013 | 289564.07 | 289393.526 | 289275.153 | 289157.091 | 289039.34 | 288921.898 | 288804.765 | 288687.941 | 288571.424 | 288455.213 | 288339.308 | 288223.708 | 288108.412
NPgN | BSP | NG FES - System Transformation | I&C (MWh) | BLUCHER | 132256.753 | 131203.607 | 140760.19 | 142215.538 | 141411.552 | 140684.085 | 140029.877 | 139445.678 | 138928.243 | 138474.332 | 138080.712 | 137744.155 | 137461.441 | 137229.354 | 137044.685 | 136904.229 | 136804.79 | 136743.174 | 136699.932 | 136656.805 | 136613.791 | 136570.89 | 136528.102 | 136485.426 | 136442.863 | 136400.411 | 136358.072 | 136315.843 | 136273.726
NPgN | BSP | NG FES - System Transformation | I&C (MWh) | BOWESFIELD | 179907.828 | 180427.003 | 182390.758 | 183666.498 | 184498.269 | 185433.103 | 186470.004 | 187607.719 | 188844.735 | 190179.284 | 191609.339 | 193132.614 | 194746.567 | 196448.399 | 198235.05 | 200103.204 | 202049.287 | 204069.467 | 206126.385 | 208183.473 | 210240.729 | 212298.153 | 214355.744 | 216413.503 | 218471.428 | 220529.519 | 222587.776 | 224646.199 | 226704.786
NPgN | BSP | NG FES - System Transformation | I&C (MWh) | CHIRTON GRANGE | 120334.115 | 119876.975 | 119503.558 | 120917.308 | 120705.262 | 120570.707 | 120511.41 | 120525.062 | 120609.276 | 120761.586 | 120979.45 | 121260.249 | 121601.285 | 121999.783 | 122452.89 | 122957.676 | 123511.132 | 124110.172 | 124731.589 | 125353.123 | 125974.773 | 126596.539 | 127218.421 | 127840.418 | 128462.53 | 129084.757 | 129707.098 | 130329.554 | 130952.123
NPgN | BSP | NG FES - System Transformation | I&C (MWh) | COALBURNS | 349432.607 | 347259.911 | 345265.213 | 343441.755 | 341782.792 | 340281.593 | 338931.439 | 337725.623 | 336657.454 | 335720.25 | 334907.344 | 334212.08 | 333627.817 | 333147.924 | 332765.782 | 332474.786 | 332268.342 | 332139.869 | 332049.276 | 331958.924 | 331868.81 | 331778.936 | 331689.3 | 331599.901 | 331510.74 | 331421.814 | 331333.125 | 331244.67 | 331156.45
NPgN | BSP | NG FES - System Transformation | I&C (MWh) | DARLINGTON CENTRAL | 139509.641 | 138275.147 | 137149.797 | 136742.288 | 135823.399 | 135001.815 | 134273.576 | 133634.717 | 133081.266 | 132609.242 | 132214.66 | 131893.526 | 131641.842 | 131455.599 | 131330.785 | 131263.378 | 131249.351 | 131284.669 | 131343.991 | 131403.442 | 131463.023 | 131522.733 | 131582.571 | 131642.538 | 131702.632 | 131762.854 | 131823.204 | 131883.68 | 131944.283
NPgN | BSP | NG FES - System Transformation | I&C (MWh) | DARLINGTON NORTH | 246776.227 | 247730.7 | 256141.837 | 256245.423 | 255002.388 | 253927.168 | 253013.54 | 252255.222 | 263160.718 | 262693.941 | 262363.274 | 262162.199 | 262084.141 | 332308.175 | 332456.178 | 332707.108 | 333054.149 | 333490.428 | 333970.251 | 334450.31 | 334930.604 | 335411.134 | 335891.897 | 336372.895 | 336854.125 | 337335.589 | 337817.283 | 338299.21 | 338781.366
NPgN | BSP | NG FES - System Transformation | I&C (MWh) | DUNSTON | 325628.81 | 322464.604 | 324104.562 | 324813.27 | 322398.461 | 320213.806 | 318249.513 | 316495.808 | 314942.934 | 313581.154 | 312400.745 | 311392.005 | 310545.248 | 309850.803 | 309299.021 | 308880.265 | 308584.919 | 308403.381 | 308277.131 | 308151.218 | 308025.643 | 307900.404 | 307775.499 | 307650.93 | 307526.693 | 307402.79 | 307279.218 | 307155.977 | 307033.066
NPgN | BSP | NG FES - System Transformation | I&C (MWh) | FLATWORTH | 103529.346 | 103145.711 | 107322.104 | 107775.346 | 107602.152 | 107495.526 | 107453.568 | 107474.307 | 107555.706 | 107695.66 | 107891.995 | 108142.471 | 108444.779 | 108796.542 | 109195.316 | 109638.588 | 110123.777 | 110648.234 | 111191.972 | 111735.812 | 112279.754 | 112823.798 | 113367.943 | 113912.189 | 114456.536 | 115000.984 | 115545.532 | 116090.18 | 116634.928
NPgN | BSP | NG FES - System Transformation | I&C (MWh) | GOSFORTH | 242934.102 | 241231.874 | 239691.33 | 239993.886 | 238759.963 | 237670.92 | 236721.102 | 235904.822 | 235216.366 | 234649.991 | 234199.927 | 233860.373 | 233625.499 | 233489.449 | 233446.336 | 233490.244 | 233615.227 | 233815.313 | 234051.995 | 234288.891 | 234526.001 | 234763.325 | 235000.862 | 235238.612 | 235476.574 | 235714.747 | 235953.131 | 236191.726 | 236430.53
NPgN | BSP | NG FES - System Transformation | I&C (MWh) | HARROGATE 132/33KV | 224996.524 | 224341.021 | 223789.28 | 225093.505 | 224741.212 | 228426.98 | 228262.814 | 228188.259 | 228200.238 | 228295.588 | 228471.066 | 228723.344 | 229049.011 | 229444.576 | 229906.46 | 230431.005 | 231014.467 | 231653.021 | 232318.591 | 232984.305 | 233650.164 | 234316.168 | 234982.315 | 235648.606 | 236315.041 | 236981.618 | 237648.338 | 238315.2 | 238982.203
NPgN | BSP | NG FES - System Transformation | I&C (MWh) | HUSTHWAITE | 110622.556 | 110868.918 | 113504.387 | 116061.278 | 116483.008 | 116962.387 | 117498.778 | 118091.41 | 118739.373 | 119441.617 | 120196.956 | 121004.066 | 121861.483 | 122767.607 | 123720.698 | 124718.879 | 125760.133 | 126842.308 | 127944.761 | 129047.31 | 130149.956 | 131252.698 | 132355.536 | 133458.469 | 134561.497 | 135664.62 | 136767.839 | 137871.151 | 138974.558
NPgN | BSP | NG FES - System Transformation | I&C (MWh) | LEEMING BAR_SKEEBY | 332968.808 | 335076.346 | 340939.628 | 345121.373 | 347712.246 | 350467.484 | 353387.738 | 356473.073 | 359722.965 | 363136.306 | 366711.401 | 370445.968 | 374337.139 | 378381.457 | 382574.882 | 386912.783 | 391389.944 | 396000.562 | 400677.689 | 405355.097 | 410032.786 | 414710.753 | 419388.999 | 424067.523 | 428746.324 | 433425.401 | 438104.754 | 442784.382 | 447464.284
NPgN | BSP | NG FES - System Transformation | I&C (MWh) | LINTON | 154536.413 | 153872.655 | 158421.285 | 163351.051 | 162217.749 | 161192.221 | 160269.879 | 159446.14 | 158716.433 | 158076.194 | 157520.868 | 157045.909 | 156646.778 | 156318.946 | 156057.892 | 155859.103 | 155718.075 | 155630.312 | 155568.425 | 155506.702 | 155445.14 | 155383.741 | 155322.503 | 155261.426 | 155200.51 | 155139.754 | 155079.158 | 155018.721 | 154958.444
NPgN | BSP | NG FES - System Transformation | I&C (MWh) | MALTON GRID | 222401.253 | 220894.359 | 219553.567 | 220803.746 | 219779.434 | 218905.37 | 218176.138 | 217586.26 | 217130.192 | 216802.322 | 216596.978 | 216508.418 | 216530.838 | 216658.366 | 216885.067 | 217204.94 | 217611.915 | 218099.862 | 218627.356 | 219155.075 | 219683.016 | 220211.18 | 220739.566 | 221268.173 | 221797 | 222326.048 | 222855.315 | 223384.801 | 223914.505
NPgN | BSP | NG FES - System Transformation | I&C (MWh) | MELROSEGATE | 355563.481 | 352580.672 | 356971.364 | 362500.295 | 360276.485 | 358286.631 | 356521.187 | 354970.595 | 353625.282 | 352475.661 | 351512.132 | 350725.079 | 350104.873 | 349641.869 | 349326.41 | 349148.821 | 349099.414 | 349168.486 | 349295.202 | 349422.262 | 349549.665 | 349677.409 | 349805.493 | 349933.917 | 350062.68 | 350191.781 | 350321.219 | 350450.993 | 350581.102
NPgN | BSP | NG FES - System Transformation | I&C (MWh) | NORTH TEES | 428760.373 | 428560.076 | 456033.332 | 457459.629 | 458034.414 | 458859.037 | 459928.527 | 461237.493 | 462780.117 | 464550.158 | 466540.949 | 468745.4 | 471155.995 | 473764.793 | 476563.428 | 479543.109 | 482694.62 | 486008.318 | 489402.049 | 492796.178 | 496190.703 | 499585.624 | 502980.939 | 506376.648 | 509772.75 | 513169.243 | 516566.126 | 519963.399 | 523361.06
NPgN | BSP | NG FES - System Transformation | I&C (MWh) | POTTER HOUSE | 245448.904 | 244494.687 | 250642.023 | 250901.156 | 250447.832 | 250152.799 | 250011.46 | 250019.064 | 250170.703 | 250461.317 | 250885.687 | 251438.439 | 252114.046 | 252906.821 | 253810.925 | 254820.36 | 255928.974 | 257130.458 | 258377.523 | 259624.825 | 260872.362 | 262120.134 | 263368.141 | 264616.381 | 265864.854 | 267113.56 | 268362.498 | 269611.667 | 270861.067
NPgN | BSP | NG FES - System Transformation | I&C (MWh) | RAVENSWORTH | 204510.559 | 202656.187 | 216125.085 | 216368.472 | 214978.828 | 213732.326 | 212623.073 | 211645.175 | 211845.517 | 211112.622 | 210493.368 | 209981.839 | 209572.118 | 212921.098 | 212697.216 | 212557.356 | 212495.58 | 212505.943 | 212551.396 | 212597.065 | 212642.948 | 212689.045 | 212735.355 | 212781.877 | 212828.612 | 212875.558 | 212922.715 | 212970.083 | 213017.661
NPgN | BSP | NG FES - System Transformation | I&C (MWh) | SCARBOROUGH GRID | 250896.412 | 248460.107 | 246223.816 | 245055.337 | 243196.342 | 241514.655 | 240002.735 | 238653.054 | 237458.098 | 236410.365 | 235502.369 | 234726.636 | 234075.703 | 233542.123 | 233118.462 | 232797.297 | 232571.218 | 232432.83 | 232337.039 | 232241.501 | 232146.216 | 232051.183 | 231956.401 | 231861.87 | 231767.589 | 231673.558 | 231579.776 | 231486.241 | 231392.955
NPgN | BSP | NG FES - System Transformation | I&C (MWh) | SEAL SANDS | 162886.476 | 198359.344 | 205380.393 | 206017.931 | 206552.647 | 207138.842 | 207776.229 | 208464.377 | 209202.709 | 209990.504 | 210826.893 | 211710.865 | 212641.262 | 213616.78 | 214635.971 | 215697.241 | 216798.851 | 217938.916 | 219098.083 | 220257.344 | 221416.698 | 222576.144 | 223735.682 | 224895.312 | 226055.035 | 227214.848 | 228374.754 | 229534.75 | 230694.837
NPgN | BSP | NG FES - System Transformation | I&C (MWh) | SPADEADAM 33KV | 5418.709 | 5366.08 | 5317.759 | 5273.58 | 5233.381 | 5197 | 5164.272 | 5135.036 | 5109.13 | 5086.393 | 5066.662 | 5049.777 | 5035.577 | 5023.901 | 5014.589 | 5007.482 | 5002.42 | 4999.244 | 4996.984 | 4994.73 | 4992.482 | 4990.239 | 4988.003 | 4985.772 | 4983.548 | 4981.329 | 4979.116 | 4976.909 | 4974.707
NPgN | BSP | NG FES - System Transformation | I&C (MWh) | SPENNYMOOR 132/66KV | 155938.286 | 155316.288 | 159123.168 | 179723.16 | 195884.271 | 195680.593 | 195574.375 | 195562.575 | 195642.056 | 195809.586 | 196061.834 | 196395.375 | 196806.685 | 197292.147 | 197848.045 | 198470.565 | 199155.8 | 199899.744 | 200672.499 | 201445.408 | 202218.468 | 202991.682 | 203765.047 | 204538.563 | 205312.231 | 206086.05 | 206860.019 | 207634.137 | 208408.406
NPgN | BSP | NG FES - System Transformation | I&C (MWh) | TORONTO | 155535.523 | 154965.043 | 154502.122 | 154626.619 | 154371.11 | 154215.25 | 154156.199 | 154191.014 | 154316.652 | 154529.965 | 154827.706 | 155206.524 | 155662.968 | 156193.481 | 156794.407 | 157461.987 | 158192.36 | 158981.56 | 159799.646 | 160617.886 | 161436.28 | 162254.828 | 163073.529 | 163892.382 | 164711.388 | 165530.546 | 166349.855 | 167169.315 | 167988.926
NPgN | BSP | NG FES - System Transformation | I&C (MWh) | WORMALD GREEN 132/33KV | 175168.556 | 174448.565 | 178982.007 | 180732.634 | 180369.219 | 180118.331 | 179976.63 | 179940.672 | 180006.906 | 180171.679 | 180431.232 | 180781.7 | 181219.115 | 181739.403 | 182338.386 | 183011.778 | 183755.192 | 184564.132 | 185405.224 | 186246.494 | 187087.941 | 187929.564 | 188771.364 | 189613.339 | 190455.49 | 191297.815 | 192140.314 | 192982.987 | 193825.834
NPgY | BSP | NG FES - System Transformation | I&C (MWh) | ATTERCLIFFE | 137028.628 | 143342.743 | 144047.06 | 143029.468 | 142111.239 | 141288.464 | 140557.229 | 139913.617 | 139353.705 | 138873.568 | 138469.275 | 138136.891 | 137872.477 | 137672.09 | 137531.781 | 137447.598 | 137415.585 | 137431.779 | 137471.423 | 137511.207 | 137551.131 | 137591.193 | 137631.394 | 137671.734 | 137712.211 | 137752.825 | 137793.577 | 137834.466 | 137875.491
NPgY | BSP | NG FES - System Transformation | I&C (MWh) | BARUGH 132/66KV | 171759.609 | 176213.065 | 178417.39 | 178485.724 | 178661.395 | 178942.36 | 179326.408 | 179811.156 | 180394.055 | 181072.382 | 181843.247 | 182703.591 | 183650.183 | 220363.753 | 221472.471 | 222656.727 | 223912.611 | 225236.043 | 226592.786 | 227949.692 | 229306.762 | 230663.994 | 232021.388 | 233378.944 | 234736.662 | 236094.54 | 237452.579 | 238810.778 | 240169.137
NPgY | BSP | NG FES - System Transformation | I&C (MWh) | BEESTON ROYDS 132/33KV | 346620.013 | 363729.78 | 376293.316 | 385514.826 | 382962.804 | 380653.972 | 378577.983 | 376724.508 | 375083.239 | 373643.883 | 372396.169 | 371329.842 | 370434.669 | 369700.431 | 369116.931 | 368673.987 | 368361.436 | 368169.133 | 368035.246 | 367901.712 | 367768.533 | 367635.707 | 367503.232 | 367371.109 | 367239.335 | 367107.911 | 366976.835 | 366846.106 | 366715.723
NPgY | BSP | NG FES - System Transformation | I&C (MWh) | BEVERLEY 132/33KV | 277952.534 | 287242.473 | 293051.34 | 295170.974 | 295657.977 | 296312.946 | 297132.716 | 298113.828 | 299252.521 | 300544.733 | 301986.106 | 303571.98 | 305297.396 | 307157.097 | 309145.523 | 311256.816 | 313484.818 | 315823.07 | 318215.751 | 320608.689 | 323001.884 | 325395.335 | 327789.042 | 330183.003 | 332577.218 | 334971.687 | 337366.408 | 339761.381 | 342156.605
NPgY | BSP | NG FES - System Transformation | I&C (MWh) | BINGLEY 132/33KV | 118004.418 | 117130.501 | 117475.866 | 120144.58 | 119267.12 | 118473.096 | 117758.955 | 117121.149 | 116556.138 | 116060.391 | 115630.379 | 115262.584 | 114953.493 | 114699.597 | 114497.398 | 114343.402 | 114234.121 | 114166.075 | 114118.062 | 114070.175 | 114022.414 | 113974.778 | 113927.268 | 113879.883 | 113832.622 | 113785.486 | 113738.473 | 113691.585 | 113644.819
NPgY | BSP | NG FES - System Transformation | I&C (MWh) | BLACKBURN MEADOWS B | 306987.682 | 308393.693 | 308810.056 | 307288.224 | 305978.988 | 304875.206 | 303969.637 | 303254.937 | 302723.66 | 302368.259 | 302181.086 | 302154.39 | 302280.316 | 302550.91 | 302958.115 | 303493.771 | 304149.614 | 304917.282 | 305739.592 | 306562.196 | 307385.092 | 308208.279 | 309031.757 | 309855.525 | 310679.582 | 311503.927 | 312328.56 | 313153.479 | 313978.685
NPgY | BSP | NG FES - System Transformation | I&C (MWh) | BLYTON | 149828.882 | 151019.289 | 154076.102 | 155416.179 | 156833.123 | 158327.881 | 159901.1 | 161553.12 | 163283.978 | 165093.407 | 166980.837 | 168945.391 | 170985.891 | 173100.853 | 175288.489 | 177546.706 | 179873.109 | 182264.996 | 184689.563 | 187114.266 | 189539.105 | 191964.08 | 194389.189 | 196814.433 | 199239.812 | 201665.324 | 204090.97 | 206516.749 | 208942.661
NPgY | BSP | NG FES - System Transformation | I&C (MWh) | BRADFORD | 209799.223 | 210012.11 | 213351.451 | 211637.821 | 210078.845 | 208668.194 | 207399.553 | 206266.619 | 205263.099 | 204382.714 | 203619.196 | 202966.289 | 202417.748 | 201967.34 | 201608.842 | 201336.045 | 201142.75 | 201022.767 | 200938.402 | 200854.258 | 200770.335 | 200686.634 | 200603.152 | 200519.89 | 200436.847 | 200354.023 | 200271.416 | 200189.027 | 200106.855
NPgY | BSP | NG FES - System Transformation | I&C (MWh) | BRAMHAM | 231705.174 | 235758.102 | 247029.432 | 253696.251 | 253164.683 | 252783.681 | 252548.694 | 252455.04 | 268828.692 | 269003.117 | 269304.022 | 269726.188 | 270264.261 | 315822.429 | 316575.72 | 317428.053 | 318373.537 | 319406.147 | 320481.49 | 321557.062 | 322632.863 | 323708.892 | 324785.149 | 325861.633 | 326938.344 | 328015.28 | 329092.442 | 330169.828 | 331247.438
NPgY | BSP | NG FES - System Transformation | I&C (MWh) | BRANSHOLME | 142999.912 | 142813.277 | 143658.59 | 146387.994 | 145613.637 | 144936.797 | 144353.765 | 143860.807 | 143454.16 | 143130.034 | 142884.614 | 142714.057 | 142614.491 | 142582.019 | 142612.716 | 142702.629 | 142847.779 | 143044.159 | 143265.522 | 143487.032 | 143708.688 | 143930.489 | 144152.436 | 144374.527 | 144596.763 | 144819.143 | 145041.666 | 145264.333 | 145487.143
NPgY | BSP | NG FES - System Transformation | I&C (MWh) | BRIGHOUSE 132/33KV | 219782.391 | 223420.191 | 226709.117 | 227250.755 | 225722.187 | 224347.834 | 223121.293 | 222036.161 | 221086.034 | 220264.508 | 219565.179 | 218981.641 | 218507.487 | 277030.916 | 276756.309 | 276571.861 | 276471.164 | 276447.805 | 276462.051 | 276476.523 | 276491.219 | 276506.14 | 276521.284 | 276536.652 | 276552.242 | 276568.055 | 276584.088 | 276600.343 | 276616.818
NPgY | BSP | NG FES - System Transformation | I&C (MWh) | DONCASTER B/THORPE MARSH | 360591.823 | 383005.421 | 390715.23 | 396148.651 | 396447.439 | 414993.78 | 415729.562 | 416676.35 | 417828.687 | 419180.771 | 420726.452 | 422459.237 | 424372.282 | 480187.602 | 482439.254 | 484848.559 | 487407.288 | 490106.863 | 492875.862 | 495645.182 | 498414.82 | 501184.777 | 503955.051 | 506725.641 | 509496.548 | 512267.769 | 515039.304 | 517811.152 | 520583.313
NPgY | BSP | NG FES - System Transformation | I&C (MWh) | DONCASTER CENTRAL | 82427.437 | 82294.567 | 84656.041 | 84630.715 | 84657.654 | 84735.753 | 84863.835 | 85040.646 | 85264.86 | 85535.076 | 85849.818 | 86207.536 | 86606.605 | 87045.326 | 87521.927 | 88034.559 | 88581.299 | 89160.15 | 89754.817 | 90349.555 | 90944.365 | 91539.246 | 92134.199 | 92729.223 | 93324.318 | 93919.485 | 94514.721 | 95110.028 | 95705.406
NPgY | BSP | NG FES - System Transformation | I&C (MWh) | DRIFFIELD/BEVERLEY GROUP | 344109.257 | 344543.502 | 345186.531 | 346036.637 | 347091.691 | 348349.136 | 349805.992 | 351458.852 | 353303.883 | 355336.827 | 357553.001 | 359947.295 | 362514.173 | 365247.673 | 368141.406 | 371188.558 | 374381.889 | 377713.729 | 381114.087 | 384514.761 | 387915.75 | 391317.053 | 394718.67 | 398120.6 | 401522.841 | 404925.394 | 408328.257 | 411731.429 | 415134.91
NPgY | BSP | NG FES - System Transformation | I&C (MWh) | FEATHERSTONE | 304242.634 | 309536.978 | 312922.909 | 315688.299 | 316906.275 | 318267.649 | 319771.142 | 321415.11 | 323197.539 | 325116.049 | 327167.894 | 329349.96 | 331658.766 | 334090.463 | 336640.837 | 339305.303 | 342078.912 | 344956.345 | 347885.267 | 350814.413 | 353743.783 | 356673.375 | 359603.189 | 362533.224 | 365463.48 | 368393.957 | 371324.653 | 374255.569 | 377186.703
NPgY | BSP | NG FES - System Transformation | I&C (MWh) | GIRLINGTON | 169520.87 | 171222.105 | 170449.088 | 169066.243 | 167808.257 | 166670.022 | 165646.442 | 164732.427 | 163922.899 | 163212.789 | 162597.038 | 162070.594 | 161628.417 | 161265.475 | 160976.744 | 160757.211 | 160601.872 | 160505.73 | 160438.346 | 160371.14 | 160304.11 | 160237.257 | 160170.579 | 160104.077 | 160037.75 | 159971.597 | 159905.618 | 159839.813 | 159774.181
NPgY | BSP | NG FES - System Transformation | I&C (MWh) | HALIFAX 132/33KV | 108824.682 | 107880.227 | 107020.6 | 106242.772 | 105543.703 | 104920.35 | 104369.659 | 103888.571 | 103474.018 | 103122.925 | 102832.211 | 102598.786 | 102419.553 | 102291.407 | 102211.236 | 102175.92 | 102182.331 | 102227.334 | 102291.121 | 102355.016 | 102419.021 | 102483.134 | 102547.356 | 102611.686 | 102676.124 | 102740.669 | 102805.322 | 102870.082 | 102934.948
NPgY | BSP | NG FES - System Transformation | I&C (MWh) | HECKMONDWIKE | 114324.537 | 113212.383 | 112615.735 | 111682.479 | 110833.488 | 110065.316 | 109374.522 | 108757.673 | 108211.34 | 107732.104 | 107316.548 | 106961.265 | 106662.853 | 106417.915 | 106223.062 | 106074.909 | 105970.08 | 105905.202 | 105859.733 | 105814.383 | 105769.153 | 105724.042 | 105679.049 | 105634.175 | 105589.419 | 105544.78 | 105500.259 | 105455.855 | 105411.568
NPgY | BSP | NG FES - System Transformation | I&C (MWh) | HOLMFIELD | 115664.026 | 114615.08 | 115461.451 | 114590.938 | 113804.653 | 113099.268 | 112471.451 | 111917.868 | 111435.184 | 111020.061 | 110669.156 | 110379.128 | 110146.629 | 109968.312 | 109840.826 | 109760.815 | 109724.925 | 109729.795 | 109754.491 | 109779.309 | 109804.248 | 109829.308 | 109854.488 | 109879.789 | 109905.209 | 109930.749 | 109956.408 | 109982.186 | 110008.083
NPgY | BSP | NG FES - System Transformation | I&C (MWh) | HULL EAST 132/33KV | 223302.666 | 226153.896 | 225758.252 | 225507.785 | 225399.333 | 225429.555 | 225594.938 | 225891.788 | 226316.241 | 226864.25 | 227531.598 | 228313.886 | 229206.543 | 230204.819 | 231303.787 | 232498.346 | 233783.215 | 235152.938 | 236564.404 | 237976.085 | 239387.98 | 240800.087 | 242212.406 | 243624.938 | 245037.68 | 246450.633 | 247863.796 | 249277.169 | 250690.751
NPgY | BSP | NG FES - System Transformation | I&C (MWh) | HULL SOUTH | 246944.589 | 257203.155 | 256501.875 | 257793.912 | 256069.069 | 254517.582 | 253132.244 | 251905.845 | 250831.177 | 249901.032 | 249108.202 | 248445.48 | 247905.658 | 247481.529 | 247165.884 | 246951.516 | 246831.217 | 246797.777 | 246806.569 | 246815.617 | 246824.918 | 246834.472 | 246844.28 | 246854.339 | 246864.65 | 246875.212 | 246886.024 | 246897.085 | 246908.396
NPgY | BSP | NG FES - System Transformation | I&C (MWh) | HULL WEST | 162449.88 | 168685.603 | 177244.191 | 177509.174 | 177873.031 | 178334.256 | 178891.16 | 179541.872 | 180284.331 | 181116.295 | 182035.335 | 183038.839 | 184124.008 | 185287.859 | 186527.223 | 187838.748 | 189218.894 | 190663.937 | 192141.041 | 193618.294 | 195095.695 | 196573.244 | 198050.939 | 199528.781 | 201006.77 | 202484.905 | 203963.185 | 205441.611 | 206920.181
NPgY | BSP | NG FES - System Transformation | I&C (MWh) | HUMBERSTON | 65645.311 | 68787.522 | 68941 | 68415.104 | 67937.433 | 67506.03 | 67118.941 | 66774.214 | 66469.898 | 66204.047 | 65974.716 | 65779.962 | 65617.845 | 65486.428 | 65383.776 | 65307.955 | 65257.036 | 65229.089 | 65212.305 | 65195.588 | 65178.937 | 65162.352 | 65145.834 | 65129.382 | 65112.996 | 65096.676 | 65080.421 | 65064.232 | 65048.108
NPgY | BSP | NG FES - System Transformation | I&C (MWh) | HUNNINGLEY | 149070.894 | 149236.569 | 149474.425 | 149783.907 | 150164.308 | 150614.772 | 151134.295 | 151721.72 | 152375.745 | 153094.916 | 153877.63 | 154722.135 | 155626.528 | 156588.757 | 157606.622 | 158677.771 | 159799.703 | 160969.768 | 162163.647 | 163357.637 | 164551.737 | 165745.946 | 166940.265 | 168134.694 | 169329.231 | 170523.877 | 171718.631 | 172913.493 | 174108.463
NPgY | BSP | NG FES - System Transformation | I&C (MWh) | HUNSHELF | 321798.332 | 322540.175 | 322314.02 | 322135.684 | 322003.937 | 321917.503 | 321875.063 | 321875.255 | 321916.669 | 321997.855 | 322117.317 | 322273.514 | 322464.862 | 322689.732 | 322946.45 | 323233.299 | 323548.517 | 323890.298 | 324245.116 | 324600.004 | 324954.961 | 325309.988 | 325665.083 | 326020.247 | 326375.481 | 326730.782 | 327086.152 | 327441.59 | 327797.096
NPgY | BSP | NG FES - System Transformation | I&C (MWh) | IMMINGHAM | 287546.483 | 299199.358 | 299672.062 | 300242.148 | 300908.95 | 301671.576 | 302528.913 | 303479.619 | 304522.132 | 305654.661 | 306875.192 | 308181.488 | 309571.083 | 311041.29 | 312589.195 | 314211.66 | 315905.32 | 317666.586 | 319461.35 | 321256.277 | 323051.367 | 324846.62 | 326642.036 | 328437.614 | 330233.353 | 332029.253 | 333825.314 | 335621.536 | 337417.917
NPgY | BSP | NG FES - System Transformation | I&C (MWh) | KIRKHAW LANE | 288041.447 | 295347.602 | 296319.201 | 297302.78 | 298454.974 | 299774.211 | 301258.53 | 302905.578 | 304712.612 | 306676.499 | 308793.715 | 311060.346 | 313472.087 | 316024.241 | 318711.723 | 321529.054 | 324470.365 | 327529.396 | 330646.738 | 333764.34 | 336882.2 | 340000.319 | 343118.695 | 346237.328 | 349356.217 | 352475.362 | 355594.761 | 358714.415 | 361834.322
NPgY | BSP | NG FES - System Transformation | I&C (MWh) | KIRKSTALL C 2/5 | 209809.622 | 210043.857 | 211015.296 | 209532.404 | 208183.628 | 206963.486 | 205866.508 | 204887.23 | 204020.203 | 203259.983 | 202601.139 | 202038.249 | 201565.898 | 201178.684 | 200871.213 | 200638.099 | 200473.968 | 200373.454 | 200303.842 | 200234.412 | 200165.166 | 200096.101 | 200027.218 | 199958.517 | 199889.996 | 199821.655 | 199753.494 | 199685.512 | 199617.71
NPgY | BSP | NG FES - System Transformation | I&C (MWh) | KIRKSTALL C/RING ROAD HORSFORTH | 151570.781 | 161374.707 | 160697.628 | 159460.555 | 158335.197 | 157316.985 | 156401.358 | 155583.764 | 154859.659 | 154224.508 | 153673.784 | 153202.969 | 152807.551 | 152483.03 | 152224.91 | 152028.706 | 151889.94 | 151804.143 | 151744.077 | 151684.17 | 151624.419 | 151564.826 | 151505.39 | 151446.11 | 151386.986 | 151328.018 | 151269.205 | 151210.546 | 151152.042
NPgY | BSP | NG FES - System Transformation | I&C (MWh) | LEEDS EAST | 216301.636 | 226767.041 | 226126.293 | 224510.134 | 223040.039 | 221710.036 | 220514.164 | 219446.473 | 218501.025 | 217671.891 | 216953.154 | 216338.908 | 215823.255 | 215400.311 | 215064.2 | 214809.057 | 214629.029 | 214518.27 | 214441.161 | 214364.255 | 214287.551 | 214211.049 | 214134.748 | 214058.648 | 213982.748 | 213907.047 | 213831.546 | 213756.243 | 213681.139
NPgY | BSP | NG FES - System Transformation | I&C (MWh) | LEEDS NORTH | 178251.623 | 182312.221 | 182981.933 | 181529.846 | 180209.096 | 179014.315 | 177940.146 | 176981.239 | 176132.258 | 175387.872 | 174742.762 | 174191.617 | 173729.138 | 173350.033 | 173049.019 | 172820.823 | 172660.181 | 172561.839 | 172493.759 | 172425.858 | 172358.135 | 172290.591 | 172223.225 | 172156.035 | 172089.022 | 172022.186 | 171955.525 | 171889.04 | 171822.73
NPgY | BSP | NG FES - System Transformation | I&C (MWh) | LINDLEY | 210856.065 | 213176.751 | 211746.433 | 210027.301 | 208463.552 | 207048.834 | 205776.805 | 204641.136 | 203635.511 | 202753.622 | 201989.175 | 201335.887 | 200787.485 | 200337.708 | 199980.306 | 199709.04 | 199517.683 | 199400.018 | 199318.149 | 199236.497 | 199155.06 | 199073.837 | 198992.828 | 198912.034 | 198831.452 | 198751.082 | 198670.924 | 198590.978 | 198511.243
NPgY | BSP | NG FES - System Transformation | I&C (MWh) | LOW ROAD | 330129.748 | 380011.604 | 398695.423 | 400396.731 | 397947.678 | 395731.789 | 393739.137 | 391959.816 | 390383.939 | 389001.636 | 387803.056 | 386778.366 | 385917.75 | 428068.459 | 427506.618 | 427079.513 | 426777.399 | 426590.549 | 426459.694 | 426329.183 | 426199.015 | 426069.19 | 425939.706 | 425810.563 | 425681.759 | 425553.295 | 425425.168 | 425297.378 | 425169.925
NPgY | BSP | NG FES - System Transformation | I&C (MWh) | MALLARD WAY | 183771.383 | 184419.797 | 185488.742 | 185442.549 | 185497.277 | 185650.798 | 185900.844 | 186244.998 | 186680.704 | 187205.258 | 187815.814 | 188509.383 | 189282.829 | 190132.873 | 191056.094 | 192048.923 | 193107.649 | 194228.417 | 195379.74 | 196531.2 | 197682.797 | 198834.531 | 199986.402 | 201138.409 | 202290.551 | 203442.829 | 204595.243 | 205747.79 | 206900.472
NPgY | BSP | NG FES - System Transformation | I&C (MWh) | MENSTON | 138055.708 | 136724.862 | 136789.626 | 135674.427 | 134660.832 | 133744.706 | 132921.916 | 132188.338 | 131539.854 | 130972.353 | 130481.729 | 130063.881 | 129714.717 | 129430.15 | 129206.098 | 129038.486 | 128923.244 | 128856.309 | 128812.846 | 128769.53 | 128726.359 | 128683.334 | 128640.454 | 128597.718 | 128555.127 | 128512.68 | 128470.376 | 128428.215 | 128386.197
NPgY | BSP | NG FES - System Transformation | I&C (MWh) | MOSS ROAD | 117978.149 | 119136.47 | 119322.691 | 118402.118 | 117564.798 | 116807.329 | 116126.315 | 115518.364 | 114980.094 | 114508.125 | 114099.085 | 113749.609 | 113456.336 | 113215.912 | 113024.988 | 112880.221 | 112778.276 | 112715.821 | 112672.548 | 112629.389 | 112586.343 | 112543.411 | 112500.592 | 112457.885 | 112415.29 | 112372.808 | 112330.437 | 112288.178 | 112246.03
NPgY | BSP | NG FES - System Transformation | I&C (MWh) | OSGODBY 1/2 | 7076.759 | 7076.759 | 7076.759 | 7076.759 | 7076.759 | 7076.759 | 7076.759 | 7076.759 | 7076.759 | 7076.759 | 7076.759 | 7076.759 | 7076.759 | 7076.759 | 7076.759 | 7076.759 | 7076.759 | 7076.759 | 7076.759 | 7076.759 | 7076.759 | 7076.759 | 7076.759 | 7076.759 | 7076.759 | 7076.759 | 7076.759 | 7076.759 | 7076.759
NPgY | BSP | NG FES - System Transformation | I&C (MWh) | OSGODBY 3/4 | 188161.124 | 195558.986 | 196865.21 | 197842.407 | 203772.046 | 204959.908 | 206252.347 | 207648.464 | 209147.066 | 210746.664 | 212445.473 | 214241.413 | 216132.108 | 218114.889 | 220186.786 | 222344.539 | 224584.587 | 226903.076 | 229260.518 | 231618.125 | 233975.897 | 236333.834 | 238691.936 | 241050.201 | 243408.63 | 245767.222 | 248125.977 | 250484.894 | 252843.973
NPgY | BSP | NG FES - System Transformation | I&C (MWh) | RODLEY | 179767.518 | 181399.223 | 180469.651 | 182922.766 | 181587.475 | 180379.27 | 179292.741 | 178322.487 | 177463.119 | 176709.256 | 176055.529 | 175496.578 | 175027.052 | 174641.611 | 174334.925 | 174101.673 | 173936.542 | 173834.232 | 173762.44 | 173690.837 | 173619.423 | 173548.196 | 173477.157 | 173406.304 | 173335.638 | 173265.158 | 173194.863 | 173124.753 | 173054.828
NPgY | BSP | NG FES - System Transformation | I&C (MWh) | SAINT ANDREWS ROAD 132/33KV | 132939.851 | 131712.336 | 131881.541 | 130851.677 | 129914.916 | 129067.452 | 128305.486 | 127625.225 | 127022.884 | 126494.686 | 126036.859 | 125645.638 | 125317.265 | 125047.988 | 124834.064 | 124671.753 | 124557.324 | 124487.052 | 124438.23 | 124389.536 | 124340.971 | 124292.533 | 124244.223 | 124196.04 | 124147.983 | 124100.053 | 124052.249 | 124004.571 | 123957.018
NPgY | BSP | NG FES - System Transformation | I&C (MWh) | SALTEND 132/33KV | 60733.704 | 60840.934 | 60976.464 | 61140.165 | 61331.84 | 61551.231 | 61798.012 | 62071.795 | 62372.124 | 62698.482 | 63050.283 | 63426.878 | 63827.555 | 64251.534 | 64697.972 | 65165.96 | 65654.525 | 66162.629 | 66680.411 | 67198.237 | 67716.107 | 68234.022 | 68751.98 | 69269.982 | 69788.028 | 70306.117 | 70824.25 | 71342.426 | 71860.645
NPgY | BSP | NG FES - System Transformation | I&C (MWh) | SANTON | 498923.32 | 508393.986 | 520012.367 | 533006.213 | 539758.109 | 546746.407 | 553977.401 | 561456.121 | 569186.336 | 577170.55 | 585410.004 | 593904.676 | 602653.28 | 611653.264 | 620900.815 | 630390.855 | 640117.039 | 650071.76 | 660141.104 | 670210.902 | 680281.153 | 690351.856 | 700423.009 | 710494.611 | 720566.662 | 730639.16 | 740712.103 | 750785.491 | 760859.323
NPgY | BSP | NG FES - System Transformation | I&C (MWh) | SCUNTHORPE NORTH | 566831.389 | 570387.733 | 575019.808 | 578818.342 | 582746.151 | 586807.716 | 591006.789 | 595346.393 | 599828.82 | 604455.633 | 609227.665 | 614145.019 | 619207.068 | 624412.456 | 629759.094 | 635244.167 | 640864.125 | 646614.691 | 652430.786 | 658247.138 | 664063.749 | 669880.617 | 675697.741 | 681515.122 | 687332.757 | 693150.647 | 698968.791 | 704787.189 | 710605.838
NPgY | BSP | NG FES - System Transformation | I&C (MWh) | SCUNTHORPE SOUTH | 91634.646 | 92779.413 | 95089.971 | 96312.598 | 97576.789 | 98883.987 | 100235.401 | 101632.005 | 103074.538 | 104563.503 | 106099.171 | 107681.576 | 109310.517 | 110985.559 | 112706.032 | 114471.031 | 116279.416 | 118129.81 | 120001.282 | 121872.836 | 123744.474 | 125616.194 | 127487.996 | 129359.88 | 131231.847 | 133103.895 | 134976.024 | 136848.234 | 138720.526
NPgY | BSP | NG FES - System Transformation | I&C (MWh) | SILSDEN | 270433.051 | 268949.111 | 268244.471 | 271277.75 | 269287.688 | 267488.599 | 265872.382 | 264430.951 | 263156.228 | 262040.154 | 261074.677 | 260251.762 | 259563.383 | 259001.53 | 258558.202 | 258225.413 | 257995.186 | 257859.56 | 257769.897 | 257680.516 | 257591.419 | 257502.603 | 257414.069 | 257325.815 | 257237.84 | 257150.144 | 257062.727 | 256975.586 | 256888.723
NPgY | BSP | NG FES - System Transformation | I&C (MWh) | SOWERBY BRIDGE 132/33KV | 202238.254 | 209627.112 | 208024.012 | 206572.985 | 205268.374 | 204104.507 | 203075.701 | 202176.261 | 201400.476 | 200742.626 | 200196.973 | 199757.771 | 199419.256 | 199175.654 | 199021.176 | 198950.021 | 198956.371 | 199034.399 | 199147.313 | 199260.435 | 199373.763 | 199487.298 | 199601.039 | 199714.984 | 199829.135 | 199943.489 | 200058.047 | 200172.808 | 200287.772
NPgY | BSP | NG FES - System Transformation | I&C (MWh) | STAYGATE | 281377.086 | 292543.406 | 294866.878 | 296168.437 | 294077.189 | 292184.879 | 290483.036 | 288963.206 | 287616.949 | 286435.843 | 285411.48 | 284535.469 | 283799.435 | 283195.016 | 282713.869 | 282347.663 | 282088.084 | 281926.833 | 281813.352 | 281700.173 | 281587.294 | 281474.715 | 281362.435 | 281250.453 | 281138.768 | 281027.38 | 280916.288 | 280805.491 | 280694.988
NPgY | BSP | NG FES - System Transformation | I&C (MWh) | THORNHILL 132KV | 329137.396 | 327896.911 | 332655.392 | 330548.384 | 328675.923 | 327029.33 | 325599.876 | 324378.781 | 323357.214 | 322526.291 | 321877.077 | 321400.584 | 321087.773 | 320929.553 | 320916.781 | 321040.261 | 321290.743 | 321658.928 | 322084.485 | 322510.376 | 322936.6 | 323363.156 | 323790.044 | 324217.263 | 324644.811 | 325072.689 | 325500.894 | 325929.427 | 326358.286
NPgY | BSP | NG FES - System Transformation | I&C (MWh) | WAKEFIELD MONCKTON ROAD | 158868.809 | 161059.745 | 162193.002 | 162876.183 | 163650.053 | 164514.056 | 165467.402 | 166509.071 | 167637.809 | 168852.132 | 170150.323 | 171530.436 | 172990.288 | 174527.469 | 176139.333 | 177823.005 | 179575.376 | 181393.106 | 183243.25 | 185093.534 | 186943.957 | 188794.52 | 190645.221 | 192496.061 | 194347.039 | 196198.155 | 198049.408 | 199900.798 | 201752.324
NPgY | BSP | NG FES - System Transformation | I&C (MWh) | WAKEFIELD NORTH | 228928.765 | 232194.373 | 232651.388 | 232828.078 | 233146.71 | 233604.741 | 234199.398 | 234927.667 | 235786.299 | 236771.809 | 237880.475 | 239108.337 | 240451.2 | 241904.632 | 243463.962 | 245124.285 | 246880.457 | 248727.096 | 250618.374 | 252509.868 | 254401.577 | 256293.501 | 258185.639 | 260077.99 | 261970.555 | 263863.332 | 265756.321 | 267649.522 | 269542.933
NPgY | BSP | NG FES - System Transformation | I&C (MWh) | WEST MELTON | 181627.274 | 189493.211 | 190026.434 | 192666.601 | 192771.288 | 192988.217 | 193314.884 | 193748.615 | 194286.567 | 194925.729 | 195662.919 | 196494.785 | 197417.806 | 198428.293 | 199522.385 | 200696.052 | 201945.094 | 203265.143 | 204620.181 | 205975.391 | 207330.773 | 208686.324 | 210042.046 | 211397.938 | 212753.999 | 214110.229 | 215466.627 | 216823.193 | 218179.926
NPgY | BSP | NG FES - System Transformation | I&C (MWh) | WHINMOOR | 123863.229 | 131765.347 | 131274.114 | 138067.252 | 137191.323 | 136402.078 | 135695.889 | 135069.129 | 134518.174 | 134039.401 | 133629.19 | 133283.922 | 132999.981 | 132773.752 | 132601.622 | 132479.979 | 132405.214 | 132373.719 | 132363.258 | 132352.924 | 132342.716 | 132332.635 | 132322.681 | 132312.852 | 132303.149 | 132293.571 | 132284.117 | 132274.789 | 132265.584
NPgY | BSP | NG FES - System Transformation | I&C (MWh) | WOLD NEWTON | 146110.248 | 147102.709 | 150082.227 | 151225.776 | 152446.291 | 153744.353 | 155120.264 | 156574.053 | 158105.469 | 159713.988 | 161398.808 | 163158.851 | 164992.761 | 166898.907 | 168875.381 | 170919.999 | 173030.299 | 175203.543 | 177408.159 | 179612.915 | 181817.81 | 184022.844 | 186228.016 | 188433.326 | 190638.774 | 192844.359 | 195050.081 | 197255.94 | 199461.935
NPgY | BSP | NG FES - System Transformation | I&C (MWh) | YARBOROUGH ROAD 132/33KV | 210094.787 | 210993.279 | 211089.115 | 209573.193 | 208208.867 | 206990.241 | 205911.407 | 204966.447 | 204149.428 | 203454.409 | 202875.435 | 202406.541 | 202041.748 | 201775.068 | 201600.498 | 201512.025 | 201503.623 | 201569.254 | 201670.911 | 201772.779 | 201874.859 | 201977.149 | 202079.648 | 202182.356 | 202285.274 | 202388.399 | 202491.731 | 202595.271 | 202699.017
NPgN | BSP | NPg Best View | Total installed PV capacity - I&C and large (MW) | ANNFIELD | 5 | 11.762 | 17.151 | 22.63 | 23.975 | 25.421 | 26.968 | 28.621 | 30.428 | 32.141 | 33.981 | 35.726 | 37.508 | 39.045 | 40.303 | 41.344 | 42.355 | 43.767 | 45.374 | 46.963 | 48.626 | 50.26 | 51.451 | 52.332 | 53.237 | 54.265 | 55.165 | 56.149 | 57.085
NPgN | BSP | NPg Best View | Total installed PV capacity - I&C and large (MW) | BARRACK ROAD | 2.037 | 2.237 | 2.493 | 2.832 | 3.267 | 3.798 | 4.424 | 5.15 | 5.988 | 6.614 | 7.265 | 7.917 | 8.571 | 9.253 | 9.964 | 10.668 | 11.394 | 12.138 | 12.912 | 13.712 | 14.531 | 15.329 | 16.187 | 16.993 | 17.822 | 18.761 | 19.586 | 20.485 | 21.343
NPgN | BSP | NPg Best View | Total installed PV capacity - I&C and large (MW) | BLUCHER | 0.487 | 2.749 | 4.572 | 6.426 | 6.91 | 7.428 | 7.987 | 8.589 | 9.25 | 9.864 | 10.521 | 11.147 | 11.786 | 12.346 | 12.816 | 13.214 | 13.604 | 14.127 | 14.717 | 15.304 | 15.916 | 16.517 | 16.976 | 17.329 | 17.691 | 18.103 | 18.464 | 18.858 | 19.233
NPgN | BSP | NPg Best View | Total installed PV capacity - I&C and large (MW) | BOWESFIELD | 4.579 | 26.658 | 44.161 | 61.791 | 65.332 | 69.005 | 72.805 | 76.74 | 80.941 | 85.302 | 90.032 | 94.438 | 98.971 | 102.614 | 105.252 | 107.175 | 108.952 | 112.031 | 115.706 | 119.256 | 123.016 | 126.725 | 128.81 | 129.966 | 131.154 | 132.509 | 133.688 | 134.981 | 136.208
NPgN | BSP | NPg Best View | Total installed PV capacity - I&C and large (MW) | CHIRTON GRANGE | 0.199 | 1.146 | 1.97 | 2.869 | 3.328 | 3.873 | 4.496 | 5.199 | 5.999 | 6.643 | 7.32 | 7.985 | 8.656 | 9.316 | 9.959 | 10.571 | 11.194 | 11.88 | 12.611 | 13.358 | 14.127 | 14.877 | 15.612 | 16.274 | 16.954 | 17.724 | 18.4 | 19.137 | 19.841
NPgN | BSP | NPg Best View | Total installed PV capacity - I&C and large (MW) | COALBURNS | 2.066 | 27.626 | 47.787 | 68.002 | 71.673 | 75.389 | 79.154 | 82.97 | 86.976 | 91.395 | 96.217 | 100.661 | 105.25 | 108.772 | 111.091 | 112.583 | 113.881 | 116.679 | 120.141 | 123.428 | 126.94 | 130.415 | 131.933 | 132.421 | 132.923 | 133.502 | 133.999 | 134.547 | 135.065
NPgN | BSP | NPg Best View | Total installed PV capacity - I&C and large (MW) | DARLINGTON CENTRAL | 6.217 | 18.16 | 27.627 | 37.156 | 39.063 | 41.034 | 43.072 | 45.18 | 47.429 | 49.77 | 52.309 | 54.673 | 57.106 | 59.057 | 60.466 | 61.488 | 62.431 | 64.077 | 66.044 | 67.943 | 69.954 | 71.939 | 73.045 | 73.651 | 74.274 | 74.984 | 75.602 | 76.28 | 76.923
NPgN | BSP | NPg Best View | Total installed PV capacity - I&C and large (MW) | DARLINGTON NORTH | 5.26 | 10.546 | 14.771 | 19.052 | 20.04 | 21.09 | 22.202 | 23.381 | 24.661 | 25.905 | 27.245 | 28.51 | 29.804 | 30.899 | 31.766 | 32.463 | 33.134 | 34.117 | 35.251 | 36.365 | 37.534 | 38.685 | 39.473 | 40.025 | 40.592 | 41.236 | 41.8 | 42.416 | 43.002
NPgN | BSP | NPg Best View | Total installed PV capacity - I&C and large (MW) | DUNSTON | 1.656 | 4.786 | 7.401 | 10.146 | 11.2 | 12.404 | 13.753 | 15.255 | 16.947 | 18.369 | 19.872 | 21.336 | 22.817 | 24.222 | 25.538 | 26.752 | 27.977 | 29.395 | 30.93 | 32.486 | 34.095 | 35.668 | 37.113 | 38.369 | 39.659 | 41.122 | 42.405 | 43.806 | 45.141
NPgN | BSP | NPg Best View | Total installed PV capacity - I&C and large (MW) | FLATWORTH | 0.222 | 0.421 | 0.61 | 0.829 | 0.991 | 1.188 | 1.415 | 1.676 | 1.975 | 2.207 | 2.449 | 2.689 | 2.93 | 3.175 | 3.423 | 3.664 | 3.911 | 4.172 | 4.447 | 4.73 | 5.02 | 5.303 | 5.594 | 5.863 | 6.14 | 6.453 | 6.728 | 7.028 | 7.315
NPgN | BSP | NPg Best View | Total installed PV capacity - I&C and large (MW) | GOSFORTH | 0.954 | 1.554 | 2.093 | 2.669 | 3.018 | 3.411 | 3.865 | 4.383 | 4.974 | 5.438 | 5.924 | 6.404 | 6.888 | 7.373 | 7.859 | 8.328 | 8.808 | 9.322 | 9.865 | 10.422 | 10.994 | 11.553 | 12.119 | 12.638 | 13.171 | 13.775 | 14.306 | 14.884 | 15.436
NPgN | BSP | NPg Best View | Total installed PV capacity - I&C and large (MW) | HARROGATE 132/33KV | 1.41 | 5.02 | 7.938 | 10.907 | 11.709 | 12.569 | 13.501 | 14.508 | 15.617 | 16.636 | 17.726 | 18.766 | 19.827 | 20.764 | 21.562 | 22.245 | 22.917 | 23.802 | 24.795 | 25.783 | 26.814 | 27.825 | 28.617 | 29.237 | 29.874 | 30.597 | 31.231 | 31.923 | 32.582
NPgN | BSP | NPg Best View | Total installed PV capacity - I&C and large (MW) | HUSTHWAITE | 8.448 | 30.154 | 47.288 | 64.472 | 67.642 | 70.855 | 74.12 | 77.442 | 80.938 | 84.758 | 88.922 | 92.766 | 96.733 | 99.799 | 101.852 | 103.202 | 104.392 | 106.854 | 109.881 | 112.764 | 115.839 | 118.881 | 120.272 | 120.786 | 121.314 | 121.921 | 122.443 | 123.019 | 123.564
NPgN | BSP | NPg Best View | Total installed PV capacity - I&C and large (MW) | LEEMING BAR_SKEEBY | 28.186 | 77.794 | 117.082 | 156.569 | 164.329 | 172.293 | 180.494 | 188.947 | 197.939 | 207.398 | 217.67 | 227.217 | 237.046 | 244.866 | 250.419 | 254.373 | 257.988 | 264.513 | 272.36 | 279.912 | 287.924 | 295.835 | 300.073 | 302.255 | 304.499 | 307.059 | 309.284 | 311.726 | 314.043
NPgN | BSP | NPg Best View | Total installed PV capacity - I&C and large (MW) | LINTON | 1.403 | 39.387 | 69.403 | 99.556 | 105.247 | 111.071 | 117.022 | 123.107 | 129.54 | 136.461 | 143.994 | 150.967 | 158.156 | 163.779 | 167.636 | 170.262 | 172.614 | 177.201 | 182.789 | 188.134 | 193.822 | 199.445 | 202.199 | 203.397 | 204.629 | 206.04 | 207.26 | 208.603 | 209.874
NPgN | BSP | NPg Best View | Total installed PV capacity - I&C and large (MW) | MALTON GRID | 7.302 | 82.087 | 141.09 | 200.256 | 211.057 | 221.998 | 233.092 | 244.352 | 256.183 | 269.191 | 283.38 | 296.464 | 309.974 | 320.366 | 327.248 | 331.711 | 335.611 | 343.898 | 354.128 | 363.853 | 374.235 | 384.51 | 389.07 | 390.613 | 392.201 | 394.029 | 395.599 | 397.333 | 398.97
NPgN | BSP | NPg Best View | Total installed PV capacity - I&C and large (MW) | MELROSEGATE | 1.898 | 18.201 | 31.181 | 44.279 | 47.111 | 50.072 | 53.176 | 56.431 | 59.939 | 63.453 | 67.248 | 70.807 | 74.46 | 77.479 | 79.78 | 81.557 | 83.238 | 85.88 | 88.971 | 91.985 | 95.162 | 98.291 | 100.266 | 101.538 | 102.845 | 104.332 | 105.63 | 107.051 | 108.403
NPgN | BSP | NPg Best View | Total installed PV capacity - I&C and large (MW) | NORTH TEES | 13.131 | 14.413 | 15.616 | 16.977 | 17.95 | 19.107 | 20.449 | 21.984 | 23.745 | 25.109 | 26.535 | 27.95 | 29.373 | 30.815 | 32.271 | 33.687 | 35.138 | 36.677 | 38.294 | 39.957 | 41.664 | 43.329 | 45.042 | 46.623 | 48.246 | 50.086 | 51.701 | 53.464 | 55.144
NPgN | BSP | NPg Best View | Total installed PV capacity - I&C and large (MW) | POTTER HOUSE | 0.825 | 10.205 | 17.718 | 25.357 | 27.183 | 29.149 | 31.244 | 33.475 | 35.908 | 38.238 | 40.742 | 43.112 | 45.536 | 47.61 | 49.286 | 50.658 | 51.985 | 53.874 | 56.035 | 58.165 | 60.398 | 62.593 | 64.155 | 65.288 | 66.452 | 67.774 | 68.931 | 70.195 | 71.399
NPgN | BSP | NPg Best View | Total installed PV capacity - I&C and large (MW) | RAVENSWORTH | 0.612 | 3.859 | 6.473 | 9.132 | 9.81 | 10.54 | 11.324 | 12.166 | 13.09 | 13.955 | 14.881 | 15.762 | 16.662 | 17.445 | 18.097 | 18.645 | 19.18 | 19.908 | 20.731 | 21.548 | 22.402 | 23.24 | 23.87 | 24.348 | 24.839 | 25.397 | 25.885 | 26.419 | 26.927
NPgN | BSP | NPg Best View | Total installed PV capacity - I&C and large (MW) | SCARBOROUGH GRID | 1.625 | 18.999 | 32.778 | 46.65 | 49.451 | 52.35 | 55.352 | 58.463 | 61.786 | 65.228 | 68.96 | 72.438 | 76.016 | 78.896 | 80.989 | 82.521 | 83.938 | 86.379 | 89.287 | 92.099 | 95.075 | 98.012 | 99.675 | 100.608 | 101.568 | 102.661 | 103.613 | 104.657 | 105.648
NPgN | BSP | NPg Best View | Total installed PV capacity - I&C and large (MW) | SEAL SANDS | 0.007 | 0.008 | 0.01 | 0.011 | 0.013 | 0.015 | 0.018 | 0.021 | 0.024 | 0.026 | 0.029 | 0.032 | 0.034 | 0.037 | 0.04 | 0.042 | 0.045 | 0.048 | 0.051 | 0.055 | 0.058 | 0.061 | 0.064 | 0.068 | 0.071 | 0.074 | 0.078 | 0.081 | 0.085
NPgN | BSP | NPg Best View | Total installed PV capacity - I&C and large (MW) | SPADEADAM 33KV | 0.013 | 0.023 | 0.038 | 0.058 | 0.087 | 0.123 | 0.165 | 0.214 | 0.271 | 0.313 | 0.357 | 0.401 | 0.445 | 0.491 | 0.539 | 0.587 | 0.636 | 0.686 | 0.738 | 0.792 | 0.848 | 0.901 | 0.959 | 1.014 | 1.07 | 1.133 | 1.189 | 1.249 | 1.307
NPgN | BSP | NPg Best View | Total installed PV capacity - I&C and large (MW) | SPENNYMOOR 132/66KV | 1.707 | 42.799 | 75.279 | 107.887 | 114.061 | 120.359 | 126.797 | 133.382 | 140.346 | 147.831 | 155.976 | 163.518 | 171.293 | 177.378 | 181.56 | 184.414 | 186.972 | 191.941 | 197.992 | 203.781 | 209.941 | 216.03 | 219.026 | 220.342 | 221.695 | 223.244 | 224.584 | 226.058 | 227.455
NPgN | BSP | NPg Best View | Total installed PV capacity - I&C and large (MW) | TORONTO | 1.636 | 23.847 | 41.452 | 59.17 | 62.709 | 66.366 | 70.146 | 74.055 | 78.224 | 82.567 | 87.279 | 91.666 | 96.179 | 99.797 | 102.404 | 104.294 | 106.035 | 109.083 | 112.728 | 116.246 | 119.973 | 123.651 | 125.693 | 126.805 | 127.949 | 129.253 | 130.388 | 131.632 | 132.814
NPgN | BSP | NPg Best View | Total installed PV capacity - I&C and large (MW) | WORMALD GREEN 132/33KV | 2.751 | 14.744 | 24.274 | 33.847 | 35.841 | 37.881 | 40.004 | 42.213 | 44.582 | 47.004 | 49.626 | 52.076 | 54.593 | 56.641 | 58.157 | 59.291 | 60.35 | 62.107 | 64.186 | 66.202 | 68.333 | 70.433 | 71.677 | 72.418 | 73.18 | 74.047 | 74.803 | 75.631 | 76.418
NPgY | BSP | NPg Best View | Total installed PV capacity - I&C and large (MW) | ATTERCLIFFE | 0.364 | 1.266 | 1.769 | 2.276 | 2.516 | 2.765 | 3.023 | 3.291 | 3.577 | 3.876 | 4.2 | 4.503 | 4.814 | 5.067 | 5.255 | 5.397 | 5.529 | 5.746 | 6.004 | 6.253 | 6.517 | 6.777 | 6.932 | 7.025 | 7.121 | 7.23 | 7.325 | 7.428 | 7.527
NPgY | BSP | NPg Best View | Total installed PV capacity - I&C and large (MW) | BARUGH 132/66KV | 2.097 | 9.156 | 13.038 | 16.983 | 18.867 | 20.816 | 22.829 | 24.911 | 27.129 | 29.468 | 32.003 | 34.367 | 36.798 | 38.762 | 40.199 | 41.259 | 42.244 | 43.915 | 45.902 | 47.825 | 49.859 | 51.865 | 53.02 | 53.682 | 54.363 | 55.137 | 55.813 | 56.552 | 57.255
NPgY | BSP | NPg Best View | Total installed PV capacity - I&C and large (MW) | BEESTON ROYDS 132/33KV | 1.306 | 3.732 | 5.083 | 6.445 | 7.092 | 7.763 | 8.458 | 9.18 | 9.95 | 10.756 | 11.629 | 12.444 | 13.282 | 13.964 | 14.469 | 14.848 | 15.203 | 15.788 | 16.481 | 17.152 | 17.862 | 18.562 | 18.978 | 19.226 | 19.482 | 19.772 | 20.026 | 20.303 | 20.567
NPgY | BSP | NPg Best View | Total installed PV capacity - I&C and large (MW) | BEVERLEY 132/33KV | 5.899 | 13.657 | 18.263 | 23.1 | 25.987 | 29.131 | 32.532 | 36.2 | 40.233 | 44.046 | 48.116 | 52.013 | 55.981 | 59.534 | 62.61 | 65.285 | 67.93 | 71.323 | 75.104 | 78.879 | 82.811 | 86.666 | 89.779 | 92.274 | 94.836 | 97.742 | 100.289 | 103.07 | 105.719
NPgY | BSP | NPg Best View | Total installed PV capacity - I&C and large (MW) | BINGLEY 132/33KV | 0.718 | 0.878 | 0.989 | 1.1 | 1.17 | 1.249 | 1.337 | 1.436 | 1.546 | 1.643 | 1.745 | 1.845 | 1.945 | 2.042 | 2.134 | 2.22 | 2.307 | 2.405 | 2.512 | 2.619 | 2.731 | 2.84 | 2.942 | 3.032 | 3.125 | 3.229 | 3.321 | 3.422 | 3.517
NPgY | BSP | NPg Best View | Total installed PV capacity - I&C and large (MW) | BLACKBURN MEADOWS B | 1.436 | 1.532 | 1.608 | 1.696 | 1.776 | 1.871 | 1.979 | 2.101 | 2.24 | 2.356 | 2.477 | 2.597 | 2.718 | 2.84 | 2.961 | 3.078 | 3.198 | 3.327 | 3.462 | 3.602 | 3.745 | 3.884 | 4.025 | 4.155 | 4.288 | 4.438 | 4.571 | 4.715 | 4.853
NPgY | BSP | NPg Best View | Total installed PV capacity - I&C and large (MW) | BLYTON | 13.531 | 44.317 | 61.75 | 79.881 | 89.716 | 100.177 | 111.265 | 123.004 | 135.742 | 148.371 | 161.943 | 174.787 | 187.922 | 199.167 | 208.263 | 215.714 | 222.928 | 233.171 | 244.887 | 256.438 | 268.543 | 280.441 | 288.921 | 295.077 | 301.403 | 308.583 | 314.866 | 321.733 | 328.268
NPgY | BSP | NPg Best View | Total installed PV capacity - I&C and large (MW) | BRADFORD | 0.525 | 0.592 | 0.658 | 0.726 | 0.787 | 0.859 | 0.944 | 1.042 | 1.153 | 1.243 | 1.337 | 1.43 | 1.524 | 1.621 | 1.723 | 1.824 | 1.928 | 2.035 | 2.145 | 2.26 | 2.377 | 2.491 | 2.614 | 2.729 | 2.848 | 2.982 | 3.1 | 3.229 | 3.351
NPgY | BSP | NPg Best View | Total installed PV capacity - I&C and large (MW) | BRAMHAM | 9.309 | 23.001 | 30.652 | 38.538 | 42.607 | 46.889 | 51.384 | 56.101 | 61.185 | 66.343 | 71.904 | 77.138 | 82.501 | 86.994 | 90.501 | 93.275 | 95.926 | 99.919 | 104.551 | 109.086 | 113.855 | 118.549 | 121.662 | 123.775 | 125.945 | 128.411 | 130.567 | 132.924 | 135.166
NPgY | BSP | NPg Best View | Total installed PV capacity - I&C and large (MW) | BRANSHOLME | 8.722 | 10.926 | 12.146 | 13.385 | 13.982 | 14.601 | 15.244 | 15.91 | 16.622 | 17.366 | 18.172 | 18.925 | 19.699 | 20.329 | 20.796 | 21.147 | 21.475 | 22.017 | 22.657 | 23.278 | 23.934 | 24.581 | 24.966 | 25.197 | 25.434 | 25.704 | 25.939 | 26.197 | 26.442
NPgY | BSP | NPg Best View | Total installed PV capacity - I&C and large (MW) | BRIGHOUSE 132/33KV | 0.783 | 3.741 | 5.348 | 6.953 | 7.65 | 8.355 | 9.07 | 9.795 | 10.554 | 11.398 | 12.318 | 13.166 | 14.042 | 14.717 | 15.165 | 15.457 | 15.713 | 16.252 | 16.916 | 17.549 | 18.223 | 18.891 | 19.19 | 19.294 | 19.401 | 19.523 | 19.629 | 19.745 | 19.855
NPgY | BSP | NPg Best View | Total installed PV capacity - I&C and large (MW) | DONCASTER B/THORPE MARSH | 15.145 | 33.298 | 43.327 | 53.575 | 58.605 | 63.84 | 69.281 | 74.934 | 80.984 | 87.276 | 94.082 | 100.45 | 106.991 | 112.344 | 116.355 | 119.395 | 122.25 | 126.879 | 132.331 | 137.631 | 143.225 | 148.737 | 152.088 | 154.15 | 156.27 | 158.68 | 160.784 | 163.086 | 165.275
NPgY | BSP | NPg Best View | Total installed PV capacity - I&C and large (MW) | DONCASTER CENTRAL | 0.202 | 1.046 | 1.553 | 2.094 | 2.437 | 2.814 | 3.224 | 3.669 | 4.16 | 4.617 | 5.104 | 5.572 | 6.048 | 6.481 | 6.863 | 7.2 | 7.536 | 7.955 | 8.418 | 8.883 | 9.365 | 9.838 | 10.234 | 10.558 | 10.891 | 11.269 | 11.601 | 11.962 | 12.307
NPgY | BSP | NPg Best View | Total installed PV capacity - I&C and large (MW) | DRIFFIELD/BEVERLEY GROUP | 14.389 | 59.523 | 84.554 | 110.121 | 122.735 | 135.89 | 149.587 | 163.847 | 179.128 | 194.945 | 212.043 | 228.061 | 244.503 | 258.021 | 268.232 | 276.039 | 283.397 | 295.15 | 308.951 | 322.385 | 336.554 | 350.515 | 359.151 | 364.582 | 370.163 | 376.51 | 382.049 | 388.112 | 393.875
NPgY | BSP | NPg Best View | Total installed PV capacity - I&C and large (MW) | FEATHERSTONE | 1.534 | 9.013 | 13.158 | 17.392 | 19.48 | 21.656 | 23.922 | 26.28 | 28.807 | 31.423 | 34.253 | 36.902 | 39.623 | 41.858 | 43.544 | 44.832 | 46.045 | 47.987 | 50.268 | 52.488 | 54.829 | 57.137 | 58.56 | 59.453 | 60.37 | 61.413 | 62.324 | 63.32 | 64.268
NPgY | BSP | NPg Best View | Total installed PV capacity - I&C and large (MW) | GIRLINGTON | 0.597 | 0.641 | 0.684 | 0.727 | 0.764 | 0.808 | 0.86 | 0.919 | 0.987 | 1.042 | 1.098 | 1.155 | 1.212 | 1.271 | 1.333 | 1.395 | 1.458 | 1.523 | 1.59 | 1.66 | 1.731 | 1.8 | 1.875 | 1.945 | 2.017 | 2.099 | 2.17 | 2.248 | 2.323
NPgY | BSP | NPg Best View | Total installed PV capacity - I&C and large (MW) | HALIFAX 132/33KV | 0.434 | 0.47 | 0.5 | 0.523 | 0.53 | 0.539 | 0.548 | 0.56 | 0.572 | 0.583 | 0.593 | 0.604 | 0.615 | 0.626 | 0.638 | 0.649 | 0.661 | 0.673 | 0.686 | 0.699 | 0.713 | 0.726 | 0.74 | 0.753 | 0.766 | 0.782 | 0.795 | 0.81 | 0.824
NPgY | BSP | NPg Best View | Total installed PV capacity - I&C and large (MW) | HECKMONDWIKE | 0.403 | 0.453 | 0.509 | 0.577 | 0.653 | 0.745 | 0.851 | 0.974 | 1.114 | 1.227 | 1.345 | 1.462 | 1.58 | 1.703 | 1.831 | 1.958 | 2.088 | 2.222 | 2.362 | 2.506 | 2.653 | 2.797 | 2.951 | 3.096 | 3.245 | 3.414 | 3.562 | 3.723 | 3.877
NPgY | BSP | NPg Best View | Total installed PV capacity - I&C and large (MW) | HOLMFIELD | 1.572 | 1.669 | 1.755 | 1.83 | 1.871 | 1.921 | 1.979 | 2.045 | 2.121 | 2.182 | 2.246 | 2.31 | 2.374 | 2.441 | 2.51 | 2.579 | 2.65 | 2.722 | 2.798 | 2.876 | 2.956 | 3.034 | 3.118 | 3.196 | 3.277 | 3.369 | 3.449 | 3.537 | 3.62
NPgY | BSP | NPg Best View | Total installed PV capacity - I&C and large (MW) | HULL EAST 132/33KV | 18.772 | 19.184 | 19.628 | 20.153 | 20.725 | 21.409 | 22.207 | 23.121 | 24.169 | 25.014 | 25.893 | 26.773 | 27.655 | 28.572 | 29.523 | 30.465 | 31.435 | 32.433 | 33.471 | 34.544 | 35.643 | 36.712 | 37.856 | 38.931 | 40.034 | 41.284 | 42.381 | 43.579 | 44.72
NPgY | BSP | NPg Best View | Total installed PV capacity - I&C and large (MW) | HULL SOUTH | 0.804 | 0.936 | 1.084 | 1.256 | 1.443 | 1.669 | 1.931 | 2.233 | 2.579 | 2.857 | 3.146 | 3.436 | 3.726 | 4.029 | 4.344 | 4.656 | 4.978 | 5.308 | 5.651 | 6.006 | 6.369 | 6.723 | 7.102 | 7.46 | 7.827 | 8.242 | 8.607 | 9.005 | 9.385
NPgY | BSP | NPg Best View | Total installed PV capacity - I&C and large (MW) | HULL WEST | 5.384 | 7.075 | 8.312 | 9.681 | 10.803 | 12.097 | 13.563 | 15.209 | 17.068 | 18.654 | 20.321 | 21.962 | 23.616 | 25.246 | 26.842 | 28.364 | 29.914 | 31.614 | 33.422 | 35.27 | 37.172 | 39.028 | 40.855 | 42.504 | 44.198 | 46.116 | 47.8 | 49.638 | 51.389
NPgY | BSP | NPg Best View | Total installed PV capacity - I&C and large (MW) | HUMBERSTON | 0.237 | 1.026 | 1.529 | 2.084 | 2.489 | 2.944 | 3.448 | 4.005 | 4.626 | 5.181 | 5.768 | 6.339 | 6.917 | 7.463 | 7.971 | 8.438 | 8.908 | 9.457 | 10.052 | 10.654 | 11.276 | 11.885 | 12.44 | 12.919 | 13.411 | 13.969 | 14.458 | 14.992 | 15.501
NPgY | BSP | NPg Best View | Total installed PV capacity - I&C and large (MW) | HUNNINGLEY | 0.409 | 1.569 | 2.245 | 2.953 | 3.363 | 3.805 | 4.28 | 4.79 | 5.348 | 5.884 | 6.457 | 7.004 | 7.561 | 8.053 | 8.47 | 8.826 | 9.176 | 9.639 | 10.159 | 10.676 | 11.215 | 11.745 | 12.156 | 12.477 | 12.807 | 13.18 | 13.508 | 13.866 | 14.206
NPgY | BSP | NPg Best View | Total installed PV capacity - I&C and large (MW) | HUNSHELF | 0.607 | 3.331 | 4.831 | 6.351 | 7.072 | 7.816 | 8.586 | 9.38 | 10.226 | 11.12 | 12.089 | 12.992 | 13.921 | 14.671 | 15.218 | 15.62 | 15.992 | 16.629 | 17.386 | 18.119 | 18.894 | 19.659 | 20.096 | 20.344 | 20.6 | 20.89 | 21.144 | 21.421 | 21.684
NPgY | BSP | NPg Best View | Total installed PV capacity - I&C and large (MW) | IMMINGHAM | 1.716 | 11.792 | 17.244 | 22.728 | 25.165 | 27.639 | 30.151 | 32.703 | 35.386 | 38.345 | 41.569 | 44.547 | 47.62 | 50.001 | 51.603 | 52.666 | 53.604 | 55.522 | 57.876 | 60.119 | 62.511 | 64.877 | 65.975 | 66.396 | 66.829 | 67.326 | 67.754 | 68.226 | 68.672
NPgY | BSP | NPg Best View | Total installed PV capacity - I&C and large (MW) | KIRKHAW LANE | 17.118 | 19.712 | 21.227 | 22.807 | 23.707 | 24.68 | 25.725 | 26.844 | 28.068 | 29.246 | 30.506 | 31.708 | 32.933 | 34.013 | 34.926 | 35.704 | 36.469 | 37.483 | 38.623 | 39.757 | 40.94 | 42.101 | 43 | 43.699 | 44.418 | 45.232 | 45.946 | 46.725 | 47.467
NPgY | BSP | NPg Best View | Total installed PV capacity - I&C and large (MW) | KIRKSTALL C 2/5 | 0.733 | 0.757 | 0.783 | 0.812 | 0.842 | 0.878 | 0.919 | 0.967 | 1.023 | 1.067 | 1.113 | 1.159 | 1.205 | 1.253 | 1.304 | 1.353 | 1.405 | 1.457 | 1.512 | 1.568 | 1.626 | 1.682 | 1.743 | 1.8 | 1.858 | 1.924 | 1.983 | 2.046 | 2.106
NPgY | BSP | NPg Best View | Total installed PV capacity - I&C and large (MW) | KIRKSTALL C/RING ROAD HORSFORTH | 0.765 | 1.656 | 2.207 | 2.787 | 3.151 | 3.554 | 3.995 | 4.476 | 5.009 | 5.499 | 6.02 | 6.522 | 7.032 | 7.501 | 7.922 | 8.299 | 8.676 | 9.135 | 9.64 | 10.148 | 10.675 | 11.191 | 11.634 | 12.005 | 12.385 | 12.816 | 13.195 | 13.607 | 14.001
NPgY | BSP | NPg Best View | Total installed PV capacity - I&C and large (MW) | LEEDS EAST | 0.4 | 2.089 | 3.035 | 4.005 | 4.497 | 5.013 | 5.555 | 6.123 | 6.735 | 7.358 | 8.029 | 8.66 | 9.308 | 9.848 | 10.268 | 10.599 | 10.914 | 11.393 | 11.95 | 12.495 | 13.067 | 13.631 | 14.002 | 14.25 | 14.506 | 14.796 | 15.05 | 15.328 | 15.592
NPgY | BSP | NPg Best View | Total installed PV capacity - I&C and large (MW) | LEEDS NORTH | 0.239 | 0.291 | 0.354 | 0.434 | 0.529 | 0.644 | 0.778 | 0.931 | 1.107 | 1.249 | 1.396 | 1.544 | 1.691 | 1.846 | 2.006 | 2.165 | 2.329 | 2.497 | 2.672 | 2.852 | 3.037 | 3.217 | 3.411 | 3.593 | 3.78 | 3.991 | 4.177 | 4.38 | 4.573
NPgY | BSP | NPg Best View | Total installed PV capacity - I&C and large (MW) | LINDLEY | 1.072 | 2.32 | 3.035 | 3.758 | 4.123 | 4.508 | 4.915 | 5.344 | 5.807 | 6.273 | 6.773 | 7.246 | 7.729 | 8.139 | 8.464 | 8.726 | 8.978 | 9.346 | 9.771 | 10.188 | 10.625 | 11.056 | 11.352 | 11.56 | 11.774 | 12.017 | 12.229 | 12.462 | 12.682
NPgY | BSP | NPg Best View | Total installed PV capacity - I&C and large (MW) | LOW ROAD | 1.526 | 1.817 | 2.024 | 2.223 | 2.336 | 2.465 | 2.609 | 2.769 | 2.95 | 3.107 | 3.273 | 3.436 | 3.6 | 3.758 | 3.909 | 4.05 | 4.193 | 4.355 | 4.529 | 4.706 | 4.888 | 5.066 | 5.235 | 5.384 | 5.537 | 5.71 | 5.862 | 6.028 | 6.187
NPgY | BSP | NPg Best View | Total installed PV capacity - I&C and large (MW) | MALLARD WAY | 0.529 | 0.749 | 0.94 | 1.167 | 1.396 | 1.665 | 1.976 | 2.329 | 2.73 | 3.062 | 3.409 | 3.753 | 4.1 | 4.451 | 4.808 | 5.156 | 5.513 | 5.889 | 6.284 | 6.69 | 7.107 | 7.514 | 7.934 | 8.323 | 8.722 | 9.175 | 9.572 | 10.005 | 10.418
NPgY | BSP | NPg Best View | Total installed PV capacity - I&C and large (MW) | MENSTON | 0.83 | 4.039 | 5.783 | 7.541 | 8.336 | 9.147 | 9.974 | 10.818 | 11.708 | 12.679 | 13.735 | 14.713 | 15.721 | 16.511 | 17.055 | 17.428 | 17.763 | 18.409 | 19.195 | 19.947 | 20.748 | 21.539 | 21.931 | 22.105 | 22.285 | 22.49 | 22.668 | 22.864 | 23.049
NPgY | BSP | NPg Best View | Total installed PV capacity - I&C and large (MW) | MOSS ROAD | 0.898 | 1.062 | 1.224 | 1.411 | 1.604 | 1.834 | 2.1 | 2.405 | 2.753 | 3.036 | 3.331 | 3.626 | 3.921 | 4.226 | 4.54 | 4.849 | 5.167 | 5.497 | 5.841 | 6.196 | 6.56 | 6.915 | 7.29 | 7.64 | 8 | 8.407 | 8.765 | 9.156 | 9.528
NPgY | BSP | NPg Best View | Total installed PV capacity - I&C and large (MW) | OSGODBY 1/2 | 0 | 0 | 0 | 0 | 0 | 0 | 0 | 0 | 0 | 0 | 0 | 0 | 0 | 0 | 0 | 0 | 0 | 0 | 0 | 0 | 0 | 0 | 0 | 0 | 0 | 0 | 0 | 0 | 0
NPgY | BSP | NPg Best View | Total installed PV capacity - I&C and large (MW) | OSGODBY 3/4 | 2.128 | 8.99 | 12.943 | 17.084 | 19.441 | 21.975 | 24.686 | 27.581 | 30.741 | 33.807 | 37.091 | 40.216 | 43.405 | 46.193 | 48.52 | 50.484 | 52.406 | 55.002 | 57.934 | 60.843 | 63.883 | 66.866 | 69.126 | 70.853 | 72.626 | 74.638 | 76.4 | 78.325 | 80.158
NPgY | BSP | NPg Best View | Total installed PV capacity - I&C and large (MW) | RODLEY | 0.706 | 2.878 | 4.078 | 5.297 | 5.881 | 6.487 | 7.115 | 7.766 | 8.46 | 9.188 | 9.977 | 10.713 | 11.47 | 12.085 | 12.539 | 12.878 | 13.195 | 13.721 | 14.345 | 14.95 | 15.589 | 16.219 | 16.59 | 16.81 | 17.036 | 17.293 | 17.517 | 17.762 | 17.995
NPgY | BSP | NPg Best View | Total installed PV capacity - I&C and large (MW) | SAINT ANDREWS ROAD 132/33KV | 1.829 | 2.014 | 2.159 | 2.308 | 2.42 | 2.55 | 2.699 | 2.867 | 3.058 | 3.218 | 3.386 | 3.552 | 3.719 | 3.886 | 4.052 | 4.212 | 4.376 | 4.552 | 4.739 | 4.93 | 5.126 | 5.318 | 5.511 | 5.687 | 5.869 | 6.074 | 6.254 | 6.451 | 6.638
NPgY | BSP | NPg Best View | Total installed PV capacity - I&C and large (MW) | SALTEND 132/33KV | 0.046 | 0.05 | 0.053 | 0.056 | 0.057 | 0.058 | 0.059 | 0.06 | 0.061 | 0.063 | 0.064 | 0.065 | 0.066 | 0.067 | 0.069 | 0.07 | 0.071 | 0.073 | 0.074 | 0.075 | 0.077 | 0.078 | 0.08 | 0.081 | 0.083 | 0.084 | 0.086 | 0.087 | 0.089
NPgY | BSP | NPg Best View | Total installed PV capacity - I&C and large (MW) | SANTON | 4.925 | 19.261 | 27.223 | 35.349 | 39.358 | 43.541 | 47.898 | 52.437 | 57.301 | 62.331 | 67.768 | 72.862 | 78.091 | 82.394 | 85.65 | 88.144 | 90.496 | 94.241 | 98.636 | 102.916 | 107.429 | 111.876 | 114.637 | 116.381 | 118.173 | 120.21 | 121.989 | 123.936 | 125.786
NPgY | BSP | NPg Best View | Total installed PV capacity - I&C and large (MW) | SCUNTHORPE NORTH | 6.358 | 7.908 | 8.89 | 9.955 | 10.699 | 11.53 | 12.45 | 13.461 | 14.589 | 15.602 | 16.676 | 17.718 | 18.774 | 19.765 | 20.679 | 21.514 | 22.354 | 23.344 | 24.42 | 25.508 | 26.634 | 27.736 | 28.726 | 29.574 | 30.446 | 31.435 | 32.301 | 33.248 | 34.149
NPgY | BSP | NPg Best View | Total installed PV capacity - I&C and large (MW) | SCUNTHORPE SOUTH | 34.727 | 38.218 | 40.331 | 42.62 | 44.135 | 45.808 | 47.638 | 49.632 | 51.84 | 53.873 | 56.036 | 58.121 | 60.238 | 62.181 | 63.921 | 65.475 | 67.027 | 68.927 | 71.017 | 73.118 | 75.298 | 77.433 | 79.26 | 80.782 | 82.345 | 84.117 | 85.671 | 87.367 | 88.983
NPgY | BSP | NPg Best View | Total installed PV capacity - I&C and large (MW) | SILSDEN | 0.652 | 4.994 | 7.413 | 9.892 | 11.139 | 12.446 | 13.812 | 15.24 | 16.774 | 18.347 | 20.044 | 21.638 | 23.273 | 24.63 | 25.672 | 26.483 | 27.252 | 28.445 | 29.837 | 31.196 | 32.627 | 34.036 | 34.939 | 35.531 | 36.139 | 36.829 | 37.433 | 38.093 | 38.721
NPgY | BSP | NPg Best View | Total installed PV capacity - I&C and large (MW) | SOWERBY BRIDGE 132/33KV | 0.96 | 1.613 | 1.979 | 2.336 | 2.488 | 2.642 | 2.799 | 2.96 | 3.13 | 3.315 | 3.516 | 3.702 | 3.894 | 4.044 | 4.148 | 4.22 | 4.284 | 4.407 | 4.557 | 4.701 | 4.853 | 5.004 | 5.079 | 5.113 | 5.148 | 5.188 | 5.222 | 5.26 | 5.296
NPgY | BSP | NPg Best View | Total installed PV capacity - I&C and large (MW) | STAYGATE | 2.369 | 2.472 | 2.563 | 2.645 | 2.693 | 2.751 | 2.819 | 2.897 | 2.986 | 3.057 | 3.132 | 3.206 | 3.281 | 3.359 | 3.44 | 3.521 | 3.604 | 3.689 | 3.777 | 3.869 | 3.962 | 4.053 | 4.151 | 4.243 | 4.338 | 4.445 | 4.539 | 4.641 | 4.739
NPgY | BSP | NPg Best View | Total installed PV capacity - I&C and large (MW) | THORNHILL 132KV | 1.971 | 4.86 | 6.49 | 8.158 | 9.009 | 9.907 | 10.85 | 11.842 | 12.912 | 13.993 | 15.159 | 16.256 | 17.381 | 18.326 | 19.068 | 19.659 | 20.224 | 21.068 | 22.044 | 23.001 | 24.007 | 24.996 | 25.66 | 26.116 | 26.585 | 27.117 | 27.583 | 28.091 | 28.575
NPgY | BSP | NPg Best View | Total installed PV capacity - I&C and large (MW) | WAKEFIELD MONCKTON ROAD | 0.339 | 2.462 | 3.697 | 4.998 | 5.759 | 6.581 | 7.466 | 8.414 | 9.453 | 10.45 | 11.515 | 12.532 | 13.569 | 14.485 | 15.262 | 15.927 | 16.581 | 17.444 | 18.412 | 19.376 | 20.381 | 21.367 | 22.137 | 22.738 | 23.355 | 24.056 | 24.669 | 25.34 | 25.978
NPgY | BSP | NPg Best View | Total installed PV capacity - I&C and large (MW) | WAKEFIELD NORTH | 1.134 | 5.267 | 7.607 | 10.027 | 11.316 | 12.684 | 14.131 | 15.659 | 17.315 | 18.965 | 20.74 | 22.418 | 24.134 | 25.596 | 26.77 | 27.725 | 28.646 | 29.971 | 31.491 | 32.987 | 34.557 | 36.1 | 37.183 | 37.958 | 38.755 | 39.66 | 40.452 | 41.317 | 42.141
NPgY | BSP | NPg Best View | Total installed PV capacity - I&C and large (MW) | WEST MELTON | 2.736 | 12.653 | 18.152 | 23.782 | 26.58 | 29.501 | 32.546 | 35.72 | 39.123 | 42.637 | 46.434 | 49.993 | 53.645 | 56.655 | 58.939 | 60.693 | 62.349 | 64.974 | 68.051 | 71.048 | 74.208 | 77.322 | 79.266 | 80.502 | 81.772 | 83.216 | 84.476 | 85.856 | 87.167
NPgY | BSP | NPg Best View | Total installed PV capacity - I&C and large (MW) | WHINMOOR | 1.215 | 5.659 | 8.071 | 10.506 | 11.611 | 12.738 | 13.888 | 15.062 | 16.301 | 17.65 | 19.118 | 20.478 | 21.88 | 22.978 | 23.736 | 24.255 | 24.721 | 25.62 | 26.713 | 27.76 | 28.873 | 29.973 | 30.519 | 30.762 | 31.013 | 31.299 | 31.548 | 31.82 | 32.079
NPgY | BSP | NPg Best View | Total installed PV capacity - I&C and large (MW) | WOLD NEWTON | 24.723 | 68.399 | 92.891 | 118.226 | 131.53 | 145.579 | 160.375 | 175.947 | 192.769 | 209.704 | 227.944 | 245.142 | 262.754 | 277.614 | 289.354 | 298.756 | 307.78 | 321.099 | 336.473 | 351.563 | 367.412 | 383.004 | 393.606 | 400.978 | 408.555 | 417.158 | 424.681 | 432.906 | 440.732
NPgY | BSP | NPg Best View | Total installed PV capacity - I&C and large (MW) | YARBOROUGH ROAD 132/33KV | 2.76 | 9.931 | 13.946 | 18.043 | 20.091 | 22.238 | 24.483 | 26.832 | 29.357 | 31.941 | 34.731 | 37.35 | 40.037 | 42.27 | 43.988 | 45.329 | 46.604 | 48.57 | 50.862 | 53.101 | 55.459 | 57.78 | 59.276 | 60.261 | 61.273 | 62.424 | 63.429 | 64.529 | 65.574
NPgN | BSP | NG FES - Consumer Transformation | Total installed PV capacity - I&C and large (MW) | ANNFIELD | 5 | 9.945 | 13.517 | 17.178 | 17.971 | 18.867 | 19.946 | 21.213 | 22.782 | 24.193 | 25.68 | 27.074 | 28.639 | 29.907 | 31.08 | 31.984 | 32.911 | 33.91 | 35.195 | 36.507 | 37.838 | 39.142 | 40.408 | 41.615 | 42.845 | 44.195 | 45.415 | 46.717 | 47.97
NPgN | BSP | NG FES - Consumer Transformation | Total installed PV capacity - I&C and large (MW) | BARRACK ROAD | 2.037 | 2.237 | 2.493 | 2.832 | 3.267 | 3.798 | 4.424 | 5.15 | 5.988 | 6.614 | 7.265 | 7.917 | 8.571 | 9.253 | 9.964 | 10.668 | 11.394 | 12.138 | 12.912 | 13.712 | 14.531 | 15.329 | 16.187 | 16.993 | 17.822 | 18.761 | 19.586 | 20.485 | 21.343
NPgN | BSP | NG FES - Consumer Transformation | Total installed PV capacity - I&C and large (MW) | BLUCHER | 0.487 | 2.149 | 3.372 | 4.626 | 4.928 | 5.264 | 5.669 | 6.143 | 6.725 | 7.24 | 7.781 | 8.291 | 8.858 | 9.329 | 9.771 | 10.124 | 10.486 | 10.873 | 11.357 | 11.851 | 12.354 | 12.846 | 13.33 | 13.79 | 14.26 | 14.778 | 15.245 | 15.744 | 16.223
NPgN | BSP | NG FES - Consumer Transformation | Total installed PV capacity - I&C and large (MW) | BOWESFIELD | 4.579 | 20.545 | 31.936 | 43.453 | 45.134 | 46.956 | 49.183 | 51.82 | 55.222 | 58.566 | 62.109 | 65.336 | 69.135 | 71.874 | 74.225 | 75.689 | 77.183 | 78.874 | 81.464 | 84.086 | 86.725 | 89.323 | 91.661 | 93.915 | 96.195 | 98.634 | 100.892 | 103.256 | 105.549
NPgN | BSP | NG FES - Consumer Transformation | Total installed PV capacity - I&C and large (MW) | CHIRTON GRANGE | 0.199 | 0.916 | 1.51 | 2.179 | 2.568 | 3.043 | 3.607 | 4.261 | 5.031 | 5.637 | 6.269 | 6.89 | 7.534 | 8.159 | 8.792 | 9.386 | 9.999 | 10.633 | 11.322 | 12.034 | 12.761 | 13.47 | 14.215 | 14.917 | 15.638 | 16.449 | 17.166 | 17.944 | 18.687
NPgN | BSP | NG FES - Consumer Transformation | Total installed PV capacity - I&C and large (MW) | COALBURNS | 2.066 | 20.497 | 33.529 | 46.615 | 48.117 | 49.676 | 51.605 | 53.907 | 56.982 | 60.214 | 63.652 | 66.721 | 70.455 | 72.923 | 74.907 | 75.863 | 76.832 | 78.011 | 80.207 | 82.411 | 84.616 | 86.796 | 88.609 | 90.377 | 92.153 | 93.996 | 95.751 | 97.549 | 99.308
NPgN | BSP | NG FES - Consumer Transformation | Total installed PV capacity - I&C and large (MW) | DARLINGTON CENTRAL | 6.217 | 14.86 | 21.027 | 27.255 | 28.158 | 29.13 | 30.318 | 31.725 | 33.543 | 35.334 | 37.233 | 38.96 | 40.997 | 42.461 | 43.714 | 44.488 | 45.279 | 46.175 | 47.556 | 48.953 | 50.36 | 51.745 | 52.988 | 54.186 | 55.399 | 56.694 | 57.895 | 59.151 | 60.369
NPgN | BSP | NG FES - Consumer Transformation | Total installed PV capacity - I&C and large (MW) | DARLINGTON NORTH | 5.26 | 9.106 | 11.891 | 14.731 | 15.281 | 15.894 | 16.636 | 17.508 | 18.6 | 19.605 | 20.665 | 21.652 | 22.773 | 23.655 | 24.455 | 25.044 | 25.648 | 26.304 | 27.182 | 28.077 | 28.983 | 29.871 | 30.719 | 31.53 | 32.354 | 33.254 | 34.072 | 34.94 | 35.778
NPgN | BSP | NG FES - Consumer Transformation | Total installed PV capacity - I&C and large (MW) | DUNSTON | 1.656 | 3.997 | 5.824 | 7.779 | 8.594 | 9.558 | 10.705 | 12.039 | 13.628 | 14.918 | 16.269 | 17.58 | 18.966 | 20.255 | 21.534 | 22.688 | 23.877 | 25.116 | 26.511 | 27.948 | 29.412 | 30.842 | 32.319 | 33.716 | 35.148 | 36.75 | 38.172 | 39.712 | 41.184
NPgN | BSP | NG FES - Consumer Transformation | Total installed PV capacity - I&C and large (MW) | FLATWORTH | 0.222 | 0.381 | 0.531 | 0.71 | 0.86 | 1.044 | 1.261 | 1.514 | 1.808 | 2.032 | 2.267 | 2.499 | 2.736 | 2.975 | 3.221 | 3.459 | 3.704 | 3.956 | 4.224 | 4.5 | 4.783 | 5.059 | 5.352 | 5.628 | 5.912 | 6.232 | 6.515 | 6.822 | 7.115
NPgN | BSP | NG FES - Consumer Transformation | Total installed PV capacity - I&C and large (MW) | GOSFORTH | 0.954 | 1.446 | 1.878 | 2.347 | 2.663 | 3.024 | 3.45 | 3.944 | 4.522 | 4.968 | 5.432 | 5.892 | 6.363 | 6.833 | 7.313 | 7.774 | 8.249 | 8.739 | 9.263 | 9.803 | 10.356 | 10.895 | 11.466 | 12.004 | 12.556 | 13.179 | 13.729 | 14.326 | 14.897
NPgN | BSP | NG FES - Consumer Transformation | Total installed PV capacity - I&C and large (MW) | HARROGATE 132/33KV | 1.41 | 4.071 | 6.041 | 8.061 | 8.574 | 9.148 | 9.835 | 10.64 | 11.626 | 12.487 | 13.392 | 14.25 | 15.196 | 15.994 | 16.747 | 17.359 | 17.987 | 18.656 | 19.48 | 20.324 | 21.182 | 22.021 | 22.852 | 23.642 | 24.449 | 25.34 | 26.141 | 26.999 | 27.823
NPgN | BSP | NG FES - Consumer Transformation | Total installed PV capacity - I&C and large (MW) | HUSTHWAITE | 8.448 | 24.117 | 35.215 | 46.362 | 47.694 | 49.08 | 50.792 | 52.831 | 55.539 | 58.354 | 61.346 | 64.025 | 67.268 | 69.442 | 71.21 | 72.108 | 73.018 | 74.109 | 76.064 | 78.03 | 79.999 | 81.943 | 83.585 | 85.183 | 86.789 | 88.467 | 90.055 | 91.689 | 93.285
NPgN | BSP | NG FES - Consumer Transformation | Total installed PV capacity - I&C and large (MW) | LEEMING BAR_SKEEBY | 28.186 | 64.091 | 89.677 | 115.462 | 119.052 | 122.868 | 127.543 | 133.085 | 140.287 | 147.465 | 155.077 | 161.98 | 170.165 | 175.96 | 180.869 | 183.794 | 186.775 | 190.188 | 195.602 | 201.072 | 206.574 | 211.993 | 216.799 | 221.443 | 226.133 | 231.124 | 235.767 | 240.611 | 245.315
NPgN | BSP | NG FES - Consumer Transformation | Total installed PV capacity - I&C and large (MW) | LINTON | 1.403 | 28.816 | 48.261 | 67.842 | 70.317 | 72.941 | 76.17 | 80.01 | 85.062 | 90.223 | 95.704 | 100.637 | 106.558 | 110.619 | 113.978 | 115.811 | 117.674 | 119.859 | 123.571 | 127.309 | 131.061 | 134.762 | 137.954 | 141.051 | 144.171 | 147.457 | 150.543 | 153.738 | 156.851
NPgN | BSP | NG FES - Consumer Transformation | Total installed PV capacity - I&C and large (MW) | MALTON GRID | 7.302 | 61.248 | 99.413 | 137.74 | 142.2 | 146.834 | 152.565 | 159.398 | 168.508 | 178.046 | 188.189 | 197.252 | 208.262 | 215.575 | 221.477 | 224.375 | 227.311 | 230.864 | 237.396 | 243.954 | 250.519 | 257.004 | 262.428 | 267.714 | 273.023 | 278.549 | 283.796 | 289.181 | 294.449
NPgN | BSP | NG FES - Consumer Transformation | Total installed PV capacity - I&C and large (MW) | MELROSEGATE | 1.898 | 13.744 | 22.267 | 30.908 | 32.384 | 33.996 | 35.952 | 38.26 | 41.187 | 43.958 | 46.887 | 49.587 | 52.705 | 55.065 | 57.157 | 58.599 | 60.074 | 61.703 | 64.003 | 66.34 | 68.7 | 71.018 | 73.179 | 75.251 | 77.354 | 79.632 | 81.717 | 83.919 | 86.047
NPgN | BSP | NG FES - Consumer Transformation | Total installed PV capacity - I&C and large (MW) | NORTH TEES | 13.131 | 14.17 | 15.131 | 16.25 | 17.149 | 18.232 | 19.512 | 20.995 | 22.724 | 24.048 | 25.427 | 26.796 | 28.19 | 29.595 | 31.041 | 32.438 | 33.878 | 35.361 | 36.935 | 38.562 | 40.225 | 41.845 | 43.568 | 45.192 | 46.86 | 48.742 | 50.4 | 52.205 | 53.927
NPgN | BSP | NG FES - Consumer Transformation | Total installed PV capacity - I&C and large (MW) | POTTER HOUSE | 0.825 | 7.645 | 12.598 | 17.676 | 18.724 | 19.914 | 21.35 | 23.038 | 25.136 | 27.04 | 29.047 | 30.923 | 33.04 | 34.735 | 36.291 | 37.47 | 38.68 | 39.986 | 41.693 | 43.434 | 45.198 | 46.928 | 48.596 | 50.189 | 51.81 | 53.586 | 55.195 | 56.908 | 58.558
NPgN | BSP | NG FES - Consumer Transformation | Total installed PV capacity - I&C and large (MW) | RAVENSWORTH | 0.612 | 2.989 | 4.732 | 6.521 | 6.934 | 7.4 | 7.961 | 8.618 | 9.428 | 10.147 | 10.905 | 11.618 | 12.413 | 13.068 | 13.679 | 14.161 | 14.656 | 15.186 | 15.855 | 16.54 | 17.234 | 17.914 | 18.58 | 19.214 | 19.861 | 20.573 | 21.215 | 21.901 | 22.561
NPgN | BSP | NG FES - Consumer Transformation | Total installed PV capacity - I&C and large (MW) | SCARBOROUGH GRID | 1.625 | 14.203 | 23.187 | 32.263 | 33.605 | 35.052 | 36.819 | 38.912 | 41.608 | 44.252 | 47.053 | 49.606 | 52.608 | 54.78 | 56.647 | 57.819 | 59.015 | 60.366 | 62.423 | 64.506 | 66.604 | 68.668 | 70.53 | 72.325 | 74.141 | 76.085 | 77.883 | 79.768 | 81.594
NPgN | BSP | NG FES - Consumer Transformation | Total installed PV capacity - I&C and large (MW) | SEAL SANDS | 0.007 | 0.008 | 0.01 | 0.011 | 0.013 | 0.015 | 0.018 | 0.021 | 0.024 | 0.026 | 0.029 | 0.032 | 0.034 | 0.037 | 0.04 | 0.042 | 0.045 | 0.048 | 0.051 | 0.055 | 0.058 | 0.061 | 0.064 | 0.068 | 0.071 | 0.074 | 0.078 | 0.081 | 0.085
NPgN | BSP | NG FES - Consumer Transformation | Total installed PV capacity - I&C and large (MW) | SPADEADAM 33KV | 0.013 | 0.023 | 0.038 | 0.058 | 0.087 | 0.123 | 0.165 | 0.214 | 0.271 | 0.313 | 0.357 | 0.401 | 0.445 | 0.491 | 0.539 | 0.587 | 0.636 | 0.686 | 0.738 | 0.792 | 0.848 | 0.901 | 0.959 | 1.014 | 1.07 | 1.133 | 1.189 | 1.249 | 1.307
NPgN | BSP | NG FES - Consumer Transformation | Total installed PV capacity - I&C and large (MW) | SPENNYMOOR 132/66KV | 1.707 | 31.395 | 52.47 | 73.673 | 76.377 | 79.223 | 82.726 | 86.889 | 92.363 | 97.949 | 103.88 | 109.221 | 115.628 | 120.028 | 123.673 | 125.671 | 127.701 | 130.08 | 134.107 | 138.163 | 142.234 | 146.249 | 149.718 | 153.082 | 156.471 | 160.043 | 163.396 | 166.869 | 170.253
NPgN | BSP | NG FES - Consumer Transformation | Total installed PV capacity - I&C and large (MW) | TORONTO | 1.636 | 17.707 | 29.172 | 40.749 | 42.42 | 44.219 | 46.418 | 49.023 | 52.39 | 55.711 | 59.23 | 62.433 | 66.209 | 68.92 | 71.238 | 72.667 | 74.123 | 75.777 | 78.332 | 80.917 | 83.519 | 86.081 | 88.377 | 90.593 | 92.833 | 95.226 | 97.444 | 99.765 | 102.016
NPgN | BSP | NG FES - Consumer Transformation | Total installed PV capacity - I&C and large (MW) | WORMALD GREEN 132/33KV | 2.751 | 11.485 | 17.756 | 24.071 | 25.073 | 26.127 | 27.411 | 28.928 | 30.871 | 32.751 | 34.74 | 36.561 | 38.688 | 40.253 | 41.616 | 42.506 | 43.414 | 44.431 | 45.931 | 47.452 | 48.986 | 50.494 | 51.873 | 53.199 | 54.542 | 55.988 | 57.319 | 58.718 | 60.073
NPgY | BSP | NG FES - Consumer Transformation | Total installed PV capacity - I&C and large (MW) | ATTERCLIFFE | 0.364 | 1.104 | 1.445 | 1.791 | 1.909 | 2.037 | 2.192 | 2.375 | 2.609 | 2.841 | 3.087 | 3.313 | 3.576 | 3.77 | 3.939 | 4.05 | 4.164 | 4.291 | 4.477 | 4.666 | 4.857 | 5.044 | 5.215 | 5.38 | 5.547 | 5.727 | 5.893 | 6.067 | 6.235
NPgY | BSP | NG FES - Consumer Transformation | Total installed PV capacity - I&C and large (MW) | BARUGH 132/66KV | 2.097 | 7.856 | 10.437 | 13.082 | 13.986 | 14.961 | 16.146 | 17.544 | 19.342 | 21.146 | 23.055 | 24.799 | 26.844 | 28.332 | 29.618 | 30.437 | 31.272 | 32.213 | 33.629 | 35.062 | 36.507 | 37.928 | 39.216 | 40.456 | 41.711 | 43.058 | 44.3 | 45.604 | 46.867
NPgY | BSP | NG FES - Consumer Transformation | Total installed PV capacity - I&C and large (MW) | BEESTON ROYDS 132/33KV | 1.306 | 3.295 | 4.209 | 5.135 | 5.452 | 5.796 | 6.213 | 6.705 | 7.334 | 7.96 | 8.623 | 9.23 | 9.938 | 10.46 | 10.915 | 11.213 | 11.517 | 11.857 | 12.358 | 12.865 | 13.377 | 13.88 | 14.34 | 14.783 | 15.232 | 15.714 | 16.158 | 16.625 | 17.077
NPgY | BSP | NG FES - Consumer Transformation | Total installed PV capacity - I&C and large (MW) | BEVERLEY 132/33KV | 5.899 | 12.323 | 15.594 | 19.097 | 20.978 | 23.122 | 25.673 | 28.64 | 32.242 | 35.505 | 38.934 | 42.194 | 45.766 | 48.831 | 51.751 | 54.178 | 56.671 | 59.313 | 62.508 | 65.781 | 69.108 | 72.362 | 75.613 | 78.7 | 81.853 | 85.345 | 88.474 | 91.834 | 95.058
NPgY | BSP | NG FES - Consumer Transformation | Total installed PV capacity - I&C and large (MW) | BINGLEY 132/33KV | 0.718 | 0.859 | 0.951 | 1.043 | 1.098 | 1.163 | 1.24 | 1.328 | 1.432 | 1.521 | 1.614 | 1.705 | 1.8 | 1.89 | 1.979 | 2.062 | 2.146 | 2.234 | 2.332 | 2.433 | 2.536 | 2.636 | 2.74 | 2.839 | 2.94 | 3.053 | 3.153 | 3.262 | 3.366
NPgY | BSP | NG FES - Consumer Transformation | Total installed PV capacity - I&C and large (MW) | BLACKBURN MEADOWS B | 1.436 | 1.521 | 1.586 | 1.663 | 1.736 | 1.822 | 1.923 | 2.039 | 2.174 | 2.286 | 2.402 | 2.517 | 2.635 | 2.752 | 2.872 | 2.988 | 3.106 | 3.229 | 3.36 | 3.495 | 3.633 | 3.767 | 3.91 | 4.044 | 4.182 | 4.337 | 4.474 | 4.623 | 4.765
NPgY | BSP | NG FES - Consumer Transformation | Total installed PV capacity - I&C and large (MW) | BLYTON | 13.531 | 38.729 | 50.573 | 63.114 | 68.74 | 75.015 | 82.544 | 91.346 | 102.277 | 112.604 | 123.491 | 133.666 | 145.142 | 154.344 | 162.788 | 169.201 | 175.775 | 182.877 | 192.139 | 201.588 | 211.16 | 220.543 | 229.596 | 238.237 | 247.031 | 256.667 | 265.389 | 274.68 | 283.624
NPgY | BSP | NG FES - Consumer Transformation | Total installed PV capacity - I&C and large (MW) | BRADFORD | 0.525 | 0.592 | 0.658 | 0.726 | 0.787 | 0.859 | 0.944 | 1.042 | 1.153 | 1.243 | 1.337 | 1.43 | 1.524 | 1.621 | 1.723 | 1.824 | 1.928 | 2.035 | 2.145 | 2.26 | 2.377 | 2.491 | 2.614 | 2.729 | 2.848 | 2.982 | 3.1 | 3.229 | 3.351
NPgY | BSP | NG FES - Consumer Transformation | Total installed PV capacity - I&C and large (MW) | BRAMHAM | 9.309 | 20.495 | 25.64 | 31.021 | 33.203 | 35.608 | 38.507 | 41.907 | 46.18 | 50.306 | 54.663 | 58.701 | 63.32 | 66.897 | 70.111 | 72.42 | 74.784 | 77.37 | 80.9 | 84.494 | 88.127 | 91.693 | 95.063 | 98.29 | 101.567 | 105.134 | 108.383 | 111.827 | 115.149
NPgY | BSP | NG FES - Consumer Transformation | Total installed PV capacity - I&C and large (MW) | BRANSHOLME | 8.722 | 10.524 | 11.341 | 12.177 | 12.471 | 12.789 | 13.175 | 13.63 | 14.211 | 14.79 | 15.402 | 15.963 | 16.617 | 17.1 | 17.52 | 17.797 | 18.079 | 18.394 | 18.857 | 19.327 | 19.8 | 20.266 | 20.692 | 21.102 | 21.517 | 21.964 | 22.375 | 22.808 | 23.226
NPgY | BSP | NG FES - Consumer Transformation | Total installed PV capacity - I&C and large (MW) | BRIGHOUSE 132/33KV | 0.783 | 3.197 | 4.261 | 5.322 | 5.609 | 5.907 | 6.276 | 6.714 | 7.299 | 7.918 | 8.577 | 9.165 | 9.88 | 10.356 | 10.741 | 10.932 | 11.125 | 11.359 | 11.785 | 12.212 | 12.64 | 13.063 | 13.418 | 13.764 | 14.111 | 14.472 | 14.815 | 15.168 | 15.512
NPgY | BSP | NG FES - Consumer Transformation | Total installed PV capacity - I&C and large (MW) | DONCASTER B/THORPE MARSH | 15.145 | 29.956 | 36.643 | 43.548 | 46.062 | 48.794 | 52.105 | 56.002 | 60.972 | 65.887 | 71.087 | 75.86 | 81.408 | 85.539 | 89.161 | 91.58 | 94.052 | 96.803 | 100.788 | 104.83 | 108.91 | 112.918 | 116.611 | 120.159 | 123.755 | 127.634 | 131.196 | 134.948 | 138.577
NPgY | BSP | NG FES - Consumer Transformation | Total installed PV capacity - I&C and large (MW) | DONCASTER CENTRAL | 0.202 | 0.9 | 1.261 | 1.656 | 1.889 | 2.156 | 2.473 | 2.841 | 3.285 | 3.683 | 4.099 | 4.498 | 4.931 | 5.31 | 5.675 | 5.985 | 6.304 | 6.641 | 7.04 | 7.45 | 7.866 | 8.273 | 8.684 | 9.073 | 9.471 | 9.913 | 10.308 | 10.733 | 11.14
NPgY | BSP | NG FES - Consumer Transformation | Total installed PV capacity - I&C and large (MW) | DRIFFIELD/BEVERLEY GROUP | 14.389 | 51.259 | 68.025 | 85.326 | 91.716 | 98.68 | 107.113 | 117.029 | 129.638 | 142.051 | 155.178 | 167.249 | 181.238 | 191.735 | 200.982 | 207.254 | 213.666 | 220.774 | 230.945 | 241.271 | 251.695 | 261.935 | 271.419 | 280.524 | 289.756 | 299.733 | 308.88 | 318.528 | 327.853
NPgY | BSP | NG FES - Consumer Transformation | Total installed PV capacity - I&C and large (MW) | FEATHERSTONE | 1.534 | 7.642 | 10.417 | 13.28 | 14.336 | 15.485 | 16.878 | 18.516 | 20.599 | 22.652 | 24.822 | 26.817 | 29.131 | 30.865 | 32.391 | 33.424 | 34.481 | 35.652 | 37.331 | 39.036 | 40.756 | 42.446 | 44.011 | 45.513 | 47.036 | 48.681 | 50.19 | 51.781 | 53.319
NPgY | BSP | NG FES - Consumer Transformation | Total installed PV capacity - I&C and large (MW) | GIRLINGTON | 0.597 | 0.641 | 0.684 | 0.727 | 0.764 | 0.808 | 0.86 | 0.919 | 0.987 | 1.042 | 1.098 | 1.155 | 1.212 | 1.271 | 1.333 | 1.395 | 1.458 | 1.523 | 1.59 | 1.66 | 1.731 | 1.8 | 1.875 | 1.945 | 2.017 | 2.099 | 2.17 | 2.248 | 2.323
NPgY | BSP | NG FES - Consumer Transformation | Total installed PV capacity - I&C and large (MW) | HALIFAX 132/33KV | 0.434 | 0.47 | 0.5 | 0.523 | 0.53 | 0.539 | 0.548 | 0.56 | 0.572 | 0.583 | 0.593 | 0.604 | 0.615 | 0.626 | 0.638 | 0.649 | 0.661 | 0.673 | 0.686 | 0.699 | 0.712 | 0.725 | 0.739 | 0.753 | 0.766 | 0.781 | 0.795 | 0.81 | 0.824
NPgY | BSP | NG FES - Consumer Transformation | Total installed PV capacity - I&C and large (MW) | HECKMONDWIKE | 0.403 | 0.453 | 0.509 | 0.577 | 0.653 | 0.745 | 0.851 | 0.974 | 1.114 | 1.227 | 1.345 | 1.462 | 1.58 | 1.703 | 1.831 | 1.958 | 2.088 | 2.222 | 2.362 | 2.506 | 2.653 | 2.797 | 2.951 | 3.096 | 3.245 | 3.414 | 3.562 | 3.723 | 3.877
NPgY | BSP | NG FES - Consumer Transformation | Total installed PV capacity - I&C and large (MW) | HOLMFIELD | 1.572 | 1.669 | 1.755 | 1.83 | 1.871 | 1.921 | 1.979 | 2.045 | 2.121 | 2.182 | 2.246 | 2.31 | 2.374 | 2.441 | 2.51 | 2.579 | 2.65 | 2.722 | 2.798 | 2.876 | 2.956 | 3.034 | 3.118 | 3.196 | 3.277 | 3.369 | 3.449 | 3.537 | 3.62
NPgY | BSP | NG FES - Consumer Transformation | Total installed PV capacity - I&C and large (MW) | HULL EAST 132/33KV | 18.772 | 19.177 | 19.615 | 20.134 | 20.701 | 21.381 | 22.174 | 23.085 | 24.131 | 24.974 | 25.85 | 26.726 | 27.606 | 28.521 | 29.472 | 30.412 | 31.382 | 32.376 | 33.411 | 34.482 | 35.577 | 36.644 | 37.789 | 38.866 | 39.973 | 41.225 | 42.325 | 43.525 | 44.669
NPgY | BSP | NG FES - Consumer Transformation | Total installed PV capacity - I&C and large (MW) | HULL SOUTH | 0.804 | 0.936 | 1.084 | 1.256 | 1.443 | 1.669 | 1.931 | 2.233 | 2.579 | 2.857 | 3.146 | 3.436 | 3.726 | 4.029 | 4.344 | 4.656 | 4.978 | 5.308 | 5.651 | 6.006 | 6.369 | 6.723 | 7.102 | 7.46 | 7.827 | 8.242 | 8.607 | 9.005 | 9.385
NPgY | BSP | NG FES - Consumer Transformation | Total installed PV capacity - I&C and large (MW) | HULL WEST | 5.384 | 6.859 | 7.879 | 9.032 | 9.991 | 11.122 | 12.451 | 13.983 | 15.772 | 17.269 | 18.832 | 20.369 | 21.959 | 23.51 | 25.081 | 26.562 | 28.088 | 29.666 | 31.379 | 33.145 | 34.949 | 36.708 | 38.558 | 40.303 | 42.092 | 44.106 | 45.884 | 47.815 | 49.659
NPgY | BSP | NG FES - Consumer Transformation | Total installed PV capacity - I&C and large (MW) | HUMBERSTON | 0.237 | 0.896 | 1.269 | 1.695 | 2.002 | 2.36 | 2.782 | 3.27 | 3.849 | 4.351 | 4.876 | 5.384 | 5.924 | 6.422 | 6.915 | 7.358 | 7.814 | 8.289 | 8.827 | 9.38 | 9.944 | 10.495 | 11.062 | 11.599 | 12.149 | 12.764 | 13.31 | 13.9 | 14.465
NPgY | BSP | NG FES - Consumer Transformation | Total installed PV capacity - I&C and large (MW) | HUNNINGLEY | 0.409 | 1.365 | 1.837 | 2.341 | 2.597 | 2.887 | 3.232 | 3.634 | 4.126 | 4.578 | 5.053 | 5.503 | 6 | 6.417 | 6.81 | 7.128 | 7.455 | 7.803 | 8.233 | 8.673 | 9.12 | 9.558 | 9.991 | 10.402 | 10.822 | 11.285 | 11.702 | 12.148 | 12.576
NPgY | BSP | NG FES - Consumer Transformation | Total installed PV capacity - I&C and large (MW) | HUNSHELF | 0.607 | 2.831 | 3.832 | 4.853 | 5.197 | 5.567 | 6.018 | 6.55 | 7.235 | 7.923 | 8.652 | 9.317 | 10.097 | 10.664 | 11.153 | 11.462 | 11.777 | 12.133 | 12.671 | 13.216 | 13.765 | 14.305 | 14.793 | 15.264 | 15.74 | 16.25 | 16.721 | 17.215 | 17.694
NPgY | BSP | NG FES - Consumer Transformation | Total installed PV capacity - I&C and large (MW) | IMMINGHAM | 1.716 | 9.916 | 13.492 | 17.1 | 18.124 | 19.193 | 20.51 | 22.076 | 24.152 | 26.338 | 28.661 | 30.744 | 33.26 | 34.955 | 36.338 | 37.052 | 37.776 | 38.64 | 40.17 | 41.708 | 43.249 | 44.77 | 46.061 | 47.316 | 48.578 | 49.898 | 51.146 | 52.431 | 53.686
NPgY | BSP | NG FES - Consumer Transformation | Total installed PV capacity - I&C and large (MW) | KIRKHAW LANE | 17.118 | 19.26 | 20.324 | 21.451 | 22.011 | 22.646 | 23.402 | 24.284 | 25.362 | 26.354 | 27.397 | 28.383 | 29.474 | 30.389 | 31.249 | 31.943 | 32.656 | 33.416 | 34.358 | 35.322 | 36.3 | 37.258 | 38.204 | 39.104 | 40.021 | 41.034 | 41.945 | 42.921 | 43.857
NPgY | BSP | NG FES - Consumer Transformation | Total installed PV capacity - I&C and large (MW) | KIRKSTALL C 2/5 | 0.733 | 0.757 | 0.783 | 0.812 | 0.842 | 0.878 | 0.919 | 0.967 | 1.023 | 1.067 | 1.113 | 1.159 | 1.205 | 1.253 | 1.304 | 1.353 | 1.405 | 1.457 | 1.512 | 1.568 | 1.626 | 1.682 | 1.743 | 1.8 | 1.858 | 1.924 | 1.983 | 2.046 | 2.106
NPgY | BSP | NG FES - Consumer Transformation | Total installed PV capacity - I&C and large (MW) | KIRKSTALL C/RING ROAD HORSFORTH | 0.765 | 1.512 | 1.92 | 2.355 | 2.611 | 2.906 | 3.256 | 3.661 | 4.148 | 4.579 | 5.03 | 5.464 | 5.931 | 6.348 | 6.752 | 7.102 | 7.462 | 7.841 | 8.283 | 8.736 | 9.198 | 9.649 | 10.108 | 10.542 | 10.986 | 11.48 | 11.921 | 12.397 | 12.852
NPgY | BSP | NG FES - Consumer Transformation | Total installed PV capacity - I&C and large (MW) | LEEDS EAST | 0.4 | 1.783 | 2.424 | 3.087 | 3.349 | 3.637 | 3.984 | 4.391 | 4.904 | 5.4 | 5.925 | 6.41 | 6.967 | 7.396 | 7.78 | 8.054 | 8.334 | 8.641 | 9.064 | 9.493 | 9.927 | 10.354 | 10.755 | 11.14 | 11.531 | 11.955 | 12.343 | 12.753 | 13.149
NPgY | BSP | NG FES - Consumer Transformation | Total installed PV capacity - I&C and large (MW) | LEEDS NORTH | 0.239 | 0.291 | 0.354 | 0.434 | 0.529 | 0.644 | 0.778 | 0.931 | 1.107 | 1.249 | 1.396 | 1.544 | 1.691 | 1.846 | 2.006 | 2.165 | 2.329 | 2.497 | 2.672 | 2.852 | 3.037 | 3.217 | 3.411 | 3.593 | 3.78 | 3.991 | 4.177 | 4.38 | 4.573
NPgY | BSP | NG FES - Consumer Transformation | Total installed PV capacity - I&C and large (MW) | LINDLEY | 1.072 | 2.103 | 2.603 | 3.11 | 3.312 | 3.536 | 3.805 | 4.12 | 4.514 | 4.89 | 5.286 | 5.656 | 6.075 | 6.406 | 6.706 | 6.927 | 7.155 | 7.402 | 7.731 | 8.067 | 8.407 | 8.74 | 9.058 | 9.362 | 9.672 | 10.009 | 10.316 | 10.642 | 10.956
NPgY | BSP | NG FES - Consumer Transformation | Total installed PV capacity - I&C and large (MW) | LOW ROAD | 1.526 | 1.788 | 1.965 | 2.134 | 2.225 | 2.331 | 2.457 | 2.602 | 2.772 | 2.918 | 3.069 | 3.218 | 3.373 | 3.52 | 3.668 | 3.803 | 3.943 | 4.088 | 4.249 | 4.415 | 4.584 | 4.749 | 4.92 | 5.082 | 5.249 | 5.435 | 5.6 | 5.779 | 5.95
NPgY | BSP | NG FES - Consumer Transformation | Total installed PV capacity - I&C and large (MW) | MALLARD WAY | 0.529 | 0.728 | 0.898 | 1.104 | 1.318 | 1.572 | 1.869 | 2.21 | 2.605 | 2.929 | 3.265 | 3.6 | 3.94 | 4.284 | 4.638 | 4.982 | 5.337 | 5.701 | 6.087 | 6.485 | 6.893 | 7.29 | 7.713 | 8.111 | 8.519 | 8.981 | 9.387 | 9.83 | 10.252
NPgY | BSP | NG FES - Consumer Transformation | Total installed PV capacity - I&C and large (MW) | MENSTON | 0.83 | 3.444 | 4.593 | 5.756 | 6.102 | 6.468 | 6.916 | 7.447 | 8.145 | 8.871 | 9.641 | 10.334 | 11.166 | 11.738 | 12.213 | 12.476 | 12.742 | 13.054 | 13.579 | 14.108 | 14.638 | 15.161 | 15.614 | 16.053 | 16.496 | 16.963 | 17.4 | 17.854 | 18.295
NPgY | BSP | NG FES - Consumer Transformation | Total installed PV capacity - I&C and large (MW) | MOSS ROAD | 0.898 | 1.055 | 1.209 | 1.389 | 1.576 | 1.8 | 2.062 | 2.362 | 2.708 | 2.988 | 3.28 | 3.571 | 3.864 | 4.166 | 4.479 | 4.787 | 5.104 | 5.43 | 5.77 | 6.123 | 6.483 | 6.834 | 7.21 | 7.564 | 7.927 | 8.338 | 8.699 | 9.092 | 9.468
NPgY | BSP | NG FES - Consumer Transformation | Total installed PV capacity - I&C and large (MW) | OSGODBY 1/2 | 0 | 0 | 0 | 0 | 0 | 0 | 0 | 0 | 0 | 0 | 0 | 0 | 0 | 0 | 0 | 0 | 0 | 0 | 0 | 0 | 0 | 0 | 0 | 0 | 0 | 0 | 0 | 0 | 0
NPgY | BSP | NG FES - Consumer Transformation | Total installed PV capacity - I&C and large (MW) | OSGODBY 3/4 | 2.128 | 7.762 | 10.487 | 13.4 | 14.832 | 16.446 | 18.375 | 20.625 | 23.388 | 25.948 | 28.642 | 31.18 | 34.005 | 36.344 | 38.528 | 40.264 | 42.045 | 43.951 | 46.344 | 48.791 | 51.274 | 53.705 | 56.091 | 58.363 | 60.679 | 63.231 | 65.529 | 67.986 | 70.348
NPgY | BSP | NG FES - Consumer Transformation | Total installed PV capacity - I&C and large (MW) | RODLEY | 0.706 | 2.481 | 3.284 | 4.105 | 4.39 | 4.699 | 5.074 | 5.516 | 6.082 | 6.646 | 7.244 | 7.79 | 8.429 | 8.899 | 9.307 | 9.572 | 9.843 | 10.147 | 10.596 | 11.051 | 11.51 | 11.961 | 12.373 | 12.77 | 13.171 | 13.602 | 14 | 14.418 | 14.822
NPgY | BSP | NG FES - Consumer Transformation | Total installed PV capacity - I&C and large (MW) | SAINT ANDREWS ROAD 132/33KV | 1.829 | 1.997 | 2.126 | 2.259 | 2.358 | 2.477 | 2.615 | 2.774 | 2.96 | 3.113 | 3.273 | 3.431 | 3.594 | 3.755 | 3.919 | 4.076 | 4.238 | 4.406 | 4.585 | 4.77 | 4.959 | 5.143 | 5.338 | 5.521 | 5.71 | 5.922 | 6.11 | 6.313 | 6.508
NPgY | BSP | NG FES - Consumer Transformation | Total installed PV capacity - I&C and large (MW) | SALTEND 132/33KV | 0.046 | 0.05 | 0.053 | 0.056 | 0.057 | 0.058 | 0.059 | 0.06 | 0.061 | 0.063 | 0.064 | 0.065 | 0.066 | 0.067 | 0.069 | 0.07 | 0.071 | 0.073 | 0.074 | 0.075 | 0.077 | 0.078 | 0.08 | 0.081 | 0.083 | 0.084 | 0.086 | 0.087 | 0.089
NPgY | BSP | NG FES - Consumer Transformation | Total installed PV capacity - I&C and large (MW) | SANTON | 4.925 | 16.642 | 21.984 | 27.492 | 29.528 | 31.75 | 34.439 | 37.6 | 41.618 | 45.569 | 49.748 | 53.591 | 58.043 | 61.388 | 64.339 | 66.346 | 68.399 | 70.672 | 73.917 | 77.212 | 80.538 | 83.806 | 86.836 | 89.744 | 92.693 | 95.881 | 98.803 | 101.885 | 104.864
NPgY | BSP | NG FES - Consumer Transformation | Total installed PV capacity - I&C and large (MW) | SCUNTHORPE NORTH | 6.358 | 7.656 | 8.386 | 9.2 | 9.753 | 10.396 | 11.156 | 12.035 | 13.081 | 13.991 | 14.944 | 15.865 | 16.846 | 17.745 | 18.63 | 19.418 | 20.23 | 21.078 | 22.043 | 23.037 | 24.049 | 25.037 | 26.052 | 27.013 | 27.996 | 29.095 | 30.072 | 31.127 | 32.137
NPgY | BSP | NG FES - Consumer Transformation | Total installed PV capacity - I&C and large (MW) | SCUNTHORPE SOUTH | 34.727 | 37.612 | 39.12 | 40.803 | 41.861 | 43.08 | 44.524 | 46.2 | 48.212 | 49.996 | 51.868 | 53.663 | 55.601 | 57.322 | 58.991 | 60.433 | 61.916 | 63.475 | 65.299 | 67.171 | 69.077 | 70.94 | 72.829 | 74.62 | 76.451 | 78.489 | 80.307 | 82.266 | 84.143
NPgY | BSP | NG FES - Consumer Transformation | Total installed PV capacity - I&C and large (MW) | SILSDEN | 0.652 | 4.201 | 5.827 | 7.512 | 8.163 | 8.875 | 9.736 | 10.747 | 12.025 | 13.271 | 14.588 | 15.803 | 17.202 | 18.269 | 19.218 | 19.882 | 20.56 | 21.308 | 22.351 | 23.412 | 24.483 | 25.536 | 26.521 | 27.465 | 28.423 | 29.462 | 30.411 | 31.416 | 32.385
NPgY | BSP | NG FES - Consumer Transformation | Total installed PV capacity - I&C and large (MW) | SOWERBY BRIDGE 132/33KV | 0.96 | 1.5 | 1.753 | 1.998 | 2.064 | 2.134 | 2.219 | 2.321 | 2.454 | 2.592 | 2.739 | 2.871 | 3.03 | 3.139 | 3.23 | 3.28 | 3.331 | 3.391 | 3.492 | 3.593 | 3.694 | 3.794 | 3.881 | 3.965 | 4.05 | 4.139 | 4.223 | 4.31 | 4.395
NPgY | BSP | NG FES - Consumer Transformation | Total installed PV capacity - I&C and large (MW) | STAYGATE | 2.369 | 2.472 | 2.563 | 2.645 | 2.693 | 2.751 | 2.819 | 2.897 | 2.986 | 3.057 | 3.132 | 3.206 | 3.281 | 3.359 | 3.44 | 3.521 | 3.604 | 3.689 | 3.777 | 3.869 | 3.962 | 4.053 | 4.151 | 4.243 | 4.338 | 4.445 | 4.539 | 4.641 | 4.739
NPgY | BSP | NG FES - Consumer Transformation | Total installed PV capacity - I&C and large (MW) | THORNHILL 132KV | 1.971 | 4.342 | 5.454 | 6.603 | 7.065 | 7.574 | 8.188 | 8.907 | 9.809 | 10.677 | 11.594 | 12.444 | 13.415 | 14.171 | 14.852 | 15.347 | 15.853 | 16.405 | 17.154 | 17.916 | 18.687 | 19.443 | 20.16 | 20.847 | 21.544 | 22.304 | 22.996 | 23.729 | 24.436
NPgY | BSP | NG FES - Consumer Transformation | Total installed PV capacity - I&C and large (MW) | WAKEFIELD MONCKTON ROAD | 0.339 | 2.085 | 2.943 | 3.867 | 4.344 | 4.884 | 5.529 | 6.279 | 7.196 | 8.038 | 8.922 | 9.759 | 10.684 | 11.462 | 12.195 | 12.79 | 13.401 | 14.052 | 14.855 | 15.677 | 16.511 | 17.328 | 18.136 | 18.905 | 19.689 | 20.555 | 21.333 | 22.167 | 22.967
NPgY | BSP | NG FES - Consumer Transformation | Total installed PV capacity - I&C and large (MW) | WAKEFIELD NORTH | 1.134 | 4.521 | 6.115 | 7.789 | 8.515 | 9.324 | 10.295 | 11.432 | 12.846 | 14.189 | 15.606 | 16.927 | 18.422 | 19.611 | 20.698 | 21.514 | 22.35 | 23.255 | 24.447 | 25.663 | 26.894 | 28.101 | 29.261 | 30.368 | 31.495 | 32.728 | 33.845 | 35.034 | 36.179
NPgY | BSP | NG FES - Consumer Transformation | Total installed PV capacity - I&C and large (MW) | WEST MELTON | 2.736 | 10.833 | 14.513 | 18.323 | 19.75 | 21.309 | 23.195 | 25.412 | 28.227 | 30.991 | 33.914 | 36.604 | 39.716 | 42.061 | 44.133 | 45.549 | 46.997 | 48.599 | 50.876 | 53.19 | 55.525 | 57.82 | 59.95 | 61.995 | 64.069 | 66.312 | 68.367 | 70.536 | 72.631
NPgY | BSP | NG FES - Consumer Transformation | Total installed PV capacity - I&C and large (MW) | WHINMOOR | 1.215 | 4.832 | 6.418 | 8.026 | 8.508 | 9.015 | 9.639 | 10.378 | 11.349 | 12.358 | 13.429 | 14.394 | 15.55 | 16.347 | 17.007 | 17.373 | 17.744 | 18.179 | 18.909 | 19.644 | 20.383 | 21.111 | 21.741 | 22.352 | 22.968 | 23.618 | 24.227 | 24.858 | 25.473
NPgY | BSP | NG FES - Consumer Transformation | Total installed PV capacity - I&C and large (MW) | WOLD NEWTON | 24.723 | 60.413 | 76.92 | 94.271 | 101.56 | 109.628 | 119.339 | 130.714 | 144.954 | 158.601 | 173.004 | 186.388 | 201.629 | 213.571 | 224.38 | 232.298 | 240.409 | 249.24 | 261.107 | 273.194 | 285.424 | 297.421 | 308.843 | 319.766 | 330.869 | 342.98 | 353.988 | 365.677 | 376.944
NPgY | BSP | NG FES - Consumer Transformation | Total installed PV capacity - I&C and large (MW) | YARBOROUGH ROAD 132/33KV | 2.76 | 8.635 | 11.354 | 14.155 | 15.227 | 16.403 | 17.824 | 19.492 | 21.598 | 23.648 | 25.815 | 27.816 | 30.117 | 31.876 | 33.444 | 34.544 | 35.67 | 36.908 | 38.631 | 40.383 | 42.153 | 43.891 | 45.52 | 47.081 | 48.666 | 50.386 | 51.957 | 53.618 | 55.222
NPgN | BSP | NG FES - Falling Short | Total installed PV capacity - I&C and large (MW) | ANNFIELD | 5 | 8.128 | 9.813 | 11.488 | 11.783 | 12.146 | 12.556 | 13.054 | 13.645 | 14.209 | 14.877 | 15.53 | 16.332 | 16.972 | 17.528 | 17.811 | 18.164 | 18.667 | 19.428 | 20.189 | 20.945 | 21.653 | 22.493 | 23.293 | 24.096 | 25.13 | 25.954 | 26.745 | 27.416
NPgN | BSP | NG FES - Falling Short | Total installed PV capacity - I&C and large (MW) | BARRACK ROAD | 2.037 | 2.237 | 2.438 | 2.637 | 2.839 | 3.055 | 3.29 | 3.557 | 3.85 | 4.042 | 4.258 | 4.473 | 4.692 | 4.941 | 5.277 | 5.553 | 5.892 | 6.228 | 6.613 | 6.999 | 7.429 | 7.818 | 8.28 | 8.665 | 9.054 | 9.608 | 9.977 | 10.43 | 10.798
NPgN | BSP | NG FES - Falling Short | Total installed PV capacity - I&C and large (MW) | BLUCHER | 0.487 | 1.549 | 2.132 | 2.7 | 2.813 | 2.949 | 3.103 | 3.288 | 3.505 | 3.706 | 3.943 | 4.176 | 4.457 | 4.688 | 4.897 | 5.012 | 5.154 | 5.347 | 5.627 | 5.908 | 6.191 | 6.455 | 6.767 | 7.061 | 7.356 | 7.74 | 8.041 | 8.337 | 8.587
NPgN | BSP | NG FES - Falling Short | Total installed PV capacity - I&C and large (MW) | BOWESFIELD | 4.579 | 14.432 | 19.628 | 24.819 | 25.358 | 26.094 | 26.947 | 28.024 | 29.357 | 30.825 | 32.586 | 34.299 | 36.507 | 38.1 | 39.221 | 39.553 | 39.98 | 40.921 | 42.619 | 44.312 | 45.894 | 47.405 | 49.192 | 51.022 | 52.851 | 55.088 | 57.035 | 58.682 | 60.11
NPgN | BSP | NG FES - Falling Short | Total installed PV capacity - I&C and large (MW) | CHIRTON GRANGE | 0.199 | 0.686 | 1.022 | 1.369 | 1.545 | 1.738 | 1.95 | 2.195 | 2.469 | 2.672 | 2.903 | 3.133 | 3.384 | 3.635 | 3.934 | 4.158 | 4.433 | 4.726 | 5.085 | 5.444 | 5.833 | 6.188 | 6.609 | 6.973 | 7.34 | 7.848 | 8.204 | 8.613 | 8.949
NPgN | BSP | NG FES - Falling Short | Total installed PV capacity - I&C and large (MW) | COALBURNS | 2.066 | 13.368 | 19.222 | 25.065 | 25.477 | 26.105 | 26.849 | 27.821 | 29.064 | 30.571 | 32.395 | 34.164 | 36.505 | 38.097 | 39.047 | 39.14 | 39.277 | 40.016 | 41.586 | 43.149 | 44.535 | 45.884 | 47.475 | 49.199 | 50.917 | 52.936 | 54.813 | 56.251 | 57.524
NPgN | BSP | NG FES - Falling Short | Total installed PV capacity - I&C and large (MW) | DARLINGTON CENTRAL | 6.217 | 11.559 | 14.37 | 17.168 | 17.454 | 17.847 | 18.302 | 18.878 | 19.591 | 20.379 | 21.325 | 22.245 | 23.432 | 24.287 | 24.884 | 25.058 | 25.281 | 25.781 | 26.689 | 27.595 | 28.439 | 29.246 | 30.201 | 31.18 | 32.158 | 33.354 | 34.397 | 35.276 | 36.039
NPgN | BSP | NG FES - Falling Short | Total installed PV capacity - I&C and large (MW) | DARLINGTON NORTH | 5.26 | 7.665 | 8.965 | 10.257 | 10.454 | 10.702 | 10.984 | 11.331 | 11.746 | 12.158 | 12.648 | 13.127 | 13.723 | 14.184 | 14.565 | 14.739 | 14.957 | 15.295 | 15.828 | 16.361 | 16.883 | 17.373 | 17.955 | 18.519 | 19.085 | 19.804 | 20.39 | 20.935 | 21.399
NPgN | BSP | NG FES - Falling Short | Total installed PV capacity - I&C and large (MW) | DUNSTON | 1.656 | 3.208 | 4.157 | 5.099 | 5.447 | 5.838 | 6.27 | 6.776 | 7.349 | 7.801 | 8.325 | 8.841 | 9.427 | 9.974 | 10.579 | 11.001 | 11.521 | 12.103 | 12.85 | 13.598 | 14.392 | 15.12 | 15.985 | 16.749 | 17.519 | 18.567 | 19.324 | 20.158 | 20.848
NPgN | BSP | NG FES - Falling Short | Total installed PV capacity - I&C and large (MW) | FLATWORTH | 0.222 | 0.342 | 0.437 | 0.535 | 0.605 | 0.679 | 0.761 | 0.855 | 0.958 | 1.03 | 1.112 | 1.193 | 1.278 | 1.369 | 1.485 | 1.577 | 1.69 | 1.805 | 1.941 | 2.077 | 2.227 | 2.363 | 2.524 | 2.661 | 2.799 | 2.993 | 3.125 | 3.283 | 3.412
NPgN | BSP | NG FES - Falling Short | Total installed PV capacity - I&C and large (MW) | GOSFORTH | 0.954 | 1.338 | 1.587 | 1.801 | 1.935 | 2.082 | 2.242 | 2.426 | 2.63 | 2.775 | 2.939 | 3.102 | 3.277 | 3.459 | 3.686 | 3.862 | 4.079 | 4.304 | 4.571 | 4.839 | 5.133 | 5.4 | 5.717 | 5.987 | 6.26 | 6.641 | 6.904 | 7.212 | 7.465
NPgN | BSP | NG FES - Falling Short | Total installed PV capacity - I&C and large (MW) | HARROGATE 132/33KV | 1.41 | 3.122 | 4.066 | 4.98 | 5.174 | 5.406 | 5.667 | 5.98 | 6.347 | 6.679 | 7.071 | 7.454 | 7.917 | 8.3 | 8.657 | 8.86 | 9.111 | 9.441 | 9.914 | 10.388 | 10.868 | 11.315 | 11.845 | 12.339 | 12.835 | 13.485 | 13.989 | 14.492 | 14.915
NPgN | BSP | NG FES - Falling Short | Total installed PV capacity - I&C and large (MW) | HUSTHWAITE | 8.448 | 18.08 | 23.076 | 28.048 | 28.422 | 28.981 | 29.64 | 30.496 | 31.585 | 32.885 | 34.456 | 35.981 | 37.99 | 39.37 | 40.215 | 40.328 | 40.486 | 41.154 | 42.531 | 43.903 | 45.13 | 46.32 | 47.725 | 49.233 | 50.735 | 52.514 | 54.149 | 55.423 | 56.546
NPgN | BSP | NG FES - Falling Short | Total installed PV capacity - I&C and large (MW) | LEEMING BAR_SKEEBY | 28.186 | 50.388 | 62.013 | 73.55 | 74.653 | 76.195 | 77.986 | 80.266 | 83.106 | 86.299 | 90.137 | 93.869 | 98.707 | 102.151 | 104.494 | 105.099 | 105.884 | 107.823 | 111.434 | 115.034 | 118.361 | 121.552 | 125.323 | 129.231 | 133.132 | 137.867 | 142.043 | 145.505 | 148.52
NPgN | BSP | NG FES - Falling Short | Total installed PV capacity - I&C and large (MW) | LINTON | 1.403 | 18.244 | 27.03 | 35.811 | 36.541 | 37.6 | 38.841 | 40.438 | 42.453 | 44.801 | 47.633 | 50.382 | 53.983 | 56.49 | 58.095 | 58.396 | 58.798 | 60.091 | 62.646 | 65.191 | 67.499 | 69.727 | 72.359 | 75.142 | 77.917 | 81.237 | 84.237 | 86.635 | 88.74
NPgN | BSP | NG FES - Falling Short | Total installed PV capacity - I&C and large (MW) | MALTON GRID | 7.302 | 40.409 | 57.565 | 74.674 | 75.906 | 77.775 | 79.982 | 82.861 | 86.537 | 90.971 | 96.333 | 101.535 | 108.409 | 113.1 | 115.924 | 116.236 | 116.686 | 118.894 | 123.54 | 128.165 | 132.278 | 136.276 | 140.994 | 146.09 | 151.167 | 157.149 | 162.688 | 166.957 | 170.731
NPgN | BSP | NG FES - Falling Short | Total installed PV capacity - I&C and large (MW) | MELROSEGATE | 1.898 | 9.286 | 13.218 | 17.109 | 17.609 | 18.261 | 19.007 | 19.935 | 21.062 | 22.234 | 23.633 | 24.997 | 26.724 | 28.018 | 29.013 | 29.403 | 29.894 | 30.759 | 32.201 | 33.641 | 35.023 | 36.332 | 37.881 | 39.42 | 40.96 | 42.886 | 44.501 | 45.943 | 47.181
NPgN | BSP | NG FES - Falling Short | Total installed PV capacity - I&C and large (MW) | NORTH TEES | 13.131 | 13.928 | 14.527 | 15.11 | 15.517 | 15.957 | 16.438 | 16.989 | 17.597 | 18.021 | 18.501 | 18.979 | 19.484 | 20.021 | 20.703 | 21.242 | 21.903 | 22.58 | 23.378 | 24.18 | 25.061 | 25.86 | 26.811 | 27.615 | 28.428 | 29.57 | 30.349 | 31.276 | 32.034
NPgN | BSP | NG FES - Falling Short | Total installed PV capacity - I&C and large (MW) | POTTER HOUSE | 0.825 | 5.084 | 7.412 | 9.746 | 10.134 | 10.616 | 11.162 | 11.828 | 12.621 | 13.39 | 14.302 | 15.192 | 16.293 | 17.161 | 17.9 | 18.261 | 18.712 | 19.377 | 20.397 | 21.416 | 22.425 | 23.37 | 24.49 | 25.566 | 26.645 | 28.027 | 29.139 | 30.193 | 31.087
NPgN | BSP | NG FES - Falling Short | Total installed PV capacity - I&C and large (MW) | RAVENSWORTH | 0.612 | 2.118 | 2.946 | 3.762 | 3.918 | 4.107 | 4.319 | 4.577 | 4.88 | 5.163 | 5.498 | 5.826 | 6.226 | 6.549 | 6.839 | 6.994 | 7.186 | 7.451 | 7.842 | 8.233 | 8.626 | 8.992 | 9.426 | 9.836 | 10.248 | 10.782 | 11.202 | 11.613 | 11.959
NPgN | BSP | NG FES - Falling Short | Total installed PV capacity - I&C and large (MW) | SCARBOROUGH GRID | 1.625 | 9.407 | 13.507 | 17.587 | 18.015 | 18.6 | 19.277 | 20.131 | 21.186 | 22.344 | 23.733 | 25.084 | 26.823 | 28.081 | 28.971 | 29.241 | 29.588 | 30.337 | 31.681 | 33.022 | 34.277 | 35.476 | 36.893 | 38.341 | 39.789 | 41.562 | 43.101 | 44.408 | 45.541
NPgN | BSP | NG FES - Falling Short | Total installed PV capacity - I&C and large (MW) | SEAL SANDS | 0.007 | 0.008 | 0.009 | 0.01 | 0.011 | 0.012 | 0.012 | 0.014 | 0.015 | 0.015 | 0.016 | 0.017 | 0.018 | 0.019 | 0.02 | 0.021 | 0.023 | 0.024 | 0.026 | 0.027 | 0.029 | 0.03 | 0.032 | 0.034 | 0.035 | 0.037 | 0.039 | 0.041 | 0.042
NPgN | BSP | NG FES - Falling Short | Total installed PV capacity - I&C and large (MW) | SPADEADAM 33KV | 0.013 | 0.023 | 0.036 | 0.049 | 0.063 | 0.077 | 0.093 | 0.111 | 0.131 | 0.144 | 0.159 | 0.173 | 0.188 | 0.205 | 0.227 | 0.246 | 0.269 | 0.292 | 0.318 | 0.344 | 0.373 | 0.399 | 0.43 | 0.456 | 0.482 | 0.52 | 0.545 | 0.575 | 0.6
NPgN | BSP | NG FES - Falling Short | Total installed PV capacity - I&C and large (MW) | SPENNYMOOR 132/66KV | 1.707 | 19.99 | 29.513 | 38.992 | 39.785 | 40.934 | 42.279 | 44.011 | 46.193 | 48.731 | 51.792 | 54.765 | 58.655 | 61.368 | 63.109 | 63.441 | 63.885 | 65.29 | 68.057 | 70.813 | 73.316 | 75.731 | 78.583 | 81.596 | 84.602 | 88.199 | 91.446 | 94.047 | 96.327
NPgN | BSP | NG FES - Falling Short | Total installed PV capacity - I&C and large (MW) | TORONTO | 1.636 | 11.567 | 16.791 | 21.993 | 22.522 | 23.248 | 24.091 | 25.156 | 26.478 | 27.941 | 29.697 | 31.405 | 33.61 | 35.195 | 36.3 | 36.618 | 37.026 | 37.951 | 39.633 | 41.311 | 42.873 | 44.368 | 46.135 | 47.95 | 49.764 | 51.978 | 53.911 | 55.538 | 56.95
NPgN | BSP | NG FES - Falling Short | Total installed PV capacity - I&C and large (MW) | WORMALD GREEN 132/33KV | 2.751 | 8.226 | 11.097 | 13.895 | 14.213 | 14.639 | 15.13 | 15.746 | 16.501 | 17.314 | 18.286 | 19.233 | 20.444 | 21.331 | 21.98 | 22.201 | 22.48 | 23.034 | 23.998 | 24.961 | 25.87 | 26.736 | 27.76 | 28.795 | 29.83 | 31.108 | 32.203 | 33.151 | 33.97
NPgY | BSP | NG FES - Falling Short | Total installed PV capacity - I&C and large (MW) | ATTERCLIFFE | 0.364 | 0.943 | 1.098 | 1.248 | 1.285 | 1.334 | 1.391 | 1.463 | 1.553 | 1.653 | 1.773 | 1.89 | 2.039 | 2.149 | 2.23 | 2.258 | 2.293 | 2.362 | 2.482 | 2.601 | 2.714 | 2.821 | 2.949 | 3.077 | 3.205 | 3.364 | 3.5 | 3.617 | 3.719
NPgY | BSP | NG FES - Falling Short | Total installed PV capacity - I&C and large (MW) | BARUGH 132/66KV | 2.097 | 6.558 | 7.767 | 8.958 | 9.231 | 9.608 | 10.046 | 10.602 | 11.293 | 12.079 | 13.021 | 13.938 | 15.116 | 15.972 | 16.584 | 16.779 | 17.027 | 17.545 | 18.466 | 19.384 | 20.247 | 21.07 | 22.043 | 23.034 | 24.024 | 25.24 | 26.291 | 27.19 | 27.968
NPgY | BSP | NG FES - Falling Short | Total installed PV capacity - I&C and large (MW) | BEESTON ROYDS 132/33KV | 1.306 | 2.861 | 3.277 | 3.683 | 3.78 | 3.913 | 4.066 | 4.261 | 4.501 | 4.771 | 5.095 | 5.41 | 5.813 | 6.108 | 6.325 | 6.399 | 6.494 | 6.679 | 7 | 7.321 | 7.625 | 7.914 | 8.256 | 8.602 | 8.947 | 9.373 | 9.738 | 10.055 | 10.329
NPgY | BSP | NG FES - Falling Short | Total installed PV capacity - I&C and large (MW) | BEVERLEY 132/33KV | 5.899 | 10.999 | 12.676 | 14.288 | 14.963 | 15.77 | 16.68 | 17.778 | 19.065 | 20.305 | 21.76 | 23.187 | 24.892 | 26.333 | 27.716 | 28.54 | 29.558 | 30.85 | 32.661 | 34.476 | 36.333 | 38.056 | 40.099 | 41.986 | 43.883 | 46.38 | 48.294 | 50.239 | 51.872
NPgY | BSP | NG FES - Falling Short | Total installed PV capacity - I&C and large (MW) | BINGLEY 132/33KV | 0.718 | 0.841 | 0.881 | 0.916 | 0.937 | 0.961 | 0.988 | 1.019 | 1.055 | 1.086 | 1.121 | 1.156 | 1.195 | 1.233 | 1.275 | 1.306 | 1.343 | 1.384 | 1.436 | 1.488 | 1.544 | 1.595 | 1.655 | 1.708 | 1.762 | 1.835 | 1.887 | 1.946 | 1.994
NPgY | BSP | NG FES - Falling Short | Total installed PV capacity - I&C and large (MW) | BLACKBURN MEADOWS B | 1.436 | 1.511 | 1.551 | 1.587 | 1.617 | 1.648 | 1.683 | 1.724 | 1.769 | 1.806 | 1.847 | 1.888 | 1.931 | 1.977 | 2.034 | 2.078 | 2.132 | 2.188 | 2.255 | 2.323 | 2.396 | 2.463 | 2.542 | 2.61 | 2.679 | 2.774 | 2.84 | 2.917 | 2.981
NPgY | BSP | NG FES - Falling Short | Total installed PV capacity - I&C and large (MW) | BLYTON | 13.531 | 33.15 | 39.105 | 44.934 | 46.827 | 49.214 | 51.935 | 55.289 | 59.312 | 63.48 | 68.419 | 73.246 | 79.214 | 83.918 | 87.927 | 89.902 | 92.361 | 95.975 | 101.512 | 107.049 | 112.529 | 117.67 | 123.756 | 129.601 | 135.464 | 142.969 | 149.009 | 154.738 | 159.603
NPgY | BSP | NG FES - Falling Short | Total installed PV capacity - I&C and large (MW) | BRADFORD | 0.525 | 0.593 | 0.624 | 0.648 | 0.674 | 0.7 | 0.729 | 0.763 | 0.8 | 0.827 | 0.858 | 0.889 | 0.921 | 0.957 | 1.005 | 1.044 | 1.093 | 1.141 | 1.196 | 1.252 | 1.313 | 1.369 | 1.436 | 1.491 | 1.547 | 1.626 | 1.679 | 1.744 | 1.797
NPgY | BSP | NG FES - Falling Short | Total installed PV capacity - I&C and large (MW) | BRAMHAM | 9.309 | 17.993 | 20.513 | 22.987 | 23.695 | 24.615 | 25.671 | 26.986 | 28.584 | 30.298 | 32.338 | 34.329 | 36.827 | 38.736 | 40.264 | 40.926 | 41.757 | 43.106 | 45.279 | 47.45 | 49.56 | 51.551 | 53.908 | 56.218 | 58.532 | 61.451 | 63.861 | 66.064 | 67.948
NPgY | BSP | NG FES - Falling Short | Total installed PV capacity - I&C and large (MW) | BRANSHOLME | 8.722 | 10.122 | 10.504 | 10.878 | 10.968 | 11.091 | 11.233 | 11.413 | 11.635 | 11.884 | 12.183 | 12.474 | 12.846 | 13.119 | 13.319 | 13.388 | 13.476 | 13.647 | 13.945 | 14.241 | 14.522 | 14.79 | 15.106 | 15.425 | 15.744 | 16.139 | 16.476 | 16.769 | 17.022
NPgY | BSP | NG FES - Falling Short | Total installed PV capacity - I&C and large (MW) | BRIGHOUSE 132/33KV | 0.783 | 2.656 | 3.124 | 3.584 | 3.661 | 3.778 | 3.918 | 4.1 | 4.334 | 4.621 | 4.969 | 5.306 | 5.751 | 6.055 | 6.239 | 6.261 | 6.292 | 6.437 | 6.739 | 7.04 | 7.308 | 7.568 | 7.875 | 8.207 | 8.537 | 8.926 | 9.286 | 9.564 | 9.81
NPgY | BSP | NG FES - Falling Short | Total installed PV capacity - I&C and large (MW) | DONCASTER B/THORPE MARSH | 15.145 | 26.62 | 29.807 | 32.944 | 33.724 | 34.776 | 35.994 | 37.529 | 39.418 | 41.524 | 44.043 | 46.496 | 49.622 | 51.933 | 53.657 | 54.281 | 55.071 | 56.554 | 59.092 | 61.625 | 64.035 | 66.325 | 69.034 | 71.753 | 74.473 | 77.847 | 80.713 | 83.227 | 85.392
NPgY | BSP | NG FES - Falling Short | Total installed PV capacity - I&C and large (MW) | DONCASTER CENTRAL | 0.202 | 0.755 | 0.949 | 1.137 | 1.222 | 1.322 | 1.435 | 1.57 | 1.727 | 1.875 | 2.048 | 2.218 | 2.419 | 2.592 | 2.765 | 2.873 | 3.006 | 3.169 | 3.392 | 3.615 | 3.846 | 4.059 | 4.313 | 4.544 | 4.776 | 5.085 | 5.318 | 5.56 | 5.762
NPgY | BSP | NG FES - Falling Short | Total installed PV capacity - I&C and large (MW) | DRIFFIELD/BEVERLEY GROUP | 14.389 | 43.015 | 50.986 | 58.815 | 60.817 | 63.495 | 66.589 | 70.481 | 75.26 | 80.547 | 86.864 | 93.019 | 100.839 | 106.659 | 111.059 | 112.715 | 114.807 | 118.614 | 125.048 | 131.471 | 137.608 | 143.432 | 150.32 | 157.202 | 164.09 | 172.661 | 179.902 | 186.304 | 191.812
NPgY | BSP | NG FES - Falling Short | Total installed PV capacity - I&C and large (MW) | FEATHERSTONE | 1.534 | 6.275 | 7.595 | 8.891 | 9.221 | 9.664 | 10.175 | 10.818 | 11.608 | 12.483 | 13.528 | 14.547 | 15.842 | 16.804 | 17.531 | 17.803 | 18.146 | 18.774 | 19.837 | 20.899 | 21.912 | 22.874 | 24.012 | 25.149 | 26.288 | 27.703 | 28.901 | 29.958 | 30.868
NPgY | BSP | NG FES - Falling Short | Total installed PV capacity - I&C and large (MW) | GIRLINGTON | 0.597 | 0.642 | 0.661 | 0.676 | 0.691 | 0.707 | 0.725 | 0.745 | 0.768 | 0.784 | 0.803 | 0.822 | 0.841 | 0.863 | 0.892 | 0.916 | 0.946 | 0.975 | 1.009 | 1.042 | 1.08 | 1.114 | 1.154 | 1.188 | 1.222 | 1.27 | 1.302 | 1.342 | 1.374
NPgY | BSP | NG FES - Falling Short | Total installed PV capacity - I&C and large (MW) | HALIFAX 132/33KV | 0.434 | 0.471 | 0.477 | 0.479 | 0.482 | 0.485 | 0.489 | 0.493 | 0.497 | 0.5 | 0.504 | 0.507 | 0.511 | 0.515 | 0.52 | 0.525 | 0.53 | 0.536 | 0.542 | 0.549 | 0.556 | 0.562 | 0.57 | 0.576 | 0.582 | 0.591 | 0.597 | 0.605 | 0.611
NPgY | BSP | NG FES - Falling Short | Total installed PV capacity - I&C and large (MW) | HECKMONDWIKE | 0.403 | 0.453 | 0.489 | 0.52 | 0.552 | 0.585 | 0.622 | 0.664 | 0.71 | 0.745 | 0.784 | 0.823 | 0.863 | 0.908 | 0.968 | 1.018 | 1.079 | 1.14 | 1.209 | 1.279 | 1.356 | 1.426 | 1.51 | 1.579 | 1.65 | 1.75 | 1.816 | 1.898 | 1.965
NPgY | BSP | NG FES - Falling Short | Total installed PV capacity - I&C and large (MW) | HOLMFIELD | 1.572 | 1.672 | 1.697 | 1.714 | 1.731 | 1.749 | 1.769 | 1.792 | 1.817 | 1.836 | 1.857 | 1.878 | 1.899 | 1.924 | 1.957 | 1.984 | 2.017 | 2.05 | 2.087 | 2.125 | 2.167 | 2.205 | 2.251 | 2.288 | 2.327 | 2.381 | 2.417 | 2.461 | 2.497
NPgY | BSP | NG FES - Falling Short | Total installed PV capacity - I&C and large (MW) | HULL EAST 132/33KV | 18.772 | 19.178 | 19.447 | 19.683 | 19.917 | 20.168 | 20.441 | 20.755 | 21.1 | 21.359 | 21.652 | 21.943 | 22.242 | 22.578 | 23.026 | 23.396 | 23.848 | 24.299 | 24.815 | 25.334 | 25.912 | 26.434 | 27.055 | 27.574 | 28.098 | 28.842 | 29.339 | 29.948 | 30.444
NPgY | BSP | NG FES - Falling Short | Total installed PV capacity - I&C and large (MW) | HULL SOUTH | 0.804 | 0.939 | 1.027 | 1.104 | 1.182 | 1.265 | 1.355 | 1.459 | 1.573 | 1.658 | 1.754 | 1.85 | 1.947 | 2.058 | 2.207 | 2.33 | 2.48 | 2.63 | 2.8 | 2.972 | 3.163 | 3.336 | 3.542 | 3.713 | 3.887 | 4.133 | 4.297 | 4.498 | 4.662
NPgY | BSP | NG FES - Falling Short | Total installed PV capacity - I&C and large (MW) | HULL WEST | 5.384 | 6.652 | 7.229 | 7.758 | 8.138 | 8.558 | 9.02 | 9.56 | 10.165 | 10.663 | 11.234 | 11.798 | 12.415 | 13.034 | 13.776 | 14.338 | 15.027 | 15.757 | 16.645 | 17.537 | 18.505 | 19.386 | 20.434 | 21.336 | 22.248 | 23.509 | 24.392 | 25.409 | 26.245
NPgY | BSP | NG FES - Falling Short | Total installed PV capacity - I&C and large (MW) | HUMBERSTON | 0.237 | 0.767 | 0.985 | 1.192 | 1.309 | 1.443 | 1.591 | 1.767 | 1.967 | 2.144 | 2.349 | 2.551 | 2.782 | 2.995 | 3.228 | 3.39 | 3.588 | 3.813 | 4.102 | 4.392 | 4.7 | 4.982 | 5.317 | 5.613 | 5.913 | 6.318 | 6.613 | 6.936 | 7.203
NPgY | BSP | NG FES - Falling Short | Total installed PV capacity - I&C and large (MW) | HUNNINGLEY | 0.409 | 1.162 | 1.403 | 1.636 | 1.726 | 1.836 | 1.959 | 2.11 | 2.287 | 2.462 | 2.668 | 2.87 | 3.114 | 3.316 | 3.502 | 3.607 | 3.738 | 3.91 | 4.158 | 4.406 | 4.657 | 4.892 | 5.169 | 5.428 | 5.689 | 6.029 | 6.294 | 6.557 | 6.779
NPgY | BSP | NG FES - Falling Short | Total installed PV capacity - I&C and large (MW) | HUNSHELF | 0.607 | 2.333 | 2.797 | 3.253 | 3.357 | 3.5 | 3.667 | 3.879 | 4.142 | 4.443 | 4.803 | 5.154 | 5.605 | 5.932 | 6.164 | 6.237 | 6.33 | 6.526 | 6.877 | 7.227 | 7.555 | 7.868 | 8.239 | 8.616 | 8.994 | 9.457 | 9.858 | 10.2 | 10.496
NPgY | BSP | NG FES - Falling Short | Total installed PV capacity - I&C and large (MW) | IMMINGHAM | 1.716 | 8.044 | 9.662 | 11.265 | 11.543 | 11.963 | 12.459 | 13.107 | 13.933 | 14.939 | 16.155 | 17.335 | 18.888 | 19.957 | 20.619 | 20.715 | 20.849 | 21.373 | 22.446 | 23.514 | 24.473 | 25.402 | 26.498 | 27.671 | 28.841 | 30.227 | 31.498 | 32.493 | 33.371
NPgY | BSP | NG FES - Falling Short | Total installed PV capacity - I&C and large (MW) | KIRKHAW LANE | 17.118 | 18.811 | 19.345 | 19.859 | 20.056 | 20.296 | 20.567 | 20.896 | 21.286 | 21.671 | 22.124 | 22.568 | 23.106 | 23.548 | 23.956 | 24.185 | 24.469 | 24.845 | 25.389 | 25.933 | 26.484 | 26.997 | 27.605 | 28.174 | 28.746 | 29.491 | 30.072 | 30.648 | 31.134
NPgY | BSP | NG FES - Falling Short | Total installed PV capacity - I&C and large (MW) | KIRKSTALL C 2/5 | 0.733 | 0.757 | 0.772 | 0.784 | 0.796 | 0.809 | 0.824 | 0.84 | 0.859 | 0.872 | 0.887 | 0.903 | 0.918 | 0.936 | 0.96 | 0.979 | 1.003 | 1.027 | 1.054 | 1.081 | 1.112 | 1.139 | 1.172 | 1.199 | 1.227 | 1.266 | 1.292 | 1.324 | 1.351
NPgY | BSP | NG FES - Falling Short | Total installed PV capacity - I&C and large (MW) | KIRKSTALL C/RING ROAD HORSFORTH | 0.765 | 1.37 | 1.578 | 1.773 | 1.868 | 1.979 | 2.102 | 2.25 | 2.421 | 2.579 | 2.763 | 2.944 | 3.156 | 3.342 | 3.534 | 3.657 | 3.81 | 3.992 | 4.235 | 4.48 | 4.734 | 4.969 | 5.248 | 5.5 | 5.753 | 6.092 | 6.345 | 6.612 | 6.835
NPgY | BSP | NG FES - Falling Short | Total installed PV capacity - I&C and large (MW) | LEEDS EAST | 0.4 | 1.478 | 1.785 | 2.085 | 2.17 | 2.28 | 2.406 | 2.564 | 2.756 | 2.963 | 3.21 | 3.451 | 3.753 | 3.983 | 4.166 | 4.244 | 4.341 | 4.502 | 4.763 | 5.024 | 5.276 | 5.515 | 5.797 | 6.075 | 6.353 | 6.703 | 6.993 | 7.257 | 7.482
NPgY | BSP | NG FES - Falling Short | Total installed PV capacity - I&C and large (MW) | LEEDS NORTH | 0.239 | 0.292 | 0.336 | 0.375 | 0.414 | 0.457 | 0.503 | 0.556 | 0.614 | 0.657 | 0.706 | 0.755 | 0.804 | 0.861 | 0.936 | 0.999 | 1.076 | 1.152 | 1.239 | 1.326 | 1.423 | 1.511 | 1.616 | 1.703 | 1.792 | 1.917 | 2.001 | 2.103 | 2.187
NPgY | BSP | NG FES - Falling Short | Total installed PV capacity - I&C and large (MW) | LINDLEY | 1.072 | 1.89 | 2.118 | 2.337 | 2.403 | 2.489 | 2.586 | 2.707 | 2.853 | 3.007 | 3.19 | 3.369 | 3.592 | 3.764 | 3.907 | 3.973 | 4.055 | 4.183 | 4.382 | 4.582 | 4.778 | 4.962 | 5.181 | 5.392 | 5.604 | 5.874 | 6.094 | 6.298 | 6.473
NPgY | BSP | NG FES - Falling Short | Total installed PV capacity - I&C and large (MW) | LOW ROAD | 1.526 | 1.762 | 1.828 | 1.884 | 1.92 | 1.959 | 2.003 | 2.055 | 2.113 | 2.163 | 2.22 | 2.277 | 2.341 | 2.402 | 2.471 | 2.522 | 2.584 | 2.652 | 2.737 | 2.822 | 2.913 | 2.997 | 3.096 | 3.183 | 3.27 | 3.39 | 3.476 | 3.572 | 3.651
NPgY | BSP | NG FES - Falling Short | Total installed PV capacity - I&C and large (MW) | MALLARD WAY | 0.529 | 0.708 | 0.819 | 0.919 | 1.006 | 1.1 | 1.202 | 1.321 | 1.453 | 1.556 | 1.673 | 1.789 | 1.911 | 2.042 | 2.209 | 2.342 | 2.505 | 2.672 | 2.867 | 3.064 | 3.28 | 3.477 | 3.71 | 3.907 | 4.106 | 4.386 | 4.577 | 4.805 | 4.991
NPgY | BSP | NG FES - Falling Short | Total installed PV capacity - I&C and large (MW) | MENSTON | 0.83 | 2.85 | 3.373 | 3.891 | 3.988 | 4.13 | 4.298 | 4.516 | 4.791 | 5.12 | 5.516 | 5.902 | 6.406 | 6.757 | 6.984 | 7.029 | 7.089 | 7.272 | 7.632 | 7.991 | 8.317 | 8.631 | 9.003 | 9.394 | 9.785 | 10.253 | 10.675 | 11.014 | 11.311
NPgY | BSP | NG FES - Falling Short | Total installed PV capacity - I&C and large (MW) | MOSS ROAD | 0.898 | 1.05 | 1.142 | 1.223 | 1.3 | 1.383 | 1.473 | 1.577 | 1.691 | 1.779 | 1.877 | 1.975 | 2.077 | 2.189 | 2.337 | 2.457 | 2.604 | 2.752 | 2.923 | 3.095 | 3.286 | 3.458 | 3.663 | 3.835 | 4.009 | 4.254 | 4.42 | 4.62 | 4.784
NPgY | BSP | NG FES - Falling Short | Total installed PV capacity - I&C and large (MW) | OSGODBY 1/2 | 0 | 0 | 0 | 0 | 0 | 0 | 0 | 0 | 0 | 0 | 0 | 0 | 0 | 0 | 0 | 0 | 0 | 0 | 0 | 0 | 0 | 0 | 0 | 0 | 0 | 0 | 0 | 0 | 0
NPgY | BSP | NG FES - Falling Short | Total installed PV capacity - I&C and large (MW) | OSGODBY 3/4 | 2.128 | 6.538 | 7.936 | 9.297 | 9.794 | 10.405 | 11.098 | 11.943 | 12.946 | 13.951 | 15.137 | 16.297 | 17.71 | 18.86 | 19.896 | 20.459 | 21.156 | 22.106 | 23.501 | 24.897 | 26.302 | 27.612 | 29.164 | 30.627 | 32.097 | 34.003 | 35.502 | 36.971 | 38.212
NPgY | BSP | NG FES - Falling Short | Total installed PV capacity - I&C and large (MW) | RODLEY | 0.706 | 2.085 | 2.459 | 2.826 | 2.914 | 3.033 | 3.171 | 3.346 | 3.563 | 3.807 | 4.099 | 4.384 | 4.749 | 5.016 | 5.21 | 5.275 | 5.358 | 5.524 | 5.814 | 6.102 | 6.375 | 6.635 | 6.943 | 7.254 | 7.565 | 7.948 | 8.277 | 8.562 | 8.807
NPgY | BSP | NG FES - Falling Short | Total installed PV capacity - I&C and large (MW) | SAINT ANDREWS ROAD 132/33KV | 1.829 | 1.983 | 2.043 | 2.094 | 2.134 | 2.178 | 2.226 | 2.282 | 2.344 | 2.394 | 2.451 | 2.507 | 2.568 | 2.631 | 2.708 | 2.769 | 2.843 | 2.919 | 3.011 | 3.104 | 3.205 | 3.296 | 3.405 | 3.498 | 3.592 | 3.723 | 3.814 | 3.92 | 4.007
NPgY | BSP | NG FES - Falling Short | Total installed PV capacity - I&C and large (MW) | SALTEND 132/33KV | 0.046 | 0.05 | 0.051 | 0.051 | 0.051 | 0.052 | 0.052 | 0.052 | 0.053 | 0.053 | 0.054 | 0.054 | 0.054 | 0.055 | 0.055 | 0.056 | 0.056 | 0.057 | 0.058 | 0.058 | 0.059 | 0.06 | 0.061 | 0.061 | 0.062 | 0.063 | 0.064 | 0.065 | 0.065
NPgY | BSP | NG FES - Falling Short | Total installed PV capacity - I&C and large (MW) | SANTON | 4.925 | 14.031 | 16.564 | 19.05 | 19.69 | 20.544 | 21.53 | 22.77 | 24.291 | 25.972 | 27.98 | 29.937 | 32.421 | 34.272 | 35.676 | 36.209 | 36.881 | 38.097 | 40.147 | 42.193 | 44.15 | 46.007 | 48.203 | 50.395 | 52.588 | 55.32 | 57.625 | 59.667 | 61.422
NPgY | BSP | NG FES - Falling Short | Total installed PV capacity - I&C and large (MW) | SCUNTHORPE NORTH | 6.358 | 7.407 | 7.813 | 8.198 | 8.408 | 8.648 | 8.915 | 9.233 | 9.596 | 9.92 | 10.296 | 10.667 | 11.092 | 11.481 | 11.899 | 12.185 | 12.536 | 12.938 | 13.461 | 13.985 | 14.538 | 15.046 | 15.649 | 16.186 | 16.728 | 17.459 | 17.994 | 18.575 | 19.057
NPgY | BSP | NG FES - Falling Short | Total installed PV capacity - I&C and large (MW) | SCUNTHORPE SOUTH | 34.727 | 37.008 | 37.853 | 38.668 | 39.059 | 39.516 | 40.028 | 40.64 | 41.348 | 42.003 | 42.769 | 43.52 | 44.401 | 45.176 | 45.966 | 46.474 | 47.1 | 47.849 | 48.857 | 49.868 | 50.92 | 51.89 | 53.042 | 54.085 | 55.135 | 56.537 | 57.584 | 58.687 | 59.607
NPgY | BSP | NG FES - Falling Short | Total installed PV capacity - I&C and large (MW) | SILSDEN | 0.652 | 3.41 | 4.191 | 4.957 | 5.164 | 5.438 | 5.752 | 6.146 | 6.627 | 7.152 | 7.777 | 8.386 | 9.156 | 9.736 | 10.187 | 10.371 | 10.601 | 10.996 | 11.647 | 12.297 | 12.923 | 13.516 | 14.218 | 14.912 | 15.607 | 16.478 | 17.205 | 17.859 | 18.42
NPgY | BSP | NG FES - Falling Short | Total installed PV capacity - I&C and large (MW) | SOWERBY BRIDGE 132/33KV | 0.96 | 1.389 | 1.492 | 1.59 | 1.609 | 1.636 | 1.668 | 1.709 | 1.762 | 1.824 | 1.9 | 1.973 | 2.069 | 2.136 | 2.179 | 2.188 | 2.2 | 2.235 | 2.304 | 2.372 | 2.434 | 2.494 | 2.565 | 2.64 | 2.714 | 2.804 | 2.884 | 2.949 | 3.006
NPgY | BSP | NG FES - Falling Short | Total installed PV capacity - I&C and large (MW) | STAYGATE | 2.369 | 2.475 | 2.502 | 2.522 | 2.542 | 2.564 | 2.587 | 2.614 | 2.643 | 2.665 | 2.69 | 2.714 | 2.739 | 2.768 | 2.806 | 2.838 | 2.877 | 2.915 | 2.959 | 3.003 | 3.053 | 3.097 | 3.15 | 3.194 | 3.239 | 3.302 | 3.345 | 3.397 | 3.439
NPgY | BSP | NG FES - Falling Short | Total installed PV capacity - I&C and large (MW) | THORNHILL 132KV | 1.971 | 3.827 | 4.356 | 4.872 | 5.022 | 5.217 | 5.44 | 5.718 | 6.054 | 6.413 | 6.84 | 7.257 | 7.779 | 8.18 | 8.504 | 8.647 | 8.827 | 9.114 | 9.572 | 10.031 | 10.477 | 10.898 | 11.397 | 11.884 | 12.371 | 12.988 | 13.495 | 13.962 | 14.36
NPgY | BSP | NG FES - Falling Short | Total installed PV capacity - I&C and large (MW) | WAKEFIELD MONCKTON ROAD | 0.339 | 1.71 | 2.156 | 2.589 | 2.757 | 2.961 | 3.191 | 3.472 | 3.802 | 4.128 | 4.511 | 4.886 | 5.339 | 5.714 | 6.062 | 6.259 | 6.503 | 6.824 | 7.287 | 7.749 | 8.219 | 8.655 | 9.173 | 9.656 | 10.142 | 10.776 | 11.268 | 11.76 | 12.173
NPgY | BSP | NG FES - Falling Short | Total installed PV capacity - I&C and large (MW) | WAKEFIELD NORTH | 1.134 | 3.777 | 4.564 | 5.332 | 5.575 | 5.883 | 6.235 | 6.669 | 7.191 | 7.737 | 8.384 | 9.016 | 9.8 | 10.414 | 10.93 | 11.178 | 11.487 | 11.95 | 12.667 | 13.384 | 14.091 | 14.755 | 15.541 | 16.3 | 17.06 | 18.03 | 18.815 | 19.554 | 20.183
NPgY | BSP | NG FES - Falling Short | Total installed PV capacity - I&C and large (MW) | WEST MELTON | 2.736 | 9.017 | 10.779 | 12.512 | 12.961 | 13.56 | 14.251 | 15.12 | 16.185 | 17.358 | 18.76 | 20.126 | 21.859 | 23.152 | 24.138 | 24.516 | 24.994 | 25.849 | 27.284 | 28.718 | 30.09 | 31.392 | 32.932 | 34.466 | 36.002 | 37.916 | 39.529 | 40.961 | 42.192
NPgY | BSP | NG FES - Falling Short | Total installed PV capacity - I&C and large (MW) | WHINMOOR | 1.215 | 4.006 | 4.733 | 5.452 | 5.587 | 5.785 | 6.019 | 6.321 | 6.704 | 7.161 | 7.713 | 8.249 | 8.949 | 9.438 | 9.754 | 9.817 | 9.9 | 10.155 | 10.656 | 11.154 | 11.608 | 12.046 | 12.562 | 13.107 | 13.651 | 14.302 | 14.889 | 15.36 | 15.774
NPgY | BSP | NG FES - Falling Short | Total installed PV capacity - I&C and large (MW) | WOLD NEWTON | 24.723 | 52.44 | 60.613 | 68.635 | 71.03 | 74.111 | 77.638 | 82.016 | 87.31 | 92.926 | 99.6 | 106.116 | 114.253 | 120.534 | 125.67 | 128.001 | 130.916 | 135.483 | 142.715 | 149.942 | 157.01 | 163.665 | 171.543 | 179.211 | 186.897 | 196.641 | 204.615 | 211.998 | 218.296
NPgY | BSP | NG FES - Falling Short | Total installed PV capacity - I&C and large (MW) | YARBOROUGH ROAD 132/33KV | 2.76 | 7.345 | 8.631 | 9.888 | 10.23 | 10.681 | 11.2 | 11.849 | 12.641 | 13.502 | 14.528 | 15.529 | 16.792 | 17.746 | 18.491 | 18.797 | 19.181 | 19.834 | 20.907 | 21.978 | 23.012 | 23.99 | 25.147 | 26.29 | 27.435 | 28.87 | 30.067 | 31.146 | 32.071
NPgN | BSP | NG FES - Leading the Way | Total installed PV capacity - I&C and large (MW) | ANNFIELD | 5 | 11.762 | 17.151 | 22.63 | 23.975 | 25.421 | 26.968 | 28.621 | 30.428 | 32.141 | 33.981 | 35.726 | 37.508 | 39.045 | 40.303 | 41.344 | 42.355 | 43.767 | 45.374 | 46.963 | 48.626 | 50.26 | 51.451 | 52.332 | 53.237 | 54.265 | 55.165 | 56.149 | 57.085
NPgN | BSP | NG FES - Leading the Way | Total installed PV capacity - I&C and large (MW) | BARRACK ROAD | 2.037 | 2.237 | 2.493 | 2.832 | 3.267 | 3.798 | 4.424 | 5.15 | 5.988 | 6.614 | 7.265 | 7.917 | 8.571 | 9.253 | 9.964 | 10.668 | 11.394 | 12.138 | 12.912 | 13.712 | 14.531 | 15.329 | 16.187 | 16.993 | 17.822 | 18.761 | 19.586 | 20.485 | 21.343
NPgN | BSP | NG FES - Leading the Way | Total installed PV capacity - I&C and large (MW) | BLUCHER | 0.487 | 2.749 | 4.572 | 6.426 | 6.91 | 7.428 | 7.987 | 8.589 | 9.25 | 9.864 | 10.521 | 11.147 | 11.786 | 12.346 | 12.816 | 13.214 | 13.604 | 14.127 | 14.717 | 15.304 | 15.916 | 16.517 | 16.976 | 17.329 | 17.691 | 18.103 | 18.464 | 18.858 | 19.233
NPgN | BSP | NG FES - Leading the Way | Total installed PV capacity - I&C and large (MW) | BOWESFIELD | 4.579 | 26.658 | 44.161 | 61.791 | 65.332 | 69.005 | 72.805 | 76.74 | 80.941 | 85.302 | 90.032 | 94.438 | 98.971 | 102.614 | 105.252 | 107.175 | 108.952 | 112.031 | 115.706 | 119.256 | 123.016 | 126.725 | 128.81 | 129.966 | 131.154 | 132.509 | 133.688 | 134.981 | 136.208
NPgN | BSP | NG FES - Leading the Way | Total installed PV capacity - I&C and large (MW) | CHIRTON GRANGE | 0.199 | 1.146 | 1.97 | 2.869 | 3.328 | 3.873 | 4.496 | 5.199 | 5.999 | 6.643 | 7.32 | 7.985 | 8.656 | 9.316 | 9.959 | 10.571 | 11.194 | 11.88 | 12.611 | 13.358 | 14.127 | 14.877 | 15.612 | 16.274 | 16.954 | 17.724 | 18.4 | 19.137 | 19.841
NPgN | BSP | NG FES - Leading the Way | Total installed PV capacity - I&C and large (MW) | COALBURNS | 2.066 | 27.626 | 47.787 | 68.002 | 71.673 | 75.389 | 79.154 | 82.97 | 86.976 | 91.395 | 96.217 | 100.661 | 105.25 | 108.772 | 111.091 | 112.583 | 113.881 | 116.679 | 120.141 | 123.428 | 126.94 | 130.415 | 131.933 | 132.421 | 132.923 | 133.502 | 133.999 | 134.547 | 135.065
NPgN | BSP | NG FES - Leading the Way | Total installed PV capacity - I&C and large (MW) | DARLINGTON CENTRAL | 6.217 | 18.16 | 27.627 | 37.156 | 39.063 | 41.034 | 43.072 | 45.18 | 47.429 | 49.77 | 52.309 | 54.673 | 57.106 | 59.057 | 60.466 | 61.488 | 62.431 | 64.077 | 66.044 | 67.943 | 69.954 | 71.939 | 73.045 | 73.651 | 74.274 | 74.984 | 75.602 | 76.28 | 76.923
NPgN | BSP | NG FES - Leading the Way | Total installed PV capacity - I&C and large (MW) | DARLINGTON NORTH | 5.26 | 10.546 | 14.771 | 19.052 | 20.04 | 21.09 | 22.202 | 23.381 | 24.661 | 25.905 | 27.245 | 28.51 | 29.804 | 30.899 | 31.766 | 32.463 | 33.134 | 34.117 | 35.251 | 36.365 | 37.534 | 38.685 | 39.473 | 40.025 | 40.592 | 41.236 | 41.8 | 42.416 | 43.002
NPgN | BSP | NG FES - Leading the Way | Total installed PV capacity - I&C and large (MW) | DUNSTON | 1.656 | 4.786 | 7.401 | 10.146 | 11.2 | 12.404 | 13.753 | 15.255 | 16.947 | 18.369 | 19.872 | 21.336 | 22.817 | 24.222 | 25.538 | 26.752 | 27.977 | 29.395 | 30.93 | 32.486 | 34.095 | 35.668 | 37.113 | 38.369 | 39.659 | 41.122 | 42.405 | 43.806 | 45.141
NPgN | BSP | NG FES - Leading the Way | Total installed PV capacity - I&C and large (MW) | FLATWORTH | 0.222 | 0.421 | 0.61 | 0.829 | 0.991 | 1.188 | 1.415 | 1.676 | 1.975 | 2.207 | 2.449 | 2.689 | 2.93 | 3.175 | 3.423 | 3.664 | 3.911 | 4.172 | 4.447 | 4.73 | 5.02 | 5.303 | 5.594 | 5.863 | 6.14 | 6.453 | 6.728 | 7.028 | 7.315
NPgN | BSP | NG FES - Leading the Way | Total installed PV capacity - I&C and large (MW) | GOSFORTH | 0.954 | 1.554 | 2.093 | 2.669 | 3.018 | 3.411 | 3.865 | 4.383 | 4.974 | 5.438 | 5.924 | 6.404 | 6.888 | 7.373 | 7.859 | 8.328 | 8.808 | 9.322 | 9.865 | 10.422 | 10.994 | 11.553 | 12.119 | 12.638 | 13.171 | 13.775 | 14.306 | 14.884 | 15.436
NPgN | BSP | NG FES - Leading the Way | Total installed PV capacity - I&C and large (MW) | HARROGATE 132/33KV | 1.41 | 5.02 | 7.938 | 10.907 | 11.709 | 12.569 | 13.501 | 14.508 | 15.617 | 16.636 | 17.726 | 18.766 | 19.827 | 20.764 | 21.562 | 22.245 | 22.917 | 23.802 | 24.795 | 25.783 | 26.814 | 27.825 | 28.617 | 29.237 | 29.874 | 30.597 | 31.231 | 31.923 | 32.582
NPgN | BSP | NG FES - Leading the Way | Total installed PV capacity - I&C and large (MW) | HUSTHWAITE | 8.448 | 30.154 | 47.288 | 64.472 | 67.642 | 70.855 | 74.12 | 77.442 | 80.938 | 84.758 | 88.922 | 92.766 | 96.733 | 99.799 | 101.852 | 103.202 | 104.392 | 106.854 | 109.881 | 112.764 | 115.839 | 118.881 | 120.272 | 120.786 | 121.314 | 121.921 | 122.443 | 123.019 | 123.564
NPgN | BSP | NG FES - Leading the Way | Total installed PV capacity - I&C and large (MW) | LEEMING BAR_SKEEBY | 28.186 | 77.794 | 117.082 | 156.569 | 164.329 | 172.293 | 180.494 | 188.947 | 197.939 | 207.398 | 217.67 | 227.217 | 237.046 | 244.866 | 250.419 | 254.373 | 257.988 | 264.513 | 272.36 | 279.912 | 287.924 | 295.835 | 300.073 | 302.255 | 304.499 | 307.059 | 309.284 | 311.726 | 314.043
NPgN | BSP | NG FES - Leading the Way | Total installed PV capacity - I&C and large (MW) | LINTON | 1.403 | 39.387 | 69.403 | 99.556 | 105.247 | 111.071 | 117.022 | 123.107 | 129.54 | 136.461 | 143.994 | 150.967 | 158.156 | 163.779 | 167.636 | 170.262 | 172.614 | 177.201 | 182.789 | 188.134 | 193.822 | 199.445 | 202.199 | 203.397 | 204.629 | 206.04 | 207.26 | 208.603 | 209.874
NPgN | BSP | NG FES - Leading the Way | Total installed PV capacity - I&C and large (MW) | MALTON GRID | 7.302 | 82.087 | 141.09 | 200.256 | 211.057 | 221.998 | 233.092 | 244.352 | 256.183 | 269.191 | 283.38 | 296.464 | 309.974 | 320.366 | 327.248 | 331.711 | 335.611 | 343.898 | 354.128 | 363.853 | 374.235 | 384.51 | 389.07 | 390.613 | 392.201 | 394.029 | 395.599 | 397.333 | 398.97
NPgN | BSP | NG FES - Leading the Way | Total installed PV capacity - I&C and large (MW) | MELROSEGATE | 1.898 | 18.201 | 31.181 | 44.279 | 47.111 | 50.072 | 53.176 | 56.431 | 59.939 | 63.453 | 67.248 | 70.807 | 74.46 | 77.479 | 79.78 | 81.557 | 83.238 | 85.88 | 88.971 | 91.985 | 95.162 | 98.291 | 100.266 | 101.538 | 102.845 | 104.332 | 105.63 | 107.051 | 108.403
NPgN | BSP | NG FES - Leading the Way | Total installed PV capacity - I&C and large (MW) | NORTH TEES | 13.131 | 14.413 | 15.616 | 16.977 | 17.95 | 19.107 | 20.449 | 21.984 | 23.745 | 25.109 | 26.535 | 27.95 | 29.373 | 30.815 | 32.271 | 33.687 | 35.138 | 36.677 | 38.294 | 39.957 | 41.664 | 43.329 | 45.042 | 46.623 | 48.246 | 50.086 | 51.701 | 53.464 | 55.144
NPgN | BSP | NG FES - Leading the Way | Total installed PV capacity - I&C and large (MW) | POTTER HOUSE | 0.825 | 10.205 | 17.718 | 25.357 | 27.183 | 29.149 | 31.244 | 33.475 | 35.908 | 38.238 | 40.742 | 43.112 | 45.536 | 47.61 | 49.286 | 50.658 | 51.985 | 53.874 | 56.035 | 58.165 | 60.398 | 62.593 | 64.155 | 65.288 | 66.452 | 67.774 | 68.931 | 70.195 | 71.399
NPgN | BSP | NG FES - Leading the Way | Total installed PV capacity - I&C and large (MW) | RAVENSWORTH | 0.612 | 3.859 | 6.473 | 9.132 | 9.81 | 10.54 | 11.324 | 12.166 | 13.09 | 13.955 | 14.881 | 15.762 | 16.662 | 17.445 | 18.097 | 18.645 | 19.18 | 19.908 | 20.731 | 21.548 | 22.402 | 23.24 | 23.87 | 24.348 | 24.839 | 25.397 | 25.885 | 26.419 | 26.927
NPgN | BSP | NG FES - Leading the Way | Total installed PV capacity - I&C and large (MW) | SCARBOROUGH GRID | 1.625 | 18.999 | 32.778 | 46.65 | 49.451 | 52.35 | 55.352 | 58.463 | 61.786 | 65.228 | 68.96 | 72.438 | 76.016 | 78.896 | 80.989 | 82.521 | 83.938 | 86.379 | 89.287 | 92.099 | 95.075 | 98.012 | 99.675 | 100.608 | 101.568 | 102.661 | 103.613 | 104.657 | 105.648
NPgN | BSP | NG FES - Leading the Way | Total installed PV capacity - I&C and large (MW) | SEAL SANDS | 0.007 | 0.008 | 0.01 | 0.011 | 0.013 | 0.015 | 0.018 | 0.021 | 0.024 | 0.026 | 0.029 | 0.032 | 0.034 | 0.037 | 0.04 | 0.042 | 0.045 | 0.048 | 0.051 | 0.055 | 0.058 | 0.061 | 0.064 | 0.068 | 0.071 | 0.074 | 0.078 | 0.081 | 0.085
NPgN | BSP | NG FES - Leading the Way | Total installed PV capacity - I&C and large (MW) | SPADEADAM 33KV | 0.013 | 0.023 | 0.038 | 0.058 | 0.087 | 0.123 | 0.165 | 0.214 | 0.271 | 0.313 | 0.357 | 0.401 | 0.445 | 0.491 | 0.539 | 0.587 | 0.636 | 0.686 | 0.738 | 0.792 | 0.848 | 0.901 | 0.959 | 1.014 | 1.07 | 1.133 | 1.189 | 1.249 | 1.307
NPgN | BSP | NG FES - Leading the Way | Total installed PV capacity - I&C and large (MW) | SPENNYMOOR 132/66KV | 1.707 | 42.799 | 75.279 | 107.887 | 114.061 | 120.359 | 126.797 | 133.382 | 140.346 | 147.831 | 155.976 | 163.518 | 171.293 | 177.378 | 181.56 | 184.414 | 186.972 | 191.941 | 197.992 | 203.781 | 209.941 | 216.03 | 219.026 | 220.342 | 221.695 | 223.244 | 224.584 | 226.058 | 227.455
NPgN | BSP | NG FES - Leading the Way | Total installed PV capacity - I&C and large (MW) | TORONTO | 1.636 | 23.847 | 41.452 | 59.17 | 62.709 | 66.366 | 70.146 | 74.055 | 78.224 | 82.567 | 87.279 | 91.666 | 96.179 | 99.797 | 102.404 | 104.294 | 106.035 | 109.083 | 112.728 | 116.246 | 119.973 | 123.651 | 125.693 | 126.805 | 127.949 | 129.253 | 130.388 | 131.632 | 132.814
NPgN | BSP | NG FES - Leading the Way | Total installed PV capacity - I&C and large (MW) | WORMALD GREEN 132/33KV | 2.751 | 14.744 | 24.274 | 33.847 | 35.841 | 37.881 | 40.004 | 42.213 | 44.582 | 47.004 | 49.626 | 52.076 | 54.593 | 56.641 | 58.157 | 59.291 | 60.35 | 62.107 | 64.186 | 66.202 | 68.333 | 70.433 | 71.677 | 72.418 | 73.18 | 74.047 | 74.803 | 75.631 | 76.418
NPgY | BSP | NG FES - Leading the Way | Total installed PV capacity - I&C and large (MW) | ATTERCLIFFE | 0.364 | 1.266 | 1.769 | 2.276 | 2.516 | 2.765 | 3.023 | 3.291 | 3.577 | 3.876 | 4.2 | 4.503 | 4.814 | 5.067 | 5.255 | 5.397 | 5.529 | 5.746 | 6.004 | 6.253 | 6.517 | 6.777 | 6.932 | 7.025 | 7.121 | 7.23 | 7.325 | 7.428 | 7.527
NPgY | BSP | NG FES - Leading the Way | Total installed PV capacity - I&C and large (MW) | BARUGH 132/66KV | 2.097 | 9.156 | 13.038 | 16.983 | 18.867 | 20.816 | 22.829 | 24.911 | 27.129 | 29.468 | 32.003 | 34.367 | 36.798 | 38.762 | 40.199 | 41.259 | 42.244 | 43.915 | 45.902 | 47.825 | 49.859 | 51.865 | 53.02 | 53.682 | 54.363 | 55.137 | 55.813 | 56.552 | 57.255
NPgY | BSP | NG FES - Leading the Way | Total installed PV capacity - I&C and large (MW) | BEESTON ROYDS 132/33KV | 1.306 | 3.732 | 5.083 | 6.445 | 7.092 | 7.763 | 8.458 | 9.18 | 9.95 | 10.756 | 11.629 | 12.444 | 13.282 | 13.964 | 14.469 | 14.848 | 15.203 | 15.788 | 16.481 | 17.152 | 17.862 | 18.562 | 18.978 | 19.226 | 19.482 | 19.772 | 20.026 | 20.303 | 20.567
NPgY | BSP | NG FES - Leading the Way | Total installed PV capacity - I&C and large (MW) | BEVERLEY 132/33KV | 5.899 | 13.657 | 18.263 | 23.1 | 25.987 | 29.131 | 32.532 | 36.2 | 40.233 | 44.046 | 48.116 | 52.013 | 55.981 | 59.534 | 62.61 | 65.285 | 67.93 | 71.323 | 75.104 | 78.879 | 82.811 | 86.666 | 89.779 | 92.274 | 94.836 | 97.742 | 100.289 | 103.07 | 105.719
NPgY | BSP | NG FES - Leading the Way | Total installed PV capacity - I&C and large (MW) | BINGLEY 132/33KV | 0.718 | 0.878 | 0.989 | 1.1 | 1.17 | 1.249 | 1.337 | 1.436 | 1.546 | 1.643 | 1.745 | 1.845 | 1.945 | 2.042 | 2.134 | 2.22 | 2.307 | 2.405 | 2.512 | 2.619 | 2.731 | 2.84 | 2.942 | 3.032 | 3.125 | 3.229 | 3.321 | 3.422 | 3.517
NPgY | BSP | NG FES - Leading the Way | Total installed PV capacity - I&C and large (MW) | BLACKBURN MEADOWS B | 1.436 | 1.532 | 1.608 | 1.696 | 1.776 | 1.871 | 1.979 | 2.101 | 2.24 | 2.356 | 2.477 | 2.597 | 2.718 | 2.84 | 2.961 | 3.078 | 3.198 | 3.327 | 3.462 | 3.602 | 3.745 | 3.884 | 4.025 | 4.155 | 4.288 | 4.438 | 4.571 | 4.715 | 4.853
NPgY | BSP | NG FES - Leading the Way | Total installed PV capacity - I&C and large (MW) | BLYTON | 13.531 | 44.317 | 61.75 | 79.881 | 89.716 | 100.177 | 111.265 | 123.004 | 135.742 | 148.371 | 161.943 | 174.787 | 187.922 | 199.167 | 208.263 | 215.714 | 222.928 | 233.171 | 244.887 | 256.438 | 268.543 | 280.441 | 288.921 | 295.077 | 301.403 | 308.583 | 314.866 | 321.733 | 328.268
NPgY | BSP | NG FES - Leading the Way | Total installed PV capacity - I&C and large (MW) | BRADFORD | 0.525 | 0.592 | 0.658 | 0.726 | 0.787 | 0.859 | 0.944 | 1.042 | 1.153 | 1.243 | 1.337 | 1.43 | 1.524 | 1.621 | 1.723 | 1.824 | 1.928 | 2.035 | 2.145 | 2.26 | 2.377 | 2.491 | 2.614 | 2.729 | 2.848 | 2.982 | 3.1 | 3.229 | 3.351
NPgY | BSP | NG FES - Leading the Way | Total installed PV capacity - I&C and large (MW) | BRAMHAM | 9.309 | 23.001 | 30.652 | 38.538 | 42.607 | 46.889 | 51.384 | 56.101 | 61.185 | 66.343 | 71.904 | 77.138 | 82.501 | 86.994 | 90.501 | 93.275 | 95.926 | 99.919 | 104.551 | 109.086 | 113.855 | 118.549 | 121.662 | 123.775 | 125.945 | 128.411 | 130.567 | 132.924 | 135.166
NPgY | BSP | NG FES - Leading the Way | Total installed PV capacity - I&C and large (MW) | BRANSHOLME | 8.722 | 10.926 | 12.146 | 13.385 | 13.982 | 14.601 | 15.244 | 15.91 | 16.622 | 17.366 | 18.172 | 18.925 | 19.699 | 20.329 | 20.796 | 21.147 | 21.475 | 22.017 | 22.657 | 23.278 | 23.934 | 24.581 | 24.966 | 25.197 | 25.434 | 25.704 | 25.939 | 26.197 | 26.442
NPgY | BSP | NG FES - Leading the Way | Total installed PV capacity - I&C and large (MW) | BRIGHOUSE 132/33KV | 0.783 | 3.741 | 5.348 | 6.953 | 7.65 | 8.355 | 9.07 | 9.795 | 10.554 | 11.398 | 12.318 | 13.166 | 14.042 | 14.717 | 15.165 | 15.457 | 15.713 | 16.252 | 16.916 | 17.549 | 18.223 | 18.891 | 19.19 | 19.294 | 19.401 | 19.523 | 19.629 | 19.745 | 19.855
NPgY | BSP | NG FES - Leading the Way | Total installed PV capacity - I&C and large (MW) | DONCASTER B/THORPE MARSH | 15.145 | 33.298 | 43.327 | 53.575 | 58.605 | 63.84 | 69.281 | 74.934 | 80.984 | 87.276 | 94.082 | 100.45 | 106.991 | 112.344 | 116.355 | 119.395 | 122.25 | 126.879 | 132.331 | 137.631 | 143.225 | 148.737 | 152.088 | 154.15 | 156.27 | 158.68 | 160.784 | 163.086 | 165.275
NPgY | BSP | NG FES - Leading the Way | Total installed PV capacity - I&C and large (MW) | DONCASTER CENTRAL | 0.202 | 1.046 | 1.553 | 2.094 | 2.437 | 2.814 | 3.224 | 3.669 | 4.16 | 4.617 | 5.104 | 5.572 | 6.048 | 6.481 | 6.863 | 7.2 | 7.536 | 7.955 | 8.418 | 8.883 | 9.365 | 9.838 | 10.234 | 10.558 | 10.891 | 11.269 | 11.601 | 11.962 | 12.307
NPgY | BSP | NG FES - Leading the Way | Total installed PV capacity - I&C and large (MW) | DRIFFIELD/BEVERLEY GROUP | 14.389 | 59.523 | 84.554 | 110.121 | 122.735 | 135.89 | 149.587 | 163.847 | 179.128 | 194.945 | 212.043 | 228.061 | 244.503 | 258.021 | 268.232 | 276.039 | 283.397 | 295.15 | 308.951 | 322.385 | 336.554 | 350.515 | 359.151 | 364.582 | 370.163 | 376.51 | 382.049 | 388.112 | 393.875
NPgY | BSP | NG FES - Leading the Way | Total installed PV capacity - I&C and large (MW) | FEATHERSTONE | 1.534 | 9.013 | 13.158 | 17.392 | 19.48 | 21.656 | 23.922 | 26.28 | 28.807 | 31.423 | 34.253 | 36.902 | 39.623 | 41.858 | 43.544 | 44.832 | 46.045 | 47.987 | 50.268 | 52.488 | 54.829 | 57.137 | 58.56 | 59.453 | 60.37 | 61.413 | 62.324 | 63.32 | 64.268
NPgY | BSP | NG FES - Leading the Way | Total installed PV capacity - I&C and large (MW) | GIRLINGTON | 0.597 | 0.641 | 0.684 | 0.727 | 0.764 | 0.808 | 0.86 | 0.919 | 0.987 | 1.042 | 1.098 | 1.155 | 1.212 | 1.271 | 1.333 | 1.395 | 1.458 | 1.523 | 1.59 | 1.66 | 1.731 | 1.8 | 1.875 | 1.945 | 2.017 | 2.099 | 2.17 | 2.248 | 2.323
NPgY | BSP | NG FES - Leading the Way | Total installed PV capacity - I&C and large (MW) | HALIFAX 132/33KV | 0.434 | 0.47 | 0.5 | 0.523 | 0.53 | 0.539 | 0.548 | 0.56 | 0.572 | 0.583 | 0.593 | 0.604 | 0.615 | 0.626 | 0.638 | 0.649 | 0.661 | 0.673 | 0.686 | 0.699 | 0.713 | 0.726 | 0.74 | 0.753 | 0.766 | 0.782 | 0.795 | 0.81 | 0.824
NPgY | BSP | NG FES - Leading the Way | Total installed PV capacity - I&C and large (MW) | HECKMONDWIKE | 0.403 | 0.453 | 0.509 | 0.577 | 0.653 | 0.745 | 0.851 | 0.974 | 1.114 | 1.227 | 1.345 | 1.462 | 1.58 | 1.703 | 1.831 | 1.958 | 2.088 | 2.222 | 2.362 | 2.506 | 2.653 | 2.797 | 2.951 | 3.096 | 3.245 | 3.414 | 3.562 | 3.723 | 3.877
NPgY | BSP | NG FES - Leading the Way | Total installed PV capacity - I&C and large (MW) | HOLMFIELD | 1.572 | 1.669 | 1.755 | 1.83 | 1.871 | 1.921 | 1.979 | 2.045 | 2.121 | 2.182 | 2.246 | 2.31 | 2.374 | 2.441 | 2.51 | 2.579 | 2.65 | 2.722 | 2.798 | 2.876 | 2.956 | 3.034 | 3.118 | 3.196 | 3.277 | 3.369 | 3.449 | 3.537 | 3.62
NPgY | BSP | NG FES - Leading the Way | Total installed PV capacity - I&C and large (MW) | HULL EAST 132/33KV | 18.772 | 19.184 | 19.628 | 20.153 | 20.725 | 21.409 | 22.207 | 23.121 | 24.169 | 25.014 | 25.893 | 26.773 | 27.655 | 28.572 | 29.523 | 30.465 | 31.435 | 32.433 | 33.471 | 34.544 | 35.643 | 36.712 | 37.856 | 38.931 | 40.034 | 41.284 | 42.381 | 43.579 | 44.72
NPgY | BSP | NG FES - Leading the Way | Total installed PV capacity - I&C and large (MW) | HULL SOUTH | 0.804 | 0.936 | 1.084 | 1.256 | 1.443 | 1.669 | 1.931 | 2.233 | 2.579 | 2.857 | 3.146 | 3.436 | 3.726 | 4.029 | 4.344 | 4.656 | 4.978 | 5.308 | 5.651 | 6.006 | 6.369 | 6.723 | 7.102 | 7.46 | 7.827 | 8.242 | 8.607 | 9.005 | 9.385
NPgY | BSP | NG FES - Leading the Way | Total installed PV capacity - I&C and large (MW) | HULL WEST | 5.384 | 7.075 | 8.312 | 9.681 | 10.803 | 12.097 | 13.563 | 15.209 | 17.068 | 18.654 | 20.321 | 21.962 | 23.616 | 25.246 | 26.842 | 28.364 | 29.914 | 31.614 | 33.422 | 35.27 | 37.172 | 39.028 | 40.855 | 42.504 | 44.198 | 46.116 | 47.8 | 49.638 | 51.389
NPgY | BSP | NG FES - Leading the Way | Total installed PV capacity - I&C and large (MW) | HUMBERSTON | 0.237 | 1.026 | 1.529 | 2.084 | 2.489 | 2.944 | 3.448 | 4.005 | 4.626 | 5.181 | 5.768 | 6.339 | 6.917 | 7.463 | 7.971 | 8.438 | 8.908 | 9.457 | 10.052 | 10.654 | 11.276 | 11.885 | 12.44 | 12.919 | 13.411 | 13.969 | 14.458 | 14.992 | 15.501
NPgY | BSP | NG FES - Leading the Way | Total installed PV capacity - I&C and large (MW) | HUNNINGLEY | 0.409 | 1.569 | 2.245 | 2.953 | 3.363 | 3.805 | 4.28 | 4.79 | 5.348 | 5.884 | 6.457 | 7.004 | 7.561 | 8.053 | 8.47 | 8.826 | 9.176 | 9.639 | 10.159 | 10.676 | 11.215 | 11.745 | 12.156 | 12.477 | 12.807 | 13.18 | 13.508 | 13.866 | 14.206
NPgY | BSP | NG FES - Leading the Way | Total installed PV capacity - I&C and large (MW) | HUNSHELF | 0.607 | 3.331 | 4.831 | 6.351 | 7.072 | 7.816 | 8.586 | 9.38 | 10.226 | 11.12 | 12.089 | 12.992 | 13.921 | 14.671 | 15.218 | 15.62 | 15.992 | 16.629 | 17.386 | 18.119 | 18.894 | 19.659 | 20.096 | 20.344 | 20.6 | 20.89 | 21.144 | 21.421 | 21.684
NPgY | BSP | NG FES - Leading the Way | Total installed PV capacity - I&C and large (MW) | IMMINGHAM | 1.716 | 11.792 | 17.244 | 22.728 | 25.165 | 27.639 | 30.151 | 32.703 | 35.386 | 38.345 | 41.569 | 44.547 | 47.62 | 50.001 | 51.603 | 52.666 | 53.604 | 55.522 | 57.876 | 60.119 | 62.511 | 64.877 | 65.975 | 66.396 | 66.829 | 67.326 | 67.754 | 68.226 | 68.672
NPgY | BSP | NG FES - Leading the Way | Total installed PV capacity - I&C and large (MW) | KIRKHAW LANE | 17.118 | 19.712 | 21.227 | 22.807 | 23.707 | 24.68 | 25.725 | 26.844 | 28.068 | 29.246 | 30.506 | 31.708 | 32.933 | 34.013 | 34.926 | 35.704 | 36.469 | 37.483 | 38.623 | 39.757 | 40.94 | 42.101 | 43 | 43.699 | 44.418 | 45.232 | 45.946 | 46.725 | 47.467
NPgY | BSP | NG FES - Leading the Way | Total installed PV capacity - I&C and large (MW) | KIRKSTALL C 2/5 | 0.733 | 0.757 | 0.783 | 0.812 | 0.842 | 0.878 | 0.919 | 0.967 | 1.023 | 1.067 | 1.113 | 1.159 | 1.205 | 1.253 | 1.304 | 1.353 | 1.405 | 1.457 | 1.512 | 1.568 | 1.626 | 1.682 | 1.743 | 1.8 | 1.858 | 1.924 | 1.983 | 2.046 | 2.106
NPgY | BSP | NG FES - Leading the Way | Total installed PV capacity - I&C and large (MW) | KIRKSTALL C/RING ROAD HORSFORTH | 0.765 | 1.656 | 2.207 | 2.787 | 3.151 | 3.554 | 3.995 | 4.476 | 5.009 | 5.499 | 6.02 | 6.522 | 7.032 | 7.501 | 7.922 | 8.299 | 8.676 | 9.135 | 9.64 | 10.148 | 10.675 | 11.191 | 11.634 | 12.005 | 12.385 | 12.816 | 13.195 | 13.607 | 14.001
NPgY | BSP | NG FES - Leading the Way | Total installed PV capacity - I&C and large (MW) | LEEDS EAST | 0.4 | 2.089 | 3.035 | 4.005 | 4.497 | 5.013 | 5.555 | 6.123 | 6.735 | 7.358 | 8.029 | 8.66 | 9.308 | 9.848 | 10.268 | 10.599 | 10.914 | 11.393 | 11.95 | 12.495 | 13.067 | 13.631 | 14.002 | 14.25 | 14.506 | 14.796 | 15.05 | 15.328 | 15.592
NPgY | BSP | NG FES - Leading the Way | Total installed PV capacity - I&C and large (MW) | LEEDS NORTH | 0.239 | 0.291 | 0.354 | 0.434 | 0.529 | 0.644 | 0.778 | 0.931 | 1.107 | 1.249 | 1.396 | 1.544 | 1.691 | 1.846 | 2.006 | 2.165 | 2.329 | 2.497 | 2.672 | 2.852 | 3.037 | 3.217 | 3.411 | 3.593 | 3.78 | 3.991 | 4.177 | 4.38 | 4.573
NPgY | BSP | NG FES - Leading the Way | Total installed PV capacity - I&C and large (MW) | LINDLEY | 1.072 | 2.32 | 3.035 | 3.758 | 4.123 | 4.508 | 4.915 | 5.344 | 5.807 | 6.273 | 6.773 | 7.246 | 7.729 | 8.139 | 8.464 | 8.726 | 8.978 | 9.346 | 9.771 | 10.188 | 10.625 | 11.056 | 11.352 | 11.56 | 11.774 | 12.017 | 12.229 | 12.462 | 12.682
NPgY | BSP | NG FES - Leading the Way | Total installed PV capacity - I&C and large (MW) | LOW ROAD | 1.526 | 1.817 | 2.024 | 2.223 | 2.336 | 2.465 | 2.609 | 2.769 | 2.95 | 3.107 | 3.273 | 3.436 | 3.6 | 3.758 | 3.909 | 4.05 | 4.193 | 4.355 | 4.529 | 4.706 | 4.888 | 5.066 | 5.235 | 5.384 | 5.537 | 5.71 | 5.862 | 6.028 | 6.187
NPgY | BSP | NG FES - Leading the Way | Total installed PV capacity - I&C and large (MW) | MALLARD WAY | 0.529 | 0.749 | 0.94 | 1.167 | 1.396 | 1.665 | 1.976 | 2.329 | 2.73 | 3.062 | 3.409 | 3.753 | 4.1 | 4.451 | 4.808 | 5.156 | 5.513 | 5.889 | 6.284 | 6.69 | 7.107 | 7.514 | 7.934 | 8.323 | 8.722 | 9.175 | 9.572 | 10.005 | 10.418
NPgY | BSP | NG FES - Leading the Way | Total installed PV capacity - I&C and large (MW) | MENSTON | 0.83 | 4.039 | 5.783 | 7.541 | 8.336 | 9.147 | 9.974 | 10.818 | 11.708 | 12.679 | 13.735 | 14.713 | 15.721 | 16.511 | 17.055 | 17.428 | 17.763 | 18.409 | 19.195 | 19.947 | 20.748 | 21.539 | 21.931 | 22.105 | 22.285 | 22.49 | 22.668 | 22.864 | 23.049
NPgY | BSP | NG FES - Leading the Way | Total installed PV capacity - I&C and large (MW) | MOSS ROAD | 0.898 | 1.062 | 1.224 | 1.411 | 1.604 | 1.834 | 2.1 | 2.405 | 2.753 | 3.036 | 3.331 | 3.626 | 3.921 | 4.226 | 4.54 | 4.849 | 5.167 | 5.497 | 5.841 | 6.196 | 6.56 | 6.915 | 7.29 | 7.64 | 8 | 8.407 | 8.765 | 9.156 | 9.528
NPgY | BSP | NG FES - Leading the Way | Total installed PV capacity - I&C and large (MW) | OSGODBY 1/2 | 0 | 0 | 0 | 0 | 0 | 0 | 0 | 0 | 0 | 0 | 0 | 0 | 0 | 0 | 0 | 0 | 0 | 0 | 0 | 0 | 0 | 0 | 0 | 0 | 0 | 0 | 0 | 0 | 0
NPgY | BSP | NG FES - Leading the Way | Total installed PV capacity - I&C and large (MW) | OSGODBY 3/4 | 2.128 | 8.99 | 12.943 | 17.084 | 19.441 | 21.975 | 24.686 | 27.581 | 30.741 | 33.807 | 37.091 | 40.216 | 43.405 | 46.193 | 48.52 | 50.484 | 52.406 | 55.002 | 57.934 | 60.843 | 63.883 | 66.866 | 69.126 | 70.853 | 72.626 | 74.638 | 76.4 | 78.325 | 80.158
NPgY | BSP | NG FES - Leading the Way | Total installed PV capacity - I&C and large (MW) | RODLEY | 0.706 | 2.878 | 4.078 | 5.297 | 5.881 | 6.487 | 7.115 | 7.766 | 8.46 | 9.188 | 9.977 | 10.713 | 11.47 | 12.085 | 12.539 | 12.878 | 13.195 | 13.721 | 14.345 | 14.95 | 15.589 | 16.219 | 16.59 | 16.81 | 17.036 | 17.293 | 17.517 | 17.762 | 17.995
NPgY | BSP | NG FES - Leading the Way | Total installed PV capacity - I&C and large (MW) | SAINT ANDREWS ROAD 132/33KV | 1.829 | 2.014 | 2.159 | 2.308 | 2.42 | 2.55 | 2.699 | 2.867 | 3.058 | 3.218 | 3.386 | 3.552 | 3.719 | 3.886 | 4.052 | 4.212 | 4.376 | 4.552 | 4.739 | 4.93 | 5.126 | 5.318 | 5.511 | 5.687 | 5.869 | 6.074 | 6.254 | 6.451 | 6.638
NPgY | BSP | NG FES - Leading the Way | Total installed PV capacity - I&C and large (MW) | SALTEND 132/33KV | 0.046 | 0.05 | 0.053 | 0.056 | 0.057 | 0.058 | 0.059 | 0.06 | 0.061 | 0.063 | 0.064 | 0.065 | 0.066 | 0.067 | 0.069 | 0.07 | 0.071 | 0.073 | 0.074 | 0.075 | 0.077 | 0.078 | 0.08 | 0.081 | 0.083 | 0.084 | 0.086 | 0.087 | 0.089
NPgY | BSP | NG FES - Leading the Way | Total installed PV capacity - I&C and large (MW) | SANTON | 4.925 | 19.261 | 27.223 | 35.349 | 39.358 | 43.541 | 47.898 | 52.437 | 57.301 | 62.331 | 67.768 | 72.862 | 78.091 | 82.394 | 85.65 | 88.144 | 90.496 | 94.241 | 98.636 | 102.916 | 107.429 | 111.876 | 114.637 | 116.381 | 118.173 | 120.21 | 121.989 | 123.936 | 125.786
NPgY | BSP | NG FES - Leading the Way | Total installed PV capacity - I&C and large (MW) | SCUNTHORPE NORTH | 6.358 | 7.908 | 8.89 | 9.955 | 10.699 | 11.53 | 12.45 | 13.461 | 14.589 | 15.602 | 16.676 | 17.718 | 18.774 | 19.765 | 20.679 | 21.514 | 22.354 | 23.344 | 24.42 | 25.508 | 26.634 | 27.736 | 28.726 | 29.574 | 30.446 | 31.435 | 32.301 | 33.248 | 34.149
NPgY | BSP | NG FES - Leading the Way | Total installed PV capacity - I&C and large (MW) | SCUNTHORPE SOUTH | 34.727 | 38.218 | 40.331 | 42.62 | 44.135 | 45.808 | 47.638 | 49.632 | 51.84 | 53.873 | 56.036 | 58.121 | 60.238 | 62.181 | 63.921 | 65.475 | 67.027 | 68.927 | 71.017 | 73.118 | 75.298 | 77.433 | 79.26 | 80.782 | 82.345 | 84.117 | 85.671 | 87.367 | 88.983
NPgY | BSP | NG FES - Leading the Way | Total installed PV capacity - I&C and large (MW) | SILSDEN | 0.652 | 4.994 | 7.413 | 9.892 | 11.139 | 12.446 | 13.812 | 15.24 | 16.774 | 18.347 | 20.044 | 21.638 | 23.273 | 24.63 | 25.672 | 26.483 | 27.252 | 28.445 | 29.837 | 31.196 | 32.627 | 34.036 | 34.939 | 35.531 | 36.139 | 36.829 | 37.433 | 38.093 | 38.721
NPgY | BSP | NG FES - Leading the Way | Total installed PV capacity - I&C and large (MW) | SOWERBY BRIDGE 132/33KV | 0.96 | 1.613 | 1.979 | 2.336 | 2.488 | 2.642 | 2.799 | 2.96 | 3.13 | 3.315 | 3.516 | 3.702 | 3.894 | 4.044 | 4.148 | 4.22 | 4.284 | 4.407 | 4.557 | 4.701 | 4.853 | 5.004 | 5.079 | 5.113 | 5.148 | 5.188 | 5.222 | 5.26 | 5.296
NPgY | BSP | NG FES - Leading the Way | Total installed PV capacity - I&C and large (MW) | STAYGATE | 2.369 | 2.472 | 2.563 | 2.645 | 2.693 | 2.751 | 2.819 | 2.897 | 2.986 | 3.057 | 3.132 | 3.206 | 3.281 | 3.359 | 3.44 | 3.521 | 3.604 | 3.689 | 3.777 | 3.869 | 3.962 | 4.053 | 4.151 | 4.243 | 4.338 | 4.445 | 4.539 | 4.641 | 4.739
NPgY | BSP | NG FES - Leading the Way | Total installed PV capacity - I&C and large (MW) | THORNHILL 132KV | 1.971 | 4.86 | 6.49 | 8.158 | 9.009 | 9.907 | 10.85 | 11.842 | 12.912 | 13.993 | 15.159 | 16.256 | 17.381 | 18.326 | 19.068 | 19.659 | 20.224 | 21.068 | 22.044 | 23.001 | 24.007 | 24.996 | 25.66 | 26.116 | 26.585 | 27.117 | 27.583 | 28.091 | 28.575
NPgY | BSP | NG FES - Leading the Way | Total installed PV capacity - I&C and large (MW) | WAKEFIELD MONCKTON ROAD | 0.339 | 2.462 | 3.697 | 4.998 | 5.759 | 6.581 | 7.466 | 8.414 | 9.453 | 10.45 | 11.515 | 12.532 | 13.569 | 14.485 | 15.262 | 15.927 | 16.581 | 17.444 | 18.412 | 19.376 | 20.381 | 21.367 | 22.137 | 22.738 | 23.355 | 24.056 | 24.669 | 25.34 | 25.978
NPgY | BSP | NG FES - Leading the Way | Total installed PV capacity - I&C and large (MW) | WAKEFIELD NORTH | 1.134 | 5.267 | 7.607 | 10.027 | 11.316 | 12.684 | 14.131 | 15.659 | 17.315 | 18.965 | 20.74 | 22.418 | 24.134 | 25.596 | 26.77 | 27.725 | 28.646 | 29.971 | 31.491 | 32.987 | 34.557 | 36.1 | 37.183 | 37.958 | 38.755 | 39.66 | 40.452 | 41.317 | 42.141
NPgY | BSP | NG FES - Leading the Way | Total installed PV capacity - I&C and large (MW) | WEST MELTON | 2.736 | 12.653 | 18.152 | 23.782 | 26.58 | 29.501 | 32.546 | 35.72 | 39.123 | 42.637 | 46.434 | 49.993 | 53.645 | 56.655 | 58.939 | 60.693 | 62.349 | 64.974 | 68.051 | 71.048 | 74.208 | 77.322 | 79.266 | 80.502 | 81.772 | 83.216 | 84.476 | 85.856 | 87.167
NPgY | BSP | NG FES - Leading the Way | Total installed PV capacity - I&C and large (MW) | WHINMOOR | 1.215 | 5.659 | 8.071 | 10.506 | 11.611 | 12.738 | 13.888 | 15.062 | 16.301 | 17.65 | 19.118 | 20.478 | 21.88 | 22.978 | 23.736 | 24.255 | 24.721 | 25.62 | 26.713 | 27.76 | 28.873 | 29.973 | 30.519 | 30.762 | 31.013 | 31.299 | 31.548 | 31.82 | 32.079
NPgY | BSP | NG FES - Leading the Way | Total installed PV capacity - I&C and large (MW) | WOLD NEWTON | 24.723 | 68.399 | 92.891 | 118.226 | 131.53 | 145.579 | 160.375 | 175.947 | 192.769 | 209.704 | 227.944 | 245.142 | 262.754 | 277.614 | 289.354 | 298.756 | 307.78 | 321.099 | 336.473 | 351.563 | 367.412 | 383.004 | 393.606 | 400.978 | 408.555 | 417.158 | 424.681 | 432.906 | 440.732
NPgY | BSP | NG FES - Leading the Way | Total installed PV capacity - I&C and large (MW) | YARBOROUGH ROAD 132/33KV | 2.76 | 9.931 | 13.946 | 18.043 | 20.091 | 22.238 | 24.483 | 26.832 | 29.357 | 31.941 | 34.731 | 37.35 | 40.037 | 42.27 | 43.988 | 45.329 | 46.604 | 48.57 | 50.862 | 53.101 | 55.459 | 57.78 | 59.276 | 60.261 | 61.273 | 62.424 | 63.429 | 64.529 | 65.574
NPgN | BSP | NG FES - System Transformation | Total installed PV capacity - I&C and large (MW) | ANNFIELD | 5 | 9.901 | 13.396 | 16.928 | 17.533 | 18.185 | 18.958 | 19.855 | 20.984 | 22.065 | 23.217 | 24.272 | 25.495 | 26.418 | 27.249 | 27.812 | 28.405 | 29.067 | 30.003 | 30.951 | 31.907 | 32.821 | 33.689 | 34.482 | 35.274 | 36.185 | 36.939 | 37.754 | 38.502
NPgN | BSP | NG FES - System Transformation | Total installed PV capacity - I&C and large (MW) | BARRACK ROAD | 2.037 | 2.203 | 2.398 | 2.63 | 2.901 | 3.214 | 3.566 | 3.96 | 4.404 | 4.735 | 5.086 | 5.436 | 5.784 | 6.156 | 6.562 | 6.961 | 7.387 | 7.831 | 8.292 | 8.766 | 9.25 | 9.7 | 10.201 | 10.637 | 11.075 | 11.62 | 12.027 | 12.491 | 12.898
NPgN | BSP | NG FES - System Transformation | Total installed PV capacity - I&C and large (MW) | BLUCHER | 0.487 | 2.121 | 3.301 | 4.487 | 4.708 | 4.947 | 5.229 | 5.556 | 5.963 | 6.345 | 6.752 | 7.128 | 7.558 | 7.892 | 8.197 | 8.414 | 8.643 | 8.895 | 9.24 | 9.589 | 9.942 | 10.279 | 10.604 | 10.899 | 11.194 | 11.537 | 11.817 | 12.122 | 12.4
NPgN | BSP | NG FES - System Transformation | Total installed PV capacity - I&C and large (MW) | BOWESFIELD | 4.579 | 20.494 | 31.793 | 43.148 | 44.579 | 46.069 | 47.881 | 50.015 | 52.818 | 55.713 | 58.8 | 61.567 | 64.902 | 67.171 | 69.058 | 70.059 | 71.098 | 72.332 | 74.447 | 76.573 | 78.704 | 80.773 | 82.569 | 84.259 | 85.945 | 87.786 | 89.409 | 91.111 | 92.719
NPgN | BSP | NG FES - System Transformation | Total installed PV capacity - I&C and large (MW) | CHIRTON GRANGE | 0.199 | 0.901 | 1.462 | 2.065 | 2.326 | 2.621 | 2.96 | 3.342 | 3.787 | 4.15 | 4.535 | 4.907 | 5.299 | 5.669 | 6.051 | 6.394 | 6.76 | 7.146 | 7.579 | 8.022 | 8.473 | 8.896 | 9.347 | 9.744 | 10.143 | 10.63 | 11.003 | 11.422 | 11.795
NPgN | BSP | NG FES - System Transformation | Total installed PV capacity - I&C and large (MW) | COALBURNS | 2.066 | 20.466 | 33.444 | 46.441 | 47.822 | 49.226 | 50.962 | 53.031 | 55.827 | 58.851 | 62.077 | 64.932 | 68.45 | 70.699 | 72.468 | 73.209 | 73.966 | 74.933 | 76.908 | 78.882 | 80.851 | 82.784 | 84.346 | 85.853 | 87.352 | 88.918 | 90.377 | 91.867 | 93.309
NPgN | BSP | NG FES - System Transformation | Total installed PV capacity - I&C and large (MW) | DARLINGTON CENTRAL | 6.217 | 14.824 | 20.93 | 27.057 | 27.824 | 28.621 | 29.591 | 30.734 | 32.238 | 33.793 | 35.453 | 36.939 | 38.731 | 39.948 | 40.958 | 41.489 | 42.04 | 42.696 | 43.828 | 44.965 | 46.105 | 47.212 | 48.17 | 49.073 | 49.974 | 50.955 | 51.823 | 52.731 | 53.59
NPgN | BSP | NG FES - System Transformation | Total installed PV capacity - I&C and large (MW) | DARLINGTON NORTH | 5.26 | 9.077 | 11.812 | 14.57 | 15 | 15.46 | 16.009 | 16.648 | 17.462 | 18.259 | 19.108 | 19.881 | 20.788 | 21.452 | 22.037 | 22.411 | 22.803 | 23.247 | 23.906 | 24.571 | 25.241 | 25.884 | 26.481 | 27.03 | 27.579 | 28.202 | 28.725 | 29.287 | 29.806
NPgN | BSP | NG FES - System Transformation | Total installed PV capacity - I&C and large (MW) | DUNSTON | 1.656 | 3.942 | 5.67 | 7.454 | 8.01 | 8.631 | 9.348 | 10.165 | 11.135 | 11.962 | 12.843 | 13.679 | 14.587 | 15.39 | 16.19 | 16.867 | 17.586 | 18.353 | 19.258 | 20.183 | 21.123 | 22.007 | 22.925 | 23.741 | 24.559 | 25.545 | 26.312 | 27.169 | 27.934
NPgN | BSP | NG FES - System Transformation | Total installed PV capacity - I&C and large (MW) | FLATWORTH | 0.222 | 0.374 | 0.507 | 0.656 | 0.752 | 0.864 | 0.99 | 1.132 | 1.294 | 1.42 | 1.554 | 1.685 | 1.82 | 1.955 | 2.099 | 2.235 | 2.38 | 2.532 | 2.695 | 2.863 | 3.034 | 3.193 | 3.367 | 3.52 | 3.673 | 3.861 | 4.004 | 4.165 | 4.308
NPgN | BSP | NG FES - System Transformation | Total installed PV capacity - I&C and large (MW) | GOSFORTH | 0.954 | 1.394 | 1.746 | 2.094 | 2.287 | 2.506 | 2.756 | 3.037 | 3.361 | 3.616 | 3.888 | 4.152 | 4.426 | 4.696 | 4.98 | 5.244 | 5.526 | 5.822 | 6.144 | 6.474 | 6.811 | 7.125 | 7.466 | 7.766 | 8.066 | 8.435 | 8.715 | 9.032 | 9.312
NPgN | BSP | NG FES - System Transformation | Total installed PV capacity - I&C and large (MW) | HARROGATE 132/33KV | 1.41 | 4.019 | 5.906 | 7.8 | 8.17 | 8.572 | 9.046 | 9.592 | 10.27 | 10.9 | 11.571 | 12.191 | 12.899 | 13.454 | 13.969 | 14.342 | 14.736 | 15.17 | 15.75 | 16.339 | 16.934 | 17.501 | 18.053 | 18.553 | 19.054 | 19.638 | 20.112 | 20.629 | 21.101
NPgN | BSP | NG FES - System Transformation | Total installed PV capacity - I&C and large (MW) | HUSTHWAITE | 8.448 | 24.074 | 35.101 | 46.138 | 47.341 | 48.569 | 50.083 | 51.884 | 54.307 | 56.908 | 59.684 | 62.144 | 65.167 | 67.118 | 68.666 | 69.343 | 70.037 | 70.91 | 72.64 | 74.37 | 76.098 | 77.791 | 79.175 | 80.505 | 81.829 | 83.223 | 84.509 | 85.828 | 87.099
NPgN | BSP | NG FES - System Transformation | Total installed PV capacity - I&C and large (MW) | LEEMING BAR_SKEEBY | 28.186 | 63.919 | 89.228 | 114.578 | 117.649 | 120.83 | 124.712 | 129.295 | 135.354 | 141.676 | 148.419 | 154.444 | 161.743 | 166.641 | 170.666 | 172.706 | 174.819 | 177.359 | 181.867 | 186.392 | 190.924 | 195.333 | 199.106 | 202.675 | 206.231 | 210.082 | 213.514 | 217.094 | 220.491
NPgN | BSP | NG FES - System Transformation | Total installed PV capacity - I&C and large (MW) | LINTON | 1.403 | 28.762 | 48.108 | 67.515 | 69.722 | 71.988 | 74.77 | 78.069 | 82.477 | 87.155 | 92.146 | 96.584 | 102.005 | 105.56 | 108.421 | 109.755 | 111.128 | 112.821 | 116.022 | 119.228 | 122.432 | 125.563 | 128.173 | 130.664 | 133.144 | 135.787 | 138.19 | 140.673 | 143.049
NPgN | BSP | NG FES - System Transformation | Total installed PV capacity - I&C and large (MW) | MALTON GRID | 7.302 | 61.136 | 99.116 | 137.145 | 141.22 | 145.37 | 150.497 | 156.6 | 164.838 | 173.725 | 183.206 | 191.6 | 201.935 | 208.564 | 213.792 | 216.017 | 218.292 | 221.18 | 227.022 | 232.86 | 238.685 | 244.401 | 249.038 | 253.505 | 257.951 | 262.607 | 266.932 | 271.356 | 275.627
NPgN | BSP | NG FES - System Transformation | Total installed PV capacity - I&C and large (MW) | MELROSEGATE | 1.898 | 13.655 | 22.033 | 30.443 | 31.63 | 32.882 | 34.391 | 36.156 | 38.436 | 40.723 | 43.161 | 45.364 | 47.981 | 49.834 | 51.425 | 52.367 | 53.351 | 54.487 | 56.274 | 58.076 | 59.888 | 61.635 | 63.211 | 64.676 | 66.138 | 67.77 | 69.17 | 70.658 | 72.046
NPgN | BSP | NG FES - System Transformation | Total installed PV capacity - I&C and large (MW) | NORTH TEES | 13.131 | 14.095 | 14.924 | 15.818 | 16.389 | 17.043 | 17.785 | 18.62 | 19.575 | 20.319 | 21.11 | 21.884 | 22.678 | 23.477 | 24.323 | 25.122 | 25.975 | 26.867 | 27.828 | 28.814 | 29.82 | 30.757 | 31.78 | 32.677 | 33.577 | 34.687 | 35.525 | 36.475 | 37.313
NPgN | BSP | NG FES - System Transformation | Total installed PV capacity - I&C and large (MW) | POTTER HOUSE | 0.825 | 7.606 | 12.485 | 17.426 | 18.242 | 19.118 | 20.16 | 21.371 | 22.901 | 24.38 | 25.955 | 27.395 | 29.071 | 30.321 | 31.438 | 32.178 | 32.956 | 33.829 | 35.085 | 36.357 | 37.639 | 38.867 | 40.021 | 41.08 | 42.138 | 43.347 | 44.354 | 45.44 | 46.441
NPgN | BSP | NG FES - System Transformation | Total installed PV capacity - I&C and large (MW) | RAVENSWORTH | 0.612 | 2.96 | 4.654 | 6.363 | 6.672 | 7.005 | 7.4 | 7.857 | 8.429 | 8.97 | 9.546 | 10.076 | 10.686 | 11.154 | 11.58 | 11.878 | 12.191 | 12.539 | 13.02 | 13.507 | 13.998 | 14.468 | 14.918 | 15.328 | 15.738 | 16.212 | 16.602 | 17.024 | 17.411
NPgN | BSP | NG FES - System Transformation | Total installed PV capacity - I&C and large (MW) | SCARBOROUGH GRID | 1.625 | 14.146 | 23.034 | 31.953 | 33.085 | 34.264 | 35.697 | 37.384 | 39.598 | 41.88 | 44.313 | 46.496 | 49.123 | 50.916 | 52.409 | 53.208 | 54.037 | 55.019 | 56.694 | 58.377 | 60.065 | 61.702 | 63.128 | 64.469 | 65.805 | 67.268 | 68.555 | 69.905 | 71.18
NPgN | BSP | NG FES - System Transformation | Total installed PV capacity - I&C and large (MW) | SEAL SANDS | 0.007 | 0.008 | 0.009 | 0.01 | 0.011 | 0.012 | 0.013 | 0.015 | 0.017 | 0.018 | 0.019 | 0.021 | 0.022 | 0.024 | 0.025 | 0.027 | 0.028 | 0.03 | 0.032 | 0.034 | 0.036 | 0.038 | 0.04 | 0.041 | 0.043 | 0.045 | 0.047 | 0.049 | 0.05
NPgN | BSP | NG FES - System Transformation | Total installed PV capacity - I&C and large (MW) | SPADEADAM 33KV | 0.013 | 0.022 | 0.034 | 0.05 | 0.068 | 0.089 | 0.113 | 0.139 | 0.169 | 0.192 | 0.215 | 0.239 | 0.263 | 0.288 | 0.315 | 0.342 | 0.371 | 0.401 | 0.432 | 0.464 | 0.497 | 0.527 | 0.561 | 0.59 | 0.62 | 0.657 | 0.684 | 0.715 | 0.743
NPgN | BSP | NG FES - System Transformation | Total installed PV capacity - I&C and large (MW) | SPENNYMOOR 132/66KV | 1.707 | 31.297 | 52.214 | 73.165 | 75.553 | 78.006 | 81.018 | 84.589 | 89.356 | 94.413 | 99.807 | 104.605 | 110.464 | 114.309 | 117.407 | 118.858 | 120.352 | 122.191 | 125.658 | 129.129 | 132.601 | 135.991 | 138.821 | 141.521 | 144.209 | 147.076 | 149.68 | 152.372 | 154.947
NPgN | BSP | NG FES - System Transformation | Total installed PV capacity - I&C and large (MW) | TORONTO | 1.636 | 17.643 | 28.997 | 40.392 | 41.813 | 43.291 | 45.089 | 47.209 | 49.998 | 52.886 | 55.966 | 58.725 | 62.053 | 64.31 | 66.181 | 67.162 | 68.18 | 69.393 | 71.49 | 73.597 | 75.708 | 77.759 | 79.533 | 81.205 | 82.871 | 84.688 | 86.294 | 87.976 | 89.566
NPgN | BSP | NG FES - System Transformation | Total installed PV capacity - I&C and large (MW) | WORMALD GREEN 132/33KV | 2.751 | 11.386 | 17.51 | 23.612 | 24.416 | 25.259 | 26.279 | 27.478 | 29.041 | 30.635 | 32.335 | 33.864 | 35.696 | 36.963 | 38.032 | 38.627 | 39.247 | 39.973 | 41.172 | 42.378 | 43.589 | 44.762 | 45.796 | 46.765 | 47.731 | 48.797 | 49.725 | 50.704 | 51.624
NPgY | BSP | NG FES - System Transformation | Total installed PV capacity - I&C and large (MW) | ATTERCLIFFE | 0.364 | 1.085 | 1.401 | 1.718 | 1.815 | 1.916 | 2.039 | 2.183 | 2.371 | 2.568 | 2.778 | 2.967 | 3.193 | 3.349 | 3.482 | 3.556 | 3.633 | 3.724 | 3.872 | 4.022 | 4.172 | 4.317 | 4.446 | 4.566 | 4.686 | 4.819 | 4.934 | 5.055 | 5.169
NPgY | BSP | NG FES - System Transformation | Total installed PV capacity - I&C and large (MW) | BARUGH 132/66KV | 2.097 | 7.806 | 10.309 | 12.835 | 13.588 | 14.371 | 15.323 | 16.443 | 17.914 | 19.46 | 21.11 | 22.591 | 24.371 | 25.591 | 26.612 | 27.166 | 27.743 | 28.423 | 29.569 | 30.72 | 31.876 | 32.996 | 33.976 | 34.897 | 35.815 | 36.821 | 37.704 | 38.632 | 39.506
NPgY | BSP | NG FES - System Transformation | Total installed PV capacity - I&C and large (MW) | BEESTON ROYDS 132/33KV | 1.306 | 3.25 | 4.101 | 4.957 | 5.218 | 5.49 | 5.82 | 6.208 | 6.715 | 7.246 | 7.811 | 8.32 | 8.929 | 9.351 | 9.707 | 9.907 | 10.114 | 10.357 | 10.757 | 11.159 | 11.563 | 11.954 | 12.299 | 12.623 | 12.945 | 13.301 | 13.611 | 13.938 | 14.244
NPgY | BSP | NG FES - System Transformation | Total installed PV capacity - I&C and large (MW) | BEVERLEY 132/33KV | 5.899 | 12.144 | 15.135 | 18.209 | 19.54 | 20.992 | 22.696 | 24.655 | 27.073 | 29.406 | 31.893 | 34.2 | 36.813 | 38.906 | 40.867 | 42.337 | 43.891 | 45.59 | 47.806 | 50.058 | 52.337 | 54.503 | 56.638 | 58.567 | 60.497 | 62.759 | 64.584 | 66.582 | 68.397
NPgY | BSP | NG FES - System Transformation | Total installed PV capacity - I&C and large (MW) | BINGLEY 132/33KV | 0.718 | 0.833 | 0.892 | 0.95 | 0.986 | 1.026 | 1.072 | 1.124 | 1.186 | 1.242 | 1.301 | 1.358 | 1.418 | 1.473 | 1.529 | 1.577 | 1.628 | 1.682 | 1.745 | 1.809 | 1.875 | 1.936 | 2 | 2.057 | 2.115 | 2.184 | 2.237 | 2.297 | 2.351
NPgY | BSP | NG FES - System Transformation | Total installed PV capacity - I&C and large (MW) | BLACKBURN MEADOWS B | 1.436 | 1.511 | 1.561 | 1.615 | 1.659 | 1.71 | 1.768 | 1.833 | 1.907 | 1.971 | 2.039 | 2.105 | 2.174 | 2.241 | 2.312 | 2.378 | 2.449 | 2.523 | 2.604 | 2.686 | 2.771 | 2.849 | 2.935 | 3.01 | 3.085 | 3.177 | 3.247 | 3.327 | 3.397
NPgY | BSP | NG FES - System Transformation | Total installed PV capacity - I&C and large (MW) | BLYTON | 13.531 | 38.556 | 50.038 | 61.773 | 66.026 | 70.574 | 75.99 | 82.282 | 90.26 | 98.268 | 106.805 | 114.605 | 123.688 | 130.467 | 136.519 | 140.546 | 144.779 | 149.528 | 156.348 | 163.252 | 170.212 | 176.879 | 183.151 | 188.904 | 194.65 | 201.219 | 206.687 | 212.583 | 218.014
NPgY | BSP | NG FES - System Transformation | Total installed PV capacity - I&C and large (MW) | BRADFORD | 0.525 | 0.565 | 0.595 | 0.625 | 0.661 | 0.702 | 0.748 | 0.8 | 0.858 | 0.905 | 0.955 | 1.006 | 1.055 | 1.109 | 1.167 | 1.224 | 1.285 | 1.349 | 1.415 | 1.483 | 1.553 | 1.617 | 1.689 | 1.752 | 1.815 | 1.893 | 1.951 | 2.018 | 2.076
NPgY | BSP | NG FES - System Transformation | Total installed PV capacity - I&C and large (MW) | BRAMHAM | 9.309 | 20.423 | 25.427 | 30.517 | 32.224 | 34.032 | 36.201 | 38.732 | 41.985 | 45.309 | 48.854 | 52.07 | 55.862 | 58.601 | 60.989 | 62.472 | 64.027 | 65.799 | 68.485 | 71.199 | 73.929 | 76.556 | 78.965 | 81.192 | 83.416 | 85.922 | 88.046 | 90.316 | 92.424
NPgY | BSP | NG FES - System Transformation | Total installed PV capacity - I&C and large (MW) | BRANSHOLME | 8.722 | 10.5 | 11.282 | 12.071 | 12.312 | 12.564 | 12.869 | 13.227 | 13.695 | 14.185 | 14.707 | 15.177 | 15.739 | 16.129 | 16.458 | 16.642 | 16.835 | 17.06 | 17.429 | 17.801 | 18.174 | 18.536 | 18.855 | 19.154 | 19.452 | 19.782 | 20.068 | 20.37 | 20.654
NPgY | BSP | NG FES - System Transformation | Total installed PV capacity - I&C and large (MW) | BRIGHOUSE 132/33KV | 0.783 | 3.158 | 4.169 | 5.18 | 5.441 | 5.707 | 6.035 | 6.426 | 6.955 | 7.53 | 8.145 | 8.688 | 9.358 | 9.788 | 10.128 | 10.274 | 10.423 | 10.612 | 10.992 | 11.371 | 11.75 | 12.122 | 12.424 | 12.715 | 13.005 | 13.308 | 13.59 | 13.878 | 14.156
NPgY | BSP | NG FES - System Transformation | Total installed PV capacity - I&C and large (MW) | DONCASTER B/THORPE MARSH | 15.145 | 29.854 | 36.363 | 42.951 | 44.995 | 47.137 | 49.727 | 52.767 | 56.727 | 60.851 | 65.248 | 69.21 | 73.94 | 77.244 | 80.049 | 81.653 | 83.325 | 85.272 | 88.423 | 91.596 | 94.783 | 97.864 | 100.607 | 103.169 | 105.724 | 108.555 | 111.006 | 113.598 | 116.027
NPgY | BSP | NG FES - System Transformation | Total installed PV capacity - I&C and large (MW) | DONCASTER CENTRAL | 0.202 | 0.887 | 1.225 | 1.575 | 1.736 | 1.914 | 2.121 | 2.358 | 2.649 | 2.925 | 3.22 | 3.494 | 3.803 | 4.056 | 4.296 | 4.482 | 4.68 | 4.894 | 5.166 | 5.443 | 5.723 | 5.989 | 6.255 | 6.494 | 6.733 | 7.016 | 7.241 | 7.49 | 7.714
NPgY | BSP | NG FES - System Transformation | Total installed PV capacity - I&C and large (MW) | DRIFFIELD/BEVERLEY GROUP | 14.389 | 50.898 | 67.085 | 83.465 | 88.623 | 94.039 | 100.576 | 108.24 | 118.2 | 128.533 | 139.552 | 149.493 | 161.334 | 169.658 | 176.759 | 180.891 | 185.202 | 190.199 | 198.181 | 206.223 | 214.303 | 222.107 | 229.097 | 235.611 | 242.109 | 249.335 | 255.563 | 262.165 | 268.338
NPgY | BSP | NG FES - System Transformation | Total installed PV capacity - I&C and large (MW) | FEATHERSTONE | 1.534 | 7.585 | 10.267 | 12.982 | 13.835 | 14.73 | 15.811 | 17.078 | 18.726 | 20.436 | 22.26 | 23.905 | 25.866 | 27.242 | 28.416 | 29.097 | 29.808 | 30.632 | 31.951 | 33.28 | 34.616 | 35.905 | 37.06 | 38.136 | 39.209 | 40.402 | 41.43 | 42.521 | 43.54
NPgY | BSP | NG FES - System Transformation | Total installed PV capacity - I&C and large (MW) | GIRLINGTON | 0.597 | 0.623 | 0.641 | 0.66 | 0.681 | 0.706 | 0.734 | 0.766 | 0.801 | 0.83 | 0.86 | 0.891 | 0.921 | 0.954 | 0.989 | 1.024 | 1.061 | 1.1 | 1.14 | 1.181 | 1.223 | 1.263 | 1.306 | 1.344 | 1.383 | 1.43 | 1.466 | 1.506 | 1.541
NPgY | BSP | NG FES - System Transformation | Total installed PV capacity - I&C and large (MW) | HALIFAX 132/33KV | 0.434 | 0.451 | 0.457 | 0.46 | 0.465 | 0.469 | 0.475 | 0.48 | 0.487 | 0.493 | 0.498 | 0.504 | 0.51 | 0.516 | 0.523 | 0.529 | 0.536 | 0.543 | 0.551 | 0.559 | 0.567 | 0.574 | 0.582 | 0.589 | 0.597 | 0.606 | 0.612 | 0.62 | 0.627
NPgY | BSP | NG FES - System Transformation | Total installed PV capacity - I&C and large (MW) | HECKMONDWIKE | 0.403 | 0.437 | 0.472 | 0.51 | 0.555 | 0.607 | 0.665 | 0.73 | 0.802 | 0.862 | 0.925 | 0.988 | 1.051 | 1.118 | 1.191 | 1.263 | 1.34 | 1.42 | 1.503 | 1.589 | 1.676 | 1.758 | 1.848 | 1.927 | 2.006 | 2.104 | 2.177 | 2.261 | 2.334
NPgY | BSP | NG FES - System Transformation | Total installed PV capacity - I&C and large (MW) | HOLMFIELD | 1.572 | 1.622 | 1.647 | 1.668 | 1.692 | 1.721 | 1.752 | 1.787 | 1.827 | 1.859 | 1.893 | 1.928 | 1.962 | 1.998 | 2.038 | 2.077 | 2.118 | 2.162 | 2.207 | 2.253 | 2.301 | 2.345 | 2.394 | 2.437 | 2.479 | 2.533 | 2.573 | 2.618 | 2.658
NPgY | BSP | NG FES - System Transformation | Total installed PV capacity - I&C and large (MW) | HULL EAST 132/33KV | 18.772 | 19.06 | 19.328 | 19.625 | 19.958 | 20.345 | 20.778 | 21.262 | 21.805 | 22.253 | 22.73 | 23.202 | 23.674 | 24.177 | 24.721 | 25.255 | 25.826 | 26.42 | 27.039 | 27.677 | 28.328 | 28.933 | 29.604 | 30.19 | 30.777 | 31.508 | 32.054 | 32.676 | 33.222
NPgY | BSP | NG FES - System Transformation | Total installed PV capacity - I&C and large (MW) | HULL SOUTH | 0.804 | 0.894 | 0.98 | 1.075 | 1.185 | 1.312 | 1.455 | 1.615 | 1.794 | 1.94 | 2.097 | 2.252 | 2.407 | 2.572 | 2.752 | 2.929 | 3.119 | 3.316 | 3.521 | 3.731 | 3.947 | 4.147 | 4.369 | 4.563 | 4.757 | 4.999 | 5.18 | 5.386 | 5.567
NPgY | BSP | NG FES - System Transformation | Total installed PV capacity - I&C and large (MW) | HULL WEST | 5.384 | 6.697 | 7.479 | 8.308 | 8.907 | 9.586 | 10.361 | 11.234 | 12.249 | 13.139 | 14.086 | 15.001 | 15.963 | 16.879 | 17.823 | 18.68 | 19.591 | 20.553 | 21.626 | 22.725 | 23.844 | 24.892 | 26.012 | 27 | 27.991 | 29.2 | 30.126 | 31.167 | 32.091
NPgY | BSP | NG FES - System Transformation | Total installed PV capacity - I&C and large (MW) | HUMBERSTON | 0.237 | 0.88 | 1.223 | 1.585 | 1.787 | 2.013 | 2.273 | 2.569 | 2.923 | 3.247 | 3.592 | 3.919 | 4.276 | 4.589 | 4.899 | 5.159 | 5.436 | 5.731 | 6.082 | 6.441 | 6.805 | 7.148 | 7.503 | 7.819 | 8.136 | 8.516 | 8.813 | 9.144 | 9.44
NPgY | BSP | NG FES - System Transformation | Total installed PV capacity - I&C and large (MW) | HUNNINGLEY | 0.409 | 1.347 | 1.789 | 2.243 | 2.428 | 2.628 | 2.864 | 3.137 | 3.476 | 3.808 | 4.162 | 4.488 | 4.861 | 5.153 | 5.422 | 5.617 | 5.823 | 6.049 | 6.353 | 6.662 | 6.974 | 7.271 | 7.559 | 7.822 | 8.084 | 8.389 | 8.637 | 8.907 | 9.154
NPgY | BSP | NG FES - System Transformation | Total installed PV capacity - I&C and large (MW) | HUNSHELF | 0.607 | 2.805 | 3.766 | 4.735 | 5.022 | 5.321 | 5.684 | 6.112 | 6.674 | 7.265 | 7.897 | 8.463 | 9.144 | 9.61 | 9.999 | 10.209 | 10.427 | 10.685 | 11.122 | 11.561 | 12.001 | 12.428 | 12.801 | 13.151 | 13.5 | 13.883 | 14.219 | 14.572 | 14.905
NPgY | BSP | NG FES - System Transformation | Total installed PV capacity - I&C and large (MW) | IMMINGHAM | 1.716 | 9.857 | 13.348 | 16.851 | 17.772 | 18.711 | 19.87 | 21.248 | 23.102 | 25.114 | 27.26 | 29.164 | 31.501 | 33.014 | 34.218 | 34.753 | 35.301 | 35.988 | 37.334 | 38.681 | 40.026 | 41.343 | 42.425 | 43.463 | 44.496 | 45.587 | 46.59 | 47.62 | 48.611
NPgY | BSP | NG FES - System Transformation | Total installed PV capacity - I&C and large (MW) | KIRKHAW LANE | 17.118 | 19.205 | 20.185 | 21.187 | 21.593 | 22.032 | 22.551 | 23.149 | 23.895 | 24.625 | 25.403 | 26.121 | 26.943 | 27.584 | 28.175 | 28.6 | 29.049 | 29.544 | 30.211 | 30.888 | 31.572 | 32.223 | 32.856 | 33.43 | 34.004 | 34.672 | 35.216 | 35.808 | 36.349
NPgY | BSP | NG FES - System Transformation | Total installed PV capacity - I&C and large (MW) | KIRKSTALL C 2/5 | 0.733 | 0.748 | 0.762 | 0.777 | 0.795 | 0.815 | 0.838 | 0.863 | 0.892 | 0.915 | 0.94 | 0.965 | 0.99 | 1.016 | 1.045 | 1.073 | 1.103 | 1.134 | 1.167 | 1.201 | 1.235 | 1.267 | 1.302 | 1.333 | 1.364 | 1.402 | 1.431 | 1.464 | 1.493
NPgY | BSP | NG FES - System Transformation | Total installed PV capacity - I&C and large (MW) | KIRKSTALL C/RING ROAD HORSFORTH | 0.765 | 1.471 | 1.819 | 2.178 | 2.352 | 2.545 | 2.769 | 3.026 | 3.337 | 3.63 | 3.943 | 4.236 | 4.561 | 4.834 | 5.096 | 5.305 | 5.526 | 5.765 | 6.062 | 6.365 | 6.672 | 6.962 | 7.255 | 7.518 | 7.782 | 8.094 | 8.342 | 8.616 | 8.863
NPgY | BSP | NG FES - System Transformation | Total installed PV capacity - I&C and large (MW) | LEEDS EAST | 0.4 | 1.764 | 2.374 | 2.993 | 3.199 | 3.416 | 3.677 | 3.982 | 4.374 | 4.776 | 5.205 | 5.594 | 6.053 | 6.383 | 6.67 | 6.846 | 7.031 | 7.242 | 7.565 | 7.891 | 8.219 | 8.534 | 8.822 | 9.089 | 9.356 | 9.656 | 9.91 | 10.182 | 10.435
NPgY | BSP | NG FES - System Transformation | Total installed PV capacity - I&C and large (MW) | LEEDS NORTH | 0.239 | 0.278 | 0.32 | 0.368 | 0.424 | 0.489 | 0.562 | 0.644 | 0.735 | 0.809 | 0.889 | 0.968 | 1.047 | 1.131 | 1.223 | 1.313 | 1.409 | 1.51 | 1.614 | 1.721 | 1.831 | 1.933 | 2.046 | 2.145 | 2.244 | 2.367 | 2.459 | 2.564 | 2.656
NPgY | BSP | NG FES - System Transformation | Total installed PV capacity - I&C and large (MW) | LINDLEY | 1.072 | 2.062 | 2.505 | 2.951 | 3.106 | 3.272 | 3.469 | 3.699 | 3.992 | 4.29 | 4.607 | 4.896 | 5.234 | 5.482 | 5.701 | 5.842 | 5.99 | 6.157 | 6.403 | 6.653 | 6.904 | 7.145 | 7.369 | 7.575 | 7.781 | 8.015 | 8.211 | 8.422 | 8.617
NPgY | BSP | NG FES - System Transformation | Total installed PV capacity - I&C and large (MW) | LOW ROAD | 1.526 | 1.725 | 1.822 | 1.915 | 1.973 | 2.039 | 2.114 | 2.2 | 2.3 | 2.391 | 2.487 | 2.579 | 2.677 | 2.767 | 2.858 | 2.937 | 3.021 | 3.11 | 3.213 | 3.318 | 3.425 | 3.526 | 3.631 | 3.725 | 3.819 | 3.932 | 4.02 | 4.119 | 4.206
NPgY | BSP | NG FES - System Transformation | Total installed PV capacity - I&C and large (MW) | MALLARD WAY | 0.529 | 0.701 | 0.829 | 0.97 | 1.098 | 1.246 | 1.413 | 1.6 | 1.812 | 1.993 | 2.185 | 2.373 | 2.565 | 2.76 | 2.966 | 3.163 | 3.373 | 3.592 | 3.828 | 4.069 | 4.316 | 4.545 | 4.796 | 5.016 | 5.237 | 5.509 | 5.715 | 5.948 | 6.153
NPgY | BSP | NG FES - System Transformation | Total installed PV capacity - I&C and large (MW) | MENSTON | 0.83 | 3.421 | 4.538 | 5.66 | 5.965 | 6.278 | 6.662 | 7.117 | 7.726 | 8.381 | 9.08 | 9.701 | 10.46 | 10.959 | 11.362 | 11.552 | 11.747 | 11.988 | 12.438 | 12.89 | 13.341 | 13.782 | 14.151 | 14.502 | 14.852 | 15.226 | 15.565 | 15.916 | 16.251
NPgY | BSP | NG FES - System Transformation | Total installed PV capacity - I&C and large (MW) | MOSS ROAD | 0.898 | 1.016 | 1.113 | 1.22 | 1.331 | 1.459 | 1.603 | 1.764 | 1.946 | 2.098 | 2.259 | 2.418 | 2.578 | 2.746 | 2.926 | 3.101 | 3.288 | 3.483 | 3.688 | 3.899 | 4.115 | 4.315 | 4.537 | 4.73 | 4.924 | 5.164 | 5.345 | 5.55 | 5.73
NPgY | BSP | NG FES - System Transformation | Total installed PV capacity - I&C and large (MW) | OSGODBY 1/2 | 0 | 0 | 0 | 0 | 0 | 0 | 0 | 0 | 0 | 0 | 0 | 0 | 0 | 0 | 0 | 0 | 0 | 0 | 0 | 0 | 0 | 0 | 0 | 0 | 0 | 0 | 0 | 0 | 0
NPgY | BSP | NG FES - System Transformation | Total installed PV capacity - I&C and large (MW) | OSGODBY 3/4 | 2.128 | 7.703 | 10.312 | 12.99 | 14.039 | 15.172 | 16.511 | 18.06 | 20 | 21.914 | 23.953 | 25.829 | 27.986 | 29.649 | 31.166 | 32.237 | 33.365 | 34.614 | 36.327 | 38.064 | 39.818 | 41.492 | 43.103 | 44.569 | 46.035 | 47.731 | 49.122 | 50.633 | 52.015
NPgY | BSP | NG FES - System Transformation | Total installed PV capacity - I&C and large (MW) | RODLEY | 0.706 | 2.458 | 3.228 | 4.004 | 4.239 | 4.485 | 4.783 | 5.133 | 5.591 | 6.07 | 6.582 | 7.042 | 7.593 | 7.974 | 8.294 | 8.472 | 8.658 | 8.875 | 9.235 | 9.597 | 9.961 | 10.313 | 10.623 | 10.914 | 11.203 | 11.523 | 11.801 | 12.095 | 12.371
NPgY | BSP | NG FES - System Transformation | Total installed PV capacity - I&C and large (MW) | SAINT ANDREWS ROAD 132/33KV | 1.829 | 1.958 | 2.033 | 2.109 | 2.17 | 2.24 | 2.319 | 2.408 | 2.511 | 2.6 | 2.694 | 2.785 | 2.881 | 2.974 | 3.071 | 3.162 | 3.258 | 3.359 | 3.47 | 3.584 | 3.699 | 3.808 | 3.924 | 4.027 | 4.13 | 4.257 | 4.353 | 4.462 | 4.558
NPgY | BSP | NG FES - System Transformation | Total installed PV capacity - I&C and large (MW) | SALTEND 132/33KV | 0.046 | 0.048 | 0.048 | 0.049 | 0.049 | 0.05 | 0.05 | 0.051 | 0.052 | 0.052 | 0.053 | 0.053 | 0.054 | 0.055 | 0.055 | 0.056 | 0.057 | 0.058 | 0.059 | 0.059 | 0.06 | 0.061 | 0.062 | 0.063 | 0.064 | 0.065 | 0.065 | 0.066 | 0.067
NPgY | BSP | NG FES - System Transformation | Total installed PV capacity - I&C and large (MW) | SANTON | 4.925 | 16.511 | 21.649 | 26.845 | 28.487 | 30.211 | 32.292 | 34.731 | 37.898 | 41.182 | 44.684 | 47.844 | 51.606 | 54.254 | 56.516 | 57.837 | 59.215 | 60.811 | 63.353 | 65.915 | 68.49 | 70.975 | 73.205 | 75.281 | 77.353 | 79.658 | 81.643 | 83.748 | 85.716
NPgY | BSP | NG FES - System Transformation | Total installed PV capacity - I&C and large (MW) | SCUNTHORPE NORTH | 6.358 | 7.608 | 8.258 | 8.938 | 9.306 | 9.715 | 10.188 | 10.727 | 11.372 | 11.968 | 12.602 | 13.202 | 13.859 | 14.429 | 14.989 | 15.454 | 15.948 | 16.477 | 17.112 | 17.76 | 18.418 | 19.038 | 19.676 | 20.246 | 20.816 | 21.499 | 22.035 | 22.63 | 23.163
NPgY | BSP | NG FES - System Transformation | Total installed PV capacity - I&C and large (MW) | SCUNTHORPE SOUTH | 34.727 | 37.583 | 39.018 | 40.517 | 41.241 | 42.039 | 42.968 | 44.032 | 45.324 | 46.544 | 47.843 | 49.059 | 50.414 | 51.544 | 52.63 | 53.491 | 54.403 | 55.389 | 56.618 | 57.87 | 59.139 | 60.34 | 61.551 | 62.639 | 63.727 | 65.017 | 66.043 | 67.174 | 68.195
NPgY | BSP | NG FES - System Transformation | Total installed PV capacity - I&C and large (MW) | SILSDEN | 0.652 | 4.166 | 5.735 | 7.325 | 7.842 | 8.387 | 9.042 | 9.809 | 10.8 | 11.821 | 12.909 | 13.893 | 15.06 | 15.891 | 16.608 | 17.039 | 17.49 | 18.009 | 18.815 | 19.628 | 20.446 | 21.234 | 21.949 | 22.612 | 23.274 | 24.015 | 24.648 | 25.322 | 25.95
NPgY | BSP | NG FES - System Transformation | Total installed PV capacity - I&C and large (MW) | SOWERBY BRIDGE 132/33KV | 0.96 | 1.471 | 1.688 | 1.901 | 1.959 | 2.018 | 2.091 | 2.178 | 2.294 | 2.419 | 2.551 | 2.67 | 2.814 | 2.909 | 2.986 | 3.022 | 3.06 | 3.106 | 3.192 | 3.278 | 3.364 | 3.448 | 3.519 | 3.586 | 3.653 | 3.724 | 3.789 | 3.856 | 3.92
NPgY | BSP | NG FES - System Transformation | Total installed PV capacity - I&C and large (MW) | STAYGATE | 2.369 | 2.422 | 2.451 | 2.475 | 2.504 | 2.537 | 2.573 | 2.614 | 2.661 | 2.698 | 2.739 | 2.779 | 2.818 | 2.861 | 2.907 | 2.953 | 3.002 | 3.053 | 3.105 | 3.16 | 3.215 | 3.267 | 3.324 | 3.374 | 3.424 | 3.486 | 3.533 | 3.586 | 3.632
NPgY | BSP | NG FES - System Transformation | Total installed PV capacity - I&C and large (MW) | THORNHILL 132KV | 1.971 | 4.296 | 5.34 | 6.398 | 6.757 | 7.138 | 7.594 | 8.126 | 8.808 | 9.503 | 10.245 | 10.918 | 11.71 | 12.286 | 12.789 | 13.105 | 13.437 | 13.814 | 14.381 | 14.953 | 15.529 | 16.083 | 16.593 | 17.064 | 17.534 | 18.066 | 18.515 | 18.995 | 19.44
NPgY | BSP | NG FES - System Transformation | Total installed PV capacity - I&C and large (MW) | WAKEFIELD MONCKTON ROAD | 0.339 | 2.064 | 2.881 | 3.721 | 4.065 | 4.439 | 4.878 | 5.386 | 6.017 | 6.633 | 7.29 | 7.897 | 8.59 | 9.133 | 9.635 | 9.999 | 10.383 | 10.805 | 11.372 | 11.947 | 12.529 | 13.082 | 13.621 | 14.11 | 14.598 | 15.167 | 15.63 | 16.135 | 16.595
NPgY | BSP | NG FES - System Transformation | Total installed PV capacity - I&C and large (MW) | WAKEFIELD NORTH | 1.134 | 4.481 | 6.007 | 7.562 | 8.116 | 8.706 | 9.411 | 10.23 | 11.273 | 12.323 | 13.443 | 14.464 | 15.657 | 16.541 | 17.325 | 17.84 | 18.381 | 18.989 | 19.874 | 20.768 | 21.67 | 22.534 | 23.343 | 24.086 | 24.828 | 25.673 | 26.38 | 27.141 | 27.842
NPgY | BSP | NG FES - System Transformation | Total installed PV capacity - I&C and large (MW) | WEST MELTON | 2.736 | 10.768 | 14.339 | 17.956 | 19.103 | 20.31 | 21.766 | 23.471 | 25.684 | 27.975 | 30.419 | 32.625 | 35.249 | 37.1 | 38.684 | 39.614 | 40.584 | 41.706 | 43.487 | 45.281 | 47.084 | 48.825 | 50.389 | 51.845 | 53.297 | 54.915 | 56.306 | 57.783 | 59.163
NPgY | BSP | NG FES - System Transformation | Total installed PV capacity - I&C and large (MW) | WHINMOOR | 1.215 | 4.809 | 6.361 | 7.92 | 8.344 | 8.779 | 9.313 | 9.946 | 10.792 | 11.703 | 12.674 | 13.539 | 14.594 | 15.288 | 15.847 | 16.112 | 16.384 | 16.719 | 17.346 | 17.974 | 18.602 | 19.215 | 19.728 | 20.217 | 20.704 | 21.224 | 21.695 | 22.183 | 22.649
NPgY | BSP | NG FES - System Transformation | Total installed PV capacity - I&C and large (MW) | WOLD NEWTON | 24.723 | 60.215 | 76.299 | 92.688 | 98.325 | 104.317 | 111.484 | 119.838 | 130.524 | 141.382 | 152.957 | 163.483 | 175.845 | 184.871 | 192.802 | 197.849 | 203.141 | 209.141 | 218.071 | 227.095 | 236.182 | 244.911 | 252.987 | 260.434 | 267.868 | 276.29 | 283.382 | 290.986 | 298.026
NPgY | BSP | NG FES - System Transformation | Total installed PV capacity - I&C and large (MW) | YARBOROUGH ROAD 132/33KV | 2.76 | 8.538 | 11.112 | 13.716 | 14.566 | 15.462 | 16.541 | 17.802 | 19.431 | 21.106 | 22.892 | 24.509 | 26.423 | 27.79 | 28.971 | 29.685 | 30.432 | 31.289 | 32.617 | 33.957 | 35.305 | 36.603 | 37.782 | 38.876 | 39.967 | 41.191 | 42.235 | 43.347 | 44.383
NPgN | BSP | NPg Best View | Total installed non-renewable generation capacity (MW) | ANNFIELD | 0.2 | 0.37 | 0.564 | 0.758 | 1.084 | 1.286 | 1.435 | 1.588 | 1.513 | 1.252 | 0.562 | 0.355 | 0.276 | 0.181 | 0.157 | 0.124 | 0.081 | 0.052 | 0.026 | 0 | 0 | 0 | 0 | 0 | 0 | 0 | 0 | 0 | 0
NPgN | BSP | NPg Best View | Total installed non-renewable generation capacity (MW) | BARRACK ROAD | 17.075 | 17.075 | 17.075 | 17.075 | 17.075 | 17.075 | 17.075 | 17.075 | 17.075 | 15.977 | 14.32 | 11.674 | 6.859 | 0 | 0 | 0 | 0 | 0 | 0 | 0 | 0 | 0 | 0 | 0 | 0 | 0 | 0 | 0 | 0
NPgN | BSP | NPg Best View | Total installed non-renewable generation capacity (MW) | BLUCHER | 0.8 | 0.864 | 0.928 | 0.992 | 1.1 | 1.166 | 1.216 | 1.266 | 1.242 | 1.089 | 0.761 | 0.571 | 0.369 | 0.06 | 0.052 | 0.041 | 0.027 | 0.017 | 0.008 | 0 | 0 | 0 | 0 | 0 | 0 | 0 | 0 | 0 | 0
NPgN | BSP | NPg Best View | Total installed non-renewable generation capacity (MW) | BOWESFIELD | 3.83 | 4.483 | 5.135 | 5.788 | 6.885 | 7.563 | 8.066 | 8.578 | 8.328 | 7.148 | 4.372 | 3.141 | 2.13 | 0.61 | 0.528 | 0.415 | 0.273 | 0.174 | 0.086 | 0 | 0 | 0 | 0 | 0 | 0 | 0 | 0 | 0 | 0
NPgN | BSP | NPg Best View | Total installed non-renewable generation capacity (MW) | CHIRTON GRANGE | 2.451 | 2.476 | 2.5 | 2.525 | 2.566 | 2.591 | 2.61 | 2.63 | 2.62 | 2.588 | 2.502 | 2.154 | 1.179 | 0.023 | 0.02 | 0.016 | 0.01 | 0.007 | 0.003 | 0 | 0 | 0 | 0 | 0 | 0 | 0 | 0 | 0 | 0
NPgN | BSP | NPg Best View | Total installed non-renewable generation capacity (MW) | COALBURNS | 0 | 0.761 | 1.522 | 2.284 | 3.563 | 4.353 | 4.94 | 5.538 | 5.246 | 4.249 | 1.586 | 0.875 | 0.789 | 0.711 | 0.616 | 0.485 | 0.318 | 0.203 | 0.101 | 0 | 0 | 0 | 0 | 0 | 0 | 0 | 0 | 0 | 0
NPgN | BSP | NPg Best View | Total installed non-renewable generation capacity (MW) | DARLINGTON CENTRAL | 2.5 | 2.852 | 3.205 | 3.557 | 4.149 | 4.515 | 4.787 | 5.064 | 4.929 | 4.467 | 3.234 | 2.573 | 1.542 | 0.329 | 0.285 | 0.224 | 0.147 | 0.094 | 0.047 | 0 | 0 | 0 | 0 | 0 | 0 | 0 | 0 | 0 | 0
NPgN | BSP | NPg Best View | Total installed non-renewable generation capacity (MW) | DARLINGTON NORTH | 15.629 | 15.783 | 15.937 | 16.09 | 16.349 | 16.509 | 16.627 | 16.748 | 16.689 | 16.273 | 15.411 | 13.423 | 8.493 | 2.36 | 2.258 | 2.118 | 1.94 | 1.816 | 1.707 | 1.565 | 1.398 | 1.225 | 1.035 | 0.879 | 0.583 | 0.252 | 0 | 0 | 0
NPgN | BSP | NPg Best View | Total installed non-renewable generation capacity (MW) | DUNSTON | 10.175 | 10.259 | 10.343 | 10.428 | 10.569 | 10.657 | 10.722 | 10.788 | 10.756 | 10.645 | 10.35 | 9.892 | 8.749 | 7.19 | 6.914 | 6.534 | 6.053 | 5.718 | 5.421 | 5.02 | 4.487 | 3.93 | 3.32 | 2.82 | 1.871 | 0.809 | 0 | 0 | 0
NPgN | BSP | NPg Best View | Total installed non-renewable generation capacity (MW) | FLATWORTH | 11.7 | 11.704 | 11.709 | 11.713 | 11.72 | 11.724 | 11.728 | 11.731 | 11.729 | 11.209 | 10.418 | 9.439 | 7.976 | 5.545 | 5.338 | 5.052 | 4.691 | 4.439 | 4.216 | 3.912 | 3.496 | 3.063 | 2.587 | 2.198 | 1.458 | 0.63 | 0 | 0 | 0
NPgN | BSP | NPg Best View | Total installed non-renewable generation capacity (MW) | GOSFORTH | 8.104 | 8.115 | 8.127 | 8.138 | 8.158 | 8.17 | 8.179 | 8.188 | 8.183 | 8.035 | 7.795 | 6.776 | 4.137 | 0.842 | 0.809 | 0.765 | 0.708 | 0.669 | 0.634 | 0.587 | 0.524 | 0.459 | 0.388 | 0.33 | 0.219 | 0.095 | 0 | 0 | 0
NPgN | BSP | NPg Best View | Total installed non-renewable generation capacity (MW) | HARROGATE 132/33KV | 0.4 | 0.501 | 0.603 | 0.704 | 0.874 | 0.979 | 1.057 | 1.137 | 1.098 | 0.931 | 0.525 | 0.365 | 0.257 | 0.095 | 0.082 | 0.064 | 0.042 | 0.027 | 0.013 | 0 | 0 | 0 | 0 | 0 | 0 | 0 | 0 | 0 | 0
NPgN | BSP | NPg Best View | Total installed non-renewable generation capacity (MW) | HUSTHWAITE | 29 | 29.645 | 30.289 | 30.934 | 32.017 | 32.686 | 33.183 | 33.689 | 33.442 | 32.598 | 30.343 | 26.16 | 15.378 | 2.547 | 2.393 | 2.182 | 1.915 | 1.729 | 1.564 | 1.373 | 1.227 | 1.075 | 0.908 | 0.771 | 0.511 | 0.221 | 0 | 0 | 0
NPgN | BSP | NPg Best View | Total installed non-renewable generation capacity (MW) | LEEMING BAR_SKEEBY | 2.102 | 3.565 | 5.028 | 6.491 | 8.95 | 10.469 | 11.596 | 12.746 | 12.185 | 10.228 | 5.047 | 3.577 | 3.217 | 2.752 | 2.517 | 2.194 | 1.784 | 1.5 | 1.247 | 0.978 | 0.874 | 0.766 | 0.647 | 0.549 | 0.364 | 0.158 | 0 | 0 | 0
NPgN | BSP | NPg Best View | Total installed non-renewable generation capacity (MW) | LINTON | 0 | 1.129 | 2.257 | 3.386 | 5.283 | 6.455 | 7.325 | 8.212 | 7.779 | 6.301 | 2.352 | 1.297 | 1.17 | 1.055 | 0.913 | 0.719 | 0.472 | 0.301 | 0.149 | 0 | 0 | 0 | 0 | 0 | 0 | 0 | 0 | 0 | 0
NPgN | BSP | NPg Best View | Total installed non-renewable generation capacity (MW) | MALTON GRID | 0.731 | 2.956 | 5.181 | 7.406 | 11.145 | 13.456 | 15.17 | 16.918 | 16.066 | 13.136 | 5.328 | 3.147 | 2.635 | 2.079 | 1.8 | 1.416 | 0.931 | 0.593 | 0.294 | 0 | 0 | 0 | 0 | 0 | 0 | 0 | 0 | 0 | 0
NPgN | BSP | NPg Best View | Total installed non-renewable generation capacity (MW) | MELROSEGATE | 12.831 | 13.307 | 13.783 | 14.259 | 15.058 | 15.553 | 15.919 | 16.293 | 16.111 | 15.12 | 12.901 | 10.627 | 6.139 | 0.445 | 0.385 | 0.303 | 0.199 | 0.127 | 0.063 | 0 | 0 | 0 | 0 | 0 | 0 | 0 | 0 | 0 | 0
NPgN | BSP | NPg Best View | Total installed non-renewable generation capacity (MW) | NORTH TEES | 74.906 | 74.932 | 74.958 | 74.984 | 75.027 | 75.054 | 75.074 | 75.094 | 75.084 | 75.051 | 74.96 | 74.133 | 71.731 | 66.966 | 64.46 | 61.018 | 56.655 | 53.619 | 50.93 | 47.254 | 42.232 | 36.998 | 31.249 | 26.546 | 17.608 | 7.613 | 0 | 0 | 0
NPgN | BSP | NPg Best View | Total installed non-renewable generation capacity (MW) | POTTER HOUSE | 0.14 | 0.413 | 0.687 | 0.96 | 1.419 | 1.703 | 1.914 | 2.129 | 2.024 | 1.666 | 0.71 | 0.436 | 0.349 | 0.255 | 0.221 | 0.174 | 0.114 | 0.073 | 0.036 | 0 | 0 | 0 | 0 | 0 | 0 | 0 | 0 | 0 | 0
NPgN | BSP | NPg Best View | Total installed non-renewable generation capacity (MW) | RAVENSWORTH | 3.99 | 4.083 | 4.176 | 4.269 | 4.425 | 4.522 | 4.593 | 4.666 | 4.631 | 4.509 | 4.184 | 3.568 | 1.975 | 0.087 | 0.075 | 0.059 | 0.039 | 0.025 | 0.012 | 0 | 0 | 0 | 0 | 0 | 0 | 0 | 0 | 0 | 0
NPgN | BSP | NPg Best View | Total installed non-renewable generation capacity (MW) | SCARBOROUGH GRID | 1.576 | 2.088 | 2.6 | 3.112 | 3.973 | 4.504 | 4.899 | 5.301 | 5.105 | 4.428 | 2.626 | 2.136 | 2.06 | 1.937 | 1.818 | 1.655 | 1.448 | 1.304 | 1.177 | 1.029 | 0.92 | 0.806 | 0.681 | 0.578 | 0.384 | 0.166 | 0 | 0 | 0
NPgN | BSP | NPg Best View | Total installed non-renewable generation capacity (MW) | SEAL SANDS | 96.405 | 96.405 | 96.405 | 96.405 | 96.405 | 96.405 | 96.405 | 96.405 | 96.405 | 92.33 | 86.183 | 71.98 | 41.007 | 0 | 0 | 0 | 0 | 0 | 0 | 0 | 0 | 0 | 0 | 0 | 0 | 0 | 0 | 0 | 0
NPgN | BSP | NPg Best View | Total installed non-renewable generation capacity (MW) | SPADEADAM 33KV | 0 | 0 | 0 | 0 | 0 | 0 | 0 | 0 | 0 | 0 | 0 | 0 | 0 | 0 | 0 | 0 | 0 | 0 | 0 | 0 | 0 | 0 | 0 | 0 | 0 | 0 | 0 | 0 | 0
NPgN | BSP | NPg Best View | Total installed non-renewable generation capacity (MW) | SPENNYMOOR 132/66KV | 0 | 1.218 | 2.435 | 3.653 | 5.699 | 6.964 | 7.902 | 8.859 | 8.392 | 6.798 | 2.537 | 1.399 | 1.263 | 1.138 | 0.985 | 0.775 | 0.51 | 0.325 | 0.161 | 0 | 0 | 0 | 0 | 0 | 0 | 0 | 0 | 0 | 0
NPgN | BSP | NPg Best View | Total installed non-renewable generation capacity (MW) | TORONTO | 4.076 | 4.732 | 5.387 | 6.043 | 7.145 | 7.825 | 8.331 | 8.846 | 8.594 | 7.736 | 5.442 | 4.289 | 2.598 | 0.613 | 0.53 | 0.417 | 0.274 | 0.175 | 0.087 | 0 | 0 | 0 | 0 | 0 | 0 | 0 | 0 | 0 | 0
NPgN | BSP | NPg Best View | Total installed non-renewable generation capacity (MW) | WORMALD GREEN 132/33KV | 28.735 | 29.083 | 29.431 | 29.779 | 30.364 | 30.725 | 30.993 | 31.266 | 31.133 | 30.677 | 29.46 | 29.135 | 29.096 | 28.261 | 27.173 | 25.679 | 23.784 | 22.466 | 21.299 | 19.72 | 17.624 | 15.44 | 13.041 | 11.078 | 7.348 | 3.177 | 0 | 0 | 0
NPgY | BSP | NPg Best View | Total installed non-renewable generation capacity (MW) | ATTERCLIFFE | 19.904 | 20.004 | 20.103 | 20.203 | 20.138 | 20.18 | 20.214 | 20.248 | 20.231 | 20.138 | 19.932 | 19.747 | 19.551 | 18.763 | 18.062 | 17.098 | 15.877 | 15.027 | 14.274 | 13.245 | 11.837 | 10.37 | 8.759 | 7.441 | 4.935 | 2.134 | 0 | 0 | 0
NPgY | BSP | NPg Best View | Total installed non-renewable generation capacity (MW) | BARUGH 132/66KV | 0 | 0.802 | 1.604 | 2.405 | 1.88 | 2.216 | 2.489 | 2.768 | 2.632 | 2.135 | 0.858 | 0.106 | 0.006 | 0 | 0 | 0 | 0 | 0 | 0 | 0 | 0 | 0 | 0 | 0 | 0 | 0 | 0 | 0 | 0
NPgY | BSP | NPg Best View | Total installed non-renewable generation capacity (MW) | BEESTON ROYDS 132/33KV | 4.6 | 4.869 | 5.139 | 5.408 | 5.231 | 5.344 | 5.436 | 5.53 | 5.484 | 5.317 | 4.888 | 4.025 | 2.167 | 0 | 0 | 0 | 0 | 0 | 0 | 0 | 0 | 0 | 0 | 0 | 0 | 0 | 0 | 0 | 0
NPgY | BSP | NPg Best View | Total installed non-renewable generation capacity (MW) | BEVERLEY 132/33KV | 8.57 | 9.393 | 10.216 | 11.039 | 10.499 | 10.844 | 11.125 | 11.41 | 11.272 | 10.584 | 9.006 | 7.035 | 3.85 | 0 | 0 | 0 | 0 | 0 | 0 | 0 | 0 | 0 | 0 | 0 | 0 | 0 | 0 | 0 | 0
NPgY | BSP | NPg Best View | Total installed non-renewable generation capacity (MW) | BINGLEY 132/33KV | 0.665 | 0.677 | 0.688 | 0.7 | 0.692 | 0.697 | 0.701 | 0.705 | 0.703 | 0.68 | 0.637 | 0.532 | 0.296 | 0 | 0 | 0 | 0 | 0 | 0 | 0 | 0 | 0 | 0 | 0 | 0 | 0 | 0 | 0 | 0
NPgY | BSP | NPg Best View | Total installed non-renewable generation capacity (MW) | BLACKBURN MEADOWS B | 0 | 0.007 | 0.013 | 0.02 | 0.016 | 0.019 | 0.021 | 0.023 | 0.022 | 0.018 | 0.007 | 0.001 | 0 | 0 | 0 | 0 | 0 | 0 | 0 | 0 | 0 | 0 | 0 | 0 | 0 | 0 | 0 | 0 | 0
NPgY | BSP | NPg Best View | Total installed non-renewable generation capacity (MW) | BLYTON | 4.77 | 8.216 | 11.662 | 15.108 | 12.848 | 14.293 | 15.469 | 16.664 | 16.083 | 13.675 | 7.776 | 3.813 | 1.978 | 0 | 0 | 0 | 0 | 0 | 0 | 0 | 0 | 0 | 0 | 0 | 0 | 0 | 0 | 0 | 0
NPgY | BSP | NPg Best View | Total installed non-renewable generation capacity (MW) | BRADFORD | 0 | 0 | 0 | 0 | 0 | 0 | 0 | 0 | 0 | 0 | 0 | 0 | 0 | 0 | 0 | 0 | 0 | 0 | 0 | 0 | 0 | 0 | 0 | 0 | 0 | 0 | 0 | 0 | 0
NPgY | BSP | NPg Best View | Total installed non-renewable generation capacity (MW) | BRAMHAM | 6.4 | 7.945 | 9.49 | 11.035 | 10.022 | 10.67 | 11.197 | 11.733 | 11.472 | 10.515 | 8.054 | 5.755 | 3.024 | 0 | 0 | 0 | 0 | 0 | 0 | 0 | 0 | 0 | 0 | 0 | 0 | 0 | 0 | 0 | 0
NPgY | BSP | NPg Best View | Total installed non-renewable generation capacity (MW) | BRANSHOLME | 44.75 | 44.998 | 45.246 | 45.495 | 45.332 | 45.436 | 45.521 | 45.607 | 45.565 | 45.411 | 45.016 | 38.848 | 21.066 | 0 | 0 | 0 | 0 | 0 | 0 | 0 | 0 | 0 | 0 | 0 | 0 | 0 | 0 | 0 | 0
NPgY | BSP | NPg Best View | Total installed non-renewable generation capacity (MW) | BRIGHOUSE 132/33KV | 0 | 0.335 | 0.671 | 1.006 | 0.786 | 0.926 | 1.041 | 1.157 | 1.101 | 0.893 | 0.359 | 0.044 | 0.002 | 0 | 0 | 0 | 0 | 0 | 0 | 0 | 0 | 0 | 0 | 0 | 0 | 0 | 0 | 0 | 0
NPgY | BSP | NPg Best View | Total installed non-renewable generation capacity (MW) | DONCASTER B/THORPE MARSH | 9.809 | 11.87 | 13.93 | 15.991 | 14.639 | 15.504 | 16.207 | 16.922 | 16.574 | 15.282 | 11.979 | 8.737 | 4.617 | 0 | 0 | 0 | 0 | 0 | 0 | 0 | 0 | 0 | 0 | 0 | 0 | 0 | 0 | 0 | 0
NPgY | BSP | NPg Best View | Total installed non-renewable generation capacity (MW) | DONCASTER CENTRAL | 0 | 0.09 | 0.18 | 0.27 | 0.211 | 0.249 | 0.28 | 0.311 | 0.296 | 0.24 | 0.096 | 0.012 | 0.001 | 0 | 0 | 0 | 0 | 0 | 0 | 0 | 0 | 0 | 0 | 0 | 0 | 0 | 0 | 0 | 0
NPgY | BSP | NPg Best View | Total installed non-renewable generation capacity (MW) | DRIFFIELD/BEVERLEY GROUP | 1.311 | 6.407 | 11.503 | 16.599 | 13.257 | 15.394 | 17.132 | 18.901 | 18.041 | 14.883 | 6.767 | 1.808 | 0.655 | 0 | 0 | 0 | 0 | 0 | 0 | 0 | 0 | 0 | 0 | 0 | 0 | 0 | 0 | 0 | 0
NPgY | BSP | NPg Best View | Total installed non-renewable generation capacity (MW) | FEATHERSTONE | 0 | 0.845 | 1.69 | 2.535 | 1.981 | 2.335 | 2.624 | 2.917 | 2.775 | 2.251 | 0.905 | 0.111 | 0.006 | 0 | 0 | 0 | 0 | 0 | 0 | 0 | 0 | 0 | 0 | 0 | 0 | 0 | 0 | 0 | 0
NPgY | BSP | NPg Best View | Total installed non-renewable generation capacity (MW) | GIRLINGTON | 12.126 | 12.126 | 12.126 | 12.126 | 12.126 | 12.126 | 12.126 | 12.126 | 12.126 | 12.093 | 12.044 | 10.424 | 5.673 | 0 | 0 | 0 | 0 | 0 | 0 | 0 | 0 | 0 | 0 | 0 | 0 | 0 | 0 | 0 | 0
NPgY | BSP | NPg Best View | Total installed non-renewable generation capacity (MW) | HALIFAX 132/33KV | 0 | 0 | 0 | 0 | 0 | 0 | 0 | 0 | 0 | 0 | 0 | 0 | 0 | 0 | 0 | 0 | 0 | 0 | 0 | 0 | 0 | 0 | 0 | 0 | 0 | 0 | 0 | 0 | 0
NPgY | BSP | NPg Best View | Total installed non-renewable generation capacity (MW) | HECKMONDWIKE | 0.4 | 0.4 | 0.4 | 0.4 | 0.4 | 0.4 | 0.4 | 0.4 | 0.4 | 0.4 | 0.4 | 0.347 | 0.188 | 0 | 0 | 0 | 0 | 0 | 0 | 0 | 0 | 0 | 0 | 0 | 0 | 0 | 0 | 0 | 0
NPgY | BSP | NPg Best View | Total installed non-renewable generation capacity (MW) | HOLMFIELD | 0 | 0 | 0 | 0 | 0 | 0 | 0 | 0 | 0 | 0 | 0 | 0 | 0 | 0 | 0 | 0 | 0 | 0 | 0 | 0 | 0 | 0 | 0 | 0 | 0 | 0 | 0 | 0 | 0
NPgY | BSP | NPg Best View | Total installed non-renewable generation capacity (MW) | HULL EAST 132/33KV | 17.299 | 17.303 | 17.307 | 17.311 | 17.308 | 17.31 | 17.311 | 17.312 | 17.312 | 15.825 | 13.58 | 10.766 | 6.551 | 0 | 0 | 0 | 0 | 0 | 0 | 0 | 0 | 0 | 0 | 0 | 0 | 0 | 0 | 0 | 0
NPgY | BSP | NPg Best View | Total installed non-renewable generation capacity (MW) | HULL SOUTH | 1.45 | 1.45 | 1.45 | 1.45 | 1.45 | 1.45 | 1.45 | 1.45 | 1.45 | 1.326 | 1.138 | 0.902 | 0.549 | 0 | 0 | 0 | 0 | 0 | 0 | 0 | 0 | 0 | 0 | 0 | 0 | 0 | 0 | 0 | 0
NPgY | BSP | NPg Best View | Total installed non-renewable generation capacity (MW) | HULL WEST | 0.05 | 0.183 | 0.317 | 0.45 | 0.363 | 0.419 | 0.464 | 0.511 | 0.488 | 0.405 | 0.193 | 0.061 | 0.025 | 0 | 0 | 0 | 0 | 0 | 0 | 0 | 0 | 0 | 0 | 0 | 0 | 0 | 0 | 0 | 0
NPgY | BSP | NPg Best View | Total installed non-renewable generation capacity (MW) | HUMBERSTON | 0.95 | 1.03 | 1.11 | 1.19 | 1.138 | 1.171 | 1.198 | 1.226 | 1.213 | 1.082 | 0.831 | 0.602 | 0.36 | 0 | 0 | 0 | 0 | 0 | 0 | 0 | 0 | 0 | 0 | 0 | 0 | 0 | 0 | 0 | 0
NPgY | BSP | NPg Best View | Total installed non-renewable generation capacity (MW) | HUNNINGLEY | 0 | 0.126 | 0.252 | 0.377 | 0.295 | 0.348 | 0.391 | 0.434 | 0.413 | 0.335 | 0.135 | 0.017 | 0.001 | 0 | 0 | 0 | 0 | 0 | 0 | 0 | 0 | 0 | 0 | 0 | 0 | 0 | 0 | 0 | 0
NPgY | BSP | NPg Best View | Total installed non-renewable generation capacity (MW) | HUNSHELF | 1.348 | 1.656 | 1.964 | 2.272 | 2.07 | 2.199 | 2.304 | 2.411 | 2.359 | 2.168 | 1.678 | 1.21 | 0.637 | 0 | 0 | 0 | 0 | 0 | 0 | 0 | 0 | 0 | 0 | 0 | 0 | 0 | 0 | 0 | 0
NPgY | BSP | NPg Best View | Total installed non-renewable generation capacity (MW) | IMMINGHAM | 81.875 | 83.032 | 84.188 | 85.345 | 84.586 | 85.072 | 85.466 | 85.868 | 85.673 | 82.05 | 75.823 | 62.868 | 35.43 | 0 | 0 | 0 | 0 | 0 | 0 | 0 | 0 | 0 | 0 | 0 | 0 | 0 | 0 | 0 | 0
NPgY | BSP | NPg Best View | Total installed non-renewable generation capacity (MW) | KIRKHAW LANE | 8.957 | 9.236 | 9.514 | 9.793 | 9.61 | 9.727 | 9.822 | 9.919 | 9.872 | 9.547 | 8.873 | 7.37 | 4.055 | 0 | 0 | 0 | 0 | 0 | 0 | 0 | 0 | 0 | 0 | 0 | 0 | 0 | 0 | 0 | 0
NPgY | BSP | NPg Best View | Total installed non-renewable generation capacity (MW) | KIRKSTALL C 2/5 | 15 | 15 | 15 | 15 | 15 | 15 | 15 | 15 | 15 | 13.713 | 11.772 | 9.335 | 5.68 | 0 | 0 | 0 | 0 | 0 | 0 | 0 | 0 | 0 | 0 | 0 | 0 | 0 | 0 | 0 | 0
NPgY | BSP | NPg Best View | Total installed non-renewable generation capacity (MW) | KIRKSTALL C/RING ROAD HORSFORTH | 0.776 | 0.865 | 0.953 | 1.042 | 0.984 | 1.021 | 1.051 | 1.082 | 1.067 | 1.007 | 0.857 | 0.669 | 0.36 | 0 | 0 | 0 | 0 | 0 | 0 | 0 | 0 | 0 | 0 | 0 | 0 | 0 | 0 | 0 | 0
NPgY | BSP | NPg Best View | Total installed non-renewable generation capacity (MW) | LEEDS EAST | 18.076 | 18.265 | 18.453 | 18.642 | 18.518 | 18.597 | 18.661 | 18.727 | 18.695 | 18.182 | 17.285 | 16.358 | 15.21 | 13.087 | 12.597 | 11.925 | 11.074 | 10.481 | 9.956 | 9.238 | 8.256 | 7.233 | 6.109 | 5.19 | 3.442 | 1.488 | 0 | 0 | 0
NPgY | BSP | NPg Best View | Total installed non-renewable generation capacity (MW) | LEEDS NORTH | 2.24 | 2.24 | 2.24 | 2.24 | 2.24 | 2.24 | 2.24 | 2.24 | 2.24 | 2.068 | 1.81 | 1.453 | 0.87 | 0 | 0 | 0 | 0 | 0 | 0 | 0 | 0 | 0 | 0 | 0 | 0 | 0 | 0 | 0 | 0
NPgY | BSP | NPg Best View | Total installed non-renewable generation capacity (MW) | LINDLEY | 0 | 0.133 | 0.266 | 0.4 | 0.312 | 0.368 | 0.414 | 0.46 | 0.437 | 0.355 | 0.143 | 0.018 | 0.001 | 0 | 0 | 0 | 0 | 0 | 0 | 0 | 0 | 0 | 0 | 0 | 0 | 0 | 0 | 0 | 0
NPgY | BSP | NPg Best View | Total installed non-renewable generation capacity (MW) | LOW ROAD | 0.105 | 0.123 | 0.142 | 0.16 | 0.148 | 0.155 | 0.162 | 0.168 | 0.165 | 0.154 | 0.125 | 0.093 | 0.05 | 0 | 0 | 0 | 0 | 0 | 0 | 0 | 0 | 0 | 0 | 0 | 0 | 0 | 0 | 0 | 0
NPgY | BSP | NPg Best View | Total installed non-renewable generation capacity (MW) | MALLARD WAY | 20 | 20.013 | 20.026 | 20.039 | 20.03 | 20.036 | 20.04 | 20.044 | 20.042 | 20.034 | 20.014 | 17.349 | 9.414 | 0 | 0 | 0 | 0 | 0 | 0 | 0 | 0 | 0 | 0 | 0 | 0 | 0 | 0 | 0 | 0
NPgY | BSP | NPg Best View | Total installed non-renewable generation capacity (MW) | MENSTON | 6.618 | 6.985 | 7.352 | 7.719 | 7.478 | 7.632 | 7.757 | 7.884 | 7.823 | 7.027 | 5.587 | 4.167 | 2.509 | 0 | 0 | 0 | 0 | 0 | 0 | 0 | 0 | 0 | 0 | 0 | 0 | 0 | 0 | 0 | 0
NPgY | BSP | NPg Best View | Total installed non-renewable generation capacity (MW) | MOSS ROAD | 0 | 4.005 | 4.009 | 4.014 | 4.011 | 4.013 | 4.014 | 4.016 | 4.015 | 4.012 | 4.005 | 3.47 | 1.883 | 0 | 0 | 0 | 0 | 0 | 0 | 0 | 0 | 0 | 0 | 0 | 0 | 0 | 0 | 0 | 0
NPgY | BSP | NPg Best View | Total installed non-renewable generation capacity (MW) | OSGODBY 1/2 | 53 | 53 | 53 | 53 | 53 | 53 | 53 | 53 | 53 | 53 | 53 | 45.971 | 24.948 | 0 | 0 | 0 | 0 | 0 | 0 | 0 | 0 | 0 | 0 | 0 | 0 | 0 | 0 | 0 | 0
NPgY | BSP | NPg Best View | Total installed non-renewable generation capacity (MW) | OSGODBY 3/4 | 24.316 | 25.073 | 25.83 | 26.588 | 26.091 | 26.408 | 26.667 | 26.93 | 26.802 | 25.623 | 23.348 | 19.165 | 10.691 | 0 | 0 | 0 | 0 | 0 | 0 | 0 | 0 | 0 | 0 | 0 | 0 | 0 | 0 | 0 | 0
NPgY | BSP | NPg Best View | Total installed non-renewable generation capacity (MW) | RODLEY | 0 | 0.245 | 0.49 | 0.735 | 0.574 | 0.677 | 0.76 | 0.845 | 0.804 | 0.652 | 0.262 | 0.032 | 0.002 | 0 | 0 | 0 | 0 | 0 | 0 | 0 | 0 | 0 | 0 | 0 | 0 | 0 | 0 | 0 | 0
NPgY | BSP | NPg Best View | Total installed non-renewable generation capacity (MW) | SAINT ANDREWS ROAD 132/33KV | 30.55 | 30.56 | 30.57 | 30.58 | 30.574 | 30.578 | 30.581 | 30.585 | 30.583 | 28.865 | 26.267 | 23.017 | 18.155 | 10.305 | 9.92 | 9.391 | 8.72 | 8.253 | 7.84 | 7.274 | 6.501 | 5.696 | 4.811 | 4.087 | 2.711 | 1.172 | 0 | 0 | 0
NPgY | BSP | NPg Best View | Total installed non-renewable generation capacity (MW) | SALTEND 132/33KV | 5.4 | 5.4 | 5.4 | 5.4 | 5.4 | 5.4 | 5.4 | 5.4 | 5.4 | 4.937 | 4.238 | 3.361 | 2.045 | 0 | 0 | 0 | 0 | 0 | 0 | 0 | 0 | 0 | 0 | 0 | 0 | 0 | 0 | 0 | 0
NPgY | BSP | NPg Best View | Total installed non-renewable generation capacity (MW) | SANTON | 3.12 | 4.735 | 6.35 | 7.965 | 6.905 | 7.583 | 8.134 | 8.694 | 8.422 | 7.393 | 4.78 | 3.212 | 2.933 | 2.722 | 2.62 | 2.481 | 2.303 | 2.18 | 2.071 | 1.922 | 1.717 | 1.504 | 1.271 | 1.079 | 0.716 | 0.31 | 0 | 0 | 0
NPgY | BSP | NPg Best View | Total installed non-renewable generation capacity (MW) | SCUNTHORPE NORTH | 20.76 | 20.915 | 21.071 | 21.226 | 21.124 | 21.189 | 21.242 | 21.296 | 21.27 | 21.174 | 20.926 | 18.027 | 9.773 | 0 | 0 | 0 | 0 | 0 | 0 | 0 | 0 | 0 | 0 | 0 | 0 | 0 | 0 | 0 | 0
NPgY | BSP | NPg Best View | Total installed non-renewable generation capacity (MW) | SCUNTHORPE SOUTH | 0 | 0.374 | 0.747 | 1.121 | 0.876 | 1.032 | 1.16 | 1.289 | 1.226 | 0.995 | 0.4 | 0.049 | 0.003 | 0 | 0 | 0 | 0 | 0 | 0 | 0 | 0 | 0 | 0 | 0 | 0 | 0 | 0 | 0 | 0
NPgY | BSP | NPg Best View | Total installed non-renewable generation capacity (MW) | SILSDEN | 1.299 | 1.788 | 2.277 | 2.766 | 2.445 | 2.65 | 2.817 | 2.987 | 2.904 | 2.49 | 1.543 | 0.873 | 0.496 | 0 | 0 | 0 | 0 | 0 | 0 | 0 | 0 | 0 | 0 | 0 | 0 | 0 | 0 | 0 | 0
NPgY | BSP | NPg Best View | Total installed non-renewable generation capacity (MW) | SOWERBY BRIDGE 132/33KV | 0 | 0.07 | 0.139 | 0.209 | 0.163 | 0.192 | 0.216 | 0.24 | 0.229 | 0.185 | 0.075 | 0.009 | 0.001 | 0 | 0 | 0 | 0 | 0 | 0 | 0 | 0 | 0 | 0 | 0 | 0 | 0 | 0 | 0 | 0
NPgY | BSP | NPg Best View | Total installed non-renewable generation capacity (MW) | STAYGATE | 10.2 | 10.2 | 10.2 | 10.2 | 10.2 | 10.2 | 10.2 | 10.2 | 10.2 | 9.385 | 8.156 | 6.519 | 3.927 | 0 | 0 | 0 | 0 | 0 | 0 | 0 | 0 | 0 | 0 | 0 | 0 | 0 | 0 | 0 | 0
NPgY | BSP | NPg Best View | Total installed non-renewable generation capacity (MW) | THORNHILL 132KV | 56.6 | 56.919 | 57.239 | 57.558 | 57.349 | 57.483 | 57.592 | 57.703 | 57.649 | 52.595 | 44.761 | 35.267 | 21.435 | 0 | 0 | 0 | 0 | 0 | 0 | 0 | 0 | 0 | 0 | 0 | 0 | 0 | 0 | 0 | 0
NPgY | BSP | NPg Best View | Total installed non-renewable generation capacity (MW) | WAKEFIELD MONCKTON ROAD | 0.415 | 0.647 | 0.88 | 1.112 | 0.96 | 1.057 | 1.136 | 1.217 | 1.178 | 0.998 | 0.574 | 0.289 | 0.159 | 0 | 0 | 0 | 0 | 0 | 0 | 0 | 0 | 0 | 0 | 0 | 0 | 0 | 0 | 0 | 0
NPgY | BSP | NPg Best View | Total installed non-renewable generation capacity (MW) | WAKEFIELD NORTH | 1.726 | 2.186 | 2.646 | 3.106 | 2.805 | 2.998 | 3.155 | 3.314 | 3.237 | 2.951 | 2.219 | 1.558 | 0.816 | 0 | 0 | 0 | 0 | 0 | 0 | 0 | 0 | 0 | 0 | 0 | 0 | 0 | 0 | 0 | 0
NPgY | BSP | NPg Best View | Total installed non-renewable generation capacity (MW) | WEST MELTON | 15.92 | 17.042 | 18.164 | 19.286 | 18.55 | 19.021 | 19.403 | 19.793 | 19.603 | 18.908 | 17.121 | 13.956 | 7.502 | 0 | 0 | 0 | 0 | 0 | 0 | 0 | 0 | 0 | 0 | 0 | 0 | 0 | 0 | 0 | 0
NPgY | BSP | NPg Best View | Total installed non-renewable generation capacity (MW) | WHINMOOR | 0 | 0.51 | 1.02 | 1.53 | 1.195 | 1.409 | 1.583 | 1.76 | 1.674 | 1.358 | 0.546 | 0.067 | 0.004 | 0 | 0 | 0 | 0 | 0 | 0 | 0 | 0 | 0 | 0 | 0 | 0 | 0 | 0 | 0 | 0
NPgY | BSP | NPg Best View | Total installed non-renewable generation capacity (MW) | WOLD NEWTON | 0.427 | 5.351 | 10.274 | 15.198 | 11.968 | 14.033 | 15.713 | 17.422 | 16.591 | 13.503 | 5.607 | 0.914 | 0.198 | 0 | 0 | 0 | 0 | 0 | 0 | 0 | 0 | 0 | 0 | 0 | 0 | 0 | 0 | 0 | 0
NPgY | BSP | NPg Best View | Total installed non-renewable generation capacity (MW) | YARBOROUGH ROAD 132/33KV | 36.38 | 37.179 | 37.978 | 38.777 | 38.253 | 38.588 | 38.861 | 39.138 | 39.003 | 35.387 | 29.406 | 22.746 | 13.782 | 0 | 0 | 0 | 0 | 0 | 0 | 0 | 0 | 0 | 0 | 0 | 0 | 0 | 0 | 0 | 0
NPgN | BSP | NG FES - Consumer Transformation | Total installed non-renewable generation capacity (MW) | ANNFIELD | 0.2 | 0.352 | 0.527 | 0.703 | 1.418 | 2.102 | 2.607 | 3.055 | 3.139 | 3.049 | 2.803 | 2.15 | 1.134 | 0.701 | 0.654 | 0.601 | 0.542 | 0.497 | 0.456 | 0.405 | 0.344 | 0.288 | 0.232 | 0.186 | 0.099 | 0.002 | 0 | 0 | 0
NPgN | BSP | NG FES - Consumer Transformation | Total installed non-renewable generation capacity (MW) | BARRACK ROAD | 17.075 | 17.075 | 17.075 | 17.075 | 17.075 | 17.075 | 17.075 | 17.075 | 17.075 | 16.515 | 15.3 | 13.987 | 12.6 | 10.558 | 8.421 | 6.637 | 5.043 | 3.605 | 2.278 | 1.02 | 0.281 | 0 | 0 | 0 | 0 | 0 | 0 | 0 | 0
NPgN | BSP | NG FES - Consumer Transformation | Total installed non-renewable generation capacity (MW) | BLUCHER | 0.8 | 0.858 | 0.916 | 0.974 | 1.21 | 1.436 | 1.603 | 1.75 | 1.778 | 1.715 | 1.56 | 1.266 | 0.848 | 0.625 | 0.522 | 0.431 | 0.343 | 0.268 | 0.204 | 0.144 | 0.112 | 0.095 | 0.076 | 0.061 | 0.033 | 0.001 | 0 | 0 | 0
NPgN | BSP | NG FES - Consumer Transformation | Total installed non-renewable generation capacity (MW) | BOWESFIELD | 3.83 | 4.421 | 5.012 | 5.602 | 8.008 | 10.309 | 12.009 | 13.514 | 13.798 | 13.341 | 12.179 | 9.622 | 5.833 | 4.032 | 3.498 | 3.002 | 2.504 | 2.09 | 1.738 | 1.385 | 1.14 | 0.967 | 0.779 | 0.625 | 0.333 | 0.006 | 0 | 0 | 0
NPgN | BSP | NG FES - Consumer Transformation | Total installed non-renewable generation capacity (MW) | CHIRTON GRANGE | 2.451 | 2.473 | 2.495 | 2.518 | 2.608 | 2.695 | 2.759 | 2.815 | 2.826 | 2.815 | 2.785 | 2.703 | 2.563 | 2.149 | 1.784 | 1.49 | 1.253 | 1.027 | 0.767 | 0.486 | 0.204 | 0.036 | 0.029 | 0.024 | 0.013 | 0 | 0 | 0 | 0
NPgN | BSP | NG FES - Consumer Transformation | Total installed non-renewable generation capacity (MW) | COALBURNS | 0 | 0.689 | 1.378 | 2.067 | 4.872 | 7.557 | 9.539 | 11.293 | 11.625 | 11.286 | 10.352 | 7.824 | 3.878 | 2.27 | 2.174 | 2.043 | 1.877 | 1.762 | 1.659 | 1.519 | 1.328 | 1.128 | 0.909 | 0.729 | 0.388 | 0.007 | 0 | 0 | 0
NPgN | BSP | NG FES - Consumer Transformation | Total installed non-renewable generation capacity (MW) | DARLINGTON CENTRAL | 2.5 | 2.819 | 3.138 | 3.457 | 4.756 | 5.998 | 6.916 | 7.728 | 7.882 | 7.725 | 7.292 | 6.122 | 4.282 | 3.168 | 2.755 | 2.399 | 2.085 | 1.805 | 1.496 | 1.149 | 0.779 | 0.522 | 0.421 | 0.338 | 0.18 | 0.003 | 0 | 0 | 0
NPgN | BSP | NG FES - Consumer Transformation | Total installed non-renewable generation capacity (MW) | DARLINGTON NORTH | 15.629 | 15.768 | 15.907 | 16.047 | 16.613 | 17.156 | 17.556 | 17.911 | 17.978 | 17.8 | 17.374 | 16.607 | 15.486 | 13.28 | 11.366 | 9.809 | 8.515 | 7.303 | 5.884 | 4.358 | 2.881 | 1.955 | 1.721 | 1.529 | 1.164 | 0.756 | 0.188 | 0 | 0
NPgN | BSP | NG FES - Consumer Transformation | Total installed non-renewable generation capacity (MW) | DUNSTON | 10.175 | 10.251 | 10.327 | 10.404 | 10.714 | 11.011 | 11.231 | 11.425 | 11.461 | 11.424 | 11.32 | 11.041 | 10.589 | 9.988 | 9.555 | 9.203 | 8.914 | 8.634 | 8.038 | 7.309 | 6.433 | 5.667 | 5.032 | 4.512 | 3.525 | 2.421 | 0.602 | 0 | 0
NPgN | BSP | NG FES - Consumer Transformation | Total installed non-renewable generation capacity (MW) | FLATWORTH | 11.7 | 11.704 | 11.708 | 11.712 | 11.727 | 11.742 | 11.753 | 11.763 | 11.765 | 11.5 | 10.926 | 10.296 | 9.635 | 8.965 | 8.258 | 7.658 | 7.1 | 6.6 | 5.965 | 5.297 | 4.759 | 4.325 | 3.848 | 3.457 | 2.715 | 1.886 | 0.469 | 0 | 0
NPgN | BSP | NG FES - Consumer Transformation | Total installed non-renewable generation capacity (MW) | GOSFORTH | 8.104 | 8.114 | 8.125 | 8.135 | 8.177 | 8.218 | 8.248 | 8.274 | 8.279 | 8.206 | 8.045 | 7.848 | 7.594 | 6.555 | 5.531 | 4.701 | 4.014 | 3.369 | 2.63 | 1.845 | 1.107 | 0.665 | 0.59 | 0.529 | 0.413 | 0.283 | 0.07 | 0 | 0
NPgN | BSP | NG FES - Consumer Transformation | Total installed non-renewable generation capacity (MW) | HARROGATE 132/33KV | 0.4 | 0.492 | 0.583 | 0.675 | 1.048 | 1.406 | 1.669 | 1.903 | 1.947 | 1.884 | 1.722 | 1.345 | 0.777 | 0.519 | 0.459 | 0.402 | 0.342 | 0.294 | 0.253 | 0.21 | 0.177 | 0.15 | 0.121 | 0.097 | 0.052 | 0.001 | 0 | 0 | 0
NPgN | BSP | NG FES - Consumer Transformation | Total installed non-renewable generation capacity (MW) | HUSTHWAITE | 29 | 29.583 | 30.167 | 30.75 | 33.126 | 35.399 | 37.077 | 38.563 | 38.844 | 38.557 | 37.766 | 35.626 | 32.142 | 26.783 | 22.721 | 19.423 | 16.721 | 14.18 | 11.186 | 7.912 | 4.564 | 2.47 | 2.118 | 1.829 | 1.281 | 0.668 | 0.165 | 0 | 0
NPgN | BSP | NG FES - Consumer Transformation | Total installed non-renewable generation capacity (MW) | LEEMING BAR_SKEEBY | 2.102 | 3.426 | 4.751 | 6.075 | 11.467 | 16.627 | 20.436 | 23.809 | 24.447 | 23.775 | 21.933 | 17.026 | 9.389 | 6.216 | 5.947 | 5.623 | 5.241 | 4.96 | 4.654 | 4.257 | 3.753 | 3.248 | 2.707 | 2.265 | 1.425 | 0.486 | 0.117 | 0 | 0
NPgN | BSP | NG FES - Consumer Transformation | Total installed non-renewable generation capacity (MW) | LINTON | 0 | 1.022 | 2.044 | 3.065 | 7.225 | 11.206 | 14.145 | 16.747 | 17.239 | 16.736 | 15.35 | 11.603 | 5.751 | 3.366 | 3.224 | 3.03 | 2.784 | 2.612 | 2.46 | 2.253 | 1.969 | 1.673 | 1.347 | 1.081 | 0.576 | 0.011 | 0 | 0 | 0
NPgN | BSP | NG FES - Consumer Transformation | Total installed non-renewable generation capacity (MW) | MALTON GRID | 0.731 | 2.745 | 4.759 | 6.774 | 14.973 | 22.82 | 28.613 | 33.743 | 34.713 | 33.714 | 30.965 | 23.559 | 12.001 | 7.199 | 6.817 | 6.351 | 5.797 | 5.394 | 5.025 | 4.542 | 3.917 | 3.297 | 2.656 | 2.132 | 1.136 | 0.022 | 0 | 0 | 0
NPgN | BSP | NG FES - Consumer Transformation | Total installed non-renewable generation capacity (MW) | MELROSEGATE | 12.831 | 13.262 | 13.693 | 14.123 | 15.877 | 17.556 | 18.795 | 19.892 | 20.099 | 19.7 | 18.709 | 16.69 | 13.722 | 10.979 | 9.155 | 7.636 | 6.323 | 5.126 | 3.872 | 2.56 | 1.391 | 0.705 | 0.568 | 0.456 | 0.243 | 0.005 | 0 | 0 | 0
NPgN | BSP | NG FES - Consumer Transformation | Total installed non-renewable generation capacity (MW) | NORTH TEES | 74.906 | 74.929 | 74.953 | 74.976 | 75.072 | 75.163 | 75.23 | 75.29 | 75.301 | 75.29 | 75.258 | 75.172 | 75.006 | 74.056 | 73.16 | 72.442 | 71.862 | 71.236 | 67.912 | 63.552 | 57.842 | 52.204 | 46.448 | 41.739 | 32.789 | 22.782 | 5.668 | 0 | 0
NPgN | BSP | NG FES - Consumer Transformation | Total installed non-renewable generation capacity (MW) | POTTER HOUSE | 0.14 | 0.387 | 0.635 | 0.882 | 1.89 | 2.854 | 3.566 | 4.196 | 4.315 | 4.193 | 3.858 | 2.95 | 1.532 | 0.934 | 0.879 | 0.815 | 0.742 | 0.688 | 0.637 | 0.57 | 0.486 | 0.405 | 0.326 | 0.262 | 0.14 | 0.003 | 0 | 0 | 0
NPgN | BSP | NG FES - Consumer Transformation | Total installed non-renewable generation capacity (MW) | RAVENSWORTH | 3.99 | 4.074 | 4.158 | 4.242 | 4.585 | 4.913 | 5.155 | 5.369 | 5.409 | 5.368 | 5.254 | 4.945 | 4.443 | 3.656 | 3.056 | 2.568 | 2.17 | 1.795 | 1.364 | 0.897 | 0.424 | 0.138 | 0.111 | 0.089 | 0.047 | 0.001 | 0 | 0 | 0
NPgN | BSP | NG FES - Consumer Transformation | Total installed non-renewable generation capacity (MW) | SCARBOROUGH GRID | 1.576 | 2.04 | 2.503 | 2.967 | 4.854 | 6.659 | 7.993 | 9.173 | 9.396 | 9.165 | 8.529 | 6.821 | 4.158 | 3.068 | 2.995 | 2.899 | 2.78 | 2.695 | 2.562 | 2.383 | 2.143 | 1.895 | 1.622 | 1.399 | 0.975 | 0.501 | 0.123 | 0 | 0
NPgN | BSP | NG FES - Consumer Transformation | Total installed non-renewable generation capacity (MW) | SEAL SANDS | 96.405 | 96.405 | 96.405 | 96.405 | 96.405 | 96.405 | 96.405 | 96.405 | 96.405 | 94.325 | 89.819 | 84.947 | 79.627 | 67.156 | 54.355 | 43.834 | 34.785 | 26.459 | 18.073 | 9.676 | 3.21 | 0 | 0 | 0 | 0 | 0 | 0 | 0 | 0
NPgN | BSP | NG FES - Consumer Transformation | Total installed non-renewable generation capacity (MW) | SPADEADAM 33KV | 0 | 0 | 0 | 0 | 0 | 0 | 0 | 0 | 0 | 0 | 0 | 0 | 0 | 0 | 0 | 0 | 0 | 0 | 0 | 0 | 0 | 0 | 0 | 0 | 0 | 0 | 0 | 0 | 0
NPgN | BSP | NG FES - Consumer Transformation | Total installed non-renewable generation capacity (MW) | SPENNYMOOR 132/66KV | 0 | 1.102 | 2.205 | 3.307 | 7.795 | 12.089 | 15.259 | 18.067 | 18.598 | 18.055 | 16.56 | 12.517 | 6.204 | 3.631 | 3.478 | 3.269 | 3.003 | 2.818 | 2.654 | 2.43 | 2.124 | 1.804 | 1.454 | 1.167 | 0.621 | 0.012 | 0 | 0 | 0
NPgN | BSP | NG FES - Consumer Transformation | Total installed non-renewable generation capacity (MW) | TORONTO | 4.076 | 4.669 | 5.263 | 5.856 | 8.273 | 10.585 | 12.292 | 13.803 | 14.089 | 13.797 | 12.992 | 10.815 | 7.395 | 5.406 | 4.723 | 4.129 | 3.599 | 3.131 | 2.616 | 2.035 | 1.411 | 0.971 | 0.783 | 0.628 | 0.335 | 0.006 | 0 | 0 | 0
NPgN | BSP | NG FES - Consumer Transformation | Total installed non-renewable generation capacity (MW) | WORMALD GREEN 132/33KV | 28.735 | 29.05 | 29.365 | 29.68 | 30.962 | 32.189 | 33.095 | 33.897 | 34.049 | 33.894 | 33.467 | 32.312 | 30.508 | 29.773 | 29.729 | 29.669 | 29.593 | 29.509 | 28.341 | 26.744 | 24.561 | 22.285 | 19.786 | 17.741 | 13.856 | 9.51 | 2.365 | 0 | 0
NPgY | BSP | NG FES - Consumer Transformation | Total installed non-renewable generation capacity (MW) | ATTERCLIFFE | 19.904 | 19.956 | 20.007 | 20.059 | 20.074 | 20.216 | 20.323 | 20.418 | 20.434 | 20.391 | 20.288 | 20.107 | 19.86 | 19.773 | 19.681 | 19.597 | 19.517 | 19.428 | 18.625 | 17.546 | 16.105 | 14.622 | 13.011 | 11.692 | 9.187 | 6.385 | 1.589 | 0 | 0
NPgY | BSP | NG FES - Consumer Transformation | Total installed non-renewable generation capacity (MW) | BARUGH 132/66KV | 0 | 0.416 | 0.832 | 1.248 | 1.366 | 2.505 | 3.368 | 4.135 | 4.263 | 4.044 | 3.497 | 2.342 | 0.679 | 0.588 | 0.477 | 0.325 | 0.131 | 0 | 0 | 0 | 0 | 0 | 0 | 0 | 0 | 0 | 0 | 0 | 0
NPgY | BSP | NG FES - Consumer Transformation | Total installed non-renewable generation capacity (MW) | BEESTON ROYDS 132/33KV | 4.6 | 4.74 | 4.879 | 5.019 | 5.059 | 5.442 | 5.732 | 5.989 | 6.032 | 5.959 | 5.775 | 5.387 | 4.804 | 4.092 | 3.377 | 2.783 | 2.281 | 1.821 | 1.339 | 0.82 | 0.302 | 0 | 0 | 0 | 0 | 0 | 0 | 0 | 0
NPgY | BSP | NG FES - Consumer Transformation | Total installed non-renewable generation capacity (MW) | BEVERLEY 132/33KV | 8.57 | 8.997 | 9.424 | 9.851 | 9.972 | 11.141 | 12.027 | 12.814 | 12.945 | 12.63 | 11.872 | 10.475 | 8.513 | 7.229 | 5.913 | 4.783 | 3.775 | 2.883 | 2.06 | 1.2 | 0.427 | 0 | 0 | 0 | 0 | 0 | 0 | 0 | 0
NPgY | BSP | NG FES - Consumer Transformation | Total installed non-renewable generation capacity (MW) | BINGLEY 132/33KV | 0.665 | 0.671 | 0.677 | 0.683 | 0.685 | 0.702 | 0.714 | 0.725 | 0.727 | 0.716 | 0.69 | 0.653 | 0.606 | 0.514 | 0.42 | 0.342 | 0.277 | 0.216 | 0.154 | 0.089 | 0.031 | 0 | 0 | 0 | 0 | 0 | 0 | 0 | 0
NPgY | BSP | NG FES - Consumer Transformation | Total installed non-renewable generation capacity (MW) | BLACKBURN MEADOWS B | 0 | 0.003 | 0.007 | 0.01 | 0.011 | 0.021 | 0.028 | 0.035 | 0.036 | 0.034 | 0.029 | 0.02 | 0.006 | 0.005 | 0.004 | 0.003 | 0.001 | 0 | 0 | 0 | 0 | 0 | 0 | 0 | 0 | 0 | 0 | 0 | 0
NPgY | BSP | NG FES - Consumer Transformation | Total installed non-renewable generation capacity (MW) | BLYTON | 4.77 | 6.558 | 8.345 | 10.133 | 10.641 | 15.537 | 19.246 | 22.542 | 23.093 | 22.012 | 19.361 | 14.071 | 6.577 | 5.6 | 4.514 | 3.352 | 2.075 | 1.106 | 0.721 | 0.348 | 0.105 | 0 | 0 | 0 | 0 | 0 | 0 | 0 | 0
NPgY | BSP | NG FES - Consumer Transformation | Total installed non-renewable generation capacity (MW) | BRADFORD | 0 | 0 | 0 | 0 | 0 | 0 | 0 | 0 | 0 | 0 | 0 | 0 | 0 | 0 | 0 | 0 | 0 | 0 | 0 | 0 | 0 | 0 | 0 | 0 | 0 | 0 | 0 | 0 | 0
NPgY | BSP | NG FES - Consumer Transformation | Total installed non-renewable generation capacity (MW) | BRAMHAM | 6.4 | 7.201 | 8.003 | 8.804 | 9.032 | 11.227 | 12.89 | 14.368 | 14.615 | 14.193 | 13.14 | 10.914 | 7.675 | 6.553 | 5.395 | 4.345 | 3.366 | 2.534 | 1.863 | 1.141 | 0.42 | 0 | 0 | 0 | 0 | 0 | 0 | 0 | 0
NPgY | BSP | NG FES - Consumer Transformation | Total installed non-renewable generation capacity (MW) | BRANSHOLME | 44.75 | 44.879 | 45.008 | 45.136 | 45.173 | 45.526 | 45.793 | 46.03 | 46.07 | 46.002 | 45.833 | 45.475 | 44.726 | 38.072 | 31.44 | 26.109 | 21.805 | 17.719 | 13.029 | 7.976 | 2.937 | 0 | 0 | 0 | 0 | 0 | 0 | 0 | 0
NPgY | BSP | NG FES - Consumer Transformation | Total installed non-renewable generation capacity (MW) | BRIGHOUSE 132/33KV | 0 | 0.174 | 0.348 | 0.522 | 0.571 | 1.048 | 1.408 | 1.729 | 1.783 | 1.691 | 1.462 | 0.979 | 0.284 | 0.246 | 0.2 | 0.136 | 0.055 | 0 | 0 | 0 | 0 | 0 | 0 | 0 | 0 | 0 | 0 | 0 | 0
NPgY | BSP | NG FES - Consumer Transformation | Total installed non-renewable generation capacity (MW) | DONCASTER B/THORPE MARSH | 9.809 | 10.878 | 11.947 | 13.016 | 13.32 | 16.248 | 18.466 | 20.437 | 20.766 | 20.195 | 18.774 | 15.788 | 11.445 | 9.765 | 8.039 | 6.491 | 5.064 | 3.842 | 2.82 | 1.721 | 0.633 | 0 | 0 | 0 | 0 | 0 | 0 | 0 | 0
NPgY | BSP | NG FES - Consumer Transformation | Total installed non-renewable generation capacity (MW) | DONCASTER CENTRAL | 0 | 0.047 | 0.093 | 0.14 | 0.153 | 0.281 | 0.378 | 0.464 | 0.479 | 0.454 | 0.393 | 0.263 | 0.076 | 0.066 | 0.054 | 0.036 | 0.015 | 0 | 0 | 0 | 0 | 0 | 0 | 0 | 0 | 0 | 0 | 0 | 0
NPgY | BSP | NG FES - Consumer Transformation | Total installed non-renewable generation capacity (MW) | DRIFFIELD/BEVERLEY GROUP | 1.311 | 3.954 | 6.598 | 9.241 | 9.993 | 17.234 | 22.718 | 27.593 | 28.407 | 27.015 | 23.54 | 16.199 | 5.621 | 4.849 | 3.95 | 2.825 | 1.472 | 0.519 | 0.382 | 0.234 | 0.086 | 0 | 0 | 0 | 0 | 0 | 0 | 0 | 0
NPgY | BSP | NG FES - Consumer Transformation | Total installed non-renewable generation capacity (MW) | FEATHERSTONE | 0 | 0.438 | 0.877 | 1.315 | 1.44 | 2.641 | 3.55 | 4.359 | 4.494 | 4.263 | 3.686 | 2.469 | 0.716 | 0.62 | 0.503 | 0.342 | 0.138 | 0 | 0 | 0 | 0 | 0 | 0 | 0 | 0 | 0 | 0 | 0 | 0
NPgY | BSP | NG FES - Consumer Transformation | Total installed non-renewable generation capacity (MW) | GIRLINGTON | 12.126 | 12.126 | 12.126 | 12.126 | 12.126 | 12.126 | 12.126 | 12.126 | 12.126 | 12.109 | 12.073 | 12.034 | 11.932 | 10.151 | 8.374 | 6.95 | 5.8 | 4.707 | 3.45 | 2.101 | 0.771 | 0 | 0 | 0 | 0 | 0 | 0 | 0 | 0
NPgY | BSP | NG FES - Consumer Transformation | Total installed non-renewable generation capacity (MW) | HALIFAX 132/33KV | 0 | 0 | 0 | 0 | 0 | 0 | 0 | 0 | 0 | 0 | 0 | 0 | 0 | 0 | 0 | 0 | 0 | 0 | 0 | 0 | 0 | 0 | 0 | 0 | 0 | 0 | 0 | 0 | 0
NPgY | BSP | NG FES - Consumer Transformation | Total installed non-renewable generation capacity (MW) | HECKMONDWIKE | 0.4 | 0.4 | 0.4 | 0.4 | 0.4 | 0.4 | 0.4 | 0.4 | 0.4 | 0.4 | 0.4 | 0.4 | 0.398 | 0.339 | 0.28 | 0.232 | 0.195 | 0.158 | 0.116 | 0.071 | 0.026 | 0 | 0 | 0 | 0 | 0 | 0 | 0 | 0
NPgY | BSP | NG FES - Consumer Transformation | Total installed non-renewable generation capacity (MW) | HOLMFIELD | 0 | 0 | 0 | 0 | 0 | 0 | 0 | 0 | 0 | 0 | 0 | 0 | 0 | 0 | 0 | 0 | 0 | 0 | 0 | 0 | 0 | 0 | 0 | 0 | 0 | 0 | 0 | 0 | 0
NPgY | BSP | NG FES - Consumer Transformation | Total installed non-renewable generation capacity (MW) | HULL EAST 132/33KV | 17.299 | 17.301 | 17.303 | 17.305 | 17.306 | 17.311 | 17.315 | 17.319 | 17.32 | 16.561 | 14.918 | 13.137 | 11.285 | 9.38 | 7.343 | 5.614 | 4.006 | 2.584 | 1.396 | 0.349 | 0 | 0 | 0 | 0 | 0 | 0 | 0 | 0 | 0
NPgY | BSP | NG FES - Consumer Transformation | Total installed non-renewable generation capacity (MW) | HULL SOUTH | 1.45 | 1.45 | 1.45 | 1.45 | 1.45 | 1.45 | 1.45 | 1.45 | 1.45 | 1.387 | 1.249 | 1.1 | 0.946 | 0.786 | 0.615 | 0.47 | 0.336 | 0.217 | 0.117 | 0.029 | 0 | 0 | 0 | 0 | 0 | 0 | 0 | 0 | 0
NPgY | BSP | NG FES - Consumer Transformation | Total installed non-renewable generation capacity (MW) | HULL WEST | 0.05 | 0.119 | 0.188 | 0.258 | 0.277 | 0.467 | 0.611 | 0.738 | 0.76 | 0.723 | 0.632 | 0.44 | 0.163 | 0.14 | 0.114 | 0.083 | 0.046 | 0.02 | 0.015 | 0.009 | 0.003 | 0 | 0 | 0 | 0 | 0 | 0 | 0 | 0
NPgY | BSP | NG FES - Consumer Transformation | Total installed non-renewable generation capacity (MW) | HUMBERSTON | 0.95 | 0.992 | 1.033 | 1.075 | 1.086 | 1.2 | 1.286 | 1.363 | 1.375 | 1.312 | 1.167 | 0.955 | 0.687 | 0.574 | 0.451 | 0.341 | 0.233 | 0.142 | 0.077 | 0.019 | 0 | 0 | 0 | 0 | 0 | 0 | 0 | 0 | 0
NPgY | BSP | NG FES - Consumer Transformation | Total installed non-renewable generation capacity (MW) | HUNNINGLEY | 0 | 0.065 | 0.131 | 0.196 | 0.214 | 0.393 | 0.528 | 0.649 | 0.669 | 0.635 | 0.549 | 0.368 | 0.107 | 0.092 | 0.075 | 0.051 | 0.021 | 0 | 0 | 0 | 0 | 0 | 0 | 0 | 0 | 0 | 0 | 0 | 0
NPgY | BSP | NG FES - Consumer Transformation | Total installed non-renewable generation capacity (MW) | HUNSHELF | 1.348 | 1.508 | 1.668 | 1.827 | 1.873 | 2.31 | 2.642 | 2.937 | 2.986 | 2.902 | 2.692 | 2.248 | 1.602 | 1.367 | 1.126 | 0.908 | 0.706 | 0.534 | 0.392 | 0.24 | 0.088 | 0 | 0 | 0 | 0 | 0 | 0 | 0 | 0
NPgY | BSP | NG FES - Consumer Transformation | Total installed non-renewable generation capacity (MW) | IMMINGHAM | 81.875 | 82.475 | 83.075 | 83.675 | 83.846 | 85.489 | 86.734 | 87.841 | 88.025 | 86.226 | 82.224 | 77.083 | 70.821 | 59.853 | 48.628 | 39.356 | 31.379 | 24.066 | 16.709 | 9.24 | 3.151 | 0 | 0 | 0 | 0 | 0 | 0 | 0 | 0
NPgY | BSP | NG FES - Consumer Transformation | Total installed non-renewable generation capacity (MW) | KIRKHAW LANE | 8.957 | 9.102 | 9.246 | 9.391 | 9.432 | 9.828 | 10.127 | 10.394 | 10.438 | 10.285 | 9.926 | 9.342 | 8.537 | 7.247 | 5.941 | 4.862 | 3.949 | 3.108 | 2.234 | 1.316 | 0.471 | 0 | 0 | 0 | 0 | 0 | 0 | 0 | 0
NPgY | BSP | NG FES - Consumer Transformation | Total installed non-renewable generation capacity (MW) | KIRKSTALL C 2/5 | 15 | 15 | 15 | 15 | 15 | 15 | 15 | 15 | 15 | 14.343 | 12.92 | 11.382 | 9.782 | 8.131 | 6.365 | 4.866 | 3.473 | 2.24 | 1.211 | 0.303 | 0 | 0 | 0 | 0 | 0 | 0 | 0 | 0 | 0
NPgY | BSP | NG FES - Consumer Transformation | Total installed non-renewable generation capacity (MW) | KIRKSTALL C/RING ROAD HORSFORTH | 0.776 | 0.822 | 0.868 | 0.914 | 0.927 | 1.053 | 1.149 | 1.233 | 1.248 | 1.221 | 1.154 | 1.02 | 0.825 | 0.703 | 0.578 | 0.471 | 0.376 | 0.292 | 0.213 | 0.128 | 0.047 | 0 | 0 | 0 | 0 | 0 | 0 | 0 | 0
NPgY | BSP | NG FES - Consumer Transformation | Total installed non-renewable generation capacity (MW) | LEEDS EAST | 18.076 | 18.174 | 18.272 | 18.369 | 18.397 | 18.665 | 18.868 | 19.049 | 19.079 | 18.825 | 18.259 | 17.514 | 16.63 | 16.101 | 15.532 | 15.035 | 14.56 | 14.135 | 13.294 | 12.296 | 11.221 | 10.198 | 9.074 | 8.155 | 6.408 | 4.454 | 1.108 | 0 | 0
NPgY | BSP | NG FES - Consumer Transformation | Total installed non-renewable generation capacity (MW) | LEEDS NORTH | 2.24 | 2.24 | 2.24 | 2.24 | 2.24 | 2.24 | 2.24 | 2.24 | 2.24 | 2.152 | 1.963 | 1.758 | 1.543 | 1.287 | 1.017 | 0.788 | 0.58 | 0.394 | 0.231 | 0.083 | 0.016 | 0 | 0 | 0 | 0 | 0 | 0 | 0 | 0
NPgY | BSP | NG FES - Consumer Transformation | Total installed non-renewable generation capacity (MW) | LINDLEY | 0 | 0.069 | 0.138 | 0.207 | 0.227 | 0.416 | 0.56 | 0.687 | 0.708 | 0.672 | 0.581 | 0.389 | 0.113 | 0.098 | 0.079 | 0.054 | 0.022 | 0 | 0 | 0 | 0 | 0 | 0 | 0 | 0 | 0 | 0 | 0 | 0
NPgY | BSP | NG FES - Consumer Transformation | Total installed non-renewable generation capacity (MW) | LOW ROAD | 0.105 | 0.114 | 0.124 | 0.133 | 0.136 | 0.162 | 0.182 | 0.199 | 0.202 | 0.197 | 0.185 | 0.158 | 0.12 | 0.102 | 0.084 | 0.068 | 0.054 | 0.042 | 0.031 | 0.019 | 0.007 | 0 | 0 | 0 | 0 | 0 | 0 | 0 | 0
NPgY | BSP | NG FES - Consumer Transformation | Total installed non-renewable generation capacity (MW) | MALLARD WAY | 20 | 20.007 | 20.013 | 20.02 | 20.022 | 20.04 | 20.054 | 20.066 | 20.068 | 20.065 | 20.056 | 20.038 | 19.906 | 16.944 | 13.993 | 11.629 | 9.729 | 7.919 | 5.823 | 3.565 | 1.313 | 0 | 0 | 0 | 0 | 0 | 0 | 0 | 0
NPgY | BSP | NG FES - Consumer Transformation | Total installed non-renewable generation capacity (MW) | MENSTON | 6.618 | 6.808 | 6.999 | 7.189 | 7.243 | 7.764 | 8.159 | 8.51 | 8.569 | 8.179 | 7.301 | 6.093 | 4.627 | 3.857 | 3.027 | 2.296 | 1.592 | 0.988 | 0.534 | 0.134 | 0 | 0 | 0 | 0 | 0 | 0 | 0 | 0 | 0
NPgY | BSP | NG FES - Consumer Transformation | Total installed non-renewable generation capacity (MW) | MOSS ROAD | 0 | 4.002 | 4.005 | 4.007 | 4.008 | 4.014 | 4.019 | 4.024 | 4.025 | 4.023 | 4.02 | 4.014 | 3.983 | 3.39 | 2.8 | 2.327 | 1.946 | 1.584 | 1.165 | 0.713 | 0.263 | 0 | 0 | 0 | 0 | 0 | 0 | 0 | 0
NPgY | BSP | NG FES - Consumer Transformation | Total installed non-renewable generation capacity (MW) | OSGODBY 1/2 | 53 | 53 | 53 | 53 | 53 | 53 | 53 | 53 | 53 | 53 | 53 | 53 | 52.722 | 44.875 | 37.061 | 30.804 | 25.777 | 20.986 | 15.431 | 9.447 | 3.479 | 0 | 0 | 0 | 0 | 0 | 0 | 0 | 0
NPgY | BSP | NG FES - Consumer Transformation | Total installed non-renewable generation capacity (MW) | OSGODBY 3/4 | 24.316 | 24.709 | 25.102 | 25.494 | 25.606 | 26.682 | 27.497 | 28.221 | 28.342 | 27.773 | 26.473 | 24.534 | 21.998 | 18.626 | 15.182 | 12.317 | 9.844 | 7.59 | 5.34 | 3.028 | 1.053 | 0 | 0 | 0 | 0 | 0 | 0 | 0 | 0
NPgY | BSP | NG FES - Consumer Transformation | Total installed non-renewable generation capacity (MW) | RODLEY | 0 | 0.127 | 0.254 | 0.381 | 0.417 | 0.765 | 1.029 | 1.263 | 1.302 | 1.235 | 1.068 | 0.716 | 0.207 | 0.18 | 0.146 | 0.099 | 0.04 | 0 | 0 | 0 | 0 | 0 | 0 | 0 | 0 | 0 | 0 | 0 | 0
NPgY | BSP | NG FES - Consumer Transformation | Total installed non-renewable generation capacity (MW) | SAINT ANDREWS ROAD 132/33KV | 30.55 | 30.555 | 30.56 | 30.566 | 30.567 | 30.581 | 30.592 | 30.602 | 30.603 | 29.727 | 27.828 | 25.767 | 23.619 | 21.422 | 19.072 | 17.076 | 15.221 | 13.568 | 11.785 | 10.012 | 8.836 | 8.031 | 7.146 | 6.422 | 5.046 | 3.507 | 0.873 | 0 | 0
NPgY | BSP | NG FES - Consumer Transformation | Total installed non-renewable generation capacity (MW) | SALTEND 132/33KV | 5.4 | 5.4 | 5.4 | 5.4 | 5.4 | 5.4 | 5.4 | 5.4 | 5.4 | 5.164 | 4.651 | 4.097 | 3.522 | 2.927 | 2.292 | 1.752 | 1.25 | 0.807 | 0.436 | 0.109 | 0 | 0 | 0 | 0 | 0 | 0 | 0 | 0 | 0
NPgY | BSP | NG FES - Consumer Transformation | Total installed non-renewable generation capacity (MW) | SANTON | 3.12 | 3.958 | 4.795 | 5.633 | 5.871 | 8.166 | 9.904 | 11.449 | 11.706 | 11.251 | 10.12 | 7.761 | 4.377 | 4.158 | 3.897 | 3.558 | 3.138 | 2.845 | 2.714 | 2.545 | 2.334 | 2.121 | 1.888 | 1.696 | 1.333 | 0.926 | 0.23 | 0 | 0
NPgY | BSP | NG FES - Consumer Transformation | Total installed non-renewable generation capacity (MW) | SCUNTHORPE NORTH | 20.76 | 20.841 | 20.921 | 21.002 | 21.025 | 21.245 | 21.412 | 21.561 | 21.586 | 21.543 | 21.437 | 21.214 | 20.783 | 17.692 | 14.609 | 12.129 | 10.122 | 8.22 | 6.044 | 3.7 | 1.363 | 0 | 0 | 0 | 0 | 0 | 0 | 0 | 0
NPgY | BSP | NG FES - Consumer Transformation | Total installed non-renewable generation capacity (MW) | SCUNTHORPE SOUTH | 0 | 0.194 | 0.388 | 0.581 | 0.636 | 1.167 | 1.569 | 1.927 | 1.986 | 1.884 | 1.629 | 1.091 | 0.316 | 0.274 | 0.222 | 0.151 | 0.061 | 0 | 0 | 0 | 0 | 0 | 0 | 0 | 0 | 0 | 0 | 0 | 0
NPgY | BSP | NG FES - Consumer Transformation | Total installed non-renewable generation capacity (MW) | SILSDEN | 1.299 | 1.553 | 1.806 | 2.06 | 2.132 | 2.827 | 3.353 | 3.821 | 3.899 | 3.709 | 3.252 | 2.414 | 1.261 | 1.063 | 0.842 | 0.619 | 0.381 | 0.194 | 0.105 | 0.026 | 0 | 0 | 0 | 0 | 0 | 0 | 0 | 0 | 0
NPgY | BSP | NG FES - Consumer Transformation | Total installed non-renewable generation capacity (MW) | SOWERBY BRIDGE 132/33KV | 0 | 0.036 | 0.072 | 0.108 | 0.119 | 0.217 | 0.292 | 0.359 | 0.37 | 0.351 | 0.304 | 0.203 | 0.059 | 0.051 | 0.041 | 0.028 | 0.011 | 0 | 0 | 0 | 0 | 0 | 0 | 0 | 0 | 0 | 0 | 0 | 0
NPgY | BSP | NG FES - Consumer Transformation | Total installed non-renewable generation capacity (MW) | STAYGATE | 10.2 | 10.2 | 10.2 | 10.2 | 10.2 | 10.2 | 10.2 | 10.2 | 10.2 | 9.784 | 8.883 | 7.908 | 6.892 | 5.742 | 4.521 | 3.489 | 2.54 | 1.696 | 0.971 | 0.317 | 0.046 | 0 | 0 | 0 | 0 | 0 | 0 | 0 | 0
NPgY | BSP | NG FES - Consumer Transformation | Total installed non-renewable generation capacity (MW) | THORNHILL 132KV | 56.6 | 56.766 | 56.931 | 57.097 | 57.144 | 57.598 | 57.942 | 58.248 | 58.299 | 55.733 | 50.146 | 43.88 | 37.183 | 30.915 | 24.209 | 18.492 | 13.158 | 8.454 | 4.569 | 1.143 | 0 | 0 | 0 | 0 | 0 | 0 | 0 | 0 | 0
NPgY | BSP | NG FES - Consumer Transformation | Total installed non-renewable generation capacity (MW) | WAKEFIELD MONCKTON ROAD | 0.415 | 0.536 | 0.656 | 0.777 | 0.811 | 1.141 | 1.391 | 1.614 | 1.651 | 1.569 | 1.371 | 0.994 | 0.468 | 0.395 | 0.314 | 0.229 | 0.134 | 0.062 | 0.033 | 0.008 | 0 | 0 | 0 | 0 | 0 | 0 | 0 | 0 | 0
NPgY | BSP | NG FES - Consumer Transformation | Total installed non-renewable generation capacity (MW) | WAKEFIELD NORTH | 1.726 | 1.965 | 2.203 | 2.442 | 2.51 | 3.164 | 3.659 | 4.099 | 4.173 | 4.047 | 3.733 | 3.07 | 2.107 | 1.799 | 1.481 | 1.189 | 0.915 | 0.683 | 0.503 | 0.308 | 0.113 | 0 | 0 | 0 | 0 | 0 | 0 | 0 | 0
NPgY | BSP | NG FES - Consumer Transformation | Total installed non-renewable generation capacity (MW) | WEST MELTON | 15.92 | 16.502 | 17.084 | 17.666 | 17.831 | 19.426 | 20.633 | 21.706 | 21.886 | 21.579 | 20.814 | 19.198 | 16.787 | 14.303 | 11.8 | 9.707 | 7.927 | 6.304 | 4.635 | 2.838 | 1.045 | 0 | 0 | 0 | 0 | 0 | 0 | 0 | 0
NPgY | BSP | NG FES - Consumer Transformation | Total installed non-renewable generation capacity (MW) | WHINMOOR | 0 | 0.264 | 0.529 | 0.793 | 0.869 | 1.593 | 2.142 | 2.63 | 2.711 | 2.572 | 2.224 | 1.49 | 0.432 | 0.374 | 0.303 | 0.206 | 0.083 | 0 | 0 | 0 | 0 | 0 | 0 | 0 | 0 | 0 | 0 | 0 | 0
NPgY | BSP | NG FES - Consumer Transformation | Total installed non-renewable generation capacity (MW) | WOLD NEWTON | 0.427 | 2.981 | 5.535 | 8.089 | 8.815 | 15.811 | 21.11 | 25.82 | 26.606 | 25.242 | 21.845 | 14.708 | 4.449 | 3.844 | 3.112 | 2.132 | 0.905 | 0.064 | 0.034 | 0.009 | 0 | 0 | 0 | 0 | 0 | 0 | 0 | 0 | 0
NPgY | BSP | NG FES - Consumer Transformation | Total installed non-renewable generation capacity (MW) | YARBOROUGH ROAD 132/33KV | 36.38 | 36.794 | 37.209 | 37.623 | 37.741 | 38.877 | 39.736 | 40.501 | 40.628 | 38.817 | 34.821 | 29.939 | 24.403 | 20.307 | 15.914 | 12.126 | 8.555 | 5.434 | 2.937 | 0.735 | 0 | 0 | 0 | 0 | 0 | 0 | 0 | 0 | 0
NPgN | BSP | NG FES - Falling Short | Total installed non-renewable generation capacity (MW) | ANNFIELD | 0.2 | 0.627 | 1.078 | 1.528 | 2.67 | 3.789 | 4.708 | 5.596 | 6.401 | 7.104 | 7.662 | 7.841 | 7.884 | 7.767 | 7.497 | 7.347 | 7.248 | 7.078 | 6.914 | 6.664 | 6.394 | 6.085 | 5.849 | 5.552 | 5.279 | 5.027 | 4.727 | 4.483 | 4.31
NPgN | BSP | NG FES - Falling Short | Total installed non-renewable generation capacity (MW) | BARRACK ROAD | 17.075 | 17.075 | 17.075 | 17.075 | 17.075 | 17.075 | 17.075 | 17.075 | 17.075 | 17.075 | 17.075 | 17.075 | 17.075 | 17.075 | 17.075 | 17.075 | 17.075 | 17.075 | 17.075 | 17.075 | 17.075 | 17.075 | 17.075 | 17.075 | 17.075 | 17.075 | 17.075 | 17.075 | 15.901
NPgN | BSP | NG FES - Falling Short | Total installed non-renewable generation capacity (MW) | BLUCHER | 0.8 | 0.949 | 1.098 | 1.247 | 1.624 | 1.993 | 2.296 | 2.59 | 2.855 | 3.087 | 3.272 | 3.331 | 3.345 | 3.306 | 3.217 | 3.168 | 3.135 | 3.079 | 3.025 | 2.942 | 2.853 | 2.751 | 2.673 | 2.575 | 2.485 | 2.402 | 2.303 | 2.222 | 2.094
NPgN | BSP | NG FES - Falling Short | Total installed non-renewable generation capacity (MW) | BOWESFIELD | 3.83 | 5.346 | 6.863 | 8.379 | 12.221 | 15.984 | 19.075 | 22.063 | 24.77 | 27.134 | 29.013 | 29.614 | 29.76 | 29.365 | 28.458 | 27.954 | 27.618 | 27.047 | 26.495 | 25.655 | 24.747 | 23.707 | 22.912 | 21.913 | 20.995 | 20.148 | 19.14 | 18.319 | 17.414
NPgN | BSP | NG FES - Falling Short | Total installed non-renewable generation capacity (MW) | CHIRTON GRANGE | 2.451 | 2.508 | 2.565 | 2.622 | 2.767 | 2.908 | 3.025 | 3.137 | 3.239 | 3.328 | 3.399 | 3.421 | 3.427 | 3.412 | 3.378 | 3.359 | 3.346 | 3.325 | 3.304 | 3.272 | 3.238 | 3.199 | 3.169 | 3.131 | 3.097 | 3.065 | 3.027 | 2.996 | 2.975
NPgN | BSP | NG FES - Falling Short | Total installed non-renewable generation capacity (MW) | COALBURNS | 0 | 1.768 | 3.537 | 5.305 | 9.786 | 14.175 | 17.779 | 21.264 | 24.421 | 27.178 | 29.369 | 30.071 | 30.241 | 29.779 | 28.723 | 28.134 | 27.742 | 27.076 | 26.432 | 25.453 | 24.394 | 23.182 | 22.254 | 21.089 | 20.018 | 19.03 | 17.855 | 16.898 | 16.249
NPgN | BSP | NG FES - Falling Short | Total installed non-renewable generation capacity (MW) | DARLINGTON CENTRAL | 2.5 | 3.319 | 4.137 | 4.956 | 7.03 | 9.062 | 10.731 | 12.345 | 13.806 | 15.083 | 16.097 | 16.422 | 16.5 | 16.287 | 15.797 | 15.525 | 15.344 | 15.035 | 14.737 | 14.284 | 13.794 | 13.232 | 12.803 | 12.263 | 11.768 | 11.31 | 10.766 | 10.323 | 10.023
NPgN | BSP | NG FES - Falling Short | Total installed non-renewable generation capacity (MW) | DARLINGTON NORTH | 15.629 | 15.986 | 16.344 | 16.701 | 17.606 | 18.493 | 19.221 | 19.925 | 20.563 | 21.12 | 21.563 | 21.705 | 21.739 | 21.646 | 21.432 | 21.314 | 21.234 | 21.1 | 20.97 | 20.772 | 20.558 | 20.313 | 20.125 | 19.89 | 19.674 | 19.474 | 19.237 | 19.043 | 18.683
NPgN | BSP | NG FES - Falling Short | Total installed non-renewable generation capacity (MW) | DUNSTON | 10.175 | 10.371 | 10.566 | 10.762 | 11.258 | 11.744 | 12.142 | 12.528 | 12.877 | 13.183 | 13.425 | 13.503 | 13.521 | 13.47 | 13.353 | 13.288 | 13.245 | 13.171 | 13.1 | 12.992 | 12.874 | 12.74 | 12.638 | 12.509 | 12.39 | 12.281 | 12.151 | 12.045 | 11.973
NPgN | BSP | NG FES - Falling Short | Total installed non-renewable generation capacity (MW) | FLATWORTH | 11.7 | 11.71 | 11.72 | 11.73 | 11.755 | 11.779 | 11.799 | 11.819 | 11.836 | 11.852 | 11.864 | 11.868 | 11.869 | 11.866 | 11.861 | 11.857 | 11.855 | 11.851 | 11.848 | 11.842 | 11.836 | 11.83 | 11.824 | 11.818 | 11.812 | 11.806 | 11.8 | 11.794 | 11.24
NPgN | BSP | NG FES - Falling Short | Total installed non-renewable generation capacity (MW) | GOSFORTH | 8.104 | 8.131 | 8.157 | 8.184 | 8.252 | 8.318 | 8.372 | 8.425 | 8.472 | 8.514 | 8.547 | 8.558 | 8.56 | 8.553 | 8.537 | 8.528 | 8.522 | 8.512 | 8.503 | 8.488 | 8.472 | 8.454 | 8.44 | 8.422 | 8.406 | 8.391 | 8.373 | 8.359 | 8.207
NPgN | BSP | NG FES - Falling Short | Total installed non-renewable generation capacity (MW) | HARROGATE 132/33KV | 0.4 | 0.635 | 0.871 | 1.106 | 1.702 | 2.286 | 2.766 | 3.23 | 3.65 | 4.017 | 4.308 | 4.402 | 4.424 | 4.363 | 4.222 | 4.144 | 4.092 | 4.003 | 3.917 | 3.787 | 3.646 | 3.485 | 3.361 | 3.206 | 3.064 | 2.932 | 2.776 | 2.649 | 2.526
NPgN | BSP | NG FES - Falling Short | Total installed non-renewable generation capacity (MW) | HUSTHWAITE | 29 | 30.498 | 31.995 | 33.493 | 37.287 | 41.003 | 44.056 | 47.007 | 49.68 | 52.015 | 53.87 | 54.464 | 54.608 | 54.217 | 53.322 | 52.824 | 52.492 | 51.928 | 51.383 | 50.554 | 49.657 | 48.63 | 47.845 | 46.858 | 45.951 | 45.115 | 44.119 | 43.309 | 42.76
NPgN | BSP | NG FES - Falling Short | Total installed non-renewable generation capacity (MW) | LEEMING BAR_SKEEBY | 2.102 | 5.501 | 8.9 | 12.3 | 20.911 | 29.347 | 36.276 | 42.974 | 49.042 | 54.342 | 58.552 | 59.901 | 60.228 | 59.341 | 57.31 | 56.178 | 55.425 | 54.145 | 52.908 | 51.025 | 48.991 | 46.659 | 44.877 | 42.636 | 40.579 | 38.68 | 36.42 | 34.582 | 33.29
NPgN | BSP | NG FES - Falling Short | Total installed non-renewable generation capacity (MW) | LINTON | 0 | 2.622 | 5.245 | 7.867 | 14.511 | 21.02 | 26.365 | 31.532 | 36.214 | 40.302 | 43.551 | 44.591 | 44.843 | 44.16 | 42.592 | 41.719 | 41.138 | 40.151 | 39.196 | 37.744 | 36.174 | 34.376 | 33 | 31.272 | 29.684 | 28.22 | 26.476 | 25.058 | 24.095
NPgN | BSP | NG FES - Falling Short | Total installed non-renewable generation capacity (MW) | MALTON GRID | 0.731 | 5.9 | 11.07 | 16.239 | 29.336 | 42.165 | 52.702 | 62.889 | 72.117 | 80.177 | 86.58 | 88.631 | 89.128 | 87.78 | 84.69 | 82.97 | 81.824 | 79.878 | 77.996 | 75.133 | 72.039 | 68.494 | 65.782 | 62.375 | 59.246 | 56.359 | 52.922 | 50.126 | 48.212
NPgN | BSP | NG FES - Falling Short | Total installed non-renewable generation capacity (MW) | MELROSEGATE | 12.831 | 13.937 | 15.042 | 16.148 | 18.949 | 21.693 | 23.947 | 26.126 | 28.1 | 29.824 | 31.193 | 31.632 | 31.738 | 31.45 | 30.789 | 30.421 | 30.176 | 29.76 | 29.357 | 28.745 | 28.083 | 27.325 | 26.745 | 26.016 | 25.347 | 24.729 | 23.994 | 23.396 | 22.598
NPgN | BSP | NG FES - Falling Short | Total installed non-renewable generation capacity (MW) | NORTH TEES | 74.906 | 74.966 | 75.026 | 75.086 | 75.239 | 75.388 | 75.511 | 75.629 | 75.737 | 75.831 | 75.905 | 75.929 | 75.935 | 75.919 | 75.883 | 75.863 | 75.85 | 75.827 | 75.805 | 75.772 | 75.736 | 75.695 | 75.663 | 75.623 | 75.587 | 75.553 | 75.513 | 75.481 | 75.459
NPgN | BSP | NG FES - Falling Short | Total installed non-renewable generation capacity (MW) | POTTER HOUSE | 0.14 | 0.775 | 1.41 | 2.045 | 3.654 | 5.231 | 6.525 | 7.777 | 8.911 | 9.901 | 10.687 | 10.939 | 11 | 10.835 | 10.455 | 10.244 | 10.103 | 9.864 | 9.633 | 9.281 | 8.901 | 8.465 | 8.132 | 7.714 | 7.329 | 6.974 | 6.552 | 6.209 | 5.976
NPgN | BSP | NG FES - Falling Short | Total installed non-renewable generation capacity (MW) | RAVENSWORTH | 3.99 | 4.206 | 4.422 | 4.638 | 5.185 | 5.721 | 6.161 | 6.586 | 6.972 | 7.309 | 7.576 | 7.662 | 7.682 | 7.626 | 7.497 | 7.425 | 7.377 | 7.296 | 7.217 | 7.098 | 6.969 | 6.821 | 6.707 | 6.565 | 6.434 | 6.314 | 6.17 | 6.053 | 5.974
NPgN | BSP | NG FES - Falling Short | Total installed non-renewable generation capacity (MW) | SCARBOROUGH GRID | 1.576 | 2.766 | 3.955 | 5.145 | 8.159 | 11.112 | 13.536 | 15.881 | 18.005 | 19.859 | 21.333 | 21.805 | 21.919 | 21.609 | 20.898 | 20.502 | 20.238 | 19.791 | 19.357 | 18.699 | 17.986 | 17.171 | 16.547 | 15.763 | 15.042 | 14.378 | 13.587 | 12.943 | 12.5
NPgN | BSP | NG FES - Falling Short | Total installed non-renewable generation capacity (MW) | SEAL SANDS | 96.405 | 96.405 | 96.405 | 96.405 | 96.405 | 96.405 | 96.405 | 96.405 | 96.405 | 96.405 | 96.405 | 96.405 | 96.405 | 96.405 | 96.405 | 96.405 | 96.405 | 96.405 | 96.405 | 96.405 | 96.405 | 96.405 | 96.405 | 96.405 | 96.405 | 96.405 | 96.405 | 96.405 | 92.048
NPgN | BSP | NG FES - Falling Short | Total installed non-renewable generation capacity (MW) | SPADEADAM 33KV | 0 | 0 | 0 | 0 | 0 | 0 | 0 | 0 | 0 | 0 | 0 | 0 | 0 | 0 | 0 | 0 | 0 | 0 | 0 | 0 | 0 | 0 | 0 | 0 | 0 | 0 | 0 | 0 | 0
NPgN | BSP | NG FES - Falling Short | Total installed non-renewable generation capacity (MW) | SPENNYMOOR 132/66KV | 0 | 2.829 | 5.658 | 8.487 | 15.655 | 22.676 | 28.443 | 34.018 | 39.068 | 43.479 | 46.983 | 48.106 | 48.378 | 47.64 | 45.949 | 45.008 | 44.381 | 43.316 | 42.285 | 40.719 | 39.025 | 37.085 | 35.601 | 33.737 | 32.024 | 30.444 | 28.563 | 27.033 | 25.994
NPgN | BSP | NG FES - Falling Short | Total installed non-renewable generation capacity (MW) | TORONTO | 4.076 | 5.599 | 7.122 | 8.646 | 12.505 | 16.285 | 19.389 | 22.391 | 25.11 | 27.485 | 29.372 | 29.976 | 30.123 | 29.725 | 28.815 | 28.308 | 27.971 | 27.397 | 26.842 | 25.999 | 25.087 | 24.043 | 23.244 | 22.24 | 21.318 | 20.467 | 19.454 | 18.63 | 18.071
NPgN | BSP | NG FES - Falling Short | Total installed non-renewable generation capacity (MW) | WORMALD GREEN 132/33KV | 28.735 | 29.543 | 30.352 | 31.16 | 33.208 | 35.215 | 36.862 | 38.455 | 39.898 | 41.159 | 42.16 | 42.481 | 42.559 | 42.348 | 41.865 | 41.596 | 41.417 | 41.112 | 40.818 | 40.37 | 39.886 | 39.332 | 38.908 | 38.375 | 37.886 | 37.434 | 36.897 | 36.459 | 36.163
NPgY | BSP | NG FES - Falling Short | Total installed non-renewable generation capacity (MW) | ATTERCLIFFE | 19.904 | 20.102 | 20.3 | 20.498 | 20.735 | 20.967 | 21.168 | 21.361 | 21.401 | 21.553 | 21.674 | 21.714 | 21.726 | 21.703 | 21.646 | 21.612 | 21.589 | 21.545 | 21.502 | 21.442 | 21.376 | 21.302 | 21.242 | 21.169 | 21.095 | 21.025 | 20.945 | 20.87 | 20.778
NPgY | BSP | NG FES - Falling Short | Total installed non-renewable generation capacity (MW) | BARUGH 132/66KV | 0 | 1.592 | 3.183 | 4.775 | 6.684 | 8.546 | 10.161 | 11.716 | 12.037 | 13.257 | 14.232 | 14.554 | 14.647 | 14.467 | 14.002 | 13.729 | 13.55 | 13.189 | 12.844 | 12.368 | 11.837 | 11.237 | 10.756 | 10.167 | 9.576 | 9.015 | 8.366 | 7.768 | 7.298
NPgY | BSP | NG FES - Falling Short | Total installed non-renewable generation capacity (MW) | BEESTON ROYDS 132/33KV | 4.6 | 5.135 | 5.669 | 6.204 | 6.845 | 7.471 | 8.013 | 8.536 | 8.644 | 9.054 | 9.381 | 9.489 | 9.52 | 9.46 | 9.304 | 9.212 | 9.152 | 9.031 | 8.915 | 8.755 | 8.576 | 8.375 | 8.213 | 8.015 | 7.817 | 7.629 | 7.41 | 7.209 | 7.052
NPgY | BSP | NG FES - Falling Short | Total installed non-renewable generation capacity (MW) | BEVERLEY 132/33KV | 8.57 | 10.204 | 11.837 | 13.471 | 15.43 | 17.341 | 18.998 | 20.594 | 20.924 | 22.175 | 23.176 | 23.507 | 23.602 | 23.417 | 22.94 | 22.66 | 22.476 | 22.106 | 21.751 | 21.263 | 20.718 | 20.102 | 19.608 | 19.004 | 18.398 | 17.822 | 17.156 | 16.542 | 15.87
NPgY | BSP | NG FES - Falling Short | Total installed non-renewable generation capacity (MW) | BINGLEY 132/33KV | 0.665 | 0.688 | 0.712 | 0.735 | 0.763 | 0.79 | 0.814 | 0.836 | 0.841 | 0.859 | 0.873 | 0.878 | 0.879 | 0.876 | 0.87 | 0.866 | 0.863 | 0.858 | 0.853 | 0.846 | 0.838 | 0.829 | 0.822 | 0.814 | 0.805 | 0.797 | 0.787 | 0.779 | 0.754
NPgY | BSP | NG FES - Falling Short | Total installed non-renewable generation capacity (MW) | BLACKBURN MEADOWS B | 0 | 0.013 | 0.027 | 0.04 | 0.056 | 0.072 | 0.085 | 0.098 | 0.101 | 0.111 | 0.119 | 0.122 | 0.123 | 0.121 | 0.117 | 0.115 | 0.114 | 0.111 | 0.108 | 0.104 | 0.099 | 0.094 | 0.09 | 0.085 | 0.08 | 0.076 | 0.07 | 0.065 | 0.061
NPgY | BSP | NG FES - Falling Short | Total installed non-renewable generation capacity (MW) | BLYTON | 4.77 | 11.611 | 18.452 | 25.292 | 33.497 | 41.501 | 48.438 | 55.123 | 56.504 | 61.746 | 65.938 | 67.321 | 67.72 | 66.945 | 64.947 | 63.775 | 63.005 | 61.455 | 59.97 | 57.926 | 55.642 | 53.063 | 50.996 | 48.464 | 45.927 | 43.515 | 40.724 | 38.154 | 35.844
NPgY | BSP | NG FES - Falling Short | Total installed non-renewable generation capacity (MW) | BRADFORD | 0 | 0 | 0 | 0 | 0 | 0 | 0 | 0 | 0 | 0 | 0 | 0 | 0 | 0 | 0 | 0 | 0 | 0 | 0 | 0 | 0 | 0 | 0 | 0 | 0 | 0 | 0 | 0 | 0
NPgY | BSP | NG FES - Falling Short | Total installed non-renewable generation capacity (MW) | BRAMHAM | 6.4 | 9.467 | 12.534 | 15.601 | 19.28 | 22.869 | 25.979 | 28.976 | 29.595 | 31.946 | 33.825 | 34.446 | 34.624 | 34.277 | 33.381 | 32.856 | 32.511 | 31.816 | 31.149 | 30.233 | 29.209 | 28.053 | 27.126 | 25.991 | 24.853 | 23.772 | 22.521 | 21.368 | 20.463
NPgY | BSP | NG FES - Falling Short | Total installed non-renewable generation capacity (MW) | BRANSHOLME | 44.75 | 45.243 | 45.736 | 46.228 | 46.819 | 47.396 | 47.896 | 48.377 | 48.477 | 48.855 | 49.157 | 49.256 | 49.285 | 49.229 | 49.085 | 49.001 | 48.945 | 48.834 | 48.727 | 48.579 | 48.415 | 48.229 | 48.08 | 47.898 | 47.715 | 47.541 | 47.34 | 47.155 | 47.01
NPgY | BSP | NG FES - Falling Short | Total installed non-renewable generation capacity (MW) | BRIGHOUSE 132/33KV | 0 | 0.666 | 1.331 | 1.997 | 2.795 | 3.574 | 4.248 | 4.899 | 5.033 | 5.543 | 5.951 | 6.086 | 6.124 | 6.049 | 5.855 | 5.741 | 5.666 | 5.515 | 5.37 | 5.172 | 4.949 | 4.698 | 4.497 | 4.251 | 4.004 | 3.77 | 3.498 | 3.248 | 3.052
NPgY | BSP | NG FES - Falling Short | Total installed non-renewable generation capacity (MW) | DONCASTER B/THORPE MARSH | 9.809 | 13.9 | 17.991 | 22.081 | 26.988 | 31.774 | 35.923 | 39.92 | 40.746 | 43.881 | 46.388 | 47.215 | 47.453 | 46.99 | 45.795 | 45.094 | 44.634 | 43.707 | 42.818 | 41.596 | 40.231 | 38.688 | 37.452 | 35.938 | 34.421 | 32.979 | 31.31 | 29.773 | 28.55
NPgY | BSP | NG FES - Falling Short | Total installed non-renewable generation capacity (MW) | DONCASTER CENTRAL | 0 | 0.179 | 0.357 | 0.536 | 0.751 | 0.96 | 1.141 | 1.316 | 1.352 | 1.489 | 1.598 | 1.634 | 1.645 | 1.624 | 1.572 | 1.542 | 1.522 | 1.481 | 1.442 | 1.389 | 1.329 | 1.262 | 1.208 | 1.142 | 1.075 | 1.012 | 0.939 | 0.872 | 0.819
NPgY | BSP | NG FES - Falling Short | Total installed non-renewable generation capacity (MW) | DRIFFIELD/BEVERLEY GROUP | 1.311 | 11.427 | 21.544 | 31.66 | 43.794 | 55.63 | 65.889 | 75.775 | 77.817 | 85.569 | 91.768 | 93.815 | 94.403 | 93.258 | 90.303 | 88.57 | 87.432 | 85.139 | 82.942 | 79.92 | 76.543 | 72.729 | 69.672 | 65.928 | 62.176 | 58.609 | 54.482 | 50.68 | 47.695
NPgY | BSP | NG FES - Falling Short | Total installed non-renewable generation capacity (MW) | FEATHERSTONE | 0 | 1.678 | 3.355 | 5.033 | 7.045 | 9.008 | 10.71 | 12.349 | 12.688 | 13.973 | 15.001 | 15.341 | 15.438 | 15.248 | 14.758 | 14.471 | 14.282 | 13.902 | 13.538 | 13.036 | 12.476 | 11.844 | 11.337 | 10.716 | 10.094 | 9.502 | 8.818 | 8.187 | 7.692
NPgY | BSP | NG FES - Falling Short | Total installed non-renewable generation capacity (MW) | GIRLINGTON | 12.126 | 12.126 | 12.126 | 12.126 | 12.126 | 12.126 | 12.126 | 12.126 | 12.126 | 12.126 | 12.126 | 12.126 | 12.126 | 12.126 | 12.126 | 12.126 | 12.126 | 12.126 | 12.126 | 12.126 | 12.126 | 12.126 | 12.126 | 12.126 | 12.126 | 12.126 | 12.126 | 12.126 | 12.091
NPgY | BSP | NG FES - Falling Short | Total installed non-renewable generation capacity (MW) | HALIFAX 132/33KV | 0 | 0 | 0 | 0 | 0 | 0 | 0 | 0 | 0 | 0 | 0 | 0 | 0 | 0 | 0 | 0 | 0 | 0 | 0 | 0 | 0 | 0 | 0 | 0 | 0 | 0 | 0 | 0 | 0
NPgY | BSP | NG FES - Falling Short | Total installed non-renewable generation capacity (MW) | HECKMONDWIKE | 0.4 | 0.4 | 0.4 | 0.4 | 0.4 | 0.4 | 0.4 | 0.4 | 0.4 | 0.4 | 0.4 | 0.4 | 0.4 | 0.4 | 0.4 | 0.4 | 0.4 | 0.4 | 0.4 | 0.4 | 0.4 | 0.4 | 0.4 | 0.4 | 0.4 | 0.4 | 0.4 | 0.4 | 0.4
NPgY | BSP | NG FES - Falling Short | Total installed non-renewable generation capacity (MW) | HOLMFIELD | 0 | 0 | 0 | 0 | 0 | 0 | 0 | 0 | 0 | 0 | 0 | 0 | 0 | 0 | 0 | 0 | 0 | 0 | 0 | 0 | 0 | 0 | 0 | 0 | 0 | 0 | 0 | 0 | 0
NPgY | BSP | NG FES - Falling Short | Total installed non-renewable generation capacity (MW) | HULL EAST 132/33KV | 17.299 | 17.307 | 17.315 | 17.322 | 17.332 | 17.341 | 17.349 | 17.356 | 17.358 | 17.364 | 17.368 | 17.37 | 17.37 | 17.37 | 17.367 | 17.366 | 17.365 | 17.363 | 17.362 | 17.359 | 17.357 | 17.354 | 17.351 | 17.349 | 17.346 | 17.343 | 17.34 | 17.337 | 15.748
NPgY | BSP | NG FES - Falling Short | Total installed non-renewable generation capacity (MW) | HULL SOUTH | 1.45 | 1.45 | 1.45 | 1.45 | 1.45 | 1.45 | 1.45 | 1.45 | 1.45 | 1.45 | 1.45 | 1.45 | 1.45 | 1.45 | 1.45 | 1.45 | 1.45 | 1.45 | 1.45 | 1.45 | 1.45 | 1.45 | 1.45 | 1.45 | 1.45 | 1.45 | 1.45 | 1.45 | 1.317
NPgY | BSP | NG FES - Falling Short | Total installed non-renewable generation capacity (MW) | HULL WEST | 0.05 | 0.315 | 0.58 | 0.845 | 1.163 | 1.473 | 1.741 | 2 | 2.054 | 2.257 | 2.419 | 2.473 | 2.488 | 2.458 | 2.381 | 2.335 | 2.305 | 2.245 | 2.188 | 2.109 | 2.02 | 1.92 | 1.84 | 1.742 | 1.644 | 1.551 | 1.443 | 1.343 | 1.265
NPgY | BSP | NG FES - Falling Short | Total installed non-renewable generation capacity (MW) | HUMBERSTON | 0.95 | 1.109 | 1.268 | 1.426 | 1.617 | 1.803 | 1.964 | 2.119 | 2.151 | 2.273 | 2.37 | 2.402 | 2.412 | 2.394 | 2.347 | 2.32 | 2.302 | 2.266 | 2.232 | 2.184 | 2.131 | 2.071 | 2.023 | 1.964 | 1.906 | 1.85 | 1.785 | 1.725 | 1.591
NPgY | BSP | NG FES - Falling Short | Total installed non-renewable generation capacity (MW) | HUNNINGLEY | 0 | 0.25 | 0.499 | 0.749 | 1.049 | 1.341 | 1.594 | 1.838 | 1.889 | 2.08 | 2.233 | 2.284 | 2.298 | 2.27 | 2.197 | 2.154 | 2.126 | 2.069 | 2.015 | 1.941 | 1.857 | 1.763 | 1.688 | 1.595 | 1.503 | 1.414 | 1.313 | 1.219 | 1.145
NPgY | BSP | NG FES - Falling Short | Total installed non-renewable generation capacity (MW) | HUNSHELF | 1.348 | 1.959 | 2.571 | 3.182 | 3.916 | 4.631 | 5.251 | 5.849 | 5.972 | 6.441 | 6.816 | 6.939 | 6.975 | 6.906 | 6.727 | 6.622 | 6.553 | 6.415 | 6.282 | 6.099 | 5.895 | 5.665 | 5.48 | 5.254 | 5.027 | 4.811 | 4.562 | 4.332 | 4.152
NPgY | BSP | NG FES - Falling Short | Total installed non-renewable generation capacity (MW) | IMMINGHAM | 81.875 | 84.171 | 86.468 | 88.764 | 91.518 | 94.205 | 96.533 | 98.777 | 99.241 | 101.001 | 102.408 | 102.872 | 103.006 | 102.746 | 102.075 | 101.682 | 101.423 | 100.903 | 100.404 | 99.718 | 98.952 | 98.086 | 97.392 | 96.542 | 95.691 | 94.881 | 93.944 | 93.081 | 89.296
NPgY | BSP | NG FES - Falling Short | Total installed non-renewable generation capacity (MW) | KIRKHAW LANE | 8.957 | 9.51 | 10.063 | 10.616 | 11.28 | 11.927 | 12.488 | 13.028 | 13.14 | 13.564 | 13.903 | 14.015 | 14.047 | 13.984 | 13.823 | 13.728 | 13.666 | 13.54 | 13.42 | 13.255 | 13.07 | 12.862 | 12.695 | 12.49 | 12.285 | 12.09 | 11.864 | 11.656 | 11.33
NPgY | BSP | NG FES - Falling Short | Total installed non-renewable generation capacity (MW) | KIRKSTALL C 2/5 | 15 | 15 | 15 | 15 | 15 | 15 | 15 | 15 | 15 | 15 | 15 | 15 | 15 | 15 | 15 | 15 | 15 | 15 | 15 | 15 | 15 | 15 | 15 | 15 | 15 | 15 | 15 | 15 | 13.624
NPgY | BSP | NG FES - Falling Short | Total installed non-renewable generation capacity (MW) | KIRKSTALL C/RING ROAD HORSFORTH | 0.776 | 0.952 | 1.128 | 1.304 | 1.515 | 1.721 | 1.9 | 2.072 | 2.107 | 2.242 | 2.35 | 2.386 | 2.396 | 2.376 | 2.325 | 2.294 | 2.275 | 2.235 | 2.197 | 2.144 | 2.085 | 2.019 | 1.966 | 1.9 | 1.835 | 1.773 | 1.701 | 1.635 | 1.577
NPgY | BSP | NG FES - Falling Short | Total installed non-renewable generation capacity (MW) | LEEDS EAST | 18.076 | 18.45 | 18.825 | 19.199 | 19.648 | 20.086 | 20.466 | 20.831 | 20.907 | 21.194 | 21.423 | 21.499 | 21.521 | 21.478 | 21.369 | 21.305 | 21.263 | 21.178 | 21.097 | 20.985 | 20.86 | 20.719 | 20.606 | 20.467 | 20.328 | 20.196 | 20.043 | 19.903 | 19.369
NPgY | BSP | NG FES - Falling Short | Total installed non-renewable generation capacity (MW) | LEEDS NORTH | 2.24 | 2.24 | 2.24 | 2.24 | 2.24 | 2.24 | 2.24 | 2.24 | 2.24 | 2.24 | 2.24 | 2.24 | 2.24 | 2.24 | 2.24 | 2.24 | 2.24 | 2.24 | 2.24 | 2.24 | 2.24 | 2.24 | 2.24 | 2.24 | 2.24 | 2.24 | 2.24 | 2.24 | 2.057
NPgY | BSP | NG FES - Falling Short | Total installed non-renewable generation capacity (MW) | LINDLEY | 0 | 0.265 | 0.529 | 0.794 | 1.111 | 1.42 | 1.688 | 1.947 | 2 | 2.203 | 2.365 | 2.419 | 2.434 | 2.404 | 2.327 | 2.281 | 2.252 | 2.192 | 2.134 | 2.055 | 1.967 | 1.867 | 1.787 | 1.689 | 1.591 | 1.498 | 1.39 | 1.291 | 1.213
NPgY | BSP | NG FES - Falling Short | Total installed non-renewable generation capacity (MW) | LOW ROAD | 0.105 | 0.141 | 0.178 | 0.214 | 0.257 | 0.3 | 0.337 | 0.372 | 0.379 | 0.407 | 0.429 | 0.437 | 0.439 | 0.435 | 0.424 | 0.418 | 0.414 | 0.406 | 0.398 | 0.387 | 0.375 | 0.361 | 0.35 | 0.337 | 0.323 | 0.31 | 0.296 | 0.282 | 0.271
NPgY | BSP | NG FES - Falling Short | Total installed non-renewable generation capacity (MW) | MALLARD WAY | 20 | 20.026 | 20.051 | 20.077 | 20.107 | 20.137 | 20.163 | 20.188 | 20.193 | 20.213 | 20.228 | 20.233 | 20.235 | 20.232 | 20.225 | 20.22 | 20.217 | 20.212 | 20.206 | 20.198 | 20.19 | 20.18 | 20.173 | 20.163 | 20.154 | 20.145 | 20.134 | 20.125 | 20.117
NPgY | BSP | NG FES - Falling Short | Total installed non-renewable generation capacity (MW) | MENSTON | 6.618 | 7.346 | 8.075 | 8.803 | 9.677 | 10.529 | 11.267 | 11.979 | 12.126 | 12.684 | 13.131 | 13.278 | 13.32 | 13.238 | 13.025 | 12.9 | 12.818 | 12.653 | 12.495 | 12.278 | 12.034 | 11.76 | 11.54 | 11.27 | 11 | 10.743 | 10.446 | 10.172 | 9.35
NPgY | BSP | NG FES - Falling Short | Total installed non-renewable generation capacity (MW) | MOSS ROAD | 0 | 4.009 | 4.018 | 4.028 | 4.039 | 4.049 | 4.059 | 4.068 | 4.069 | 4.076 | 4.082 | 4.084 | 4.084 | 4.083 | 4.081 | 4.079 | 4.078 | 4.076 | 4.074 | 4.071 | 4.068 | 4.065 | 4.062 | 4.059 | 4.055 | 4.052 | 4.048 | 4.045 | 4.042
NPgY | BSP | NG FES - Falling Short | Total installed non-renewable generation capacity (MW) | OSGODBY 1/2 | 53 | 53 | 53 | 53 | 53 | 53 | 53 | 53 | 53 | 53 | 53 | 53 | 53 | 53 | 53 | 53 | 53 | 53 | 53 | 53 | 53 | 53 | 53 | 53 | 53 | 53 | 53 | 53 | 53
NPgY | BSP | NG FES - Falling Short | Total installed non-renewable generation capacity (MW) | OSGODBY 3/4 | 24.316 | 25.819 | 27.322 | 28.825 | 30.628 | 32.387 | 33.911 | 35.38 | 35.683 | 36.835 | 37.756 | 38.06 | 38.148 | 37.978 | 37.538 | 37.281 | 37.112 | 36.771 | 36.445 | 35.996 | 35.494 | 34.927 | 34.473 | 33.917 | 33.359 | 32.829 | 32.216 | 31.651 | 30.45
NPgY | BSP | NG FES - Falling Short | Total installed non-renewable generation capacity (MW) | RODLEY | 0 | 0.486 | 0.972 | 1.459 | 2.042 | 2.611 | 3.104 | 3.579 | 3.677 | 4.05 | 4.348 | 4.446 | 4.474 | 4.419 | 4.277 | 4.194 | 4.139 | 4.029 | 3.923 | 3.778 | 3.616 | 3.433 | 3.286 | 3.106 | 2.925 | 2.754 | 2.556 | 2.373 | 2.229
NPgY | BSP | NG FES - Falling Short | Total installed non-renewable generation capacity (MW) | SAINT ANDREWS ROAD 132/33KV | 30.55 | 30.57 | 30.59 | 30.61 | 30.634 | 30.657 | 30.678 | 30.697 | 30.701 | 30.716 | 30.729 | 30.733 | 30.734 | 30.732 | 30.726 | 30.722 | 30.72 | 30.716 | 30.711 | 30.705 | 30.699 | 30.691 | 30.685 | 30.678 | 30.67 | 30.663 | 30.655 | 30.647 | 28.812
NPgY | BSP | NG FES - Falling Short | Total installed non-renewable generation capacity (MW) | SALTEND 132/33KV | 5.4 | 5.4 | 5.4 | 5.4 | 5.4 | 5.4 | 5.4 | 5.4 | 5.4 | 5.4 | 5.4 | 5.4 | 5.4 | 5.4 | 5.4 | 5.4 | 5.4 | 5.4 | 5.4 | 5.4 | 5.4 | 5.4 | 5.4 | 5.4 | 5.4 | 5.4 | 5.4 | 5.4 | 4.905
NPgY | BSP | NG FES - Falling Short | Total installed non-renewable generation capacity (MW) | SANTON | 3.12 | 6.326 | 9.532 | 12.737 | 16.582 | 20.333 | 23.584 | 26.717 | 27.364 | 29.821 | 31.785 | 32.433 | 32.62 | 32.257 | 31.321 | 30.771 | 30.411 | 29.684 | 28.988 | 28.03 | 26.96 | 25.752 | 24.783 | 23.596 | 22.408 | 21.277 | 19.969 | 18.765 | 17.789
NPgY | BSP | NG FES - Falling Short | Total installed non-renewable generation capacity (MW) | SCUNTHORPE NORTH | 20.76 | 21.068 | 21.377 | 21.685 | 22.054 | 22.415 | 22.728 | 23.029 | 23.091 | 23.327 | 23.516 | 23.579 | 23.597 | 23.562 | 23.472 | 23.419 | 23.384 | 23.314 | 23.247 | 23.155 | 23.052 | 22.936 | 22.843 | 22.729 | 22.615 | 22.506 | 22.38 | 22.264 | 22.173
NPgY | BSP | NG FES - Falling Short | Total installed non-renewable generation capacity (MW) | SCUNTHORPE SOUTH | 0 | 0.742 | 1.483 | 2.225 | 3.114 | 3.982 | 4.734 | 5.459 | 5.608 | 6.177 | 6.631 | 6.781 | 6.824 | 6.74 | 6.524 | 6.397 | 6.313 | 6.145 | 5.984 | 5.762 | 5.515 | 5.235 | 5.011 | 4.737 | 4.462 | 4.2 | 3.898 | 3.619 | 3.4
NPgY | BSP | NG FES - Falling Short | Total installed non-renewable generation capacity (MW) | SILSDEN | 1.299 | 2.27 | 3.241 | 4.211 | 5.376 | 6.511 | 7.496 | 8.445 | 8.641 | 9.384 | 9.979 | 10.176 | 10.232 | 10.122 | 9.839 | 9.672 | 9.563 | 9.343 | 9.132 | 8.842 | 8.518 | 8.152 | 7.859 | 7.5 | 7.14 | 6.797 | 6.401 | 6.037 | 5.631
NPgY | BSP | NG FES - Falling Short | Total installed non-renewable generation capacity (MW) | SOWERBY BRIDGE 132/33KV | 0 | 0.138 | 0.276 | 0.415 | 0.58 | 0.742 | 0.882 | 1.017 | 1.045 | 1.151 | 1.236 | 1.263 | 1.272 | 1.256 | 1.216 | 1.192 | 1.176 | 1.145 | 1.115 | 1.074 | 1.028 | 0.975 | 0.934 | 0.883 | 0.831 | 0.783 | 0.726 | 0.674 | 0.634
NPgY | BSP | NG FES - Falling Short | Total installed non-renewable generation capacity (MW) | STAYGATE | 10.2 | 10.2 | 10.2 | 10.2 | 10.2 | 10.2 | 10.2 | 10.2 | 10.2 | 10.2 | 10.2 | 10.2 | 10.2 | 10.2 | 10.2 | 10.2 | 10.2 | 10.2 | 10.2 | 10.2 | 10.2 | 10.2 | 10.2 | 10.2 | 10.2 | 10.2 | 10.2 | 10.2 | 9.329
NPgY | BSP | NG FES - Falling Short | Total installed non-renewable generation capacity (MW) | THORNHILL 132KV | 56.6 | 57.234 | 57.868 | 58.503 | 59.263 | 60.005 | 60.648 | 61.268 | 61.396 | 61.882 | 62.271 | 62.399 | 62.436 | 62.364 | 62.179 | 62.07 | 61.999 | 61.855 | 61.717 | 61.528 | 61.316 | 61.077 | 60.886 | 60.651 | 60.416 | 60.192 | 59.933 | 59.695 | 54.316
NPgY | BSP | NG FES - Falling Short | Total installed non-renewable generation capacity (MW) | WAKEFIELD MONCKTON ROAD | 0.415 | 0.876 | 1.338 | 1.799 | 2.352 | 2.892 | 3.36 | 3.811 | 3.904 | 4.257 | 4.54 | 4.633 | 4.66 | 4.608 | 4.473 | 4.394 | 4.342 | 4.238 | 4.137 | 4 | 3.846 | 3.672 | 3.532 | 3.362 | 3.191 | 3.028 | 2.84 | 2.666 | 2.492
NPgY | BSP | NG FES - Falling Short | Total installed non-renewable generation capacity (MW) | WAKEFIELD NORTH | 1.726 | 2.639 | 3.553 | 4.466 | 5.562 | 6.631 | 7.557 | 8.45 | 8.634 | 9.334 | 9.894 | 10.079 | 10.132 | 10.028 | 9.762 | 9.605 | 9.502 | 9.295 | 9.097 | 8.824 | 8.519 | 8.175 | 7.899 | 7.561 | 7.222 | 6.9 | 6.527 | 6.184 | 5.914
NPgY | BSP | NG FES - Falling Short | Total installed non-renewable generation capacity (MW) | WEST MELTON | 15.92 | 18.147 | 20.375 | 22.602 | 25.273 | 27.879 | 30.138 | 32.314 | 32.764 | 34.471 | 35.836 | 36.286 | 36.416 | 36.163 | 35.513 | 35.131 | 34.881 | 34.376 | 33.892 | 33.227 | 32.483 | 31.644 | 30.971 | 30.146 | 29.32 | 28.535 | 27.626 | 26.789 | 26.132
NPgY | BSP | NG FES - Falling Short | Total installed non-renewable generation capacity (MW) | WHINMOOR | 0 | 1.012 | 2.024 | 3.036 | 4.25 | 5.435 | 6.461 | 7.45 | 7.654 | 8.43 | 9.05 | 9.255 | 9.314 | 9.199 | 8.904 | 8.73 | 8.616 | 8.387 | 8.167 | 7.865 | 7.527 | 7.145 | 6.839 | 6.465 | 6.09 | 5.733 | 5.32 | 4.939 | 4.641
NPgY | BSP | NG FES - Falling Short | Total installed non-renewable generation capacity (MW) | WOLD NEWTON | 0.427 | 10.201 | 19.975 | 29.749 | 41.472 | 52.908 | 62.82 | 72.371 | 74.344 | 81.834 | 87.823 | 89.8 | 90.369 | 89.262 | 86.407 | 84.733 | 83.633 | 81.418 | 79.296 | 76.375 | 73.113 | 69.428 | 66.474 | 62.857 | 59.233 | 55.786 | 51.798 | 48.126 | 45.203
NPgY | BSP | NG FES - Falling Short | Total installed non-renewable generation capacity (MW) | YARBOROUGH ROAD 132/33KV | 36.38 | 37.966 | 39.552 | 41.138 | 43.041 | 44.897 | 46.505 | 48.055 | 48.375 | 49.591 | 50.563 | 50.884 | 50.976 | 50.796 | 50.333 | 50.061 | 49.883 | 49.524 | 49.179 | 48.705 | 48.176 | 47.578 | 47.098 | 46.511 | 45.923 | 45.364 | 44.717 | 44.121 | 40.315
NPgN | BSP | NG FES - Leading the Way | Total installed non-renewable generation capacity (MW) | ANNFIELD | 0.2 | 0.37 | 0.564 | 0.758 | 1.084 | 1.286 | 1.435 | 1.588 | 1.513 | 1.252 | 0.562 | 0.355 | 0.276 | 0.181 | 0.157 | 0.124 | 0.081 | 0.052 | 0.026 | 0 | 0 | 0 | 0 | 0 | 0 | 0 | 0 | 0 | 0
NPgN | BSP | NG FES - Leading the Way | Total installed non-renewable generation capacity (MW) | BARRACK ROAD | 17.075 | 17.075 | 17.075 | 17.075 | 17.075 | 17.075 | 17.075 | 17.075 | 17.075 | 15.977 | 14.32 | 11.674 | 6.859 | 0 | 0 | 0 | 0 | 0 | 0 | 0 | 0 | 0 | 0 | 0 | 0 | 0 | 0 | 0 | 0
NPgN | BSP | NG FES - Leading the Way | Total installed non-renewable generation capacity (MW) | BLUCHER | 0.8 | 0.864 | 0.928 | 0.992 | 1.1 | 1.166 | 1.216 | 1.266 | 1.242 | 1.089 | 0.761 | 0.571 | 0.369 | 0.06 | 0.052 | 0.041 | 0.027 | 0.017 | 0.008 | 0 | 0 | 0 | 0 | 0 | 0 | 0 | 0 | 0 | 0
NPgN | BSP | NG FES - Leading the Way | Total installed non-renewable generation capacity (MW) | BOWESFIELD | 3.83 | 4.483 | 5.135 | 5.788 | 6.885 | 7.563 | 8.066 | 8.578 | 8.328 | 7.148 | 4.372 | 3.141 | 2.13 | 0.61 | 0.528 | 0.415 | 0.273 | 0.174 | 0.086 | 0 | 0 | 0 | 0 | 0 | 0 | 0 | 0 | 0 | 0
NPgN | BSP | NG FES - Leading the Way | Total installed non-renewable generation capacity (MW) | CHIRTON GRANGE | 2.451 | 2.476 | 2.5 | 2.525 | 2.566 | 2.591 | 2.61 | 2.63 | 2.62 | 2.588 | 2.502 | 2.154 | 1.179 | 0.023 | 0.02 | 0.016 | 0.01 | 0.007 | 0.003 | 0 | 0 | 0 | 0 | 0 | 0 | 0 | 0 | 0 | 0
NPgN | BSP | NG FES - Leading the Way | Total installed non-renewable generation capacity (MW) | COALBURNS | 0 | 0.761 | 1.522 | 2.284 | 3.563 | 4.353 | 4.94 | 5.538 | 5.246 | 4.249 | 1.586 | 0.875 | 0.789 | 0.711 | 0.616 | 0.485 | 0.318 | 0.203 | 0.101 | 0 | 0 | 0 | 0 | 0 | 0 | 0 | 0 | 0 | 0
NPgN | BSP | NG FES - Leading the Way | Total installed non-renewable generation capacity (MW) | DARLINGTON CENTRAL | 2.5 | 2.852 | 3.205 | 3.557 | 4.149 | 4.515 | 4.787 | 5.064 | 4.929 | 4.467 | 3.234 | 2.573 | 1.542 | 0.329 | 0.285 | 0.224 | 0.147 | 0.094 | 0.047 | 0 | 0 | 0 | 0 | 0 | 0 | 0 | 0 | 0 | 0
NPgN | BSP | NG FES - Leading the Way | Total installed non-renewable generation capacity (MW) | DARLINGTON NORTH | 15.629 | 15.783 | 15.937 | 16.09 | 16.349 | 16.509 | 16.627 | 16.748 | 16.689 | 16.273 | 15.411 | 13.423 | 8.493 | 2.36 | 2.258 | 2.118 | 1.94 | 1.816 | 1.707 | 1.565 | 1.398 | 1.225 | 1.035 | 0.879 | 0.583 | 0.252 | 0 | 0 | 0
NPgN | BSP | NG FES - Leading the Way | Total installed non-renewable generation capacity (MW) | DUNSTON | 10.175 | 10.259 | 10.343 | 10.428 | 10.569 | 10.657 | 10.722 | 10.788 | 10.756 | 10.645 | 10.35 | 9.892 | 8.749 | 7.19 | 6.914 | 6.534 | 6.053 | 5.718 | 5.421 | 5.02 | 4.487 | 3.93 | 3.32 | 2.82 | 1.871 | 0.809 | 0 | 0 | 0
NPgN | BSP | NG FES - Leading the Way | Total installed non-renewable generation capacity (MW) | FLATWORTH | 11.7 | 11.704 | 11.709 | 11.713 | 11.72 | 11.724 | 11.728 | 11.731 | 11.729 | 11.209 | 10.418 | 9.439 | 7.976 | 5.545 | 5.338 | 5.052 | 4.691 | 4.439 | 4.216 | 3.912 | 3.496 | 3.063 | 2.587 | 2.198 | 1.458 | 0.63 | 0 | 0 | 0
NPgN | BSP | NG FES - Leading the Way | Total installed non-renewable generation capacity (MW) | GOSFORTH | 8.104 | 8.115 | 8.127 | 8.138 | 8.158 | 8.17 | 8.179 | 8.188 | 8.183 | 8.035 | 7.795 | 6.776 | 4.137 | 0.842 | 0.809 | 0.765 | 0.708 | 0.669 | 0.634 | 0.587 | 0.524 | 0.459 | 0.388 | 0.33 | 0.219 | 0.095 | 0 | 0 | 0
NPgN | BSP | NG FES - Leading the Way | Total installed non-renewable generation capacity (MW) | HARROGATE 132/33KV | 0.4 | 0.501 | 0.603 | 0.704 | 0.874 | 0.979 | 1.057 | 1.137 | 1.098 | 0.931 | 0.525 | 0.365 | 0.257 | 0.095 | 0.082 | 0.064 | 0.042 | 0.027 | 0.013 | 0 | 0 | 0 | 0 | 0 | 0 | 0 | 0 | 0 | 0
NPgN | BSP | NG FES - Leading the Way | Total installed non-renewable generation capacity (MW) | HUSTHWAITE | 29 | 29.645 | 30.289 | 30.934 | 32.017 | 32.686 | 33.183 | 33.689 | 33.442 | 32.598 | 30.343 | 26.16 | 15.378 | 2.547 | 2.393 | 2.182 | 1.915 | 1.729 | 1.564 | 1.373 | 1.227 | 1.075 | 0.908 | 0.771 | 0.511 | 0.221 | 0 | 0 | 0
NPgN | BSP | NG FES - Leading the Way | Total installed non-renewable generation capacity (MW) | LEEMING BAR_SKEEBY | 2.102 | 3.565 | 5.028 | 6.491 | 8.95 | 10.469 | 11.596 | 12.746 | 12.185 | 10.228 | 5.047 | 3.577 | 3.217 | 2.752 | 2.517 | 2.194 | 1.784 | 1.5 | 1.247 | 0.978 | 0.874 | 0.766 | 0.647 | 0.549 | 0.364 | 0.158 | 0 | 0 | 0
NPgN | BSP | NG FES - Leading the Way | Total installed non-renewable generation capacity (MW) | LINTON | 0 | 1.129 | 2.257 | 3.386 | 5.283 | 6.455 | 7.325 | 8.212 | 7.779 | 6.301 | 2.352 | 1.297 | 1.17 | 1.055 | 0.913 | 0.719 | 0.472 | 0.301 | 0.149 | 0 | 0 | 0 | 0 | 0 | 0 | 0 | 0 | 0 | 0
NPgN | BSP | NG FES - Leading the Way | Total installed non-renewable generation capacity (MW) | MALTON GRID | 0.731 | 2.956 | 5.181 | 7.406 | 11.145 | 13.456 | 15.17 | 16.918 | 16.066 | 13.136 | 5.328 | 3.147 | 2.635 | 2.079 | 1.8 | 1.416 | 0.931 | 0.593 | 0.294 | 0 | 0 | 0 | 0 | 0 | 0 | 0 | 0 | 0 | 0
NPgN | BSP | NG FES - Leading the Way | Total installed non-renewable generation capacity (MW) | MELROSEGATE | 12.831 | 13.307 | 13.783 | 14.259 | 15.058 | 15.553 | 15.919 | 16.293 | 16.111 | 15.12 | 12.901 | 10.627 | 6.139 | 0.445 | 0.385 | 0.303 | 0.199 | 0.127 | 0.063 | 0 | 0 | 0 | 0 | 0 | 0 | 0 | 0 | 0 | 0
NPgN | BSP | NG FES - Leading the Way | Total installed non-renewable generation capacity (MW) | NORTH TEES | 74.906 | 74.932 | 74.958 | 74.984 | 75.027 | 75.054 | 75.074 | 75.094 | 75.084 | 75.051 | 74.96 | 74.133 | 71.731 | 66.966 | 64.46 | 61.018 | 56.655 | 53.619 | 50.93 | 47.254 | 42.232 | 36.998 | 31.249 | 26.546 | 17.608 | 7.613 | 0 | 0 | 0
NPgN | BSP | NG FES - Leading the Way | Total installed non-renewable generation capacity (MW) | POTTER HOUSE | 0.14 | 0.413 | 0.687 | 0.96 | 1.419 | 1.703 | 1.914 | 2.129 | 2.024 | 1.666 | 0.71 | 0.436 | 0.349 | 0.255 | 0.221 | 0.174 | 0.114 | 0.073 | 0.036 | 0 | 0 | 0 | 0 | 0 | 0 | 0 | 0 | 0 | 0
NPgN | BSP | NG FES - Leading the Way | Total installed non-renewable generation capacity (MW) | RAVENSWORTH | 3.99 | 4.083 | 4.176 | 4.269 | 4.425 | 4.522 | 4.593 | 4.666 | 4.631 | 4.509 | 4.184 | 3.568 | 1.975 | 0.087 | 0.075 | 0.059 | 0.039 | 0.025 | 0.012 | 0 | 0 | 0 | 0 | 0 | 0 | 0 | 0 | 0 | 0
NPgN | BSP | NG FES - Leading the Way | Total installed non-renewable generation capacity (MW) | SCARBOROUGH GRID | 1.576 | 2.088 | 2.6 | 3.112 | 3.973 | 4.504 | 4.899 | 5.301 | 5.105 | 4.428 | 2.626 | 2.136 | 2.06 | 1.937 | 1.818 | 1.655 | 1.448 | 1.304 | 1.177 | 1.029 | 0.92 | 0.806 | 0.681 | 0.578 | 0.384 | 0.166 | 0 | 0 | 0
NPgN | BSP | NG FES - Leading the Way | Total installed non-renewable generation capacity (MW) | SEAL SANDS | 96.405 | 96.405 | 96.405 | 96.405 | 96.405 | 96.405 | 96.405 | 96.405 | 96.405 | 92.33 | 86.183 | 71.98 | 41.007 | 0 | 0 | 0 | 0 | 0 | 0 | 0 | 0 | 0 | 0 | 0 | 0 | 0 | 0 | 0 | 0
NPgN | BSP | NG FES - Leading the Way | Total installed non-renewable generation capacity (MW) | SPADEADAM 33KV | 0 | 0 | 0 | 0 | 0 | 0 | 0 | 0 | 0 | 0 | 0 | 0 | 0 | 0 | 0 | 0 | 0 | 0 | 0 | 0 | 0 | 0 | 0 | 0 | 0 | 0 | 0 | 0 | 0
NPgN | BSP | NG FES - Leading the Way | Total installed non-renewable generation capacity (MW) | SPENNYMOOR 132/66KV | 0 | 1.218 | 2.435 | 3.653 | 5.699 | 6.964 | 7.902 | 8.859 | 8.392 | 6.798 | 2.537 | 1.399 | 1.263 | 1.138 | 0.985 | 0.775 | 0.51 | 0.325 | 0.161 | 0 | 0 | 0 | 0 | 0 | 0 | 0 | 0 | 0 | 0
NPgN | BSP | NG FES - Leading the Way | Total installed non-renewable generation capacity (MW) | TORONTO | 4.076 | 4.732 | 5.387 | 6.043 | 7.145 | 7.825 | 8.331 | 8.846 | 8.594 | 7.736 | 5.442 | 4.289 | 2.598 | 0.613 | 0.53 | 0.417 | 0.274 | 0.175 | 0.087 | 0 | 0 | 0 | 0 | 0 | 0 | 0 | 0 | 0 | 0
NPgN | BSP | NG FES - Leading the Way | Total installed non-renewable generation capacity (MW) | WORMALD GREEN 132/33KV | 28.735 | 29.083 | 29.431 | 29.779 | 30.364 | 30.725 | 30.993 | 31.266 | 31.133 | 30.677 | 29.46 | 29.135 | 29.096 | 28.261 | 27.173 | 25.679 | 23.784 | 22.466 | 21.299 | 19.72 | 17.624 | 15.44 | 13.041 | 11.078 | 7.348 | 3.177 | 0 | 0 | 0
NPgY | BSP | NG FES - Leading the Way | Total installed non-renewable generation capacity (MW) | ATTERCLIFFE | 19.904 | 20.004 | 20.103 | 20.203 | 20.138 | 20.18 | 20.214 | 20.248 | 20.231 | 20.138 | 19.932 | 19.747 | 19.551 | 18.763 | 18.062 | 17.098 | 15.877 | 15.027 | 14.274 | 13.245 | 11.837 | 10.37 | 8.759 | 7.441 | 4.935 | 2.134 | 0 | 0 | 0
NPgY | BSP | NG FES - Leading the Way | Total installed non-renewable generation capacity (MW) | BARUGH 132/66KV | 0 | 0.802 | 1.604 | 2.405 | 1.88 | 2.216 | 2.489 | 2.768 | 2.632 | 2.135 | 0.858 | 0.106 | 0.006 | 0 | 0 | 0 | 0 | 0 | 0 | 0 | 0 | 0 | 0 | 0 | 0 | 0 | 0 | 0 | 0
NPgY | BSP | NG FES - Leading the Way | Total installed non-renewable generation capacity (MW) | BEESTON ROYDS 132/33KV | 4.6 | 4.869 | 5.139 | 5.408 | 5.231 | 5.344 | 5.436 | 5.53 | 5.484 | 5.317 | 4.888 | 4.025 | 2.167 | 0 | 0 | 0 | 0 | 0 | 0 | 0 | 0 | 0 | 0 | 0 | 0 | 0 | 0 | 0 | 0
NPgY | BSP | NG FES - Leading the Way | Total installed non-renewable generation capacity (MW) | BEVERLEY 132/33KV | 8.57 | 9.393 | 10.216 | 11.039 | 10.499 | 10.844 | 11.125 | 11.41 | 11.272 | 10.584 | 9.006 | 7.035 | 3.85 | 0 | 0 | 0 | 0 | 0 | 0 | 0 | 0 | 0 | 0 | 0 | 0 | 0 | 0 | 0 | 0
NPgY | BSP | NG FES - Leading the Way | Total installed non-renewable generation capacity (MW) | BINGLEY 132/33KV | 0.665 | 0.677 | 0.688 | 0.7 | 0.692 | 0.697 | 0.701 | 0.705 | 0.703 | 0.68 | 0.637 | 0.532 | 0.296 | 0 | 0 | 0 | 0 | 0 | 0 | 0 | 0 | 0 | 0 | 0 | 0 | 0 | 0 | 0 | 0
NPgY | BSP | NG FES - Leading the Way | Total installed non-renewable generation capacity (MW) | BLACKBURN MEADOWS B | 0 | 0.007 | 0.013 | 0.02 | 0.016 | 0.019 | 0.021 | 0.023 | 0.022 | 0.018 | 0.007 | 0.001 | 0 | 0 | 0 | 0 | 0 | 0 | 0 | 0 | 0 | 0 | 0 | 0 | 0 | 0 | 0 | 0 | 0
NPgY | BSP | NG FES - Leading the Way | Total installed non-renewable generation capacity (MW) | BLYTON | 4.77 | 8.216 | 11.662 | 15.108 | 12.848 | 14.293 | 15.469 | 16.664 | 16.083 | 13.675 | 7.776 | 3.813 | 1.978 | 0 | 0 | 0 | 0 | 0 | 0 | 0 | 0 | 0 | 0 | 0 | 0 | 0 | 0 | 0 | 0
NPgY | BSP | NG FES - Leading the Way | Total installed non-renewable generation capacity (MW) | BRADFORD | 0 | 0 | 0 | 0 | 0 | 0 | 0 | 0 | 0 | 0 | 0 | 0 | 0 | 0 | 0 | 0 | 0 | 0 | 0 | 0 | 0 | 0 | 0 | 0 | 0 | 0 | 0 | 0 | 0
NPgY | BSP | NG FES - Leading the Way | Total installed non-renewable generation capacity (MW) | BRAMHAM | 6.4 | 7.945 | 9.49 | 11.035 | 10.022 | 10.67 | 11.197 | 11.733 | 11.472 | 10.515 | 8.054 | 5.755 | 3.024 | 0 | 0 | 0 | 0 | 0 | 0 | 0 | 0 | 0 | 0 | 0 | 0 | 0 | 0 | 0 | 0
NPgY | BSP | NG FES - Leading the Way | Total installed non-renewable generation capacity (MW) | BRANSHOLME | 44.75 | 44.998 | 45.246 | 45.495 | 45.332 | 45.436 | 45.521 | 45.607 | 45.565 | 45.411 | 45.016 | 38.848 | 21.066 | 0 | 0 | 0 | 0 | 0 | 0 | 0 | 0 | 0 | 0 | 0 | 0 | 0 | 0 | 0 | 0
NPgY | BSP | NG FES - Leading the Way | Total installed non-renewable generation capacity (MW) | BRIGHOUSE 132/33KV | 0 | 0.335 | 0.671 | 1.006 | 0.786 | 0.926 | 1.041 | 1.157 | 1.101 | 0.893 | 0.359 | 0.044 | 0.002 | 0 | 0 | 0 | 0 | 0 | 0 | 0 | 0 | 0 | 0 | 0 | 0 | 0 | 0 | 0 | 0
NPgY | BSP | NG FES - Leading the Way | Total installed non-renewable generation capacity (MW) | DONCASTER B/THORPE MARSH | 9.809 | 11.87 | 13.93 | 15.991 | 14.639 | 15.504 | 16.207 | 16.922 | 16.574 | 15.282 | 11.979 | 8.737 | 4.617 | 0 | 0 | 0 | 0 | 0 | 0 | 0 | 0 | 0 | 0 | 0 | 0 | 0 | 0 | 0 | 0
NPgY | BSP | NG FES - Leading the Way | Total installed non-renewable generation capacity (MW) | DONCASTER CENTRAL | 0 | 0.09 | 0.18 | 0.27 | 0.211 | 0.249 | 0.28 | 0.311 | 0.296 | 0.24 | 0.096 | 0.012 | 0.001 | 0 | 0 | 0 | 0 | 0 | 0 | 0 | 0 | 0 | 0 | 0 | 0 | 0 | 0 | 0 | 0
NPgY | BSP | NG FES - Leading the Way | Total installed non-renewable generation capacity (MW) | DRIFFIELD/BEVERLEY GROUP | 1.311 | 6.407 | 11.503 | 16.599 | 13.257 | 15.394 | 17.132 | 18.901 | 18.041 | 14.883 | 6.767 | 1.808 | 0.655 | 0 | 0 | 0 | 0 | 0 | 0 | 0 | 0 | 0 | 0 | 0 | 0 | 0 | 0 | 0 | 0
NPgY | BSP | NG FES - Leading the Way | Total installed non-renewable generation capacity (MW) | FEATHERSTONE | 0 | 0.845 | 1.69 | 2.535 | 1.981 | 2.335 | 2.624 | 2.917 | 2.775 | 2.251 | 0.905 | 0.111 | 0.006 | 0 | 0 | 0 | 0 | 0 | 0 | 0 | 0 | 0 | 0 | 0 | 0 | 0 | 0 | 0 | 0
NPgY | BSP | NG FES - Leading the Way | Total installed non-renewable generation capacity (MW) | GIRLINGTON | 12.126 | 12.126 | 12.126 | 12.126 | 12.126 | 12.126 | 12.126 | 12.126 | 12.126 | 12.093 | 12.044 | 10.424 | 5.673 | 0 | 0 | 0 | 0 | 0 | 0 | 0 | 0 | 0 | 0 | 0 | 0 | 0 | 0 | 0 | 0
NPgY | BSP | NG FES - Leading the Way | Total installed non-renewable generation capacity (MW) | HALIFAX 132/33KV | 0 | 0 | 0 | 0 | 0 | 0 | 0 | 0 | 0 | 0 | 0 | 0 | 0 | 0 | 0 | 0 | 0 | 0 | 0 | 0 | 0 | 0 | 0 | 0 | 0 | 0 | 0 | 0 | 0
NPgY | BSP | NG FES - Leading the Way | Total installed non-renewable generation capacity (MW) | HECKMONDWIKE | 0.4 | 0.4 | 0.4 | 0.4 | 0.4 | 0.4 | 0.4 | 0.4 | 0.4 | 0.4 | 0.4 | 0.347 | 0.188 | 0 | 0 | 0 | 0 | 0 | 0 | 0 | 0 | 0 | 0 | 0 | 0 | 0 | 0 | 0 | 0
NPgY | BSP | NG FES - Leading the Way | Total installed non-renewable generation capacity (MW) | HOLMFIELD | 0 | 0 | 0 | 0 | 0 | 0 | 0 | 0 | 0 | 0 | 0 | 0 | 0 | 0 | 0 | 0 | 0 | 0 | 0 | 0 | 0 | 0 | 0 | 0 | 0 | 0 | 0 | 0 | 0
NPgY | BSP | NG FES - Leading the Way | Total installed non-renewable generation capacity (MW) | HULL EAST 132/33KV | 17.299 | 17.303 | 17.307 | 17.311 | 17.308 | 17.31 | 17.311 | 17.312 | 17.312 | 15.825 | 13.58 | 10.766 | 6.551 | 0 | 0 | 0 | 0 | 0 | 0 | 0 | 0 | 0 | 0 | 0 | 0 | 0 | 0 | 0 | 0
NPgY | BSP | NG FES - Leading the Way | Total installed non-renewable generation capacity (MW) | HULL SOUTH | 1.45 | 1.45 | 1.45 | 1.45 | 1.45 | 1.45 | 1.45 | 1.45 | 1.45 | 1.326 | 1.138 | 0.902 | 0.549 | 0 | 0 | 0 | 0 | 0 | 0 | 0 | 0 | 0 | 0 | 0 | 0 | 0 | 0 | 0 | 0
NPgY | BSP | NG FES - Leading the Way | Total installed non-renewable generation capacity (MW) | HULL WEST | 0.05 | 0.183 | 0.317 | 0.45 | 0.363 | 0.419 | 0.464 | 0.511 | 0.488 | 0.405 | 0.193 | 0.061 | 0.025 | 0 | 0 | 0 | 0 | 0 | 0 | 0 | 0 | 0 | 0 | 0 | 0 | 0 | 0 | 0 | 0
NPgY | BSP | NG FES - Leading the Way | Total installed non-renewable generation capacity (MW) | HUMBERSTON | 0.95 | 1.03 | 1.11 | 1.19 | 1.138 | 1.171 | 1.198 | 1.226 | 1.213 | 1.082 | 0.831 | 0.602 | 0.36 | 0 | 0 | 0 | 0 | 0 | 0 | 0 | 0 | 0 | 0 | 0 | 0 | 0 | 0 | 0 | 0
NPgY | BSP | NG FES - Leading the Way | Total installed non-renewable generation capacity (MW) | HUNNINGLEY | 0 | 0.126 | 0.252 | 0.377 | 0.295 | 0.348 | 0.391 | 0.434 | 0.413 | 0.335 | 0.135 | 0.017 | 0.001 | 0 | 0 | 0 | 0 | 0 | 0 | 0 | 0 | 0 | 0 | 0 | 0 | 0 | 0 | 0 | 0
NPgY | BSP | NG FES - Leading the Way | Total installed non-renewable generation capacity (MW) | HUNSHELF | 1.348 | 1.656 | 1.964 | 2.272 | 2.07 | 2.199 | 2.304 | 2.411 | 2.359 | 2.168 | 1.678 | 1.21 | 0.637 | 0 | 0 | 0 | 0 | 0 | 0 | 0 | 0 | 0 | 0 | 0 | 0 | 0 | 0 | 0 | 0
NPgY | BSP | NG FES - Leading the Way | Total installed non-renewable generation capacity (MW) | IMMINGHAM | 81.875 | 83.032 | 84.188 | 85.345 | 84.586 | 85.072 | 85.466 | 85.868 | 85.673 | 82.05 | 75.823 | 62.868 | 35.43 | 0 | 0 | 0 | 0 | 0 | 0 | 0 | 0 | 0 | 0 | 0 | 0 | 0 | 0 | 0 | 0
NPgY | BSP | NG FES - Leading the Way | Total installed non-renewable generation capacity (MW) | KIRKHAW LANE | 8.957 | 9.236 | 9.514 | 9.793 | 9.61 | 9.727 | 9.822 | 9.919 | 9.872 | 9.547 | 8.873 | 7.37 | 4.055 | 0 | 0 | 0 | 0 | 0 | 0 | 0 | 0 | 0 | 0 | 0 | 0 | 0 | 0 | 0 | 0
NPgY | BSP | NG FES - Leading the Way | Total installed non-renewable generation capacity (MW) | KIRKSTALL C 2/5 | 15 | 15 | 15 | 15 | 15 | 15 | 15 | 15 | 15 | 13.713 | 11.772 | 9.335 | 5.68 | 0 | 0 | 0 | 0 | 0 | 0 | 0 | 0 | 0 | 0 | 0 | 0 | 0 | 0 | 0 | 0
NPgY | BSP | NG FES - Leading the Way | Total installed non-renewable generation capacity (MW) | KIRKSTALL C/RING ROAD HORSFORTH | 0.776 | 0.865 | 0.953 | 1.042 | 0.984 | 1.021 | 1.051 | 1.082 | 1.067 | 1.007 | 0.857 | 0.669 | 0.36 | 0 | 0 | 0 | 0 | 0 | 0 | 0 | 0 | 0 | 0 | 0 | 0 | 0 | 0 | 0 | 0
NPgY | BSP | NG FES - Leading the Way | Total installed non-renewable generation capacity (MW) | LEEDS EAST | 18.076 | 18.265 | 18.453 | 18.642 | 18.518 | 18.597 | 18.661 | 18.727 | 18.695 | 18.182 | 17.285 | 16.358 | 15.21 | 13.087 | 12.597 | 11.925 | 11.074 | 10.481 | 9.956 | 9.238 | 8.256 | 7.233 | 6.109 | 5.19 | 3.442 | 1.488 | 0 | 0 | 0
NPgY | BSP | NG FES - Leading the Way | Total installed non-renewable generation capacity (MW) | LEEDS NORTH | 2.24 | 2.24 | 2.24 | 2.24 | 2.24 | 2.24 | 2.24 | 2.24 | 2.24 | 2.068 | 1.81 | 1.453 | 0.87 | 0 | 0 | 0 | 0 | 0 | 0 | 0 | 0 | 0 | 0 | 0 | 0 | 0 | 0 | 0 | 0
NPgY | BSP | NG FES - Leading the Way | Total installed non-renewable generation capacity (MW) | LINDLEY | 0 | 0.133 | 0.266 | 0.4 | 0.312 | 0.368 | 0.414 | 0.46 | 0.437 | 0.355 | 0.143 | 0.018 | 0.001 | 0 | 0 | 0 | 0 | 0 | 0 | 0 | 0 | 0 | 0 | 0 | 0 | 0 | 0 | 0 | 0
NPgY | BSP | NG FES - Leading the Way | Total installed non-renewable generation capacity (MW) | LOW ROAD | 0.105 | 0.123 | 0.142 | 0.16 | 0.148 | 0.155 | 0.162 | 0.168 | 0.165 | 0.154 | 0.125 | 0.093 | 0.05 | 0 | 0 | 0 | 0 | 0 | 0 | 0 | 0 | 0 | 0 | 0 | 0 | 0 | 0 | 0 | 0
NPgY | BSP | NG FES - Leading the Way | Total installed non-renewable generation capacity (MW) | MALLARD WAY | 20 | 20.013 | 20.026 | 20.039 | 20.03 | 20.036 | 20.04 | 20.044 | 20.042 | 20.034 | 20.014 | 17.349 | 9.414 | 0 | 0 | 0 | 0 | 0 | 0 | 0 | 0 | 0 | 0 | 0 | 0 | 0 | 0 | 0 | 0
NPgY | BSP | NG FES - Leading the Way | Total installed non-renewable generation capacity (MW) | MENSTON | 6.618 | 6.985 | 7.352 | 7.719 | 7.478 | 7.632 | 7.757 | 7.884 | 7.823 | 7.027 | 5.587 | 4.167 | 2.509 | 0 | 0 | 0 | 0 | 0 | 0 | 0 | 0 | 0 | 0 | 0 | 0 | 0 | 0 | 0 | 0
NPgY | BSP | NG FES - Leading the Way | Total installed non-renewable generation capacity (MW) | MOSS ROAD | 0 | 4.005 | 4.009 | 4.014 | 4.011 | 4.013 | 4.014 | 4.016 | 4.015 | 4.012 | 4.005 | 3.47 | 1.883 | 0 | 0 | 0 | 0 | 0 | 0 | 0 | 0 | 0 | 0 | 0 | 0 | 0 | 0 | 0 | 0
NPgY | BSP | NG FES - Leading the Way | Total installed non-renewable generation capacity (MW) | OSGODBY 1/2 | 53 | 53 | 53 | 53 | 53 | 53 | 53 | 53 | 53 | 53 | 53 | 45.971 | 24.948 | 0 | 0 | 0 | 0 | 0 | 0 | 0 | 0 | 0 | 0 | 0 | 0 | 0 | 0 | 0 | 0
NPgY | BSP | NG FES - Leading the Way | Total installed non-renewable generation capacity (MW) | OSGODBY 3/4 | 24.316 | 25.073 | 25.83 | 26.588 | 26.091 | 26.408 | 26.667 | 26.93 | 26.802 | 25.623 | 23.348 | 19.165 | 10.691 | 0 | 0 | 0 | 0 | 0 | 0 | 0 | 0 | 0 | 0 | 0 | 0 | 0 | 0 | 0 | 0
NPgY | BSP | NG FES - Leading the Way | Total installed non-renewable generation capacity (MW) | RODLEY | 0 | 0.245 | 0.49 | 0.735 | 0.574 | 0.677 | 0.76 | 0.845 | 0.804 | 0.652 | 0.262 | 0.032 | 0.002 | 0 | 0 | 0 | 0 | 0 | 0 | 0 | 0 | 0 | 0 | 0 | 0 | 0 | 0 | 0 | 0
NPgY | BSP | NG FES - Leading the Way | Total installed non-renewable generation capacity (MW) | SAINT ANDREWS ROAD 132/33KV | 30.55 | 30.56 | 30.57 | 30.58 | 30.574 | 30.578 | 30.581 | 30.585 | 30.583 | 28.865 | 26.267 | 23.017 | 18.155 | 10.305 | 9.92 | 9.391 | 8.72 | 8.253 | 7.84 | 7.274 | 6.501 | 5.696 | 4.811 | 4.087 | 2.711 | 1.172 | 0 | 0 | 0
NPgY | BSP | NG FES - Leading the Way | Total installed non-renewable generation capacity (MW) | SALTEND 132/33KV | 5.4 | 5.4 | 5.4 | 5.4 | 5.4 | 5.4 | 5.4 | 5.4 | 5.4 | 4.937 | 4.238 | 3.361 | 2.045 | 0 | 0 | 0 | 0 | 0 | 0 | 0 | 0 | 0 | 0 | 0 | 0 | 0 | 0 | 0 | 0
NPgY | BSP | NG FES - Leading the Way | Total installed non-renewable generation capacity (MW) | SANTON | 3.12 | 4.735 | 6.35 | 7.965 | 6.905 | 7.583 | 8.134 | 8.694 | 8.422 | 7.393 | 4.78 | 3.212 | 2.933 | 2.722 | 2.62 | 2.481 | 2.303 | 2.18 | 2.071 | 1.922 | 1.717 | 1.504 | 1.271 | 1.079 | 0.716 | 0.31 | 0 | 0 | 0
NPgY | BSP | NG FES - Leading the Way | Total installed non-renewable generation capacity (MW) | SCUNTHORPE NORTH | 20.76 | 20.915 | 21.071 | 21.226 | 21.124 | 21.189 | 21.242 | 21.296 | 21.27 | 21.174 | 20.926 | 18.027 | 9.773 | 0 | 0 | 0 | 0 | 0 | 0 | 0 | 0 | 0 | 0 | 0 | 0 | 0 | 0 | 0 | 0
NPgY | BSP | NG FES - Leading the Way | Total installed non-renewable generation capacity (MW) | SCUNTHORPE SOUTH | 0 | 0.374 | 0.747 | 1.121 | 0.876 | 1.032 | 1.16 | 1.289 | 1.226 | 0.995 | 0.4 | 0.049 | 0.003 | 0 | 0 | 0 | 0 | 0 | 0 | 0 | 0 | 0 | 0 | 0 | 0 | 0 | 0 | 0 | 0
NPgY | BSP | NG FES - Leading the Way | Total installed non-renewable generation capacity (MW) | SILSDEN | 1.299 | 1.788 | 2.277 | 2.766 | 2.445 | 2.65 | 2.817 | 2.987 | 2.904 | 2.49 | 1.543 | 0.873 | 0.496 | 0 | 0 | 0 | 0 | 0 | 0 | 0 | 0 | 0 | 0 | 0 | 0 | 0 | 0 | 0 | 0
NPgY | BSP | NG FES - Leading the Way | Total installed non-renewable generation capacity (MW) | SOWERBY BRIDGE 132/33KV | 0 | 0.07 | 0.139 | 0.209 | 0.163 | 0.192 | 0.216 | 0.24 | 0.229 | 0.185 | 0.075 | 0.009 | 0.001 | 0 | 0 | 0 | 0 | 0 | 0 | 0 | 0 | 0 | 0 | 0 | 0 | 0 | 0 | 0 | 0
NPgY | BSP | NG FES - Leading the Way | Total installed non-renewable generation capacity (MW) | STAYGATE | 10.2 | 10.2 | 10.2 | 10.2 | 10.2 | 10.2 | 10.2 | 10.2 | 10.2 | 9.385 | 8.156 | 6.519 | 3.927 | 0 | 0 | 0 | 0 | 0 | 0 | 0 | 0 | 0 | 0 | 0 | 0 | 0 | 0 | 0 | 0
NPgY | BSP | NG FES - Leading the Way | Total installed non-renewable generation capacity (MW) | THORNHILL 132KV | 56.6 | 56.919 | 57.239 | 57.558 | 57.349 | 57.483 | 57.592 | 57.703 | 57.649 | 52.595 | 44.761 | 35.267 | 21.435 | 0 | 0 | 0 | 0 | 0 | 0 | 0 | 0 | 0 | 0 | 0 | 0 | 0 | 0 | 0 | 0
NPgY | BSP | NG FES - Leading the Way | Total installed non-renewable generation capacity (MW) | WAKEFIELD MONCKTON ROAD | 0.415 | 0.647 | 0.88 | 1.112 | 0.96 | 1.057 | 1.136 | 1.217 | 1.178 | 0.998 | 0.574 | 0.289 | 0.159 | 0 | 0 | 0 | 0 | 0 | 0 | 0 | 0 | 0 | 0 | 0 | 0 | 0 | 0 | 0 | 0
NPgY | BSP | NG FES - Leading the Way | Total installed non-renewable generation capacity (MW) | WAKEFIELD NORTH | 1.726 | 2.186 | 2.646 | 3.106 | 2.805 | 2.998 | 3.155 | 3.314 | 3.237 | 2.951 | 2.219 | 1.558 | 0.816 | 0 | 0 | 0 | 0 | 0 | 0 | 0 | 0 | 0 | 0 | 0 | 0 | 0 | 0 | 0 | 0
NPgY | BSP | NG FES - Leading the Way | Total installed non-renewable generation capacity (MW) | WEST MELTON | 15.92 | 17.042 | 18.164 | 19.286 | 18.55 | 19.021 | 19.403 | 19.793 | 19.603 | 18.908 | 17.121 | 13.956 | 7.502 | 0 | 0 | 0 | 0 | 0 | 0 | 0 | 0 | 0 | 0 | 0 | 0 | 0 | 0 | 0 | 0
NPgY | BSP | NG FES - Leading the Way | Total installed non-renewable generation capacity (MW) | WHINMOOR | 0 | 0.51 | 1.02 | 1.53 | 1.195 | 1.409 | 1.583 | 1.76 | 1.674 | 1.358 | 0.546 | 0.067 | 0.004 | 0 | 0 | 0 | 0 | 0 | 0 | 0 | 0 | 0 | 0 | 0 | 0 | 0 | 0 | 0 | 0
NPgY | BSP | NG FES - Leading the Way | Total installed non-renewable generation capacity (MW) | WOLD NEWTON | 0.427 | 5.351 | 10.274 | 15.198 | 11.968 | 14.033 | 15.713 | 17.422 | 16.591 | 13.503 | 5.607 | 0.914 | 0.198 | 0 | 0 | 0 | 0 | 0 | 0 | 0 | 0 | 0 | 0 | 0 | 0 | 0 | 0 | 0 | 0
NPgY | BSP | NG FES - Leading the Way | Total installed non-renewable generation capacity (MW) | YARBOROUGH ROAD 132/33KV | 36.38 | 37.179 | 37.978 | 38.777 | 38.253 | 38.588 | 38.861 | 39.138 | 39.003 | 35.387 | 29.406 | 22.746 | 13.782 | 0 | 0 | 0 | 0 | 0 | 0 | 0 | 0 | 0 | 0 | 0 | 0 | 0 | 0 | 0 | 0
NPgN | BSP | NG FES - System Transformation | Total installed non-renewable generation capacity (MW) | ANNFIELD | 0.2 | 0.37 | 0.564 | 0.758 | 1.392 | 1.996 | 2.512 | 2.969 | 3.064 | 2.977 | 2.758 | 2.106 | 1.085 | 0.365 | 0.32 | 0.27 | 0.219 | 0.174 | 0.122 | 0.063 | 0.017 | 0 | 0 | 0 | 0 | 0 | 0 | 0 | 0
NPgN | BSP | NG FES - System Transformation | Total installed non-renewable generation capacity (MW) | BARRACK ROAD | 17.075 | 17.075 | 17.075 | 17.075 | 17.075 | 17.075 | 17.075 | 17.075 | 17.075 | 17.075 | 16.948 | 15.746 | 14.511 | 13.128 | 11.232 | 9.507 | 7.887 | 6.326 | 4.489 | 2.504 | 0.799 | 0 | 0 | 0 | 0 | 0 | 0 | 0 | 0
NPgN | BSP | NG FES - System Transformation | Total installed non-renewable generation capacity (MW) | BLUCHER | 0.8 | 0.864 | 0.928 | 0.992 | 1.201 | 1.401 | 1.571 | 1.722 | 1.753 | 1.725 | 1.645 | 1.357 | 0.946 | 0.634 | 0.547 | 0.46 | 0.373 | 0.29 | 0.192 | 0.086 | 0 | 0 | 0 | 0 | 0 | 0 | 0 | 0 | 0
NPgN | BSP | NG FES - System Transformation | Total installed non-renewable generation capacity (MW) | BOWESFIELD | 3.83 | 4.483 | 5.135 | 5.788 | 7.919 | 9.953 | 11.687 | 13.226 | 13.544 | 13.254 | 12.48 | 9.957 | 6.184 | 3.43 | 2.972 | 2.499 | 2.021 | 1.571 | 1.046 | 0.467 | 0.006 | 0 | 0 | 0 | 0 | 0 | 0 | 0 | 0
NPgN | BSP | NG FES - System Transformation | Total installed non-renewable generation capacity (MW) | CHIRTON GRANGE | 2.451 | 2.476 | 2.5 | 2.525 | 2.605 | 2.681 | 2.747 | 2.805 | 2.817 | 2.806 | 2.778 | 2.696 | 2.568 | 2.4 | 2.036 | 1.743 | 1.506 | 1.281 | 1.02 | 0.738 | 0.458 | 0 | 0 | 0 | 0 | 0 | 0 | 0 | 0
NPgN | BSP | NG FES - System Transformation | Total installed non-renewable generation capacity (MW) | COALBURNS | 0 | 0.761 | 1.522 | 2.284 | 4.769 | 7.141 | 9.163 | 10.958 | 11.329 | 10.99 | 10.132 | 7.605 | 3.633 | 0.854 | 0.763 | 0.638 | 0.505 | 0.39 | 0.261 | 0.111 | 0 | 0 | 0 | 0 | 0 | 0 | 0 | 0 | 0
NPgN | BSP | NG FES - System Transformation | Total installed non-renewable generation capacity (MW) | DARLINGTON CENTRAL | 2.5 | 2.852 | 3.205 | 3.557 | 4.708 | 5.806 | 6.742 | 7.573 | 7.745 | 7.588 | 7.191 | 6.021 | 4.182 | 2.816 | 2.405 | 2.052 | 1.753 | 1.474 | 1.152 | 0.8 | 0.468 | 0 | 0 | 0 | 0 | 0 | 0 | 0 | 0
NPgN | BSP | NG FES - System Transformation | Total installed non-renewable generation capacity (MW) | DARLINGTON NORTH | 15.629 | 15.783 | 15.937 | 16.09 | 16.593 | 17.072 | 17.48 | 17.843 | 17.918 | 17.85 | 17.651 | 16.906 | 15.862 | 14.711 | 12.827 | 11.174 | 9.766 | 8.432 | 6.887 | 5.207 | 3.584 | 1.398 | 1.217 | 1.043 | 0.769 | 0.397 | 0 | 0 | 0
NPgN | BSP | NG FES - System Transformation | Total installed non-renewable generation capacity (MW) | DUNSTON | 10.175 | 10.259 | 10.343 | 10.428 | 10.703 | 10.965 | 11.189 | 11.388 | 11.429 | 11.391 | 11.296 | 11.017 | 10.577 | 10.178 | 9.687 | 8.988 | 8.33 | 7.739 | 7.067 | 6.309 | 5.523 | 4.487 | 3.904 | 3.348 | 2.467 | 1.272 | 0 | 0 | 0
NPgN | BSP | NG FES - System Transformation | Total installed non-renewable generation capacity (MW) | FLATWORTH | 11.7 | 11.704 | 11.709 | 11.713 | 11.727 | 11.74 | 11.751 | 11.761 | 11.763 | 11.761 | 11.697 | 11.119 | 10.519 | 9.919 | 9.279 | 8.435 | 7.575 | 6.774 | 5.844 | 4.813 | 3.887 | 3.496 | 3.042 | 2.609 | 1.922 | 0.991 | 0 | 0 | 0
NPgN | BSP | NG FES - System Transformation | Total installed non-renewable generation capacity (MW) | GOSFORTH | 8.104 | 8.115 | 8.127 | 8.138 | 8.176 | 8.212 | 8.242 | 8.269 | 8.275 | 8.27 | 8.241 | 8.058 | 7.849 | 7.474 | 6.472 | 5.609 | 4.876 | 4.179 | 3.37 | 2.493 | 1.649 | 0.524 | 0.456 | 0.391 | 0.288 | 0.149 | 0 | 0 | 0
NPgN | BSP | NG FES - System Transformation | Total installed non-renewable generation capacity (MW) | HARROGATE 132/33KV | 0.4 | 0.501 | 0.603 | 0.704 | 1.035 | 1.35 | 1.619 | 1.858 | 1.908 | 1.863 | 1.744 | 1.371 | 0.803 | 0.395 | 0.343 | 0.288 | 0.232 | 0.18 | 0.12 | 0.053 | 0 | 0 | 0 | 0 | 0 | 0 | 0 | 0 | 0
NPgN | BSP | NG FES - System Transformation | Total installed non-renewable generation capacity (MW) | HUSTHWAITE | 29 | 29.645 | 30.289 | 30.934 | 33.038 | 35.047 | 36.759 | 38.279 | 38.594 | 38.307 | 37.58 | 35.44 | 32.076 | 28.861 | 24.787 | 21.398 | 18.623 | 15.998 | 12.961 | 9.671 | 6.413 | 1.227 | 1.067 | 0.915 | 0.675 | 0.348 | 0 | 0 | 0
NPgN | BSP | NG FES - System Transformation | Total installed non-renewable generation capacity (MW) | LEEMING BAR_SKEEBY | 2.102 | 3.565 | 5.028 | 6.491 | 11.268 | 15.829 | 19.714 | 23.164 | 23.878 | 23.226 | 21.573 | 16.67 | 8.989 | 3.595 | 3.332 | 2.955 | 2.562 | 2.217 | 1.828 | 1.379 | 1.009 | 0.874 | 0.761 | 0.652 | 0.481 | 0.248 | 0 | 0 | 0
NPgN | BSP | NG FES - System Transformation | Total installed non-renewable generation capacity (MW) | LINTON | 0 | 1.129 | 2.257 | 3.386 | 7.072 | 10.59 | 13.588 | 16.249 | 16.8 | 16.297 | 15.025 | 11.278 | 5.387 | 1.266 | 1.131 | 0.946 | 0.748 | 0.578 | 0.388 | 0.165 | 0 | 0 | 0 | 0 | 0 | 0 | 0 | 0 | 0
NPgN | BSP | NG FES - System Transformation | Total installed non-renewable generation capacity (MW) | MALTON GRID | 0.731 | 2.956 | 5.181 | 7.406 | 14.671 | 21.606 | 27.516 | 32.761 | 33.847 | 32.857 | 30.347 | 22.943 | 11.314 | 3.156 | 2.791 | 2.343 | 1.884 | 1.482 | 1.03 | 0.507 | 0.103 | 0 | 0 | 0 | 0 | 0 | 0 | 0 | 0
NPgN | BSP | NG FES - System Transformation | Total installed non-renewable generation capacity (MW) | MELROSEGATE | 12.831 | 13.307 | 13.783 | 14.259 | 15.813 | 17.296 | 18.56 | 19.682 | 19.914 | 19.702 | 19.124 | 17.141 | 14.245 | 11.818 | 10.077 | 8.581 | 7.281 | 6.043 | 4.602 | 3.04 | 1.599 | 0 | 0 | 0 | 0 | 0 | 0 | 0 | 0
NPgN | BSP | NG FES - System Transformation | Total installed non-renewable generation capacity (MW) | NORTH TEES | 74.906 | 74.932 | 74.958 | 74.984 | 75.068 | 75.149 | 75.218 | 75.279 | 75.291 | 75.28 | 75.251 | 75.165 | 75.03 | 74.742 | 73.291 | 69.294 | 65.218 | 61.654 | 57.652 | 53.019 | 48.082 | 42.233 | 36.749 | 31.512 | 23.222 | 11.976 | 0 | 0 | 0
NPgN | BSP | NG FES - System Transformation | Total installed non-renewable generation capacity (MW) | POTTER HOUSE | 0.14 | 0.413 | 0.687 | 0.96 | 1.853 | 2.705 | 3.431 | 4.075 | 4.209 | 4.087 | 3.779 | 2.871 | 1.445 | 0.442 | 0.389 | 0.327 | 0.266 | 0.212 | 0.152 | 0.082 | 0.026 | 0 | 0 | 0 | 0 | 0 | 0 | 0 | 0
NPgN | BSP | NG FES - System Transformation | Total installed non-renewable generation capacity (MW) | RAVENSWORTH | 3.99 | 4.083 | 4.176 | 4.269 | 4.572 | 4.862 | 5.109 | 5.328 | 5.373 | 5.332 | 5.227 | 4.919 | 4.434 | 3.967 | 3.368 | 2.881 | 2.487 | 2.112 | 1.678 | 1.209 | 0.746 | 0 | 0 | 0 | 0 | 0 | 0 | 0 | 0
NPgN | BSP | NG FES - System Transformation | Total installed non-renewable generation capacity (MW) | SCARBOROUGH GRID | 1.576 | 2.088 | 2.6 | 3.112 | 4.784 | 6.38 | 7.74 | 8.947 | 9.197 | 8.969 | 8.391 | 6.684 | 4.005 | 2.128 | 2.047 | 1.884 | 1.711 | 1.561 | 1.393 | 1.197 | 1.023 | 0.92 | 0.801 | 0.686 | 0.506 | 0.261 | 0 | 0 | 0
NPgN | BSP | NG FES - System Transformation | Total installed non-renewable generation capacity (MW) | SEAL SANDS | 96.405 | 96.405 | 96.405 | 96.405 | 96.405 | 96.405 | 96.405 | 96.405 | 96.405 | 96.405 | 95.934 | 91.472 | 86.891 | 80.703 | 68.795 | 58.493 | 49.348 | 40.568 | 30.289 | 19.191 | 9.146 | 0 | 0 | 0 | 0 | 0 | 0 | 0 | 0
NPgN | BSP | NG FES - System Transformation | Total installed non-renewable generation capacity (MW) | SPADEADAM 33KV | 0 | 0 | 0 | 0 | 0 | 0 | 0 | 0 | 0 | 0 | 0 | 0 | 0 | 0 | 0 | 0 | 0 | 0 | 0 | 0 | 0 | 0 | 0 | 0 | 0 | 0 | 0 | 0 | 0
NPgN | BSP | NG FES - System Transformation | Total installed non-renewable generation capacity (MW) | SPENNYMOOR 132/66KV | 0 | 1.218 | 2.435 | 3.653 | 7.629 | 11.425 | 14.659 | 17.53 | 18.124 | 17.582 | 16.209 | 12.167 | 5.812 | 1.366 | 1.221 | 1.02 | 0.807 | 0.623 | 0.418 | 0.178 | 0 | 0 | 0 | 0 | 0 | 0 | 0 | 0 | 0
NPgN | BSP | NG FES - System Transformation | Total installed non-renewable generation capacity (MW) | TORONTO | 4.076 | 4.732 | 5.387 | 6.043 | 8.183 | 10.227 | 11.968 | 13.514 | 13.834 | 13.542 | 12.803 | 10.626 | 7.205 | 4.681 | 4.002 | 3.413 | 2.912 | 2.444 | 1.907 | 1.317 | 0.762 | 0 | 0 | 0 | 0 | 0 | 0 | 0 | 0
NPgN | BSP | NG FES - System Transformation | Total installed non-renewable generation capacity (MW) | WORMALD GREEN 132/33KV | 28.735 | 29.083 | 29.431 | 29.779 | 30.915 | 31.999 | 32.924 | 33.744 | 33.914 | 33.759 | 33.367 | 32.212 | 30.396 | 29.125 | 28.852 | 27.426 | 25.906 | 24.596 | 23.133 | 21.419 | 19.594 | 17.625 | 15.336 | 13.15 | 9.691 | 4.998 | 0 | 0 | 0
NPgY | BSP | NG FES - System Transformation | Total installed non-renewable generation capacity (MW) | ATTERCLIFFE | 19.904 | 20.004 | 20.103 | 20.203 | 20.201 | 20.326 | 20.439 | 20.54 | 20.562 | 20.535 | 20.474 | 20.296 | 20.042 | 19.798 | 19.56 | 18.578 | 17.541 | 16.641 | 15.634 | 14.458 | 13.205 | 11.838 | 10.3 | 8.833 | 6.509 | 3.357 | 0 | 0 | 0
NPgY | BSP | NG FES - System Transformation | Total installed non-renewable generation capacity (MW) | BARUGH 132/66KV | 0 | 0.802 | 1.604 | 2.405 | 2.389 | 3.394 | 4.303 | 5.116 | 5.29 | 5.071 | 4.614 | 3.459 | 1.698 | 0.081 | 0 | 0 | 0 | 0 | 0 | 0 | 0 | 0 | 0 | 0 | 0 | 0 | 0 | 0 | 0
NPgY | BSP | NG FES - System Transformation | Total installed non-renewable generation capacity (MW) | BEESTON ROYDS 132/33KV | 4.6 | 4.869 | 5.139 | 5.408 | 5.403 | 5.74 | 6.045 | 6.319 | 6.377 | 6.304 | 6.15 | 5.762 | 5.171 | 4.48 | 3.775 | 3.232 | 2.796 | 2.38 | 1.898 | 1.378 | 0.86 | 0 | 0 | 0 | 0 | 0 | 0 | 0 | 0
NPgY | BSP | NG FES - System Transformation | Total installed non-renewable generation capacity (MW) | BEVERLEY 132/33KV | 8.57 | 9.393 | 10.216 | 11.039 | 11.022 | 12.053 | 12.986 | 13.82 | 13.999 | 13.775 | 13.285 | 11.905 | 9.898 | 7.83 | 6.583 | 5.618 | 4.806 | 4.028 | 3.122 | 2.145 | 1.216 | 0 | 0 | 0 | 0 | 0 | 0 | 0 | 0
NPgY | BSP | NG FES - System Transformation | Total installed non-renewable generation capacity (MW) | BINGLEY 132/33KV | 0.665 | 0.677 | 0.688 | 0.7 | 0.7 | 0.715 | 0.728 | 0.74 | 0.742 | 0.739 | 0.731 | 0.696 | 0.652 | 0.594 | 0.504 | 0.43 | 0.367 | 0.307 | 0.236 | 0.16 | 0.089 | 0 | 0 | 0 | 0 | 0 | 0 | 0 | 0
NPgY | BSP | NG FES - System Transformation | Total installed non-renewable generation capacity (MW) | BLACKBURN MEADOWS B | 0 | 0.007 | 0.013 | 0.02 | 0.02 | 0.028 | 0.036 | 0.043 | 0.044 | 0.042 | 0.039 | 0.029 | 0.014 | 0.001 | 0 | 0 | 0 | 0 | 0 | 0 | 0 | 0 | 0 | 0 | 0 | 0 | 0 | 0 | 0
NPgY | BSP | NG FES - System Transformation | Total installed non-renewable generation capacity (MW) | BLYTON | 4.77 | 8.216 | 11.662 | 15.108 | 15.037 | 19.355 | 23.262 | 26.757 | 27.506 | 26.565 | 24.568 | 19.306 | 11.434 | 4.122 | 3.225 | 2.734 | 2.281 | 1.846 | 1.334 | 0.781 | 0.298 | 0 | 0 | 0 | 0 | 0 | 0 | 0 | 0
NPgY | BSP | NG FES - System Transformation | Total installed non-renewable generation capacity (MW) | BRADFORD | 0 | 0 | 0 | 0 | 0 | 0 | 0 | 0 | 0 | 0 | 0 | 0 | 0 | 0 | 0 | 0 | 0 | 0 | 0 | 0 | 0 | 0 | 0 | 0 | 0 | 0 | 0 | 0 | 0
NPgY | BSP | NG FES - System Transformation | Total installed non-renewable generation capacity (MW) | BRAMHAM | 6.4 | 7.945 | 9.49 | 11.035 | 11.004 | 12.939 | 14.691 | 16.258 | 16.594 | 16.172 | 15.291 | 13.065 | 9.673 | 6.352 | 5.252 | 4.497 | 3.89 | 3.311 | 2.64 | 1.918 | 1.197 | 0 | 0 | 0 | 0 | 0 | 0 | 0 | 0
NPgY | BSP | NG FES - System Transformation | Total installed non-renewable generation capacity (MW) | BRANSHOLME | 44.75 | 44.998 | 45.246 | 45.495 | 45.49 | 45.801 | 46.082 | 46.334 | 46.388 | 46.32 | 46.179 | 45.821 | 45.276 | 43.347 | 36.723 | 31.44 | 27.196 | 23.151 | 18.46 | 13.408 | 8.369 | 0 | 0 | 0 | 0 | 0 | 0 | 0 | 0
NPgY | BSP | NG FES - System Transformation | Total installed non-renewable generation capacity (MW) | BRIGHOUSE 132/33KV | 0 | 0.335 | 0.671 | 1.006 | 0.999 | 1.419 | 1.799 | 2.139 | 2.212 | 2.12 | 1.929 | 1.446 | 0.71 | 0.034 | 0 | 0 | 0 | 0 | 0 | 0 | 0 | 0 | 0 | 0 | 0 | 0 | 0 | 0 | 0
NPgY | BSP | NG FES - System Transformation | Total installed non-renewable generation capacity (MW) | DONCASTER B/THORPE MARSH | 9.809 | 11.87 | 13.93 | 15.991 | 15.949 | 18.531 | 20.868 | 22.958 | 23.405 | 22.842 | 21.665 | 18.681 | 14.14 | 9.659 | 8.012 | 6.858 | 5.928 | 5.041 | 4.012 | 2.904 | 1.802 | 0 | 0 | 0 | 0 | 0 | 0 | 0 | 0
NPgY | BSP | NG FES - System Transformation | Total installed non-renewable generation capacity (MW) | DONCASTER CENTRAL | 0 | 0.09 | 0.18 | 0.27 | 0.268 | 0.381 | 0.483 | 0.574 | 0.594 | 0.569 | 0.518 | 0.388 | 0.191 | 0.009 | 0 | 0 | 0 | 0 | 0 | 0 | 0 | 0 | 0 | 0 | 0 | 0 | 0 | 0 | 0
NPgY | BSP | NG FES - System Transformation | Total installed non-renewable generation capacity (MW) | DRIFFIELD/BEVERLEY GROUP | 1.311 | 6.407 | 11.503 | 16.599 | 16.495 | 22.88 | 28.658 | 33.827 | 34.935 | 33.542 | 30.636 | 23.294 | 12.106 | 1.785 | 1.076 | 0.921 | 0.797 | 0.678 | 0.541 | 0.393 | 0.245 | 0 | 0 | 0 | 0 | 0 | 0 | 0 | 0
NPgY | BSP | NG FES - System Transformation | Total installed non-renewable generation capacity (MW) | FEATHERSTONE | 0 | 0.845 | 1.69 | 2.535 | 2.518 | 3.577 | 4.535 | 5.392 | 5.576 | 5.345 | 4.863 | 3.646 | 1.79 | 0.085 | 0 | 0 | 0 | 0 | 0 | 0 | 0 | 0 | 0 | 0 | 0 | 0 | 0 | 0 | 0
NPgY | BSP | NG FES - System Transformation | Total installed non-renewable generation capacity (MW) | GIRLINGTON | 12.126 | 12.126 | 12.126 | 12.126 | 12.126 | 12.126 | 12.126 | 12.126 | 12.126 | 12.126 | 12.122 | 12.086 | 12.049 | 11.637 | 9.868 | 8.445 | 7.295 | 6.198 | 4.926 | 3.555 | 2.196 | 0 | 0 | 0 | 0 | 0 | 0 | 0 | 0
NPgY | BSP | NG FES - System Transformation | Total installed non-renewable generation capacity (MW) | HALIFAX 132/33KV | 0 | 0 | 0 | 0 | 0 | 0 | 0 | 0 | 0 | 0 | 0 | 0 | 0 | 0 | 0 | 0 | 0 | 0 | 0 | 0 | 0 | 0 | 0 | 0 | 0 | 0 | 0 | 0 | 0
NPgY | BSP | NG FES - System Transformation | Total installed non-renewable generation capacity (MW) | HECKMONDWIKE | 0.4 | 0.4 | 0.4 | 0.4 | 0.4 | 0.4 | 0.4 | 0.4 | 0.4 | 0.4 | 0.4 | 0.4 | 0.4 | 0.387 | 0.328 | 0.281 | 0.243 | 0.207 | 0.165 | 0.12 | 0.075 | 0 | 0 | 0 | 0 | 0 | 0 | 0 | 0
NPgY | BSP | NG FES - System Transformation | Total installed non-renewable generation capacity (MW) | HOLMFIELD | 0 | 0 | 0 | 0 | 0 | 0 | 0 | 0 | 0 | 0 | 0 | 0 | 0 | 0 | 0 | 0 | 0 | 0 | 0 | 0 | 0 | 0 | 0 | 0 | 0 | 0 | 0 | 0 | 0
NPgY | BSP | NG FES - System Transformation | Total installed non-renewable generation capacity (MW) | HULL EAST 132/33KV | 17.299 | 17.303 | 17.307 | 17.311 | 17.311 | 17.316 | 17.32 | 17.324 | 17.325 | 17.324 | 17.15 | 15.519 | 13.842 | 12.149 | 10.438 | 8.789 | 7.148 | 5.56 | 3.684 | 1.653 | 0 | 0 | 0 | 0 | 0 | 0 | 0 | 0 | 0
NPgY | BSP | NG FES - System Transformation | Total installed non-renewable generation capacity (MW) | HULL SOUTH | 1.45 | 1.45 | 1.45 | 1.45 | 1.45 | 1.45 | 1.45 | 1.45 | 1.45 | 1.45 | 1.436 | 1.299 | 1.16 | 1.018 | 0.875 | 0.737 | 0.599 | 0.466 | 0.309 | 0.139 | 0 | 0 | 0 | 0 | 0 | 0 | 0 | 0 | 0
NPgY | BSP | NG FES - System Transformation | Total installed non-renewable generation capacity (MW) | HULL WEST | 0.05 | 0.183 | 0.317 | 0.45 | 0.448 | 0.615 | 0.766 | 0.902 | 0.931 | 0.894 | 0.818 | 0.626 | 0.333 | 0.062 | 0.041 | 0.035 | 0.03 | 0.026 | 0.021 | 0.015 | 0.009 | 0 | 0 | 0 | 0 | 0 | 0 | 0 | 0
NPgY | BSP | NG FES - System Transformation | Total installed non-renewable generation capacity (MW) | HUMBERSTON | 0.95 | 1.03 | 1.11 | 1.19 | 1.188 | 1.289 | 1.379 | 1.46 | 1.478 | 1.456 | 1.401 | 1.196 | 0.929 | 0.675 | 0.573 | 0.483 | 0.393 | 0.305 | 0.202 | 0.091 | 0 | 0 | 0 | 0 | 0 | 0 | 0 | 0 | 0
NPgY | BSP | NG FES - System Transformation | Total installed non-renewable generation capacity (MW) | HUNNINGLEY | 0 | 0.126 | 0.252 | 0.377 | 0.375 | 0.532 | 0.675 | 0.803 | 0.83 | 0.796 | 0.724 | 0.543 | 0.266 | 0.013 | 0 | 0 | 0 | 0 | 0 | 0 | 0 | 0 | 0 | 0 | 0 | 0 | 0 | 0 | 0
NPgY | BSP | NG FES - System Transformation | Total installed non-renewable generation capacity (MW) | HUNSHELF | 1.348 | 1.656 | 1.964 | 2.272 | 2.266 | 2.652 | 3.001 | 3.313 | 3.38 | 3.296 | 3.12 | 2.677 | 2 | 1.336 | 1.106 | 0.947 | 0.819 | 0.697 | 0.556 | 0.404 | 0.252 | 0 | 0 | 0 | 0 | 0 | 0 | 0 | 0
NPgY | BSP | NG FES - System Transformation | Total installed non-renewable generation capacity (MW) | IMMINGHAM | 81.875 | 83.032 | 84.188 | 85.345 | 85.322 | 86.771 | 88.082 | 89.256 | 89.507 | 89.191 | 88.195 | 83.347 | 77.54 | 70.375 | 59.831 | 50.934 | 43.169 | 35.72 | 27.015 | 17.618 | 8.977 | 0 | 0 | 0 | 0 | 0 | 0 | 0 | 0
NPgY | BSP | NG FES - System Transformation | Total installed non-renewable generation capacity (MW) | KIRKHAW LANE | 8.957 | 9.236 | 9.514 | 9.793 | 9.787 | 10.136 | 10.452 | 10.735 | 10.795 | 10.719 | 10.543 | 9.974 | 9.191 | 8.227 | 6.964 | 5.947 | 5.098 | 4.286 | 3.34 | 2.321 | 1.343 | 0 | 0 | 0 | 0 | 0 | 0 | 0 | 0
NPgY | BSP | NG FES - System Transformation | Total installed non-renewable generation capacity (MW) | KIRKSTALL C 2/5 | 15 | 15 | 15 | 15 | 15 | 15 | 15 | 15 | 15 | 15 | 14.851 | 13.442 | 11.996 | 10.534 | 9.051 | 7.621 | 6.198 | 4.821 | 3.194 | 1.433 | 0 | 0 | 0 | 0 | 0 | 0 | 0 | 0 | 0
NPgY | BSP | NG FES - System Transformation | Total installed non-renewable generation capacity (MW) | KIRKSTALL C/RING ROAD HORSFORTH | 0.776 | 0.865 | 0.953 | 1.042 | 1.04 | 1.151 | 1.252 | 1.342 | 1.361 | 1.337 | 1.286 | 1.152 | 0.951 | 0.743 | 0.623 | 0.533 | 0.459 | 0.389 | 0.308 | 0.22 | 0.133 | 0 | 0 | 0 | 0 | 0 | 0 | 0 | 0
NPgY | BSP | NG FES - System Transformation | Total installed non-renewable generation capacity (MW) | LEEDS EAST | 18.076 | 18.265 | 18.453 | 18.642 | 18.638 | 18.874 | 19.088 | 19.279 | 19.32 | 19.269 | 19.115 | 18.41 | 17.551 | 16.721 | 16.137 | 15.056 | 13.935 | 12.922 | 11.764 | 10.451 | 9.179 | 8.256 | 7.184 | 6.16 | 4.54 | 2.341 | 0 | 0 | 0
NPgY | BSP | NG FES - System Transformation | Total installed non-renewable generation capacity (MW) | LEEDS NORTH | 2.24 | 2.24 | 2.24 | 2.24 | 2.24 | 2.24 | 2.24 | 2.24 | 2.24 | 2.24 | 2.22 | 2.032 | 1.839 | 1.637 | 1.404 | 1.185 | 0.972 | 0.767 | 0.525 | 0.263 | 0.045 | 0 | 0 | 0 | 0 | 0 | 0 | 0 | 0
NPgY | BSP | NG FES - System Transformation | Total installed non-renewable generation capacity (MW) | LINDLEY | 0 | 0.133 | 0.266 | 0.4 | 0.397 | 0.564 | 0.715 | 0.85 | 0.879 | 0.843 | 0.767 | 0.575 | 0.282 | 0.013 | 0 | 0 | 0 | 0 | 0 | 0 | 0 | 0 | 0 | 0 | 0 | 0 | 0 | 0 | 0
NPgY | BSP | NG FES - System Transformation | Total installed non-renewable generation capacity (MW) | LOW ROAD | 0.105 | 0.123 | 0.142 | 0.16 | 0.159 | 0.182 | 0.203 | 0.222 | 0.226 | 0.221 | 0.21 | 0.184 | 0.144 | 0.103 | 0.086 | 0.074 | 0.064 | 0.054 | 0.043 | 0.031 | 0.02 | 0 | 0 | 0 | 0 | 0 | 0 | 0 | 0
NPgY | BSP | NG FES - System Transformation | Total installed non-renewable generation capacity (MW) | MALLARD WAY | 20 | 20.013 | 20.026 | 20.039 | 20.038 | 20.054 | 20.069 | 20.082 | 20.085 | 20.081 | 20.074 | 20.055 | 20.027 | 19.363 | 16.413 | 14.052 | 12.155 | 10.347 | 8.25 | 5.992 | 3.74 | 0 | 0 | 0 | 0 | 0 | 0 | 0 | 0
NPgY | BSP | NG FES - System Transformation | Total installed non-renewable generation capacity (MW) | MENSTON | 6.618 | 6.985 | 7.352 | 7.719 | 7.711 | 8.171 | 8.587 | 8.959 | 9.039 | 8.939 | 8.664 | 7.513 | 6.07 | 4.685 | 3.993 | 3.362 | 2.735 | 2.127 | 1.409 | 0.632 | 0 | 0 | 0 | 0 | 0 | 0 | 0 | 0 | 0
NPgY | BSP | NG FES - System Transformation | Total installed non-renewable generation capacity (MW) | MOSS ROAD | 0 | 4.005 | 4.009 | 4.014 | 4.014 | 4.02 | 4.025 | 4.03 | 4.031 | 4.029 | 4.027 | 4.02 | 4.01 | 3.873 | 3.283 | 2.81 | 2.431 | 2.069 | 1.65 | 1.198 | 0.748 | 0 | 0 | 0 | 0 | 0 | 0 | 0 | 0
NPgY | BSP | NG FES - System Transformation | Total installed non-renewable generation capacity (MW) | OSGODBY 1/2 | 53 | 53 | 53 | 53 | 53 | 53 | 53 | 53 | 53 | 53 | 53 | 53 | 53 | 51.308 | 43.494 | 37.237 | 32.21 | 27.419 | 21.864 | 15.88 | 9.912 | 0 | 0 | 0 | 0 | 0 | 0 | 0 | 0
NPgY | BSP | NG FES - System Transformation | Total installed non-renewable generation capacity (MW) | OSGODBY 3/4 | 24.316 | 25.073 | 25.83 | 26.588 | 26.572 | 27.521 | 28.379 | 29.147 | 29.312 | 29.105 | 28.591 | 26.724 | 24.264 | 21.42 | 18.159 | 15.476 | 13.17 | 10.96 | 8.381 | 5.599 | 3.002 | 0 | 0 | 0 | 0 | 0 | 0 | 0 | 0
NPgY | BSP | NG FES - System Transformation | Total installed non-renewable generation capacity (MW) | RODLEY | 0 | 0.245 | 0.49 | 0.735 | 0.73 | 1.037 | 1.314 | 1.563 | 1.616 | 1.549 | 1.409 | 1.057 | 0.519 | 0.025 | 0 | 0 | 0 | 0 | 0 | 0 | 0 | 0 | 0 | 0 | 0 | 0 | 0 | 0 | 0
NPgY | BSP | NG FES - System Transformation | Total installed non-renewable generation capacity (MW) | SAINT ANDREWS ROAD 132/33KV | 30.55 | 30.56 | 30.57 | 30.58 | 30.58 | 30.593 | 30.604 | 30.614 | 30.616 | 30.614 | 30.41 | 28.522 | 26.575 | 24.612 | 22.552 | 20.146 | 17.715 | 15.42 | 12.738 | 9.788 | 7.228 | 6.502 | 5.657 | 4.851 | 3.575 | 1.844 | 0 | 0 | 0
NPgY | BSP | NG FES - System Transformation | Total installed non-renewable generation capacity (MW) | SALTEND 132/33KV | 5.4 | 5.4 | 5.4 | 5.4 | 5.4 | 5.4 | 5.4 | 5.4 | 5.4 | 5.4 | 5.346 | 4.839 | 4.318 | 3.792 | 3.258 | 2.744 | 2.231 | 1.736 | 1.15 | 0.516 | 0 | 0 | 0 | 0 | 0 | 0 | 0 | 0 | 0
NPgY | BSP | NG FES - System Transformation | Total installed non-renewable generation capacity (MW) | SANTON | 3.12 | 4.735 | 6.35 | 7.965 | 7.932 | 9.955 | 11.786 | 13.424 | 13.775 | 13.334 | 12.41 | 10.053 | 6.477 | 3.188 | 2.97 | 2.807 | 2.634 | 2.482 | 2.311 | 2.113 | 1.909 | 1.717 | 1.494 | 1.281 | 0.944 | 0.487 | 0 | 0 | 0
NPgY | BSP | NG FES - System Transformation | Total installed non-renewable generation capacity (MW) | SCUNTHORPE NORTH | 20.76 | 20.915 | 21.071 | 21.226 | 21.223 | 21.417 | 21.593 | 21.751 | 21.785 | 21.742 | 21.654 | 21.43 | 21.089 | 20.113 | 17.036 | 14.586 | 12.617 | 10.74 | 8.564 | 6.22 | 3.882 | 0 | 0 | 0 | 0 | 0 | 0 | 0 | 0
NPgY | BSP | NG FES - System Transformation | Total installed non-renewable generation capacity (MW) | SCUNTHORPE SOUTH | 0 | 0.374 | 0.747 | 1.121 | 1.113 | 1.581 | 2.005 | 2.384 | 2.465 | 2.363 | 2.15 | 1.612 | 0.791 | 0.038 | 0 | 0 | 0 | 0 | 0 | 0 | 0 | 0 | 0 | 0 | 0 | 0 | 0 | 0 | 0
NPgY | BSP | NG FES - System Transformation | Total installed non-renewable generation capacity (MW) | SILSDEN | 1.299 | 1.788 | 2.277 | 2.766 | 2.756 | 3.369 | 3.923 | 4.419 | 4.526 | 4.392 | 4.1 | 3.274 | 2.075 | 0.962 | 0.784 | 0.66 | 0.537 | 0.418 | 0.277 | 0.124 | 0 | 0 | 0 | 0 | 0 | 0 | 0 | 0 | 0
NPgY | BSP | NG FES - System Transformation | Total installed non-renewable generation capacity (MW) | SOWERBY BRIDGE 132/33KV | 0 | 0.07 | 0.139 | 0.209 | 0.207 | 0.295 | 0.374 | 0.444 | 0.459 | 0.44 | 0.401 | 0.3 | 0.147 | 0.007 | 0 | 0 | 0 | 0 | 0 | 0 | 0 | 0 | 0 | 0 | 0 | 0 | 0 | 0 | 0
NPgY | BSP | NG FES - System Transformation | Total installed non-renewable generation capacity (MW) | STAYGATE | 10.2 | 10.2 | 10.2 | 10.2 | 10.2 | 10.2 | 10.2 | 10.2 | 10.2 | 10.2 | 10.106 | 9.213 | 8.297 | 7.35 | 6.307 | 5.318 | 4.351 | 3.416 | 2.312 | 1.117 | 0.131 | 0 | 0 | 0 | 0 | 0 | 0 | 0 | 0
NPgY | BSP | NG FES - System Transformation | Total installed non-renewable generation capacity (MW) | THORNHILL 132KV | 56.6 | 56.919 | 57.239 | 57.558 | 57.552 | 57.952 | 58.314 | 58.638 | 58.708 | 58.621 | 57.877 | 52.101 | 45.94 | 39.782 | 34.152 | 28.756 | 23.387 | 18.192 | 12.052 | 5.408 | 0 | 0 | 0 | 0 | 0 | 0 | 0 | 0 | 0
NPgY | BSP | NG FES - System Transformation | Total installed non-renewable generation capacity (MW) | WAKEFIELD MONCKTON ROAD | 0.415 | 0.647 | 0.88 | 1.112 | 1.107 | 1.399 | 1.662 | 1.898 | 1.948 | 1.885 | 1.748 | 1.374 | 0.824 | 0.315 | 0.25 | 0.211 | 0.171 | 0.133 | 0.088 | 0.04 | 0 | 0 | 0 | 0 | 0 | 0 | 0 | 0 | 0
NPgY | BSP | NG FES - System Transformation | Total installed non-renewable generation capacity (MW) | WAKEFIELD NORTH | 1.726 | 2.186 | 2.646 | 3.106 | 3.097 | 3.674 | 4.195 | 4.662 | 4.762 | 4.636 | 4.374 | 3.711 | 2.701 | 1.717 | 1.416 | 1.213 | 1.049 | 0.893 | 0.712 | 0.517 | 0.323 | 0 | 0 | 0 | 0 | 0 | 0 | 0 | 0
NPgY | BSP | NG FES - System Transformation | Total installed non-renewable generation capacity (MW) | WEST MELTON | 15.92 | 17.042 | 18.164 | 19.286 | 19.263 | 20.669 | 21.941 | 23.079 | 23.323 | 23.016 | 22.376 | 20.76 | 18.297 | 15.525 | 13.065 | 11.185 | 9.675 | 8.236 | 6.567 | 4.77 | 2.977 | 0 | 0 | 0 | 0 | 0 | 0 | 0 | 0
NPgY | BSP | NG FES - System Transformation | Total installed non-renewable generation capacity (MW) | WHINMOOR | 0 | 0.51 | 1.02 | 1.53 | 1.519 | 2.158 | 2.736 | 3.253 | 3.364 | 3.225 | 2.934 | 2.199 | 1.08 | 0.052 | 0 | 0 | 0 | 0 | 0 | 0 | 0 | 0 | 0 | 0 | 0 | 0 | 0 | 0 | 0
NPgY | BSP | NG FES - System Transformation | Total installed non-renewable generation capacity (MW) | WOLD NEWTON | 0.427 | 5.351 | 10.274 | 15.198 | 15.097 | 21.266 | 26.849 | 31.843 | 32.913 | 31.568 | 28.755 | 21.622 | 10.771 | 0.798 | 0.258 | 0.217 | 0.176 | 0.137 | 0.091 | 0.041 | 0 | 0 | 0 | 0 | 0 | 0 | 0 | 0 | 0
NPgY | BSP | NG FES - System Transformation | Total installed non-renewable generation capacity (MW) | YARBOROUGH ROAD 132/33KV | 36.38 | 37.179 | 37.978 | 38.777 | 38.761 | 39.762 | 40.668 | 41.478 | 41.652 | 41.434 | 40.617 | 36.049 | 30.786 | 25.63 | 21.952 | 18.483 | 15.032 | 11.693 | 7.747 | 3.476 | 0 | 0 | 0 | 0 | 0 | 0 | 0 | 0 | 0
NPgN | BSP | NPg Best View | Total peak demand without ToUT (MW) | ANNFIELD | 52 | 52.001 | 52.402 | 54.944 | 56.36 | 58.04 | 59.193 | 60.21 | 61.421 | 62.654 | 63.759 | 64.798 | 65.761 | 66.994 | 70.109 | 73.16 | 76.064 | 78.807 | 81.174 | 83.212 | 84.991 | 87.254 | 89.661 | 92.035 | 94.363 | 96.665 | 98.947 | 101.206 | 102.965
NPgN | BSP | NPg Best View | Total peak demand without ToUT (MW) | BARRACK ROAD | 66.889 | 66.223 | 66.639 | 66.687 | 68.076 | 68.16 | 68.053 | 67.901 | 67.832 | 67.806 | 67.79 | 67.783 | 67.774 | 67.899 | 69.167 | 70.424 | 71.617 | 72.739 | 73.697 | 74.521 | 75.24 | 76.17 | 77.174 | 78.17 | 79.149 | 80.118 | 81.078 | 82.027 | 82.759
NPgN | BSP | NPg Best View | Total peak demand without ToUT (MW) | BLUCHER | 50.784 | 50.7 | 55.834 | 57.623 | 58.752 | 60.01 | 60.853 | 61.584 | 62.452 | 63.332 | 64.086 | 64.775 | 65.414 | 66.393 | 69.489 | 72.532 | 75.459 | 78.254 | 80.761 | 83.022 | 85.099 | 87.556 | 90.122 | 92.66 | 95.157 | 97.629 | 100.079 | 102.506 | 104.345
NPgN | BSP | NPg Best View | Total peak demand without ToUT (MW) | BOWESFIELD | 70.068 | 70.408 | 72.038 | 73.923 | 76.297 | 78.918 | 80.97 | 82.898 | 85.157 | 87.46 | 89.595 | 91.629 | 93.538 | 95.803 | 101.034 | 106.167 | 111.088 | 115.771 | 119.968 | 123.747 | 127.202 | 131.189 | 135.332 | 139.427 | 143.456 | 147.451 | 151.425 | 155.374 | 158.566
NPgN | BSP | NPg Best View | Total peak demand without ToUT (MW) | CHIRTON GRANGE | 46.798 | 46.972 | 47.728 | 49.761 | 51.617 | 53.6 | 55.053 | 56.364 | 57.928 | 59.498 | 60.906 | 62.212 | 63.405 | 64.921 | 68.543 | 72.093 | 75.489 | 78.702 | 81.537 | 84.042 | 86.308 | 89.036 | 91.903 | 94.735 | 97.514 | 100.269 | 103.009 | 105.731 | 107.844
NPgN | BSP | NPg Best View | Total peak demand without ToUT (MW) | COALBURNS | 61.223 | 61.204 | 61.697 | 62.494 | 63.704 | 64.848 | 65.755 | 66.623 | 67.715 | 68.822 | 69.807 | 70.719 | 71.541 | 72.439 | 74.266 | 76.027 | 77.671 | 79.197 | 80.481 | 81.56 | 82.488 | 83.626 | 84.822 | 85.988 | 87.113 | 88.221 | 89.32 | 90.407 | 91.221
NPgN | BSP | NPg Best View | Total peak demand without ToUT (MW) | DARLINGTON CENTRAL | 38.312 | 38.159 | 38.296 | 38.945 | 39.625 | 40.413 | 40.99 | 41.556 | 42.277 | 43.033 | 43.734 | 44.405 | 45.03 | 45.869 | 48.092 | 50.226 | 52.253 | 54.17 | 55.887 | 57.421 | 58.802 | 60.378 | 61.986 | 63.563 | 65.102 | 66.616 | 68.112 | 69.588 | 70.717
NPgN | BSP | NPg Best View | Total peak demand without ToUT (MW) | DARLINGTON NORTH | 62.828 | 63.858 | 68.649 | 70.015 | 71.214 | 72.625 | 73.636 | 74.574 | 81.013 | 82.243 | 83.37 | 84.443 | 85.435 | 118.637 | 121.32 | 123.92 | 126.357 | 128.617 | 130.514 | 132.114 | 133.498 | 135.262 | 137.135 | 138.969 | 140.753 | 142.508 | 144.242 | 145.954 | 147.275
NPgN | BSP | NPg Best View | Total peak demand without ToUT (MW) | DUNSTON | 94.662 | 93.989 | 95.89 | 97.719 | 98.566 | 99.682 | 100.347 | 100.954 | 101.804 | 102.736 | 103.593 | 104.419 | 105.193 | 106.51 | 110.857 | 115.083 | 119.137 | 122.999 | 126.488 | 129.635 | 132.498 | 135.812 | 139.234 | 142.611 | 145.931 | 149.213 | 152.465 | 155.684 | 158.115
NPgN | BSP | NPg Best View | Total peak demand without ToUT (MW) | FLATWORTH | 31.303 | 31.27 | 33.469 | 34.078 | 34.565 | 35.14 | 35.629 | 36.124 | 36.724 | 37.347 | 37.913 | 38.451 | 38.956 | 39.642 | 41.344 | 42.994 | 44.585 | 46.114 | 47.535 | 48.86 | 50.1 | 51.427 | 52.767 | 54.092 | 55.397 | 56.691 | 57.978 | 59.258 | 60.266
NPgN | BSP | NPg Best View | Total peak demand without ToUT (MW) | GOSFORTH | 66.942 | 66.728 | 67.011 | 68.554 | 69.855 | 71.307 | 72.253 | 73.048 | 74.045 | 75.074 | 75.988 | 76.836 | 77.611 | 78.638 | 81.474 | 84.284 | 86.959 | 89.47 | 91.611 | 93.441 | 95.06 | 97.152 | 99.407 | 101.633 | 103.816 | 105.975 | 108.117 | 110.24 | 111.845
NPgN | BSP | NPg Best View | Total peak demand without ToUT (MW) | HARROGATE 132/33KV | 50.242 | 50.395 | 51.087 | 52.9 | 54.323 | 57.468 | 58.492 | 59.408 | 60.517 | 61.621 | 62.588 | 63.476 | 64.274 | 65.178 | 67.301 | 69.394 | 71.383 | 73.243 | 74.834 | 76.21 | 77.432 | 78.936 | 80.541 | 82.122 | 83.665 | 85.192 | 86.712 | 88.22 | 89.425
NPgN | BSP | NPg Best View | Total peak demand without ToUT (MW) | HUSTHWAITE | 31.096 | 31.126 | 32.318 | 33.536 | 33.866 | 34.258 | 34.574 | 34.891 | 35.268 | 35.673 | 36.084 | 36.496 | 36.899 | 37.376 | 38.454 | 39.499 | 40.502 | 41.463 | 42.348 | 43.16 | 43.909 | 44.744 | 45.6 | 46.447 | 47.285 | 48.116 | 48.943 | 49.764 | 50.456
NPgN | BSP | NPg Best View | Total peak demand without ToUT (MW) | LEEMING BAR_SKEEBY | 84.616 | 84.98 | 87.346 | 89.195 | 90.661 | 92.373 | 93.902 | 95.453 | 97.253 | 99.143 | 100.992 | 102.82 | 104.584 | 106.479 | 110.129 | 113.672 | 117.055 | 120.267 | 123.185 | 125.86 | 128.321 | 131.003 | 133.738 | 136.439 | 139.099 | 141.736 | 144.357 | 146.96 | 149.233
NPgN | BSP | NPg Best View | Total peak demand without ToUT (MW) | LINTON | 43.13 | 43.643 | 47.163 | 51.187 | 52.977 | 54.774 | 56.325 | 57.86 | 59.73 | 61.609 | 63.326 | 64.922 | 66.364 | 67.85 | 70.783 | 73.559 | 76.157 | 78.586 | 80.736 | 82.623 | 84.293 | 86.158 | 88.05 | 89.897 | 91.682 | 93.444 | 95.197 | 96.937 | 98.338
NPgN | BSP | NPg Best View | Total peak demand without ToUT (MW) | MALTON GRID | 61.301 | 61.238 | 61.668 | 63.597 | 64.889 | 66.333 | 67.466 | 68.519 | 69.799 | 71.107 | 72.321 | 73.469 | 74.531 | 75.764 | 79.099 | 82.336 | 85.408 | 88.305 | 90.886 | 93.212 | 95.326 | 97.734 | 100.236 | 102.703 | 105.121 | 107.514 | 109.89 | 112.246 | 114.163
NPgN | BSP | NPg Best View | Total peak demand without ToUT (MW) | MELROSEGATE | 109.797 | 109.568 | 113.62 | 118.826 | 121.236 | 123.812 | 125.688 | 127.341 | 129.382 | 131.476 | 133.381 | 135.154 | 136.783 | 138.68 | 144.018 | 149.206 | 154.085 | 158.646 | 162.609 | 166.089 | 169.192 | 172.941 | 176.926 | 180.851 | 184.688 | 188.478 | 192.235 | 195.955 | 198.918
NPgN | BSP | NPg Best View | Total peak demand without ToUT (MW) | NORTH TEES | 109.406 | 109.362 | 122.324 | 123.79 | 125.35 | 127.295 | 128.804 | 130.294 | 132.095 | 134.037 | 135.963 | 137.879 | 139.733 | 141.884 | 146.702 | 151.348 | 155.744 | 159.863 | 163.517 | 166.782 | 169.725 | 173.149 | 176.701 | 180.204 | 183.647 | 187.053 | 190.432 | 193.781 | 196.547
NPgN | BSP | NPg Best View | Total peak demand without ToUT (MW) | POTTER HOUSE | 71.444 | 71.42 | 75.09 | 76.471 | 77.986 | 79.673 | 80.825 | 81.807 | 82.978 | 84.161 | 85.202 | 86.171 | 87.067 | 88.207 | 91.562 | 94.867 | 98.024 | 101.012 | 103.609 | 105.892 | 107.931 | 110.467 | 113.172 | 115.849 | 118.482 | 121.089 | 123.676 | 126.241 | 128.311
NPgN | BSP | NPg Best View | Total peak demand without ToUT (MW) | RAVENSWORTH | 48.826 | 48.458 | 55.187 | 55.999 | 56.245 | 56.73 | 57.189 | 57.764 | 59.022 | 59.95 | 60.966 | 62.024 | 63.066 | 65.815 | 67.576 | 69.207 | 70.684 | 72.006 | 73.124 | 74.047 | 74.781 | 75.616 | 76.457 | 77.262 | 78.037 | 78.791 | 79.531 | 80.258 | 80.81
NPgN | BSP | NPg Best View | Total peak demand without ToUT (MW) | SCARBOROUGH GRID | 67.793 | 67.515 | 67.766 | 68.858 | 70.144 | 71.708 | 72.935 | 74.113 | 75.582 | 77.087 | 78.492 | 79.817 | 81.026 | 82.545 | 86.666 | 90.628 | 94.4 | 97.988 | 101.257 | 104.216 | 106.904 | 109.892 | 112.942 | 115.945 | 118.885 | 121.792 | 124.678 | 127.54 | 129.804
NPgN | BSP | NPg Best View | Total peak demand without ToUT (MW) | SEAL SANDS | 25.285 | 41.312 | 44.329 | 44.411 | 44.427 | 44.448 | 44.473 | 44.502 | 44.534 | 44.57 | 44.609 | 44.652 | 44.697 | 44.746 | 44.813 | 44.882 | 44.954 | 45.027 | 45.102 | 45.178 | 45.256 | 45.334 | 45.413 | 45.494 | 45.574 | 45.654 | 45.734 | 45.813 | 45.89
NPgN | BSP | NPg Best View | Total peak demand without ToUT (MW) | SPADEADAM 33KV | 1.518 | 1.512 | 1.518 | 1.533 | 1.558 | 1.585 | 1.606 | 1.627 | 1.654 | 1.683 | 1.712 | 1.74 | 1.766 | 1.792 | 1.857 | 1.918 | 1.975 | 2.028 | 2.076 | 2.117 | 2.153 | 2.194 | 2.236 | 2.278 | 2.318 | 2.357 | 2.397 | 2.436 | 2.469
NPgN | BSP | NPg Best View | Total peak demand without ToUT (MW) | SPENNYMOOR 132/66KV | 67.011 | 67.704 | 71.797 | 84.816 | 97.345 | 102.689 | 106.878 | 110.805 | 115.479 | 120.175 | 124.405 | 128.336 | 131.926 | 135.844 | 143.075 | 150.11 | 156.701 | 162.773 | 167.832 | 172.068 | 175.734 | 180.392 | 185.338 | 190.168 | 194.845 | 199.451 | 204.013 | 208.524 | 211.947
NPgN | BSP | NPg Best View | Total peak demand without ToUT (MW) | TORONTO | 51.328 | 51.219 | 51.373 | 52.135 | 53.049 | 54.209 | 54.877 | 55.422 | 56.082 | 56.809 | 57.538 | 58.268 | 58.985 | 60.092 | 63.48 | 66.824 | 70.036 | 73.09 | 75.804 | 78.223 | 80.425 | 83.105 | 85.933 | 88.734 | 91.499 | 94.237 | 96.95 | 99.639 | 101.739
NPgN | BSP | NPg Best View | Total peak demand without ToUT (MW) | WORMALD GREEN 132/33KV | 43.322 | 43.153 | 45.513 | 46.78 | 47.276 | 47.937 | 48.441 | 48.949 | 49.608 | 50.376 | 51.202 | 52.059 | 52.899 | 53.862 | 55.901 | 57.886 | 59.746 | 61.467 | 62.945 | 64.224 | 65.355 | 66.691 | 68.102 | 69.489 | 70.849 | 72.192 | 73.522 | 74.84 | 75.9
NPgY | BSP | NPg Best View | Total peak demand without ToUT (MW) | ATTERCLIFFE | 43.131 | 42.843 | 42.738 | 42.87 | 43.242 | 43.8 | 43.994 | 44.262 | 44.637 | 45.067 | 45.498 | 45.932 | 46.352 | 46.941 | 48.641 | 50.3 | 51.858 | 53.297 | 54.506 | 55.531 | 56.415 | 57.666 | 58.884 | 60.076 | 61.239 | 62.382 | 63.51 | 64.622 | 65.489
NPgY | BSP | NPg Best View | Total peak demand without ToUT (MW) | BARUGH 132/66KV | 59.312 | 59.662 | 60.711 | 62.354 | 64.762 | 67.625 | 69.677 | 71.875 | 74.478 | 77.105 | 79.55 | 81.87 | 84.028 | 102.788 | 107.713 | 112.454 | 116.938 | 121.143 | 124.824 | 128.045 | 130.883 | 134.462 | 137.942 | 141.354 | 144.671 | 147.949 | 151.206 | 154.442 | 157.079
NPgY | BSP | NPg Best View | Total peak demand without ToUT (MW) | BEESTON ROYDS 132/33KV | 88.786 | 88.642 | 89.319 | 90.35 | 91.955 | 93.716 | 94.945 | 96.374 | 98.199 | 100.129 | 101.963 | 103.74 | 105.407 | 107.466 | 112.281 | 116.87 | 121.183 | 125.215 | 128.782 | 131.938 | 134.733 | 138.063 | 141.286 | 144.432 | 147.483 | 150.485 | 153.453 | 156.389 | 158.707
NPgY | BSP | NPg Best View | Total peak demand without ToUT (MW) | BEVERLEY 132/33KV | 83.715 | 84.042 | 85.213 | 87.132 | 90.027 | 93.521 | 95.92 | 98.457 | 101.472 | 104.467 | 107.183 | 109.721 | 112.048 | 114.814 | 121.075 | 127.147 | 132.931 | 138.389 | 143.208 | 147.485 | 151.321 | 156.151 | 160.871 | 165.517 | 170.06 | 174.561 | 179.04 | 183.494 | 187.151
NPgY | BSP | NPg Best View | Total peak demand without ToUT (MW) | BINGLEY 132/33KV | 47.401 | 47.436 | 47.996 | 48.991 | 50.59 | 52.541 | 53.863 | 55.287 | 57.026 | 58.77 | 60.335 | 61.792 | 63.118 | 64.735 | 68.205 | 71.515 | 74.635 | 77.552 | 80.092 | 82.288 | 84.208 | 86.682 | 89.073 | 91.404 | 93.66 | 95.881 | 98.078 | 100.251 | 101.937
NPgY | BSP | NPg Best View | Total peak demand without ToUT (MW) | BLACKBURN MEADOWS B | 63.111 | 62.654 | 62.335 | 62.178 | 62.205 | 62.401 | 62.438 | 62.588 | 62.868 | 63.244 | 63.679 | 64.15 | 64.622 | 65.212 | 66.579 | 67.87 | 69.062 | 70.149 | 71.076 | 71.865 | 72.538 | 73.418 | 74.266 | 75.093 | 75.897 | 76.685 | 77.463 | 78.229 | 78.829
NPgY | BSP | NPg Best View | Total peak demand without ToUT (MW) | BLYTON | 45.246 | 45.73 | 46.724 | 48.122 | 50.077 | 52.349 | 54.203 | 56.172 | 58.482 | 60.802 | 62.964 | 65.013 | 66.92 | 69.03 | 72.856 | 76.533 | 80.029 | 83.33 | 86.293 | 88.965 | 91.398 | 94.21 | 96.948 | 99.637 | 102.257 | 104.854 | 107.441 | 110.017 | 112.162
NPgY | BSP | NPg Best View | Total peak demand without ToUT (MW) | BRADFORD | 75.349 | 75.46 | 76.464 | 77.982 | 80.236 | 82.724 | 84.28 | 85.981 | 88.088 | 90.228 | 92.228 | 94.125 | 95.87 | 97.922 | 102.68 | 107.219 | 111.469 | 115.431 | 118.833 | 121.739 | 124.252 | 127.598 | 130.831 | 133.982 | 137.031 | 140.028 | 142.99 | 145.918 | 148.238
NPgY | BSP | NPg Best View | Total peak demand without ToUT (MW) | BRAMHAM | 63.908 | 63.799 | 64.044 | 67.906 | 68.725 | 69.732 | 70.474 | 71.391 | 80.001 | 81.283 | 82.59 | 83.913 | 85.198 | 107.063 | 109.778 | 112.396 | 114.83 | 117.059 | 118.951 | 120.591 | 122.025 | 123.784 | 125.478 | 127.126 | 128.725 | 130.295 | 131.844 | 133.373 | 134.671
NPgY | BSP | NPg Best View | Total peak demand without ToUT (MW) | BRANSHOLME | 44.399 | 44.257 | 44.488 | 45.082 | 46.155 | 47.524 | 48.354 | 49.227 | 50.303 | 51.348 | 52.207 | 52.967 | 53.632 | 54.665 | 57.443 | 60.148 | 62.749 | 65.222 | 67.413 | 69.351 | 71.086 | 73.304 | 75.472 | 77.606 | 79.689 | 81.75 | 83.797 | 85.828 | 87.378
NPgY | BSP | NPg Best View | Total peak demand without ToUT (MW) | BRIGHOUSE 132/33KV | 65.494 | 65.321 | 65.703 | 66.57 | 68.063 | 69.934 | 71.138 | 72.475 | 74.144 | 75.855 | 77.447 | 78.96 | 80.352 | 108.906 | 112.596 | 116.129 | 119.445 | 122.53 | 125.188 | 127.465 | 129.444 | 132.044 | 134.557 | 137.009 | 139.386 | 141.726 | 144.044 | 146.338 | 148.132
NPgY | BSP | NPg Best View | Total peak demand without ToUT (MW) | DONCASTER B/THORPE MARSH | 108.954 | 109.881 | 112.321 | 115.845 | 120.903 | 126.795 | 131.363 | 136.325 | 142.234 | 148.251 | 153.847 | 159.184 | 164.159 | 194.495 | 205.868 | 216.74 | 227.026 | 236.661 | 245.22 | 252.862 | 259.733 | 267.826 | 275.675 | 283.356 | 290.822 | 298.19 | 305.502 | 312.757 | 318.627
NPgY | BSP | NPg Best View | Total peak demand without ToUT (MW) | DONCASTER CENTRAL | 25.286 | 25.328 | 25.585 | 26.043 | 26.744 | 27.596 | 28.146 | 28.734 | 29.443 | 30.157 | 30.821 | 31.448 | 32.027 | 32.692 | 34.163 | 35.589 | 36.937 | 38.193 | 39.281 | 40.23 | 41.072 | 42.191 | 43.283 | 44.356 | 45.404 | 46.441 | 47.473 | 48.498 | 49.339
NPgY | BSP | NPg Best View | Total peak demand without ToUT (MW) | DRIFFIELD/BEVERLEY GROUP | 113.28 | 113.374 | 113.897 | 114.849 | 116.313 | 118.208 | 119.624 | 121.204 | 123.068 | 125.024 | 126.925 | 128.805 | 130.622 | 132.925 | 138.611 | 144.135 | 149.445 | 154.533 | 159.201 | 163.536 | 167.566 | 172.103 | 176.569 | 180.984 | 185.331 | 189.642 | 193.928 | 198.19 | 201.796
NPgY | BSP | NPg Best View | Total peak demand without ToUT (MW) | FEATHERSTONE | 70.82 | 71.501 | 72.943 | 75.05 | 78.045 | 81.638 | 84.518 | 87.686 | 91.436 | 95.314 | 99.044 | 102.664 | 106.083 | 109.754 | 116.164 | 122.271 | 127.995 | 133.301 | 137.947 | 142.049 | 145.698 | 150.058 | 154.274 | 158.394 | 162.399 | 166.352 | 170.279 | 174.179 | 177.46
NPgY | BSP | NPg Best View | Total peak demand without ToUT (MW) | GIRLINGTON | 52.602 | 52.226 | 52.073 | 52.175 | 52.57 | 53.189 | 53.34 | 53.541 | 53.845 | 54.174 | 54.463 | 54.74 | 54.995 | 55.507 | 57.569 | 59.562 | 61.46 | 63.245 | 64.792 | 66.129 | 67.296 | 68.895 | 70.457 | 71.989 | 73.482 | 74.95 | 76.395 | 77.817 | 78.924
NPgY | BSP | NPg Best View | Total peak demand without ToUT (MW) | HALIFAX 132/33KV | 27.33 | 27.234 | 27.333 | 27.589 | 28.058 | 28.672 | 29.065 | 29.5 | 30.048 | 30.61 | 31.148 | 31.663 | 32.136 | 32.705 | 34.127 | 35.476 | 36.745 | 37.934 | 38.988 | 39.914 | 40.729 | 41.746 | 42.732 | 43.697 | 44.635 | 45.559 | 46.475 | 47.383 | 48.115
NPgY | BSP | NPg Best View | Total peak demand without ToUT (MW) | HECKMONDWIKE | 41.19 | 41.152 | 41.551 | 42.416 | 43.814 | 45.528 | 46.636 | 47.866 | 49.379 | 50.938 | 52.395 | 53.785 | 55.073 | 56.495 | 59.208 | 61.845 | 64.292 | 66.54 | 68.38 | 69.891 | 71.166 | 73.013 | 74.79 | 76.516 | 78.181 | 79.818 | 81.438 | 83.04 | 84.272
NPgY | BSP | NPg Best View | Total peak demand without ToUT (MW) | HOLMFIELD | 57.357 | 57.529 | 58.49 | 60.218 | 62.911 | 66.137 | 68.099 | 70.19 | 72.725 | 75.232 | 77.431 | 79.451 | 81.271 | 83.613 | 88.671 | 93.547 | 98.148 | 102.411 | 106.013 | 109.05 | 111.674 | 115.409 | 119.024 | 122.553 | 125.971 | 129.335 | 132.663 | 135.953 | 138.434
NPgY | BSP | NPg Best View | Total peak demand without ToUT (MW) | HULL EAST 132/33KV | 58.519 | 58.501 | 58.904 | 59.708 | 61.066 | 62.812 | 64.165 | 65.656 | 67.478 | 69.346 | 71.084 | 72.738 | 74.272 | 76.039 | 79.367 | 82.533 | 85.517 | 88.317 | 90.799 | 92.984 | 94.926 | 97.244 | 99.486 | 101.677 | 103.803 | 105.902 | 107.986 | 110.056 | 111.704
NPgY | BSP | NPg Best View | Total peak demand without ToUT (MW) | HULL SOUTH | 68.065 | 67.808 | 68.111 | 68.929 | 70.431 | 72.412 | 73.722 | 75.153 | 76.94 | 78.762 | 80.487 | 82.117 | 83.614 | 85.552 | 90.488 | 95.225 | 99.727 | 104.001 | 107.856 | 111.305 | 114.402 | 118.113 | 121.735 | 125.295 | 128.77 | 132.207 | 135.623 | 139.018 | 141.712
NPgY | BSP | NPg Best View | Total peak demand without ToUT (MW) | HULL WEST | 49.791 | 50.108 | 50.986 | 52.295 | 54.231 | 56.497 | 58.209 | 60.05 | 62.249 | 64.458 | 66.466 | 68.355 | 70.097 | 72.084 | 75.875 | 79.484 | 82.886 | 86.078 | 88.872 | 91.316 | 93.481 | 96.139 | 98.708 | 101.215 | 103.644 | 106.037 | 108.41 | 110.759 | 112.655
NPgY | BSP | NPg Best View | Total peak demand without ToUT (MW) | HUMBERSTON | 25.768 | 25.708 | 25.914 | 26.395 | 27.227 | 28.283 | 28.96 | 29.675 | 30.551 | 31.409 | 32.147 | 32.815 | 33.41 | 34.244 | 36.336 | 38.368 | 40.312 | 42.15 | 43.773 | 45.207 | 46.494 | 48.111 | 49.684 | 51.227 | 52.727 | 54.208 | 55.675 | 57.128 | 58.233
NPgY | BSP | NPg Best View | Total peak demand without ToUT (MW) | HUNNINGLEY | 31.972 | 32.126 | 32.598 | 33.326 | 34.369 | 35.611 | 36.62 | 37.691 | 38.952 | 40.212 | 41.369 | 42.458 | 43.466 | 44.547 | 46.389 | 48.149 | 49.805 | 51.343 | 52.685 | 53.869 | 54.918 | 56.177 | 57.393 | 58.58 | 59.725 | 60.854 | 61.977 | 63.094 | 64.013
NPgY | BSP | NPg Best View | Total peak demand without ToUT (MW) | HUNSHELF | 62.645 | 62.852 | 63.453 | 64.313 | 65.526 | 66.896 | 67.873 | 68.911 | 70.144 | 71.377 | 72.5 | 73.553 | 74.522 | 75.657 | 78.041 | 80.336 | 82.508 | 84.539 | 86.316 | 87.881 | 89.273 | 91.018 | 92.713 | 94.375 | 95.989 | 97.583 | 99.166 | 100.737 | 102.005
NPgY | BSP | NPg Best View | Total peak demand without ToUT (MW) | IMMINGHAM | 52.558 | 52.677 | 52.982 | 53.464 | 54.224 | 55.256 | 56.392 | 57.808 | 59.559 | 61.538 | 63.639 | 65.793 | 67.895 | 69.979 | 72.561 | 74.92 | 77.041 | 78.926 | 80.553 | 81.951 | 83.152 | 84.367 | 85.495 | 86.562 | 87.579 | 88.567 | 89.536 | 90.493 | 91.312
NPgY | BSP | NPg Best View | Total peak demand without ToUT (MW) | KIRKHAW LANE | 56.415 | 56.623 | 57.171 | 58.023 | 59.258 | 60.733 | 61.815 | 62.993 | 64.385 | 65.813 | 67.165 | 68.473 | 69.71 | 71.081 | 73.746 | 76.335 | 78.793 | 81.1 | 83.124 | 84.914 | 86.517 | 88.499 | 90.43 | 92.328 | 94.18 | 96.012 | 97.831 | 99.636 | 101.16
NPgY | BSP | NPg Best View | Total peak demand without ToUT (MW) | KIRKSTALL C 2/5 | 48.302 | 47.947 | 47.748 | 47.597 | 47.529 | 47.486 | 47.36 | 47.26 | 47.208 | 47.173 | 47.139 | 47.108 | 47.076 | 47.145 | 48.045 | 48.92 | 49.759 | 50.563 | 51.297 | 51.971 | 52.583 | 53.285 | 53.973 | 54.652 | 55.315 | 55.969 | 56.614 | 57.249 | 57.758
NPgY | BSP | NPg Best View | Total peak demand without ToUT (MW) | KIRKSTALL C/RING ROAD HORSFORTH | 71.498 | 73.672 | 78.35 | 83.008 | 88.292 | 92.262 | 95.119 | 98.105 | 101.643 | 105.092 | 107.968 | 110.58 | 112.947 | 116.11 | 122.751 | 129.088 | 135.087 | 140.744 | 145.716 | 150.103 | 154.007 | 158.844 | 163.521 | 168.081 | 172.484 | 176.812 | 181.091 | 185.318 | 188.51
NPgY | BSP | NPg Best View | Total peak demand without ToUT (MW) | LEEDS EAST | 67.335 | 67.02 | 67.077 | 67.345 | 67.932 | 68.711 | 69.306 | 70.061 | 71.058 | 72.167 | 73.25 | 74.329 | 75.363 | 76.681 | 79.674 | 82.506 | 85.164 | 87.646 | 89.864 | 91.85 | 93.623 | 95.627 | 97.564 | 99.45 | 101.282 | 103.081 | 104.857 | 106.611 | 107.983
NPgY | BSP | NPg Best View | Total peak demand without ToUT (MW) | LEEDS NORTH | 53.216 | 53.787 | 55.447 | 57.273 | 59.6 | 61.687 | 63.294 | 64.993 | 67.075 | 69.127 | 70.934 | 72.59 | 74.079 | 75.929 | 79.869 | 83.6 | 87.125 | 90.455 | 93.458 | 96.145 | 98.558 | 101.353 | 104.052 | 106.684 | 109.226 | 111.728 | 114.208 | 116.662 | 118.544
NPgY | BSP | NPg Best View | Total peak demand without ToUT (MW) | LINDLEY | 67.267 | 67.297 | 68.097 | 69.515 | 71.79 | 74.523 | 76.379 | 78.354 | 80.767 | 83.153 | 85.258 | 87.19 | 88.928 | 91.163 | 96.247 | 101.12 | 105.745 | 110.101 | 113.94 | 117.309 | 120.299 | 124.042 | 127.671 | 131.218 | 134.657 | 138.046 | 141.403 | 144.727 | 147.278
NPgY | BSP | NPg Best View | Total peak demand without ToUT (MW) | LOW ROAD | 77.374 | 89.15 | 89.007 | 89.128 | 89.62 | 90.426 | 90.979 | 91.772 | 92.862 | 94.147 | 95.532 | 96.967 | 98.372 | 119.629 | 123.519 | 127.17 | 130.56 | 133.686 | 136.447 | 138.885 | 141.027 | 143.496 | 145.873 | 148.181 | 150.421 | 152.615 | 154.774 | 156.902 | 158.612
NPgY | BSP | NPg Best View | Total peak demand without ToUT (MW) | MALLARD WAY | 85.965 | 85.698 | 85.577 | 85.61 | 85.836 | 86.236 | 86.508 | 86.884 | 87.394 | 87.984 | 88.599 | 89.234 | 89.863 | 90.625 | 92.234 | 93.777 | 95.239 | 96.611 | 97.841 | 98.946 | 99.943 | 101.112 | 102.252 | 103.372 | 104.47 | 105.554 | 106.628 | 107.691 | 108.574
NPgY | BSP | NPg Best View | Total peak demand without ToUT (MW) | MENSTON | 47.415 | 47.607 | 48.45 | 49.558 | 51.111 | 52.722 | 53.777 | 54.899 | 56.271 | 57.631 | 58.82 | 59.914 | 60.902 | 62.12 | 65.069 | 67.883 | 70.539 | 73.026 | 75.188 | 77.066 | 78.708 | 80.836 | 82.898 | 84.911 | 86.859 | 88.777 | 90.674 | 92.548 | 94.034
NPgY | BSP | NPg Best View | Total peak demand without ToUT (MW) | MOSS ROAD | 32.409 | 32.145 | 31.983 | 31.917 | 31.966 | 32.123 | 32.191 | 32.288 | 32.445 | 32.618 | 32.781 | 32.939 | 33.088 | 33.434 | 34.835 | 36.191 | 37.501 | 38.762 | 39.938 | 41.043 | 42.073 | 43.197 | 44.303 | 45.395 | 46.467 | 47.528 | 48.58 | 49.624 | 50.446
NPgY | BSP | NPg Best View | Total peak demand without ToUT (MW) | OSGODBY 1/2 | 1.199 | 1.199 | 1.199 | 1.199 | 1.199 | 1.199 | 1.199 | 1.199 | 1.199 | 1.199 | 1.199 | 1.199 | 1.199 | 1.199 | 1.199 | 1.199 | 1.199 | 1.199 | 1.199 | 1.199 | 1.199 | 1.199 | 1.199 | 1.199 | 1.199 | 1.199 | 1.199 | 1.199 | 1.199
NPgY | BSP | NPg Best View | Total peak demand without ToUT (MW) | OSGODBY 3/4 | 49.583 | 49.766 | 50.118 | 50.611 | 51.302 | 52.174 | 53.131 | 54.259 | 55.612 | 57.095 | 58.62 | 60.162 | 61.664 | 63.186 | 65.192 | 67.064 | 68.794 | 70.38 | 71.8 | 73.084 | 74.248 | 75.403 | 76.505 | 77.571 | 78.6 | 79.612 | 80.612 | 81.604 | 82.472
NPgY | BSP | NPg Best View | Total peak demand without ToUT (MW) | RODLEY | 64.265 | 64.541 | 65.736 | 67.347 | 69.628 | 72.013 | 73.556 | 75.203 | 77.221 | 79.226 | 80.972 | 82.573 | 84.016 | 85.825 | 89.773 | 93.52 | 97.044 | 100.323 | 103.144 | 105.548 | 107.624 | 110.426 | 113.132 | 115.767 | 118.31 | 120.809 | 123.279 | 125.719 | 127.584
NPgY | BSP | NPg Best View | Total peak demand without ToUT (MW) | SAINT ANDREWS ROAD 132/33KV | 55.51 | 55.189 | 55.139 | 55.434 | 56.096 | 57.026 | 57.424 | 57.919 | 58.575 | 59.295 | 59.994 | 60.685 | 61.345 | 62.358 | 65.223 | 68.024 | 70.693 | 73.203 | 75.392 | 77.306 | 79.005 | 81.23 | 83.406 | 85.544 | 87.635 | 89.699 | 91.743 | 93.766 | 95.323
NPgY | BSP | NPg Best View | Total peak demand without ToUT (MW) | SALTEND 132/33KV | 10.387 | 10.375 | 10.366 | 10.361 | 10.359 | 10.36 | 10.364 | 10.37 | 10.38 | 10.392 | 10.407 | 10.424 | 10.442 | 10.462 | 10.486 | 10.512 | 10.538 | 10.565 | 10.593 | 10.622 | 10.651 | 10.681 | 10.712 | 10.743 | 10.774 | 10.805 | 10.836 | 10.867 | 10.897
NPgY | BSP | NPg Best View | Total peak demand without ToUT (MW) | SANTON | 88.335 | 89.024 | 89.83 | 90.759 | 91.847 | 93.067 | 94.223 | 95.486 | 96.886 | 98.37 | 99.882 | 101.414 | 102.932 | 104.545 | 106.584 | 108.549 | 110.431 | 112.222 | 113.889 | 115.441 | 116.901 | 118.463 | 119.99 | 121.488 | 122.959 | 124.411 | 125.846 | 127.264 | 128.528
NPgY | BSP | NPg Best View | Total peak demand without ToUT (MW) | SCUNTHORPE NORTH | 95.27 | 95.736 | 96.344 | 97.12 | 98.127 | 99.383 | 100.64 | 102.101 | 103.798 | 105.662 | 107.617 | 109.614 | 111.581 | 113.552 | 116.433 | 119.178 | 121.749 | 124.143 | 126.304 | 128.277 | 130.085 | 131.985 | 133.827 | 135.63 | 137.398 | 139.146 | 140.88 | 142.603 | 144.196
NPgY | BSP | NPg Best View | Total peak demand without ToUT (MW) | SCUNTHORPE SOUTH | 30.524 | 30.787 | 31.158 | 31.629 | 32.248 | 32.971 | 33.614 | 34.286 | 35.044 | 35.802 | 36.497 | 37.161 | 37.789 | 38.489 | 39.624 | 40.725 | 41.79 | 42.814 | 43.76 | 44.641 | 45.465 | 46.363 | 47.242 | 48.108 | 48.956 | 49.796 | 50.63 | 51.457 | 52.172
NPgY | BSP | NPg Best View | Total peak demand without ToUT (MW) | SILSDEN | 77.121 | 77.088 | 77.87 | 79.182 | 81.321 | 83.914 | 85.829 | 87.889 | 90.436 | 92.99 | 95.334 | 97.525 | 99.518 | 102.007 | 107.717 | 113.14 | 118.276 | 123.125 | 127.504 | 131.428 | 134.947 | 139.044 | 143.016 | 146.897 | 150.66 | 154.368 | 158.041 | 161.678 | 164.521
NPgY | BSP | NPg Best View | Total peak demand without ToUT (MW) | SOWERBY BRIDGE 132/33KV | 62.67 | 62.652 | 63.273 | 64.406 | 66.232 | 68.451 | 69.951 | 71.586 | 73.595 | 75.625 | 77.493 | 79.255 | 80.868 | 82.873 | 87.306 | 91.542 | 95.54 | 99.285 | 102.576 | 105.457 | 108.013 | 111.206 | 114.298 | 117.316 | 120.244 | 123.126 | 125.981 | 128.806 | 130.997
NPgY | BSP | NPg Best View | Total peak demand without ToUT (MW) | STAYGATE | 69.478 | 69.191 | 69.433 | 70.233 | 71.702 | 73.626 | 74.823 | 76.204 | 77.955 | 79.797 | 81.554 | 83.253 | 84.838 | 86.664 | 90.535 | 94.249 | 97.707 | 100.879 | 103.538 | 105.769 | 107.678 | 110.292 | 112.807 | 115.253 | 117.616 | 119.937 | 122.229 | 124.493 | 126.256
NPgY | BSP | NPg Best View | Total peak demand without ToUT (MW) | THORNHILL 132KV | 79.537 | 79.535 | 80.434 | 82.252 | 85.143 | 88.659 | 90.969 | 93.489 | 96.578 | 99.7 | 102.625 | 105.384 | 107.92 | 110.74 | 116.324 | 121.748 | 126.799 | 131.438 | 135.297 | 138.535 | 141.305 | 145.194 | 148.949 | 152.613 | 156.157 | 159.652 | 163.122 | 166.564 | 169.243
NPgY | BSP | NPg Best View | Total peak demand without ToUT (MW) | WAKEFIELD MONCKTON ROAD | 43.801 | 44.017 | 44.449 | 45.183 | 46.222 | 47.51 | 48.319 | 49.214 | 50.246 | 51.337 | 52.426 | 53.515 | 54.578 | 55.85 | 58.712 | 61.51 | 64.171 | 66.689 | 68.901 | 70.872 | 72.64 | 74.891 | 77.103 | 79.287 | 81.435 | 83.564 | 85.677 | 87.776 | 89.554
NPgY | BSP | NPg Best View | Total peak demand without ToUT (MW) | WAKEFIELD NORTH | 66.279 | 66.86 | 68.334 | 70.556 | 73.699 | 77.295 | 79.796 | 82.479 | 85.65 | 88.845 | 91.767 | 94.527 | 97.09 | 99.96 | 105.25 | 110.373 | 115.181 | 119.617 | 123.342 | 126.506 | 129.235 | 132.965 | 136.57 | 140.087 | 143.49 | 146.841 | 150.159 | 153.444 | 156.065
NPgY | BSP | NPg Best View | Total peak demand without ToUT (MW) | WEST MELTON | 74.338 | 75.09 | 77.047 | 79.713 | 83.406 | 87.543 | 90.886 | 94.423 | 98.586 | 102.73 | 106.486 | 110 | 113.244 | 116.934 | 123.992 | 130.764 | 137.188 | 143.234 | 148.613 | 153.428 | 157.739 | 162.744 | 167.599 | 172.351 | 176.954 | 181.5 | 186.018 | 190.508 | 194.157
NPgY | BSP | NPg Best View | Total peak demand without ToUT (MW) | WHINMOOR | 57.721 | 58.22 | 59.804 | 61.822 | 64.57 | 67.41 | 69.538 | 71.784 | 74.483 | 77.135 | 79.405 | 81.466 | 83.317 | 85.51 | 89.706 | 93.694 | 97.44 | 100.911 | 103.906 | 106.503 | 108.775 | 111.655 | 114.424 | 117.115 | 119.701 | 122.243 | 124.76 | 127.247 | 129.148
NPgY | BSP | NPg Best View | Total peak demand without ToUT (MW) | WOLD NEWTON | 44.847 | 45.345 | 46.339 | 47.7 | 49.598 | 51.808 | 53.529 | 55.317 | 57.403 | 59.466 | 61.374 | 63.166 | 64.818 | 66.644 | 70.205 | 73.614 | 76.86 | 79.938 | 82.718 | 85.223 | 87.49 | 90.178 | 92.803 | 95.389 | 97.914 | 100.419 | 102.918 | 105.406 | 107.514
NPgY | BSP | NPg Best View | Total peak demand without ToUT (MW) | YARBOROUGH ROAD 132/33KV | 58.003 | 57.774 | 57.988 | 58.556 | 59.628 | 61.014 | 62.029 | 63.132 | 64.518 | 65.903 | 67.117 | 68.233 | 69.239 | 70.648 | 74.136 | 77.484 | 80.683 | 83.72 | 86.469 | 88.962 | 91.233 | 93.829 | 96.351 | 98.822 | 101.221 | 103.588 | 105.932 | 108.252 | 110.024
NPgN | BSP | NG FES - Consumer Transformation | Total peak demand (MW) | ANNFIELD | 52 | 52.006 | 52.422 | 54.991 | 56.414 | 58.084 | 59.25 | 60.26 | 61.486 | 62.748 | 63.889 | 64.968 | 66.002 | 67.302 | 70.509 | 73.671 | 76.695 | 79.562 | 82.056 | 84.192 | 86.055 | 88.393 | 90.866 | 93.296 | 95.661 | 97.997 | 100.31 | 102.602 | 104.392
NPgN | BSP | NG FES - Consumer Transformation | Total peak demand (MW) | BARRACK ROAD | 66.889 | 66.224 | 66.644 | 66.698 | 68.084 | 68.161 | 68.054 | 67.898 | 67.835 | 67.815 | 67.789 | 67.772 | 67.757 | 67.916 | 69.225 | 70.524 | 71.763 | 72.93 | 73.926 | 74.789 | 75.545 | 76.505 | 77.534 | 78.549 | 79.54 | 80.519 | 81.485 | 82.44 | 83.177
NPgN | BSP | NG FES - Consumer Transformation | Total peak demand (MW) | BLUCHER | 50.784 | 50.706 | 55.856 | 57.673 | 58.81 | 60.066 | 60.924 | 61.656 | 62.543 | 63.456 | 64.257 | 64.995 | 65.702 | 66.724 | 69.876 | 72.987 | 75.986 | 78.856 | 81.444 | 83.763 | 85.89 | 88.392 | 91.002 | 93.577 | 96.101 | 98.598 | 101.073 | 103.526 | 105.39
NPgN | BSP | NG FES - Consumer Transformation | Total peak demand (MW) | BOWESFIELD | 70.068 | 70.418 | 72.077 | 74.012 | 76.394 | 78.996 | 81.067 | 82.983 | 85.272 | 87.625 | 89.8 | 91.881 | 93.88 | 96.274 | 101.676 | 107.002 | 112.134 | 117.033 | 121.441 | 125.392 | 129 | 133.12 | 137.379 | 141.57 | 145.661 | 149.713 | 153.736 | 157.735 | 160.975
NPgN | BSP | NG FES - Consumer Transformation | Total peak demand (MW) | CHIRTON GRANGE | 46.798 | 46.987 | 47.778 | 49.87 | 51.758 | 53.758 | 55.278 | 56.645 | 58.319 | 60.026 | 61.546 | 62.951 | 64.243 | 65.874 | 69.612 | 73.269 | 76.771 | 80.089 | 83.022 | 85.604 | 87.943 | 90.739 | 93.672 | 96.563 | 99.38 | 102.173 | 104.949 | 107.71 | 109.86
NPgN | BSP | NG FES - Consumer Transformation | Total peak demand (MW) | COALBURNS | 61.223 | 61.219 | 61.747 | 62.599 | 63.823 | 64.963 | 65.898 | 66.776 | 67.911 | 69.082 | 70.13 | 71.105 | 72.012 | 72.995 | 74.927 | 76.803 | 78.567 | 80.217 | 81.624 | 82.799 | 83.812 | 85.027 | 86.293 | 87.519 | 88.685 | 89.831 | 90.965 | 92.088 | 92.937
NPgN | BSP | NG FES - Consumer Transformation | Total peak demand (MW) | DARLINGTON CENTRAL | 38.312 | 38.163 | 38.31 | 38.977 | 39.653 | 40.421 | 40.989 | 41.526 | 42.231 | 42.975 | 43.665 | 44.334 | 44.987 | 45.88 | 48.185 | 50.422 | 52.563 | 54.598 | 56.433 | 58.063 | 59.528 | 61.177 | 62.846 | 64.47 | 66.04 | 67.581 | 69.1 | 70.597 | 71.747
NPgN | BSP | NG FES - Consumer Transformation | Total peak demand (MW) | DARLINGTON NORTH | 62.828 | 63.861 | 68.666 | 70.056 | 71.251 | 72.635 | 73.637 | 74.539 | 80.96 | 82.183 | 83.305 | 84.386 | 85.431 | 118.715 | 121.525 | 124.281 | 126.89 | 129.329 | 131.405 | 133.15 | 134.66 | 136.533 | 138.498 | 140.406 | 142.237 | 144.034 | 145.805 | 147.552 | 148.907
NPgN | BSP | NG FES - Consumer Transformation | Total peak demand (MW) | DUNSTON | 94.662 | 93.992 | 95.906 | 97.756 | 98.592 | 99.674 | 100.318 | 100.876 | 101.691 | 102.595 | 103.42 | 104.23 | 105.033 | 106.428 | 110.9 | 115.282 | 119.509 | 123.551 | 127.218 | 130.513 | 133.507 | 136.931 | 140.444 | 143.893 | 147.259 | 150.581 | 153.865 | 157.115 | 159.574
NPgN | BSP | NG FES - Consumer Transformation | Total peak demand (MW) | FLATWORTH | 31.303 | 31.271 | 33.475 | 34.093 | 34.577 | 35.14 | 35.623 | 36.099 | 36.687 | 37.301 | 37.864 | 38.407 | 38.938 | 39.656 | 41.411 | 43.129 | 44.795 | 46.402 | 47.903 | 49.292 | 50.586 | 51.96 | 53.341 | 54.698 | 56.024 | 57.337 | 58.641 | 59.937 | 60.96
NPgN | BSP | NG FES - Consumer Transformation | Total peak demand (MW) | GOSFORTH | 66.942 | 66.737 | 67.042 | 68.623 | 69.937 | 71.388 | 72.362 | 73.171 | 74.215 | 75.306 | 76.269 | 77.163 | 77.999 | 79.107 | 82.037 | 84.947 | 87.726 | 90.342 | 92.583 | 94.495 | 96.189 | 98.346 | 100.662 | 102.939 | 105.154 | 107.344 | 109.514 | 111.665 | 113.298
NPgN | BSP | NG FES - Consumer Transformation | Total peak demand (MW) | HARROGATE 132/33KV | 50.242 | 50.414 | 51.148 | 53.024 | 54.475 | 57.637 | 58.717 | 59.68 | 60.878 | 62.097 | 63.172 | 64.156 | 65.051 | 66.041 | 68.246 | 70.416 | 72.48 | 74.414 | 76.078 | 77.506 | 78.776 | 80.328 | 81.981 | 83.608 | 85.181 | 86.74 | 88.289 | 89.83 | 91.067
NPgN | BSP | NG FES - Consumer Transformation | Total peak demand (MW) | HUSTHWAITE | 31.096 | 31.126 | 32.318 | 33.538 | 33.861 | 34.24 | 34.544 | 34.841 | 35.203 | 35.59 | 35.975 | 36.367 | 36.761 | 37.262 | 38.378 | 39.469 | 40.524 | 41.539 | 42.472 | 43.33 | 44.121 | 44.99 | 45.872 | 46.739 | 47.589 | 48.43 | 49.263 | 50.091 | 50.787
NPgN | BSP | NG FES - Consumer Transformation | Total peak demand (MW) | LEEMING BAR_SKEEBY | 84.616 | 84.975 | 87.34 | 89.189 | 90.621 | 92.266 | 93.724 | 95.164 | 96.848 | 98.62 | 100.353 | 102.099 | 103.858 | 105.827 | 109.633 | 113.386 | 117.012 | 120.478 | 123.647 | 126.537 | 129.184 | 132.019 | 134.876 | 137.668 | 140.387 | 143.07 | 145.727 | 148.363 | 150.664
NPgN | BSP | NG FES - Consumer Transformation | Total peak demand (MW) | LINTON | 43.13 | 43.663 | 47.23 | 51.334 | 53.16 | 54.977 | 56.613 | 58.22 | 60.241 | 62.303 | 64.154 | 65.865 | 67.418 | 69.07 | 72.168 | 75.092 | 77.836 | 80.411 | 82.687 | 84.683 | 86.459 | 88.421 | 90.406 | 92.334 | 94.172 | 95.986 | 97.786 | 99.575 | 101.022
NPgN | BSP | NG FES - Consumer Transformation | Total peak demand (MW) | MALTON GRID | 61.301 | 61.247 | 61.701 | 63.668 | 64.972 | 66.41 | 67.57 | 68.632 | 69.959 | 71.33 | 72.587 | 73.776 | 74.897 | 76.228 | 79.68 | 83.039 | 86.241 | 89.27 | 91.974 | 94.404 | 96.614 | 99.104 | 101.68 | 104.209 | 106.668 | 109.098 | 111.506 | 113.894 | 115.841
NPgN | BSP | NG FES - Consumer Transformation | Total peak demand (MW) | MELROSEGATE | 109.797 | 109.59 | 113.694 | 118.985 | 121.424 | 124.005 | 125.95 | 127.651 | 129.817 | 132.066 | 134.077 | 135.945 | 137.679 | 139.755 | 145.289 | 150.664 | 155.736 | 160.491 | 164.628 | 168.259 | 171.505 | 175.379 | 179.479 | 183.502 | 187.403 | 191.253 | 195.062 | 198.836 | 201.848
NPgN | BSP | NG FES - Consumer Transformation | Total peak demand (MW) | NORTH TEES | 109.406 | 109.352 | 122.307 | 123.764 | 125.27 | 127.119 | 128.522 | 129.853 | 131.486 | 133.25 | 134.996 | 136.779 | 138.602 | 140.847 | 145.868 | 150.79 | 155.506 | 159.961 | 163.942 | 167.495 | 170.687 | 174.314 | 178.026 | 181.647 | 185.167 | 188.631 | 192.053 | 195.441 | 198.241
NPgN | BSP | NG FES - Consumer Transformation | Total peak demand (MW) | POTTER HOUSE | 71.444 | 71.431 | 75.13 | 76.555 | 78.09 | 79.784 | 80.973 | 81.979 | 83.206 | 84.464 | 85.582 | 86.624 | 87.606 | 88.819 | 92.256 | 95.648 | 98.896 | 101.975 | 104.667 | 107.017 | 109.116 | 111.708 | 114.466 | 117.191 | 119.855 | 122.493 | 125.11 | 127.706 | 129.808
NPgN | BSP | NG FES - Consumer Transformation | Total peak demand (MW) | RAVENSWORTH | 48.826 | 48.443 | 55.148 | 55.923 | 56.095 | 56.468 | 56.781 | 57.161 | 58.19 | 58.862 | 59.618 | 60.47 | 61.41 | 64.207 | 66.132 | 68.002 | 69.765 | 71.389 | 72.797 | 73.986 | 74.95 | 75.968 | 76.945 | 77.844 | 78.679 | 79.472 | 80.237 | 80.981 | 81.546
NPgN | BSP | NG FES - Consumer Transformation | Total peak demand (MW) | SCARBOROUGH GRID | 67.793 | 67.524 | 67.8 | 68.939 | 70.251 | 71.829 | 73.126 | 74.366 | 75.967 | 77.624 | 79.113 | 80.506 | 81.772 | 83.443 | 87.714 | 91.804 | 95.702 | 99.416 | 102.784 | 105.839 | 108.624 | 111.698 | 114.828 | 117.898 | 120.88 | 123.828 | 126.747 | 129.644 | 131.939
NPgN | BSP | NG FES - Consumer Transformation | Total peak demand (MW) | SEAL SANDS | 25.285 | 41.312 | 44.329 | 44.411 | 44.427 | 44.448 | 44.473 | 44.502 | 44.534 | 44.57 | 44.609 | 44.652 | 44.698 | 44.747 | 44.813 | 44.883 | 44.954 | 45.028 | 45.103 | 45.179 | 45.256 | 45.335 | 45.414 | 45.494 | 45.575 | 45.655 | 45.735 | 45.814 | 45.891
NPgN | BSP | NG FES - Consumer Transformation | Total peak demand (MW) | SPADEADAM 33KV | 1.518 | 1.512 | 1.52 | 1.536 | 1.562 | 1.59 | 1.614 | 1.637 | 1.67 | 1.704 | 1.736 | 1.766 | 1.791 | 1.822 | 1.891 | 1.954 | 2.012 | 2.067 | 2.115 | 2.158 | 2.196 | 2.238 | 2.281 | 2.324 | 2.364 | 2.405 | 2.445 | 2.484 | 2.518
NPgN | BSP | NG FES - Consumer Transformation | Total peak demand (MW) | SPENNYMOOR 132/66KV | 67.011 | 67.729 | 71.894 | 85.039 | 97.599 | 102.912 | 107.161 | 111.07 | 115.814 | 120.642 | 125.033 | 129.142 | 133.022 | 137.211 | 144.806 | 152.277 | 159.338 | 165.894 | 171.453 | 176.068 | 180.062 | 185.011 | 190.22 | 195.271 | 200.096 | 204.837 | 209.525 | 214.165 | 217.714
NPgN | BSP | NG FES - Consumer Transformation | Total peak demand (MW) | TORONTO | 51.328 | 51.216 | 51.366 | 52.123 | 53.019 | 54.147 | 54.783 | 55.279 | 55.895 | 56.573 | 57.234 | 57.911 | 58.602 | 59.753 | 63.22 | 66.659 | 69.982 | 73.15 | 75.969 | 78.486 | 80.776 | 83.528 | 86.412 | 89.254 | 92.045 | 94.802 | 97.529 | 100.228 | 102.337
NPgN | BSP | NG FES - Consumer Transformation | Total peak demand (MW) | WORMALD GREEN 132/33KV | 43.322 | 43.144 | 45.49 | 46.736 | 47.184 | 47.769 | 48.176 | 48.554 | 49.065 | 49.668 | 50.321 | 51.04 | 51.812 | 52.817 | 54.978 | 57.134 | 59.196 | 61.13 | 62.811 | 64.278 | 65.571 | 67.038 | 68.546 | 70 | 71.404 | 72.776 | 74.125 | 75.456 | 76.526
NPgY | BSP | NG FES - Consumer Transformation | Total peak demand (MW) | ATTERCLIFFE | 43.131 | 42.84 | 42.731 | 42.856 | 43.206 | 43.728 | 43.88 | 44.088 | 44.398 | 44.757 | 45.115 | 45.495 | 45.898 | 46.515 | 48.282 | 50.035 | 51.703 | 53.257 | 54.578 | 55.703 | 56.673 | 57.994 | 59.265 | 60.497 | 61.685 | 62.847 | 63.988 | 65.112 | 65.988
NPgY | BSP | NG FES - Consumer Transformation | Total peak demand (MW) | BARUGH 132/66KV | 59.312 | 59.679 | 60.758 | 62.447 | 64.856 | 67.701 | 69.791 | 71.993 | 74.664 | 77.383 | 79.888 | 82.271 | 84.529 | 103.46 | 108.594 | 113.559 | 118.281 | 122.732 | 126.645 | 130.062 | 133.077 | 136.811 | 140.429 | 143.954 | 147.346 | 150.692 | 154.009 | 157.304 | 159.996
NPgY | BSP | NG FES - Consumer Transformation | Total peak demand (MW) | BEESTON ROYDS 132/33KV | 88.786 | 88.678 | 89.402 | 90.481 | 92.043 | 93.73 | 94.901 | 96.223 | 97.964 | 99.818 | 101.563 | 103.281 | 104.972 | 107.169 | 112.214 | 117.087 | 121.718 | 126.081 | 129.965 | 133.397 | 136.436 | 139.969 | 143.358 | 146.631 | 149.764 | 152.833 | 155.855 | 158.841 | 161.205
NPgY | BSP | NG FES - Consumer Transformation | Total peak demand (MW) | BEVERLEY 132/33KV | 83.715 | 84.068 | 85.285 | 87.276 | 90.201 | 93.712 | 96.214 | 98.823 | 102.003 | 105.204 | 108.089 | 110.78 | 113.28 | 116.254 | 122.737 | 129.031 | 135.04 | 140.726 | 145.763 | 150.212 | 154.207 | 159.182 | 164.038 | 168.803 | 173.423 | 177.999 | 182.547 | 187.074 | 190.801
NPgY | BSP | NG FES - Consumer Transformation | Total peak demand (MW) | BINGLEY 132/33KV | 47.401 | 47.451 | 48.04 | 49.076 | 50.685 | 52.635 | 54.003 | 55.449 | 57.262 | 59.102 | 60.747 | 62.281 | 63.708 | 65.451 | 69.071 | 72.538 | 75.823 | 78.909 | 81.614 | 83.941 | 85.979 | 88.558 | 91.045 | 93.458 | 95.768 | 98.038 | 100.281 | 102.502 | 104.233
NPgY | BSP | NG FES - Consumer Transformation | Total peak demand (MW) | BLACKBURN MEADOWS B | 63.111 | 62.647 | 62.314 | 62.137 | 62.123 | 62.258 | 62.216 | 62.26 | 62.417 | 62.656 | 62.949 | 63.306 | 63.72 | 64.341 | 65.801 | 67.225 | 68.577 | 69.832 | 70.918 | 71.855 | 72.657 | 73.638 | 74.563 | 75.442 | 76.279 | 77.09 | 77.881 | 78.658 | 79.264
NPgY | BSP | NG FES - Consumer Transformation | Total peak demand (MW) | BLYTON | 45.246 | 45.744 | 46.763 | 48.2 | 50.159 | 52.419 | 54.307 | 56.282 | 58.65 | 61.049 | 63.265 | 65.37 | 67.365 | 69.617 | 73.619 | 77.486 | 81.184 | 84.693 | 87.853 | 90.69 | 93.271 | 96.213 | 99.065 | 101.849 | 104.531 | 107.184 | 109.821 | 112.447 | 114.638
NPgY | BSP | NG FES - Consumer Transformation | Total peak demand (MW) | BRADFORD | 75.349 | 75.497 | 76.555 | 78.145 | 80.4 | 82.879 | 84.491 | 86.228 | 88.454 | 90.742 | 92.831 | 94.807 | 96.64 | 98.886 | 103.856 | 108.595 | 113.052 | 117.224 | 120.81 | 123.885 | 126.56 | 130.049 | 133.411 | 136.67 | 139.792 | 142.856 | 145.875 | 148.859 | 151.23
NPgY | BSP | NG FES - Consumer Transformation | Total peak demand (MW) | BRAMHAM | 63.908 | 63.797 | 64.038 | 67.883 | 68.632 | 69.532 | 70.139 | 70.87 | 79.265 | 80.315 | 81.4 | 82.553 | 83.776 | 105.698 | 108.584 | 111.454 | 114.186 | 116.728 | 118.928 | 120.842 | 122.509 | 124.456 | 126.294 | 128.044 | 129.71 | 131.327 | 132.909 | 134.465 | 135.786
NPgY | BSP | NG FES - Consumer Transformation | Total peak demand (MW) | BRANSHOLME | 44.399 | 44.269 | 44.524 | 45.156 | 46.251 | 47.638 | 48.524 | 49.438 | 50.588 | 51.733 | 52.71 | 53.58 | 54.371 | 55.47 | 58.317 | 61.099 | 63.777 | 66.327 | 68.608 | 70.598 | 72.378 | 74.64 | 76.856 | 79.035 | 81.15 | 83.243 | 85.324 | 87.393 | 88.981
NPgY | BSP | NG FES - Consumer Transformation | Total peak demand (MW) | BRIGHOUSE 132/33KV | 65.494 | 65.327 | 65.723 | 66.615 | 68.099 | 69.948 | 71.171 | 72.503 | 74.218 | 75.993 | 77.616 | 79.163 | 80.619 | 109.315 | 113.178 | 116.895 | 120.407 | 123.694 | 126.539 | 128.982 | 131.114 | 133.847 | 136.477 | 139.026 | 141.467 | 143.866 | 146.233 | 148.575 | 150.413
NPgY | BSP | NG FES - Consumer Transformation | Total peak demand (MW) | DONCASTER B/THORPE MARSH | 108.954 | 109.92 | 112.423 | 116.028 | 121.034 | 126.803 | 131.322 | 136.119 | 141.935 | 147.899 | 153.447 | 158.79 | 163.961 | 194.628 | 206.515 | 218.025 | 229.019 | 239.389 | 248.678 | 256.921 | 264.314 | 272.852 | 281.079 | 289.06 | 296.723 | 304.26 | 311.717 | 319.115 | 325.119
NPgY | BSP | NG FES - Consumer Transformation | Total peak demand (MW) | DONCASTER CENTRAL | 25.286 | 25.334 | 25.601 | 26.076 | 26.784 | 27.641 | 28.218 | 28.83 | 29.589 | 30.361 | 31.062 | 31.72 | 32.327 | 33.05 | 34.581 | 36.06 | 37.461 | 38.77 | 39.903 | 40.892 | 41.774 | 42.928 | 44.052 | 45.153 | 46.219 | 47.273 | 48.32 | 49.36 | 50.216
NPgY | BSP | NG FES - Consumer Transformation | Total peak demand (MW) | DRIFFIELD/BEVERLEY GROUP | 113.28 | 113.373 | 113.895 | 114.844 | 116.272 | 118.102 | 119.459 | 120.94 | 122.711 | 124.572 | 126.365 | 128.167 | 129.977 | 132.375 | 138.234 | 143.979 | 149.541 | 154.892 | 159.812 | 164.371 | 168.595 | 173.293 | 177.886 | 182.398 | 186.808 | 191.168 | 195.492 | 199.788 | 203.425
NPgY | BSP | NG FES - Consumer Transformation | Total peak demand (MW) | FEATHERSTONE | 70.82 | 71.502 | 72.948 | 75.062 | 77.986 | 81.45 | 84.221 | 87.194 | 90.768 | 94.472 | 98.023 | 101.523 | 104.975 | 108.845 | 115.611 | 122.179 | 128.425 | 134.277 | 139.457 | 144.018 | 148.067 | 152.759 | 157.247 | 161.575 | 165.715 | 169.779 | 173.794 | 177.777 | 181.132
NPgY | BSP | NG FES - Consumer Transformation | Total peak demand (MW) | GIRLINGTON | 52.602 | 52.228 | 52.081 | 52.191 | 52.584 | 53.195 | 53.349 | 53.543 | 53.851 | 54.187 | 54.479 | 54.762 | 55.035 | 55.582 | 57.693 | 59.742 | 61.7 | 63.548 | 65.154 | 66.543 | 67.754 | 69.392 | 70.987 | 72.545 | 74.056 | 75.539 | 76.997 | 78.432 | 79.55
NPgY | BSP | NG FES - Consumer Transformation | Total peak demand (MW) | HALIFAX 132/33KV | 27.33 | 27.234 | 27.338 | 27.602 | 28.072 | 28.686 | 29.101 | 29.555 | 30.152 | 30.769 | 31.334 | 31.87 | 32.36 | 32.99 | 34.474 | 35.873 | 37.191 | 38.43 | 39.523 | 40.49 | 41.348 | 42.403 | 43.425 | 44.42 | 45.379 | 46.323 | 47.254 | 48.177 | 48.922
NPgY | BSP | NG FES - Consumer Transformation | Total peak demand (MW) | HECKMONDWIKE | 41.19 | 41.158 | 41.569 | 42.452 | 43.838 | 45.519 | 46.62 | 47.813 | 49.318 | 50.877 | 52.318 | 53.704 | 55.035 | 56.564 | 59.431 | 62.248 | 64.895 | 67.349 | 69.386 | 71.066 | 72.491 | 74.466 | 76.35 | 78.161 | 79.881 | 81.565 | 83.225 | 84.865 | 86.132
NPgY | BSP | NG FES - Consumer Transformation | Total peak demand (MW) | HOLMFIELD | 57.357 | 57.552 | 58.555 | 60.347 | 63.06 | 66.288 | 68.316 | 70.434 | 73.057 | 75.692 | 78.033 | 80.196 | 82.209 | 84.707 | 89.959 | 95.058 | 99.894 | 104.398 | 108.251 | 111.472 | 114.254 | 118.133 | 121.883 | 125.529 | 129.024 | 132.462 | 135.862 | 139.227 | 141.78
NPgY | BSP | NG FES - Consumer Transformation | Total peak demand (MW) | HULL EAST 132/33KV | 58.519 | 58.505 | 58.917 | 59.739 | 61.085 | 62.796 | 64.146 | 65.597 | 67.412 | 69.284 | 71.014 | 72.674 | 74.267 | 76.155 | 79.658 | 83.031 | 86.243 | 89.279 | 91.99 | 94.368 | 96.481 | 98.943 | 101.309 | 103.598 | 105.788 | 107.942 | 110.074 | 112.19 | 113.881
NPgY | BSP | NG FES - Consumer Transformation | Total peak demand (MW) | HULL SOUTH | 68.065 | 67.823 | 68.15 | 69.01 | 70.53 | 72.522 | 73.91 | 75.407 | 77.345 | 79.337 | 81.144 | 82.839 | 84.39 | 86.511 | 91.634 | 96.53 | 101.191 | 105.623 | 109.603 | 113.176 | 116.398 | 120.218 | 123.938 | 127.58 | 131.107 | 134.594 | 138.049 | 141.483 | 144.212
NPgY | BSP | NG FES - Consumer Transformation | Total peak demand (MW) | HULL WEST | 49.791 | 50.125 | 51.033 | 52.383 | 54.314 | 56.554 | 58.277 | 60.091 | 62.297 | 64.539 | 66.587 | 68.53 | 70.384 | 72.496 | 76.464 | 80.289 | 83.927 | 87.363 | 90.403 | 93.042 | 95.376 | 98.181 | 100.878 | 103.491 | 105.991 | 108.447 | 110.877 | 113.283 | 115.235
NPgY | BSP | NG FES - Consumer Transformation | Total peak demand (MW) | HUMBERSTON | 25.768 | 25.716 | 25.937 | 26.443 | 27.29 | 28.359 | 29.079 | 29.827 | 30.767 | 31.707 | 32.522 | 33.262 | 33.935 | 34.832 | 36.987 | 39.085 | 41.093 | 42.995 | 44.685 | 46.165 | 47.494 | 49.15 | 50.763 | 52.343 | 53.868 | 55.373 | 56.865 | 58.344 | 59.475
NPgY | BSP | NG FES - Consumer Transformation | Total peak demand (MW) | HUNNINGLEY | 31.972 | 32.131 | 32.616 | 33.364 | 34.411 | 35.649 | 36.679 | 37.756 | 39.05 | 40.357 | 41.556 | 42.686 | 43.757 | 44.912 | 46.845 | 48.706 | 50.47 | 52.119 | 53.57 | 54.841 | 55.967 | 57.294 | 58.572 | 59.812 | 60.991 | 62.152 | 63.304 | 64.45 | 65.399
NPgY | BSP | NG FES - Consumer Transformation | Total peak demand (MW) | HUNSHELF | 62.645 | 62.867 | 63.493 | 64.385 | 65.602 | 66.967 | 67.967 | 69.011 | 70.28 | 71.564 | 72.731 | 73.828 | 74.861 | 76.073 | 78.553 | 80.953 | 83.235 | 85.38 | 87.269 | 88.922 | 90.393 | 92.208 | 93.967 | 95.681 | 97.33 | 98.957 | 100.569 | 102.169 | 103.467
NPgY | BSP | NG FES - Consumer Transformation | Total peak demand (MW) | IMMINGHAM | 52.558 | 52.652 | 52.916 | 53.332 | 53.963 | 54.8 | 55.679 | 56.752 | 58.097 | 59.626 | 61.283 | 63.088 | 65.028 | 67.189 | 70.051 | 72.829 | 75.45 | 77.865 | 80.005 | 81.869 | 83.47 | 85.003 | 86.368 | 87.6 | 88.723 | 89.781 | 90.797 | 91.786 | 92.631
NPgY | BSP | NG FES - Consumer Transformation | Total peak demand (MW) | KIRKHAW LANE | 56.415 | 56.629 | 57.187 | 58.052 | 59.274 | 60.719 | 61.786 | 62.924 | 64.291 | 65.7 | 67.031 | 68.33 | 69.601 | 71.046 | 73.827 | 76.559 | 79.176 | 81.649 | 83.835 | 85.762 | 87.484 | 89.567 | 91.583 | 93.547 | 95.444 | 97.312 | 99.162 | 100.997 | 102.549
NPgY | BSP | NG FES - Consumer Transformation | Total peak demand (MW) | KIRKSTALL C 2/5 | 48.302 | 47.957 | 47.77 | 47.632 | 47.566 | 47.524 | 47.405 | 47.312 | 47.278 | 47.263 | 47.238 | 47.215 | 47.187 | 47.278 | 48.2 | 49.093 | 49.948 | 50.768 | 51.514 | 52.202 | 52.827 | 53.541 | 54.24 | 54.927 | 55.596 | 56.255 | 56.904 | 57.543 | 58.055
NPgY | BSP | NG FES - Consumer Transformation | Total peak demand (MW) | KIRKSTALL C/RING ROAD HORSFORTH | 71.498 | 73.877 | 78.835 | 83.793 | 89.079 | 93.04 | 95.964 | 98.969 | 102.597 | 106.249 | 109.462 | 112.404 | 115.166 | 118.501 | 125.349 | 131.941 | 138.203 | 144.132 | 149.421 | 154.008 | 158.079 | 163.081 | 167.928 | 172.647 | 177.165 | 181.608 | 186.005 | 190.357 | 193.673
NPgY | BSP | NG FES - Consumer Transformation | Total peak demand (MW) | LEEDS EAST | 67.335 | 67.023 | 67.083 | 67.344 | 67.876 | 68.567 | 69.054 | 69.656 | 70.479 | 71.404 | 72.319 | 73.273 | 74.277 | 75.652 | 78.801 | 81.86 | 84.784 | 87.545 | 90.041 | 92.269 | 94.247 | 96.418 | 98.484 | 100.466 | 102.359 | 104.203 | 106.013 | 107.796 | 109.194
NPgY | BSP | NG FES - Consumer Transformation | Total peak demand (MW) | LEEDS NORTH | 53.216 | 53.871 | 55.648 | 57.611 | 59.968 | 62.081 | 63.789 | 65.573 | 67.824 | 70.095 | 72.1 | 73.928 | 75.584 | 77.605 | 81.712 | 85.594 | 89.266 | 92.74 | 95.878 | 98.668 | 101.18 | 104.067 | 106.861 | 109.578 | 112.175 | 114.735 | 117.269 | 119.781 | 121.721
NPgY | BSP | NG FES - Consumer Transformation | Total peak demand (MW) | LINDLEY | 67.267 | 67.326 | 68.177 | 69.669 | 71.976 | 74.729 | 76.685 | 78.734 | 81.302 | 83.888 | 86.171 | 88.266 | 90.185 | 92.602 | 97.876 | 102.94 | 107.759 | 112.31 | 116.341 | 119.854 | 122.976 | 126.841 | 130.588 | 134.241 | 137.75 | 141.208 | 144.63 | 148.022 | 150.641
NPgY | BSP | NG FES - Consumer Transformation | Total peak demand (MW) | LOW ROAD | 77.374 | 89.141 | 88.981 | 89.065 | 89.46 | 90.118 | 90.484 | 91.026 | 91.827 | 92.792 | 93.847 | 95.021 | 96.3 | 117.636 | 121.758 | 125.739 | 129.519 | 133.057 | 136.21 | 139.011 | 141.466 | 144.184 | 146.748 | 149.188 | 151.512 | 153.763 | 155.959 | 158.113 | 159.843
NPgY | BSP | NG FES - Consumer Transformation | Total peak demand (MW) | MALLARD WAY | 85.965 | 85.692 | 85.564 | 85.583 | 85.777 | 86.125 | 86.336 | 86.624 | 87.034 | 87.515 | 88.022 | 88.576 | 89.172 | 89.965 | 91.66 | 93.326 | 94.933 | 96.458 | 97.837 | 99.075 | 100.186 | 101.446 | 102.657 | 103.827 | 104.957 | 106.065 | 107.154 | 108.23 | 109.124
NPgY | BSP | NG FES - Consumer Transformation | Total peak demand (MW) | MENSTON | 47.415 | 47.646 | 48.547 | 49.724 | 51.293 | 52.915 | 54.023 | 55.185 | 56.645 | 58.121 | 59.419 | 60.612 | 61.707 | 63.029 | 66.087 | 69.01 | 71.776 | 74.373 | 76.643 | 78.602 | 80.318 | 82.516 | 84.644 | 86.717 | 88.705 | 90.662 | 92.596 | 94.51 | 96.034
NPgY | BSP | NG FES - Consumer Transformation | Total peak demand (MW) | MOSS ROAD | 32.409 | 32.146 | 31.986 | 31.924 | 31.971 | 32.124 | 32.194 | 32.289 | 32.451 | 32.631 | 32.792 | 32.95 | 33.104 | 33.472 | 34.903 | 36.29 | 37.634 | 38.929 | 40.137 | 41.27 | 42.326 | 43.471 | 44.596 | 45.703 | 46.785 | 47.854 | 48.912 | 49.962 | 50.79
NPgY | BSP | NG FES - Consumer Transformation | Total peak demand (MW) | OSGODBY 1/2 | 1.199 | 1.199 | 1.199 | 1.199 | 1.199 | 1.199 | 1.199 | 1.199 | 1.199 | 1.199 | 1.199 | 1.199 | 1.199 | 1.199 | 1.199 | 1.199 | 1.199 | 1.199 | 1.199 | 1.199 | 1.199 | 1.199 | 1.199 | 1.199 | 1.199 | 1.199 | 1.199 | 1.199 | 1.199
NPgY | BSP | NG FES - Consumer Transformation | Total peak demand (MW) | OSGODBY 3/4 | 49.583 | 49.753 | 50.085 | 50.545 | 51.166 | 51.929 | 52.748 | 53.687 | 54.82 | 56.061 | 57.349 | 58.707 | 60.135 | 61.711 | 63.886 | 66.008 | 68.034 | 69.933 | 71.657 | 73.215 | 74.613 | 75.956 | 77.2 | 78.366 | 79.46 | 80.516 | 81.548 | 82.564 | 83.451
NPgY | BSP | NG FES - Consumer Transformation | Total peak demand (MW) | RODLEY | 64.265 | 64.594 | 65.865 | 67.572 | 69.872 | 72.268 | 73.882 | 75.576 | 77.706 | 79.863 | 81.757 | 83.496 | 85.097 | 87.052 | 91.16 | 95.072 | 98.766 | 102.216 | 105.208 | 107.739 | 109.929 | 112.838 | 115.645 | 118.37 | 120.972 | 123.53 | 126.056 | 128.554 | 130.477
NPgY | BSP | NG FES - Consumer Transformation | Total peak demand (MW) | SAINT ANDREWS ROAD 132/33KV | 55.51 | 55.187 | 55.136 | 55.427 | 56.066 | 56.958 | 57.316 | 57.749 | 58.344 | 59 | 59.628 | 60.266 | 60.915 | 61.98 | 64.942 | 67.868 | 70.681 | 73.341 | 75.674 | 77.716 | 79.527 | 81.844 | 84.092 | 86.284 | 88.41 | 90.501 | 92.565 | 94.607 | 96.179
NPgY | BSP | NG FES - Consumer Transformation | Total peak demand (MW) | SALTEND 132/33KV | 10.387 | 10.375 | 10.366 | 10.361 | 10.359 | 10.361 | 10.365 | 10.372 | 10.382 | 10.396 | 10.411 | 10.428 | 10.446 | 10.466 | 10.491 | 10.517 | 10.544 | 10.571 | 10.599 | 10.628 | 10.657 | 10.688 | 10.719 | 10.75 | 10.781 | 10.812 | 10.843 | 10.874 | 10.904
NPgY | BSP | NG FES - Consumer Transformation | Total peak demand (MW) | SANTON | 88.335 | 89.011 | 89.799 | 90.702 | 91.744 | 92.897 | 93.97 | 95.121 | 96.392 | 97.736 | 99.116 | 100.547 | 102.026 | 103.671 | 105.806 | 107.912 | 109.961 | 111.93 | 113.772 | 115.482 | 117.079 | 118.752 | 120.364 | 121.924 | 123.438 | 124.92 | 126.377 | 127.813 | 129.091
NPgY | BSP | NG FES - Consumer Transformation | Total peak demand (MW) | SCUNTHORPE NORTH | 95.27 | 95.716 | 96.292 | 97.018 | 97.93 | 99.043 | 100.112 | 101.321 | 102.719 | 104.251 | 105.878 | 107.619 | 109.465 | 111.49 | 114.572 | 117.621 | 120.554 | 123.332 | 125.866 | 128.178 | 130.275 | 132.406 | 134.419 | 136.341 | 138.186 | 139.984 | 141.752 | 143.498 | 145.108
NPgY | BSP | NG FES - Consumer Transformation | Total peak demand (MW) | SCUNTHORPE SOUTH | 30.524 | 30.788 | 31.164 | 31.642 | 32.262 | 32.979 | 33.623 | 34.286 | 35.04 | 35.8 | 36.509 | 37.192 | 37.858 | 38.581 | 39.754 | 40.907 | 42.029 | 43.112 | 44.123 | 45.051 | 45.914 | 46.846 | 47.756 | 48.648 | 49.513 | 50.368 | 51.218 | 52.061 | 52.792
NPgY | BSP | NG FES - Consumer Transformation | Total peak demand (MW) | SILSDEN | 77.121 | 77.122 | 77.956 | 79.347 | 81.515 | 84.126 | 86.147 | 88.291 | 91.025 | 93.803 | 96.296 | 98.615 | 100.738 | 103.454 | 109.4 | 115.04 | 120.393 | 125.461 | 130.031 | 134.121 | 137.801 | 142.041 | 146.145 | 150.14 | 153.976 | 157.754 | 161.488 | 165.188 | 168.09
NPgY | BSP | NG FES - Consumer Transformation | Total peak demand (MW) | SOWERBY BRIDGE 132/33KV | 62.67 | 62.661 | 63.302 | 64.47 | 66.295 | 68.498 | 70.04 | 71.692 | 73.784 | 75.925 | 77.87 | 79.707 | 81.419 | 83.588 | 88.209 | 92.636 | 96.835 | 100.785 | 104.27 | 107.318 | 110.03 | 113.362 | 116.58 | 119.705 | 122.706 | 125.657 | 128.57 | 131.454 | 133.699
NPgY | BSP | NG FES - Consumer Transformation | Total peak demand (MW) | STAYGATE | 69.478 | 69.192 | 69.439 | 70.247 | 71.683 | 73.541 | 74.691 | 75.978 | 77.656 | 79.427 | 81.095 | 82.733 | 84.337 | 86.293 | 90.377 | 94.355 | 98.111 | 101.593 | 104.549 | 107.04 | 109.176 | 111.979 | 114.649 | 117.213 | 119.654 | 122.037 | 124.379 | 126.689 | 128.495
NPgY | BSP | NG FES - Consumer Transformation | Total peak demand (MW) | THORNHILL 132KV | 79.537 | 79.556 | 80.495 | 82.372 | 85.267 | 88.761 | 91.126 | 93.656 | 96.843 | 100.094 | 103.096 | 105.933 | 108.599 | 111.657 | 117.535 | 123.274 | 128.658 | 133.637 | 137.818 | 141.328 | 144.345 | 148.449 | 152.394 | 156.213 | 159.859 | 163.445 | 166.994 | 170.514 | 173.267
NPgY | BSP | NG FES - Consumer Transformation | Total peak demand (MW) | WAKEFIELD MONCKTON ROAD | 43.801 | 44.014 | 44.443 | 45.17 | 46.183 | 47.428 | 48.189 | 49.015 | 49.975 | 50.988 | 51.992 | 53.015 | 54.054 | 55.37 | 58.324 | 61.244 | 64.046 | 66.711 | 69.063 | 71.162 | 73.04 | 75.381 | 77.663 | 79.898 | 82.079 | 84.232 | 86.363 | 88.477 | 90.268
NPgY | BSP | NG FES - Consumer Transformation | Total peak demand (MW) | WAKEFIELD NORTH | 66.279 | 66.887 | 68.404 | 70.684 | 73.815 | 77.365 | 79.866 | 82.492 | 85.647 | 88.856 | 91.813 | 94.63 | 97.341 | 100.374 | 105.908 | 111.337 | 116.481 | 121.265 | 125.346 | 128.789 | 131.759 | 135.697 | 139.483 | 143.148 | 146.648 | 150.085 | 153.482 | 156.844 | 159.542
NPgY | BSP | NG FES - Consumer Transformation | Total peak demand (MW) | WEST MELTON | 74.338 | 75.137 | 77.17 | 79.936 | 83.641 | 87.761 | 91.174 | 94.725 | 98.988 | 103.287 | 107.202 | 110.88 | 114.358 | 118.286 | 125.641 | 132.749 | 139.531 | 145.945 | 151.696 | 156.797 | 161.361 | 166.591 | 171.652 | 176.579 | 181.299 | 185.954 | 190.573 | 195.167 | 198.916
NPgY | BSP | NG FES - Consumer Transformation | Total peak demand (MW) | WHINMOOR | 57.721 | 58.281 | 59.955 | 62.084 | 64.852 | 67.695 | 69.89 | 72.161 | 74.942 | 77.731 | 80.183 | 82.426 | 84.514 | 86.856 | 91.237 | 95.447 | 99.428 | 103.14 | 106.396 | 109.172 | 111.596 | 114.616 | 117.52 | 120.331 | 122.997 | 125.617 | 128.212 | 130.782 | 132.765
NPgY | BSP | NG FES - Consumer Transformation | Total peak demand (MW) | WOLD NEWTON | 44.847 | 45.364 | 46.391 | 47.803 | 49.73 | 51.965 | 53.775 | 55.643 | 57.881 | 60.124 | 62.162 | 64.064 | 65.817 | 67.791 | 71.493 | 75.022 | 78.384 | 81.577 | 84.454 | 87.042 | 89.392 | 92.157 | 94.858 | 97.51 | 100.078 | 102.627 | 105.164 | 107.694 | 109.841
NPgY | BSP | NG FES - Consumer Transformation | Total peak demand (MW) | YARBOROUGH ROAD 132/33KV | 58.003 | 57.787 | 58.026 | 58.631 | 59.715 | 61.102 | 62.16 | 63.283 | 64.73 | 66.199 | 67.495 | 68.693 | 69.805 | 71.318 | 74.929 | 78.413 | 81.755 | 84.938 | 87.836 | 90.44 | 92.81 | 95.494 | 98.1 | 100.641 | 103.089 | 105.5 | 107.886 | 110.25 | 112.065
NPgN | BSP | NG FES - Falling Short | Total peak demand (MW) | ANNFIELD | 52.3 | 52.518 | 52.791 | 54.934 | 55.554 | 56.322 | 57.277 | 58.351 | 59.422 | 60.499 | 61.517 | 62.506 | 63.394 | 64.319 | 65.18 | 66.034 | 66.832 | 67.63 | 68.377 | 69.083 | 69.75 | 70.375 | 70.961 | 71.513 | 72.011 | 72.493 | 72.962 | 73.394 | 73.708
NPgN | BSP | NG FES - Falling Short | Total peak demand (MW) | BARRACK ROAD | 67.066 | 66.745 | 67.382 | 67.501 | 68.812 | 68.758 | 68.784 | 68.865 | 68.969 | 69.1 | 69.232 | 69.379 | 69.516 | 69.701 | 69.88 | 70.09 | 70.275 | 70.461 | 70.654 | 70.827 | 70.991 | 71.138 | 71.27 | 71.388 | 71.5 | 71.599 | 71.687 | 71.762 | 71.785
NPgN | BSP | NG FES - Falling Short | Total peak demand (MW) | BLUCHER | 51.072 | 51.124 | 56.07 | 57.577 | 58.129 | 58.788 | 59.584 | 60.473 | 61.361 | 62.256 | 63.085 | 63.873 | 64.447 | 64.949 | 65.406 | 65.842 | 66.227 | 66.605 | 66.947 | 67.272 | 67.576 | 67.856 | 68.114 | 68.354 | 68.557 | 68.753 | 68.945 | 69.126 | 69.259
NPgN | BSP | NG FES - Falling Short | Total peak demand (MW) | BOWESFIELD | 70.516 | 71.181 | 72.631 | 74.058 | 75.446 | 77.048 | 78.947 | 81.042 | 83.134 | 85.237 | 87.261 | 89.242 | 91.004 | 92.722 | 94.343 | 95.973 | 97.529 | 99.06 | 100.526 | 101.912 | 103.228 | 104.465 | 105.63 | 106.731 | 107.75 | 108.732 | 109.687 | 110.607 | 111.418
NPgN | BSP | NG FES - Falling Short | Total peak demand (MW) | CHIRTON GRANGE | 47.139 | 47.431 | 47.868 | 49.302 | 50.121 | 51.086 | 52.282 | 53.62 | 54.926 | 56.218 | 57.415 | 58.556 | 59.552 | 60.501 | 61.343 | 62.158 | 62.913 | 63.633 | 64.314 | 64.93 | 65.504 | 66.03 | 66.518 | 66.973 | 67.385 | 67.78 | 68.165 | 68.529 | 68.829
NPgN | BSP | NG FES - Falling Short | Total peak demand (MW) | COALBURNS | 61.42 | 61.507 | 61.713 | 62.077 | 62.556 | 63.109 | 63.849 | 64.717 | 65.569 | 66.415 | 67.208 | 67.967 | 68.642 | 69.287 | 69.855 | 70.406 | 70.913 | 71.406 | 71.854 | 72.25 | 72.604 | 72.912 | 73.179 | 73.41 | 73.59 | 73.75 | 73.897 | 74.026 | 74.113
NPgN | BSP | NG FES - Falling Short | Total peak demand (MW) | DARLINGTON CENTRAL | 38.419 | 38.409 | 38.471 | 38.943 | 39.226 | 39.6 | 40.107 | 40.705 | 41.313 | 41.935 | 42.537 | 43.132 | 43.655 | 44.169 | 44.649 | 45.142 | 45.609 | 46.069 | 46.498 | 46.888 | 47.243 | 47.555 | 47.828 | 48.065 | 48.259 | 48.43 | 48.585 | 48.723 | 48.821
NPgN | BSP | NG FES - Falling Short | Total peak demand (MW) | DARLINGTON NORTH | 63.141 | 64.415 | 69.109 | 70.107 | 70.57 | 71.197 | 72.037 | 73.021 | 79.275 | 80.291 | 81.267 | 82.228 | 83.101 | 116.022 | 116.847 | 117.682 | 118.474 | 119.265 | 120.006 | 120.688 | 121.316 | 121.881 | 122.389 | 122.844 | 123.232 | 123.587 | 123.919 | 124.223 | 124.453
NPgN | BSP | NG FES - Falling Short | Total peak demand (MW) | DUNSTON | 94.907 | 94.634 | 96.579 | 98.265 | 98.575 | 99.055 | 99.749 | 100.595 | 101.481 | 102.415 | 103.315 | 104.211 | 104.955 | 105.687 | 106.378 | 107.098 | 107.779 | 108.455 | 109.095 | 109.686 | 110.226 | 110.704 | 111.125 | 111.492 | 111.797 | 112.067 | 112.31 | 112.525 | 112.664
NPgN | BSP | NG FES - Falling Short | Total peak demand (MW) | FLATWORTH | 31.352 | 31.463 | 33.688 | 34.283 | 34.63 | 35.048 | 35.561 | 36.136 | 36.717 | 37.311 | 37.879 | 38.437 | 38.938 | 39.424 | 39.884 | 40.35 | 40.8 | 41.244 | 41.662 | 42.06 | 42.434 | 42.782 | 43.106 | 43.408 | 43.679 | 43.937 | 44.186 | 44.426 | 44.641
NPgN | BSP | NG FES - Falling Short | Total peak demand (MW) | GOSFORTH | 67.339 | 67.338 | 67.472 | 68.592 | 69.085 | 69.708 | 70.514 | 71.441 | 72.368 | 73.307 | 74.178 | 75.012 | 75.712 | 76.369 | 76.959 | 77.535 | 78.068 | 78.585 | 79.075 | 79.521 | 79.934 | 80.306 | 80.643 | 80.949 | 81.215 | 81.463 | 81.698 | 81.918 | 82.094
NPgN | BSP | NG FES - Falling Short | Total peak demand (MW) | HARROGATE 132/33KV | 50.501 | 50.741 | 51.106 | 52.385 | 52.967 | 55.417 | 56.244 | 57.181 | 58.084 | 58.969 | 59.786 | 60.562 | 61.267 | 61.952 | 62.547 | 63.124 | 63.648 | 64.144 | 64.599 | 65.01 | 65.393 | 65.744 | 66.071 | 66.378 | 66.649 | 66.912 | 67.171 | 67.42 | 67.62
NPgN | BSP | NG FES - Falling Short | Total peak demand (MW) | HUSTHWAITE | 31.151 | 31.381 | 32.7 | 34.005 | 34.342 | 34.717 | 35.142 | 35.603 | 36.08 | 36.574 | 37.072 | 37.578 | 38.066 | 38.564 | 39.057 | 39.569 | 40.074 | 40.579 | 41.084 | 41.571 | 42.043 | 42.495 | 42.93 | 43.348 | 43.753 | 44.145 | 44.526 | 44.898 | 45.248
NPgN | BSP | NG FES - Falling Short | Total peak demand (MW) | LEEMING BAR_SKEEBY | 84.809 | 85.724 | 88.397 | 90.383 | 91.706 | 93.196 | 94.891 | 96.731 | 98.623 | 100.571 | 102.52 | 104.488 | 106.409 | 108.396 | 110.362 | 112.396 | 114.402 | 116.407 | 118.365 | 120.257 | 122.079 | 123.817 | 125.475 | 127.057 | 128.556 | 130.003 | 131.409 | 132.775 | 134.027
NPgN | BSP | NG FES - Falling Short | Total peak demand (MW) | LINTON | 43.278 | 43.844 | 46.937 | 50.364 | 51.155 | 52.106 | 53.341 | 54.754 | 56.117 | 57.453 | 58.693 | 59.869 | 60.916 | 61.913 | 62.755 | 63.572 | 64.302 | 64.978 | 65.612 | 66.145 | 66.615 | 67.013 | 67.354 | 67.643 | 67.879 | 68.083 | 68.265 | 68.426 | 68.528
NPgN | BSP | NG FES - Falling Short | Total peak demand (MW) | MALTON GRID | 61.592 | 61.786 | 62.084 | 63.706 | 64.368 | 65.186 | 66.212 | 67.368 | 68.517 | 69.668 | 70.772 | 71.848 | 72.783 | 73.72 | 74.58 | 75.456 | 76.257 | 77.037 | 77.778 | 78.457 | 79.09 | 79.669 | 80.202 | 80.694 | 81.14 | 81.56 | 81.961 | 82.336 | 82.618
NPgN | BSP | NG FES - Falling Short | Total peak demand (MW) | MELROSEGATE | 110.49 | 110.626 | 114.22 | 118.597 | 119.57 | 120.78 | 122.335 | 124.118 | 125.883 | 127.657 | 129.31 | 130.892 | 132.226 | 133.547 | 134.722 | 135.895 | 136.924 | 137.927 | 138.893 | 139.754 | 140.546 | 141.255 | 141.891 | 142.463 | 142.971 | 143.436 | 143.873 | 144.269 | 144.523
NPgN | BSP | NG FES - Falling Short | Total peak demand (MW) | NORTH TEES | 109.717 | 110.29 | 123.479 | 124.904 | 126.008 | 127.33 | 128.906 | 130.672 | 132.52 | 134.455 | 136.406 | 138.39 | 140.272 | 142.23 | 144.194 | 146.244 | 148.262 | 150.292 | 152.271 | 154.162 | 155.959 | 157.644 | 159.219 | 160.69 | 162.056 | 163.348 | 164.582 | 165.753 | 166.771
NPgN | BSP | NG FES - Falling Short | Total peak demand (MW) | POTTER HOUSE | 71.824 | 72.124 | 75.687 | 76.688 | 77.434 | 78.319 | 79.402 | 80.605 | 81.794 | 82.982 | 84.099 | 85.182 | 86.139 | 87.108 | 88 | 88.895 | 89.709 | 90.516 | 91.277 | 92.001 | 92.697 | 93.361 | 93.999 | 94.614 | 95.19 | 95.756 | 96.318 | 96.858 | 97.298
NPgN | BSP | NG FES - Falling Short | Total peak demand (MW) | RAVENSWORTH | 48.964 | 48.839 | 55.668 | 56.501 | 56.599 | 56.792 | 57.103 | 57.529 | 58.535 | 59.158 | 59.844 | 60.583 | 61.342 | 63.91 | 64.849 | 65.86 | 66.906 | 67.969 | 69.013 | 69.984 | 70.866 | 71.643 | 72.314 | 72.883 | 73.363 | 73.763 | 74.102 | 74.364 | 74.486
NPgN | BSP | NG FES - Falling Short | Total peak demand (MW) | SCARBOROUGH GRID | 67.991 | 67.922 | 68.042 | 68.785 | 69.32 | 70.073 | 71.089 | 72.266 | 73.423 | 74.577 | 75.651 | 76.687 | 77.593 | 78.505 | 79.292 | 80.086 | 80.791 | 81.454 | 82.102 | 82.654 | 83.153 | 83.587 | 83.967 | 84.3 | 84.599 | 84.864 | 85.103 | 85.311 | 85.423
NPgN | BSP | NG FES - Falling Short | Total peak demand (MW) | SEAL SANDS | 25.286 | 41.433 | 44.569 | 44.771 | 44.906 | 45.047 | 45.192 | 45.342 | 45.496 | 45.654 | 45.815 | 45.981 | 46.151 | 46.325 | 46.503 | 46.685 | 46.869 | 47.056 | 47.246 | 47.438 | 47.632 | 47.829 | 48.027 | 48.227 | 48.428 | 48.63 | 48.832 | 49.034 | 49.235
NPgN | BSP | NG FES - Falling Short | Total peak demand (MW) | SPADEADAM 33KV | 1.522 | 1.521 | 1.524 | 1.528 | 1.536 | 1.548 | 1.564 | 1.584 | 1.603 | 1.622 | 1.639 | 1.657 | 1.674 | 1.693 | 1.709 | 1.725 | 1.739 | 1.752 | 1.766 | 1.777 | 1.787 | 1.795 | 1.802 | 1.808 | 1.815 | 1.82 | 1.825 | 1.828 | 1.829
NPgN | BSP | NG FES - Falling Short | Total peak demand (MW) | SPENNYMOOR 132/66KV | 67.931 | 68.676 | 71.693 | 82.909 | 92.512 | 95.018 | 98.16 | 101.725 | 105.22 | 108.678 | 111.95 | 115.072 | 117.846 | 120.496 | 122.907 | 125.241 | 127.45 | 129.596 | 131.544 | 133.319 | 134.93 | 136.365 | 137.643 | 138.78 | 139.699 | 140.547 | 141.348 | 142.076 | 142.627
NPgN | BSP | NG FES - Falling Short | Total peak demand (MW) | TORONTO | 51.667 | 51.816 | 52.005 | 52.575 | 53.007 | 53.537 | 54.169 | 54.877 | 55.625 | 56.416 | 57.2 | 57.996 | 58.689 | 59.394 | 60.098 | 60.837 | 61.553 | 62.273 | 62.99 | 63.67 | 64.316 | 64.918 | 65.481 | 66.005 | 66.5 | 66.965 | 67.407 | 67.825 | 68.177
NPgN | BSP | NG FES - Falling Short | Total peak demand (MW) | WORMALD GREEN 132/33KV | 43.55 | 43.615 | 46.07 | 47.256 | 47.489 | 47.801 | 48.213 | 48.713 | 49.281 | 49.919 | 50.597 | 51.317 | 52.043 | 52.825 | 53.631 | 54.499 | 55.379 | 56.271 | 57.15 | 57.973 | 58.734 | 59.422 | 60.035 | 60.576 | 61.058 | 61.484 | 61.866 | 62.213 | 62.503
NPgY | BSP | NG FES - Falling Short | Total peak demand (MW) | ATTERCLIFFE | 43.354 | 43.258 | 43.202 | 43.22 | 43.303 | 43.464 | 43.707 | 44.024 | 44.377 | 44.76 | 45.15 | 45.555 | 45.976 | 46.472 | 46.992 | 47.533 | 48.019 | 48.502 | 48.968 | 49.404 | 49.808 | 50.173 | 50.5 | 50.79 | 51.045 | 51.274 | 51.482 | 51.664 | 51.785
NPgY | BSP | NG FES - Falling Short | Total peak demand (MW) | BARUGH 132/66KV | 59.711 | 60.255 | 60.979 | 62.022 | 63.289 | 64.802 | 66.64 | 68.77 | 70.881 | 72.95 | 74.927 | 76.849 | 78.737 | 97.008 | 98.905 | 100.752 | 102.36 | 103.887 | 105.343 | 106.682 | 107.931 | 109.076 | 110.134 | 111.111 | 111.998 | 112.834 | 113.635 | 114.392 | 115.029
NPgY | BSP | NG FES - Falling Short | Total peak demand (MW) | BEESTON ROYDS 132/33KV | 89.045 | 89.172 | 89.482 | 90.014 | 90.673 | 91.489 | 92.602 | 93.986 | 95.416 | 96.873 | 98.289 | 99.695 | 101.094 | 102.588 | 104.054 | 105.535 | 106.843 | 108.099 | 109.295 | 110.379 | 111.36 | 112.219 | 112.963 | 113.6 | 114.127 | 114.579 | 114.975 | 115.327 | 115.585
NPgY | BSP | NG FES - Falling Short | Total peak demand (MW) | BEVERLEY 132/33KV | 84.181 | 84.833 | 85.735 | 86.943 | 88.447 | 90.27 | 92.5 | 95.084 | 97.606 | 100.04 | 102.331 | 104.536 | 106.658 | 108.828 | 110.874 | 112.874 | 114.626 | 116.288 | 117.857 | 119.303 | 120.666 | 121.933 | 123.12 | 124.238 | 125.264 | 126.253 | 127.22 | 128.156 | 128.962
NPgY | BSP | NG FES - Falling Short | Total peak demand (MW) | BINGLEY 132/33KV | 47.597 | 47.712 | 47.981 | 48.449 | 49.099 | 49.936 | 51.029 | 52.349 | 53.643 | 54.894 | 56.051 | 57.155 | 58.209 | 59.261 | 60.242 | 61.185 | 61.993 | 62.749 | 63.444 | 64.059 | 64.613 | 65.097 | 65.522 | 65.893 | 66.196 | 66.468 | 66.721 | 66.957 | 67.147
NPgY | BSP | NG FES - Falling Short | Total peak demand (MW) | BLACKBURN MEADOWS B | 63.204 | 63.118 | 63.069 | 63.091 | 63.174 | 63.334 | 63.576 | 63.901 | 64.292 | 64.745 | 65.241 | 65.778 | 66.353 | 67.006 | 67.701 | 68.442 | 69.168 | 69.903 | 70.632 | 71.323 | 71.969 | 72.561 | 73.097 | 73.58 | 74.018 | 74.413 | 74.774 | 75.105 | 75.386
NPgY | BSP | NG FES - Falling Short | Total peak demand (MW) | BLYTON | 45.467 | 46.162 | 47.021 | 48.124 | 49.41 | 50.892 | 52.642 | 54.634 | 56.601 | 58.527 | 60.375 | 62.173 | 63.923 | 65.686 | 67.383 | 69.042 | 70.541 | 71.972 | 73.344 | 74.623 | 75.829 | 76.953 | 78.004 | 78.989 | 79.896 | 80.764 | 81.604 | 82.422 | 83.182
NPgY | BSP | NG FES - Falling Short | Total peak demand (MW) | BRADFORD | 75.724 | 75.993 | 76.427 | 77.058 | 77.854 | 78.83 | 80.134 | 81.726 | 83.299 | 84.834 | 86.282 | 87.688 | 89.051 | 90.472 | 91.801 | 93.109 | 94.218 | 95.266 | 96.27 | 97.141 | 97.928 | 98.616 | 99.218 | 99.744 | 100.204 | 100.611 | 100.978 | 101.306 | 101.53
NPgY | BSP | NG FES - Falling Short | Total peak demand (MW) | BRAMHAM | 64.186 | 64.382 | 64.668 | 68.402 | 68.862 | 69.438 | 70.176 | 71.066 | 79.496 | 80.544 | 81.628 | 82.753 | 83.913 | 105.689 | 107.001 | 108.383 | 109.713 | 111.036 | 112.313 | 113.514 | 114.626 | 115.633 | 116.534 | 117.334 | 118.035 | 118.662 | 119.233 | 119.757 | 120.189
NPgY | BSP | NG FES - Falling Short | Total peak demand (MW) | BRANSHOLME | 44.567 | 44.587 | 44.73 | 45.053 | 45.523 | 46.144 | 46.951 | 47.916 | 48.846 | 49.725 | 50.524 | 51.267 | 51.962 | 52.65 | 53.287 | 53.875 | 54.342 | 54.765 | 55.124 | 55.458 | 55.767 | 56.052 | 56.318 | 56.569 | 56.771 | 56.976 | 57.184 | 57.391 | 57.567
NPgY | BSP | NG FES - Falling Short | Total peak demand (MW) | BRIGHOUSE 132/33KV | 65.777 | 65.787 | 65.967 | 66.34 | 66.9 | 67.663 | 68.69 | 69.953 | 71.216 | 72.465 | 73.648 | 74.805 | 75.93 | 103.994 | 105.11 | 106.213 | 107.183 | 108.103 | 108.977 | 109.752 | 110.453 | 111.069 | 111.609 | 112.081 | 112.483 | 112.838 | 113.158 | 113.444 | 113.646
NPgY | BSP | NG FES - Falling Short | Total peak demand (MW) | DONCASTER B/THORPE MARSH | 109.55 | 110.715 | 112.264 | 114.437 | 117.069 | 120.206 | 124.072 | 128.606 | 133.144 | 137.635 | 141.953 | 146.173 | 150.295 | 179.047 | 183.142 | 187.186 | 190.816 | 194.283 | 197.525 | 200.51 | 203.25 | 205.714 | 207.929 | 209.912 | 211.612 | 213.17 | 214.629 | 216.006 | 217.193
NPgY | BSP | NG FES - Falling Short | Total peak demand (MW) | DONCASTER CENTRAL | 25.43 | 25.572 | 25.775 | 26.05 | 26.399 | 26.828 | 27.356 | 27.971 | 28.576 | 29.165 | 29.723 | 30.264 | 30.788 | 31.331 | 31.849 | 32.359 | 32.812 | 33.242 | 33.661 | 34.044 | 34.405 | 34.741 | 35.056 | 35.353 | 35.634 | 35.902 | 36.162 | 36.411 | 36.622
NPgY | BSP | NG FES - Falling Short | Total peak demand (MW) | DRIFFIELD/BEVERLEY GROUP | 113.58 | 114.36 | 115.282 | 116.423 | 117.738 | 119.269 | 121.04 | 123.017 | 125.047 | 127.116 | 129.163 | 131.234 | 133.327 | 135.572 | 137.815 | 140.108 | 142.214 | 144.289 | 146.315 | 148.262 | 150.135 | 151.919 | 153.616 | 155.233 | 156.77 | 158.251 | 159.688 | 161.088 | 162.361
NPgY | BSP | NG FES - Falling Short | Total peak demand (MW) | FEATHERSTONE | 71.185 | 72.078 | 73.178 | 74.603 | 76.311 | 78.346 | 80.801 | 83.65 | 86.547 | 89.461 | 92.336 | 95.192 | 98.021 | 100.936 | 103.809 | 106.708 | 109.414 | 112.05 | 114.558 | 116.886 | 119.036 | 120.984 | 122.742 | 124.322 | 125.711 | 126.981 | 128.164 | 129.278 | 130.26
NPgY | BSP | NG FES - Falling Short | Total peak demand (MW) | GIRLINGTON | 52.755 | 52.61 | 52.514 | 52.496 | 52.554 | 52.704 | 52.953 | 53.281 | 53.619 | 53.964 | 54.289 | 54.615 | 54.943 | 55.331 | 55.712 | 56.104 | 56.421 | 56.724 | 57.008 | 57.269 | 57.512 | 57.733 | 57.935 | 58.118 | 58.28 | 58.431 | 58.574 | 58.705 | 58.783
NPgY | BSP | NG FES - Falling Short | Total peak demand (MW) | HALIFAX 132/33KV | 27.396 | 27.389 | 27.448 | 27.565 | 27.749 | 28.01 | 28.364 | 28.798 | 29.23 | 29.653 | 30.054 | 30.448 | 30.831 | 31.234 | 31.606 | 31.978 | 32.298 | 32.595 | 32.888 | 33.14 | 33.368 | 33.568 | 33.745 | 33.901 | 34.045 | 34.173 | 34.288 | 34.391 | 34.463
NPgY | BSP | NG FES - Falling Short | Total peak demand (MW) | HECKMONDWIKE | 41.598 | 41.647 | 41.813 | 42.142 | 42.63 | 43.281 | 44.146 | 45.208 | 46.278 | 47.344 | 48.36 | 49.355 | 50.335 | 51.372 | 52.382 | 53.377 | 54.268 | 55.139 | 55.962 | 56.704 | 57.378 | 57.972 | 58.493 | 58.946 | 59.327 | 59.662 | 59.966 | 60.228 | 60.404
NPgY | BSP | NG FES - Falling Short | Total peak demand (MW) | HOLMFIELD | 57.812 | 58.067 | 58.481 | 59.195 | 60.179 | 61.432 | 63.049 | 64.995 | 66.885 | 68.691 | 70.363 | 71.944 | 73.438 | 74.92 | 76.313 | 77.629 | 78.755 | 79.808 | 80.742 | 81.582 | 82.34 | 83.009 | 83.602 | 84.127 | 84.537 | 84.917 | 85.282 | 85.622 | 85.888
NPgY | BSP | NG FES - Falling Short | Total peak demand (MW) | HULL EAST 132/33KV | 58.662 | 58.885 | 59.277 | 59.88 | 60.673 | 61.67 | 62.92 | 64.4 | 65.886 | 67.363 | 68.781 | 70.168 | 71.525 | 72.893 | 74.214 | 75.521 | 76.723 | 77.884 | 78.987 | 80.005 | 80.946 | 81.799 | 82.572 | 83.272 | 83.885 | 84.45 | 84.982 | 85.488 | 85.948
NPgY | BSP | NG FES - Falling Short | Total peak demand (MW) | HULL SOUTH | 68.331 | 68.284 | 68.451 | 68.872 | 69.503 | 70.376 | 71.536 | 72.939 | 74.325 | 75.677 | 76.945 | 78.171 | 79.353 | 80.592 | 81.743 | 82.867 | 83.786 | 84.626 | 85.454 | 86.164 | 86.805 | 87.363 | 87.852 | 88.279 | 88.667 | 89.008 | 89.315 | 89.594 | 89.794
NPgY | BSP | NG FES - Falling Short | Total peak demand (MW) | HULL WEST | 49.979 | 50.455 | 51.075 | 51.905 | 52.923 | 54.139 | 55.639 | 57.398 | 59.137 | 60.834 | 62.448 | 64.012 | 65.525 | 67.045 | 68.501 | 69.929 | 71.221 | 72.474 | 73.634 | 74.71 | 75.706 | 76.615 | 77.445 | 78.204 | 78.861 | 79.479 | 80.069 | 80.635 | 81.136
NPgY | BSP | NG FES - Falling Short | Total peak demand (MW) | HUMBERSTON | 25.923 | 25.923 | 26.015 | 26.235 | 26.567 | 27.013 | 27.599 | 28.304 | 28.984 | 29.628 | 30.211 | 30.758 | 31.269 | 31.774 | 32.234 | 32.661 | 33.002 | 33.307 | 33.573 | 33.807 | 34.017 | 34.2 | 34.363 | 34.509 | 34.621 | 34.727 | 34.831 | 34.931 | 35.009
NPgY | BSP | NG FES - Falling Short | Total peak demand (MW) | HUNNINGLEY | 32.162 | 32.446 | 32.817 | 33.381 | 34.06 | 34.861 | 35.816 | 36.909 | 37.989 | 39.041 | 40.048 | 41.02 | 41.972 | 42.949 | 43.892 | 44.794 | 45.568 | 46.296 | 46.984 | 47.623 | 48.223 | 48.777 | 49.295 | 49.778 | 50.216 | 50.635 | 51.041 | 51.432 | 51.785
NPgY | BSP | NG FES - Falling Short | Total peak demand (MW) | HUNSHELF | 62.839 | 63.09 | 63.43 | 63.906 | 64.479 | 65.156 | 65.992 | 66.968 | 67.927 | 68.857 | 69.733 | 70.575 | 71.385 | 72.211 | 72.994 | 73.752 | 74.398 | 75.003 | 75.565 | 76.076 | 76.546 | 76.969 | 77.353 | 77.701 | 78.003 | 78.285 | 78.554 | 78.81 | 79.025
NPgY | BSP | NG FES - Falling Short | Total peak demand (MW) | IMMINGHAM | 52.59 | 52.874 | 53.237 | 53.685 | 54.236 | 54.921 | 55.781 | 56.833 | 58.031 | 59.366 | 60.802 | 62.318 | 63.893 | 65.553 | 67.29 | 69.14 | 71.04 | 72.955 | 74.817 | 76.552 | 78.13 | 79.526 | 80.738 | 81.772 | 82.643 | 83.38 | 84.014 | 84.576 | 85.073
NPgY | BSP | NG FES - Falling Short | Total peak demand (MW) | KIRKHAW LANE | 56.633 | 57.175 | 57.815 | 58.587 | 59.475 | 60.494 | 61.683 | 63.025 | 64.379 | 65.735 | 67.065 | 68.386 | 69.701 | 71.069 | 72.417 | 73.772 | 75.04 | 76.28 | 77.478 | 78.621 | 79.713 | 80.746 | 81.726 | 82.656 | 83.528 | 84.367 | 85.184 | 85.977 | 86.705
NPgY | BSP | NG FES - Falling Short | Total peak demand (MW) | KIRKSTALL C 2/5 | 48.349 | 48.209 | 48.112 | 48.036 | 47.98 | 47.955 | 47.979 | 48.041 | 48.111 | 48.188 | 48.262 | 48.343 | 48.43 | 48.555 | 48.674 | 48.811 | 48.91 | 49.003 | 49.098 | 49.182 | 49.263 | 49.338 | 49.407 | 49.472 | 49.537 | 49.597 | 49.652 | 49.703 | 49.725
NPgY | BSP | NG FES - Falling Short | Total peak demand (MW) | KIRKSTALL C/RING ROAD HORSFORTH | 71.822 | 73.727 | 75.765 | 78.059 | 80.204 | 82.146 | 84.568 | 87.422 | 90.187 | 92.816 | 95.218 | 97.461 | 99.58 | 101.672 | 103.641 | 105.434 | 106.861 | 108.205 | 109.34 | 110.395 | 111.364 | 112.245 | 113.052 | 113.795 | 114.379 | 114.952 | 115.523 | 116.071 | 116.527
NPgY | BSP | NG FES - Falling Short | Total peak demand (MW) | LEEDS EAST | 67.43 | 67.353 | 67.388 | 67.566 | 67.838 | 68.228 | 68.789 | 69.508 | 70.298 | 71.149 | 72.001 | 72.875 | 73.769 | 74.742 | 75.736 | 76.766 | 77.721 | 78.662 | 79.553 | 80.381 | 81.129 | 81.786 | 82.349 | 82.824 | 83.205 | 83.523 | 83.795 | 84.031 | 84.209
NPgY | BSP | NG FES - Falling Short | Total peak demand (MW) | LEEDS NORTH | 53.342 | 53.936 | 54.706 | 55.665 | 56.683 | 57.754 | 59.13 | 60.779 | 62.367 | 63.871 | 65.244 | 66.526 | 67.726 | 68.902 | 69.963 | 70.946 | 71.749 | 72.478 | 73.15 | 73.728 | 74.25 | 74.707 | 75.111 | 75.471 | 75.768 | 76.043 | 76.304 | 76.551 | 76.754
NPgY | BSP | NG FES - Falling Short | Total peak demand (MW) | LINDLEY | 67.564 | 67.742 | 68.137 | 68.843 | 69.803 | 71.026 | 72.613 | 74.524 | 76.372 | 78.135 | 79.755 | 81.284 | 82.729 | 84.171 | 85.502 | 86.755 | 87.792 | 88.745 | 89.611 | 90.374 | 91.066 | 91.676 | 92.221 | 92.706 | 93.104 | 93.474 | 93.827 | 94.159 | 94.419
NPgY | BSP | NG FES - Falling Short | Total peak demand (MW) | LOW ROAD | 77.493 | 89.603 | 89.522 | 89.557 | 89.695 | 89.987 | 90.467 | 91.128 | 91.913 | 92.813 | 93.784 | 94.826 | 95.929 | 116.757 | 118.071 | 119.489 | 120.849 | 122.205 | 123.524 | 124.735 | 125.824 | 126.77 | 127.571 | 128.233 | 128.775 | 129.21 | 129.563 | 129.851 | 130.028
NPgY | BSP | NG FES - Falling Short | Total peak demand (MW) | MALLARD WAY | 86.027 | 86.266 | 86.566 | 86.938 | 87.382 | 87.911 | 88.538 | 89.256 | 90.029 | 90.854 | 91.707 | 92.594 | 93.51 | 94.482 | 95.481 | 96.524 | 97.554 | 98.589 | 99.611 | 100.604 | 101.558 | 102.467 | 103.329 | 104.147 | 104.92 | 105.659 | 106.372 | 107.064 | 107.721
NPgY | BSP | NG FES - Falling Short | Total peak demand (MW) | MENSTON | 47.576 | 47.84 | 48.223 | 48.739 | 49.344 | 50.045 | 50.959 | 52.058 | 53.124 | 54.142 | 55.071 | 55.948 | 56.779 | 57.623 | 58.393 | 59.129 | 59.728 | 60.28 | 60.78 | 61.22 | 61.618 | 61.971 | 62.286 | 62.568 | 62.801 | 63.018 | 63.226 | 63.424 | 63.572
NPgY | BSP | NG FES - Falling Short | Total peak demand (MW) | MOSS ROAD | 32.459 | 32.343 | 32.269 | 32.267 | 32.309 | 32.408 | 32.562 | 32.76 | 32.967 | 33.179 | 33.384 | 33.592 | 33.804 | 34.057 | 34.308 | 34.562 | 34.753 | 34.928 | 35.097 | 35.251 | 35.396 | 35.527 | 35.646 | 35.754 | 35.853 | 35.944 | 36.029 | 36.108 | 36.161
NPgY | BSP | NG FES - Falling Short | Total peak demand (MW) | OSGODBY 1/2 | 1.199 | 1.199 | 1.199 | 1.199 | 1.199 | 1.199 | 1.199 | 1.199 | 1.199 | 1.199 | 1.199 | 1.199 | 1.199 | 1.199 | 1.199 | 1.199 | 1.199 | 1.199 | 1.199 | 1.199 | 1.199 | 1.199 | 1.199 | 1.199 | 1.199 | 1.199 | 1.199 | 1.199 | 1.199
NPgY | BSP | NG FES - Falling Short | Total peak demand (MW) | OSGODBY 3/4 | 49.592 | 50.093 | 50.674 | 51.349 | 52.107 | 52.969 | 53.965 | 55.098 | 56.317 | 57.611 | 58.95 | 60.331 | 61.744 | 63.214 | 64.725 | 66.297 | 67.871 | 69.447 | 70.987 | 72.455 | 73.832 | 75.104 | 76.271 | 77.337 | 78.305 | 79.198 | 80.033 | 80.827 | 81.58
NPgY | BSP | NG FES - Falling Short | Total peak demand (MW) | RODLEY | 64.494 | 64.854 | 65.376 | 66.128 | 67.019 | 68.047 | 69.381 | 70.986 | 72.549 | 74.048 | 75.412 | 76.697 | 77.91 | 79.127 | 80.254 | 81.311 | 82.186 | 82.993 | 83.725 | 84.373 | 84.961 | 85.48 | 85.944 | 86.356 | 86.692 | 87.004 | 87.303 | 87.582 | 87.798
NPgY | BSP | NG FES - Falling Short | Total peak demand (MW) | SAINT ANDREWS ROAD 132/33KV | 55.803 | 55.693 | 55.659 | 55.759 | 55.955 | 56.262 | 56.695 | 57.239 | 57.818 | 58.429 | 59.029 | 59.639 | 60.261 | 60.952 | 61.657 | 62.371 | 62.993 | 63.59 | 64.165 | 64.696 | 65.183 | 65.615 | 65.996 | 66.329 | 66.614 | 66.864 | 67.088 | 67.288 | 67.435
NPgY | BSP | NG FES - Falling Short | Total peak demand (MW) | SALTEND 132/33KV | 10.388 | 10.442 | 10.499 | 10.559 | 10.622 | 10.688 | 10.758 | 10.83 | 10.905 | 10.982 | 11.062 | 11.143 | 11.227 | 11.314 | 11.402 | 11.491 | 11.583 | 11.676 | 11.77 | 11.866 | 11.963 | 12.061 | 12.159 | 12.258 | 12.358 | 12.458 | 12.558 | 12.658 | 12.758
NPgY | BSP | NG FES - Falling Short | Total peak demand (MW) | SANTON | 88.377 | 89.881 | 91.442 | 93.077 | 94.777 | 96.551 | 98.416 | 100.377 | 102.405 | 104.498 | 106.631 | 108.806 | 111.017 | 113.272 | 115.57 | 117.908 | 120.259 | 122.622 | 124.977 | 127.302 | 129.585 | 131.817 | 133.997 | 136.126 | 138.205 | 140.244 | 142.25 | 144.23 | 146.189
NPgY | BSP | NG FES - Falling Short | Total peak demand (MW) | SCUNTHORPE NORTH | 95.369 | 96.262 | 97.222 | 98.242 | 99.347 | 100.574 | 101.938 | 103.445 | 105.063 | 106.788 | 108.591 | 110.462 | 112.386 | 114.412 | 116.498 | 118.691 | 120.896 | 123.113 | 125.289 | 127.379 | 129.361 | 131.215 | 132.94 | 134.539 | 136.024 | 137.415 | 138.733 | 139.998 | 141.184
NPgY | BSP | NG FES - Falling Short | Total peak demand (MW) | SCUNTHORPE SOUTH | 30.528 | 31.047 | 31.613 | 32.234 | 32.911 | 33.65 | 34.462 | 35.341 | 36.217 | 37.085 | 37.935 | 38.774 | 39.603 | 40.428 | 41.241 | 42.053 | 42.843 | 43.627 | 44.383 | 45.128 | 45.86 | 46.576 | 47.279 | 47.969 | 48.631 | 49.289 | 49.944 | 50.596 | 51.238
NPgY | BSP | NG FES - Falling Short | Total peak demand (MW) | SILSDEN | 77.326 | 77.482 | 77.893 | 78.612 | 79.589 | 80.84 | 82.478 | 84.454 | 86.384 | 88.242 | 89.969 | 91.62 | 93.194 | 94.793 | 96.27 | 97.692 | 98.882 | 99.975 | 101.014 | 101.913 | 102.723 | 103.429 | 104.049 | 104.594 | 105.063 | 105.483 | 105.869 | 106.225 | 106.495
NPgY | BSP | NG FES - Falling Short | Total peak demand (MW) | SOWERBY BRIDGE 132/33KV | 62.922 | 63.044 | 63.352 | 63.883 | 64.622 | 65.584 | 66.848 | 68.38 | 69.896 | 71.375 | 72.767 | 74.117 | 75.416 | 76.731 | 77.965 | 79.166 | 80.214 | 81.196 | 82.118 | 82.929 | 83.661 | 84.302 | 84.865 | 85.357 | 85.773 | 86.143 | 86.48 | 86.788 | 87.027
NPgY | BSP | NG FES - Falling Short | Total peak demand (MW) | STAYGATE | 69.87 | 69.8 | 69.883 | 70.159 | 70.639 | 71.342 | 72.321 | 73.552 | 74.819 | 76.107 | 77.36 | 78.608 | 79.843 | 81.149 | 82.442 | 83.754 | 84.956 | 86.126 | 87.234 | 88.235 | 89.135 | 89.92 | 90.597 | 91.173 | 91.644 | 92.045 | 92.396 | 92.698 | 92.903
NPgY | BSP | NG FES - Falling Short | Total peak demand (MW) | THORNHILL 132KV | 80.338 | 80.597 | 81.049 | 81.857 | 82.993 | 84.466 | 86.375 | 88.69 | 90.977 | 93.202 | 95.344 | 97.419 | 99.449 | 101.622 | 103.729 | 105.787 | 107.598 | 109.342 | 111.003 | 112.5 | 113.877 | 115.113 | 116.226 | 117.228 | 118.107 | 118.915 | 119.67 | 120.335 | 120.777
NPgY | BSP | NG FES - Falling Short | Total peak demand (MW) | WAKEFIELD MONCKTON ROAD | 44.077 | 44.556 | 45.056 | 45.663 | 46.35 | 47.136 | 48.03 | 49.019 | 50.045 | 51.102 | 52.164 | 53.245 | 54.359 | 55.602 | 56.861 | 58.146 | 59.323 | 60.497 | 61.648 | 62.754 | 63.816 | 64.824 | 65.782 | 66.693 | 67.562 | 68.396 | 69.202 | 69.97 | 70.629
NPgY | BSP | NG FES - Falling Short | Total peak demand (MW) | WAKEFIELD NORTH | 66.881 | 67.656 | 68.597 | 69.873 | 71.403 | 73.195 | 75.373 | 77.904 | 80.42 | 82.889 | 85.252 | 87.546 | 89.801 | 92.169 | 94.48 | 96.733 | 98.755 | 100.709 | 102.535 | 104.244 | 105.839 | 107.309 | 108.666 | 109.92 | 111.028 | 112.079 | 113.09 | 114.035 | 114.806
NPgY | BSP | NG FES - Falling Short | Total peak demand (MW) | WEST MELTON | 74.868 | 75.807 | 77.034 | 78.814 | 80.903 | 83.325 | 86.255 | 89.645 | 92.976 | 96.205 | 99.261 | 102.195 | 105.046 | 107.993 | 110.814 | 113.512 | 115.796 | 117.928 | 119.904 | 121.726 | 123.416 | 124.96 | 126.382 | 127.691 | 128.84 | 129.931 | 130.984 | 131.985 | 132.825
NPgY | BSP | NG FES - Falling Short | Total peak demand (MW) | WHINMOOR | 57.992 | 58.529 | 59.276 | 60.331 | 61.567 | 62.978 | 64.762 | 66.883 | 68.94 | 70.9 | 72.693 | 74.369 | 75.945 | 77.497 | 78.946 | 80.288 | 81.414 | 82.456 | 83.361 | 84.187 | 84.935 | 85.602 | 86.199 | 86.732 | 87.14 | 87.527 | 87.904 | 88.262 | 88.553
NPgY | BSP | NG FES - Falling Short | Total peak demand (MW) | WOLD NEWTON | 45.005 | 45.705 | 46.552 | 47.595 | 48.809 | 50.203 | 51.84 | 53.686 | 55.483 | 57.213 | 58.848 | 60.424 | 61.942 | 63.477 | 64.919 | 66.322 | 67.566 | 68.743 | 69.883 | 70.935 | 71.938 | 72.882 | 73.782 | 74.643 | 75.463 | 76.26 | 77.042 | 77.807 | 78.502
NPgY | BSP | NG FES - Falling Short | Total peak demand (MW) | YARBOROUGH ROAD 132/33KV | 58.136 | 58.107 | 58.238 | 58.592 | 59.119 | 59.832 | 60.779 | 61.933 | 63.066 | 64.159 | 65.174 | 66.143 | 67.068 | 68.001 | 68.874 | 69.709 | 70.404 | 71.045 | 71.622 | 72.14 | 72.61 | 73.026 | 73.395 | 73.723 | 73.986 | 74.229 | 74.459 | 74.678 | 74.857
NPgN | BSP | NG FES - Leading the Way | Total peak demand (MW) | ANNFIELD | 52 | 52.046 | 52.554 | 55.429 | 57.248 | 59.276 | 60.569 | 61.56 | 63.286 | 67.15 | 70.822 | 74.332 | 77.658 | 80.802 | 83.808 | 86.704 | 89.419 | 91.904 | 93.824 | 95.374 | 96.725 | 98.668 | 100.875 | 102.575 | 102.356 | 102.135 | 101.917 | 101.701 | 101.521
NPgN | BSP | NG FES - Leading the Way | Total peak demand (MW) | BARRACK ROAD | 66.889 | 66.248 | 66.708 | 66.893 | 68.451 | 68.675 | 68.619 | 68.447 | 68.594 | 70.055 | 71.485 | 72.879 | 74.218 | 75.476 | 76.683 | 77.856 | 78.954 | 79.953 | 80.707 | 81.306 | 81.828 | 82.607 | 83.515 | 84.208 | 83.796 | 83.391 | 82.993 | 82.602 | 82.233
NPgN | BSP | NG FES - Leading the Way | Total peak demand (MW) | BLUCHER | 50.784 | 50.735 | 55.949 | 57.991 | 59.454 | 61.037 | 62.025 | 62.754 | 64.29 | 68.193 | 71.856 | 75.305 | 78.545 | 81.634 | 84.614 | 87.501 | 90.234 | 92.772 | 94.852 | 96.612 | 98.198 | 100.297 | 102.65 | 104.411 | 104.097 | 103.788 | 103.485 | 103.187 | 102.933
NPgN | BSP | NG FES - Leading the Way | Total peak demand (MW) | BOWESFIELD | 70.068 | 70.478 | 72.24 | 74.513 | 77.396 | 80.505 | 82.751 | 84.655 | 87.748 | 94.255 | 100.469 | 106.422 | 112.079 | 117.429 | 122.542 | 127.494 | 132.182 | 136.54 | 140.16 | 143.261 | 146.071 | 149.61 | 153.498 | 156.61 | 156.625 | 156.634 | 156.648 | 156.664 | 156.736
NPgN | BSP | NG FES - Leading the Way | Total peak demand (MW) | CHIRTON GRANGE | 46.798 | 47.025 | 47.882 | 50.198 | 52.429 | 54.774 | 56.36 | 57.632 | 59.866 | 64.564 | 68.988 | 73.193 | 77.164 | 80.874 | 84.392 | 87.786 | 90.986 | 93.93 | 96.308 | 98.281 | 100.034 | 102.395 | 105.047 | 107.073 | 106.913 | 106.755 | 106.609 | 106.469 | 106.381
NPgN | BSP | NG FES - Leading the Way | Total peak demand (MW) | COALBURNS | 61.223 | 61.233 | 61.778 | 62.729 | 64.135 | 65.46 | 66.439 | 67.29 | 68.668 | 71.198 | 73.565 | 75.805 | 77.893 | 79.807 | 81.58 | 83.259 | 84.803 | 86.197 | 87.258 | 88.084 | 88.776 | 89.742 | 90.833 | 91.632 | 91.403 | 91.17 | 90.943 | 90.717 | 90.515
NPgN | BSP | NG FES - Leading the Way | Total peak demand (MW) | DARLINGTON CENTRAL | 38.312 | 38.175 | 38.35 | 39.129 | 39.986 | 40.945 | 41.583 | 42.139 | 43.264 | 46.021 | 48.628 | 51.119 | 53.483 | 55.714 | 57.821 | 59.82 | 61.689 | 63.407 | 64.819 | 66.003 | 67.045 | 68.357 | 69.78 | 70.846 | 70.544 | 70.241 | 69.941 | 69.644 | 69.372
NPgN | BSP | NG FES - Leading the Way | Total peak demand (MW) | DARLINGTON NORTH | 62.828 | 63.901 | 68.772 | 70.375 | 71.88 | 73.57 | 74.686 | 75.589 | 82.414 | 85.801 | 89.033 | 92.134 | 95.061 | 129.84 | 132.414 | 134.863 | 137.122 | 139.159 | 140.704 | 141.912 | 142.935 | 144.416 | 146.095 | 147.368 | 147.059 | 146.744 | 146.433 | 146.124 | 145.844
NPgN | BSP | NG FES - Leading the Way | Total peak demand (MW) | DUNSTON | 94.662 | 94.028 | 96.02 | 98.146 | 99.392 | 100.894 | 101.707 | 102.298 | 104.071 | 109.361 | 114.374 | 119.169 | 123.734 | 128.083 | 132.244 | 136.241 | 140.014 | 143.506 | 146.387 | 148.821 | 150.993 | 153.799 | 156.907 | 159.218 | 158.567 | 157.923 | 157.289 | 156.665 | 156.101
NPgN | BSP | NG FES - Leading the Way | Total peak demand (MW) | FLATWORTH | 31.303 | 31.283 | 33.515 | 34.221 | 34.839 | 35.544 | 36.083 | 36.577 | 37.504 | 39.621 | 41.61 | 43.513 | 45.331 | 47.072 | 48.737 | 50.34 | 51.866 | 53.296 | 54.533 | 55.631 | 56.645 | 57.832 | 59.107 | 60.104 | 60.062 | 60.021 | 59.982 | 59.943 | 59.924
NPgN | BSP | NG FES - Leading the Way | Total peak demand (MW) | GOSFORTH | 66.942 | 66.784 | 67.16 | 68.969 | 70.622 | 72.414 | 73.491 | 74.246 | 75.782 | 79.431 | 82.887 | 86.171 | 89.257 | 92.132 | 94.869 | 97.524 | 100.011 | 102.274 | 104.012 | 105.381 | 106.557 | 108.315 | 110.36 | 111.879 | 111.559 | 111.241 | 110.931 | 110.628 | 110.366
NPgN | BSP | NG FES - Leading the Way | Total peak demand (MW) | HARROGATE 132/33KV | 50.242 | 50.434 | 51.191 | 53.188 | 54.842 | 58.193 | 59.292 | 60.174 | 61.584 | 64.423 | 67.085 | 69.619 | 72.003 | 74.206 | 76.282 | 78.293 | 80.182 | 81.905 | 83.253 | 84.355 | 85.33 | 86.656 | 88.159 | 89.346 | 89.225 | 89.104 | 88.99 | 88.879 | 88.794
NPgN | BSP | NG FES - Leading the Way | Total peak demand (MW) | HUSTHWAITE | 31.096 | 31.132 | 32.338 | 33.612 | 34.015 | 34.477 | 34.818 | 35.129 | 35.655 | 36.887 | 38.096 | 39.278 | 40.422 | 41.517 | 42.567 | 43.578 | 44.538 | 45.441 | 46.223 | 46.917 | 47.556 | 48.311 | 49.118 | 49.792 | 49.849 | 49.905 | 49.962 | 50.019 | 50.085
NPgN | BSP | NG FES - Leading the Way | Total peak demand (MW) | LEEMING BAR_SKEEBY | 84.616 | 85.004 | 87.428 | 89.483 | 91.199 | 93.114 | 94.724 | 96.261 | 98.415 | 102.635 | 106.761 | 110.804 | 114.716 | 118.463 | 122.052 | 125.508 | 128.782 | 131.843 | 134.469 | 136.817 | 139.003 | 141.484 | 144.097 | 146.365 | 146.749 | 147.12 | 147.484 | 147.841 | 148.215
NPgN | BSP | NG FES - Leading the Way | Total peak demand (MW) | LINTON | 43.13 | 43.661 | 47.225 | 51.412 | 53.419 | 55.413 | 57.035 | 58.552 | 60.805 | 64.886 | 68.723 | 72.357 | 75.761 | 78.872 | 81.719 | 84.39 | 86.862 | 89.125 | 90.988 | 92.547 | 93.913 | 95.561 | 97.324 | 98.711 | 98.478 | 98.244 | 98.023 | 97.81 | 97.635
NPgN | BSP | NG FES - Leading the Way | Total peak demand (MW) | MALTON GRID | 61.301 | 61.276 | 61.793 | 63.991 | 65.612 | 67.335 | 68.587 | 69.624 | 71.369 | 75.53 | 79.52 | 83.34 | 86.962 | 90.37 | 93.603 | 96.706 | 99.616 | 102.297 | 104.5 | 106.399 | 108.13 | 110.265 | 112.607 | 114.497 | 114.233 | 113.97 | 113.718 | 113.471 | 113.262
NPgN | BSP | NG FES - Leading the Way | Total peak demand (MW) | MELROSEGATE | 109.797 | 109.628 | 113.821 | 119.493 | 122.484 | 125.566 | 127.654 | 129.25 | 132.05 | 138.845 | 145.339 | 151.521 | 157.351 | 162.79 | 167.922 | 172.831 | 177.384 | 181.533 | 184.819 | 187.544 | 189.961 | 193.19 | 196.839 | 199.707 | 199.053 | 198.405 | 197.776 | 197.161 | 196.617
NPgN | BSP | NG FES - Leading the Way | Total peak demand (MW) | NORTH TEES | 109.406 | 109.408 | 122.484 | 124.303 | 126.306 | 128.646 | 130.313 | 131.775 | 134.185 | 139.722 | 145.158 | 150.467 | 155.587 | 160.482 | 165.165 | 169.638 | 173.821 | 177.655 | 180.813 | 183.519 | 185.96 | 189.014 | 192.34 | 195.065 | 195.039 | 195.004 | 194.967 | 194.928 | 194.929
NPgN | BSP | NG FES - Leading the Way | Total peak demand (MW) | POTTER HOUSE | 71.444 | 71.465 | 75.238 | 76.944 | 78.865 | 80.906 | 82.198 | 83.144 | 84.806 | 88.935 | 92.864 | 96.623 | 100.194 | 103.576 | 106.824 | 109.974 | 112.945 | 115.687 | 117.856 | 119.664 | 121.285 | 123.511 | 126.027 | 128.046 | 127.822 | 127.598 | 127.381 | 127.167 | 126.991
NPgN | BSP | NG FES - Leading the Way | Total peak demand (MW) | RAVENSWORTH | 48.826 | 48.464 | 55.24 | 56.239 | 56.681 | 57.298 | 57.822 | 58.401 | 59.834 | 61.767 | 63.768 | 65.768 | 67.705 | 71.204 | 72.898 | 74.449 | 75.833 | 77.024 | 77.906 | 78.59 | 79.143 | 79.838 | 80.583 | 81.131 | 80.911 | 80.683 | 80.452 | 80.219 | 80
NPgN | BSP | NG FES - Leading the Way | Total peak demand (MW) | SCARBOROUGH GRID | 67.793 | 67.548 | 67.877 | 69.234 | 70.858 | 72.721 | 74.058 | 75.217 | 77.384 | 82.643 | 87.634 | 92.402 | 96.92 | 101.139 | 105.091 | 108.852 | 112.383 | 115.657 | 118.4 | 120.757 | 122.881 | 125.458 | 128.249 | 130.42 | 129.947 | 129.482 | 129.035 | 128.602 | 128.227
NPgN | BSP | NG FES - Leading the Way | Total peak demand (MW) | SEAL SANDS | 25.285 | 41.312 | 44.329 | 44.412 | 44.429 | 44.45 | 44.475 | 44.503 | 44.536 | 44.587 | 44.641 | 44.699 | 44.76 | 44.824 | 44.891 | 44.96 | 45.031 | 45.105 | 45.179 | 45.254 | 45.331 | 45.41 | 45.489 | 45.569 | 45.634 | 45.699 | 45.764 | 45.827 | 45.89
NPgN | BSP | NG FES - Leading the Way | Total peak demand (MW) | SPADEADAM 33KV | 1.518 | 1.512 | 1.52 | 1.539 | 1.569 | 1.6 | 1.622 | 1.642 | 1.676 | 1.759 | 1.842 | 1.921 | 1.997 | 2.066 | 2.128 | 2.185 | 2.238 | 2.287 | 2.326 | 2.36 | 2.389 | 2.425 | 2.463 | 2.494 | 2.484 | 2.473 | 2.464 | 2.454 | 2.446
NPgN | BSP | NG FES - Leading the Way | Total peak demand (MW) | SPENNYMOOR 132/66KV | 67.011 | 67.845 | 72.188 | 85.866 | 99.23 | 105.36 | 109.859 | 113.704 | 119.474 | 129.278 | 138.502 | 147.228 | 155.369 | 162.875 | 169.898 | 176.599 | 182.781 | 188.304 | 192.478 | 195.714 | 198.436 | 202.381 | 206.874 | 210.211 | 209.885 | 209.535 | 209.19 | 208.844 | 208.577
NPgN | BSP | NG FES - Leading the Way | Total peak demand (MW) | TORONTO | 51.328 | 51.271 | 51.522 | 52.562 | 53.843 | 55.357 | 56.158 | 56.671 | 57.977 | 61.882 | 65.676 | 69.345 | 72.862 | 76.223 | 79.472 | 82.625 | 85.607 | 88.362 | 90.598 | 92.466 | 94.138 | 96.415 | 98.98 | 100.957 | 100.714 | 100.474 | 100.24 | 100.01 | 99.825
NPgN | BSP | NG FES - Leading the Way | Total peak demand (MW) | WORMALD GREEN 132/33KV | 43.322 | 43.185 | 45.596 | 47.011 | 47.695 | 48.524 | 49.089 | 49.571 | 50.49 | 52.77 | 55.07 | 57.357 | 59.575 | 61.672 | 63.672 | 65.589 | 67.365 | 68.971 | 70.245 | 71.291 | 72.209 | 73.395 | 74.72 | 75.773 | 75.691 | 75.604 | 75.517 | 75.43 | 75.363
NPgY | BSP | NG FES - Leading the Way | Total peak demand (MW) | ATTERCLIFFE | 43.131 | 42.838 | 42.73 | 42.894 | 43.297 | 43.858 | 44.044 | 44.306 | 44.925 | 46.811 | 48.675 | 50.512 | 52.295 | 53.993 | 55.631 | 57.206 | 58.675 | 60.015 | 61.094 | 61.998 | 62.793 | 63.937 | 65.036 | 65.878 | 65.636 | 65.395 | 65.157 | 64.921 | 64.681
NPgY | BSP | NG FES - Leading the Way | Total peak demand (MW) | BARUGH 132/66KV | 59.312 | 59.641 | 60.683 | 62.412 | 64.903 | 67.786 | 69.826 | 72.014 | 75.243 | 81.287 | 87.099 | 92.73 | 98.128 | 119.502 | 124.331 | 128.935 | 133.268 | 137.283 | 140.675 | 143.628 | 146.287 | 149.665 | 152.927 | 155.536 | 155.53 | 155.517 | 155.511 | 155.51 | 155.505
NPgY | BSP | NG FES - Leading the Way | Total peak demand (MW) | BEESTON ROYDS 132/33KV | 88.786 | 88.638 | 89.317 | 90.432 | 92.125 | 93.919 | 95.141 | 96.564 | 99.029 | 104.716 | 110.229 | 115.61 | 120.797 | 125.707 | 130.359 | 134.762 | 138.878 | 142.683 | 145.937 | 148.786 | 151.343 | 154.433 | 157.402 | 159.705 | 159.209 | 158.712 | 158.225 | 157.747 | 157.269
NPgY | BSP | NG FES - Leading the Way | Total peak demand (MW) | BEVERLEY 132/33KV | 83.715 | 84.039 | 85.213 | 87.233 | 90.233 | 93.763 | 96.152 | 98.68 | 102.529 | 110.257 | 117.644 | 124.782 | 131.623 | 138.068 | 144.218 | 150.133 | 155.745 | 161 | 165.517 | 169.502 | 173.13 | 177.739 | 182.22 | 185.846 | 185.799 | 185.749 | 185.714 | 185.685 | 185.652
NPgY | BSP | NG FES - Leading the Way | Total peak demand (MW) | BINGLEY 132/33KV | 47.401 | 47.424 | 47.976 | 49.004 | 50.641 | 52.602 | 53.911 | 55.323 | 57.565 | 61.918 | 66.046 | 70.014 | 73.792 | 77.324 | 80.655 | 83.804 | 86.755 | 89.485 | 91.799 | 93.777 | 95.514 | 97.778 | 99.938 | 101.57 | 101.299 | 101.025 | 100.76 | 100.501 | 100.241
NPgY | BSP | NG FES - Leading the Way | Total peak demand (MW) | BLACKBURN MEADOWS B | 63.111 | 62.652 | 62.332 | 62.202 | 62.254 | 62.456 | 62.489 | 62.636 | 63.085 | 64.497 | 65.949 | 67.415 | 68.86 | 70.243 | 71.559 | 72.791 | 73.921 | 74.936 | 75.766 | 76.463 | 77.067 | 77.868 | 78.632 | 79.217 | 79.024 | 78.83 | 78.636 | 78.443 | 78.248
NPgY | BSP | NG FES - Leading the Way | Total peak demand (MW) | BLYTON | 45.246 | 45.728 | 46.724 | 48.174 | 50.188 | 52.497 | 54.346 | 56.313 | 59.08 | 63.814 | 68.365 | 72.773 | 77.001 | 80.983 | 84.762 | 88.371 | 91.787 | 94.981 | 97.777 | 100.284 | 102.595 | 105.293 | 107.905 | 110.044 | 110.292 | 110.533 | 110.777 | 111.022 | 111.256
NPgY | BSP | NG FES - Leading the Way | Total peak demand (MW) | BRADFORD | 75.349 | 75.44 | 76.428 | 78.012 | 80.333 | 82.827 | 84.361 | 86.045 | 88.774 | 94.629 | 100.269 | 105.724 | 110.931 | 115.777 | 120.329 | 124.624 | 128.618 | 132.302 | 135.357 | 137.932 | 140.183 | 143.219 | 146.115 | 148.348 | 147.831 | 147.313 | 146.812 | 146.323 | 145.836
NPgY | BSP | NG FES - Leading the Way | Total peak demand (MW) | BRAMHAM | 63.908 | 63.787 | 64.022 | 67.927 | 68.787 | 69.792 | 70.52 | 71.425 | 80.24 | 83.261 | 86.293 | 89.316 | 92.259 | 115.559 | 118.224 | 120.764 | 123.118 | 125.259 | 127.025 | 128.553 | 129.926 | 131.605 | 133.199 | 134.532 | 134.435 | 134.329 | 134.221 | 134.111 | 133.99
NPgY | BSP | NG FES - Leading the Way | Total peak demand (MW) | BRANSHOLME | 44.399 | 44.258 | 44.494 | 45.132 | 46.258 | 47.668 | 48.495 | 49.365 | 50.947 | 54.401 | 57.629 | 60.719 | 63.671 | 66.481 | 69.19 | 71.811 | 74.319 | 76.679 | 78.713 | 80.491 | 82.089 | 84.185 | 86.224 | 87.759 | 87.535 | 87.312 | 87.094 | 86.879 | 86.658
NPgY | BSP | NG FES - Leading the Way | Total peak demand (MW) | BRIGHOUSE 132/33KV | 65.494 | 65.315 | 65.696 | 66.619 | 68.171 | 70.063 | 71.256 | 72.583 | 74.769 | 79.314 | 83.692 | 87.933 | 91.988 | 122.666 | 126.237 | 129.622 | 132.781 | 135.689 | 138.117 | 140.173 | 141.975 | 144.381 | 146.685 | 148.443 | 148.1 | 147.755 | 147.419 | 147.092 | 146.764
NPgY | BSP | NG FES - Leading the Way | Total peak demand (MW) | DONCASTER B/THORPE MARSH | 108.954 | 109.864 | 112.305 | 115.984 | 121.218 | 127.201 | 131.748 | 136.694 | 144.045 | 157.794 | 171.008 | 183.843 | 196.18 | 232.403 | 243.514 | 254.072 | 264.011 | 273.225 | 281.188 | 288.246 | 294.665 | 302.307 | 309.668 | 315.519 | 315.484 | 315.427 | 315.377 | 315.327 | 315.248
NPgY | BSP | NG FES - Leading the Way | Total peak demand (MW) | DONCASTER CENTRAL | 25.286 | 25.327 | 25.585 | 26.066 | 26.79 | 27.648 | 28.194 | 28.779 | 29.68 | 31.496 | 33.248 | 34.943 | 36.566 | 38.08 | 39.517 | 40.893 | 42.186 | 43.38 | 44.384 | 45.253 | 46.034 | 47.083 | 48.099 | 48.915 | 48.888 | 48.861 | 48.838 | 48.819 | 48.8
NPgY | BSP | NG FES - Leading the Way | Total peak demand (MW) | DRIFFIELD/BEVERLEY GROUP | 113.28 | 113.367 | 113.893 | 114.952 | 116.529 | 118.463 | 119.868 | 121.439 | 123.973 | 130.23 | 136.382 | 142.461 | 148.414 | 154.17 | 159.751 | 165.147 | 170.317 | 175.233 | 179.619 | 183.684 | 187.537 | 191.906 | 196.184 | 199.781 | 199.957 | 200.134 | 200.315 | 200.496 | 200.648
NPgY | BSP | NG FES - Leading the Way | Total peak demand (MW) | FEATHERSTONE | 70.82 | 71.496 | 72.936 | 75.127 | 78.21 | 81.834 | 84.706 | 87.868 | 92.259 | 99.944 | 107.44 | 114.778 | 121.851 | 128.538 | 134.872 | 140.87 | 146.471 | 151.623 | 156.022 | 159.888 | 163.381 | 167.575 | 171.609 | 174.942 | 175.226 | 175.487 | 175.744 | 175.996 | 176.236
NPgY | BSP | NG FES - Leading the Way | Total peak demand (MW) | GIRLINGTON | 52.602 | 52.217 | 52.059 | 52.2 | 52.633 | 53.254 | 53.395 | 53.588 | 54.212 | 56.529 | 58.764 | 60.939 | 63.042 | 65.049 | 66.981 | 68.829 | 70.575 | 72.197 | 73.54 | 74.683 | 75.693 | 77.107 | 78.469 | 79.508 | 79.096 | 78.688 | 78.286 | 77.889 | 77.49
NPgY | BSP | NG FES - Leading the Way | Total peak demand (MW) | HALIFAX 132/33KV | 27.33 | 27.23 | 27.327 | 27.608 | 28.103 | 28.725 | 29.113 | 29.543 | 30.274 | 31.988 | 33.657 | 35.279 | 36.835 | 38.287 | 39.648 | 40.931 | 42.131 | 43.245 | 44.202 | 45.032 | 45.772 | 46.709 | 47.608 | 48.316 | 48.155 | 47.995 | 47.84 | 47.691 | 47.545
NPgY | BSP | NG FES - Leading the Way | Total peak demand (MW) | HECKMONDWIKE | 41.19 | 41.146 | 41.546 | 42.459 | 43.902 | 45.625 | 46.723 | 47.944 | 49.835 | 53.292 | 56.618 | 59.836 | 62.892 | 65.713 | 68.374 | 70.909 | 73.248 | 75.365 | 77.032 | 78.383 | 79.54 | 81.248 | 82.87 | 84.083 | 83.903 | 83.716 | 83.535 | 83.357 | 83.173
NPgY | BSP | NG FES - Leading the Way | Total peak demand (MW) | HOLMFIELD | 57.357 | 57.508 | 58.453 | 60.216 | 62.949 | 66.189 | 68.122 | 70.19 | 73.546 | 79.911 | 85.915 | 91.669 | 97.131 | 102.25 | 107.116 | 111.752 | 116.096 | 120.074 | 123.349 | 126.078 | 128.439 | 131.852 | 135.102 | 137.484 | 137.093 | 136.695 | 136.305 | 135.92 | 135.519
NPgY | BSP | NG FES - Leading the Way | Total peak demand (MW) | HULL EAST 132/33KV | 58.519 | 58.498 | 58.902 | 59.747 | 61.156 | 62.936 | 64.284 | 65.771 | 68.035 | 72.147 | 76.095 | 79.924 | 83.594 | 87.046 | 90.303 | 93.383 | 96.273 | 98.961 | 101.286 | 103.312 | 105.123 | 107.317 | 109.426 | 111.072 | 111.026 | 110.973 | 110.923 | 110.874 | 110.822
NPgY | BSP | NG FES - Leading the Way | Total peak demand (MW) | HULL SOUTH | 68.065 | 67.805 | 68.111 | 69.015 | 70.618 | 72.654 | 73.957 | 75.381 | 77.91 | 83.85 | 89.615 | 95.208 | 100.584 | 105.634 | 110.414 | 114.972 | 119.282 | 123.336 | 126.886 | 130.026 | 132.871 | 136.349 | 139.725 | 142.35 | 141.925 | 141.508 | 141.114 | 140.739 | 140.372
NPgY | BSP | NG FES - Leading the Way | Total peak demand (MW) | HULL WEST | 49.791 | 50.101 | 50.975 | 52.327 | 54.307 | 56.589 | 58.291 | 60.124 | 62.79 | 67.516 | 72.006 | 76.338 | 80.477 | 84.373 | 88.059 | 91.546 | 94.816 | 97.857 | 100.453 | 102.707 | 104.722 | 107.208 | 109.586 | 111.468 | 111.425 | 111.37 | 111.317 | 111.261 | 111.195
NPgY | BSP | NG FES - Leading the Way | Total peak demand (MW) | HUMBERSTON | 25.768 | 25.708 | 25.916 | 26.427 | 27.295 | 28.378 | 29.05 | 29.761 | 31.003 | 33.622 | 36.088 | 38.45 | 40.698 | 42.812 | 44.829 | 46.77 | 48.613 | 50.336 | 51.812 | 53.097 | 54.249 | 55.735 | 57.169 | 58.235 | 58.037 | 57.839 | 57.647 | 57.458 | 57.267
NPgY | BSP | NG FES - Leading the Way | Total peak demand (MW) | HUNNINGLEY | 31.972 | 32.095 | 32.544 | 33.281 | 34.34 | 35.583 | 36.582 | 37.649 | 39.114 | 41.475 | 43.715 | 45.867 | 47.916 | 49.838 | 51.657 | 53.378 | 54.991 | 56.466 | 57.704 | 58.795 | 59.79 | 60.985 | 62.13 | 63.056 | 63.131 | 63.202 | 63.274 | 63.347 | 63.414
NPgY | BSP | NG FES - Leading the Way | Total peak demand (MW) | HUNSHELF | 62.645 | 62.84 | 63.432 | 64.321 | 65.57 | 66.957 | 67.927 | 68.96 | 70.506 | 73.469 | 76.293 | 79.016 | 81.62 | 84.072 | 86.403 | 88.627 | 90.72 | 92.657 | 94.301 | 95.736 | 97.028 | 98.673 | 100.259 | 101.519 | 101.465 | 101.408 | 101.355 | 101.304 | 101.251
NPgY | BSP | NG FES - Leading the Way | Total peak demand (MW) | IMMINGHAM | 52.558 | 52.676 | 52.982 | 53.482 | 54.263 | 55.303 | 56.438 | 57.852 | 59.742 | 62.577 | 65.523 | 68.509 | 71.432 | 74.194 | 76.749 | 79.079 | 81.167 | 83.016 | 84.586 | 85.925 | 87.084 | 88.256 | 89.339 | 90.233 | 90.416 | 90.577 | 90.725 | 90.864 | 90.997
NPgY | BSP | NG FES - Leading the Way | Total peak demand (MW) | KIRKHAW LANE | 56.415 | 56.619 | 57.168 | 58.065 | 59.344 | 60.827 | 61.904 | 63.078 | 64.757 | 67.924 | 70.995 | 73.994 | 76.887 | 79.628 | 82.252 | 84.775 | 87.161 | 89.381 | 91.271 | 92.936 | 94.456 | 96.342 | 98.17 | 99.695 | 99.843 | 99.985 | 100.127 | 100.268 | 100.4
NPgY | BSP | NG FES - Leading the Way | Total peak demand (MW) | KIRKSTALL C 2/5 | 48.302 | 47.948 | 47.75 | 47.631 | 47.596 | 47.563 | 47.435 | 47.333 | 47.411 | 48.403 | 49.369 | 50.316 | 51.237 | 52.116 | 52.959 | 53.772 | 54.546 | 55.282 | 55.92 | 56.498 | 57.034 | 57.663 | 58.277 | 58.763 | 58.472 | 58.186 | 57.906 | 57.63 | 57.357
NPgY | BSP | NG FES - Leading the Way | Total peak demand (MW) | KIRKSTALL C/RING ROAD HORSFORTH | 71.498 | 73.655 | 78.331 | 83.07 | 88.46 | 92.511 | 95.351 | 98.324 | 102.93 | 111.288 | 118.992 | 126.348 | 133.366 | 140.065 | 146.481 | 152.568 | 158.29 | 163.616 | 168.16 | 172.117 | 175.648 | 180.124 | 184.405 | 187.577 | 187.208 | 186.82 | 186.432 | 186.037 | 185.614
NPgY | BSP | NG FES - Leading the Way | Total peak demand (MW) | LEEDS EAST | 67.335 | 67.02 | 67.084 | 67.411 | 68.065 | 68.885 | 69.476 | 70.228 | 71.617 | 74.991 | 78.295 | 81.552 | 84.72 | 87.76 | 90.654 | 93.382 | 95.928 | 98.278 | 100.308 | 102.103 | 103.721 | 105.592 | 107.388 | 108.773 | 108.468 | 108.158 | 107.848 | 107.54 | 107.225
NPgY | BSP | NG FES - Leading the Way | Total peak demand (MW) | LEEDS NORTH | 53.216 | 53.782 | 55.442 | 57.316 | 59.7 | 61.819 | 63.419 | 65.113 | 67.808 | 72.869 | 77.619 | 82.154 | 86.457 | 90.472 | 94.229 | 97.764 | 101.078 | 104.167 | 106.873 | 109.258 | 111.399 | 113.916 | 116.319 | 118.103 | 117.744 | 117.384 | 117.038 | 116.7 | 116.363
NPgY | BSP | NG FES - Leading the Way | Total peak demand (MW) | LINDLEY | 67.267 | 67.293 | 68.099 | 69.593 | 71.956 | 74.743 | 76.586 | 78.551 | 81.771 | 88.173 | 94.218 | 100.011 | 105.521 | 110.685 | 115.57 | 120.215 | 124.593 | 128.665 | 132.146 | 135.156 | 137.835 | 141.262 | 144.55 | 147.011 | 146.574 | 146.135 | 145.711 | 145.295 | 144.874
NPgY | BSP | NG FES - Leading the Way | Total peak demand (MW) | LOW ROAD | 77.374 | 89.149 | 89.011 | 89.218 | 89.795 | 90.625 | 91.171 | 91.957 | 93.468 | 97.663 | 101.895 | 106.118 | 110.248 | 133.765 | 137.499 | 140.988 | 144.208 | 147.146 | 149.645 | 151.829 | 153.778 | 156.054 | 158.228 | 159.944 | 159.455 | 158.962 | 158.47 | 157.982 | 157.492
NPgY | BSP | NG FES - Leading the Way | Total peak demand (MW) | MALLARD WAY | 85.965 | 85.696 | 85.575 | 85.631 | 85.882 | 86.289 | 86.559 | 86.933 | 87.627 | 89.331 | 91.044 | 92.76 | 94.45 | 96.082 | 97.651 | 99.148 | 100.561 | 101.878 | 103.028 | 104.054 | 104.992 | 106.098 | 107.172 | 108.055 | 108.076 | 108.093 | 108.109 | 108.124 | 108.132
NPgY | BSP | NG FES - Leading the Way | Total peak demand (MW) | MENSTON | 47.415 | 47.597 | 48.434 | 49.587 | 51.186 | 52.806 | 53.848 | 54.959 | 56.722 | 60.419 | 63.904 | 67.249 | 70.434 | 73.423 | 76.246 | 78.92 | 81.429 | 83.754 | 85.711 | 87.394 | 88.886 | 90.842 | 92.711 | 94.162 | 93.867 | 93.571 | 93.285 | 93.004 | 92.722
NPgY | BSP | NG FES - Leading the Way | Total peak demand (MW) | MOSS ROAD | 32.409 | 32.144 | 31.986 | 31.954 | 32.04 | 32.215 | 32.282 | 32.379 | 32.767 | 34.305 | 35.805 | 37.276 | 38.713 | 40.105 | 41.453 | 42.756 | 44.008 | 45.2 | 46.274 | 47.277 | 48.229 | 49.285 | 50.321 | 51.13 | 50.929 | 50.735 | 50.547 | 50.363 | 50.175
NPgY | BSP | NG FES - Leading the Way | Total peak demand (MW) | OSGODBY 1/2 | 1.199 | 1.199 | 1.199 | 1.199 | 1.199 | 1.199 | 1.199 | 1.199 | 1.199 | 1.199 | 1.199 | 1.199 | 1.199 | 1.199 | 1.199 | 1.199 | 1.199 | 1.199 | 1.199 | 1.199 | 1.199 | 1.199 | 1.199 | 1.199 | 1.199 | 1.199 | 1.199 | 1.199 | 1.199
NPgY | BSP | NG FES - Leading the Way | Total peak demand (MW) | OSGODBY 3/4 | 49.583 | 49.765 | 50.12 | 50.637 | 51.354 | 52.242 | 53.198 | 54.326 | 55.802 | 58.025 | 60.283 | 62.551 | 64.772 | 66.892 | 68.891 | 70.753 | 72.468 | 74.027 | 75.392 | 76.625 | 77.759 | 78.895 | 79.977 | 80.907 | 81.222 | 81.524 | 81.819 | 82.107 | 82.381
NPgY | BSP | NG FES - Leading the Way | Total peak demand (MW) | RODLEY | 64.265 | 64.527 | 65.712 | 67.367 | 69.695 | 72.094 | 73.617 | 75.249 | 77.854 | 82.859 | 87.555 | 92.045 | 96.307 | 100.298 | 104.057 | 107.593 | 110.892 | 113.922 | 116.445 | 118.563 | 120.4 | 122.921 | 125.314 | 127.087 | 126.694 | 126.298 | 125.913 | 125.533 | 125.148
NPgY | BSP | NG FES - Leading the Way | Total peak demand (MW) | SAINT ANDREWS ROAD 132/33KV | 55.51 | 55.175 | 55.116 | 55.45 | 56.165 | 57.127 | 57.507 | 57.988 | 59.108 | 62.295 | 65.431 | 68.517 | 71.515 | 74.378 | 77.146 | 79.82 | 82.354 | 84.712 | 86.706 | 88.431 | 89.975 | 92.046 | 94.041 | 95.546 | 95.235 | 94.926 | 94.624 | 94.327 | 94.022
NPgY | BSP | NG FES - Leading the Way | Total peak demand (MW) | SALTEND 132/33KV | 10.387 | 10.375 | 10.366 | 10.361 | 10.359 | 10.36 | 10.364 | 10.37 | 10.38 | 10.397 | 10.417 | 10.438 | 10.461 | 10.484 | 10.509 | 10.534 | 10.56 | 10.587 | 10.615 | 10.644 | 10.673 | 10.703 | 10.733 | 10.764 | 10.79 | 10.817 | 10.844 | 10.87 | 10.896
NPgY | BSP | NG FES - Leading the Way | Total peak demand (MW) | SANTON | 88.335 | 89.024 | 89.83 | 90.766 | 91.865 | 93.096 | 94.251 | 95.513 | 97.064 | 99.2 | 101.354 | 103.517 | 105.655 | 107.736 | 109.75 | 111.686 | 113.536 | 115.287 | 116.904 | 118.404 | 119.817 | 121.332 | 122.808 | 124.117 | 124.948 | 125.764 | 126.568 | 127.361 | 128.138
NPgY | BSP | NG FES - Leading the Way | Total peak demand (MW) | SCUNTHORPE NORTH | 95.27 | 95.735 | 96.343 | 97.153 | 98.194 | 99.457 | 100.712 | 102.171 | 103.997 | 107.047 | 110.185 | 113.361 | 116.497 | 119.516 | 122.398 | 125.133 | 127.691 | 130.068 | 132.175 | 134.096 | 135.884 | 137.762 | 139.579 | 141.234 | 141.802 | 142.35 | 142.885 | 143.407 | 143.918
NPgY | BSP | NG FES - Leading the Way | Total peak demand (MW) | SCUNTHORPE SOUTH | 30.524 | 30.786 | 31.158 | 31.64 | 32.273 | 33.005 | 33.648 | 34.32 | 35.193 | 36.546 | 37.83 | 39.076 | 40.281 | 41.443 | 42.566 | 43.653 | 44.702 | 45.703 | 46.614 | 47.458 | 48.253 | 49.126 | 49.977 | 50.71 | 50.972 | 51.228 | 51.481 | 51.73 | 51.971
NPgY | BSP | NG FES - Leading the Way | Total peak demand (MW) | SILSDEN | 77.121 | 77.085 | 77.872 | 79.275 | 81.52 | 84.171 | 86.078 | 88.131 | 91.525 | 98.587 | 105.338 | 111.84 | 118.046 | 123.849 | 129.302 | 134.448 | 139.286 | 143.798 | 147.743 | 151.226 | 154.357 | 158.074 | 161.642 | 164.356 | 163.808 | 163.263 | 162.739 | 162.229 | 161.727
NPgY | BSP | NG FES - Leading the Way | Total peak demand (MW) | SOWERBY BRIDGE 132/33KV | 62.67 | 62.651 | 63.28 | 64.481 | 66.382 | 68.64 | 70.128 | 71.751 | 74.422 | 79.863 | 85.079 | 90.121 | 94.939 | 99.454 | 103.714 | 107.751 | 111.533 | 115.034 | 118.022 | 120.603 | 122.901 | 125.829 | 128.634 | 130.753 | 130.388 | 130.02 | 129.662 | 129.311 | 128.955
NPgY | BSP | NG FES - Leading the Way | Total peak demand (MW) | STAYGATE | 69.478 | 69.184 | 69.421 | 70.272 | 71.794 | 73.728 | 74.911 | 76.281 | 78.539 | 83.24 | 87.805 | 92.251 | 96.507 | 100.477 | 104.224 | 107.772 | 111.054 | 114.032 | 116.447 | 118.446 | 120.172 | 122.57 | 124.849 | 126.581 | 126.195 | 125.803 | 125.419 | 125.04 | 124.657
NPgY | BSP | NG FES - Leading the Way | Total peak demand (MW) | THORNHILL 132KV | 79.537 | 79.538 | 80.461 | 82.415 | 85.43 | 88.986 | 91.286 | 93.797 | 97.678 | 104.829 | 111.722 | 118.371 | 124.684 | 130.513 | 136.021 | 141.278 | 146.142 | 150.545 | 154.058 | 156.974 | 159.519 | 163.163 | 166.656 | 169.309 | 168.969 | 168.622 | 168.291 | 167.971 | 167.645
NPgY | BSP | NG FES - Leading the Way | Total peak demand (MW) | WAKEFIELD MONCKTON ROAD | 43.801 | 44.016 | 44.457 | 45.269 | 46.378 | 47.679 | 48.483 | 49.374 | 50.733 | 53.87 | 56.984 | 60.068 | 63.085 | 65.991 | 68.817 | 71.549 | 74.136 | 76.556 | 78.599 | 80.416 | 82.095 | 84.244 | 86.345 | 88.111 | 88.252 | 88.388 | 88.523 | 88.656 | 88.779
NPgY | BSP | NG FES - Leading the Way | Total peak demand (MW) | WAKEFIELD NORTH | 66.279 | 66.849 | 68.332 | 70.666 | 73.905 | 77.519 | 80.004 | 82.673 | 86.517 | 93.153 | 99.472 | 105.569 | 111.379 | 116.826 | 122.014 | 126.966 | 131.584 | 135.781 | 139.165 | 142.019 | 144.538 | 148.011 | 151.333 | 153.932 | 153.94 | 153.931 | 153.924 | 153.913 | 153.881
NPgY | BSP | NG FES - Leading the Way | Total peak demand (MW) | WEST MELTON | 74.338 | 75.027 | 76.946 | 79.71 | 83.513 | 87.686 | 91.005 | 94.529 | 99.559 | 108.402 | 116.789 | 124.863 | 132.58 | 139.868 | 146.802 | 153.408 | 159.647 | 165.442 | 170.419 | 174.861 | 178.932 | 183.694 | 188.279 | 191.945 | 191.995 | 192.034 | 192.083 | 192.134 | 192.165
NPgY | BSP | NG FES - Leading the Way | Total peak demand (MW) | WHINMOOR | 57.721 | 58.191 | 59.757 | 61.814 | 64.615 | 67.487 | 69.595 | 71.828 | 75.122 | 80.668 | 85.787 | 90.647 | 95.238 | 99.545 | 103.612 | 107.449 | 111.031 | 114.306 | 117.047 | 119.398 | 121.471 | 124.146 | 126.684 | 128.58 | 128.348 | 128.105 | 127.867 | 127.627 | 127.373
NPgY | BSP | NG FES - Leading the Way | Total peak demand (MW) | WOLD NEWTON | 44.847 | 45.335 | 46.323 | 47.731 | 49.68 | 51.907 | 53.618 | 55.4 | 57.888 | 62.314 | 66.558 | 70.657 | 74.583 | 78.268 | 81.753 | 85.074 | 88.223 | 91.183 | 93.788 | 96.125 | 98.273 | 100.829 | 103.307 | 105.37 | 105.553 | 105.733 | 105.92 | 106.11 | 106.294
NPgY | BSP | NG FES - Leading the Way | Total peak demand (MW) | YARBOROUGH ROAD 132/33KV | 58.003 | 57.774 | 57.994 | 58.617 | 59.752 | 61.178 | 62.189 | 63.29 | 65.258 | 69.529 | 73.57 | 77.46 | 81.18 | 84.702 | 88.053 | 91.251 | 94.287 | 97.132 | 99.632 | 101.87 | 103.916 | 106.298 | 108.595 | 110.311 | 109.95 | 109.591 | 109.24 | 108.893 | 108.538
NPgN | BSP | NG FES - System Transformation | Total peak demand (MW) | ANNFIELD | 52.3 | 52.443 | 53.023 | 55.358 | 56.266 | 57.235 | 58.306 | 59.472 | 60.833 | 62.205 | 63.525 | 64.815 | 66.108 | 68.116 | 70.215 | 72.213 | 74.24 | 76.325 | 78.468 | 80.6 | 82.836 | 85.222 | 87.835 | 90.709 | 93.833 | 97.152 | 100.648 | 104.345 | 108.014
NPgN | BSP | NG FES - System Transformation | Total peak demand (MW) | BARRACK ROAD | 67.058 | 66.555 | 67.165 | 67.222 | 68.506 | 68.409 | 68.389 | 68.437 | 68.607 | 68.787 | 68.988 | 69.217 | 69.485 | 70.117 | 71.314 | 72.409 | 73.46 | 74.518 | 75.58 | 76.622 | 77.694 | 78.819 | 80.032 | 81.357 | 82.783 | 84.304 | 85.887 | 87.547 | 89.191
NPgN | BSP | NG FES - System Transformation | Total peak demand (MW) | BLUCHER | 51.066 | 51.085 | 56.37 | 58.077 | 58.883 | 59.687 | 60.566 | 61.503 | 62.48 | 63.503 | 64.45 | 65.343 | 66.183 | 68.002 | 69.884 | 71.527 | 73.257 | 75.087 | 76.99 | 78.943 | 81.062 | 83.393 | 86.025 | 89.014 | 92.323 | 95.86 | 99.614 | 103.611 | 107.576
NPgN | BSP | NG FES - System Transformation | Total peak demand (MW) | BOWESFIELD | 70.501 | 71.054 | 72.984 | 74.78 | 76.674 | 78.593 | 80.676 | 82.884 | 85.267 | 87.691 | 90.035 | 92.33 | 94.578 | 98.033 | 102.122 | 105.828 | 109.518 | 113.26 | 117.019 | 120.747 | 124.62 | 128.71 | 133.144 | 138.002 | 143.235 | 148.782 | 154.598 | 160.729 | 166.824
NPgN | BSP | NG FES - System Transformation | Total peak demand (MW) | CHIRTON GRANGE | 47.133 | 47.419 | 48.346 | 50.188 | 51.525 | 52.827 | 54.234 | 55.714 | 57.328 | 58.939 | 60.454 | 61.9 | 63.286 | 65.654 | 68.555 | 70.976 | 73.316 | 75.671 | 78.062 | 80.425 | 82.91 | 85.581 | 88.532 | 91.824 | 95.418 | 99.244 | 103.284 | 107.568 | 111.798
NPgN | BSP | NG FES - System Transformation | Total peak demand (MW) | COALBURNS | 61.416 | 61.521 | 62.195 | 62.987 | 63.959 | 64.783 | 65.701 | 66.69 | 67.785 | 68.898 | 69.96 | 70.982 | 71.966 | 73.309 | 74.738 | 76.037 | 77.299 | 78.554 | 79.794 | 80.979 | 82.185 | 83.442 | 84.8 | 86.29 | 87.889 | 89.584 | 91.373 | 93.27 | 95.144
NPgN | BSP | NG FES - System Transformation | Total peak demand (MW) | DARLINGTON CENTRAL | 38.411 | 38.351 | 38.626 | 39.265 | 39.77 | 40.283 | 40.88 | 41.541 | 42.279 | 43.05 | 43.803 | 44.553 | 45.294 | 46.684 | 48.582 | 50.136 | 51.634 | 53.131 | 54.616 | 56.067 | 57.561 | 59.134 | 60.844 | 62.729 | 64.767 | 66.931 | 69.202 | 71.599 | 73.962
NPgN | BSP | NG FES - System Transformation | Total peak demand (MW) | DARLINGTON NORTH | 63.132 | 64.316 | 69.302 | 70.512 | 71.296 | 72.147 | 73.125 | 74.209 | 80.715 | 81.992 | 83.235 | 84.467 | 85.694 | 119.538 | 121.645 | 123.596 | 125.515 | 127.433 | 129.355 | 131.217 | 133.117 | 135.095 | 137.219 | 139.533 | 142.013 | 144.635 | 147.385 | 150.282 | 153.148
NPgN | BSP | NG FES - System Transformation | Total peak demand (MW) | DUNSTON | 94.897 | 94.442 | 96.639 | 98.467 | 99.008 | 99.616 | 100.382 | 101.277 | 102.32 | 103.446 | 104.548 | 105.659 | 106.777 | 109.373 | 112.951 | 115.84 | 118.668 | 121.549 | 124.455 | 127.35 | 130.397 | 133.673 | 137.298 | 141.356 | 145.807 | 150.552 | 155.559 | 160.87 | 166.113
NPgN | BSP | NG FES - System Transformation | Total peak demand (MW) | FLATWORTH | 31.348 | 31.395 | 33.704 | 34.373 | 34.838 | 35.334 | 35.887 | 36.483 | 37.12 | 37.79 | 38.434 | 39.07 | 39.696 | 40.833 | 42.344 | 43.569 | 44.766 | 45.976 | 47.183 | 48.38 | 49.623 | 50.94 | 52.377 | 53.964 | 55.685 | 57.513 | 59.441 | 61.481 | 63.506
NPgN | BSP | NG FES - System Transformation | Total peak demand (MW) | GOSFORTH | 67.334 | 67.264 | 67.732 | 69.091 | 69.904 | 70.724 | 71.647 | 72.648 | 73.78 | 74.924 | 76.006 | 77.05 | 78.075 | 79.864 | 81.955 | 83.817 | 85.656 | 87.527 | 89.442 | 91.346 | 93.357 | 95.526 | 97.933 | 100.631 | 103.586 | 106.733 | 110.057 | 113.584 | 117.066
NPgN | BSP | NG FES - System Transformation | Total peak demand (MW) | HARROGATE 132/33KV | 50.495 | 50.756 | 51.616 | 53.332 | 54.405 | 57.111 | 58.097 | 59.131 | 60.282 | 61.409 | 62.469 | 63.479 | 64.452 | 65.796 | 67.575 | 69.176 | 70.71 | 72.228 | 73.751 | 75.228 | 76.745 | 78.333 | 80.048 | 81.921 | 83.925 | 86.054 | 88.29 | 90.648 | 92.985
NPgN | BSP | NG FES - System Transformation | Total peak demand (MW) | HUSTHWAITE | 31.147 | 31.279 | 32.59 | 33.867 | 34.197 | 34.549 | 34.945 | 35.378 | 35.856 | 36.357 | 36.871 | 37.401 | 37.946 | 38.752 | 39.821 | 40.787 | 41.732 | 42.679 | 43.62 | 44.546 | 45.487 | 46.458 | 47.481 | 48.573 | 49.727 | 50.936 | 52.186 | 53.487 | 54.781
NPgN | BSP | NG FES - System Transformation | Total peak demand (MW) | LEEMING BAR_SKEEBY | 84.792 | 85.435 | 88.144 | 90.125 | 91.534 | 93.048 | 94.716 | 96.521 | 98.531 | 100.605 | 102.701 | 104.841 | 107.033 | 109.787 | 113.289 | 116.646 | 119.958 | 123.259 | 126.511 | 129.683 | 132.857 | 136.068 | 139.386 | 142.853 | 146.455 | 150.217 | 154.087 | 158.094 | 162.104
NPgN | BSP | NG FES - System Transformation | Total peak demand (MW) | LINTON | 43.267 | 43.875 | 47.588 | 51.642 | 53.19 | 54.63 | 56.196 | 57.84 | 59.598 | 61.362 | 63.029 | 64.617 | 66.114 | 68.156 | 70.771 | 73.01 | 75.088 | 77.094 | 79.016 | 80.826 | 82.636 | 84.489 | 86.454 | 88.579 | 90.819 | 93.196 | 95.673 | 98.277 | 100.85
NPgN | BSP | NG FES - System Transformation | Total peak demand (MW) | MALTON GRID | 61.576 | 61.673 | 62.338 | 64.226 | 65.249 | 66.288 | 67.448 | 68.696 | 70.084 | 71.485 | 72.844 | 74.172 | 75.469 | 77.455 | 80.031 | 82.435 | 84.804 | 87.18 | 89.548 | 91.869 | 94.253 | 96.742 | 99.416 | 102.323 | 105.431 | 108.734 | 112.18 | 115.801 | 119.406
NPgN | BSP | NG FES - System Transformation | Total peak demand (MW) | MELROSEGATE | 110.468 | 110.51 | 114.92 | 119.871 | 121.557 | 123.172 | 124.981 | 126.939 | 129.148 | 131.366 | 133.473 | 135.501 | 137.475 | 140.568 | 144.429 | 148.083 | 151.668 | 155.27 | 158.902 | 162.468 | 166.155 | 170.038 | 174.246 | 178.863 | 183.826 | 189.11 | 194.634 | 200.448 | 206.22
NPgN | BSP | NG FES - System Transformation | Total peak demand (MW) | NORTH TEES | 109.7 | 109.964 | 123.309 | 124.722 | 125.928 | 127.295 | 128.87 | 130.643 | 132.684 | 134.83 | 137.017 | 139.267 | 141.582 | 144.948 | 149.116 | 153.015 | 156.881 | 160.748 | 164.605 | 168.38 | 172.206 | 176.141 | 180.292 | 184.723 | 189.419 | 194.357 | 199.483 | 204.839 | 210.174
NPgN | BSP | NG FES - System Transformation | Total peak demand (MW) | POTTER HOUSE | 71.811 | 71.992 | 75.925 | 77.145 | 78.194 | 79.238 | 80.392 | 81.629 | 83.033 | 84.43 | 85.76 | 87.054 | 88.335 | 90.314 | 92.773 | 95.131 | 97.501 | 99.923 | 102.403 | 104.873 | 107.447 | 110.17 | 113.125 | 116.357 | 119.834 | 123.531 | 127.403 | 131.478 | 135.538
NPgN | BSP | NG FES - System Transformation | Total peak demand (MW) | RAVENSWORTH | 48.96 | 48.717 | 55.563 | 56.371 | 56.484 | 56.699 | 57.05 | 57.57 | 58.82 | 59.71 | 60.69 | 61.769 | 62.96 | 66.122 | 67.35 | 68.725 | 70.118 | 71.481 | 72.777 | 73.984 | 75.144 | 76.282 | 77.426 | 78.586 | 79.798 | 81.051 | 82.338 | 83.679 | 85.01
NPgN | BSP | NG FES - System Transformation | Total peak demand (MW) | SCARBOROUGH GRID | 67.976 | 67.817 | 68.284 | 69.355 | 70.362 | 71.466 | 72.715 | 74.068 | 75.581 | 77.108 | 78.564 | 79.979 | 81.344 | 83.825 | 87.424 | 90.396 | 93.186 | 95.944 | 98.655 | 101.29 | 104.006 | 106.87 | 109.979 | 113.401 | 117.092 | 121.025 | 125.135 | 129.465 | 133.738
NPgN | BSP | NG FES - System Transformation | Total peak demand (MW) | SEAL SANDS | 25.285 | 41.369 | 44.447 | 44.593 | 44.678 | 44.77 | 44.871 | 44.98 | 45.097 | 45.221 | 45.352 | 45.491 | 45.638 | 45.792 | 45.965 | 46.145 | 46.331 | 46.523 | 46.717 | 46.911 | 47.105 | 47.299 | 47.493 | 47.688 | 47.882 | 48.077 | 48.273 | 48.469 | 48.665
NPgN | BSP | NG FES - System Transformation | Total peak demand (MW) | SPADEADAM 33KV | 1.521 | 1.519 | 1.531 | 1.546 | 1.566 | 1.584 | 1.606 | 1.63 | 1.66 | 1.688 | 1.717 | 1.745 | 1.774 | 1.813 | 1.879 | 1.938 | 1.99 | 2.039 | 2.086 | 2.13 | 2.172 | 2.215 | 2.259 | 2.306 | 2.354 | 2.404 | 2.456 | 2.508 | 2.56
NPgN | BSP | NG FES - System Transformation | Total peak demand (MW) | SPENNYMOOR 132/66KV | 67.924 | 68.809 | 73.197 | 85.621 | 96.761 | 100.349 | 104.205 | 108.278 | 112.73 | 117.198 | 121.458 | 125.535 | 129.459 | 134.698 | 139.765 | 144.466 | 149.118 | 153.751 | 158.409 | 162.909 | 167.534 | 172.392 | 177.671 | 183.479 | 189.744 | 196.373 | 203.389 | 210.835 | 218.19
NPgN | BSP | NG FES - System Transformation | Total peak demand (MW) | TORONTO | 51.659 | 51.681 | 51.992 | 52.539 | 52.988 | 53.52 | 54.147 | 54.856 | 55.695 | 56.566 | 57.443 | 58.345 | 59.281 | 61.263 | 63.889 | 66.159 | 68.406 | 70.703 | 73.054 | 75.418 | 77.913 | 80.597 | 83.553 | 86.843 | 90.442 | 94.266 | 98.281 | 102.52 | 106.709
NPgN | BSP | NG FES - System Transformation | Total peak demand (MW) | WORMALD GREEN 132/33KV | 43.544 | 43.491 | 45.975 | 47.144 | 47.393 | 47.707 | 48.129 | 48.657 | 49.35 | 50.096 | 50.907 | 51.788 | 52.75 | 54.139 | 56.019 | 57.769 | 59.448 | 61.09 | 62.695 | 64.232 | 65.762 | 67.315 | 68.939 | 70.668 | 72.504 | 74.431 | 76.429 | 78.52 | 80.59
NPgY | BSP | NG FES - System Transformation | Total peak demand (MW) | ATTERCLIFFE | 43.348 | 43.131 | 43.146 | 43.258 | 43.491 | 43.815 | 44.149 | 44.549 | 45.041 | 45.566 | 46.103 | 46.662 | 47.255 | 48.212 | 49.134 | 50.227 | 51.37 | 52.539 | 53.687 | 54.793 | 55.92 | 57.182 | 58.536 | 60.009 | 61.592 | 63.269 | 65.017 | 66.855 | 68.674
NPgY | BSP | NG FES - System Transformation | Total peak demand (MW) | BARUGH 132/66KV | 59.696 | 60.177 | 61.472 | 63.096 | 65.136 | 67.421 | 69.735 | 72.173 | 74.782 | 77.408 | 79.933 | 82.39 | 84.786 | 104.294 | 107.222 | 110.385 | 113.608 | 116.87 | 120.088 | 123.187 | 126.334 | 129.719 | 133.347 | 137.282 | 141.473 | 145.905 | 150.534 | 155.398 | 160.234
NPgY | BSP | NG FES - System Transformation | Total peak demand (MW) | BEESTON ROYDS 132/33KV | 89.03 | 89.1 | 90.145 | 91.322 | 92.694 | 94.059 | 95.489 | 97.087 | 98.905 | 100.794 | 102.653 | 104.517 | 106.394 | 109.135 | 112.516 | 115.846 | 119.122 | 122.384 | 125.588 | 128.669 | 131.777 | 134.982 | 138.388 | 142.068 | 145.986 | 150.134 | 154.462 | 159.01 | 163.509
NPgY | BSP | NG FES - System Transformation | Total peak demand (MW) | BEVERLEY 132/33KV | 84.156 | 84.665 | 86.215 | 88.219 | 90.788 | 93.692 | 96.529 | 99.486 | 102.635 | 105.749 | 108.703 | 111.539 | 114.279 | 118.03 | 122.17 | 126.424 | 130.696 | 135.012 | 139.276 | 143.405 | 147.62 | 152.216 | 157.144 | 162.49 | 168.184 | 174.224 | 180.539 | 187.176 | 193.774
NPgY | BSP | NG FES - System Transformation | Total peak demand (MW) | BINGLEY 132/33KV | 47.59 | 47.702 | 48.432 | 49.444 | 50.805 | 52.358 | 53.856 | 55.433 | 57.126 | 58.819 | 60.406 | 61.924 | 63.379 | 65.457 | 67.637 | 69.788 | 71.931 | 74.084 | 76.213 | 78.253 | 80.335 | 82.597 | 85.046 | 87.733 | 90.617 | 93.678 | 96.894 | 100.291 | 103.639
NPgY | BSP | NG FES - System Transformation | Total peak demand (MW) | BLACKBURN MEADOWS B | 63.199 | 62.916 | 62.805 | 62.775 | 62.848 | 63.022 | 63.248 | 63.575 | 64.018 | 64.536 | 65.117 | 65.766 | 66.483 | 67.51 | 68.629 | 69.82 | 71.022 | 72.221 | 73.383 | 74.486 | 75.569 | 76.698 | 77.863 | 79.087 | 80.371 | 81.71 | 83.088 | 84.519 | 85.936
NPgY | BSP | NG FES - System Transformation | Total peak demand (MW) | BLYTON | 45.456 | 46.065 | 47.283 | 48.771 | 50.59 | 52.605 | 54.677 | 56.843 | 59.126 | 61.427 | 63.645 | 65.803 | 67.897 | 70.543 | 73.328 | 76.107 | 78.869 | 81.632 | 84.366 | 87.023 | 89.73 | 92.511 | 95.457 | 98.621 | 101.962 | 105.482 | 109.152 | 113 | 116.83
NPgY | BSP | NG FES - System Transformation | Total peak demand (MW) | BRADFORD | 75.71 | 75.989 | 77.313 | 78.869 | 80.725 | 82.614 | 84.454 | 86.42 | 88.582 | 90.74 | 92.81 | 94.821 | 96.783 | 99.587 | 102.552 | 105.642 | 108.703 | 111.762 | 114.717 | 117.506 | 120.316 | 123.437 | 126.775 | 130.397 | 134.253 | 138.338 | 142.587 | 147.042 | 151.431
NPgY | BSP | NG FES - System Transformation | Total peak demand (MW) | BRAMHAM | 64.172 | 64.187 | 64.639 | 68.54 | 69.213 | 69.962 | 70.814 | 71.806 | 80.434 | 81.688 | 82.994 | 84.371 | 85.826 | 108.121 | 110.184 | 112.46 | 114.736 | 116.974 | 119.101 | 121.108 | 123.068 | 125.076 | 127.121 | 129.24 | 131.428 | 133.715 | 136.062 | 138.494 | 140.922
NPgY | BSP | NG FES - System Transformation | Total peak demand (MW) | BRANSHOLME | 44.562 | 44.516 | 44.918 | 45.577 | 46.531 | 47.658 | 48.716 | 49.813 | 50.971 | 52.117 | 53.167 | 54.142 | 55.053 | 56.543 | 58.195 | 59.786 | 61.425 | 63.129 | 64.884 | 66.623 | 68.455 | 70.461 | 72.688 | 75.177 | 77.893 | 80.795 | 83.879 | 87.16 | 90.408
NPgY | BSP | NG FES - System Transformation | Total peak demand (MW) | BRIGHOUSE 132/33KV | 65.767 | 65.696 | 66.293 | 67.188 | 68.438 | 69.894 | 71.328 | 72.873 | 74.575 | 76.299 | 77.956 | 79.578 | 81.169 | 110.327 | 112.693 | 115.119 | 117.53 | 119.941 | 122.288 | 124.513 | 126.762 | 129.229 | 131.875 | 134.756 | 137.835 | 141.098 | 144.509 | 148.1 | 151.642
NPgY | BSP | NG FES - System Transformation | Total peak demand (MW) | DONCASTER B/THORPE MARSH | 109.514 | 110.68 | 113.617 | 117.161 | 121.503 | 126.266 | 131.128 | 136.29 | 141.83 | 147.458 | 152.891 | 158.21 | 163.419 | 194.965 | 202.657 | 210.254 | 217.823 | 225.378 | 232.848 | 240.083 | 247.439 | 255.031 | 263.123 | 271.872 | 281.182 | 291.026 | 301.334 | 312.188 | 322.961
NPgY | BSP | NG FES - System Transformation | Total peak demand (MW) | DONCASTER CENTRAL | 25.423 | 25.514 | 25.875 | 26.348 | 26.956 | 27.648 | 28.331 | 29.048 | 29.821 | 30.59 | 31.325 | 32.037 | 32.73 | 33.675 | 34.612 | 35.626 | 36.646 | 37.671 | 38.671 | 39.631 | 40.608 | 41.7 | 42.866 | 44.128 | 45.468 | 46.886 | 48.361 | 49.906 | 51.437
NPgY | BSP | NG FES - System Transformation | Total peak demand (MW) | DRIFFIELD/BEVERLEY GROUP | 113.551 | 113.96 | 114.916 | 116.082 | 117.539 | 119.24 | 121.048 | 123.016 | 125.196 | 127.43 | 129.663 | 131.94 | 134.27 | 137.55 | 142.014 | 146.466 | 150.919 | 155.433 | 159.955 | 164.452 | 169.071 | 173.758 | 178.716 | 184.015 | 189.622 | 195.541 | 201.68 | 208.087 | 214.485
NPgY | BSP | NG FES - System Transformation | Total peak demand (MW) | FEATHERSTONE | 71.163 | 71.985 | 73.716 | 75.827 | 78.427 | 81.365 | 84.392 | 87.633 | 91.148 | 94.746 | 98.305 | 101.856 | 105.403 | 109.792 | 114.39 | 119.124 | 123.822 | 128.449 | 132.911 | 137.144 | 141.329 | 145.681 | 150.202 | 154.977 | 159.967 | 165.203 | 170.637 | 176.314 | 181.97
NPgY | BSP | NG FES - System Transformation | Total peak demand (MW) | GIRLINGTON | 52.746 | 52.481 | 52.496 | 52.638 | 52.933 | 53.333 | 53.676 | 54.071 | 54.554 | 55.038 | 55.504 | 55.972 | 56.455 | 57.401 | 58.632 | 59.929 | 61.259 | 62.629 | 63.993 | 65.318 | 66.68 | 68.214 | 69.878 | 71.699 | 73.661 | 75.748 | 77.924 | 80.208 | 82.462
NPgY | BSP | NG FES - System Transformation | Total peak demand (MW) | HALIFAX 132/33KV | 27.39 | 27.346 | 27.54 | 27.831 | 28.247 | 28.746 | 29.231 | 29.755 | 30.343 | 30.928 | 31.494 | 32.051 | 32.598 | 33.405 | 34.454 | 35.473 | 36.452 | 37.42 | 38.359 | 39.254 | 40.155 | 41.124 | 42.154 | 43.267 | 44.448 | 45.7 | 46.996 | 48.351 | 49.687
NPgY | BSP | NG FES - System Transformation | Total peak demand (MW) | HECKMONDWIKE | 41.593 | 41.582 | 42.087 | 42.845 | 43.909 | 45.152 | 46.425 | 47.793 | 49.288 | 50.815 | 52.288 | 53.732 | 55.155 | 57.051 | 58.382 | 60.008 | 61.697 | 63.403 | 65.037 | 66.561 | 68.094 | 69.846 | 71.728 | 73.783 | 75.984 | 78.308 | 80.747 | 83.321 | 85.862
NPgY | BSP | NG FES - System Transformation | Total peak demand (MW) | HOLMFIELD | 57.805 | 58.072 | 59.258 | 60.895 | 63.061 | 65.504 | 67.795 | 70.177 | 72.699 | 75.205 | 77.542 | 79.75 | 81.85 | 84.944 | 87.55 | 90.314 | 93.196 | 96.147 | 99.1 | 101.946 | 104.9 | 108.29 | 112.021 | 116.172 | 120.681 | 125.475 | 130.555 | 135.951 | 141.265
NPgY | BSP | NG FES - System Transformation | Total peak demand (MW) | HULL EAST 132/33KV | 58.654 | 58.766 | 59.375 | 60.293 | 61.578 | 63.113 | 64.663 | 66.322 | 68.116 | 69.953 | 71.731 | 73.478 | 75.195 | 77.464 | 79.963 | 82.37 | 84.739 | 87.1 | 89.424 | 91.649 | 93.888 | 96.208 | 98.669 | 101.323 | 104.138 | 107.106 | 110.212 | 113.481 | 116.717
NPgY | BSP | NG FES - System Transformation | Total peak demand (MW) | HULL SOUTH | 68.315 | 68.154 | 68.692 | 69.572 | 70.871 | 72.445 | 74.001 | 75.667 | 77.502 | 79.338 | 81.096 | 82.801 | 84.455 | 87.093 | 90.501 | 93.75 | 96.897 | 100.053 | 103.195 | 106.255 | 109.417 | 112.744 | 116.354 | 120.324 | 124.604 | 129.164 | 133.933 | 138.961 | 143.925
NPgY | BSP | NG FES - System Transformation | Total peak demand (MW) | HULL WEST | 49.968 | 50.42 | 51.528 | 52.922 | 54.669 | 56.593 | 58.5 | 60.506 | 62.638 | 64.786 | 66.839 | 68.827 | 70.757 | 73.243 | 75.856 | 78.459 | 81.064 | 83.678 | 86.246 | 88.703 | 91.175 | 93.787 | 96.558 | 99.539 | 102.692 | 106.016 | 109.496 | 113.152 | 116.779
NPgY | BSP | NG FES - System Transformation | Total peak demand (MW) | HUMBERSTON | 25.919 | 25.887 | 26.179 | 26.658 | 27.358 | 28.195 | 28.999 | 29.834 | 30.719 | 31.593 | 32.396 | 33.148 | 33.852 | 34.979 | 36.226 | 37.428 | 38.643 | 39.888 | 41.153 | 42.399 | 43.713 | 45.135 | 46.708 | 48.465 | 50.379 | 52.421 | 54.584 | 56.88 | 59.144
NPgY | BSP | NG FES - System Transformation | Total peak demand (MW) | HUNNINGLEY | 32.158 | 32.396 | 32.965 | 33.665 | 34.562 | 35.598 | 36.728 | 37.913 | 39.159 | 40.419 | 41.627 | 42.793 | 43.915 | 45.296 | 46.349 | 47.533 | 48.759 | 49.996 | 51.22 | 52.406 | 53.615 | 54.857 | 56.178 | 57.601 | 59.103 | 60.682 | 62.333 | 64.065 | 65.798
NPgY | BSP | NG FES - System Transformation | Total peak demand (MW) | HUNSHELF | 62.831 | 63.094 | 63.808 | 64.645 | 65.651 | 66.727 | 67.807 | 68.936 | 70.139 | 71.338 | 72.475 | 73.565 | 74.615 | 76.05 | 77.495 | 78.995 | 80.507 | 82.028 | 83.528 | 84.976 | 86.454 | 88.048 | 89.763 | 91.629 | 93.622 | 95.736 | 97.952 | 100.286 | 102.604
NPgY | BSP | NG FES - System Transformation | Total peak demand (MW) | IMMINGHAM | 52.585 | 52.78 | 53.18 | 53.704 | 54.401 | 55.269 | 56.282 | 57.494 | 58.924 | 60.519 | 62.245 | 64.109 | 66.099 | 68.363 | 70.924 | 73.395 | 75.74 | 77.942 | 79.968 | 81.799 | 83.474 | 85.02 | 86.484 | 87.908 | 89.312 | 90.724 | 92.145 | 93.597 | 95.031
NPgY | BSP | NG FES - System Transformation | Total peak demand (MW) | KIRKHAW LANE | 56.623 | 56.992 | 57.781 | 58.746 | 59.926 | 61.241 | 62.577 | 63.997 | 65.533 | 67.095 | 68.635 | 70.17 | 71.709 | 73.625 | 75.594 | 77.705 | 79.848 | 82.004 | 84.11 | 86.135 | 88.159 | 90.31 | 92.56 | 94.94 | 97.429 | 100.036 | 102.734 | 105.541 | 108.339
NPgY | BSP | NG FES - System Transformation | Total peak demand (MW) | KIRKSTALL C 2/5 | 48.343 | 48.097 | 48.054 | 48.022 | 48.015 | 48.006 | 48.016 | 48.061 | 48.158 | 48.261 | 48.369 | 48.491 | 48.628 | 48.955 | 49.732 | 50.481 | 51.208 | 51.943 | 52.674 | 53.393 | 54.13 | 54.881 | 55.68 | 56.539 | 57.451 | 58.423 | 59.426 | 60.469 | 61.503
NPgY | BSP | NG FES - System Transformation | Total peak demand (MW) | KIRKSTALL C/RING ROAD HORSFORTH | 71.814 | 74.504 | 79.954 | 84.935 | 89.431 | 92.602 | 95.75 | 99.008 | 102.378 | 105.77 | 108.881 | 111.776 | 114.47 | 118.366 | 121.848 | 125.279 | 128.872 | 132.613 | 136.491 | 140.34 | 144.392 | 148.693 | 153.452 | 158.758 | 164.521 | 170.651 | 177.172 | 184.111 | 190.978
NPgY | BSP | NG FES - System Transformation | Total peak demand (MW) | LEEDS EAST | 67.421 | 67.249 | 67.511 | 67.877 | 68.388 | 68.983 | 69.652 | 70.453 | 71.411 | 72.454 | 73.514 | 74.619 | 75.775 | 77.484 | 79.765 | 81.933 | 84.059 | 86.168 | 88.25 | 90.263 | 92.286 | 94.29 | 96.403 | 98.671 | 101.084 | 103.632 | 106.292 | 109.09 | 111.86
NPgY | BSP | NG FES - System Transformation | Total peak demand (MW) | LEEDS NORTH | 53.334 | 54.13 | 56.168 | 58.226 | 60.342 | 62.166 | 63.991 | 65.895 | 67.902 | 69.905 | 71.764 | 73.509 | 75.138 | 77.484 | 80.235 | 82.726 | 85.138 | 87.554 | 89.993 | 92.372 | 94.839 | 97.363 | 100.111 | 103.142 | 106.4 | 109.859 | 113.499 | 117.345 | 121.126
NPgY | BSP | NG FES - System Transformation | Total peak demand (MW) | LINDLEY | 67.554 | 67.711 | 68.785 | 70.269 | 72.244 | 74.468 | 76.629 | 78.889 | 81.285 | 83.671 | 85.893 | 87.992 | 89.976 | 92.929 | 96.082 | 99.133 | 102.186 | 105.285 | 108.399 | 111.428 | 114.572 | 117.947 | 121.639 | 125.726 | 130.142 | 134.839 | 139.792 | 145.036 | 150.204
NPgY | BSP | NG FES - System Transformation | Total peak demand (MW) | LOW ROAD | 77.477 | 89.428 | 89.543 | 89.759 | 90.136 | 90.655 | 91.262 | 92.063 | 93.111 | 94.276 | 95.545 | 96.933 | 98.446 | 120.224 | 123.322 | 126.348 | 129.279 | 132.14 | 134.89 | 137.494 | 140.043 | 142.595 | 145.223 | 147.988 | 150.886 | 153.932 | 157.069 | 160.337 | 163.569
NPgY | BSP | NG FES - System Transformation | Total peak demand (MW) | MALLARD WAY | 86.02 | 85.993 | 86.153 | 86.421 | 86.816 | 87.325 | 87.877 | 88.525 | 89.287 | 90.117 | 90.995 | 91.932 | 92.93 | 94.225 | 95.826 | 97.427 | 99.029 | 100.634 | 102.215 | 103.745 | 105.263 | 106.81 | 108.402 | 110.064 | 111.792 | 113.588 | 115.434 | 117.345 | 119.244
NPgY | BSP | NG FES - System Transformation | Total peak demand (MW) | MENSTON | 47.567 | 47.888 | 48.975 | 50.17 | 51.507 | 52.792 | 54.026 | 55.319 | 56.709 | 58.083 | 59.357 | 60.562 | 61.711 | 63.348 | 65.191 | 67.053 | 68.915 | 70.79 | 72.639 | 74.411 | 76.215 | 78.189 | 80.315 | 82.635 | 85.11 | 87.741 | 90.497 | 93.397 | 96.265
NPgY | BSP | NG FES - System Transformation | Total peak demand (MW) | MOSS ROAD | 32.453 | 32.255 | 32.195 | 32.181 | 32.235 | 32.352 | 32.506 | 32.696 | 32.931 | 33.178 | 33.423 | 33.674 | 33.931 | 34.508 | 35.514 | 36.441 | 37.357 | 38.295 | 39.266 | 40.258 | 41.313 | 42.353 | 43.492 | 44.751 | 46.118 | 47.58 | 49.112 | 50.73 | 52.336
NPgY | BSP | NG FES - System Transformation | Total peak demand (MW) | OSGODBY 1/2 | 1.199 | 1.199 | 1.199 | 1.199 | 1.199 | 1.199 | 1.199 | 1.199 | 1.199 | 1.199 | 1.199 | 1.199 | 1.199 | 1.199 | 1.199 | 1.199 | 1.199 | 1.199 | 1.199 | 1.199 | 1.199 | 1.199 | 1.199 | 1.199 | 1.199 | 1.199 | 1.199 | 1.199 | 1.199
NPgY | BSP | NG FES - System Transformation | Total peak demand (MW) | OSGODBY 3/4 | 49.587 | 49.915 | 50.43 | 51.037 | 51.774 | 52.639 | 53.65 | 54.794 | 56.078 | 57.471 | 58.93 | 60.467 | 62.072 | 63.83 | 65.749 | 67.654 | 69.503 | 71.278 | 72.959 | 74.532 | 76.023 | 77.401 | 78.733 | 80.044 | 81.34 | 82.648 | 83.965 | 85.303 | 86.641
NPgY | BSP | NG FES - System Transformation | Total peak demand (MW) | RODLEY | 64.486 | 64.943 | 66.459 | 68.172 | 70.12 | 72.017 | 73.829 | 75.726 | 77.747 | 79.767 | 81.635 | 83.396 | 85.064 | 87.471 | 89.744 | 92.048 | 94.391 | 96.77 | 99.142 | 101.417 | 103.753 | 106.346 | 109.172 | 112.287 | 115.639 | 119.197 | 122.944 | 126.905 | 130.807
NPgY | BSP | NG FES - System Transformation | Total peak demand (MW) | SAINT ANDREWS ROAD 132/33KV | 55.795 | 55.541 | 55.618 | 55.868 | 56.314 | 56.891 | 57.451 | 58.095 | 58.854 | 59.651 | 60.443 | 61.251 | 62.088 | 63.577 | 65.254 | 67.012 | 68.817 | 70.671 | 72.543 | 74.393 | 76.333 | 78.428 | 80.724 | 83.265 | 86.037 | 88.988 | 92.092 | 95.378 | 98.624
NPgY | BSP | NG FES - System Transformation | Total peak demand (MW) | SALTEND 132/33KV | 10.388 | 10.407 | 10.432 | 10.463 | 10.499 | 10.54 | 10.587 | 10.638 | 10.694 | 10.755 | 10.82 | 10.889 | 10.962 | 11.04 | 11.124 | 11.211 | 11.301 | 11.394 | 11.487 | 11.581 | 11.673 | 11.766 | 11.859 | 11.952 | 12.045 | 12.138 | 12.231 | 12.324 | 12.416
NPgY | BSP | NG FES - System Transformation | Total peak demand (MW) | SANTON | 88.376 | 89.459 | 90.691 | 92.028 | 93.484 | 95.046 | 96.671 | 98.403 | 100.248 | 102.19 | 104.199 | 106.282 | 108.438 | 110.853 | 113.334 | 115.809 | 118.296 | 120.789 | 123.264 | 125.685 | 128.084 | 130.476 | 132.891 | 135.35 | 137.854 | 140.391 | 142.966 | 145.59 | 148.196
NPgY | BSP | NG FES - System Transformation | Total peak demand (MW) | SCUNTHORPE NORTH | 95.358 | 96.003 | 96.832 | 97.763 | 98.841 | 100.076 | 101.426 | 102.933 | 104.628 | 106.438 | 108.353 | 110.384 | 112.528 | 114.923 | 117.86 | 120.827 | 123.727 | 126.55 | 129.24 | 131.79 | 134.239 | 136.635 | 138.997 | 141.36 | 143.733 | 146.163 | 148.616 | 151.116 | 153.625
NPgY | BSP | NG FES - System Transformation | Total peak demand (MW) | SCUNTHORPE SOUTH | 30.526 | 30.916 | 31.434 | 32.035 | 32.74 | 33.522 | 34.326 | 35.159 | 36.024 | 36.902 | 37.763 | 38.614 | 39.456 | 40.365 | 41.391 | 42.397 | 43.406 | 44.419 | 45.426 | 46.41 | 47.39 | 48.364 | 49.358 | 50.379 | 51.42 | 52.491 | 53.59 | 54.721 | 55.853
NPgY | BSP | NG FES - System Transformation | Total peak demand (MW) | SILSDEN | 77.31 | 77.439 | 78.547 | 80.004 | 81.936 | 84.12 | 86.311 | 88.628 | 91.127 | 93.624 | 95.987 | 98.255 | 100.421 | 103.66 | 107.701 | 111.442 | 115.06 | 118.669 | 122.27 | 125.774 | 129.378 | 133.087 | 137.097 | 141.493 | 146.209 | 151.217 | 156.455 | 161.973 | 167.403
NPgY | BSP | NG FES - System Transformation | Total peak demand (MW) | SOWERBY BRIDGE 132/33KV | 62.912 | 63 | 63.846 | 65.017 | 66.579 | 68.352 | 70.082 | 71.921 | 73.917 | 75.922 | 77.832 | 79.685 | 81.479 | 84.112 | 87.077 | 89.936 | 92.748 | 95.561 | 98.341 | 101.018 | 103.763 | 106.706 | 109.886 | 113.372 | 117.119 | 121.091 | 125.257 | 129.651 | 133.974
NPgY | BSP | NG FES - System Transformation | Total peak demand (MW) | STAYGATE | 69.86 | 69.66 | 70.103 | 70.863 | 72.007 | 73.405 | 74.811 | 76.362 | 78.109 | 79.908 | 81.674 | 83.438 | 85.21 | 87.661 | 90.038 | 92.615 | 95.209 | 97.788 | 100.257 | 102.567 | 104.868 | 107.418 | 110.121 | 113.039 | 116.141 | 119.417 | 122.836 | 126.43 | 129.975
NPgY | BSP | NG FES - System Transformation | Total peak demand (MW) | THORNHILL 132KV | 80.327 | 80.448 | 81.671 | 83.364 | 85.661 | 88.327 | 91.091 | 94.032 | 97.198 | 100.397 | 103.5 | 106.51 | 109.44 | 113.362 | 116.098 | 119.445 | 122.926 | 126.454 | 129.874 | 133.107 | 136.39 | 140.104 | 144.111 | 148.497 | 153.195 | 158.167 | 163.382 | 168.885 | 174.334
NPgY | BSP | NG FES - System Transformation | Total peak demand (MW) | WAKEFIELD MONCKTON ROAD | 44.064 | 44.403 | 45.02 | 45.743 | 46.603 | 47.579 | 48.58 | 49.664 | 50.868 | 52.105 | 53.356 | 54.636 | 55.957 | 57.783 | 59.487 | 61.486 | 63.576 | 65.724 | 67.847 | 69.922 | 72.028 | 74.315 | 76.737 | 79.329 | 82.075 | 84.967 | 87.961 | 91.081 | 94.201
NPgY | BSP | NG FES - System Transformation | Total peak demand (MW) | WAKEFIELD NORTH | 66.87 | 67.596 | 69.373 | 71.513 | 74.103 | 76.908 | 79.747 | 82.73 | 85.905 | 89.115 | 92.196 | 95.188 | 98.112 | 101.869 | 104.551 | 107.768 | 111.171 | 114.637 | 118.032 | 121.269 | 124.539 | 128.176 | 132.071 | 136.293 | 140.784 | 145.516 | 150.477 | 155.697 | 160.882
NPgY | BSP | NG FES - System Transformation | Total peak demand (MW) | WEST MELTON | 74.848 | 75.811 | 78.094 | 80.728 | 83.892 | 87.288 | 90.893 | 94.665 | 98.628 | 102.617 | 106.408 | 110.043 | 113.521 | 118.049 | 122.291 | 126.704 | 131.196 | 135.744 | 140.302 | 144.761 | 149.346 | 154.002 | 159.011 | 164.462 | 170.272 | 176.427 | 182.887 | 189.701 | 196.498
NPgY | BSP | NG FES - System Transformation | Total peak demand (MW) | WHINMOOR | 57.986 | 58.677 | 60.572 | 62.662 | 65.033 | 67.374 | 69.732 | 72.18 | 74.737 | 77.296 | 79.653 | 81.856 | 83.918 | 86.632 | 89.03 | 91.444 | 93.919 | 96.425 | 98.944 | 101.382 | 103.891 | 106.559 | 109.463 | 112.662 | 116.095 | 119.738 | 123.604 | 127.71 | 131.777
NPgY | BSP | NG FES - System Transformation | Total peak demand (MW) | WOLD NEWTON | 44.993 | 45.632 | 46.866 | 48.339 | 50.131 | 52.109 | 54.079 | 56.112 | 58.247 | 60.358 | 62.369 | 64.303 | 66.159 | 68.528 | 71.154 | 73.767 | 76.344 | 78.924 | 81.475 | 83.949 | 86.463 | 89.103 | 91.903 | 94.905 | 98.067 | 101.404 | 104.867 | 108.484 | 112.084
NPgY | BSP | NG FES - System Transformation | Total peak demand (MW) | YARBOROUGH ROAD 132/33KV | 58.128 | 58.019 | 58.443 | 59.123 | 60.119 | 61.312 | 62.53 | 63.826 | 65.22 | 66.627 | 67.948 | 69.213 | 70.418 | 72.317 | 74.749 | 76.963 | 79.149 | 81.365 | 83.627 | 85.871 | 88.224 | 90.606 | 93.213 | 96.097 | 99.219 | 102.543 | 106.05 | 109.765 | 113.431
NPgN | BSP | NPg Best View | Total peak demand with ToUT (MW) | ANNFIELD | 52 | 51.903 | 52.217 | 54.603 | 55.893 | 57.409 | 58.501 | 59.444 | 60.549 | 61.669 | 62.614 | 63.51 | 64.35 | 65.482 | 68.514 | 71.491 | 74.333 | 77.022 | 79.348 | 81.356 | 83.111 | 85.358 | 87.754 | 90.121 | 92.448 | 94.748 | 97.029 | 99.287 | 101.045
NPgN | BSP | NPg Best View | Total peak demand with ToUT (MW) | BARRACK ROAD | 66.757 | 66.009 | 66.314 | 66.193 | 67.485 | 67.46 | 67.348 | 67.199 | 67.145 | 67.128 | 67.067 | 67.021 | 66.978 | 67.081 | 68.33 | 69.57 | 70.75 | 71.86 | 72.809 | 73.629 | 74.344 | 75.271 | 76.276 | 77.272 | 78.253 | 79.225 | 80.186 | 81.137 | 81.872
NPgN | BSP | NPg Best View | Total peak demand with ToUT (MW) | BLUCHER | 50.756 | 50.63 | 55.694 | 57.345 | 58.404 | 59.552 | 60.423 | 61.161 | 62.006 | 62.851 | 63.492 | 64.081 | 64.634 | 65.543 | 68.577 | 71.566 | 74.445 | 77.199 | 79.675 | 81.912 | 83.971 | 86.415 | 88.972 | 91.504 | 93.999 | 96.469 | 98.917 | 101.343 | 103.182
NPgN | BSP | NPg Best View | Total peak demand with ToUT (MW) | BOWESFIELD | 69.995 | 70.236 | 71.708 | 73.337 | 75.487 | 77.845 | 79.766 | 81.546 | 83.609 | 85.706 | 87.569 | 89.354 | 91.043 | 93.13 | 98.216 | 103.223 | 108.039 | 112.631 | 116.753 | 120.475 | 123.886 | 127.84 | 131.958 | 136.034 | 140.05 | 144.035 | 147.996 | 151.932 | 155.11
NPgN | BSP | NPg Best View | Total peak demand with ToUT (MW) | CHIRTON GRANGE | 46.76 | 46.849 | 47.471 | 49.301 | 50.941 | 52.687 | 53.974 | 55.102 | 56.434 | 57.769 | 58.914 | 59.979 | 60.958 | 62.299 | 65.78 | 69.209 | 72.504 | 75.63 | 78.394 | 80.845 | 83.07 | 85.768 | 88.613 | 91.428 | 94.198 | 96.943 | 99.673 | 102.385 | 104.485
NPgN | BSP | NPg Best View | Total peak demand with ToUT (MW) | COALBURNS | 61.069 | 60.861 | 61.082 | 61.553 | 62.391 | 63.218 | 63.82 | 64.401 | 65.201 | 66.026 | 66.767 | 67.459 | 68.088 | 68.83 | 70.531 | 72.183 | 73.734 | 75.181 | 76.404 | 77.436 | 78.329 | 79.443 | 80.623 | 81.778 | 82.9 | 84.006 | 85.102 | 86.186 | 86.996
NPgN | BSP | NPg Best View | Total peak demand with ToUT (MW) | DARLINGTON CENTRAL | 38.257 | 38.045 | 38.093 | 38.606 | 39.173 | 39.837 | 40.359 | 40.865 | 41.51 | 42.186 | 42.776 | 43.349 | 43.887 | 44.658 | 46.825 | 48.911 | 50.898 | 52.78 | 54.471 | 55.986 | 57.352 | 58.92 | 60.522 | 62.096 | 63.634 | 65.149 | 66.645 | 68.121 | 69.251
NPgN | BSP | NPg Best View | Total peak demand with ToUT (MW) | DARLINGTON NORTH | 62.749 | 63.703 | 68.377 | 69.555 | 70.598 | 71.824 | 72.748 | 73.591 | 79.912 | 81.016 | 81.973 | 82.891 | 83.748 | 116.841 | 119.435 | 121.958 | 124.329 | 126.533 | 128.386 | 129.952 | 131.31 | 133.056 | 134.916 | 136.741 | 138.519 | 140.27 | 142 | 143.707 | 145.024
NPgN | BSP | NPg Best View | Total peak demand with ToUT (MW) | DUNSTON | 94.507 | 93.703 | 95.416 | 96.957 | 97.588 | 98.463 | 99.04 | 99.558 | 100.306 | 101.129 | 101.81 | 102.48 | 103.118 | 104.331 | 108.594 | 112.746 | 116.736 | 120.546 | 123.997 | 127.116 | 129.959 | 133.261 | 136.678 | 140.054 | 143.378 | 146.665 | 149.921 | 153.146 | 155.582
NPgN | BSP | NPg Best View | Total peak demand with ToUT (MW) | FLATWORTH | 31.268 | 31.202 | 33.35 | 33.87 | 34.291 | 34.783 | 35.247 | 35.712 | 36.271 | 36.848 | 37.34 | 37.813 | 38.262 | 38.903 | 40.57 | 42.188 | 43.753 | 45.259 | 46.664 | 47.977 | 49.208 | 50.53 | 51.867 | 53.191 | 54.497 | 55.793 | 57.082 | 58.363 | 59.373
NPgN | BSP | NPg Best View | Total peak demand with ToUT (MW) | GOSFORTH | 66.867 | 66.576 | 66.741 | 68.093 | 69.25 | 70.529 | 71.419 | 72.147 | 73.052 | 73.978 | 74.725 | 75.42 | 76.059 | 76.979 | 79.727 | 82.463 | 85.075 | 87.533 | 89.629 | 91.427 | 93.022 | 95.096 | 97.339 | 99.556 | 101.734 | 103.889 | 106.026 | 108.142 | 109.742
NPgN | BSP | NPg Best View | Total peak demand with ToUT (MW) | HARROGATE 132/33KV | 50.16 | 50.192 | 50.704 | 52.271 | 53.457 | 56.376 | 57.251 | 58.015 | 58.944 | 59.864 | 60.621 | 61.317 | 61.945 | 62.712 | 64.723 | 66.719 | 68.628 | 70.418 | 71.953 | 73.286 | 74.475 | 75.955 | 77.543 | 79.112 | 80.648 | 82.169 | 83.681 | 85.182 | 86.379
NPgN | BSP | NPg Best View | Total peak demand with ToUT (MW) | HUSTHWAITE | 31.03 | 31.011 | 32.135 | 33.261 | 33.515 | 33.834 | 34.107 | 34.387 | 34.738 | 35.116 | 35.49 | 35.87 | 36.244 | 36.7 | 37.76 | 38.789 | 39.778 | 40.726 | 41.601 | 42.405 | 43.147 | 43.977 | 44.829 | 45.674 | 46.509 | 47.338 | 48.163 | 48.983 | 49.673
NPgN | BSP | NPg Best View | Total peak demand with ToUT (MW) | LEEMING BAR_SKEEBY | 84.52 | 84.801 | 87.033 | 88.623 | 89.935 | 91.418 | 92.933 | 94.448 | 96.177 | 97.982 | 99.636 | 101.294 | 102.909 | 104.684 | 108.226 | 111.672 | 114.968 | 118.105 | 120.964 | 123.591 | 126.011 | 128.66 | 131.37 | 134.051 | 136.697 | 139.322 | 141.931 | 144.524 | 146.789
NPgN | BSP | NPg Best View | Total peak demand with ToUT (MW) | LINTON | 43.055 | 43.413 | 46.694 | 50.405 | 51.813 | 53.242 | 54.457 | 55.647 | 57.113 | 58.589 | 59.915 | 61.151 | 62.272 | 63.496 | 66.219 | 68.817 | 71.266 | 73.568 | 75.613 | 77.422 | 79.032 | 80.854 | 82.716 | 84.539 | 86.311 | 88.061 | 89.8 | 91.525 | 92.908
NPgN | BSP | NPg Best View | Total peak demand with ToUT (MW) | MALTON GRID | 61.228 | 61.077 | 61.373 | 63.091 | 64.207 | 65.449 | 66.49 | 67.441 | 68.587 | 69.753 | 70.77 | 71.739 | 72.644 | 73.752 | 76.986 | 80.137 | 83.137 | 85.974 | 88.506 | 90.797 | 92.885 | 95.275 | 97.766 | 100.226 | 102.642 | 105.034 | 107.407 | 109.761 | 111.674
NPgN | BSP | NPg Best View | Total peak demand with ToUT (MW) | MELROSEGATE | 109.675 | 109.29 | 113.104 | 117.941 | 120.055 | 122.298 | 124.045 | 125.546 | 127.374 | 129.234 | 130.788 | 132.237 | 133.575 | 135.241 | 140.393 | 145.423 | 150.169 | 154.618 | 158.487 | 161.897 | 164.948 | 168.657 | 172.615 | 176.518 | 180.342 | 184.119 | 187.862 | 191.564 | 194.509
NPgN | BSP | NPg Best View | Total peak demand with ToUT (MW) | NORTH TEES | 109.215 | 109.027 | 121.782 | 122.934 | 124.245 | 125.914 | 127.288 | 128.649 | 130.324 | 132.133 | 133.869 | 135.616 | 137.32 | 139.355 | 144.073 | 148.63 | 152.95 | 157.003 | 160.603 | 163.827 | 166.736 | 170.135 | 173.667 | 177.155 | 180.588 | 183.986 | 187.355 | 190.695 | 193.455
NPgN | BSP | NPg Best View | Total peak demand with ToUT (MW) | POTTER HOUSE | 71.363 | 71.248 | 74.781 | 75.942 | 77.287 | 78.778 | 79.863 | 80.767 | 81.833 | 82.902 | 83.766 | 84.577 | 85.334 | 86.364 | 89.627 | 92.852 | 95.941 | 98.871 | 101.424 | 103.673 | 105.685 | 108.203 | 110.896 | 113.566 | 116.195 | 118.8 | 121.385 | 123.947 | 126.017
NPgN | BSP | NPg Best View | Total peak demand with ToUT (MW) | RAVENSWORTH | 48.74 | 48.319 | 54.976 | 55.674 | 55.861 | 56.274 | 56.739 | 57.323 | 58.597 | 59.535 | 60.519 | 61.55 | 62.569 | 65.303 | 67.051 | 68.67 | 70.138 | 71.452 | 72.565 | 73.484 | 74.215 | 75.049 | 75.89 | 76.695 | 77.471 | 78.227 | 78.968 | 79.697 | 80.251
NPgN | BSP | NPg Best View | Total peak demand with ToUT (MW) | SCARBOROUGH GRID | 67.724 | 67.368 | 67.492 | 68.368 | 69.468 | 70.796 | 71.908 | 72.952 | 74.236 | 75.541 | 76.67 | 77.738 | 78.715 | 80.05 | 84.026 | 87.868 | 91.542 | 95.047 | 98.245 | 101.151 | 103.8 | 106.76 | 109.79 | 112.778 | 115.708 | 118.605 | 121.479 | 124.327 | 126.574
NPgN | BSP | NPg Best View | Total peak demand with ToUT (MW) | SEAL SANDS | 25.208 | 41.188 | 44.143 | 44.15 | 44.104 | 44.072 | 44.055 | 44.054 | 44.08 | 44.109 | 44.142 | 44.18 | 44.221 | 44.269 | 44.334 | 44.402 | 44.473 | 44.545 | 44.619 | 44.694 | 44.77 | 44.848 | 44.926 | 45.005 | 45.084 | 45.163 | 45.241 | 45.319 | 45.396
NPgN | BSP | NPg Best View | Total peak demand with ToUT (MW) | SPADEADAM 33KV | 1.515 | 1.506 | 1.508 | 1.515 | 1.534 | 1.554 | 1.57 | 1.586 | 1.606 | 1.628 | 1.65 | 1.67 | 1.689 | 1.709 | 1.77 | 1.827 | 1.881 | 1.932 | 1.978 | 2.018 | 2.052 | 2.093 | 2.134 | 2.174 | 2.214 | 2.253 | 2.292 | 2.33 | 2.363
NPgN | BSP | NPg Best View | Total peak demand with ToUT (MW) | SPENNYMOOR 132/66KV | 66.867 | 67.249 | 70.847 | 83.232 | 94.871 | 99.354 | 102.637 | 105.656 | 109.303 | 113.009 | 116.407 | 119.594 | 122.532 | 125.908 | 132.694 | 139.342 | 145.6 | 151.386 | 156.227 | 160.294 | 163.831 | 168.397 | 173.282 | 178.071 | 182.733 | 187.329 | 191.88 | 196.381 | 199.795
NPgN | BSP | NPg Best View | Total peak demand with ToUT (MW) | TORONTO | 51.321 | 51.219 | 51.373 | 52.056 | 53.018 | 54.149 | 54.983 | 55.664 | 56.427 | 57.236 | 57.916 | 58.605 | 59.285 | 60.364 | 63.724 | 67.042 | 70.231 | 73.265 | 75.963 | 78.368 | 80.559 | 83.23 | 86.051 | 88.846 | 91.607 | 94.341 | 97.051 | 99.736 | 101.835
NPgN | BSP | NPg Best View | Total peak demand with ToUT (MW) | WORMALD GREEN 132/33KV | 43.266 | 43.059 | 45.364 | 46.53 | 46.991 | 47.595 | 48.14 | 48.684 | 49.377 | 50.169 | 50.962 | 51.789 | 52.605 | 53.55 | 55.573 | 57.543 | 59.39 | 61.099 | 62.569 | 63.842 | 64.966 | 66.299 | 67.707 | 69.091 | 70.45 | 71.793 | 73.122 | 74.44 | 75.5
NPgY | BSP | NPg Best View | Total peak demand with ToUT (MW) | ATTERCLIFFE | 43.088 | 42.771 | 42.625 | 42.667 | 43.015 | 43.509 | 43.746 | 44.047 | 44.443 | 44.884 | 45.263 | 45.653 | 46.036 | 46.595 | 48.263 | 49.894 | 51.426 | 52.842 | 54.034 | 55.045 | 55.916 | 57.158 | 58.368 | 59.554 | 60.712 | 61.851 | 62.975 | 64.084 | 64.949
NPgY | BSP | NPg Best View | Total peak demand with ToUT (MW) | BARUGH 132/66KV | 59.217 | 59.403 | 60.23 | 61.589 | 63.65 | 66.136 | 67.828 | 69.662 | 71.851 | 74.073 | 76.138 | 78.11 | 79.959 | 98.469 | 103.189 | 107.754 | 112.089 | 116.168 | 119.746 | 122.888 | 125.666 | 129.201 | 132.649 | 136.037 | 139.341 | 142.606 | 145.849 | 149.07 | 151.69
NPgY | BSP | NPg Best View | Total peak demand with ToUT (MW) | BEESTON ROYDS 132/33KV | 88.64 | 88.26 | 88.658 | 89.346 | 90.66 | 92.135 | 93.202 | 94.467 | 96.106 | 97.843 | 99.431 | 100.982 | 102.448 | 104.35 | 109.038 | 113.519 | 117.743 | 121.7 | 125.206 | 128.318 | 131.082 | 134.39 | 137.6 | 140.737 | 143.785 | 146.785 | 149.75 | 152.681 | 154.993
NPgY | BSP | NPg Best View | Total peak demand with ToUT (MW) | BEVERLEY 132/33KV | 83.559 | 83.671 | 84.543 | 86.074 | 88.498 | 91.476 | 93.383 | 95.429 | 97.897 | 100.358 | 102.578 | 104.663 | 106.588 | 109.029 | 115.023 | 120.867 | 126.457 | 131.748 | 136.434 | 140.608 | 144.365 | 149.138 | 153.817 | 158.432 | 162.957 | 167.442 | 171.903 | 176.338 | 179.975
NPgY | BSP | NPg Best View | Total peak demand with ToUT (MW) | BINGLEY 132/33KV | 47.348 | 47.275 | 47.686 | 48.479 | 49.831 | 51.498 | 52.565 | 53.724 | 55.148 | 56.584 | 57.851 | 59.037 | 60.124 | 61.545 | 64.855 | 68.026 | 71.029 | 73.846 | 76.306 | 78.442 | 80.315 | 82.756 | 85.124 | 87.439 | 89.687 | 91.9 | 94.089 | 96.254 | 97.93
NPgY | BSP | NPg Best View | Total peak demand with ToUT (MW) | BLACKBURN MEADOWS B | 62.941 | 62.379 | 61.922 | 61.598 | 61.483 | 61.558 | 61.5 | 61.581 | 61.834 | 62.186 | 62.6 | 63.052 | 63.508 | 64.093 | 65.455 | 66.742 | 67.931 | 69.016 | 69.941 | 70.73 | 71.404 | 72.284 | 73.135 | 73.963 | 74.77 | 75.561 | 76.341 | 77.11 | 77.713
NPgY | BSP | NPg Best View | Total peak demand with ToUT (MW) | BLYTON | 45.164 | 45.511 | 46.314 | 47.464 | 49.106 | 51.034 | 52.553 | 54.185 | 56.111 | 58.058 | 59.876 | 61.611 | 63.239 | 65.121 | 68.76 | 72.276 | 75.635 | 78.818 | 81.685 | 84.284 | 86.659 | 89.429 | 92.136 | 94.801 | 97.407 | 99.99 | 102.563 | 105.124 | 107.252
NPgY | BSP | NPg Best View | Total peak demand with ToUT (MW) | BRADFORD | 75.273 | 75.173 | 75.923 | 77.109 | 79.062 | 81.215 | 82.571 | 84.048 | 85.859 | 87.692 | 89.314 | 90.86 | 92.29 | 94.088 | 98.637 | 102.999 | 107.102 | 110.938 | 114.235 | 117.059 | 119.51 | 122.81 | 126.009 | 129.132 | 132.162 | 135.141 | 138.083 | 140.987 | 143.283
NPgY | BSP | NPg Best View | Total peak demand with ToUT (MW) | BRAMHAM | 63.847 | 63.633 | 63.757 | 67.431 | 68.162 | 69.046 | 69.832 | 70.777 | 79.39 | 80.664 | 81.871 | 83.109 | 84.321 | 106.124 | 108.771 | 111.325 | 113.701 | 115.878 | 117.728 | 119.332 | 120.734 | 122.466 | 124.136 | 125.764 | 127.346 | 128.901 | 130.434 | 131.948 | 133.237
NPgY | BSP | NPg Best View | Total peak demand with ToUT (MW) | BRANSHOLME | 44.319 | 44.082 | 44.18 | 44.593 | 45.455 | 46.587 | 47.202 | 47.863 | 48.704 | 49.523 | 50.177 | 50.755 | 51.263 | 52.167 | 54.838 | 57.448 | 59.968 | 62.372 | 64.511 | 66.41 | 68.115 | 70.312 | 72.468 | 74.594 | 76.675 | 78.736 | 80.784 | 82.815 | 84.366
NPgY | BSP | NPg Best View | Total peak demand with ToUT (MW) | BRIGHOUSE 132/33KV | 65.423 | 65.145 | 65.384 | 66.03 | 67.327 | 68.943 | 70.001 | 71.174 | 72.628 | 74.117 | 75.431 | 76.688 | 77.852 | 106.223 | 109.761 | 113.167 | 116.377 | 119.371 | 121.953 | 124.173 | 126.109 | 128.677 | 131.168 | 133.603 | 135.969 | 138.299 | 140.605 | 142.886 | 144.667
NPgY | BSP | NPg Best View | Total peak demand with ToUT (MW) | DONCASTER B/THORPE MARSH | 108.798 | 109.371 | 111.343 | 114.284 | 118.619 | 123.735 | 127.565 | 131.776 | 136.82 | 141.998 | 146.827 | 151.47 | 155.834 | 185.668 | 196.626 | 207.14 | 217.119 | 226.494 | 234.846 | 242.33 | 249.079 | 257.085 | 264.874 | 272.512 | 279.956 | 287.308 | 294.6 | 301.835 | 307.683
NPgY | BSP | NPg Best View | Total peak demand with ToUT (MW) | DONCASTER CENTRAL | 25.258 | 25.26 | 25.462 | 25.832 | 26.452 | 27.196 | 27.679 | 28.193 | 28.808 | 29.425 | 29.969 | 30.486 | 30.965 | 31.55 | 32.957 | 34.327 | 35.629 | 36.846 | 37.9 | 38.824 | 39.646 | 40.75 | 41.83 | 42.895 | 43.936 | 44.967 | 45.992 | 47.01 | 47.843
NPgY | BSP | NPg Best View | Total peak demand with ToUT (MW) | DRIFFIELD/BEVERLEY GROUP | 113.182 | 113.201 | 113.609 | 114.299 | 115.665 | 117.331 | 118.817 | 120.43 | 122.276 | 124.193 | 125.887 | 127.585 | 129.245 | 131.423 | 136.992 | 142.409 | 147.624 | 152.63 | 157.233 | 161.516 | 165.501 | 170.004 | 174.443 | 178.837 | 183.169 | 187.467 | 191.741 | 195.992 | 199.59
NPgY | BSP | NPg Best View | Total peak demand with ToUT (MW) | FEATHERSTONE | 70.681 | 71.161 | 72.327 | 74.078 | 76.64 | 79.762 | 82.192 | 84.913 | 88.166 | 91.561 | 94.85 | 98.07 | 101.135 | 104.518 | 110.69 | 116.593 | 122.141 | 127.297 | 131.823 | 135.833 | 139.411 | 143.718 | 147.899 | 151.991 | 155.98 | 159.921 | 163.833 | 167.719 | 170.983
NPgY | BSP | NPg Best View | Total peak demand with ToUT (MW) | GIRLINGTON | 52.559 | 52.148 | 51.946 | 51.932 | 52.289 | 52.812 | 53.003 | 53.228 | 53.53 | 53.847 | 54.049 | 54.249 | 54.439 | 54.899 | 56.913 | 58.862 | 60.721 | 62.474 | 63.995 | 65.313 | 66.464 | 68.052 | 69.606 | 71.132 | 72.623 | 74.089 | 75.532 | 76.953 | 78.06
NPgY | BSP | NPg Best View | Total peak demand with ToUT (MW) | HALIFAX 132/33KV | 27.285 | 27.142 | 27.177 | 27.343 | 27.726 | 28.241 | 28.563 | 28.925 | 29.39 | 29.864 | 30.299 | 30.716 | 31.102 | 31.601 | 32.968 | 34.272 | 35.504 | 36.661 | 37.688 | 38.593 | 39.393 | 40.398 | 41.377 | 42.335 | 43.268 | 44.188 | 45.098 | 45.999 | 46.723
NPgY | BSP | NPg Best View | Total peak demand with ToUT (MW) | HECKMONDWIKE | 41.169 | 41.074 | 41.392 | 42.116 | 43.388 | 44.919 | 45.929 | 47.042 | 48.388 | 49.774 | 51.016 | 52.208 | 53.321 | 54.601 | 57.196 | 59.732 | 62.094 | 64.269 | 66.05 | 67.516 | 68.756 | 70.578 | 72.337 | 74.049 | 75.707 | 77.336 | 78.947 | 80.541 | 81.763
NPgY | BSP | NPg Best View | Total peak demand with ToUT (MW) | HOLMFIELD | 57.292 | 57.308 | 58.048 | 59.482 | 61.787 | 64.571 | 66.106 | 67.76 | 69.781 | 71.792 | 73.547 | 75.169 | 76.642 | 78.696 | 83.514 | 88.18 | 92.6 | 96.709 | 100.192 | 103.139 | 105.692 | 109.378 | 112.96 | 116.466 | 119.875 | 123.233 | 126.554 | 129.838 | 132.312
NPgY | BSP | NPg Best View | Total peak demand with ToUT (MW) | HULL EAST 132/33KV | 58.419 | 58.291 | 58.535 | 59.12 | 60.224 | 61.679 | 62.769 | 63.998 | 65.53 | 67.113 | 68.579 | 69.986 | 71.301 | 72.892 | 76.075 | 79.116 | 81.995 | 84.705 | 87.114 | 89.244 | 91.144 | 93.431 | 95.652 | 97.826 | 99.944 | 102.035 | 104.111 | 106.172 | 107.81
NPgY | BSP | NPg Best View | Total peak demand with ToUT (MW) | HULL SOUTH | 67.96 | 67.573 | 67.696 | 68.26 | 69.492 | 71.154 | 72.205 | 73.367 | 74.838 | 76.34 | 77.716 | 79.021 | 80.225 | 81.929 | 86.678 | 91.261 | 95.634 | 99.799 | 103.562 | 106.941 | 109.985 | 113.658 | 117.251 | 120.788 | 124.248 | 127.67 | 131.069 | 134.442 | 137.112
NPgY | BSP | NPg Best View | Total peak demand with ToUT (MW) | HULL WEST | 49.708 | 49.867 | 50.535 | 51.579 | 53.186 | 55.099 | 56.474 | 57.977 | 59.791 | 61.63 | 63.306 | 64.896 | 66.375 | 68.147 | 71.758 | 75.211 | 78.479 | 81.556 | 84.259 | 86.635 | 88.746 | 91.366 | 93.908 | 96.396 | 98.816 | 101.203 | 103.567 | 105.909 | 107.798
NPgY | BSP | NPg Best View | Total peak demand with ToUT (MW) | HUMBERSTON | 25.731 | 25.618 | 25.745 | 26.115 | 26.804 | 27.694 | 28.212 | 28.765 | 29.454 | 30.132 | 30.705 | 31.224 | 31.688 | 32.415 | 34.418 | 36.375 | 38.253 | 40.036 | 41.615 | 43.017 | 44.279 | 45.878 | 47.44 | 48.974 | 50.472 | 51.95 | 53.414 | 54.864 | 55.966
NPgY | BSP | NPg Best View | Total peak demand with ToUT (MW) | HUNNINGLEY | 31.911 | 31.985 | 32.342 | 32.918 | 33.767 | 34.794 | 35.587 | 36.444 | 37.467 | 38.499 | 39.455 | 40.362 | 41.211 | 42.161 | 43.895 | 45.561 | 47.137 | 48.607 | 49.894 | 51.036 | 52.054 | 53.288 | 54.488 | 55.664 | 56.802 | 57.926 | 59.043 | 60.155 | 61.068
NPgY | BSP | NPg Best View | Total peak demand with ToUT (MW) | HUNSHELF | 62.494 | 62.534 | 62.92 | 63.517 | 64.451 | 65.549 | 66.277 | 67.083 | 68.086 | 69.097 | 70.016 | 70.884 | 71.691 | 72.696 | 74.974 | 77.178 | 79.271 | 81.235 | 82.96 | 84.485 | 85.845 | 87.568 | 89.248 | 90.898 | 92.507 | 94.097 | 95.674 | 97.239 | 98.502
NPgY | BSP | NPg Best View | Total peak demand with ToUT (MW) | IMMINGHAM | 52.423 | 52.444 | 52.62 | 52.935 | 53.548 | 54.437 | 55.462 | 56.785 | 58.466 | 60.375 | 62.401 | 64.486 | 66.525 | 68.563 | 71.109 | 73.436 | 75.531 | 77.394 | 79.001 | 80.384 | 81.574 | 82.78 | 83.901 | 84.962 | 85.975 | 86.958 | 87.924 | 88.875 | 89.69
NPgY | BSP | NPg Best View | Total peak demand with ToUT (MW) | KIRKHAW LANE | 56.312 | 56.417 | 56.828 | 57.488 | 58.552 | 59.83 | 60.787 | 61.841 | 63.099 | 64.391 | 65.584 | 66.745 | 67.853 | 69.122 | 71.702 | 74.217 | 76.612 | 78.866 | 80.846 | 82.603 | 84.179 | 86.141 | 88.059 | 89.945 | 91.791 | 93.617 | 95.429 | 97.226 | 98.744
NPgY | BSP | NPg Best View | Total peak demand with ToUT (MW) | KIRKSTALL C 2/5 | 48.193 | 47.729 | 47.401 | 47.094 | 46.916 | 46.78 | 46.62 | 46.497 | 46.44 | 46.398 | 46.332 | 46.275 | 46.219 | 46.275 | 47.163 | 48.027 | 48.856 | 49.652 | 50.382 | 51.053 | 51.663 | 52.365 | 53.054 | 53.734 | 54.4 | 55.057 | 55.704 | 56.343 | 56.855
NPgY | BSP | NPg Best View | Total peak demand with ToUT (MW) | KIRKSTALL C/RING ROAD HORSFORTH | 71.375 | 72.584 | 76.238 | 79.931 | 84.189 | 87.461 | 89.676 | 92.028 | 94.839 | 97.607 | 99.902 | 102.003 | 103.924 | 106.709 | 113.029 | 119.081 | 124.831 | 130.277 | 135.092 | 139.358 | 143.169 | 147.942 | 152.579 | 157.114 | 161.512 | 165.84 | 170.12 | 174.35 | 177.547
NPgY | BSP | NPg Best View | Total peak demand with ToUT (MW) | LEEDS EAST | 67.26 | 66.822 | 66.734 | 66.782 | 67.249 | 67.871 | 68.487 | 69.247 | 70.219 | 71.296 | 72.254 | 73.227 | 74.17 | 75.417 | 78.346 | 81.122 | 83.73 | 86.169 | 88.358 | 90.323 | 92.08 | 94.074 | 96.006 | 97.892 | 99.728 | 101.533 | 103.314 | 105.075 | 106.455
NPgY | BSP | NPg Best View | Total peak demand with ToUT (MW) | LEEDS NORTH | 53.073 | 53.18 | 54.31 | 55.605 | 57.295 | 58.867 | 59.923 | 61.087 | 62.585 | 64.08 | 65.423 | 66.658 | 67.772 | 69.315 | 73.003 | 76.518 | 79.859 | 83.033 | 85.911 | 88.504 | 90.845 | 93.588 | 96.253 | 98.86 | 101.39 | 103.882 | 106.35 | 108.792 | 110.66
NPgY | BSP | NPg Best View | Total peak demand with ToUT (MW) | LINDLEY | 67.156 | 66.983 | 67.509 | 68.576 | 70.415 | 72.671 | 74.07 | 75.584 | 77.467 | 79.34 | 80.975 | 82.482 | 83.845 | 85.774 | 90.605 | 95.261 | 99.702 | 103.901 | 107.615 | 110.89 | 113.808 | 117.5 | 121.095 | 124.618 | 128.046 | 131.426 | 134.774 | 138.087 | 140.626
NPgY | BSP | NPg Best View | Total peak demand with ToUT (MW) | LOW ROAD | 77.21 | 88.826 | 88.492 | 88.373 | 88.688 | 89.33 | 89.812 | 90.548 | 91.601 | 92.848 | 94.161 | 95.535 | 96.887 | 118.106 | 121.964 | 125.585 | 128.95 | 132.054 | 134.8 | 137.228 | 139.362 | 141.826 | 144.202 | 146.511 | 148.753 | 150.951 | 153.113 | 155.244 | 156.959
NPgY | BSP | NPg Best View | Total peak demand with ToUT (MW) | MALLARD WAY | 85.767 | 85.374 | 85.087 | 84.891 | 84.947 | 85.172 | 85.352 | 85.657 | 86.133 | 86.687 | 87.24 | 87.821 | 88.401 | 89.131 | 90.713 | 92.231 | 93.671 | 95.024 | 96.239 | 97.333 | 98.32 | 99.482 | 100.618 | 101.734 | 102.83 | 103.913 | 104.985 | 106.047 | 106.93
NPgY | BSP | NPg Best View | Total peak demand with ToUT (MW) | MENSTON | 47.343 | 47.338 | 47.949 | 48.794 | 50.059 | 51.401 | 52.218 | 53.1 | 54.197 | 55.288 | 56.221 | 57.082 | 57.863 | 58.913 | 61.722 | 64.417 | 66.972 | 69.372 | 71.466 | 73.291 | 74.893 | 76.993 | 79.035 | 81.034 | 82.976 | 84.888 | 86.778 | 88.645 | 90.123
NPgY | BSP | NPg Best View | Total peak demand with ToUT (MW) | MOSS ROAD | 32.362 | 32.067 | 31.863 | 31.719 | 31.728 | 31.821 | 31.888 | 31.98 | 32.128 | 32.288 | 32.406 | 32.525 | 32.641 | 32.961 | 34.341 | 35.678 | 36.972 | 38.219 | 39.385 | 40.483 | 41.507 | 42.628 | 43.732 | 44.824 | 45.897 | 46.959 | 48.012 | 49.058 | 49.881
NPgY | BSP | NPg Best View | Total peak demand with ToUT (MW) | OSGODBY 1/2 | 1.195 | 1.193 | 1.19 | 1.186 | 1.183 | 1.181 | 1.179 | 1.178 | 1.177 | 1.177 | 1.177 | 1.176 | 1.176 | 1.176 | 1.176 | 1.176 | 1.176 | 1.176 | 1.176 | 1.176 | 1.176 | 1.176 | 1.176 | 1.176 | 1.176 | 1.176 | 1.176 | 1.176 | 1.176
NPgY | BSP | NPg Best View | Total peak demand with ToUT (MW) | OSGODBY 3/4 | 49.455 | 49.542 | 49.766 | 50.084 | 50.621 | 51.33 | 52.172 | 53.2 | 54.469 | 55.869 | 57.306 | 58.771 | 60.206 | 61.677 | 63.638 | 65.469 | 67.164 | 68.719 | 70.115 | 71.38 | 72.529 | 73.672 | 74.766 | 75.825 | 76.851 | 77.859 | 78.857 | 79.847 | 80.714
NPgY | BSP | NPg Best View | Total peak demand with ToUT (MW) | RODLEY | 64.18 | 64.199 | 65.086 | 66.347 | 68.235 | 70.244 | 71.454 | 72.763 | 74.387 | 76.007 | 77.386 | 78.656 | 79.805 | 81.375 | 85.123 | 88.698 | 92.076 | 95.231 | 97.953 | 100.282 | 102.3 | 105.062 | 107.739 | 110.355 | 112.888 | 115.379 | 117.841 | 120.271 | 122.126
NPgY | BSP | NPg Best View | Total peak demand with ToUT (MW) | SAINT ANDREWS ROAD 132/33KV | 55.486 | 55.142 | 55.057 | 55.243 | 55.887 | 56.727 | 57.194 | 57.733 | 58.398 | 59.113 | 59.716 | 60.323 | 60.911 | 61.865 | 64.665 | 67.407 | 70.023 | 72.487 | 74.638 | 76.52 | 78.192 | 80.394 | 82.55 | 84.672 | 86.751 | 88.803 | 90.834 | 92.847 | 94.397
NPgY | BSP | NPg Best View | Total peak demand with ToUT (MW) | SALTEND 132/33KV | 10.36 | 10.331 | 10.3 | 10.268 | 10.243 | 10.225 | 10.213 | 10.209 | 10.215 | 10.224 | 10.236 | 10.249 | 10.265 | 10.283 | 10.307 | 10.331 | 10.357 | 10.383 | 10.411 | 10.439 | 10.468 | 10.497 | 10.527 | 10.557 | 10.588 | 10.619 | 10.649 | 10.679 | 10.709
NPgY | BSP | NPg Best View | Total peak demand with ToUT (MW) | SANTON | 88.128 | 88.806 | 89.612 | 90.532 | 91.79 | 93.239 | 94.713 | 96.342 | 98.247 | 100.214 | 102.122 | 104.008 | 105.835 | 107.714 | 109.97 | 112.12 | 114.159 | 116.081 | 117.848 | 119.473 | 120.986 | 122.581 | 124.125 | 125.632 | 127.098 | 128.543 | 129.973 | 131.386 | 132.646
NPgY | BSP | NPg Best View | Total peak demand with ToUT (MW) | SCUNTHORPE NORTH | 95.023 | 95.333 | 95.732 | 96.226 | 97.013 | 98.05 | 99.172 | 100.529 | 102.178 | 103.993 | 105.874 | 107.806 | 109.713 | 111.645 | 114.491 | 117.202 | 119.743 | 122.11 | 124.248 | 126.202 | 127.992 | 129.877 | 131.705 | 133.496 | 135.254 | 136.992 | 138.716 | 140.43 | 142.014
NPgY | BSP | NPg Best View | Total peak demand with ToUT (MW) | SCUNTHORPE SOUTH | 30.443 | 30.638 | 30.911 | 31.245 | 31.722 | 32.287 | 32.796 | 33.343 | 33.977 | 34.616 | 35.202 | 35.771 | 36.317 | 36.95 | 38.028 | 39.076 | 40.094 | 41.077 | 41.992 | 42.848 | 43.651 | 44.534 | 45.401 | 46.258 | 47.101 | 47.936 | 48.767 | 49.591 | 50.304
NPgY | BSP | NPg Best View | Total peak demand with ToUT (MW) | SILSDEN | 76.981 | 76.72 | 77.199 | 78.132 | 79.816 | 81.923 | 83.375 | 84.969 | 86.987 | 89.021 | 90.871 | 92.606 | 94.192 | 96.352 | 101.797 | 106.997 | 111.945 | 116.635 | 120.882 | 124.707 | 128.152 | 132.196 | 136.13 | 139.983 | 143.73 | 147.423 | 151.078 | 154.694 | 157.513
NPgY | BSP | NPg Best View | Total peak demand with ToUT (MW) | SOWERBY BRIDGE 132/33KV | 62.563 | 62.383 | 62.785 | 63.641 | 65.138 | 67.002 | 68.167 | 69.465 | 71.095 | 72.755 | 74.272 | 75.712 | 77.039 | 78.814 | 83.059 | 87.135 | 90.999 | 94.629 | 97.828 | 100.638 | 103.142 | 106.297 | 109.363 | 112.361 | 115.278 | 118.152 | 120.995 | 123.808 | 125.984
NPgY | BSP | NPg Best View | Total peak demand with ToUT (MW) | STAYGATE | 69.399 | 69.021 | 69.134 | 69.725 | 71.019 | 72.702 | 73.775 | 75.016 | 76.582 | 78.233 | 79.741 | 81.212 | 82.596 | 84.261 | 87.996 | 91.596 | 94.957 | 98.047 | 100.639 | 102.819 | 104.689 | 107.274 | 109.77 | 112.2 | 114.555 | 116.868 | 119.151 | 121.404 | 123.157
NPgY | BSP | NPg Best View | Total peak demand with ToUT (MW) | THORNHILL 132KV | 79.357 | 79.116 | 79.689 | 81.089 | 83.472 | 86.442 | 88.223 | 90.218 | 92.724 | 95.277 | 97.675 | 99.952 | 102.06 | 104.533 | 109.836 | 115.022 | 119.872 | 124.339 | 128.06 | 131.193 | 133.884 | 137.716 | 141.432 | 145.067 | 148.596 | 152.078 | 155.532 | 158.956 | 161.613
NPgY | BSP | NPg Best View | Total peak demand with ToUT (MW) | WAKEFIELD MONCKTON ROAD | 43.74 | 43.904 | 44.267 | 44.882 | 45.849 | 47.034 | 47.825 | 48.699 | 49.703 | 50.761 | 51.776 | 52.799 | 53.805 | 55.033 | 57.855 | 60.618 | 63.249 | 65.74 | 67.931 | 69.887 | 71.642 | 73.883 | 76.088 | 78.268 | 80.414 | 82.541 | 84.653 | 86.751 | 88.53
NPgY | BSP | NPg Best View | Total peak demand with ToUT (MW) | WAKEFIELD NORTH | 66.169 | 66.523 | 67.702 | 69.559 | 72.256 | 75.382 | 77.435 | 79.669 | 82.331 | 85.036 | 87.52 | 89.889 | 92.108 | 94.695 | 99.748 | 104.665 | 109.296 | 113.58 | 117.188 | 120.261 | 122.92 | 126.6 | 130.171 | 133.665 | 137.057 | 140.401 | 143.711 | 146.988 | 149.602
NPgY | BSP | NPg Best View | Total peak demand with ToUT (MW) | WEST MELTON | 74.259 | 74.738 | 76.343 | 78.571 | 81.731 | 85.293 | 88.111 | 91.104 | 94.617 | 98.131 | 101.295 | 104.276 | 107.049 | 110.352 | 117.089 | 123.582 | 129.767 | 135.611 | 140.829 | 145.521 | 149.738 | 154.675 | 159.483 | 164.202 | 168.788 | 173.321 | 177.824 | 182.3 | 185.932
NPgY | BSP | NPg Best View | Total peak demand with ToUT (MW) | WHINMOOR | 57.603 | 57.741 | 58.888 | 60.443 | 62.579 | 64.866 | 66.382 | 68.03 | 70.069 | 72.1 | 73.882 | 75.51 | 76.985 | 78.864 | 82.798 | 86.556 | 90.103 | 93.406 | 96.274 | 98.774 | 100.973 | 103.802 | 106.539 | 109.211 | 111.793 | 114.335 | 116.852 | 119.341 | 121.243
NPgY | BSP | NPg Best View | Total peak demand with ToUT (MW) | WOLD NEWTON | 44.77 | 45.139 | 45.955 | 47.084 | 48.692 | 50.581 | 51.989 | 53.462 | 55.188 | 56.896 | 58.468 | 59.95 | 61.325 | 62.925 | 66.303 | 69.557 | 72.671 | 75.637 | 78.323 | 80.756 | 82.967 | 85.614 | 88.208 | 90.769 | 93.278 | 95.768 | 98.249 | 100.718 | 102.805
NPgY | BSP | NPg Best View | Total peak demand with ToUT (MW) | YARBOROUGH ROAD 132/33KV | 57.891 | 57.529 | 57.561 | 57.894 | 58.691 | 59.78 | 60.517 | 61.348 | 62.438 | 63.535 | 64.488 | 65.369 | 66.168 | 67.411 | 70.761 | 73.991 | 77.089 | 80.04 | 82.723 | 85.165 | 87.398 | 89.967 | 92.473 | 94.932 | 97.328 | 99.692 | 102.032 | 104.35 | 106.117
NPgN | BSP | NG FES - Consumer Transformation | Peak utilisation (percent - whole number) | ANNFIELD | 59.2 | 59.2 | 59.7 | 62.6 | 64.2 | 66.1 | 67.4 | 68.6 | 70 | 71.4 | 72.7 | 73.9 | 75.1 | 76.6 | 80.3 | 83.8 | 87.3 | 90.6 | 93.4 | 95.8 | 97.9 | 100.6 | 103.4 | 106.2 | 108.9 | 111.5 | 114.2 | 116.8 | 118.8
NPgN | BSP | NG FES - Consumer Transformation | Peak utilisation (percent - whole number) | BARRACK ROAD | 58.8 | 58.2 | 58.6 | 58.6 | 59.9 | 59.9 | 59.8 | 59.7 | 59.6 | 59.6 | 59.6 | 59.6 | 59.6 | 59.7 | 60.9 | 62 | 63.1 | 64.1 | 65 | 65.8 | 66.4 | 67.3 | 68.2 | 69.1 | 69.9 | 70.8 | 71.6 | 72.5 | 73.1
NPgN | BSP | NG FES - Consumer Transformation | Peak utilisation (percent - whole number) | BLUCHER | 44.8 | 44.7 | 49.3 | 50.9 | 51.9 | 53 | 53.7 | 54.4 | 55.2 | 56 | 56.7 | 57.3 | 58 | 58.9 | 61.6 | 64.4 | 67 | 69.6 | 71.8 | 73.9 | 75.8 | 78 | 80.3 | 82.5 | 84.8 | 87 | 89.2 | 91.3 | 93
NPgN | BSP | NG FES - Consumer Transformation | Peak utilisation (percent - whole number) | BOWESFIELD | 64.9 | 65.3 | 66.8 | 68.6 | 70.8 | 73.2 | 75.1 | 76.9 | 79 | 81.2 | 83.2 | 85.2 | 87 | 89.2 | 94.2 | 99.2 | 103.9 | 108.5 | 112.6 | 116.2 | 119.6 | 123.4 | 127.3 | 131.2 | 135 | 138.8 | 142.5 | 146.2 | 149.2
NPgN | BSP | NG FES - Consumer Transformation | Peak utilisation (percent - whole number) | CHIRTON GRANGE | 65 | 65.3 | 66.4 | 69.3 | 71.9 | 74.7 | 76.8 | 78.7 | 81 | 83.4 | 85.5 | 87.4 | 89.2 | 91.5 | 96.7 | 101.8 | 106.6 | 111.2 | 115.3 | 118.9 | 122.1 | 126 | 130.1 | 134.1 | 138 | 141.9 | 145.8 | 149.6 | 152.6
NPgN | BSP | NG FES - Consumer Transformation | Peak utilisation (percent - whole number) | COALBURNS | 81.4 | 81.4 | 82.1 | 83.2 | 84.8 | 86.4 | 87.6 | 88.8 | 90.3 | 91.8 | 93.2 | 94.5 | 95.7 | 97 | 99.6 | 102.1 | 104.4 | 106.6 | 108.5 | 110.1 | 111.4 | 113 | 114.7 | 116.3 | 117.9 | 119.4 | 120.9 | 122.4 | 123.5
NPgN | BSP | NG FES - Consumer Transformation | Peak utilisation (percent - whole number) | DARLINGTON CENTRAL | 53.2 | 53 | 53.2 | 54.2 | 55.1 | 56.2 | 56.9 | 57.7 | 58.7 | 59.7 | 60.7 | 61.6 | 62.5 | 63.7 | 66.9 | 70.1 | 73 | 75.9 | 78.4 | 80.7 | 82.7 | 85 | 87.3 | 89.6 | 91.7 | 93.9 | 96 | 98.1 | 99.7
NPgN | BSP | NG FES - Consumer Transformation | Peak utilisation (percent - whole number) | DARLINGTON NORTH | 58.1 | 59.1 | 63.5 | 64.8 | 65.9 | 67.2 | 68.1 | 69 | 74.9 | 76 | 77.1 | 78.1 | 79 | 109.8 | 112.4 | 115 | 117.4 | 119.6 | 121.6 | 123.2 | 124.6 | 126.3 | 128.1 | 129.9 | 131.6 | 133.3 | 134.9 | 136.5 | 137.8
NPgN | BSP | NG FES - Consumer Transformation | Peak utilisation (percent - whole number) | DUNSTON | 48.5 | 48.2 | 49.2 | 50.1 | 50.6 | 51.1 | 51.4 | 51.7 | 52.1 | 52.6 | 53 | 53.5 | 53.9 | 54.6 | 56.9 | 59.1 | 61.3 | 63.4 | 65.2 | 66.9 | 68.5 | 70.2 | 72 | 73.8 | 75.5 | 77.2 | 78.9 | 80.6 | 81.8
NPgN | BSP | NG FES - Consumer Transformation | Peak utilisation (percent - whole number) | FLATWORTH | 43.5 | 43.5 | 46.6 | 47.4 | 48.1 | 48.9 | 49.5 | 50.2 | 51 | 51.9 | 52.7 | 53.4 | 54.2 | 55.2 | 57.6 | 60 | 62.3 | 64.5 | 66.6 | 68.6 | 70.4 | 72.3 | 74.2 | 76.1 | 77.9 | 79.7 | 81.6 | 83.4 | 84.8
NPgN | BSP | NG FES - Consumer Transformation | Peak utilisation (percent - whole number) | GOSFORTH | 62 | 61.9 | 62.1 | 63.6 | 64.8 | 66.2 | 67.1 | 67.8 | 68.8 | 69.8 | 70.7 | 71.5 | 72.3 | 73.3 | 76 | 78.7 | 81.3 | 83.7 | 85.8 | 87.6 | 89.2 | 91.2 | 93.3 | 95.4 | 97.5 | 99.5 | 101.5 | 103.5 | 105
NPgN | BSP | NG FES - Consumer Transformation | Peak utilisation (percent - whole number) | HARROGATE 132/33KV | 41.9 | 42 | 42.6 | 44.2 | 45.4 | 48 | 48.9 | 49.7 | 50.7 | 51.8 | 52.7 | 53.5 | 54.2 | 55 | 56.9 | 58.7 | 60.4 | 62 | 63.4 | 64.6 | 65.7 | 67 | 68.3 | 69.7 | 71 | 72.3 | 73.6 | 74.9 | 75.9
NPgN | BSP | NG FES - Consumer Transformation | Peak utilisation (percent - whole number) | HUSTHWAITE | 57.8 | 57.9 | 60.1 | 62.4 | 63 | 63.7 | 64.3 | 64.8 | 65.5 | 66.2 | 66.9 | 67.6 | 68.4 | 69.3 | 71.4 | 73.4 | 75.4 | 77.3 | 79 | 80.6 | 82.1 | 83.7 | 85.3 | 86.9 | 88.5 | 90.1 | 91.6 | 93.2 | 94.5
NPgN | BSP | NG FES - Consumer Transformation | Peak utilisation (percent - whole number) | LEEMING BAR_SKEEBY | 60.1 | 60.3 | 62 | 63.3 | 64.3 | 65.5 | 66.6 | 67.6 | 68.8 | 70 | 71.3 | 72.5 | 73.7 | 75.1 | 77.8 | 80.5 | 83.1 | 85.6 | 87.8 | 89.9 | 91.7 | 93.7 | 95.8 | 97.8 | 99.7 | 101.6 | 103.5 | 105.4 | 107
NPgN | BSP | NG FES - Consumer Transformation | Peak utilisation (percent - whole number) | LINTON | 60 | 60.7 | 65.7 | 71.4 | 73.9 | 76.5 | 78.7 | 81 | 83.8 | 86.6 | 89.2 | 91.6 | 93.8 | 96.1 | 100.4 | 104.4 | 108.2 | 111.8 | 115 | 117.8 | 120.2 | 123 | 125.7 | 128.4 | 131 | 133.5 | 136 | 138.5 | 140.5
NPgN | BSP | NG FES - Consumer Transformation | Peak utilisation (percent - whole number) | MALTON GRID | 75.3 | 75.3 | 75.8 | 78.2 | 79.8 | 81.6 | 83 | 84.3 | 86 | 87.7 | 89.2 | 90.7 | 92 | 93.7 | 97.9 | 102 | 106 | 109.7 | 113 | 116 | 118.7 | 121.8 | 124.9 | 128.1 | 131.1 | 134.1 | 137 | 140 | 142.3
NPgN | BSP | NG FES - Consumer Transformation | Peak utilisation (percent - whole number) | MELROSEGATE | 61 | 60.9 | 63.2 | 66.1 | 67.5 | 68.9 | 70 | 70.9 | 72.1 | 73.4 | 74.5 | 75.6 | 76.5 | 77.7 | 80.7 | 83.7 | 86.6 | 89.2 | 91.5 | 93.5 | 95.3 | 97.5 | 99.7 | 102 | 104.2 | 106.3 | 108.4 | 110.5 | 112.2
NPgN | BSP | NG FES - Consumer Transformation | Peak utilisation (percent - whole number) | NORTH TEES | 73 | 73 | 81.6 | 82.6 | 83.6 | 84.8 | 85.8 | 86.6 | 87.7 | 88.9 | 90.1 | 91.3 | 92.5 | 94 | 97.3 | 100.6 | 103.8 | 106.7 | 109.4 | 111.8 | 113.9 | 116.3 | 118.8 | 121.2 | 123.5 | 125.9 | 128.1 | 130.4 | 132.3
NPgN | BSP | NG FES - Consumer Transformation | Peak utilisation (percent - whole number) | POTTER HOUSE | 74.2 | 74.2 | 78 | 79.5 | 81.1 | 82.8 | 84.1 | 85.1 | 86.4 | 87.7 | 88.9 | 90 | 91 | 92.2 | 95.8 | 99.3 | 102.7 | 105.9 | 108.7 | 111.1 | 113.3 | 116 | 118.9 | 121.7 | 124.5 | 127.2 | 129.9 | 132.6 | 134.8
NPgN | BSP | NG FES - Consumer Transformation | Peak utilisation (percent - whole number) | RAVENSWORTH | 54.5 | 54.1 | 61.6 | 62.4 | 62.6 | 63.1 | 63.4 | 63.8 | 65 | 65.7 | 66.6 | 67.5 | 68.6 | 71.7 | 73.8 | 75.9 | 77.9 | 79.7 | 81.3 | 82.6 | 83.7 | 84.8 | 85.9 | 86.9 | 87.9 | 88.7 | 89.6 | 90.4 | 91.1
NPgN | BSP | NG FES - Consumer Transformation | Peak utilisation (percent - whole number) | SCARBOROUGH GRID | 67.8 | 67.6 | 67.8 | 69 | 70.3 | 71.9 | 73.2 | 74.4 | 76 | 77.7 | 79.2 | 80.6 | 81.8 | 83.5 | 87.8 | 91.9 | 95.8 | 99.5 | 102.8 | 105.9 | 108.7 | 111.8 | 114.9 | 118 | 120.9 | 123.9 | 126.8 | 129.7 | 132
NPgN | BSP | NG FES - Consumer Transformation | Peak utilisation (percent - whole number) | SEAL SANDS | 23 | 37.5 | 40.3 | 40.3 | 40.4 | 40.4 | 40.4 | 40.4 | 40.5 | 40.5 | 40.5 | 40.6 | 40.6 | 40.6 | 40.7 | 40.8 | 40.8 | 40.9 | 41 | 41 | 41.1 | 41.2 | 41.3 | 41.3 | 41.4 | 41.5 | 41.5 | 41.6 | 41.7
NPgN | BSP | NG FES - Consumer Transformation | Peak utilisation (percent - whole number) | SPADEADAM 33KV | 40.4 | 40.2 | 40.4 | 40.8 | 41.5 | 42.3 | 42.9 | 43.5 | 44.4 | 45.3 | 46.2 | 47 | 47.6 | 48.4 | 50.3 | 52 | 53.5 | 55 | 56.3 | 57.4 | 58.4 | 59.5 | 60.7 | 61.8 | 62.9 | 64 | 65 | 66.1 | 67
NPgN | BSP | NG FES - Consumer Transformation | Peak utilisation (percent - whole number) | SPENNYMOOR 132/66KV | 35.7 | 36.1 | 38.3 | 45.3 | 52 | 54.8 | 57.1 | 59.2 | 61.7 | 64.3 | 66.6 | 68.8 | 70.9 | 73.1 | 77.1 | 81.1 | 84.9 | 88.4 | 91.3 | 93.8 | 95.9 | 98.6 | 101.3 | 104 | 106.6 | 109.1 | 111.6 | 114.1 | 116
NPgN | BSP | NG FES - Consumer Transformation | Peak utilisation (percent - whole number) | TORONTO | 47.8 | 47.7 | 47.8 | 48.5 | 49.4 | 50.4 | 51 | 51.5 | 52.1 | 52.7 | 53.3 | 53.9 | 54.6 | 55.6 | 58.9 | 62.1 | 65.2 | 68.1 | 70.7 | 73.1 | 75.2 | 77.8 | 80.5 | 83.1 | 85.7 | 88.3 | 90.8 | 93.3 | 95.3
NPgN | BSP | NG FES - Consumer Transformation | Peak utilisation (percent - whole number) | WORMALD GREEN 132/33KV | 60.6 | 60.3 | 63.6 | 65.4 | 66 | 66.8 | 67.4 | 67.9 | 68.6 | 69.5 | 70.4 | 71.4 | 72.5 | 73.9 | 76.9 | 79.9 | 82.8 | 85.5 | 87.9 | 89.9 | 91.7 | 93.8 | 95.9 | 97.9 | 99.9 | 101.8 | 103.7 | 105.5 | 107
NPgY | BSP | NG FES - Consumer Transformation | Peak utilisation (percent - whole number) | ATTERCLIFFE | 64.2 | 63.8 | 63.6 | 63.8 | 64.3 | 65.1 | 65.3 | 65.7 | 66.1 | 66.7 | 67.2 | 67.8 | 68.4 | 69.3 | 71.9 | 74.5 | 77 | 79.3 | 81.3 | 83 | 84.4 | 86.4 | 88.3 | 90.1 | 91.9 | 93.6 | 95.3 | 97 | 98.3
NPgY | BSP | NG FES - Consumer Transformation | Peak utilisation (percent - whole number) | BARUGH 132/66KV | 60.5 | 60.9 | 62 | 63.7 | 66.2 | 69.1 | 71.2 | 73.5 | 76.2 | 79 | 81.5 | 83.9 | 86.3 | 105.6 | 110.8 | 115.9 | 120.7 | 125.2 | 129.2 | 132.7 | 135.8 | 139.6 | 143.3 | 146.9 | 150.4 | 153.8 | 157.2 | 160.5 | 163.3
NPgY | BSP | NG FES - Consumer Transformation | Peak utilisation (percent - whole number) | BEESTON ROYDS 132/33KV | 39 | 38.9 | 39.2 | 39.7 | 40.4 | 41.1 | 41.7 | 42.2 | 43 | 43.8 | 44.6 | 45.3 | 46.1 | 47 | 49.2 | 51.4 | 53.4 | 55.3 | 57 | 58.5 | 59.9 | 61.4 | 62.9 | 64.4 | 65.7 | 67.1 | 68.4 | 69.7 | 70.8
NPgY | BSP | NG FES - Consumer Transformation | Peak utilisation (percent - whole number) | BEVERLEY 132/33KV | 80.3 | 80.7 | 81.8 | 83.7 | 86.5 | 89.9 | 92.3 | 94.8 | 97.9 | 100.9 | 103.7 | 106.3 | 108.7 | 111.5 | 117.8 | 123.8 | 129.6 | 135 | 139.9 | 144.1 | 148 | 152.7 | 157.4 | 162 | 166.4 | 170.8 | 175.2 | 179.5 | 183.1
NPgY | BSP | NG FES - Consumer Transformation | Peak utilisation (percent - whole number) | BINGLEY 132/33KV | 40.5 | 40.6 | 41.1 | 42 | 43.3 | 45 | 46.2 | 47.4 | 49 | 50.5 | 52 | 53.3 | 54.5 | 56 | 59.1 | 62 | 64.8 | 67.5 | 69.8 | 71.8 | 73.5 | 75.7 | 77.9 | 79.9 | 81.9 | 83.8 | 85.8 | 87.7 | 89.1
NPgY | BSP | NG FES - Consumer Transformation | Peak utilisation (percent - whole number) | BLACKBURN MEADOWS B | 82.6 | 82 | 81.5 | 81.3 | 81.3 | 81.4 | 81.4 | 81.4 | 81.7 | 82 | 82.4 | 82.8 | 83.4 | 84.2 | 86.1 | 87.9 | 89.7 | 91.4 | 92.8 | 94 | 95.1 | 96.3 | 97.5 | 98.7 | 99.8 | 100.9 | 101.9 | 102.9 | 103.7
NPgY | BSP | NG FES - Consumer Transformation | Peak utilisation (percent - whole number) | BLYTON | 58.4 | 59 | 60.4 | 62.2 | 64.7 | 67.7 | 70.1 | 72.6 | 75.7 | 78.8 | 81.6 | 84.4 | 86.9 | 89.8 | 95 | 100 | 104.8 | 109.3 | 113.4 | 117 | 120.4 | 124.2 | 127.9 | 131.4 | 134.9 | 138.3 | 141.7 | 145.1 | 147.9
NPgY | BSP | NG FES - Consumer Transformation | Peak utilisation (percent - whole number) | BRADFORD | 68.2 | 68.3 | 69.3 | 70.7 | 72.8 | 75 | 76.5 | 78.1 | 80.1 | 82.1 | 84 | 85.8 | 87.5 | 89.5 | 94 | 98.3 | 102.3 | 106.1 | 109.4 | 112.1 | 114.6 | 117.7 | 120.8 | 123.7 | 126.5 | 129.3 | 132 | 134.7 | 136.9
NPgY | BSP | NG FES - Consumer Transformation | Peak utilisation (percent - whole number) | BRAMHAM | 55 | 54.9 | 55.1 | 58.4 | 59.1 | 59.8 | 60.4 | 61 | 68.2 | 69.1 | 70.1 | 71.1 | 72.1 | 91 | 93.5 | 95.9 | 98.3 | 100.5 | 102.4 | 104 | 105.4 | 107.1 | 108.7 | 110.2 | 111.6 | 113 | 114.4 | 115.7 | 116.9
NPgY | BSP | NG FES - Consumer Transformation | Peak utilisation (percent - whole number) | BRANSHOLME | 37.9 | 37.8 | 38.1 | 38.6 | 39.5 | 40.7 | 41.5 | 42.3 | 43.2 | 44.2 | 45.1 | 45.8 | 46.5 | 47.4 | 49.8 | 52.2 | 54.5 | 56.7 | 58.6 | 60.3 | 61.9 | 63.8 | 65.7 | 67.6 | 69.4 | 71.1 | 72.9 | 74.7 | 76.1
NPgY | BSP | NG FES - Consumer Transformation | Peak utilisation (percent - whole number) | BRIGHOUSE 132/33KV | 56 | 55.9 | 56.2 | 57 | 58.3 | 59.8 | 60.9 | 62 | 63.5 | 65 | 66.4 | 67.7 | 69 | 93.5 | 96.8 | 100 | 103 | 105.8 | 108.3 | 110.4 | 112.2 | 114.5 | 116.8 | 118.9 | 121 | 123.1 | 125.1 | 127.1 | 128.7
NPgY | BSP | NG FES - Consumer Transformation | Peak utilisation (percent - whole number) | DONCASTER B/THORPE MARSH | 51.5 | 52 | 53.2 | 54.9 | 57.2 | 60 | 62.1 | 64.4 | 67.1 | 69.9 | 72.5 | 75.1 | 77.5 | 92 | 97.6 | 103.1 | 108.3 | 113.2 | 117.6 | 121.5 | 125 | 129 | 132.9 | 136.7 | 140.3 | 143.8 | 147.4 | 150.9 | 153.7
NPgY | BSP | NG FES - Consumer Transformation | Peak utilisation (percent - whole number) | DONCASTER CENTRAL | 21.6 | 21.7 | 21.9 | 22.3 | 22.9 | 23.6 | 24.1 | 24.7 | 25.3 | 26 | 26.6 | 27.1 | 27.6 | 28.3 | 29.6 | 30.8 | 32 | 33.2 | 34.1 | 35 | 35.7 | 36.7 | 37.7 | 38.6 | 39.5 | 40.4 | 41.3 | 42.2 | 42.9
NPgY | BSP | NG FES - Consumer Transformation | Peak utilisation (percent - whole number) | DRIFFIELD/BEVERLEY GROUP | 86.1 | 86.2 | 86.6 | 87.3 | 88.4 | 89.8 | 90.8 | 92 | 93.3 | 94.7 | 96.1 | 97.5 | 98.8 | 100.7 | 105.1 | 109.5 | 113.7 | 117.8 | 121.5 | 125 | 128.2 | 131.8 | 135.3 | 138.7 | 142.1 | 145.4 | 148.7 | 151.9 | 154.7
NPgY | BSP | NG FES - Consumer Transformation | Peak utilisation (percent - whole number) | FEATHERSTONE | 60.6 | 61.1 | 62.4 | 64.2 | 66.7 | 69.6 | 72 | 74.6 | 77.6 | 80.8 | 83.8 | 86.8 | 89.8 | 93.1 | 98.9 | 104.5 | 109.8 | 114.8 | 119.2 | 123.1 | 126.6 | 130.6 | 134.5 | 138.2 | 141.7 | 145.2 | 148.6 | 152 | 154.9
NPgY | BSP | NG FES - Consumer Transformation | Peak utilisation (percent - whole number) | GIRLINGTON | 45 | 44.6 | 44.5 | 44.6 | 44.9 | 45.5 | 45.6 | 45.8 | 46 | 46.3 | 46.6 | 46.8 | 47 | 47.5 | 49.3 | 51.1 | 52.7 | 54.3 | 55.7 | 56.9 | 57.9 | 59.3 | 60.7 | 62 | 63.3 | 64.6 | 65.8 | 67 | 68
NPgY | BSP | NG FES - Consumer Transformation | Peak utilisation (percent - whole number) | HALIFAX 132/33KV | 38 | 37.9 | 38 | 38.4 | 39 | 39.9 | 40.5 | 41.1 | 41.9 | 42.8 | 43.6 | 44.3 | 45 | 45.9 | 47.9 | 49.9 | 51.7 | 53.4 | 55 | 56.3 | 57.5 | 59 | 60.4 | 61.8 | 63.1 | 64.4 | 65.7 | 67 | 68
NPgY | BSP | NG FES - Consumer Transformation | Peak utilisation (percent - whole number) | HECKMONDWIKE | 69.9 | 69.9 | 70.6 | 72.1 | 74.4 | 77.3 | 79.2 | 81.2 | 83.7 | 86.4 | 88.8 | 91.2 | 93.5 | 96 | 100.9 | 105.7 | 110.2 | 114.4 | 117.8 | 120.7 | 123.1 | 126.4 | 129.6 | 132.7 | 135.6 | 138.5 | 141.3 | 144.1 | 146.3
NPgY | BSP | NG FES - Consumer Transformation | Peak utilisation (percent - whole number) | HOLMFIELD | 49 | 49.2 | 50 | 51.6 | 53.9 | 56.7 | 58.4 | 60.2 | 62.4 | 64.7 | 66.7 | 68.5 | 70.3 | 72.4 | 76.9 | 81.2 | 85.4 | 89.2 | 92.5 | 95.3 | 97.7 | 101 | 104.2 | 107.3 | 110.3 | 113.2 | 116.1 | 119 | 121.2
NPgY | BSP | NG FES - Consumer Transformation | Peak utilisation (percent - whole number) | HULL EAST 132/33KV | 50.2 | 50.2 | 50.6 | 51.3 | 52.4 | 53.9 | 55.1 | 56.3 | 57.9 | 59.5 | 61 | 62.4 | 63.7 | 65.4 | 68.4 | 71.3 | 74 | 76.6 | 79 | 81 | 82.8 | 84.9 | 87 | 88.9 | 90.8 | 92.7 | 94.5 | 96.3 | 97.7
NPgY | BSP | NG FES - Consumer Transformation | Peak utilisation (percent - whole number) | HULL SOUTH | 58.2 | 58 | 58.3 | 59 | 60.3 | 62 | 63.2 | 64.5 | 66.1 | 67.8 | 69.4 | 70.8 | 72.1 | 74 | 78.3 | 82.5 | 86.5 | 90.3 | 93.7 | 96.8 | 99.5 | 102.8 | 106 | 109.1 | 112.1 | 115.1 | 118 | 121 | 123.3
NPgY | BSP | NG FES - Consumer Transformation | Peak utilisation (percent - whole number) | HULL WEST | 42.6 | 42.8 | 43.6 | 44.8 | 46.4 | 48.3 | 49.8 | 51.4 | 53.2 | 55.2 | 56.9 | 58.6 | 60.2 | 62 | 65.4 | 68.6 | 71.7 | 74.7 | 77.3 | 79.5 | 81.5 | 83.9 | 86.2 | 88.5 | 90.6 | 92.7 | 94.8 | 96.8 | 98.5
NPgY | BSP | NG FES - Consumer Transformation | Peak utilisation (percent - whole number) | HUMBERSTON | 22 | 22 | 22.2 | 22.6 | 23.3 | 24.2 | 24.9 | 25.5 | 26.3 | 27.1 | 27.8 | 28.4 | 29 | 29.8 | 31.6 | 33.4 | 35.1 | 36.7 | 38.2 | 39.5 | 40.6 | 42 | 43.4 | 44.7 | 46 | 47.3 | 48.6 | 49.9 | 50.8
NPgY | BSP | NG FES - Consumer Transformation | Peak utilisation (percent - whole number) | HUNNINGLEY | 27.7 | 27.9 | 28.3 | 28.9 | 29.8 | 30.9 | 31.8 | 32.7 | 33.9 | 35 | 36 | 37 | 37.9 | 38.9 | 40.6 | 42.2 | 43.8 | 45.2 | 46.5 | 47.6 | 48.5 | 49.7 | 50.8 | 51.9 | 52.9 | 53.9 | 54.9 | 55.9 | 56.7
NPgY | BSP | NG FES - Consumer Transformation | Peak utilisation (percent - whole number) | HUNSHELF | 44.1 | 44.3 | 44.7 | 45.4 | 46.2 | 47.2 | 47.9 | 48.6 | 49.5 | 50.4 | 51.2 | 52 | 52.7 | 53.6 | 55.3 | 57 | 58.6 | 60.1 | 61.5 | 62.6 | 63.7 | 65 | 66.2 | 67.4 | 68.6 | 69.7 | 70.9 | 72 | 72.9
NPgY | BSP | NG FES - Consumer Transformation | Peak utilisation (percent - whole number) | IMMINGHAM | 48.7 | 48.8 | 49.1 | 49.5 | 50 | 50.8 | 51.6 | 52.6 | 53.9 | 55.3 | 56.8 | 58.5 | 60.3 | 62.3 | 65 | 67.5 | 70 | 72.2 | 74.2 | 75.9 | 77.4 | 78.8 | 80.1 | 81.2 | 82.3 | 83.3 | 84.2 | 85.1 | 85.9
NPgY | BSP | NG FES - Consumer Transformation | Peak utilisation (percent - whole number) | KIRKHAW LANE | 48.2 | 48.4 | 48.9 | 49.6 | 50.7 | 51.9 | 52.8 | 53.8 | 55 | 56.2 | 57.3 | 58.4 | 59.5 | 60.7 | 63.1 | 65.4 | 67.7 | 69.8 | 71.7 | 73.3 | 74.8 | 76.6 | 78.3 | 80 | 81.6 | 83.2 | 84.8 | 86.3 | 87.7
NPgY | BSP | NG FES - Consumer Transformation | Peak utilisation (percent - whole number) | KIRKSTALL C 2/5 | 41.3 | 41 | 40.8 | 40.7 | 40.7 | 40.6 | 40.5 | 40.4 | 40.4 | 40.4 | 40.4 | 40.4 | 40.3 | 40.4 | 41.2 | 42 | 42.7 | 43.4 | 44 | 44.6 | 45.2 | 45.8 | 46.4 | 47 | 47.5 | 48.1 | 48.6 | 49.2 | 49.6
NPgY | BSP | NG FES - Consumer Transformation | Peak utilisation (percent - whole number) | KIRKSTALL C/RING ROAD HORSFORTH | 61.3 | 63.4 | 67.6 | 71.9 | 76.4 | 79.8 | 82.3 | 84.9 | 88 | 91.1 | 93.9 | 96.4 | 98.8 | 101.7 | 107.5 | 113.2 | 118.6 | 123.6 | 128.2 | 132.1 | 135.6 | 139.9 | 144.1 | 148.1 | 152 | 155.8 | 159.6 | 163.3 | 166.1
NPgY | BSP | NG FES - Consumer Transformation | Peak utilisation (percent - whole number) | LEEDS EAST | 57.6 | 57.3 | 57.3 | 57.6 | 58 | 58.6 | 59 | 59.5 | 60.2 | 61 | 61.8 | 62.6 | 63.5 | 64.7 | 67.4 | 70 | 72.5 | 74.8 | 77 | 78.9 | 80.6 | 82.4 | 84.2 | 85.9 | 87.5 | 89.1 | 90.6 | 92.1 | 93.3
NPgY | BSP | NG FES - Consumer Transformation | Peak utilisation (percent - whole number) | LEEDS NORTH | 45.5 | 46 | 47.6 | 49.2 | 51.3 | 53.1 | 54.5 | 56 | 58 | 59.9 | 61.6 | 63.2 | 64.6 | 66.3 | 69.8 | 73.2 | 76.3 | 79.3 | 82 | 84.3 | 86.5 | 88.9 | 91.3 | 93.7 | 95.9 | 98.1 | 100.2 | 102.4 | 104
NPgY | BSP | NG FES - Consumer Transformation | Peak utilisation (percent - whole number) | LINDLEY | 57.5 | 57.5 | 58.3 | 59.5 | 61.5 | 63.9 | 65.5 | 67.3 | 69.5 | 71.7 | 73.7 | 75.4 | 77.1 | 79.1 | 83.7 | 88 | 92.1 | 96 | 99.4 | 102.4 | 105.1 | 108.4 | 111.6 | 114.7 | 117.7 | 120.7 | 123.6 | 126.5 | 128.8
NPgY | BSP | NG FES - Consumer Transformation | Peak utilisation (percent - whole number) | LOW ROAD | 33.9 | 39.1 | 39 | 39.1 | 39.2 | 39.5 | 39.7 | 39.9 | 40.3 | 40.7 | 41.2 | 41.7 | 42.2 | 51.6 | 53.4 | 55.2 | 56.8 | 58.4 | 59.7 | 61 | 62.1 | 63.2 | 64.4 | 65.4 | 66.5 | 67.4 | 68.4 | 69.4 | 70.1
NPgY | BSP | NG FES - Consumer Transformation | Peak utilisation (percent - whole number) | MALLARD WAY | 60.9 | 60.7 | 60.6 | 60.6 | 60.8 | 61 | 61.2 | 61.4 | 61.7 | 62 | 62.4 | 62.8 | 63.2 | 63.8 | 65 | 66.1 | 67.3 | 68.4 | 69.3 | 70.2 | 71 | 71.9 | 72.7 | 73.6 | 74.4 | 75.2 | 75.9 | 76.7 | 77.3
NPgY | BSP | NG FES - Consumer Transformation | Peak utilisation (percent - whole number) | MENSTON | 40.5 | 40.7 | 41.5 | 42.5 | 43.8 | 45.2 | 46.2 | 47.2 | 48.4 | 49.7 | 50.8 | 51.8 | 52.7 | 53.9 | 56.5 | 59 | 61.3 | 63.6 | 65.5 | 67.2 | 68.6 | 70.5 | 72.3 | 74.1 | 75.8 | 77.5 | 79.1 | 80.8 | 82.1
NPgY | BSP | NG FES - Consumer Transformation | Peak utilisation (percent - whole number) | MOSS ROAD | 55.9 | 55.4 | 55.2 | 55.1 | 55.1 | 55.4 | 55.5 | 55.7 | 56 | 56.3 | 56.6 | 56.8 | 57.1 | 57.7 | 60.2 | 62.6 | 64.9 | 67.1 | 69.2 | 71.2 | 73 | 75 | 76.9 | 78.8 | 80.7 | 82.5 | 84.4 | 86.2 | 87.6
NPgY | BSP | NG FES - Consumer Transformation | Peak utilisation (percent - whole number) | OSGODBY 1/2 | 4.1 | 4.1 | 4.1 | 4.1 | 4.1 | 4.1 | 4.1 | 4.1 | 4.1 | 4.1 | 4.1 | 4.1 | 4.1 | 4.1 | 4.1 | 4.1 | 4.1 | 4.1 | 4.1 | 4.1 | 4.1 | 4.1 | 4.1 | 4.1 | 4.1 | 4.1 | 4.1 | 4.1 | 4.1
NPgY | BSP | NG FES - Consumer Transformation | Peak utilisation (percent - whole number) | OSGODBY 3/4 | 46.1 | 46.3 | 46.6 | 47 | 47.6 | 48.3 | 49 | 49.9 | 51 | 52.1 | 53.3 | 54.6 | 55.9 | 57.4 | 59.4 | 61.4 | 63.3 | 65 | 66.6 | 68.1 | 69.4 | 70.6 | 71.8 | 72.9 | 73.9 | 74.9 | 75.8 | 76.8 | 77.6
NPgY | BSP | NG FES - Consumer Transformation | Peak utilisation (percent - whole number) | RODLEY | 55 | 55.3 | 56.4 | 57.8 | 59.8 | 61.8 | 63.2 | 64.7 | 66.5 | 68.3 | 70 | 71.5 | 72.8 | 74.5 | 78 | 81.4 | 84.5 | 87.5 | 90 | 92.2 | 94.1 | 96.6 | 99 | 101.3 | 103.5 | 105.7 | 107.9 | 110 | 111.7
NPgY | BSP | NG FES - Consumer Transformation | Peak utilisation (percent - whole number) | SAINT ANDREWS ROAD 132/33KV | 86.4 | 85.9 | 85.8 | 86.2 | 87.2 | 88.6 | 89.2 | 89.8 | 90.8 | 91.8 | 92.8 | 93.8 | 94.8 | 96.4 | 101 | 105.6 | 110 | 114.1 | 117.7 | 120.9 | 123.7 | 127.3 | 130.8 | 134.2 | 137.5 | 140.8 | 144 | 147.2 | 149.6
NPgY | BSP | NG FES - Consumer Transformation | Peak utilisation (percent - whole number) | SALTEND 132/33KV | 21 | 21 | 21 | 21 | 21 | 21 | 21 | 21 | 21 | 21.1 | 21.1 | 21.1 | 21.2 | 21.2 | 21.3 | 21.3 | 21.4 | 21.4 | 21.5 | 21.5 | 21.6 | 21.7 | 21.7 | 21.8 | 21.8 | 21.9 | 22 | 22 | 22.1
NPgY | BSP | NG FES - Consumer Transformation | Peak utilisation (percent - whole number) | SANTON | 77 | 77.6 | 78.3 | 79.1 | 80 | 81 | 82 | 83 | 84.1 | 85.2 | 86.4 | 87.7 | 89 | 90.4 | 92.3 | 94.1 | 95.9 | 97.6 | 99.2 | 100.7 | 102.1 | 103.6 | 105 | 106.3 | 107.7 | 108.9 | 110.2 | 111.5 | 112.6
NPgY | BSP | NG FES - Consumer Transformation | Peak utilisation (percent - whole number) | SCUNTHORPE NORTH | 64 | 64.3 | 64.7 | 65.2 | 65.8 | 66.6 | 67.3 | 68.1 | 69 | 70.1 | 71.2 | 72.3 | 73.6 | 74.9 | 77 | 79 | 81 | 82.9 | 84.6 | 86.1 | 87.6 | 89 | 90.3 | 91.6 | 92.9 | 94.1 | 95.3 | 96.4 | 97.5
NPgY | BSP | NG FES - Consumer Transformation | Peak utilisation (percent - whole number) | SCUNTHORPE SOUTH | 27.3 | 27.5 | 27.8 | 28.3 | 28.8 | 29.4 | 30 | 30.6 | 31.3 | 32 | 32.6 | 33.2 | 33.8 | 34.4 | 35.5 | 36.5 | 37.5 | 38.5 | 39.4 | 40.2 | 41 | 41.8 | 42.6 | 43.4 | 44.2 | 45 | 45.7 | 46.5 | 47.1
NPgY | BSP | NG FES - Consumer Transformation | Peak utilisation (percent - whole number) | SILSDEN | 71.7 | 71.7 | 72.4 | 73.7 | 75.7 | 78.2 | 80 | 82 | 84.6 | 87.2 | 89.5 | 91.6 | 93.6 | 96.1 | 101.6 | 106.9 | 111.9 | 116.6 | 120.8 | 124.6 | 128 | 132 | 135.8 | 139.5 | 143.1 | 146.6 | 150 | 153.5 | 156.2
NPgY | BSP | NG FES - Consumer Transformation | Peak utilisation (percent - whole number) | SOWERBY BRIDGE 132/33KV | 53.6 | 53.6 | 54.1 | 55.1 | 56.7 | 58.5 | 59.9 | 61.3 | 63.1 | 64.9 | 66.6 | 68.1 | 69.6 | 71.4 | 75.4 | 79.2 | 82.8 | 86.1 | 89.1 | 91.7 | 94 | 96.9 | 99.6 | 102.3 | 104.9 | 107.4 | 109.9 | 112.4 | 114.3
NPgY | BSP | NG FES - Consumer Transformation | Peak utilisation (percent - whole number) | STAYGATE | 56.5 | 56.3 | 56.5 | 57.2 | 58.3 | 59.9 | 60.8 | 61.8 | 63.2 | 64.6 | 66 | 67.3 | 68.6 | 70.2 | 73.6 | 76.8 | 79.9 | 82.7 | 85.1 | 87.1 | 88.9 | 91.1 | 93.3 | 95.4 | 97.4 | 99.3 | 101.2 | 103.1 | 104.6
NPgY | BSP | NG FES - Consumer Transformation | Peak utilisation (percent - whole number) | THORNHILL 132KV | 70 | 70 | 70.8 | 72.4 | 75 | 78.1 | 80.1 | 82.4 | 85.2 | 88 | 90.7 | 93.2 | 95.5 | 98.2 | 103.4 | 108.4 | 113.2 | 117.5 | 121.2 | 124.3 | 126.9 | 130.6 | 134 | 137.4 | 140.6 | 143.7 | 146.9 | 150 | 152.4
NPgY | BSP | NG FES - Consumer Transformation | Peak utilisation (percent - whole number) | WAKEFIELD MONCKTON ROAD | 37.4 | 37.6 | 38 | 38.6 | 39.5 | 40.5 | 41.2 | 41.9 | 42.7 | 43.6 | 44.4 | 45.3 | 46.2 | 47.3 | 49.8 | 52.3 | 54.7 | 57 | 59 | 60.8 | 62.4 | 64.4 | 66.4 | 68.3 | 70.2 | 72 | 73.8 | 75.6 | 77.2
NPgY | BSP | NG FES - Consumer Transformation | Peak utilisation (percent - whole number) | WAKEFIELD NORTH | 63.7 | 64.3 | 65.8 | 68 | 71 | 74.4 | 76.8 | 79.3 | 82.4 | 85.5 | 88.3 | 91 | 93.6 | 96.5 | 101.9 | 107.1 | 112 | 116.6 | 120.5 | 123.9 | 126.7 | 130.5 | 134.1 | 137.7 | 141 | 144.3 | 147.6 | 150.8 | 153.4
NPgY | BSP | NG FES - Consumer Transformation | Peak utilisation (percent - whole number) | WEST MELTON | 52.8 | 53.3 | 54.8 | 56.7 | 59.4 | 62.3 | 64.7 | 67.2 | 70.2 | 73.3 | 76.1 | 78.7 | 81.2 | 83.9 | 89.2 | 94.2 | 99 | 103.6 | 107.6 | 111.3 | 114.5 | 118.2 | 121.8 | 125.3 | 128.7 | 132 | 135.2 | 138.5 | 141.2
NPgY | BSP | NG FES - Consumer Transformation | Peak utilisation (percent - whole number) | WHINMOOR | 49.3 | 49.8 | 51.2 | 53.1 | 55.4 | 57.9 | 59.7 | 61.7 | 64.1 | 66.4 | 68.5 | 70.4 | 72.2 | 74.2 | 78 | 81.6 | 85 | 88.2 | 90.9 | 93.3 | 95.4 | 98 | 100.4 | 102.8 | 105.1 | 107.4 | 109.6 | 111.8 | 113.5
NPgY | BSP | NG FES - Consumer Transformation | Peak utilisation (percent - whole number) | WOLD NEWTON | 45.3 | 45.8 | 46.9 | 48.3 | 50.2 | 52.5 | 54.3 | 56.2 | 58.5 | 60.7 | 62.8 | 64.7 | 66.5 | 68.5 | 72.2 | 75.8 | 79.2 | 82.4 | 85.3 | 87.9 | 90.3 | 93.1 | 95.8 | 98.5 | 101.1 | 103.7 | 106.2 | 108.8 | 111
NPgY | BSP | NG FES - Consumer Transformation | Peak utilisation (percent - whole number) | YARBOROUGH ROAD 132/33KV | 49.7 | 49.5 | 49.7 | 50.3 | 51.2 | 52.4 | 53.3 | 54.3 | 55.5 | 56.8 | 57.9 | 58.9 | 59.8 | 61.1 | 64.2 | 67.2 | 70.1 | 72.8 | 75.3 | 77.5 | 79.6 | 81.9 | 84.1 | 86.3 | 88.4 | 90.5 | 92.5 | 94.5 | 96.1
NPgN | BSP | NG FES - Falling Short | Peak utilisation (percent - whole number) | ANNFIELD | 59.6 | 59.8 | 60.1 | 62.5 | 63.2 | 64.1 | 65.2 | 66.4 | 67.6 | 68.9 | 70 | 71.1 | 72.2 | 73.2 | 74.2 | 75.2 | 76.1 | 77 | 77.8 | 78.6 | 79.4 | 80.1 | 80.8 | 81.4 | 82 | 82.5 | 83 | 83.5 | 83.9
NPgN | BSP | NG FES - Falling Short | Peak utilisation (percent - whole number) | BARRACK ROAD | 59 | 58.7 | 59.2 | 59.3 | 60.5 | 60.5 | 60.5 | 60.5 | 60.6 | 60.8 | 60.9 | 61 | 61.1 | 61.3 | 61.4 | 61.6 | 61.8 | 61.9 | 62.1 | 62.3 | 62.4 | 62.5 | 62.7 | 62.8 | 62.9 | 62.9 | 63 | 63.1 | 63.1
NPgN | BSP | NG FES - Falling Short | Peak utilisation (percent - whole number) | BLUCHER | 45 | 45.1 | 49.5 | 50.8 | 51.3 | 51.9 | 52.6 | 53.3 | 54.1 | 54.9 | 55.6 | 56.3 | 56.8 | 57.3 | 57.7 | 58.1 | 58.4 | 58.7 | 59.1 | 59.3 | 59.6 | 59.9 | 60.1 | 60.3 | 60.5 | 60.6 | 60.8 | 61 | 61.1
NPgN | BSP | NG FES - Falling Short | Peak utilisation (percent - whole number) | BOWESFIELD | 65.4 | 66 | 67.3 | 68.6 | 69.9 | 71.4 | 73.2 | 75.1 | 77.1 | 79 | 80.9 | 82.7 | 84.3 | 85.9 | 87.4 | 89 | 90.4 | 91.8 | 93.2 | 94.5 | 95.7 | 96.8 | 97.9 | 98.9 | 99.9 | 100.8 | 101.7 | 102.5 | 103.3
NPgN | BSP | NG FES - Falling Short | Peak utilisation (percent - whole number) | CHIRTON GRANGE | 65.5 | 65.9 | 66.5 | 68.5 | 69.6 | 71 | 72.6 | 74.5 | 76.3 | 78.1 | 79.7 | 81.3 | 82.7 | 84 | 85.2 | 86.3 | 87.4 | 88.4 | 89.3 | 90.2 | 91 | 91.7 | 92.4 | 93 | 93.6 | 94.1 | 94.7 | 95.2 | 95.6
NPgN | BSP | NG FES - Falling Short | Peak utilisation (percent - whole number) | COALBURNS | 81.7 | 81.8 | 82 | 82.5 | 83.2 | 83.9 | 84.9 | 86 | 87.2 | 88.3 | 89.3 | 90.4 | 91.3 | 92.1 | 92.9 | 93.6 | 94.3 | 94.9 | 95.5 | 96 | 96.5 | 96.9 | 97.3 | 97.6 | 97.8 | 98 | 98.2 | 98.4 | 98.5
NPgN | BSP | NG FES - Falling Short | Peak utilisation (percent - whole number) | DARLINGTON CENTRAL | 53.4 | 53.4 | 53.4 | 54.1 | 54.5 | 55 | 55.7 | 56.6 | 57.4 | 58.3 | 59.1 | 59.9 | 60.6 | 61.4 | 62 | 62.7 | 63.4 | 64 | 64.6 | 65.1 | 65.6 | 66.1 | 66.4 | 66.8 | 67 | 67.3 | 67.5 | 67.7 | 67.8
NPgN | BSP | NG FES - Falling Short | Peak utilisation (percent - whole number) | DARLINGTON NORTH | 58.4 | 59.6 | 63.9 | 64.9 | 65.3 | 65.9 | 66.6 | 67.6 | 73.3 | 74.3 | 75.2 | 76.1 | 76.9 | 107.3 | 108.1 | 108.9 | 109.6 | 110.3 | 111 | 111.7 | 112.2 | 112.8 | 113.2 | 113.6 | 114 | 114.3 | 114.6 | 114.9 | 115.1
NPgN | BSP | NG FES - Falling Short | Peak utilisation (percent - whole number) | DUNSTON | 48.7 | 48.5 | 49.5 | 50.4 | 50.6 | 50.8 | 51.2 | 51.6 | 52 | 52.5 | 53 | 53.4 | 53.8 | 54.2 | 54.6 | 54.9 | 55.3 | 55.6 | 55.9 | 56.2 | 56.5 | 56.8 | 57 | 57.2 | 57.3 | 57.5 | 57.6 | 57.7 | 57.8
NPgN | BSP | NG FES - Falling Short | Peak utilisation (percent - whole number) | FLATWORTH | 43.6 | 43.8 | 46.9 | 47.7 | 48.2 | 48.7 | 49.5 | 50.3 | 51.1 | 51.9 | 52.7 | 53.5 | 54.2 | 54.8 | 55.5 | 56.1 | 56.7 | 57.4 | 57.9 | 58.5 | 59 | 59.5 | 60 | 60.4 | 60.8 | 61.1 | 61.5 | 61.8 | 62.1
NPgN | BSP | NG FES - Falling Short | Peak utilisation (percent - whole number) | GOSFORTH | 62.4 | 62.4 | 62.5 | 63.6 | 64 | 64.6 | 65.4 | 66.2 | 67.1 | 67.9 | 68.8 | 69.5 | 70.2 | 70.8 | 71.3 | 71.9 | 72.4 | 72.8 | 73.3 | 73.7 | 74.1 | 74.4 | 74.7 | 75 | 75.3 | 75.5 | 75.7 | 75.9 | 76.1
NPgN | BSP | NG FES - Falling Short | Peak utilisation (percent - whole number) | HARROGATE 132/33KV | 42.1 | 42.3 | 42.6 | 43.7 | 44.1 | 46.2 | 46.9 | 47.7 | 48.4 | 49.2 | 49.8 | 50.5 | 51.1 | 51.6 | 52.1 | 52.6 | 53.1 | 53.5 | 53.8 | 54.2 | 54.5 | 54.8 | 55.1 | 55.3 | 55.6 | 55.8 | 56 | 56.2 | 56.4
NPgN | BSP | NG FES - Falling Short | Peak utilisation (percent - whole number) | HUSTHWAITE | 57.9 | 58.4 | 60.8 | 63.3 | 63.9 | 64.6 | 65.4 | 66.2 | 67.1 | 68 | 69 | 69.9 | 70.8 | 71.7 | 72.7 | 73.6 | 74.5 | 75.5 | 76.4 | 77.3 | 78.2 | 79 | 79.9 | 80.6 | 81.4 | 82.1 | 82.8 | 83.5 | 84.2
NPgN | BSP | NG FES - Falling Short | Peak utilisation (percent - whole number) | LEEMING BAR_SKEEBY | 60.2 | 60.9 | 62.8 | 64.2 | 65.1 | 66.2 | 67.4 | 68.7 | 70 | 71.4 | 72.8 | 74.2 | 75.6 | 77 | 78.4 | 79.8 | 81.2 | 82.7 | 84 | 85.4 | 86.7 | 87.9 | 89.1 | 90.2 | 91.3 | 92.3 | 93.3 | 94.3 | 95.2
NPgN | BSP | NG FES - Falling Short | Peak utilisation (percent - whole number) | LINTON | 60.2 | 61 | 65.3 | 70 | 71.1 | 72.5 | 74.2 | 76.1 | 78 | 79.9 | 81.6 | 83.3 | 84.7 | 86.1 | 87.3 | 88.4 | 89.4 | 90.4 | 91.2 | 92 | 92.6 | 93.2 | 93.7 | 94.1 | 94.4 | 94.7 | 94.9 | 95.2 | 95.3
NPgN | BSP | NG FES - Falling Short | Peak utilisation (percent - whole number) | MALTON GRID | 75.7 | 75.9 | 76.3 | 78.3 | 79.1 | 80.1 | 81.4 | 82.8 | 84.2 | 85.6 | 87 | 88.3 | 89.4 | 90.6 | 91.6 | 92.7 | 93.7 | 94.7 | 95.6 | 96.4 | 97.2 | 97.9 | 98.6 | 99.2 | 99.7 | 100.2 | 100.7 | 101.2 | 101.5
NPgN | BSP | NG FES - Falling Short | Peak utilisation (percent - whole number) | MELROSEGATE | 61.4 | 61.5 | 63.5 | 65.9 | 66.5 | 67.1 | 68 | 69 | 70 | 70.9 | 71.9 | 72.7 | 73.5 | 74.2 | 74.9 | 75.5 | 76.1 | 76.7 | 77.2 | 77.7 | 78.1 | 78.5 | 78.9 | 79.2 | 79.5 | 79.7 | 80 | 80.2 | 80.3
NPgN | BSP | NG FES - Falling Short | Peak utilisation (percent - whole number) | NORTH TEES | 73.2 | 73.6 | 82.4 | 83.3 | 84.1 | 85 | 86 | 87.2 | 88.4 | 89.7 | 91 | 92.3 | 93.6 | 94.9 | 96.2 | 97.6 | 98.9 | 100.3 | 101.6 | 102.9 | 104.1 | 105.2 | 106.2 | 107.2 | 108.1 | 109 | 109.8 | 110.6 | 111.3
NPgN | BSP | NG FES - Falling Short | Peak utilisation (percent - whole number) | POTTER HOUSE | 74.6 | 74.9 | 78.6 | 79.6 | 80.4 | 81.3 | 82.5 | 83.7 | 84.9 | 86.2 | 87.3 | 88.5 | 89.4 | 90.5 | 91.4 | 92.3 | 93.2 | 94 | 94.8 | 95.5 | 96.3 | 96.9 | 97.6 | 98.2 | 98.8 | 99.4 | 100 | 100.6 | 101
NPgN | BSP | NG FES - Falling Short | Peak utilisation (percent - whole number) | RAVENSWORTH | 54.7 | 54.5 | 62.2 | 63.1 | 63.2 | 63.4 | 63.8 | 64.2 | 65.4 | 66.1 | 66.8 | 67.6 | 68.5 | 71.4 | 72.4 | 73.5 | 74.7 | 75.9 | 77.1 | 78.1 | 79.1 | 80 | 80.7 | 81.4 | 81.9 | 82.4 | 82.7 | 83 | 83.2
NPgN | BSP | NG FES - Falling Short | Peak utilisation (percent - whole number) | SCARBOROUGH GRID | 68 | 68 | 68.1 | 68.8 | 69.4 | 70.1 | 71.1 | 72.3 | 73.5 | 74.6 | 75.7 | 76.7 | 77.6 | 78.5 | 79.3 | 80.1 | 80.8 | 81.5 | 82.1 | 82.7 | 83.2 | 83.6 | 84 | 84.3 | 84.6 | 84.9 | 85.2 | 85.4 | 85.5
NPgN | BSP | NG FES - Falling Short | Peak utilisation (percent - whole number) | SEAL SANDS | 23 | 37.6 | 40.5 | 40.7 | 40.8 | 40.9 | 41.1 | 41.2 | 41.3 | 41.5 | 41.6 | 41.8 | 41.9 | 42.1 | 42.2 | 42.4 | 42.6 | 42.7 | 42.9 | 43.1 | 43.3 | 43.4 | 43.6 | 43.8 | 44 | 44.2 | 44.4 | 44.5 | 44.7
NPgN | BSP | NG FES - Falling Short | Peak utilisation (percent - whole number) | SPADEADAM 33KV | 40.5 | 40.4 | 40.5 | 40.6 | 40.9 | 41.2 | 41.6 | 42.1 | 42.6 | 43.1 | 43.6 | 44.1 | 44.5 | 45 | 45.4 | 45.9 | 46.3 | 46.6 | 47 | 47.3 | 47.5 | 47.7 | 47.9 | 48.1 | 48.3 | 48.4 | 48.5 | 48.6 | 48.7
NPgN | BSP | NG FES - Falling Short | Peak utilisation (percent - whole number) | SPENNYMOOR 132/66KV | 36.2 | 36.6 | 38.2 | 44.2 | 49.3 | 50.6 | 52.3 | 54.2 | 56.1 | 57.9 | 59.6 | 61.3 | 62.8 | 64.2 | 65.5 | 66.7 | 67.9 | 69 | 70.1 | 71 | 71.9 | 72.6 | 73.3 | 73.9 | 74.4 | 74.9 | 75.3 | 75.7 | 76
NPgN | BSP | NG FES - Falling Short | Peak utilisation (percent - whole number) | TORONTO | 48.1 | 48.3 | 48.4 | 49 | 49.4 | 49.9 | 50.4 | 51.1 | 51.8 | 52.5 | 53.3 | 54 | 54.7 | 55.3 | 56 | 56.7 | 57.3 | 58 | 58.7 | 59.3 | 59.9 | 60.5 | 61 | 61.5 | 61.9 | 62.4 | 62.8 | 63.2 | 63.5
NPgN | BSP | NG FES - Falling Short | Peak utilisation (percent - whole number) | WORMALD GREEN 132/33KV | 60.9 | 61 | 64.4 | 66.1 | 66.4 | 66.9 | 67.4 | 68.1 | 68.9 | 69.8 | 70.8 | 71.8 | 72.8 | 73.9 | 75 | 76.2 | 77.5 | 78.7 | 79.9 | 81.1 | 82.2 | 83.1 | 84 | 84.7 | 85.4 | 86 | 86.5 | 87 | 87.4
NPgY | BSP | NG FES - Falling Short | Peak utilisation (percent - whole number) | ATTERCLIFFE | 64.6 | 64.4 | 64.3 | 64.4 | 64.5 | 64.7 | 65.1 | 65.6 | 66.1 | 66.7 | 67.2 | 67.8 | 68.5 | 69.2 | 70 | 70.8 | 71.5 | 72.2 | 72.9 | 73.6 | 74.2 | 74.7 | 75.2 | 75.6 | 76 | 76.4 | 76.7 | 76.9 | 77.1
NPgY | BSP | NG FES - Falling Short | Peak utilisation (percent - whole number) | BARUGH 132/66KV | 60.9 | 61.5 | 62.2 | 63.3 | 64.6 | 66.1 | 68 | 70.2 | 72.3 | 74.4 | 76.5 | 78.4 | 80.3 | 99 | 100.9 | 102.8 | 104.4 | 106 | 107.5 | 108.9 | 110.1 | 111.3 | 112.4 | 113.4 | 114.3 | 115.1 | 116 | 116.7 | 117.4
NPgY | BSP | NG FES - Falling Short | Peak utilisation (percent - whole number) | BEESTON ROYDS 132/33KV | 39.1 | 39.1 | 39.3 | 39.5 | 39.8 | 40.2 | 40.6 | 41.2 | 41.9 | 42.5 | 43.1 | 43.8 | 44.4 | 45 | 45.7 | 46.3 | 46.9 | 47.4 | 48 | 48.4 | 48.9 | 49.3 | 49.6 | 49.9 | 50.1 | 50.3 | 50.5 | 50.6 | 50.7
NPgY | BSP | NG FES - Falling Short | Peak utilisation (percent - whole number) | BEVERLEY 132/33KV | 80.8 | 81.4 | 82.3 | 83.4 | 84.9 | 86.6 | 88.8 | 91.2 | 93.7 | 96 | 98.2 | 100.3 | 102.3 | 104.4 | 106.4 | 108.3 | 110 | 111.6 | 113.1 | 114.5 | 115.8 | 117 | 118.1 | 119.2 | 120.2 | 121.1 | 122.1 | 123 | 123.7
NPgY | BSP | NG FES - Falling Short | Peak utilisation (percent - whole number) | BINGLEY 132/33KV | 40.7 | 40.8 | 41 | 41.4 | 42 | 42.7 | 43.6 | 44.8 | 45.9 | 46.9 | 47.9 | 48.9 | 49.8 | 50.7 | 51.5 | 52.3 | 53 | 53.7 | 54.3 | 54.8 | 55.3 | 55.7 | 56 | 56.4 | 56.6 | 56.8 | 57.1 | 57.3 | 57.4
NPgY | BSP | NG FES - Falling Short | Peak utilisation (percent - whole number) | BLACKBURN MEADOWS B | 82.7 | 82.6 | 82.5 | 82.5 | 82.6 | 82.9 | 83.2 | 83.6 | 84.1 | 84.7 | 85.3 | 86.1 | 86.8 | 87.7 | 88.6 | 89.5 | 90.5 | 91.4 | 92.4 | 93.3 | 94.2 | 94.9 | 95.6 | 96.3 | 96.8 | 97.3 | 97.8 | 98.3 | 98.6
NPgY | BSP | NG FES - Falling Short | Peak utilisation (percent - whole number) | BLYTON | 58.7 | 59.6 | 60.7 | 62.1 | 63.8 | 65.7 | 67.9 | 70.5 | 73 | 75.5 | 77.9 | 80.2 | 82.5 | 84.8 | 87 | 89.1 | 91 | 92.9 | 94.7 | 96.3 | 97.9 | 99.3 | 100.7 | 101.9 | 103.1 | 104.2 | 105.3 | 106.4 | 107.4
NPgY | BSP | NG FES - Falling Short | Peak utilisation (percent - whole number) | BRADFORD | 68.5 | 68.8 | 69.2 | 69.8 | 70.5 | 71.4 | 72.5 | 74 | 75.4 | 76.8 | 78.1 | 79.4 | 80.6 | 81.9 | 83.1 | 84.3 | 85.3 | 86.2 | 87.1 | 87.9 | 88.6 | 89.3 | 89.8 | 90.3 | 90.7 | 91.1 | 91.4 | 91.7 | 91.9
NPgY | BSP | NG FES - Falling Short | Peak utilisation (percent - whole number) | BRAMHAM | 55.2 | 55.4 | 55.7 | 58.9 | 59.3 | 59.8 | 60.4 | 61.2 | 68.4 | 69.3 | 70.3 | 71.2 | 72.2 | 91 | 92.1 | 93.3 | 94.4 | 95.6 | 96.7 | 97.7 | 98.7 | 99.5 | 100.3 | 101 | 101.6 | 102.1 | 102.6 | 103.1 | 103.5
NPgY | BSP | NG FES - Falling Short | Peak utilisation (percent - whole number) | BRANSHOLME | 38.1 | 38.1 | 38.2 | 38.5 | 38.9 | 39.4 | 40.1 | 41 | 41.7 | 42.5 | 43.2 | 43.8 | 44.4 | 45 | 45.5 | 46 | 46.4 | 46.8 | 47.1 | 47.4 | 47.7 | 47.9 | 48.1 | 48.3 | 48.5 | 48.7 | 48.9 | 49.1 | 49.2
NPgY | BSP | NG FES - Falling Short | Peak utilisation (percent - whole number) | BRIGHOUSE 132/33KV | 56.3 | 56.3 | 56.4 | 56.8 | 57.2 | 57.9 | 58.8 | 59.8 | 60.9 | 62 | 63 | 64 | 65 | 89 | 89.9 | 90.9 | 91.7 | 92.5 | 93.2 | 93.9 | 94.5 | 95 | 95.5 | 95.9 | 96.2 | 96.5 | 96.8 | 97.1 | 97.2
NPgY | BSP | NG FES - Falling Short | Peak utilisation (percent - whole number) | DONCASTER B/THORPE MARSH | 51.8 | 52.3 | 53.1 | 54.1 | 55.3 | 56.8 | 58.7 | 60.8 | 62.9 | 65.1 | 67.1 | 69.1 | 71.1 | 84.7 | 86.6 | 88.5 | 90.2 | 91.9 | 93.4 | 94.8 | 96.1 | 97.3 | 98.3 | 99.2 | 100 | 100.8 | 101.5 | 102.1 | 102.7
NPgY | BSP | NG FES - Falling Short | Peak utilisation (percent - whole number) | DONCASTER CENTRAL | 21.7 | 21.9 | 22 | 22.3 | 22.6 | 22.9 | 23.4 | 23.9 | 24.4 | 24.9 | 25.4 | 25.9 | 26.3 | 26.8 | 27.2 | 27.7 | 28.1 | 28.4 | 28.8 | 29.1 | 29.4 | 29.7 | 30 | 30.2 | 30.5 | 30.7 | 30.9 | 31.1 | 31.3
NPgY | BSP | NG FES - Falling Short | Peak utilisation (percent - whole number) | DRIFFIELD/BEVERLEY GROUP | 86.4 | 87 | 87.7 | 88.5 | 89.5 | 90.7 | 92 | 93.5 | 95.1 | 96.7 | 98.2 | 99.8 | 101.4 | 103.1 | 104.8 | 106.5 | 108.1 | 109.7 | 111.3 | 112.7 | 114.2 | 115.5 | 116.8 | 118 | 119.2 | 120.3 | 121.4 | 122.5 | 123.5
NPgY | BSP | NG FES - Falling Short | Peak utilisation (percent - whole number) | FEATHERSTONE | 60.9 | 61.6 | 62.6 | 63.8 | 65.3 | 67 | 69.1 | 71.5 | 74 | 76.5 | 79 | 81.4 | 83.8 | 86.3 | 88.8 | 91.2 | 93.6 | 95.8 | 98 | 99.9 | 101.8 | 103.5 | 105 | 106.3 | 107.5 | 108.6 | 109.6 | 110.5 | 111.4
NPgY | BSP | NG FES - Falling Short | Peak utilisation (percent - whole number) | GIRLINGTON | 45.1 | 45 | 44.9 | 44.9 | 44.9 | 45 | 45.3 | 45.5 | 45.8 | 46.1 | 46.4 | 46.7 | 47 | 47.3 | 47.6 | 48 | 48.2 | 48.5 | 48.7 | 48.9 | 49.2 | 49.3 | 49.5 | 49.7 | 49.8 | 49.9 | 50.1 | 50.2 | 50.2
NPgY | BSP | NG FES - Falling Short | Peak utilisation (percent - whole number) | HALIFAX 132/33KV | 38.1 | 38.1 | 38.2 | 38.3 | 38.6 | 38.9 | 39.4 | 40 | 40.6 | 41.2 | 41.8 | 42.3 | 42.9 | 43.4 | 43.9 | 44.5 | 44.9 | 45.3 | 45.7 | 46.1 | 46.4 | 46.7 | 46.9 | 47.1 | 47.3 | 47.5 | 47.7 | 47.8 | 47.9
NPgY | BSP | NG FES - Falling Short | Peak utilisation (percent - whole number) | HECKMONDWIKE | 70.6 | 70.7 | 71 | 71.6 | 72.4 | 73.5 | 75 | 76.8 | 78.6 | 80.4 | 82.1 | 83.8 | 85.5 | 87.2 | 88.9 | 90.6 | 92.2 | 93.6 | 95 | 96.3 | 97.4 | 98.4 | 99.3 | 100.1 | 100.7 | 101.3 | 101.8 | 102.3 | 102.6
NPgY | BSP | NG FES - Falling Short | Peak utilisation (percent - whole number) | HOLMFIELD | 49.4 | 49.6 | 50 | 50.6 | 51.4 | 52.5 | 53.9 | 55.6 | 57.2 | 58.7 | 60.1 | 61.5 | 62.8 | 64 | 65.2 | 66.3 | 67.3 | 68.2 | 69 | 69.7 | 70.4 | 70.9 | 71.5 | 71.9 | 72.3 | 72.6 | 72.9 | 73.2 | 73.4
NPgY | BSP | NG FES - Falling Short | Peak utilisation (percent - whole number) | HULL EAST 132/33KV | 50.4 | 50.5 | 50.9 | 51.4 | 52.1 | 52.9 | 54 | 55.3 | 56.6 | 57.8 | 59 | 60.2 | 61.4 | 62.6 | 63.7 | 64.8 | 65.9 | 66.9 | 67.8 | 68.7 | 69.5 | 70.2 | 70.9 | 71.5 | 72 | 72.5 | 72.9 | 73.4 | 73.8
NPgY | BSP | NG FES - Falling Short | Peak utilisation (percent - whole number) | HULL SOUTH | 58.4 | 58.4 | 58.5 | 58.9 | 59.4 | 60.2 | 61.2 | 62.4 | 63.5 | 64.7 | 65.8 | 66.8 | 67.8 | 68.9 | 69.9 | 70.8 | 71.6 | 72.4 | 73.1 | 73.7 | 74.2 | 74.7 | 75.1 | 75.5 | 75.8 | 76.1 | 76.4 | 76.6 | 76.8
NPgY | BSP | NG FES - Falling Short | Peak utilisation (percent - whole number) | HULL WEST | 42.7 | 43.1 | 43.7 | 44.4 | 45.2 | 46.3 | 47.6 | 49.1 | 50.5 | 52 | 53.4 | 54.7 | 56 | 57.3 | 58.5 | 59.8 | 60.9 | 61.9 | 62.9 | 63.9 | 64.7 | 65.5 | 66.2 | 66.8 | 67.4 | 67.9 | 68.4 | 68.9 | 69.3
NPgY | BSP | NG FES - Falling Short | Peak utilisation (percent - whole number) | HUMBERSTON | 22.2 | 22.2 | 22.2 | 22.4 | 22.7 | 23.1 | 23.6 | 24.2 | 24.8 | 25.3 | 25.8 | 26.3 | 26.7 | 27.2 | 27.6 | 27.9 | 28.2 | 28.5 | 28.7 | 28.9 | 29.1 | 29.2 | 29.4 | 29.5 | 29.6 | 29.7 | 29.8 | 29.9 | 29.9
NPgY | BSP | NG FES - Falling Short | Peak utilisation (percent - whole number) | HUNNINGLEY | 27.9 | 28.1 | 28.5 | 28.9 | 29.5 | 30.2 | 31.1 | 32 | 32.9 | 33.9 | 34.7 | 35.6 | 36.4 | 37.2 | 38.1 | 38.8 | 39.5 | 40.1 | 40.7 | 41.3 | 41.8 | 42.3 | 42.7 | 43.2 | 43.5 | 43.9 | 44.3 | 44.6 | 44.9
NPgY | BSP | NG FES - Falling Short | Peak utilisation (percent - whole number) | HUNSHELF | 44.3 | 44.4 | 44.7 | 45 | 45.4 | 45.9 | 46.5 | 47.2 | 47.9 | 48.5 | 49.1 | 49.7 | 50.3 | 50.9 | 51.4 | 52 | 52.4 | 52.8 | 53.2 | 53.6 | 53.9 | 54.2 | 54.5 | 54.7 | 55 | 55.2 | 55.3 | 55.5 | 55.7
NPgY | BSP | NG FES - Falling Short | Peak utilisation (percent - whole number) | IMMINGHAM | 48.8 | 49 | 49.4 | 49.8 | 50.3 | 50.9 | 51.7 | 52.7 | 53.8 | 55.1 | 56.4 | 57.8 | 59.3 | 60.8 | 62.4 | 64.1 | 65.9 | 67.7 | 69.4 | 71 | 72.5 | 73.8 | 74.9 | 75.8 | 76.6 | 77.3 | 77.9 | 78.4 | 78.9
NPgY | BSP | NG FES - Falling Short | Peak utilisation (percent - whole number) | KIRKHAW LANE | 48.4 | 48.9 | 49.4 | 50.1 | 50.8 | 51.7 | 52.7 | 53.9 | 55 | 56.2 | 57.3 | 58.5 | 59.6 | 60.7 | 61.9 | 63.1 | 64.1 | 65.2 | 66.2 | 67.2 | 68.1 | 69 | 69.9 | 70.6 | 71.4 | 72.1 | 72.8 | 73.5 | 74.1
NPgY | BSP | NG FES - Falling Short | Peak utilisation (percent - whole number) | KIRKSTALL C 2/5 | 41.3 | 41.2 | 41.1 | 41.1 | 41 | 41 | 41 | 41.1 | 41.1 | 41.2 | 41.3 | 41.3 | 41.4 | 41.5 | 41.6 | 41.7 | 41.8 | 41.9 | 42 | 42 | 42.1 | 42.2 | 42.2 | 42.3 | 42.3 | 42.4 | 42.4 | 42.5 | 42.5
NPgY | BSP | NG FES - Falling Short | Peak utilisation (percent - whole number) | KIRKSTALL C/RING ROAD HORSFORTH | 61.6 | 63.2 | 65 | 67 | 68.8 | 70.5 | 72.5 | 75 | 77.4 | 79.6 | 81.7 | 83.6 | 85.4 | 87.2 | 88.9 | 90.4 | 91.7 | 92.8 | 93.8 | 94.7 | 95.5 | 96.3 | 97 | 97.6 | 98.1 | 98.6 | 99.1 | 99.6 | 100
NPgY | BSP | NG FES - Falling Short | Peak utilisation (percent - whole number) | LEEDS EAST | 57.6 | 57.6 | 57.6 | 57.8 | 58 | 58.3 | 58.8 | 59.4 | 60.1 | 60.8 | 61.5 | 62.3 | 63.1 | 63.9 | 64.7 | 65.6 | 66.4 | 67.2 | 68 | 68.7 | 69.3 | 69.9 | 70.4 | 70.8 | 71.1 | 71.4 | 71.6 | 71.8 | 72
NPgY | BSP | NG FES - Falling Short | Peak utilisation (percent - whole number) | LEEDS NORTH | 45.6 | 46.1 | 46.8 | 47.6 | 48.4 | 49.4 | 50.5 | 51.9 | 53.3 | 54.6 | 55.8 | 56.9 | 57.9 | 58.9 | 59.8 | 60.6 | 61.3 | 61.9 | 62.5 | 63 | 63.5 | 63.9 | 64.2 | 64.5 | 64.8 | 65 | 65.2 | 65.4 | 65.6
NPgY | BSP | NG FES - Falling Short | Peak utilisation (percent - whole number) | LINDLEY | 57.7 | 57.9 | 58.2 | 58.8 | 59.7 | 60.7 | 62.1 | 63.7 | 65.3 | 66.8 | 68.2 | 69.5 | 70.7 | 71.9 | 73.1 | 74.1 | 75 | 75.9 | 76.6 | 77.2 | 77.8 | 78.4 | 78.8 | 79.2 | 79.6 | 79.9 | 80.2 | 80.5 | 80.7
NPgY | BSP | NG FES - Falling Short | Peak utilisation (percent - whole number) | LOW ROAD | 34 | 39.3 | 39.3 | 39.3 | 39.3 | 39.5 | 39.7 | 40 | 40.3 | 40.7 | 41.1 | 41.6 | 42.1 | 51.2 | 51.8 | 52.4 | 53 | 53.6 | 54.2 | 54.7 | 55.2 | 55.6 | 56 | 56.2 | 56.5 | 56.7 | 56.8 | 57 | 57
NPgY | BSP | NG FES - Falling Short | Peak utilisation (percent - whole number) | MALLARD WAY | 61 | 61.1 | 61.3 | 61.6 | 61.9 | 62.3 | 62.7 | 63.2 | 63.8 | 64.4 | 65 | 65.6 | 66.3 | 67 | 67.7 | 68.4 | 69.1 | 69.9 | 70.6 | 71.3 | 72 | 72.6 | 73.2 | 73.8 | 74.3 | 74.9 | 75.4 | 75.9 | 76.3
NPgY | BSP | NG FES - Falling Short | Peak utilisation (percent - whole number) | MENSTON | 40.7 | 40.9 | 41.2 | 41.7 | 42.2 | 42.8 | 43.6 | 44.5 | 45.4 | 46.3 | 47.1 | 47.8 | 48.5 | 49.3 | 49.9 | 50.5 | 51.1 | 51.5 | 52 | 52.3 | 52.7 | 53 | 53.2 | 53.5 | 53.7 | 53.9 | 54 | 54.2 | 54.3
NPgY | BSP | NG FES - Falling Short | Peak utilisation (percent - whole number) | MOSS ROAD | 56 | 55.8 | 55.7 | 55.7 | 55.7 | 55.9 | 56.2 | 56.5 | 56.9 | 57.2 | 57.6 | 57.9 | 58.3 | 58.7 | 59.2 | 59.6 | 59.9 | 60.2 | 60.5 | 60.8 | 61.1 | 61.3 | 61.5 | 61.7 | 61.8 | 62 | 62.1 | 62.3 | 62.4
NPgY | BSP | NG FES - Falling Short | Peak utilisation (percent - whole number) | OSGODBY 1/2 | 4.1 | 4.1 | 4.1 | 4.1 | 4.1 | 4.1 | 4.1 | 4.1 | 4.1 | 4.1 | 4.1 | 4.1 | 4.1 | 4.1 | 4.1 | 4.1 | 4.1 | 4.1 | 4.1 | 4.1 | 4.1 | 4.1 | 4.1 | 4.1 | 4.1 | 4.1 | 4.1 | 4.1 | 4.1
NPgY | BSP | NG FES - Falling Short | Peak utilisation (percent - whole number) | OSGODBY 3/4 | 46.1 | 46.6 | 47.1 | 47.7 | 48.4 | 49.3 | 50.2 | 51.2 | 52.4 | 53.6 | 54.8 | 56.1 | 57.4 | 58.8 | 60.2 | 61.6 | 63.1 | 64.6 | 66 | 67.4 | 68.6 | 69.8 | 70.9 | 71.9 | 72.8 | 73.6 | 74.4 | 75.2 | 75.9
NPgY | BSP | NG FES - Falling Short | Peak utilisation (percent - whole number) | RODLEY | 55.2 | 55.5 | 55.9 | 56.6 | 57.4 | 58.2 | 59.4 | 60.7 | 62.1 | 63.4 | 64.5 | 65.6 | 66.7 | 67.7 | 68.7 | 69.6 | 70.3 | 71 | 71.6 | 72.2 | 72.7 | 73.2 | 73.5 | 73.9 | 74.2 | 74.5 | 74.7 | 74.9 | 75.1
NPgY | BSP | NG FES - Falling Short | Peak utilisation (percent - whole number) | SAINT ANDREWS ROAD 132/33KV | 86.8 | 86.6 | 86.6 | 86.8 | 87.1 | 87.5 | 88.2 | 89.1 | 90 | 90.9 | 91.8 | 92.8 | 93.8 | 94.8 | 95.9 | 97 | 98 | 98.9 | 99.8 | 100.7 | 101.4 | 102.1 | 102.7 | 103.2 | 103.6 | 104 | 104.4 | 104.7 | 104.9
NPgY | BSP | NG FES - Falling Short | Peak utilisation (percent - whole number) | SALTEND 132/33KV | 21 | 21.2 | 21.3 | 21.4 | 21.5 | 21.7 | 21.8 | 21.9 | 22.1 | 22.2 | 22.4 | 22.6 | 22.7 | 22.9 | 23.1 | 23.3 | 23.5 | 23.7 | 23.8 | 24 | 24.2 | 24.4 | 24.6 | 24.8 | 25 | 25.2 | 25.4 | 25.6 | 25.8
NPgY | BSP | NG FES - Falling Short | Peak utilisation (percent - whole number) | SANTON | 77.1 | 78.4 | 79.8 | 81.2 | 82.7 | 84.2 | 85.8 | 87.5 | 89.3 | 91.1 | 93 | 94.9 | 96.8 | 98.8 | 100.8 | 102.8 | 104.9 | 106.9 | 109 | 111 | 113 | 115 | 116.9 | 118.7 | 120.5 | 122.3 | 124.1 | 125.8 | 127.5
NPgY | BSP | NG FES - Falling Short | Peak utilisation (percent - whole number) | SCUNTHORPE NORTH | 64.1 | 64.7 | 65.3 | 66 | 66.8 | 67.6 | 68.5 | 69.5 | 70.6 | 71.8 | 73 | 74.2 | 75.5 | 76.9 | 78.3 | 79.8 | 81.3 | 82.7 | 84.2 | 85.6 | 86.9 | 88.2 | 89.3 | 90.4 | 91.4 | 92.4 | 93.2 | 94.1 | 94.9
NPgY | BSP | NG FES - Falling Short | Peak utilisation (percent - whole number) | SCUNTHORPE SOUTH | 27.3 | 27.7 | 28.2 | 28.8 | 29.4 | 30 | 30.8 | 31.6 | 32.3 | 33.1 | 33.9 | 34.6 | 35.4 | 36.1 | 36.8 | 37.5 | 38.3 | 39 | 39.6 | 40.3 | 40.9 | 41.6 | 42.2 | 42.8 | 43.4 | 44 | 44.6 | 45.2 | 45.7
NPgY | BSP | NG FES - Falling Short | Peak utilisation (percent - whole number) | SILSDEN | 71.8 | 72 | 72.4 | 73 | 73.9 | 75.1 | 76.6 | 78.5 | 80.3 | 82 | 83.6 | 85.1 | 86.6 | 88.1 | 89.4 | 90.8 | 91.9 | 92.9 | 93.9 | 94.7 | 95.4 | 96.1 | 96.7 | 97.2 | 97.6 | 98 | 98.4 | 98.7 | 98.9
NPgY | BSP | NG FES - Falling Short | Peak utilisation (percent - whole number) | SOWERBY BRIDGE 132/33KV | 53.8 | 53.9 | 54.1 | 54.6 | 55.2 | 56.1 | 57.1 | 58.4 | 59.7 | 61 | 62.2 | 63.3 | 64.5 | 65.6 | 66.6 | 67.7 | 68.6 | 69.4 | 70.2 | 70.9 | 71.5 | 72.1 | 72.5 | 73 | 73.3 | 73.6 | 73.9 | 74.2 | 74.4
NPgY | BSP | NG FES - Falling Short | Peak utilisation (percent - whole number) | STAYGATE | 56.9 | 56.8 | 56.9 | 57.1 | 57.5 | 58.1 | 58.9 | 59.9 | 60.9 | 61.9 | 63 | 64 | 65 | 66 | 67.1 | 68.2 | 69.1 | 70.1 | 71 | 71.8 | 72.5 | 73.2 | 73.7 | 74.2 | 74.6 | 74.9 | 75.2 | 75.4 | 75.6
NPgY | BSP | NG FES - Falling Short | Peak utilisation (percent - whole number) | THORNHILL 132KV | 70.7 | 70.9 | 71.3 | 72 | 73 | 74.3 | 76 | 78 | 80 | 82 | 83.9 | 85.7 | 87.5 | 89.4 | 91.2 | 93 | 94.6 | 96.2 | 97.6 | 98.9 | 100.2 | 101.2 | 102.2 | 103.1 | 103.9 | 104.6 | 105.2 | 105.8 | 106.2
NPgY | BSP | NG FES - Falling Short | Peak utilisation (percent - whole number) | WAKEFIELD MONCKTON ROAD | 37.7 | 38.1 | 38.5 | 39 | 39.6 | 40.3 | 41.1 | 41.9 | 42.8 | 43.7 | 44.6 | 45.5 | 46.5 | 47.5 | 48.6 | 49.7 | 50.7 | 51.7 | 52.7 | 53.6 | 54.5 | 55.4 | 56.2 | 57 | 57.7 | 58.5 | 59.1 | 59.8 | 60.4
NPgY | BSP | NG FES - Falling Short | Peak utilisation (percent - whole number) | WAKEFIELD NORTH | 64.3 | 65.1 | 66 | 67.2 | 68.7 | 70.4 | 72.5 | 74.9 | 77.3 | 79.7 | 82 | 84.2 | 86.4 | 88.6 | 90.9 | 93 | 95 | 96.9 | 98.6 | 100.3 | 101.8 | 103.2 | 104.5 | 105.7 | 106.8 | 107.8 | 108.8 | 109.7 | 110.4
NPgY | BSP | NG FES - Falling Short | Peak utilisation (percent - whole number) | WEST MELTON | 53.1 | 53.8 | 54.7 | 55.9 | 57.4 | 59.1 | 61.2 | 63.6 | 66 | 68.3 | 70.4 | 72.5 | 74.5 | 76.6 | 78.6 | 80.6 | 82.2 | 83.7 | 85.1 | 86.4 | 87.6 | 88.7 | 89.7 | 90.6 | 91.4 | 92.2 | 92.9 | 93.7 | 94.3
NPgY | BSP | NG FES - Falling Short | Peak utilisation (percent - whole number) | WHINMOOR | 49.6 | 50 | 50.7 | 51.6 | 52.6 | 53.8 | 55.4 | 57.2 | 58.9 | 60.6 | 62.1 | 63.6 | 64.9 | 66.2 | 67.5 | 68.6 | 69.6 | 70.5 | 71.2 | 72 | 72.6 | 73.2 | 73.7 | 74.1 | 74.5 | 74.8 | 75.1 | 75.4 | 75.7
NPgY | BSP | NG FES - Falling Short | Peak utilisation (percent - whole number) | WOLD NEWTON | 45.5 | 46.2 | 47 | 48.1 | 49.3 | 50.7 | 52.4 | 54.2 | 56.1 | 57.8 | 59.4 | 61 | 62.6 | 64.1 | 65.6 | 67 | 68.3 | 69.4 | 70.6 | 71.7 | 72.7 | 73.6 | 74.5 | 75.4 | 76.2 | 77 | 77.8 | 78.6 | 79.3
NPgY | BSP | NG FES - Falling Short | Peak utilisation (percent - whole number) | YARBOROUGH ROAD 132/33KV | 49.8 | 49.8 | 49.9 | 50.2 | 50.7 | 51.3 | 52.1 | 53.1 | 54.1 | 55 | 55.9 | 56.7 | 57.5 | 58.3 | 59.1 | 59.8 | 60.4 | 60.9 | 61.4 | 61.9 | 62.3 | 62.6 | 62.9 | 63.2 | 63.4 | 63.6 | 63.8 | 64 | 64.2
NPgN | BSP | NG FES - Leading the Way | Peak utilisation (percent - whole number) | ANNFIELD | 59.2 | 59.2 | 59.8 | 63.1 | 65.2 | 67.5 | 68.9 | 70.1 | 72 | 76.4 | 80.6 | 84.6 | 88.4 | 92 | 95.4 | 98.7 | 101.8 | 104.6 | 106.8 | 108.6 | 110.1 | 112.3 | 114.8 | 116.7 | 116.5 | 116.2 | 116 | 115.8 | 115.5
NPgN | BSP | NG FES - Leading the Way | Peak utilisation (percent - whole number) | BARRACK ROAD | 58.8 | 58.2 | 58.6 | 58.8 | 60.2 | 60.4 | 60.3 | 60.2 | 60.3 | 61.6 | 62.8 | 64.1 | 65.3 | 66.4 | 67.4 | 68.5 | 69.4 | 70.3 | 71 | 71.5 | 71.9 | 72.6 | 73.4 | 74 | 73.7 | 73.3 | 73 | 72.6 | 72.3
NPgN | BSP | NG FES - Leading the Way | Peak utilisation (percent - whole number) | BLUCHER | 44.8 | 44.8 | 49.3 | 51.2 | 52.4 | 53.8 | 54.7 | 55.4 | 56.7 | 60.1 | 63.4 | 66.4 | 69.3 | 72 | 74.6 | 77.2 | 79.6 | 81.8 | 83.7 | 85.2 | 86.6 | 88.5 | 90.5 | 92.1 | 91.8 | 91.5 | 91.3 | 91 | 90.8
NPgN | BSP | NG FES - Leading the Way | Peak utilisation (percent - whole number) | BOWESFIELD | 64.9 | 65.3 | 67 | 69.1 | 71.7 | 74.6 | 76.7 | 78.5 | 81.3 | 87.4 | 93.1 | 98.6 | 103.9 | 108.8 | 113.6 | 118.2 | 122.5 | 126.6 | 129.9 | 132.8 | 135.4 | 138.7 | 142.3 | 145.2 | 145.2 | 145.2 | 145.2 | 145.2 | 145.3
NPgN | BSP | NG FES - Leading the Way | Peak utilisation (percent - whole number) | CHIRTON GRANGE | 65 | 65.3 | 66.5 | 69.7 | 72.8 | 76.1 | 78.3 | 80 | 83.1 | 89.7 | 95.8 | 101.7 | 107.2 | 112.3 | 117.2 | 121.9 | 126.4 | 130.5 | 133.8 | 136.5 | 138.9 | 142.2 | 145.9 | 148.7 | 148.5 | 148.3 | 148.1 | 147.9 | 147.8
NPgN | BSP | NG FES - Leading the Way | Peak utilisation (percent - whole number) | COALBURNS | 81.4 | 81.4 | 82.1 | 83.4 | 85.3 | 87 | 88.3 | 89.5 | 91.3 | 94.7 | 97.8 | 100.8 | 103.6 | 106.1 | 108.5 | 110.7 | 112.7 | 114.6 | 116 | 117.1 | 118 | 119.3 | 120.8 | 121.8 | 121.5 | 121.2 | 120.9 | 120.6 | 120.3
NPgN | BSP | NG FES - Leading the Way | Peak utilisation (percent - whole number) | DARLINGTON CENTRAL | 53.2 | 53 | 53.3 | 54.4 | 55.6 | 56.9 | 57.8 | 58.5 | 60.1 | 63.9 | 67.6 | 71 | 74.3 | 77.4 | 80.3 | 83.1 | 85.7 | 88.1 | 90.1 | 91.7 | 93.1 | 95 | 96.9 | 98.4 | 98 | 97.6 | 97.2 | 96.8 | 96.4
NPgN | BSP | NG FES - Leading the Way | Peak utilisation (percent - whole number) | DARLINGTON NORTH | 58.1 | 59.1 | 63.6 | 65.1 | 66.5 | 68.1 | 69.1 | 69.9 | 76.2 | 79.4 | 82.4 | 85.2 | 87.9 | 120.1 | 122.5 | 124.8 | 126.9 | 128.7 | 130.2 | 131.3 | 132.2 | 133.6 | 135.2 | 136.3 | 136.1 | 135.8 | 135.5 | 135.2 | 134.9
NPgN | BSP | NG FES - Leading the Way | Peak utilisation (percent - whole number) | DUNSTON | 48.5 | 48.2 | 49.2 | 50.3 | 51 | 51.7 | 52.2 | 52.5 | 53.4 | 56.1 | 58.7 | 61.1 | 63.5 | 65.7 | 67.8 | 69.9 | 71.8 | 73.6 | 75.1 | 76.3 | 77.4 | 78.9 | 80.5 | 81.7 | 81.3 | 81 | 80.7 | 80.3 | 80.1
NPgN | BSP | NG FES - Leading the Way | Peak utilisation (percent - whole number) | FLATWORTH | 43.5 | 43.5 | 46.6 | 47.6 | 48.5 | 49.4 | 50.2 | 50.9 | 52.2 | 55.1 | 57.9 | 60.5 | 63.1 | 65.5 | 67.8 | 70 | 72.1 | 74.1 | 75.8 | 77.4 | 78.8 | 80.4 | 82.2 | 83.6 | 83.5 | 83.5 | 83.4 | 83.4 | 83.3
NPgN | BSP | NG FES - Leading the Way | Peak utilisation (percent - whole number) | GOSFORTH | 62 | 61.9 | 62.2 | 63.9 | 65.5 | 67.1 | 68.1 | 68.8 | 70.2 | 73.6 | 76.8 | 79.9 | 82.7 | 85.4 | 87.9 | 90.4 | 92.7 | 94.8 | 96.4 | 97.7 | 98.8 | 100.4 | 102.3 | 103.7 | 103.4 | 103.1 | 102.8 | 102.5 | 102.3
NPgN | BSP | NG FES - Leading the Way | Peak utilisation (percent - whole number) | HARROGATE 132/33KV | 41.9 | 42 | 42.7 | 44.3 | 45.7 | 48.5 | 49.4 | 50.2 | 51.3 | 53.7 | 55.9 | 58 | 60 | 61.9 | 63.6 | 65.3 | 66.8 | 68.3 | 69.4 | 70.3 | 71.1 | 72.2 | 73.5 | 74.5 | 74.4 | 74.3 | 74.2 | 74.1 | 74
NPgN | BSP | NG FES - Leading the Way | Peak utilisation (percent - whole number) | HUSTHWAITE | 57.8 | 57.9 | 60.2 | 62.5 | 63.3 | 64.1 | 64.8 | 65.3 | 66.3 | 68.6 | 70.9 | 73.1 | 75.2 | 77.2 | 79.2 | 81.1 | 82.8 | 84.5 | 86 | 87.3 | 88.5 | 89.9 | 91.4 | 92.6 | 92.7 | 92.8 | 92.9 | 93 | 93.2
NPgN | BSP | NG FES - Leading the Way | Peak utilisation (percent - whole number) | LEEMING BAR_SKEEBY | 60.1 | 60.4 | 62.1 | 63.5 | 64.8 | 66.1 | 67.3 | 68.4 | 69.9 | 72.9 | 75.8 | 78.7 | 81.5 | 84.1 | 86.7 | 89.1 | 91.4 | 93.6 | 95.5 | 97.2 | 98.7 | 100.5 | 102.3 | 103.9 | 104.2 | 104.5 | 104.7 | 105 | 105.2
NPgN | BSP | NG FES - Leading the Way | Peak utilisation (percent - whole number) | LINTON | 60 | 60.7 | 65.7 | 71.5 | 74.3 | 77.1 | 79.3 | 81.4 | 84.6 | 90.2 | 95.6 | 100.6 | 105.4 | 109.7 | 113.6 | 117.4 | 120.8 | 123.9 | 126.5 | 128.7 | 130.6 | 132.9 | 135.3 | 137.3 | 137 | 136.6 | 136.3 | 136 | 135.8
NPgN | BSP | NG FES - Leading the Way | Peak utilisation (percent - whole number) | MALTON GRID | 75.3 | 75.3 | 75.9 | 78.6 | 80.6 | 82.7 | 84.3 | 85.6 | 87.7 | 92.8 | 97.7 | 102.4 | 106.9 | 111 | 115 | 118.8 | 122.4 | 125.7 | 128.4 | 130.7 | 132.9 | 135.5 | 138.4 | 140.7 | 140.4 | 140 | 139.7 | 139.4 | 139.2
NPgN | BSP | NG FES - Leading the Way | Peak utilisation (percent - whole number) | MELROSEGATE | 61 | 60.9 | 63.3 | 66.4 | 68.1 | 69.8 | 70.9 | 71.8 | 73.4 | 77.2 | 80.8 | 84.2 | 87.4 | 90.5 | 93.3 | 96.1 | 98.6 | 100.9 | 102.7 | 104.2 | 105.6 | 107.4 | 109.4 | 111 | 110.6 | 110.3 | 109.9 | 109.6 | 109.3
NPgN | BSP | NG FES - Leading the Way | Peak utilisation (percent - whole number) | NORTH TEES | 73 | 73 | 81.7 | 82.9 | 84.3 | 85.8 | 86.9 | 87.9 | 89.5 | 93.2 | 96.8 | 100.4 | 103.8 | 107.1 | 110.2 | 113.2 | 116 | 118.5 | 120.6 | 122.4 | 124.1 | 126.1 | 128.3 | 130.1 | 130.1 | 130.1 | 130.1 | 130.1 | 130.1
NPgN | BSP | NG FES - Leading the Way | Peak utilisation (percent - whole number) | POTTER HOUSE | 74.2 | 74.2 | 78.1 | 79.9 | 81.9 | 84 | 85.4 | 86.3 | 88.1 | 92.4 | 96.4 | 100.3 | 104 | 107.6 | 110.9 | 114.2 | 117.3 | 120.1 | 122.4 | 124.3 | 125.9 | 128.3 | 130.9 | 133 | 132.7 | 132.5 | 132.3 | 132.1 | 131.9
NPgN | BSP | NG FES - Leading the Way | Peak utilisation (percent - whole number) | RAVENSWORTH | 54.5 | 54.1 | 61.7 | 62.8 | 63.3 | 64 | 64.6 | 65.2 | 66.8 | 69 | 71.2 | 73.4 | 75.6 | 79.5 | 81.4 | 83.1 | 84.7 | 86 | 87 | 87.8 | 88.4 | 89.1 | 90 | 90.6 | 90.3 | 90.1 | 89.8 | 89.6 | 89.3
NPgN | BSP | NG FES - Leading the Way | Peak utilisation (percent - whole number) | SCARBOROUGH GRID | 67.8 | 67.6 | 67.9 | 69.3 | 70.9 | 72.8 | 74.1 | 75.3 | 77.4 | 82.7 | 87.7 | 92.5 | 97 | 101.2 | 105.2 | 108.9 | 112.4 | 115.7 | 118.5 | 120.8 | 123 | 125.5 | 128.3 | 130.5 | 130 | 129.6 | 129.1 | 128.7 | 128.3
NPgN | BSP | NG FES - Leading the Way | Peak utilisation (percent - whole number) | SEAL SANDS | 23 | 37.5 | 40.3 | 40.3 | 40.4 | 40.4 | 40.4 | 40.4 | 40.5 | 40.5 | 40.6 | 40.6 | 40.7 | 40.7 | 40.8 | 40.8 | 40.9 | 41 | 41 | 41.1 | 41.2 | 41.3 | 41.3 | 41.4 | 41.5 | 41.5 | 41.6 | 41.6 | 41.7
NPgN | BSP | NG FES - Leading the Way | Peak utilisation (percent - whole number) | SPADEADAM 33KV | 40.4 | 40.2 | 40.4 | 40.9 | 41.7 | 42.6 | 43.1 | 43.7 | 44.6 | 46.8 | 49 | 51.1 | 53.1 | 54.9 | 56.6 | 58.1 | 59.5 | 60.8 | 61.9 | 62.8 | 63.5 | 64.5 | 65.5 | 66.3 | 66.1 | 65.8 | 65.5 | 65.3 | 65.1
NPgN | BSP | NG FES - Leading the Way | Peak utilisation (percent - whole number) | SPENNYMOOR 132/66KV | 35.7 | 36.1 | 38.5 | 45.7 | 52.9 | 56.1 | 58.5 | 60.6 | 63.6 | 68.9 | 73.8 | 78.4 | 82.8 | 86.8 | 90.5 | 94.1 | 97.4 | 100.3 | 102.5 | 104.3 | 105.7 | 107.8 | 110.2 | 112 | 111.8 | 111.6 | 111.4 | 111.3 | 111.1
NPgN | BSP | NG FES - Leading the Way | Peak utilisation (percent - whole number) | TORONTO | 47.8 | 47.7 | 48 | 48.9 | 50.1 | 51.5 | 52.3 | 52.8 | 54 | 57.6 | 61.2 | 64.6 | 67.9 | 71 | 74 | 76.9 | 79.7 | 82.3 | 84.4 | 86.1 | 87.7 | 89.8 | 92.2 | 94 | 93.8 | 93.6 | 93.3 | 93.1 | 93
NPgN | BSP | NG FES - Leading the Way | Peak utilisation (percent - whole number) | WORMALD GREEN 132/33KV | 60.6 | 60.4 | 63.8 | 65.8 | 66.7 | 67.9 | 68.7 | 69.3 | 70.6 | 73.8 | 77 | 80.2 | 83.3 | 86.3 | 89.1 | 91.7 | 94.2 | 96.5 | 98.3 | 99.7 | 101 | 102.7 | 104.5 | 106 | 105.9 | 105.8 | 105.6 | 105.5 | 105.4
NPgY | BSP | NG FES - Leading the Way | Peak utilisation (percent - whole number) | ATTERCLIFFE | 64.2 | 63.8 | 63.6 | 63.9 | 64.5 | 65.3 | 65.6 | 66 | 66.9 | 69.7 | 72.5 | 75.2 | 77.9 | 80.4 | 82.8 | 85.2 | 87.4 | 89.4 | 91 | 92.3 | 93.5 | 95.2 | 96.9 | 98.1 | 97.7 | 97.4 | 97 | 96.7 | 96.3
NPgY | BSP | NG FES - Leading the Way | Peak utilisation (percent - whole number) | BARUGH 132/66KV | 60.5 | 60.9 | 61.9 | 63.7 | 66.2 | 69.2 | 71.3 | 73.5 | 76.8 | 82.9 | 88.9 | 94.6 | 100.1 | 121.9 | 126.9 | 131.6 | 136 | 140.1 | 143.5 | 146.6 | 149.3 | 152.7 | 156 | 158.7 | 158.7 | 158.7 | 158.7 | 158.7 | 158.7
NPgY | BSP | NG FES - Leading the Way | Peak utilisation (percent - whole number) | BEESTON ROYDS 132/33KV | 39 | 38.9 | 39.2 | 39.7 | 40.4 | 41.2 | 41.8 | 42.4 | 43.5 | 46 | 48.4 | 50.7 | 53 | 55.2 | 57.2 | 59.1 | 61 | 62.6 | 64 | 65.3 | 66.4 | 67.8 | 69.1 | 70.1 | 69.9 | 69.7 | 69.4 | 69.2 | 69
NPgY | BSP | NG FES - Leading the Way | Peak utilisation (percent - whole number) | BEVERLEY 132/33KV | 80.3 | 80.6 | 81.8 | 83.7 | 86.6 | 90 | 92.3 | 94.7 | 98.4 | 105.8 | 112.9 | 119.7 | 126.3 | 132.5 | 138.4 | 144.1 | 149.4 | 154.5 | 158.8 | 162.6 | 166.1 | 170.5 | 174.8 | 178.3 | 178.3 | 178.2 | 178.2 | 178.2 | 178.1
NPgY | BSP | NG FES - Leading the Way | Peak utilisation (percent - whole number) | BINGLEY 132/33KV | 40.5 | 40.6 | 41 | 41.9 | 43.3 | 45 | 46.1 | 47.3 | 49.2 | 53 | 56.5 | 59.9 | 63.1 | 66.1 | 69 | 71.7 | 74.2 | 76.5 | 78.5 | 80.2 | 81.7 | 83.6 | 85.5 | 86.9 | 86.6 | 86.4 | 86.2 | 86 | 85.7
NPgY | BSP | NG FES - Leading the Way | Peak utilisation (percent - whole number) | BLACKBURN MEADOWS B | 82.6 | 82 | 81.5 | 81.4 | 81.4 | 81.7 | 81.7 | 81.9 | 82.5 | 84.4 | 86.3 | 88.2 | 90.1 | 91.9 | 93.6 | 95.2 | 96.7 | 98 | 99.1 | 100 | 100.8 | 101.9 | 102.9 | 103.6 | 103.4 | 103.1 | 102.9 | 102.6 | 102.4
NPgY | BSP | NG FES - Leading the Way | Peak utilisation (percent - whole number) | BLYTON | 58.4 | 59 | 60.3 | 62.2 | 64.8 | 67.8 | 70.1 | 72.7 | 76.2 | 82.4 | 88.2 | 93.9 | 99.4 | 104.5 | 109.4 | 114 | 118.5 | 122.6 | 126.2 | 129.4 | 132.4 | 135.9 | 139.3 | 142 | 142.3 | 142.7 | 143 | 143.3 | 143.6
NPgY | BSP | NG FES - Leading the Way | Peak utilisation (percent - whole number) | BRADFORD | 68.2 | 68.3 | 69.2 | 70.6 | 72.7 | 75 | 76.4 | 77.9 | 80.4 | 85.7 | 90.8 | 95.7 | 100.4 | 104.8 | 108.9 | 112.8 | 116.4 | 119.8 | 122.5 | 124.9 | 126.9 | 129.6 | 132.3 | 134.3 | 133.8 | 133.3 | 132.9 | 132.4 | 132
NPgY | BSP | NG FES - Leading the Way | Peak utilisation (percent - whole number) | BRAMHAM | 55 | 54.9 | 55.1 | 58.5 | 59.2 | 60.1 | 60.7 | 61.5 | 69.1 | 71.7 | 74.3 | 76.9 | 79.4 | 99.5 | 101.8 | 103.9 | 106 | 107.8 | 109.3 | 110.7 | 111.8 | 113.3 | 114.6 | 115.8 | 115.7 | 115.6 | 115.5 | 115.4 | 115.3
NPgY | BSP | NG FES - Leading the Way | Peak utilisation (percent - whole number) | BRANSHOLME | 37.9 | 37.8 | 38 | 38.6 | 39.5 | 40.7 | 41.4 | 42.2 | 43.5 | 46.5 | 49.3 | 51.9 | 54.4 | 56.8 | 59.1 | 61.4 | 63.5 | 65.5 | 67.3 | 68.8 | 70.2 | 72 | 73.7 | 75 | 74.8 | 74.6 | 74.4 | 74.3 | 74.1
NPgY | BSP | NG FES - Leading the Way | Peak utilisation (percent - whole number) | BRIGHOUSE 132/33KV | 56 | 55.9 | 56.2 | 57 | 58.3 | 59.9 | 61 | 62.1 | 64 | 67.9 | 71.6 | 75.2 | 78.7 | 104.9 | 108 | 110.9 | 113.6 | 116.1 | 118.2 | 119.9 | 121.5 | 123.5 | 125.5 | 127 | 126.7 | 126.4 | 126.1 | 125.8 | 125.6
NPgY | BSP | NG FES - Leading the Way | Peak utilisation (percent - whole number) | DONCASTER B/THORPE MARSH | 51.5 | 51.9 | 53.1 | 54.8 | 57.3 | 60.1 | 62.3 | 64.6 | 68.1 | 74.6 | 80.9 | 86.9 | 92.8 | 109.9 | 115.1 | 120.1 | 124.8 | 129.2 | 132.9 | 136.3 | 139.3 | 142.9 | 146.4 | 149.2 | 149.2 | 149.1 | 149.1 | 149.1 | 149
NPgY | BSP | NG FES - Leading the Way | Peak utilisation (percent - whole number) | DONCASTER CENTRAL | 21.6 | 21.7 | 21.9 | 22.3 | 22.9 | 23.6 | 24.1 | 24.6 | 25.4 | 26.9 | 28.4 | 29.9 | 31.3 | 32.6 | 33.8 | 35 | 36.1 | 37.1 | 38 | 38.7 | 39.4 | 40.3 | 41.1 | 41.8 | 41.8 | 41.8 | 41.8 | 41.7 | 41.7
NPgY | BSP | NG FES - Leading the Way | Peak utilisation (percent - whole number) | DRIFFIELD/BEVERLEY GROUP | 86.1 | 86.2 | 86.6 | 87.4 | 88.6 | 90.1 | 91.2 | 92.3 | 94.3 | 99 | 103.7 | 108.3 | 112.9 | 117.2 | 121.5 | 125.6 | 129.5 | 133.3 | 136.6 | 139.7 | 142.6 | 145.9 | 149.2 | 151.9 | 152.1 | 152.2 | 152.3 | 152.5 | 152.6
NPgY | BSP | NG FES - Leading the Way | Peak utilisation (percent - whole number) | FEATHERSTONE | 60.6 | 61.1 | 62.4 | 64.2 | 66.9 | 70 | 72.4 | 75.1 | 78.9 | 85.5 | 91.9 | 98.1 | 104.2 | 109.9 | 115.3 | 120.5 | 125.2 | 129.6 | 133.4 | 136.7 | 139.7 | 143.3 | 146.7 | 149.6 | 149.8 | 150.1 | 150.3 | 150.5 | 150.7
NPgY | BSP | NG FES - Leading the Way | Peak utilisation (percent - whole number) | GIRLINGTON | 45 | 44.6 | 44.5 | 44.6 | 45 | 45.5 | 45.6 | 45.8 | 46.3 | 48.3 | 50.2 | 52.1 | 53.9 | 55.6 | 57.2 | 58.8 | 60.3 | 61.7 | 62.9 | 63.8 | 64.7 | 65.9 | 67.1 | 68 | 67.6 | 67.3 | 66.9 | 66.6 | 66.2
NPgY | BSP | NG FES - Leading the Way | Peak utilisation (percent - whole number) | HALIFAX 132/33KV | 38 | 37.9 | 38 | 38.4 | 39.1 | 39.9 | 40.5 | 41.1 | 42.1 | 44.5 | 46.8 | 49.1 | 51.2 | 53.2 | 55.1 | 56.9 | 58.6 | 60.1 | 61.5 | 62.6 | 63.6 | 64.9 | 66.2 | 67.2 | 67 | 66.7 | 66.5 | 66.3 | 66.1
NPgY | BSP | NG FES - Leading the Way | Peak utilisation (percent - whole number) | HECKMONDWIKE | 69.9 | 69.9 | 70.5 | 72.1 | 74.5 | 77.5 | 79.3 | 81.4 | 84.6 | 90.5 | 96.1 | 101.6 | 106.8 | 111.6 | 116.1 | 120.4 | 124.4 | 128 | 130.8 | 133.1 | 135.1 | 138 | 140.7 | 142.8 | 142.5 | 142.2 | 141.8 | 141.5 | 141.2
NPgY | BSP | NG FES - Leading the Way | Peak utilisation (percent - whole number) | HOLMFIELD | 49 | 49.2 | 50 | 51.5 | 53.8 | 56.6 | 58.2 | 60 | 62.9 | 68.3 | 73.4 | 78.3 | 83 | 87.4 | 91.6 | 95.5 | 99.2 | 102.6 | 105.4 | 107.8 | 109.8 | 112.7 | 115.5 | 117.5 | 117.2 | 116.8 | 116.5 | 116.2 | 115.8
NPgY | BSP | NG FES - Leading the Way | Peak utilisation (percent - whole number) | HULL EAST 132/33KV | 50.2 | 50.2 | 50.6 | 51.3 | 52.5 | 54 | 55.2 | 56.5 | 58.4 | 61.9 | 65.3 | 68.6 | 71.8 | 74.7 | 77.5 | 80.2 | 82.6 | 84.9 | 86.9 | 88.7 | 90.2 | 92.1 | 93.9 | 95.3 | 95.3 | 95.3 | 95.2 | 95.2 | 95.1
NPgY | BSP | NG FES - Leading the Way | Peak utilisation (percent - whole number) | HULL SOUTH | 58.2 | 58 | 58.2 | 59 | 60.4 | 62.1 | 63.2 | 64.4 | 66.6 | 71.7 | 76.6 | 81.4 | 86 | 90.3 | 94.4 | 98.3 | 102 | 105.4 | 108.5 | 111.2 | 113.6 | 116.6 | 119.5 | 121.7 | 121.3 | 121 | 120.6 | 120.3 | 120
NPgY | BSP | NG FES - Leading the Way | Peak utilisation (percent - whole number) | HULL WEST | 42.6 | 42.8 | 43.6 | 44.7 | 46.4 | 48.4 | 49.8 | 51.4 | 53.7 | 57.7 | 61.5 | 65.2 | 68.8 | 72.1 | 75.3 | 78.2 | 81 | 83.6 | 85.9 | 87.8 | 89.5 | 91.6 | 93.7 | 95.3 | 95.2 | 95.2 | 95.1 | 95.1 | 95
NPgY | BSP | NG FES - Leading the Way | Peak utilisation (percent - whole number) | HUMBERSTON | 22 | 22 | 22.2 | 22.6 | 23.3 | 24.3 | 24.8 | 25.4 | 26.5 | 28.7 | 30.8 | 32.9 | 34.8 | 36.6 | 38.3 | 40 | 41.5 | 43 | 44.3 | 45.4 | 46.4 | 47.6 | 48.9 | 49.8 | 49.6 | 49.4 | 49.3 | 49.1 | 48.9
NPgY | BSP | NG FES - Leading the Way | Peak utilisation (percent - whole number) | HUNNINGLEY | 27.7 | 27.8 | 28.2 | 28.9 | 29.8 | 30.9 | 31.7 | 32.6 | 33.9 | 36 | 37.9 | 39.8 | 41.6 | 43.2 | 44.8 | 46.3 | 47.7 | 49 | 50 | 51 | 51.8 | 52.9 | 53.9 | 54.7 | 54.7 | 54.8 | 54.9 | 54.9 | 55
NPgY | BSP | NG FES - Leading the Way | Peak utilisation (percent - whole number) | HUNSHELF | 44.1 | 44.3 | 44.7 | 45.3 | 46.2 | 47.2 | 47.9 | 48.6 | 49.7 | 51.8 | 53.7 | 55.7 | 57.5 | 59.2 | 60.9 | 62.4 | 63.9 | 65.3 | 66.4 | 67.4 | 68.4 | 69.5 | 70.6 | 71.5 | 71.5 | 71.4 | 71.4 | 71.4 | 71.3
NPgY | BSP | NG FES - Leading the Way | Peak utilisation (percent - whole number) | IMMINGHAM | 48.7 | 48.9 | 49.1 | 49.6 | 50.3 | 51.3 | 52.3 | 53.7 | 55.4 | 58 | 60.8 | 63.5 | 66.2 | 68.8 | 71.2 | 73.3 | 75.3 | 77 | 78.4 | 79.7 | 80.8 | 81.9 | 82.9 | 83.7 | 83.9 | 84 | 84.1 | 84.3 | 84.4
NPgY | BSP | NG FES - Leading the Way | Peak utilisation (percent - whole number) | KIRKHAW LANE | 48.2 | 48.4 | 48.9 | 49.6 | 50.7 | 52 | 52.9 | 53.9 | 55.3 | 58.1 | 60.7 | 63.2 | 65.7 | 68.1 | 70.3 | 72.5 | 74.5 | 76.4 | 78 | 79.4 | 80.7 | 82.3 | 83.9 | 85.2 | 85.3 | 85.5 | 85.6 | 85.7 | 85.8
NPgY | BSP | NG FES - Leading the Way | Peak utilisation (percent - whole number) | KIRKSTALL C 2/5 | 41.3 | 41 | 40.8 | 40.7 | 40.7 | 40.7 | 40.6 | 40.5 | 40.5 | 41.4 | 42.2 | 43 | 43.8 | 44.6 | 45.3 | 46 | 46.6 | 47.3 | 47.8 | 48.3 | 48.8 | 49.3 | 49.8 | 50.2 | 50 | 49.7 | 49.5 | 49.3 | 49
NPgY | BSP | NG FES - Leading the Way | Peak utilisation (percent - whole number) | KIRKSTALL C/RING ROAD HORSFORTH | 61.3 | 63.2 | 67.2 | 71.3 | 75.9 | 79.4 | 81.8 | 84.4 | 88.3 | 95.5 | 102.1 | 108.4 | 114.4 | 120.2 | 125.7 | 130.9 | 135.8 | 140.4 | 144.3 | 147.7 | 150.7 | 154.5 | 158.2 | 160.9 | 160.6 | 160.3 | 159.9 | 159.6 | 159.2
NPgY | BSP | NG FES - Leading the Way | Peak utilisation (percent - whole number) | LEEDS EAST | 57.6 | 57.3 | 57.3 | 57.6 | 58.2 | 58.9 | 59.4 | 60 | 61.2 | 64.1 | 66.9 | 69.7 | 72.4 | 75 | 77.5 | 79.8 | 82 | 84 | 85.7 | 87.3 | 88.7 | 90.3 | 91.8 | 93 | 92.7 | 92.4 | 92.2 | 91.9 | 91.7
NPgY | BSP | NG FES - Leading the Way | Peak utilisation (percent - whole number) | LEEDS NORTH | 45.5 | 46 | 47.4 | 49 | 51 | 52.8 | 54.2 | 55.7 | 58 | 62.3 | 66.3 | 70.2 | 73.9 | 77.3 | 80.5 | 83.6 | 86.4 | 89 | 91.3 | 93.4 | 95.2 | 97.4 | 99.4 | 100.9 | 100.6 | 100.3 | 100 | 99.7 | 99.5
NPgY | BSP | NG FES - Leading the Way | Peak utilisation (percent - whole number) | LINDLEY | 57.5 | 57.5 | 58.2 | 59.5 | 61.5 | 63.9 | 65.5 | 67.1 | 69.9 | 75.4 | 80.5 | 85.5 | 90.2 | 94.6 | 98.8 | 102.7 | 106.5 | 110 | 112.9 | 115.5 | 117.8 | 120.7 | 123.5 | 125.7 | 125.3 | 124.9 | 124.5 | 124.2 | 123.8
NPgY | BSP | NG FES - Leading the Way | Peak utilisation (percent - whole number) | LOW ROAD | 33.9 | 39.1 | 39 | 39.1 | 39.4 | 39.8 | 40 | 40.3 | 41 | 42.8 | 44.7 | 46.5 | 48.4 | 58.7 | 60.3 | 61.8 | 63.3 | 64.5 | 65.6 | 66.6 | 67.5 | 68.5 | 69.4 | 70.2 | 69.9 | 69.7 | 69.5 | 69.3 | 69.1
NPgY | BSP | NG FES - Leading the Way | Peak utilisation (percent - whole number) | MALLARD WAY | 60.9 | 60.7 | 60.6 | 60.7 | 60.9 | 61.1 | 61.3 | 61.6 | 62.1 | 63.3 | 64.5 | 65.7 | 66.9 | 68.1 | 69.2 | 70.3 | 71.3 | 72.2 | 73 | 73.7 | 74.4 | 75.2 | 75.9 | 76.6 | 76.6 | 76.6 | 76.6 | 76.6 | 76.6
NPgY | BSP | NG FES - Leading the Way | Peak utilisation (percent - whole number) | MENSTON | 40.5 | 40.7 | 41.4 | 42.4 | 43.8 | 45.1 | 46 | 47 | 48.5 | 51.6 | 54.6 | 57.5 | 60.2 | 62.8 | 65.2 | 67.5 | 69.6 | 71.6 | 73.3 | 74.7 | 76 | 77.6 | 79.2 | 80.5 | 80.2 | 80 | 79.7 | 79.5 | 79.3
NPgY | BSP | NG FES - Leading the Way | Peak utilisation (percent - whole number) | MOSS ROAD | 55.9 | 55.4 | 55.2 | 55.1 | 55.3 | 55.6 | 55.7 | 55.8 | 56.5 | 59.2 | 61.8 | 64.3 | 66.8 | 69.2 | 71.5 | 73.7 | 75.9 | 78 | 79.8 | 81.5 | 83.2 | 85 | 86.8 | 88.2 | 87.8 | 87.5 | 87.2 | 86.9 | 86.5
NPgY | BSP | NG FES - Leading the Way | Peak utilisation (percent - whole number) | OSGODBY 1/2 | 4.1 | 4.1 | 4.1 | 4.1 | 4.1 | 4.1 | 4.1 | 4.1 | 4.1 | 4.1 | 4.1 | 4.1 | 4.1 | 4.1 | 4.1 | 4.1 | 4.1 | 4.1 | 4.1 | 4.1 | 4.1 | 4.1 | 4.1 | 4.1 | 4.1 | 4.1 | 4.1 | 4.1 | 4.1
NPgY | BSP | NG FES - Leading the Way | Peak utilisation (percent - whole number) | OSGODBY 3/4 | 46.1 | 46.3 | 46.6 | 47.1 | 47.7 | 48.6 | 49.5 | 50.5 | 51.9 | 54 | 56.1 | 58.2 | 60.2 | 62.2 | 64.1 | 65.8 | 67.4 | 68.8 | 70.1 | 71.2 | 72.3 | 73.4 | 74.4 | 75.2 | 75.5 | 75.8 | 76.1 | 76.3 | 76.6
NPgY | BSP | NG FES - Leading the Way | Peak utilisation (percent - whole number) | RODLEY | 55 | 55.2 | 56.2 | 57.6 | 59.6 | 61.7 | 63 | 64.4 | 66.6 | 70.9 | 74.9 | 78.8 | 82.4 | 85.8 | 89 | 92.1 | 94.9 | 97.5 | 99.6 | 101.5 | 103 | 105.2 | 107.2 | 108.8 | 108.4 | 108.1 | 107.8 | 107.4 | 107.1
NPgY | BSP | NG FES - Leading the Way | Peak utilisation (percent - whole number) | SAINT ANDREWS ROAD 132/33KV | 86.4 | 85.8 | 85.7 | 86.3 | 87.4 | 88.9 | 89.5 | 90.2 | 92 | 96.9 | 101.8 | 106.6 | 111.3 | 115.7 | 120 | 124.2 | 128.1 | 131.8 | 134.9 | 137.6 | 140 | 143.2 | 146.3 | 148.7 | 148.2 | 147.7 | 147.2 | 146.8 | 146.3
NPgY | BSP | NG FES - Leading the Way | Peak utilisation (percent - whole number) | SALTEND 132/33KV | 21 | 21 | 21 | 21 | 21 | 21 | 21 | 21 | 21 | 21.1 | 21.1 | 21.1 | 21.2 | 21.2 | 21.3 | 21.3 | 21.4 | 21.4 | 21.5 | 21.6 | 21.6 | 21.7 | 21.7 | 21.8 | 21.9 | 21.9 | 22 | 22 | 22.1
NPgY | BSP | NG FES - Leading the Way | Peak utilisation (percent - whole number) | SANTON | 77 | 77.6 | 78.3 | 79.2 | 80.1 | 81.2 | 82.2 | 83.3 | 84.7 | 86.5 | 88.4 | 90.3 | 92.1 | 94 | 95.7 | 97.4 | 99 | 100.5 | 102 | 103.3 | 104.5 | 105.8 | 107.1 | 108.2 | 109 | 109.7 | 110.4 | 111.1 | 111.8
NPgY | BSP | NG FES - Leading the Way | Peak utilisation (percent - whole number) | SCUNTHORPE NORTH | 64 | 64.3 | 64.7 | 65.3 | 66 | 66.8 | 67.7 | 68.7 | 69.9 | 71.9 | 74.1 | 76.2 | 78.3 | 80.3 | 82.3 | 84.1 | 85.8 | 87.4 | 88.8 | 90.1 | 91.3 | 92.6 | 93.8 | 94.9 | 95.3 | 95.7 | 96 | 96.4 | 96.7
NPgY | BSP | NG FES - Leading the Way | Peak utilisation (percent - whole number) | SCUNTHORPE SOUTH | 27.3 | 27.5 | 27.8 | 28.2 | 28.8 | 29.5 | 30 | 30.6 | 31.4 | 32.6 | 33.8 | 34.9 | 36 | 37 | 38 | 39 | 39.9 | 40.8 | 41.6 | 42.4 | 43.1 | 43.9 | 44.6 | 45.3 | 45.5 | 45.7 | 46 | 46.2 | 46.4
NPgY | BSP | NG FES - Leading the Way | Peak utilisation (percent - whole number) | SILSDEN | 71.7 | 71.6 | 72.4 | 73.7 | 75.7 | 78.2 | 80 | 81.9 | 85 | 91.6 | 97.9 | 103.9 | 109.7 | 115.1 | 120.1 | 124.9 | 129.4 | 133.6 | 137.3 | 140.5 | 143.4 | 146.9 | 150.2 | 152.7 | 152.2 | 151.7 | 151.2 | 150.7 | 150.3
NPgY | BSP | NG FES - Leading the Way | Peak utilisation (percent - whole number) | SOWERBY BRIDGE 132/33KV | 53.6 | 53.5 | 54.1 | 55.1 | 56.7 | 58.7 | 59.9 | 61.3 | 63.6 | 68.3 | 72.7 | 77 | 81.1 | 85 | 88.6 | 92.1 | 95.3 | 98.3 | 100.9 | 103.1 | 105 | 107.5 | 109.9 | 111.8 | 111.4 | 111.1 | 110.8 | 110.5 | 110.2
NPgY | BSP | NG FES - Leading the Way | Peak utilisation (percent - whole number) | STAYGATE | 56.5 | 56.3 | 56.5 | 57.2 | 58.4 | 60 | 61 | 62.1 | 63.9 | 67.7 | 71.5 | 75.1 | 78.5 | 81.8 | 84.8 | 87.7 | 90.4 | 92.8 | 94.8 | 96.4 | 97.8 | 99.8 | 101.6 | 103 | 102.7 | 102.4 | 102.1 | 101.8 | 101.5
NPgY | BSP | NG FES - Leading the Way | Peak utilisation (percent - whole number) | THORNHILL 132KV | 70 | 70 | 70.8 | 72.5 | 75.1 | 78.3 | 80.3 | 82.5 | 85.9 | 92.2 | 98.3 | 104.1 | 109.7 | 114.8 | 119.6 | 124.3 | 128.5 | 132.4 | 135.5 | 138.1 | 140.3 | 143.5 | 146.6 | 148.9 | 148.6 | 148.3 | 148 | 147.7 | 147.4
NPgY | BSP | NG FES - Leading the Way | Peak utilisation (percent - whole number) | WAKEFIELD MONCKTON ROAD | 37.4 | 37.6 | 38 | 38.7 | 39.6 | 40.8 | 41.4 | 42.2 | 43.4 | 46 | 48.7 | 51.3 | 53.9 | 56.4 | 58.8 | 61.2 | 63.4 | 65.4 | 67.2 | 68.7 | 70.2 | 72 | 73.8 | 75.3 | 75.4 | 75.5 | 75.7 | 75.8 | 75.9
NPgY | BSP | NG FES - Leading the Way | Peak utilisation (percent - whole number) | WAKEFIELD NORTH | 63.7 | 64.3 | 65.7 | 68 | 71.1 | 74.6 | 76.9 | 79.5 | 83.2 | 89.6 | 95.7 | 101.5 | 107.1 | 112.4 | 117.3 | 122.1 | 126.5 | 130.6 | 133.8 | 136.6 | 139 | 142.3 | 145.5 | 148 | 148 | 148 | 148 | 148 | 148
NPgY | BSP | NG FES - Leading the Way | Peak utilisation (percent - whole number) | WEST MELTON | 52.8 | 53.2 | 54.6 | 56.6 | 59.3 | 62.2 | 64.6 | 67.1 | 70.6 | 76.9 | 82.9 | 88.6 | 94.1 | 99.3 | 104.2 | 108.9 | 113.3 | 117.4 | 120.9 | 124.1 | 127 | 130.4 | 133.6 | 136.2 | 136.2 | 136.3 | 136.3 | 136.3 | 136.4
NPgY | BSP | NG FES - Leading the Way | Peak utilisation (percent - whole number) | WHINMOOR | 49.3 | 49.7 | 51.1 | 52.8 | 55.2 | 57.7 | 59.5 | 61.4 | 64.2 | 68.9 | 73.3 | 77.5 | 81.4 | 85.1 | 88.6 | 91.8 | 94.9 | 97.7 | 100 | 102 | 103.8 | 106.1 | 108.3 | 109.9 | 109.7 | 109.5 | 109.3 | 109.1 | 108.9
NPgY | BSP | NG FES - Leading the Way | Peak utilisation (percent - whole number) | WOLD NEWTON | 45.3 | 45.8 | 46.8 | 48.2 | 50.2 | 52.4 | 54.2 | 56 | 58.5 | 63 | 67.2 | 71.4 | 75.3 | 79.1 | 82.6 | 85.9 | 89.1 | 92.1 | 94.7 | 97.1 | 99.3 | 101.9 | 104.4 | 106.4 | 106.6 | 106.8 | 107 | 107.2 | 107.4
NPgY | BSP | NG FES - Leading the Way | Peak utilisation (percent - whole number) | YARBOROUGH ROAD 132/33KV | 49.7 | 49.5 | 49.7 | 50.3 | 51.2 | 52.5 | 53.3 | 54.3 | 56 | 59.6 | 63.1 | 66.4 | 69.6 | 72.6 | 75.5 | 78.2 | 80.8 | 83.3 | 85.4 | 87.3 | 89.1 | 91.1 | 93.1 | 94.6 | 94.3 | 94 | 93.7 | 93.4 | 93.1
NPgN | BSP | NG FES - System Transformation | Peak utilisation (percent - whole number) | ANNFIELD | 59.5 | 59.7 | 60.3 | 63 | 64 | 65.1 | 66.4 | 67.7 | 69.2 | 70.8 | 72.3 | 73.8 | 75.2 | 77.5 | 79.9 | 82.2 | 84.5 | 86.9 | 89.3 | 91.7 | 94.3 | 97 | 100 | 103.2 | 106.8 | 110.6 | 114.6 | 118.8 | 122.9
NPgN | BSP | NG FES - System Transformation | Peak utilisation (percent - whole number) | BARRACK ROAD | 59 | 58.5 | 59.1 | 59.1 | 60.2 | 60.1 | 60.1 | 60.2 | 60.3 | 60.5 | 60.7 | 60.9 | 61.1 | 61.6 | 62.7 | 63.7 | 64.6 | 65.5 | 66.4 | 67.4 | 68.3 | 69.3 | 70.4 | 71.5 | 72.8 | 74.1 | 75.5 | 77 | 78.4
NPgN | BSP | NG FES - System Transformation | Peak utilisation (percent - whole number) | BLUCHER | 45 | 45.1 | 49.7 | 51.2 | 51.9 | 52.6 | 53.4 | 54.2 | 55.1 | 56 | 56.8 | 57.6 | 58.4 | 60 | 61.6 | 63.1 | 64.6 | 66.2 | 67.9 | 69.6 | 71.5 | 73.6 | 75.9 | 78.5 | 81.4 | 84.6 | 87.9 | 91.4 | 94.9
NPgN | BSP | NG FES - System Transformation | Peak utilisation (percent - whole number) | BOWESFIELD | 65.3 | 65.9 | 67.6 | 69.3 | 71.1 | 72.8 | 74.8 | 76.8 | 79 | 81.3 | 83.4 | 85.6 | 87.7 | 90.9 | 94.7 | 98.1 | 101.5 | 105 | 108.5 | 111.9 | 115.5 | 119.3 | 123.4 | 127.9 | 132.8 | 137.9 | 143.3 | 149 | 154.6
NPgN | BSP | NG FES - System Transformation | Peak utilisation (percent - whole number) | CHIRTON GRANGE | 65.5 | 65.9 | 67.1 | 69.7 | 71.6 | 73.4 | 75.3 | 77.4 | 79.6 | 81.9 | 84 | 86 | 87.9 | 91.2 | 95.2 | 98.6 | 101.8 | 105.1 | 108.4 | 111.7 | 115.2 | 118.9 | 123 | 127.5 | 132.5 | 137.8 | 143.5 | 149.4 | 155.3
NPgN | BSP | NG FES - System Transformation | Peak utilisation (percent - whole number) | COALBURNS | 81.6 | 81.8 | 82.7 | 83.7 | 85 | 86.1 | 87.3 | 88.7 | 90.1 | 91.6 | 93 | 94.4 | 95.7 | 97.5 | 99.4 | 101.1 | 102.8 | 104.4 | 106.1 | 107.7 | 109.3 | 110.9 | 112.7 | 114.7 | 116.8 | 119.1 | 121.5 | 124 | 126.5
NPgN | BSP | NG FES - System Transformation | Peak utilisation (percent - whole number) | DARLINGTON CENTRAL | 53.4 | 53.3 | 53.7 | 54.6 | 55.3 | 56 | 56.8 | 57.7 | 58.7 | 59.8 | 60.9 | 61.9 | 62.9 | 64.9 | 67.5 | 69.7 | 71.7 | 73.8 | 75.9 | 77.9 | 80 | 82.2 | 84.5 | 87.1 | 90 | 93 | 96.1 | 99.5 | 102.8
NPgN | BSP | NG FES - System Transformation | Peak utilisation (percent - whole number) | DARLINGTON NORTH | 58.4 | 59.5 | 64.1 | 65.2 | 66 | 66.7 | 67.7 | 68.7 | 74.7 | 75.9 | 77 | 78.1 | 79.3 | 110.6 | 112.5 | 114.3 | 116.1 | 117.9 | 119.7 | 121.4 | 123.2 | 125 | 126.9 | 129.1 | 131.4 | 133.8 | 136.4 | 139 | 141.7
NPgN | BSP | NG FES - System Transformation | Peak utilisation (percent - whole number) | DUNSTON | 48.7 | 48.4 | 49.6 | 50.5 | 50.8 | 51.1 | 51.5 | 51.9 | 52.5 | 53 | 53.6 | 54.2 | 54.8 | 56.1 | 57.9 | 59.4 | 60.9 | 62.3 | 63.8 | 65.3 | 66.9 | 68.6 | 70.4 | 72.5 | 74.8 | 77.2 | 79.8 | 82.5 | 85.2
NPgN | BSP | NG FES - System Transformation | Peak utilisation (percent - whole number) | FLATWORTH | 43.6 | 43.7 | 46.9 | 47.8 | 48.5 | 49.1 | 49.9 | 50.7 | 51.6 | 52.6 | 53.5 | 54.3 | 55.2 | 56.8 | 58.9 | 60.6 | 62.3 | 63.9 | 65.6 | 67.3 | 69 | 70.9 | 72.8 | 75.1 | 77.5 | 80 | 82.7 | 85.5 | 88.3
NPgN | BSP | NG FES - System Transformation | Peak utilisation (percent - whole number) | GOSFORTH | 62.4 | 62.3 | 62.8 | 64 | 64.8 | 65.6 | 66.4 | 67.3 | 68.4 | 69.4 | 70.4 | 71.4 | 72.4 | 74 | 76 | 77.7 | 79.4 | 81.1 | 82.9 | 84.7 | 86.5 | 88.5 | 90.8 | 93.3 | 96 | 98.9 | 102 | 105.3 | 108.5
NPgN | BSP | NG FES - System Transformation | Peak utilisation (percent - whole number) | HARROGATE 132/33KV | 42.1 | 42.3 | 43 | 44.5 | 45.3 | 47.6 | 48.4 | 49.3 | 50.2 | 51.2 | 52.1 | 52.9 | 53.7 | 54.8 | 56.3 | 57.7 | 58.9 | 60.2 | 61.5 | 62.7 | 64 | 65.3 | 66.7 | 68.3 | 70 | 71.7 | 73.6 | 75.6 | 77.5
NPgN | BSP | NG FES - System Transformation | Peak utilisation (percent - whole number) | HUSTHWAITE | 57.9 | 58.2 | 60.6 | 63 | 63.6 | 64.3 | 65 | 65.8 | 66.7 | 67.6 | 68.6 | 69.6 | 70.6 | 72.1 | 74.1 | 75.9 | 77.6 | 79.4 | 81.1 | 82.9 | 84.6 | 86.4 | 88.3 | 90.4 | 92.5 | 94.7 | 97.1 | 99.5 | 101.9
NPgN | BSP | NG FES - System Transformation | Peak utilisation (percent - whole number) | LEEMING BAR_SKEEBY | 60.2 | 60.7 | 62.6 | 64 | 65 | 66.1 | 67.3 | 68.5 | 70 | 71.4 | 72.9 | 74.4 | 76 | 78 | 80.4 | 82.8 | 85.2 | 87.5 | 89.8 | 92.1 | 94.3 | 96.6 | 99 | 101.4 | 104 | 106.7 | 109.4 | 112.3 | 115.1
NPgN | BSP | NG FES - System Transformation | Peak utilisation (percent - whole number) | LINTON | 60.2 | 61 | 66.2 | 71.8 | 74 | 76 | 78.2 | 80.4 | 82.9 | 85.3 | 87.7 | 89.9 | 91.9 | 94.8 | 98.4 | 101.5 | 104.4 | 107.2 | 109.9 | 112.4 | 114.9 | 117.5 | 120.2 | 123.2 | 126.3 | 129.6 | 133.1 | 136.7 | 140.3
NPgN | BSP | NG FES - System Transformation | Peak utilisation (percent - whole number) | MALTON GRID | 75.7 | 75.8 | 76.6 | 78.9 | 80.2 | 81.5 | 82.9 | 84.4 | 86.1 | 87.8 | 89.5 | 91.1 | 92.7 | 95.2 | 98.3 | 101.3 | 104.2 | 107.1 | 110 | 112.9 | 115.8 | 118.9 | 122.2 | 125.7 | 129.6 | 133.6 | 137.8 | 142.3 | 146.7
NPgN | BSP | NG FES - System Transformation | Peak utilisation (percent - whole number) | MELROSEGATE | 61.4 | 61.4 | 63.9 | 66.6 | 67.6 | 68.5 | 69.5 | 70.5 | 71.8 | 73 | 74.2 | 75.3 | 76.4 | 78.1 | 80.3 | 82.3 | 84.3 | 86.3 | 88.3 | 90.3 | 92.3 | 94.5 | 96.8 | 99.4 | 102.2 | 105.1 | 108.2 | 111.4 | 114.6
NPgN | BSP | NG FES - System Transformation | Peak utilisation (percent - whole number) | NORTH TEES | 73.2 | 73.4 | 82.3 | 83.2 | 84 | 84.9 | 86 | 87.2 | 88.5 | 90 | 91.4 | 92.9 | 94.5 | 96.7 | 99.5 | 102.1 | 104.7 | 107.3 | 109.8 | 112.3 | 114.9 | 117.5 | 120.3 | 123.2 | 126.4 | 129.7 | 133.1 | 136.7 | 140.2
NPgN | BSP | NG FES - System Transformation | Peak utilisation (percent - whole number) | POTTER HOUSE | 74.6 | 74.8 | 78.8 | 80.1 | 81.2 | 82.3 | 83.5 | 84.8 | 86.2 | 87.7 | 89.1 | 90.4 | 91.7 | 93.8 | 96.3 | 98.8 | 101.2 | 103.8 | 106.3 | 108.9 | 111.6 | 114.4 | 117.5 | 120.8 | 124.4 | 128.3 | 132.3 | 136.5 | 140.7
NPgN | BSP | NG FES - System Transformation | Peak utilisation (percent - whole number) | RAVENSWORTH | 54.7 | 54.4 | 62 | 62.9 | 63.1 | 63.3 | 63.7 | 64.3 | 65.7 | 66.7 | 67.8 | 69 | 70.3 | 73.8 | 75.2 | 76.7 | 78.3 | 79.8 | 81.3 | 82.6 | 83.9 | 85.2 | 86.5 | 87.7 | 89.1 | 90.5 | 91.9 | 93.4 | 94.9
NPgN | BSP | NG FES - System Transformation | Peak utilisation (percent - whole number) | SCARBOROUGH GRID | 68 | 67.9 | 68.3 | 69.4 | 70.4 | 71.5 | 72.8 | 74.1 | 75.6 | 77.2 | 78.6 | 80 | 81.4 | 83.9 | 87.5 | 90.4 | 93.2 | 96 | 98.7 | 101.3 | 104.1 | 106.9 | 110 | 113.5 | 117.2 | 121.1 | 125.2 | 129.5 | 133.8
NPgN | BSP | NG FES - System Transformation | Peak utilisation (percent - whole number) | SEAL SANDS | 23 | 37.6 | 40.4 | 40.5 | 40.6 | 40.7 | 40.8 | 40.9 | 41 | 41.1 | 41.2 | 41.3 | 41.5 | 41.6 | 41.8 | 41.9 | 42.1 | 42.3 | 42.4 | 42.6 | 42.8 | 43 | 43.1 | 43.3 | 43.5 | 43.7 | 43.9 | 44 | 44.2
NPgN | BSP | NG FES - System Transformation | Peak utilisation (percent - whole number) | SPADEADAM 33KV | 40.5 | 40.4 | 40.7 | 41.1 | 41.6 | 42.1 | 42.7 | 43.4 | 44.1 | 44.9 | 45.7 | 46.4 | 47.2 | 48.2 | 50 | 51.5 | 52.9 | 54.2 | 55.5 | 56.6 | 57.8 | 58.9 | 60.1 | 61.3 | 62.6 | 63.9 | 65.3 | 66.7 | 68.1
NPgN | BSP | NG FES - System Transformation | Peak utilisation (percent - whole number) | SPENNYMOOR 132/66KV | 36.2 | 36.7 | 39 | 45.6 | 51.5 | 53.5 | 55.5 | 57.7 | 60.1 | 62.4 | 64.7 | 66.9 | 69 | 71.8 | 74.5 | 77 | 79.4 | 81.9 | 84.4 | 86.8 | 89.2 | 91.8 | 94.6 | 97.7 | 101.1 | 104.6 | 108.3 | 112.3 | 116.2
NPgN | BSP | NG FES - System Transformation | Peak utilisation (percent - whole number) | TORONTO | 48.1 | 48.1 | 48.4 | 48.9 | 49.3 | 49.8 | 50.4 | 51.1 | 51.9 | 52.7 | 53.5 | 54.3 | 55.2 | 57 | 59.5 | 61.6 | 63.7 | 65.8 | 68 | 70.2 | 72.6 | 75.1 | 77.8 | 80.9 | 84.2 | 87.8 | 91.5 | 95.5 | 99.4
NPgN | BSP | NG FES - System Transformation | Peak utilisation (percent - whole number) | WORMALD GREEN 132/33KV | 60.9 | 60.8 | 64.3 | 65.9 | 66.3 | 66.7 | 67.3 | 68.1 | 69 | 70.1 | 71.2 | 72.4 | 73.8 | 75.7 | 78.4 | 80.8 | 83.2 | 85.5 | 87.7 | 89.8 | 92 | 94.2 | 96.4 | 98.8 | 101.4 | 104.1 | 106.9 | 109.8 | 112.7
NPgY | BSP | NG FES - System Transformation | Peak utilisation (percent - whole number) | ATTERCLIFFE | 64.6 | 64.2 | 64.3 | 64.4 | 64.8 | 65.2 | 65.7 | 66.3 | 67.1 | 67.9 | 68.7 | 69.5 | 70.4 | 71.8 | 73.2 | 74.8 | 76.5 | 78.2 | 80 | 81.6 | 83.3 | 85.2 | 87.2 | 89.4 | 91.7 | 94.2 | 96.8 | 99.6 | 102.3
NPgY | BSP | NG FES - System Transformation | Peak utilisation (percent - whole number) | BARUGH 132/66KV | 60.9 | 61.4 | 62.7 | 64.4 | 66.5 | 68.8 | 71.2 | 73.6 | 76.3 | 79 | 81.6 | 84.1 | 86.5 | 106.4 | 109.4 | 112.6 | 115.9 | 119.3 | 122.5 | 125.7 | 128.9 | 132.4 | 136.1 | 140.1 | 144.4 | 148.9 | 153.6 | 158.6 | 163.5
NPgY | BSP | NG FES - System Transformation | Peak utilisation (percent - whole number) | BEESTON ROYDS 132/33KV | 39.1 | 39.1 | 39.6 | 40.1 | 40.7 | 41.3 | 41.9 | 42.6 | 43.4 | 44.2 | 45.1 | 45.9 | 46.7 | 47.9 | 49.4 | 50.8 | 52.3 | 53.7 | 55.1 | 56.5 | 57.8 | 59.2 | 60.7 | 62.4 | 64.1 | 65.9 | 67.8 | 69.8 | 71.8
NPgY | BSP | NG FES - System Transformation | Peak utilisation (percent - whole number) | BEVERLEY 132/33KV | 80.7 | 81.2 | 82.7 | 84.6 | 87.1 | 89.9 | 92.6 | 95.5 | 98.5 | 101.5 | 104.3 | 107 | 109.7 | 113.3 | 117.2 | 121.3 | 125.4 | 129.5 | 133.6 | 137.6 | 141.6 | 146.1 | 150.8 | 155.9 | 161.4 | 167.2 | 173.2 | 179.6 | 185.9
NPgY | BSP | NG FES - System Transformation | Peak utilisation (percent - whole number) | BINGLEY 132/33KV | 40.7 | 40.8 | 41.4 | 42.3 | 43.5 | 44.8 | 46.1 | 47.4 | 48.9 | 50.3 | 51.7 | 53 | 54.2 | 56 | 57.8 | 59.7 | 61.5 | 63.4 | 65.2 | 66.9 | 68.7 | 70.6 | 72.7 | 75 | 77.5 | 80.1 | 82.9 | 85.8 | 88.6
NPgY | BSP | NG FES - System Transformation | Peak utilisation (percent - whole number) | BLACKBURN MEADOWS B | 82.7 | 82.3 | 82.2 | 82.1 | 82.2 | 82.4 | 82.7 | 83.2 | 83.7 | 84.4 | 85.2 | 86 | 87 | 88.3 | 89.8 | 91.3 | 92.9 | 94.5 | 96 | 97.4 | 98.9 | 100.3 | 101.9 | 103.5 | 105.1 | 106.9 | 108.7 | 110.6 | 112.4
NPgY | BSP | NG FES - System Transformation | Peak utilisation (percent - whole number) | BLYTON | 58.7 | 59.4 | 61 | 62.9 | 65.3 | 67.9 | 70.6 | 73.4 | 76.3 | 79.3 | 82.1 | 84.9 | 87.6 | 91 | 94.6 | 98.2 | 101.8 | 105.4 | 108.9 | 112.3 | 115.8 | 119.4 | 123.2 | 127.3 | 131.6 | 136.1 | 140.9 | 145.8 | 150.8
NPgY | BSP | NG FES - System Transformation | Peak utilisation (percent - whole number) | BRADFORD | 68.5 | 68.8 | 70 | 71.4 | 73.1 | 74.8 | 76.4 | 78.2 | 80.2 | 82.1 | 84 | 85.8 | 87.6 | 90.1 | 92.8 | 95.6 | 98.4 | 101.2 | 103.8 | 106.4 | 108.9 | 111.7 | 114.8 | 118 | 121.5 | 125.2 | 129.1 | 133.1 | 137.1
NPgY | BSP | NG FES - System Transformation | Peak utilisation (percent - whole number) | BRAMHAM | 55.2 | 55.2 | 55.6 | 59 | 59.6 | 60.2 | 61 | 61.8 | 69.2 | 70.3 | 71.4 | 72.6 | 73.9 | 93.1 | 94.8 | 96.8 | 98.8 | 100.7 | 102.5 | 104.2 | 105.9 | 107.7 | 109.4 | 111.2 | 113.1 | 115.1 | 117.1 | 119.2 | 121.3
NPgY | BSP | NG FES - System Transformation | Peak utilisation (percent - whole number) | BRANSHOLME | 38.1 | 38 | 38.4 | 39 | 39.8 | 40.7 | 41.6 | 42.6 | 43.6 | 44.5 | 45.4 | 46.3 | 47.1 | 48.3 | 49.7 | 51.1 | 52.5 | 54 | 55.5 | 56.9 | 58.5 | 60.2 | 62.1 | 64.3 | 66.6 | 69.1 | 71.7 | 74.5 | 77.3
NPgY | BSP | NG FES - System Transformation | Peak utilisation (percent - whole number) | BRIGHOUSE 132/33KV | 56.3 | 56.2 | 56.7 | 57.5 | 58.6 | 59.8 | 61 | 62.3 | 63.8 | 65.3 | 66.7 | 68.1 | 69.4 | 94.4 | 96.4 | 98.5 | 100.6 | 102.6 | 104.6 | 106.5 | 108.5 | 110.6 | 112.8 | 115.3 | 117.9 | 120.7 | 123.6 | 126.7 | 129.7
NPgY | BSP | NG FES - System Transformation | Peak utilisation (percent - whole number) | DONCASTER B/THORPE MARSH | 51.8 | 52.3 | 53.7 | 55.4 | 57.4 | 59.7 | 62 | 64.4 | 67.1 | 69.7 | 72.3 | 74.8 | 77.3 | 92.2 | 95.8 | 99.4 | 103 | 106.6 | 110.1 | 113.5 | 117 | 120.6 | 124.4 | 128.5 | 132.9 | 137.6 | 142.5 | 147.6 | 152.7
NPgY | BSP | NG FES - System Transformation | Peak utilisation (percent - whole number) | DONCASTER CENTRAL | 21.7 | 21.8 | 22.1 | 22.5 | 23.1 | 23.6 | 24.2 | 24.8 | 25.5 | 26.2 | 26.8 | 27.4 | 28 | 28.8 | 29.6 | 30.5 | 31.3 | 32.2 | 33.1 | 33.9 | 34.7 | 35.7 | 36.7 | 37.7 | 38.9 | 40.1 | 41.4 | 42.7 | 44
NPgY | BSP | NG FES - System Transformation | Peak utilisation (percent - whole number) | DRIFFIELD/BEVERLEY GROUP | 86.3 | 86.7 | 87.4 | 88.3 | 89.4 | 90.7 | 92.1 | 93.5 | 95.2 | 96.9 | 98.6 | 100.3 | 102.1 | 104.6 | 108 | 111.4 | 114.8 | 118.2 | 121.6 | 125.1 | 128.6 | 132.1 | 135.9 | 139.9 | 144.2 | 148.7 | 153.4 | 158.2 | 163.1
NPgY | BSP | NG FES - System Transformation | Peak utilisation (percent - whole number) | FEATHERSTONE | 60.9 | 61.6 | 63 | 64.8 | 67.1 | 69.6 | 72.2 | 74.9 | 77.9 | 81 | 84.1 | 87.1 | 90.1 | 93.9 | 97.8 | 101.9 | 105.9 | 109.8 | 113.6 | 117.3 | 120.8 | 124.6 | 128.4 | 132.5 | 136.8 | 141.3 | 145.9 | 150.8 | 155.6
NPgY | BSP | NG FES - System Transformation | Peak utilisation (percent - whole number) | GIRLINGTON | 45.1 | 44.9 | 44.9 | 45 | 45.2 | 45.6 | 45.9 | 46.2 | 46.6 | 47 | 47.4 | 47.8 | 48.3 | 49.1 | 50.1 | 51.2 | 52.4 | 53.5 | 54.7 | 55.8 | 57 | 58.3 | 59.7 | 61.3 | 63 | 64.7 | 66.6 | 68.6 | 70.5
NPgY | BSP | NG FES - System Transformation | Peak utilisation (percent - whole number) | HALIFAX 132/33KV | 38.1 | 38 | 38.3 | 38.7 | 39.3 | 40 | 40.6 | 41.4 | 42.2 | 43 | 43.8 | 44.6 | 45.3 | 46.4 | 47.9 | 49.3 | 50.7 | 52 | 53.3 | 54.6 | 55.8 | 57.2 | 58.6 | 60.2 | 61.8 | 63.5 | 65.3 | 67.2 | 69.1
NPgY | BSP | NG FES - System Transformation | Peak utilisation (percent - whole number) | HECKMONDWIKE | 70.6 | 70.6 | 71.5 | 72.8 | 74.6 | 76.7 | 78.8 | 81.2 | 83.7 | 86.3 | 88.8 | 91.2 | 93.7 | 96.9 | 99.1 | 101.9 | 104.8 | 107.7 | 110.4 | 113 | 115.6 | 118.6 | 121.8 | 125.3 | 129 | 133 | 137.1 | 141.5 | 145.8
NPgY | BSP | NG FES - System Transformation | Peak utilisation (percent - whole number) | HOLMFIELD | 49.4 | 49.6 | 50.6 | 52 | 53.9 | 56 | 57.9 | 60 | 62.1 | 64.3 | 66.3 | 68.2 | 70 | 72.6 | 74.8 | 77.2 | 79.7 | 82.2 | 84.7 | 87.1 | 89.7 | 92.6 | 95.7 | 99.3 | 103.1 | 107.2 | 111.6 | 116.2 | 120.7
NPgY | BSP | NG FES - System Transformation | Peak utilisation (percent - whole number) | HULL EAST 132/33KV | 50.3 | 50.4 | 51 | 51.8 | 52.9 | 54.2 | 55.5 | 56.9 | 58.5 | 60 | 61.6 | 63.1 | 64.5 | 66.5 | 68.6 | 70.7 | 72.7 | 74.8 | 76.8 | 78.7 | 80.6 | 82.6 | 84.7 | 87 | 89.4 | 91.9 | 94.6 | 97.4 | 100.2
NPgY | BSP | NG FES - System Transformation | Peak utilisation (percent - whole number) | HULL SOUTH | 58.4 | 58.3 | 58.7 | 59.5 | 60.6 | 61.9 | 63.3 | 64.7 | 66.3 | 67.8 | 69.3 | 70.8 | 72.2 | 74.5 | 77.4 | 80.2 | 82.8 | 85.5 | 88.2 | 90.8 | 93.5 | 96.4 | 99.5 | 102.9 | 106.5 | 110.4 | 114.5 | 118.8 | 123
NPgY | BSP | NG FES - System Transformation | Peak utilisation (percent - whole number) | HULL WEST | 42.7 | 43.1 | 44 | 45.2 | 46.7 | 48.4 | 50 | 51.7 | 53.5 | 55.4 | 57.1 | 58.8 | 60.5 | 62.6 | 64.8 | 67.1 | 69.3 | 71.5 | 73.7 | 75.8 | 77.9 | 80.2 | 82.5 | 85.1 | 87.8 | 90.6 | 93.6 | 96.7 | 99.8
NPgY | BSP | NG FES - System Transformation | Peak utilisation (percent - whole number) | HUMBERSTON | 22.2 | 22.1 | 22.4 | 22.8 | 23.4 | 24.1 | 24.8 | 25.5 | 26.3 | 27 | 27.7 | 28.3 | 28.9 | 29.9 | 31 | 32 | 33 | 34.1 | 35.2 | 36.2 | 37.4 | 38.6 | 39.9 | 41.4 | 43.1 | 44.8 | 46.7 | 48.6 | 50.6
NPgY | BSP | NG FES - System Transformation | Peak utilisation (percent - whole number) | HUNNINGLEY | 27.9 | 28.1 | 28.6 | 29.2 | 30 | 30.9 | 31.8 | 32.9 | 34 | 35 | 36.1 | 37.1 | 38.1 | 39.3 | 40.2 | 41.2 | 42.3 | 43.4 | 44.4 | 45.4 | 46.5 | 47.6 | 48.7 | 49.9 | 51.3 | 52.6 | 54.1 | 55.6 | 57.1
NPgY | BSP | NG FES - System Transformation | Peak utilisation (percent - whole number) | HUNSHELF | 44.3 | 44.4 | 45 | 45.5 | 46.3 | 47 | 47.8 | 48.6 | 49.4 | 50.3 | 51.1 | 51.8 | 52.6 | 53.6 | 54.6 | 55.7 | 56.7 | 57.8 | 58.8 | 59.9 | 60.9 | 62 | 63.2 | 64.6 | 66 | 67.4 | 69 | 70.7 | 72.3
NPgY | BSP | NG FES - System Transformation | Peak utilisation (percent - whole number) | IMMINGHAM | 48.8 | 49 | 49.3 | 49.8 | 50.5 | 51.3 | 52.2 | 53.3 | 54.6 | 56.1 | 57.7 | 59.5 | 61.3 | 63.4 | 65.8 | 68.1 | 70.2 | 72.3 | 74.2 | 75.9 | 77.4 | 78.8 | 80.2 | 81.5 | 82.8 | 84.1 | 85.5 | 86.8 | 88.1
NPgY | BSP | NG FES - System Transformation | Peak utilisation (percent - whole number) | KIRKHAW LANE | 48.4 | 48.7 | 49.4 | 50.2 | 51.2 | 52.3 | 53.5 | 54.7 | 56 | 57.3 | 58.7 | 60 | 61.3 | 62.9 | 64.6 | 66.4 | 68.2 | 70.1 | 71.9 | 73.6 | 75.4 | 77.2 | 79.1 | 81.1 | 83.3 | 85.5 | 87.8 | 90.2 | 92.6
NPgY | BSP | NG FES - System Transformation | Peak utilisation (percent - whole number) | KIRKSTALL C 2/5 | 41.3 | 41.1 | 41.1 | 41.1 | 41 | 41 | 41 | 41.1 | 41.2 | 41.3 | 41.4 | 41.5 | 41.6 | 41.9 | 42.5 | 43.2 | 43.8 | 44.4 | 45 | 45.6 | 46.3 | 46.9 | 47.6 | 48.3 | 49.1 | 49.9 | 50.8 | 51.7 | 52.6
NPgY | BSP | NG FES - System Transformation | Peak utilisation (percent - whole number) | KIRKSTALL C/RING ROAD HORSFORTH | 61.6 | 63.9 | 68.6 | 72.9 | 76.7 | 79.4 | 82.1 | 84.9 | 87.8 | 90.7 | 93.4 | 95.9 | 98.2 | 101.5 | 104.5 | 107.5 | 110.6 | 113.8 | 117.1 | 120.4 | 123.9 | 127.6 | 131.6 | 136.2 | 141.1 | 146.4 | 152 | 157.9 | 163.8
NPgY | BSP | NG FES - System Transformation | Peak utilisation (percent - whole number) | LEEDS EAST | 57.6 | 57.5 | 57.7 | 58 | 58.5 | 59 | 59.5 | 60.2 | 61 | 61.9 | 62.8 | 63.8 | 64.8 | 66.2 | 68.2 | 70 | 71.8 | 73.7 | 75.4 | 77.2 | 78.9 | 80.6 | 82.4 | 84.3 | 86.4 | 88.6 | 90.9 | 93.2 | 95.6
NPgY | BSP | NG FES - System Transformation | Peak utilisation (percent - whole number) | LEEDS NORTH | 45.6 | 46.3 | 48 | 49.8 | 51.6 | 53.1 | 54.7 | 56.3 | 58 | 59.7 | 61.3 | 62.8 | 64.2 | 66.2 | 68.6 | 70.7 | 72.8 | 74.8 | 76.9 | 79 | 81.1 | 83.2 | 85.6 | 88.2 | 90.9 | 93.9 | 97 | 100.3 | 103.5
NPgY | BSP | NG FES - System Transformation | Peak utilisation (percent - whole number) | LINDLEY | 57.7 | 57.9 | 58.8 | 60.1 | 61.7 | 63.6 | 65.5 | 67.4 | 69.5 | 71.5 | 73.4 | 75.2 | 76.9 | 79.4 | 82.1 | 84.7 | 87.3 | 90 | 92.6 | 95.2 | 97.9 | 100.8 | 104 | 107.5 | 111.2 | 115.2 | 119.5 | 124 | 128.4
NPgY | BSP | NG FES - System Transformation | Peak utilisation (percent - whole number) | LOW ROAD | 34 | 39.2 | 39.3 | 39.4 | 39.5 | 39.8 | 40 | 40.4 | 40.8 | 41.4 | 41.9 | 42.5 | 43.2 | 52.7 | 54.1 | 55.4 | 56.7 | 58 | 59.2 | 60.3 | 61.4 | 62.5 | 63.7 | 64.9 | 66.2 | 67.5 | 68.9 | 70.3 | 71.7
NPgY | BSP | NG FES - System Transformation | Peak utilisation (percent - whole number) | MALLARD WAY | 61 | 60.9 | 61 | 61.2 | 61.5 | 61.9 | 62.3 | 62.7 | 63.3 | 63.9 | 64.5 | 65.1 | 65.9 | 66.8 | 67.9 | 69 | 70.2 | 71.3 | 72.4 | 73.5 | 74.6 | 75.7 | 76.8 | 78 | 79.2 | 80.5 | 81.8 | 83.2 | 84.5
NPgY | BSP | NG FES - System Transformation | Peak utilisation (percent - whole number) | MENSTON | 40.7 | 40.9 | 41.9 | 42.9 | 44 | 45.1 | 46.2 | 47.3 | 48.5 | 49.6 | 50.7 | 51.8 | 52.7 | 54.1 | 55.7 | 57.3 | 58.9 | 60.5 | 62.1 | 63.6 | 65.1 | 66.8 | 68.6 | 70.6 | 72.7 | 75 | 77.3 | 79.8 | 82.3
NPgY | BSP | NG FES - System Transformation | Peak utilisation (percent - whole number) | MOSS ROAD | 56 | 55.6 | 55.5 | 55.5 | 55.6 | 55.8 | 56.1 | 56.4 | 56.8 | 57.2 | 57.6 | 58.1 | 58.5 | 59.5 | 61.3 | 62.9 | 64.4 | 66.1 | 67.7 | 69.4 | 71.3 | 73.1 | 75 | 77.2 | 79.5 | 82.1 | 84.7 | 87.5 | 90.3
NPgY | BSP | NG FES - System Transformation | Peak utilisation (percent - whole number) | OSGODBY 1/2 | 4.1 | 4.1 | 4.1 | 4.1 | 4.1 | 4.1 | 4.1 | 4.1 | 4.1 | 4.1 | 4.1 | 4.1 | 4.1 | 4.1 | 4.1 | 4.1 | 4.1 | 4.1 | 4.1 | 4.1 | 4.1 | 4.1 | 4.1 | 4.1 | 4.1 | 4.1 | 4.1 | 4.1 | 4.1
NPgY | BSP | NG FES - System Transformation | Peak utilisation (percent - whole number) | OSGODBY 3/4 | 46.1 | 46.4 | 46.9 | 47.5 | 48.1 | 48.9 | 49.9 | 50.9 | 52.1 | 53.4 | 54.8 | 56.2 | 57.7 | 59.3 | 61.1 | 62.9 | 64.6 | 66.3 | 67.8 | 69.3 | 70.7 | 72 | 73.2 | 74.4 | 75.6 | 76.8 | 78.1 | 79.3 | 80.6
NPgY | BSP | NG FES - System Transformation | Peak utilisation (percent - whole number) | RODLEY | 55.2 | 55.6 | 56.9 | 58.3 | 60 | 61.6 | 63.2 | 64.8 | 66.5 | 68.3 | 69.9 | 71.4 | 72.8 | 74.9 | 76.8 | 78.8 | 80.8 | 82.8 | 84.8 | 86.8 | 88.8 | 91 | 93.4 | 96.1 | 99 | 102 | 105.2 | 108.6 | 111.9
NPgY | BSP | NG FES - System Transformation | Peak utilisation (percent - whole number) | SAINT ANDREWS ROAD 132/33KV | 86.8 | 86.4 | 86.5 | 86.9 | 87.6 | 88.5 | 89.4 | 90.4 | 91.6 | 92.8 | 94 | 95.3 | 96.6 | 98.9 | 101.5 | 104.3 | 107.1 | 110 | 112.9 | 115.7 | 118.8 | 122 | 125.6 | 129.5 | 133.9 | 138.4 | 143.3 | 148.4 | 153.4
NPgY | BSP | NG FES - System Transformation | Peak utilisation (percent - whole number) | SALTEND 132/33KV | 21 | 21.1 | 21.1 | 21.2 | 21.3 | 21.4 | 21.4 | 21.6 | 21.7 | 21.8 | 21.9 | 22.1 | 22.2 | 22.4 | 22.5 | 22.7 | 22.9 | 23.1 | 23.3 | 23.5 | 23.6 | 23.8 | 24 | 24.2 | 24.4 | 24.6 | 24.8 | 25 | 25.2
NPgY | BSP | NG FES - System Transformation | Peak utilisation (percent - whole number) | SANTON | 77.1 | 78 | 79.1 | 80.3 | 81.5 | 82.9 | 84.3 | 85.8 | 87.4 | 89.1 | 90.9 | 92.7 | 94.6 | 96.7 | 98.8 | 101 | 103.2 | 105.3 | 107.5 | 109.6 | 111.7 | 113.8 | 115.9 | 118 | 120.2 | 122.4 | 124.7 | 127 | 129.2
NPgY | BSP | NG FES - System Transformation | Peak utilisation (percent - whole number) | SCUNTHORPE NORTH | 64.1 | 64.5 | 65.1 | 65.7 | 66.4 | 67.3 | 68.2 | 69.2 | 70.3 | 71.5 | 72.8 | 74.2 | 75.6 | 77.2 | 79.2 | 81.2 | 83.2 | 85.1 | 86.9 | 88.6 | 90.2 | 91.8 | 93.4 | 95 | 96.6 | 98.2 | 99.9 | 101.6 | 103.2
NPgY | BSP | NG FES - System Transformation | Peak utilisation (percent - whole number) | SCUNTHORPE SOUTH | 27.3 | 27.6 | 28.1 | 28.6 | 29.2 | 29.9 | 30.6 | 31.4 | 32.2 | 32.9 | 33.7 | 34.5 | 35.2 | 36 | 37 | 37.9 | 38.8 | 39.7 | 40.6 | 41.4 | 42.3 | 43.2 | 44.1 | 45 | 45.9 | 46.9 | 47.8 | 48.9 | 49.9
NPgY | BSP | NG FES - System Transformation | Peak utilisation (percent - whole number) | SILSDEN | 71.8 | 71.9 | 73 | 74.3 | 76.1 | 78.2 | 80.2 | 82.3 | 84.7 | 87 | 89.2 | 91.3 | 93.3 | 96.3 | 100.1 | 103.5 | 106.9 | 110.3 | 113.6 | 116.9 | 120.2 | 123.7 | 127.4 | 131.5 | 135.8 | 140.5 | 145.4 | 150.5 | 155.5
NPgY | BSP | NG FES - System Transformation | Peak utilisation (percent - whole number) | SOWERBY BRIDGE 132/33KV | 53.8 | 53.8 | 54.6 | 55.6 | 56.9 | 58.4 | 59.9 | 61.5 | 63.2 | 64.9 | 66.5 | 68.1 | 69.6 | 71.9 | 74.4 | 76.9 | 79.3 | 81.7 | 84.1 | 86.3 | 88.7 | 91.2 | 93.9 | 96.9 | 100.1 | 103.5 | 107.1 | 110.8 | 114.5
NPgY | BSP | NG FES - System Transformation | Peak utilisation (percent - whole number) | STAYGATE | 56.9 | 56.7 | 57.1 | 57.7 | 58.6 | 59.7 | 60.9 | 62.2 | 63.6 | 65 | 66.5 | 67.9 | 69.4 | 71.3 | 73.3 | 75.4 | 77.5 | 79.6 | 81.6 | 83.5 | 85.4 | 87.4 | 89.6 | 92 | 94.5 | 97.2 | 100 | 102.9 | 105.8
NPgY | BSP | NG FES - System Transformation | Peak utilisation (percent - whole number) | THORNHILL 132KV | 70.6 | 70.8 | 71.8 | 73.3 | 75.3 | 77.7 | 80.1 | 82.7 | 85.5 | 88.3 | 91 | 93.7 | 96.2 | 99.7 | 102.1 | 105 | 108.1 | 111.2 | 114.2 | 117.1 | 120 | 123.2 | 126.7 | 130.6 | 134.7 | 139.1 | 143.7 | 148.5 | 153.3
NPgY | BSP | NG FES - System Transformation | Peak utilisation (percent - whole number) | WAKEFIELD MONCKTON ROAD | 37.7 | 38 | 38.5 | 39.1 | 39.8 | 40.7 | 41.5 | 42.4 | 43.5 | 44.5 | 45.6 | 46.7 | 47.8 | 49.4 | 50.8 | 52.6 | 54.3 | 56.2 | 58 | 59.8 | 61.6 | 63.5 | 65.6 | 67.8 | 70.1 | 72.6 | 75.2 | 77.8 | 80.5
NPgY | BSP | NG FES - System Transformation | Peak utilisation (percent - whole number) | WAKEFIELD NORTH | 64.3 | 65 | 66.7 | 68.8 | 71.3 | 74 | 76.7 | 79.6 | 82.6 | 85.7 | 88.7 | 91.5 | 94.4 | 98 | 100.6 | 103.6 | 106.9 | 110.2 | 113.5 | 116.6 | 119.8 | 123.3 | 127 | 131.1 | 135.4 | 139.9 | 144.7 | 149.7 | 154.7
NPgY | BSP | NG FES - System Transformation | Peak utilisation (percent - whole number) | WEST MELTON | 53.1 | 53.8 | 55.4 | 57.3 | 59.5 | 61.9 | 64.5 | 67.2 | 70 | 72.8 | 75.5 | 78.1 | 80.6 | 83.8 | 86.8 | 89.9 | 93.1 | 96.3 | 99.6 | 102.7 | 106 | 109.3 | 112.8 | 116.7 | 120.8 | 125.2 | 129.8 | 134.6 | 139.4
NPgY | BSP | NG FES - System Transformation | Peak utilisation (percent - whole number) | WHINMOOR | 49.6 | 50.2 | 51.8 | 53.6 | 55.6 | 57.6 | 59.6 | 61.7 | 63.9 | 66.1 | 68.1 | 70 | 71.7 | 74 | 76.1 | 78.2 | 80.3 | 82.4 | 84.6 | 86.7 | 88.8 | 91.1 | 93.6 | 96.3 | 99.2 | 102.3 | 105.6 | 109.2 | 112.6
NPgY | BSP | NG FES - System Transformation | Peak utilisation (percent - whole number) | WOLD NEWTON | 45.5 | 46.1 | 47.3 | 48.8 | 50.6 | 52.6 | 54.6 | 56.7 | 58.8 | 61 | 63 | 65 | 66.8 | 69.2 | 71.9 | 74.5 | 77.1 | 79.7 | 82.3 | 84.8 | 87.3 | 90 | 92.8 | 95.9 | 99.1 | 102.4 | 105.9 | 109.6 | 113.2
NPgY | BSP | NG FES - System Transformation | Peak utilisation (percent - whole number) | YARBOROUGH ROAD 132/33KV | 49.8 | 49.7 | 50.1 | 50.7 | 51.5 | 52.6 | 53.6 | 54.7 | 55.9 | 57.1 | 58.3 | 59.3 | 60.4 | 62 | 64.1 | 66 | 67.9 | 69.8 | 71.7 | 73.6 | 75.6 | 77.7 | 79.9 | 82.4 | 85.1 | 87.9 | 90.9 | 94.1 | 97.3
NPgN | BSP | NPg Best View | Peak utilisation with ToUT (percent - whole number) | ANNFIELD | 59.1 | 59.1 | 59.4 | 62.1 | 63.6 | 65.3 | 66.6 | 67.7 | 68.9 | 70.2 | 71.3 | 72.3 | 73.2 | 74.5 | 78 | 81.4 | 84.6 | 87.7 | 90.3 | 92.6 | 94.6 | 97.2 | 99.9 | 102.6 | 105.2 | 107.8 | 110.4 | 113 | 115
NPgN | BSP | NPg Best View | Peak utilisation with ToUT (percent - whole number) | BARRACK ROAD | 58.7 | 58 | 58.3 | 58.2 | 59.3 | 59.3 | 59.2 | 59.1 | 59 | 59 | 59 | 58.9 | 58.9 | 59 | 60.1 | 61.2 | 62.2 | 63.2 | 64 | 64.7 | 65.4 | 66.2 | 67.1 | 67.9 | 68.8 | 69.7 | 70.5 | 71.3 | 72
NPgN | BSP | NPg Best View | Peak utilisation with ToUT (percent - whole number) | BLUCHER | 44.8 | 44.7 | 49.1 | 50.6 | 51.5 | 52.5 | 53.3 | 53.9 | 54.7 | 55.4 | 56 | 56.5 | 57 | 57.8 | 60.5 | 63.1 | 65.7 | 68.1 | 70.3 | 72.3 | 74.1 | 76.2 | 78.5 | 80.7 | 82.9 | 85.1 | 87.2 | 89.4 | 91
NPgN | BSP | NPg Best View | Peak utilisation with ToUT (percent - whole number) | BOWESFIELD | 64.9 | 65.1 | 66.5 | 68 | 70 | 72.1 | 73.9 | 75.6 | 77.5 | 79.4 | 81.2 | 82.8 | 84.4 | 86.3 | 91 | 95.7 | 100.1 | 104.4 | 108.2 | 111.7 | 114.8 | 118.5 | 122.3 | 126.1 | 129.8 | 133.5 | 137.2 | 140.8 | 143.8
NPgN | BSP | NPg Best View | Peak utilisation with ToUT (percent - whole number) | CHIRTON GRANGE | 64.9 | 65.1 | 65.9 | 68.5 | 70.8 | 73.2 | 75 | 76.5 | 78.4 | 80.2 | 81.8 | 83.3 | 84.7 | 86.5 | 91.4 | 96.1 | 100.7 | 105 | 108.9 | 112.3 | 115.4 | 119.1 | 123.1 | 127 | 130.8 | 134.6 | 138.4 | 142.2 | 145.1
NPgN | BSP | NPg Best View | Peak utilisation with ToUT (percent - whole number) | COALBURNS | 81.2 | 80.9 | 81.2 | 81.8 | 82.9 | 84 | 84.8 | 85.6 | 86.7 | 87.8 | 88.8 | 89.7 | 90.5 | 91.5 | 93.8 | 96 | 98 | 99.9 | 101.6 | 102.9 | 104.1 | 105.6 | 107.2 | 108.7 | 110.2 | 111.7 | 113.1 | 114.6 | 115.7
NPgN | BSP | NPg Best View | Peak utilisation with ToUT (percent - whole number) | DARLINGTON CENTRAL | 53.2 | 52.9 | 52.9 | 53.6 | 54.4 | 55.3 | 56.1 | 56.8 | 57.7 | 58.6 | 59.4 | 60.2 | 61 | 62 | 65.1 | 68 | 70.7 | 73.3 | 75.7 | 77.8 | 79.7 | 81.9 | 84.1 | 86.3 | 88.4 | 90.5 | 92.6 | 94.6 | 96.2
NPgN | BSP | NPg Best View | Peak utilisation with ToUT (percent - whole number) | DARLINGTON NORTH | 58.1 | 58.9 | 63.3 | 64.3 | 65.3 | 66.4 | 67.3 | 68.1 | 73.9 | 75 | 75.8 | 76.7 | 77.5 | 108.1 | 110.5 | 112.8 | 115 | 117.1 | 118.8 | 120.2 | 121.5 | 123.1 | 124.8 | 126.5 | 128.2 | 129.8 | 131.4 | 133 | 134.2
NPgN | BSP | NPg Best View | Peak utilisation with ToUT (percent - whole number) | DUNSTON | 48.5 | 48.1 | 48.9 | 49.7 | 50 | 50.5 | 50.8 | 51.1 | 51.4 | 51.9 | 52.2 | 52.6 | 52.9 | 53.5 | 55.7 | 57.8 | 59.9 | 61.8 | 63.6 | 65.2 | 66.6 | 68.3 | 70.1 | 71.8 | 73.5 | 75.2 | 76.9 | 78.5 | 79.8
NPgN | BSP | NPg Best View | Peak utilisation with ToUT (percent - whole number) | FLATWORTH | 43.5 | 43.4 | 46.4 | 47.1 | 47.7 | 48.4 | 49 | 49.7 | 50.4 | 51.3 | 51.9 | 52.6 | 53.2 | 54.1 | 56.4 | 58.7 | 60.9 | 62.9 | 64.9 | 66.7 | 68.4 | 70.3 | 72.1 | 74 | 75.8 | 77.6 | 79.4 | 81.2 | 82.6
NPgN | BSP | NPg Best View | Peak utilisation with ToUT (percent - whole number) | GOSFORTH | 62 | 61.7 | 61.9 | 63.1 | 64.2 | 65.4 | 66.2 | 66.9 | 67.7 | 68.6 | 69.3 | 69.9 | 70.5 | 71.4 | 73.9 | 76.4 | 78.9 | 81.1 | 83.1 | 84.7 | 86.2 | 88.1 | 90.2 | 92.3 | 94.3 | 96.3 | 98.3 | 100.2 | 101.7
NPgN | BSP | NPg Best View | Peak utilisation with ToUT (percent - whole number) | HARROGATE 132/33KV | 41.8 | 41.8 | 42.3 | 43.6 | 44.6 | 47 | 47.7 | 48.4 | 49.1 | 49.9 | 50.5 | 51.1 | 51.6 | 52.3 | 53.9 | 55.6 | 57.2 | 58.7 | 60 | 61.1 | 62.1 | 63.3 | 64.6 | 65.9 | 67.2 | 68.5 | 69.7 | 71 | 72
NPgN | BSP | NPg Best View | Peak utilisation with ToUT (percent - whole number) | HUSTHWAITE | 57.7 | 57.7 | 59.8 | 61.9 | 62.3 | 62.9 | 63.4 | 64 | 64.6 | 65.3 | 66 | 66.7 | 67.4 | 68.3 | 70.2 | 72.2 | 74 | 75.8 | 77.4 | 78.9 | 80.3 | 81.8 | 83.4 | 85 | 86.5 | 88.1 | 89.6 | 91.1 | 92.4
NPgN | BSP | NPg Best View | Peak utilisation with ToUT (percent - whole number) | LEEMING BAR_SKEEBY | 60 | 60.2 | 61.8 | 62.9 | 63.9 | 64.9 | 66 | 67.1 | 68.3 | 69.6 | 70.8 | 71.9 | 73.1 | 74.3 | 76.9 | 79.3 | 81.6 | 83.9 | 85.9 | 87.8 | 89.5 | 91.4 | 93.3 | 95.2 | 97.1 | 98.9 | 100.8 | 102.6 | 104.2
NPgN | BSP | NPg Best View | Peak utilisation with ToUT (percent - whole number) | LINTON | 59.9 | 60.4 | 64.9 | 70.1 | 72.1 | 74 | 75.7 | 77.4 | 79.4 | 81.5 | 83.3 | 85 | 86.6 | 88.3 | 92.1 | 95.7 | 99.1 | 102.3 | 105.2 | 107.7 | 109.9 | 112.4 | 115 | 117.6 | 120 | 122.5 | 124.9 | 127.3 | 129.2
NPgN | BSP | NPg Best View | Peak utilisation with ToUT (percent - whole number) | MALTON GRID | 75.2 | 75.1 | 75.4 | 77.5 | 78.9 | 80.4 | 81.7 | 82.9 | 84.3 | 85.7 | 87 | 88.2 | 89.3 | 90.6 | 94.6 | 98.5 | 102.2 | 105.6 | 108.8 | 111.6 | 114.1 | 117.1 | 120.1 | 123.2 | 126.1 | 129.1 | 132 | 134.9 | 137.2
NPgN | BSP | NPg Best View | Peak utilisation with ToUT (percent - whole number) | MELROSEGATE | 61 | 60.7 | 62.9 | 65.5 | 66.7 | 68 | 68.9 | 69.8 | 70.8 | 71.8 | 72.7 | 73.5 | 74.2 | 75.2 | 78 | 80.8 | 83.5 | 85.9 | 88.1 | 90 | 91.7 | 93.7 | 95.9 | 98.1 | 100.2 | 102.3 | 104.4 | 106.5 | 108.1
NPgN | BSP | NPg Best View | Peak utilisation with ToUT (percent - whole number) | NORTH TEES | 72.9 | 72.7 | 81.3 | 82 | 82.9 | 84 | 84.9 | 85.8 | 87 | 88.2 | 89.3 | 90.5 | 91.6 | 93 | 96.1 | 99.2 | 102 | 104.8 | 107.2 | 109.3 | 111.2 | 113.5 | 115.9 | 118.2 | 120.5 | 122.8 | 125 | 127.2 | 129.1
NPgN | BSP | NPg Best View | Peak utilisation with ToUT (percent - whole number) | POTTER HOUSE | 74.1 | 74 | 77.7 | 78.9 | 80.3 | 81.8 | 82.9 | 83.9 | 85 | 86.1 | 87 | 87.8 | 88.6 | 89.7 | 93.1 | 96.4 | 99.6 | 102.7 | 105.3 | 107.7 | 109.7 | 112.4 | 115.2 | 117.9 | 120.7 | 123.4 | 126 | 128.7 | 130.9
NPgN | BSP | NPg Best View | Peak utilisation with ToUT (percent - whole number) | RAVENSWORTH | 54.4 | 54 | 61.4 | 62.2 | 62.4 | 62.8 | 63.4 | 64 | 65.4 | 66.5 | 67.6 | 68.7 | 69.9 | 72.9 | 74.9 | 76.7 | 78.3 | 79.8 | 81 | 82.1 | 82.9 | 83.8 | 84.7 | 85.6 | 86.5 | 87.3 | 88.2 | 89 | 89.6
NPgN | BSP | NPg Best View | Peak utilisation with ToUT (percent - whole number) | SCARBOROUGH GRID | 67.8 | 67.4 | 67.5 | 68.4 | 69.5 | 70.8 | 71.9 | 73 | 74.3 | 75.6 | 76.7 | 77.8 | 78.8 | 80.1 | 84.1 | 87.9 | 91.6 | 95.1 | 98.3 | 101.2 | 103.9 | 106.8 | 109.9 | 112.8 | 115.8 | 118.7 | 121.5 | 124.4 | 126.6
NPgN | BSP | NPg Best View | Peak utilisation with ToUT (percent - whole number) | SEAL SANDS | 22.9 | 37.4 | 40.1 | 40.1 | 40.1 | 40 | 40 | 40 | 40 | 40.1 | 40.1 | 40.1 | 40.2 | 40.2 | 40.3 | 40.3 | 40.4 | 40.5 | 40.5 | 40.6 | 40.7 | 40.7 | 40.8 | 40.9 | 41 | 41 | 41.1 | 41.2 | 41.2
NPgN | BSP | NPg Best View | Peak utilisation with ToUT (percent - whole number) | SPADEADAM 33KV | 40.3 | 40 | 40.1 | 40.3 | 40.8 | 41.3 | 41.8 | 42.2 | 42.7 | 43.3 | 43.9 | 44.4 | 44.9 | 45.5 | 47.1 | 48.6 | 50 | 51.4 | 52.6 | 53.7 | 54.6 | 55.7 | 56.8 | 57.8 | 58.9 | 59.9 | 61 | 62 | 62.8
NPgN | BSP | NPg Best View | Peak utilisation with ToUT (percent - whole number) | SPENNYMOOR 132/66KV | 35.6 | 35.8 | 37.7 | 44.3 | 50.5 | 52.9 | 54.7 | 56.3 | 58.2 | 60.2 | 62 | 63.7 | 65.3 | 67.1 | 70.7 | 74.2 | 77.6 | 80.6 | 83.2 | 85.4 | 87.3 | 89.7 | 92.3 | 94.9 | 97.3 | 99.8 | 102.2 | 104.6 | 106.4
NPgN | BSP | NPg Best View | Peak utilisation with ToUT (percent - whole number) | TORONTO | 47.8 | 47.7 | 47.8 | 48.5 | 49.4 | 50.4 | 51.2 | 51.8 | 52.5 | 53.3 | 53.9 | 54.6 | 55.2 | 56.2 | 59.3 | 62.4 | 65.4 | 68.2 | 70.7 | 73 | 75 | 77.5 | 80.1 | 82.7 | 85.3 | 87.9 | 90.4 | 92.9 | 94.8
NPgN | BSP | NPg Best View | Peak utilisation with ToUT (percent - whole number) | WORMALD GREEN 132/33KV | 60.5 | 60.2 | 63.5 | 65.1 | 65.7 | 66.6 | 67.3 | 68.1 | 69.1 | 70.2 | 71.3 | 72.4 | 73.6 | 74.9 | 77.7 | 80.5 | 83.1 | 85.5 | 87.5 | 89.3 | 90.9 | 92.7 | 94.7 | 96.6 | 98.5 | 100.4 | 102.3 | 104.1 | 105.6
NPgY | BSP | NPg Best View | Peak utilisation with ToUT (percent - whole number) | ATTERCLIFFE | 64.2 | 63.7 | 63.5 | 63.5 | 64.1 | 64.8 | 65.1 | 65.6 | 66.2 | 66.8 | 67.4 | 68 | 68.6 | 69.4 | 71.9 | 74.3 | 76.6 | 78.7 | 80.5 | 82 | 83.3 | 85.1 | 86.9 | 88.7 | 90.4 | 92.1 | 93.8 | 95.4 | 96.7
NPgY | BSP | NPg Best View | Peak utilisation with ToUT (percent - whole number) | BARUGH 132/66KV | 60.4 | 60.6 | 61.5 | 62.8 | 64.9 | 67.5 | 69.2 | 71.1 | 73.3 | 75.6 | 77.7 | 79.7 | 81.6 | 100.5 | 105.3 | 110 | 114.4 | 118.5 | 122.2 | 125.4 | 128.2 | 131.8 | 135.4 | 138.8 | 142.2 | 145.5 | 148.8 | 152.1 | 154.8
NPgY | BSP | NPg Best View | Peak utilisation with ToUT (percent - whole number) | BEESTON ROYDS 132/33KV | 38.9 | 38.7 | 38.9 | 39.2 | 39.8 | 40.4 | 40.9 | 41.5 | 42.2 | 42.9 | 43.6 | 44.3 | 45 | 45.8 | 47.9 | 49.8 | 51.7 | 53.4 | 55 | 56.3 | 57.5 | 59 | 60.4 | 61.8 | 63.1 | 64.4 | 65.7 | 67 | 68
NPgY | BSP | NPg Best View | Peak utilisation with ToUT (percent - whole number) | BEVERLEY 132/33KV | 80.2 | 80.3 | 81.1 | 82.6 | 84.9 | 87.8 | 89.6 | 91.6 | 93.9 | 96.3 | 98.4 | 100.4 | 102.3 | 104.6 | 110.4 | 116 | 121.3 | 126.4 | 130.9 | 134.9 | 138.5 | 143.1 | 147.6 | 152 | 156.4 | 160.7 | 164.9 | 169.2 | 172.7
NPgY | BSP | NPg Best View | Peak utilisation with ToUT (percent - whole number) | BINGLEY 132/33KV | 40.5 | 40.4 | 40.8 | 41.5 | 42.6 | 44 | 45 | 45.9 | 47.2 | 48.4 | 49.5 | 50.5 | 51.4 | 52.6 | 55.5 | 58.2 | 60.7 | 63.2 | 65.3 | 67.1 | 68.7 | 70.8 | 72.8 | 74.8 | 76.7 | 78.6 | 80.5 | 82.3 | 83.8
NPgY | BSP | NPg Best View | Peak utilisation with ToUT (percent - whole number) | BLACKBURN MEADOWS B | 82.3 | 81.6 | 81 | 80.6 | 80.4 | 80.5 | 80.5 | 80.6 | 80.9 | 81.4 | 81.9 | 82.5 | 83.1 | 83.8 | 85.6 | 87.3 | 88.9 | 90.3 | 91.5 | 92.5 | 93.4 | 94.6 | 95.7 | 96.8 | 97.8 | 98.9 | 99.9 | 100.9 | 101.7
NPgY | BSP | NPg Best View | Peak utilisation with ToUT (percent - whole number) | BLYTON | 58.3 | 58.7 | 59.8 | 61.3 | 63.4 | 65.9 | 67.8 | 69.9 | 72.4 | 74.9 | 77.3 | 79.5 | 81.6 | 84 | 88.7 | 93.3 | 97.6 | 101.7 | 105.4 | 108.8 | 111.8 | 115.4 | 118.9 | 122.3 | 125.7 | 129 | 132.4 | 135.7 | 138.4
NPgY | BSP | NPg Best View | Peak utilisation with ToUT (percent - whole number) | BRADFORD | 68.1 | 68 | 68.7 | 69.8 | 71.6 | 73.5 | 74.7 | 76.1 | 77.7 | 79.4 | 80.8 | 82.2 | 83.5 | 85.2 | 89.3 | 93.2 | 96.9 | 100.4 | 103.4 | 106 | 108.2 | 111.2 | 114.1 | 116.9 | 119.6 | 122.3 | 125 | 127.6 | 129.7
NPgY | BSP | NPg Best View | Peak utilisation with ToUT (percent - whole number) | BRAMHAM | 55 | 54.8 | 54.9 | 58 | 58.7 | 59.4 | 60.1 | 60.9 | 68.3 | 69.4 | 70.5 | 71.5 | 72.6 | 91.3 | 93.6 | 95.8 | 97.9 | 99.7 | 101.3 | 102.7 | 103.9 | 105.4 | 106.8 | 108.3 | 109.6 | 111 | 112.3 | 113.6 | 114.7
NPgY | BSP | NPg Best View | Peak utilisation with ToUT (percent - whole number) | BRANSHOLME | 37.9 | 37.7 | 37.8 | 38.1 | 38.9 | 39.8 | 40.3 | 40.9 | 41.6 | 42.3 | 42.9 | 43.4 | 43.8 | 44.6 | 46.9 | 49.1 | 51.3 | 53.3 | 55.1 | 56.8 | 58.2 | 60.1 | 61.9 | 63.8 | 65.5 | 67.3 | 69 | 70.8 | 72.1
NPgY | BSP | NPg Best View | Peak utilisation with ToUT (percent - whole number) | BRIGHOUSE 132/33KV | 56 | 55.7 | 55.9 | 56.5 | 57.6 | 59 | 59.9 | 60.9 | 62.1 | 63.4 | 64.5 | 65.6 | 66.6 | 90.9 | 93.9 | 96.8 | 99.6 | 102.1 | 104.3 | 106.2 | 107.9 | 110.1 | 112.2 | 114.3 | 116.3 | 118.3 | 120.3 | 122.2 | 123.8
NPgY | BSP | NPg Best View | Peak utilisation with ToUT (percent - whole number) | DONCASTER B/THORPE MARSH | 51.4 | 51.7 | 52.6 | 54 | 56.1 | 58.5 | 60.3 | 62.3 | 64.7 | 67.1 | 69.4 | 71.6 | 73.7 | 87.8 | 93 | 97.9 | 102.7 | 107.1 | 111 | 114.6 | 117.8 | 121.5 | 125.2 | 128.8 | 132.4 | 135.8 | 139.3 | 142.7 | 145.5
NPgY | BSP | NPg Best View | Peak utilisation with ToUT (percent - whole number) | DONCASTER CENTRAL | 21.6 | 21.6 | 21.8 | 22.1 | 22.6 | 23.3 | 23.7 | 24.1 | 24.6 | 25.2 | 25.6 | 26.1 | 26.5 | 27 | 28.2 | 29.4 | 30.5 | 31.5 | 32.4 | 33.2 | 33.9 | 34.8 | 35.8 | 36.7 | 37.6 | 38.5 | 39.3 | 40.2 | 40.9
NPgY | BSP | NPg Best View | Peak utilisation with ToUT (percent - whole number) | DRIFFIELD/BEVERLEY GROUP | 86.1 | 86.1 | 86.4 | 86.9 | 88 | 89.2 | 90.4 | 91.6 | 93 | 94.4 | 95.7 | 97 | 98.3 | 99.9 | 104.2 | 108.3 | 112.3 | 116.1 | 119.6 | 122.8 | 125.9 | 129.3 | 132.7 | 136 | 139.3 | 142.6 | 145.8 | 149 | 151.8
NPgY | BSP | NPg Best View | Peak utilisation with ToUT (percent - whole number) | FEATHERSTONE | 60.4 | 60.8 | 61.8 | 63.3 | 65.5 | 68.2 | 70.3 | 72.6 | 75.4 | 78.3 | 81.1 | 83.9 | 86.5 | 89.4 | 94.6 | 99.7 | 104.4 | 108.8 | 112.7 | 116.1 | 119.2 | 122.9 | 126.5 | 130 | 133.4 | 136.7 | 140.1 | 143.4 | 146.2
NPgY | BSP | NPg Best View | Peak utilisation with ToUT (percent - whole number) | GIRLINGTON | 44.9 | 44.6 | 44.4 | 44.4 | 44.7 | 45.1 | 45.3 | 45.5 | 45.8 | 46 | 46.2 | 46.4 | 46.5 | 46.9 | 48.6 | 50.3 | 51.9 | 53.4 | 54.7 | 55.8 | 56.8 | 58.2 | 59.5 | 60.8 | 62.1 | 63.3 | 64.6 | 65.8 | 66.7
NPgY | BSP | NPg Best View | Peak utilisation with ToUT (percent - whole number) | HALIFAX 132/33KV | 37.9 | 37.7 | 37.8 | 38 | 38.6 | 39.3 | 39.7 | 40.2 | 40.9 | 41.5 | 42.1 | 42.7 | 43.2 | 43.9 | 45.8 | 47.7 | 49.4 | 51 | 52.4 | 53.7 | 54.8 | 56.2 | 57.5 | 58.9 | 60.2 | 61.4 | 62.7 | 64 | 65
NPgY | BSP | NPg Best View | Peak utilisation with ToUT (percent - whole number) | HECKMONDWIKE | 69.9 | 69.7 | 70.3 | 71.5 | 73.7 | 76.3 | 78 | 79.9 | 82.2 | 84.5 | 86.6 | 88.7 | 90.5 | 92.7 | 97.1 | 101.4 | 105.4 | 109.1 | 112.2 | 114.6 | 116.8 | 119.8 | 122.8 | 125.7 | 128.6 | 131.3 | 134.1 | 136.8 | 138.8
NPgY | BSP | NPg Best View | Peak utilisation with ToUT (percent - whole number) | HOLMFIELD | 49 | 49 | 49.6 | 50.8 | 52.8 | 55.2 | 56.5 | 57.9 | 59.6 | 61.4 | 62.9 | 64.2 | 65.5 | 67.3 | 71.4 | 75.4 | 79.1 | 82.7 | 85.6 | 88.2 | 90.3 | 93.5 | 96.5 | 99.5 | 102.5 | 105.3 | 108.2 | 111 | 113.1
NPgY | BSP | NPg Best View | Peak utilisation with ToUT (percent - whole number) | HULL EAST 132/33KV | 50.1 | 50 | 50.2 | 50.7 | 51.7 | 52.9 | 53.9 | 54.9 | 56.2 | 57.6 | 58.9 | 60.1 | 61.2 | 62.6 | 65.3 | 67.9 | 70.4 | 72.7 | 74.8 | 76.6 | 78.2 | 80.2 | 82.1 | 84 | 85.8 | 87.6 | 89.4 | 91.1 | 92.5
NPgY | BSP | NPg Best View | Peak utilisation with ToUT (percent - whole number) | HULL SOUTH | 58.1 | 57.8 | 57.9 | 58.4 | 59.4 | 60.8 | 61.7 | 62.7 | 64 | 65.3 | 66.4 | 67.6 | 68.6 | 70 | 74.1 | 78 | 81.8 | 85.3 | 88.5 | 91.4 | 94 | 97.2 | 100.2 | 103.3 | 106.2 | 109.2 | 112.1 | 114.9 | 117.2
NPgY | BSP | NPg Best View | Peak utilisation with ToUT (percent - whole number) | HULL WEST | 42.5 | 42.6 | 43.2 | 44.1 | 45.5 | 47.1 | 48.3 | 49.6 | 51.1 | 52.7 | 54.1 | 55.5 | 56.7 | 58.2 | 61.3 | 64.3 | 67.1 | 69.7 | 72 | 74 | 75.9 | 78.1 | 80.3 | 82.4 | 84.5 | 86.5 | 88.5 | 90.5 | 92.1
NPgY | BSP | NPg Best View | Peak utilisation with ToUT (percent - whole number) | HUMBERSTON | 22 | 21.9 | 22 | 22.3 | 22.9 | 23.7 | 24.1 | 24.6 | 25.2 | 25.8 | 26.2 | 26.7 | 27.1 | 27.7 | 29.4 | 31.1 | 32.7 | 34.2 | 35.6 | 36.8 | 37.8 | 39.2 | 40.5 | 41.9 | 43.1 | 44.4 | 45.7 | 46.9 | 47.8
NPgY | BSP | NPg Best View | Peak utilisation with ToUT (percent - whole number) | HUNNINGLEY | 27.7 | 27.7 | 28 | 28.5 | 29.3 | 30.2 | 30.9 | 31.6 | 32.5 | 33.4 | 34.2 | 35 | 35.7 | 36.6 | 38.1 | 39.5 | 40.9 | 42.1 | 43.3 | 44.3 | 45.1 | 46.2 | 47.2 | 48.3 | 49.3 | 50.2 | 51.2 | 52.2 | 53
NPgY | BSP | NPg Best View | Peak utilisation with ToUT (percent - whole number) | HUNSHELF | 44 | 44.1 | 44.3 | 44.7 | 45.4 | 46.2 | 46.7 | 47.3 | 48 | 48.7 | 49.3 | 49.9 | 50.5 | 51.2 | 52.8 | 54.4 | 55.8 | 57.2 | 58.4 | 59.5 | 60.5 | 61.7 | 62.9 | 64 | 65.2 | 66.3 | 67.4 | 68.5 | 69.4
NPgY | BSP | NPg Best View | Peak utilisation with ToUT (percent - whole number) | IMMINGHAM | 48.6 | 48.6 | 48.8 | 49.1 | 49.7 | 50.5 | 51.4 | 52.7 | 54.2 | 56 | 57.9 | 59.8 | 61.7 | 63.6 | 65.9 | 68.1 | 70 | 71.8 | 73.3 | 74.5 | 75.7 | 76.8 | 77.8 | 78.8 | 79.7 | 80.6 | 81.5 | 82.4 | 83.2
NPgY | BSP | NPg Best View | Peak utilisation with ToUT (percent - whole number) | KIRKHAW LANE | 48.1 | 48.2 | 48.6 | 49.1 | 50 | 51.1 | 52 | 52.9 | 53.9 | 55 | 56.1 | 57 | 58 | 59.1 | 61.3 | 63.4 | 65.5 | 67.4 | 69.1 | 70.6 | 71.9 | 73.6 | 75.3 | 76.9 | 78.5 | 80 | 81.6 | 83.1 | 84.4
NPgY | BSP | NPg Best View | Peak utilisation with ToUT (percent - whole number) | KIRKSTALL C 2/5 | 41.2 | 40.8 | 40.5 | 40.3 | 40.1 | 40 | 39.9 | 39.8 | 39.7 | 39.7 | 39.6 | 39.6 | 39.5 | 39.6 | 40.3 | 41.1 | 41.8 | 42.4 | 43.1 | 43.6 | 44.2 | 44.8 | 45.4 | 45.9 | 46.5 | 47.1 | 47.6 | 48.2 | 48.6
NPgY | BSP | NPg Best View | Peak utilisation with ToUT (percent - whole number) | KIRKSTALL C/RING ROAD HORSFORTH | 61.2 | 62.3 | 65.4 | 68.6 | 72.2 | 75 | 76.9 | 78.9 | 81.4 | 83.7 | 85.7 | 87.5 | 89.2 | 91.5 | 97 | 102.2 | 107.1 | 111.8 | 115.9 | 119.6 | 122.8 | 126.9 | 130.9 | 134.8 | 138.6 | 142.3 | 145.9 | 149.6 | 152.3
NPgY | BSP | NPg Best View | Peak utilisation with ToUT (percent - whole number) | LEEDS EAST | 57.5 | 57.1 | 57 | 57.1 | 57.5 | 58 | 58.5 | 59.2 | 60 | 60.9 | 61.8 | 62.6 | 63.4 | 64.5 | 67 | 69.3 | 71.6 | 73.7 | 75.5 | 77.2 | 78.7 | 80.4 | 82.1 | 83.7 | 85.2 | 86.8 | 88.3 | 89.8 | 91
NPgY | BSP | NPg Best View | Peak utilisation with ToUT (percent - whole number) | LEEDS NORTH | 45.4 | 45.5 | 46.4 | 47.5 | 49 | 50.3 | 51.2 | 52.2 | 53.5 | 54.8 | 55.9 | 57 | 57.9 | 59.2 | 62.4 | 65.4 | 68.3 | 71 | 73.4 | 75.6 | 77.6 | 80 | 82.3 | 84.5 | 86.7 | 88.8 | 90.9 | 93 | 94.6
NPgY | BSP | NPg Best View | Peak utilisation with ToUT (percent - whole number) | LINDLEY | 57.4 | 57.3 | 57.7 | 58.6 | 60.2 | 62.1 | 63.3 | 64.6 | 66.2 | 67.8 | 69.2 | 70.5 | 71.7 | 73.3 | 77.4 | 81.4 | 85.2 | 88.8 | 92 | 94.8 | 97.3 | 100.4 | 103.5 | 106.5 | 109.4 | 112.3 | 115.2 | 118 | 120.2
NPgY | BSP | NPg Best View | Peak utilisation with ToUT (percent - whole number) | LOW ROAD | 33.9 | 39 | 38.8 | 38.8 | 38.9 | 39.2 | 39.4 | 39.7 | 40.2 | 40.7 | 41.3 | 41.9 | 42.5 | 51.8 | 53.5 | 55.1 | 56.6 | 57.9 | 59.1 | 60.2 | 61.1 | 62.2 | 63.3 | 64.3 | 65.2 | 66.2 | 67.2 | 68.1 | 68.8
NPgY | BSP | NPg Best View | Peak utilisation with ToUT (percent - whole number) | MALLARD WAY | 60.8 | 60.5 | 60.3 | 60.2 | 60.2 | 60.4 | 60.5 | 60.7 | 61 | 61.4 | 61.8 | 62.2 | 62.6 | 63.2 | 64.3 | 65.4 | 66.4 | 67.3 | 68.2 | 69 | 69.7 | 70.5 | 71.3 | 72.1 | 72.9 | 73.6 | 74.4 | 75.1 | 75.8
NPgY | BSP | NPg Best View | Peak utilisation with ToUT (percent - whole number) | MENSTON | 40.5 | 40.5 | 41 | 41.7 | 42.8 | 43.9 | 44.6 | 45.4 | 46.3 | 47.3 | 48.1 | 48.8 | 49.5 | 50.4 | 52.8 | 55.1 | 57.2 | 59.3 | 61.1 | 62.6 | 64 | 65.8 | 67.6 | 69.3 | 70.9 | 72.6 | 74.2 | 75.8 | 77
NPgY | BSP | NPg Best View | Peak utilisation with ToUT (percent - whole number) | MOSS ROAD | 55.8 | 55.3 | 55 | 54.7 | 54.7 | 54.9 | 55 | 55.2 | 55.4 | 55.7 | 55.9 | 56.1 | 56.3 | 56.9 | 59.2 | 61.5 | 63.8 | 65.9 | 67.9 | 69.8 | 71.6 | 73.5 | 75.4 | 77.3 | 79.2 | 81 | 82.8 | 84.6 | 86
NPgY | BSP | NPg Best View | Peak utilisation with ToUT (percent - whole number) | OSGODBY 1/2 | 4.1 | 4.1 | 4.1 | 4.1 | 4.1 | 4.1 | 4.1 | 4.1 | 4.1 | 4.1 | 4.1 | 4.1 | 4.1 | 4.1 | 4.1 | 4.1 | 4.1 | 4.1 | 4.1 | 4.1 | 4.1 | 4.1 | 4.1 | 4.1 | 4.1 | 4.1 | 4.1 | 4.1 | 4.1
NPgY | BSP | NPg Best View | Peak utilisation with ToUT (percent - whole number) | OSGODBY 3/4 | 46 | 46.1 | 46.3 | 46.6 | 47.1 | 47.7 | 48.5 | 49.5 | 50.6 | 51.9 | 53.3 | 54.6 | 56 | 57.3 | 59.2 | 60.9 | 62.4 | 63.9 | 65.2 | 66.4 | 67.4 | 68.5 | 69.5 | 70.5 | 71.5 | 72.4 | 73.3 | 74.2 | 75
NPgY | BSP | NPg Best View | Peak utilisation with ToUT (percent - whole number) | RODLEY | 54.9 | 54.9 | 55.7 | 56.8 | 58.4 | 60.1 | 61.1 | 62.3 | 63.7 | 65 | 66.2 | 67.3 | 68.3 | 69.6 | 72.8 | 75.9 | 78.8 | 81.5 | 83.8 | 85.8 | 87.5 | 89.9 | 92.2 | 94.4 | 96.6 | 98.7 | 100.8 | 102.9 | 104.5
NPgY | BSP | NPg Best View | Peak utilisation with ToUT (percent - whole number) | SAINT ANDREWS ROAD 132/33KV | 86.3 | 85.8 | 85.7 | 85.9 | 86.9 | 88.3 | 89 | 89.8 | 90.9 | 92 | 92.9 | 93.9 | 94.8 | 96.2 | 100.6 | 104.9 | 108.9 | 112.8 | 116.1 | 119.1 | 121.7 | 125.1 | 128.4 | 131.7 | 135 | 138.2 | 141.3 | 144.5 | 146.9
NPgY | BSP | NPg Best View | Peak utilisation with ToUT (percent - whole number) | SALTEND 132/33KV | 21 | 20.9 | 20.9 | 20.8 | 20.8 | 20.7 | 20.7 | 20.7 | 20.7 | 20.7 | 20.7 | 20.8 | 20.8 | 20.8 | 20.9 | 20.9 | 21 | 21 | 21.1 | 21.1 | 21.2 | 21.3 | 21.3 | 21.4 | 21.4 | 21.5 | 21.6 | 21.6 | 21.7
NPgY | BSP | NPg Best View | Peak utilisation with ToUT (percent - whole number) | SANTON | 76.9 | 77.5 | 78.2 | 79 | 80.1 | 81.3 | 82.6 | 84 | 85.7 | 87.4 | 89.1 | 90.7 | 92.3 | 93.9 | 95.9 | 97.8 | 99.6 | 101.2 | 102.8 | 104.2 | 105.5 | 106.9 | 108.3 | 109.6 | 110.8 | 112.1 | 113.4 | 114.6 | 115.7
NPgY | BSP | NPg Best View | Peak utilisation with ToUT (percent - whole number) | SCUNTHORPE NORTH | 63.9 | 64.1 | 64.3 | 64.7 | 65.2 | 65.9 | 66.7 | 67.6 | 68.7 | 69.9 | 71.2 | 72.5 | 73.7 | 75 | 76.9 | 78.8 | 80.5 | 82.1 | 83.5 | 84.8 | 86 | 87.3 | 88.5 | 89.7 | 90.9 | 92.1 | 93.2 | 94.4 | 95.4
NPgY | BSP | NPg Best View | Peak utilisation with ToUT (percent - whole number) | SCUNTHORPE SOUTH | 27.2 | 27.4 | 27.6 | 27.9 | 28.3 | 28.8 | 29.3 | 29.8 | 30.3 | 30.9 | 31.4 | 31.9 | 32.4 | 33 | 34 | 34.9 | 35.8 | 36.7 | 37.5 | 38.3 | 39 | 39.8 | 40.5 | 41.3 | 42.1 | 42.8 | 43.5 | 44.3 | 44.9
NPgY | BSP | NPg Best View | Peak utilisation with ToUT (percent - whole number) | SILSDEN | 71.5 | 71.3 | 71.7 | 72.6 | 74.2 | 76.1 | 77.5 | 78.9 | 80.8 | 82.7 | 84.4 | 86 | 87.5 | 89.5 | 94.6 | 99.4 | 104 | 108.4 | 112.3 | 115.9 | 119.1 | 122.8 | 126.5 | 130.1 | 133.5 | 137 | 140.4 | 143.7 | 146.3
NPgY | BSP | NPg Best View | Peak utilisation with ToUT (percent - whole number) | SOWERBY BRIDGE 132/33KV | 53.5 | 53.3 | 53.7 | 54.4 | 55.7 | 57.3 | 58.3 | 59.4 | 60.8 | 62.2 | 63.5 | 64.7 | 65.8 | 67.4 | 71 | 74.5 | 77.8 | 80.9 | 83.6 | 86 | 88.2 | 90.9 | 93.5 | 96 | 98.5 | 101 | 103.4 | 105.8 | 107.7
NPgY | BSP | NPg Best View | Peak utilisation with ToUT (percent - whole number) | STAYGATE | 56.5 | 56.2 | 56.3 | 56.7 | 57.8 | 59.2 | 60 | 61.1 | 62.3 | 63.7 | 64.9 | 66.1 | 67.2 | 68.6 | 71.6 | 74.6 | 77.3 | 79.8 | 81.9 | 83.7 | 85.2 | 87.3 | 89.3 | 91.3 | 93.2 | 95.1 | 97 | 98.8 | 100.2
NPgY | BSP | NPg Best View | Peak utilisation with ToUT (percent - whole number) | THORNHILL 132KV | 69.8 | 69.6 | 70.1 | 71.3 | 73.4 | 76 | 77.6 | 79.3 | 81.5 | 83.8 | 85.9 | 87.9 | 89.8 | 91.9 | 96.6 | 101.2 | 105.4 | 109.4 | 112.6 | 115.4 | 117.7 | 121.1 | 124.4 | 127.6 | 130.7 | 133.7 | 136.8 | 139.8 | 142.1
NPgY | BSP | NPg Best View | Peak utilisation with ToUT (percent - whole number) | WAKEFIELD MONCKTON ROAD | 37.4 | 37.5 | 37.8 | 38.4 | 39.2 | 40.2 | 40.9 | 41.6 | 42.5 | 43.4 | 44.3 | 45.1 | 46 | 47 | 49.4 | 51.8 | 54.1 | 56.2 | 58.1 | 59.7 | 61.2 | 63.1 | 65 | 66.9 | 68.7 | 70.5 | 72.4 | 74.1 | 75.7
NPgY | BSP | NPg Best View | Peak utilisation with ToUT (percent - whole number) | WAKEFIELD NORTH | 63.6 | 64 | 65.1 | 66.9 | 69.5 | 72.5 | 74.5 | 76.6 | 79.2 | 81.8 | 84.2 | 86.4 | 88.6 | 91.1 | 95.9 | 100.7 | 105.1 | 109.2 | 112.7 | 115.7 | 118.2 | 121.8 | 125.2 | 128.5 | 131.8 | 135 | 138.2 | 141.4 | 143.9
NPgY | BSP | NPg Best View | Peak utilisation with ToUT (percent - whole number) | WEST MELTON | 52.7 | 53 | 54.2 | 55.8 | 58 | 60.5 | 62.5 | 64.6 | 67.1 | 69.6 | 71.9 | 74 | 76 | 78.3 | 83.1 | 87.7 | 92.1 | 96.2 | 99.9 | 103.3 | 106.3 | 109.8 | 113.2 | 116.5 | 119.8 | 123 | 126.2 | 129.4 | 131.9
NPgY | BSP | NPg Best View | Peak utilisation with ToUT (percent - whole number) | WHINMOOR | 49.2 | 49.4 | 50.3 | 51.7 | 53.5 | 55.4 | 56.7 | 58.1 | 59.9 | 61.6 | 63.1 | 64.5 | 65.8 | 67.4 | 70.8 | 74 | 77 | 79.8 | 82.3 | 84.4 | 86.3 | 88.7 | 91.1 | 93.3 | 95.5 | 97.7 | 99.9 | 102 | 103.6
NPgY | BSP | NPg Best View | Peak utilisation with ToUT (percent - whole number) | WOLD NEWTON | 45.2 | 45.6 | 46.4 | 47.6 | 49.2 | 51.1 | 52.5 | 54 | 55.8 | 57.5 | 59.1 | 60.6 | 62 | 63.6 | 67 | 70.3 | 73.4 | 76.4 | 79.1 | 81.6 | 83.8 | 86.5 | 89.1 | 91.7 | 94.2 | 96.7 | 99.3 | 101.7 | 103.9
NPgY | BSP | NPg Best View | Peak utilisation with ToUT (percent - whole number) | YARBOROUGH ROAD 132/33KV | 49.6 | 49.3 | 49.4 | 49.6 | 50.3 | 51.3 | 51.9 | 52.6 | 53.5 | 54.5 | 55.3 | 56 | 56.7 | 57.8 | 60.7 | 63.4 | 66.1 | 68.6 | 70.9 | 73 | 74.9 | 77.1 | 79.3 | 81.4 | 83.4 | 85.5 | 87.5 | 89.5 | 91
NPgN | BSP | NPg Best View | Total installed renewable generation capacity (MW) | ANNFIELD | 37.3 | 44.534 | 50.463 | 56.629 | 58.757 | 61.046 | 63.274 | 65.744 | 68.292 | 71.156 | 74.245 | 77.057 | 80.105 | 82.845 | 85.145 | 87.456 | 89.752 | 92.526 | 95.564 | 98.622 | 101.714 | 104.882 | 107.581 | 110.014 | 112.52 | 114.999 | 117.547 | 120.129 | 122.784
NPgN | BSP | NPg Best View | Total installed renewable generation capacity (MW) | BARRACK ROAD | 2.672 | 3.013 | 3.44 | 4.003 | 4.694 | 5.505 | 6.418 | 7.431 | 8.558 | 9.585 | 10.67 | 11.714 | 12.807 | 13.917 | 14.987 | 16.147 | 17.318 | 18.549 | 19.819 | 21.144 | 22.486 | 23.83 | 25.209 | 26.567 | 27.95 | 29.389 | 30.783 | 32.234 | 33.685
NPgN | BSP | NPg Best View | Total installed renewable generation capacity (MW) | BLUCHER | 4.909 | 7.527 | 9.768 | 12.161 | 13.261 | 14.446 | 15.63 | 16.901 | 18.21 | 19.762 | 21.436 | 22.958 | 24.625 | 26.186 | 27.5 | 28.963 | 30.394 | 32.058 | 33.809 | 35.623 | 37.459 | 39.339 | 41.02 | 42.665 | 44.324 | 45.909 | 47.603 | 49.289 | 51.055
NPgN | BSP | NPg Best View | Total installed renewable generation capacity (MW) | BOWESFIELD | 22.586 | 45.458 | 63.763 | 82.382 | 87.031 | 91.892 | 96.287 | 101.271 | 106.256 | 112.078 | 118.392 | 124.019 | 130.151 | 135.351 | 139.301 | 142.879 | 146.274 | 151.126 | 156.604 | 162.061 | 167.723 | 173.422 | 177.407 | 180.575 | 183.781 | 186.963 | 190.22 | 193.527 | 196.921
NPgN | BSP | NPg Best View | Total installed renewable generation capacity (MW) | CHIRTON GRANGE | 4.021 | 5.31 | 6.543 | 7.975 | 9.044 | 10.251 | 11.531 | 12.909 | 14.378 | 15.966 | 17.666 | 19.247 | 20.953 | 22.62 | 24.113 | 25.798 | 27.469 | 29.304 | 31.203 | 33.186 | 35.187 | 37.226 | 39.19 | 41.153 | 43.137 | 45.087 | 47.106 | 49.144 | 51.247
NPgN | BSP | NPg Best View | Total installed renewable generation capacity (MW) | COALBURNS | 10.351 | 36.462 | 57.103 | 77.879 | 82.162 | 86.524 | 90.223 | 94.501 | 98.656 | 103.727 | 109.264 | 114.112 | 119.422 | 123.573 | 126.492 | 128.626 | 130.66 | 134.152 | 138.431 | 142.475 | 146.649 | 150.92 | 153.305 | 154.602 | 156.027 | 157.448 | 158.896 | 160.371 | 161.882
NPgN | BSP | NPg Best View | Total installed renewable generation capacity (MW) | DARLINGTON CENTRAL | 9.13 | 21.409 | 31.196 | 41.112 | 43.449 | 45.878 | 48.049 | 50.535 | 53.018 | 55.882 | 58.99 | 61.754 | 64.76 | 67.27 | 69.148 | 70.763 | 72.285 | 74.566 | 77.178 | 79.76 | 82.453 | 85.15 | 86.937 | 88.264 | 89.611 | 90.976 | 92.339 | 93.739 | 95.159
NPgN | BSP | NPg Best View | Total installed renewable generation capacity (MW) | DARLINGTON NORTH | 22.122 | 27.756 | 32.366 | 37.136 | 38.679 | 40.327 | 41.908 | 43.662 | 45.457 | 47.51 | 49.727 | 51.735 | 53.918 | 55.877 | 57.475 | 59.092 | 60.662 | 62.631 | 64.768 | 66.942 | 69.169 | 71.425 | 73.269 | 74.938 | 76.627 | 78.287 | 80.005 | 81.739 | 83.529
NPgN | BSP | NPg Best View | Total installed renewable generation capacity (MW) | DUNSTON | 5.718 | 9.323 | 12.494 | 15.957 | 17.833 | 19.925 | 22.108 | 24.504 | 27.059 | 29.727 | 32.58 | 35.234 | 38.08 | 40.814 | 43.247 | 45.876 | 48.482 | 51.414 | 54.49 | 57.675 | 60.907 | 64.178 | 67.243 | 70.213 | 73.224 | 76.24 | 79.293 | 82.407 | 85.586
NPgN | BSP | NPg Best View | Total installed renewable generation capacity (MW) | FLATWORTH | 3.035 | 3.41 | 3.812 | 4.308 | 4.788 | 5.329 | 5.908 | 6.523 | 7.177 | 7.903 | 8.68 | 9.401 | 10.185 | 10.956 | 11.647 | 12.449 | 13.244 | 14.106 | 14.992 | 15.921 | 16.855 | 17.812 | 18.746 | 19.695 | 20.654 | 21.583 | 22.56 | 23.539 | 24.557
NPgN | BSP | NPg Best View | Total installed renewable generation capacity (MW) | GOSFORTH | 4.345 | 5.263 | 6.186 | 7.262 | 8.184 | 9.2 | 10.282 | 11.437 | 12.666 | 14.02 | 15.469 | 16.815 | 18.273 | 19.707 | 20.991 | 22.47 | 23.937 | 25.532 | 27.175 | 28.895 | 30.627 | 32.398 | 34.121 | 35.864 | 37.625 | 39.338 | 41.132 | 42.933 | 44.802
NPgN | BSP | NPg Best View | Total installed renewable generation capacity (MW) | HARROGATE 132/33KV | 19.906 | 23.844 | 27.135 | 30.581 | 31.928 | 33.376 | 34.816 | 36.402 | 38.052 | 39.891 | 41.875 | 43.691 | 45.656 | 47.477 | 49.021 | 50.644 | 52.235 | 54.125 | 56.141 | 58.211 | 60.322 | 62.461 | 64.332 | 66.093 | 67.875 | 69.637 | 71.45 | 73.286 | 75.174
NPgN | BSP | NPg Best View | Total installed renewable generation capacity (MW) | HUSTHWAITE | 11.182 | 33.312 | 50.802 | 68.393 | 72.005 | 75.682 | 78.807 | 82.434 | 85.97 | 90.215 | 94.844 | 98.902 | 103.336 | 106.845 | 109.283 | 111.096 | 112.759 | 115.718 | 119.271 | 122.691 | 126.285 | 129.889 | 131.839 | 132.923 | 134.045 | 135.193 | 136.329 | 137.501 | 138.685
NPgN | BSP | NPg Best View | Total installed renewable generation capacity (MW) | LEEMING BAR_SKEEBY | 37.662 | 88.604 | 129.151 | 170.154 | 179.594 | 189.345 | 197.981 | 207.884 | 217.727 | 229.246 | 241.775 | 252.901 | 265.011 | 275.058 | 282.501 | 288.82 | 294.753 | 303.81 | 314.234 | 324.511 | 335.245 | 346.001 | 352.967 | 358.033 | 363.174 | 368.373 | 373.585 | 378.929 | 384.362
NPgN | BSP | NPg Best View | Total installed renewable generation capacity (MW) | LINTON | 83.908 | 122.754 | 153.538 | 184.593 | 191.275 | 198.146 | 204.091 | 210.952 | 217.698 | 225.718 | 234.456 | 242.161 | 250.566 | 257.377 | 262.241 | 266.126 | 269.713 | 275.648 | 282.607 | 289.404 | 296.542 | 303.681 | 307.89 | 310.625 | 313.403 | 316.222 | 319.036 | 321.928 | 324.863
NPgN | BSP | NPg Best View | Total installed renewable generation capacity (MW) | MALTON GRID | 15.595 | 91.899 | 152.195 | 212.855 | 225.28 | 237.929 | 248.647 | 261.071 | 273.15 | 287.797 | 303.785 | 317.788 | 333.109 | 345.258 | 353.639 | 359.955 | 365.694 | 375.965 | 388.238 | 400.103 | 412.605 | 425.117 | 431.846 | 435.66 | 439.553 | 443.484 | 447.432 | 451.479 | 455.598
NPgN | BSP | NPg Best View | Total installed renewable generation capacity (MW) | MELROSEGATE | 10.436 | 27.539 | 41.375 | 55.548 | 59.594 | 63.861 | 67.852 | 72.325 | 76.862 | 82.073 | 87.709 | 92.777 | 98.29 | 103.12 | 106.946 | 110.649 | 114.213 | 118.916 | 124.106 | 129.339 | 134.728 | 140.171 | 144.356 | 147.967 | 151.62 | 155.229 | 158.942 | 162.702 | 166.57
NPgN | BSP | NPg Best View | Total installed renewable generation capacity (MW) | NORTH TEES | 18.807 | 20.508 | 22.212 | 24.225 | 25.945 | 27.913 | 30.064 | 32.427 | 35.01 | 37.531 | 40.209 | 42.746 | 45.436 | 48.111 | 50.606 | 53.335 | 56.069 | 59.013 | 62.061 | 65.236 | 68.452 | 71.693 | 74.91 | 78.083 | 81.304 | 84.586 | 87.844 | 91.197 | 94.59
NPgN | BSP | NPg Best View | Total installed renewable generation capacity (MW) | POTTER HOUSE | 14.026 | 23.937 | 32.028 | 40.397 | 43.05 | 45.907 | 48.656 | 51.732 | 54.901 | 58.419 | 62.213 | 65.661 | 69.39 | 72.735 | 75.485 | 78.209 | 80.859 | 84.195 | 87.83 | 91.519 | 95.306 | 99.126 | 102.241 | 105.016 | 107.829 | 110.645 | 113.499 | 116.409 | 119.382
NPgN | BSP | NPg Best View | Total installed renewable generation capacity (MW) | RAVENSWORTH | 2.468 | 5.888 | 8.688 | 11.581 | 12.525 | 13.541 | 14.53 | 15.642 | 16.799 | 18.04 | 19.375 | 20.594 | 21.907 | 23.092 | 24.083 | 25.058 | 26.011 | 27.197 | 28.487 | 29.796 | 31.141 | 32.493 | 33.613 | 34.61 | 35.623 | 36.652 | 37.676 | 38.729 | 39.796
NPgN | BSP | NPg Best View | Total installed renewable generation capacity (MW) | SCARBOROUGH GRID | 6.879 | 24.92 | 39.382 | 54.101 | 57.854 | 61.773 | 65.333 | 69.358 | 73.388 | 78.118 | 83.253 | 87.836 | 92.832 | 97.096 | 100.358 | 103.36 | 106.216 | 110.23 | 114.741 | 119.246 | 123.913 | 128.616 | 131.97 | 134.691 | 137.445 | 140.168 | 142.969 | 145.805 | 148.724
NPgN | BSP | NPg Best View | Total installed renewable generation capacity (MW) | SEAL SANDS | 0.008 | 0.009 | 0.011 | 0.013 | 0.015 | 0.018 | 0.02 | 0.024 | 0.027 | 0.03 | 0.033 | 0.036 | 0.039 | 0.042 | 0.045 | 0.049 | 0.052 | 0.055 | 0.059 | 0.063 | 0.066 | 0.07 | 0.074 | 0.078 | 0.081 | 0.086 | 0.089 | 0.094 | 0.098
NPgN | BSP | NPg Best View | Total installed renewable generation capacity (MW) | SPADEADAM 33KV | 6.146 | 6.161 | 6.182 | 6.212 | 6.251 | 6.298 | 6.352 | 6.412 | 6.48 | 6.539 | 6.601 | 6.662 | 6.724 | 6.788 | 6.851 | 6.918 | 6.986 | 7.056 | 7.13 | 7.206 | 7.283 | 7.36 | 7.44 | 7.517 | 7.597 | 7.681 | 7.761 | 7.845 | 7.928
NPgN | BSP | NPg Best View | Total installed renewable generation capacity (MW) | SPENNYMOOR 132/66KV | 10.806 | 53.031 | 86.587 | 120.494 | 128.109 | 135.941 | 142.789 | 150.628 | 158.349 | 167.584 | 177.633 | 186.504 | 196.2 | 204.158 | 209.917 | 214.758 | 219.26 | 226.356 | 234.572 | 242.651 | 251.096 | 259.575 | 264.857 | 268.591 | 272.372 | 276.122 | 279.964 | 283.864 | 287.869
NPgN | BSP | NPg Best View | Total installed renewable generation capacity (MW) | TORONTO | 30.186 | 53.022 | 71.223 | 89.663 | 94.004 | 98.515 | 102.544 | 107.157 | 111.763 | 117.089 | 122.87 | 128.013 | 133.605 | 138.271 | 141.764 | 144.765 | 147.598 | 151.836 | 156.697 | 161.496 | 166.497 | 171.512 | 174.839 | 177.304 | 179.812 | 182.353 | 184.893 | 187.5 | 190.147
NPgN | BSP | NPg Best View | Total installed renewable generation capacity (MW) | WORMALD GREEN 132/33KV | 6.237 | 18.593 | 28.478 | 38.484 | 40.96 | 43.515 | 45.834 | 48.481 | 51.146 | 54.183 | 57.475 | 60.42 | 63.615 | 66.322 | 68.397 | 70.232 | 71.978 | 74.486 | 77.329 | 80.153 | 83.091 | 86.035 | 88.086 | 89.68 | 91.299 | 92.945 | 94.584 | 96.269 | 97.977
NPgY | BSP | NPg Best View | Total installed renewable generation capacity (MW) | ATTERCLIFFE | 3.056 | 4.18 | 4.946 | 5.784 | 6.401 | 7.064 | 7.691 | 8.378 | 9.067 | 9.907 | 10.815 | 11.602 | 12.504 | 13.308 | 13.981 | 14.73 | 15.457 | 16.323 | 17.239 | 18.185 | 19.14 | 20.123 | 20.967 | 21.79 | 22.618 | 23.389 | 24.237 | 25.07 | 25.953
NPgY | BSP | NPg Best View | Total installed renewable generation capacity (MW) | BARUGH 132/66KV | 19.065 | 26.773 | 31.391 | 36.22 | 39.086 | 42.099 | 44.713 | 47.761 | 50.76 | 54.327 | 58.185 | 61.4 | 65.17 | 67.949 | 70.499 | 72.503 | 74.832 | 77.529 | 80.987 | 84.033 | 86.8 | 89.975 | 92.66 | 94.51 | 96.815 | 99.066 | 101.414 | 103.778 | 106.225
NPgY | BSP | NPg Best View | Total installed renewable generation capacity (MW) | BEESTON ROYDS 132/33KV | 8.445 | 11.355 | 13.274 | 15.349 | 16.805 | 18.36 | 19.808 | 21.414 | 23.019 | 24.965 | 27.068 | 28.878 | 30.961 | 32.788 | 34.314 | 35.972 | 37.576 | 39.524 | 41.6 | 43.732 | 45.893 | 48.107 | 49.97 | 51.749 | 53.54 | 55.22 | 57.052 | 58.859 | 60.768
NPgY | BSP | NPg Best View | Total installed renewable generation capacity (MW) | BEVERLEY 132/33KV | 70.627 | 79.307 | 84.975 | 91.118 | 95.472 | 100.262 | 104.908 | 110.204 | 115.687 | 121.567 | 127.863 | 133.432 | 139.661 | 145.217 | 150.178 | 155.167 | 160.089 | 165.941 | 172.225 | 178.632 | 185.168 | 191.747 | 197.483 | 202.738 | 208.083 | 213.531 | 218.943 | 224.513 | 230.15
NPgY | BSP | NPg Best View | Total installed renewable generation capacity (MW) | BINGLEY 132/33KV | 5.076 | 5.586 | 6.12 | 6.777 | 7.476 | 8.248 | 9.056 | 9.891 | 10.752 | 11.804 | 12.938 | 13.965 | 15.11 | 16.22 | 17.17 | 18.338 | 19.481 | 20.736 | 22.019 | 23.371 | 24.722 | 26.125 | 27.464 | 28.862 | 30.267 | 31.559 | 33 | 34.408 | 35.91
NPgY | BSP | NPg Best View | Total installed renewable generation capacity (MW) | BLACKBURN MEADOWS B | 38.248 | 38.453 | 38.66 | 38.917 | 39.193 | 39.502 | 39.831 | 40.181 | 40.551 | 40.963 | 41.404 | 41.809 | 42.254 | 41.737 | 42.178 | 41.295 | 41.8 | 40.955 | 41.52 | 40.722 | 38.739 | 37.963 | 38.565 | 37.79 | 38.414 | 39.022 | 39.665 | 40.311 | 40.985
NPgY | BSP | NPg Best View | Total installed renewable generation capacity (MW) | BLYTON | 30.999 | 63.004 | 81.699 | 101.166 | 112.387 | 124.297 | 134.695 | 147.259 | 159.945 | 173.534 | 188.125 | 200.41 | 214.577 | 225.798 | 235.737 | 243.858 | 252.003 | 262.919 | 275.559 | 287.801 | 300.275 | 312.816 | 322.187 | 329.003 | 336.276 | 344.329 | 351.589 | 359.413 | 366.97
NPgY | BSP | NPg Best View | Total installed renewable generation capacity (MW) | BRADFORD | 3.145 | 3.653 | 4.254 | 5.014 | 5.871 | 6.822 | 7.829 | 8.863 | 9.933 | 11.239 | 12.646 | 13.925 | 15.348 | 16.739 | 17.933 | 19.411 | 20.86 | 22.439 | 24.049 | 25.747 | 27.443 | 29.207 | 30.905 | 32.686 | 34.476 | 36.122 | 37.959 | 39.753 | 41.666
NPgY | BSP | NPg Best View | Total installed renewable generation capacity (MW) | BRAMHAM | 26.561 | 41.021 | 49.506 | 58.339 | 63.43 | 68.812 | 73.48 | 79.056 | 84.618 | 90.838 | 97.538 | 103.14 | 109.657 | 114.857 | 119.314 | 123.168 | 126.938 | 132.062 | 137.887 | 143.619 | 149.492 | 155.395 | 159.73 | 163.069 | 166.535 | 170.185 | 173.675 | 177.332 | 180.967
NPgY | BSP | NPg Best View | Total installed renewable generation capacity (MW) | BRANSHOLME | 14.324 | 16.923 | 18.604 | 20.419 | 21.668 | 23 | 24.23 | 25.604 | 26.975 | 28.63 | 30.418 | 31.951 | 33.719 | 35.256 | 36.539 | 37.91 | 39.235 | 40.863 | 42.605 | 44.391 | 46.202 | 48.055 | 49.593 | 51.043 | 52.503 | 53.881 | 55.374 | 56.851 | 58.407
NPgY | BSP | NPg Best View | Total installed renewable generation capacity (MW) | BRIGHOUSE 132/33KV | 6.33 | 9.755 | 11.907 | 14.188 | 15.648 | 17.191 | 18.57 | 20.119 | 21.635 | 23.536 | 25.597 | 27.333 | 29.364 | 31.082 | 32.48 | 33.956 | 35.37 | 37.169 | 39.113 | 41.095 | 43.108 | 45.174 | 46.81 | 48.327 | 49.851 | 51.26 | 52.824 | 54.355 | 55.986
NPgY | BSP | NPg Best View | Total installed renewable generation capacity (MW) | DONCASTER B/THORPE MARSH | 137.8 | 157.583 | 169.456 | 181.914 | 189.4 | 197.301 | 204.224 | 212.298 | 220.288 | 229.651 | 239.764 | 248.236 | 258.124 | 266.237 | 272.995 | 279.427 | 285.599 | 293.817 | 302.896 | 312.023 | 321.385 | 330.832 | 337.947 | 343.988 | 350.102 | 356.139 | 362.352 | 368.643 | 375.116
NPgY | BSP | NPg Best View | Total installed renewable generation capacity (MW) | DONCASTER CENTRAL | 2.386 | 3.417 | 4.144 | 4.963 | 5.621 | 6.346 | 7.067 | 7.867 | 8.699 | 9.613 | 10.594 | 11.47 | 12.446 | 13.343 | 14.138 | 14.99 | 15.83 | 16.798 | 17.819 | 18.872 | 19.94 | 21.025 | 22.005 | 22.948 | 23.901 | 24.843 | 25.812 | 26.793 | 27.803
NPgY | BSP | NPg Best View | Total installed renewable generation capacity (MW) | DRIFFIELD/BEVERLEY GROUP | 165.982 | 213.504 | 241.109 | 269.569 | 285.289 | 301.81 | 315.825 | 332.664 | 349.255 | 368.234 | 388.714 | 405.618 | 425.494 | 440.375 | 453.465 | 463.593 | 474.311 | 488.529 | 505.897 | 521.987 | 537.749 | 554.396 | 566.683 | 574.863 | 584.319 | 594.228 | 603.765 | 613.733 | 623.672
NPgY | BSP | NPg Best View | Total installed renewable generation capacity (MW) | FEATHERSTONE | 32.109 | 40.23 | 45.099 | 50.198 | 53.244 | 56.453 | 59.256 | 62.535 | 65.785 | 69.572 | 73.66 | 77.084 | 81.078 | 84.347 | 87.074 | 89.649 | 92.119 | 95.422 | 99.077 | 102.747 | 106.514 | 110.31 | 113.156 | 115.553 | 117.981 | 120.391 | 122.854 | 125.356 | 127.922
NPgY | BSP | NPg Best View | Total installed renewable generation capacity (MW) | GIRLINGTON | 2.03 | 2.342 | 2.71 | 3.174 | 3.695 | 4.273 | 4.885 | 5.513 | 6.164 | 6.958 | 7.813 | 8.591 | 9.455 | 10.301 | 11.027 | 11.925 | 12.806 | 13.766 | 14.744 | 15.776 | 16.807 | 17.88 | 18.912 | 19.995 | 21.083 | 22.083 | 23.2 | 24.29 | 25.453
NPgY | BSP | NPg Best View | Total installed renewable generation capacity (MW) | HALIFAX 132/33KV | 1.389 | 1.57 | 1.774 | 2.024 | 2.292 | 2.591 | 2.909 | 3.234 | 3.568 | 3.984 | 4.432 | 4.84 | 5.294 | 5.738 | 6.116 | 6.588 | 7.051 | 7.556 | 8.07 | 8.612 | 9.154 | 9.719 | 10.261 | 10.832 | 11.406 | 11.93 | 12.519 | 13.093 | 13.708
NPgY | BSP | NPg Best View | Total installed renewable generation capacity (MW) | HECKMONDWIKE | 5.159 | 5.517 | 5.945 | 6.494 | 7.125 | 7.829 | 8.579 | 9.356 | 10.166 | 11.128 | 12.162 | 13.108 | 14.154 | 15.154 | 16.047 | 17.098 | 18.17 | 19.295 | 20.483 | 21.696 | 22.875 | 24.134 | 25.391 | 26.664 | 27.983 | 29.212 | 30.564 | 31.892 | 33.3
NPgY | BSP | NPg Best View | Total installed renewable generation capacity (MW) | HOLMFIELD | 26.232 | 26.812 | 27.481 | 28.312 | 29.224 | 30.24 | 31.319 | 32.424 | 33.562 | 34.967 | 36.483 | 37.86 | 39.394 | 40.892 | 42.175 | 43.768 | 45.33 | 47.033 | 48.768 | 50.6 | 52.428 | 54.333 | 56.163 | 58.088 | 60.022 | 61.793 | 63.779 | 65.715 | 67.785
NPgY | BSP | NPg Best View | Total installed renewable generation capacity (MW) | HULL EAST 132/33KV | 61.352 | 62.138 | 63.035 | 64.146 | 65.392 | 66.841 | 68.458 | 70.207 | 72.107 | 74.026 | 76.064 | 77.995 | 80.053 | 82.117 | 84.05 | 86.214 | 88.383 | 90.689 | 93.059 | 95.538 | 98.04 | 100.576 | 103.125 | 105.684 | 108.278 | 110.886 | 113.518 | 116.207 | 118.949
NPgY | BSP | NPg Best View | Total installed renewable generation capacity (MW) | HULL SOUTH | 3.55 | 4.091 | 4.733 | 5.545 | 6.469 | 7.51 | 8.63 | 9.803 | 11.041 | 12.449 | 13.959 | 15.352 | 16.877 | 18.383 | 19.715 | 21.308 | 22.882 | 24.582 | 26.319 | 28.146 | 29.978 | 31.866 | 33.712 | 35.619 | 37.542 | 39.366 | 41.33 | 43.279 | 45.325
NPgY | BSP | NPg Best View | Total installed renewable generation capacity (MW) | HULL WEST | 28.474 | 30.623 | 32.406 | 34.469 | 36.385 | 38.587 | 40.952 | 43.569 | 46.385 | 49.215 | 52.221 | 55.025 | 58.04 | 60.768 | 63.516 | 66.168 | 69.117 | 72.044 | 75.401 | 78.588 | 81.576 | 84.84 | 88.302 | 91.383 | 94.812 | 98.318 | 101.791 | 105.37 | 108.987
NPgY | BSP | NPg Best View | Total installed renewable generation capacity (MW) | HUMBERSTON | 26.832 | 27.903 | 28.743 | 29.727 | 30.622 | 31.617 | 32.637 | 33.753 | 34.926 | 36.204 | 37.572 | 38.814 | 40.182 | 41.478 | 42.636 | 43.919 | 45.187 | 46.606 | 48.087 | 49.624 | 51.178 | 52.759 | 54.243 | 55.704 | 57.183 | 58.633 | 60.136 | 61.653 | 63.218
NPgY | BSP | NPg Best View | Total installed renewable generation capacity (MW) | HUNNINGLEY | 4.325 | 5.679 | 6.584 | 7.576 | 8.308 | 9.103 | 9.87 | 10.731 | 11.617 | 12.604 | 13.665 | 14.598 | 15.65 | 16.591 | 17.414 | 18.277 | 19.122 | 20.125 | 21.192 | 22.288 | 23.401 | 24.53 | 25.515 | 26.441 | 27.379 | 28.304 | 29.257 | 30.221 | 31.214
NPgY | BSP | NPg Best View | Total installed renewable generation capacity (MW) | HUNSHELF | 11.604 | 14.591 | 16.39 | 18.271 | 19.394 | 20.575 | 21.604 | 22.799 | 23.975 | 25.38 | 26.898 | 28.165 | 29.651 | 30.867 | 31.869 | 32.836 | 33.76 | 34.995 | 36.357 | 37.728 | 39.133 | 40.554 | 41.62 | 42.532 | 43.454 | 44.349 | 45.288 | 46.231 | 47.209
NPgY | BSP | NPg Best View | Total installed renewable generation capacity (MW) | IMMINGHAM | 9.545 | 20.1 | 26.06 | 32.102 | 35.13 | 38.227 | 40.649 | 43.621 | 46.433 | 49.902 | 53.67 | 56.643 | 60.267 | 62.888 | 64.936 | 66.504 | 67.959 | 70.397 | 73.288 | 76.075 | 78.962 | 81.865 | 83.499 | 84.465 | 85.467 | 86.483 | 87.497 | 88.539 | 89.597
NPgY | BSP | NPg Best View | Total installed renewable generation capacity (MW) | KIRKHAW LANE | 23.729 | 26.639 | 28.52 | 30.547 | 31.953 | 33.481 | 34.934 | 36.592 | 38.296 | 40.162 | 42.164 | 43.918 | 45.895 | 47.64 | 49.173 | 50.721 | 52.238 | 54.07 | 56.039 | 58.048 | 60.097 | 62.163 | 63.929 | 65.543 | 67.179 | 68.829 | 70.488 | 72.185 | 73.913
NPgY | BSP | NPg Best View | Total installed renewable generation capacity (MW) | KIRKSTALL C 2/5 | 1.059 | 1.172 | 1.304 | 1.471 | 1.66 | 1.871 | 2.097 | 2.332 | 2.579 | 2.865 | 3.174 | 3.456 | 3.768 | 4.074 | 4.342 | 4.667 | 4.987 | 5.333 | 5.687 | 6.059 | 6.432 | 6.818 | 7.193 | 7.582 | 7.974 | 8.342 | 8.743 | 9.139 | 9.557
NPgY | BSP | NPg Best View | Total installed renewable generation capacity (MW) | KIRKSTALL C/RING ROAD HORSFORTH | 5.575 | 7.072 | 8.352 | 9.866 | 11.303 | 12.885 | 14.506 | 16.226 | 18.004 | 20.099 | 22.353 | 24.383 | 26.647 | 28.801 | 30.663 | 32.854 | 35.003 | 37.4 | 39.877 | 42.467 | 45.068 | 47.751 | 50.265 | 52.824 | 55.401 | 57.819 | 60.456 | 63.056 | 65.803
NPgY | BSP | NPg Best View | Total installed renewable generation capacity (MW) | LEEDS EAST | 2.833 | 4.976 | 6.46 | 8.109 | 9.376 | 10.741 | 12.05 | 13.482 | 14.929 | 16.667 | 18.543 | 20.181 | 22.046 | 23.727 | 25.147 | 26.732 | 28.274 | 30.092 | 32.008 | 33.989 | 35.99 | 38.045 | 39.84 | 41.595 | 43.362 | 45.02 | 46.829 | 48.612 | 50.496
NPgY | BSP | NPg Best View | Total installed renewable generation capacity (MW) | LEEDS NORTH | 3.652 | 3.986 | 4.39 | 4.911 | 5.515 | 6.191 | 6.912 | 7.664 | 8.452 | 9.369 | 10.354 | 11.259 | 12.254 | 13.234 | 14.091 | 15.129 | 16.151 | 17.259 | 18.39 | 19.581 | 20.773 | 22.006 | 23.205 | 24.45 | 25.703 | 26.879 | 28.162 | 29.427 | 30.763
NPgY | BSP | NPg Best View | Total installed renewable generation capacity (MW) | LINDLEY | 7.378 | 9.109 | 10.4 | 11.858 | 13.063 | 14.372 | 15.664 | 17.052 | 18.463 | 20.168 | 22.007 | 23.631 | 25.47 | 27.166 | 28.605 | 30.265 | 31.885 | 33.746 | 35.689 | 37.71 | 39.744 | 41.842 | 43.731 | 45.624 | 47.528 | 49.301 | 51.252 | 53.169 | 55.202
NPgY | BSP | NPg Best View | Total installed renewable generation capacity (MW) | LOW ROAD | 3.401 | 3.93 | 4.423 | 4.99 | 5.528 | 6.124 | 6.746 | 7.4 | 8.081 | 8.88 | 9.738 | 10.517 | 11.381 | 12.217 | 12.943 | 13.809 | 14.66 | 15.596 | 16.558 | 17.568 | 18.58 | 19.625 | 20.622 | 21.646 | 22.678 | 23.646 | 24.702 | 25.743 | 26.843
NPgY | BSP | NPg Best View | Total installed renewable generation capacity (MW) | MALLARD WAY | 22.244 | 22.657 | 23.082 | 23.61 | 24.185 | 24.841 | 25.551 | 26.316 | 27.136 | 28.001 | 28.923 | 29.783 | 30.713 | 31.629 | 32.468 | 33.42 | 34.368 | 35.39 | 36.443 | 37.543 | 38.653 | 39.783 | 40.895 | 42.016 | 43.149 | 44.267 | 45.42 | 46.586 | 47.786
NPgY | BSP | NPg Best View | Total installed renewable generation capacity (MW) | MENSTON | 5.11 | 8.703 | 10.89 | 13.188 | 14.59 | 16.058 | 17.338 | 18.805 | 20.237 | 22.005 | 23.92 | 25.516 | 27.394 | 28.941 | 30.196 | 31.456 | 32.656 | 34.244 | 35.983 | 37.741 | 39.536 | 41.366 | 42.75 | 43.974 | 45.207 | 46.365 | 47.626 | 48.871 | 50.185
NPgY | BSP | NPg Best View | Total installed renewable generation capacity (MW) | MOSS ROAD | 2.012 | 2.367 | 2.758 | 3.242 | 3.776 | 4.383 | 5.043 | 5.75 | 6.508 | 7.313 | 8.171 | 8.973 | 9.838 | 10.697 | 11.48 | 12.38 | 13.275 | 14.236 | 15.223 | 16.257 | 17.298 | 18.36 | 19.411 | 20.476 | 21.553 | 22.609 | 23.705 | 24.81 | 25.95
NPgY | BSP | NPg Best View | Total installed renewable generation capacity (MW) | OSGODBY 1/2 | 0 | 0 | 0 | 0 | 0 | 0 | 0 | 0 | 0 | 0 | 0 | 0 | 0 | 0 | 0 | 0 | 0 | 0 | 0 | 0 | 0 | 0 | 0 | 0 | 0 | 0 | 0 | 0 | 0
NPgY | BSP | NPg Best View | Total installed renewable generation capacity (MW) | OSGODBY 3/4 | 41.556 | 48.973 | 53.549 | 58.433 | 61.612 | 65.064 | 68.28 | 72.022 | 75.851 | 79.981 | 84.409 | 88.251 | 92.602 | 96.342 | 99.64 | 102.785 | 105.867 | 109.712 | 113.908 | 118.148 | 122.5 | 126.853 | 130.43 | 133.546 | 136.716 | 140.008 | 143.21 | 146.538 | 149.873
NPgY | BSP | NPg Best View | Total installed renewable generation capacity (MW) | RODLEY | 3.872 | 6.517 | 8.274 | 10.193 | 11.573 | 13.048 | 14.429 | 15.954 | 17.48 | 19.336 | 21.341 | 23.071 | 25.059 | 26.812 | 28.276 | 29.881 | 31.434 | 33.31 | 35.303 | 37.355 | 39.431 | 41.562 | 43.367 | 45.103 | 46.85 | 48.483 | 50.272 | 52.033 | 53.896
NPgY | BSP | NPg Best View | Total installed renewable generation capacity (MW) | SAINT ANDREWS ROAD 132/33KV | 5.292 | 5.847 | 6.438 | 7.163 | 7.939 | 8.803 | 9.716 | 10.666 | 11.654 | 12.827 | 14.09 | 15.24 | 16.515 | 17.759 | 18.837 | 20.145 | 21.43 | 22.834 | 24.269 | 25.78 | 27.292 | 28.858 | 30.364 | 31.929 | 33.504 | 34.97 | 36.583 | 38.168 | 39.849
NPgY | BSP | NPg Best View | Total installed renewable generation capacity (MW) | SALTEND 132/33KV | 0.05 | 0.054 | 0.058 | 0.061 | 0.063 | 0.064 | 0.066 | 0.068 | 0.07 | 0.072 | 0.074 | 0.076 | 0.079 | 0.081 | 0.083 | 0.085 | 0.088 | 0.09 | 0.093 | 0.095 | 0.098 | 0.101 | 0.104 | 0.106 | 0.109 | 0.112 | 0.115 | 0.118 | 0.121
NPgY | BSP | NPg Best View | Total installed renewable generation capacity (MW) | SANTON | 64.23 | 79.367 | 88.198 | 97.311 | 102.385 | 107.715 | 112.25 | 117.684 | 123.045 | 129.182 | 135.804 | 141.28 | 147.711 | 151.592 | 155.904 | 157.895 | 161.485 | 164.786 | 170.505 | 174.419 | 177.026 | 181.129 | 185.257 | 186.685 | 189.931 | 193.311 | 196.593 | 200.013 | 203.438
NPgY | BSP | NPg Best View | Total installed renewable generation capacity (MW) | SCUNTHORPE NORTH | 54.099 | 55.911 | 57.201 | 58.652 | 59.832 | 61.155 | 62.502 | 64.016 | 65.617 | 67.274 | 69.04 | 70.645 | 72.404 | 73.563 | 75.09 | 75.976 | 77.557 | 78.647 | 80.542 | 81.79 | 82.474 | 83.771 | 85.624 | 86.683 | 88.473 | 90.304 | 92.119 | 93.99 | 95.882
NPgY | BSP | NPg Best View | Total installed renewable generation capacity (MW) | SCUNTHORPE SOUTH | 43.602 | 47.592 | 50.287 | 53.295 | 55.623 | 58.206 | 60.773 | 63.68 | 66.724 | 69.922 | 73.339 | 76.404 | 79.794 | 82.889 | 85.688 | 88.552 | 91.388 | 94.681 | 98.186 | 101.779 | 105.441 | 109.122 | 112.433 | 115.521 | 118.658 | 121.865 | 125.04 | 128.312 | 131.618
NPgY | BSP | NPg Best View | Total installed renewable generation capacity (MW) | SILSDEN | 9.066 | 14.227 | 17.605 | 21.284 | 23.893 | 26.819 | 29.693 | 32.866 | 36.054 | 39.824 | 43.884 | 47.443 | 51.49 | 55.098 | 58.204 | 61.523 | 64.765 | 68.632 | 72.745 | 76.968 | 81.258 | 85.647 | 89.431 | 93.055 | 96.716 | 100.231 | 103.988 | 107.733 | 111.651
NPgY | BSP | NPg Best View | Total installed renewable generation capacity (MW) | SOWERBY BRIDGE 132/33KV | 28.089 | 29.151 | 30.009 | 30.996 | 31.87 | 32.829 | 33.795 | 34.808 | 35.832 | 37.116 | 38.505 | 39.736 | 41.131 | 42.437 | 43.536 | 44.853 | 46.136 | 47.59 | 49.095 | 50.668 | 52.246 | 53.885 | 55.384 | 56.923 | 58.469 | 59.88 | 61.47 | 63.016 | 64.672
NPgY | BSP | NPg Best View | Total installed renewable generation capacity (MW) | STAYGATE | 5.602 | 6.055 | 6.571 | 7.202 | 7.883 | 8.639 | 9.438 | 10.26 | 11.11 | 12.147 | 13.264 | 14.281 | 15.411 | 16.516 | 17.465 | 18.638 | 19.79 | 21.044 | 22.322 | 23.671 | 25.018 | 26.419 | 27.768 | 29.183 | 30.605 | 31.913 | 33.372 | 34.796 | 36.316
NPgY | BSP | NPg Best View | Total installed renewable generation capacity (MW) | THORNHILL 132KV | 28.651 | 32.197 | 34.6 | 37.242 | 39.202 | 41.315 | 43.328 | 45.549 | 47.794 | 50.461 | 53.337 | 55.843 | 58.698 | 61.251 | 63.415 | 65.787 | 68.093 | 70.836 | 73.741 | 76.735 | 79.765 | 82.869 | 85.553 | 88.145 | 90.757 | 93.23 | 95.899 | 98.544 | 101.326
NPgY | BSP | NPg Best View | Total installed renewable generation capacity (MW) | WAKEFIELD MONCKTON ROAD | 22.057 | 24.507 | 26.123 | 27.897 | 29.193 | 30.6 | 31.947 | 33.469 | 35.035 | 36.768 | 38.629 | 40.264 | 42.106 | 43.748 | 45.185 | 46.675 | 48.135 | 49.875 | 51.734 | 53.638 | 55.575 | 57.535 | 59.234 | 60.819 | 62.423 | 64.017 | 65.645 | 67.299 | 68.995
NPgY | BSP | NPg Best View | Total installed renewable generation capacity (MW) | WAKEFIELD NORTH | 14.665 | 19.364 | 22.36 | 25.589 | 27.79 | 30.151 | 32.343 | 34.832 | 37.352 | 40.236 | 43.341 | 46.022 | 49.084 | 51.744 | 54.02 | 56.351 | 58.617 | 61.406 | 64.409 | 67.472 | 70.592 | 73.755 | 76.386 | 78.798 | 81.238 | 83.629 | 86.11 | 88.612 | 91.196
NPgY | BSP | NPg Best View | Total installed renewable generation capacity (MW) | WEST MELTON | 30.937 | 41.94 | 48.684 | 55.829 | 60.322 | 65.086 | 69.342 | 74.245 | 79.126 | 84.847 | 91.024 | 96.25 | 102.311 | 107.392 | 111.649 | 115.855 | 119.908 | 125.134 | 130.844 | 136.621 | 142.527 | 148.507 | 153.192 | 157.326 | 161.504 | 165.583 | 169.835 | 174.114 | 178.544
NPgY | BSP | NPg Best View | Total installed renewable generation capacity (MW) | WHINMOOR | 7.899 | 12.893 | 15.939 | 19.15 | 21.125 | 23.197 | 25.008 | 27.08 | 29.105 | 31.605 | 34.313 | 36.573 | 39.229 | 41.414 | 43.198 | 44.982 | 46.699 | 48.942 | 51.412 | 53.897 | 56.419 | 59.005 | 60.985 | 62.731 | 64.503 | 66.168 | 67.982 | 69.771 | 71.662
NPgY | BSP | NPg Best View | Total installed renewable generation capacity (MW) | WOLD NEWTON | 66.227 | 111.56 | 137.754 | 164.869 | 180.004 | 195.957 | 209.591 | 226.163 | 242.727 | 260.805 | 280.251 | 296.424 | 315.257 | 330.097 | 342.818 | 353.277 | 363.361 | 377.722 | 394.114 | 410.249 | 427.006 | 443.559 | 455.115 | 463.468 | 472.056 | 481.594 | 490.16 | 499.409 | 508.326
NPgY | BSP | NPg Best View | Total installed renewable generation capacity (MW) | YARBOROUGH ROAD 132/33KV | 9.824 | 17.626 | 22.356 | 27.309 | 30.309 | 33.484 | 36.293 | 39.57 | 42.836 | 46.599 | 50.658 | 54.08 | 58.051 | 61.339 | 64.109 | 66.749 | 69.294 | 72.636 | 76.317 | 80.022 | 83.823 | 87.651 | 90.588 | 93.096 | 95.637 | 98.173 | 100.751 | 103.375 | 106.06
NPgN | BSP | NG FES - Consumer Transformation | Total installed renewable generation capacity (MW) | ANNFIELD | 37.3 | 42.691 | 46.775 | 51.096 | 52.643 | 54.355 | 56.133 | 58.218 | 60.591 | 63.153 | 65.892 | 68.334 | 71.168 | 73.599 | 75.815 | 77.991 | 80.204 | 82.567 | 85.284 | 88.067 | 90.907 | 93.665 | 96.439 | 99.199 | 102.031 | 104.833 | 107.702 | 110.602 | 113.574
NPgN | BSP | NG FES - Consumer Transformation | Total installed renewable generation capacity (MW) | BARRACK ROAD | 2.672 | 3.013 | 3.44 | 4.003 | 4.694 | 5.505 | 6.418 | 7.431 | 8.558 | 9.585 | 10.67 | 11.714 | 12.807 | 13.917 | 14.987 | 16.147 | 17.318 | 18.549 | 19.819 | 21.144 | 22.486 | 23.83 | 25.209 | 26.567 | 27.95 | 29.389 | 30.783 | 32.234 | 33.685
NPgN | BSP | NG FES - Consumer Transformation | Total installed renewable generation capacity (MW) | BLUCHER | 4.909 | 6.919 | 8.55 | 10.334 | 11.242 | 12.237 | 13.272 | 14.417 | 15.673 | 17.126 | 18.683 | 20.111 | 21.707 | 23.18 | 24.466 | 25.885 | 27.29 | 28.818 | 30.463 | 32.186 | 33.913 | 35.684 | 37.39 | 39.144 | 40.911 | 42.602 | 44.403 | 46.195 | 48.066
NPgN | BSP | NG FES - Consumer Transformation | Total installed renewable generation capacity (MW) | BOWESFIELD | 22.586 | 39.257 | 51.355 | 63.768 | 66.466 | 69.385 | 72.265 | 75.955 | 80.412 | 85.22 | 90.35 | 95.012 | 100.42 | 104.726 | 108.395 | 111.522 | 114.641 | 118.112 | 122.513 | 127.047 | 131.594 | 136.187 | 140.431 | 144.701 | 149.005 | 153.277 | 157.618 | 162.002 | 166.467
NPgN | BSP | NG FES - Consumer Transformation | Total installed renewable generation capacity (MW) | CHIRTON GRANGE | 4.021 | 5.077 | 6.076 | 7.274 | 8.27 | 9.404 | 10.627 | 11.957 | 13.406 | 14.956 | 16.611 | 18.155 | 19.835 | 21.468 | 22.95 | 24.618 | 26.279 | 28.061 | 29.921 | 31.868 | 33.827 | 35.825 | 37.799 | 39.803 | 41.829 | 43.82 | 45.879 | 47.958 | 50.101
NPgN | BSP | NG FES - Consumer Transformation | Total installed renewable generation capacity (MW) | COALBURNS | 10.351 | 29.23 | 42.633 | 56.171 | 58.178 | 60.276 | 62.208 | 64.977 | 68.469 | 72.359 | 76.517 | 80.033 | 84.5 | 87.502 | 90.093 | 91.698 | 93.409 | 95.289 | 98.309 | 101.273 | 104.347 | 107.123 | 109.808 | 112.389 | 115.09 | 117.78 | 120.49 | 123.217 | 125.974
NPgN | BSP | NG FES - Consumer Transformation | Total installed renewable generation capacity (MW) | DARLINGTON CENTRAL | 9.13 | 18.061 | 24.497 | 31.062 | 32.345 | 33.726 | 35.079 | 36.866 | 39.064 | 41.381 | 43.849 | 46.093 | 48.708 | 50.735 | 52.461 | 53.832 | 55.206 | 56.741 | 58.772 | 60.855 | 62.946 | 65.046 | 66.973 | 68.895 | 70.834 | 72.788 | 74.737 | 76.718 | 78.716
NPgN | BSP | NG FES - Consumer Transformation | Total installed renewable generation capacity (MW) | DARLINGTON NORTH | 22.122 | 26.295 | 29.443 | 32.75 | 33.833 | 35.024 | 36.247 | 37.696 | 39.367 | 41.181 | 43.119 | 44.9 | 46.912 | 48.661 | 50.192 | 51.703 | 53.208 | 54.852 | 56.735 | 58.691 | 60.655 | 62.65 | 64.556 | 66.485 | 68.432 | 70.349 | 72.322 | 74.311 | 76.353
NPgN | BSP | NG FES - Consumer Transformation | Total installed renewable generation capacity (MW) | DUNSTON | 5.718 | 8.523 | 10.893 | 13.555 | 15.179 | 17.02 | 19.008 | 21.237 | 23.724 | 26.261 | 28.962 | 31.49 | 34.243 | 36.862 | 39.259 | 41.829 | 44.4 | 47.154 | 50.09 | 53.156 | 56.245 | 59.373 | 62.471 | 65.584 | 68.736 | 71.893 | 75.086 | 78.339 | 81.656
NPgN | BSP | NG FES - Consumer Transformation | Total installed renewable generation capacity (MW) | FLATWORTH | 3.035 | 3.37 | 3.731 | 4.187 | 4.654 | 5.183 | 5.751 | 6.358 | 7.009 | 7.728 | 8.497 | 9.212 | 9.991 | 10.757 | 11.446 | 12.245 | 13.038 | 13.891 | 14.77 | 15.693 | 16.62 | 17.569 | 18.505 | 19.461 | 20.427 | 21.364 | 22.347 | 23.334 | 24.358
NPgN | BSP | NG FES - Consumer Transformation | Total installed renewable generation capacity (MW) | GOSFORTH | 4.345 | 5.154 | 5.968 | 6.935 | 7.822 | 8.804 | 9.86 | 10.992 | 12.212 | 13.548 | 14.976 | 16.304 | 17.75 | 19.168 | 20.447 | 21.919 | 23.38 | 24.951 | 26.575 | 28.279 | 29.991 | 31.743 | 33.47 | 35.233 | 37.013 | 38.746 | 40.558 | 42.379 | 44.266
NPgN | BSP | NG FES - Consumer Transformation | Total installed renewable generation capacity (MW) | HARROGATE 132/33KV | 19.906 | 22.881 | 25.209 | 27.692 | 28.736 | 29.883 | 31.088 | 32.473 | 34.041 | 35.723 | 37.523 | 39.189 | 41.042 | 42.724 | 44.225 | 45.777 | 47.326 | 49.001 | 50.851 | 52.777 | 54.714 | 56.682 | 58.593 | 60.525 | 62.478 | 64.409 | 66.39 | 68.393 | 70.448
NPgN | BSP | NG FES - Consumer Transformation | Total installed renewable generation capacity (MW) | HUSTHWAITE | 11.182 | 27.188 | 38.548 | 50.011 | 51.695 | 53.455 | 55.083 | 57.433 | 60.438 | 63.682 | 67.142 | 70.208 | 73.928 | 76.533 | 78.694 | 80.061 | 81.451 | 83.046 | 85.535 | 88.042 | 90.573 | 93.045 | 95.251 | 97.424 | 99.629 | 101.853 | 104.059 | 106.294 | 108.535
NPgN | BSP | NG FES - Consumer Transformation | Total installed renewable generation capacity (MW) | LEEMING BAR_SKEEBY | 37.662 | 74.704 | 101.338 | 128.429 | 133.494 | 138.893 | 144.132 | 151.135 | 159.795 | 169.041 | 178.915 | 187.878 | 198.364 | 206.408 | 213.222 | 218.529 | 223.844 | 229.806 | 237.815 | 246.021 | 254.257 | 262.533 | 270.079 | 277.618 | 285.218 | 292.861 | 300.504 | 308.262 | 316.095
NPgN | BSP | NG FES - Consumer Transformation | Total installed renewable generation capacity (MW) | LINTON | 83.908 | 112.031 | 132.08 | 152.403 | 155.709 | 159.223 | 162.546 | 167.171 | 173.004 | 179.27 | 185.961 | 191.997 | 199.149 | 204.414 | 208.793 | 211.897 | 215.007 | 218.554 | 223.651 | 228.85 | 234.061 | 239.286 | 243.942 | 248.586 | 253.26 | 257.965 | 262.655 | 267.409 | 272.195
NPgN | BSP | NG FES - Consumer Transformation | Total installed renewable generation capacity (MW) | MALTON GRID | 15.595 | 70.76 | 109.897 | 149.4 | 155.172 | 161.202 | 166.753 | 174.769 | 185.038 | 196.228 | 208.18 | 218.852 | 231.705 | 240.784 | 248.209 | 252.985 | 257.784 | 263.348 | 271.949 | 280.663 | 289.406 | 298.105 | 305.715 | 313.29 | 320.922 | 328.569 | 336.214 | 343.932 | 351.7
NPgN | BSP | NG FES - Consumer Transformation | Total installed renewable generation capacity (MW) | MELROSEGATE | 10.436 | 23.018 | 32.328 | 41.975 | 44.599 | 47.45 | 50.336 | 53.866 | 58.018 | 62.49 | 67.262 | 71.627 | 76.612 | 80.79 | 84.411 | 87.785 | 91.148 | 94.844 | 99.248 | 103.807 | 108.385 | 113.02 | 117.394 | 121.809 | 126.262 | 130.666 | 135.17 | 139.715 | 144.364
NPgN | BSP | NG FES - Consumer Transformation | Total installed renewable generation capacity (MW) | NORTH TEES | 18.807 | 20.262 | 21.72 | 23.487 | 25.129 | 27.02 | 29.111 | 31.422 | 33.984 | 36.465 | 39.097 | 41.595 | 44.257 | 46.896 | 49.38 | 52.091 | 54.814 | 57.703 | 60.708 | 63.847 | 67.018 | 70.216 | 73.443 | 76.659 | 79.924 | 83.25 | 86.551 | 89.946 | 93.381
NPgN | BSP | NG FES - Consumer Transformation | Total installed renewable generation capacity (MW) | POTTER HOUSE | 14.026 | 21.34 | 26.831 | 32.601 | 34.437 | 36.48 | 38.595 | 41.129 | 44.077 | 47.169 | 50.468 | 53.512 | 56.937 | 59.908 | 62.54 | 65.075 | 67.611 | 70.368 | 73.552 | 76.853 | 80.174 | 83.53 | 86.754 | 89.991 | 93.264 | 96.536 | 99.844 | 103.205 | 106.627
NPgN | BSP | NG FES - Consumer Transformation | Total installed renewable generation capacity (MW) | RAVENSWORTH | 2.468 | 5.005 | 6.921 | 8.931 | 9.597 | 10.336 | 11.109 | 12.037 | 13.118 | 14.215 | 15.381 | 16.464 | 17.673 | 18.731 | 19.682 | 20.593 | 21.507 | 22.496 | 23.632 | 24.81 | 25.996 | 27.19 | 28.348 | 29.502 | 30.67 | 31.855 | 33.033 | 34.24 | 35.459
NPgN | BSP | NG FES - Consumer Transformation | Total installed renewable generation capacity (MW) | SCARBOROUGH GRID | 6.879 | 20.055 | 29.648 | 39.498 | 41.719 | 44.115 | 46.486 | 49.497 | 53.113 | 57.047 | 61.253 | 65.079 | 69.507 | 73.069 | 76.111 | 78.758 | 81.399 | 84.33 | 87.995 | 91.776 | 95.568 | 99.403 | 102.96 | 106.547 | 110.162 | 113.739 | 117.391 | 121.073 | 124.832
NPgN | BSP | NG FES - Consumer Transformation | Total installed renewable generation capacity (MW) | SEAL SANDS | 0.008 | 0.009 | 0.011 | 0.013 | 0.015 | 0.018 | 0.02 | 0.024 | 0.027 | 0.03 | 0.033 | 0.036 | 0.039 | 0.042 | 0.045 | 0.049 | 0.052 | 0.055 | 0.059 | 0.063 | 0.066 | 0.07 | 0.074 | 0.078 | 0.081 | 0.086 | 0.089 | 0.094 | 0.098
NPgN | BSP | NG FES - Consumer Transformation | Total installed renewable generation capacity (MW) | SPADEADAM 33KV | 6.146 | 6.161 | 6.182 | 6.212 | 6.251 | 6.298 | 6.352 | 6.412 | 6.48 | 6.539 | 6.601 | 6.662 | 6.724 | 6.788 | 6.851 | 6.918 | 6.986 | 7.056 | 7.13 | 7.206 | 7.283 | 7.36 | 7.44 | 7.517 | 7.597 | 7.681 | 7.761 | 7.845 | 7.928
NPgN | BSP | NG FES - Consumer Transformation | Total installed renewable generation capacity (MW) | SPENNYMOOR 132/66KV | 10.806 | 41.463 | 63.439 | 85.766 | 89.74 | 93.95 | 97.97 | 103.397 | 110.132 | 117.475 | 125.315 | 132.386 | 140.731 | 147.021 | 152.256 | 156.254 | 160.243 | 164.763 | 170.968 | 177.324 | 183.69 | 190.104 | 195.869 | 201.661 | 207.489 | 213.274 | 219.138 | 225.048 | 231.05
NPgN | BSP | NG FES - Consumer Transformation | Total installed renewable generation capacity (MW) | TORONTO | 30.186 | 46.793 | 58.76 | 70.965 | 73.346 | 75.907 | 78.413 | 81.728 | 85.8 | 90.108 | 94.7 | 98.863 | 103.728 | 107.49 | 110.702 | 113.248 | 115.805 | 118.656 | 122.435 | 126.306 | 130.197 | 134.09 | 137.677 | 141.25 | 144.86 | 148.496 | 152.125 | 155.814 | 159.536
NPgN | BSP | NG FES - Consumer Transformation | Total installed renewable generation capacity (MW) | WORMALD GREEN 132/33KV | 6.237 | 15.287 | 21.863 | 28.561 | 29.996 | 31.516 | 33.027 | 34.985 | 37.368 | 39.864 | 42.526 | 44.956 | 47.765 | 49.996 | 51.92 | 53.515 | 55.114 | 56.886 | 59.155 | 61.487 | 63.83 | 66.184 | 68.373 | 70.556 | 72.76 | 74.986 | 77.203 | 79.462 | 81.741
NPgY | BSP | NG FES - Consumer Transformation | Total installed renewable generation capacity (MW) | ATTERCLIFFE | 3.056 | 4.002 | 4.59 | 5.25 | 5.729 | 6.254 | 6.774 | 7.372 | 8.014 | 8.783 | 9.609 | 10.358 | 11.207 | 11.971 | 12.622 | 13.338 | 14.043 | 14.817 | 15.661 | 16.544 | 17.425 | 18.335 | 19.196 | 20.09 | 20.989 | 21.831 | 22.749 | 23.652 | 24.604
NPgY | BSP | NG FES - Consumer Transformation | Total installed renewable generation capacity (MW) | BARUGH 132/66KV | 19.065 | 25.342 | 28.529 | 31.927 | 33.684 | 35.592 | 37.344 | 39.674 | 42.112 | 45.113 | 48.314 | 50.405 | 53.76 | 55.795 | 58.161 | 59.895 | 62.047 | 63.989 | 66.857 | 69.393 | 72.355 | 74.135 | 76.94 | 79.354 | 82.219 | 85.027 | 87.928 | 90.84 | 93.832
NPgY | BSP | NG FES - Consumer Transformation | Total installed renewable generation capacity (MW) | BEESTON ROYDS 132/33KV | 8.445 | 10.874 | 12.312 | 13.907 | 14.99 | 16.174 | 17.332 | 18.697 | 20.176 | 21.93 | 23.809 | 25.517 | 27.456 | 29.176 | 30.643 | 32.212 | 33.759 | 35.456 | 37.336 | 39.301 | 41.261 | 43.278 | 45.185 | 47.157 | 49.139 | 51.01 | 53.032 | 55.028 | 57.124
NPgY | BSP | NG FES - Consumer Transformation | Total installed renewable generation capacity (MW) | BEVERLEY 132/33KV | 70.627 | 77.838 | 82.038 | 86.713 | 89.928 | 93.584 | 97.345 | 101.904 | 106.999 | 112.291 | 117.904 | 123.146 | 128.94 | 134.16 | 138.938 | 143.656 | 148.405 | 153.491 | 159.177 | 165.07 | 171.009 | 176.972 | 182.841 | 188.686 | 194.616 | 200.647 | 206.638 | 212.784 | 218.993
NPgY | BSP | NG FES - Consumer Transformation | Total installed renewable generation capacity (MW) | BINGLEY 132/33KV | 5.076 | 5.565 | 6.078 | 6.715 | 7.397 | 8.153 | 8.948 | 9.772 | 10.628 | 11.672 | 12.796 | 13.818 | 14.957 | 16.063 | 17.011 | 18.174 | 19.315 | 20.559 | 21.834 | 23.178 | 24.52 | 25.915 | 27.256 | 28.663 | 30.075 | 31.376 | 32.826 | 34.241 | 35.751
NPgY | BSP | NG FES - Consumer Transformation | Total installed renewable generation capacity (MW) | BLACKBURN MEADOWS B | 38.248 | 38.441 | 38.636 | 38.881 | 39.147 | 39.447 | 39.769 | 40.114 | 39.881 | 40.31 | 40.771 | 38.525 | 38.995 | 37.109 | 37.526 | 36.618 | 37.097 | 36.222 | 36.755 | 35.924 | 36.487 | 33.094 | 33.666 | 32.861 | 33.455 | 34.031 | 34.64 | 35.25 | 35.887
NPgY | BSP | NG FES - Consumer Transformation | Total installed renewable generation capacity (MW) | BLYTON | 30.999 | 56.854 | 69.4 | 82.717 | 89.168 | 96.331 | 103.025 | 112.503 | 123.454 | 134.582 | 146.323 | 156.76 | 169.109 | 178.675 | 187.846 | 194.83 | 202.243 | 209.945 | 220.079 | 230.16 | 240.597 | 250.084 | 260.007 | 269.286 | 279.006 | 289.494 | 299.173 | 309.4 | 319.345
NPgY | BSP | NG FES - Consumer Transformation | Total installed renewable generation capacity (MW) | BRADFORD | 3.145 | 3.653 | 4.254 | 5.014 | 5.871 | 6.822 | 7.829 | 8.863 | 9.933 | 11.239 | 12.646 | 13.925 | 15.348 | 16.739 | 17.933 | 19.411 | 20.86 | 22.439 | 24.049 | 25.747 | 27.443 | 29.207 | 30.905 | 32.686 | 34.476 | 36.122 | 37.959 | 39.753 | 41.666
NPgY | BSP | NG FES - Consumer Transformation | Total installed renewable generation capacity (MW) | BRAMHAM | 26.561 | 38.264 | 43.992 | 50.067 | 53.019 | 56.273 | 59.28 | 63.473 | 68.284 | 73.4 | 78.82 | 83.714 | 89.415 | 93.935 | 98.049 | 101.394 | 104.836 | 108.52 | 113.223 | 117.987 | 122.832 | 127.483 | 132.067 | 136.512 | 141.077 | 145.821 | 150.397 | 155.133 | 159.841
NPgY | BSP | NG FES - Consumer Transformation | Total installed renewable generation capacity (MW) | BRANSHOLME | 14.324 | 16.48 | 17.718 | 19.089 | 19.995 | 20.985 | 21.949 | 23.1 | 24.355 | 25.832 | 27.414 | 28.853 | 30.489 | 31.927 | 33.155 | 34.444 | 35.717 | 37.114 | 38.676 | 40.306 | 41.934 | 43.605 | 45.183 | 46.811 | 48.448 | 50.001 | 51.669 | 53.32 | 55.048
NPgY | BSP | NG FES - Consumer Transformation | Total installed renewable generation capacity (MW) | BRIGHOUSE 132/33KV | 6.33 | 9.157 | 10.711 | 12.393 | 13.389 | 14.47 | 15.489 | 16.737 | 18.097 | 19.758 | 21.541 | 23.149 | 25.002 | 26.586 | 27.909 | 29.276 | 30.619 | 32.106 | 33.806 | 35.579 | 37.344 | 39.164 | 40.854 | 42.611 | 44.374 | 46.02 | 47.821 | 49.587 | 51.45
NPgY | BSP | NG FES - Consumer Transformation | Total installed renewable generation capacity (MW) | DONCASTER B/THORPE MARSH | 137.8 | 153.905 | 162.101 | 170.882 | 175.515 | 180.578 | 185.285 | 191.514 | 198.538 | 206.427 | 214.832 | 222.518 | 231.315 | 238.602 | 244.904 | 250.659 | 256.395 | 262.695 | 270.278 | 278.117 | 285.954 | 293.888 | 301.338 | 308.856 | 316.437 | 323.934 | 331.599 | 339.332 | 347.238
NPgY | BSP | NG FES - Consumer Transformation | Total installed renewable generation capacity (MW) | DONCASTER CENTRAL | 2.386 | 3.256 | 3.823 | 4.481 | 5.015 | 5.616 | 6.239 | 6.959 | 7.749 | 8.599 | 9.505 | 10.346 | 11.275 | 12.136 | 12.91 | 13.733 | 14.554 | 15.438 | 16.394 | 17.391 | 18.392 | 19.41 | 20.405 | 21.413 | 22.431 | 23.436 | 24.469 | 25.513 | 26.585
NPgY | BSP | NG FES - Consumer Transformation | Total installed renewable generation capacity (MW) | DRIFFIELD/BEVERLEY GROUP | 165.982 | 204.41 | 222.921 | 242.286 | 250.952 | 260.453 | 268.99 | 281.266 | 294.995 | 310.345 | 326.623 | 339.486 | 356.689 | 368.446 | 380.391 | 388.826 | 398.448 | 407.902 | 421.55 | 434.431 | 448.44 | 459.28 | 472.369 | 484.174 | 497.231 | 510.724 | 523.819 | 537.321 | 550.771
NPgY | BSP | NG FES - Consumer Transformation | Total installed renewable generation capacity (MW) | FEATHERSTONE | 32.109 | 38.721 | 42.082 | 45.673 | 47.549 | 49.595 | 51.489 | 54.012 | 56.865 | 60.047 | 63.435 | 66.536 | 70.083 | 73.014 | 75.554 | 77.851 | 80.143 | 82.658 | 85.7 | 88.841 | 91.983 | 95.159 | 98.142 | 101.145 | 104.174 | 107.184 | 110.242 | 113.335 | 116.489
NPgY | BSP | NG FES - Consumer Transformation | Total installed renewable generation capacity (MW) | GIRLINGTON | 2.03 | 2.342 | 2.71 | 3.174 | 3.695 | 4.273 | 4.885 | 5.513 | 6.164 | 6.958 | 7.813 | 8.591 | 9.455 | 10.301 | 11.027 | 11.925 | 12.806 | 13.766 | 14.744 | 15.776 | 16.807 | 17.88 | 18.912 | 19.995 | 21.083 | 22.083 | 23.2 | 24.29 | 25.453
NPgY | BSP | NG FES - Consumer Transformation | Total installed renewable generation capacity (MW) | HALIFAX 132/33KV | 1.389 | 1.57 | 1.774 | 2.024 | 2.292 | 2.591 | 2.909 | 3.234 | 3.568 | 3.983 | 4.432 | 4.839 | 5.294 | 5.738 | 6.116 | 6.588 | 7.051 | 7.555 | 8.069 | 8.612 | 9.154 | 9.719 | 10.261 | 10.832 | 11.406 | 11.929 | 12.519 | 13.093 | 13.708
NPgY | BSP | NG FES - Consumer Transformation | Total installed renewable generation capacity (MW) | HECKMONDWIKE | 5.159 | 5.517 | 5.945 | 6.494 | 7.125 | 7.829 | 8.579 | 9.356 | 10.149 | 11.112 | 12.147 | 13.018 | 14.065 | 15.026 | 15.918 | 16.968 | 18.04 | 19.164 | 20.352 | 21.564 | 22.815 | 24 | 25.256 | 26.528 | 27.846 | 29.074 | 30.425 | 31.752 | 33.159
NPgY | BSP | NG FES - Consumer Transformation | Total installed renewable generation capacity (MW) | HOLMFIELD | 26.232 | 26.812 | 27.481 | 28.312 | 29.224 | 30.24 | 31.319 | 32.424 | 33.562 | 34.967 | 36.483 | 37.86 | 39.394 | 40.892 | 42.175 | 43.768 | 45.33 | 47.033 | 48.768 | 50.6 | 52.428 | 54.333 | 56.163 | 58.088 | 60.022 | 61.793 | 63.779 | 65.715 | 67.785
NPgY | BSP | NG FES - Consumer Transformation | Total installed renewable generation capacity (MW) | HULL EAST 132/33KV | 61.352 | 62.131 | 63.021 | 64.125 | 65.365 | 66.809 | 68.422 | 70.167 | 72.065 | 73.982 | 76.016 | 77.946 | 80.002 | 82.065 | 83.996 | 86.16 | 88.328 | 90.63 | 92.997 | 95.473 | 97.973 | 100.506 | 103.055 | 105.617 | 108.214 | 110.825 | 113.46 | 116.152 | 118.896
NPgY | BSP | NG FES - Consumer Transformation | Total installed renewable generation capacity (MW) | HULL SOUTH | 3.55 | 4.091 | 4.733 | 5.545 | 6.469 | 7.51 | 8.63 | 9.803 | 11.041 | 12.449 | 13.959 | 15.352 | 16.877 | 18.383 | 19.715 | 21.308 | 22.882 | 24.582 | 26.319 | 28.146 | 29.978 | 31.866 | 33.712 | 35.619 | 37.542 | 39.366 | 41.33 | 43.279 | 45.325
NPgY | BSP | NG FES - Consumer Transformation | Total installed renewable generation capacity (MW) | HULL WEST | 28.474 | 30.385 | 31.929 | 33.755 | 35.486 | 37.504 | 39.725 | 42.222 | 44.85 | 47.589 | 50.49 | 52.684 | 55.635 | 58.021 | 60.734 | 63.338 | 66.254 | 69.051 | 72.305 | 75.403 | 78.83 | 81.445 | 84.922 | 88.092 | 91.608 | 95.202 | 98.76 | 102.424 | 106.125
NPgY | BSP | NG FES - Consumer Transformation | Total installed renewable generation capacity (MW) | HUMBERSTON | 26.832 | 27.76 | 28.457 | 29.299 | 30.083 | 30.967 | 31.902 | 32.946 | 34.082 | 35.302 | 36.604 | 37.816 | 39.142 | 40.405 | 41.545 | 42.802 | 44.053 | 45.398 | 46.82 | 48.308 | 49.802 | 51.325 | 52.821 | 54.34 | 55.875 | 57.383 | 58.942 | 60.515 | 62.136
NPgY | BSP | NG FES - Consumer Transformation | Total installed renewable generation capacity (MW) | HUNNINGLEY | 4.325 | 5.455 | 6.135 | 6.903 | 7.46 | 8.082 | 8.714 | 9.463 | 10.289 | 11.187 | 12.143 | 13.028 | 14.013 | 14.904 | 15.699 | 16.521 | 17.34 | 18.225 | 19.201 | 20.218 | 21.238 | 22.275 | 23.28 | 24.297 | 25.324 | 26.338 | 27.38 | 28.432 | 29.512
NPgY | BSP | NG FES - Consumer Transformation | Total installed renewable generation capacity (MW) | HUNSHELF | 11.604 | 14.041 | 15.29 | 16.622 | 17.318 | 18.075 | 18.773 | 19.692 | 20.724 | 21.908 | 23.171 | 24.321 | 25.643 | 26.736 | 27.67 | 28.536 | 29.395 | 30.343 | 31.482 | 32.66 | 33.837 | 35.032 | 36.148 | 37.281 | 38.422 | 39.536 | 40.692 | 41.85 | 43.042
NPgY | BSP | NG FES - Consumer Transformation | Total installed renewable generation capacity (MW) | IMMINGHAM | 9.545 | 18.036 | 21.931 | 25.909 | 27.336 | 28.84 | 30.018 | 31.954 | 34.215 | 36.856 | 39.667 | 42.156 | 45.168 | 47.305 | 49.097 | 50.284 | 51.494 | 52.855 | 54.906 | 56.969 | 59.04 | 61.053 | 62.874 | 64.669 | 66.494 | 68.329 | 70.157 | 72.008 | 73.87
NPgY | BSP | NG FES - Consumer Transformation | Total installed renewable generation capacity (MW) | KIRKHAW LANE | 23.729 | 26.141 | 27.525 | 29.056 | 30.075 | 31.22 | 32.374 | 33.782 | 35.355 | 37.022 | 38.793 | 40.441 | 42.271 | 43.903 | 45.375 | 46.831 | 48.29 | 49.862 | 51.629 | 53.464 | 55.307 | 57.168 | 58.979 | 60.792 | 62.628 | 64.475 | 66.33 | 68.222 | 70.144
NPgY | BSP | NG FES - Consumer Transformation | Total installed renewable generation capacity (MW) | KIRKSTALL C 2/5 | 1.059 | 1.172 | 1.304 | 1.471 | 1.66 | 1.871 | 2.097 | 2.332 | 2.579 | 2.865 | 3.174 | 3.456 | 3.768 | 4.074 | 4.342 | 4.667 | 4.987 | 5.333 | 5.687 | 6.059 | 6.432 | 6.818 | 7.193 | 7.582 | 7.974 | 8.342 | 8.743 | 9.139 | 9.557
NPgY | BSP | NG FES - Consumer Transformation | Total installed renewable generation capacity (MW) | KIRKSTALL C/RING ROAD HORSFORTH | 5.575 | 6.914 | 8.035 | 9.391 | 10.705 | 12.166 | 13.691 | 15.332 | 17.068 | 19.099 | 21.28 | 23.276 | 25.493 | 27.612 | 29.454 | 31.616 | 33.746 | 36.061 | 38.473 | 41.008 | 43.543 | 46.162 | 48.689 | 51.312 | 53.952 | 56.433 | 59.132 | 61.795 | 64.603
NPgY | BSP | NG FES - Consumer Transformation | Total installed renewable generation capacity (MW) | LEEDS EAST | 2.833 | 4.639 | 5.787 | 7.099 | 8.105 | 9.21 | 10.317 | 11.58 | 12.939 | 14.542 | 16.262 | 17.827 | 19.593 | 21.198 | 22.576 | 24.1 | 25.602 | 27.244 | 29.023 | 30.886 | 32.747 | 34.664 | 36.49 | 38.38 | 40.282 | 42.074 | 44.015 | 45.93 | 47.945
NPgY | BSP | NG FES - Consumer Transformation | Total installed renewable generation capacity (MW) | LEEDS NORTH | 3.652 | 3.986 | 4.39 | 4.911 | 5.515 | 6.191 | 6.912 | 7.664 | 8.452 | 9.369 | 10.354 | 11.259 | 12.254 | 13.234 | 14.091 | 15.129 | 16.151 | 17.259 | 18.39 | 19.581 | 20.773 | 22.006 | 23.205 | 24.45 | 25.703 | 26.879 | 28.162 | 29.427 | 30.763
NPgY | BSP | NG FES - Consumer Transformation | Total installed renewable generation capacity (MW) | LINDLEY | 7.378 | 8.871 | 9.924 | 11.145 | 12.165 | 13.291 | 14.44 | 15.708 | 17.056 | 18.666 | 20.395 | 21.968 | 23.736 | 25.379 | 26.788 | 28.405 | 29.996 | 31.734 | 33.58 | 35.518 | 37.453 | 39.453 | 41.364 | 43.352 | 45.351 | 47.219 | 49.264 | 51.274 | 53.399
NPgY | BSP | NG FES - Consumer Transformation | Total installed renewable generation capacity (MW) | LOW ROAD | 3.401 | 3.897 | 4.358 | 4.893 | 5.405 | 5.975 | 6.578 | 7.216 | 7.889 | 8.674 | 9.517 | 10.289 | 11.144 | 11.971 | 12.694 | 13.554 | 14.401 | 15.32 | 16.269 | 17.267 | 18.266 | 19.298 | 20.297 | 21.335 | 22.379 | 23.361 | 24.429 | 25.483 | 26.595
NPgY | BSP | NG FES - Consumer Transformation | Total installed renewable generation capacity (MW) | MALLARD WAY | 22.244 | 22.634 | 23.036 | 23.541 | 24.099 | 24.736 | 25.433 | 26.186 | 27.001 | 27.856 | 28.768 | 29.623 | 30.545 | 31.457 | 32.292 | 33.24 | 34.185 | 35.196 | 36.239 | 37.332 | 38.432 | 39.552 | 40.667 | 41.796 | 42.939 | 44.066 | 45.228 | 46.403 | 47.612
NPgY | BSP | NG FES - Consumer Transformation | Total installed renewable generation capacity (MW) | MENSTON | 5.11 | 8.049 | 9.58 | 11.224 | 12.117 | 13.081 | 13.966 | 15.104 | 16.365 | 17.87 | 19.481 | 20.937 | 22.621 | 24.02 | 25.195 | 26.334 | 27.457 | 28.703 | 30.175 | 31.705 | 33.228 | 34.788 | 36.232 | 37.719 | 39.213 | 40.632 | 42.151 | 43.652 | 45.221
NPgY | BSP | NG FES - Consumer Transformation | Total installed renewable generation capacity (MW) | MOSS ROAD | 2.012 | 2.359 | 2.741 | 3.217 | 3.745 | 4.345 | 5 | 5.703 | 6.46 | 7.261 | 8.115 | 8.915 | 9.778 | 10.635 | 11.417 | 12.315 | 13.209 | 14.167 | 15.15 | 16.181 | 17.219 | 18.277 | 19.329 | 20.397 | 21.477 | 22.537 | 23.636 | 24.744 | 25.888
NPgY | BSP | NG FES - Consumer Transformation | Total installed renewable generation capacity (MW) | OSGODBY 1/2 | 0 | 0 | 0 | 0 | 0 | 0 | 0 | 0 | 0 | 0 | 0 | 0 | 0 | 0 | 0 | 0 | 0 | 0 | 0 | 0 | 0 | 0 | 0 | 0 | 0 | 0 | 0 | 0 | 0
NPgY | BSP | NG FES - Consumer Transformation | Total installed renewable generation capacity (MW) | OSGODBY 3/4 | 41.556 | 47.621 | 50.846 | 54.379 | 56.51 | 58.919 | 61.321 | 64.385 | 67.86 | 71.448 | 75.248 | 78.801 | 82.752 | 86.188 | 89.318 | 92.215 | 95.136 | 98.277 | 101.923 | 105.69 | 109.482 | 113.279 | 116.979 | 120.637 | 124.346 | 128.175 | 131.91 | 135.768 | 139.63
NPgY | BSP | NG FES - Consumer Transformation | Total installed renewable generation capacity (MW) | RODLEY | 3.872 | 6.08 | 7.4 | 8.881 | 9.922 | 11.061 | 12.178 | 13.484 | 14.895 | 16.575 | 18.378 | 20.014 | 21.872 | 23.527 | 24.937 | 26.461 | 27.963 | 29.611 | 31.426 | 33.325 | 35.22 | 37.171 | 39.016 | 40.927 | 42.848 | 44.656 | 46.617 | 48.549 | 50.583
NPgY | BSP | NG FES - Consumer Transformation | Total installed renewable generation capacity (MW) | SAINT ANDREWS ROAD 132/33KV | 5.292 | 5.829 | 6.402 | 7.109 | 7.871 | 8.721 | 9.624 | 10.565 | 11.548 | 12.714 | 13.968 | 15.115 | 16.385 | 17.624 | 18.699 | 20.004 | 21.288 | 22.682 | 24.11 | 25.614 | 27.119 | 28.678 | 30.185 | 31.758 | 33.339 | 34.813 | 36.433 | 38.025 | 39.713
NPgY | BSP | NG FES - Consumer Transformation | Total installed renewable generation capacity (MW) | SALTEND 132/33KV | 0.05 | 0.054 | 0.058 | 0.061 | 0.063 | 0.064 | 0.066 | 0.068 | 0.07 | 0.072 | 0.074 | 0.076 | 0.079 | 0.081 | 0.083 | 0.085 | 0.088 | 0.09 | 0.093 | 0.095 | 0.098 | 0.101 | 0.104 | 0.106 | 0.109 | 0.112 | 0.115 | 0.118 | 0.121
NPgY | BSP | NG FES - Consumer Transformation | Total installed renewable generation capacity (MW) | SANTON | 64.23 | 76.485 | 82.434 | 88.665 | 91.504 | 94.609 | 97.408 | 101.396 | 105.242 | 110.252 | 115.568 | 117.077 | 122.692 | 124.196 | 128.122 | 129.554 | 132.772 | 134.538 | 139.051 | 141.92 | 146.558 | 146.172 | 150.522 | 153.063 | 157.415 | 161.893 | 166.265 | 170.763 | 175.258
NPgY | BSP | NG FES - Consumer Transformation | Total installed renewable generation capacity (MW) | SCUNTHORPE NORTH | 54.099 | 55.634 | 56.647 | 57.821 | 58.786 | 59.894 | 61.075 | 62.45 | 63.676 | 65.232 | 66.883 | 67.091 | 68.783 | 69.191 | 70.672 | 71.496 | 73.031 | 73.964 | 75.733 | 76.87 | 78.726 | 78.591 | 80.453 | 81.606 | 83.489 | 85.412 | 87.316 | 89.276 | 91.255
NPgY | BSP | NG FES - Consumer Transformation | Total installed renewable generation capacity (MW) | SCUNTHORPE SOUTH | 43.602 | 46.926 | 48.953 | 51.296 | 53.106 | 55.174 | 57.339 | 59.912 | 62.781 | 65.712 | 68.82 | 71.741 | 74.935 | 77.88 | 80.596 | 83.337 | 86.094 | 89.039 | 92.273 | 95.632 | 99.018 | 102.425 | 105.796 | 109.152 | 112.555 | 116.027 | 119.465 | 122.998 | 126.564
NPgY | BSP | NG FES - Consumer Transformation | Total installed renewable generation capacity (MW) | SILSDEN | 9.066 | 13.354 | 15.86 | 18.666 | 20.598 | 22.851 | 25.199 | 27.934 | 30.892 | 34.313 | 37.967 | 41.34 | 45.128 | 48.54 | 51.538 | 54.696 | 57.835 | 61.246 | 65.004 | 68.922 | 72.85 | 76.88 | 80.743 | 84.718 | 88.727 | 92.589 | 96.69 | 100.777 | 105.036
NPgY | BSP | NG FES - Consumer Transformation | Total installed renewable generation capacity (MW) | SOWERBY BRIDGE 132/33KV | 28.089 | 29.027 | 29.76 | 30.624 | 31.401 | 32.265 | 33.155 | 34.106 | 35.097 | 36.332 | 37.663 | 38.868 | 40.226 | 41.504 | 42.587 | 43.881 | 45.15 | 46.539 | 47.993 | 49.523 | 51.049 | 52.637 | 54.148 | 55.737 | 57.332 | 58.793 | 60.431 | 62.026 | 63.73
NPgY | BSP | NG FES - Consumer Transformation | Total installed renewable generation capacity (MW) | STAYGATE | 5.602 | 6.055 | 6.571 | 7.202 | 7.883 | 8.639 | 9.438 | 10.26 | 11.11 | 12.147 | 13.264 | 14.281 | 15.411 | 16.516 | 17.465 | 18.638 | 19.79 | 21.044 | 22.322 | 23.671 | 25.018 | 26.419 | 27.768 | 29.183 | 30.605 | 31.913 | 33.372 | 34.796 | 36.316
NPgY | BSP | NG FES - Consumer Transformation | Total installed renewable generation capacity (MW) | THORNHILL 132KV | 28.651 | 31.626 | 33.46 | 35.532 | 37.05 | 38.722 | 40.392 | 42.327 | 44.423 | 46.86 | 49.472 | 51.855 | 54.542 | 56.967 | 59.06 | 61.327 | 63.566 | 66.011 | 68.684 | 71.479 | 74.272 | 77.141 | 79.877 | 82.698 | 85.538 | 88.237 | 91.132 | 94 | 97.004
NPgY | BSP | NG FES - Consumer Transformation | Total installed renewable generation capacity (MW) | WAKEFIELD MONCKTON ROAD | 22.057 | 24.093 | 25.294 | 26.653 | 27.627 | 28.714 | 29.811 | 31.126 | 32.582 | 34.149 | 35.818 | 37.364 | 39.083 | 40.632 | 42.018 | 43.431 | 44.842 | 46.366 | 48.056 | 49.814 | 51.579 | 53.368 | 55.106 | 56.857 | 58.626 | 60.385 | 62.177 | 63.994 | 65.851
NPgY | BSP | NG FES - Consumer Transformation | Total installed renewable generation capacity (MW) | WAKEFIELD NORTH | 14.665 | 18.543 | 20.717 | 23.126 | 24.69 | 26.417 | 28.114 | 30.191 | 32.496 | 35.05 | 37.774 | 40.279 | 43.097 | 45.573 | 47.748 | 49.927 | 52.096 | 54.456 | 57.126 | 59.901 | 62.681 | 65.506 | 68.211 | 70.953 | 73.72 | 76.438 | 79.243 | 82.067 | 84.971
NPgY | BSP | NG FES - Consumer Transformation | Total installed renewable generation capacity (MW) | WEST MELTON | 30.937 | 39.938 | 44.68 | 49.822 | 52.762 | 55.98 | 59.031 | 62.929 | 67.284 | 72.203 | 77.45 | 82.247 | 87.714 | 92.346 | 96.355 | 100.192 | 104.008 | 108.189 | 113.085 | 118.161 | 123.236 | 128.393 | 133.26 | 138.197 | 143.174 | 148.049 | 153.091 | 158.155 | 163.365
NPgY | BSP | NG FES - Consumer Transformation | Total installed renewable generation capacity (MW) | WHINMOOR | 7.899 | 11.983 | 14.119 | 16.42 | 17.69 | 19.06 | 20.322 | 21.938 | 23.717 | 25.852 | 28.138 | 30.174 | 32.56 | 34.525 | 36.197 | 37.812 | 39.421 | 41.189 | 43.289 | 45.455 | 47.629 | 49.811 | 51.874 | 53.984 | 56.119 | 58.145 | 60.317 | 62.463 | 64.708
NPgY | BSP | NG FES - Consumer Transformation | Total installed renewable generation capacity (MW) | WOLD NEWTON | 66.227 | 102.773 | 120.181 | 138.51 | 146.829 | 155.999 | 164.341 | 176.504 | 190.752 | 205.307 | 220.673 | 234.926 | 251.154 | 263.999 | 275.63 | 284.471 | 293.514 | 303.291 | 316.109 | 329.165 | 342.319 | 355.216 | 367.57 | 379.452 | 391.545 | 404.573 | 416.606 | 429.299 | 441.639
NPgY | BSP | NG FES - Consumer Transformation | Total installed renewable generation capacity (MW) | YARBOROUGH ROAD 132/33KV | 9.824 | 16.2 | 19.504 | 23.032 | 24.925 | 26.999 | 28.95 | 31.511 | 34.403 | 37.594 | 40.991 | 44.108 | 47.656 | 50.624 | 53.217 | 55.595 | 57.971 | 60.568 | 63.67 | 66.876 | 70.085 | 73.327 | 76.393 | 79.474 | 82.584 | 85.686 | 88.827 | 92.01 | 95.25
NPgN | BSP | NG FES - Falling Short | Total installed renewable generation capacity (MW) | ANNFIELD | 37.3 | 41.003 | 43.001 | 44.819 | 45.214 | 45.675 | 46.113 | 46.678 | 47.343 | 48.083 | 48.994 | 49.761 | 50.806 | 51.646 | 52.266 | 52.737 | 53.249 | 53.548 | 54.513 | 55.554 | 56.634 | 57.769 | 58.964 | 60.248 | 61.574 | 62.911 | 64.305 | 65.591 | 66.891
NPgN | BSP | NG FES - Falling Short | Total installed renewable generation capacity (MW) | BARRACK ROAD | 2.672 | 3.049 | 3.332 | 3.551 | 3.759 | 3.98 | 4.225 | 4.516 | 4.834 | 5.088 | 5.39 | 5.646 | 5.951 | 6.271 | 6.629 | 6.972 | 7.367 | 7.779 | 8.235 | 8.72 | 9.265 | 9.805 | 10.393 | 10.948 | 11.523 | 12.184 | 12.754 | 13.38 | 13.97
NPgN | BSP | NG FES - Falling Short | Total installed renewable generation capacity (MW) | BLUCHER | 4.909 | 6.412 | 7.211 | 7.856 | 8.009 | 8.185 | 8.361 | 8.602 | 8.88 | 9.226 | 9.663 | 9.989 | 10.471 | 10.866 | 11.128 | 11.397 | 11.671 | 11.901 | 12.349 | 12.861 | 13.41 | 14.025 | 14.631 | 15.322 | 16.048 | 16.681 | 17.45 | 18.151 | 18.916
NPgN | BSP | NG FES - Falling Short | Total installed renewable generation capacity (MW) | BOWESFIELD | 22.586 | 33.361 | 39.13 | 44.679 | 45.519 | 46.556 | 47.448 | 48.607 | 50.035 | 51.726 | 53.798 | 55.657 | 58.174 | 60.022 | 61.224 | 61.795 | 62.426 | 62.232 | 64.19 | 66.24 | 68.234 | 70.288 | 72.528 | 74.972 | 77.467 | 80.09 | 82.76 | 85.036 | 87.266
NPgN | BSP | NG FES - Falling Short | Total installed renewable generation capacity (MW) | CHIRTON GRANGE | 4.021 | 4.936 | 5.473 | 5.879 | 6.079 | 6.294 | 6.529 | 6.83 | 7.166 | 7.514 | 7.948 | 8.272 | 8.724 | 9.142 | 9.493 | 9.873 | 10.282 | 10.699 | 11.226 | 11.819 | 12.477 | 13.185 | 13.902 | 14.667 | 15.469 | 16.228 | 17.056 | 17.873 | 18.729
NPgN | BSP | NG FES - Falling Short | Total installed renewable generation capacity (MW) | COALBURNS | 10.351 | 22.257 | 28.565 | 34.769 | 35.519 | 36.484 | 37.249 | 38.252 | 39.536 | 41.14 | 43.098 | 44.93 | 47.404 | 49.106 | 50.091 | 50.287 | 50.512 | 49.727 | 51.409 | 53.126 | 54.689 | 56.271 | 58.058 | 60.046 | 62.05 | 64.235 | 66.424 | 68.139 | 69.764
NPgN | BSP | NG FES - Falling Short | Total installed renewable generation capacity (MW) | DARLINGTON CENTRAL | 9.13 | 14.853 | 17.921 | 20.898 | 21.344 | 21.895 | 22.365 | 22.969 | 23.716 | 24.585 | 25.642 | 26.614 | 27.912 | 28.858 | 29.484 | 29.743 | 30.039 | 29.877 | 30.878 | 31.911 | 32.903 | 33.904 | 35.02 | 36.219 | 37.436 | 38.769 | 40.071 | 41.175 | 42.225
NPgN | BSP | NG FES - Falling Short | Total installed renewable generation capacity (MW) | DARLINGTON NORTH | 22.122 | 24.948 | 26.475 | 27.875 | 28.149 | 28.474 | 28.777 | 29.17 | 29.637 | 30.173 | 30.835 | 31.394 | 32.161 | 32.763 | 33.189 | 33.495 | 33.825 | 33.982 | 34.659 | 35.389 | 36.139 | 36.93 | 37.762 | 38.666 | 39.601 | 40.533 | 41.52 | 42.413 | 43.32
NPgN | BSP | NG FES - Falling Short | Total installed renewable generation capacity (MW) | DUNSTON | 5.718 | 7.858 | 9.095 | 10.138 | 10.54 | 10.983 | 11.446 | 12.025 | 12.679 | 13.324 | 14.115 | 14.757 | 15.609 | 16.376 | 17.05 | 17.678 | 18.373 | 19.008 | 19.978 | 21.034 | 22.184 | 23.38 | 24.635 | 25.929 | 27.274 | 28.654 | 30.035 | 31.408 | 32.784
NPgN | BSP | NG FES - Falling Short | Total installed renewable generation capacity (MW) | FLATWORTH | 3.035 | 3.376 | 3.573 | 3.699 | 3.777 | 3.86 | 3.953 | 4.076 | 4.212 | 4.36 | 4.548 | 4.679 | 4.87 | 5.049 | 5.192 | 5.366 | 5.548 | 5.747 | 5.972 | 6.23 | 6.521 | 6.843 | 7.16 | 7.507 | 7.874 | 8.2 | 8.58 | 8.951 | 9.353
NPgN | BSP | NG FES - Falling Short | Total installed renewable generation capacity (MW) | GOSFORTH | 4.345 | 5.129 | 5.562 | 5.827 | 5.979 | 6.141 | 6.323 | 6.56 | 6.822 | 7.104 | 7.46 | 7.713 | 8.078 | 8.417 | 8.694 | 9.017 | 9.36 | 9.727 | 10.154 | 10.643 | 11.19 | 11.792 | 12.388 | 13.037 | 13.721 | 14.34 | 15.048 | 15.742 | 16.486
NPgN | BSP | NG FES - Falling Short | Total installed renewable generation capacity (MW) | HARROGATE 132/33KV | 19.906 | 22.019 | 23.169 | 24.169 | 24.418 | 24.704 | 24.985 | 25.345 | 25.764 | 26.222 | 26.786 | 27.251 | 27.885 | 28.411 | 28.813 | 29.149 | 29.514 | 29.776 | 30.394 | 31.067 | 31.778 | 32.527 | 33.31 | 34.147 | 35.015 | 35.879 | 36.787 | 37.643 | 38.514
NPgN | BSP | NG FES - Falling Short | Total installed renewable generation capacity (MW) | HUSTHWAITE | 11.182 | 21.272 | 26.628 | 31.9 | 32.558 | 33.401 | 34.075 | 34.95 | 36.066 | 37.43 | 39.089 | 40.655 | 42.751 | 44.203 | 45.072 | 45.252 | 45.468 | 44.822 | 46.273 | 47.745 | 49.088 | 50.431 | 51.963 | 53.644 | 55.334 | 57.221 | 59.06 | 60.515 | 61.869
NPgN | BSP | NG FES - Falling Short | Total installed renewable generation capacity (MW) | LEEMING BAR_SKEEBY | 37.662 | 61.372 | 74.029 | 86.301 | 88.064 | 90.263 | 92.114 | 94.501 | 97.471 | 100.971 | 105.235 | 109.167 | 114.429 | 118.223 | 120.677 | 121.61 | 122.675 | 121.832 | 125.8 | 129.889 | 133.78 | 137.716 | 142.108 | 146.857 | 151.671 | 156.934 | 162.106 | 166.446 | 170.576
NPgN | BSP | NG FES - Falling Short | Total installed renewable generation capacity (MW) | LINTON | 83.908 | 101.702 | 111.187 | 120.511 | 121.743 | 123.303 | 124.578 | 126.23 | 128.315 | 130.826 | 133.883 | 136.739 | 140.564 | 143.258 | 144.922 | 145.396 | 145.947 | 145.005 | 147.749 | 150.553 | 153.16 | 155.783 | 158.744 | 161.973 | 165.233 | 168.832 | 172.36 | 175.225 | 177.924
NPgN | BSP | NG FES - Falling Short | Total installed renewable generation capacity (MW) | MALTON GRID | 15.595 | 50.352 | 68.783 | 86.935 | 89.151 | 92 | 94.264 | 97.22 | 100.999 | 105.675 | 111.372 | 116.732 | 123.94 | 128.907 | 131.819 | 132.389 | 133.059 | 130.764 | 135.691 | 140.701 | 145.258 | 149.842 | 155.048 | 160.806 | 166.6 | 172.997 | 179.32 | 184.283 | 188.943
NPgN | BSP | NG FES - Falling Short | Total installed renewable generation capacity (MW) | MELROSEGATE | 10.436 | 18.777 | 23.254 | 27.438 | 28.168 | 29.046 | 29.837 | 30.862 | 32.099 | 33.533 | 35.294 | 36.828 | 38.915 | 40.508 | 41.598 | 42.266 | 42.995 | 43.151 | 44.897 | 46.754 | 48.617 | 50.56 | 52.638 | 54.894 | 57.213 | 59.588 | 62.049 | 64.223 | 66.394
NPgN | BSP | NG FES - Falling Short | Total installed renewable generation capacity (MW) | NORTH TEES | 18.807 | 20.128 | 20.971 | 21.626 | 22.06 | 22.525 | 23.034 | 23.654 | 24.338 | 24.94 | 25.668 | 26.262 | 27.014 | 27.756 | 28.503 | 29.232 | 30.057 | 30.895 | 31.901 | 32.988 | 34.199 | 35.433 | 36.746 | 38.042 | 39.388 | 40.838 | 42.196 | 43.624 | 45.018
NPgN | BSP | NG FES - Falling Short | Total installed renewable generation capacity (MW) | POTTER HOUSE | 14.026 | 18.922 | 21.604 | 24.117 | 24.64 | 25.255 | 25.831 | 26.565 | 27.435 | 28.385 | 29.548 | 30.557 | 31.908 | 32.982 | 33.787 | 34.342 | 34.958 | 35.254 | 36.484 | 37.793 | 39.136 | 40.522 | 42.009 | 43.583 | 45.203 | 46.897 | 48.597 | 50.161 | 51.706
NPgN | BSP | NG FES - Falling Short | Total installed renewable generation capacity (MW) | RAVENSWORTH | 2.468 | 4.181 | 5.124 | 6 | 6.201 | 6.434 | 6.657 | 6.936 | 7.263 | 7.605 | 8.02 | 8.385 | 8.865 | 9.255 | 9.565 | 9.782 | 10.027 | 10.162 | 10.62 | 11.104 | 11.603 | 12.109 | 12.661 | 13.23 | 13.814 | 14.447 | 15.055 | 15.628 | 16.182
NPgN | BSP | NG FES - Falling Short | Total installed renewable generation capacity (MW) | SCARBOROUGH GRID | 6.879 | 15.441 | 20.016 | 24.382 | 25.05 | 25.872 | 26.583 | 27.508 | 28.646 | 29.999 | 31.659 | 33.138 | 35.147 | 36.627 | 37.589 | 38.067 | 38.591 | 38.473 | 40.045 | 41.697 | 43.312 | 44.984 | 46.797 | 48.781 | 50.81 | 52.92 | 55.092 | 56.951 | 58.787
NPgN | BSP | NG FES - Falling Short | Total installed renewable generation capacity (MW) | SEAL SANDS | 0.008 | 0.009 | 0.011 | 0.011 | 0.012 | 0.013 | 0.014 | 0.015 | 0.016 | 0.017 | 0.018 | 0.019 | 0.02 | 0.021 | 0.022 | 0.023 | 0.025 | 0.026 | 0.028 | 0.029 | 0.031 | 0.033 | 0.035 | 0.037 | 0.038 | 0.041 | 0.042 | 0.044 | 0.046
NPgN | BSP | NG FES - Falling Short | Total installed renewable generation capacity (MW) | SPADEADAM 33KV | 6.146 | 6.163 | 6.178 | 6.192 | 6.206 | 6.221 | 6.237 | 6.256 | 6.277 | 6.293 | 6.311 | 6.327 | 6.345 | 6.365 | 6.388 | 6.409 | 6.435 | 6.46 | 6.489 | 6.519 | 6.553 | 6.585 | 6.621 | 6.654 | 6.688 | 6.729 | 6.762 | 6.8 | 6.834
NPgN | BSP | NG FES - Falling Short | Total installed renewable generation capacity (MW) | SPENNYMOOR 132/66KV | 10.806 | 30.373 | 40.768 | 50.863 | 52.206 | 53.902 | 55.299 | 57.124 | 59.419 | 62.223 | 65.652 | 68.798 | 73.055 | 76.071 | 77.909 | 78.525 | 79.211 | 78.313 | 81.389 | 84.569 | 87.56 | 90.62 | 94.009 | 97.752 | 101.548 | 105.602 | 109.709 | 113.06 | 116.298
NPgN | BSP | NG FES - Falling Short | Total installed renewable generation capacity (MW) | TORONTO | 30.186 | 40.826 | 46.527 | 52.064 | 52.889 | 53.911 | 54.781 | 55.9 | 57.285 | 58.897 | 60.86 | 62.666 | 65.076 | 66.832 | 67.992 | 68.468 | 69.013 | 68.706 | 70.561 | 72.477 | 74.315 | 76.172 | 78.241 | 80.466 | 82.723 | 85.194 | 87.61 | 89.659 | 91.609
NPgN | BSP | NG FES - Falling Short | Total installed renewable generation capacity (MW) | WORMALD GREEN 132/33KV | 6.237 | 12.128 | 15.271 | 18.25 | 18.727 | 19.311 | 19.819 | 20.468 | 21.263 | 22.168 | 23.27 | 24.277 | 25.616 | 26.61 | 27.293 | 27.613 | 27.977 | 27.894 | 28.966 | 30.077 | 31.158 | 32.249 | 33.462 | 34.752 | 36.064 | 37.502 | 38.898 | 40.11 | 41.264
NPgY | BSP | NG FES - Falling Short | Total installed renewable generation capacity (MW) | ATTERCLIFFE | 3.056 | 3.92 | 4.24 | 4.481 | 4.589 | 4.711 | 4.803 | 4.93 | 5.078 | 5.263 | 5.499 | 5.672 | 5.936 | 6.141 | 6.255 | 6.373 | 6.487 | 6.658 | 6.875 | 7.127 | 7.392 | 7.699 | 7.994 | 8.348 | 8.72 | 9.021 | 9.421 | 9.768 | 10.161
NPgY | BSP | NG FES - Falling Short | Total installed renewable generation capacity (MW) | BARUGH 132/66KV | 19.065 | 24.404 | 26.235 | 27.888 | 28.584 | 29.384 | 29.91 | 30.588 | 31.41 | 32.382 | 33.578 | 34.62 | 36.05 | 37.115 | 37.804 | 38.198 | 38.621 | 39.364 | 40.497 | 41.703 | 42.897 | 44.152 | 45.489 | 46.968 | 48.487 | 50.015 | 51.639 | 53.035 | 54.443
NPgY | BSP | NG FES - Falling Short | Total installed renewable generation capacity (MW) | BEESTON ROYDS 132/33KV | 8.445 | 10.624 | 11.414 | 12.037 | 12.313 | 12.624 | 12.854 | 13.163 | 13.527 | 13.975 | 14.542 | 14.975 | 15.62 | 16.116 | 16.403 | 16.667 | 16.926 | 17.325 | 17.851 | 18.45 | 19.074 | 19.782 | 20.475 | 21.293 | 22.15 | 22.876 | 23.797 | 24.594 | 25.477
NPgY | BSP | NG FES - Falling Short | Total installed renewable generation capacity (MW) | BEVERLEY 132/33KV | 70.627 | 76.944 | 79.418 | 81.564 | 82.707 | 83.984 | 85.029 | 86.323 | 87.82 | 89.361 | 91.228 | 92.856 | 94.971 | 96.751 | 98.261 | 99.428 | 100.747 | 102.422 | 104.599 | 106.902 | 109.319 | 111.768 | 114.423 | 117.127 | 119.908 | 122.931 | 125.799 | 128.576 | 131.256
NPgY | BSP | NG FES - Falling Short | Total installed renewable generation capacity (MW) | BINGLEY 132/33KV | 5.076 | 5.634 | 5.894 | 6.015 | 6.09 | 6.167 | 6.255 | 6.383 | 6.522 | 6.703 | 6.945 | 7.08 | 7.324 | 7.532 | 7.633 | 7.824 | 8.001 | 8.224 | 8.451 | 8.74 | 9.069 | 9.478 | 9.838 | 10.295 | 10.787 | 11.115 | 11.642 | 12.11 | 12.68
NPgY | BSP | NG FES - Falling Short | Total installed renewable generation capacity (MW) | BLACKBURN MEADOWS B | 38.248 | 38.458 | 38.567 | 38.632 | 38.679 | 38.729 | 38.783 | 38.853 | 38.931 | 39.013 | 39.118 | 39.19 | 39.297 | 39.395 | 39.469 | 39.564 | 39.661 | 39.773 | 39.894 | 40.035 | 40.193 | 40.37 | 40.542 | 40.734 | 40.938 | 41.112 | 41.324 | 41.529 | 41.753
NPgY | BSP | NG FES - Falling Short | Total installed renewable generation capacity (MW) | BLYTON | 30.999 | 52.447 | 60.102 | 67.55 | 71.042 | 75.028 | 77.857 | 81.297 | 85.411 | 89.696 | 94.789 | 99.704 | 105.825 | 110.655 | 114.728 | 116.835 | 119.416 | 123.17 | 128.829 | 134.527 | 140.192 | 145.57 | 151.86 | 157.973 | 164.126 | 171.813 | 178.167 | 184.174 | 189.385
NPgY | BSP | NG FES - Falling Short | Total installed renewable generation capacity (MW) | BRADFORD | 3.145 | 3.76 | 4.064 | 4.192 | 4.279 | 4.367 | 4.473 | 4.629 | 4.798 | 5.017 | 5.311 | 5.469 | 5.762 | 6.015 | 6.137 | 6.381 | 6.607 | 6.888 | 7.165 | 7.523 | 7.933 | 8.445 | 8.893 | 9.463 | 10.077 | 10.481 | 11.138 | 11.726 | 12.443
NPgY | BSP | NG FES - Falling Short | Total installed renewable generation capacity (MW) | BRAMHAM | 26.561 | 36.341 | 39.76 | 43.011 | 44.467 | 46.135 | 47.278 | 48.693 | 50.398 | 52.26 | 54.502 | 56.596 | 59.294 | 61.368 | 62.963 | 63.792 | 64.769 | 66.302 | 68.645 | 71.044 | 73.416 | 75.746 | 78.389 | 81.082 | 83.81 | 86.978 | 89.836 | 92.43 | 94.805
NPgY | BSP | NG FES - Falling Short | Total installed renewable generation capacity (MW) | BRANSHOLME | 14.324 | 16.236 | 16.929 | 17.492 | 17.74 | 18.02 | 18.223 | 18.494 | 18.815 | 19.205 | 19.698 | 20.083 | 20.646 | 21.079 | 21.335 | 21.556 | 21.775 | 22.117 | 22.577 | 23.095 | 23.63 | 24.23 | 24.826 | 25.521 | 26.247 | 26.88 | 27.658 | 28.333 | 29.071
NPgY | BSP | NG FES - Falling Short | Total installed renewable generation capacity (MW) | BRIGHOUSE 132/33KV | 6.33 | 8.813 | 9.662 | 10.362 | 10.642 | 10.964 | 11.174 | 11.462 | 11.809 | 12.259 | 12.829 | 13.275 | 13.941 | 14.429 | 14.678 | 14.875 | 15.058 | 15.401 | 15.891 | 16.448 | 17.009 | 17.654 | 18.283 | 19.048 | 19.847 | 20.512 | 21.38 | 22.099 | 22.903
NPgY | BSP | NG FES - Falling Short | Total installed renewable generation capacity (MW) | DONCASTER B/THORPE MARSH | 137.8 | 151.485 | 156.246 | 160.563 | 162.424 | 164.558 | 165.996 | 167.832 | 170.047 | 172.613 | 175.761 | 178.525 | 182.275 | 185.105 | 187.019 | 188.144 | 189.37 | 191.415 | 194.482 | 197.732 | 200.966 | 204.331 | 207.943 | 211.876 | 215.911 | 220.059 | 224.35 | 228.098 | 231.828
NPgY | BSP | NG FES - Falling Short | Total installed renewable generation capacity (MW) | DONCASTER CENTRAL | 2.386 | 3.179 | 3.513 | 3.779 | 3.928 | 4.091 | 4.234 | 4.414 | 4.62 | 4.838 | 5.107 | 5.324 | 5.62 | 5.873 | 6.074 | 6.258 | 6.458 | 6.707 | 7.012 | 7.347 | 7.706 | 8.086 | 8.48 | 8.899 | 9.336 | 9.765 | 10.219 | 10.652 | 11.097
NPgY | BSP | NG FES - Falling Short | Total installed renewable generation capacity (MW) | DRIFFIELD/BEVERLEY GROUP | 165.982 | 198.038 | 208.885 | 219.246 | 223.694 | 228.819 | 232.173 | 236.353 | 241.444 | 247.157 | 254.05 | 260.504 | 268.897 | 275.19 | 279.79 | 281.938 | 284.467 | 288.813 | 295.746 | 302.831 | 309.727 | 316.528 | 324.247 | 332.232 | 340.311 | 349.605 | 358.136 | 365.664 | 372.586
NPgY | BSP | NG FES - Falling Short | Total installed renewable generation capacity (MW) | FEATHERSTONE | 32.109 | 37.723 | 39.672 | 41.446 | 42.216 | 43.098 | 43.695 | 44.454 | 45.369 | 46.422 | 47.709 | 48.848 | 50.383 | 51.545 | 52.344 | 52.806 | 53.315 | 54.156 | 55.42 | 56.754 | 58.081 | 59.453 | 60.936 | 62.537 | 64.177 | 65.888 | 67.63 | 69.159 | 70.667
NPgY | BSP | NG FES - Falling Short | Total installed renewable generation capacity (MW) | GIRLINGTON | 2.03 | 2.407 | 2.592 | 2.67 | 2.723 | 2.776 | 2.841 | 2.935 | 3.038 | 3.171 | 3.35 | 3.446 | 3.624 | 3.778 | 3.852 | 4.001 | 4.138 | 4.308 | 4.477 | 4.695 | 4.944 | 5.255 | 5.527 | 5.874 | 6.247 | 6.493 | 6.892 | 7.249 | 7.685
NPgY | BSP | NG FES - Falling Short | Total installed renewable generation capacity (MW) | HALIFAX 132/33KV | 1.389 | 1.605 | 1.7 | 1.737 | 1.76 | 1.783 | 1.811 | 1.855 | 1.903 | 1.969 | 2.058 | 2.103 | 2.192 | 2.267 | 2.298 | 2.371 | 2.435 | 2.518 | 2.599 | 2.706 | 2.828 | 2.985 | 3.119 | 3.295 | 3.485 | 3.602 | 3.807 | 3.987 | 4.212
NPgY | BSP | NG FES - Falling Short | Total installed renewable generation capacity (MW) | HECKMONDWIKE | 5.159 | 5.591 | 5.817 | 5.92 | 5.994 | 6.07 | 6.161 | 6.288 | 6.426 | 6.594 | 6.816 | 6.943 | 7.165 | 7.36 | 7.473 | 7.666 | 7.85 | 8.073 | 8.298 | 8.579 | 8.899 | 9.287 | 9.637 | 10.065 | 10.524 | 10.85 | 11.338 | 11.784 | 12.313
NPgY | BSP | NG FES - Falling Short | Total installed renewable generation capacity (MW) | HOLMFIELD | 26.232 | 26.929 | 27.253 | 27.383 | 27.467 | 27.552 | 27.656 | 27.813 | 27.983 | 28.211 | 28.519 | 28.679 | 28.986 | 29.247 | 29.362 | 29.616 | 29.845 | 30.135 | 30.419 | 30.79 | 31.215 | 31.754 | 32.22 | 32.823 | 33.473 | 33.886 | 34.585 | 35.203 | 35.967
NPgY | BSP | NG FES - Falling Short | Total installed renewable generation capacity (MW) | HULL EAST 132/33KV | 61.352 | 62.222 | 62.725 | 63.05 | 63.337 | 63.641 | 63.98 | 64.397 | 64.854 | 65.275 | 65.79 | 66.188 | 66.708 | 67.227 | 67.741 | 68.292 | 68.902 | 69.557 | 70.27 | 71.053 | 71.934 | 72.85 | 73.802 | 74.764 | 75.768 | 76.794 | 77.811 | 78.869 | 79.935
NPgY | BSP | NG FES - Falling Short | Total installed renewable generation capacity (MW) | HULL SOUTH | 3.55 | 4.191 | 4.533 | 4.705 | 4.839 | 4.979 | 5.141 | 5.358 | 5.594 | 5.857 | 6.196 | 6.409 | 6.748 | 7.06 | 7.277 | 7.591 | 7.906 | 8.271 | 8.649 | 9.101 | 9.616 | 10.211 | 10.771 | 11.419 | 12.11 | 12.657 | 13.382 | 14.067 | 14.847
NPgY | BSP | NG FES - Falling Short | Total installed renewable generation capacity (MW) | HULL WEST | 28.474 | 30.321 | 31.219 | 31.907 | 32.405 | 32.944 | 33.482 | 34.139 | 34.871 | 35.552 | 36.373 | 37.058 | 37.924 | 38.75 | 39.567 | 40.338 | 41.21 | 42.175 | 43.289 | 44.482 | 45.794 | 47.122 | 48.546 | 49.951 | 51.406 | 52.991 | 54.461 | 55.988 | 57.468
NPgY | BSP | NG FES - Falling Short | Total installed renewable generation capacity (MW) | HUMBERSTON | 26.832 | 27.719 | 28.134 | 28.438 | 28.628 | 28.833 | 29.029 | 29.277 | 29.555 | 29.845 | 30.205 | 30.482 | 30.867 | 31.208 | 31.485 | 31.768 | 32.071 | 32.433 | 32.853 | 33.322 | 33.834 | 34.384 | 34.943 | 35.543 | 36.17 | 36.767 | 37.417 | 38.047 | 38.704
NPgY | BSP | NG FES - Falling Short | Total installed renewable generation capacity (MW) | HUNNINGLEY | 4.325 | 5.331 | 5.727 | 6.055 | 6.224 | 6.413 | 6.566 | 6.762 | 6.987 | 7.232 | 7.533 | 7.782 | 8.12 | 8.4 | 8.614 | 8.795 | 8.99 | 9.247 | 9.576 | 9.933 | 10.311 | 10.709 | 11.125 | 11.57 | 12.031 | 12.489 | 12.972 | 13.424 | 13.884
NPgY | BSP | NG FES - Falling Short | Total installed renewable generation capacity (MW) | HUNSHELF | 11.604 | 13.684 | 14.396 | 15.033 | 15.3 | 15.608 | 15.811 | 16.074 | 16.392 | 16.769 | 17.235 | 17.638 | 18.194 | 18.608 | 18.872 | 19.028 | 19.193 | 19.484 | 19.923 | 20.393 | 20.859 | 21.353 | 21.875 | 22.456 | 23.054 | 23.647 | 24.287 | 24.836 | 25.395
NPgY | BSP | NG FES - Falling Short | Total installed renewable generation capacity (MW) | IMMINGHAM | 9.545 | 16.573 | 18.805 | 20.968 | 21.792 | 22.759 | 23.303 | 23.999 | 24.877 | 25.953 | 27.262 | 28.491 | 30.137 | 31.283 | 31.977 | 32.15 | 32.351 | 32.959 | 34.107 | 35.275 | 36.35 | 37.43 | 38.654 | 39.998 | 41.352 | 42.85 | 44.321 | 45.491 | 46.589
NPgY | BSP | NG FES - Falling Short | Total installed renewable generation capacity (MW) | KIRKHAW LANE | 23.729 | 25.839 | 26.645 | 27.341 | 27.698 | 28.097 | 28.414 | 28.811 | 29.273 | 29.762 | 30.357 | 30.871 | 31.55 | 32.109 | 32.56 | 32.902 | 33.285 | 33.789 | 34.455 | 35.163 | 35.903 | 36.662 | 37.476 | 38.323 | 39.195 | 40.117 | 41.023 | 41.882 | 42.725
NPgY | BSP | NG FES - Falling Short | Total installed renewable generation capacity (MW) | KIRKSTALL C 2/5 | 1.059 | 1.193 | 1.262 | 1.295 | 1.32 | 1.345 | 1.375 | 1.416 | 1.46 | 1.512 | 1.58 | 1.621 | 1.688 | 1.749 | 1.788 | 1.848 | 1.907 | 1.978 | 2.049 | 2.137 | 2.237 | 2.355 | 2.464 | 2.594 | 2.733 | 2.837 | 2.984 | 3.12 | 3.279
NPgY | BSP | NG FES - Falling Short | Total installed renewable generation capacity (MW) | KIRKSTALL C/RING ROAD HORSFORTH | 5.575 | 6.94 | 7.547 | 7.919 | 8.134 | 8.366 | 8.593 | 8.902 | 9.248 | 9.658 | 10.188 | 10.537 | 11.092 | 11.564 | 11.854 | 12.247 | 12.633 | 13.12 | 13.656 | 14.298 | 15.01 | 15.844 | 16.624 | 17.553 | 18.54 | 19.306 | 20.353 | 21.307 | 22.402
NPgY | BSP | NG FES - Falling Short | Total installed renewable generation capacity (MW) | LEEDS EAST | 2.833 | 4.491 | 5.131 | 5.61 | 5.836 | 6.087 | 6.287 | 6.557 | 6.87 | 7.252 | 7.738 | 8.094 | 8.634 | 9.061 | 9.313 | 9.577 | 9.836 | 10.207 | 10.669 | 11.204 | 11.771 | 12.422 | 13.05 | 13.793 | 14.575 | 15.22 | 16.056 | 16.793 | 17.62
NPgY | BSP | NG FES - Falling Short | Total installed renewable generation capacity (MW) | LEEDS NORTH | 3.652 | 4.054 | 4.273 | 4.378 | 4.456 | 4.538 | 4.633 | 4.764 | 4.906 | 5.072 | 5.289 | 5.419 | 5.635 | 5.83 | 5.953 | 6.146 | 6.336 | 6.56 | 6.789 | 7.069 | 7.389 | 7.768 | 8.116 | 8.532 | 8.976 | 9.309 | 9.778 | 10.215 | 10.722
NPgY | BSP | NG FES - Falling Short | Total installed renewable generation capacity (MW) | LINDLEY | 7.378 | 8.806 | 9.37 | 9.754 | 9.943 | 10.151 | 10.328 | 10.573 | 10.854 | 11.201 | 11.65 | 11.957 | 12.443 | 12.835 | 13.053 | 13.328 | 13.59 | 13.952 | 14.377 | 14.882 | 15.429 | 16.073 | 16.676 | 17.407 | 18.181 | 18.779 | 19.608 | 20.34 | 21.183
NPgY | BSP | NG FES - Falling Short | Total installed renewable generation capacity (MW) | LOW ROAD | 3.401 | 3.933 | 4.152 | 4.27 | 4.346 | 4.426 | 4.511 | 4.627 | 4.755 | 4.906 | 5.102 | 5.225 | 5.426 | 5.601 | 5.71 | 5.868 | 6.024 | 6.214 | 6.415 | 6.66 | 6.934 | 7.257 | 7.557 | 7.915 | 8.295 | 8.586 | 8.989 | 9.36 | 9.788
NPgY | BSP | NG FES - Falling Short | Total installed renewable generation capacity (MW) | MALLARD WAY | 22.244 | 22.664 | 22.898 | 23.049 | 23.168 | 23.294 | 23.43 | 23.602 | 23.79 | 23.976 | 24.206 | 24.376 | 24.611 | 24.835 | 25.035 | 25.258 | 25.499 | 25.767 | 26.06 | 26.388 | 26.756 | 27.15 | 27.549 | 27.969 | 28.41 | 28.832 | 29.284 | 29.738 | 30.212
NPgY | BSP | NG FES - Falling Short | Total installed renewable generation capacity (MW) | MENSTON | 5.11 | 7.64 | 8.502 | 9.251 | 9.554 | 9.902 | 10.126 | 10.423 | 10.784 | 11.236 | 11.8 | 12.268 | 12.939 | 13.429 | 13.705 | 13.881 | 14.054 | 14.386 | 14.886 | 15.435 | 15.98 | 16.582 | 17.194 | 17.909 | 18.651 | 19.325 | 20.128 | 20.796 | 21.512
NPgY | BSP | NG FES - Falling Short | Total installed renewable generation capacity (MW) | MOSS ROAD | 2.012 | 2.4 | 2.611 | 2.739 | 2.844 | 2.955 | 3.078 | 3.234 | 3.405 | 3.574 | 3.785 | 3.937 | 4.15 | 4.355 | 4.535 | 4.743 | 4.966 | 5.214 | 5.48 | 5.781 | 6.121 | 6.488 | 6.856 | 7.248 | 7.661 | 8.045 | 8.469 | 8.893 | 9.34
NPgY | BSP | NG FES - Falling Short | Total installed renewable generation capacity (MW) | OSGODBY 1/2 | 0 | 0 | 0 | 0 | 0 | 0 | 0 | 0 | 0 | 0 | 0 | 0 | 0 | 0 | 0 | 0 | 0 | 0 | 0 | 0 | 0 | 0 | 0 | 0 | 0 | 0 | 0 | 0 | 0
NPgY | BSP | NG FES - Falling Short | Total installed renewable generation capacity (MW) | OSGODBY 3/4 | 41.556 | 46.723 | 48.672 | 50.455 | 51.344 | 52.346 | 53.112 | 54.056 | 55.165 | 56.32 | 57.71 | 58.972 | 60.589 | 61.907 | 63.009 | 63.745 | 64.596 | 65.739 | 67.317 | 68.956 | 70.639 | 72.309 | 74.165 | 76.033 | 77.94 | 80.109 | 82.081 | 83.962 | 85.721
NPgY | BSP | NG FES - Falling Short | Total installed renewable generation capacity (MW) | RODLEY | 3.872 | 5.859 | 6.594 | 7.167 | 7.421 | 7.708 | 7.921 | 8.209 | 8.548 | 8.968 | 9.501 | 9.903 | 10.507 | 10.973 | 11.236 | 11.49 | 11.736 | 12.114 | 12.606 | 13.17 | 13.76 | 14.434 | 15.089 | 15.869 | 16.688 | 17.368 | 18.247 | 19.007 | 19.857
NPgY | BSP | NG FES - Falling Short | Total installed renewable generation capacity (MW) | SAINT ANDREWS ROAD 132/33KV | 5.292 | 5.905 | 6.196 | 6.338 | 6.433 | 6.532 | 6.644 | 6.802 | 6.974 | 7.183 | 7.458 | 7.62 | 7.898 | 8.14 | 8.28 | 8.511 | 8.732 | 9.003 | 9.28 | 9.624 | 10.014 | 10.485 | 10.911 | 11.432 | 11.989 | 12.391 | 12.983 | 13.524 | 14.162
NPgY | BSP | NG FES - Falling Short | Total installed renewable generation capacity (MW) | SALTEND 132/33KV | 0.05 | 0.054 | 0.055 | 0.056 | 0.056 | 0.056 | 0.057 | 0.057 | 0.058 | 0.058 | 0.059 | 0.059 | 0.06 | 0.061 | 0.061 | 0.062 | 0.063 | 0.063 | 0.064 | 0.065 | 0.066 | 0.067 | 0.068 | 0.069 | 0.071 | 0.072 | 0.073 | 0.074 | 0.075
NPgY | BSP | NG FES - Falling Short | Total installed renewable generation capacity (MW) | SANTON | 64.23 | 74.478 | 77.95 | 81.249 | 82.669 | 84.305 | 85.381 | 86.725 | 88.359 | 90.194 | 92.411 | 94.475 | 97.167 | 99.19 | 100.664 | 101.37 | 102.196 | 103.603 | 105.83 | 108.113 | 110.343 | 112.552 | 115.046 | 117.636 | 120.26 | 123.251 | 126.022 | 128.47 | 130.738
NPgY | BSP | NG FES - Falling Short | Total installed renewable generation capacity (MW) | SCUNTHORPE NORTH | 54.099 | 55.488 | 56.099 | 56.606 | 56.916 | 57.257 | 57.565 | 57.944 | 58.374 | 58.793 | 59.3 | 59.734 | 60.289 | 60.785 | 61.243 | 61.636 | 62.081 | 62.603 | 63.241 | 63.92 | 64.65 | 65.388 | 66.185 | 66.981 | 67.803 | 68.7 | 69.538 | 70.382 | 71.196
NPgY | BSP | NG FES - Falling Short | Total installed renewable generation capacity (MW) | SCUNTHORPE SOUTH | 43.602 | 46.536 | 47.793 | 48.87 | 49.485 | 50.166 | 50.753 | 51.476 | 52.304 | 53.132 | 54.133 | 55 | 56.114 | 57.083 | 57.944 | 58.646 | 59.441 | 60.408 | 61.623 | 62.912 | 64.282 | 65.666 | 67.166 | 68.676 | 70.23 | 71.931 | 73.524 | 75.1 | 76.618
NPgY | BSP | NG FES - Falling Short | Total installed renewable generation capacity (MW) | SILSDEN | 9.066 | 12.883 | 14.305 | 15.452 | 15.976 | 16.566 | 17.008 | 17.593 | 18.28 | 19.101 | 20.132 | 20.94 | 22.113 | 23.028 | 23.612 | 24.165 | 24.723 | 25.529 | 26.574 | 27.741 | 28.955 | 30.299 | 31.639 | 33.175 | 34.778 | 36.202 | 37.908 | 39.416 | 41.048
NPgY | BSP | NG FES - Falling Short | Total installed renewable generation capacity (MW) | SOWERBY BRIDGE 132/33KV | 28.089 | 29.032 | 29.407 | 29.628 | 29.733 | 29.846 | 29.947 | 30.097 | 30.267 | 30.499 | 30.807 | 30.993 | 31.319 | 31.578 | 31.688 | 31.882 | 32.054 | 32.299 | 32.568 | 32.907 | 33.28 | 33.746 | 34.158 | 34.691 | 35.261 | 35.641 | 36.259 | 36.788 | 37.435
NPgY | BSP | NG FES - Falling Short | Total installed renewable generation capacity (MW) | STAYGATE | 5.602 | 6.142 | 6.387 | 6.489 | 6.558 | 6.628 | 6.712 | 6.836 | 6.97 | 7.145 | 7.378 | 7.504 | 7.736 | 7.937 | 8.034 | 8.229 | 8.408 | 8.631 | 8.851 | 9.136 | 9.462 | 9.868 | 10.224 | 10.677 | 11.165 | 11.486 | 12.008 | 12.475 | 13.044
NPgY | BSP | NG FES - Falling Short | Total installed renewable generation capacity (MW) | THORNHILL 132KV | 28.651 | 31.349 | 32.373 | 33.166 | 33.54 | 33.958 | 34.286 | 34.722 | 35.23 | 35.835 | 36.6 | 37.181 | 38.038 | 38.717 | 39.138 | 39.546 | 39.955 | 40.541 | 41.285 | 42.13 | 43.022 | 44.026 | 45.013 | 46.158 | 47.358 | 48.392 | 49.671 | 50.806 | 52.053
NPgY | BSP | NG FES - Falling Short | Total installed renewable generation capacity (MW) | WAKEFIELD MONCKTON ROAD | 22.057 | 23.854 | 24.567 | 25.166 | 25.476 | 25.822 | 26.102 | 26.456 | 26.866 | 27.306 | 27.845 | 28.296 | 28.905 | 29.408 | 29.801 | 30.121 | 30.471 | 30.93 | 31.524 | 32.165 | 32.839 | 33.544 | 34.287 | 35.073 | 35.887 | 36.713 | 37.562 | 38.361 | 39.165
NPgY | BSP | NG FES - Falling Short | Total installed renewable generation capacity (MW) | WAKEFIELD NORTH | 14.665 | 18.051 | 19.315 | 20.393 | 20.906 | 21.483 | 21.919 | 22.477 | 23.132 | 23.868 | 24.776 | 25.536 | 26.578 | 27.407 | 27.999 | 28.451 | 28.937 | 29.63 | 30.565 | 31.579 | 32.628 | 33.739 | 34.9 | 36.163 | 37.47 | 38.76 | 40.138 | 41.39 | 42.669
NPgY | BSP | NG FES - Falling Short | Total installed renewable generation capacity (MW) | WEST MELTON | 30.937 | 38.668 | 41.411 | 43.831 | 44.897 | 46.112 | 46.959 | 48.046 | 49.348 | 50.858 | 52.721 | 54.313 | 56.504 | 58.177 | 59.299 | 60.04 | 60.833 | 62.096 | 63.918 | 65.876 | 67.852 | 69.942 | 72.143 | 74.568 | 77.069 | 79.55 | 82.207 | 84.545 | 86.924
NPgY | BSP | NG FES - Falling Short | Total installed renewable generation capacity (MW) | WHINMOOR | 7.899 | 11.419 | 12.626 | 13.671 | 14.093 | 14.58 | 14.894 | 15.311 | 15.818 | 16.453 | 17.247 | 17.901 | 18.843 | 19.532 | 19.919 | 20.171 | 20.418 | 20.887 | 21.59 | 22.364 | 23.135 | 23.987 | 24.852 | 25.865 | 26.916 | 27.864 | 29.001 | 29.949 | 30.967
NPgY | BSP | NG FES - Falling Short | Total installed renewable generation capacity (MW) | WOLD NEWTON | 66.227 | 96.454 | 107.004 | 117.319 | 121.988 | 127.342 | 131.008 | 135.486 | 140.886 | 146.632 | 153.477 | 160.094 | 168.401 | 174.821 | 180.034 | 182.516 | 185.571 | 190.295 | 197.658 | 205.058 | 212.324 | 219.231 | 227.328 | 235.282 | 243.278 | 253.219 | 261.528 | 269.21 | 275.875
NPgY | BSP | NG FES - Falling Short | Total installed renewable generation capacity (MW) | YARBOROUGH ROAD 132/33KV | 9.824 | 15.265 | 17.162 | 18.875 | 19.637 | 20.507 | 21.112 | 21.878 | 22.795 | 23.835 | 25.105 | 26.226 | 27.731 | 28.886 | 29.704 | 30.202 | 30.753 | 31.621 | 32.897 | 34.244 | 35.595 | 36.987 | 38.493 | 40.104 | 41.756 | 43.49 | 45.236 | 46.792 | 48.321
NPgN | BSP | NG FES - Leading the Way | Total installed renewable generation capacity (MW) | ANNFIELD | 37.3 | 44.534 | 50.463 | 56.629 | 58.757 | 61.046 | 63.274 | 65.744 | 68.292 | 71.142 | 74.211 | 77.001 | 80.039 | 82.77 | 85.061 | 87.363 | 89.65 | 92.415 | 95.445 | 98.493 | 101.576 | 104.736 | 107.425 | 109.849 | 112.347 | 114.817 | 117.356 | 119.928 | 122.574
NPgN | BSP | NG FES - Leading the Way | Total installed renewable generation capacity (MW) | BARRACK ROAD | 2.672 | 3.013 | 3.44 | 4.003 | 4.694 | 5.505 | 6.418 | 7.431 | 8.558 | 9.585 | 10.669 | 11.712 | 12.805 | 13.914 | 14.985 | 16.144 | 17.314 | 18.546 | 19.815 | 21.139 | 22.481 | 23.825 | 25.204 | 26.562 | 27.944 | 29.383 | 30.777 | 32.227 | 33.678
NPgN | BSP | NG FES - Leading the Way | Total installed renewable generation capacity (MW) | BLUCHER | 4.909 | 7.527 | 9.768 | 12.161 | 13.261 | 14.446 | 15.63 | 16.901 | 18.21 | 19.758 | 21.425 | 22.941 | 24.606 | 26.164 | 27.474 | 28.935 | 30.364 | 32.025 | 33.774 | 35.584 | 37.418 | 39.295 | 40.973 | 42.616 | 44.273 | 45.854 | 47.546 | 49.229 | 50.992
NPgN | BSP | NG FES - Leading the Way | Total installed renewable generation capacity (MW) | BOWESFIELD | 22.586 | 45.458 | 63.763 | 82.382 | 87.031 | 91.892 | 96.287 | 101.271 | 106.256 | 112.069 | 118.37 | 123.983 | 130.109 | 135.303 | 139.247 | 142.82 | 146.209 | 151.055 | 156.527 | 161.979 | 167.635 | 173.328 | 177.308 | 180.469 | 183.67 | 186.846 | 190.098 | 193.398 | 196.787
NPgN | BSP | NG FES - Leading the Way | Total installed renewable generation capacity (MW) | CHIRTON GRANGE | 4.021 | 5.31 | 6.543 | 7.975 | 9.044 | 10.251 | 11.531 | 12.909 | 14.378 | 15.963 | 17.658 | 19.234 | 20.938 | 22.603 | 24.094 | 25.777 | 27.446 | 29.278 | 31.176 | 33.156 | 35.155 | 37.192 | 39.155 | 41.115 | 43.098 | 45.046 | 47.062 | 49.098 | 51.199
NPgN | BSP | NG FES - Leading the Way | Total installed renewable generation capacity (MW) | COALBURNS | 10.351 | 36.462 | 57.103 | 77.879 | 82.162 | 86.524 | 90.223 | 94.501 | 98.656 | 103.706 | 109.212 | 114.028 | 119.322 | 123.46 | 126.366 | 128.486 | 130.506 | 133.985 | 138.251 | 142.281 | 146.441 | 150.699 | 153.071 | 154.354 | 155.765 | 157.172 | 158.607 | 160.068 | 161.566
NPgN | BSP | NG FES - Leading the Way | Total installed renewable generation capacity (MW) | DARLINGTON CENTRAL | 9.13 | 21.409 | 31.196 | 41.112 | 43.449 | 45.878 | 48.049 | 50.535 | 53.018 | 55.879 | 58.982 | 61.741 | 64.744 | 67.252 | 69.128 | 70.741 | 72.261 | 74.539 | 77.15 | 79.729 | 82.42 | 85.115 | 86.901 | 88.225 | 89.57 | 90.933 | 92.294 | 93.692 | 95.11
NPgN | BSP | NG FES - Leading the Way | Total installed renewable generation capacity (MW) | DARLINGTON NORTH | 22.122 | 27.756 | 32.366 | 37.136 | 38.679 | 40.327 | 41.908 | 43.662 | 45.457 | 47.502 | 49.707 | 51.703 | 53.879 | 55.833 | 57.426 | 59.038 | 60.603 | 62.566 | 64.698 | 66.866 | 69.088 | 71.339 | 73.178 | 74.842 | 76.526 | 78.18 | 79.893 | 81.622 | 83.407
NPgN | BSP | NG FES - Leading the Way | Total installed renewable generation capacity (MW) | DUNSTON | 5.718 | 9.323 | 12.494 | 15.957 | 17.833 | 19.925 | 22.108 | 24.504 | 27.059 | 29.726 | 32.576 | 35.226 | 38.071 | 40.804 | 43.236 | 45.863 | 48.468 | 51.399 | 54.474 | 57.657 | 60.889 | 64.158 | 67.222 | 70.191 | 73.2 | 76.216 | 79.267 | 82.38 | 85.558
NPgN | BSP | NG FES - Leading the Way | Total installed renewable generation capacity (MW) | FLATWORTH | 3.035 | 3.41 | 3.812 | 4.308 | 4.788 | 5.329 | 5.908 | 6.523 | 7.177 | 7.903 | 8.679 | 9.4 | 10.183 | 10.954 | 11.645 | 12.447 | 13.242 | 14.103 | 14.989 | 15.918 | 16.852 | 17.808 | 18.742 | 19.691 | 20.649 | 21.578 | 22.555 | 23.534 | 24.551
NPgN | BSP | NG FES - Leading the Way | Total installed renewable generation capacity (MW) | GOSFORTH | 4.345 | 5.263 | 6.186 | 7.262 | 8.184 | 9.2 | 10.282 | 11.437 | 12.666 | 14.019 | 15.467 | 16.812 | 18.27 | 19.703 | 20.986 | 22.465 | 23.931 | 25.526 | 27.168 | 28.888 | 30.62 | 32.39 | 34.112 | 35.855 | 37.616 | 39.329 | 41.122 | 42.923 | 44.79
NPgN | BSP | NG FES - Leading the Way | Total installed renewable generation capacity (MW) | HARROGATE 132/33KV | 19.906 | 23.844 | 27.135 | 30.581 | 31.928 | 33.376 | 34.816 | 36.402 | 38.052 | 39.877 | 41.838 | 43.632 | 45.587 | 47.398 | 48.933 | 50.546 | 52.128 | 54.008 | 56.015 | 58.075 | 60.176 | 62.307 | 64.168 | 65.919 | 67.693 | 69.445 | 71.248 | 73.074 | 74.953
NPgN | BSP | NG FES - Leading the Way | Total installed renewable generation capacity (MW) | HUSTHWAITE | 11.182 | 33.312 | 50.802 | 68.393 | 72.005 | 75.682 | 78.807 | 82.434 | 85.97 | 90.205 | 94.819 | 98.861 | 103.288 | 106.79 | 109.221 | 111.028 | 112.685 | 115.636 | 119.184 | 122.597 | 126.184 | 129.781 | 131.725 | 132.802 | 133.918 | 135.059 | 136.188 | 137.353 | 138.531
NPgN | BSP | NG FES - Leading the Way | Total installed renewable generation capacity (MW) | LEEMING BAR_SKEEBY | 37.662 | 88.604 | 129.151 | 170.154 | 179.594 | 189.345 | 197.981 | 207.884 | 217.727 | 229.183 | 241.617 | 252.644 | 264.706 | 274.713 | 282.114 | 288.392 | 294.283 | 303.299 | 313.682 | 323.918 | 334.611 | 345.325 | 352.251 | 357.275 | 362.375 | 367.532 | 372.703 | 378.006 | 383.398
NPgN | BSP | NG FES - Leading the Way | Total installed renewable generation capacity (MW) | LINTON | 83.908 | 122.754 | 153.538 | 184.593 | 191.275 | 198.146 | 204.091 | 210.952 | 217.698 | 225.683 | 234.368 | 242.018 | 250.397 | 257.185 | 262.025 | 265.888 | 269.451 | 275.363 | 282.3 | 289.073 | 296.189 | 303.304 | 307.49 | 310.202 | 312.957 | 315.753 | 318.544 | 321.413 | 324.325
NPgN | BSP | NG FES - Leading the Way | Total installed renewable generation capacity (MW) | MALTON GRID | 15.595 | 91.899 | 152.195 | 212.855 | 225.28 | 237.929 | 248.647 | 261.071 | 273.15 | 287.743 | 303.651 | 317.569 | 332.85 | 344.963 | 353.309 | 359.59 | 365.293 | 375.529 | 387.768 | 399.596 | 412.064 | 424.54 | 431.234 | 435.013 | 438.871 | 442.766 | 446.679 | 450.691 | 454.775
NPgN | BSP | NG FES - Leading the Way | Total installed renewable generation capacity (MW) | MELROSEGATE | 10.436 | 27.539 | 41.375 | 55.548 | 59.594 | 63.861 | 67.852 | 72.325 | 76.862 | 82.066 | 87.691 | 92.748 | 98.256 | 103.081 | 106.902 | 110.6 | 114.159 | 118.858 | 124.042 | 129.271 | 134.656 | 140.094 | 144.274 | 147.88 | 151.528 | 155.133 | 158.841 | 162.596 | 166.46
NPgN | BSP | NG FES - Leading the Way | Total installed renewable generation capacity (MW) | NORTH TEES | 18.807 | 20.508 | 22.212 | 24.225 | 25.945 | 27.913 | 30.064 | 32.427 | 35.01 | 37.528 | 40.204 | 42.737 | 45.426 | 48.099 | 50.593 | 53.32 | 56.053 | 58.995 | 62.041 | 65.216 | 68.429 | 71.669 | 74.885 | 78.056 | 81.276 | 84.557 | 87.813 | 91.165 | 94.556
NPgN | BSP | NG FES - Leading the Way | Total installed renewable generation capacity (MW) | POTTER HOUSE | 14.026 | 23.937 | 32.028 | 40.397 | 43.05 | 45.907 | 48.656 | 51.732 | 54.901 | 58.405 | 62.179 | 65.606 | 69.325 | 72.662 | 75.402 | 78.118 | 80.76 | 84.087 | 87.713 | 91.392 | 95.171 | 98.982 | 102.089 | 104.855 | 107.659 | 110.466 | 113.312 | 116.213 | 119.177
NPgN | BSP | NG FES - Leading the Way | Total installed renewable generation capacity (MW) | RAVENSWORTH | 2.468 | 5.888 | 8.688 | 11.581 | 12.525 | 13.541 | 14.53 | 15.642 | 16.799 | 18.038 | 19.369 | 20.586 | 21.897 | 23.081 | 24.07 | 25.044 | 25.996 | 27.18 | 28.468 | 29.776 | 31.12 | 32.47 | 33.59 | 34.585 | 35.596 | 36.624 | 37.647 | 38.699 | 39.764
NPgN | BSP | NG FES - Leading the Way | Total installed renewable generation capacity (MW) | SCARBOROUGH GRID | 6.879 | 24.92 | 39.382 | 54.101 | 57.854 | 61.773 | 65.333 | 69.358 | 73.388 | 78.096 | 83.199 | 87.748 | 92.728 | 96.977 | 100.224 | 103.213 | 106.055 | 110.055 | 114.551 | 119.042 | 123.695 | 128.384 | 131.723 | 134.43 | 137.171 | 139.879 | 142.665 | 145.488 | 148.393
NPgN | BSP | NG FES - Leading the Way | Total installed renewable generation capacity (MW) | SEAL SANDS | 0.008 | 0.009 | 0.011 | 0.013 | 0.015 | 0.018 | 0.02 | 0.024 | 0.027 | 0.03 | 0.033 | 0.036 | 0.039 | 0.042 | 0.045 | 0.049 | 0.052 | 0.055 | 0.059 | 0.062 | 0.066 | 0.07 | 0.074 | 0.078 | 0.081 | 0.086 | 0.089 | 0.094 | 0.098
NPgN | BSP | NG FES - Leading the Way | Total installed renewable generation capacity (MW) | SPADEADAM 33KV | 6.146 | 6.161 | 6.182 | 6.212 | 6.251 | 6.298 | 6.352 | 6.412 | 6.48 | 6.538 | 6.6 | 6.659 | 6.721 | 6.785 | 6.848 | 6.914 | 6.982 | 7.052 | 7.125 | 7.201 | 7.278 | 7.354 | 7.434 | 7.511 | 7.59 | 7.674 | 7.754 | 7.837 | 7.92
NPgN | BSP | NG FES - Leading the Way | Total installed renewable generation capacity (MW) | SPENNYMOOR 132/66KV | 10.806 | 53.031 | 86.587 | 120.494 | 128.109 | 135.941 | 142.789 | 150.628 | 158.349 | 167.562 | 177.58 | 186.417 | 196.097 | 204.041 | 209.785 | 214.612 | 219.1 | 226.183 | 234.384 | 242.449 | 250.881 | 259.345 | 264.613 | 268.333 | 272.1 | 275.837 | 279.664 | 283.55 | 287.541
NPgN | BSP | NG FES - Leading the Way | Total installed renewable generation capacity (MW) | TORONTO | 30.186 | 53.022 | 71.223 | 89.663 | 94.004 | 98.515 | 102.544 | 107.157 | 111.763 | 117.077 | 122.84 | 127.964 | 133.548 | 138.206 | 141.691 | 144.684 | 147.509 | 151.74 | 156.593 | 161.384 | 166.377 | 171.384 | 174.703 | 177.161 | 179.661 | 182.194 | 184.726 | 187.326 | 189.965
NPgN | BSP | NG FES - Leading the Way | Total installed renewable generation capacity (MW) | WORMALD GREEN 132/33KV | 6.237 | 18.593 | 28.478 | 38.484 | 40.96 | 43.515 | 45.834 | 48.481 | 51.146 | 54.172 | 57.448 | 60.376 | 63.563 | 66.263 | 68.33 | 70.159 | 71.898 | 74.398 | 77.234 | 80.052 | 82.982 | 85.919 | 87.963 | 89.551 | 91.162 | 92.801 | 94.433 | 96.111 | 97.812
NPgY | BSP | NG FES - Leading the Way | Total installed renewable generation capacity (MW) | ATTERCLIFFE | 3.056 | 4.18 | 4.946 | 5.784 | 6.401 | 7.061 | 7.682 | 8.366 | 9.052 | 9.889 | 10.794 | 11.578 | 12.477 | 13.278 | 13.948 | 14.694 | 15.417 | 16.281 | 17.194 | 18.136 | 19.089 | 20.068 | 20.91 | 21.73 | 22.554 | 23.322 | 24.167 | 24.997 | 25.877
NPgY | BSP | NG FES - Leading the Way | Total installed renewable generation capacity (MW) | BARUGH 132/66KV | 19.065 | 26.773 | 31.391 | 36.22 | 39.086 | 42.087 | 44.68 | 47.717 | 50.705 | 54.262 | 58.109 | 61.312 | 65.071 | 67.838 | 70.377 | 72.371 | 74.688 | 77.374 | 80.821 | 83.855 | 86.612 | 89.775 | 92.449 | 94.288 | 96.582 | 98.822 | 101.158 | 103.511 | 105.947
NPgY | BSP | NG FES - Leading the Way | Total installed renewable generation capacity (MW) | BEESTON ROYDS 132/33KV | 8.445 | 11.355 | 13.274 | 15.349 | 16.805 | 18.354 | 19.79 | 21.39 | 22.99 | 24.93 | 27.026 | 28.83 | 30.907 | 32.728 | 34.248 | 35.9 | 37.497 | 39.439 | 41.509 | 43.636 | 45.79 | 47.998 | 49.855 | 51.628 | 53.412 | 55.086 | 56.913 | 58.714 | 60.617
NPgY | BSP | NG FES - Leading the Way | Total installed renewable generation capacity (MW) | BEVERLEY 132/33KV | 70.627 | 79.307 | 84.975 | 91.118 | 95.472 | 100.198 | 104.72 | 109.952 | 115.378 | 121.195 | 127.426 | 132.932 | 139.097 | 144.59 | 149.486 | 154.412 | 159.27 | 165.059 | 171.279 | 177.622 | 184.094 | 190.61 | 196.282 | 201.474 | 206.754 | 212.138 | 217.487 | 222.993 | 228.567
NPgY | BSP | NG FES - Leading the Way | Total installed renewable generation capacity (MW) | BINGLEY 132/33KV | 5.076 | 5.586 | 6.12 | 6.777 | 7.476 | 8.243 | 9.04 | 9.87 | 10.726 | 11.772 | 12.901 | 13.923 | 15.063 | 16.168 | 17.113 | 18.274 | 19.413 | 20.662 | 21.94 | 23.286 | 24.631 | 26.03 | 27.364 | 28.756 | 30.156 | 31.442 | 32.878 | 34.28 | 35.777
NPgY | BSP | NG FES - Leading the Way | Total installed renewable generation capacity (MW) | BLACKBURN MEADOWS B | 38.248 | 38.453 | 38.66 | 38.917 | 39.193 | 39.5 | 39.825 | 40.173 | 40.542 | 40.951 | 41.39 | 41.794 | 42.236 | 41.717 | 42.156 | 41.271 | 41.775 | 40.927 | 41.491 | 40.69 | 38.705 | 37.927 | 38.528 | 37.751 | 38.373 | 38.978 | 39.619 | 40.264 | 40.936
NPgY | BSP | NG FES - Leading the Way | Total installed renewable generation capacity (MW) | BLYTON | 30.999 | 63.004 | 81.699 | 101.166 | 112.387 | 124.27 | 134.616 | 147.153 | 159.814 | 173.377 | 187.94 | 200.198 | 214.338 | 225.533 | 235.444 | 243.538 | 251.656 | 262.545 | 275.158 | 287.373 | 299.82 | 312.334 | 321.679 | 328.468 | 335.714 | 343.74 | 350.972 | 358.769 | 366.299
NPgY | BSP | NG FES - Leading the Way | Total installed renewable generation capacity (MW) | BRADFORD | 3.145 | 3.653 | 4.254 | 5.014 | 5.871 | 6.815 | 7.809 | 8.836 | 9.9 | 11.199 | 12.599 | 13.872 | 15.288 | 16.672 | 17.859 | 19.33 | 20.773 | 22.345 | 23.948 | 25.639 | 27.328 | 29.085 | 30.776 | 32.551 | 34.334 | 35.974 | 37.804 | 39.59 | 41.497
NPgY | BSP | NG FES - Leading the Way | Total installed renewable generation capacity (MW) | BRAMHAM | 26.561 | 41.021 | 49.506 | 58.339 | 63.43 | 68.786 | 73.405 | 78.956 | 84.495 | 90.69 | 97.364 | 102.94 | 109.432 | 114.607 | 119.039 | 122.867 | 126.611 | 131.71 | 137.51 | 143.216 | 149.064 | 154.942 | 159.251 | 162.565 | 166.006 | 169.63 | 173.095 | 176.726 | 180.336
NPgY | BSP | NG FES - Leading the Way | Total installed renewable generation capacity (MW) | BRANSHOLME | 14.324 | 16.923 | 18.604 | 20.419 | 21.668 | 22.994 | 24.213 | 25.58 | 26.946 | 28.595 | 30.377 | 31.905 | 33.666 | 35.197 | 36.475 | 37.84 | 39.159 | 40.781 | 42.517 | 44.297 | 46.102 | 47.949 | 49.481 | 50.925 | 52.379 | 53.751 | 55.238 | 56.709 | 58.259
NPgY | BSP | NG FES - Leading the Way | Total installed renewable generation capacity (MW) | BRIGHOUSE 132/33KV | 6.33 | 9.755 | 11.907 | 14.188 | 15.648 | 17.18 | 18.54 | 20.078 | 21.585 | 23.476 | 25.527 | 27.253 | 29.273 | 30.981 | 32.368 | 33.835 | 35.238 | 37.027 | 38.96 | 40.933 | 42.936 | 44.991 | 46.616 | 48.123 | 49.638 | 51.036 | 52.59 | 54.111 | 55.731
NPgY | BSP | NG FES - Leading the Way | Total installed renewable generation capacity (MW) | DONCASTER B/THORPE MARSH | 137.8 | 157.583 | 169.456 | 181.914 | 189.4 | 197.263 | 204.113 | 212.149 | 220.105 | 229.431 | 239.506 | 247.941 | 257.791 | 265.865 | 272.586 | 278.98 | 285.114 | 293.295 | 302.336 | 311.425 | 320.75 | 330.159 | 337.236 | 343.24 | 349.316 | 355.315 | 361.491 | 367.743 | 374.179
NPgY | BSP | NG FES - Leading the Way | Total installed renewable generation capacity (MW) | DONCASTER CENTRAL | 2.386 | 3.417 | 4.144 | 4.963 | 5.621 | 6.34 | 7.049 | 7.844 | 8.67 | 9.579 | 10.553 | 11.424 | 12.394 | 13.285 | 14.073 | 14.92 | 15.754 | 16.716 | 17.731 | 18.778 | 19.841 | 20.919 | 21.893 | 22.83 | 23.778 | 24.713 | 25.677 | 26.652 | 27.656
NPgY | BSP | NG FES - Leading the Way | Total installed renewable generation capacity (MW) | DRIFFIELD/BEVERLEY GROUP | 165.982 | 213.504 | 241.109 | 269.569 | 285.289 | 301.702 | 315.508 | 332.239 | 348.734 | 367.604 | 387.977 | 404.773 | 424.541 | 439.314 | 452.297 | 462.317 | 472.928 | 487.038 | 504.299 | 520.28 | 535.935 | 552.474 | 564.654 | 572.726 | 582.075 | 591.876 | 601.305 | 611.164 | 620.997
NPgY | BSP | NG FES - Leading the Way | Total installed renewable generation capacity (MW) | FEATHERSTONE | 32.109 | 40.23 | 45.099 | 50.198 | 53.244 | 56.445 | 59.234 | 62.505 | 65.747 | 69.526 | 73.607 | 77.023 | 81.009 | 84.271 | 86.99 | 89.557 | 92.02 | 95.315 | 98.962 | 102.624 | 106.384 | 110.172 | 113.011 | 115.4 | 117.819 | 120.222 | 122.678 | 125.172 | 127.73
NPgY | BSP | NG FES - Leading the Way | Total installed renewable generation capacity (MW) | GIRLINGTON | 2.03 | 2.342 | 2.71 | 3.174 | 3.695 | 4.269 | 4.872 | 5.497 | 6.144 | 6.933 | 7.784 | 8.558 | 9.419 | 10.26 | 10.982 | 11.876 | 12.753 | 13.709 | 14.683 | 15.711 | 16.738 | 17.806 | 18.834 | 19.912 | 20.996 | 21.993 | 23.105 | 24.191 | 25.351
NPgY | BSP | NG FES - Leading the Way | Total installed renewable generation capacity (MW) | HALIFAX 132/33KV | 1.389 | 1.57 | 1.774 | 2.024 | 2.292 | 2.585 | 2.892 | 3.211 | 3.539 | 3.949 | 4.392 | 4.793 | 5.242 | 5.68 | 6.053 | 6.519 | 6.975 | 7.474 | 7.982 | 8.519 | 9.055 | 9.614 | 10.15 | 10.715 | 11.283 | 11.801 | 12.385 | 12.953 | 13.562
NPgY | BSP | NG FES - Leading the Way | Total installed renewable generation capacity (MW) | HECKMONDWIKE | 5.159 | 5.517 | 5.945 | 6.494 | 7.125 | 7.822 | 8.561 | 9.332 | 10.137 | 11.092 | 12.12 | 13.06 | 14.1 | 15.093 | 15.98 | 17.025 | 18.091 | 19.21 | 20.392 | 21.599 | 22.772 | 24.025 | 25.276 | 26.542 | 27.855 | 29.078 | 30.424 | 31.746 | 33.148
NPgY | BSP | NG FES - Leading the Way | Total installed renewable generation capacity (MW) | HOLMFIELD | 26.232 | 26.812 | 27.481 | 28.312 | 29.224 | 30.226 | 31.277 | 32.366 | 33.492 | 34.882 | 36.383 | 37.746 | 39.265 | 40.749 | 42.017 | 43.596 | 45.143 | 46.832 | 48.552 | 50.369 | 52.183 | 54.073 | 55.889 | 57.799 | 59.718 | 61.475 | 63.447 | 65.368 | 67.424
NPgY | BSP | NG FES - Leading the Way | Total installed renewable generation capacity (MW) | HULL EAST 132/33KV | 61.352 | 62.138 | 63.035 | 64.146 | 65.392 | 66.814 | 68.378 | 70.1 | 71.976 | 73.868 | 75.879 | 77.783 | 79.814 | 81.851 | 83.756 | 85.894 | 88.035 | 90.314 | 92.657 | 95.109 | 97.584 | 100.093 | 102.615 | 105.147 | 107.714 | 110.295 | 112.9 | 115.562 | 118.276
NPgY | BSP | NG FES - Leading the Way | Total installed renewable generation capacity (MW) | HULL SOUTH | 3.55 | 4.091 | 4.733 | 5.545 | 6.469 | 7.501 | 8.604 | 9.768 | 10.998 | 12.397 | 13.898 | 15.282 | 16.799 | 18.296 | 19.62 | 21.204 | 22.769 | 24.46 | 26.188 | 28.007 | 29.83 | 31.709 | 33.546 | 35.445 | 37.358 | 39.173 | 41.129 | 43.069 | 45.106
NPgY | BSP | NG FES - Leading the Way | Total installed renewable generation capacity (MW) | HULL WEST | 28.474 | 30.623 | 32.406 | 34.469 | 36.385 | 38.545 | 40.829 | 43.404 | 46.183 | 48.971 | 51.935 | 54.697 | 57.671 | 60.357 | 63.063 | 65.674 | 68.581 | 71.466 | 74.781 | 77.927 | 80.872 | 84.095 | 87.515 | 90.554 | 93.941 | 97.406 | 100.837 | 104.374 | 107.95
NPgY | BSP | NG FES - Leading the Way | Total installed renewable generation capacity (MW) | HUMBERSTON | 26.832 | 27.903 | 28.743 | 29.727 | 30.622 | 31.611 | 32.621 | 33.732 | 34.9 | 36.173 | 37.536 | 38.772 | 40.135 | 41.425 | 42.578 | 43.855 | 45.118 | 46.532 | 48.007 | 49.539 | 51.088 | 52.664 | 54.142 | 55.598 | 57.071 | 58.516 | 60.014 | 61.525 | 63.085
NPgY | BSP | NG FES - Leading the Way | Total installed renewable generation capacity (MW) | HUNNINGLEY | 4.325 | 5.679 | 6.584 | 7.576 | 8.308 | 9.099 | 9.856 | 10.713 | 11.594 | 12.577 | 13.633 | 14.562 | 15.608 | 16.545 | 17.363 | 18.222 | 19.062 | 20.06 | 21.123 | 22.214 | 23.322 | 24.446 | 25.426 | 26.348 | 27.281 | 28.202 | 29.15 | 30.11 | 31.097
NPgY | BSP | NG FES - Leading the Way | Total installed renewable generation capacity (MW) | HUNSHELF | 11.604 | 14.591 | 16.39 | 18.271 | 19.394 | 20.57 | 21.589 | 22.78 | 23.952 | 25.351 | 26.865 | 28.127 | 29.608 | 30.819 | 31.816 | 32.778 | 33.698 | 34.928 | 36.285 | 37.651 | 39.051 | 40.468 | 41.528 | 42.436 | 43.353 | 44.243 | 45.177 | 46.115 | 47.088
NPgY | BSP | NG FES - Leading the Way | Total installed renewable generation capacity (MW) | IMMINGHAM | 9.545 | 20.1 | 26.06 | 32.102 | 35.13 | 38.219 | 40.626 | 43.59 | 46.395 | 49.856 | 53.616 | 56.581 | 60.197 | 62.81 | 64.85 | 66.41 | 67.857 | 70.288 | 73.17 | 75.949 | 78.829 | 81.724 | 83.35 | 84.308 | 85.302 | 86.31 | 87.316 | 88.351 | 89.401
NPgY | BSP | NG FES - Leading the Way | Total installed renewable generation capacity (MW) | KIRKHAW LANE | 23.729 | 26.639 | 28.52 | 30.547 | 31.953 | 33.47 | 34.902 | 36.549 | 38.243 | 40.098 | 42.089 | 43.831 | 45.797 | 47.531 | 49.053 | 50.59 | 52.096 | 53.917 | 55.875 | 57.873 | 59.911 | 61.966 | 63.72 | 65.323 | 66.949 | 68.587 | 70.235 | 71.921 | 73.638
NPgY | BSP | NG FES - Leading the Way | Total installed renewable generation capacity (MW) | KIRKSTALL C 2/5 | 1.059 | 1.172 | 1.304 | 1.471 | 1.66 | 1.87 | 2.093 | 2.327 | 2.572 | 2.858 | 3.165 | 3.446 | 3.756 | 4.061 | 4.328 | 4.651 | 4.97 | 5.315 | 5.667 | 6.038 | 6.41 | 6.794 | 7.168 | 7.556 | 7.946 | 8.313 | 8.713 | 9.107 | 9.524
NPgY | BSP | NG FES - Leading the Way | Total installed renewable generation capacity (MW) | KIRKSTALL C/RING ROAD HORSFORTH | 5.575 | 7.072 | 8.352 | 9.866 | 11.303 | 12.877 | 14.481 | 16.192 | 17.962 | 20.048 | 22.293 | 24.314 | 26.57 | 28.715 | 30.569 | 32.751 | 34.891 | 37.28 | 39.747 | 42.329 | 44.921 | 47.596 | 50.1 | 52.651 | 55.219 | 57.628 | 60.256 | 62.848 | 65.586
NPgY | BSP | NG FES - Leading the Way | Total installed renewable generation capacity (MW) | LEEDS EAST | 2.833 | 4.976 | 6.46 | 8.109 | 9.376 | 10.735 | 12.033 | 13.459 | 14.9 | 16.632 | 18.502 | 20.134 | 21.993 | 23.668 | 25.082 | 26.661 | 28.197 | 30.008 | 31.919 | 33.894 | 35.889 | 37.938 | 39.727 | 41.476 | 43.237 | 44.889 | 46.692 | 48.469 | 50.347
NPgY | BSP | NG FES - Leading the Way | Total installed renewable generation capacity (MW) | LEEDS NORTH | 3.652 | 3.986 | 4.39 | 4.911 | 5.515 | 6.186 | 6.9 | 7.647 | 8.431 | 9.344 | 10.325 | 11.225 | 12.217 | 13.192 | 14.045 | 15.079 | 16.097 | 17.2 | 18.327 | 19.514 | 20.702 | 21.93 | 23.125 | 24.365 | 25.615 | 26.787 | 28.065 | 29.326 | 30.658
NPgY | BSP | NG FES - Leading the Way | Total installed renewable generation capacity (MW) | LINDLEY | 7.378 | 9.109 | 10.4 | 11.858 | 13.063 | 14.363 | 15.638 | 17.017 | 18.419 | 20.115 | 21.945 | 23.561 | 25.39 | 27.077 | 28.507 | 30.159 | 31.769 | 33.622 | 35.555 | 37.567 | 39.592 | 41.681 | 43.561 | 45.445 | 47.34 | 49.104 | 51.046 | 52.954 | 54.978
NPgY | BSP | NG FES - Leading the Way | Total installed renewable generation capacity (MW) | LOW ROAD | 3.401 | 3.93 | 4.423 | 4.99 | 5.528 | 6.12 | 6.736 | 7.387 | 8.065 | 8.859 | 9.714 | 10.49 | 11.35 | 12.182 | 12.905 | 13.767 | 14.615 | 15.548 | 16.506 | 17.512 | 18.521 | 19.563 | 20.556 | 21.577 | 22.605 | 23.57 | 24.622 | 25.66 | 26.756
NPgY | BSP | NG FES - Leading the Way | Total installed renewable generation capacity (MW) | MALLARD WAY | 22.244 | 22.657 | 23.082 | 23.61 | 24.185 | 24.834 | 25.531 | 26.288 | 27.102 | 27.96 | 28.875 | 29.728 | 30.65 | 31.56 | 32.392 | 33.337 | 34.278 | 35.293 | 36.338 | 37.432 | 38.535 | 39.658 | 40.763 | 41.876 | 43.003 | 44.114 | 45.26 | 46.418 | 47.611
NPgY | BSP | NG FES - Leading the Way | Total installed renewable generation capacity (MW) | MENSTON | 5.11 | 8.703 | 10.89 | 13.188 | 14.59 | 16.054 | 17.325 | 18.787 | 20.216 | 21.979 | 23.89 | 25.481 | 27.354 | 28.897 | 30.148 | 31.403 | 32.599 | 34.182 | 35.916 | 37.671 | 39.461 | 41.286 | 42.666 | 43.886 | 45.114 | 46.268 | 47.524 | 48.765 | 50.074
NPgY | BSP | NG FES - Leading the Way | Total installed renewable generation capacity (MW) | MOSS ROAD | 2.012 | 2.367 | 2.758 | 3.242 | 3.776 | 4.379 | 5.031 | 5.734 | 6.49 | 7.29 | 8.145 | 8.942 | 9.804 | 10.658 | 11.438 | 12.334 | 13.225 | 14.182 | 15.165 | 16.196 | 17.233 | 18.291 | 19.338 | 20.399 | 21.472 | 22.524 | 23.616 | 24.717 | 25.853
NPgY | BSP | NG FES - Leading the Way | Total installed renewable generation capacity (MW) | OSGODBY 1/2 | 0 | 0 | 0 | 0 | 0 | 0 | 0 | 0 | 0 | 0 | 0 | 0 | 0 | 0 | 0 | 0 | 0 | 0 | 0 | 0 | 0 | 0 | 0 | 0 | 0 | 0 | 0 | 0 | 0
NPgY | BSP | NG FES - Leading the Way | Total installed renewable generation capacity (MW) | OSGODBY 3/4 | 41.556 | 48.973 | 53.549 | 58.433 | 61.612 | 65.024 | 68.163 | 71.866 | 75.66 | 79.75 | 84.139 | 87.941 | 92.253 | 95.953 | 99.212 | 102.318 | 105.36 | 109.166 | 113.322 | 117.523 | 121.835 | 126.149 | 129.687 | 132.762 | 135.893 | 139.146 | 142.309 | 145.597 | 148.892
NPgY | BSP | NG FES - Leading the Way | Total installed renewable generation capacity (MW) | RODLEY | 3.872 | 6.517 | 8.274 | 10.193 | 11.573 | 13.042 | 14.412 | 15.931 | 17.451 | 19.3 | 21.299 | 23.023 | 25.005 | 26.752 | 28.21 | 29.809 | 31.356 | 33.226 | 35.213 | 37.259 | 39.329 | 41.454 | 43.253 | 44.983 | 46.724 | 48.351 | 50.134 | 51.888 | 53.746
NPgY | BSP | NG FES - Leading the Way | Total installed renewable generation capacity (MW) | SAINT ANDREWS ROAD 132/33KV | 5.292 | 5.847 | 6.438 | 7.163 | 7.939 | 8.796 | 9.694 | 10.637 | 11.618 | 12.784 | 14.039 | 15.182 | 16.45 | 17.685 | 18.756 | 20.057 | 21.335 | 22.731 | 24.159 | 25.662 | 27.167 | 28.725 | 30.224 | 31.782 | 33.349 | 34.808 | 36.414 | 37.991 | 39.664
NPgY | BSP | NG FES - Leading the Way | Total installed renewable generation capacity (MW) | SALTEND 132/33KV | 0.05 | 0.054 | 0.058 | 0.061 | 0.063 | 0.064 | 0.066 | 0.068 | 0.07 | 0.072 | 0.074 | 0.076 | 0.078 | 0.08 | 0.083 | 0.085 | 0.087 | 0.09 | 0.092 | 0.095 | 0.097 | 0.1 | 0.103 | 0.106 | 0.108 | 0.111 | 0.114 | 0.117 | 0.12
NPgY | BSP | NG FES - Leading the Way | Total installed renewable generation capacity (MW) | SANTON | 64.23 | 79.367 | 88.198 | 97.311 | 102.385 | 107.688 | 112.171 | 117.578 | 122.914 | 129.024 | 135.62 | 141.068 | 147.473 | 151.326 | 155.611 | 157.576 | 161.139 | 164.412 | 170.105 | 173.992 | 176.572 | 180.648 | 184.749 | 186.149 | 189.368 | 192.721 | 195.977 | 199.37 | 202.768
NPgY | BSP | NG FES - Leading the Way | Total installed renewable generation capacity (MW) | SCUNTHORPE NORTH | 54.099 | 55.911 | 57.201 | 58.652 | 59.832 | 61.137 | 62.451 | 63.948 | 65.534 | 67.173 | 68.922 | 70.509 | 72.251 | 73.393 | 74.902 | 75.772 | 77.335 | 78.408 | 80.285 | 81.517 | 82.183 | 83.463 | 85.299 | 86.341 | 88.113 | 89.927 | 91.725 | 93.579 | 95.453
NPgY | BSP | NG FES - Leading the Way | Total installed renewable generation capacity (MW) | SCUNTHORPE SOUTH | 43.602 | 47.592 | 50.287 | 53.295 | 55.623 | 58.175 | 60.681 | 63.557 | 66.574 | 69.741 | 73.127 | 76.16 | 79.52 | 82.583 | 85.351 | 88.184 | 90.989 | 94.251 | 97.725 | 101.287 | 104.917 | 108.568 | 111.848 | 114.905 | 118.011 | 121.187 | 124.331 | 127.572 | 130.846
NPgY | BSP | NG FES - Leading the Way | Total installed renewable generation capacity (MW) | SILSDEN | 9.066 | 14.227 | 17.605 | 21.284 | 23.893 | 26.674 | 29.27 | 32.299 | 35.358 | 38.984 | 42.9 | 46.316 | 50.22 | 53.683 | 56.646 | 59.821 | 62.92 | 66.643 | 70.613 | 74.692 | 78.838 | 83.084 | 86.724 | 90.204 | 93.722 | 97.093 | 100.707 | 104.307 | 108.083
NPgY | BSP | NG FES - Leading the Way | Total installed renewable generation capacity (MW) | SOWERBY BRIDGE 132/33KV | 28.089 | 29.151 | 30.009 | 30.996 | 31.87 | 32.814 | 33.749 | 34.746 | 35.755 | 37.024 | 38.397 | 39.612 | 40.992 | 42.282 | 43.365 | 44.666 | 45.933 | 47.372 | 48.86 | 50.418 | 51.98 | 53.603 | 55.087 | 56.61 | 58.14 | 59.536 | 61.109 | 62.639 | 64.28
NPgY | BSP | NG FES - Leading the Way | Total installed renewable generation capacity (MW) | STAYGATE | 5.602 | 6.055 | 6.571 | 7.202 | 7.883 | 8.633 | 9.422 | 10.238 | 11.084 | 12.115 | 13.227 | 14.238 | 15.363 | 16.463 | 17.406 | 18.574 | 19.72 | 20.969 | 22.242 | 23.585 | 24.927 | 26.323 | 27.666 | 29.076 | 30.492 | 31.794 | 33.248 | 34.667 | 36.182
NPgY | BSP | NG FES - Leading the Way | Total installed renewable generation capacity (MW) | THORNHILL 132KV | 28.651 | 32.197 | 34.6 | 37.242 | 39.202 | 41.303 | 43.295 | 45.505 | 47.739 | 50.394 | 53.259 | 55.753 | 58.598 | 61.139 | 63.291 | 65.652 | 67.947 | 70.679 | 73.572 | 76.555 | 79.573 | 82.666 | 85.339 | 87.919 | 90.52 | 92.981 | 95.64 | 98.273 | 101.043
NPgY | BSP | NG FES - Leading the Way | Total installed renewable generation capacity (MW) | WAKEFIELD MONCKTON ROAD | 22.057 | 24.507 | 26.123 | 27.897 | 29.193 | 30.595 | 31.932 | 33.449 | 35.01 | 36.739 | 38.595 | 40.225 | 42.061 | 43.698 | 45.13 | 46.615 | 48.07 | 49.805 | 51.659 | 53.557 | 55.489 | 57.444 | 59.138 | 60.718 | 62.317 | 63.906 | 65.529 | 67.178 | 68.869
NPgY | BSP | NG FES - Leading the Way | Total installed renewable generation capacity (MW) | WAKEFIELD NORTH | 14.665 | 19.364 | 22.36 | 25.589 | 27.79 | 30.143 | 32.319 | 34.801 | 37.314 | 40.19 | 43.286 | 45.959 | 49.013 | 51.665 | 53.934 | 56.257 | 58.515 | 61.296 | 64.291 | 67.346 | 70.458 | 73.613 | 76.236 | 78.64 | 81.072 | 83.455 | 85.928 | 88.422 | 90.998
NPgY | BSP | NG FES - Leading the Way | Total installed renewable generation capacity (MW) | WEST MELTON | 30.937 | 41.94 | 48.684 | 55.829 | 60.322 | 65.067 | 69.288 | 74.172 | 79.036 | 84.74 | 90.898 | 96.106 | 102.148 | 107.211 | 111.449 | 115.637 | 119.671 | 124.879 | 130.571 | 136.33 | 142.217 | 148.179 | 152.846 | 156.961 | 161.12 | 165.181 | 169.415 | 173.675 | 178.087
NPgY | BSP | NG FES - Leading the Way | Total installed renewable generation capacity (MW) | WHINMOOR | 7.899 | 12.893 | 15.939 | 19.15 | 21.125 | 23.191 | 24.99 | 27.055 | 29.075 | 31.568 | 34.271 | 36.524 | 39.174 | 41.352 | 43.131 | 44.908 | 46.619 | 48.856 | 51.32 | 53.799 | 56.314 | 58.894 | 60.868 | 62.607 | 64.374 | 66.032 | 67.84 | 69.623 | 71.507
NPgY | BSP | NG FES - Leading the Way | Total installed renewable generation capacity (MW) | WOLD NEWTON | 66.227 | 111.56 | 137.754 | 164.869 | 180.004 | 195.92 | 209.484 | 226.019 | 242.551 | 260.592 | 280.001 | 296.138 | 314.934 | 329.737 | 342.422 | 352.845 | 362.892 | 377.217 | 393.572 | 409.67 | 426.391 | 442.908 | 454.427 | 462.744 | 471.295 | 480.797 | 489.326 | 498.538 | 507.419
NPgY | BSP | NG FES - Leading the Way | Total installed renewable generation capacity (MW) | YARBOROUGH ROAD 132/33KV | 9.824 | 17.626 | 22.356 | 27.309 | 30.309 | 33.474 | 36.265 | 39.532 | 42.79 | 46.544 | 50.593 | 54.006 | 57.967 | 61.246 | 64.006 | 66.637 | 69.172 | 72.504 | 76.176 | 79.872 | 83.663 | 87.482 | 90.409 | 92.908 | 95.44 | 97.966 | 100.534 | 103.149 | 105.824
NPgN | BSP | NG FES - System Transformation | Total installed renewable generation capacity (MW) | ANNFIELD | 37.3 | 42.444 | 46.196 | 50.023 | 50.959 | 51.944 | 52.876 | 54.055 | 55.529 | 57.09 | 58.591 | 60.022 | 61.674 | 62.81 | 64.103 | 65.051 | 66.172 | 67.307 | 68.852 | 70.381 | 72.045 | 73.563 | 75.174 | 76.726 | 78.028 | 79.734 | 81.215 | 82.846 | 83.61
NPgN | BSP | NG FES - System Transformation | Total installed renewable generation capacity (MW) | BARRACK ROAD | 2.672 | 2.898 | 3.164 | 3.481 | 3.849 | 4.261 | 4.711 | 5.204 | 5.791 | 6.29 | 6.764 | 7.28 | 7.779 | 8.226 | 8.795 | 9.34 | 9.951 | 10.574 | 11.249 | 11.939 | 12.67 | 13.343 | 14.102 | 14.803 | 15.445 | 16.267 | 16.927 | 17.675 | 18.082
NPgN | BSP | NG FES - System Transformation | Total installed renewable generation capacity (MW) | BLUCHER | 4.909 | 6.711 | 8.076 | 9.477 | 9.943 | 10.43 | 10.9 | 11.457 | 12.178 | 12.954 | 13.647 | 14.378 | 15.161 | 15.669 | 16.355 | 16.91 | 17.57 | 18.241 | 19.083 | 19.936 | 20.865 | 21.722 | 22.652 | 23.565 | 24.338 | 25.327 | 26.196 | 27.164 | 27.446
NPgN | BSP | NG FES - System Transformation | Total installed renewable generation capacity (MW) | BOWESFIELD | 22.586 | 39.003 | 50.743 | 62.589 | 64.555 | 66.584 | 68.353 | 70.85 | 73.968 | 77.481 | 81.02 | 84.065 | 87.948 | 90.49 | 92.968 | 94.495 | 96.203 | 98.087 | 100.974 | 103.883 | 106.908 | 109.786 | 112.521 | 115.171 | 117.598 | 120.443 | 122.982 | 125.713 | 127.334
NPgN | BSP | NG FES - System Transformation | Total installed renewable generation capacity (MW) | CHIRTON GRANGE | 4.021 | 4.875 | 5.61 | 6.42 | 6.916 | 7.45 | 8.003 | 8.617 | 9.392 | 10.15 | 10.823 | 11.573 | 12.321 | 12.868 | 13.632 | 14.317 | 15.118 | 15.926 | 16.86 | 17.811 | 18.842 | 19.789 | 20.85 | 21.87 | 22.749 | 23.888 | 24.855 | 25.943 | 26.317
NPgN | BSP | NG FES - System Transformation | Total installed renewable generation capacity (MW) | COALBURNS | 10.351 | 29.176 | 42.48 | 55.824 | 57.57 | 59.342 | 60.771 | 63.001 | 65.784 | 69.082 | 72.512 | 75.25 | 79.006 | 81.376 | 83.401 | 84.302 | 85.358 | 86.517 | 88.836 | 91.068 | 93.441 | 95.646 | 97.633 | 99.573 | 101.212 | 103.234 | 105.111 | 107.069 | 108.544
NPgN | BSP | NG FES - System Transformation | Total installed renewable generation capacity (MW) | DARLINGTON CENTRAL | 9.13 | 17.968 | 24.266 | 30.602 | 31.594 | 32.618 | 33.501 | 34.775 | 36.354 | 38.133 | 39.956 | 41.483 | 43.472 | 44.787 | 46.008 | 46.728 | 47.52 | 48.409 | 49.817 | 51.235 | 52.694 | 54.091 | 55.386 | 56.633 | 57.799 | 59.14 | 60.335 | 61.612 | 62.477
NPgN | BSP | NG FES - System Transformation | Total installed renewable generation capacity (MW) | DARLINGTON NORTH | 22.122 | 26.126 | 29.047 | 32.017 | 32.685 | 33.384 | 34.035 | 34.873 | 35.925 | 37.06 | 38.155 | 39.184 | 40.392 | 41.206 | 42.117 | 42.781 | 43.543 | 44.345 | 45.43 | 46.528 | 47.693 | 48.785 | 49.901 | 50.981 | 51.941 | 53.12 | 54.15 | 55.282 | 55.808
NPgN | BSP | NG FES - System Transformation | Total installed renewable generation capacity (MW) | DUNSTON | 5.718 | 8.228 | 10.201 | 12.273 | 13.154 | 14.106 | 15.075 | 16.198 | 17.588 | 18.94 | 20.2 | 21.512 | 22.889 | 23.926 | 25.233 | 26.36 | 27.655 | 28.98 | 30.548 | 32.143 | 33.848 | 35.425 | 37.149 | 38.786 | 40.238 | 42.084 | 43.636 | 45.374 | 46.142
NPgN | BSP | NG FES - System Transformation | Total installed renewable generation capacity (MW) | FLATWORTH | 3.035 | 3.263 | 3.485 | 3.74 | 3.958 | 4.192 | 4.436 | 4.699 | 5.037 | 5.371 | 5.656 | 5.99 | 6.311 | 6.539 | 6.884 | 7.2 | 7.573 | 7.946 | 8.373 | 8.807 | 9.281 | 9.716 | 10.209 | 10.688 | 11.092 | 11.623 | 12.076 | 12.588 | 12.731
NPgN | BSP | NG FES - System Transformation | Total installed renewable generation capacity (MW) | GOSFORTH | 4.345 | 4.923 | 5.437 | 5.977 | 6.389 | 6.831 | 7.29 | 7.79 | 8.429 | 9.058 | 9.601 | 10.229 | 10.839 | 11.275 | 11.921 | 12.508 | 13.201 | 13.895 | 14.691 | 15.5 | 16.384 | 17.194 | 18.11 | 18.996 | 19.749 | 20.733 | 21.574 | 22.521 | 22.801
NPgN | BSP | NG FES - System Transformation | Total installed renewable generation capacity (MW) | HARROGATE 132/33KV | 19.906 | 22.68 | 24.74 | 26.833 | 27.426 | 28.055 | 28.664 | 29.41 | 30.344 | 31.314 | 32.232 | 33.136 | 34.148 | 34.855 | 35.697 | 36.363 | 37.129 | 37.924 | 38.933 | 39.961 | 41.058 | 42.08 | 43.159 | 44.197 | 45.115 | 46.262 | 47.251 | 48.346 | 48.827
NPgN | BSP | NG FES - System Transformation | Total installed renewable generation capacity (MW) | HUSTHWAITE | 11.182 | 27.149 | 38.431 | 49.737 | 51.22 | 52.73 | 53.955 | 55.863 | 58.232 | 61.015 | 63.927 | 66.239 | 69.418 | 71.448 | 73.165 | 73.98 | 74.866 | 75.907 | 77.859 | 79.798 | 81.785 | 83.695 | 85.351 | 86.959 | 88.462 | 90.146 | 91.699 | 93.317 | 94.604
NPgN | BSP | NG FES - System Transformation | Total installed renewable generation capacity (MW) | LEEMING BAR_SKEEBY | 37.662 | 74.331 | 100.405 | 126.588 | 130.553 | 134.634 | 138.115 | 143.202 | 149.517 | 156.694 | 164.067 | 170.194 | 178.246 | 183.522 | 188.358 | 191.123 | 194.156 | 197.59 | 203.159 | 208.78 | 214.563 | 220.108 | 225.194 | 230.102 | 234.704 | 239.96 | 244.677 | 249.697 | 253.146
NPgN | BSP | NG FES - System Transformation | Total installed renewable generation capacity (MW) | LINTON | 83.908 | 111.918 | 131.769 | 151.718 | 154.498 | 157.341 | 159.699 | 163.268 | 167.702 | 172.84 | 178.172 | 182.49 | 188.313 | 192.07 | 195.363 | 197.083 | 198.947 | 201.115 | 204.88 | 208.669 | 212.54 | 216.275 | 219.584 | 222.787 | 225.825 | 229.215 | 232.302 | 235.552 | 237.96
NPgN | BSP | NG FES - System Transformation | Total installed renewable generation capacity (MW) | MALTON GRID | 15.595 | 70.635 | 109.52 | 148.507 | 153.589 | 158.75 | 162.915 | 169.426 | 177.534 | 187.111 | 197.109 | 205.055 | 215.987 | 222.919 | 228.792 | 231.578 | 234.583 | 238.161 | 244.844 | 251.534 | 258.353 | 264.952 | 270.63 | 276.161 | 281.399 | 287.17 | 292.515 | 298.081 | 302.412
NPgN | BSP | NG FES - System Transformation | Total installed renewable generation capacity (MW) | MELROSEGATE | 10.436 | 22.653 | 31.466 | 40.367 | 42.098 | 43.9 | 45.532 | 47.718 | 50.454 | 53.457 | 56.417 | 59.086 | 62.341 | 64.511 | 66.791 | 68.346 | 70.111 | 72.003 | 74.691 | 77.405 | 80.258 | 82.948 | 85.618 | 88.199 | 90.524 | 93.326 | 95.792 | 98.48 | 99.878
NPgN | BSP | NG FES - System Transformation | Total installed renewable generation capacity (MW) | NORTH TEES | 18.807 | 19.957 | 20.998 | 22.144 | 23.003 | 23.949 | 24.956 | 26.076 | 27.436 | 28.666 | 29.809 | 31.05 | 32.28 | 33.295 | 34.611 | 35.828 | 37.214 | 38.624 | 40.2 | 41.809 | 43.525 | 45.106 | 46.876 | 48.535 | 50.023 | 51.932 | 53.498 | 55.267 | 56.106
NPgN | BSP | NG FES - System Transformation | Total installed renewable generation capacity (MW) | POTTER HOUSE | 14.026 | 21.102 | 26.266 | 31.532 | 32.71 | 33.951 | 35.113 | 36.615 | 38.48 | 40.455 | 42.392 | 44.184 | 46.303 | 47.773 | 49.367 | 50.532 | 51.852 | 53.251 | 55.132 | 57.04 | 59.049 | 60.935 | 62.853 | 64.691 | 66.352 | 68.378 | 70.129 | 72.052 | 73.063
NPgN | BSP | NG FES - System Transformation | Total installed renewable generation capacity (MW) | RAVENSWORTH | 2.468 | 4.913 | 6.7 | 8.514 | 8.94 | 9.392 | 9.822 | 10.372 | 11.048 | 11.748 | 12.439 | 13.079 | 13.83 | 14.368 | 14.947 | 15.38 | 15.867 | 16.383 | 17.062 | 17.752 | 18.474 | 19.153 | 19.845 | 20.503 | 21.105 | 21.838 | 22.464 | 23.153 | 23.542
NPgN | BSP | NG FES - System Transformation | Total installed renewable generation capacity (MW) | SCARBOROUGH GRID | 6.879 | 19.813 | 29.07 | 38.4 | 39.983 | 41.616 | 43.047 | 45.05 | 47.556 | 50.376 | 53.203 | 55.657 | 58.762 | 60.793 | 62.802 | 64.059 | 65.472 | 67.021 | 69.37 | 71.742 | 74.216 | 76.566 | 78.818 | 81.002 | 82.993 | 85.338 | 87.431 | 89.688 | 90.98
NPgN | BSP | NG FES - System Transformation | Total installed renewable generation capacity (MW) | SEAL SANDS | 0.008 | 0.009 | 0.01 | 0.011 | 0.012 | 0.014 | 0.015 | 0.017 | 0.019 | 0.02 | 0.022 | 0.023 | 0.025 | 0.026 | 0.028 | 0.03 | 0.032 | 0.034 | 0.036 | 0.038 | 0.04 | 0.042 | 0.044 | 0.046 | 0.048 | 0.05 | 0.052 | 0.054 | 0.056
NPgN | BSP | NG FES - System Transformation | Total installed renewable generation capacity (MW) | SPADEADAM 33KV | 6.146 | 6.157 | 6.172 | 6.19 | 6.213 | 6.238 | 6.265 | 6.296 | 6.332 | 6.361 | 6.389 | 6.419 | 6.449 | 6.477 | 6.511 | 6.544 | 6.58 | 6.617 | 6.657 | 6.698 | 6.74 | 6.78 | 6.824 | 6.864 | 6.902 | 6.951 | 6.988 | 7.031 | 7.059
NPgN | BSP | NG FES - System Transformation | Total installed renewable generation capacity (MW) | SPENNYMOOR 132/66KV | 10.806 | 41.184 | 62.75 | 84.408 | 87.556 | 90.775 | 93.47 | 97.475 | 102.48 | 108.277 | 114.215 | 119.126 | 125.637 | 129.809 | 133.61 | 135.688 | 137.979 | 140.591 | 144.975 | 149.383 | 153.922 | 158.281 | 162.232 | 166.077 | 169.653 | 173.719 | 177.418 | 181.34 | 183.941
NPgN | BSP | NG FES - System Transformation | Total installed renewable generation capacity (MW) | TORONTO | 30.186 | 46.623 | 58.334 | 70.118 | 71.958 | 73.858 | 75.496 | 77.86 | 80.791 | 84.094 | 87.48 | 90.315 | 94.011 | 96.451 | 98.717 | 100.047 | 101.513 | 103.155 | 105.768 | 108.396 | 111.108 | 113.698 | 116.103 | 118.419 | 120.575 | 123.065 | 125.287 | 127.661 | 129.266
NPgN | BSP | NG FES - System Transformation | Total installed renewable generation capacity (MW) | WORMALD GREEN 132/33KV | 6.237 | 15.114 | 21.443 | 27.77 | 28.819 | 29.908 | 30.864 | 32.214 | 33.884 | 35.736 | 37.626 | 39.233 | 41.293 | 42.674 | 43.988 | 44.802 | 45.701 | 46.697 | 48.217 | 49.753 | 51.339 | 52.851 | 54.28 | 55.651 | 56.929 | 58.416 | 59.729 | 61.14 | 62.07
NPgY | BSP | NG FES - System Transformation | Total installed renewable generation capacity (MW) | ATTERCLIFFE | 3.056 | 3.894 | 4.332 | 4.786 | 5.04 | 5.315 | 5.554 | 5.854 | 6.183 | 6.577 | 7.016 | 7.332 | 7.785 | 8.111 | 8.35 | 8.639 | 8.913 | 9.25 | 9.638 | 10.071 | 10.506 | 10.976 | 11.399 | 11.86 | 12.328 | 12.73 | 13.209 | 13.663 | 14.151
NPgY | BSP | NG FES - System Transformation | Total installed renewable generation capacity (MW) | BARUGH 132/66KV | 19.065 | 25.196 | 28.133 | 31.127 | 32.387 | 33.717 | 34.721 | 36.207 | 37.895 | 39.898 | 42.075 | 43.619 | 45.923 | 47.328 | 48.61 | 49.35 | 50.398 | 51.275 | 52.982 | 54.41 | 56.221 | 57.702 | 59.361 | 61.065 | 61.986 | 63.628 | 65.35 | 67.053 | 68.792
NPgY | BSP | NG FES - System Transformation | Total installed renewable generation capacity (MW) | BEESTON ROYDS 132/33KV | 8.445 | 10.651 | 11.776 | 12.938 | 13.544 | 14.2 | 14.753 | 15.471 | 16.266 | 17.212 | 18.262 | 19.015 | 20.103 | 20.863 | 21.445 | 22.094 | 22.714 | 23.477 | 24.379 | 25.377 | 26.378 | 27.45 | 28.413 | 29.452 | 30.504 | 31.426 | 32.5 | 33.524 | 34.615
NPgY | BSP | NG FES - System Transformation | Total installed renewable generation capacity (MW) | BEVERLEY 132/33KV | 70.627 | 77.422 | 80.981 | 84.677 | 86.697 | 88.901 | 90.855 | 93.397 | 96.268 | 99.346 | 102.693 | 105.304 | 108.77 | 111.341 | 113.733 | 115.981 | 118.271 | 120.877 | 123.977 | 127.268 | 130.589 | 133.931 | 137.142 | 140.313 | 143.502 | 146.76 | 149.913 | 153.129 | 156.306
NPgY | BSP | NG FES - System Transformation | Total installed renewable generation capacity (MW) | BINGLEY 132/33KV | 5.076 | 5.352 | 5.581 | 5.837 | 6.104 | 6.408 | 6.719 | 7.043 | 7.384 | 7.784 | 8.246 | 8.591 | 9.049 | 9.461 | 9.7 | 10.136 | 10.534 | 11.028 | 11.517 | 12.088 | 12.664 | 13.308 | 13.9 | 14.569 | 15.25 | 15.803 | 16.509 | 17.165 | 17.888
NPgY | BSP | NG FES - System Transformation | Total installed renewable generation capacity (MW) | BLACKBURN MEADOWS B | 38.248 | 38.374 | 38.477 | 38.593 | 38.71 | 38.843 | 38.981 | 39.129 | 39.289 | 39.46 | 39.652 | 39.806 | 39.998 | 40.175 | 40.302 | 39.613 | 39.889 | 38.963 | 39.287 | 38.407 | 38.773 | 37.924 | 38.308 | 38.715 | 36.552 | 36.95 | 37.385 | 37.82 | 38.275
NPgY | BSP | NG FES - System Transformation | Total installed renewable generation capacity (MW) | BLYTON | 30.999 | 57.128 | 69.72 | 82.582 | 87.981 | 93.697 | 98.123 | 104.76 | 112.396 | 120.807 | 129.791 | 136.539 | 146.076 | 152.013 | 158.362 | 162.413 | 166.99 | 171.872 | 179.05 | 186.109 | 193.43 | 200.255 | 206.905 | 213.089 | 218.76 | 225.692 | 231.628 | 237.961 | 243.876
NPgY | BSP | NG FES - System Transformation | Total installed renewable generation capacity (MW) | BRADFORD | 3.145 | 3.385 | 3.627 | 3.906 | 4.232 | 4.605 | 4.993 | 5.39 | 5.806 | 6.291 | 6.854 | 7.277 | 7.832 | 8.345 | 8.636 | 9.188 | 9.69 | 10.314 | 10.923 | 11.636 | 12.357 | 13.163 | 13.907 | 14.749 | 15.607 | 16.301 | 17.191 | 18.017 | 18.928
NPgY | BSP | NG FES - System Transformation | Total installed renewable generation capacity (MW) | BRAMHAM | 26.561 | 38.271 | 43.879 | 49.598 | 51.966 | 54.464 | 56.36 | 59.221 | 62.506 | 66.235 | 70.242 | 73.178 | 77.432 | 80.03 | 82.673 | 84.462 | 86.393 | 88.563 | 91.684 | 94.848 | 98.068 | 101.195 | 104.111 | 106.924 | 109.631 | 112.61 | 115.362 | 118.209 | 120.961
NPgY | BSP | NG FES - System Transformation | Total installed renewable generation capacity (MW) | BRANSHOLME | 14.324 | 16.321 | 17.33 | 18.372 | 18.897 | 19.463 | 19.934 | 20.556 | 21.248 | 22.07 | 22.979 | 23.631 | 24.575 | 25.223 | 25.734 | 26.276 | 26.797 | 27.436 | 28.206 | 29.052 | 29.9 | 30.802 | 31.613 | 32.481 | 33.359 | 34.139 | 35.033 | 35.89 | 36.796
NPgY | BSP | NG FES - System Transformation | Total installed renewable generation capacity (MW) | BRIGHOUSE 132/33KV | 6.33 | 8.97 | 10.257 | 11.573 | 12.175 | 12.817 | 13.319 | 14.016 | 14.795 | 15.757 | 16.82 | 17.557 | 18.67 | 19.383 | 19.936 | 20.494 | 21.024 | 21.692 | 22.534 | 23.462 | 24.389 | 25.385 | 26.253 | 27.2 | 28.159 | 28.983 | 29.965 | 30.894 | 31.891
NPgY | BSP | NG FES - System Transformation | Total installed renewable generation capacity (MW) | DONCASTER B/THORPE MARSH | 137.8 | 153.578 | 161.183 | 168.95 | 172.274 | 175.792 | 178.486 | 182.438 | 186.929 | 192.191 | 197.904 | 202.001 | 208.038 | 211.779 | 215.241 | 217.979 | 220.751 | 224.061 | 228.525 | 233.247 | 237.968 | 242.796 | 247.125 | 251.523 | 255.954 | 260.245 | 264.659 | 269.048 | 273.491
NPgY | BSP | NG FES - System Transformation | Total installed renewable generation capacity (MW) | DONCASTER CENTRAL | 2.386 | 3.171 | 3.612 | 4.078 | 4.371 | 4.696 | 4.996 | 5.364 | 5.773 | 6.215 | 6.702 | 7.081 | 7.58 | 7.973 | 8.305 | 8.671 | 9.034 | 9.455 | 9.928 | 10.443 | 10.962 | 11.5 | 12.012 | 12.537 | 13.068 | 13.577 | 14.108 | 14.635 | 15.173
NPgY | BSP | NG FES - System Transformation | Total installed renewable generation capacity (MW) | DRIFFIELD/BEVERLEY GROUP | 165.982 | 204.39 | 222.5 | 240.874 | 248.113 | 255.694 | 261.221 | 269.863 | 279.821 | 291.359 | 303.747 | 312.656 | 325.868 | 333.585 | 341.469 | 345.895 | 351.385 | 356.795 | 366.114 | 374.73 | 384.308 | 392.825 | 401.371 | 409.668 | 415.956 | 424.659 | 432.809 | 441.194 | 449.35
NPgY | BSP | NG FES - System Transformation | Total installed renewable generation capacity (MW) | FEATHERSTONE | 32.109 | 38.587 | 41.706 | 44.889 | 46.249 | 47.688 | 48.791 | 50.41 | 52.25 | 54.397 | 56.726 | 58.4 | 60.862 | 62.387 | 63.811 | 64.923 | 66.054 | 67.399 | 69.219 | 71.139 | 73.059 | 75.015 | 76.773 | 78.55 | 80.339 | 82.087 | 83.865 | 85.64 | 87.428
NPgY | BSP | NG FES - System Transformation | Total installed renewable generation capacity (MW) | GIRLINGTON | 2.03 | 2.177 | 2.325 | 2.494 | 2.692 | 2.919 | 3.155 | 3.396 | 3.649 | 3.944 | 4.286 | 4.543 | 4.88 | 5.192 | 5.369 | 5.705 | 6.01 | 6.389 | 6.76 | 7.193 | 7.631 | 8.121 | 8.573 | 9.085 | 9.607 | 10.028 | 10.569 | 11.071 | 11.625
NPgY | BSP | NG FES - System Transformation | Total installed renewable generation capacity (MW) | HALIFAX 132/33KV | 1.389 | 1.472 | 1.547 | 1.632 | 1.731 | 1.844 | 1.961 | 2.081 | 2.206 | 2.357 | 2.532 | 2.661 | 2.834 | 2.992 | 3.077 | 3.248 | 3.401 | 3.594 | 3.781 | 4.002 | 4.226 | 4.478 | 4.709 | 4.973 | 5.244 | 5.457 | 5.739 | 5.997 | 6.286
NPgY | BSP | NG FES - System Transformation | Total installed renewable generation capacity (MW) | HECKMONDWIKE | 5.159 | 5.334 | 5.516 | 5.727 | 5.974 | 6.256 | 6.552 | 6.857 | 7.18 | 7.545 | 7.965 | 8.288 | 8.703 | 9.091 | 9.327 | 9.719 | 10.107 | 10.545 | 11.01 | 11.514 | 12.058 | 12.625 | 13.188 | 13.814 | 14.379 | 14.911 | 15.568 | 16.186 | 16.859
NPgY | BSP | NG FES - System Transformation | Total installed renewable generation capacity (MW) | HOLMFIELD | 26.232 | 26.5 | 26.758 | 27.049 | 27.391 | 27.782 | 28.187 | 28.601 | 29.035 | 29.55 | 30.147 | 30.592 | 31.182 | 31.724 | 32.023 | 32.607 | 33.135 | 33.795 | 34.438 | 35.194 | 35.957 | 36.817 | 37.605 | 38.505 | 39.422 | 40.154 | 41.109 | 41.99 | 42.967
NPgY | BSP | NG FES - System Transformation | Total installed renewable generation capacity (MW) | HULL EAST 132/33KV | 61.352 | 61.811 | 62.26 | 62.767 | 63.347 | 64.015 | 64.736 | 65.515 | 66.371 | 67.199 | 68.119 | 68.916 | 69.826 | 70.726 | 71.479 | 72.444 | 73.401 | 74.481 | 75.572 | 76.77 | 77.985 | 79.232 | 80.485 | 81.744 | 83.021 | 84.289 | 85.555 | 86.835 | 88.119
NPgY | BSP | NG FES - System Transformation | Total installed renewable generation capacity (MW) | HULL SOUTH | 3.55 | 3.825 | 4.108 | 4.432 | 4.811 | 5.245 | 5.704 | 6.184 | 6.695 | 7.248 | 7.88 | 8.381 | 9.004 | 9.596 | 9.993 | 10.629 | 11.229 | 11.945 | 12.654 | 13.463 | 14.282 | 15.17 | 16.016 | 16.932 | 17.864 | 18.678 | 19.63 | 20.541 | 21.512
NPgY | BSP | NG FES - System Transformation | Total installed renewable generation capacity (MW) | HULL WEST | 28.474 | 30.016 | 31.038 | 32.141 | 33.055 | 34.088 | 35.142 | 36.355 | 37.707 | 39.037 | 40.495 | 41.732 | 43.199 | 44.527 | 45.719 | 46.879 | 48.255 | 49.532 | 51.167 | 52.668 | 54.455 | 55.998 | 57.809 | 59.592 | 60.852 | 62.707 | 64.485 | 66.311 | 68.11
NPgY | BSP | NG FES - System Transformation | Total installed renewable generation capacity (MW) | HUMBERSTON | 26.832 | 27.616 | 28.107 | 28.637 | 29.033 | 29.477 | 29.911 | 30.414 | 30.966 | 31.552 | 32.202 | 32.72 | 33.378 | 33.936 | 34.387 | 34.937 | 35.476 | 36.102 | 36.774 | 37.513 | 38.26 | 39.039 | 39.789 | 40.563 | 41.347 | 42.09 | 42.876 | 43.653 | 44.451
NPgY | BSP | NG FES - System Transformation | Total installed renewable generation capacity (MW) | HUNNINGLEY | 4.325 | 5.371 | 5.926 | 6.506 | 6.831 | 7.187 | 7.504 | 7.907 | 8.356 | 8.852 | 9.397 | 9.813 | 10.375 | 10.794 | 11.154 | 11.525 | 11.894 | 12.325 | 12.827 | 13.37 | 13.916 | 14.481 | 15.012 | 15.555 | 16.104 | 16.632 | 17.18 | 17.725 | 18.28
NPgY | BSP | NG FES - System Transformation | Total installed renewable generation capacity (MW) | HUNSHELF | 11.604 | 13.97 | 15.105 | 16.261 | 16.752 | 17.271 | 17.665 | 18.244 | 18.9 | 19.681 | 20.531 | 21.133 | 22.031 | 22.582 | 23.079 | 23.48 | 23.881 | 24.367 | 25.023 | 25.721 | 26.419 | 27.139 | 27.777 | 28.436 | 29.1 | 29.727 | 30.392 | 31.046 | 31.716
NPgY | BSP | NG FES - System Transformation | Total installed renewable generation capacity (MW) | IMMINGHAM | 9.545 | 18.088 | 21.986 | 25.906 | 27.258 | 28.641 | 29.522 | 31.069 | 32.864 | 35.08 | 37.456 | 39.065 | 41.632 | 42.934 | 44.273 | 44.938 | 45.666 | 46.543 | 48.088 | 49.645 | 51.206 | 52.75 | 54.056 | 55.353 | 56.611 | 57.91 | 59.192 | 60.478 | 61.756
NPgY | BSP | NG FES - System Transformation | Total installed renewable generation capacity (MW) | KIRKHAW LANE | 23.729 | 26.004 | 27.178 | 28.393 | 29.035 | 29.732 | 30.339 | 31.136 | 32.034 | 33.015 | 34.084 | 34.904 | 36.013 | 36.816 | 37.548 | 38.237 | 38.933 | 39.736 | 40.701 | 41.73 | 42.765 | 43.817 | 44.812 | 45.807 | 46.811 | 47.812 | 48.806 | 49.809 | 50.811
NPgY | BSP | NG FES - System Transformation | Total installed renewable generation capacity (MW) | KIRKSTALL C 2/5 | 1.059 | 1.115 | 1.171 | 1.236 | 1.311 | 1.398 | 1.489 | 1.583 | 1.683 | 1.794 | 1.921 | 2.02 | 2.146 | 2.264 | 2.339 | 2.466 | 2.584 | 2.727 | 2.868 | 3.031 | 3.195 | 3.375 | 3.544 | 3.731 | 3.921 | 4.082 | 4.277 | 4.461 | 4.66
NPgY | BSP | NG FES - System Transformation | Total installed renewable generation capacity (MW) | KIRKSTALL C/RING ROAD HORSFORTH | 5.575 | 6.571 | 7.224 | 7.933 | 8.516 | 9.171 | 9.814 | 10.529 | 11.297 | 12.17 | 13.16 | 13.911 | 14.905 | 15.754 | 16.326 | 17.184 | 17.987 | 18.964 | 19.976 | 21.127 | 22.289 | 23.554 | 24.73 | 26.017 | 27.326 | 28.447 | 29.789 | 31.06 | 32.428
NPgY | BSP | NG FES - System Transformation | Total installed renewable generation capacity (MW) | LEEDS EAST | 2.833 | 4.433 | 5.29 | 6.188 | 6.711 | 7.284 | 7.79 | 8.416 | 9.104 | 9.911 | 10.813 | 11.47 | 12.396 | 13.083 | 13.589 | 14.21 | 14.799 | 15.52 | 16.337 | 17.248 | 18.164 | 19.15 | 20.046 | 21.017 | 22.003 | 22.86 | 23.866 | 24.825 | 25.849
NPgY | BSP | NG FES - System Transformation | Total installed renewable generation capacity (MW) | LEEDS NORTH | 3.652 | 3.819 | 3.997 | 4.203 | 4.445 | 4.722 | 5.012 | 5.314 | 5.634 | 5.988 | 6.394 | 6.711 | 7.112 | 7.49 | 7.73 | 8.136 | 8.514 | 8.972 | 9.423 | 9.942 | 10.467 | 11.042 | 11.584 | 12.18 | 12.787 | 13.303 | 13.926 | 14.516 | 15.152
NPgY | BSP | NG FES - System Transformation | Total installed renewable generation capacity (MW) | LINDLEY | 7.378 | 8.609 | 9.304 | 10.038 | 10.525 | 11.063 | 11.559 | 12.143 | 12.778 | 13.524 | 14.364 | 14.981 | 15.836 | 16.506 | 16.967 | 17.604 | 18.201 | 18.936 | 19.732 | 20.634 | 21.541 | 22.53 | 23.432 | 24.424 | 25.432 | 26.287 | 27.322 | 28.299 | 29.354
NPgY | BSP | NG FES - System Transformation | Total installed renewable generation capacity (MW) | LOW ROAD | 3.401 | 3.711 | 3.925 | 4.153 | 4.37 | 4.616 | 4.864 | 5.132 | 5.418 | 5.739 | 6.106 | 6.387 | 6.752 | 7.078 | 7.292 | 7.63 | 7.947 | 8.331 | 8.72 | 9.164 | 9.613 | 10.104 | 10.563 | 11.066 | 11.578 | 12.015 | 12.54 | 13.038 | 13.574
NPgY | BSP | NG FES - System Transformation | Total installed renewable generation capacity (MW) | MALLARD WAY | 22.244 | 22.506 | 22.729 | 22.98 | 23.237 | 23.531 | 23.841 | 24.177 | 24.544 | 24.916 | 25.331 | 25.676 | 26.089 | 26.479 | 26.789 | 27.201 | 27.603 | 28.066 | 28.538 | 29.06 | 29.589 | 30.141 | 30.683 | 31.241 | 31.808 | 32.348 | 32.915 | 33.477 | 34.053
NPgY | BSP | NG FES - System Transformation | Total installed renewable generation capacity (MW) | MENSTON | 5.11 | 7.935 | 9.292 | 10.677 | 11.271 | 11.899 | 12.374 | 13.065 | 13.842 | 14.791 | 15.832 | 16.555 | 17.652 | 18.325 | 18.891 | 19.386 | 19.87 | 20.47 | 21.267 | 22.129 | 22.989 | 23.896 | 24.688 | 25.529 | 26.38 | 27.141 | 28.004 | 28.833 | 29.705
NPgY | BSP | NG FES - System Transformation | Total installed renewable generation capacity (MW) | MOSS ROAD | 2.012 | 2.217 | 2.407 | 2.62 | 2.857 | 3.128 | 3.416 | 3.725 | 4.06 | 4.399 | 4.779 | 5.096 | 5.473 | 5.836 | 6.116 | 6.503 | 6.879 | 7.314 | 7.752 | 8.239 | 8.732 | 9.25 | 9.759 | 10.285 | 10.82 | 11.324 | 11.86 | 12.39 | 12.935
NPgY | BSP | NG FES - System Transformation | Total installed renewable generation capacity (MW) | OSGODBY 1/2 | 0 | 0 | 0 | 0 | 0 | 0 | 0 | 0 | 0 | 0 | 0 | 0 | 0 | 0 | 0 | 0 | 0 | 0 | 0 | 0 | 0 | 0 | 0 | 0 | 0 | 0 | 0 | 0 | 0
NPgY | BSP | NG FES - System Transformation | Total installed renewable generation capacity (MW) | OSGODBY 3/4 | 41.556 | 47.503 | 50.494 | 53.58 | 55.07 | 56.675 | 58.019 | 59.872 | 61.984 | 64.285 | 66.769 | 68.671 | 71.27 | 73.061 | 74.812 | 76.265 | 77.769 | 79.478 | 81.635 | 83.895 | 86.165 | 88.425 | 90.569 | 92.65 | 94.747 | 96.939 | 98.988 | 101.103 | 103.161
NPgY | BSP | NG FES - System Transformation | Total installed renewable generation capacity (MW) | RODLEY | 3.872 | 5.878 | 6.912 | 7.985 | 8.557 | 9.175 | 9.701 | 10.378 | 11.124 | 12.014 | 13.004 | 13.715 | 14.739 | 15.461 | 16.005 | 16.629 | 17.223 | 17.955 | 18.812 | 19.764 | 20.719 | 21.746 | 22.668 | 23.667 | 24.681 | 25.561 | 26.596 | 27.581 | 28.633
NPgY | BSP | NG FES - System Transformation | Total installed renewable generation capacity (MW) | SAINT ANDREWS ROAD 132/33KV | 5.292 | 5.59 | 5.844 | 6.129 | 6.435 | 6.783 | 7.142 | 7.518 | 7.918 | 8.371 | 8.891 | 9.289 | 9.805 | 10.277 | 10.569 | 11.071 | 11.535 | 12.102 | 12.665 | 13.315 | 13.972 | 14.696 | 15.372 | 16.123 | 16.887 | 17.526 | 18.313 | 19.053 | 19.858
NPgY | BSP | NG FES - System Transformation | Total installed renewable generation capacity (MW) | SALTEND 132/33KV | 0.05 | 0.052 | 0.053 | 0.053 | 0.054 | 0.055 | 0.055 | 0.056 | 0.057 | 0.058 | 0.059 | 0.06 | 0.061 | 0.062 | 0.063 | 0.064 | 0.065 | 0.066 | 0.068 | 0.069 | 0.07 | 0.072 | 0.073 | 0.074 | 0.076 | 0.077 | 0.079 | 0.08 | 0.081
NPgY | BSP | NG FES - System Transformation | Total installed renewable generation capacity (MW) | SANTON | 64.23 | 76.438 | 82.206 | 88.059 | 90.39 | 92.834 | 94.629 | 97.411 | 100.61 | 104.316 | 108.299 | 111.166 | 115.409 | 117.908 | 120.436 | 121.008 | 122.899 | 123.526 | 126.655 | 128.323 | 131.557 | 133.215 | 136.138 | 138.997 | 138.611 | 141.598 | 144.436 | 147.35 | 150.207
NPgY | BSP | NG FES - System Transformation | Total installed renewable generation capacity (MW) | SCUNTHORPE NORTH | 54.099 | 55.493 | 56.293 | 57.14 | 57.696 | 58.314 | 58.903 | 59.621 | 60.426 | 61.252 | 62.154 | 62.887 | 63.808 | 64.563 | 65.254 | 65.526 | 66.299 | 66.542 | 67.511 | 67.924 | 68.974 | 69.41 | 70.457 | 71.492 | 71.238 | 72.314 | 73.353 | 74.42 | 75.475
NPgY | BSP | NG FES - System Transformation | Total installed renewable generation capacity (MW) | SCUNTHORPE SOUTH | 43.602 | 46.744 | 48.476 | 50.303 | 51.393 | 52.594 | 53.7 | 55.092 | 56.656 | 58.294 | 60.079 | 61.503 | 63.338 | 64.771 | 66.096 | 67.403 | 68.731 | 70.235 | 71.965 | 73.811 | 75.673 | 77.548 | 79.372 | 81.167 | 82.979 | 84.835 | 86.617 | 88.442 | 90.239
NPgY | BSP | NG FES - System Transformation | Total installed renewable generation capacity (MW) | SILSDEN | 9.066 | 13.03 | 15.067 | 17.179 | 18.283 | 19.479 | 20.492 | 21.834 | 23.365 | 25.147 | 27.112 | 28.556 | 30.591 | 32.039 | 33.216 | 34.476 | 35.696 | 37.162 | 38.887 | 40.787 | 42.694 | 44.711 | 46.548 | 48.498 | 50.484 | 52.275 | 54.289 | 56.233 | 58.275
NPgY | BSP | NG FES - System Transformation | Total installed renewable generation capacity (MW) | SOWERBY BRIDGE 132/33KV | 28.089 | 28.797 | 29.221 | 29.672 | 30.007 | 30.38 | 30.731 | 31.127 | 31.553 | 32.073 | 32.666 | 33.093 | 33.691 | 34.175 | 34.466 | 34.944 | 35.378 | 35.926 | 36.498 | 37.16 | 37.827 | 38.573 | 39.243 | 40.004 | 40.78 | 41.403 | 42.209 | 42.954 | 43.778
NPgY | BSP | NG FES - System Transformation | Total installed renewable generation capacity (MW) | STAYGATE | 5.602 | 5.814 | 6.012 | 6.233 | 6.492 | 6.789 | 7.096 | 7.412 | 7.742 | 8.128 | 8.575 | 8.911 | 9.352 | 9.759 | 9.991 | 10.429 | 10.829 | 11.324 | 11.808 | 12.374 | 12.947 | 13.587 | 14.178 | 14.847 | 15.529 | 16.08 | 16.787 | 17.443 | 18.167
NPgY | BSP | NG FES - System Transformation | Total installed renewable generation capacity (MW) | THORNHILL 132KV | 28.651 | 31.325 | 32.733 | 34.2 | 35.023 | 35.92 | 36.704 | 37.693 | 38.784 | 40.056 | 41.468 | 42.503 | 43.959 | 45.021 | 45.839 | 46.783 | 47.687 | 48.787 | 50.053 | 51.454 | 52.861 | 54.363 | 55.733 | 57.2 | 58.687 | 60.006 | 61.519 | 62.97 | 64.507
NPgY | BSP | NG FES - System Transformation | Total installed renewable generation capacity (MW) | WAKEFIELD MONCKTON ROAD | 22.057 | 23.968 | 24.977 | 26.031 | 26.613 | 27.249 | 27.811 | 28.533 | 29.339 | 30.225 | 31.196 | 31.938 | 32.941 | 33.682 | 34.333 | 34.984 | 35.634 | 36.391 | 37.281 | 38.239 | 39.203 | 40.193 | 41.127 | 42.074 | 43.031 | 43.963 | 44.916 | 45.868 | 46.831
NPgY | BSP | NG FES - System Transformation | Total installed renewable generation capacity (MW) | WAKEFIELD NORTH | 14.665 | 18.342 | 20.21 | 22.141 | 23.113 | 24.163 | 25.047 | 26.227 | 27.55 | 29.052 | 30.698 | 31.918 | 33.632 | 34.822 | 35.857 | 36.849 | 37.835 | 39.001 | 40.425 | 41.957 | 43.496 | 45.087 | 46.554 | 48.061 | 49.582 | 51.032 | 52.555 | 54.06 | 55.599
NPgY | BSP | NG FES - System Transformation | Total installed renewable generation capacity (MW) | WEST MELTON | 30.937 | 39.642 | 43.905 | 48.275 | 50.25 | 52.355 | 54.021 | 56.378 | 59.038 | 62.144 | 65.532 | 67.977 | 71.538 | 73.831 | 75.875 | 77.641 | 79.406 | 81.52 | 84.256 | 87.18 | 90.108 | 93.13 | 95.856 | 98.659 | 101.487 | 104.173 | 107.004 | 109.796 | 112.652
NPgY | BSP | NG FES - System Transformation | Total installed renewable generation capacity (MW) | WHINMOOR | 7.899 | 11.825 | 13.718 | 15.651 | 16.487 | 17.372 | 18.045 | 19.017 | 20.111 | 21.445 | 22.909 | 23.928 | 25.47 | 26.422 | 27.218 | 27.914 | 28.602 | 29.443 | 30.573 | 31.781 | 33.001 | 34.276 | 35.401 | 36.6 | 37.783 | 38.865 | 40.095 | 41.276 | 42.521
NPgY | BSP | NG FES - System Transformation | Total installed renewable generation capacity (MW) | WOLD NEWTON | 66.227 | 103.259 | 120.888 | 138.84 | 146.062 | 153.657 | 159.347 | 168.128 | 178.258 | 189.608 | 201.725 | 210.678 | 223.592 | 231.328 | 239.638 | 244.865 | 250.539 | 256.931 | 266.237 | 275.665 | 285.111 | 294.226 | 302.677 | 310.555 | 318.392 | 327.172 | 334.731 | 342.768 | 350.29
NPgY | BSP | NG FES - System Transformation | Total installed renewable generation capacity (MW) | YARBOROUGH ROAD 132/33KV | 9.824 | 16.016 | 19.015 | 22.076 | 23.421 | 24.851 | 25.97 | 27.584 | 29.416 | 31.529 | 33.823 | 35.489 | 37.907 | 39.441 | 40.873 | 42.024 | 43.193 | 44.576 | 46.409 | 48.346 | 50.284 | 52.255 | 54.045 | 55.847 | 57.662 | 59.447 | 61.248 | 63.051 | 64.863
NPgN | BSP | NPg Best View | Total installed storage capacity (MW) | ANNFIELD | 0.1 | 1.745 | 3.477 | 5.239 | 5.504 | 5.777 | 6.066 | 6.31 | 7.228 | 7.505 | 7.865 | 8.46 | 8.847 | 10.121 | 10.595 | 11.582 | 12.608 | 13.691 | 15.157 | 15.853 | 16.965 | 17.71 | 18.399 | 19.059 | 20.115 | 20.856 | 21.646 | 22.875 | 23.766
NPgN | BSP | NPg Best View | Total installed storage capacity (MW) | BARRACK ROAD | 0.071 | 0.592 | 1.106 | 1.63 | 1.737 | 1.841 | 1.973 | 2.064 | 2.381 | 2.515 | 2.669 | 2.924 | 3.128 | 3.569 | 3.814 | 4.204 | 4.624 | 5.001 | 5.486 | 5.774 | 6.139 | 6.411 | 6.684 | 6.958 | 7.346 | 7.647 | 7.965 | 8.412 | 8.763
NPgN | BSP | NPg Best View | Total installed storage capacity (MW) | BLUCHER | 0.071 | 1.389 | 2.726 | 4.079 | 4.236 | 4.405 | 4.597 | 4.779 | 5.493 | 5.719 | 6.009 | 6.465 | 6.782 | 7.766 | 8.138 | 8.889 | 9.672 | 10.485 | 11.618 | 12.167 | 13.042 | 13.637 | 14.229 | 14.829 | 15.735 | 16.399 | 17.101 | 18.151 | 18.935
NPgN | BSP | NPg Best View | Total installed storage capacity (MW) | BOWESFIELD | 0.13 | 4.387 | 8.994 | 13.665 | 14.18 | 14.697 | 15.169 | 15.527 | 17.629 | 17.935 | 18.421 | 19.458 | 19.854 | 22.675 | 23.226 | 25.108 | 27.018 | 29.144 | 32.268 | 33.169 | 35.245 | 36.238 | 36.991 | 37.593 | 39.214 | 39.927 | 40.711 | 42.623 | 43.541
NPgN | BSP | NPg Best View | Total installed storage capacity (MW) | CHIRTON GRANGE | 0.089 | 0.576 | 1.06 | 1.559 | 1.721 | 1.894 | 2.101 | 2.287 | 2.681 | 2.927 | 3.214 | 3.6 | 3.956 | 4.54 | 4.955 | 5.532 | 6.149 | 6.763 | 7.485 | 8.06 | 8.725 | 9.33 | 9.944 | 10.572 | 11.323 | 12.016 | 12.747 | 13.613 | 14.425
NPgN | BSP | NPg Best View | Total installed storage capacity (MW) | COALBURNS | 0.061 | 4.937 | 10.238 | 15.603 | 16.043 | 16.472 | 16.81 | 17.025 | 19.225 | 19.308 | 19.567 | 20.413 | 20.479 | 23.357 | 23.546 | 25.229 | 26.901 | 28.827 | 31.903 | 32.319 | 34.112 | 34.596 | 34.775 | 34.752 | 35.88 | 35.915 | 35.99 | 37.341 | 37.481
NPgN | BSP | NPg Best View | Total installed storage capacity (MW) | DARLINGTON CENTRAL | 0.065 | 2.623 | 5.375 | 8.162 | 8.423 | 8.676 | 8.902 | 9.052 | 10.251 | 10.362 | 10.568 | 11.1 | 11.241 | 12.823 | 13.042 | 14.037 | 15.043 | 16.146 | 17.846 | 18.198 | 19.237 | 19.614 | 19.852 | 19.997 | 20.742 | 20.93 | 21.145 | 22.027 | 22.292
NPgN | BSP | NPg Best View | Total installed storage capacity (MW) | DARLINGTON NORTH | 0.075 | 1.622 | 3.243 | 4.886 | 5.083 | 5.284 | 5.494 | 5.665 | 6.474 | 6.668 | 6.931 | 7.401 | 7.671 | 8.769 | 9.104 | 9.903 | 10.729 | 11.599 | 12.834 | 13.327 | 14.212 | 14.739 | 15.22 | 15.674 | 16.493 | 17.005 | 17.552 | 18.506 | 19.123
NPgN | BSP | NPg Best View | Total installed storage capacity (MW) | DUNSTON | 0.14 | 2.098 | 4.082 | 6.093 | 6.36 | 6.633 | 6.952 | 7.21 | 8.282 | 8.621 | 9.045 | 9.751 | 10.244 | 11.711 | 12.299 | 13.444 | 14.65 | 15.843 | 17.491 | 18.282 | 19.507 | 20.323 | 21.124 | 21.924 | 23.171 | 24.057 | 24.995 | 26.439 | 27.484
NPgN | BSP | NPg Best View | Total installed storage capacity (MW) | FLATWORTH | 17.543 | 18.127 | 18.705 | 19.289 | 19.366 | 19.449 | 19.551 | 19.645 | 19.978 | 20.106 | 20.263 | 20.498 | 20.682 | 21.144 | 21.356 | 21.731 | 22.126 | 22.52 | 23.055 | 23.352 | 23.779 | 24.094 | 24.418 | 24.753 | 25.222 | 25.59 | 25.979 | 26.52 | 26.951
NPgN | BSP | NPg Best View | Total installed storage capacity (MW) | GOSFORTH | 0.081 | 0.704 | 1.318 | 1.945 | 2.089 | 2.245 | 2.433 | 2.605 | 3.039 | 3.271 | 3.544 | 3.923 | 4.258 | 4.884 | 5.272 | 5.848 | 6.463 | 7.073 | 7.829 | 8.368 | 9.033 | 9.602 | 10.185 | 10.786 | 11.536 | 12.197 | 12.894 | 13.759 | 14.533
NPgN | BSP | NPg Best View | Total installed storage capacity (MW) | HARROGATE 132/33KV | 0.072 | 1.653 | 3.278 | 4.921 | 5.09 | 5.268 | 5.462 | 5.629 | 6.439 | 6.638 | 6.904 | 7.372 | 7.652 | 8.749 | 9.088 | 9.88 | 10.701 | 11.551 | 12.779 | 13.269 | 14.15 | 14.674 | 15.174 | 15.664 | 16.518 | 17.065 | 17.646 | 18.638 | 19.29
NPgN | BSP | NPg Best View | Total installed storage capacity (MW) | HUSTHWAITE | 0.05 | 4.235 | 8.784 | 13.385 | 13.752 | 14.105 | 14.379 | 14.541 | 16.411 | 16.457 | 16.65 | 17.348 | 17.373 | 19.807 | 19.934 | 21.336 | 22.728 | 24.325 | 26.906 | 27.199 | 28.665 | 29.003 | 29.079 | 28.978 | 29.861 | 29.8 | 29.77 | 30.831 | 30.844
NPgN | BSP | NPg Best View | Total installed storage capacity (MW) | LEEMING BAR_SKEEBY | 0.211 | 9.872 | 20.338 | 30.939 | 31.935 | 32.918 | 33.761 | 34.334 | 38.859 | 39.242 | 39.992 | 41.957 | 42.416 | 48.394 | 49.145 | 52.868 | 56.613 | 60.813 | 67.277 | 68.581 | 72.552 | 73.992 | 74.859 | 75.351 | 78.127 | 78.783 | 79.547 | 82.845 | 83.8
NPgN | BSP | NPg Best View | Total installed storage capacity (MW) | LINTON | 0.123 | 7.127 | 14.76 | 22.492 | 23.189 | 23.872 | 24.429 | 24.785 | 27.998 | 28.172 | 28.603 | 29.909 | 30.088 | 34.314 | 34.693 | 37.237 | 39.778 | 42.672 | 47.202 | 47.924 | 50.606 | 51.414 | 51.77 | 51.823 | 53.536 | 53.683 | 53.896 | 55.944 | 56.263
NPgN | BSP | NPg Best View | Total installed storage capacity (MW) | MALTON GRID | 0.183 | 13.474 | 28.017 | 42.743 | 44.026 | 45.267 | 46.24 | 46.831 | 52.852 | 53.049 | 53.728 | 56.046 | 56.185 | 64.065 | 64.56 | 69.18 | 73.767 | 79.067 | 87.479 | 88.576 | 93.439 | 94.701 | 95.061 | 94.817 | 97.726 | 97.633 | 97.647 | 101.147 | 101.328
NPgN | BSP | NPg Best View | Total installed storage capacity (MW) | MELROSEGATE | 0.18 | 3.927 | 7.919 | 11.971 | 12.478 | 12.992 | 13.505 | 13.896 | 15.838 | 16.249 | 16.822 | 17.915 | 18.484 | 21.115 | 21.848 | 23.733 | 25.676 | 27.741 | 30.674 | 31.749 | 33.788 | 34.929 | 35.902 | 36.773 | 38.533 | 39.529 | 40.601 | 42.661 | 43.885
NPgN | BSP | NPg Best View | Total installed storage capacity (MW) | NORTH TEES | 0.145 | 0.923 | 1.696 | 2.492 | 2.736 | 2.983 | 3.284 | 3.519 | 4.109 | 4.442 | 4.823 | 5.376 | 5.867 | 6.716 | 7.297 | 8.121 | 9.01 | 9.852 | 10.856 | 11.607 | 12.474 | 13.232 | 13.996 | 14.769 | 15.728 | 16.58 | 17.479 | 18.585 | 19.583
NPgN | BSP | NPg Best View | Total installed storage capacity (MW) | POTTER HOUSE | 0.109 | 1.944 | 3.914 | 5.921 | 6.228 | 6.543 | 6.863 | 7.124 | 8.143 | 8.422 | 8.793 | 9.432 | 9.816 | 11.226 | 11.71 | 12.784 | 13.895 | 15.088 | 16.706 | 17.43 | 18.635 | 19.413 | 20.102 | 20.741 | 21.826 | 22.55 | 23.326 | 24.595 | 25.475
NPgN | BSP | NPg Best View | Total installed storage capacity (MW) | RAVENSWORTH | 0.05 | 1.153 | 2.302 | 3.466 | 3.587 | 3.705 | 3.829 | 3.91 | 4.463 | 4.564 | 4.706 | 4.996 | 5.141 | 5.867 | 6.051 | 6.555 | 7.076 | 7.607 | 8.394 | 8.646 | 9.163 | 9.419 | 9.641 | 9.842 | 10.295 | 10.522 | 10.767 | 11.295 | 11.573
NPgN | BSP | NPg Best View | Total installed storage capacity (MW) | SCARBOROUGH GRID | 3.391 | 6.793 | 10.467 | 14.198 | 14.658 | 15.126 | 15.568 | 15.886 | 17.613 | 17.914 | 18.357 | 19.276 | 19.684 | 22.013 | 22.567 | 24.187 | 25.847 | 27.638 | 30.21 | 31.037 | 32.76 | 33.636 | 34.32 | 34.879 | 36.251 | 36.906 | 37.622 | 39.236 | 40.067
NPgN | BSP | NPg Best View | Total installed storage capacity (MW) | SEAL SANDS | 0 | 1.024 | 2.047 | 3.07 | 3.071 | 3.071 | 3.071 | 3.071 | 3.477 | 3.477 | 3.503 | 3.625 | 3.625 | 4.132 | 4.133 | 4.387 | 4.64 | 4.893 | 5.4 | 5.4 | 5.654 | 5.654 | 5.655 | 5.655 | 5.873 | 5.873 | 5.874 | 6.127 | 6.127
NPgN | BSP | NPg Best View | Total installed storage capacity (MW) | SPADEADAM 33KV | 0.004 | 0.045 | 0.085 | 0.126 | 0.132 | 0.138 | 0.145 | 0.149 | 0.17 | 0.177 | 0.184 | 0.199 | 0.209 | 0.238 | 0.25 | 0.273 | 0.298 | 0.319 | 0.35 | 0.363 | 0.383 | 0.394 | 0.405 | 0.416 | 0.436 | 0.448 | 0.461 | 0.483 | 0.497
NPgN | BSP | NPg Best View | Total installed storage capacity (MW) | SPENNYMOOR 132/66KV | 0.165 | 8.609 | 17.723 | 26.947 | 27.768 | 28.576 | 29.269 | 29.751 | 33.678 | 34 | 34.641 | 36.32 | 36.702 | 41.881 | 42.501 | 45.696 | 48.905 | 52.513 | 58.111 | 59.215 | 62.654 | 63.887 | 64.649 | 65.103 | 67.548 | 68.144 | 68.832 | 71.733 | 72.587
NPgN | BSP | NPg Best View | Total installed storage capacity (MW) | TORONTO | 0.114 | 4.73 | 9.705 | 14.744 | 15.22 | 15.686 | 16.097 | 16.374 | 18.542 | 18.744 | 19.118 | 20.08 | 20.335 | 23.198 | 23.594 | 25.396 | 27.216 | 29.225 | 32.312 | 32.959 | 34.856 | 35.556 | 35.998 | 36.27 | 37.628 | 37.979 | 38.382 | 39.99 | 40.485
NPgN | BSP | NPg Best View | Total installed storage capacity (MW) | WORMALD GREEN 132/33KV | 0.082 | 2.496 | 5.1 | 7.74 | 8.024 | 8.301 | 8.556 | 8.725 | 9.892 | 10.034 | 10.267 | 10.826 | 11.015 | 12.565 | 12.841 | 13.859 | 14.895 | 16.015 | 17.691 | 18.106 | 19.158 | 19.592 | 19.889 | 20.094 | 20.869 | 21.122 | 21.406 | 22.321 | 22.661
NPgY | BSP | NPg Best View | Total installed storage capacity (MW) | ATTERCLIFFE | 0.086 | 0.67 | 1.207 | 1.767 | 1.921 | 2.068 | 2.226 | 2.352 | 2.635 | 2.776 | 2.936 | 3.147 | 3.366 | 3.601 | 3.856 | 4.155 | 4.579 | 4.961 | 5.272 | 5.611 | 5.933 | 6.279 | 6.612 | 6.938 | 7.386 | 7.751 | 8.136 | 8.544 | 8.976
NPgY | BSP | NPg Best View | Total installed storage capacity (MW) | BARUGH 132/66KV | 0.147 | 2.877 | 5.813 | 8.876 | 9.465 | 10.021 | 10.491 | 10.821 | 11.936 | 12.171 | 12.465 | 12.874 | 13.266 | 13.738 | 14.199 | 14.818 | 16.055 | 17.204 | 17.88 | 18.594 | 19.316 | 20.082 | 20.702 | 21.234 | 22.403 | 23.032 | 23.704 | 24.431 | 25.217
NPgY | BSP | NPg Best View | Total installed storage capacity (MW) | BEESTON ROYDS 132/33KV | 0.157 | 2.07 | 3.94 | 5.864 | 6.196 | 6.518 | 6.846 | 7.109 | 7.914 | 8.194 | 8.515 | 8.932 | 9.382 | 9.854 | 10.356 | 10.954 | 11.958 | 12.844 | 13.482 | 14.176 | 14.851 | 15.574 | 16.258 | 16.926 | 17.998 | 18.75 | 19.542 | 20.382 | 21.274
NPgY | BSP | NPg Best View | Total installed storage capacity (MW) | BEVERLEY 132/33KV | 0.209 | 3.043 | 6.038 | 9.172 | 9.868 | 10.54 | 11.146 | 11.614 | 12.892 | 13.302 | 13.797 | 14.436 | 15.077 | 15.819 | 16.565 | 17.512 | 19.104 | 20.621 | 21.677 | 22.807 | 23.953 | 25.171 | 26.257 | 27.271 | 28.953 | 30.112 | 31.345 | 32.661 | 34.069
NPgY | BSP | NPg Best View | Total installed storage capacity (MW) | BINGLEY 132/33KV | 0.113 | 0.791 | 1.364 | 1.953 | 2.11 | 2.275 | 2.476 | 2.666 | 3.042 | 3.289 | 3.565 | 3.9 | 4.271 | 4.654 | 5.069 | 5.541 | 6.151 | 6.714 | 7.232 | 7.801 | 8.361 | 8.96 | 9.576 | 10.211 | 10.981 | 11.682 | 12.418 | 13.193 | 14.009
NPgY | BSP | NPg Best View | Total installed storage capacity (MW) | BLACKBURN MEADOWS B | 10.047 | 10.429 | 10.764 | 11.105 | 11.166 | 11.226 | 11.299 | 11.363 | 11.532 | 11.614 | 11.705 | 11.822 | 11.952 | 12.082 | 12.226 | 12.389 | 12.628 | 12.832 | 13 | 13.186 | 13.362 | 13.551 | 13.742 | 13.937 | 14.204 | 14.42 | 14.646 | 14.884 | 15.135
NPgY | BSP | NPg Best View | Total installed storage capacity (MW) | BLYTON | 0.109 | 10.274 | 21.829 | 33.87 | 35.707 | 37.37 | 38.48 | 39.041 | 42.588 | 42.467 | 42.474 | 42.697 | 42.728 | 43.011 | 43.098 | 43.611 | 46.454 | 49.024 | 49.579 | 50.057 | 50.624 | 51.203 | 51.066 | 50.455 | 52.28 | 51.796 | 51.331 | 50.93 | 50.591
NPgY | BSP | NPg Best View | Total installed storage capacity (MW) | BRADFORD | 0.187 | 0.711 | 1.038 | 1.386 | 1.616 | 1.846 | 2.136 | 2.391 | 2.769 | 3.107 | 3.479 | 3.953 | 4.457 | 4.986 | 5.57 | 6.23 | 6.995 | 7.698 | 8.387 | 9.148 | 9.87 | 10.645 | 11.439 | 12.253 | 13.155 | 14.05 | 14.993 | 15.984 | 17.028
NPgY | BSP | NPg Best View | Total installed storage capacity (MW) | BRAMHAM | 0.143 | 5.138 | 10.658 | 16.406 | 17.345 | 18.206 | 18.85 | 19.23 | 21.062 | 21.177 | 21.368 | 21.706 | 21.978 | 22.371 | 22.703 | 23.266 | 24.958 | 26.485 | 27.08 | 27.677 | 28.293 | 28.942 | 29.279 | 29.413 | 30.719 | 30.952 | 31.216 | 31.534 | 31.906
NPgY | BSP | NPg Best View | Total installed storage capacity (MW) | BRANSHOLME | 0.067 | 1.357 | 2.704 | 4.093 | 4.326 | 4.56 | 4.78 | 4.971 | 5.543 | 5.732 | 5.959 | 6.227 | 6.52 | 6.839 | 7.161 | 7.557 | 8.237 | 8.882 | 9.349 | 9.853 | 10.378 | 10.936 | 11.465 | 11.985 | 12.803 | 13.389 | 14.009 | 14.666 | 15.366
NPgY | BSP | NPg Best View | Total installed storage capacity (MW) | BRIGHOUSE 132/33KV | 0.138 | 1.616 | 3.1 | 4.647 | 4.99 | 5.32 | 5.64 | 5.888 | 6.553 | 6.798 | 7.083 | 7.457 | 7.842 | 8.268 | 8.711 | 9.254 | 10.123 | 10.922 | 11.506 | 12.137 | 12.757 | 13.419 | 14.029 | 14.612 | 15.524 | 16.183 | 16.882 | 17.625 | 18.416
NPgY | BSP | NPg Best View | Total installed storage capacity (MW) | DONCASTER B/THORPE MARSH | 0.294 | 7.113 | 14.565 | 22.336 | 23.774 | 25.14 | 26.263 | 27.063 | 29.848 | 30.385 | 31.079 | 32.013 | 32.912 | 34.014 | 35.062 | 36.5 | 39.494 | 42.316 | 43.946 | 45.658 | 47.435 | 49.315 | 50.829 | 52.123 | 55.04 | 56.575 | 58.219 | 59.999 | 61.927
NPgY | BSP | NPg Best View | Total installed storage capacity (MW) | DONCASTER CENTRAL | 0.058 | 1.071 | 2.064 | 3.076 | 3.196 | 3.313 | 3.435 | 3.536 | 3.929 | 4.039 | 4.165 | 4.326 | 4.51 | 4.693 | 4.889 | 5.12 | 5.559 | 5.933 | 6.181 | 6.452 | 6.718 | 7.001 | 7.274 | 7.544 | 8.022 | 8.325 | 8.643 | 8.98 | 9.337
NPgY | BSP | NPg Best View | Total installed storage capacity (MW) | DRIFFIELD/BEVERLEY GROUP | 0.339 | 15.576 | 32.702 | 50.568 | 53.53 | 56.249 | 58.214 | 59.357 | 64.951 | 65.184 | 65.656 | 66.538 | 67.174 | 68.226 | 69.038 | 70.573 | 75.601 | 80.225 | 81.91 | 83.568 | 85.347 | 87.209 | 88.047 | 88.221 | 92.043 | 92.51 | 93.071 | 93.791 | 94.674
NPgY | BSP | NPg Best View | Total installed storage capacity (MW) | FEATHERSTONE | 0.135 | 3.002 | 6.105 | 9.34 | 9.938 | 10.501 | 10.967 | 11.289 | 12.44 | 12.653 | 12.928 | 13.31 | 13.675 | 14.12 | 14.547 | 15.134 | 16.37 | 17.516 | 18.161 | 18.838 | 19.529 | 20.261 | 20.838 | 21.32 | 22.473 | 23.049 | 23.666 | 24.336 | 25.063
NPgY | BSP | NPg Best View | Total installed storage capacity (MW) | GIRLINGTON | 0.117 | 0.782 | 1.323 | 1.876 | 2.019 | 2.161 | 2.341 | 2.497 | 2.831 | 3.039 | 3.266 | 3.559 | 3.878 | 4.204 | 4.564 | 4.971 | 5.509 | 5.981 | 6.402 | 6.868 | 7.308 | 7.78 | 8.263 | 8.758 | 9.374 | 9.919 | 10.492 | 11.095 | 11.729
NPgY | BSP | NPg Best View | Total installed storage capacity (MW) | HALIFAX 132/33KV | 0.071 | 0.518 | 0.887 | 1.263 | 1.347 | 1.429 | 1.533 | 1.62 | 1.826 | 1.942 | 2.069 | 2.235 | 2.417 | 2.6 | 2.805 | 3.035 | 3.353 | 3.623 | 3.856 | 4.114 | 4.352 | 4.608 | 4.87 | 5.136 | 5.482 | 5.776 | 6.084 | 6.408 | 6.75
NPgY | BSP | NPg Best View | Total installed storage capacity (MW) | HECKMONDWIKE | 0.1 | 0.289 | 0.381 | 0.485 | 0.62 | 0.761 | 0.936 | 1.103 | 1.311 | 1.531 | 1.777 | 2.074 | 2.393 | 2.732 | 3.1 | 3.517 | 3.975 | 4.422 | 4.88 | 5.385 | 5.88 | 6.411 | 6.958 | 7.524 | 8.127 | 8.749 | 9.404 | 10.093 | 10.82
NPgY | BSP | NPg Best View | Total installed storage capacity (MW) | HOLMFIELD | 0.131 | 0.73 | 1.211 | 1.708 | 1.897 | 2.102 | 2.355 | 2.608 | 3.024 | 3.356 | 3.729 | 4.168 | 4.653 | 5.161 | 5.706 | 6.325 | 7.07 | 7.789 | 8.49 | 9.261 | 10.033 | 10.858 | 11.714 | 12.603 | 13.617 | 14.596 | 15.625 | 16.707 | 17.848
NPgY | BSP | NPg Best View | Total installed storage capacity (MW) | HULL EAST 132/33KV | 0.115 | 0.769 | 1.314 | 1.873 | 2.033 | 2.202 | 2.411 | 2.612 | 2.992 | 3.255 | 3.55 | 3.904 | 4.297 | 4.703 | 5.142 | 5.64 | 6.272 | 6.861 | 7.414 | 8.021 | 8.622 | 9.263 | 9.927 | 10.613 | 11.43 | 12.186 | 12.98 | 13.816 | 14.697
NPgY | BSP | NPg Best View | Total installed storage capacity (MW) | HULL SOUTH | 0.179 | 0.783 | 1.197 | 1.631 | 1.849 | 2.065 | 2.34 | 2.578 | 2.963 | 3.28 | 3.627 | 4.073 | 4.548 | 5.044 | 5.592 | 6.213 | 6.952 | 7.622 | 8.264 | 8.973 | 9.642 | 10.361 | 11.097 | 11.849 | 12.706 | 13.534 | 14.406 | 15.323 | 16.289
NPgY | BSP | NPg Best View | Total installed storage capacity (MW) | HULL WEST | 0.108 | 1.063 | 1.983 | 2.934 | 3.16 | 3.393 | 3.645 | 3.878 | 4.385 | 4.658 | 4.972 | 5.345 | 5.753 | 6.188 | 6.645 | 7.18 | 7.922 | 8.634 | 9.246 | 9.913 | 10.59 | 11.312 | 12.033 | 12.766 | 13.712 | 14.526 | 15.383 | 16.288 | 17.246
NPgY | BSP | NPg Best View | Total installed storage capacity (MW) | HUMBERSTON | 0.061 | 0.95 | 1.823 | 2.715 | 2.848 | 2.988 | 3.138 | 3.279 | 3.682 | 3.848 | 4.04 | 4.264 | 4.519 | 4.783 | 5.059 | 5.381 | 5.891 | 6.362 | 6.736 | 7.144 | 7.561 | 8.005 | 8.451 | 8.905 | 9.551 | 10.056 | 10.587 | 11.147 | 11.739
NPgY | BSP | NPg Best View | Total installed storage capacity (MW) | HUNNINGLEY | 0.054 | 1.041 | 2.03 | 3.042 | 3.176 | 3.306 | 3.434 | 3.536 | 3.925 | 4.029 | 4.15 | 4.305 | 4.477 | 4.655 | 4.841 | 5.066 | 5.499 | 5.874 | 6.12 | 6.385 | 6.649 | 6.93 | 7.193 | 7.447 | 7.912 | 8.201 | 8.504 | 8.827 | 9.17
NPgY | BSP | NPg Best View | Total installed storage capacity (MW) | HUNSHELF | 0.065 | 1.618 | 3.239 | 4.91 | 5.146 | 5.369 | 5.561 | 5.696 | 6.283 | 6.385 | 6.511 | 6.686 | 6.869 | 7.069 | 7.269 | 7.532 | 8.131 | 8.654 | 8.937 | 9.237 | 9.538 | 9.857 | 10.12 | 10.349 | 10.922 | 11.193 | 11.48 | 11.79 | 12.124
NPgY | BSP | NPg Best View | Total installed storage capacity (MW) | IMMINGHAM | 0.053 | 3.809 | 8.018 | 12.393 | 13.035 | 13.621 | 14.027 | 14.251 | 15.579 | 15.585 | 15.64 | 15.775 | 15.86 | 16.026 | 16.131 | 16.389 | 17.498 | 18.493 | 18.779 | 19.049 | 19.35 | 19.663 | 19.74 | 19.663 | 20.474 | 20.454 | 20.447 | 20.469 | 20.52
NPgY | BSP | NPg Best View | Total installed storage capacity (MW) | KIRKHAW LANE | 0.07 | 1.346 | 2.677 | 4.055 | 4.291 | 4.519 | 4.725 | 4.885 | 5.415 | 5.556 | 5.726 | 5.944 | 6.173 | 6.427 | 6.683 | 7.007 | 7.612 | 8.168 | 8.53 | 8.918 | 9.313 | 9.732 | 10.107 | 10.458 | 11.099 | 11.501 | 11.927 | 12.383 | 12.87
NPgY | BSP | NPg Best View | Total installed storage capacity (MW) | KIRKSTALL C 2/5 | 0.067 | 0.629 | 1.113 | 1.602 | 1.674 | 1.739 | 1.823 | 1.885 | 2.099 | 2.183 | 2.271 | 2.398 | 2.539 | 2.673 | 2.829 | 3.004 | 3.286 | 3.503 | 3.662 | 3.839 | 3.99 | 4.154 | 4.317 | 4.479 | 4.741 | 4.921 | 5.109 | 5.308 | 5.516
NPgY | BSP | NPg Best View | Total installed storage capacity (MW) | KIRKSTALL C/RING ROAD HORSFORTH | 0.167 | 0.9 | 1.517 | 2.167 | 2.446 | 2.738 | 3.075 | 3.393 | 3.908 | 4.304 | 4.752 | 5.289 | 5.868 | 6.488 | 7.148 | 7.91 | 8.832 | 9.731 | 10.586 | 11.523 | 12.459 | 13.459 | 14.476 | 15.519 | 16.724 | 17.875 | 19.089 | 20.368 | 21.718
NPgY | BSP | NPg Best View | Total installed storage capacity (MW) | LEEDS EAST | 0.138 | 1.171 | 2.15 | 3.17 | 3.445 | 3.718 | 4.006 | 4.249 | 4.777 | 5.051 | 5.363 | 5.757 | 6.173 | 6.622 | 7.099 | 7.662 | 8.45 | 9.187 | 9.799 | 10.467 | 11.124 | 11.826 | 12.509 | 13.19 | 14.095 | 14.853 | 15.654 | 16.501 | 17.398
NPgY | BSP | NPg Best View | Total installed storage capacity (MW) | LEEDS NORTH | 0.126 | 0.668 | 1.076 | 1.498 | 1.65 | 1.801 | 1.993 | 2.158 | 2.462 | 2.681 | 2.922 | 3.232 | 3.566 | 3.91 | 4.292 | 4.723 | 5.261 | 5.74 | 6.185 | 6.676 | 7.139 | 7.636 | 8.143 | 8.663 | 9.278 | 9.85 | 10.452 | 11.084 | 11.751
NPgY | BSP | NPg Best View | Total installed storage capacity (MW) | LINDLEY | 0.147 | 1.079 | 1.927 | 2.81 | 3.072 | 3.336 | 3.629 | 3.887 | 4.402 | 4.709 | 5.057 | 5.488 | 5.949 | 6.442 | 6.968 | 7.581 | 8.394 | 9.16 | 9.832 | 10.567 | 11.292 | 12.067 | 12.838 | 13.618 | 14.597 | 15.462 | 16.373 | 17.336 | 18.353
NPgY | BSP | NPg Best View | Total installed storage capacity (MW) | LOW ROAD | 0.132 | 1.441 | 2.61 | 3.795 | 3.953 | 4.104 | 4.291 | 4.44 | 4.952 | 5.146 | 5.356 | 5.642 | 5.964 | 6.274 | 6.625 | 7.021 | 7.673 | 8.196 | 8.583 | 9.012 | 9.4 | 9.819 | 10.239 | 10.661 | 11.326 | 11.796 | 12.286 | 12.803 | 13.348
NPgY | BSP | NPg Best View | Total installed storage capacity (MW) | MALLARD WAY | 10.07 | 11.026 | 11.915 | 12.814 | 12.911 | 13.009 | 13.129 | 13.237 | 13.619 | 13.759 | 13.914 | 14.107 | 14.333 | 14.551 | 14.791 | 15.062 | 15.524 | 15.91 | 16.2 | 16.52 | 16.829 | 17.16 | 17.498 | 17.844 | 18.377 | 18.762 | 19.163 | 19.586 | 20.032
NPgY | BSP | NPg Best View | Total installed storage capacity (MW) | MENSTON | 0.098 | 1.739 | 3.443 | 5.209 | 5.519 | 5.815 | 6.082 | 6.281 | 6.952 | 7.123 | 7.329 | 7.603 | 7.884 | 8.199 | 8.518 | 8.924 | 9.69 | 10.384 | 10.825 | 11.297 | 11.768 | 12.27 | 12.709 | 13.113 | 13.884 | 14.349 | 14.842 | 15.37 | 15.935
NPgY | BSP | NPg Best View | Total installed storage capacity (MW) | MOSS ROAD | 0.079 | 0.391 | 0.621 | 0.861 | 0.961 | 1.061 | 1.185 | 1.295 | 1.483 | 1.626 | 1.785 | 1.987 | 2.203 | 2.428 | 2.677 | 2.958 | 3.302 | 3.614 | 3.908 | 4.232 | 4.541 | 4.872 | 5.21 | 5.556 | 5.958 | 6.338 | 6.739 | 7.161 | 7.606
NPgY | BSP | NPg Best View | Total installed storage capacity (MW) | OSGODBY 1/2 | 0 | 0.187 | 0.375 | 0.562 | 0.562 | 0.562 | 0.562 | 0.562 | 0.618 | 0.618 | 0.618 | 0.618 | 0.623 | 0.623 | 0.624 | 0.624 | 0.661 | 0.683 | 0.683 | 0.683 | 0.683 | 0.683 | 0.683 | 0.683 | 0.72 | 0.721 | 0.721 | 0.721 | 0.721
NPgY | BSP | NPg Best View | Total installed storage capacity (MW) | OSGODBY 3/4 | 0.112 | 2.832 | 5.775 | 8.835 | 9.359 | 9.852 | 10.255 | 10.532 | 11.599 | 11.774 | 12.002 | 12.323 | 12.63 | 13.004 | 13.36 | 13.854 | 14.96 | 15.974 | 16.52 | 17.091 | 17.677 | 18.297 | 18.777 | 19.171 | 20.197 | 20.672 | 21.182 | 21.736 | 22.34
NPgY | BSP | NPg Best View | Total installed storage capacity (MW) | RODLEY | 0.137 | 1.377 | 2.588 | 3.849 | 4.152 | 4.45 | 4.753 | 5.003 | 5.601 | 5.871 | 6.181 | 6.575 | 6.988 | 7.438 | 7.912 | 8.478 | 9.315 | 10.095 | 10.713 | 11.384 | 12.048 | 12.757 | 13.436 | 14.104 | 15.046 | 15.794 | 16.585 | 17.423 | 18.312
NPgY | BSP | NPg Best View | Total installed storage capacity (MW) | SAINT ANDREWS ROAD 132/33KV | 0.134 | 0.423 | 0.581 | 0.756 | 0.934 | 1.115 | 1.341 | 1.546 | 1.815 | 2.084 | 2.382 | 2.753 | 3.146 | 3.565 | 4.021 | 4.539 | 5.118 | 5.673 | 6.23 | 6.844 | 7.439 | 8.076 | 8.729 | 9.401 | 10.126 | 10.865 | 11.644 | 12.464 | 13.327
NPgY | BSP | NPg Best View | Total installed storage capacity (MW) | SALTEND 132/33KV | 0.001 | 0.313 | 0.624 | 0.935 | 0.936 | 0.936 | 0.937 | 0.938 | 1.032 | 1.032 | 1.033 | 1.034 | 1.044 | 1.045 | 1.048 | 1.049 | 1.112 | 1.151 | 1.152 | 1.153 | 1.154 | 1.154 | 1.155 | 1.156 | 1.218 | 1.22 | 1.22 | 1.221 | 1.222
NPgY | BSP | NPg Best View | Total installed storage capacity (MW) | SANTON | 0.107 | 5.266 | 11.029 | 17.028 | 17.973 | 18.845 | 19.48 | 19.861 | 21.754 | 21.851 | 22.029 | 22.335 | 22.577 | 22.945 | 23.237 | 23.762 | 25.461 | 27.016 | 27.605 | 28.191 | 28.823 | 29.485 | 29.827 | 29.964 | 31.327 | 31.567 | 31.839 | 32.167 | 32.552
NPgY | BSP | NPg Best View | Total installed storage capacity (MW) | SCUNTHORPE NORTH | 0.083 | 0.859 | 1.619 | 2.41 | 2.592 | 2.769 | 2.947 | 3.088 | 3.446 | 3.595 | 3.766 | 3.988 | 4.219 | 4.471 | 4.737 | 5.057 | 5.545 | 5.993 | 6.335 | 6.706 | 7.068 | 7.455 | 7.821 | 8.175 | 8.699 | 9.098 | 9.52 | 9.967 | 10.442
NPgY | BSP | NPg Best View | Total installed storage capacity (MW) | SCUNTHORPE SOUTH | 0.079 | 1.94 | 3.904 | 5.93 | 6.246 | 6.561 | 6.846 | 7.087 | 7.877 | 8.099 | 8.369 | 8.692 | 9.043 | 9.429 | 9.812 | 10.293 | 11.184 | 12.022 | 12.592 | 13.204 | 13.846 | 14.526 | 15.157 | 15.768 | 16.807 | 17.501 | 18.233 | 19.013 | 19.844
NPgY | BSP | NPg Best View | Total installed storage capacity (MW) | SILSDEN | 0.24 | 2.254 | 4.243 | 6.327 | 6.882 | 7.423 | 7.963 | 8.397 | 9.391 | 9.843 | 10.366 | 11.037 | 11.729 | 12.495 | 13.298 | 14.267 | 15.686 | 17.02 | 18.071 | 19.211 | 20.335 | 21.534 | 22.667 | 23.769 | 25.324 | 26.561 | 27.872 | 29.262 | 30.739
NPgY | BSP | NPg Best View | Total installed storage capacity (MW) | SOWERBY BRIDGE 132/33KV | 0.145 | 0.911 | 1.56 | 2.235 | 2.455 | 2.677 | 2.935 | 3.161 | 3.592 | 3.874 | 4.19 | 4.586 | 5.011 | 5.459 | 5.945 | 6.503 | 7.221 | 7.884 | 8.483 | 9.139 | 9.776 | 10.457 | 11.144 | 11.841 | 12.692 | 13.463 | 14.275 | 15.131 | 16.035
NPgY | BSP | NPg Best View | Total installed storage capacity (MW) | STAYGATE | 0.118 | 0.589 | 0.943 | 1.31 | 1.467 | 1.631 | 1.835 | 2.027 | 2.341 | 2.594 | 2.876 | 3.221 | 3.595 | 3.987 | 4.412 | 4.895 | 5.473 | 6.017 | 6.543 | 7.122 | 7.689 | 8.295 | 8.921 | 9.567 | 10.304 | 11.015 | 11.763 | 12.549 | 13.378
NPgY | BSP | NPg Best View | Total installed storage capacity (MW) | THORNHILL 132KV | 0.209 | 1.573 | 2.866 | 4.225 | 4.652 | 5.069 | 5.503 | 5.857 | 6.582 | 6.971 | 7.415 | 7.986 | 8.574 | 9.222 | 9.908 | 10.725 | 11.844 | 12.899 | 13.776 | 14.731 | 15.664 | 16.662 | 17.62 | 18.564 | 19.809 | 20.864 | 21.979 | 23.16 | 24.413
NPgY | BSP | NPg Best View | Total installed storage capacity (MW) | WAKEFIELD MONCKTON ROAD | 0.106 | 1.422 | 2.729 | 4.079 | 4.326 | 4.563 | 4.795 | 4.972 | 5.522 | 5.699 | 5.904 | 6.177 | 6.464 | 6.772 | 7.096 | 7.491 | 8.167 | 8.767 | 9.183 | 9.634 | 10.071 | 10.538 | 10.968 | 11.377 | 12.069 | 12.533 | 13.024 | 13.546 | 14.102
NPgY | BSP | NPg Best View | Total installed storage capacity (MW) | WAKEFIELD NORTH | 0.124 | 1.849 | 3.661 | 5.55 | 5.954 | 6.347 | 6.707 | 6.993 | 7.774 | 8.035 | 8.348 | 8.744 | 9.15 | 9.612 | 10.079 | 10.664 | 11.639 | 12.568 | 13.227 | 13.935 | 14.656 | 15.421 | 16.118 | 16.779 | 17.843 | 18.595 | 19.392 | 20.242 | 21.149
NPgY | BSP | NPg Best View | Total installed storage capacity (MW) | WEST MELTON | 1.419 | 5.131 | 9.132 | 13.313 | 14.179 | 15.01 | 15.731 | 16.272 | 17.886 | 18.318 | 18.852 | 19.547 | 20.234 | 21.048 | 21.849 | 22.895 | 24.79 | 26.597 | 27.777 | 29.031 | 30.318 | 31.683 | 32.861 | 33.932 | 35.887 | 37.125 | 38.444 | 39.859 | 41.379
NPgY | BSP | NPg Best View | Total installed storage capacity (MW) | WHINMOOR | 0.111 | 2.098 | 4.206 | 6.397 | 6.81 | 7.209 | 7.563 | 7.837 | 8.687 | 8.92 | 9.204 | 9.567 | 9.939 | 10.365 | 10.788 | 11.33 | 12.318 | 13.247 | 13.862 | 14.518 | 15.192 | 15.906 | 16.54 | 17.129 | 18.181 | 18.858 | 19.576 | 20.344 | 21.166
NPgY | BSP | NPg Best View | Total installed storage capacity (MW) | WOLD NEWTON | 0.14 | 14.702 | 31.265 | 48.52 | 51.117 | 53.461 | 55.009 | 55.769 | 60.808 | 60.581 | 60.53 | 60.779 | 60.749 | 61.071 | 61.11 | 61.745 | 65.714 | 69.283 | 69.96 | 70.515 | 71.193 | 71.88 | 71.537 | 70.51 | 72.97 | 72.11 | 71.268 | 70.508 | 69.828
NPgY | BSP | NPg Best View | Total installed storage capacity (MW) | YARBOROUGH ROAD 132/33KV | 0.101 | 2.956 | 6.073 | 9.313 | 9.86 | 10.381 | 10.805 | 11.111 | 12.253 | 12.454 | 12.717 | 13.065 | 13.408 | 13.822 | 14.213 | 14.752 | 15.937 | 17.047 | 17.669 | 18.322 | 19.007 | 19.732 | 20.316 | 20.818 | 21.993 | 22.589 | 23.226 | 23.915 | 24.662
NPgN | BSP | NG FES - Consumer Transformation | Total installed storage capacity (MW) | ANNFIELD | 0.1 | 1.413 | 2.705 | 4.012 | 4.175 | 4.347 | 4.561 | 4.752 | 5.476 | 5.738 | 6.058 | 6.558 | 6.939 | 7.94 | 8.382 | 9.183 | 10.027 | 10.854 | 11.992 | 12.591 | 13.472 | 14.096 | 14.739 | 15.402 | 16.359 | 17.087 | 17.856 | 18.961 | 19.811
NPgN | BSP | NG FES - Consumer Transformation | Total installed storage capacity (MW) | BARRACK ROAD | 0.071 | 0.587 | 1.098 | 1.618 | 1.719 | 1.816 | 1.939 | 2.021 | 2.326 | 2.447 | 2.585 | 2.825 | 3.012 | 3.433 | 3.659 | 4.026 | 4.422 | 4.773 | 5.23 | 5.487 | 5.818 | 6.056 | 6.292 | 6.526 | 6.873 | 7.131 | 7.403 | 7.802 | 8.103
NPgN | BSP | NG FES - Consumer Transformation | Total installed storage capacity (MW) | BLUCHER | 0.071 | 1.272 | 2.46 | 3.657 | 3.772 | 3.898 | 4.053 | 4.204 | 4.838 | 5.041 | 5.297 | 5.699 | 5.99 | 6.857 | 7.191 | 7.85 | 8.539 | 9.23 | 10.216 | 10.689 | 11.442 | 11.949 | 12.474 | 13.02 | 13.836 | 14.435 | 15.067 | 16.009 | 16.709
NPgN | BSP | NG FES - Consumer Transformation | Total installed storage capacity (MW) | BOWESFIELD | 0.13 | 3.298 | 6.446 | 9.611 | 9.816 | 10.033 | 10.302 | 10.543 | 12.06 | 12.391 | 12.834 | 13.646 | 14.127 | 16.142 | 16.7 | 18.088 | 19.529 | 20.948 | 23.139 | 23.897 | 25.389 | 26.183 | 26.999 | 27.843 | 29.381 | 30.307 | 31.284 | 33.061 | 34.143
NPgN | BSP | NG FES - Consumer Transformation | Total installed storage capacity (MW) | CHIRTON GRANGE | 0.089 | 0.524 | 0.945 | 1.379 | 1.517 | 1.663 | 1.844 | 2.003 | 2.349 | 2.569 | 2.82 | 3.162 | 3.482 | 3.993 | 4.365 | 4.875 | 5.421 | 5.949 | 6.575 | 7.075 | 7.645 | 8.165 | 8.699 | 9.25 | 9.906 | 10.511 | 11.149 | 11.905 | 12.611
NPgN | BSP | NG FES - Consumer Transformation | Total installed storage capacity (MW) | COALBURNS | 0.061 | 3.679 | 7.29 | 10.908 | 11.001 | 11.1 | 11.222 | 11.328 | 12.877 | 13.023 | 13.272 | 13.897 | 14.11 | 16.099 | 16.348 | 17.512 | 18.7 | 19.874 | 21.935 | 22.267 | 23.467 | 23.81 | 24.162 | 24.525 | 25.665 | 26.063 | 26.483 | 27.805 | 28.269
NPgN | BSP | NG FES - Consumer Transformation | Total installed storage capacity (MW) | DARLINGTON CENTRAL | 0.065 | 2.039 | 4.006 | 5.981 | 6.078 | 6.175 | 6.296 | 6.39 | 7.28 | 7.414 | 7.606 | 8.026 | 8.226 | 9.385 | 9.621 | 10.364 | 11.132 | 11.871 | 13.085 | 13.38 | 14.126 | 14.418 | 14.715 | 15.016 | 15.743 | 16.074 | 16.424 | 17.265 | 17.651
NPgN | BSP | NG FES - Consumer Transformation | Total installed storage capacity (MW) | DARLINGTON NORTH | 0.075 | 1.359 | 2.633 | 3.917 | 4.034 | 4.156 | 4.309 | 4.441 | 5.099 | 5.285 | 5.52 | 5.918 | 6.188 | 7.074 | 7.389 | 8.046 | 8.734 | 9.407 | 10.39 | 10.813 | 11.524 | 11.964 | 12.417 | 12.884 | 13.635 | 14.147 | 14.688 | 15.556 | 16.154
NPgN | BSP | NG FES - Consumer Transformation | Total installed storage capacity (MW) | DUNSTON | 0.14 | 1.944 | 3.731 | 5.537 | 5.749 | 5.966 | 6.236 | 6.452 | 7.418 | 7.726 | 8.105 | 8.74 | 9.197 | 10.509 | 11.046 | 12.07 | 13.151 | 14.183 | 15.636 | 16.327 | 17.39 | 18.088 | 18.799 | 19.527 | 20.654 | 21.453 | 22.296 | 23.596 | 24.53
NPgN | BSP | NG FES - Consumer Transformation | Total installed storage capacity (MW) | FLATWORTH | 17.543 | 18.114 | 18.678 | 19.247 | 19.316 | 19.389 | 19.479 | 19.56 | 19.876 | 19.988 | 20.126 | 20.341 | 20.503 | 20.937 | 21.126 | 21.471 | 21.834 | 22.191 | 22.686 | 22.944 | 23.328 | 23.599 | 23.879 | 24.168 | 24.586 | 24.903 | 25.238 | 25.72 | 26.091
NPgN | BSP | NG FES - Consumer Transformation | Total installed storage capacity (MW) | GOSFORTH | 0.081 | 0.674 | 1.255 | 1.847 | 1.974 | 2.109 | 2.276 | 2.423 | 2.822 | 3.027 | 3.267 | 3.607 | 3.905 | 4.476 | 4.822 | 5.342 | 5.897 | 6.437 | 7.116 | 7.585 | 8.169 | 8.659 | 9.163 | 9.684 | 10.343 | 10.914 | 11.517 | 12.277 | 12.944
NPgN | BSP | NG FES - Consumer Transformation | Total installed storage capacity (MW) | HARROGATE 132/33KV | 0.072 | 1.477 | 2.871 | 4.274 | 4.387 | 4.508 | 4.658 | 4.792 | 5.495 | 5.679 | 5.917 | 6.326 | 6.594 | 7.538 | 7.849 | 8.533 | 9.246 | 9.948 | 10.991 | 11.414 | 12.156 | 12.599 | 13.055 | 13.526 | 14.307 | 14.823 | 15.369 | 16.271 | 16.875
NPgN | BSP | NG FES - Consumer Transformation | Total installed storage capacity (MW) | HUSTHWAITE | 0.05 | 3.172 | 6.29 | 9.413 | 9.488 | 9.563 | 9.657 | 9.729 | 11.051 | 11.155 | 11.344 | 11.859 | 12.014 | 13.701 | 13.885 | 14.855 | 15.844 | 16.811 | 18.542 | 18.772 | 19.747 | 19.976 | 20.209 | 20.446 | 21.352 | 21.612 | 21.886 | 22.936 | 23.24
NPgN | BSP | NG FES - Consumer Transformation | Total installed storage capacity (MW) | LEEMING BAR_SKEEBY | 0.211 | 7.445 | 14.654 | 21.89 | 22.209 | 22.542 | 22.955 | 23.299 | 26.548 | 27.028 | 27.729 | 29.238 | 29.945 | 34.177 | 35.006 | 37.689 | 40.456 | 43.158 | 47.617 | 48.698 | 51.464 | 52.567 | 53.692 | 54.848 | 57.568 | 58.836 | 60.175 | 63.322 | 64.803
NPgN | BSP | NG FES - Consumer Transformation | Total installed storage capacity (MW) | LINTON | 0.123 | 5.261 | 10.385 | 15.525 | 15.706 | 15.898 | 16.132 | 16.322 | 18.566 | 18.83 | 19.241 | 20.214 | 20.606 | 23.508 | 23.969 | 25.738 | 27.554 | 29.322 | 32.339 | 32.927 | 34.718 | 35.307 | 35.907 | 36.519 | 38.237 | 38.909 | 39.619 | 41.608 | 42.393
NPgN | BSP | NG FES - Consumer Transformation | Total installed storage capacity (MW) | MALTON GRID | 0.183 | 9.803 | 19.403 | 29.027 | 29.299 | 29.579 | 29.927 | 30.205 | 34.329 | 34.72 | 35.38 | 37.061 | 37.642 | 42.936 | 43.621 | 46.739 | 49.927 | 53.044 | 58.507 | 59.378 | 62.53 | 63.404 | 64.292 | 65.2 | 68.173 | 69.169 | 70.221 | 73.665 | 74.828
NPgN | BSP | NG FES - Consumer Transformation | Total installed storage capacity (MW) | MELROSEGATE | 0.18 | 3.125 | 6.049 | 8.995 | 9.268 | 9.552 | 9.903 | 10.193 | 11.691 | 12.1 | 12.618 | 13.521 | 14.124 | 16.137 | 16.844 | 18.334 | 19.897 | 21.405 | 23.613 | 24.535 | 26.096 | 27.036 | 27.997 | 28.982 | 30.616 | 31.698 | 32.84 | 34.726 | 35.99
NPgN | BSP | NG FES - Consumer Transformation | Total installed storage capacity (MW) | NORTH TEES | 0.145 | 0.866 | 1.572 | 2.298 | 2.514 | 2.729 | 3 | 3.202 | 3.738 | 4.036 | 4.374 | 4.875 | 5.321 | 6.084 | 6.612 | 7.357 | 8.161 | 8.902 | 9.792 | 10.452 | 11.206 | 11.861 | 12.525 | 13.201 | 14.043 | 14.784 | 15.568 | 16.537 | 17.403
NPgN | BSP | NG FES - Consumer Transformation | Total installed storage capacity (MW) | POTTER HOUSE | 0.109 | 1.48 | 2.835 | 4.205 | 4.375 | 4.555 | 4.778 | 4.975 | 5.733 | 6.004 | 6.336 | 6.858 | 7.253 | 8.298 | 8.758 | 9.593 | 10.474 | 11.334 | 12.521 | 13.14 | 14.055 | 14.7 | 15.363 | 16.048 | 17.04 | 17.791 | 18.584 | 19.729 | 20.607
NPgN | BSP | NG FES - Consumer Transformation | Total installed storage capacity (MW) | RAVENSWORTH | 0.05 | 0.995 | 1.936 | 2.883 | 2.958 | 3.03 | 3.122 | 3.182 | 3.647 | 3.746 | 3.875 | 4.127 | 4.276 | 4.88 | 5.057 | 5.481 | 5.925 | 6.345 | 6.987 | 7.205 | 7.625 | 7.839 | 8.054 | 8.273 | 8.696 | 8.936 | 9.189 | 9.678 | 9.958
NPgN | BSP | NG FES - Consumer Transformation | Total installed storage capacity (MW) | SCARBOROUGH GRID | 3.391 | 5.936 | 8.465 | 11.014 | 11.229 | 11.459 | 11.739 | 11.962 | 13.227 | 13.543 | 13.948 | 14.685 | 15.154 | 16.844 | 17.398 | 18.623 | 19.907 | 21.136 | 22.966 | 23.672 | 24.926 | 25.635 | 26.356 | 27.092 | 28.385 | 29.194 | 30.047 | 31.54 | 32.484
NPgN | BSP | NG FES - Consumer Transformation | Total installed storage capacity (MW) | SEAL SANDS | 0 | 1.024 | 2.047 | 3.07 | 3.071 | 3.071 | 3.071 | 3.071 | 3.477 | 3.477 | 3.503 | 3.625 | 3.625 | 4.132 | 4.133 | 4.387 | 4.64 | 4.893 | 5.4 | 5.4 | 5.654 | 5.654 | 5.654 | 5.654 | 5.872 | 5.873 | 5.873 | 6.127 | 6.127
NPgN | BSP | NG FES - Consumer Transformation | Total installed storage capacity (MW) | SPADEADAM 33KV | 0.004 | 0.045 | 0.085 | 0.126 | 0.131 | 0.137 | 0.143 | 0.148 | 0.168 | 0.174 | 0.181 | 0.195 | 0.204 | 0.232 | 0.244 | 0.266 | 0.29 | 0.31 | 0.339 | 0.351 | 0.37 | 0.38 | 0.39 | 0.399 | 0.417 | 0.427 | 0.438 | 0.459 | 0.471
NPgN | BSP | NG FES - Consumer Transformation | Total installed storage capacity (MW) | SPENNYMOOR 132/66KV | 0.165 | 6.589 | 12.99 | 19.413 | 19.669 | 19.937 | 20.269 | 20.559 | 23.422 | 23.823 | 24.422 | 25.718 | 26.303 | 30.025 | 30.707 | 33.033 | 35.425 | 37.78 | 41.706 | 42.618 | 45.05 | 45.996 | 46.967 | 47.967 | 50.358 | 51.456 | 52.616 | 55.383 | 56.666
NPgN | BSP | NG FES - Consumer Transformation | Total installed storage capacity (MW) | TORONTO | 0.114 | 3.642 | 7.157 | 10.686 | 10.858 | 11.032 | 11.249 | 11.421 | 13.015 | 13.258 | 13.608 | 14.362 | 14.724 | 16.801 | 17.229 | 18.561 | 19.938 | 21.27 | 23.453 | 23.995 | 25.345 | 25.888 | 26.438 | 27.001 | 28.325 | 28.942 | 29.594 | 31.126 | 31.847
NPgN | BSP | NG FES - Consumer Transformation | Total installed storage capacity (MW) | WORMALD GREEN 132/33KV | 0.082 | 1.918 | 3.745 | 5.584 | 5.705 | 5.825 | 5.976 | 6.087 | 6.946 | 7.107 | 7.324 | 7.769 | 8.011 | 9.14 | 9.428 | 10.191 | 10.988 | 11.743 | 12.933 | 13.285 | 14.039 | 14.382 | 14.728 | 15.079 | 15.826 | 16.211 | 16.617 | 17.481 | 17.93
NPgY | BSP | NG FES - Consumer Transformation | Total installed storage capacity (MW) | ATTERCLIFFE | 0.086 | 0.61 | 1.045 | 1.489 | 1.585 | 1.679 | 1.799 | 1.899 | 2.139 | 2.272 | 2.417 | 2.608 | 2.817 | 3.027 | 3.263 | 3.529 | 3.896 | 4.208 | 4.475 | 4.771 | 5.044 | 5.339 | 5.638 | 5.943 | 6.341 | 6.677 | 7.03 | 7.401 | 7.792
NPgY | BSP | NG FES - Consumer Transformation | Total installed storage capacity (MW) | BARUGH 132/66KV | 0.147 | 2.432 | 4.575 | 6.732 | 6.908 | 7.086 | 7.31 | 7.511 | 8.374 | 8.64 | 8.934 | 9.304 | 9.751 | 10.166 | 10.627 | 11.146 | 12.115 | 12.894 | 13.442 | 14.045 | 14.624 | 15.245 | 15.881 | 16.536 | 17.633 | 18.359 | 19.117 | 19.913 | 20.751
NPgY | BSP | NG FES - Consumer Transformation | Total installed storage capacity (MW) | BEESTON ROYDS 132/33KV | 0.157 | 1.911 | 3.508 | 5.121 | 5.305 | 5.487 | 5.718 | 5.919 | 6.619 | 6.887 | 7.18 | 7.556 | 7.992 | 8.41 | 8.877 | 9.403 | 10.273 | 10.987 | 11.532 | 12.133 | 12.702 | 13.312 | 13.936 | 14.575 | 15.548 | 16.256 | 16.996 | 17.774 | 18.593
NPgY | BSP | NG FES - Consumer Transformation | Total installed storage capacity (MW) | BEVERLEY 132/33KV | 0.209 | 2.577 | 4.753 | 6.95 | 7.213 | 7.484 | 7.825 | 8.142 | 9.141 | 9.562 | 10.03 | 10.602 | 11.268 | 11.919 | 12.632 | 13.439 | 14.714 | 15.806 | 16.682 | 17.646 | 18.588 | 19.597 | 20.636 | 21.71 | 23.246 | 24.431 | 25.674 | 26.979 | 28.355
NPgY | BSP | NG FES - Consumer Transformation | Total installed storage capacity (MW) | BINGLEY 132/33KV | 0.113 | 0.773 | 1.327 | 1.893 | 2.032 | 2.174 | 2.353 | 2.517 | 2.863 | 3.081 | 3.322 | 3.621 | 3.951 | 4.289 | 4.659 | 5.079 | 5.63 | 6.127 | 6.578 | 7.075 | 7.557 | 8.073 | 8.604 | 9.152 | 9.825 | 10.428 | 11.062 | 11.728 | 12.429
NPgY | BSP | NG FES - Consumer Transformation | Total installed storage capacity (MW) | BLACKBURN MEADOWS B | 10.047 | 10.422 | 10.748 | 11.078 | 11.132 | 11.183 | 11.25 | 11.305 | 11.463 | 11.537 | 11.617 | 11.723 | 11.841 | 11.957 | 12.087 | 12.234 | 12.454 | 12.636 | 12.785 | 12.948 | 13.099 | 13.262 | 13.428 | 13.597 | 13.834 | 14.021 | 14.216 | 14.422 | 14.638
NPgY | BSP | NG FES - Consumer Transformation | Total installed storage capacity (MW) | BLYTON | 0.109 | 8.411 | 16.595 | 24.789 | 24.907 | 25.02 | 25.164 | 25.278 | 27.861 | 28.014 | 28.178 | 28.403 | 28.858 | 29.102 | 29.399 | 29.711 | 31.655 | 32.921 | 33.223 | 33.556 | 33.856 | 34.18 | 34.506 | 34.836 | 36.79 | 37.184 | 37.567 | 37.968 | 38.391
NPgY | BSP | NG FES - Consumer Transformation | Total installed storage capacity (MW) | BRADFORD | 0.187 | 0.696 | 1.013 | 1.349 | 1.563 | 1.771 | 2.037 | 2.262 | 2.604 | 2.904 | 3.231 | 3.658 | 4.109 | 4.581 | 5.106 | 5.701 | 6.394 | 7.018 | 7.624 | 8.292 | 8.916 | 9.587 | 10.27 | 10.968 | 11.747 | 12.513 | 13.321 | 14.17 | 15.063
NPgY | BSP | NG FES - Consumer Transformation | Total installed storage capacity (MW) | BRAMHAM | 0.143 | 4.296 | 8.299 | 12.315 | 12.476 | 12.631 | 12.83 | 12.994 | 14.376 | 14.596 | 14.833 | 15.149 | 15.585 | 15.931 | 16.329 | 16.768 | 18.022 | 18.924 | 19.363 | 19.848 | 20.296 | 20.778 | 21.267 | 21.765 | 23.067 | 23.629 | 24.206 | 24.812 | 25.45
NPgY | BSP | NG FES - Consumer Transformation | Total installed storage capacity (MW) | BRANSHOLME | 0.067 | 1.212 | 2.309 | 3.413 | 3.511 | 3.619 | 3.751 | 3.89 | 4.368 | 4.55 | 4.757 | 4.992 | 5.279 | 5.556 | 5.852 | 6.189 | 6.754 | 7.25 | 7.642 | 8.071 | 8.509 | 8.976 | 9.462 | 9.969 | 10.71 | 11.271 | 11.858 | 12.475 | 13.125
NPgY | BSP | NG FES - Consumer Transformation | Total installed storage capacity (MW) | BRIGHOUSE 132/33KV | 0.138 | 1.423 | 2.571 | 3.734 | 3.897 | 4.06 | 4.266 | 4.447 | 4.99 | 5.232 | 5.497 | 5.834 | 6.218 | 6.594 | 7.012 | 7.485 | 8.209 | 8.819 | 9.312 | 9.856 | 10.373 | 10.928 | 11.496 | 12.078 | 12.905 | 13.548 | 14.223 | 14.932 | 15.678
NPgY | BSP | NG FES - Consumer Transformation | Total installed storage capacity (MW) | DONCASTER B/THORPE MARSH | 0.294 | 5.969 | 11.384 | 16.829 | 17.207 | 17.602 | 18.097 | 18.568 | 20.706 | 21.329 | 22.025 | 22.864 | 23.908 | 24.869 | 25.923 | 27.109 | 29.419 | 31.3 | 32.607 | 34.043 | 35.461 | 36.977 | 38.541 | 40.162 | 42.903 | 44.701 | 46.577 | 48.547 | 50.623
NPgY | BSP | NG FES - Consumer Transformation | Total installed storage capacity (MW) | DONCASTER CENTRAL | 0.058 | 1.017 | 1.918 | 2.826 | 2.895 | 2.965 | 3.053 | 3.131 | 3.487 | 3.591 | 3.705 | 3.85 | 4.026 | 4.188 | 4.368 | 4.571 | 4.962 | 5.274 | 5.487 | 5.721 | 5.945 | 6.186 | 6.432 | 6.685 | 7.124 | 7.405 | 7.698 | 8.006 | 8.33
NPgY | BSP | NG FES - Consumer Transformation | Total installed storage capacity (MW) | DRIFFIELD/BEVERLEY GROUP | 0.339 | 12.802 | 24.929 | 37.089 | 37.488 | 37.886 | 38.39 | 38.831 | 42.954 | 43.542 | 44.186 | 45.009 | 46.202 | 47.119 | 48.165 | 49.316 | 52.921 | 55.511 | 56.71 | 58.03 | 59.285 | 60.632 | 62.009 | 63.421 | 67.269 | 68.865 | 70.501 | 72.219 | 74.028
NPgY | BSP | NG FES - Consumer Transformation | Total installed storage capacity (MW) | FEATHERSTONE | 0.135 | 2.533 | 4.802 | 7.084 | 7.248 | 7.414 | 7.624 | 7.813 | 8.701 | 8.952 | 9.229 | 9.576 | 10.003 | 10.394 | 10.827 | 11.315 | 12.275 | 13.039 | 13.557 | 14.127 | 14.676 | 15.265 | 15.87 | 16.492 | 17.581 | 18.272 | 18.993 | 19.75 | 20.547
NPgY | BSP | NG FES - Consumer Transformation | Total installed storage capacity (MW) | GIRLINGTON | 0.117 | 0.773 | 1.308 | 1.853 | 1.986 | 2.116 | 2.281 | 2.418 | 2.731 | 2.915 | 3.116 | 3.38 | 3.667 | 3.957 | 4.282 | 4.65 | 5.144 | 5.567 | 5.938 | 6.348 | 6.728 | 7.137 | 7.553 | 7.977 | 8.518 | 8.985 | 9.476 | 9.992 | 10.535
NPgY | BSP | NG FES - Consumer Transformation | Total installed storage capacity (MW) | HALIFAX 132/33KV | 0.071 | 0.513 | 0.879 | 1.251 | 1.329 | 1.404 | 1.5 | 1.577 | 1.773 | 1.876 | 1.988 | 2.139 | 2.303 | 2.467 | 2.653 | 2.862 | 3.157 | 3.401 | 3.606 | 3.833 | 4.04 | 4.263 | 4.487 | 4.716 | 5.022 | 5.273 | 5.537 | 5.815 | 6.107
NPgY | BSP | NG FES - Consumer Transformation | Total installed storage capacity (MW) | HECKMONDWIKE | 0.1 | 0.279 | 0.364 | 0.459 | 0.582 | 0.709 | 0.867 | 1.013 | 1.197 | 1.39 | 1.604 | 1.869 | 2.151 | 2.45 | 2.777 | 3.149 | 3.557 | 3.949 | 4.349 | 4.789 | 5.217 | 5.675 | 6.145 | 6.63 | 7.147 | 7.679 | 8.241 | 8.831 | 9.453
NPgY | BSP | NG FES - Consumer Transformation | Total installed storage capacity (MW) | HOLMFIELD | 0.131 | 0.714 | 1.184 | 1.667 | 1.839 | 2.021 | 2.247 | 2.466 | 2.845 | 3.134 | 3.459 | 3.846 | 4.273 | 4.718 | 5.199 | 5.747 | 6.413 | 7.046 | 7.656 | 8.325 | 8.991 | 9.702 | 10.437 | 11.199 | 12.078 | 12.916 | 13.798 | 14.725 | 15.702
NPgY | BSP | NG FES - Consumer Transformation | Total installed storage capacity (MW) | HULL EAST 132/33KV | 0.115 | 0.754 | 1.287 | 1.832 | 1.976 | 2.125 | 2.312 | 2.487 | 2.837 | 3.068 | 3.325 | 3.639 | 3.987 | 4.345 | 4.735 | 5.178 | 5.748 | 6.269 | 6.751 | 7.28 | 7.797 | 8.351 | 8.921 | 9.511 | 10.223 | 10.871 | 11.553 | 12.27 | 13.025
NPgY | BSP | NG FES - Consumer Transformation | Total installed storage capacity (MW) | HULL SOUTH | 0.179 | 0.77 | 1.174 | 1.596 | 1.799 | 1.996 | 2.248 | 2.458 | 2.811 | 3.092 | 3.398 | 3.8 | 4.226 | 4.669 | 5.163 | 5.723 | 6.397 | 6.993 | 7.558 | 8.181 | 8.76 | 9.383 | 10.015 | 10.661 | 11.403 | 12.112 | 12.86 | 13.645 | 14.471
NPgY | BSP | NG FES - Consumer Transformation | Total installed storage capacity (MW) | HULL WEST | 0.108 | 0.977 | 1.757 | 2.548 | 2.692 | 2.845 | 3.036 | 3.224 | 3.662 | 3.91 | 4.188 | 4.517 | 4.892 | 5.272 | 5.683 | 6.15 | 6.791 | 7.378 | 7.903 | 8.478 | 9.054 | 9.669 | 10.305 | 10.967 | 11.803 | 12.531 | 13.296 | 14.1 | 14.947
NPgY | BSP | NG FES - Consumer Transformation | Total installed storage capacity (MW) | HUMBERSTON | 0.061 | 0.898 | 1.687 | 2.483 | 2.567 | 2.658 | 2.771 | 2.885 | 3.245 | 3.396 | 3.565 | 3.762 | 3.997 | 4.227 | 4.474 | 4.755 | 5.203 | 5.597 | 5.917 | 6.268 | 6.623 | 7.002 | 7.394 | 7.803 | 8.381 | 8.833 | 9.306 | 9.803 | 10.326
NPgY | BSP | NG FES - Consumer Transformation | Total installed storage capacity (MW) | HUNNINGLEY | 0.054 | 0.968 | 1.83 | 2.697 | 2.763 | 2.83 | 2.914 | 2.99 | 3.331 | 3.432 | 3.543 | 3.683 | 3.853 | 4.009 | 4.183 | 4.379 | 4.754 | 5.055 | 5.263 | 5.491 | 5.712 | 5.948 | 6.19 | 6.44 | 6.867 | 7.144 | 7.433 | 7.736 | 8.056
NPgY | BSP | NG FES - Consumer Transformation | Total installed storage capacity (MW) | HUNSHELF | 0.065 | 1.446 | 2.762 | 4.085 | 4.162 | 4.239 | 4.336 | 4.421 | 4.909 | 5.022 | 5.147 | 5.305 | 5.507 | 5.684 | 5.883 | 6.105 | 6.599 | 6.977 | 7.209 | 7.464 | 7.706 | 7.966 | 8.232 | 8.505 | 9.046 | 9.35 | 9.666 | 9.998 | 10.348
NPgY | BSP | NG FES - Consumer Transformation | Total installed storage capacity (MW) | IMMINGHAM | 0.053 | 3.181 | 6.257 | 9.339 | 9.401 | 9.463 | 9.542 | 9.611 | 10.61 | 10.701 | 10.802 | 10.931 | 11.15 | 11.293 | 11.46 | 11.64 | 12.436 | 12.98 | 13.168 | 13.374 | 13.57 | 13.781 | 13.996 | 14.217 | 15.052 | 15.307 | 15.562 | 15.831 | 16.114
NPgY | BSP | NG FES - Consumer Transformation | Total installed storage capacity (MW) | KIRKHAW LANE | 0.07 | 1.188 | 2.241 | 3.302 | 3.391 | 3.484 | 3.6 | 3.709 | 4.143 | 4.288 | 4.448 | 4.643 | 4.88 | 5.103 | 5.347 | 5.623 | 6.12 | 6.531 | 6.832 | 7.163 | 7.487 | 7.835 | 8.193 | 8.563 | 9.153 | 9.563 | 9.991 | 10.441 | 10.916
NPgY | BSP | NG FES - Consumer Transformation | Total installed storage capacity (MW) | KIRKSTALL C 2/5 | 0.067 | 0.626 | 1.108 | 1.595 | 1.663 | 1.724 | 1.803 | 1.859 | 2.066 | 2.142 | 2.221 | 2.339 | 2.469 | 2.592 | 2.737 | 2.898 | 3.167 | 3.367 | 3.51 | 3.668 | 3.799 | 3.943 | 4.084 | 4.223 | 4.46 | 4.614 | 4.776 | 4.945 | 5.124
NPgY | BSP | NG FES - Consumer Transformation | Total installed storage capacity (MW) | KIRKSTALL C/RING ROAD HORSFORTH | 0.167 | 0.832 | 1.35 | 1.885 | 2.099 | 2.323 | 2.603 | 2.87 | 3.315 | 3.668 | 4.062 | 4.537 | 5.058 | 5.602 | 6.192 | 6.864 | 7.67 | 8.432 | 9.172 | 9.984 | 10.786 | 11.644 | 12.528 | 13.445 | 14.492 | 15.499 | 16.56 | 17.674 | 18.848
NPgY | BSP | NG FES - Consumer Transformation | Total installed storage capacity (MW) | LEEDS EAST | 0.138 | 1.056 | 1.841 | 2.64 | 2.807 | 2.977 | 3.19 | 3.382 | 3.827 | 4.082 | 4.364 | 4.716 | 5.109 | 5.505 | 5.942 | 6.437 | 7.113 | 7.709 | 8.235 | 8.813 | 9.369 | 9.966 | 10.578 | 11.208 | 12.012 | 12.705 | 13.435 | 14.201 | 15.008
NPgY | BSP | NG FES - Consumer Transformation | Total installed storage capacity (MW) | LEEDS NORTH | 0.126 | 0.659 | 1.06 | 1.474 | 1.616 | 1.754 | 1.929 | 2.075 | 2.357 | 2.552 | 2.764 | 3.044 | 3.344 | 3.651 | 3.996 | 4.386 | 4.878 | 5.306 | 5.698 | 6.13 | 6.53 | 6.96 | 7.397 | 7.843 | 8.379 | 8.869 | 9.385 | 9.926 | 10.497
NPgY | BSP | NG FES - Consumer Transformation | Total installed storage capacity (MW) | LINDLEY | 0.147 | 0.992 | 1.7 | 2.422 | 2.602 | 2.785 | 3.016 | 3.227 | 3.67 | 3.95 | 4.26 | 4.645 | 5.07 | 5.504 | 5.981 | 6.522 | 7.23 | 7.867 | 8.446 | 9.084 | 9.702 | 10.364 | 11.044 | 11.746 | 12.608 | 13.379 | 14.191 | 15.044 | 15.942
NPgY | BSP | NG FES - Consumer Transformation | Total installed storage capacity (MW) | LOW ROAD | 0.132 | 1.423 | 2.569 | 3.728 | 3.868 | 3.999 | 4.169 | 4.299 | 4.788 | 4.964 | 5.151 | 5.412 | 5.708 | 5.988 | 6.31 | 6.67 | 7.281 | 7.755 | 8.097 | 8.476 | 8.812 | 9.175 | 9.539 | 9.906 | 10.507 | 10.914 | 11.339 | 11.785 | 12.255
NPgY | BSP | NG FES - Consumer Transformation | Total installed storage capacity (MW) | MALLARD WAY | 10.07 | 11.012 | 11.885 | 12.764 | 12.848 | 12.931 | 13.037 | 13.13 | 13.494 | 13.618 | 13.754 | 13.927 | 14.132 | 14.326 | 14.541 | 14.784 | 15.212 | 15.559 | 15.812 | 16.092 | 16.358 | 16.643 | 16.936 | 17.236 | 17.716 | 18.049 | 18.396 | 18.761 | 19.145
NPgY | BSP | NG FES - Consumer Transformation | Total installed storage capacity (MW) | MENSTON | 0.098 | 1.533 | 2.871 | 4.22 | 4.338 | 4.457 | 4.607 | 4.741 | 5.289 | 5.467 | 5.664 | 5.911 | 6.207 | 6.484 | 6.792 | 7.139 | 7.768 | 8.278 | 8.644 | 9.047 | 9.433 | 9.848 | 10.273 | 10.71 | 11.424 | 11.908 | 12.414 | 12.945 | 13.505
NPgY | BSP | NG FES - Consumer Transformation | Total installed storage capacity (MW) | MOSS ROAD | 0.079 | 0.382 | 0.603 | 0.833 | 0.923 | 1.012 | 1.125 | 1.221 | 1.393 | 1.521 | 1.66 | 1.842 | 2.036 | 2.237 | 2.461 | 2.714 | 3.026 | 3.302 | 3.561 | 3.845 | 4.112 | 4.398 | 4.689 | 4.987 | 5.337 | 5.664 | 6.009 | 6.371 | 6.752
NPgY | BSP | NG FES - Consumer Transformation | Total installed storage capacity (MW) | OSGODBY 1/2 | 0 | 0.187 | 0.375 | 0.562 | 0.562 | 0.562 | 0.562 | 0.562 | 0.618 | 0.618 | 0.618 | 0.618 | 0.623 | 0.623 | 0.624 | 0.624 | 0.661 | 0.683 | 0.683 | 0.683 | 0.683 | 0.683 | 0.683 | 0.683 | 0.72 | 0.721 | 0.721 | 0.721 | 0.721
NPgY | BSP | NG FES - Consumer Transformation | Total installed storage capacity (MW) | OSGODBY 3/4 | 0.112 | 2.413 | 4.608 | 6.815 | 6.951 | 7.09 | 7.265 | 7.424 | 8.256 | 8.467 | 8.7 | 8.99 | 9.357 | 9.684 | 10.048 | 10.456 | 11.318 | 11.995 | 12.43 | 12.91 | 13.373 | 13.87 | 14.379 | 14.905 | 15.879 | 16.464 | 17.072 | 17.711 | 18.384
NPgY | BSP | NG FES - Consumer Transformation | Total installed storage capacity (MW) | RODLEY | 0.137 | 1.231 | 2.194 | 3.171 | 3.338 | 3.507 | 3.719 | 3.911 | 4.411 | 4.666 | 4.948 | 5.301 | 5.698 | 6.095 | 6.532 | 7.027 | 7.738 | 8.356 | 8.883 | 9.462 | 10.022 | 10.622 | 11.237 | 11.87 | 12.713 | 13.411 | 14.145 | 14.915 | 15.727
NPgY | BSP | NG FES - Consumer Transformation | Total installed storage capacity (MW) | SAINT ANDREWS ROAD 132/33KV | 0.134 | 0.405 | 0.545 | 0.699 | 0.858 | 1.018 | 1.219 | 1.398 | 1.636 | 1.874 | 2.135 | 2.467 | 2.817 | 3.188 | 3.596 | 4.061 | 4.578 | 5.062 | 5.55 | 6.087 | 6.599 | 7.15 | 7.713 | 8.292 | 8.915 | 9.55 | 10.22 | 10.924 | 11.665
NPgY | BSP | NG FES - Consumer Transformation | Total installed storage capacity (MW) | SALTEND 132/33KV | 0.001 | 0.313 | 0.624 | 0.935 | 0.936 | 0.936 | 0.937 | 0.938 | 1.032 | 1.032 | 1.033 | 1.034 | 1.044 | 1.045 | 1.047 | 1.049 | 1.112 | 1.15 | 1.151 | 1.152 | 1.153 | 1.154 | 1.154 | 1.155 | 1.217 | 1.218 | 1.219 | 1.22 | 1.22
NPgY | BSP | NG FES - Consumer Transformation | Total installed storage capacity (MW) | SANTON | 0.107 | 4.385 | 8.563 | 12.753 | 12.884 | 13.019 | 13.188 | 13.343 | 14.767 | 14.973 | 15.201 | 15.483 | 15.896 | 16.216 | 16.575 | 16.973 | 18.214 | 19.116 | 19.543 | 20.012 | 20.468 | 20.956 | 21.458 | 21.976 | 23.335 | 23.919 | 24.519 | 25.148 | 25.812
NPgY | BSP | NG FES - Consumer Transformation | Total installed storage capacity (MW) | SCUNTHORPE NORTH | 0.083 | 0.768 | 1.372 | 1.983 | 2.08 | 2.177 | 2.3 | 2.407 | 2.706 | 2.848 | 3.005 | 3.205 | 3.431 | 3.654 | 3.902 | 4.182 | 4.596 | 4.948 | 5.239 | 5.56 | 5.864 | 6.191 | 6.525 | 6.868 | 7.339 | 7.717 | 8.114 | 8.531 | 8.97
NPgY | BSP | NG FES - Consumer Transformation | Total installed storage capacity (MW) | SCUNTHORPE SOUTH | 0.079 | 1.725 | 3.316 | 4.915 | 5.031 | 5.16 | 5.32 | 5.487 | 6.144 | 6.364 | 6.614 | 6.897 | 7.25 | 7.584 | 7.941 | 8.346 | 9.081 | 9.711 | 10.185 | 10.703 | 11.235 | 11.801 | 12.39 | 13.006 | 13.957 | 14.638 | 15.351 | 16.099 | 16.888
NPgY | BSP | NG FES - Consumer Transformation | Total installed storage capacity (MW) | SILSDEN | 0.24 | 1.968 | 3.464 | 4.984 | 5.272 | 5.562 | 5.928 | 6.254 | 7.061 | 7.496 | 7.975 | 8.578 | 9.252 | 9.929 | 10.676 | 11.522 | 12.709 | 13.742 | 14.635 | 15.618 | 16.561 | 17.573 | 18.609 | 19.675 | 21.068 | 22.242 | 23.477 | 24.773 | 26.138
NPgY | BSP | NG FES - Consumer Transformation | Total installed storage capacity (MW) | SOWERBY BRIDGE 132/33KV | 0.145 | 0.86 | 1.432 | 2.019 | 2.191 | 2.362 | 2.579 | 2.77 | 3.152 | 3.406 | 3.685 | 4.041 | 4.428 | 4.824 | 5.263 | 5.761 | 6.399 | 6.966 | 7.486 | 8.059 | 8.605 | 9.191 | 9.79 | 10.405 | 11.15 | 11.827 | 12.539 | 13.287 | 14.075
NPgY | BSP | NG FES - Consumer Transformation | Total installed storage capacity (MW) | STAYGATE | 0.118 | 0.577 | 0.923 | 1.281 | 1.425 | 1.572 | 1.757 | 1.924 | 2.211 | 2.434 | 2.68 | 2.986 | 3.319 | 3.665 | 4.044 | 4.475 | 4.997 | 5.477 | 5.937 | 6.442 | 6.931 | 7.455 | 7.993 | 8.547 | 9.185 | 9.794 | 10.435 | 11.109 | 11.819
NPgY | BSP | NG FES - Consumer Transformation | Total installed storage capacity (MW) | THORNHILL 132KV | 0.209 | 1.383 | 2.35 | 3.338 | 3.585 | 3.833 | 4.146 | 4.422 | 5.015 | 5.382 | 5.785 | 6.298 | 6.861 | 7.433 | 8.067 | 8.786 | 9.734 | 10.57 | 11.321 | 12.148 | 12.936 | 13.783 | 14.648 | 15.536 | 16.641 | 17.619 | 18.648 | 19.728 | 20.866
NPgY | BSP | NG FES - Consumer Transformation | Total installed storage capacity (MW) | WAKEFIELD MONCKTON ROAD | 0.106 | 1.288 | 2.362 | 3.446 | 3.568 | 3.689 | 3.842 | 3.972 | 4.438 | 4.613 | 4.803 | 5.05 | 5.336 | 5.609 | 5.915 | 6.26 | 6.836 | 7.304 | 7.657 | 8.046 | 8.411 | 8.804 | 9.203 | 9.612 | 10.244 | 10.696 | 11.17 | 11.667 | 12.191
NPgY | BSP | NG FES - Consumer Transformation | Total installed storage capacity (MW) | WAKEFIELD NORTH | 0.124 | 1.587 | 2.939 | 4.304 | 4.463 | 4.63 | 4.838 | 5.037 | 5.658 | 5.92 | 6.213 | 6.567 | 6.98 | 7.385 | 7.826 | 8.326 | 9.116 | 9.797 | 10.347 | 10.95 | 11.546 | 12.183 | 12.84 | 13.521 | 14.49 | 15.241 | 16.029 | 16.856 | 17.728
NPgY | BSP | NG FES - Consumer Transformation | Total installed storage capacity (MW) | WEST MELTON | 1.419 | 4.501 | 7.389 | 10.299 | 10.579 | 10.873 | 11.24 | 11.588 | 12.834 | 13.296 | 13.811 | 14.433 | 15.175 | 15.887 | 16.665 | 17.544 | 19.034 | 20.293 | 21.26 | 22.322 | 23.369 | 24.489 | 25.644 | 26.841 | 28.645 | 29.968 | 31.353 | 32.808 | 34.34
NPgY | BSP | NG FES - Consumer Transformation | Total installed storage capacity (MW) | WHINMOOR | 0.111 | 1.81 | 3.41 | 5.023 | 5.167 | 5.319 | 5.51 | 5.692 | 6.371 | 6.612 | 6.882 | 7.206 | 7.596 | 7.968 | 8.373 | 8.832 | 9.627 | 10.297 | 10.804 | 11.361 | 11.914 | 12.504 | 13.113 | 13.745 | 14.713 | 15.411 | 16.143 | 16.911 | 17.72
NPgY | BSP | NG FES - Consumer Transformation | Total installed storage capacity (MW) | WOLD NEWTON | 0.14 | 12.044 | 23.791 | 35.551 | 35.696 | 35.829 | 36.001 | 36.128 | 39.797 | 39.969 | 40.15 | 40.412 | 40.998 | 41.275 | 41.625 | 41.984 | 44.683 | 46.404 | 46.734 | 47.1 | 47.415 | 47.757 | 48.098 | 48.437 | 51.104 | 51.523 | 51.917 | 52.331 | 52.766
NPgY | BSP | NG FES - Consumer Transformation | Total installed storage capacity (MW) | YARBOROUGH ROAD 132/33KV | 0.101 | 2.512 | 4.84 | 7.178 | 7.313 | 7.459 | 7.639 | 7.817 | 8.708 | 8.943 | 9.207 | 9.518 | 9.917 | 10.277 | 10.669 | 11.111 | 12.031 | 12.776 | 13.273 | 13.819 | 14.365 | 14.949 | 15.553 | 16.181 | 17.288 | 17.986 | 18.713 | 19.476 | 20.28
NPgN | BSP | NG FES - Falling Short | Total installed storage capacity (MW) | ANNFIELD | 0.1 | 0.39 | 0.703 | 1.018 | 1.209 | 1.264 | 1.328 | 1.368 | 1.892 | 1.943 | 1.995 | 2.07 | 2.335 | 2.412 | 2.503 | 2.603 | 2.717 | 2.805 | 2.89 | 2.983 | 3.06 | 3.145 | 3.229 | 4.257 | 4.348 | 4.437 | 6.188 | 6.761 | 6.922
NPgN | BSP | NG FES - Falling Short | Total installed storage capacity (MW) | BARRACK ROAD | 0.046 | 0.173 | 0.302 | 0.434 | 0.529 | 0.566 | 0.613 | 0.637 | 0.851 | 0.883 | 0.914 | 0.971 | 1.096 | 1.15 | 1.218 | 1.292 | 1.378 | 1.435 | 1.485 | 1.541 | 1.574 | 1.613 | 1.647 | 2.036 | 2.069 | 2.101 | 2.765 | 2.981 | 3.039
NPgN | BSP | NG FES - Falling Short | Total installed storage capacity (MW) | BLUCHER | 0.057 | 0.339 | 0.622 | 0.906 | 1.068 | 1.105 | 1.147 | 1.176 | 1.653 | 1.689 | 1.725 | 1.775 | 2.002 | 2.054 | 2.113 | 2.179 | 2.252 | 2.314 | 2.375 | 2.442 | 2.502 | 2.569 | 2.636 | 3.586 | 3.661 | 3.735 | 5.359 | 5.883 | 6.022
NPgN | BSP | NG FES - Falling Short | Total installed storage capacity (MW) | BOWESFIELD | 0.099 | 0.837 | 1.576 | 2.318 | 2.726 | 2.795 | 2.875 | 2.925 | 4.183 | 4.247 | 4.312 | 4.406 | 4.979 | 5.075 | 5.189 | 5.314 | 5.456 | 5.567 | 5.674 | 5.792 | 5.888 | 5.996 | 6.103 | 8.595 | 8.716 | 8.83 | 13.129 | 14.451 | 14.726
NPgN | BSP | NG FES - Falling Short | Total installed storage capacity (MW) | CHIRTON GRANGE | 0.067 | 0.177 | 0.289 | 0.403 | 0.492 | 0.538 | 0.593 | 0.627 | 0.807 | 0.851 | 0.894 | 0.959 | 1.078 | 1.144 | 1.222 | 1.308 | 1.405 | 1.48 | 1.553 | 1.632 | 1.696 | 1.767 | 1.837 | 2.176 | 2.249 | 2.324 | 2.878 | 3.097 | 3.199
NPgN | BSP | NG FES - Falling Short | Total installed storage capacity (MW) | COALBURNS | 0.045 | 0.876 | 1.708 | 2.541 | 2.969 | 3 | 3.038 | 3.061 | 4.49 | 4.52 | 4.549 | 4.594 | 5.199 | 5.244 | 5.297 | 5.356 | 5.423 | 5.474 | 5.523 | 5.576 | 5.619 | 5.666 | 5.713 | 8.56 | 8.619 | 8.668 | 13.621 | 15.077 | 15.302
NPgN | BSP | NG FES - Falling Short | Total installed storage capacity (MW) | DARLINGTON CENTRAL | 0.045 | 0.503 | 0.962 | 1.423 | 1.673 | 1.707 | 1.749 | 1.772 | 2.557 | 2.587 | 2.617 | 2.667 | 3.017 | 3.065 | 3.125 | 3.191 | 3.266 | 3.319 | 3.368 | 3.423 | 3.461 | 3.504 | 3.544 | 5.089 | 5.135 | 5.176 | 7.857 | 8.656 | 8.794
NPgN | BSP | NG FES - Falling Short | Total installed storage capacity (MW) | DARLINGTON NORTH | 0.056 | 0.358 | 0.661 | 0.966 | 1.142 | 1.181 | 1.227 | 1.256 | 1.769 | 1.805 | 1.842 | 1.896 | 2.141 | 2.197 | 2.262 | 2.334 | 2.416 | 2.479 | 2.54 | 2.607 | 2.661 | 2.721 | 2.781 | 3.79 | 3.855 | 3.918 | 5.65 | 6.197 | 6.327
NPgN | BSP | NG FES - Falling Short | Total installed storage capacity (MW) | DUNSTON | 0.1 | 0.529 | 0.961 | 1.397 | 1.663 | 1.737 | 1.825 | 1.877 | 2.603 | 2.67 | 2.735 | 2.841 | 3.208 | 3.312 | 3.438 | 3.577 | 3.737 | 3.853 | 3.961 | 4.081 | 4.17 | 4.27 | 4.365 | 5.771 | 5.872 | 5.971 | 8.378 | 9.146 | 9.339
NPgN | BSP | NG FES - Falling Short | Total installed storage capacity (MW) | FLATWORTH | 17.533 | 17.669 | 17.805 | 17.942 | 18.024 | 18.046 | 18.073 | 18.09 | 18.318 | 18.339 | 18.361 | 18.392 | 18.506 | 18.538 | 18.575 | 18.616 | 18.663 | 18.7 | 18.736 | 18.775 | 18.808 | 18.845 | 18.881 | 19.33 | 19.37 | 19.409 | 20.175 | 20.425 | 20.495
NPgN | BSP | NG FES - Falling Short | Total installed storage capacity (MW) | GOSFORTH | 0.062 | 0.207 | 0.354 | 0.502 | 0.604 | 0.647 | 0.697 | 0.728 | 0.969 | 1.009 | 1.049 | 1.108 | 1.247 | 1.307 | 1.378 | 1.456 | 1.545 | 1.614 | 1.68 | 1.753 | 1.813 | 1.88 | 1.946 | 2.411 | 2.481 | 2.551 | 3.328 | 3.607 | 3.713
NPgN | BSP | NG FES - Falling Short | Total installed storage capacity (MW) | HARROGATE 132/33KV | 0.055 | 0.384 | 0.714 | 1.046 | 1.233 | 1.271 | 1.315 | 1.343 | 1.903 | 1.938 | 1.974 | 2.026 | 2.288 | 2.342 | 2.405 | 2.474 | 2.553 | 2.615 | 2.674 | 2.74 | 2.793 | 2.853 | 2.913 | 4.018 | 4.084 | 4.148 | 6.047 | 6.642 | 6.778
NPgN | BSP | NG FES - Falling Short | Total installed storage capacity (MW) | HUSTHWAITE | 0.035 | 0.752 | 1.469 | 2.189 | 2.558 | 2.584 | 2.616 | 2.634 | 3.868 | 3.892 | 3.915 | 3.953 | 4.475 | 4.512 | 4.558 | 4.608 | 4.666 | 4.707 | 4.745 | 4.787 | 4.816 | 4.85 | 4.881 | 7.334 | 7.375 | 7.407 | 11.679 | 12.927 | 13.11
NPgN | BSP | NG FES - Falling Short | Total installed storage capacity (MW) | LEEMING BAR_SKEEBY | 0.153 | 1.826 | 3.503 | 5.186 | 6.084 | 6.195 | 6.327 | 6.406 | 9.274 | 9.375 | 9.475 | 9.633 | 10.896 | 11.052 | 11.241 | 11.448 | 11.686 | 11.861 | 12.026 | 12.209 | 12.347 | 12.503 | 12.653 | 18.334 | 18.508 | 18.664 | 28.516 | 31.46 | 31.973
NPgN | BSP | NG FES - Falling Short | Total installed storage capacity (MW) | LINTON | 0.087 | 1.272 | 2.459 | 3.651 | 4.277 | 4.341 | 4.42 | 4.464 | 6.5 | 6.558 | 6.615 | 6.709 | 7.591 | 7.683 | 7.794 | 7.917 | 8.058 | 8.159 | 8.253 | 8.358 | 8.433 | 8.518 | 8.599 | 12.632 | 12.728 | 12.811 | 19.819 | 21.89 | 22.224
NPgN | BSP | NG FES - Falling Short | Total installed storage capacity (MW) | MALTON GRID | 0.129 | 2.341 | 4.557 | 6.779 | 7.929 | 8.025 | 8.141 | 8.207 | 12.013 | 12.099 | 12.184 | 12.323 | 13.947 | 14.083 | 14.249 | 14.431 | 14.64 | 14.791 | 14.93 | 15.085 | 15.197 | 15.323 | 15.443 | 23 | 23.149 | 23.272 | 36.419 | 40.279 | 40.868
NPgN | BSP | NG FES - Falling Short | Total installed storage capacity (MW) | MELROSEGATE | 0.13 | 0.824 | 1.521 | 2.223 | 2.633 | 2.727 | 2.84 | 2.907 | 4.086 | 4.172 | 4.257 | 4.392 | 4.96 | 5.093 | 5.254 | 5.431 | 5.633 | 5.783 | 5.923 | 6.079 | 6.197 | 6.329 | 6.457 | 8.762 | 8.901 | 9.034 | 12.995 | 14.236 | 14.521
NPgN | BSP | NG FES - Falling Short | Total installed storage capacity (MW) | NORTH TEES | 0.1 | 0.284 | 0.471 | 0.663 | 0.814 | 0.889 | 0.982 | 1.034 | 1.336 | 1.405 | 1.471 | 1.582 | 1.782 | 1.89 | 2.022 | 2.168 | 2.336 | 2.454 | 2.563 | 2.684 | 2.769 | 2.865 | 2.956 | 3.503 | 3.595 | 3.686 | 4.596 | 4.93 | 5.064
NPgN | BSP | NG FES - Falling Short | Total installed storage capacity (MW) | POTTER HOUSE | 0.082 | 0.408 | 0.736 | 1.066 | 1.267 | 1.325 | 1.392 | 1.434 | 1.984 | 2.037 | 2.09 | 2.17 | 2.448 | 2.528 | 2.624 | 2.729 | 2.848 | 2.941 | 3.029 | 3.127 | 3.206 | 3.294 | 3.381 | 4.458 | 4.552 | 4.644 | 6.479 | 7.078 | 7.245
NPgN | BSP | NG FES - Falling Short | Total installed storage capacity (MW) | RAVENSWORTH | 0.034 | 0.256 | 0.479 | 0.704 | 0.833 | 0.859 | 0.892 | 0.909 | 1.288 | 1.311 | 1.334 | 1.373 | 1.552 | 1.589 | 1.635 | 1.686 | 1.745 | 1.786 | 1.823 | 1.864 | 1.892 | 1.924 | 1.954 | 2.69 | 2.722 | 2.752 | 4.024 | 4.412 | 4.489
NPgN | BSP | NG FES - Falling Short | Total installed storage capacity (MW) | SCARBOROUGH GRID | 3.348 | 3.947 | 4.548 | 5.154 | 5.507 | 5.583 | 5.677 | 5.73 | 6.749 | 6.819 | 6.888 | 6.999 | 7.487 | 7.596 | 7.729 | 7.876 | 8.044 | 8.165 | 8.278 | 8.403 | 8.493 | 8.595 | 8.693 | 10.68 | 10.785 | 10.885 | 14.309 | 15.368 | 15.598
NPgN | BSP | NG FES - Falling Short | Total installed storage capacity (MW) | SEAL SANDS | 0 | 0.233 | 0.466 | 0.698 | 0.811 | 0.812 | 0.812 | 0.812 | 1.214 | 1.214 | 1.214 | 1.215 | 1.376 | 1.376 | 1.377 | 1.377 | 1.377 | 1.377 | 1.377 | 1.378 | 1.378 | 1.378 | 1.378 | 2.184 | 2.187 | 2.187 | 3.596 | 4 | 4.048
NPgN | BSP | NG FES - Falling Short | Total installed storage capacity (MW) | SPADEADAM 33KV | 0.002 | 0.012 | 0.022 | 0.032 | 0.039 | 0.041 | 0.044 | 0.045 | 0.062 | 0.064 | 0.065 | 0.069 | 0.078 | 0.081 | 0.085 | 0.089 | 0.094 | 0.097 | 0.1 | 0.103 | 0.105 | 0.107 | 0.108 | 0.139 | 0.14 | 0.142 | 0.194 | 0.211 | 0.214
NPgN | BSP | NG FES - Falling Short | Total installed storage capacity (MW) | SPENNYMOOR 132/66KV | 0.123 | 1.606 | 3.091 | 4.58 | 5.364 | 5.451 | 5.553 | 5.615 | 8.158 | 8.238 | 8.318 | 8.439 | 9.545 | 9.667 | 9.812 | 9.971 | 10.153 | 10.292 | 10.424 | 10.571 | 10.687 | 10.817 | 10.945 | 15.999 | 16.149 | 16.285 | 25.05 | 27.666 | 28.119
NPgN | BSP | NG FES - Falling Short | Total installed storage capacity (MW) | TORONTO | 0.08 | 0.898 | 1.718 | 2.542 | 2.987 | 3.046 | 3.119 | 3.161 | 4.562 | 4.616 | 4.669 | 4.757 | 5.38 | 5.466 | 5.569 | 5.684 | 5.815 | 5.91 | 5.997 | 6.094 | 6.163 | 6.242 | 6.316 | 9.081 | 9.165 | 9.242 | 14.035 | 15.468 | 15.718
NPgN | BSP | NG FES - Falling Short | Total installed storage capacity (MW) | WORMALD GREEN 132/33KV | 0.056 | 0.485 | 0.915 | 1.349 | 1.593 | 1.636 | 1.689 | 1.718 | 2.451 | 2.49 | 2.527 | 2.591 | 2.93 | 2.992 | 3.068 | 3.152 | 3.248 | 3.315 | 3.376 | 3.444 | 3.489 | 3.541 | 3.589 | 5.02 | 5.073 | 5.12 | 7.599 | 8.346 | 8.484
NPgY | BSP | NG FES - Falling Short | Total installed storage capacity (MW) | ATTERCLIFFE | 0.056 | 0.201 | 0.305 | 0.412 | 0.873 | 0.907 | 0.947 | 0.97 | 1.001 | 1.031 | 1.06 | 1.108 | 1.155 | 1.202 | 1.26 | 1.323 | 1.396 | 1.448 | 1.609 | 1.662 | 1.7 | 1.743 | 1.783 | 1.82 | 1.973 | 2.016 | 2.06 | 2.106 | 2.153
NPgY | BSP | NG FES - Falling Short | Total installed storage capacity (MW) | BARUGH 132/66KV | 0.101 | 0.639 | 1.113 | 1.591 | 3.918 | 3.977 | 4.047 | 4.089 | 4.145 | 4.199 | 4.253 | 4.336 | 4.418 | 4.501 | 4.601 | 4.71 | 4.835 | 4.929 | 5.616 | 5.715 | 5.792 | 5.878 | 5.962 | 6.041 | 6.726 | 6.827 | 6.92 | 7.018 | 7.12
NPgY | BSP | NG FES - Falling Short | Total installed storage capacity (MW) | BEESTON ROYDS 132/33KV | 0.105 | 0.537 | 0.897 | 1.261 | 2.986 | 3.048 | 3.123 | 3.167 | 3.225 | 3.282 | 3.338 | 3.426 | 3.513 | 3.601 | 3.707 | 3.824 | 3.958 | 4.056 | 4.585 | 4.688 | 4.765 | 4.851 | 4.934 | 5.012 | 5.534 | 5.63 | 5.721 | 5.816 | 5.917
NPgY | BSP | NG FES - Falling Short | Total installed storage capacity (MW) | BEVERLEY 132/33KV | 0.149 | 0.724 | 1.215 | 1.711 | 4.048 | 4.134 | 4.235 | 4.299 | 4.381 | 4.461 | 4.543 | 4.661 | 4.78 | 4.901 | 5.044 | 5.201 | 5.379 | 5.519 | 6.247 | 6.395 | 6.518 | 6.654 | 6.79 | 6.92 | 7.655 | 7.812 | 7.965 | 8.125 | 8.294
NPgY | BSP | NG FES - Falling Short | Total installed storage capacity (MW) | BINGLEY 132/33KV | 0.079 | 0.26 | 0.394 | 0.53 | 1.108 | 1.154 | 1.208 | 1.242 | 1.285 | 1.328 | 1.371 | 1.435 | 1.499 | 1.564 | 1.641 | 1.725 | 1.821 | 1.895 | 2.106 | 2.184 | 2.248 | 2.318 | 2.388 | 2.454 | 2.666 | 2.743 | 2.821 | 2.903 | 2.989
NPgY | BSP | NG FES - Falling Short | Total installed storage capacity (MW) | BLACKBURN MEADOWS B | 10.03 | 10.129 | 10.204 | 10.281 | 10.631 | 10.649 | 10.671 | 10.684 | 10.701 | 10.717 | 10.734 | 10.76 | 10.786 | 10.812 | 10.844 | 10.879 | 10.919 | 10.948 | 11.061 | 11.091 | 11.112 | 11.136 | 11.158 | 11.178 | 11.288 | 11.312 | 11.336 | 11.362 | 11.388
NPgY | BSP | NG FES - Falling Short | Total installed storage capacity (MW) | BLYTON | 0.069 | 1.87 | 3.615 | 5.364 | 14.384 | 14.425 | 14.477 | 14.505 | 14.543 | 14.58 | 14.615 | 14.677 | 14.736 | 14.795 | 14.869 | 14.95 | 15.043 | 15.107 | 17.534 | 17.599 | 17.642 | 17.691 | 17.736 | 17.776 | 20.194 | 20.286 | 20.333 | 20.383 | 20.434
NPgY | BSP | NG FES - Falling Short | Total installed storage capacity (MW) | BRADFORD | 0.123 | 0.305 | 0.398 | 0.497 | 0.804 | 0.877 | 0.965 | 1.016 | 1.084 | 1.15 | 1.215 | 1.32 | 1.422 | 1.526 | 1.652 | 1.79 | 1.949 | 2.064 | 2.23 | 2.348 | 2.434 | 2.53 | 2.622 | 2.707 | 2.859 | 2.955 | 3.054 | 3.159 | 3.268
NPgY | BSP | NG FES - Falling Short | Total installed storage capacity (MW) | BRAMHAM | 0.093 | 1.029 | 1.895 | 2.765 | 7.157 | 7.212 | 7.279 | 7.318 | 7.369 | 7.419 | 7.467 | 7.548 | 7.626 | 7.704 | 7.801 | 7.907 | 8.029 | 8.115 | 9.338 | 9.426 | 9.488 | 9.559 | 9.626 | 9.686 | 10.897 | 10.988 | 11.059 | 11.133 | 11.211
NPgY | BSP | NG FES - Falling Short | Total installed storage capacity (MW) | BRANSHOLME | 0.054 | 0.315 | 0.558 | 0.801 | 1.982 | 2.012 | 2.045 | 2.069 | 2.099 | 2.128 | 2.159 | 2.198 | 2.238 | 2.28 | 2.326 | 2.377 | 2.434 | 2.485 | 2.841 | 2.897 | 2.952 | 3.011 | 3.073 | 3.134 | 3.505 | 3.579 | 3.651 | 3.727 | 3.807
NPgY | BSP | NG FES - Falling Short | Total installed storage capacity (MW) | BRIGHOUSE 132/33KV | 0.093 | 0.418 | 0.681 | 0.947 | 2.179 | 2.234 | 2.3 | 2.339 | 2.39 | 2.441 | 2.491 | 2.569 | 2.645 | 2.723 | 2.816 | 2.919 | 3.037 | 3.124 | 3.516 | 3.607 | 3.676 | 3.754 | 3.829 | 3.9 | 4.287 | 4.372 | 4.455 | 4.542 | 4.634
NPgY | BSP | NG FES - Falling Short | Total installed storage capacity (MW) | DONCASTER B/THORPE MARSH | 0.213 | 1.513 | 2.704 | 3.899 | 9.78 | 9.903 | 10.045 | 10.138 | 10.254 | 10.37 | 10.488 | 10.654 | 10.823 | 10.995 | 11.196 | 11.416 | 11.666 | 11.866 | 13.581 | 13.795 | 13.978 | 14.181 | 14.383 | 14.58 | 16.314 | 16.564 | 16.794 | 17.036 | 17.291
NPgY | BSP | NG FES - Falling Short | Total installed storage capacity (MW) | DONCASTER CENTRAL | 0.04 | 0.264 | 0.463 | 0.664 | 1.644 | 1.667 | 1.695 | 1.712 | 1.734 | 1.755 | 1.776 | 1.809 | 1.842 | 1.875 | 1.914 | 1.957 | 2.007 | 2.044 | 2.331 | 2.37 | 2.4 | 2.434 | 2.466 | 2.497 | 2.783 | 2.822 | 2.858 | 2.896 | 2.936
NPgY | BSP | NG FES - Falling Short | Total installed storage capacity (MW) | DRIFFIELD/BEVERLEY GROUP | 0.229 | 2.994 | 5.607 | 8.228 | 21.537 | 21.672 | 21.833 | 21.929 | 22.055 | 22.178 | 22.3 | 22.492 | 22.68 | 22.871 | 23.1 | 23.352 | 23.642 | 23.855 | 27.531 | 27.754 | 27.923 | 28.112 | 28.296 | 28.467 | 32.135 | 32.396 | 32.597 | 32.808 | 33.03
NPgY | BSP | NG FES - Falling Short | Total installed storage capacity (MW) | FEATHERSTONE | 0.093 | 0.65 | 1.15 | 1.653 | 4.12 | 4.175 | 4.24 | 4.279 | 4.331 | 4.381 | 4.431 | 4.508 | 4.584 | 4.661 | 4.752 | 4.853 | 4.968 | 5.056 | 5.775 | 5.867 | 5.94 | 6.021 | 6.101 | 6.176 | 6.895 | 6.992 | 7.081 | 7.174 | 7.272
NPgY | BSP | NG FES - Falling Short | Total installed storage capacity (MW) | GIRLINGTON | 0.077 | 0.262 | 0.392 | 0.525 | 1.089 | 1.134 | 1.189 | 1.221 | 1.263 | 1.305 | 1.345 | 1.411 | 1.475 | 1.54 | 1.619 | 1.706 | 1.806 | 1.877 | 2.079 | 2.152 | 2.205 | 2.264 | 2.32 | 2.372 | 2.564 | 2.624 | 2.684 | 2.748 | 2.814
NPgY | BSP | NG FES - Falling Short | Total installed storage capacity (MW) | HALIFAX 132/33KV | 0.045 | 0.168 | 0.256 | 0.345 | 0.734 | 0.762 | 0.795 | 0.814 | 0.839 | 0.863 | 0.887 | 0.927 | 0.965 | 1.004 | 1.052 | 1.105 | 1.166 | 1.208 | 1.342 | 1.385 | 1.414 | 1.447 | 1.478 | 1.506 | 1.631 | 1.664 | 1.696 | 1.73 | 1.766
NPgY | BSP | NG FES - Falling Short | Total installed storage capacity (MW) | HECKMONDWIKE | 0.07 | 0.144 | 0.177 | 0.212 | 0.276 | 0.317 | 0.365 | 0.395 | 0.433 | 0.471 | 0.509 | 0.566 | 0.622 | 0.68 | 0.748 | 0.823 | 0.908 | 0.973 | 1.042 | 1.111 | 1.167 | 1.23 | 1.292 | 1.35 | 1.42 | 1.485 | 1.554 | 1.627 | 1.703
NPgY | BSP | NG FES - Falling Short | Total installed storage capacity (MW) | HOLMFIELD | 0.097 | 0.264 | 0.383 | 0.505 | 0.977 | 1.032 | 1.096 | 1.138 | 1.191 | 1.243 | 1.297 | 1.372 | 1.447 | 1.525 | 1.615 | 1.713 | 1.825 | 1.916 | 2.115 | 2.213 | 2.298 | 2.392 | 2.487 | 2.579 | 2.789 | 2.894 | 3.002 | 3.116 | 3.236
NPgY | BSP | NG FES - Falling Short | Total installed storage capacity (MW) | HULL EAST 132/33KV | 0.082 | 0.258 | 0.388 | 0.52 | 1.072 | 1.12 | 1.175 | 1.21 | 1.255 | 1.3 | 1.344 | 1.41 | 1.475 | 1.542 | 1.62 | 1.707 | 1.805 | 1.881 | 2.088 | 2.17 | 2.237 | 2.312 | 2.387 | 2.458 | 2.668 | 2.751 | 2.834 | 2.922 | 3.015
NPgY | BSP | NG FES - Falling Short | Total installed storage capacity (MW) | HULL SOUTH | 0.117 | 0.314 | 0.425 | 0.54 | 0.947 | 1.016 | 1.101 | 1.149 | 1.214 | 1.277 | 1.338 | 1.44 | 1.537 | 1.636 | 1.757 | 1.89 | 2.043 | 2.152 | 2.339 | 2.451 | 2.531 | 2.622 | 2.708 | 2.786 | 2.958 | 3.047 | 3.139 | 3.236 | 3.337
NPgY | BSP | NG FES - Falling Short | Total installed storage capacity (MW) | HULL WEST | 0.081 | 0.299 | 0.481 | 0.664 | 1.485 | 1.531 | 1.584 | 1.619 | 1.663 | 1.707 | 1.752 | 1.813 | 1.876 | 1.94 | 2.014 | 2.095 | 2.187 | 2.263 | 2.542 | 2.624 | 2.698 | 2.778 | 2.86 | 2.94 | 3.231 | 3.325 | 3.419 | 3.517 | 3.621
NPgY | BSP | NG FES - Falling Short | Total installed storage capacity (MW) | HUMBERSTON | 0.047 | 0.242 | 0.419 | 0.596 | 1.443 | 1.47 | 1.499 | 1.52 | 1.546 | 1.571 | 1.598 | 1.633 | 1.669 | 1.705 | 1.747 | 1.793 | 1.845 | 1.889 | 2.15 | 2.199 | 2.243 | 2.292 | 2.342 | 2.392 | 2.662 | 2.722 | 2.78 | 2.841 | 2.905
NPgY | BSP | NG FES - Falling Short | Total installed storage capacity (MW) | HUNNINGLEY | 0.037 | 0.251 | 0.441 | 0.633 | 1.569 | 1.591 | 1.617 | 1.633 | 1.654 | 1.674 | 1.694 | 1.725 | 1.755 | 1.786 | 1.823 | 1.863 | 1.91 | 1.945 | 2.219 | 2.256 | 2.285 | 2.318 | 2.35 | 2.38 | 2.655 | 2.693 | 2.729 | 2.766 | 2.805
NPgY | BSP | NG FES - Falling Short | Total installed storage capacity (MW) | HUNSHELF | 0.044 | 0.361 | 0.649 | 0.938 | 2.375 | 2.401 | 2.432 | 2.451 | 2.475 | 2.499 | 2.522 | 2.559 | 2.595 | 2.632 | 2.676 | 2.724 | 2.78 | 2.821 | 3.232 | 3.275 | 3.307 | 3.344 | 3.379 | 3.412 | 3.821 | 3.865 | 3.904 | 3.945 | 3.988
NPgY | BSP | NG FES - Falling Short | Total installed storage capacity (MW) | IMMINGHAM | 0.036 | 0.717 | 1.375 | 2.035 | 5.419 | 5.44 | 5.465 | 5.48 | 5.5 | 5.519 | 5.538 | 5.568 | 5.598 | 5.627 | 5.663 | 5.702 | 5.748 | 5.781 | 6.7 | 6.735 | 6.761 | 6.791 | 6.819 | 6.846 | 7.764 | 7.812 | 7.844 | 7.877 | 7.911
NPgY | BSP | NG FES - Falling Short | Total installed storage capacity (MW) | KIRKHAW LANE | 0.05 | 0.311 | 0.545 | 0.78 | 1.921 | 1.95 | 1.984 | 2.005 | 2.033 | 2.06 | 2.088 | 2.128 | 2.168 | 2.209 | 2.257 | 2.31 | 2.37 | 2.417 | 2.756 | 2.807 | 2.849 | 2.896 | 2.942 | 2.987 | 3.329 | 3.385 | 3.438 | 3.493 | 3.551
NPgY | BSP | NG FES - Falling Short | Total installed storage capacity (MW) | KIRKSTALL C 2/5 | 0.04 | 0.189 | 0.299 | 0.412 | 0.935 | 0.959 | 0.99 | 1.006 | 1.028 | 1.05 | 1.07 | 1.108 | 1.143 | 1.178 | 1.223 | 1.273 | 1.33 | 1.367 | 1.53 | 1.566 | 1.587 | 1.611 | 1.632 | 1.648 | 1.798 | 1.819 | 1.839 | 1.86 | 1.882
NPgY | BSP | NG FES - Falling Short | Total installed storage capacity (MW) | KIRKSTALL C/RING ROAD HORSFORTH | 0.121 | 0.319 | 0.454 | 0.592 | 1.107 | 1.177 | 1.257 | 1.309 | 1.376 | 1.441 | 1.508 | 1.603 | 1.698 | 1.796 | 1.91 | 2.035 | 2.177 | 2.29 | 2.518 | 2.64 | 2.743 | 2.858 | 2.973 | 3.084 | 3.321 | 3.447 | 3.577 | 3.714 | 3.858
NPgY | BSP | NG FES - Falling Short | Total installed storage capacity (MW) | LEEDS EAST | 0.095 | 0.341 | 0.527 | 0.717 | 1.545 | 1.6 | 1.667 | 1.707 | 1.759 | 1.811 | 1.862 | 1.94 | 2.018 | 2.097 | 2.19 | 2.293 | 2.411 | 2.501 | 2.788 | 2.882 | 2.956 | 3.038 | 3.119 | 3.195 | 3.481 | 3.571 | 3.66 | 3.755 | 3.853
NPgY | BSP | NG FES - Falling Short | Total installed storage capacity (MW) | LEEDS NORTH | 0.082 | 0.245 | 0.348 | 0.454 | 0.87 | 0.919 | 0.978 | 1.012 | 1.057 | 1.101 | 1.144 | 1.215 | 1.284 | 1.353 | 1.438 | 1.532 | 1.639 | 1.715 | 1.881 | 1.959 | 2.015 | 2.078 | 2.137 | 2.191 | 2.346 | 2.408 | 2.471 | 2.538 | 2.608
NPgY | BSP | NG FES - Falling Short | Total installed storage capacity (MW) | LINDLEY | 0.102 | 0.335 | 0.506 | 0.68 | 1.418 | 1.478 | 1.548 | 1.592 | 1.648 | 1.703 | 1.759 | 1.842 | 1.924 | 2.008 | 2.108 | 2.217 | 2.342 | 2.438 | 2.708 | 2.809 | 2.89 | 2.981 | 3.07 | 3.155 | 3.426 | 3.524 | 3.624 | 3.729 | 3.839
NPgY | BSP | NG FES - Falling Short | Total installed storage capacity (MW) | LOW ROAD | 0.082 | 0.411 | 0.671 | 0.936 | 2.179 | 2.228 | 2.29 | 2.323 | 2.368 | 2.412 | 2.454 | 2.528 | 2.598 | 2.669 | 2.758 | 2.855 | 2.967 | 3.043 | 3.425 | 3.501 | 3.55 | 3.606 | 3.657 | 3.702 | 4.065 | 4.121 | 4.173 | 4.228 | 4.286
NPgY | BSP | NG FES - Falling Short | Total installed storage capacity (MW) | MALLARD WAY | 10.048 | 10.274 | 10.468 | 10.665 | 11.61 | 11.638 | 11.672 | 11.692 | 11.718 | 11.744 | 11.769 | 11.809 | 11.848 | 11.888 | 11.936 | 11.989 | 12.049 | 12.094 | 12.377 | 12.424 | 12.46 | 12.5 | 12.538 | 12.575 | 12.856 | 12.902 | 12.944 | 12.989 | 13.036
NPgY | BSP | NG FES - Falling Short | Total installed storage capacity (MW) | MENSTON | 0.067 | 0.407 | 0.705 | 1.005 | 2.457 | 2.496 | 2.543 | 2.571 | 2.608 | 2.645 | 2.681 | 2.737 | 2.791 | 2.847 | 2.914 | 2.987 | 3.071 | 3.133 | 3.565 | 3.631 | 3.683 | 3.74 | 3.797 | 3.849 | 4.28 | 4.346 | 4.409 | 4.474 | 4.543
NPgY | BSP | NG FES - Falling Short | Total installed storage capacity (MW) | MOSS ROAD | 0.052 | 0.148 | 0.206 | 0.266 | 0.492 | 0.523 | 0.56 | 0.582 | 0.611 | 0.639 | 0.666 | 0.711 | 0.755 | 0.799 | 0.852 | 0.911 | 0.978 | 1.027 | 1.123 | 1.173 | 1.21 | 1.251 | 1.29 | 1.326 | 1.416 | 1.458 | 1.5 | 1.545 | 1.591
NPgY | BSP | NG FES - Falling Short | Total installed storage capacity (MW) | OSGODBY 1/2 | 0 | 0.04 | 0.079 | 0.119 | 0.326 | 0.326 | 0.326 | 0.326 | 0.326 | 0.326 | 0.326 | 0.326 | 0.326 | 0.326 | 0.326 | 0.326 | 0.326 | 0.326 | 0.38 | 0.38 | 0.38 | 0.38 | 0.38 | 0.38 | 0.435 | 0.436 | 0.436 | 0.436 | 0.436
NPgY | BSP | NG FES - Falling Short | Total installed storage capacity (MW) | OSGODBY 3/4 | 0.078 | 0.605 | 1.086 | 1.569 | 3.962 | 4.007 | 4.061 | 4.094 | 4.136 | 4.178 | 4.22 | 4.284 | 4.346 | 4.41 | 4.486 | 4.57 | 4.665 | 4.738 | 5.426 | 5.503 | 5.564 | 5.632 | 5.699 | 5.763 | 6.452 | 6.536 | 6.61 | 6.689 | 6.771
NPgY | BSP | NG FES - Falling Short | Total installed storage capacity (MW) | RODLEY | 0.095 | 0.377 | 0.601 | 0.828 | 1.852 | 1.908 | 1.973 | 2.013 | 2.065 | 2.117 | 2.168 | 2.245 | 2.322 | 2.4 | 2.493 | 2.595 | 2.712 | 2.801 | 3.14 | 3.234 | 3.308 | 3.39 | 3.471 | 3.548 | 3.887 | 3.978 | 4.068 | 4.163 | 4.262
NPgY | BSP | NG FES - Falling Short | Total installed storage capacity (MW) | SAINT ANDREWS ROAD 132/33KV | 0.091 | 0.199 | 0.248 | 0.3 | 0.419 | 0.473 | 0.537 | 0.575 | 0.625 | 0.674 | 0.723 | 0.798 | 0.873 | 0.948 | 1.039 | 1.139 | 1.253 | 1.338 | 1.434 | 1.523 | 1.592 | 1.669 | 1.743 | 1.813 | 1.906 | 1.984 | 2.067 | 2.153 | 2.244
NPgY | BSP | NG FES - Falling Short | Total installed storage capacity (MW) | SALTEND 132/33KV | 0.001 | 0.067 | 0.133 | 0.199 | 0.542 | 0.542 | 0.543 | 0.543 | 0.543 | 0.544 | 0.544 | 0.544 | 0.545 | 0.545 | 0.546 | 0.547 | 0.548 | 0.548 | 0.639 | 0.639 | 0.64 | 0.64 | 0.64 | 0.64 | 0.731 | 0.733 | 0.733 | 0.733 | 0.733
NPgY | BSP | NG FES - Falling Short | Total installed storage capacity (MW) | SANTON | 0.075 | 1.018 | 1.917 | 2.819 | 7.403 | 7.446 | 7.498 | 7.529 | 7.57 | 7.611 | 7.651 | 7.712 | 7.772 | 7.833 | 7.906 | 7.985 | 8.076 | 8.146 | 9.411 | 9.485 | 9.545 | 9.612 | 9.678 | 9.741 | 11.009 | 11.103 | 11.177 | 11.254 | 11.335
NPgY | BSP | NG FES - Falling Short | Total installed storage capacity (MW) | SCUNTHORPE NORTH | 0.056 | 0.233 | 0.372 | 0.514 | 1.159 | 1.191 | 1.231 | 1.254 | 1.285 | 1.315 | 1.345 | 1.392 | 1.438 | 1.484 | 1.54 | 1.602 | 1.672 | 1.725 | 1.934 | 1.989 | 2.03 | 2.076 | 2.12 | 2.162 | 2.368 | 2.418 | 2.466 | 2.518 | 2.572
NPgY | BSP | NG FES - Falling Short | Total installed storage capacity (MW) | SCUNTHORPE SOUTH | 0.064 | 0.434 | 0.783 | 1.133 | 2.852 | 2.888 | 2.928 | 2.957 | 2.992 | 3.027 | 3.064 | 3.109 | 3.157 | 3.206 | 3.261 | 3.321 | 3.389 | 3.449 | 3.956 | 4.024 | 4.09 | 4.161 | 4.236 | 4.31 | 4.836 | 4.929 | 5.016 | 5.108 | 5.204
NPgY | BSP | NG FES - Falling Short | Total installed storage capacity (MW) | SILSDEN | 0.164 | 0.62 | 0.971 | 1.328 | 2.914 | 3.01 | 3.125 | 3.194 | 3.285 | 3.373 | 3.462 | 3.598 | 3.731 | 3.867 | 4.03 | 4.209 | 4.413 | 4.567 | 5.104 | 5.265 | 5.391 | 5.531 | 5.668 | 5.797 | 6.33 | 6.482 | 6.634 | 6.793 | 6.96
NPgY | BSP | NG FES - Falling Short | Total installed storage capacity (MW) | SOWERBY BRIDGE 132/33KV | 0.098 | 0.305 | 0.447 | 0.592 | 1.186 | 1.244 | 1.313 | 1.354 | 1.408 | 1.461 | 1.514 | 1.596 | 1.676 | 1.758 | 1.856 | 1.964 | 2.088 | 2.18 | 2.406 | 2.502 | 2.575 | 2.658 | 2.737 | 2.812 | 3.033 | 3.119 | 3.207 | 3.299 | 3.396
NPgY | BSP | NG FES - Falling Short | Total installed storage capacity (MW) | STAYGATE | 0.082 | 0.223 | 0.313 | 0.407 | 0.754 | 0.802 | 0.859 | 0.894 | 0.939 | 0.983 | 1.028 | 1.095 | 1.161 | 1.229 | 1.31 | 1.398 | 1.499 | 1.576 | 1.728 | 1.809 | 1.873 | 1.945 | 2.016 | 2.083 | 2.234 | 2.311 | 2.39 | 2.473 | 2.559
NPgY | BSP | NG FES - Falling Short | Total installed storage capacity (MW) | THORNHILL 132KV | 0.142 | 0.47 | 0.705 | 0.944 | 1.957 | 2.041 | 2.14 | 2.2 | 2.278 | 2.354 | 2.43 | 2.548 | 2.664 | 2.782 | 2.924 | 3.08 | 3.258 | 3.39 | 3.759 | 3.897 | 4.003 | 4.121 | 4.236 | 4.344 | 4.705 | 4.83 | 4.957 | 5.09 | 5.229
NPgY | BSP | NG FES - Falling Short | Total installed storage capacity (MW) | WAKEFIELD MONCKTON ROAD | 0.07 | 0.362 | 0.604 | 0.849 | 2.01 | 2.052 | 2.102 | 2.131 | 2.17 | 2.208 | 2.245 | 2.305 | 2.364 | 2.423 | 2.495 | 2.574 | 2.664 | 2.73 | 3.086 | 3.153 | 3.203 | 3.26 | 3.313 | 3.363 | 3.712 | 3.773 | 3.831 | 3.892 | 3.956
NPgY | BSP | NG FES - Falling Short | Total installed storage capacity (MW) | WAKEFIELD NORTH | 0.09 | 0.442 | 0.747 | 1.054 | 2.505 | 2.557 | 2.618 | 2.656 | 2.706 | 2.755 | 2.804 | 2.875 | 2.946 | 3.019 | 3.104 | 3.197 | 3.303 | 3.387 | 3.839 | 3.929 | 4.006 | 4.091 | 4.176 | 4.259 | 4.718 | 4.817 | 4.914 | 5.016 | 5.122
NPgY | BSP | NG FES - Falling Short | Total installed storage capacity (MW) | WEST MELTON | 1.359 | 2.085 | 2.73 | 3.377 | 6.493 | 6.584 | 6.69 | 6.759 | 6.846 | 6.932 | 7.019 | 7.144 | 7.269 | 7.397 | 7.547 | 7.711 | 7.898 | 8.047 | 8.989 | 9.149 | 9.284 | 9.434 | 9.584 | 9.729 | 10.685 | 10.863 | 11.033 | 11.211 | 11.399
NPgY | BSP | NG FES - Falling Short | Total installed storage capacity (MW) | WHINMOOR | 0.082 | 0.478 | 0.834 | 1.191 | 2.92 | 2.967 | 3.022 | 3.057 | 3.102 | 3.146 | 3.191 | 3.254 | 3.319 | 3.384 | 3.46 | 3.544 | 3.639 | 3.716 | 4.234 | 4.317 | 4.388 | 4.466 | 4.545 | 4.622 | 5.149 | 5.243 | 5.333 | 5.427 | 5.527
NPgY | BSP | NG FES - Falling Short | Total installed storage capacity (MW) | WOLD NEWTON | 0.085 | 2.663 | 5.166 | 7.672 | 20.628 | 20.68 | 20.745 | 20.779 | 20.826 | 20.871 | 20.914 | 20.993 | 21.067 | 21.141 | 21.235 | 21.337 | 21.456 | 21.535 | 25.01 | 25.088 | 25.136 | 25.19 | 25.239 | 25.28 | 28.738 | 28.852 | 28.901 | 28.952 | 29.005
NPgY | BSP | NG FES - Falling Short | Total installed storage capacity (MW) | YARBOROUGH ROAD 132/33KV | 0.076 | 0.618 | 1.126 | 1.636 | 4.168 | 4.211 | 4.261 | 4.294 | 4.336 | 4.377 | 4.42 | 4.477 | 4.536 | 4.596 | 4.666 | 4.742 | 4.828 | 4.899 | 5.628 | 5.705 | 5.775 | 5.851 | 5.929 | 6.005 | 6.745 | 6.843 | 6.932 | 7.026 | 7.125
NPgN | BSP | NG FES - Leading the Way | Total installed storage capacity (MW) | ANNFIELD | 0.1 | 0.998 | 1.879 | 2.773 | 2.946 | 3.13 | 3.359 | 3.717 | 4.055 | 4.348 | 4.704 | 5.435 | 6.536 | 7.665 | 8.49 | 9.043 | 9.642 | 10.577 | 11.194 | 11.873 | 12.886 | 13.607 | 14.353 | 15.419 | 16.237 | 17.088 | 17.984 | 19.266 | 20.26
NPgN | BSP | NG FES - Leading the Way | Total installed storage capacity (MW) | BARRACK ROAD | 0.065 | 0.423 | 0.774 | 1.134 | 1.236 | 1.331 | 1.454 | 1.602 | 1.75 | 1.878 | 2.027 | 2.347 | 2.8 | 3.264 | 3.626 | 3.888 | 4.179 | 4.563 | 4.816 | 5.095 | 5.474 | 5.743 | 6.015 | 6.4 | 6.691 | 6.991 | 7.309 | 7.772 | 8.123
NPgN | BSP | NG FES - Leading the Way | Total installed storage capacity (MW) | BLUCHER | 0.067 | 0.887 | 1.69 | 2.504 | 2.628 | 2.767 | 2.937 | 3.239 | 3.513 | 3.743 | 4.03 | 4.646 | 5.608 | 6.592 | 7.283 | 7.708 | 8.167 | 8.955 | 9.448 | 9.989 | 10.856 | 11.443 | 12.054 | 12.963 | 13.636 | 14.336 | 15.074 | 16.166 | 16.984
NPgN | BSP | NG FES - Leading the Way | Total installed storage capacity (MW) | BOWESFIELD | 0.123 | 2.248 | 4.347 | 6.465 | 6.682 | 6.915 | 7.204 | 7.828 | 8.341 | 8.712 | 9.198 | 10.549 | 12.796 | 15.079 | 16.55 | 17.248 | 18.007 | 19.617 | 20.4 | 21.261 | 22.974 | 23.89 | 24.838 | 26.559 | 27.6 | 28.682 | 29.822 | 31.877 | 33.141
NPgN | BSP | NG FES - Leading the Way | Total installed storage capacity (MW) | CHIRTON GRANGE | 0.084 | 0.407 | 0.713 | 1.032 | 1.178 | 1.334 | 1.527 | 1.752 | 1.997 | 2.242 | 2.525 | 2.951 | 3.5 | 4.073 | 4.578 | 5.041 | 5.545 | 6.14 | 6.655 | 7.222 | 7.88 | 8.479 | 9.099 | 9.826 | 10.506 | 11.212 | 11.956 | 12.836 | 13.661
NPgN | BSP | NG FES - Leading the Way | Total installed storage capacity (MW) | COALBURNS | 0.057 | 2.442 | 4.816 | 7.199 | 7.298 | 7.402 | 7.531 | 8.057 | 8.408 | 8.571 | 8.833 | 10.056 | 12.301 | 14.56 | 15.836 | 16.145 | 16.482 | 17.815 | 18.155 | 18.531 | 19.905 | 20.3 | 20.708 | 21.995 | 22.442 | 22.907 | 23.396 | 24.916 | 25.459
NPgN | BSP | NG FES - Leading the Way | Total installed storage capacity (MW) | DARLINGTON CENTRAL | 0.06 | 1.371 | 2.672 | 3.983 | 4.082 | 4.181 | 4.307 | 4.633 | 4.878 | 5.024 | 5.228 | 5.973 | 7.27 | 8.578 | 9.371 | 9.657 | 9.97 | 10.804 | 11.102 | 11.431 | 12.283 | 12.618 | 12.961 | 13.778 | 14.151 | 14.537 | 14.945 | 15.914 | 16.366
NPgN | BSP | NG FES - Leading the Way | Total installed storage capacity (MW) | DARLINGTON NORTH | 0.07 | 0.941 | 1.798 | 2.665 | 2.789 | 2.92 | 3.083 | 3.377 | 3.636 | 3.843 | 4.103 | 4.722 | 5.704 | 6.706 | 7.392 | 7.784 | 8.209 | 8.971 | 9.407 | 9.887 | 10.703 | 11.211 | 11.736 | 12.575 | 13.151 | 13.75 | 14.381 | 15.386 | 16.085
NPgN | BSP | NG FES - Leading the Way | Total installed storage capacity (MW) | DUNSTON | 0.131 | 1.362 | 2.572 | 3.801 | 4.021 | 4.246 | 4.529 | 4.975 | 5.385 | 5.726 | 6.141 | 7.082 | 8.524 | 9.996 | 11.048 | 11.704 | 12.422 | 13.581 | 14.283 | 15.058 | 16.278 | 17.08 | 17.904 | 19.159 | 20.059 | 20.992 | 21.976 | 23.483 | 24.573
NPgN | BSP | NG FES - Leading the Way | Total installed storage capacity (MW) | FLATWORTH | 17.541 | 17.933 | 18.317 | 18.707 | 18.779 | 18.858 | 18.955 | 19.11 | 19.256 | 19.382 | 19.536 | 19.852 | 20.33 | 20.82 | 21.177 | 21.413 | 21.67 | 22.075 | 22.342 | 22.635 | 23.077 | 23.39 | 23.715 | 24.18 | 24.537 | 24.908 | 25.299 | 25.858 | 26.292
NPgN | BSP | NG FES - Leading the Way | Total installed storage capacity (MW) | GOSFORTH | 0.077 | 0.5 | 0.908 | 1.328 | 1.463 | 1.607 | 1.786 | 2.018 | 2.258 | 2.487 | 2.757 | 3.208 | 3.826 | 4.468 | 4.992 | 5.425 | 5.894 | 6.505 | 6.989 | 7.521 | 8.194 | 8.759 | 9.345 | 10.076 | 10.718 | 11.386 | 12.089 | 12.973 | 13.753
NPgN | BSP | NG FES - Leading the Way | Total installed storage capacity (MW) | HARROGATE 132/33KV | 0.068 | 1.017 | 1.952 | 2.897 | 3.018 | 3.147 | 3.308 | 3.616 | 3.881 | 4.088 | 4.35 | 5.001 | 6.05 | 7.119 | 7.837 | 8.226 | 8.648 | 9.444 | 9.88 | 10.361 | 11.214 | 11.725 | 12.254 | 13.127 | 13.708 | 14.311 | 14.947 | 15.992 | 16.697
NPgN | BSP | NG FES - Leading the Way | Total installed storage capacity (MW) | HUSTHWAITE | 0.046 | 2.1 | 4.147 | 6.201 | 6.278 | 6.355 | 6.452 | 6.886 | 7.166 | 7.28 | 7.475 | 8.501 | 10.406 | 12.32 | 13.385 | 13.607 | 13.851 | 14.947 | 15.18 | 15.438 | 16.551 | 16.814 | 17.083 | 18.107 | 18.4 | 18.704 | 19.024 | 20.23 | 20.584
NPgN | BSP | NG FES - Leading the Way | Total installed storage capacity (MW) | LEEMING BAR_SKEEBY | 0.197 | 4.999 | 9.767 | 14.564 | 14.9 | 15.246 | 15.681 | 16.878 | 17.767 | 18.299 | 19.05 | 21.759 | 26.504 | 31.296 | 34.18 | 35.199 | 36.311 | 39.369 | 40.473 | 41.689 | 44.858 | 46.125 | 47.431 | 50.487 | 51.914 | 53.395 | 54.956 | 58.584 | 60.315
NPgN | BSP | NG FES - Leading the Way | Total installed storage capacity (MW) | LINTON | 0.114 | 3.511 | 6.889 | 10.284 | 10.475 | 10.669 | 10.913 | 11.699 | 12.253 | 12.543 | 12.977 | 14.795 | 18.057 | 21.344 | 23.258 | 23.82 | 24.436 | 26.436 | 27.032 | 27.69 | 29.739 | 30.415 | 31.11 | 33.044 | 33.801 | 34.586 | 35.413 | 37.702 | 38.619
NPgN | BSP | NG FES - Leading the Way | Total installed storage capacity (MW) | MALTON GRID | 0.17 | 6.511 | 12.825 | 19.164 | 19.448 | 19.735 | 20.097 | 21.489 | 22.424 | 22.854 | 23.543 | 26.803 | 32.77 | 38.773 | 42.177 | 43.011 | 43.924 | 47.454 | 48.338 | 49.313 | 52.916 | 53.918 | 54.948 | 58.302 | 59.423 | 60.587 | 61.813 | 65.772 | 67.131
NPgN | BSP | NG FES - Leading the Way | Total installed storage capacity (MW) | MELROSEGATE | 0.168 | 2.162 | 4.126 | 6.116 | 6.402 | 6.697 | 7.068 | 7.724 | 8.301 | 8.754 | 9.321 | 10.723 | 12.949 | 15.218 | 16.766 | 17.636 | 18.584 | 20.283 | 21.224 | 22.261 | 24.054 | 25.135 | 26.249 | 28.072 | 29.29 | 30.553 | 31.885 | 34.069 | 35.545
NPgN | BSP | NG FES - Leading the Way | Total installed storage capacity (MW) | NORTH TEES | 0.134 | 0.658 | 1.162 | 1.685 | 1.907 | 2.129 | 2.409 | 2.722 | 3.06 | 3.387 | 3.759 | 4.384 | 5.199 | 6.043 | 6.773 | 7.411 | 8.111 | 8.934 | 9.601 | 10.337 | 11.202 | 11.953 | 12.721 | 13.653 | 14.489 | 15.355 | 16.268 | 17.396 | 18.408
NPgN | BSP | NG FES - Leading the Way | Total installed storage capacity (MW) | POTTER HOUSE | 0.103 | 1.046 | 1.968 | 2.905 | 3.086 | 3.277 | 3.515 | 3.888 | 4.239 | 4.542 | 4.911 | 5.674 | 6.824 | 8.003 | 8.863 | 9.436 | 10.058 | 11.031 | 11.669 | 12.371 | 13.423 | 14.167 | 14.938 | 16.042 | 16.887 | 17.765 | 18.69 | 20.018 | 21.044
NPgN | BSP | NG FES - Leading the Way | Total installed storage capacity (MW) | RAVENSWORTH | 0.046 | 0.68 | 1.308 | 1.942 | 2.018 | 2.092 | 2.187 | 2.37 | 2.522 | 2.63 | 2.769 | 3.176 | 3.844 | 4.522 | 4.965 | 5.177 | 5.411 | 5.882 | 6.1 | 6.342 | 6.823 | 7.067 | 7.317 | 7.79 | 8.06 | 8.34 | 8.636 | 9.201 | 9.528
NPgN | BSP | NG FES - Leading the Way | Total installed storage capacity (MW) | SCARBOROUGH GRID | 3.381 | 5.097 | 6.791 | 8.506 | 8.734 | 8.967 | 9.259 | 9.794 | 10.254 | 10.602 | 11.041 | 12.203 | 14.074 | 15.975 | 17.25 | 17.925 | 18.663 | 20.043 | 20.759 | 21.549 | 22.988 | 23.801 | 24.636 | 26.08 | 26.99 | 27.934 | 28.93 | 30.657 | 31.76
NPgN | BSP | NG FES - Leading the Way | Total installed storage capacity (MW) | SEAL SANDS | 0 | 0.667 | 1.334 | 2.001 | 2.002 | 2.002 | 2.002 | 2.118 | 2.176 | 2.176 | 2.2 | 2.488 | 3.067 | 3.644 | 3.934 | 3.934 | 3.935 | 4.224 | 4.224 | 4.225 | 4.514 | 4.514 | 4.514 | 4.763 | 4.763 | 4.764 | 4.764 | 5.053 | 5.054
NPgN | BSP | NG FES - Leading the Way | Total installed storage capacity (MW) | SPADEADAM 33KV | 0.004 | 0.031 | 0.058 | 0.086 | 0.092 | 0.096 | 0.103 | 0.112 | 0.12 | 0.126 | 0.133 | 0.153 | 0.183 | 0.214 | 0.236 | 0.249 | 0.264 | 0.286 | 0.297 | 0.31 | 0.331 | 0.342 | 0.353 | 0.373 | 0.385 | 0.397 | 0.41 | 0.434 | 0.448
NPgN | BSP | NG FES - Leading the Way | Total installed storage capacity (MW) | SPENNYMOOR 132/66KV | 0.155 | 4.415 | 8.645 | 12.898 | 13.167 | 13.452 | 13.806 | 14.853 | 15.619 | 16.066 | 16.709 | 19.076 | 23.257 | 27.479 | 29.993 | 30.84 | 31.762 | 34.435 | 35.373 | 36.406 | 39.192 | 40.282 | 41.41 | 44.097 | 45.332 | 46.615 | 47.967 | 51.156 | 52.655
NPgN | BSP | NG FES - Leading the Way | Total installed storage capacity (MW) | TORONTO | 0.106 | 2.449 | 4.776 | 7.118 | 7.295 | 7.474 | 7.7 | 8.289 | 8.731 | 8.998 | 9.371 | 10.707 | 13.032 | 15.38 | 16.804 | 17.324 | 17.892 | 19.395 | 19.944 | 20.55 | 22.096 | 22.718 | 23.356 | 24.843 | 25.538 | 26.259 | 27.019 | 28.785 | 29.627
NPgN | BSP | NG FES - Leading the Way | Total installed storage capacity (MW) | WORMALD GREEN 132/33KV | 0.076 | 1.301 | 2.516 | 3.742 | 3.866 | 3.987 | 4.142 | 4.472 | 4.736 | 4.91 | 5.141 | 5.887 | 7.142 | 8.411 | 9.214 | 9.56 | 9.94 | 10.787 | 11.14 | 11.53 | 12.393 | 12.785 | 13.186 | 14.023 | 14.456 | 14.906 | 15.38 | 16.376 | 16.901
NPgY | BSP | NG FES - Leading the Way | Total installed storage capacity (MW) | ATTERCLIFFE | 0.079 | 0.458 | 0.755 | 1.061 | 1.159 | 1.386 | 1.51 | 1.62 | 1.756 | 1.915 | 2.076 | 2.28 | 2.58 | 2.808 | 3.059 | 3.343 | 3.655 | 4 | 4.299 | 4.629 | 4.943 | 5.281 | 5.627 | 5.983 | 6.444 | 6.836 | 7.248 | 7.681 | 8.137
NPgY | BSP | NG FES - Leading the Way | Total installed storage capacity (MW) | BARUGH 132/66KV | 0.136 | 1.672 | 3.076 | 4.496 | 4.678 | 5.553 | 5.791 | 6.016 | 6.29 | 6.65 | 6.981 | 7.383 | 8.269 | 8.727 | 9.224 | 9.788 | 10.402 | 11.273 | 11.892 | 12.573 | 13.242 | 13.957 | 14.695 | 15.459 | 16.717 | 17.565 | 18.449 | 19.378 | 20.358
NPgY | BSP | NG FES - Leading the Way | Total installed storage capacity (MW) | BEESTON ROYDS 132/33KV | 0.145 | 1.347 | 2.404 | 3.477 | 3.665 | 4.36 | 4.603 | 4.828 | 5.102 | 5.445 | 5.774 | 6.179 | 6.945 | 7.404 | 7.905 | 8.473 | 9.092 | 9.888 | 10.501 | 11.177 | 11.832 | 12.534 | 13.258 | 14.004 | 15.123 | 15.949 | 16.813 | 17.721 | 18.678
NPgY | BSP | NG FES - Leading the Way | Total installed storage capacity (MW) | BEVERLEY 132/33KV | 0.195 | 1.823 | 3.27 | 4.741 | 5.016 | 5.991 | 6.357 | 6.716 | 7.15 | 7.684 | 8.215 | 8.844 | 9.975 | 10.7 | 11.48 | 12.366 | 13.327 | 14.555 | 15.55 | 16.644 | 17.734 | 18.898 | 20.105 | 21.358 | 23.129 | 24.514 | 25.963 | 27.488 | 29.094
NPgY | BSP | NG FES - Leading the Way | Total installed storage capacity (MW) | BINGLEY 132/33KV | 0.105 | 0.589 | 0.974 | 1.372 | 1.517 | 1.831 | 2.022 | 2.207 | 2.432 | 2.69 | 2.963 | 3.29 | 3.748 | 4.123 | 4.528 | 4.987 | 5.487 | 6.044 | 6.556 | 7.118 | 7.676 | 8.271 | 8.888 | 9.526 | 10.307 | 11.011 | 11.751 | 12.528 | 13.348
NPgY | BSP | NG FES - Leading the Way | Total installed storage capacity (MW) | BLACKBURN MEADOWS B | 10.043 | 10.307 | 10.525 | 10.749 | 10.803 | 10.957 | 11.025 | 11.086 | 11.162 | 11.252 | 11.341 | 11.454 | 11.639 | 11.765 | 11.904 | 12.061 | 12.233 | 12.435 | 12.601 | 12.783 | 12.958 | 13.144 | 13.336 | 13.533 | 13.807 | 14.025 | 14.253 | 14.493 | 14.745
NPgY | BSP | NG FES - Leading the Way | Total installed storage capacity (MW) | BLYTON | 0.1 | 5.441 | 10.675 | 15.918 | 16.037 | 18.869 | 19.016 | 19.141 | 19.297 | 19.713 | 19.895 | 20.131 | 22.186 | 22.448 | 22.738 | 23.067 | 23.429 | 24.833 | 25.167 | 25.536 | 25.88 | 26.25 | 26.628 | 27.013 | 29.208 | 29.666 | 30.112 | 30.581 | 31.075
NPgY | BSP | NG FES - Leading the Way | Total installed storage capacity (MW) | BRADFORD | 0.171 | 0.595 | 0.843 | 1.109 | 1.326 | 1.615 | 1.892 | 2.141 | 2.448 | 2.785 | 3.15 | 3.608 | 4.137 | 4.651 | 5.215 | 5.854 | 6.553 | 7.245 | 7.923 | 8.672 | 9.39 | 10.16 | 10.952 | 11.766 | 12.673 | 13.567 | 14.51 | 15.501 | 16.545
NPgY | BSP | NG FES - Leading the Way | Total installed storage capacity (MW) | BRAMHAM | 0.131 | 2.85 | 5.432 | 8.028 | 8.19 | 9.663 | 9.868 | 10.05 | 10.274 | 10.635 | 10.9 | 11.236 | 12.462 | 12.838 | 13.251 | 13.72 | 14.233 | 15.233 | 15.724 | 16.265 | 16.78 | 17.333 | 17.899 | 18.48 | 19.958 | 20.613 | 21.286 | 21.994 | 22.739
NPgY | BSP | NG FES - Leading the Way | Total installed storage capacity (MW) | BRANSHOLME | 0.064 | 0.836 | 1.561 | 2.294 | 2.4 | 2.87 | 3.018 | 3.178 | 3.367 | 3.607 | 3.845 | 4.112 | 4.637 | 4.953 | 5.285 | 5.664 | 6.072 | 6.637 | 7.086 | 7.58 | 8.089 | 8.631 | 9.197 | 9.789 | 10.643 | 11.298 | 11.983 | 12.703 | 13.462
NPgY | BSP | NG FES - Leading the Way | Total installed storage capacity (MW) | BRIGHOUSE 132/33KV | 0.127 | 1.021 | 1.788 | 2.57 | 2.738 | 3.266 | 3.484 | 3.687 | 3.934 | 4.235 | 4.533 | 4.898 | 5.523 | 5.937 | 6.388 | 6.899 | 7.456 | 8.137 | 8.693 | 9.305 | 9.901 | 10.54 | 11.199 | 11.878 | 12.831 | 13.583 | 14.37 | 15.198 | 16.07
NPgY | BSP | NG FES - Leading the Way | Total installed storage capacity (MW) | DONCASTER B/THORPE MARSH | 0.275 | 4.06 | 7.599 | 11.171 | 11.57 | 13.744 | 14.279 | 14.814 | 15.458 | 16.321 | 17.113 | 18.041 | 20.206 | 21.282 | 22.433 | 23.743 | 25.161 | 27.279 | 28.767 | 30.402 | 32.043 | 33.795 | 35.614 | 37.504 | 40.649 | 42.748 | 44.936 | 47.237 | 49.663
NPgY | BSP | NG FES - Leading the Way | Total installed storage capacity (MW) | DONCASTER CENTRAL | 0.054 | 0.696 | 1.286 | 1.881 | 1.953 | 2.316 | 2.409 | 2.497 | 2.604 | 2.746 | 2.874 | 3.031 | 3.391 | 3.57 | 3.763 | 3.983 | 4.223 | 4.571 | 4.811 | 5.075 | 5.334 | 5.611 | 5.897 | 6.192 | 6.695 | 7.023 | 7.365 | 7.724 | 8.103
NPgY | BSP | NG FES - Leading the Way | Total installed storage capacity (MW) | DRIFFIELD/BEVERLEY GROUP | 0.313 | 8.433 | 16.241 | 24.084 | 24.494 | 28.902 | 29.433 | 29.926 | 30.529 | 31.547 | 32.271 | 33.16 | 36.759 | 37.767 | 38.865 | 40.11 | 41.469 | 44.356 | 45.705 | 47.192 | 48.639 | 50.188 | 51.785 | 53.432 | 57.798 | 59.66 | 61.568 | 63.574 | 65.687
NPgY | BSP | NG FES - Leading the Way | Total installed storage capacity (MW) | FEATHERSTONE | 0.125 | 1.728 | 3.209 | 4.706 | 4.875 | 5.783 | 6.006 | 6.219 | 6.477 | 6.824 | 7.138 | 7.516 | 8.406 | 8.838 | 9.306 | 9.836 | 10.414 | 11.269 | 11.855 | 12.499 | 13.134 | 13.813 | 14.514 | 15.24 | 16.488 | 17.295 | 18.136 | 19.019 | 19.951
NPgY | BSP | NG FES - Leading the Way | Total installed storage capacity (MW) | GIRLINGTON | 0.108 | 0.587 | 0.956 | 1.335 | 1.47 | 1.761 | 1.933 | 2.086 | 2.274 | 2.491 | 2.715 | 2.997 | 3.397 | 3.713 | 4.06 | 4.453 | 4.884 | 5.353 | 5.768 | 6.225 | 6.663 | 7.132 | 7.614 | 8.108 | 8.734 | 9.28 | 9.853 | 10.455 | 11.09
NPgY | BSP | NG FES - Leading the Way | Total installed storage capacity (MW) | HALIFAX 132/33KV | 0.065 | 0.383 | 0.632 | 0.887 | 0.966 | 1.152 | 1.251 | 1.336 | 1.441 | 1.564 | 1.688 | 1.848 | 2.087 | 2.264 | 2.46 | 2.681 | 2.925 | 3.194 | 3.422 | 3.675 | 3.912 | 4.166 | 4.427 | 4.693 | 5.046 | 5.34 | 5.648 | 5.972 | 6.314
NPgY | BSP | NG FES - Leading the Way | Total installed storage capacity (MW) | HECKMONDWIKE | 0.093 | 0.264 | 0.346 | 0.44 | 0.569 | 0.711 | 0.881 | 1.045 | 1.244 | 1.46 | 1.702 | 1.992 | 2.307 | 2.64 | 2.998 | 3.406 | 3.848 | 4.289 | 4.742 | 5.241 | 5.735 | 6.263 | 6.809 | 7.375 | 7.978 | 8.6 | 9.255 | 9.944 | 10.671
NPgY | BSP | NG FES - Leading the Way | Total installed storage capacity (MW) | HOLMFIELD | 0.123 | 0.572 | 0.914 | 1.27 | 1.453 | 1.778 | 2.024 | 2.273 | 2.573 | 2.911 | 3.281 | 3.711 | 4.261 | 4.761 | 5.295 | 5.902 | 6.559 | 7.276 | 7.971 | 8.736 | 9.506 | 10.328 | 11.183 | 12.072 | 13.095 | 14.073 | 15.102 | 16.185 | 17.326
NPgY | BSP | NG FES - Leading the Way | Total installed storage capacity (MW) | HULL EAST 132/33KV | 0.107 | 0.58 | 0.954 | 1.34 | 1.491 | 1.805 | 2.006 | 2.203 | 2.442 | 2.715 | 3.007 | 3.352 | 3.826 | 4.224 | 4.652 | 5.139 | 5.667 | 6.254 | 6.801 | 7.402 | 8 | 8.639 | 9.302 | 9.989 | 10.816 | 11.573 | 12.369 | 13.205 | 14.087
NPgY | BSP | NG FES - Leading the Way | Total installed storage capacity (MW) | HULL SOUTH | 0.164 | 0.635 | 0.935 | 1.254 | 1.459 | 1.766 | 2.027 | 2.26 | 2.548 | 2.865 | 3.206 | 3.636 | 4.155 | 4.636 | 5.165 | 5.764 | 6.42 | 7.08 | 7.712 | 8.409 | 9.075 | 9.789 | 10.522 | 11.275 | 12.138 | 12.966 | 13.838 | 14.754 | 15.72
NPgY | BSP | NG FES - Leading the Way | Total installed storage capacity (MW) | HULL WEST | 0.101 | 0.72 | 1.253 | 1.798 | 1.952 | 2.355 | 2.564 | 2.778 | 3.035 | 3.337 | 3.656 | 4.023 | 4.578 | 5.007 | 5.463 | 5.982 | 6.543 | 7.209 | 7.808 | 8.466 | 9.133 | 9.845 | 10.585 | 11.356 | 12.325 | 13.176 | 14.068 | 15.007 | 15.997
NPgY | BSP | NG FES - Leading the Way | Total installed storage capacity (MW) | HUMBERSTON | 0.058 | 0.628 | 1.153 | 1.684 | 1.775 | 2.125 | 2.249 | 2.38 | 2.536 | 2.73 | 2.924 | 3.145 | 3.553 | 3.813 | 4.089 | 4.402 | 4.741 | 5.189 | 5.555 | 5.958 | 6.37 | 6.808 | 7.265 | 7.742 | 8.409 | 8.936 | 9.488 | 10.068 | 10.68
NPgY | BSP | NG FES - Leading the Way | Total installed storage capacity (MW) | HUNNINGLEY | 0.05 | 0.662 | 1.226 | 1.796 | 1.864 | 2.212 | 2.301 | 2.387 | 2.49 | 2.628 | 2.754 | 2.905 | 3.252 | 3.425 | 3.613 | 3.826 | 4.057 | 4.394 | 4.629 | 4.887 | 5.142 | 5.414 | 5.695 | 5.986 | 6.476 | 6.799 | 7.136 | 7.491 | 7.864
NPgY | BSP | NG FES - Leading the Way | Total installed storage capacity (MW) | HUNSHELF | 0.06 | 0.975 | 1.83 | 2.692 | 2.771 | 3.279 | 3.381 | 3.476 | 3.593 | 3.757 | 3.897 | 4.069 | 4.535 | 4.73 | 4.942 | 5.182 | 5.444 | 5.866 | 6.126 | 6.414 | 6.693 | 6.992 | 7.301 | 7.619 | 8.237 | 8.592 | 8.961 | 9.348 | 9.757
NPgY | BSP | NG FES - Leading the Way | Total installed storage capacity (MW) | IMMINGHAM | 0.049 | 2.069 | 4.041 | 6.019 | 6.083 | 7.167 | 7.25 | 7.327 | 7.421 | 7.616 | 7.73 | 7.869 | 8.694 | 8.852 | 9.023 | 9.218 | 9.43 | 10.037 | 10.248 | 10.481 | 10.707 | 10.949 | 11.199 | 11.457 | 12.399 | 12.696 | 12.994 | 13.308 | 13.639
NPgY | BSP | NG FES - Leading the Way | Total installed storage capacity (MW) | KIRKHAW LANE | 0.066 | 0.818 | 1.51 | 2.21 | 2.303 | 2.74 | 2.865 | 2.988 | 3.137 | 3.33 | 3.512 | 3.728 | 4.184 | 4.432 | 4.699 | 5.003 | 5.332 | 5.794 | 6.136 | 6.512 | 6.887 | 7.288 | 7.704 | 8.136 | 8.814 | 9.293 | 9.793 | 10.319 | 10.873
NPgY | BSP | NG FES - Leading the Way | Total installed storage capacity (MW) | KIRKSTALL C 2/5 | 0.061 | 0.449 | 0.768 | 1.092 | 1.158 | 1.368 | 1.447 | 1.506 | 1.583 | 1.676 | 1.761 | 1.882 | 2.103 | 2.232 | 2.378 | 2.543 | 2.727 | 2.944 | 3.098 | 3.27 | 3.419 | 3.581 | 3.743 | 3.906 | 4.177 | 4.357 | 4.546 | 4.744 | 4.952
NPgY | BSP | NG FES - Leading the Way | Total installed storage capacity (MW) | KIRKSTALL C/RING ROAD HORSFORTH | 0.156 | 0.677 | 1.059 | 1.459 | 1.685 | 2.064 | 2.367 | 2.67 | 3.034 | 3.444 | 3.892 | 4.418 | 5.076 | 5.685 | 6.337 | 7.078 | 7.881 | 8.744 | 9.585 | 10.51 | 11.438 | 12.429 | 13.458 | 14.527 | 15.745 | 16.921 | 18.158 | 19.459 | 20.831
NPgY | BSP | NG FES - Leading the Way | Total installed storage capacity (MW) | LEEDS EAST | 0.128 | 0.79 | 1.327 | 1.88 | 2.053 | 2.467 | 2.694 | 2.91 | 3.172 | 3.478 | 3.795 | 4.179 | 4.745 | 5.184 | 5.659 | 6.198 | 6.785 | 7.452 | 8.046 | 8.699 | 9.342 | 10.029 | 10.74 | 11.475 | 12.405 | 13.215 | 14.066 | 14.96 | 15.903
NPgY | BSP | NG FES - Leading the Way | Total installed storage capacity (MW) | LEEDS NORTH | 0.116 | 0.521 | 0.806 | 1.104 | 1.248 | 1.501 | 1.684 | 1.845 | 2.045 | 2.269 | 2.505 | 2.804 | 3.191 | 3.525 | 3.893 | 4.309 | 4.765 | 5.239 | 5.676 | 6.159 | 6.619 | 7.112 | 7.619 | 8.138 | 8.76 | 9.332 | 9.934 | 10.566 | 11.233
NPgY | BSP | NG FES - Leading the Way | Total installed storage capacity (MW) | LINDLEY | 0.136 | 0.757 | 1.249 | 1.757 | 1.944 | 2.346 | 2.593 | 2.831 | 3.119 | 3.451 | 3.802 | 4.222 | 4.809 | 5.292 | 5.812 | 6.403 | 7.045 | 7.761 | 8.417 | 9.139 | 9.853 | 10.616 | 11.406 | 12.224 | 13.224 | 14.125 | 15.072 | 16.068 | 17.118
NPgY | BSP | NG FES - Leading the Way | Total installed storage capacity (MW) | LOW ROAD | 0.12 | 1.009 | 1.765 | 2.535 | 2.674 | 3.167 | 3.339 | 3.481 | 3.659 | 3.882 | 4.087 | 4.361 | 4.882 | 5.181 | 5.516 | 5.893 | 6.31 | 6.829 | 7.207 | 7.625 | 8.01 | 8.424 | 8.844 | 9.272 | 9.962 | 10.437 | 10.932 | 11.454 | 12.002
NPgY | BSP | NG FES - Leading the Way | Total installed storage capacity (MW) | MALLARD WAY | 10.065 | 10.703 | 11.277 | 11.859 | 11.945 | 12.311 | 12.422 | 12.526 | 12.654 | 12.817 | 12.97 | 13.158 | 13.542 | 13.755 | 13.986 | 14.249 | 14.535 | 14.923 | 15.208 | 15.523 | 15.83 | 16.159 | 16.498 | 16.848 | 17.4 | 17.788 | 18.193 | 18.619 | 19.068
NPgY | BSP | NG FES - Leading the Way | Total installed storage capacity (MW) | MENSTON | 0.091 | 1.058 | 1.937 | 2.827 | 2.949 | 3.503 | 3.662 | 3.812 | 3.995 | 4.233 | 4.454 | 4.722 | 5.294 | 5.6 | 5.932 | 6.309 | 6.719 | 7.289 | 7.702 | 8.157 | 8.603 | 9.08 | 9.573 | 10.083 | 10.903 | 11.468 | 12.058 | 12.679 | 13.333
NPgY | BSP | NG FES - Leading the Way | Total installed storage capacity (MW) | MOSS ROAD | 0.073 | 0.308 | 0.468 | 0.637 | 0.729 | 0.88 | 0.998 | 1.105 | 1.236 | 1.382 | 1.538 | 1.732 | 1.977 | 2.196 | 2.436 | 2.708 | 3.006 | 3.313 | 3.602 | 3.921 | 4.227 | 4.556 | 4.894 | 5.241 | 5.647 | 6.029 | 6.431 | 6.854 | 7.3
NPgY | BSP | NG FES - Leading the Way | Total installed storage capacity (MW) | OSGODBY 1/2 | 0 | 0.119 | 0.238 | 0.358 | 0.358 | 0.42 | 0.42 | 0.42 | 0.42 | 0.426 | 0.426 | 0.426 | 0.468 | 0.468 | 0.468 | 0.468 | 0.468 | 0.493 | 0.493 | 0.493 | 0.493 | 0.493 | 0.493 | 0.493 | 0.534 | 0.535 | 0.535 | 0.535 | 0.535
NPgY | BSP | NG FES - Leading the Way | Total installed storage capacity (MW) | OSGODBY 3/4 | 0.104 | 1.632 | 3.061 | 4.502 | 4.643 | 5.502 | 5.689 | 5.867 | 6.085 | 6.385 | 6.649 | 6.966 | 7.778 | 8.141 | 8.533 | 8.978 | 9.462 | 10.22 | 10.713 | 11.255 | 11.79 | 12.363 | 12.955 | 13.567 | 14.682 | 15.365 | 16.074 | 16.82 | 17.607
NPgY | BSP | NG FES - Leading the Way | Total installed storage capacity (MW) | RODLEY | 0.127 | 0.9 | 1.552 | 2.218 | 2.39 | 2.864 | 3.09 | 3.306 | 3.569 | 3.881 | 4.2 | 4.584 | 5.19 | 5.629 | 6.105 | 6.644 | 7.231 | 7.924 | 8.52 | 9.175 | 9.821 | 10.512 | 11.226 | 11.965 | 12.939 | 13.755 | 14.611 | 15.511 | 16.459
NPgY | BSP | NG FES - Leading the Way | Total installed storage capacity (MW) | SAINT ANDREWS ROAD 132/33KV | 0.124 | 0.37 | 0.495 | 0.634 | 0.798 | 0.987 | 1.2 | 1.4 | 1.645 | 1.911 | 2.205 | 2.565 | 2.96 | 3.369 | 3.813 | 4.316 | 4.865 | 5.407 | 5.956 | 6.562 | 7.153 | 7.787 | 8.44 | 9.115 | 9.842 | 10.583 | 11.365 | 12.187 | 13.053
NPgY | BSP | NG FES - Leading the Way | Total installed storage capacity (MW) | SALTEND 132/33KV | 0.001 | 0.2 | 0.398 | 0.596 | 0.597 | 0.701 | 0.702 | 0.703 | 0.703 | 0.713 | 0.714 | 0.715 | 0.785 | 0.786 | 0.788 | 0.789 | 0.791 | 0.833 | 0.834 | 0.836 | 0.836 | 0.837 | 0.838 | 0.838 | 0.907 | 0.909 | 0.91 | 0.911 | 0.911
NPgY | BSP | NG FES - Leading the Way | Total installed storage capacity (MW) | SANTON | 0.099 | 2.883 | 5.574 | 8.276 | 8.413 | 9.932 | 10.113 | 10.288 | 10.5 | 10.857 | 11.115 | 11.424 | 12.671 | 13.025 | 13.408 | 13.842 | 14.314 | 15.324 | 15.807 | 16.339 | 16.866 | 17.429 | 18.013 | 18.617 | 20.159 | 20.841 | 21.54 | 22.275 | 23.05
NPgY | BSP | NG FES - Leading the Way | Total installed storage capacity (MW) | SCUNTHORPE NORTH | 0.076 | 0.558 | 0.964 | 1.378 | 1.477 | 1.765 | 1.894 | 2.014 | 2.16 | 2.336 | 2.511 | 2.728 | 3.08 | 3.326 | 3.592 | 3.895 | 4.226 | 4.618 | 4.946 | 5.307 | 5.658 | 6.034 | 6.421 | 6.821 | 7.365 | 7.806 | 8.269 | 8.756 | 9.268
NPgY | BSP | NG FES - Leading the Way | Total installed storage capacity (MW) | SCUNTHORPE SOUTH | 0.076 | 1.175 | 2.219 | 3.274 | 3.401 | 4.057 | 4.235 | 4.428 | 4.656 | 4.955 | 5.243 | 5.564 | 6.258 | 6.639 | 7.04 | 7.497 | 7.988 | 8.706 | 9.251 | 9.848 | 10.466 | 11.122 | 11.809 | 12.527 | 13.621 | 14.417 | 15.249 | 16.123 | 17.044
NPgY | BSP | NG FES - Leading the Way | Total installed storage capacity (MW) | SILSDEN | 0.222 | 1.455 | 2.473 | 3.515 | 3.812 | 4.572 | 4.96 | 5.327 | 5.774 | 6.299 | 6.838 | 7.494 | 8.493 | 9.241 | 10.051 | 10.97 | 11.972 | 13.128 | 14.136 | 15.246 | 16.335 | 17.5 | 18.703 | 19.946 | 21.557 | 22.929 | 24.368 | 25.882 | 27.477
NPgY | BSP | NG FES - Leading the Way | Total installed storage capacity (MW) | SOWERBY BRIDGE 132/33KV | 0.134 | 0.669 | 1.071 | 1.489 | 1.665 | 2.009 | 2.238 | 2.452 | 2.713 | 3.01 | 3.324 | 3.709 | 4.226 | 4.663 | 5.138 | 5.677 | 6.264 | 6.898 | 7.484 | 8.129 | 8.759 | 9.433 | 10.128 | 10.845 | 11.71 | 12.5 | 13.331 | 14.205 | 15.125
NPgY | BSP | NG FES - Leading the Way | Total installed storage capacity (MW) | STAYGATE | 0.11 | 0.468 | 0.722 | 0.988 | 1.138 | 1.385 | 1.582 | 1.771 | 2 | 2.257 | 2.535 | 2.869 | 3.288 | 3.671 | 4.085 | 4.555 | 5.067 | 5.606 | 6.126 | 6.698 | 7.263 | 7.866 | 8.49 | 9.137 | 9.879 | 10.59 | 11.338 | 12.125 | 12.954
NPgY | BSP | NG FES - Leading the Way | Total installed storage capacity (MW) | THORNHILL 132KV | 0.193 | 1.055 | 1.726 | 2.418 | 2.673 | 3.216 | 3.547 | 3.856 | 4.233 | 4.666 | 5.12 | 5.675 | 6.453 | 7.083 | 7.769 | 8.547 | 9.395 | 10.329 | 11.175 | 12.107 | 13.016 | 13.99 | 14.993 | 16.03 | 17.31 | 18.452 | 19.652 | 20.914 | 22.244
NPgY | BSP | NG FES - Leading the Way | Total installed storage capacity (MW) | WAKEFIELD MONCKTON ROAD | 0.098 | 0.907 | 1.617 | 2.338 | 2.463 | 2.927 | 3.087 | 3.232 | 3.411 | 3.634 | 3.847 | 4.112 | 4.618 | 4.917 | 5.244 | 5.614 | 6.019 | 6.54 | 6.935 | 7.372 | 7.792 | 8.243 | 8.706 | 9.183 | 9.91 | 10.438 | 10.99 | 11.571 | 12.182
NPgY | BSP | NG FES - Leading the Way | Total installed storage capacity (MW) | WAKEFIELD NORTH | 0.116 | 1.12 | 2.019 | 2.933 | 3.101 | 3.706 | 3.932 | 4.157 | 4.428 | 4.762 | 5.095 | 5.486 | 6.19 | 6.643 | 7.127 | 7.678 | 8.276 | 9.044 | 9.669 | 10.357 | 11.046 | 11.782 | 12.546 | 13.34 | 14.457 | 15.335 | 16.254 | 17.22 | 18.239
NPgY | BSP | NG FES - Leading the Way | Total installed storage capacity (MW) | WEST MELTON | 1.405 | 3.495 | 5.401 | 7.332 | 7.628 | 8.863 | 9.26 | 9.655 | 10.132 | 10.736 | 11.322 | 12.009 | 13.362 | 14.158 | 15.011 | 15.98 | 17.031 | 18.45 | 19.55 | 20.759 | 21.971 | 23.264 | 24.608 | 26.003 | 28.08 | 29.625 | 31.241 | 32.939 | 34.73
NPgY | BSP | NG FES - Leading the Way | Total installed storage capacity (MW) | WHINMOOR | 0.104 | 1.251 | 2.306 | 3.373 | 3.526 | 4.202 | 4.408 | 4.616 | 4.865 | 5.184 | 5.492 | 5.851 | 6.579 | 6.996 | 7.441 | 7.948 | 8.497 | 9.252 | 9.83 | 10.466 | 11.105 | 11.787 | 12.495 | 13.232 | 14.346 | 15.162 | 16.015 | 16.912 | 17.857
NPgY | BSP | NG FES - Leading the Way | Total installed storage capacity (MW) | WOLD NEWTON | 0.127 | 7.775 | 15.28 | 22.798 | 22.94 | 26.978 | 27.151 | 27.289 | 27.463 | 28.006 | 28.203 | 28.474 | 31.35 | 31.642 | 31.971 | 32.344 | 32.756 | 34.661 | 35.022 | 35.423 | 35.783 | 36.171 | 36.563 | 36.96 | 39.949 | 40.436 | 40.896 | 41.379 | 41.888
NPgY | BSP | NG FES - Leading the Way | Total installed storage capacity (MW) | YARBOROUGH ROAD 132/33KV | 0.095 | 1.692 | 3.208 | 4.736 | 4.881 | 5.794 | 5.992 | 6.195 | 6.438 | 6.773 | 7.075 | 7.422 | 8.302 | 8.708 | 9.14 | 9.631 | 10.162 | 11.003 | 11.572 | 12.196 | 12.829 | 13.504 | 14.207 | 14.94 | 16.209 | 17.024 | 17.871 | 18.763 | 19.703
NPgN | BSP | NG FES - System Transformation | Total installed storage capacity (MW) | ANNFIELD | 0.1 | 1.363 | 2.651 | 3.944 | 3.997 | 4.049 | 4.115 | 4.173 | 4.243 | 4.315 | 4.449 | 4.763 | 4.866 | 4.974 | 5.944 | 6.132 | 6.276 | 6.415 | 6.555 | 7.797 | 8.489 | 8.65 | 9.358 | 9.528 | 9.707 | 9.891 | 10.085 | 10.287 | 10.498
NPgN | BSP | NG FES - System Transformation | Total installed storage capacity (MW) | BARRACK ROAD | 0.036 | 0.533 | 1.03 | 1.529 | 1.562 | 1.592 | 1.631 | 1.657 | 1.692 | 1.727 | 1.783 | 1.919 | 1.972 | 2.027 | 2.416 | 2.508 | 2.588 | 2.653 | 2.715 | 3.199 | 3.462 | 3.524 | 3.792 | 3.852 | 3.916 | 3.981 | 4.05 | 4.121 | 4.196
NPgN | BSP | NG FES - System Transformation | Total installed storage capacity (MW) | BLUCHER | 0.052 | 1.252 | 2.448 | 3.647 | 3.685 | 3.723 | 3.771 | 3.816 | 3.869 | 3.924 | 4.037 | 4.311 | 4.389 | 4.47 | 5.354 | 5.504 | 5.61 | 5.718 | 5.827 | 6.963 | 7.591 | 7.722 | 8.363 | 8.502 | 8.65 | 8.801 | 8.961 | 9.127 | 9.3
NPgN | BSP | NG FES - System Transformation | Total installed storage capacity (MW) | BOWESFIELD | 0.087 | 3.3 | 6.505 | 9.716 | 9.783 | 9.85 | 9.932 | 10.006 | 10.094 | 10.185 | 10.423 | 11.093 | 11.223 | 11.359 | 13.665 | 13.97 | 14.153 | 14.328 | 14.505 | 17.442 | 19.001 | 19.206 | 20.784 | 21 | 21.228 | 21.462 | 21.709 | 21.966 | 22.234
NPgN | BSP | NG FES - System Transformation | Total installed storage capacity (MW) | CHIRTON GRANGE | 0.058 | 0.452 | 0.842 | 1.236 | 1.281 | 1.325 | 1.381 | 1.43 | 1.488 | 1.549 | 1.631 | 1.775 | 1.862 | 1.953 | 2.295 | 2.423 | 2.545 | 2.661 | 2.778 | 3.222 | 3.502 | 3.636 | 3.929 | 4.07 | 4.219 | 4.371 | 4.533 | 4.7 | 4.875
NPgN | BSP | NG FES - System Transformation | Total installed storage capacity (MW) | COALBURNS | 0.039 | 3.769 | 7.496 | 11.226 | 11.257 | 11.287 | 11.324 | 11.357 | 11.396 | 11.437 | 11.642 | 12.339 | 12.397 | 12.458 | 15.059 | 15.295 | 15.377 | 15.455 | 15.533 | 18.831 | 20.519 | 20.607 | 22.303 | 22.396 | 22.494 | 22.595 | 22.701 | 22.811 | 22.926
NPgN | BSP | NG FES - System Transformation | Total installed storage capacity (MW) | DARLINGTON CENTRAL | 0.037 | 2.054 | 4.068 | 6.086 | 6.118 | 6.147 | 6.185 | 6.215 | 6.251 | 6.289 | 6.416 | 6.815 | 6.87 | 6.928 | 8.356 | 8.516 | 8.597 | 8.668 | 8.738 | 10.545 | 11.479 | 11.555 | 12.495 | 12.572 | 12.654 | 12.738 | 12.826 | 12.918 | 13.014
NPgN | BSP | NG FES - System Transformation | Total installed storage capacity (MW) | DARLINGTON NORTH | 0.049 | 1.338 | 2.623 | 3.911 | 3.949 | 3.987 | 4.034 | 4.075 | 4.124 | 4.175 | 4.287 | 4.574 | 4.647 | 4.724 | 5.667 | 5.816 | 5.919 | 6.017 | 6.117 | 7.319 | 7.97 | 8.084 | 8.745 | 8.865 | 8.991 | 9.12 | 9.257 | 9.399 | 9.548
NPgN | BSP | NG FES - System Transformation | Total installed storage capacity (MW) | DUNSTON | 0.084 | 1.876 | 3.662 | 5.455 | 5.524 | 5.59 | 5.674 | 5.742 | 5.826 | 5.912 | 6.081 | 6.503 | 6.629 | 6.76 | 8.094 | 8.334 | 8.514 | 8.679 | 8.842 | 10.534 | 11.455 | 11.636 | 12.574 | 12.76 | 12.958 | 13.159 | 13.372 | 13.594 | 13.825
NPgN | BSP | NG FES - System Transformation | Total installed storage capacity (MW) | FLATWORTH | 17.529 | 18.095 | 18.657 | 19.222 | 19.245 | 19.267 | 19.294 | 19.319 | 19.349 | 19.38 | 19.438 | 19.574 | 19.618 | 19.664 | 20.087 | 20.167 | 20.228 | 20.288 | 20.348 | 20.89 | 21.192 | 21.262 | 21.571 | 21.645 | 21.724 | 21.804 | 21.888 | 21.976 | 22.068
NPgN | BSP | NG FES - System Transformation | Total installed storage capacity (MW) | GOSFORTH | 0.054 | 0.618 | 1.177 | 1.74 | 1.781 | 1.822 | 1.874 | 1.919 | 1.974 | 2.03 | 2.116 | 2.284 | 2.364 | 2.449 | 2.901 | 3.029 | 3.142 | 3.25 | 3.36 | 3.943 | 4.291 | 4.417 | 4.777 | 4.91 | 5.051 | 5.195 | 5.347 | 5.506 | 5.671
NPgN | BSP | NG FES - System Transformation | Total installed storage capacity (MW) | HARROGATE 132/33KV | 0.049 | 1.463 | 2.874 | 4.288 | 4.325 | 4.362 | 4.408 | 4.449 | 4.498 | 4.549 | 4.665 | 4.973 | 5.045 | 5.121 | 6.149 | 6.303 | 6.404 | 6.502 | 6.601 | 7.912 | 8.618 | 8.733 | 9.45 | 9.57 | 9.698 | 9.828 | 9.966 | 10.109 | 10.259
NPgN | BSP | NG FES - System Transformation | Total installed storage capacity (MW) | HUSTHWAITE | 0.029 | 3.251 | 6.472 | 9.695 | 9.719 | 9.742 | 9.771 | 9.794 | 9.823 | 9.852 | 10.022 | 10.619 | 10.662 | 10.707 | 12.95 | 13.145 | 13.207 | 13.263 | 13.318 | 16.156 | 17.599 | 17.658 | 19.107 | 19.167 | 19.232 | 19.297 | 19.367 | 19.439 | 19.514
NPgN | BSP | NG FES - System Transformation | Total installed storage capacity (MW) | LEEMING BAR_SKEEBY | 0.13 | 7.533 | 14.927 | 22.33 | 22.435 | 22.537 | 22.664 | 22.771 | 22.901 | 23.034 | 23.497 | 24.951 | 25.145 | 25.347 | 30.578 | 31.148 | 31.425 | 31.68 | 31.934 | 38.567 | 42.003 | 42.289 | 45.751 | 46.047 | 46.36 | 46.68 | 47.018 | 47.37 | 47.737
NPgN | BSP | NG FES - System Transformation | Total installed storage capacity (MW) | LINTON | 0.072 | 5.349 | 10.621 | 15.899 | 15.959 | 16.017 | 16.089 | 16.148 | 16.22 | 16.294 | 16.6 | 17.611 | 17.719 | 17.832 | 21.536 | 21.905 | 22.061 | 22.201 | 22.34 | 27.03 | 29.438 | 29.591 | 32.012 | 32.169 | 32.335 | 32.504 | 32.684 | 32.87 | 33.065
NPgN | BSP | NG FES - System Transformation | Total installed storage capacity (MW) | MALTON GRID | 0.107 | 10.017 | 19.92 | 29.83 | 29.92 | 30.005 | 30.113 | 30.2 | 30.307 | 30.416 | 30.961 | 32.821 | 32.982 | 33.149 | 40.068 | 40.706 | 40.937 | 41.146 | 41.352 | 50.112 | 54.585 | 54.813 | 59.306 | 59.538 | 59.784 | 60.035 | 60.301 | 60.578 | 60.866
NPgN | BSP | NG FES - System Transformation | Total installed storage capacity (MW) | MELROSEGATE | 0.111 | 3.066 | 6.013 | 8.968 | 9.057 | 9.144 | 9.252 | 9.343 | 9.454 | 9.568 | 9.817 | 10.475 | 10.64 | 10.813 | 12.975 | 13.316 | 13.552 | 13.769 | 13.986 | 16.733 | 18.209 | 18.453 | 19.951 | 20.203 | 20.471 | 20.743 | 21.032 | 21.332 | 21.645
NPgN | BSP | NG FES - System Transformation | Total installed storage capacity (MW) | NORTH TEES | 0.083 | 0.747 | 1.406 | 2.071 | 2.142 | 2.208 | 2.292 | 2.358 | 2.44 | 2.524 | 2.641 | 2.868 | 2.991 | 3.12 | 3.682 | 3.872 | 4.051 | 4.211 | 4.367 | 5.076 | 5.499 | 5.67 | 6.107 | 6.28 | 6.463 | 6.65 | 6.848 | 7.054 | 7.269
NPgN | BSP | NG FES - System Transformation | Total installed storage capacity (MW) | POTTER HOUSE | 0.072 | 1.428 | 2.778 | 4.134 | 4.189 | 4.244 | 4.313 | 4.373 | 4.445 | 4.52 | 4.66 | 4.988 | 5.095 | 5.207 | 6.225 | 6.42 | 6.571 | 6.715 | 6.86 | 8.16 | 8.883 | 9.05 | 9.789 | 9.965 | 10.15 | 10.339 | 10.54 | 10.748 | 10.966
NPgN | BSP | NG FES - System Transformation | Total installed storage capacity (MW) | RAVENSWORTH | 0.028 | 0.983 | 1.936 | 2.892 | 2.917 | 2.939 | 2.968 | 2.99 | 3.017 | 3.045 | 3.116 | 3.319 | 3.36 | 3.404 | 4.094 | 4.189 | 4.25 | 4.303 | 4.355 | 5.227 | 5.684 | 5.74 | 6.202 | 6.258 | 6.317 | 6.378 | 6.442 | 6.508 | 6.578
NPgN | BSP | NG FES - System Transformation | Total installed storage capacity (MW) | SCARBOROUGH GRID | 3.331 | 5.892 | 8.448 | 11.01 | 11.082 | 11.151 | 11.238 | 11.308 | 11.394 | 11.483 | 11.687 | 12.247 | 12.376 | 12.511 | 14.375 | 14.654 | 14.841 | 15.01 | 15.177 | 17.538 | 18.795 | 18.979 | 20.251 | 20.44 | 20.64 | 20.843 | 21.059 | 21.283 | 21.518
NPgN | BSP | NG FES - System Transformation | Total installed storage capacity (MW) | SEAL SANDS | 0 | 1.066 | 2.132 | 3.198 | 3.198 | 3.198 | 3.198 | 3.198 | 3.198 | 3.198 | 3.245 | 3.429 | 3.43 | 3.43 | 4.159 | 4.206 | 4.206 | 4.206 | 4.206 | 5.129 | 5.591 | 5.591 | 6.053 | 6.053 | 6.053 | 6.053 | 6.053 | 6.053 | 6.053
NPgN | BSP | NG FES - System Transformation | Total installed storage capacity (MW) | SPADEADAM 33KV | 0.002 | 0.042 | 0.082 | 0.122 | 0.124 | 0.126 | 0.128 | 0.129 | 0.131 | 0.133 | 0.136 | 0.146 | 0.148 | 0.151 | 0.181 | 0.186 | 0.191 | 0.194 | 0.197 | 0.234 | 0.253 | 0.256 | 0.275 | 0.278 | 0.28 | 0.283 | 0.286 | 0.289 | 0.292
NPgN | BSP | NG FES - System Transformation | Total installed storage capacity (MW) | SPENNYMOOR 132/66KV | 0.107 | 6.691 | 13.268 | 19.852 | 19.935 | 20.017 | 20.12 | 20.208 | 20.316 | 20.427 | 20.831 | 22.111 | 22.27 | 22.437 | 27.076 | 27.565 | 27.789 | 28.002 | 28.216 | 34.105 | 37.155 | 37.4 | 40.474 | 40.73 | 41.001 | 41.278 | 41.571 | 41.876 | 42.194
NPgN | BSP | NG FES - System Transformation | Total installed storage capacity (MW) | TORONTO | 0.067 | 3.672 | 7.272 | 10.877 | 10.933 | 10.986 | 11.054 | 11.108 | 11.174 | 11.243 | 11.471 | 12.185 | 12.285 | 12.389 | 14.942 | 15.228 | 15.372 | 15.502 | 15.63 | 18.862 | 20.536 | 20.677 | 22.363 | 22.507 | 22.659 | 22.815 | 22.98 | 23.151 | 23.33
NPgN | BSP | NG FES - System Transformation | Total installed storage capacity (MW) | WORMALD GREEN 132/33KV | 0.045 | 1.909 | 3.77 | 5.634 | 5.674 | 5.711 | 5.758 | 5.793 | 5.838 | 5.884 | 6.012 | 6.396 | 6.464 | 6.534 | 7.869 | 8.038 | 8.138 | 8.224 | 8.308 | 9.993 | 10.871 | 10.96 | 11.845 | 11.935 | 12.03 | 12.127 | 12.23 | 12.337 | 12.448
NPgY | BSP | NG FES - System Transformation | Total installed storage capacity (MW) | ATTERCLIFFE | 0.044 | 0.458 | 0.844 | 1.232 | 1.263 | 1.292 | 1.329 | 1.359 | 1.395 | 1.433 | 1.473 | 1.526 | 1.773 | 1.83 | 2.037 | 2.109 | 2.188 | 2.259 | 2.329 | 2.41 | 2.556 | 2.633 | 2.71 | 2.788 | 2.87 | 2.955 | 3.044 | 3.137 | 3.233
NPgY | BSP | NG FES - System Transformation | Total installed storage capacity (MW) | BARUGH 132/66KV | 0.083 | 2.117 | 4.105 | 6.098 | 6.155 | 6.21 | 6.279 | 6.338 | 6.41 | 6.484 | 6.565 | 6.666 | 7.797 | 7.908 | 8.794 | 8.932 | 9.083 | 9.224 | 9.366 | 9.534 | 10.087 | 10.248 | 10.411 | 10.579 | 10.756 | 10.937 | 11.129 | 11.328 | 11.536
NPgY | BSP | NG FES - System Transformation | Total installed storage capacity (MW) | BEESTON ROYDS 132/33KV | 0.085 | 1.602 | 3.068 | 4.54 | 4.599 | 4.655 | 4.727 | 4.786 | 4.859 | 4.933 | 5.014 | 5.118 | 5.976 | 6.089 | 6.772 | 6.913 | 7.067 | 7.21 | 7.351 | 7.517 | 7.959 | 8.118 | 8.278 | 8.442 | 8.615 | 8.792 | 8.979 | 9.173 | 9.376
NPgY | BSP | NG FES - System Transformation | Total installed storage capacity (MW) | BEVERLEY 132/33KV | 0.125 | 2.181 | 4.173 | 6.174 | 6.258 | 6.342 | 6.447 | 6.54 | 6.652 | 6.768 | 6.896 | 7.051 | 8.232 | 8.405 | 9.348 | 9.56 | 9.791 | 10.013 | 10.238 | 10.5 | 11.143 | 11.403 | 11.67 | 11.945 | 12.235 | 12.532 | 12.846 | 13.172 | 13.513
NPgY | BSP | NG FES - System Transformation | Total installed storage capacity (MW) | BINGLEY 132/33KV | 0.066 | 0.586 | 1.071 | 1.56 | 1.605 | 1.649 | 1.704 | 1.753 | 1.811 | 1.871 | 1.937 | 2.018 | 2.344 | 2.434 | 2.708 | 2.819 | 2.94 | 3.055 | 3.171 | 3.304 | 3.522 | 3.656 | 3.792 | 3.932 | 4.08 | 4.232 | 4.392 | 4.558 | 4.732
NPgY | BSP | NG FES - System Transformation | Total installed storage capacity (MW) | BLACKBURN MEADOWS B | 10.024 | 10.334 | 10.629 | 10.924 | 10.942 | 10.958 | 10.978 | 10.995 | 11.015 | 11.035 | 11.058 | 11.087 | 11.266 | 11.298 | 11.444 | 11.484 | 11.528 | 11.567 | 11.606 | 11.651 | 11.748 | 11.791 | 11.833 | 11.877 | 11.922 | 11.969 | 12.018 | 12.07 | 12.123
NPgY | BSP | NG FES - System Transformation | Total installed storage capacity (MW) | BLYTON | 0.053 | 7.853 | 15.615 | 23.38 | 23.419 | 23.454 | 23.499 | 23.533 | 23.575 | 23.619 | 23.665 | 23.728 | 27.858 | 27.925 | 31.042 | 31.128 | 31.223 | 31.305 | 31.385 | 31.512 | 33.194 | 33.278 | 33.362 | 33.447 | 33.537 | 33.628 | 33.724 | 33.825 | 33.93
NPgY | BSP | NG FES - System Transformation | Total installed storage capacity (MW) | BRADFORD | 0.098 | 0.398 | 0.635 | 0.88 | 0.948 | 1.013 | 1.095 | 1.162 | 1.244 | 1.328 | 1.419 | 1.537 | 1.762 | 1.89 | 2.105 | 2.266 | 2.443 | 2.602 | 2.76 | 2.939 | 3.14 | 3.314 | 3.49 | 3.668 | 3.857 | 4.05 | 4.255 | 4.467 | 4.689
NPgY | BSP | NG FES - System Transformation | Total installed storage capacity (MW) | BRAMHAM | 0.073 | 3.887 | 7.653 | 11.423 | 11.475 | 11.523 | 11.585 | 11.633 | 11.694 | 11.755 | 11.821 | 11.909 | 13.961 | 14.055 | 15.626 | 15.746 | 15.878 | 15.995 | 16.11 | 16.257 | 17.146 | 17.272 | 17.398 | 17.525 | 17.66 | 17.798 | 17.944 | 18.096 | 18.254
NPgY | BSP | NG FES - System Transformation | Total installed storage capacity (MW) | BRANSHOLME | 0.049 | 1.08 | 2.095 | 3.113 | 3.144 | 3.177 | 3.217 | 3.258 | 3.305 | 3.354 | 3.41 | 3.472 | 4.061 | 4.133 | 4.596 | 4.682 | 4.773 | 4.869 | 4.968 | 5.084 | 5.401 | 5.521 | 5.645 | 5.775 | 5.912 | 6.052 | 6.201 | 6.355 | 6.516
NPgY | BSP | NG FES - System Transformation | Total installed storage capacity (MW) | BRIGHOUSE 132/33KV | 0.076 | 1.165 | 2.21 | 3.259 | 3.311 | 3.362 | 3.426 | 3.479 | 3.544 | 3.612 | 3.685 | 3.777 | 4.405 | 4.506 | 5.012 | 5.139 | 5.277 | 5.405 | 5.533 | 5.681 | 6.023 | 6.167 | 6.313 | 6.462 | 6.62 | 6.781 | 6.952 | 7.129 | 7.314
NPgY | BSP | NG FES - System Transformation | Total installed storage capacity (MW) | DONCASTER B/THORPE MARSH | 0.182 | 5.311 | 10.354 | 15.409 | 15.53 | 15.652 | 15.804 | 15.942 | 16.107 | 16.278 | 16.469 | 16.694 | 19.542 | 19.796 | 22.011 | 22.322 | 22.658 | 22.987 | 23.322 | 23.721 | 25.112 | 25.503 | 25.904 | 26.319 | 26.757 | 27.205 | 27.679 | 28.172 | 28.687
NPgY | BSP | NG FES - System Transformation | Total installed storage capacity (MW) | DONCASTER CENTRAL | 0.032 | 0.889 | 1.727 | 2.567 | 2.589 | 2.611 | 2.638 | 2.661 | 2.689 | 2.718 | 2.749 | 2.789 | 3.263 | 3.306 | 3.676 | 3.731 | 3.79 | 3.845 | 3.9 | 3.966 | 4.194 | 4.256 | 4.32 | 4.384 | 4.453 | 4.523 | 4.597 | 4.674 | 4.754
NPgY | BSP | NG FES - System Transformation | Total installed storage capacity (MW) | DRIFFIELD/BEVERLEY GROUP | 0.185 | 11.728 | 23.161 | 34.606 | 34.735 | 34.858 | 35.014 | 35.144 | 35.303 | 35.466 | 35.645 | 35.87 | 42.069 | 42.316 | 47.044 | 47.353 | 47.69 | 48.002 | 48.313 | 48.718 | 51.393 | 51.742 | 52.096 | 52.457 | 52.84 | 53.231 | 53.644 | 54.074 | 54.522
NPgY | BSP | NG FES - System Transformation | Total installed storage capacity (MW) | FEATHERSTONE | 0.077 | 2.231 | 4.343 | 6.459 | 6.512 | 6.563 | 6.628 | 6.683 | 6.751 | 6.82 | 6.897 | 6.991 | 8.182 | 8.286 | 9.214 | 9.343 | 9.484 | 9.618 | 9.751 | 9.911 | 10.483 | 10.635 | 10.79 | 10.95 | 11.118 | 11.29 | 11.472 | 11.662 | 11.859
NPgY | BSP | NG FES - System Transformation | Total installed storage capacity (MW) | GIRLINGTON | 0.061 | 0.569 | 1.038 | 1.511 | 1.553 | 1.594 | 1.645 | 1.686 | 1.736 | 1.788 | 1.844 | 1.917 | 2.225 | 2.304 | 2.563 | 2.663 | 2.773 | 2.871 | 2.968 | 3.079 | 3.268 | 3.375 | 3.482 | 3.59 | 3.705 | 3.823 | 3.947 | 4.076 | 4.21
NPgY | BSP | NG FES - System Transformation | Total installed storage capacity (MW) | HALIFAX 132/33KV | 0.035 | 0.385 | 0.709 | 1.036 | 1.061 | 1.084 | 1.114 | 1.137 | 1.166 | 1.195 | 1.226 | 1.269 | 1.474 | 1.519 | 1.69 | 1.748 | 1.811 | 1.866 | 1.921 | 1.983 | 2.1 | 2.158 | 2.216 | 2.275 | 2.337 | 2.4 | 2.466 | 2.536 | 2.608
NPgY | BSP | NG FES - System Transformation | Total installed storage capacity (MW) | HECKMONDWIKE | 0.058 | 0.132 | 0.175 | 0.222 | 0.262 | 0.301 | 0.35 | 0.393 | 0.444 | 0.497 | 0.556 | 0.628 | 0.713 | 0.793 | 0.884 | 0.982 | 1.089 | 1.192 | 1.295 | 1.41 | 1.523 | 1.642 | 1.762 | 1.886 | 2.018 | 2.152 | 2.294 | 2.442 | 2.596
NPgY | BSP | NG FES - System Transformation | Total installed storage capacity (MW) | HOLMFIELD | 0.083 | 0.515 | 0.91 | 1.309 | 1.364 | 1.42 | 1.49 | 1.554 | 1.63 | 1.71 | 1.798 | 1.902 | 2.201 | 2.318 | 2.58 | 2.723 | 2.877 | 3.03 | 3.186 | 3.362 | 3.606 | 3.789 | 3.977 | 4.173 | 4.379 | 4.59 | 4.812 | 5.044 | 5.286
NPgY | BSP | NG FES - System Transformation | Total installed storage capacity (MW) | HULL EAST 132/33KV | 0.069 | 0.567 | 1.03 | 1.498 | 1.545 | 1.591 | 1.648 | 1.7 | 1.761 | 1.825 | 1.895 | 1.98 | 2.298 | 2.393 | 2.662 | 2.779 | 2.906 | 3.028 | 3.152 | 3.293 | 3.515 | 3.658 | 3.804 | 3.955 | 4.114 | 4.277 | 4.449 | 4.629 | 4.816
NPgY | BSP | NG FES - System Transformation | Total installed storage capacity (MW) | HULL SOUTH | 0.093 | 0.477 | 0.801 | 1.131 | 1.196 | 1.257 | 1.335 | 1.398 | 1.475 | 1.553 | 1.638 | 1.75 | 2.014 | 2.135 | 2.377 | 2.529 | 2.696 | 2.846 | 2.993 | 3.161 | 3.368 | 3.53 | 3.693 | 3.858 | 4.033 | 4.212 | 4.4 | 4.597 | 4.802
NPgY | BSP | NG FES - System Transformation | Total installed storage capacity (MW) | HULL WEST | 0.07 | 0.798 | 1.497 | 2.2 | 2.246 | 2.293 | 2.352 | 2.407 | 2.472 | 2.539 | 2.615 | 2.703 | 3.148 | 3.248 | 3.612 | 3.734 | 3.864 | 3.995 | 4.129 | 4.282 | 4.567 | 4.725 | 4.888 | 5.058 | 5.236 | 5.419 | 5.612 | 5.813 | 6.023
NPgY | BSP | NG FES - System Transformation | Total installed storage capacity (MW) | HUMBERSTON | 0.042 | 0.783 | 1.509 | 2.238 | 2.265 | 2.293 | 2.327 | 2.361 | 2.4 | 2.441 | 2.487 | 2.539 | 2.967 | 3.027 | 3.366 | 3.439 | 3.516 | 3.595 | 3.677 | 3.771 | 4.008 | 4.105 | 4.206 | 4.311 | 4.421 | 4.534 | 4.654 | 4.778 | 4.908
NPgY | BSP | NG FES - System Transformation | Total installed storage capacity (MW) | HUNNINGLEY | 0.031 | 0.849 | 1.65 | 2.453 | 2.474 | 2.495 | 2.521 | 2.543 | 2.57 | 2.598 | 2.629 | 2.667 | 3.12 | 3.162 | 3.516 | 3.568 | 3.625 | 3.678 | 3.732 | 3.796 | 4.016 | 4.077 | 4.139 | 4.203 | 4.27 | 4.339 | 4.412 | 4.488 | 4.568
NPgY | BSP | NG FES - System Transformation | Total installed storage capacity (MW) | HUNSHELF | 0.036 | 1.288 | 2.518 | 3.751 | 3.776 | 3.8 | 3.83 | 3.855 | 3.886 | 3.917 | 3.952 | 3.995 | 4.679 | 4.726 | 5.255 | 5.315 | 5.38 | 5.44 | 5.5 | 5.573 | 5.887 | 5.955 | 6.023 | 6.093 | 6.167 | 6.242 | 6.322 | 6.405 | 6.492
NPgY | BSP | NG FES - System Transformation | Total installed storage capacity (MW) | IMMINGHAM | 0.029 | 2.958 | 5.87 | 8.784 | 8.804 | 8.823 | 8.848 | 8.868 | 8.893 | 8.918 | 8.946 | 8.981 | 10.541 | 10.58 | 11.761 | 11.81 | 11.862 | 11.911 | 11.96 | 12.028 | 12.68 | 12.734 | 12.79 | 12.846 | 12.906 | 12.967 | 13.032 | 13.099 | 13.169
NPgY | BSP | NG FES - System Transformation | Total installed storage capacity (MW) | KIRKHAW LANE | 0.043 | 1.04 | 2.017 | 2.996 | 3.024 | 3.053 | 3.089 | 3.121 | 3.159 | 3.199 | 3.243 | 3.295 | 3.854 | 3.913 | 4.352 | 4.424 | 4.503 | 4.579 | 4.656 | 4.747 | 5.029 | 5.119 | 5.21 | 5.305 | 5.405 | 5.508 | 5.616 | 5.728 | 5.846
NPgY | BSP | NG FES - System Transformation | Total installed storage capacity (MW) | KIRKSTALL C 2/5 | 0.029 | 0.492 | 0.931 | 1.371 | 1.393 | 1.412 | 1.437 | 1.453 | 1.475 | 1.497 | 1.52 | 1.554 | 1.811 | 1.846 | 2.054 | 2.099 | 2.151 | 2.192 | 2.23 | 2.276 | 2.398 | 2.436 | 2.473 | 2.508 | 2.546 | 2.585 | 2.626 | 2.668 | 2.712
NPgY | BSP | NG FES - System Transformation | Total installed storage capacity (MW) | KIRKSTALL C/RING ROAD HORSFORTH | 0.103 | 0.579 | 1.006 | 1.44 | 1.509 | 1.578 | 1.664 | 1.742 | 1.836 | 1.932 | 2.04 | 2.168 | 2.505 | 2.648 | 2.948 | 3.124 | 3.314 | 3.501 | 3.69 | 3.904 | 4.188 | 4.409 | 4.636 | 4.871 | 5.118 | 5.372 | 5.64 | 5.918 | 6.21
NPgY | BSP | NG FES - System Transformation | Total installed storage capacity (MW) | LEEDS EAST | 0.078 | 0.819 | 1.516 | 2.217 | 2.271 | 2.324 | 2.389 | 2.446 | 2.514 | 2.585 | 2.663 | 2.759 | 3.208 | 3.314 | 3.687 | 3.819 | 3.962 | 4.097 | 4.233 | 4.388 | 4.668 | 4.823 | 4.98 | 5.141 | 5.312 | 5.486 | 5.67 | 5.862 | 6.062
NPgY | BSP | NG FES - System Transformation | Total installed storage capacity (MW) | LEEDS NORTH | 0.065 | 0.447 | 0.786 | 1.13 | 1.175 | 1.218 | 1.273 | 1.316 | 1.37 | 1.424 | 1.483 | 1.561 | 1.805 | 1.889 | 2.102 | 2.208 | 2.325 | 2.429 | 2.531 | 2.648 | 2.815 | 2.927 | 3.04 | 3.154 | 3.275 | 3.398 | 3.528 | 3.664 | 3.805
NPgY | BSP | NG FES - System Transformation | Total installed storage capacity (MW) | LINDLEY | 0.085 | 0.749 | 1.368 | 1.992 | 2.05 | 2.107 | 2.178 | 2.24 | 2.315 | 2.392 | 2.478 | 2.582 | 2.998 | 3.114 | 3.464 | 3.608 | 3.763 | 3.912 | 4.061 | 4.232 | 4.51 | 4.681 | 4.856 | 5.035 | 5.225 | 5.419 | 5.624 | 5.838 | 6.06
NPgY | BSP | NG FES - System Transformation | Total installed storage capacity (MW) | LOW ROAD | 0.062 | 1.159 | 2.208 | 3.262 | 3.308 | 3.349 | 3.401 | 3.44 | 3.49 | 3.539 | 3.592 | 3.666 | 4.278 | 4.356 | 4.845 | 4.945 | 5.056 | 5.15 | 5.241 | 5.348 | 5.647 | 5.742 | 5.836 | 5.93 | 6.029 | 6.131 | 6.238 | 6.35 | 6.466
NPgY | BSP | NG FES - System Transformation | Total installed storage capacity (MW) | MALLARD WAY | 10.039 | 10.867 | 11.673 | 12.481 | 12.508 | 12.534 | 12.566 | 12.594 | 12.627 | 12.662 | 12.699 | 12.747 | 13.211 | 13.263 | 13.628 | 13.693 | 13.764 | 13.83 | 13.896 | 13.973 | 14.205 | 14.279 | 14.354 | 14.431 | 14.512 | 14.595 | 14.683 | 14.774 | 14.87
NPgY | BSP | NG FES - System Transformation | Total installed storage capacity (MW) | MENSTON | 0.055 | 1.326 | 2.566 | 3.809 | 3.847 | 3.884 | 3.93 | 3.97 | 4.018 | 4.067 | 4.121 | 4.189 | 4.898 | 4.972 | 5.529 | 5.622 | 5.722 | 5.817 | 5.912 | 6.024 | 6.375 | 6.482 | 6.591 | 6.703 | 6.821 | 6.942 | 7.07 | 7.203 | 7.342
NPgY | BSP | NG FES - System Transformation | Total installed storage capacity (MW) | MOSS ROAD | 0.042 | 0.251 | 0.435 | 0.621 | 0.65 | 0.678 | 0.713 | 0.741 | 0.776 | 0.812 | 0.851 | 0.901 | 1.04 | 1.094 | 1.218 | 1.287 | 1.362 | 1.43 | 1.497 | 1.574 | 1.676 | 1.751 | 1.826 | 1.902 | 1.983 | 2.065 | 2.152 | 2.243 | 2.337
NPgY | BSP | NG FES - System Transformation | Total installed storage capacity (MW) | OSGODBY 1/2 | 0 | 0.178 | 0.357 | 0.535 | 0.535 | 0.535 | 0.535 | 0.535 | 0.535 | 0.535 | 0.535 | 0.535 | 0.629 | 0.629 | 0.699 | 0.699 | 0.699 | 0.699 | 0.699 | 0.7 | 0.737 | 0.737 | 0.737 | 0.737 | 0.737 | 0.737 | 0.737 | 0.737 | 0.737
NPgY | BSP | NG FES - System Transformation | Total installed storage capacity (MW) | OSGODBY 3/4 | 0.064 | 2.149 | 4.199 | 6.253 | 6.297 | 6.34 | 6.394 | 6.44 | 6.497 | 6.555 | 6.619 | 6.698 | 7.843 | 7.931 | 8.818 | 8.926 | 9.044 | 9.156 | 9.268 | 9.404 | 9.942 | 10.07 | 10.201 | 10.336 | 10.478 | 10.623 | 10.777 | 10.937 | 11.103
NPgY | BSP | NG FES - System Transformation | Total installed storage capacity (MW) | RODLEY | 0.078 | 0.988 | 1.855 | 2.727 | 2.78 | 2.832 | 2.898 | 2.955 | 3.023 | 3.094 | 3.172 | 3.267 | 3.806 | 3.912 | 4.351 | 4.483 | 4.626 | 4.762 | 4.898 | 5.054 | 5.37 | 5.525 | 5.683 | 5.845 | 6.017 | 6.192 | 6.377 | 6.57 | 6.771
NPgY | BSP | NG FES - System Transformation | Total installed storage capacity (MW) | SAINT ANDREWS ROAD 132/33KV | 0.074 | 0.202 | 0.287 | 0.376 | 0.428 | 0.477 | 0.539 | 0.592 | 0.656 | 0.722 | 0.795 | 0.885 | 1.008 | 1.107 | 1.234 | 1.358 | 1.493 | 1.62 | 1.746 | 1.888 | 2.03 | 2.173 | 2.317 | 2.465 | 2.622 | 2.782 | 2.951 | 3.127 | 3.311
NPgY | BSP | NG FES - System Transformation | Total installed storage capacity (MW) | SALTEND 132/33KV | 0 | 0.297 | 0.592 | 0.888 | 0.889 | 0.889 | 0.889 | 0.889 | 0.89 | 0.89 | 0.89 | 0.89 | 1.046 | 1.046 | 1.163 | 1.164 | 1.164 | 1.165 | 1.165 | 1.167 | 1.228 | 1.228 | 1.229 | 1.229 | 1.229 | 1.229 | 1.229 | 1.229 | 1.229
NPgY | BSP | NG FES - System Transformation | Total installed storage capacity (MW) | SANTON | 0.062 | 4.036 | 7.977 | 11.922 | 11.965 | 12.006 | 12.058 | 12.104 | 12.159 | 12.216 | 12.279 | 12.355 | 14.492 | 14.577 | 16.206 | 16.311 | 16.425 | 16.534 | 16.644 | 16.786 | 17.714 | 17.84 | 17.969 | 18.102 | 18.242 | 18.385 | 18.537 | 18.694 | 18.859
NPgY | BSP | NG FES - System Transformation | Total installed storage capacity (MW) | SCUNTHORPE NORTH | 0.045 | 0.617 | 1.162 | 1.71 | 1.741 | 1.771 | 1.809 | 1.841 | 1.879 | 1.919 | 1.963 | 2.017 | 2.351 | 2.411 | 2.682 | 2.757 | 2.839 | 2.915 | 2.99 | 3.078 | 3.265 | 3.349 | 3.435 | 3.523 | 3.616 | 3.711 | 3.811 | 3.915 | 4.024
NPgY | BSP | NG FES - System Transformation | Total installed storage capacity (MW) | SCUNTHORPE SOUTH | 0.059 | 1.556 | 3.036 | 4.518 | 4.556 | 4.595 | 4.644 | 4.693 | 4.749 | 4.809 | 4.876 | 4.95 | 5.795 | 5.882 | 6.54 | 6.643 | 6.753 | 6.869 | 6.988 | 7.129 | 7.565 | 7.711 | 7.862 | 8.019 | 8.185 | 8.356 | 8.536 | 8.723 | 8.919
NPgY | BSP | NG FES - System Transformation | Total installed storage capacity (MW) | SILSDEN | 0.135 | 1.548 | 2.885 | 4.231 | 4.323 | 4.413 | 4.526 | 4.622 | 4.739 | 4.86 | 4.992 | 5.157 | 6.001 | 6.182 | 6.877 | 7.103 | 7.349 | 7.58 | 7.811 | 8.076 | 8.583 | 8.845 | 9.111 | 9.384 | 9.672 | 9.967 | 10.279 | 10.603 | 10.942
NPgY | BSP | NG FES - System Transformation | Total installed storage capacity (MW) | SOWERBY BRIDGE 132/33KV | 0.08 | 0.619 | 1.112 | 1.61 | 1.665 | 1.718 | 1.785 | 1.842 | 1.91 | 1.981 | 2.058 | 2.156 | 2.498 | 2.605 | 2.899 | 3.032 | 3.177 | 3.312 | 3.447 | 3.601 | 3.835 | 3.987 | 4.141 | 4.299 | 4.465 | 4.635 | 4.815 | 5.002 | 5.198
NPgY | BSP | NG FES - System Transformation | Total installed storage capacity (MW) | STAYGATE | 0.068 | 0.39 | 0.675 | 0.965 | 1.011 | 1.057 | 1.114 | 1.163 | 1.223 | 1.284 | 1.352 | 1.435 | 1.658 | 1.75 | 1.948 | 2.062 | 2.187 | 2.305 | 2.423 | 2.558 | 2.736 | 2.871 | 3.009 | 3.151 | 3.301 | 3.454 | 3.616 | 3.785 | 3.961
NPgY | BSP | NG FES - System Transformation | Total installed storage capacity (MW) | THORNHILL 132KV | 0.115 | 1.028 | 1.874 | 2.727 | 2.807 | 2.884 | 2.981 | 3.062 | 3.161 | 3.263 | 3.375 | 3.515 | 4.08 | 4.234 | 4.711 | 4.904 | 5.114 | 5.309 | 5.503 | 5.726 | 6.092 | 6.312 | 6.534 | 6.761 | 7.002 | 7.248 | 7.507 | 7.778 | 8.06
NPgY | BSP | NG FES - System Transformation | Total installed storage capacity (MW) | WAKEFIELD MONCKTON ROAD | 0.056 | 1.077 | 2.063 | 3.052 | 3.092 | 3.129 | 3.177 | 3.215 | 3.263 | 3.311 | 3.364 | 3.432 | 4.008 | 4.082 | 4.54 | 4.633 | 4.735 | 4.828 | 4.919 | 5.027 | 5.32 | 5.422 | 5.525 | 5.63 | 5.74 | 5.854 | 5.973 | 6.098 | 6.227
NPgY | BSP | NG FES - System Transformation | Total installed storage capacity (MW) | WAKEFIELD NORTH | 0.077 | 1.352 | 2.591 | 3.835 | 3.887 | 3.938 | 4.002 | 4.06 | 4.13 | 4.202 | 4.282 | 4.377 | 5.111 | 5.218 | 5.803 | 5.934 | 6.076 | 6.215 | 6.355 | 6.519 | 6.921 | 7.085 | 7.254 | 7.428 | 7.612 | 7.8 | 7.999 | 8.206 | 8.422
NPgY | BSP | NG FES - System Transformation | Total installed storage capacity (MW) | WEST MELTON | 1.335 | 4.064 | 6.728 | 9.401 | 9.491 | 9.582 | 9.695 | 9.797 | 9.919 | 10.046 | 10.187 | 10.354 | 11.901 | 12.089 | 13.309 | 13.54 | 13.789 | 14.033 | 14.28 | 14.571 | 15.378 | 15.667 | 15.963 | 16.27 | 16.593 | 16.924 | 17.274 | 17.638 | 18.018
NPgY | BSP | NG FES - System Transformation | Total installed storage capacity (MW) | WHINMOOR | 0.07 | 1.583 | 3.063 | 4.548 | 4.595 | 4.642 | 4.7 | 4.753 | 4.817 | 4.883 | 4.957 | 5.044 | 5.898 | 5.996 | 6.668 | 6.788 | 6.917 | 7.045 | 7.174 | 7.327 | 7.768 | 7.92 | 8.077 | 8.238 | 8.409 | 8.584 | 8.768 | 8.961 | 9.161
NPgY | BSP | NG FES - System Transformation | Total installed storage capacity (MW) | WOLD NEWTON | 0.063 | 11.264 | 22.413 | 33.567 | 33.614 | 33.656 | 33.71 | 33.748 | 33.797 | 33.846 | 33.897 | 33.972 | 39.889 | 39.967 | 44.428 | 44.529 | 44.641 | 44.734 | 44.822 | 44.975 | 47.363 | 47.453 | 47.541 | 47.628 | 47.721 | 47.815 | 47.914 | 48.018 | 48.126
NPgY | BSP | NG FES - System Transformation | Total installed storage capacity (MW) | YARBOROUGH ROAD 132/33KV | 0.066 | 2.27 | 4.446 | 6.626 | 6.669 | 6.714 | 6.769 | 6.821 | 6.883 | 6.947 | 7.019 | 7.101 | 8.318 | 8.413 | 9.353 | 9.468 | 9.591 | 9.715 | 9.842 | 9.994 | 10.578 | 10.729 | 10.884 | 11.044 | 11.214 | 11.388 | 11.571 | 11.762 | 11.961
NPgN | BSP | NPg Best View | Total demand (MWh) | ANNFIELD | 256408.6 | 257208.525 | 261037.191 | 271318.688 | 281530.523 | 293063.783 | 302415.069 | 311495.271 | 322361.763 | 333454.486 | 343575.792 | 353108.702 | 361903.766 | 371351.537 | 388126.604 | 404179.031 | 419154.77 | 433010.628 | 444749.23 | 454627.723 | 463055.941 | 473452.496 | 484309.513 | 494891.21 | 505127.012 | 515198.666 | 525173.167 | 535038.028 | 542658.821
NPgN | BSP | NPg Best View | Total demand (MWh) | BARRACK ROAD | 362089.205 | 359293.996 | 360400.464 | 361699.824 | 367281.166 | 370207.87 | 372340.33 | 374505.663 | 377760.516 | 381364.784 | 384986.934 | 388502.225 | 391727.898 | 395070.322 | 402716.331 | 409958.019 | 416578.165 | 422618.687 | 427696.684 | 431867.138 | 435336.034 | 439693.924 | 444310.593 | 448813.46 | 453164.67 | 457461.294 | 461744.77 | 466007.311 | 469265.184
NPgN | BSP | NPg Best View | Total demand (MWh) | BLUCHER | 265979.05 | 266782.055 | 281321.52 | 289883.308 | 298756.247 | 308063.679 | 316035.463 | 323934.914 | 333171.748 | 342569.399 | 350972.122 | 358813.636 | 366078.794 | 374097.715 | 389316.905 | 403870.025 | 417499.029 | 430176.297 | 441260.686 | 450983.713 | 459671.982 | 469526.649 | 479553.446 | 489283.213 | 498676.301 | 507877.852 | 516950.495 | 525899.624 | 532649.955
NPgN | BSP | NPg Best View | Total demand (MWh) | BOWESFIELD | 329664.275 | 331860.628 | 339654.347 | 349853.196 | 363803.255 | 378842.299 | 392170.074 | 405673.466 | 421774.823 | 438410.744 | 453957.625 | 468845.265 | 482768.962 | 497371.06 | 522234.808 | 546066.753 | 568425.067 | 589211.227 | 607415.487 | 623420.265 | 637727.765 | 653731.479 | 670042.039 | 685962.808 | 701425.313 | 716676.552 | 731810.505 | 746814.465 | 758887.7
NPgN | BSP | NPg Best View | Total demand (MWh) | CHIRTON GRANGE | 235791.991 | 236725.486 | 240646.212 | 248451.542 | 257420.005 | 266769.517 | 274283.677 | 281439.079 | 290026.02 | 298680.353 | 306374.881 | 313503.321 | 319995.914 | 327389.698 | 342104.039 | 356364.709 | 369879.077 | 382533.504 | 393566.132 | 403206.828 | 411835.199 | 422054.84 | 432691.218 | 443133.915 | 453309.678 | 463373.834 | 473380.122 | 483310.535 | 491014.731
NPgN | BSP | NPg Best View | Total demand (MWh) | COALBURNS | 399875.483 | 398479.523 | 399042.83 | 400796.324 | 404174.614 | 407545.733 | 410382.697 | 413367.773 | 417409.761 | 421747.556 | 425815.63 | 429728.408 | 433341.973 | 437102.281 | 444007.887 | 450534.905 | 456502.336 | 461916.401 | 466362.361 | 469982.243 | 472979.566 | 476605.602 | 480366.347 | 483987.181 | 487442.241 | 490822.696 | 494163.272 | 497458.116 | 499846.958
NPgN | BSP | NPg Best View | Total demand (MWh) | DARLINGTON CENTRAL | 203628.357 | 203362.998 | 205304.025 | 209239.645 | 214665.799 | 220477.859 | 225779.524 | 231447.832 | 238569.779 | 246054.739 | 253154.67 | 259995.049 | 266352.303 | 273036.573 | 284290.29 | 294784.03 | 304470.122 | 313359.182 | 321110.519 | 327805.891 | 333646.601 | 340021.849 | 346347.565 | 352442.398 | 358280.014 | 363992.339 | 369631.44 | 375191.585 | 379443.217
NPgN | BSP | NPg Best View | Total demand (MWh) | DARLINGTON NORTH | 344991.242 | 346789.12 | 358662.418 | 364561.827 | 372176.479 | 380999.731 | 388494.344 | 396221.094 | 417451.087 | 427736.306 | 437447.208 | 446833.611 | 455595.397 | 534810.245 | 549498.314 | 563363.812 | 576046.223 | 587485.769 | 596846.112 | 604493.917 | 610897.009 | 618716.836 | 626813.132 | 634602.445 | 642045.703 | 649312.423 | 656467.182 | 663503.05 | 668839.617
NPgN | BSP | NPg Best View | Total demand (MWh) | DUNSTON | 484078.507 | 482327.307 | 489487.611 | 498464.94 | 508215.98 | 519017.662 | 528325.387 | 538046.833 | 550375.655 | 563409.838 | 575731.076 | 587556.284 | 598537.831 | 610857.917 | 634573.482 | 656979.868 | 677898.278 | 697359.196 | 714603.023 | 729736.418 | 743165.737 | 758150.7 | 773294.543 | 788042.632 | 802334.656 | 816409.753 | 830365.728 | 844193.244 | 854658.879
NPgN | BSP | NPg Best View | Total demand (MWh) | FLATWORTH | 162922.661 | 163228.31 | 169452.453 | 172864.135 | 177045.553 | 181730.965 | 186211.728 | 190970.91 | 196710.24 | 202682.157 | 208245.305 | 213570.699 | 218551.541 | 224077.679 | 233628.486 | 242678.826 | 251202.578 | 259192.042 | 266440.203 | 273020.968 | 279039.505 | 285303.818 | 291507.025 | 297554.008 | 303429.549 | 309224.846 | 314976.479 | 320682.891 | 325148.245
NPgN | BSP | NPg Best View | Total demand (MWh) | GOSFORTH | 359853.248 | 359014.497 | 361202.543 | 367624.894 | 375364.206 | 383726.802 | 390044.29 | 395961.82 | 403364.621 | 411039.456 | 417947.462 | 424409.666 | 430327.225 | 437040.533 | 450979.254 | 464549.092 | 477270.948 | 489025.323 | 498883.473 | 507156.641 | 514346.686 | 523474.542 | 533213.284 | 542748.522 | 552013.916 | 561151.246 | 570210.387 | 579176.332 | 585884.371
NPgN | BSP | NPg Best View | Total demand (MWh) | HARROGATE 132/33KV | 290953.072 | 291709.519 | 295358.144 | 302284.833 | 309525.601 | 320103.073 | 325423.341 | 330369.304 | 336385.589 | 342369.638 | 347550.875 | 352289.854 | 356534.631 | 361118.957 | 370412.682 | 379510.977 | 388105.241 | 396068.189 | 402778.543 | 408502.944 | 413528.084 | 419687.804 | 426221.74 | 432617.597 | 438810.23 | 444921.747 | 450992.397 | 457006.248 | 461741.607
NPgN | BSP | NPg Best View | Total demand (MWh) | HUSTHWAITE | 136882.949 | 137427.553 | 141380.662 | 145796.245 | 148959.24 | 152232.42 | 155362.319 | 158674.442 | 162682.164 | 166859.238 | 170900.895 | 174819.325 | 178507.056 | 182162.265 | 187637.794 | 192779.846 | 197558.232 | 201992.735 | 205950.871 | 209465.913 | 212612.491 | 215942.207 | 219249.461 | 222467.296 | 225581.84 | 228655.9 | 231713.947 | 234751.553 | 237336.407
NPgN | BSP | NPg Best View | Total demand (MWh) | LEEMING BAR_SKEEBY | 452481.054 | 455857.15 | 467086.267 | 479656.365 | 495031.751 | 511961.401 | 527857.215 | 544361.83 | 563994.863 | 584373.583 | 604060.334 | 623143.061 | 641113.353 | 658927.191 | 685500.573 | 710613.084 | 733988.009 | 755653.052 | 774840.717 | 791813.193 | 806950.704 | 823224.619 | 839568.269 | 855489.866 | 870925.286 | 886162.341 | 901315.454 | 916369.527 | 929234.255
NPgN | BSP | NPg Best View | Total demand (MWh) | LINTON | 237348.394 | 238247.168 | 247168.336 | 258086.196 | 265391.609 | 272962.435 | 279528.333 | 286139.799 | 294273.454 | 302610.399 | 310355.99 | 317672.601 | 324377.515 | 331388.728 | 345054.416 | 357975.419 | 370039.4 | 381257.214 | 391126.9 | 399751.266 | 407345.893 | 415840.852 | 424454.776 | 432843.207 | 440951.565 | 448940.074 | 456871.567 | 464734.716 | 471004.383
NPgN | BSP | NPg Best View | Total demand (MWh) | MALTON GRID | 326594.777 | 327204.52 | 331632.521 | 340804.818 | 350844.934 | 361319.227 | 370918.432 | 380687.188 | 392605.295 | 404850.547 | 416402.363 | 427367.969 | 437475.273 | 447381.067 | 464044.594 | 479715.013 | 494172.618 | 507460.879 | 519045.378 | 529152.849 | 538057.957 | 547777.5 | 557612.627 | 567155.809 | 576340.712 | 585386.102 | 594378.601 | 603303.34 | 610593.092
NPgN | BSP | NPg Best View | Total demand (MWh) | MELROSEGATE | 582697.761 | 582094.725 | 595288.508 | 613155.877 | 627876.148 | 642806.981 | 655390.995 | 667689.914 | 682861.384 | 698516.875 | 712818.519 | 726213.782 | 738517.485 | 751071.46 | 775257.784 | 798220.147 | 819351.279 | 838716.648 | 855176.055 | 869245.605 | 881461.041 | 895853.167 | 910893.821 | 925512.868 | 939596.062 | 953432.409 | 967131.977 | 980673.864 | 991354.461
NPgN | BSP | NPg Best View | Total demand (MWh) | NORTH TEES | 573369.702 | 574529.173 | 607409.176 | 617501.932 | 631215.562 | 647215.869 | 662251.549 | 678404.315 | 697996.181 | 718983.763 | 739861.002 | 760476.237 | 780133.288 | 799727.357 | 828234.843 | 854789.293 | 879070.525 | 901063.128 | 920019.113 | 936286.98 | 950377.609 | 965903.549 | 981480.355 | 996495.991 | 1010938.949 | 1025091.464 | 1039083.931 | 1052929.643 | 1064368.181
NPgN | BSP | NPg Best View | Total demand (MWh) | POTTER HOUSE | 381372.603 | 381937.124 | 393324.777 | 401383.363 | 412044.277 | 423128.989 | 431878.107 | 440085.67 | 450003.778 | 460009.755 | 468904.383 | 477155.718 | 484679.343 | 492756.147 | 509268.584 | 525221.08 | 540202.469 | 554154.487 | 566062.283 | 576268.613 | 585186.64 | 596200.605 | 607843.191 | 619272.416 | 630388.69 | 641374.026 | 652289.225 | 663110.048 | 671733.792
NPgN | BSP | NPg Best View | Total demand (MWh) | RAVENSWORTH | 266372.271 | 264991.515 | 280714.868 | 284370.016 | 288184.862 | 293273.554 | 299076.725 | 306236.123 | 316457.535 | 326868.147 | 337800.497 | 348929.786 | 359701.525 | 373592.623 | 385363.09 | 395888.612 | 405067.024 | 412925.96 | 419322.059 | 424372.131 | 428227.799 | 431994.802 | 435449.066 | 438554.735 | 441367.099 | 444014.167 | 446564.848 | 449041.881 | 450929.749
NPgN | BSP | NPg Best View | Total demand (MWh) | SCARBOROUGH GRID | 378153.57 | 376858.826 | 378885.502 | 384320.18 | 392457.795 | 401960.803 | 410204.622 | 418579.046 | 429026.37 | 439781.133 | 449816.111 | 459294.866 | 467947.276 | 477523.108 | 497087.544 | 515618.343 | 533000.088 | 549280.402 | 563858.602 | 576789.659 | 588335.753 | 601019.933 | 613831.939 | 626339.169 | 638467.212 | 650429.015 | 662308.696 | 674090.703 | 683260.908
NPgN | BSP | NPg Best View | Total demand (MWh) | SEAL SANDS | 162960.523 | 198072.564 | 204711.587 | 204942.558 | 205047.633 | 205180.636 | 205338.486 | 205520.848 | 205728.271 | 205959.065 | 206212.792 | 206488.053 | 206783.458 | 207097.354 | 207482.175 | 207883.105 | 208298.275 | 208726.828 | 209165.594 | 209614.043 | 210068.992 | 210532.337 | 211001.596 | 211474.683 | 211949.264 | 212423.304 | 212894.566 | 213360.621 | 213818.179
NPgN | BSP | NPg Best View | Total demand (MWh) | SPADEADAM 33KV | 6774.235 | 6752.126 | 6794.915 | 6871.902 | 7001.865 | 7131.514 | 7236.925 | 7341.332 | 7477.973 | 7619.84 | 7761.461 | 7896.815 | 8019.945 | 8138.832 | 8401.311 | 8646.547 | 8872.25 | 9083.112 | 9269.404 | 9429.187 | 9565.613 | 9722.892 | 9883.947 | 10041.39 | 10193.628 | 10344.183 | 10494.533 | 10644.277 | 10770.368
NPgN | BSP | NPg Best View | Total demand (MWh) | SPENNYMOOR 132/66KV | 297576.036 | 299838.973 | 311518.49 | 344473.845 | 378601.286 | 398065.622 | 414475.416 | 430812.221 | 450435.325 | 470861.623 | 490199.733 | 508784.176 | 526157.416 | 544142.095 | 573938.005 | 602457.333 | 628845.644 | 652902.97 | 673035.576 | 689940.913 | 704488.768 | 721974.87 | 740173.991 | 757834.088 | 774874.844 | 791603.392 | 808140.553 | 824476.75 | 837281.633
NPgN | BSP | NPg Best View | Total demand (MWh) | TORONTO | 260667.998 | 261330.023 | 264817.942 | 271201.936 | 280238.544 | 290375.71 | 299071.336 | 307814.166 | 318371.688 | 329308.954 | 339592.3 | 349412.596 | 358545.895 | 368138.598 | 384870.873 | 400800.545 | 415643.94 | 429371.478 | 441281.865 | 451596.36 | 460707.105 | 471161.941 | 481856.213 | 492267.246 | 502342.369 | 512258.177 | 522084.707 | 531812.71 | 539505.6
NPgN | BSP | NPg Best View | Total demand (MWh) | WORMALD GREEN 132/33KV | 227329.841 | 227710.638 | 235699.047 | 242239.862 | 248674.761 | 255334.532 | 261954.466 | 269272.983 | 278425.568 | 288383.287 | 298394.414 | 308340.866 | 317804.059 | 326964.198 | 339155.843 | 350485.577 | 360710.502 | 369815.629 | 377424.695 | 383760.797 | 389116.754 | 394844.6 | 400557.393 | 405995.73 | 411163.641 | 416204.656 | 421183.048 | 426103.318 | 430124.667
NPgY | BSP | NPg Best View | Total demand (MWh) | ATTERCLIFFE | 210361.223 | 217269.881 | 220090.071 | 222527.174 | 226790.632 | 232230.548 | 236272.401 | 240981.569 | 246936.705 | 253276.684 | 259453.8 | 265473.909 | 271130.543 | 276975.475 | 286604.151 | 295670.165 | 303925.134 | 311338.912 | 317430.496 | 322407.04 | 326529.203 | 332096.908 | 337368.276 | 342433.934 | 347272.823 | 352004.89 | 356676.3 | 361288.915 | 364906.677
NPgY | BSP | NPg Best View | Total demand (MWh) | BARUGH 132/66KV | 301673.425 | 307950.551 | 315258.092 | 322993.78 | 334356.437 | 348019.853 | 359276.094 | 371807.986 | 386821.12 | 402448.486 | 417495.222 | 432110.729 | 445901.777 | 496068.09 | 518852.165 | 540366.555 | 560310.492 | 578606.986 | 594341.918 | 607850.848 | 619518.765 | 633619.231 | 647089.303 | 660119.473 | 672646.696 | 684943.894 | 697115.057 | 709172.959 | 719004.613
NPgY | BSP | NPg Best View | Total demand (MWh) | BEESTON ROYDS 132/33KV | 481705.998 | 502359.326 | 523598.32 | 543151.39 | 554289.58 | 566163.208 | 576612.735 | 589091.337 | 604945.778 | 622061.614 | 638858.598 | 655417.583 | 671113.115 | 687822.193 | 714627.53 | 739545.967 | 762335.383 | 782982.949 | 800708.083 | 815869.062 | 828878.02 | 843761.796 | 857801.375 | 871248.808 | 884076.527 | 896595.896 | 908931.279 | 921100.855 | 930554.721
NPgY | BSP | NPg Best View | Total demand (MWh) | BEVERLEY 132/33KV | 425341.192 | 435963.393 | 446800.556 | 456990.817 | 469754.769 | 485225.589 | 496985.765 | 509726.555 | 525024.531 | 540522.776 | 554834.767 | 568395.415 | 580947.083 | 594769.016 | 620794.253 | 645736.944 | 669221.799 | 691107.378 | 710214.998 | 726966.62 | 741822.916 | 760171.756 | 777934.954 | 795302.534 | 812175.072 | 828843.68 | 845408.408 | 861856.39 | 875344.722
NPgY | BSP | NPg Best View | Total demand (MWh) | BINGLEY 132/33KV | 233764.952 | 234097.833 | 238058.657 | 246330.71 | 253899.36 | 263261.81 | 270165.243 | 277875.898 | 287382.849 | 297194.312 | 306334.076 | 315059.604 | 323147.794 | 332363.153 | 349016.709 | 364721.077 | 379338.579 | 392799.947 | 404355.919 | 414192.531 | 422661.8 | 433427.003 | 443725.564 | 453691.275 | 463275.028 | 472671.94 | 481953.099 | 491118.578 | 498145.983
NPgY | BSP | NPg Best View | Total demand (MWh) | BLACKBURN MEADOWS B | 343350.006 | 344644.251 | 345900.031 | 345953.086 | 347343.72 | 349780.177 | 352066.278 | 355294.589 | 359801.158 | 365023.234 | 370533.549 | 376170.733 | 381626.324 | 387109.443 | 394879.484 | 401952.199 | 408240.964 | 413741.665 | 418262.674 | 421931.678 | 424897.59 | 428396.859 | 431617.474 | 434646.506 | 437495.32 | 440250.691 | 442950.267 | 445600.794 | 447671.008
NPgY | BSP | NPg Best View | Total demand (MWh) | BLYTON | 225921.844 | 228063.495 | 234143.863 | 240079.35 | 248391.116 | 258215.74 | 267082.525 | 276868.162 | 288478.336 | 300535.512 | 312203.961 | 323553.198 | 334287.035 | 345382.504 | 361894.899 | 377488.877 | 392040.661 | 405512.843 | 417430.959 | 428017.816 | 437507.308 | 448052.805 | 458177.253 | 468018.4 | 477534.047 | 486916.51 | 496237.659 | 505499.861 | 513302.847
NPgY | BSP | NPg Best View | Total demand (MWh) | BRADFORD | 355128.724 | 359167.826 | 371233.023 | 380705.911 | 394099.204 | 408695.683 | 419870.488 | 432317.666 | 447385.713 | 462953.444 | 477830.339 | 492182.437 | 505614.986 | 519881.36 | 544110.564 | 566846.83 | 587753.834 | 606812.07 | 622863.297 | 636260.916 | 647578.003 | 662044.716 | 675719.389 | 688810.867 | 701273.027 | 713397.204 | 725308.73 | 737027.101 | 746188.864
NPgY | BSP | NPg Best View | Total demand (MWh) | BRAMHAM | 348733.387 | 355382.353 | 373176.214 | 387826.096 | 397876.08 | 408455.402 | 418037.447 | 429246.519 | 459466.573 | 474362.224 | 489138.62 | 503743.386 | 517629.449 | 575907.482 | 593965.343 | 610799.95 | 625967.755 | 639395.009 | 650403.929 | 659472.005 | 667019.968 | 675968.103 | 684270.39 | 692133.146 | 699550.661 | 706759.546 | 713856.945 | 720853.433 | 726725.459
NPgY | BSP | NPg Best View | Total demand (MWh) | BRANSHOLME | 211456.734 | 211603.323 | 214391.591 | 220608.023 | 225399.92 | 231518.93 | 235275.556 | 239248.136 | 244179.343 | 248967.552 | 252879.472 | 256325.082 | 259333.824 | 263942.754 | 275874.357 | 287481.63 | 298633.249 | 309209.779 | 318537.733 | 326749.031 | 334078.766 | 343519.098 | 352737.622 | 361800.421 | 370636.568 | 379377.477 | 388059.619 | 396673.522 | 403177.182
NPgY | BSP | NPg Best View | Total demand (MWh) | BRIGHOUSE 132/33KV | 333543.395 | 339157.672 | 347517.494 | 355604.108 | 364972.53 | 376573.077 | 385948.247 | 396613.746 | 409603.572 | 423220.907 | 436363.615 | 449145.354 | 461171.56 | 532782.696 | 552936.198 | 571824.39 | 589147.695 | 604821.818 | 618019.704 | 629031.345 | 638329.64 | 649863.512 | 660713.446 | 671062.729 | 680895.819 | 690451.354 | 699836.389 | 709075.028 | 716190.945
NPgY | BSP | NPg Best View | Total demand (MWh) | DONCASTER B/THORPE MARSH | 637869.802 | 664821.217 | 684275.693 | 706458.211 | 731146.111 | 778813.302 | 805688.013 | 836566.939 | 874051.295 | 913933.523 | 953014.659 | 991489.451 | 1028074.552 | 1120138.482 | 1176844.206 | 1229786.86 | 1278559.228 | 1322920.163 | 1361345.826 | 1394728.521 | 1423941.945 | 1456665.766 | 1487698.032 | 1517550.617 | 1546181.892 | 1574211.414 | 1601886.8 | 1629251.604 | 1651445.897
NPgY | BSP | NPg Best View | Total demand (MWh) | DONCASTER CENTRAL | 124385.589 | 124617.599 | 128379.749 | 130670.301 | 134186.643 | 138455.084 | 141521.125 | 144855.13 | 148896.438 | 153003.842 | 156836.62 | 160474.566 | 163838.195 | 167474.902 | 174168.415 | 180581.27 | 186578.271 | 192094.135 | 196804.302 | 200847.286 | 204382.631 | 209039.04 | 213536.724 | 217926.316 | 222180.29 | 226378.446 | 230548.754 | 234687.16 | 238050.518
NPgY | BSP | NPg Best View | Total demand (MWh) | DRIFFIELD/BEVERLEY GROUP | 532578.185 | 535006.863 | 542087.18 | 552623.454 | 568255.105 | 587127.071 | 604051.358 | 622568.945 | 644804.638 | 667570.593 | 689177.891 | 709907.569 | 729249.974 | 749366.229 | 782242.725 | 813229.353 | 842187.758 | 869201.886 | 893299.919 | 914906.411 | 934406.789 | 955833.253 | 976447.38 | 996526.67 | 1015952.104 | 1035135.863 | 1054228.124 | 1073218.97 | 1089117.387
NPgY | BSP | NPg Best View | Total demand (MWh) | FEATHERSTONE | 415763.081 | 423493.392 | 432648.353 | 444103.506 | 458228.294 | 475853.981 | 492767.378 | 512591.516 | 536533.764 | 562528.131 | 588939.372 | 615405.17 | 640894.146 | 666295.979 | 699706.149 | 730649.366 | 758765.741 | 783961.742 | 805497.74 | 823966.983 | 839901.373 | 857452.536 | 873938.848 | 889686.69 | 904746.697 | 919449.054 | 933943.438 | 948272.111 | 960488.447
NPgY | BSP | NPg Best View | Total demand (MWh) | GIRLINGTON | 264287.135 | 266712.771 | 268710.695 | 271781.03 | 277323.645 | 284348.467 | 288929.417 | 294009.41 | 300471.646 | 307065.374 | 313195.427 | 318969.521 | 324230.276 | 330228.622 | 342682.961 | 354403.409 | 365299.338 | 375356.267 | 383930.684 | 391115.21 | 397208.345 | 405478.413 | 413417.406 | 421121.836 | 428534.858 | 435813.681 | 443014.651 | 450129.594 | 455628.248
NPgY | BSP | NPg Best View | Total demand (MWh) | HALIFAX 132/33KV | 159634.978 | 159925.144 | 161815.782 | 164848.545 | 169396.015 | 174957.194 | 179718.476 | 185001.691 | 191242.527 | 197693.099 | 203985.221 | 210101.811 | 215867.255 | 221820.55 | 230927.085 | 239368.114 | 247083.322 | 254067.829 | 260068.73 | 265126.549 | 269409.073 | 274422.657 | 279094.35 | 283505.132 | 287655.302 | 291654.594 | 295562.331 | 299399.238 | 302404.444
NPgY | BSP | NPg Best View | Total demand (MWh) | HECKMONDWIKE | 206573.154 | 206593.229 | 209402.368 | 214136.69 | 221785.633 | 231312.359 | 238811.908 | 247477.724 | 258185.651 | 269553.838 | 280607.774 | 291411.798 | 301599.049 | 311978.396 | 327046.38 | 341290.895 | 354213.18 | 365760.474 | 375057.789 | 382531.884 | 388665.93 | 396947.046 | 404709.985 | 412110.177 | 419134.939 | 425975.824 | 432709.111 | 439343.393 | 444411.287
NPgY | BSP | NPg Best View | Total demand (MWh) | HOLMFIELD | 270095.789 | 270433.157 | 275786.997 | 282244.777 | 292527.717 | 305066.905 | 313746.978 | 323350.014 | 335137.04 | 347179.33 | 358193.577 | 368614.598 | 378203.337 | 389130.302 | 408563.949 | 427010.854 | 444143.305 | 459750.291 | 472739.956 | 483500.343 | 492604.828 | 505258.4 | 517348.32 | 529038.264 | 540264.537 | 551266.933 | 562128.302 | 572844.181 | 580930.54
NPgY | BSP | NPg Best View | Total demand (MWh) | HULL EAST 132/33KV | 311144.713 | 314430.894 | 316436.266 | 320504.366 | 327484.739 | 336692.3 | 344797.111 | 354224.892 | 365879.91 | 378335.079 | 390561.361 | 402583.879 | 413987.379 | 426126.628 | 444291.605 | 461234.562 | 476846.163 | 491110.619 | 503469.171 | 514099.281 | 523327.76 | 533927.219 | 543987.825 | 553674.681 | 562976.464 | 572093.45 | 581106.043 | 590024.502 | 597078.105
NPgY | BSP | NPg Best View | Total demand (MWh) | HULL SOUTH | 373950.224 | 384902.192 | 387613.174 | 394543.375 | 401651.627 | 411082.567 | 418396.761 | 426603.67 | 436955.418 | 447683.205 | 457877.324 | 467605.279 | 476585.946 | 486777.569 | 507274.271 | 526656.213 | 544782.338 | 561700.843 | 576701.823 | 589869.124 | 601483.322 | 615155.882 | 628330.029 | 641159.558 | 653569.262 | 665800.143 | 677943.514 | 689997.979 | 699484.317
NPgY | BSP | NPg Best View | Total demand (MWh) | HULL WEST | 255517.831 | 262934.583 | 274994.176 | 280557.224 | 288916.821 | 298983.336 | 307461.618 | 317047.439 | 328657.799 | 340832.017 | 352530.15 | 363924.387 | 374680.702 | 386106.701 | 403879.157 | 420522.186 | 435912.232 | 450041.631 | 462216.227 | 472688.902 | 481795.692 | 492559.329 | 502807.314 | 512694.951 | 522198.185 | 531510.854 | 540706.889 | 549791.187 | 557141.253
NPgY | BSP | NPg Best View | Total demand (MWh) | HUMBERSTON | 127932.464 | 131295.91 | 132823.803 | 134777.701 | 138264.129 | 142732.127 | 145838.707 | 149160.586 | 153273.473 | 157341.092 | 160842.532 | 164029.4 | 166868.165 | 170509.061 | 178648.072 | 186504.717 | 193967.037 | 200970.162 | 207092.317 | 212450.864 | 217215.12 | 223169.103 | 228929.791 | 234552.953 | 239994.527 | 245354.675 | 250664.665 | 255918.576 | 259883.653
NPgY | BSP | NPg Best View | Total demand (MWh) | HUNNINGLEY | 209114.546 | 209501.861 | 211208.272 | 213896.654 | 217829.498 | 222639.637 | 226864.393 | 231541.288 | 237124.106 | 242915.762 | 248479.996 | 253881.68 | 258995.862 | 264252.547 | 272122.477 | 279554.4 | 286462.394 | 292805.995 | 298318 | 303153.457 | 307409.78 | 312299.503 | 316983.245 | 321526.672 | 325889.17 | 330179.123 | 334433.533 | 338656.215 | 342204.28
NPgY | BSP | NPg Best View | Total demand (MWh) | HUNSHELF | 383969.315 | 385585.089 | 387840.175 | 391113.793 | 395845.172 | 401309.91 | 405679.433 | 410530.878 | 416400.785 | 422483.405 | 428246.237 | 433801.205 | 439005.961 | 444598.898 | 454224.839 | 463344.593 | 471828.212 | 479629.956 | 486369.043 | 492214.821 | 497330.71 | 503529.667 | 509477.898 | 515252.769 | 520823.299 | 526301.59 | 531728.029 | 537103.526 | 541467.28
NPgY | BSP | NPg Best View | Total demand (MWh) | IMMINGHAM | 316769.339 | 329292.327 | 332090.659 | 336464.485 | 343421.413 | 353110.469 | 365059.331 | 380378.219 | 399476.502 | 421399.768 | 445007.543 | 469367.602 | 493210.326 | 516059.756 | 539540.19 | 560439.136 | 578609.438 | 594082.729 | 606865.887 | 617292.425 | 625773.184 | 633515.172 | 640249.272 | 646277.199 | 651776.604 | 656953.849 | 661932.149 | 666775.126 | 670929.467
NPgY | BSP | NPg Best View | Total demand (MWh) | KIRKHAW LANE | 349116.249 | 356883.945 | 360030.72 | 364618.042 | 371362.285 | 379538.152 | 386520.104 | 394469.042 | 404030.594 | 414160.147 | 424102.79 | 433915.372 | 443301.243 | 452974.166 | 467305.617 | 480913.612 | 493550.934 | 505127.423 | 515087.214 | 523714.45 | 531278.629 | 540223.347 | 548780.981 | 557069.554 | 565070.784 | 572928.677 | 580696.752 | 588377.597 | 594857.357
NPgY | BSP | NPg Best View | Total demand (MWh) | KIRKSTALL C 2/5 | 242277.495 | 243732.353 | 247754.281 | 249241.358 | 251351.505 | 252793.315 | 253871.708 | 255195.732 | 257193.679 | 259294.668 | 261324.749 | 263260.471 | 265007.147 | 266916.605 | 271929.78 | 276621.73 | 280972.181 | 285048.578 | 288719.293 | 291965.797 | 294818.526 | 298041.409 | 301141.714 | 304161.99 | 307072.999 | 309946.526 | 312809.42 | 315654.384 | 317918.378
NPgY | BSP | NPg Best View | Total demand (MWh) | KIRKSTALL C/RING ROAD HORSFORTH | 369985.5 | 389677.544 | 409190.598 | 427996.444 | 449406.482 | 465730.07 | 478677.207 | 492500.678 | 508861.559 | 525134.319 | 539182.136 | 552228.503 | 564231.338 | 578554.905 | 604102.312 | 628217.814 | 650755.938 | 671700.655 | 689849.853 | 705620.265 | 719436.476 | 736122.756 | 752028.521 | 767356.449 | 781986.692 | 796264.926 | 810313.085 | 824141.793 | 834517.475
NPgY | BSP | NPg Best View | Total demand (MWh) | LEEDS EAST | 346225.243 | 359718.372 | 366395.546 | 373579.939 | 383908.862 | 395049.273 | 405041.362 | 416510.775 | 430750.611 | 445784.55 | 460159.719 | 474115.865 | 487228.332 | 501620.496 | 525287.854 | 547331.877 | 567703.734 | 586429.131 | 602915.726 | 617379.507 | 630102.33 | 644172.169 | 657555.604 | 670459.739 | 682836.609 | 694966.161 | 706954.967 | 718813.338 | 728038.195
NPgY | BSP | NPg Best View | Total demand (MWh) | LEEDS NORTH | 277066.893 | 283855.474 | 290978.02 | 296496.186 | 303837.477 | 310569.108 | 315822.601 | 321493.78 | 328598.149 | 335714.032 | 342059.27 | 347930.152 | 353233.794 | 359637.816 | 373801.041 | 387164.339 | 399737.563 | 411592.021 | 422282.031 | 431846.755 | 440406.171 | 450198.442 | 459646.749 | 468851.097 | 477733.902 | 486473.872 | 495131.386 | 503694.669 | 510367.614
NPgY | BSP | NPg Best View | Total demand (MWh) | LINDLEY | 344334.816 | 348047.446 | 351006.677 | 355885.411 | 364157.021 | 374299.887 | 381759.354 | 389948.164 | 400131.604 | 410442.682 | 419728.386 | 428400.877 | 436295.565 | 445602.723 | 464225.932 | 481900.63 | 498489.051 | 513932.043 | 527379.655 | 539027.614 | 549228.33 | 561834.386 | 573950.559 | 585720.247 | 597058.078 | 608199.562 | 619225.108 | 630126.209 | 638455.883
NPgY | BSP | NPg Best View | Total demand (MWh) | LOW ROAD | 418039.123 | 470659.935 | 495783.487 | 505069.055 | 512724.206 | 521452.96 | 530289.421 | 541326.094 | 555455.159 | 571190.095 | 587452.891 | 603866.202 | 619648.373 | 678264.509 | 700652.95 | 720995.715 | 739192.747 | 755314.754 | 769023.364 | 780566.787 | 790231.324 | 800504.495 | 809960.455 | 818838.151 | 827181.42 | 835230.081 | 843100.253 | 850824.528 | 857044.992
NPgY | BSP | NPg Best View | Total demand (MWh) | MALLARD WAY | 231278.908 | 232304.425 | 234997.4 | 237586.049 | 241828.059 | 247271.892 | 252154.665 | 257862.368 | 264942.274 | 272549.294 | 280157.731 | 287691.293 | 294862.077 | 302276.201 | 313128.798 | 323202.404 | 332447.754 | 340856.738 | 348170.818 | 354481.077 | 359962.01 | 366191.445 | 372103.663 | 377798.896 | 383273.039 | 388644.648 | 393962.842 | 399232.1 | 403539.279
NPgY | BSP | NPg Best View | Total demand (MWh) | MENSTON | 239069.307 | 239716.444 | 244698.835 | 249615.877 | 256612.14 | 263863.226 | 268785.635 | 274152.847 | 280805.239 | 287506.002 | 293457.216 | 299000.474 | 304047.111 | 310057.009 | 322969.225 | 335217.869 | 346696.861 | 357343.707 | 366487.684 | 374314.448 | 381074.031 | 389927.572 | 398450.236 | 406736.945 | 414725.846 | 422572.651 | 430329.002 | 437988.308 | 443951.474
NPgY | BSP | NPg Best View | Total demand (MWh) | MOSS ROAD | 163851.129 | 165319.726 | 166831.275 | 167912.412 | 170140.574 | 173148.34 | 175890.908 | 178945.794 | 182830.11 | 186809.444 | 190562.357 | 194118.519 | 197375.722 | 201041.351 | 208438.723 | 215378.12 | 221880.528 | 227980.418 | 233542.872 | 238592.32 | 243166.893 | 247998.026 | 252647.036 | 257171.835 | 261535.68 | 265838.782 | 270118.634 | 274374.901 | 277731.641
NPgY | BSP | NPg Best View | Total demand (MWh) | OSGODBY 1/2 | 7076.759 | 7076.759 | 7076.759 | 7076.759 | 7076.759 | 7076.759 | 7076.759 | 7076.759 | 7076.759 | 7076.759 | 7076.759 | 7076.759 | 7076.759 | 7076.759 | 7076.759 | 7076.759 | 7076.759 | 7076.759 | 7076.759 | 7076.759 | 7076.759 | 7076.759 | 7076.759 | 7076.759 | 7076.759 | 7076.759 | 7076.759 | 7076.759 | 7076.759
NPgY | BSP | NPg Best View | Total demand (MWh) | OSGODBY 3/4 | 256877.338 | 265729.075 | 270520.685 | 276486.01 | 289692.891 | 299864.6 | 310651.135 | 323000.103 | 337804.365 | 353594.082 | 369349.686 | 384946.881 | 399877.515 | 414795.575 | 433847.161 | 451478.608 | 467638.36 | 482312.185 | 495251.09 | 506764.858 | 517043.807 | 527201.184 | 536772.79 | 545947.188 | 554702.654 | 563276.13 | 571762.215 | 580181.56 | 587338.334
NPgY | BSP | NPg Best View | Total demand (MWh) | RODLEY | 328295.035 | 332614.188 | 338537.313 | 349650.327 | 359997.611 | 370880 | 378280.103 | 386398.356 | 396465.535 | 406661.156 | 415745.155 | 424219.268 | 431949.646 | 441191.841 | 459156.783 | 476086.064 | 491875.197 | 506412.523 | 518762.768 | 529144.192 | 537991.735 | 549940.505 | 561392.72 | 572488.442 | 583142.074 | 593585.25 | 603894.895 | 614063.896 | 621716.955
NPgY | BSP | NPg Best View | Total demand (MWh) | SAINT ANDREWS ROAD 132/33KV | 276019.617 | 275785.095 | 279528.141 | 284120.792 | 291677.079 | 301039.965 | 308628.593 | 317126.694 | 327631.553 | 338506.346 | 348777.353 | 358606.036 | 367716.428 | 377131.308 | 392145.663 | 406269.903 | 419270.436 | 431096.342 | 441075.043 | 449435.939 | 456538.383 | 465371.173 | 473727.638 | 481757.974 | 489411.681 | 496905.51 | 504320.722 | 511657.052 | 517391.881
NPgY | BSP | NPg Best View | Total demand (MWh) | SALTEND 132/33KV | 60809.202 | 60734.157 | 60679.505 | 60642.642 | 60625.419 | 60625.841 | 60640.054 | 60669.759 | 60717.41 | 60779.228 | 60855.908 | 60944.378 | 61042.869 | 61148.812 | 61275.329 | 61408.544 | 61548.066 | 61694.295 | 61846.608 | 62003.037 | 62162.686 | 62327.468 | 62495.228 | 62665.224 | 62836.25 | 63007.664 | 63178.543 | 63347.661 | 63512.851
NPgY | BSP | NPg Best View | Total demand (MWh) | SANTON | 563500.217 | 571868.178 | 584063.357 | 598890.681 | 609500.306 | 621669.046 | 633076.409 | 645421.759 | 659515.839 | 674117.971 | 688447.352 | 702563.647 | 716172.831 | 730250.865 | 749730.456 | 768345.115 | 786020.068 | 802734.159 | 818078.881 | 832199.164 | 845280.903 | 859278.452 | 872880.067 | 886206.439 | 899223.916 | 912089.058 | 924856.197 | 937516.961 | 948762.132
NPgY | BSP | NPg Best View | Total demand (MWh) | SCUNTHORPE NORTH | 610016.493 | 613449.024 | 619377.21 | 625896.77 | 634690.828 | 645595.943 | 656911.314 | 670094.44 | 685720.432 | 702779.705 | 720486.409 | 738407.383 | 755845.493 | 772800.835 | 793661.032 | 813094.925 | 830884.137 | 847037.463 | 861251.12 | 873820.409 | 885014.197 | 896529.38 | 907443.227 | 917945.994 | 928092.098 | 938047.205 | 947891.722 | 957648.078 | 966563.443
NPgY | BSP | NPg Best View | Total demand (MWh) | SCUNTHORPE SOUTH | 137461.575 | 139099.188 | 143292.838 | 147679.438 | 154023.336 | 161637.702 | 167995.992 | 174672.185 | 182449.526 | 190131.01 | 196986.518 | 203359.09 | 209213.837 | 216038.443 | 227972.256 | 239402.31 | 250337.826 | 260709.844 | 270079.909 | 278548.257 | 286268.431 | 295036.234 | 303546.336 | 311879.594 | 319975.684 | 327977.436 | 335928.464 | 343821.452 | 350182.247
NPgY | BSP | NPg Best View | Total demand (MWh) | SILSDEN | 410426.5 | 410723.275 | 415364.207 | 425875.171 | 434942.641 | 446094.137 | 455112.412 | 465146.946 | 477766.283 | 490722.162 | 502815.035 | 514293.749 | 524845.827 | 536900.651 | 560273.679 | 582222.936 | 602742.826 | 621844.178 | 638827.823 | 653812.121 | 667052.697 | 682253.717 | 696835.269 | 710980.862 | 724596.75 | 737971.637 | 751209.406 | 764300.983 | 774444.757
NPgY | BSP | NPg Best View | Total demand (MWh) | SOWERBY BRIDGE 132/33KV | 327578.838 | 336990.456 | 340575.324 | 346638.722 | 356116.881 | 367685.253 | 377174.471 | 387861.548 | 400822.568 | 414316.709 | 427244.363 | 439779.747 | 451539.13 | 464312.955 | 485317.235 | 505008.74 | 523189.421 | 539789.896 | 554065.215 | 566250.672 | 576782.296 | 589317.085 | 601167.513 | 612512.754 | 623331.163 | 633862.658 | 644214.465 | 654408.846 | 662245.746
NPgY | BSP | NPg Best View | Total demand (MWh) | STAYGATE | 397618.263 | 409714.068 | 415638.594 | 423259.733 | 431070.031 | 441681.007 | 450138.657 | 460474.281 | 473703.152 | 488172.337 | 502633.767 | 517009.899 | 530687.058 | 544838.631 | 566290.736 | 586304.996 | 604418.824 | 620505.594 | 633629.769 | 644284.057 | 653055.245 | 664389.347 | 674990.324 | 685074.844 | 694652.32 | 703961.379 | 713101.9 | 722090.8 | 728971.824
NPgY | BSP | NPg Best View | Total demand (MWh) | THORNHILL 132KV | 411308.701 | 412341.688 | 423336.095 | 431268.538 | 444264.62 | 460468.609 | 473011.591 | 487349.61 | 505143.673 | 523794.537 | 541931.294 | 559522.717 | 576006.437 | 592949.736 | 619204.298 | 644097.351 | 666791.069 | 687149.857 | 703818.446 | 717504.575 | 728917.139 | 744082.98 | 758424.581 | 772199.369 | 785349.486 | 798222.307 | 810950.724 | 823540.115 | 833283.03
NPgY | BSP | NPg Best View | Total demand (MWh) | WAKEFIELD MONCKTON ROAD | 230564.924 | 234259.964 | 238960.046 | 244927.243 | 253305.405 | 263235.962 | 271616.857 | 280856.473 | 291801.003 | 303168.793 | 314252.172 | 325062.221 | 335302.204 | 345606.889 | 361121.166 | 375796.58 | 389365.84 | 401852.794 | 412611.207 | 421926.521 | 430050.053 | 439764.608 | 449074.185 | 458109.064 | 466831.726 | 475419.771 | 483941.961 | 492401.354 | 499637.436
NPgY | BSP | NPg Best View | Total demand (MWh) | WAKEFIELD NORTH | 362263.216 | 367769.128 | 374061.871 | 382921.886 | 395722.324 | 410796.788 | 423032.524 | 436877.206 | 453572.431 | 471144.563 | 488116.064 | 504704.244 | 520428.421 | 536640.115 | 560269.488 | 582605.093 | 603109.388 | 621594.148 | 636946.864 | 649778.036 | 660636.138 | 674477.506 | 687601.558 | 700224.266 | 712304.905 | 724120.786 | 735774.541 | 747275.832 | 756566.186
NPgY | BSP | NPg Best View | Total demand (MWh) | WEST MELTON | 380586.945 | 392353.785 | 402514.45 | 418169.966 | 436323.918 | 456947.432 | 474798.25 | 494341.63 | 517571.199 | 541371.161 | 563741.32 | 585182.989 | 605281.595 | 626980.062 | 661904.222 | 694959.293 | 725846.816 | 754412.739 | 779418.489 | 801411.278 | 820799.576 | 842872.406 | 864012.896 | 884506.147 | 904194.86 | 923540.927 | 942705.805 | 961709.552 | 976999.877
NPgY | BSP | NPg Best View | Total demand (MWh) | WHINMOOR | 276281.579 | 286563.596 | 292432.181 | 307283.455 | 317257.053 | 327929.776 | 336093.86 | 345025.41 | 355905.915 | 366954.693 | 376839.442 | 386100.276 | 394607.758 | 404401.255 | 422013.824 | 438627.543 | 454102.28 | 468319.839 | 480528.058 | 491033.896 | 500148.033 | 511581.113 | 522528.376 | 533133.827 | 543314.169 | 553303.231 | 563177.758 | 572935.279 | 580401.457
NPgY | BSP | NPg Best View | Total demand (MWh) | WOLD NEWTON | 230029.682 | 232279.786 | 238710.325 | 244790.704 | 253243.397 | 263041.054 | 271111.393 | 279575.641 | 289481.932 | 299345.109 | 308471.077 | 317074.06 | 325023.589 | 333413.39 | 347813.265 | 361508.733 | 374456.936 | 386643.955 | 397560.128 | 407324.826 | 416109.806 | 426378.252 | 436341.646 | 446105.988 | 455596.163 | 464991.773 | 474353.278 | 483665.399 | 491578.385
NPgY | BSP | NPg Best View | Total demand (MWh) | YARBOROUGH ROAD 132/33KV | 303467.645 | 304785.667 | 307240.406 | 309530.008 | 314183.932 | 320358.931 | 325451.391 | 331228.138 | 338595.241 | 346191.513 | 353111.688 | 359656.985 | 365660.089 | 372959.853 | 387598.063 | 401458.363 | 414500.377 | 426666.505 | 437487.809 | 447123.006 | 455755.568 | 465448.778 | 474756.936 | 483791.793 | 492496.193 | 501044.706 | 509496.544 | 517849.151 | 524151.035
NPgN | BSP | NG FES - Consumer Transformation | Total demand (MWh) | ANNFIELD | 256408.6 | 257207.767 | 261117.079 | 271577.371 | 281770.422 | 293130.329 | 302490.773 | 311386.445 | 322251.057 | 333454.347 | 343717.795 | 353471.474 | 362790.122 | 372885.652 | 390579.066 | 407739.693 | 423927.461 | 439041.205 | 452050.567 | 462952.226 | 472277.304 | 483456.319 | 495001.099 | 506150.24 | 516770.927 | 527184.336 | 537465.109 | 547631.691 | 555538.165
NPgN | BSP | NG FES - Consumer Transformation | Total demand (MWh) | BARRACK ROAD | 362089.205 | 359290.081 | 360439.103 | 361841.005 | 367415.55 | 370284.406 | 372521.284 | 374760.957 | 378327.73 | 382281.731 | 385949.489 | 389483.93 | 392706.881 | 396620.695 | 404880.248 | 412653.539 | 419822.821 | 426416.979 | 431917.75 | 436558.113 | 440505.553 | 445270.737 | 450239.429 | 455029.013 | 459569.087 | 464034.587 | 468440.349 | 472817.848 | 476166.295
NPgN | BSP | NG FES - Consumer Transformation | Total demand (MWh) | BLUCHER | 265979.05 | 266634.843 | 281107.452 | 289681.857 | 298383.89 | 307423.785 | 315283.554 | 322950.549 | 332109.53 | 341595.377 | 350257.566 | 358460.058 | 366318.055 | 374841.059 | 390715.529 | 406058.451 | 420550.213 | 434145.058 | 446222.57 | 456764.477 | 466194.447 | 476739.387 | 487413.842 | 497720.852 | 507565.022 | 517181.713 | 526634.381 | 535938.41 | 543008.668
NPgN | BSP | NG FES - Consumer Transformation | Total demand (MWh) | BOWESFIELD | 329664.275 | 331866.941 | 339771.971 | 350184.571 | 363981.749 | 378585.634 | 391623.556 | 404492.921 | 420104.565 | 436339.468 | 451540.759 | 466287.598 | 480669.415 | 496152.968 | 522479.36 | 548179.867 | 572630.91 | 595599.047 | 615982.395 | 633796.43 | 649674.043 | 667008.737 | 684435.959 | 701238.635 | 717287.581 | 733030.143 | 748585.378 | 763992.163 | 776441.435
NPgN | BSP | NG FES - Consumer Transformation | Total demand (MWh) | CHIRTON GRANGE | 235791.991 | 236798.133 | 240896.657 | 249000.238 | 258090.576 | 267466.036 | 275231.922 | 282533.934 | 291508.256 | 300680.403 | 308852.259 | 316433.868 | 323482.386 | 331451.893 | 346825.577 | 361785.041 | 376024.428 | 389416.029 | 401178.014 | 411376.702 | 420507.033 | 431179.932 | 442241.42 | 453051.452 | 463468.715 | 473764.837 | 483987.203 | 494143.87 | 502068.427
NPgN | BSP | NG FES - Consumer Transformation | Total demand (MWh) | COALBURNS | 399875.483 | 398492.396 | 399125.085 | 400992.331 | 404299.935 | 407488.053 | 410195.362 | 412925.991 | 416776.767 | 420960.025 | 424875.746 | 428712.942 | 432468.035 | 436585.419 | 444067.301 | 451312.896 | 458083.874 | 464335.512 | 469605.115 | 473927.101 | 477541.436 | 481689.92 | 485888.079 | 489854.415 | 493541.25 | 497115.607 | 500618.914 | 504067.215 | 506596.282
NPgN | BSP | NG FES - Consumer Transformation | Total demand (MWh) | DARLINGTON CENTRAL | 203628.357 | 203381.221 | 205397.726 | 209460.959 | 214798.955 | 220364.647 | 225492.069 | 230802.324 | 237652.407 | 244893.653 | 251710.762 | 258376.129 | 264871.25 | 272067.243 | 284159.995 | 295697.829 | 306553.43 | 316658.371 | 325589.818 | 333296.059 | 340022.868 | 347139.337 | 354075.826 | 360643.614 | 366788.443 | 372752.519 | 378598.061 | 384353.643 | 388784.395
NPgN | BSP | NG FES - Consumer Transformation | Total demand (MWh) | DARLINGTON NORTH | 344991.242 | 346769.01 | 358668.347 | 364632.651 | 372040.716 | 380412.616 | 387478.628 | 394466.502 | 414963.682 | 424530.116 | 433613.509 | 442599.369 | 451543.054 | 531340.354 | 547183.314 | 562621.195 | 577098.309 | 590418.147 | 601665.844 | 610890.952 | 618644.375 | 627590.07 | 636602.658 | 645093.908 | 652999.076 | 660634.416 | 668097.354 | 675419.745 | 681022.301
NPgN | BSP | NG FES - Consumer Transformation | Total demand (MWh) | DUNSTON | 484078.507 | 482320.275 | 489578.353 | 498762.529 | 508380.409 | 518816.6 | 527965.794 | 537271.785 | 549450.195 | 562416.601 | 574479.054 | 586174.649 | 597425.534 | 610765.018 | 635937.908 | 660021.889 | 682788.853 | 704164.94 | 723220.728 | 739959.243 | 754836.625 | 771048.71 | 787226.644 | 802796.311 | 817635.597 | 832175.043 | 846509.755 | 860695.123 | 871479.99
NPgN | BSP | NG FES - Consumer Transformation | Total demand (MWh) | FLATWORTH | 162922.661 | 163195.061 | 169415.575 | 172854.352 | 176941.314 | 181429.778 | 185761.448 | 190241.533 | 195746.551 | 201520.241 | 206928.685 | 212191.416 | 217348.024 | 223195.783 | 233291.611 | 243048.804 | 252368.451 | 261192.404 | 269284.422 | 276571.237 | 283204.517 | 289994.506 | 296642.138 | 303044.756 | 309165.776 | 315167.914 | 321097.839 | 326971.187 | 331589.701
NPgN | BSP | NG FES - Consumer Transformation | Total demand (MWh) | GOSFORTH | 359853.248 | 359060.626 | 361377.481 | 368015.164 | 375769.964 | 384017.723 | 390364.462 | 396160.731 | 403595.128 | 411383.934 | 418393.356 | 425004.675 | 431294.488 | 438535.344 | 453215.598 | 467664.219 | 481343.907 | 494087.227 | 504923.93 | 513990.65 | 521877.639 | 531606.4 | 541867.068 | 551826.351 | 561369.653 | 570752.006 | 580027.594 | 589209.78 | 596123.992
NPgN | BSP | NG FES - Consumer Transformation | Total demand (MWh) | HARROGATE 132/33KV | 290953.072 | 291788.376 | 295639.82 | 302888.455 | 310247.074 | 320871.841 | 326434.659 | 331558.719 | 337956.604 | 344469.202 | 350218.497 | 355489.579 | 360316.385 | 365330.288 | 375067.049 | 384619.96 | 393669.47 | 402094.331 | 409290.915 | 415354.952 | 420687.628 | 427145.612 | 433983.985 | 440661.374 | 447050.739 | 453361.096 | 459626.391 | 465844.429 | 470779.837
NPgN | BSP | NG FES - Consumer Transformation | Total demand (MWh) | HUSTHWAITE | 136882.949 | 137439.822 | 141434.628 | 145920.116 | 149051.057 | 152222.263 | 155296.906 | 158476.848 | 162413.994 | 166534.468 | 170464.796 | 174310.455 | 178046.706 | 181971.876 | 187853.688 | 193473.833 | 198782.295 | 203765.295 | 208240.368 | 212210.92 | 215764.175 | 219433.703 | 223021.65 | 226457.22 | 229711.942 | 232901.851 | 236052.391 | 239177.751 | 241841.532
NPgN | BSP | NG FES - Consumer Transformation | Total demand (MWh) | LEEMING BAR_SKEEBY | 452481.054 | 455843.796 | 467152.977 | 479909.318 | 495087.121 | 511506.383 | 527093.528 | 542923.914 | 562140.163 | 582155.545 | 601259.465 | 619965.184 | 638154.995 | 657182.015 | 685619.192 | 712956.461 | 738808.248 | 763043.222 | 784675.099 | 803796.339 | 820847.047 | 838723.233 | 856391.693 | 873343.932 | 889451.958 | 905244.305 | 920843.885 | 936317.646 | 949558.577
NPgN | BSP | NG FES - Consumer Transformation | Total demand (MWh) | LINTON | 237348.394 | 238284.503 | 247340.841 | 258501.996 | 265846.37 | 273349.595 | 280066.33 | 286725.473 | 295174.022 | 303929.175 | 311925.507 | 319487.566 | 326538.486 | 334242.162 | 348721.08 | 362471.732 | 375409.933 | 387520.334 | 398211.643 | 407557.399 | 415826.21 | 424910.24 | 434049.538 | 442876.38 | 451276.837 | 459532.399 | 467690.581 | 475779.055 | 482254.302
NPgN | BSP | NG FES - Consumer Transformation | Total demand (MWh) | MALTON GRID | 326594.777 | 327231.48 | 331802.62 | 341251.378 | 351301.196 | 361627.961 | 371357.801 | 381096.667 | 393329.473 | 406010.943 | 417760.872 | 428944.675 | 439453.383 | 450317.432 | 468155.746 | 485056.563 | 500826.856 | 515460.663 | 528286.637 | 539495.414 | 549422.087 | 560025.21 | 570634.668 | 580814.627 | 590423.414 | 599848.403 | 609158.065 | 618393.597 | 625964.151
NPgN | BSP | NG FES - Consumer Transformation | Total demand (MWh) | MELROSEGATE | 582697.761 | 582160.778 | 595610.226 | 613922.437 | 628650.244 | 643354.593 | 656048.924 | 668215.494 | 683650.242 | 699759.582 | 714372.248 | 728135.471 | 741131.252 | 754857.525 | 780545.783 | 805166.117 | 828079.856 | 849281.425 | 867506.453 | 883074.129 | 896649.183 | 912225.793 | 928311.176 | 943794.988 | 958461.345 | 972821.003 | 986973.15 | 1000960.193 | 1012051.826
NPgN | BSP | NG FES - Consumer Transformation | Total demand (MWh) | NORTH TEES | 573369.702 | 574297.223 | 606961.914 | 616839.345 | 629878.306 | 644781.666 | 658707.127 | 673238.221 | 691250.905 | 710601.795 | 729699.822 | 749008.573 | 768358.83 | 789188.514 | 820003.309 | 849524.134 | 877206.353 | 902772.415 | 925165.81 | 944559.946 | 961419.424 | 979241.544 | 996664.158 | 1013087.242 | 1028488.612 | 1043393.525 | 1057965.23 | 1072310.653 | 1084167.839
NPgN | BSP | NG FES - Consumer Transformation | Total demand (MWh) | POTTER HOUSE | 381372.603 | 382034.969 | 393655.451 | 402095.644 | 412909.766 | 424033.095 | 433092.66 | 441489.628 | 451888.602 | 462536.284 | 472026.009 | 480838.045 | 489035.32 | 497798.563 | 515087.946 | 531857.322 | 547682.864 | 562492.026 | 575247.446 | 586099.467 | 595599.7 | 607141.302 | 619281.593 | 631142.731 | 642543.048 | 653802.755 | 664974.273 | 676064.23 | 684950.404
NPgN | BSP | NG FES - Consumer Transformation | Total demand (MWh) | RAVENSWORTH | 266372.271 | 264822.026 | 280326.435 | 283664.878 | 286809.125 | 290870.54 | 295382.978 | 300809.578 | 309040.764 | 317276.513 | 326051.646 | 335507.589 | 345558.895 | 359985.599 | 373317.359 | 386097.549 | 397942.423 | 408621.484 | 417756.17 | 425300.69 | 431312.199 | 436817.695 | 441596.081 | 445651.356 | 449092.987 | 452182.129 | 455042.899 | 457758.51 | 459832.525
NPgN | BSP | NG FES - Consumer Transformation | Total demand (MWh) | SCARBOROUGH GRID | 378153.57 | 376870.426 | 379001.863 | 384673.448 | 392872.536 | 402319.289 | 410823.969 | 419338.886 | 430317.719 | 441726.575 | 452108.42 | 461908.454 | 470969.305 | 481510.384 | 502166.428 | 521764.944 | 540261.495 | 557675.041 | 573265.501 | 587111.029 | 599527.052 | 612970.614 | 626461.33 | 639535.57 | 652038.604 | 664345.185 | 676512.591 | 688581.052 | 698009.48
NPgN | BSP | NG FES - Consumer Transformation | Total demand (MWh) | SEAL SANDS | 162960.523 | 198072.724 | 204712.064 | 204943.53 | 205048.839 | 205182.062 | 205340.593 | 205523.751 | 205732.681 | 205965.059 | 206219.315 | 206494.83 | 206789.998 | 207105.211 | 207491.1 | 207892.554 | 208308.144 | 208737.055 | 209175.736 | 209624.456 | 210079.855 | 210543.574 | 211013.172 | 211486.541 | 211961.27 | 212435.467 | 212906.792 | 213372.917 | 213830.5
NPgN | BSP | NG FES - Consumer Transformation | Total demand (MWh) | SPADEADAM 33KV | 6774.235 | 6754.521 | 6802.309 | 6887.545 | 7022.059 | 7155.762 | 7273.469 | 7391.314 | 7553.105 | 7722.198 | 7876.212 | 8019.692 | 8144.327 | 8285.109 | 8565.901 | 8821.791 | 9056.609 | 9275.738 | 9464.267 | 9630.047 | 9774.746 | 9939.214 | 10107.1 | 10270.451 | 10426.078 | 10580.211 | 10732.847 | 10885.098 | 11013.069
NPgN | BSP | NG FES - Consumer Transformation | Total demand (MWh) | SPENNYMOOR 132/66KV | 297576.036 | 299821.746 | 311585.921 | 344719.56 | 378554.004 | 397332.003 | 413164.562 | 428439.413 | 447107.044 | 466631.544 | 485125.079 | 503192.743 | 520925.953 | 540011.277 | 571782.432 | 602883.34 | 632192.375 | 659301.157 | 682462.363 | 701921.08 | 718678.593 | 738015.379 | 757735.465 | 776572.45 | 794388.954 | 811747.809 | 828810.828 | 845639.925 | 858899.579
NPgN | BSP | NG FES - Consumer Transformation | Total demand (MWh) | TORONTO | 260667.998 | 261313.894 | 264849.48 | 271361.262 | 280327.882 | 290237.675 | 298873.722 | 307372.101 | 317885.262 | 328846.874 | 339036.819 | 348847.783 | 358252.885 | 368573.495 | 386329.842 | 403439.687 | 419578.575 | 434647.417 | 447840.741 | 459269.444 | 469381.394 | 480690.034 | 492111.347 | 503105.282 | 513568.932 | 523818.723 | 533923.755 | 543918.568 | 551853.378
NPgN | BSP | NG FES - Consumer Transformation | Total demand (MWh) | WORMALD GREEN 132/33KV | 227329.841 | 227681.294 | 235673.46 | 242216.149 | 248308.706 | 254355.09 | 260289.699 | 266607.257 | 274707.478 | 283545.365 | 292390.045 | 301448.2 | 310642.654 | 320394.738 | 333853.166 | 346883.927 | 359074.959 | 370242.262 | 379836.556 | 387949.431 | 394851.991 | 401839.404 | 408536.519 | 414698.125 | 420335.234 | 425725.357 | 430962.314 | 436103.431 | 440312.275
NPgY | BSP | NG FES - Consumer Transformation | Total demand (MWh) | ATTERCLIFFE | 210361.223 | 217272.494 | 220099.01 | 222539.533 | 226647.754 | 231813.505 | 235611.813 | 239909.506 | 245499.529 | 251460.213 | 257175.831 | 262853.493 | 268465.283 | 274744.985 | 285135.887 | 295158.764 | 304498.57 | 313042.88 | 320210.135 | 326143.976 | 331109.286 | 337370.991 | 343198.168 | 348682.18 | 353790.35 | 358732.988 | 363565.823 | 368324.318 | 372069.777
NPgY | BSP | NG FES - Consumer Transformation | Total demand (MWh) | BARUGH 132/66KV | 301673.425 | 307902.13 | 315178.014 | 322881.694 | 333881.64 | 346950.299 | 357692.946 | 369367.096 | 383617.146 | 398508.617 | 412789.017 | 426899.937 | 440818.641 | 491852.903 | 516149.645 | 539596.289 | 561730.09 | 582319.81 | 600300.281 | 615769.626 | 629160.537 | 644706.349 | 659363.973 | 673317.298 | 686468.642 | 699272.803 | 711856.389 | 724289.493 | 734454.062
NPgY | BSP | NG FES - Consumer Transformation | Total demand (MWh) | BEESTON ROYDS 132/33KV | 481705.998 | 502511.139 | 523933.442 | 543587.444 | 554049.008 | 564839.211 | 574080.026 | 584770.756 | 598722.578 | 613872.207 | 628779.167 | 643943.749 | 659386.439 | 677086.917 | 706086.425 | 734019.722 | 760293.862 | 784599.982 | 805908.318 | 824205.093 | 839920.696 | 857020.436 | 872805.529 | 887546.895 | 901220.109 | 914377.543 | 927204.91 | 939804.54 | 949636.254
NPgY | BSP | NG FES - Consumer Transformation | Total demand (MWh) | BEVERLEY 132/33KV | 425341.192 | 436026.847 | 446994.705 | 457394.655 | 470102.207 | 485365.671 | 497203.249 | 509764.793 | 525180.747 | 540935.565 | 555425.716 | 569245.367 | 582424.339 | 597214.501 | 624559.805 | 651035.584 | 676187.466 | 699794.691 | 720593.659 | 738737.351 | 754828.178 | 774244.791 | 792939.196 | 811067.596 | 828444.426 | 845559.315 | 862515.207 | 879350.734 | 893203.943
NPgY | BSP | NG FES - Consumer Transformation | Total demand (MWh) | BINGLEY 132/33KV | 233764.952 | 234119.004 | 238131.001 | 246480.502 | 253912.7 | 262996.474 | 269737.085 | 277061.843 | 286299.436 | 295894.52 | 304806.135 | 313430.012 | 321792.559 | 331622.967 | 349262.522 | 366200.324 | 382195.294 | 397090.677 | 410063.189 | 421088.904 | 430596.857 | 442241.207 | 453276.738 | 463823.764 | 473792.193 | 483511.481 | 493066.017 | 502492.728 | 509762.334
NPgY | BSP | NG FES - Consumer Transformation | Total demand (MWh) | BLACKBURN MEADOWS B | 343350.006 | 344597.34 | 345776.281 | 345696.386 | 346751.086 | 348664.953 | 350308.819 | 352648.292 | 356151.316 | 360270.658 | 364653.733 | 369410.353 | 374495.669 | 380315.859 | 388980.141 | 397315.959 | 405088.699 | 412152.482 | 418179.624 | 423212.236 | 427356.029 | 431801.884 | 435742.196 | 439283.994 | 442462.855 | 445448.668 | 448307.935 | 451084.281 | 453255.124
NPgY | BSP | NG FES - Consumer Transformation | Total demand (MWh) | BLYTON | 225921.844 | 228058.03 | 234143.436 | 240084.98 | 248166.231 | 257581.878 | 266095.369 | 275267.704 | 286331.28 | 297842.02 | 308903.428 | 319829.338 | 330605.611 | 342341.116 | 359982.733 | 377017.038 | 393200.989 | 408377.01 | 421946.664 | 433973.429 | 444723.564 | 456315.666 | 467288.786 | 477777.947 | 487717.647 | 497438.118 | 507028.853 | 516538.001 | 524561.76
NPgY | BSP | NG FES - Consumer Transformation | Total demand (MWh) | BRADFORD | 355128.724 | 359092.728 | 371147.192 | 380632.735 | 393572.575 | 407565.549 | 418362.502 | 430183.906 | 444916.523 | 460320.923 | 474979.298 | 489313.943 | 503171.262 | 518548.213 | 544317.733 | 568826.2 | 591692.67 | 612808.837 | 630868.309 | 646090.379 | 659083.95 | 675017.684 | 689971.655 | 704128.206 | 717372.405 | 730179.23 | 742664.705 | 754904.658 | 764516.156
NPgY | BSP | NG FES - Consumer Transformation | Total demand (MWh) | BRAMHAM | 348733.387 | 355481.281 | 373390.179 | 388084.892 | 397573.779 | 407257.546 | 415835.628 | 425570.07 | 454220.928 | 467478.758 | 480642.012 | 494041.665 | 507650.766 | 566746.219 | 586609.755 | 605913.539 | 623937.313 | 640362.554 | 654292.242 | 665935.223 | 675710.623 | 686478.162 | 696208.2 | 705124.929 | 713229.221 | 720952.793 | 728441.375 | 735776.693 | 741943.137
NPgY | BSP | NG FES - Consumer Transformation | Total demand (MWh) | BRANSHOLME | 211456.734 | 211661.174 | 214557.398 | 220943.625 | 225835.823 | 232029.639 | 236031.946 | 240174.538 | 245420.429 | 250644.554 | 255091.135 | 259048.257 | 262648.986 | 267557.236 | 279809.999 | 291789.555 | 303317.583 | 314277.706 | 324050.208 | 332524.161 | 340070.185 | 349728.207 | 359178.287 | 368459.402 | 377444.962 | 386340.686 | 395186.503 | 403977.552 | 410662.838
NPgY | BSP | NG FES - Consumer Transformation | Total demand (MWh) | BRIGHOUSE 132/33KV | 333543.395 | 338912.458 | 347031.647 | 354869.057 | 363707.014 | 374590.127 | 383348.629 | 393111.194 | 405325.404 | 418253.022 | 430740.35 | 443156.269 | 455390.112 | 527882.914 | 549464.61 | 570135.56 | 589478.85 | 607290.377 | 622613.848 | 635542.656 | 646566.66 | 659590.407 | 671707.233 | 683088.452 | 693681.028 | 703878.321 | 713797.463 | 723508.483 | 731027.457
NPgY | BSP | NG FES - Consumer Transformation | Total demand (MWh) | DONCASTER B/THORPE MARSH | 637869.802 | 664715.324 | 684024.107 | 705897.28 | 729187.86 | 774578.424 | 798868.2 | 825916.11 | 859205.9 | 894682.292 | 929629.652 | 965080.385 | 1001137.459 | 1095040.842 | 1156144.454 | 1215304.824 | 1271303.914 | 1323271.093 | 1369235.256 | 1409149.02 | 1443958.773 | 1481265.708 | 1515901.953 | 1548422.56 | 1578805.925 | 1608149.599 | 1636850.258 | 1665106.952 | 1688090.276
NPgY | BSP | NG FES - Consumer Transformation | Total demand (MWh) | DONCASTER CENTRAL | 124385.589 | 124635.042 | 128432.817 | 130784.244 | 134298.617 | 138531.852 | 141656.214 | 144992.417 | 149142.585 | 153395.672 | 157305.485 | 161026.284 | 164537.363 | 168468.951 | 175527.392 | 182329.966 | 188743.056 | 194685.104 | 199795.002 | 204180.814 | 208029.753 | 212957.459 | 217693.427 | 222278.702 | 226660.784 | 230974.064 | 235242.446 | 239478.648 | 242932.407
NPgY | BSP | NG FES - Consumer Transformation | Total demand (MWh) | DRIFFIELD/BEVERLEY GROUP | 532578.185 | 535070.474 | 542279.643 | 553026.566 | 568476.134 | 586910.292 | 603741.596 | 621772.403 | 643921.403 | 666707.428 | 688032.382 | 708643.757 | 728451.423 | 750048.943 | 785037.602 | 818465.587 | 850107.852 | 879894.586 | 906622.84 | 930511.391 | 952053.727 | 975204.797 | 997269.991 | 1018495.264 | 1038663.956 | 1058478.325 | 1078089.143 | 1097580.64 | 1113935.795
NPgY | BSP | NG FES - Consumer Transformation | Total demand (MWh) | FEATHERSTONE | 415763.081 | 423250.034 | 432055.309 | 442964.908 | 455861.653 | 471595.76 | 486185.573 | 502790.766 | 523059.58 | 545072.88 | 567617.696 | 591129.777 | 615547.505 | 642047.208 | 678539.823 | 713944.968 | 747314.756 | 778058.928 | 805034.682 | 828354.691 | 848456.421 | 869380.566 | 888456.837 | 906075.563 | 922366.095 | 937946.991 | 953082.107 | 967927.786 | 980572.157
NPgY | BSP | NG FES - Consumer Transformation | Total demand (MWh) | GIRLINGTON | 264287.135 | 266772.02 | 268870.106 | 272098.97 | 277680.697 | 284699.957 | 289492.556 | 294707.076 | 301565.898 | 308631.357 | 315010.097 | 321002.29 | 326523.28 | 333149.084 | 346303.086 | 358697.7 | 370292.808 | 381056.046 | 390250.699 | 397992.126 | 404615.721 | 413345.933 | 421695.213 | 429739.881 | 437370.075 | 444849.71 | 452217.242 | 459501.913 | 465155.502
NPgY | BSP | NG FES - Consumer Transformation | Total demand (MWh) | HALIFAX 132/33KV | 159634.978 | 159672.767 | 161313.308 | 164105.654 | 168339.554 | 173567.168 | 178127.302 | 183167.074 | 189343.115 | 195836.373 | 202128.838 | 208340.19 | 214300.244 | 220771.235 | 230468.026 | 239505.097 | 247869.165 | 255551.286 | 262235.473 | 267994.877 | 272970.172 | 278624.189 | 283888.346 | 288828.201 | 293412.06 | 297804.56 | 302045.124 | 306172.169 | 309412.454
NPgY | BSP | NG FES - Consumer Transformation | Total demand (MWh) | HECKMONDWIKE | 206573.154 | 206550.666 | 209310.697 | 213968.01 | 221258.982 | 230188.435 | 237062.905 | 244761.524 | 254468.189 | 264795.952 | 274829.676 | 284898.551 | 295011.822 | 306014.097 | 322385.893 | 338402.461 | 353365.608 | 367055.271 | 378460.6 | 387765.855 | 395481.879 | 405066.189 | 413866.828 | 422045.552 | 429582.489 | 436817.465 | 443861.481 | 450771.545 | 456084.137
NPgY | BSP | NG FES - Consumer Transformation | Total demand (MWh) | HOLMFIELD | 270095.789 | 270479.582 | 275924.838 | 282514.375 | 292672.365 | 304909.279 | 313430.629 | 322586.058 | 334044.023 | 345842.153 | 356699.14 | 367117.626 | 377195.353 | 388810.318 | 409388.006 | 429320.523 | 448113.244 | 465450.05 | 480195.492 | 492368.878 | 502684.925 | 516370.387 | 529333.392 | 541716.792 | 553400.4 | 564790.067 | 575993.261 | 587042.607 | 595447.724
NPgY | BSP | NG FES - Consumer Transformation | Total demand (MWh) | HULL EAST 132/33KV | 311144.713 | 314352.724 | 316259.506 | 320187.96 | 326743.829 | 335252.052 | 342594.842 | 350873.179 | 361305.982 | 372471.631 | 383433.157 | 394528.482 | 405766.457 | 418557.363 | 438161.373 | 457087.168 | 474993.354 | 491669.548 | 506400.213 | 519100.372 | 530113.956 | 542177.971 | 553395.448 | 563942.995 | 573810.124 | 583355.388 | 592700.929 | 601910.3 | 609219.521
NPgY | BSP | NG FES - Consumer Transformation | Total demand (MWh) | HULL SOUTH | 373950.224 | 384913.971 | 387674.99 | 394714.94 | 401745.946 | 410993.861 | 418382.531 | 426501.848 | 437088.311 | 448126.023 | 458322.491 | 468089.482 | 477299.408 | 488429.214 | 510103.683 | 530720.569 | 550175.676 | 568458.039 | 584693.043 | 598990.334 | 611655.647 | 626224.506 | 640167.3 | 653616.514 | 666434.131 | 679021.476 | 691451.454 | 703781.801 | 713511.393
NPgY | BSP | NG FES - Consumer Transformation | Total demand (MWh) | HULL WEST | 255517.831 | 262926.664 | 274985.323 | 280526.786 | 288558.486 | 298064.199 | 305966.056 | 314633.273 | 325291.622 | 336500.456 | 347315.871 | 358101.346 | 368907.756 | 380928.686 | 399956.042 | 418327.986 | 435706.01 | 451922.602 | 466178.674 | 478423.052 | 489049.956 | 501072.286 | 512330.98 | 522983.288 | 532991.027 | 542697.207 | 552213.143 | 561586.98 | 569200.183
NPgY | BSP | NG FES - Consumer Transformation | Total demand (MWh) | HUMBERSTON | 127932.464 | 131326.559 | 132915.779 | 134973.386 | 138511.299 | 143002.631 | 146260.014 | 149670.285 | 153992.742 | 158342.718 | 162134.253 | 165601.574 | 168787.664 | 172712.945 | 181178.854 | 189396.503 | 197233.78 | 204619.514 | 211138.863 | 216782.078 | 221795.583 | 227979.178 | 233960.339 | 239777.443 | 245348.031 | 250833.849 | 256265.686 | 261648.095 | 265740.559
NPgY | BSP | NG FES - Consumer Transformation | Total demand (MWh) | HUNNINGLEY | 209114.546 | 209488.97 | 211188.704 | 213875.378 | 217705.807 | 222332.636 | 226412.291 | 230823.239 | 236180.831 | 241757.282 | 247089.431 | 252342.047 | 257521.775 | 263086.827 | 271483.594 | 279584.772 | 287248.23 | 294380.842 | 300665.195 | 306166.504 | 311005.919 | 316384.222 | 321469.841 | 326325.045 | 330894.653 | 335353.289 | 339745.889 | 344096.548 | 347760.137
NPgY | BSP | NG FES - Consumer Transformation | Total demand (MWh) | HUNSHELF | 383969.315 | 385618.766 | 387925.167 | 391255.81 | 395883.922 | 401154.218 | 405372.027 | 409933.335 | 415558.943 | 421415.408 | 426944.424 | 432352.93 | 437653.539 | 443591.915 | 453811.109 | 463687.852 | 473024.231 | 481714.794 | 489325.301 | 495913.039 | 501675.202 | 508414.482 | 514806.508 | 520924.237 | 526718.879 | 532379.516 | 537956.261 | 543473.061 | 547966.546
NPgY | BSP | NG FES - Consumer Transformation | Total demand (MWh) | IMMINGHAM | 316769.339 | 328944.781 | 331186.4 | 334658.314 | 339961.421 | 347166.741 | 355768.599 | 366670.97 | 380450.716 | 396471.138 | 414345.944 | 434192.993 | 455895.837 | 479500.315 | 506291.598 | 532290.688 | 556580.398 | 578540.861 | 597653.937 | 613823.531 | 627199.688 | 638829.465 | 648436.71 | 656446.238 | 663224.178 | 669226.785 | 674738.64 | 679948.468 | 684368.754
NPgY | BSP | NG FES - Consumer Transformation | Total demand (MWh) | KIRKHAW LANE | 349116.249 | 356851.281 | 359958.382 | 364474.144 | 370903.511 | 378564.606 | 384978.738 | 392073.942 | 400715.906 | 409888.13 | 418935.918 | 428103.814 | 437412.864 | 447535.363 | 462893.972 | 477940.256 | 492244.148 | 505574.199 | 517274.957 | 527406.393 | 536261.881 | 546268.733 | 555667.982 | 564585.148 | 573001.842 | 581176.029 | 589194.203 | 597094.855 | 603769.973
NPgY | BSP | NG FES - Consumer Transformation | Total demand (MWh) | KIRKSTALL C 2/5 | 242277.495 | 243892.757 | 248126.616 | 249852.694 | 251993.613 | 253470.528 | 254712.008 | 256200.587 | 258547.21 | 261054.939 | 263303.956 | 265397.924 | 267230.761 | 269511.475 | 274868.824 | 279811.769 | 284398.349 | 288701.499 | 292512.467 | 295930.551 | 298976.905 | 302368.304 | 305624.378 | 308777.173 | 311768.618 | 314722.323 | 317644.168 | 320551.782 | 322868.723
NPgY | BSP | NG FES - Consumer Transformation | Total demand (MWh) | KIRKSTALL C/RING ROAD HORSFORTH | 369985.5 | 390260.757 | 410630.464 | 430336.361 | 451420.409 | 467336.988 | 480133.155 | 493562.502 | 509778.39 | 526376.118 | 541392.911 | 555528.459 | 569070.707 | 584214.431 | 610866.396 | 636403.718 | 660476.395 | 683041.823 | 703026.101 | 720163.093 | 735170.619 | 752985.863 | 769978.206 | 786288.112 | 801673.391 | 816662.703 | 831393.581 | 845885.634 | 856888.796
NPgY | BSP | NG FES - Consumer Transformation | Total demand (MWh) | LEEDS EAST | 346225.243 | 359865.203 | 366735.215 | 374083.284 | 383992.092 | 394418.109 | 403690.306 | 414005.543 | 427088.399 | 440971.351 | 454259.917 | 467457.114 | 480629.39 | 495870.686 | 521232.242 | 545552.212 | 568527.387 | 589978.136 | 609149.72 | 625917.623 | 640629.036 | 656342.258 | 671044.508 | 684944.448 | 697971.388 | 710608.859 | 723005.445 | 735235.128 | 744796.611
NPgY | BSP | NG FES - Consumer Transformation | Total demand (MWh) | LEEDS NORTH | 277066.893 | 284134.308 | 291641.346 | 297609.55 | 305027.017 | 311815.537 | 317375.748 | 323293.295 | 330945.943 | 338764.102 | 345675.336 | 352036.932 | 357827.35 | 364876.831 | 379699.208 | 393668.364 | 406843.895 | 419298.415 | 430526.424 | 440535.793 | 449524.725 | 459706.603 | 469527.493 | 479058.111 | 488151.518 | 497100.433 | 505944.685 | 514706.445 | 521568.51
NPgY | BSP | NG FES - Consumer Transformation | Total demand (MWh) | LINDLEY | 344334.816 | 348123.269 | 351223.426 | 356315.679 | 364584.148 | 374627.471 | 382240.679 | 390407.496 | 400833.567 | 411522.364 | 421131.063 | 430156.943 | 438634.801 | 448698.224 | 468286.807 | 487048.873 | 504802.877 | 521445.362 | 536076.52 | 548680.87 | 559735.103 | 573090.964 | 585877.608 | 598207.159 | 609918.786 | 621400.601 | 632730.892 | 643938.394 | 652558.911
NPgY | BSP | NG FES - Consumer Transformation | Total demand (MWh) | LOW ROAD | 418039.123 | 470603.297 | 495631.289 | 504678.222 | 511411.553 | 518777.509 | 525986.697 | 534806.525 | 546493.608 | 559605.139 | 573202.2 | 587558.517 | 602515.615 | 662078.181 | 686757.288 | 710264.125 | 732163.148 | 752188.592 | 769656.482 | 784637.716 | 797300.659 | 810007.878 | 821344.841 | 831594.234 | 840849.901 | 849562.402 | 857909.065 | 866015.843 | 872541.717
NPgY | BSP | NG FES - Consumer Transformation | Total demand (MWh) | MALLARD WAY | 231278.908 | 232279.57 | 234936.204 | 237463.94 | 241458.198 | 246492.3 | 250938.922 | 255989.004 | 262397.599 | 269280.99 | 276094.737 | 283020.312 | 290005.468 | 297869.084 | 309633.848 | 320910.031 | 331540.214 | 341399.217 | 350100.634 | 357655.221 | 364222.63 | 371336.904 | 377941.96 | 384146.767 | 389948.863 | 395565.524 | 401064.561 | 406489.61 | 410929.208
NPgY | BSP | NG FES - Consumer Transformation | Total demand (MWh) | MENSTON | 239069.307 | 239880 | 245097.835 | 250293.381 | 257287.998 | 264481.524 | 269504.677 | 274860.879 | 281670.63 | 288644.451 | 294884.673 | 300726.87 | 306218.291 | 312702.953 | 326219.522 | 339155.726 | 351367.734 | 362767.639 | 372665.624 | 381084.366 | 388368.169 | 397686.02 | 406629.073 | 415270.196 | 423495.785 | 431561.085 | 439517.353 | 447380.343 | 453539.812
NPgY | BSP | NG FES - Consumer Transformation | Total demand (MWh) | MOSS ROAD | 163851.129 | 165321.662 | 166855.118 | 167990.708 | 170212.238 | 173188.874 | 176031.309 | 179144.172 | 183248.465 | 187494.685 | 191374.841 | 195047.926 | 198445.691 | 202502.634 | 210332.091 | 217682.343 | 224612.269 | 231147.049 | 237090.74 | 242497.672 | 247418.163 | 252552.269 | 257472.839 | 262225.878 | 266743.665 | 271188.35 | 275584.746 | 279955.113 | 283412.357
NPgY | BSP | NG FES - Consumer Transformation | Total demand (MWh) | OSGODBY 1/2 | 7076.759 | 7076.759 | 7076.759 | 7076.759 | 7076.759 | 7076.759 | 7076.759 | 7076.759 | 7076.759 | 7076.759 | 7076.759 | 7076.759 | 7076.759 | 7076.759 | 7076.759 | 7076.759 | 7076.759 | 7076.759 | 7076.759 | 7076.759 | 7076.759 | 7076.759 | 7076.759 | 7076.759 | 7076.759 | 7076.759 | 7076.759 | 7076.759 | 7076.759
NPgY | BSP | NG FES - Consumer Transformation | Total demand (MWh) | OSGODBY 3/4 | 256877.338 | 265637.418 | 270300.041 | 276060.175 | 288690.937 | 297939.904 | 307652.861 | 318450.29 | 331541.404 | 345494.337 | 359450.445 | 373693.43 | 388236.859 | 403855.68 | 424621.761 | 444667.697 | 463643.547 | 481282.312 | 497128.35 | 511204.65 | 523688.358 | 535640.229 | 546607.727 | 556803.429 | 566226.329 | 575289.923 | 584144.732 | 592875.747 | 600300.224
NPgY | BSP | NG FES - Consumer Transformation | Total demand (MWh) | RODLEY | 328295.035 | 332824.966 | 339054.06 | 350528.079 | 360838.728 | 371581.594 | 379046.01 | 387036.499 | 397184.466 | 407613.899 | 416986.757 | 425798.535 | 434147.42 | 444066.673 | 462961.227 | 480997.455 | 497985.373 | 513760.572 | 527360.602 | 538727.885 | 548437.484 | 561140.971 | 573262.833 | 584913.758 | 595937.81 | 606714.879 | 617328.017 | 627802.648 | 635750.002
NPgY | BSP | NG FES - Consumer Transformation | Total demand (MWh) | SAINT ANDREWS ROAD 132/33KV | 276019.617 | 275801.009 | 279589.43 | 284258.813 | 291665.961 | 300728.4 | 308164.741 | 316279.53 | 326570.246 | 337279.293 | 347275.336 | 356952.508 | 366283.61 | 376451.265 | 392608.256 | 408102.558 | 422624.986 | 436030.525 | 447529.354 | 457205.033 | 465473.935 | 475290.054 | 484467.801 | 493143.564 | 501221.449 | 509070.161 | 516777.538 | 524391.305 | 530378.158
NPgY | BSP | NG FES - Consumer Transformation | Total demand (MWh) | SALTEND 132/33KV | 60809.202 | 60734.42 | 60680.121 | 60643.891 | 60627.13 | 60628.197 | 60644.374 | 60676.455 | 60728.543 | 60794.824 | 60872.501 | 60961.175 | 61058.318 | 61168.036 | 61297.539 | 61432.029 | 61572.51 | 61719.509 | 61871.177 | 62028.221 | 62189.068 | 62354.809 | 62523.403 | 62694.067 | 62865.41 | 63037.162 | 63208.083 | 63377.249 | 63542.344
NPgY | BSP | NG FES - Consumer Transformation | Total demand (MWh) | SANTON | 563500.217 | 571842.532 | 584016.107 | 598814.965 | 609175.101 | 620918.028 | 631928.694 | 643621.626 | 657097.396 | 671073.59 | 684749.217 | 698407.028 | 712030.947 | 726683.315 | 747227.936 | 767230.17 | 786486.422 | 804855.504 | 821815.675 | 837343.623 | 851653.248 | 866669.547 | 881094.278 | 895047.737 | 908479.19 | 921671.805 | 934700.179 | 947597.39 | 959052.961
NPgY | BSP | NG FES - Consumer Transformation | Total demand (MWh) | SCUNTHORPE NORTH | 610016.493 | 613273.445 | 618936.574 | 625046.196 | 633024.701 | 642686.264 | 652430.218 | 663481.915 | 676649.53 | 690997.356 | 705980.127 | 721771.473 | 738270.683 | 755882.172 | 778689.049 | 800939.651 | 822060.475 | 841732.304 | 859351.473 | 875013.578 | 888872.047 | 902524.622 | 915053.597 | 926700.745 | 937589.955 | 948056.073 | 958250.47 | 968273.244 | 977395.953
NPgY | BSP | NG FES - Consumer Transformation | Total demand (MWh) | SCUNTHORPE SOUTH | 137461.575 | 139123.772 | 143382.133 | 147884.293 | 154256.048 | 161838.039 | 168310.759 | 174979.751 | 182869.148 | 190765.112 | 197937.585 | 204655.597 | 211035.868 | 218215.98 | 230631.255 | 242665.862 | 254252.564 | 265299.486 | 275399.874 | 284390.006 | 292550.62 | 301718.375 | 310600.586 | 319254.708 | 327569.779 | 335776.58 | 343927.945 | 352026.887 | 358592.208
NPgY | BSP | NG FES - Consumer Transformation | Total demand (MWh) | SILSDEN | 410426.5 | 410837.206 | 415659.539 | 426424.854 | 435443.552 | 446405.62 | 455522.577 | 465429.367 | 478258.819 | 491532.912 | 503703.665 | 515310.411 | 526281.837 | 539375.896 | 564114.213 | 587567.962 | 609714.309 | 630485.438 | 649032.562 | 665368.859 | 679834.102 | 696078.734 | 711555.32 | 726419.316 | 740498.081 | 754277.544 | 767852.409 | 781277.304 | 791728.083
NPgY | BSP | NG FES - Consumer Transformation | Total demand (MWh) | SOWERBY BRIDGE 132/33KV | 327578.838 | 336755.89 | 340120.739 | 345969.831 | 354966.008 | 365892.86 | 374884.186 | 384821.41 | 397208.545 | 410242.006 | 422725.096 | 435063.636 | 447118.902 | 460790.468 | 483153.275 | 504492.218 | 524523.956 | 543081.592 | 559302.46 | 573246.068 | 585373.787 | 599299.77 | 612350.552 | 624687.814 | 636242.825 | 647407.22 | 658290.945 | 668960.044 | 677203.355
NPgY | BSP | NG FES - Consumer Transformation | Total demand (MWh) | STAYGATE | 397618.263 | 409614.846 | 415396.01 | 422786.795 | 429949.044 | 439512.645 | 446747.098 | 455309.784 | 466576.077 | 478934.784 | 491323.167 | 504134.524 | 517356.377 | 532302.585 | 555714.772 | 578493.947 | 599833.379 | 619315.054 | 635765.798 | 649349.103 | 660637.458 | 674017.049 | 686205.408 | 697447.365 | 707776.974 | 717635.391 | 727187.409 | 736524.002 | 743704.245
NPgY | BSP | NG FES - Consumer Transformation | Total demand (MWh) | THORNHILL 132KV | 411308.701 | 412317.134 | 423305.584 | 431234.051 | 443790.575 | 459223.134 | 471100.111 | 484287.524 | 501055.805 | 518685.443 | 535698.017 | 552511.591 | 569088.776 | 587226.57 | 615586.19 | 643165.916 | 668904.453 | 692443.311 | 712199.604 | 728577.549 | 742347.744 | 759473.903 | 775408.162 | 790402.273 | 804354.264 | 817868.083 | 831109.476 | 844168.264 | 854330.412
NPgY | BSP | NG FES - Consumer Transformation | Total demand (MWh) | WAKEFIELD MONCKTON ROAD | 230564.924 | 234241.143 | 238933.93 | 244899.174 | 253058.274 | 262620.578 | 270712.792 | 279447.855 | 289994.686 | 300975.136 | 311556.62 | 322015.581 | 332280.285 | 343236.714 | 359809.896 | 375778.04 | 390801.839 | 404805.232 | 417009.343 | 427616.917 | 436890.829 | 447565.531 | 457660.917 | 467303.092 | 476429.359 | 485344.63 | 494125.233 | 502819.804 | 510261.173
NPgY | BSP | NG FES - Consumer Transformation | Total demand (MWh) | WAKEFIELD NORTH | 362263.216 | 367773.488 | 374075.15 | 382898.836 | 395198.731 | 409423.137 | 420736.555 | 433150.747 | 448312.192 | 464305.915 | 479844.049 | 495419.116 | 511124.863 | 528127.098 | 553548.651 | 578402.735 | 601817.681 | 623361.138 | 641766.91 | 657198.017 | 670276.911 | 685947.017 | 700524.894 | 714235.186 | 727028.265 | 739389.503 | 751481.657 | 763375.704 | 773022.7
NPgY | BSP | NG FES - Consumer Transformation | Total demand (MWh) | WEST MELTON | 380586.945 | 392413.188 | 402708.789 | 418528.12 | 436262.595 | 456144.057 | 473426.035 | 491887.003 | 514186.188 | 537191.515 | 558939.982 | 580104.364 | 600855.041 | 623758.379 | 660768.921 | 696552.408 | 730514.919 | 762300.171 | 790555.618 | 815251.312 | 836980.495 | 861043.678 | 883854.882 | 905672.683 | 926261.071 | 946359.011 | 966170.781 | 985783.959 | 1001638.472
NPgY | BSP | NG FES - Consumer Transformation | Total demand (MWh) | WHINMOOR | 276281.579 | 286735.393 | 292854.667 | 307994.185 | 317872.237 | 328307.597 | 336371.64 | 344956.107 | 355604.639 | 366545.632 | 376477.671 | 385901.65 | 394988.819 | 405376.006 | 423954.224 | 441829.59 | 458705.075 | 474380.825 | 488094.919 | 499778.349 | 509895.579 | 522193.496 | 533886.316 | 545094.37 | 555675.798 | 566012.65 | 576203.742 | 586275.057 | 594045.745
NPgY | BSP | NG FES - Consumer Transformation | Total demand (MWh) | WOLD NEWTON | 230029.682 | 232351.686 | 238909.457 | 245192.472 | 253721.911 | 263557.256 | 271925.625 | 280606.301 | 291023.299 | 301511.758 | 311091.106 | 320101.303 | 328496.508 | 337546.02 | 352650.393 | 367023.42 | 380662.736 | 393546.511 | 405102.394 | 415400.705 | 424690.505 | 435411.101 | 445796.38 | 455924.094 | 465651.446 | 475275.332 | 484838.931 | 494361.019 | 502471.907
NPgY | BSP | NG FES - Consumer Transformation | Total demand (MWh) | YARBOROUGH ROAD 132/33KV | 303467.645 | 304808.181 | 307316.786 | 309690.315 | 314253.41 | 320218.518 | 325211.893 | 330694.995 | 337866.866 | 345331.331 | 352162.765 | 358722.31 | 365066.866 | 372869.427 | 388314.846 | 403204.379 | 417393.036 | 430753.463 | 442781.031 | 453395.57 | 462874.076 | 473290.181 | 483213.088 | 492739.24 | 501770.45 | 510597.632 | 519294.386 | 527885.039 | 534412.513
NPgN | BSP | NG FES - Falling Short | Total demand (MWh) | ANNFIELD | 256448.8 | 257631.74 | 259763.327 | 266716.344 | 271108.398 | 276590.508 | 283572.215 | 291557.225 | 299499.019 | 307490.651 | 315049.753 | 322352.573 | 329163.121 | 335881.967 | 342040.226 | 348100.958 | 353882.323 | 359520.283 | 364730.242 | 369485.009 | 373811.198 | 377668.756 | 381103.084 | 384147.59 | 386673.117 | 388970.961 | 391107.999 | 393048.59 | 394578.61
NPgN | BSP | NG FES - Falling Short | Total demand (MWh) | BARRACK ROAD | 362130.413 | 360786.542 | 362151.699 | 362831.42 | 366580.747 | 367767.258 | 369791.537 | 372420.103 | 375149.143 | 378033.545 | 380823.133 | 383614.1 | 386301.06 | 389109.708 | 391634.499 | 394228.389 | 396645.462 | 398954.55 | 401347.063 | 403356.1 | 405146.23 | 406660.033 | 407932.41 | 408984.688 | 409937.853 | 410696.412 | 411304.176 | 411776.265 | 412010.889
NPgN | BSP | NG FES - Falling Short | Total demand (MWh) | BLUCHER | 266009.826 | 266650.279 | 279032.203 | 284586.377 | 288733.761 | 293698.792 | 299858.779 | 306866.039 | 313931.588 | 321100.08 | 327811.374 | 334261.339 | 340024.584 | 345451.289 | 350405.772 | 355102.083 | 359408.991 | 363479.666 | 367118.55 | 370420.623 | 373364.263 | 375933.068 | 378161.902 | 380078.85 | 381555.343 | 382850.639 | 384004.721 | 385022.335 | 385813.056
NPgN | BSP | NG FES - Falling Short | Total demand (MWh) | BOWESFIELD | 329745.137 | 332649.542 | 338300.78 | 344711.498 | 351935.46 | 360497.73 | 371115.642 | 383169.556 | 395332.87 | 407714.902 | 419665.79 | 431401.105 | 442421.481 | 453193.616 | 463376.329 | 473639.733 | 483667.885 | 493506.82 | 502751.034 | 511302.189 | 519146.434 | 526209.449 | 532539.015 | 538181.666 | 542995.113 | 547377.271 | 551445.941 | 555259.832 | 558646.062
NPgN | BSP | NG FES - Falling Short | Total demand (MWh) | CHIRTON GRANGE | 235824.343 | 237132.318 | 239367.618 | 244222.617 | 248214.268 | 252941.414 | 258913.297 | 265671.299 | 272270.465 | 278816.816 | 284853.972 | 290591.074 | 295817.534 | 300761.525 | 305146.592 | 309393.186 | 313386.675 | 317203.425 | 320722.351 | 323898.624 | 326806.309 | 329417.138 | 331784.461 | 333931.573 | 335759.559 | 337476.154 | 339121.74 | 340690.316 | 342065.285
NPgN | BSP | NG FES - Falling Short | Total demand (MWh) | COALBURNS | 399900.941 | 399427.017 | 399560.905 | 400264.407 | 401469.286 | 403059.661 | 405456.653 | 408456.251 | 411564.568 | 414820.404 | 418000.013 | 421165.652 | 424186.058 | 427194.83 | 430018.522 | 432900.319 | 435716.918 | 438499.115 | 441103.128 | 443437.25 | 445510.047 | 447286.012 | 448782.912 | 450017.789 | 450956.051 | 451718.404 | 452347.407 | 452863.127 | 453214.05
NPgN | BSP | NG FES - Falling Short | Total demand (MWh) | DARLINGTON CENTRAL | 203672.656 | 203804.731 | 204661.682 | 206864 | 209143.456 | 212075.752 | 216088.953 | 220885.898 | 225782.297 | 230826.526 | 235728.898 | 240577.551 | 245163.686 | 249669.992 | 253890.565 | 258187.062 | 262406.245 | 266537.565 | 270420.751 | 273883.595 | 276952.261 | 279571.523 | 281770.311 | 283574.384 | 284950.672 | 286061.026 | 286976.206 | 287745.779 | 288326.959
NPgN | BSP | NG FES - Falling Short | Total demand (MWh) | DARLINGTON NORTH | 345041.011 | 347864.547 | 358861.992 | 362385.663 | 365448.654 | 369597.403 | 375254.138 | 382023.632 | 400538.177 | 407823.447 | 414976.39 | 422104.246 | 428937.877 | 505923.171 | 512470.419 | 519168.683 | 525811.84 | 532421.274 | 538580.894 | 544224.609 | 549297.219 | 553730.483 | 557548.31 | 560784.706 | 563326.12 | 565490.966 | 567376.353 | 569034.752 | 570383.458
NPgN | BSP | NG FES - Falling Short | Total demand (MWh) | DUNSTON | 484135.401 | 483417.697 | 488848.318 | 494716.55 | 498577.335 | 503751.39 | 510928.718 | 519551.932 | 528382.747 | 537543.866 | 546312.931 | 554942.063 | 562955.763 | 570794.642 | 578034.507 | 585331.433 | 592383.489 | 599230.207 | 605752.375 | 611514.535 | 616619.883 | 620969.07 | 624622.48 | 627627.165 | 629988.025 | 631892.057 | 633456.147 | 634751.532 | 635679.903
NPgN | BSP | NG FES - Falling Short | Total demand (MWh) | FLATWORTH | 162941.645 | 163684.339 | 169491.557 | 172097.953 | 174563.859 | 177585.682 | 181387.902 | 185746.065 | 190180.183 | 194733.698 | 199129.497 | 203454.033 | 207555.959 | 211545.175 | 215321.52 | 219110.444 | 222828.556 | 226466.972 | 229864.986 | 233003.782 | 235866.002 | 238423.51 | 240699.249 | 242709.82 | 244397.211 | 245916.133 | 247308.844 | 248604.772 | 249775.069
NPgN | BSP | NG FES - Falling Short | Total demand (MWh) | GOSFORTH | 359879.978 | 359906.087 | 360914.503 | 364656.614 | 367583.924 | 371294.139 | 376218.27 | 381976.372 | 387753.208 | 393633.201 | 399117.652 | 404387.698 | 409162.1 | 413708.622 | 417840.634 | 421906.128 | 425790.431 | 429565.588 | 433079.043 | 436255.6 | 439119.204 | 441627.271 | 443813.414 | 445699.959 | 447203.315 | 448527.464 | 449724.964 | 450817.101 | 451737.096
NPgN | BSP | NG FES - Falling Short | Total demand (MWh) | HARROGATE 132/33KV | 290988.101 | 292226.485 | 294228.84 | 298591.064 | 301742.377 | 309171.081 | 313621.339 | 318686.65 | 323583.469 | 328394.439 | 332853.283 | 337088.611 | 341002.564 | 344729.797 | 347986.555 | 351117.723 | 354005.742 | 356736.97 | 359195.322 | 361431.357 | 363502.006 | 365397.785 | 367152.576 | 368782.848 | 370176.398 | 371527.331 | 372854.429 | 374143.754 | 375278.97
NPgN | BSP | NG FES - Falling Short | Total demand (MWh) | HUSTHWAITE | 136906.494 | 138082.182 | 141955.711 | 146026.459 | 148218.646 | 150707.686 | 153712.798 | 157083.21 | 160500.128 | 163984.158 | 167419.952 | 170833.092 | 174142.462 | 177432.357 | 180573.317 | 183771.124 | 186919.14 | 190020.95 | 193038.115 | 195848.194 | 198481.342 | 200907.666 | 203142.683 | 205198.551 | 207077.529 | 208830.524 | 210489.776 | 212080.528 | 213570.107
NPgN | BSP | NG FES - Falling Short | Total demand (MWh) | LEEMING BAR_SKEEBY | 452606.306 | 457899.804 | 468291.636 | 478381.777 | 488274.651 | 499832.799 | 513748.513 | 529317.892 | 545094.04 | 561167.137 | 576982.147 | 592683.327 | 607899.372 | 623150.194 | 637721.132 | 652529.005 | 667077.068 | 681394.557 | 695256.256 | 708149.728 | 720190.987 | 731251.977 | 741402.271 | 750702.031 | 759147.212 | 766999.876 | 774412.702 | 781459.08 | 787883.664
NPgN | BSP | NG FES - Falling Short | Total demand (MWh) | LINTON | 237423.791 | 238655.739 | 245970.959 | 254383.778 | 257427.385 | 261198.513 | 266218.402 | 272058.777 | 277821.02 | 283596.325 | 289031.772 | 294283.824 | 299137.56 | 303868.536 | 308038.165 | 312184.162 | 316022.18 | 319648.162 | 323062.436 | 326003.081 | 328597.525 | 330798.406 | 332657.581 | 334205.157 | 335441.092 | 336466.125 | 337338.347 | 338083.805 | 338566.112
NPgN | BSP | NG FES - Falling Short | Total demand (MWh) | MALTON GRID | 326676.663 | 327982.995 | 330556.947 | 336785.505 | 341723.433 | 347729.996 | 355435.473 | 364262.854 | 373043.759 | 381873.62 | 390327.992 | 398538.645 | 406171.621 | 413654.676 | 420445.978 | 427222.785 | 433620.516 | 439759.922 | 445622.304 | 450805.99 | 455479.216 | 459573.334 | 463157.478 | 466274 | 468932.337 | 471267.118 | 473365.382 | 475261.926 | 476784.828
NPgN | BSP | NG FES - Falling Short | Total demand (MWh) | MELROSEGATE | 582811.328 | 583263.633 | 593049.209 | 605593.229 | 611653.487 | 619050.526 | 628724.155 | 639990.863 | 651238.053 | 662632.182 | 673279.817 | 683488.285 | 692822.93 | 701977.854 | 710202.963 | 718312.357 | 725794.984 | 733053.767 | 739894.975 | 745965.342 | 751391.812 | 756097.418 | 760142.996 | 763583.035 | 766343.328 | 768711.878 | 770796.168 | 772629.03 | 773941.229
NPgN | BSP | NG FES - Falling Short | Total demand (MWh) | NORTH TEES | 573466.381 | 576625.4 | 608782.751 | 616305.073 | 624412.196 | 634369.651 | 646770.994 | 661110.724 | 676167.817 | 692022.341 | 707987.171 | 724164.448 | 740053.075 | 756205.053 | 772078.788 | 788421.453 | 804688.956 | 820797.024 | 836395.235 | 850808.609 | 864039.278 | 875928.36 | 886519.743 | 895885.458 | 904103.128 | 911413.616 | 918027.185 | 924076.784 | 929390.441
NPgN | BSP | NG FES - Falling Short | Total demand (MWh) | POTTER HOUSE | 381443.629 | 383123.077 | 392875.499 | 397740.258 | 402737.756 | 408622.131 | 416014.867 | 424363.556 | 432536.388 | 440652.046 | 448194.124 | 455410.143 | 462012.904 | 468423.875 | 474155.946 | 479771.452 | 484988.75 | 490042.541 | 494758.655 | 499082.564 | 503111.154 | 506809.455 | 510232.768 | 513410.63 | 516224.709 | 518916.507 | 521528.605 | 524036.255 | 526207.914
NPgN | BSP | NG FES - Falling Short | Total demand (MWh) | RAVENSWORTH | 266394.427 | 265838.071 | 281277.376 | 284060.809 | 285780.742 | 288315.521 | 292007.715 | 296799.769 | 303414.801 | 309747.642 | 316539.333 | 323710.567 | 331089.088 | 342627.791 | 350739.806 | 359370.32 | 368298.939 | 377278.535 | 385952.588 | 393891.211 | 400955.374 | 407022.358 | 412086.943 | 416189.374 | 419408.279 | 421899.108 | 423829.055 | 425292.105 | 426236.916
NPgN | BSP | NG FES - Falling Short | Total demand (MWh) | SCARBOROUGH GRID | 378229.08 | 377791.549 | 378688.642 | 381693.785 | 385069.18 | 389779.876 | 396222.286 | 403797.456 | 411298.937 | 418840.277 | 425915.271 | 432756.726 | 439048.467 | 445220.952 | 450646.218 | 456032.564 | 461035.478 | 465765.183 | 470286.321 | 474157.638 | 477584.809 | 480494.743 | 482961.095 | 485024.587 | 486716.292 | 488124.637 | 489326.457 | 490343.614 | 490993.082
NPgN | BSP | NG FES - Falling Short | Total demand (MWh) | SEAL SANDS | 162961.837 | 198844.02 | 206252.438 | 207252.895 | 208127.819 | 209032.818 | 209967.517 | 210930.506 | 211920.274 | 212936.565 | 213978.938 | 215047.133 | 216139.962 | 217259.812 | 218401.259 | 219566.761 | 220749.975 | 221951.86 | 223171.793 | 224407.358 | 225657.71 | 226921.024 | 228195.622 | 229479.718 | 230771.872 | 232069.448 | 233368.029 | 234666.461 | 235961.637
NPgN | BSP | NG FES - Falling Short | Total demand (MWh) | SPADEADAM 33KV | 6776.819 | 6773.327 | 6790.958 | 6820.342 | 6864.602 | 6922.04 | 7004.696 | 7103.341 | 7198.597 | 7293.041 | 7381.224 | 7466.596 | 7548.106 | 7634.304 | 7705.172 | 7777.185 | 7838.945 | 7895.132 | 7956.551 | 8003.77 | 8045.568 | 8080.102 | 8109.062 | 8133.272 | 8158.438 | 8178.715 | 8195.401 | 8208.494 | 8212.432
NPgN | BSP | NG FES - Falling Short | Total demand (MWh) | SPENNYMOOR 132/66KV | 297658.726 | 299950.089 | 308015.071 | 334503.421 | 358141.009 | 367009.802 | 378366.113 | 391521.658 | 404891.153 | 418600.231 | 431947.063 | 445075.934 | 457495.643 | 469809.108 | 481513.303 | 493366.442 | 504982.837 | 516402.609 | 527075.781 | 536792.569 | 545515.023 | 553132.996 | 559704.803 | 565293.98 | 569752.922 | 573570.159 | 576920.571 | 579859.307 | 582150.017
NPgN | BSP | NG FES - Falling Short | Total demand (MWh) | TORONTO | 260720.116 | 261931.93 | 264145.952 | 267913.913 | 272227.759 | 277603.744 | 284417.09 | 292216.387 | 300063.365 | 308050.318 | 315690.808 | 323160.257 | 330154.363 | 336983.758 | 343322.058 | 349667.315 | 355783.644 | 361724.882 | 367379.629 | 372487.732 | 377124.027 | 381226.819 | 384845.269 | 388014.086 | 390708.598 | 393099.167 | 395267.917 | 397260.001 | 398976.905
NPgN | BSP | NG FES - Falling Short | Total demand (MWh) | WORMALD GREEN 132/33KV | 227364.531 | 228439.727 | 235423.603 | 240133.796 | 243273.078 | 247017.517 | 251941.257 | 257846.73 | 264144.578 | 270886.079 | 277779.915 | 284817.648 | 291845.376 | 299012.44 | 306103.99 | 313512.208 | 321018.172 | 328492.068 | 335699.844 | 342291.617 | 348236.771 | 353441.276 | 357919.003 | 361705.228 | 364833.104 | 367454.213 | 369692.293 | 371649.903 | 373318.958
NPgY | BSP | NG FES - Falling Short | Total demand (MWh) | ATTERCLIFFE | 210393.743 | 217864.021 | 220190.314 | 221227.47 | 222843.028 | 225100.107 | 228195.65 | 232093.124 | 236166.654 | 240366.809 | 244503.635 | 248643.636 | 252757.735 | 257037.906 | 261276.799 | 265612.988 | 269773.934 | 273859.389 | 277784.157 | 281321.243 | 284491.936 | 287240.687 | 289587.636 | 291556.327 | 293160.127 | 294491.359 | 295619.645 | 296576.05 | 297279.491
NPgY | BSP | NG FES - Falling Short | Total demand (MWh) | BARUGH 132/66KV | 301755.756 | 308677.667 | 314452.621 | 319222.043 | 325150.151 | 332366.072 | 341342.214 | 351990.896 | 362909.943 | 373984.671 | 384883.575 | 395740.703 | 406520.35 | 453241.146 | 464072.573 | 474981.314 | 485366.285 | 495482.688 | 505099.665 | 513935.367 | 521997.118 | 529191.328 | 535568.847 | 541179.555 | 545981.434 | 550253.691 | 554130.134 | 557681.306 | 560745.977
NPgY | BSP | NG FES - Falling Short | Total demand (MWh) | BEESTON ROYDS 132/33KV | 481782.495 | 503406.635 | 521525.632 | 537165.075 | 541638.801 | 547133.447 | 554818.363 | 564655.414 | 575177.584 | 586240.199 | 597371.268 | 608649.806 | 619975.61 | 631689.718 | 643438.963 | 655588.506 | 667471.577 | 679209.447 | 690341.905 | 700459.767 | 709451.416 | 717164.455 | 723617.653 | 728870.966 | 732894.271 | 736068.109 | 738603.239 | 740678.615 | 742241.934
NPgY | BSP | NG FES - Falling Short | Total demand (MWh) | BEVERLEY 132/33KV | 425479.851 | 437615.49 | 447492.445 | 454772.615 | 461656.774 | 470056.076 | 480460.427 | 492677.744 | 504816.335 | 516752.608 | 528151.987 | 539267.848 | 550051.067 | 560883.915 | 571223.653 | 581514.099 | 591124.945 | 600417.148 | 609183.305 | 617278.812 | 624795.085 | 631663.55 | 637948.933 | 643696.275 | 648782.494 | 653542.416 | 658071.85 | 662406.663 | 666271.007
NPgY | BSP | NG FES - Falling Short | Total demand (MWh) | BINGLEY 132/33KV | 233801.439 | 234388.492 | 236966.45 | 242632.77 | 245565.354 | 249449.651 | 254650.993 | 261075.564 | 267575.599 | 274067.067 | 280274.599 | 286353.095 | 292262.795 | 298160.797 | 303836.558 | 309500.54 | 314823.506 | 319967.578 | 324737.704 | 329020.427 | 332826.459 | 336100.777 | 338880.589 | 341198.16 | 342976.81 | 344457.918 | 345724.967 | 346833.009 | 347722.226
NPgY | BSP | NG FES - Falling Short | Total demand (MWh) | BLACKBURN MEADOWS B | 343378.867 | 346460.579 | 348787.855 | 349411.669 | 350535.444 | 352247.458 | 354727.911 | 357996.259 | 361713.912 | 365838.203 | 370222.357 | 374840.611 | 379634.357 | 384729.198 | 390018.888 | 395635.541 | 401345.516 | 407099.578 | 412718.78 | 417945.297 | 422719.488 | 426965.597 | 430681.629 | 433887.672 | 436622.736 | 438972.276 | 441022.875 | 442849.918 | 444441.484
NPgY | BSP | NG FES - Falling Short | Total demand (MWh) | BLYTON | 225980.528 | 229099.142 | 234833.966 | 239616.476 | 245216.506 | 251725.059 | 259499.138 | 268477.805 | 277631.603 | 286883.815 | 296019.282 | 305118.739 | 314131.439 | 323238.335 | 332221.192 | 341303.479 | 350109.852 | 358748.035 | 367065.212 | 374824.764 | 382035.885 | 388621.618 | 394614.777 | 400048.343 | 404899.567 | 409364.198 | 413541.353 | 417511.4 | 421206.931
NPgY | BSP | NG FES - Falling Short | Total demand (MWh) | BRADFORD | 355202.665 | 359154.597 | 367502.701 | 371716.582 | 376973.462 | 383344.594 | 391707.782 | 401940.112 | 412400.96 | 422935.216 | 433229.718 | 443446.814 | 453497.201 | 463663.613 | 473404.579 | 483079.531 | 492062.041 | 500643.392 | 508693.5 | 515830.052 | 522163.074 | 527611.367 | 532246.949 | 536132.657 | 539270.546 | 541871.472 | 544058.696 | 545901.728 | 547243.008
NPgY | BSP | NG FES - Falling Short | Total demand (MWh) | BRAMHAM | 348808.391 | 356368.07 | 371948.768 | 383505.396 | 388376.974 | 394051.331 | 401434.657 | 410514.574 | 436460.999 | 446498.965 | 456687.629 | 467025.699 | 477407.187 | 533026.863 | 543796.919 | 554961.98 | 566021.065 | 576975.02 | 587454.551 | 597074.758 | 605760.594 | 613384.644 | 619967.757 | 625559.652 | 630159.447 | 634050.508 | 637408.337 | 640367.236 | 642850.495
NPgY | BSP | NG FES - Falling Short | Total demand (MWh) | BRANSHOLME | 211488.84 | 212340.014 | 214734.689 | 219617.642 | 221563.73 | 224186.882 | 227669.481 | 231889.738 | 235941.389 | 239764.194 | 243212.477 | 246408.131 | 249367.644 | 252207.824 | 254785.466 | 257170.746 | 259151.966 | 260965.51 | 262469.493 | 263859.002 | 265130.695 | 266289.598 | 267361.384 | 268356.619 | 269112.969 | 269877.312 | 270658.565 | 271442.402 | 272132.442
NPgY | BSP | NG FES - Falling Short | Total demand (MWh) | BRIGHOUSE 132/33KV | 333594.792 | 339545.254 | 346319.047 | 351297.772 | 355277.073 | 360577.848 | 367600.897 | 376271.981 | 385316.46 | 394606.509 | 403809.524 | 413051.399 | 422237.104 | 490456.66 | 499566.833 | 508695.458 | 517399.889 | 525788.802 | 533654.073 | 540724.061 | 547010.012 | 552436.492 | 557050.237 | 560903.449 | 563974.999 | 566502.974 | 568608.55 | 570366.555 | 571689.392
NPgY | BSP | NG FES - Falling Short | Total demand (MWh) | DONCASTER B/THORPE MARSH | 638080.15 | 666241.822 | 681929.844 | 697693.119 | 710671.358 | 744608.121 | 764810.844 | 789263.545 | 815012.886 | 841790.238 | 868729.571 | 895963.935 | 923245.166 | 1004888.076 | 1032946.047 | 1061832.167 | 1090304.818 | 1118435.01 | 1145074.191 | 1169671.186 | 1191891.299 | 1211445.164 | 1228395.882 | 1242865.681 | 1254689.495 | 1264794.604 | 1273613.706 | 1281510.461 | 1288377.779
NPgY | BSP | NG FES - Falling Short | Total demand (MWh) | DONCASTER CENTRAL | 124422.143 | 125079.081 | 128547.267 | 129920.935 | 131686.815 | 133870.751 | 136598.615 | 139821.358 | 143023.944 | 146175.532 | 149182.796 | 152116.765 | 154958.704 | 157820.697 | 160549.157 | 163261.861 | 165795.226 | 168231.676 | 170566.08 | 172697.976 | 174676.39 | 176479.728 | 178130.406 | 179641.161 | 181001.61 | 182270.507 | 183474.142 | 184617.475 | 185626.83
NPgY | BSP | NG FES - Falling Short | Total demand (MWh) | DRIFFIELD/BEVERLEY GROUP | 532749.974 | 537147.519 | 543409.956 | 551450.362 | 561360.727 | 573289.084 | 587926.7 | 605106.616 | 622306.063 | 639357.388 | 655850.466 | 672076.976 | 687938.94 | 703885.796 | 719209.141 | 734560.589 | 749109.1 | 763269.264 | 776853.832 | 789317.64 | 800842.567 | 811286.613 | 820744.268 | 829286.148 | 836875.867 | 843845.322 | 850361.371 | 856540.02 | 862135.852
NPgY | BSP | NG FES - Falling Short | Total demand (MWh) | FEATHERSTONE | 415888.23 | 424778.299 | 432912.014 | 441621.483 | 450175.559 | 460587.931 | 473449.12 | 488828.415 | 505452.204 | 523161.289 | 541492.863 | 560366.593 | 579570.011 | 599464.701 | 619790.962 | 641022.343 | 662358.487 | 683636.207 | 704081.855 | 723079.176 | 740353.5 | 755675.279 | 769060.691 | 780593.001 | 790312.834 | 798681.207 | 806021.908 | 812627.045 | 818472.547
NPgY | BSP | NG FES - Falling Short | Total demand (MWh) | GIRLINGTON | 264330.28 | 267410.093 | 268645.8 | 269817.906 | 271730.102 | 274434.462 | 278195.381 | 282902.733 | 287550.336 | 292080.124 | 296304.905 | 300381.777 | 304281.615 | 308214.981 | 311839.786 | 315416.764 | 318612.179 | 321620.373 | 324510.869 | 326986.664 | 329190.401 | 331074.772 | 332686.01 | 334050.452 | 335189.854 | 336156.227 | 337000.417 | 337737.079 | 338246.948
NPgY | BSP | NG FES - Falling Short | Total demand (MWh) | HALIFAX 132/33KV | 159662.973 | 159923.04 | 160993.601 | 162620.196 | 164874.487 | 167794.22 | 171506.503 | 175967.543 | 180600.32 | 185328.542 | 190013.824 | 194730.276 | 199417.226 | 204139.571 | 208637.599 | 213031.547 | 217097.913 | 220896.189 | 224489.393 | 227651.516 | 230462.213 | 232897.769 | 234996.452 | 236787.277 | 238318.921 | 239606.594 | 240692.559 | 241603.579 | 242294.132
NPgY | BSP | NG FES - Falling Short | Total demand (MWh) | HECKMONDWIKE | 206597.902 | 206826.397 | 208296.761 | 210171.534 | 212973.209 | 216768.049 | 221915.162 | 228390.753 | 235190.493 | 242236.137 | 249254.771 | 256309.167 | 263357.966 | 270601.521 | 277835.12 | 285230.089 | 292476.987 | 299654.641 | 306426.581 | 312572.805 | 318041.233 | 322745.229 | 326703.808 | 329957.839 | 332466.233 | 334484.163 | 336135.665 | 337483.44 | 338467.225
NPgY | BSP | NG FES - Falling Short | Total demand (MWh) | HOLMFIELD | 270129.813 | 270695.044 | 274039.275 | 276643.495 | 280379.675 | 285289.808 | 291822.567 | 299864.12 | 307921.222 | 315881.398 | 323449.392 | 330800.367 | 337884.286 | 344888.242 | 351625.643 | 358293.008 | 364571.796 | 370640.585 | 376159.84 | 381145.143 | 385574.643 | 389395.111 | 392648.518 | 395371.236 | 397394.263 | 399104.413 | 400596.392 | 401910.238 | 402957.708
NPgY | BSP | NG FES - Falling Short | Total demand (MWh) | HULL EAST 132/33KV | 311189.839 | 315663.049 | 317684.342 | 320673.348 | 324699.292 | 329873.567 | 336510.331 | 344581 | 353084.564 | 361932.486 | 370825.71 | 379814.121 | 388822.731 | 397997.058 | 407195.196 | 416637.945 | 425983.167 | 435243.395 | 444084.308 | 452264.463 | 459698.454 | 466291.151 | 472059.278 | 477042.204 | 481203.274 | 484813.526 | 488008.27 | 490907.729 | 493516.723
NPgY | BSP | NG FES - Falling Short | Total demand (MWh) | HULL SOUTH | 374035.155 | 385961.373 | 388047.147 | 393052.077 | 396018.894 | 400271.064 | 406131.716 | 413428.089 | 420782.642 | 428111.062 | 435089.592 | 441915.16 | 448537.89 | 455268.466 | 461597.042 | 467914.125 | 473643.249 | 479066.275 | 484291.064 | 488837.218 | 492874.208 | 496323.83 | 499246.634 | 501684.971 | 503693.868 | 505350.669 | 506747.567 | 507948.181 | 508814.646
NPgY | BSP | NG FES - Falling Short | Total demand (MWh) | HULL WEST | 255583.977 | 263780.348 | 274996.281 | 278645.091 | 283175.91 | 288675.743 | 295570.991 | 303814.762 | 312326.229 | 321015.977 | 329628.944 | 338247.306 | 346806.414 | 355487.987 | 364105.617 | 372892.415 | 381476.156 | 389972.895 | 397998.753 | 405450.463 | 412256.951 | 418341.203 | 423723.728 | 428442.143 | 432410.896 | 435935.342 | 439128.526 | 442076.796 | 444707.061
NPgY | BSP | NG FES - Falling Short | Total demand (MWh) | HUMBERSTON | 127953.265 | 131569.008 | 132629.526 | 133448.286 | 134782.497 | 136641.074 | 139155.394 | 142240.898 | 145230.367 | 148076.093 | 150650.207 | 153067.014 | 155317.15 | 157483.127 | 159440.978 | 161288.216 | 162878.75 | 164342.521 | 165608.709 | 166714.434 | 167688.549 | 168520.071 | 169233.421 | 169840.293 | 170260.602 | 170638.678 | 170992.845 | 171326.878 | 171589.012
NPgY | BSP | NG FES - Falling Short | Total demand (MWh) | HUNNINGLEY | 209145.094 | 210372.008 | 212146.059 | 214500.745 | 217319.597 | 220656.093 | 224644.938 | 229251.718 | 233950.842 | 238698.274 | 243377.212 | 248037.811 | 252674.603 | 257421.41 | 262107.09 | 266804.191 | 271252.751 | 275594.741 | 279769.474 | 283683.523 | 287341.681 | 290709.74 | 293808.524 | 296653.769 | 299222.447 | 301619.124 | 303886.579 | 306049.92 | 308052.285
NPgY | BSP | NG FES - Falling Short | Total demand (MWh) | HUNSHELF | 384010.419 | 385880.403 | 387253.617 | 389093.51 | 391358.669 | 394104.531 | 397580.661 | 401736.48 | 405963.503 | 410215.02 | 414341.922 | 418416.856 | 422416.254 | 426479.967 | 430438.665 | 434429.76 | 438193.181 | 441849.329 | 445297.807 | 448450.281 | 451310.778 | 453843.493 | 456069.422 | 458006.969 | 459624.653 | 461051.168 | 462338.118 | 463520.417 | 464533.153
NPgY | BSP | NG FES - Falling Short | Total demand (MWh) | IMMINGHAM | 316792.561 | 329980.425 | 332599.998 | 335963.07 | 340325.902 | 346015.259 | 353499.127 | 363056.6 | 374466.549 | 387624.191 | 402145.388 | 417689.833 | 433999.916 | 451205.085 | 469481.741 | 489127.117 | 509740.745 | 530635.49 | 550883.733 | 569659.472 | 586496.999 | 601123.714 | 613483.111 | 623652.681 | 631812.157 | 638313.28 | 643543.038 | 647886.914 | 651607.455
NPgY | BSP | NG FES - Falling Short | Total demand (MWh) | KIRKHAW LANE | 349176.338 | 358987.716 | 362956.863 | 367438.043 | 372635.59 | 378646.67 | 385755.643 | 393936.266 | 402447.755 | 411217.521 | 420058.669 | 429003.107 | 438001.431 | 447234.592 | 456511.374 | 466023.228 | 475432.086 | 484786.267 | 493810.207 | 502383.903 | 510435.984 | 517895.876 | 524779.669 | 531112.554 | 536844.503 | 542195.975 | 547257.388 | 552096.598 | 556633.824
NPgY | BSP | NG FES - Falling Short | Total demand (MWh) | KIRKSTALL C 2/5 | 242311.673 | 244497.64 | 247661.309 | 248370.394 | 249093.965 | 249849.19 | 251110.631 | 252822.058 | 254519.113 | 256176.573 | 257730.962 | 259248.642 | 260707.062 | 262242.614 | 263604.912 | 264988.493 | 266179.497 | 267279.667 | 268439.163 | 269374.475 | 270212.069 | 270919.007 | 271520.341 | 272028.396 | 272514.904 | 272916.218 | 273253.003 | 273536.009 | 273689.351
NPgY | BSP | NG FES - Falling Short | Total demand (MWh) | KIRKSTALL C/RING ROAD HORSFORTH | 370026.9 | 388290.604 | 397226.566 | 406284.542 | 414945.148 | 423011.585 | 433229.375 | 445426.011 | 457521.373 | 469312.989 | 480285.741 | 490761.57 | 500777.122 | 510530.189 | 519705.967 | 528299.045 | 535834.451 | 542946.889 | 549078.889 | 554699.33 | 559737.816 | 564193.125 | 568119.709 | 571565.842 | 574157.124 | 576532.819 | 578745.76 | 580783.296 | 582484.364
NPgY | BSP | NG FES - Falling Short | Total demand (MWh) | LEEDS EAST | 346282.414 | 360114.913 | 363874.695 | 367591.205 | 372136.897 | 377621.685 | 384965.061 | 394105.36 | 403619.235 | 413380.103 | 422948.365 | 432460.505 | 441862.566 | 451423.448 | 460846.968 | 470416.117 | 479614.635 | 488624.164 | 497093.783 | 504775.134 | 511604.772 | 517475.448 | 522412.692 | 526464.972 | 529557.808 | 532048.098 | 534091.412 | 535816.92 | 537182.267
NPgY | BSP | NG FES - Falling Short | Total demand (MWh) | LEEDS NORTH | 277122.463 | 284317.204 | 288812.031 | 291596.765 | 294654.689 | 298001.187 | 302473.688 | 307946.505 | 313273.767 | 318382.134 | 323031.592 | 327418.833 | 331542.071 | 335637.129 | 339310.595 | 342831.881 | 345827.153 | 348595.15 | 351204.511 | 353439.976 | 355448.016 | 357189.297 | 358708.186 | 360029.517 | 361133.108 | 362116.157 | 363017.139 | 363850.202 | 364484.219
NPgY | BSP | NG FES - Falling Short | Total demand (MWh) | LINDLEY | 344388.182 | 348842.121 | 350500.836 | 352789.199 | 356151.285 | 360630.44 | 366682.103 | 374154.581 | 381531.51 | 388729.634 | 395430.272 | 401865.252 | 408010.511 | 414086.635 | 419754.438 | 425276.873 | 430256.93 | 434970.639 | 439291.774 | 443122.833 | 446543.256 | 449504.187 | 452056.736 | 454234.434 | 455928.521 | 457403.566 | 458724.763 | 459917.12 | 460853.479
NPgY | BSP | NG FES - Falling Short | Total demand (MWh) | LOW ROAD | 418119.545 | 471671.872 | 494873.574 | 501638.857 | 504794.449 | 508962.278 | 514987.48 | 522906.171 | 531798.737 | 541546.49 | 551790.603 | 562481.923 | 573464.197 | 627923.043 | 639774.647 | 652304.739 | 664870.746 | 677371.072 | 689426.46 | 700352.744 | 710041.98 | 718316.872 | 725184.352 | 730708.331 | 735019.788 | 738314.678 | 740828.755 | 742772.103 | 744111.032
NPgY | BSP | NG FES - Falling Short | Total demand (MWh) | MALLARD WAY | 231321.921 | 233253.767 | 236040.124 | 238123.273 | 240780.711 | 244092.442 | 248279.443 | 253334.207 | 258662.348 | 264215.412 | 269835.868 | 275546.391 | 281287.077 | 287172.726 | 293067.194 | 299164.58 | 305228.639 | 311239.166 | 317068.162 | 322450.958 | 327377.58 | 331779.401 | 335672.58 | 339082.143 | 342034.489 | 344632.226 | 346962.534 | 349102.555 | 351040.772
NPgY | BSP | NG FES - Falling Short | Total demand (MWh) | MENSTON | 239118.172 | 240069.063 | 242964.809 | 245120.147 | 247694.573 | 250712.426 | 254763.132 | 259732.335 | 264626.529 | 269377.355 | 273774.278 | 277978.103 | 281982.692 | 285975.872 | 289673.046 | 293278.785 | 296460.718 | 299465.107 | 302185.533 | 304603.092 | 306765.03 | 308644.542 | 310274.204 | 311675.416 | 312761.908 | 313723.044 | 314599.752 | 315406.729 | 316023.612
NPgY | BSP | NG FES - Falling Short | Total demand (MWh) | MOSS ROAD | 163881.638 | 165795.083 | 167160.774 | 167810.08 | 168928.184 | 170557.157 | 172821.167 | 175653.645 | 178478.056 | 181251.817 | 183875.611 | 186431.164 | 188894.865 | 191392.816 | 193700.448 | 195972.089 | 197978.918 | 199842.684 | 201641.526 | 203172.581 | 204528.889 | 205678.401 | 206651.024 | 207463.092 | 208139.699 | 208698.409 | 209169.433 | 209571.332 | 209845.197
NPgY | BSP | NG FES - Falling Short | Total demand (MWh) | OSGODBY 1/2 | 7076.759 | 7076.759 | 7076.759 | 7076.759 | 7076.759 | 7076.759 | 7076.759 | 7076.759 | 7076.759 | 7076.759 | 7076.759 | 7076.759 | 7076.759 | 7076.759 | 7076.759 | 7076.759 | 7076.759 | 7076.759 | 7076.759 | 7076.759 | 7076.759 | 7076.759 | 7076.759 | 7076.759 | 7076.759 | 7076.759 | 7076.759 | 7076.759 | 7076.759
NPgY | BSP | NG FES - Falling Short | Total demand (MWh) | OSGODBY 3/4 | 256938.428 | 266893.169 | 271537.414 | 276846.568 | 287957.722 | 295345.792 | 304250.547 | 314697.498 | 325711.943 | 337177.817 | 348842.188 | 360668.551 | 372579.718 | 384777.311 | 397118.426 | 409793.29 | 422316.711 | 434710.25 | 446629.987 | 457745.938 | 467943.03 | 477094.514 | 485224.063 | 492375.425 | 498535.245 | 503996.654 | 508929.356 | 513491.222 | 517700.971
NPgY | BSP | NG FES - Falling Short | Total demand (MWh) | RODLEY | 328335.133 | 332983.476 | 335871.987 | 342926.255 | 346731.472 | 351213.177 | 357197.73 | 364554.023 | 371850.7 | 378984.457 | 385605.358 | 391936.124 | 397977.552 | 403951.988 | 409565.923 | 414994.384 | 419883.723 | 424530.396 | 428750.319 | 432525.275 | 435893.109 | 438814.435 | 441331.061 | 443473.608 | 445101.311 | 446520.002 | 447796.269 | 448947.874 | 449857.399
NPgY | BSP | NG FES - Falling Short | Total demand (MWh) | SAINT ANDREWS ROAD 132/33KV | 276059.524 | 276266.439 | 278833.809 | 281056.806 | 284269.101 | 288538.413 | 294242.594 | 301294.682 | 308422.548 | 315548.71 | 322395.631 | 329107.058 | 335632.543 | 342153.983 | 348408.81 | 354657.453 | 360556.837 | 366233.945 | 371579.84 | 376330.658 | 380543.983 | 384149.169 | 387189.002 | 389700.81 | 391653.658 | 393248.829 | 394583.371 | 395721.649 | 396607.758
NPgY | BSP | NG FES - Falling Short | Total demand (MWh) | SALTEND 132/33KV | 60809.541 | 61124.641 | 61457.673 | 61807.391 | 62174.017 | 62557.827 | 62959.304 | 63377.999 | 63810.938 | 64257.747 | 64718.006 | 65191.603 | 65677.806 | 66177.233 | 66686.917 | 67208.235 | 67738.855 | 68278.568 | 68829.467 | 69386.196 | 69949.723 | 70518.786 | 71092.759 | 71670.825 | 72253.586 | 72838.143 | 73422.517 | 74006.295 | 74588.971
NPgY | BSP | NG FES - Falling Short | Total demand (MWh) | SANTON | 563557.671 | 576606.789 | 592400.288 | 610119.234 | 622216.093 | 635261.273 | 649555.613 | 665059.491 | 680854.165 | 696873.068 | 712920.17 | 729061.716 | 745235.57 | 761601.258 | 777956.504 | 794553.658 | 811043.723 | 827480.994 | 843668.571 | 859408.81 | 874684.917 | 889420.62 | 903635.032 | 917351.957 | 930537.109 | 943374.637 | 955937.673 | 968299.182 | 980378.973
NPgY | BSP | NG FES - Falling Short | Total demand (MWh) | SCUNTHORPE NORTH | 610094.291 | 615972.196 | 623533.803 | 630782.266 | 638904.159 | 648130.816 | 658739.75 | 670810.276 | 683785.246 | 697589.009 | 711986.045 | 726868.26 | 742085.442 | 757868.571 | 774051.095 | 790987.347 | 808181.578 | 825433.973 | 842315.632 | 858305.326 | 873239.717 | 886961.32 | 899460.767 | 910786.703 | 921037.979 | 930405.492 | 939092.223 | 947296.545 | 954991.421
NPgY | BSP | NG FES - Falling Short | Total demand (MWh) | SCUNTHORPE SOUTH | 137488.339 | 139855.822 | 143913.041 | 147554.878 | 151888.619 | 156930.319 | 162866.422 | 169626.776 | 176241.942 | 182643.921 | 188739.685 | 194606.524 | 200242.944 | 205711.754 | 210920.357 | 215974.29 | 220694.763 | 225242.269 | 229429.339 | 233418.249 | 237193.984 | 240748.49 | 244110.276 | 247294.489 | 250144.234 | 252927.837 | 255670.138 | 258384.601 | 261013.165
NPgY | BSP | NG FES - Falling Short | Total demand (MWh) | SILSDEN | 410507.672 | 411759.211 | 414949.158 | 422871.493 | 426822.647 | 432083.633 | 439263.285 | 448172.464 | 457081.904 | 465862.541 | 474178.741 | 482266.997 | 490065.616 | 497879.099 | 505243.064 | 512560.234 | 519282.556 | 525684.792 | 531739.832 | 537058.619 | 541788.998 | 545844.916 | 549298.315 | 552194.32 | 554512.238 | 556455.266 | 558127.781 | 559595.927 | 560718.692
NPgY | BSP | NG FES - Falling Short | Total demand (MWh) | SOWERBY BRIDGE 132/33KV | 327631.139 | 337284.717 | 339161.919 | 342151.004 | 346351.759 | 351849.52 | 359068.677 | 367912.782 | 377070.216 | 386404.255 | 395576.705 | 404759.553 | 413838.369 | 422981.617 | 431838.037 | 440665.677 | 449031.386 | 457046.552 | 464549.428 | 471269.387 | 477248.975 | 482417.812 | 486830.727 | 490538.697 | 493518.924 | 495997.723 | 498086.882 | 499864.664 | 501261.348
NPgY | BSP | NG FES - Falling Short | Total demand (MWh) | STAYGATE | 397667.936 | 410858.838 | 416055.163 | 421055.683 | 423709.636 | 427782.284 | 433687.376 | 441414.464 | 449848.543 | 458878.634 | 468134.101 | 477644.29 | 487282.807 | 497316.128 | 507554.998 | 518284.595 | 529015.622 | 539708.633 | 549869.683 | 559128.836 | 567347.676 | 574386.034 | 580255.853 | 585010.269 | 588636.079 | 591463.1 | 593688.504 | 595462.393 | 596745.519
NPgY | BSP | NG FES - Falling Short | Total demand (MWh) | THORNHILL 132KV | 411369.967 | 413520.137 | 422693.638 | 426276.905 | 431498.983 | 438480.742 | 447806.133 | 459430.256 | 471403.06 | 483556.79 | 495688.844 | 507787.975 | 519797.715 | 532210.738 | 544482.982 | 556935.054 | 568938.199 | 580728.832 | 591924.967 | 602067.897 | 611177.86 | 619116.973 | 625939.875 | 631714.198 | 636394.251 | 640343.94 | 643748.268 | 646644.647 | 648784.062
NPgY | BSP | NG FES - Falling Short | Total demand (MWh) | WAKEFIELD MONCKTON ROAD | 230642.14 | 235144.86 | 239218.739 | 243493.325 | 248555.984 | 254501.911 | 261640.397 | 269911.881 | 278353.834 | 286888.186 | 295328.868 | 303760.636 | 312153.349 | 320797.415 | 329285.545 | 337886.702 | 346140.775 | 354254.931 | 362099.826 | 369371.615 | 376125.993 | 382286.051 | 387895.639 | 392992.109 | 397591.684 | 401823.023 | 405775.876 | 409483.614 | 412772.914
NPgY | BSP | NG FES - Falling Short | Total demand (MWh) | WAKEFIELD NORTH | 362328.075 | 368904.391 | 373579.988 | 379029.733 | 385656.3 | 393578.003 | 403411.94 | 415112.462 | 427268.947 | 439751.578 | 452177.182 | 464637.592 | 477101.794 | 489946.389 | 502809.914 | 515916.651 | 528740.864 | 541436.479 | 553473.587 | 564698.436 | 574982.819 | 584211.522 | 592417.664 | 599651.802 | 605792.293 | 611278.479 | 616276.748 | 620854.694 | 624836.45
NPgY | BSP | NG FES - Falling Short | Total demand (MWh) | WEST MELTON | 380699.891 | 392921.326 | 399485.141 | 410174.848 | 419810.94 | 431181.459 | 445235.241 | 461841.555 | 478627.826 | 495381.515 | 511699.577 | 527729.797 | 543488.379 | 559492.044 | 575108.033 | 590576.551 | 604955.642 | 618818.211 | 631731.934 | 643625.448 | 654445.421 | 664085.026 | 672626.248 | 680136.626 | 686391.895 | 691997.363 | 697127.639 | 701851.853 | 705910.302
NPgY | BSP | NG FES - Falling Short | Total demand (MWh) | WHINMOOR | 276320.375 | 286763.134 | 289745.707 | 300920.006 | 305063.489 | 309959.213 | 316327.272 | 324057.242 | 331775.079 | 339372.553 | 346479.536 | 353297.775 | 359843.145 | 366355.52 | 372579.954 | 378631.93 | 384150.939 | 389446.72 | 394226.463 | 398583.861 | 402485.577 | 405893.572 | 408838.08 | 411349.027 | 413241.386 | 414895.729 | 416384.873 | 417729.659 | 418812.456
NPgY | BSP | NG FES - Falling Short | Total demand (MWh) | WOLD NEWTON | 230096.599 | 233305.008 | 239261.278 | 244059.296 | 249645.039 | 256047.076 | 263591.762 | 272134.407 | 280500.124 | 288603.734 | 296296.539 | 303742.387 | 310917.396 | 318040.068 | 324754.891 | 331347.462 | 337453.262 | 343308.89 | 348948.64 | 354178.178 | 359138.861 | 363789.419 | 368187.309 | 372356.692 | 376263.232 | 380032.948 | 383709.225 | 387303.53 | 390652.85
NPgY | BSP | NG FES - Falling Short | Total demand (MWh) | YARBOROUGH ROAD 132/33KV | 303507.575 | 305791.548 | 307967.87 | 309245.827 | 311388.684 | 314448.118 | 318715.261 | 324082.567 | 329513.079 | 334920.38 | 340075.634 | 345116.749 | 350006.444 | 354895.321 | 359584.483 | 364253.178 | 368599.235 | 372778.551 | 376600.069 | 380052.117 | 383131.628 | 385793.854 | 388069.909 | 389983.282 | 391425.079 | 392649.63 | 393716.03 | 394667.932 | 395441.62
NPgN | BSP | NG FES - Leading the Way | Total demand (MWh) | ANNFIELD | 256408.6 | 257402.199 | 261701.634 | 273464.048 | 285484.676 | 298601.013 | 308585.427 | 317538.8 | 330708.633 | 353030.158 | 374113.915 | 394187.188 | 413035.196 | 430520.588 | 446809.287 | 462166.529 | 476294.033 | 488987.324 | 498733.646 | 506430.632 | 512931.937 | 521883.288 | 531843.131 | 539380.454 | 538684.304 | 537925.851 | 537173.072 | 536414.118 | 535824.059
NPgN | BSP | NG FES - Leading the Way | Total demand (MWh) | BARRACK ROAD | 362089.205 | 359415.378 | 360728.745 | 362660.159 | 369035.524 | 372651.958 | 375031.479 | 377089.017 | 381392.995 | 391460.205 | 401368.22 | 410964.682 | 420032.985 | 428197.237 | 435584.702 | 442456.513 | 448641.412 | 454122.883 | 458268.349 | 461400.865 | 463938.562 | 467596.042 | 471766.393 | 474824.909 | 473077.873 | 471348.303 | 469677.354 | 468057.335 | 466578.468
NPgN | BSP | NG FES - Leading the Way | Total demand (MWh) | BLUCHER | 265979.05 | 266878.344 | 281690.52 | 291184.507 | 301304.152 | 311838.529 | 320346.319 | 328222.954 | 339903.744 | 360353.206 | 379399.395 | 397324.615 | 414074.976 | 429788.04 | 444551.842 | 458498.397 | 471382.23 | 483072.408 | 492546.722 | 500382.891 | 507217.868 | 515714.474 | 524917.08 | 531734.154 | 530773.791 | 529735.293 | 528671.322 | 527586.384 | 526649.731
NPgN | BSP | NG FES - Leading the Way | Total demand (MWh) | BOWESFIELD | 329664.275 | 332115.943 | 340412.351 | 352096.532 | 368005.19 | 384942.326 | 399020.619 | 412416.951 | 431721.831 | 464144.439 | 495003.808 | 524591.446 | 552547.642 | 578635.169 | 603030.505 | 626150.816 | 647592.781 | 667107.49 | 683084.268 | 696469.693 | 708266.07 | 722520.444 | 737830.427 | 749936.2 | 750297.898 | 750553.359 | 750795.206 | 751012.138 | 751433.366
NPgN | BSP | NG FES - Leading the Way | Total demand (MWh) | CHIRTON GRANGE | 235791.991 | 236910.679 | 241189.964 | 250027.795 | 260368.089 | 271050.93 | 279044.911 | 286048.557 | 297063.152 | 317010.481 | 335596.078 | 353194.959 | 369711.164 | 385010.473 | 399332.28 | 413015.484 | 425801.705 | 437460.852 | 446818.682 | 454509.242 | 461254.213 | 470120.018 | 479959.503 | 487449.09 | 486981.661 | 486500.146 | 486052.689 | 485621.621 | 485372.519
NPgN | BSP | NG FES - Leading the Way | Total demand (MWh) | COALBURNS | 399875.483 | 398570.305 | 399304.501 | 401578.56 | 405620.717 | 409597.364 | 412671.04 | 415595.195 | 420575.357 | 429838.106 | 438692.31 | 447204.93 | 455205.367 | 462525.598 | 469232.986 | 475470.476 | 481089.72 | 486045.961 | 489727.269 | 492483.83 | 494684.444 | 497723.61 | 501122.109 | 503513.454 | 502281.829 | 501027.181 | 499783.647 | 498545.371 | 497384.906
NPgN | BSP | NG FES - Leading the Way | Total demand (MWh) | DARLINGTON CENTRAL | 203628.357 | 203414.732 | 205494.083 | 209917.508 | 216011.939 | 222474.373 | 228006.801 | 233629.161 | 242281.849 | 257205.516 | 271387.003 | 284981.03 | 297785.575 | 309601.695 | 320414.197 | 330392.022 | 339470.275 | 347599.419 | 354189.158 | 359553.876 | 364102.87 | 369462.492 | 375074.003 | 379218.485 | 378194.494 | 377130.196 | 376075.687 | 375024.736 | 374080.022
NPgN | BSP | NG FES - Leading the Way | Total demand (MWh) | DARLINGTON NORTH | 344991.242 | 346963.836 | 359179.781 | 366091.869 | 375021.72 | 385070.922 | 393020.2 | 400587.911 | 423475.132 | 442596.339 | 460941.755 | 478632.911 | 495306.916 | 580893.423 | 595114.816 | 608332.769 | 620249.778 | 630720.939 | 638574.376 | 644543.961 | 649385.298 | 655974.811 | 663229.871 | 668586.704 | 667387.85 | 666110.025 | 664819.503 | 663510.35 | 662313.873
NPgN | BSP | NG FES - Leading the Way | Total demand (MWh) | DUNSTON | 484078.507 | 482487.303 | 490029.15 | 500251.677 | 511692.183 | 524161.511 | 534106.488 | 543750.991 | 560053.481 | 591221.77 | 620824.206 | 649138.527 | 675855.658 | 700651.043 | 723587.853 | 745028.712 | 764758.849 | 782644.352 | 797303.198 | 809406.345 | 819867.644 | 832677.244 | 846477.675 | 856635.345 | 854365.345 | 852058.657 | 849801.277 | 847582.016 | 845660.116
NPgN | BSP | NG FES - Leading the Way | Total demand (MWh) | FLATWORTH | 162922.661 | 163284.682 | 169655.105 | 173498.749 | 178264.91 | 183545.871 | 188248.876 | 193002.769 | 200236.157 | 212722.159 | 224477.048 | 235732.445 | 246412.476 | 256454.502 | 265843.781 | 274687.898 | 282918.449 | 290466.132 | 296886.86 | 302448.377 | 307443.67 | 313068.121 | 318976.776 | 323531.761 | 323544.997 | 323525.107 | 323499.631 | 323465.938 | 323519.275
NPgN | BSP | NG FES - Leading the Way | Total demand (MWh) | GOSFORTH | 359853.248 | 359249.839 | 361841.699 | 369410.986 | 378681.964 | 388540.752 | 395429.417 | 401165.341 | 410911.61 | 429639.871 | 447280.736 | 464021.049 | 479671.659 | 494111.641 | 507626.859 | 520524.62 | 532426.845 | 543100.566 | 551222.178 | 557495.062 | 562749.841 | 570425.49 | 579246.52 | 585692.237 | 584347.771 | 582981.62 | 581644.557 | 580323.202 | 579180.418
NPgN | BSP | NG FES - Leading the Way | Total demand (MWh) | HARROGATE 132/33KV | 290953.072 | 291871.231 | 295792.542 | 303481.31 | 311684.383 | 323130.483 | 328767.674 | 333568.773 | 340848.292 | 353804.856 | 365799.506 | 377150.623 | 387759.841 | 397501.461 | 406607.581 | 415369.623 | 423546.211 | 430937.511 | 436646.061 | 441234.942 | 445224.94 | 450642.549 | 456750.51 | 461488.98 | 460979.162 | 460446.47 | 459931.647 | 459419.715 | 459009.89
NPgN | BSP | NG FES - Leading the Way | Total demand (MWh) | HUSTHWAITE | 136882.949 | 137433.659 | 141425.319 | 146023.837 | 149442.083 | 152955.431 | 156169.304 | 159460.911 | 163991.783 | 171093.947 | 177954.627 | 184589.926 | 190896.997 | 196738.318 | 202111.069 | 207124.426 | 211744.947 | 215970.549 | 219563.469 | 222655.331 | 225410.187 | 228451.691 | 231580.713 | 234182.389 | 234530.896 | 234857.581 | 235186.495 | 235513.1 | 235877.002
NPgN | BSP | NG FES - Leading the Way | Total demand (MWh) | LEEMING BAR_SKEEBY | 452481.054 | 456017.936 | 467636.42 | 481512.629 | 498499.153 | 516812.839 | 533258.223 | 549659.63 | 571696.122 | 605778.079 | 638818.707 | 670828.159 | 701270.072 | 729537.234 | 755680.546 | 780186.015 | 802798.95 | 823409.856 | 840680.219 | 855499.546 | 868741.591 | 883624.057 | 899117.296 | 912068.685 | 914168.994 | 916146.063 | 918113.023 | 920055.988 | 922170.501
NPgN | BSP | NG FES - Leading the Way | Total demand (MWh) | LINTON | 237348.394 | 238327.139 | 247447.362 | 259114.181 | 267422.486 | 275916.671 | 282811.019 | 289340.38 | 299256.41 | 317689.674 | 335150.428 | 351812.722 | 367503.777 | 381937.546 | 395211.469 | 407648.877 | 419129.479 | 429580.99 | 438128.537 | 445229.26 | 451411.994 | 458900.497 | 466916.872 | 473166.555 | 472010.591 | 470835.806 | 469702.654 | 468598.25 | 467656.922
NPgN | BSP | NG FES - Leading the Way | Total demand (MWh) | MALTON GRID | 326594.777 | 327306.598 | 332023.529 | 342179.107 | 353439.312 | 364971.476 | 375015.703 | 384710.338 | 398382.987 | 421088.718 | 442812.39 | 463556.673 | 483017.647 | 500828.905 | 517103.202 | 532261.284 | 546094.934 | 558555.08 | 568711.192 | 577202.177 | 584643.79 | 593319.275 | 602540.197 | 609879.873 | 609187.603 | 608458.343 | 607772.033 | 607111.934 | 606626.056
NPgN | BSP | NG FES - Leading the Way | Total demand (MWh) | MELROSEGATE | 582697.761 | 582171.836 | 595775.133 | 615292.874 | 632158.349 | 649006.22 | 662362.993 | 674402.632 | 692408.738 | 725239.191 | 756294.463 | 785758.446 | 813334.809 | 838701.539 | 862076.989 | 883946.519 | 903804.581 | 921563.867 | 935446.384 | 946634.919 | 956211.108 | 968591.995 | 982310.034 | 992871.908 | 990417.523 | 987908.133 | 985452.078 | 983028.608 | 980872.647
NPgN | BSP | NG FES - Leading the Way | Total demand (MWh) | NORTH TEES | 573369.702 | 574703.75 | 608044.084 | 619597.662 | 635167.219 | 652854.41 | 668552.094 | 684570.588 | 706658.391 | 741797.601 | 776508.638 | 810472.568 | 842950.763 | 873213.191 | 901143.147 | 926953.326 | 950319.433 | 971097.279 | 987985.239 | 1001919.327 | 1013889.052 | 1027844.757 | 1042446.488 | 1054187.797 | 1054879.265 | 1055390.272 | 1055851.204 | 1056275.822 | 1056884.227
NPgN | BSP | NG FES - Leading the Way | Total demand (MWh) | POTTER HOUSE | 381372.603 | 382109.6 | 393929.226 | 403397.266 | 415842.557 | 428528.054 | 437905.867 | 445937.085 | 458042.738 | 480247.529 | 501100.45 | 520881.307 | 539423.728 | 556593.852 | 572640.283 | 587910.601 | 602063.937 | 614913.475 | 624941.882 | 633055.946 | 640099.662 | 649724.346 | 660517.616 | 668984.075 | 668198.763 | 667388.739 | 666616.305 | 665858.069 | 665283.762
NPgN | BSP | NG FES - Leading the Way | Total demand (MWh) | RAVENSWORTH | 266372.271 | 264923.596 | 280731.318 | 284957.651 | 289400.678 | 294910.023 | 300905.57 | 308061.885 | 318860.815 | 332705.491 | 346990.929 | 361320.052 | 375121.354 | 391565.328 | 403082.154 | 413310.086 | 422145.387 | 429534.865 | 435104.661 | 439323.49 | 442549.131 | 445818.592 | 448921.195 | 451135.389 | 450534.9 | 449809.262 | 449027.112 | 448210.885 | 447429.5
NPgN | BSP | NG FES - Leading the Way | Total demand (MWh) | SCARBOROUGH GRID | 378153.57 | 376998.868 | 379363.688 | 385912.945 | 395489.621 | 406312.131 | 415042.085 | 423326.202 | 436844.592 | 463060.084 | 487851.976 | 511479.352 | 533716.334 | 554218.829 | 573094.524 | 590792.156 | 607158.481 | 622099.449 | 634448.746 | 644810.451 | 653916.161 | 664827.179 | 676536.47 | 685415.39 | 683451.069 | 681482.21 | 679582.809 | 677735.466 | 676150.091
NPgN | BSP | NG FES - Leading the Way | Total demand (MWh) | SEAL SANDS | 162960.523 | 198072.607 | 204711.783 | 204945.575 | 205053.496 | 205187.076 | 205345.127 | 205527.438 | 205735.79 | 206022.371 | 206331.598 | 206662.075 | 207012.446 | 207380.414 | 207764.823 | 208165.345 | 208580.087 | 209008.129 | 209443.842 | 209889.286 | 210343.517 | 210806.324 | 211275.258 | 211747.204 | 212166.337 | 212584.927 | 213000.737 | 213411.344 | 213814.46
NPgN | BSP | NG FES - Leading the Way | Total demand (MWh) | SPADEADAM 33KV | 6774.235 | 6754.224 | 6801.45 | 6896.193 | 7047.439 | 7192.699 | 7302.688 | 7403.941 | 7566.188 | 7917.207 | 8261.169 | 8593.029 | 8906.872 | 9187.364 | 9437.701 | 9668.686 | 9878.563 | 10070.295 | 10225.594 | 10352.579 | 10461.969 | 10597.139 | 10741.903 | 10859.486 | 10817.502 | 10776.68 | 10738.479 | 10702.453 | 10671.107
NPgN | BSP | NG FES - Leading the Way | Total demand (MWh) | SPENNYMOOR 132/66KV | 297576.036 | 300287.486 | 312768.202 | 347950.28 | 384877.348 | 406901.448 | 424314.341 | 440370.061 | 463508.822 | 502168.068 | 539354.401 | 575118.672 | 608850.075 | 640070.219 | 669117.152 | 696479.887 | 721466.459 | 743675.382 | 760792.825 | 774324.122 | 785758.009 | 800872.847 | 817540.579 | 830312.941 | 829519.208 | 828587.457 | 827641.603 | 826674.788 | 825964.487
NPgN | BSP | NG FES - Leading the Way | Total demand (MWh) | TORONTO | 260667.998 | 261498.693 | 265312.284 | 272674.711 | 283010.48 | 294393.66 | 303549.886 | 312166.194 | 324945.149 | 347031.341 | 368079.416 | 388214.437 | 407181.372 | 424710.152 | 440930.583 | 456169.891 | 470180.347 | 482833.64 | 493041.705 | 501404.606 | 508642.671 | 517665.589 | 527410.793 | 534924.202 | 534399.755 | 533824.564 | 533266.265 | 532715.765 | 532333.257
NPgN | BSP | NG FES - Leading the Way | Total demand (MWh) | WORMALD GREEN 132/33KV | 227329.841 | 227802.954 | 235953.175 | 243007.271 | 250101.846 | 257348.166 | 264178.981 | 271397.264 | 281448.633 | 296767.373 | 312005.479 | 327021.767 | 341367.047 | 354563.176 | 366606.754 | 377682.867 | 387598.233 | 396288.439 | 403164.138 | 408667.387 | 413270.491 | 418458.553 | 423854.378 | 428112.218 | 428149.732 | 428104.875 | 428042.119 | 427966.545 | 427964.385
NPgY | BSP | NG FES - Leading the Way | Total demand (MWh) | ATTERCLIFFE | 210361.223 | 217220.158 | 220000.479 | 222528.379 | 226882.208 | 232315.556 | 236303.725 | 240970.011 | 247891.178 | 259853.437 | 271589.715 | 283060.529 | 294009.681 | 304111.529 | 313484.705 | 322193.154 | 330073.82 | 337072.233 | 342653.32 | 347168.422 | 350955.944 | 356087.74 | 360848.683 | 364446.531 | 363759.236 | 363042.565 | 362339.15 | 361647.097 | 360943.093
NPgY | BSP | NG FES - Leading the Way | Total demand (MWh) | BARUGH 132/66KV | 301673.425 | 307846.433 | 315101.696 | 323120.767 | 334764.157 | 348483.85 | 359682.442 | 372173.578 | 389476.141 | 417477.367 | 444719.961 | 471327.512 | 496848.385 | 556439.948 | 578863.563 | 599864.733 | 619247.872 | 636834.625 | 651511.537 | 664044.144 | 675061.986 | 688417.675 | 701068.845 | 711129.72 | 711587.219 | 711932.46 | 712257.786 | 712563.8 | 712830.536
NPgY | BSP | NG FES - Leading the Way | Total demand (MWh) | BEESTON ROYDS 132/33KV | 481705.998 | 502334.474 | 523571.909 | 543428.047 | 554894.032 | 566906.998 | 577323.588 | 589775.614 | 608437.265 | 640841.385 | 672631.135 | 703882.052 | 733932.839 | 762085.112 | 788245.989 | 812412.807 | 834397.32 | 854109.922 | 870574.228 | 884498.185 | 896520.627 | 910404.417 | 923378.961 | 933169.564 | 931460.516 | 929631.271 | 927789.809 | 925941.074 | 924067.462
NPgY | BSP | NG FES - Leading the Way | Total demand (MWh) | BEVERLEY 132/33KV | 425341.192 | 435943.352 | 446782.319 | 457317.548 | 470444.987 | 486041.426 | 497754.971 | 510456.665 | 528828.711 | 561491.622 | 592745.62 | 622997.821 | 651923.526 | 679032.898 | 704647.912 | 729007.948 | 751859.164 | 772995.057 | 791004.574 | 806697.916 | 820798.547 | 838331.979 | 855206.49 | 868792.632 | 868990.621 | 869124.383 | 869284.209 | 869448.085 | 869576.385
NPgY | BSP | NG FES - Leading the Way | Total demand (MWh) | BINGLEY 132/33KV | 233764.952 | 234045.84 | 237964.134 | 246355.354 | 254062.677 | 263467.414 | 270311.507 | 277973.66 | 289678.058 | 310410.03 | 330282.449 | 349527.456 | 367887.677 | 385043.525 | 401111.7 | 416143.521 | 430047.849 | 442716.78 | 453328.995 | 462254.82 | 469951.838 | 479820.895 | 489128.003 | 496049.226 | 495003.141 | 493906.817 | 492824.05 | 491747.269 | 490649.348
NPgY | BSP | NG FES - Leading the Way | Total demand (MWh) | BLACKBURN MEADOWS B | 343350.006 | 344622.308 | 345865.375 | 346000.398 | 347471.627 | 349916.512 | 352180.556 | 355391.111 | 360469.904 | 369300.649 | 378362.328 | 387481.849 | 396338.8 | 404597.472 | 412177.527 | 419031.114 | 425088.099 | 430327.927 | 434504.767 | 437851.56 | 440581.628 | 443800.682 | 446709.33 | 448883.302 | 448230.275 | 447530.659 | 446819.505 | 446100.869 | 445368.918
NPgY | BSP | NG FES - Leading the Way | Total demand (MWh) | BLYTON | 225921.844 | 228050.857 | 234132.608 | 240234.046 | 248741.511 | 258682.915 | 267530.526 | 277302.924 | 290434.377 | 310631.801 | 330356.591 | 349666.667 | 368235.502 | 385660.94 | 402014.11 | 417374.033 | 431654.331 | 444764.387 | 456120.756 | 466154.574 | 475239.037 | 485402.879 | 495102.616 | 503097.605 | 504597.272 | 506019.17 | 507423.894 | 508805.582 | 510133.452
NPgY | BSP | NG FES - Leading the Way | Total demand (MWh) | BRADFORD | 355128.724 | 359063.024 | 371043.32 | 380728.886 | 394350.122 | 408956.098 | 420030.874 | 432398.947 | 450052.116 | 480276.636 | 509533.009 | 537946.87 | 565061.776 | 590233.609 | 613643.088 | 635396.548 | 655268.325 | 673195.387 | 687869.775 | 699962.362 | 710234.355 | 723436.918 | 735721.156 | 744994.034 | 743276.939 | 741423.89 | 739552.41 | 737673.661 | 735766.912
NPgY | BSP | NG FES - Leading the Way | Total demand (MWh) | BRAMHAM | 348733.387 | 355294.34 | 373002.131 | 387774.708 | 397946.908 | 408487.121 | 417967.961 | 429097.128 | 460274.061 | 482494.284 | 504603.018 | 526444.875 | 547378.038 | 611634.532 | 629472.52 | 645932.307 | 660720.839 | 673736.207 | 684213.489 | 692841.421 | 700165.93 | 708754.97 | 716556.148 | 722852.736 | 722932.689 | 722894.919 | 722830.191 | 722743.292 | 722593.823
NPgY | BSP | NG FES - Leading the Way | Total demand (MWh) | BRANSHOLME | 211456.734 | 211607.339 | 214417.543 | 220806.305 | 225819.177 | 232115.657 | 235859.488 | 239821.147 | 246970.273 | 261991.296 | 275968.667 | 289315.751 | 302040.418 | 314138.415 | 325785.867 | 337040.761 | 347800.225 | 357898.635 | 366569.73 | 374105.04 | 380849.228 | 389767.45 | 398431.955 | 404879.971 | 403896.719 | 402908.766 | 401944.808 | 400988.257 | 400004.577
NPgY | BSP | NG FES - Leading the Way | Total demand (MWh) | BRIGHOUSE 132/33KV | 333543.395 | 339126.845 | 347473.577 | 355762.186 | 365348.707 | 377027.425 | 386351.025 | 396973.153 | 412124.889 | 437084.535 | 461379.77 | 485096.843 | 507792.305 | 587826.804 | 607507.556 | 625797.994 | 642483.871 | 657440.286 | 669725.315 | 679856.189 | 688445.517 | 699189.727 | 709174.655 | 716622.358 | 715511.171 | 714256.036 | 712957.513 | 711633.376 | 710274.241
NPgY | BSP | NG FES - Leading the Way | Total demand (MWh) | DONCASTER B/THORPE MARSH | 637869.802 | 664723.64 | 684148.276 | 706851.476 | 732141.445 | 780120.633 | 806896.19 | 837699.523 | 880470.192 | 948364.414 | 1015061.226 | 1080725.341 | 1144001.543 | 1257322.776 | 1313048.594 | 1364820.054 | 1412299.431 | 1455094.993 | 1491345.251 | 1522604.756 | 1550168.128 | 1581229.9 | 1610434.83 | 1633519.302 | 1634892.81 | 1635939.025 | 1636866.267 | 1637693.004 | 1638335.431
NPgY | BSP | NG FES - Leading the Way | Total demand (MWh) | DONCASTER CENTRAL | 124385.589 | 124612.637 | 128374.955 | 130748.19 | 134349.612 | 138643.06 | 141690.551 | 145008.478 | 149851.105 | 158341.156 | 166499.402 | 174389.53 | 181906.286 | 188881.608 | 195432.973 | 201639.871 | 207412.423 | 212671.05 | 217044.008 | 220765.784 | 224055.555 | 228422.239 | 232599.977 | 235911.977 | 235874.553 | 235824.975 | 235789.172 | 235761.051 | 235725.043
NPgY | BSP | NG FES - Leading the Way | Total demand (MWh) | DRIFFIELD/BEVERLEY GROUP | 532578.185 | 534938.81 | 541997.633 | 552922.518 | 568976.335 | 588013.388 | 604858.473 | 623316.037 | 648737.777 | 690054.025 | 730016.094 | 768875.073 | 806069.78 | 840762.038 | 873147.712 | 903534.235 | 931830.623 | 958028.512 | 980893.982 | 1001326.095 | 1020022.497 | 1040660.342 | 1060372.969 | 1076508.137 | 1077847.86 | 1079113.062 | 1080415.474 | 1081728.773 | 1082942.382
NPgY | BSP | NG FES - Leading the Way | Total demand (MWh) | FEATHERSTONE | 415763.081 | 423464.051 | 432605.261 | 444335.465 | 458752.124 | 476471.539 | 493348.748 | 513144.518 | 539204.476 | 578032.583 | 617148.484 | 656160.699 | 693988.861 | 729601.414 | 762750.881 | 793316.065 | 821013.249 | 845687.524 | 866393.681 | 884073.732 | 899497.398 | 916492.642 | 932357.395 | 945477.609 | 947963.892 | 950183.433 | 952277.255 | 954277.867 | 956183.127
NPgY | BSP | NG FES - Leading the Way | Total demand (MWh) | GIRLINGTON | 264287.135 | 266648.896 | 268597.387 | 271795.085 | 277470.919 | 284496.481 | 289012.97 | 294040.455 | 302181.752 | 318013.559 | 333193.623 | 347808.901 | 361674.779 | 374440.149 | 386268.358 | 397281.803 | 407431.892 | 416676.526 | 424289.912 | 430557.579 | 435888.421 | 443227.584 | 450147.6 | 455278.66 | 453703.371 | 452128.002 | 450603.947 | 449117.682 | 447647.669
NPgY | BSP | NG FES - Leading the Way | Total demand (MWh) | HALIFAX 132/33KV | 159634.978 | 159897.63 | 161769.699 | 164881.827 | 169522.193 | 175113.39 | 179844.249 | 185103.349 | 192192.374 | 203466.155 | 214494.437 | 225254.443 | 235562.157 | 245136.799 | 253983.764 | 262140.831 | 269556.035 | 276215.098 | 281811.217 | 286473.697 | 290430.841 | 295091.122 | 299372.933 | 302594.343 | 302091.418 | 301497.341 | 300868.915 | 300224.554 | 299575.859
NPgY | BSP | NG FES - Leading the Way | Total demand (MWh) | HECKMONDWIKE | 206573.154 | 206558.685 | 209362.097 | 214279.301 | 222097.363 | 231657.114 | 239108.618 | 247735.075 | 260016.697 | 279068.34 | 297694.258 | 315909.532 | 333259.817 | 349259.026 | 364122.796 | 377952.099 | 390424.659 | 401436.604 | 410029.996 | 416857.806 | 422515.364 | 430218.799 | 437340.839 | 442594.361 | 442103.288 | 441520.258 | 440917.819 | 440300.546 | 439639.22
NPgY | BSP | NG FES - Leading the Way | Total demand (MWh) | HOLMFIELD | 270095.789 | 270324.653 | 275586.07 | 282125.173 | 292513.163 | 305058.519 | 313615.652 | 323119.423 | 337507.058 | 362054.966 | 385436.641 | 408004.326 | 429439.484 | 449418.554 | 468183.406 | 485802.476 | 502059.928 | 516708.671 | 528626.837 | 538393.162 | 546667.414 | 558259.082 | 569108.492 | 577032.563 | 575803.529 | 574507.395 | 573220.11 | 571929.885 | 570571.461
NPgY | BSP | NG FES - Leading the Way | Total demand (MWh) | HULL EAST 132/33KV | 311144.713 | 314418.159 | 316426.497 | 320652.4 | 327837.108 | 337195.077 | 345277.123 | 354686.464 | 368282.733 | 390168.105 | 411681.228 | 432845.414 | 453226.015 | 472368.614 | 490229.413 | 506809.946 | 522021.259 | 535805.657 | 547507.402 | 557467.405 | 566127.034 | 576194.884 | 585679.345 | 592983.596 | 593141.577 | 593196.797 | 593222.64 | 593222.691 | 593184.637
NPgY | BSP | NG FES - Leading the Way | Total demand (MWh) | HULL SOUTH | 373950.224 | 384878.595 | 387586.692 | 394807.513 | 402262.511 | 411886.564 | 419163.76 | 427340.939 | 440401.706 | 465947.471 | 490685.921 | 514685.295 | 537635.207 | 558990.171 | 578923.62 | 597654.754 | 615084.543 | 631203.422 | 645106.68 | 657167.776 | 667876.589 | 680704.235 | 692976.278 | 702379.728 | 700707.854 | 699026.534 | 697411.603 | 695850.963 | 694319.813
NPgY | BSP | NG FES - Leading the Way | Total demand (MWh) | HULL WEST | 255517.831 | 262903.07 | 274943.228 | 280654.168 | 289175.241 | 299293.705 | 307730.058 | 317280.953 | 330656.501 | 352249.321 | 373240.18 | 393781.059 | 413512.33 | 432063.199 | 449433.016 | 465607.085 | 480492.687 | 494047.526 | 505479.739 | 515237.329 | 523779.713 | 533889.28 | 543409.849 | 550918.184 | 551150.047 | 551281.814 | 551381.228 | 551447.447 | 551457.314
NPgY | BSP | NG FES - Leading the Way | Total demand (MWh) | HUMBERSTON | 127932.464 | 131290.062 | 132821.197 | 134877.112 | 138493.461 | 143055.299 | 146141.989 | 149447.004 | 154906.907 | 165407.358 | 175226.247 | 184606.934 | 193491.458 | 201798.595 | 209663.273 | 217178.269 | 224269.327 | 230846.19 | 236431.679 | 241242.894 | 245516.207 | 250989.51 | 256229.675 | 260085.263 | 259302.237 | 258511.695 | 257739.544 | 256975.895 | 256199.798
NPgY | BSP | NG FES - Leading the Way | Total demand (MWh) | HUNNINGLEY | 209114.546 | 209365.268 | 210959.892 | 213661.47 | 217636.218 | 222432.929 | 226616.145 | 231272.058 | 237543.384 | 247242.275 | 256644.846 | 265818.524 | 274621.547 | 282891.12 | 290669.983 | 297959.223 | 304707.933 | 310824.622 | 315967.463 | 320473.112 | 324538.675 | 329201.984 | 333632.936 | 337277.499 | 337833.021 | 338355.264 | 338871.506 | 339378.236 | 339856.444
NPgY | BSP | NG FES - Leading the Way | Total demand (MWh) | HUNSHELF | 383969.315 | 385526.323 | 387734.266 | 391088.886 | 395932.271 | 401446.145 | 405783.622 | 410614.205 | 417523.113 | 429434.841 | 440930.02 | 452115.717 | 462828.195 | 472871.178 | 482308.597 | 491180.42 | 499394.517 | 506873.862 | 513159.932 | 518565.144 | 523348.25 | 529205.106 | 534778.39 | 539203.12 | 539139.623 | 539042.437 | 538947.199 | 538849.409 | 538735.138
NPgY | BSP | NG FES - Leading the Way | Total demand (MWh) | IMMINGHAM | 316769.339 | 329288.134 | 332086.087 | 336526.055 | 343560.254 | 353287.755 | 365229.812 | 380543.102 | 400299.068 | 425851.164 | 453035.247 | 480921.547 | 508238.372 | 533885.283 | 557240.925 | 578004.22 | 596026.759 | 611328.204 | 623864.903 | 634040.781 | 642320.572 | 649864.215 | 656384.105 | 661592.639 | 663553.112 | 665218.966 | 666711.179 | 668091.48 | 669396.137
NPgY | BSP | NG FES - Leading the Way | Total demand (MWh) | KIRKHAW LANE | 349116.249 | 356865.921 | 360009.852 | 364764.15 | 371669.423 | 379879.509 | 386836.853 | 394765.635 | 405531.833 | 422547.038 | 439288.678 | 455793.127 | 471722.733 | 486743.485 | 500904.894 | 514239.783 | 526578.854 | 537789.035 | 547208.734 | 555332.282 | 562558.197 | 571102.053 | 579220.364 | 585939.728 | 587183.51 | 588342.396 | 589465.737 | 590550.865 | 591581.449
NPgY | BSP | NG FES - Leading the Way | Total demand (MWh) | KIRKSTALL C 2/5 | 242277.495 | 243733.25 | 247761.692 | 249366.738 | 251603.947 | 253094.336 | 254163.026 | 255478.717 | 258109.041 | 264531.157 | 270782.233 | 276842.023 | 282611.96 | 287854.516 | 292626.331 | 297057.805 | 301134.253 | 304912.217 | 308179.939 | 311017.484 | 313532.787 | 316435.049 | 319197.974 | 321305.763 | 320154.854 | 319027.594 | 317947.647 | 316905.456 | 315901.026
NPgY | BSP | NG FES - Leading the Way | Total demand (MWh) | KIRKSTALL C/RING ROAD HORSFORTH | 369985.5 | 389590.054 | 409064.018 | 428116.743 | 449857.386 | 466428.378 | 479296.139 | 493060.729 | 512919.744 | 545486.55 | 575577.384 | 604388.717 | 631850.064 | 657945.554 | 682710.788 | 705966.314 | 727559.947 | 747382.224 | 764096.324 | 778439.994 | 791025.912 | 806504.97 | 821061.098 | 831758.763 | 830490.97 | 829056.119 | 827559.463 | 825995.408 | 824306.953
NPgY | BSP | NG FES - Leading the Way | Total demand (MWh) | LEEDS EAST | 346225.243 | 359717.294 | 366433.597 | 373936.624 | 384652.756 | 396073.98 | 406040.96 | 417491.527 | 434477.025 | 463491.602 | 491588.223 | 519018.802 | 545349.905 | 570110.17 | 593205.01 | 614634.053 | 634325.384 | 652229.137 | 667576.994 | 680875.154 | 692604.299 | 705834.151 | 718322.383 | 727794.432 | 726850.789 | 725816.465 | 724779.249 | 723736.327 | 722658.639
NPgY | BSP | NG FES - Leading the Way | Total demand (MWh) | LEEDS NORTH | 277066.893 | 283832.315 | 290945.428 | 296663.379 | 304230.242 | 311061.158 | 316283.299 | 321930.081 | 331046.579 | 349109.507 | 366156.812 | 382493.036 | 398021.372 | 412485.103 | 425967.146 | 438612.012 | 450418.737 | 461416.056 | 471022.948 | 479496.212 | 487103.93 | 495925.794 | 504334.691 | 510683.665 | 509082.598 | 507488.915 | 505952.395 | 504453.338 | 502968.174
NPgY | BSP | NG FES - Leading the Way | Total demand (MWh) | LINDLEY | 344334.816 | 348023.712 | 350985.987 | 356111.96 | 364673.311 | 374984.618 | 382389.236 | 390531.606 | 403382.978 | 427135.386 | 449621.217 | 471232.674 | 491768.325 | 510906.931 | 528849.015 | 545740.175 | 561484.056 | 575965.745 | 588206.815 | 598653.698 | 607818.308 | 619363.066 | 630320.166 | 638450.902 | 636781.148 | 635081.159 | 633419.524 | 631778.229 | 630117.37
NPgY | BSP | NG FES - Leading the Way | Total demand (MWh) | LOW ROAD | 418039.123 | 470634.475 | 495758.248 | 505329.876 | 513273.226 | 522073.719 | 530867.58 | 541869.19 | 557496.372 | 583591.697 | 610006.415 | 636359.409 | 661864.278 | 728524.929 | 750335.644 | 770080.761 | 787651.424 | 803083.023 | 815853.537 | 826491.089 | 835474.09 | 845048.68 | 853750.426 | 860469.445 | 859038.526 | 857459.825 | 855838.451 | 854199.544 | 852548.234
NPgY | BSP | NG FES - Leading the Way | Total demand (MWh) | MALLARD WAY | 231278.908 | 232291.878 | 234978.673 | 237654.538 | 241994.621 | 247478.5 | 252345.475 | 258040.107 | 266127.163 | 279104.95 | 292002.587 | 304741.183 | 317023.92 | 328506.167 | 339153.08 | 348993.388 | 357987.13 | 366107.161 | 373032.462 | 378959.194 | 384133.676 | 390036.197 | 395592.275 | 399996.242 | 400252.57 | 400456.522 | 400653.459 | 400844.602 | 401025.733
NPgY | BSP | NG FES - Leading the Way | Total demand (MWh) | MENSTON | 239069.307 | 239672.571 | 244624.246 | 249704.831 | 256871.648 | 264156.435 | 269021.926 | 274342.054 | 282699.872 | 298975 | 314344.846 | 329122.222 | 343189.818 | 356367.516 | 368766.161 | 380436.517 | 391306.806 | 401280.849 | 409589.176 | 416623.299 | 422758.351 | 430886.17 | 438597.749 | 444453.821 | 443186.171 | 441901.979 | 440646.41 | 439405.822 | 438148.629
NPgY | BSP | NG FES - Leading the Way | Total demand (MWh) | MOSS ROAD | 163851.129 | 165315.058 | 166834.114 | 168038.689 | 170403.82 | 173483.454 | 176219.495 | 179269.201 | 184112.039 | 193464.003 | 202487.585 | 211220.246 | 219559.587 | 227307.118 | 234501.338 | 241230.735 | 247506.888 | 253335.282 | 258498.52 | 263148.568 | 267411.482 | 271974.396 | 276341.706 | 279695.866 | 279019.422 | 278352.31 | 277717.441 | 277108.671 | 276498.18
NPgY | BSP | NG FES - Leading the Way | Total demand (MWh) | OSGODBY 1/2 | 7076.759 | 7076.759 | 7076.759 | 7076.759 | 7076.759 | 7076.759 | 7076.759 | 7076.759 | 7076.759 | 7076.759 | 7076.759 | 7076.759 | 7076.759 | 7076.759 | 7076.759 | 7076.759 | 7076.759 | 7076.759 | 7076.759 | 7076.759 | 7076.759 | 7076.759 | 7076.759 | 7076.759 | 7076.759 | 7076.759 | 7076.759 | 7076.759 | 7076.759
NPgY | BSP | NG FES - Leading the Way | Total demand (MWh) | OSGODBY 3/4 | 256877.338 | 265723.498 | 270544.947 | 276725.866 | 290173.815 | 300512.656 | 311295.325 | 323646.979 | 339729.631 | 362454.421 | 385077.839 | 407475.149 | 429122.047 | 449509.51 | 468497.26 | 486030.555 | 502047.35 | 516442.735 | 528855.577 | 539869.201 | 549836.875 | 559803.632 | 569164.7 | 576928.54 | 579005.183 | 580957 | 582851.775 | 584694.744 | 586431.396
NPgY | BSP | NG FES - Leading the Way | Total demand (MWh) | RODLEY | 328295.035 | 332546.449 | 338424.278 | 349696.884 | 360223.731 | 371166.771 | 378480.594 | 386526.959 | 399155.768 | 421937.976 | 443403.558 | 464009.806 | 483583.452 | 501890.592 | 519055.266 | 535088.613 | 549921.836 | 563390.647 | 574486.907 | 583670.161 | 591500.279 | 602241.865 | 612344.648 | 619688.91 | 617962.268 | 616194.764 | 614454.016 | 612723.032 | 610956.276
NPgY | BSP | NG FES - Leading the Way | Total demand (MWh) | SAINT ANDREWS ROAD 132/33KV | 276019.617 | 275654.699 | 279284.597 | 283945.161 | 291625.323 | 301043.087 | 308506.84 | 316909.09 | 328908.286 | 348198.211 | 366851.513 | 384940.051 | 402113.317 | 417914.671 | 432526.1 | 446136.069 | 458602.433 | 469846.839 | 479147.595 | 486883.053 | 493498.015 | 501785.598 | 509429.558 | 515184.15 | 514419.138 | 513604.397 | 512813.15 | 512038.536 | 511234.119
NPgY | BSP | NG FES - Leading the Way | Total demand (MWh) | SALTEND 132/33KV | 60809.202 | 60734.124 | 60679.447 | 60643.133 | 60626.464 | 60626.947 | 60641.122 | 60670.797 | 60719.583 | 60797.35 | 60889.82 | 60993.92 | 61107.878 | 61228.032 | 61354.158 | 61486.965 | 61626.066 | 61771.841 | 61923.165 | 62078.639 | 62237.839 | 62402.165 | 62569.425 | 62737.848 | 62893.309 | 63049.248 | 63204.736 | 63358.542 | 63509.565
NPgY | BSP | NG FES - Leading the Way | Total demand (MWh) | SANTON | 563500.217 | 571859.315 | 584054.442 | 599027.212 | 609812.13 | 622079.433 | 633472.771 | 645807.114 | 661345.304 | 683836.856 | 705968.523 | 727799.876 | 749024.187 | 769267.418 | 788536.862 | 806898.363 | 824287.306 | 840650.54 | 855464.746 | 869042.937 | 881698.675 | 895275.994 | 908417.761 | 919959.192 | 925131.239 | 930192.706 | 935193.285 | 940120.327 | 944956.649
NPgY | BSP | NG FES - Leading the Way | Total demand (MWh) | SCUNTHORPE NORTH | 610016.493 | 613441.381 | 619364.23 | 626035.739 | 634992.429 | 645939.929 | 657240.584 | 670411.65 | 686866.956 | 710190.91 | 734140.153 | 758266.866 | 781846.466 | 804147.915 | 824981.024 | 844323.713 | 862006.62 | 878021.455 | 891925.372 | 904193.435 | 915237.052 | 926585.157 | 937303.21 | 946823.65 | 950651.768 | 954299.649 | 957845.599 | 961310.685 | 964704.425
NPgY | BSP | NG FES - Leading the Way | Total demand (MWh) | SCUNTHORPE SOUTH | 137461.575 | 139094.736 | 143297.354 | 147796.504 | 154293.897 | 162042.983 | 168398.935 | 175073.917 | 184474.039 | 199554.989 | 213710.04 | 227292.463 | 240265.63 | 252583.946 | 264324.684 | 275542.893 | 286233.146 | 296285.766 | 305184.327 | 313157.31 | 320449.774 | 328842.131 | 336948.988 | 343388.952 | 344253.092 | 345069.273 | 345873.861 | 346653.595 | 347385.089
NPgY | BSP | NG FES - Leading the Way | Total demand (MWh) | SILSDEN | 410426.5 | 410704.641 | 415354.004 | 426181.872 | 435620.117 | 446981.925 | 455961.542 | 465964.593 | 481722.304 | 511113.397 | 539281.518 | 566488.402 | 592410.705 | 616507.136 | 638932.544 | 659863.408 | 679286.533 | 697142.514 | 712539.462 | 725908.61 | 737725.9 | 751521.982 | 764606.848 | 774417.901 | 772271.436 | 770097.06 | 767984.6 | 765912.101 | 763857.791
NPgY | BSP | NG FES - Leading the Way | Total demand (MWh) | SOWERBY BRIDGE 132/33KV | 327578.838 | 336974.09 | 340574.187 | 346868.067 | 356604.049 | 368306.964 | 377736.87 | 388373.954 | 403754.325 | 429604.498 | 454668.88 | 479104.066 | 502491.72 | 524336.308 | 544698.953 | 563652.01 | 581033.587 | 596735.344 | 609908.351 | 621006.352 | 630599.445 | 642158.303 | 652942.973 | 660969.156 | 659808.562 | 658513.052 | 657177.881 | 655818.298 | 654408.083
NPgY | BSP | NG FES - Leading the Way | Total demand (MWh) | STAYGATE | 397618.263 | 409676.424 | 415570.752 | 423367.497 | 431361.763 | 442008.086 | 450403.016 | 460685.997 | 476026.141 | 501868.261 | 527516.042 | 552843.417 | 577160.742 | 599766.14 | 620731.714 | 640075.291 | 657477.276 | 672774.125 | 684930.932 | 694669.572 | 702710.136 | 713162.571 | 722790.971 | 729901.95 | 728463.174 | 726902.427 | 725313.826 | 723708.219 | 722056.29
NPgY | BSP | NG FES - Leading the Way | Total demand (MWh) | THORNHILL 132KV | 411308.701 | 412346.375 | 423417.216 | 431837.683 | 445278.418 | 461622.761 | 474123.029 | 488423.399 | 509139.437 | 542496.986 | 575127.319 | 606930.561 | 637209.285 | 665114.007 | 691090.584 | 715366.151 | 737373.19 | 756863.986 | 772262.955 | 784772.869 | 795367.948 | 809634.169 | 823003.381 | 833033.001 | 831962.708 | 830773.157 | 829588.663 | 828405.77 | 827175.872
NPgY | BSP | NG FES - Leading the Way | Total demand (MWh) | WAKEFIELD MONCKTON ROAD | 230564.924 | 234243.808 | 238966.009 | 245216.051 | 253844.469 | 263814.671 | 272168.872 | 281386.252 | 293578.668 | 312622.331 | 331305.792 | 349610.223 | 367190.816 | 383601.043 | 398971.296 | 413383.241 | 426657.425 | 438756.901 | 448870.413 | 457602.835 | 465393.113 | 474712.571 | 483583.343 | 490990.225 | 492146.462 | 493227.164 | 494296.36 | 495351.5 | 496373.695
NPgY | BSP | NG FES - Leading the Way | Total demand (MWh) | WAKEFIELD NORTH | 362263.216 | 367713.391 | 374014.294 | 383233.078 | 396343.994 | 411458.734 | 423626.026 | 437414.376 | 456299.103 | 485305.458 | 513580.903 | 541273.925 | 567805.197 | 592621.599 | 615896.853 | 637643.295 | 657499.879 | 675175.943 | 689385.724 | 701188.06 | 711360.631 | 724346.402 | 736508.63 | 746075.723 | 746824.175 | 747428.876 | 747984.37 | 748490.731 | 748898.934
NPgY | BSP | NG FES - Leading the Way | Total demand (MWh) | WEST MELTON | 380586.945 | 392064.243 | 402046.375 | 418069.296 | 436649.182 | 457426.255 | 475166.58 | 494646.549 | 521676.411 | 565013.166 | 606637.47 | 647033.852 | 685719.399 | 722183.854 | 756586.476 | 788940.597 | 819042.053 | 846526.2 | 869840.906 | 890268.128 | 908622.304 | 929652.778 | 949627.151 | 965371.591 | 966092.721 | 966666.976 | 967213.764 | 967724.213 | 968112.114
NPgY | BSP | NG FES - Leading the Way | Total demand (MWh) | WHINMOOR | 276281.579 | 286435.049 | 292216.962 | 307213.777 | 317391.03 | 328177.724 | 336256.678 | 345128.584 | 358317.265 | 380768.219 | 401883.371 | 422176.129 | 441482.51 | 459635.679 | 476725.669 | 492735.249 | 507552.208 | 520989.138 | 532190.619 | 541727.632 | 550059.288 | 560684.461 | 570713.257 | 578202.247 | 577266.866 | 576273.353 | 575286.428 | 574291.926 | 573239.406
NPgY | BSP | NG FES - Leading the Way | Total demand (MWh) | WOLD NEWTON | 230029.682 | 232231.269 | 238623.698 | 244853.711 | 253474.428 | 263319.715 | 271345.144 | 279777.294 | 291142.431 | 309470.59 | 326972.144 | 343847.548 | 359947.35 | 374972.537 | 389084.894 | 402446.671 | 415030.542 | 426773.898 | 437057.867 | 446218.109 | 454574.704 | 464356.986 | 473764.914 | 481605.032 | 482675.991 | 483712.804 | 484770.288 | 485824.262 | 486845.339
NPgY | BSP | NG FES - Leading the Way | Total demand (MWh) | YARBOROUGH ROAD 132/33KV | 303467.645 | 304781.421 | 307254.089 | 309735.797 | 314614.62 | 320935.796 | 326012.53 | 331776.048 | 341307.402 | 359494.529 | 376792.952 | 393515.642 | 409486.39 | 424511.078 | 438643.277 | 451950.678 | 464389.254 | 475849.985 | 485751.467 | 494447.189 | 502250.57 | 511153.647 | 519622.981 | 525849.964 | 524403.187 | 522928.452 | 521468.1 | 520011.043 | 518511.584
NPgN | BSP | NG FES - System Transformation | Total demand (MWh) | ANNFIELD | 256423.4 | 257553.646 | 261838.014 | 271008.941 | 278424.601 | 286146.339 | 294597.95 | 303641.753 | 313568.688 | 323745.618 | 333487.277 | 342961.6 | 352196.135 | 362991.929 | 373633.701 | 383714.76 | 393473.01 | 402957.699 | 412116.701 | 420679.578 | 429091.826 | 437510.04 | 446238.393 | 455435.222 | 465000.658 | 475006.947 | 485460.937 | 496434.616 | 507318.143
NPgN | BSP | NG FES - System Transformation | Total demand (MWh) | BARRACK ROAD | 362103.283 | 360063.631 | 362101.58 | 363577.638 | 368530.179 | 370449.293 | 372966.899 | 375991.668 | 379719.43 | 383675.622 | 387652.756 | 391699.44 | 395773.4 | 400996.421 | 407796.683 | 414064.371 | 419722.765 | 425074.03 | 430071.558 | 434604.571 | 438955.459 | 443237.26 | 447573.536 | 452084.674 | 456700.954 | 461538.214 | 466438.729 | 471494.931 | 476451.751
NPgN | BSP | NG FES - System Transformation | Total demand (MWh) | BLUCHER | 265989.598 | 266856.645 | 281591.719 | 289403.288 | 296247.751 | 302945.047 | 310237.769 | 317992.402 | 326180.819 | 334708.469 | 342732.378 | 350431.349 | 357749.028 | 366801.392 | 375711.158 | 383761.79 | 391598.949 | 399252.99 | 406633.172 | 413632.56 | 420608.093 | 427676.273 | 435126.776 | 443129.826 | 451545.998 | 460362.315 | 469602.704 | 479334.522 | 488966.41
NPgN | BSP | NG FES - System Transformation | Total demand (MWh) | BOWESFIELD | 329695.709 | 332497.715 | 341150.394 | 350732.132 | 362063.648 | 373453.625 | 385965.088 | 399349.326 | 413768.477 | 428713.472 | 443224.087 | 457545.064 | 471604.417 | 488101.961 | 506188.609 | 522996.84 | 539195.782 | 554860.589 | 569791.096 | 583776.164 | 597392.233 | 610854.289 | 624622.048 | 638992.495 | 653787.277 | 669203.277 | 685202.138 | 701905.526 | 718531.855
NPgN | BSP | NG FES - System Transformation | Total demand (MWh) | CHIRTON GRANGE | 235803.684 | 237139.062 | 241611.974 | 248765.061 | 255654.703 | 262294.151 | 269483.439 | 277024.168 | 285075.482 | 293233.618 | 300856.371 | 308121.304 | 315031.506 | 323774.258 | 333675.654 | 342336.635 | 350579.93 | 358613.843 | 366427.791 | 373825.905 | 381236.075 | 388810.193 | 396833.649 | 405482.388 | 414595.96 | 424201.715 | 434281.196 | 444898.234 | 455405.822
NPgN | BSP | NG FES - System Transformation | Total demand (MWh) | COALBURNS | 399884.788 | 399099.245 | 400450.194 | 402400.843 | 405136.414 | 407541.524 | 410483.556 | 413876.226 | 417812.625 | 422030.81 | 426222.466 | 430454.865 | 434700.251 | 439679.433 | 445157.502 | 450305.995 | 455198.436 | 459873.523 | 464250.36 | 468209.216 | 471955.122 | 475564.856 | 479188.768 | 482927.966 | 486731.036 | 490682.721 | 494775.345 | 499052.399 | 503276.323
NPgN | BSP | NG FES - System Transformation | Total demand (MWh) | DARLINGTON CENTRAL | 203645.56 | 203727.142 | 206232.842 | 210216.794 | 214753.364 | 219208.591 | 224305.655 | 229919.78 | 236104.282 | 242625.85 | 249032.347 | 255429.057 | 261740.19 | 269433.967 | 278331.049 | 286175.722 | 293499.75 | 300414.609 | 306830.23 | 312629.613 | 318113.233 | 323393.203 | 328686.855 | 334151.609 | 339701.459 | 345459.651 | 351405.193 | 357601.828 | 363700.483
NPgN | BSP | NG FES - System Transformation | Total demand (MWh) | DARLINGTON NORTH | 345010.427 | 347414.514 | 360001.918 | 365233.723 | 370753.247 | 376716.696 | 383618.22 | 391321.103 | 411522.156 | 420698.82 | 429791.16 | 438950.265 | 448129.41 | 528773.912 | 539965.737 | 550537.174 | 560654.662 | 570285.48 | 579352.309 | 587592.643 | 595368.701 | 602810.931 | 610220.751 | 617792.447 | 625448.538 | 633350.086 | 641529.504 | 650056.149 | 658493.318
NPgN | BSP | NG FES - System Transformation | Total demand (MWh) | DUNSTON | 484097.904 | 483072.278 | 491314.552 | 500175.717 | 507923.453 | 515732.433 | 524763.644 | 534784.37 | 545890.175 | 557684.67 | 569159.593 | 580563.746 | 591767.897 | 606696.004 | 624012.282 | 638969.268 | 652933.754 | 666299.882 | 678895.352 | 690527.607 | 701856.696 | 713156.991 | 724867.384 | 737325.398 | 750344.492 | 763991.54 | 778185.441 | 793084.883 | 807745.289
NPgN | BSP | NG FES - System Transformation | Total demand (MWh) | FLATWORTH | 162929.471 | 163511.651 | 170138.351 | 173720.303 | 177544.143 | 181559.404 | 186019.446 | 190832.618 | 196001.388 | 201444.577 | 206735.403 | 211974.815 | 217125.911 | 223574.734 | 230947.415 | 237331.205 | 243406.519 | 249263.071 | 254816.562 | 260001.422 | 265043.816 | 270038.233 | 275172.114 | 280571.16 | 286170.63 | 292004.702 | 298087.252 | 304464.103 | 310780.88
NPgN | BSP | NG FES - System Transformation | Total demand (MWh) | GOSFORTH | 359862.486 | 359629.669 | 362502.019 | 368091.365 | 373424.133 | 378686.47 | 384608.706 | 391024.78 | 398097.718 | 405424.226 | 412374.288 | 419119.546 | 425687.997 | 434029.846 | 443003.112 | 451191.908 | 459052.271 | 466716.017 | 474160.857 | 481173.392 | 488154.756 | 495255.237 | 502759.267 | 510858.75 | 519414.049 | 528416.201 | 537868.467 | 547841.791 | 557691.427
NPgN | BSP | NG FES - System Transformation | Total demand (MWh) | HARROGATE 132/33KV | 290965.754 | 292284.831 | 296713.539 | 303452.148 | 309274.477 | 318075.185 | 323352.238 | 328879.545 | 334841.814 | 340804.224 | 346399.661 | 351719.036 | 356768.725 | 362477.649 | 369343.257 | 375645.788 | 381665.62 | 387517.79 | 393209.655 | 398562.995 | 403860.539 | 409190.128 | 414741.961 | 420619.109 | 426692.658 | 433078.439 | 439747.752 | 446731.725 | 453670.98
NPgN | BSP | NG FES - System Transformation | Total demand (MWh) | HUSTHWAITE | 136892.087 | 137821.452 | 142282.747 | 147025.506 | 150118.001 | 153142.78 | 156484.927 | 160074.099 | 163958.427 | 167996.756 | 172014.985 | 176041.099 | 180045.179 | 184536.639 | 189718.547 | 194536.134 | 199091.304 | 203452.558 | 207561.106 | 211370.44 | 215011.158 | 218529.668 | 222017.27 | 225543.458 | 229066.85 | 232686.684 | 236364.551 | 240134.978 | 243888.268
NPgN | BSP | NG FES - System Transformation | Total demand (MWh) | LEEMING BAR_SKEEBY | 452531.698 | 457047.981 | 469826.967 | 482729.32 | 496636.933 | 511057.147 | 526854.396 | 543773.898 | 562169.033 | 581189.557 | 600052.123 | 618914.06 | 637660.046 | 658417.501 | 681582.343 | 703593.035 | 724532.263 | 744605.231 | 763584.552 | 781230.187 | 798146.547 | 814547.245 | 830851.265 | 847349.445 | 863894.263 | 880928.427 | 898270.627 | 916082.222 | 933847.586
NPgN | BSP | NG FES - System Transformation | Total demand (MWh) | LINTON | 237376.19 | 238628.501 | 248213.679 | 259043.087 | 265049.9 | 270743.126 | 277084.821 | 283876.225 | 291260.386 | 298802.005 | 306026.306 | 313052.249 | 319813.407 | 328084.995 | 338696.113 | 348090.041 | 356754.727 | 364977.46 | 372660.834 | 379715.912 | 386527.516 | 393236.107 | 400089.594 | 407261.383 | 414607.708 | 422327.387 | 430278.347 | 438553.276 | 446737.582
NPgN | BSP | NG FES - System Transformation | Total demand (MWh) | MALTON GRID | 326624.948 | 327785.434 | 333116.585 | 342287.305 | 350981.945 | 359511.3 | 368935.874 | 379003.794 | 389932.59 | 401141.377 | 412013.161 | 422637.8 | 432909.616 | 444547.388 | 457792.097 | 470155.904 | 481691.833 | 492623.612 | 502825.222 | 512141.218 | 521034.175 | 529662.708 | 538319.285 | 547208.459 | 556162.423 | 565484.292 | 575015.118 | 584870.67 | 594652.555
NPgN | BSP | NG FES - System Transformation | Total demand (MWh) | MELROSEGATE | 582737.893 | 582993.494 | 597367.535 | 614292.487 | 625652.956 | 636226.759 | 648008.211 | 660728.355 | 674751.912 | 689148.432 | 702835.883 | 716070.323 | 728893.885 | 743840.894 | 761200.892 | 777451.737 | 792696.089 | 807319.951 | 821228.929 | 834080.757 | 846510.681 | 858741.475 | 871216.344 | 884228.701 | 897530.738 | 911468.737 | 925848.58 | 940820.99 | 955676.64
NPgN | BSP | NG FES - System Transformation | Total demand (MWh) | NORTH TEES | 573406.117 | 575547.88 | 609634.576 | 619262.149 | 630609.549 | 643021.71 | 657199.971 | 673023.995 | 690739.253 | 709618.393 | 728797.961 | 748454.49 | 768399.69 | 790984.974 | 815577.057 | 838914.485 | 861011.895 | 881938.516 | 901500.642 | 919404.56 | 936246.194 | 952280.961 | 967958.859 | 983635.776 | 999262.558 | 1015213.466 | 1031365.686 | 1047924.115 | 1064343.383
NPgN | BSP | NG FES - System Transformation | Total demand (MWh) | POTTER HOUSE | 381398.91 | 382746.461 | 395153.467 | 402571.502 | 410819.986 | 418673.589 | 427244.458 | 436297.984 | 446106.772 | 456023.359 | 465365.999 | 474335.798 | 482955.211 | 493074.306 | 504338.915 | 515049.712 | 525416.24 | 535588.456 | 545524.014 | 554949.246 | 564322.817 | 573787.07 | 583658.06 | 594106.022 | 604951.487 | 616355.22 | 628215.244 | 640610.923 | 652961.799
NPgN | BSP | NG FES - System Transformation | Total demand (MWh) | RAVENSWORTH | 266379.831 | 265392.523 | 281514.802 | 285115.624 | 288075.822 | 291626.859 | 296284.964 | 302144.99 | 310483.438 | 318738.415 | 327627.819 | 337202.497 | 347404.653 | 362103.42 | 372930.16 | 383634.796 | 393677.644 | 402871.368 | 411020.181 | 418025.107 | 424074.726 | 429291.301 | 433861.143 | 437938.973 | 441667.949 | 445248.429 | 448723.146 | 452195.944 | 455585.561
NPgN | BSP | NG FES - System Transformation | Total demand (MWh) | SCARBOROUGH GRID | 378179.846 | 377390.934 | 380278.75 | 385659.124 | 392377.777 | 399626.627 | 407790.122 | 416622.817 | 426303.869 | 436251.632 | 445780.505 | 455065.841 | 463986.413 | 475707.099 | 490458.807 | 503184.095 | 514899.365 | 526078.683 | 536601.89 | 546324.463 | 555833.896 | 565351.701 | 575222.348 | 585697.56 | 596586.027 | 608050.555 | 619909.661 | 632300.862 | 644509.358
NPgN | BSP | NG FES - System Transformation | Total demand (MWh) | SEAL SANDS | 162961.025 | 198438.684 | 205470.726 | 206118.188 | 206663.651 | 207260.446 | 207909.697 | 208610.172 | 209363.09 | 210163.376 | 211012.207 | 211908.641 | 212851.686 | 213841.574 | 214920.347 | 216041.503 | 217199.62 | 218395.18 | 219607.185 | 220818.035 | 222028.314 | 223238.031 | 224448.146 | 225658.949 | 226869.914 | 228084.786 | 229299.674 | 230515.326 | 231732.871
NPgN | BSP | NG FES - System Transformation | Total demand (MWh) | SPADEADAM 33KV | 6775.195 | 6766.486 | 6833.389 | 6915.246 | 7023.029 | 7118.238 | 7228.107 | 7348.596 | 7487.91 | 7626.839 | 7762.447 | 7895.592 | 8024.778 | 8184.425 | 8423.793 | 8641.342 | 8831.607 | 9008.995 | 9172.019 | 9318.94 | 9459.44 | 9596.985 | 9734.658 | 9875.654 | 10016.969 | 10165.865 | 10313.606 | 10463.5 | 10610.584
NPgN | BSP | NG FES - System Transformation | Total demand (MWh) | SPENNYMOOR 132/66KV | 297606.846 | 300165.018 | 312225.353 | 342754.369 | 371609.665 | 384298.631 | 398377.926 | 413648.356 | 430545.652 | 448031.573 | 465181.739 | 482191.001 | 499046.058 | 518422.524 | 538938.889 | 558397.89 | 576971.476 | 594689.49 | 611468.43 | 626911.319 | 641726.872 | 656188.979 | 670846.477 | 686049.96 | 701653.559 | 717874.97 | 734710.97 | 752311.528 | 769742.618
NPgN | BSP | NG FES - System Transformation | Total demand (MWh) | TORONTO | 260687.311 | 261722.589 | 265741.973 | 271490.851 | 278544.635 | 285978.962 | 294193.907 | 303007.24 | 312564.558 | 322448.36 | 332012.367 | 341422.025 | 350619.222 | 361673.904 | 374116.835 | 385417.397 | 396056.24 | 406235.407 | 415882.086 | 424825.61 | 433500.026 | 442068.875 | 450830.83 | 460000.362 | 469436.61 | 479268.757 | 489426.236 | 500007.698 | 510467.278
NPgN | BSP | NG FES - System Transformation | Total demand (MWh) | WORMALD GREEN 132/33KV | 227342.404 | 228264.607 | 236956.109 | 243489.098 | 248837.413 | 253939.367 | 259937.938 | 266770.803 | 274604.766 | 283030.915 | 291719.202 | 300725.33 | 309987.205 | 320125.748 | 331505.597 | 342268.022 | 352289.361 | 361600.654 | 370093.188 | 377638.852 | 384500.527 | 390803.378 | 396760.101 | 402556.777 | 408185.966 | 413867.586 | 419588.704 | 425438.256 | 431208.464
NPgY | BSP | NG FES - System Transformation | Total demand (MWh) | ATTERCLIFFE | 210372.294 | 217503.133 | 220685.764 | 222807.994 | 225935.726 | 229761.581 | 233992.574 | 238724.841 | 244058.955 | 249682.435 | 255278.452 | 260933.91 | 266630.795 | 273092.487 | 279298.009 | 285847.918 | 292149.734 | 298139.143 | 303635.036 | 308543.888 | 313125.537 | 317713.327 | 322244.835 | 326842.742 | 331461.346 | 336226.861 | 341090.415 | 346118.483 | 351082.344
NPgY | BSP | NG FES - System Transformation | Total demand (MWh) | BARUGH 132/66KV | 301704.737 | 308336.114 | 316236.34 | 323373.738 | 332492.272 | 342934.06 | 354170.568 | 366354.373 | 379644.5 | 393436.76 | 407089.301 | 420777.453 | 434433.556 | 485500.399 | 500781.088 | 516272.885 | 531292.209 | 545719.886 | 559246.84 | 571645.959 | 583418.843 | 595053.227 | 606692.222 | 618593.177 | 630638.339 | 643082.009 | 655846.327 | 669062.445 | 682196.334
NPgY | BSP | NG FES - System Transformation | Total demand (MWh) | BEESTON ROYDS 132/33KV | 481730.889 | 503441.608 | 526265.062 | 546189.885 | 555237.718 | 564180.916 | 574380.048 | 586069.691 | 599437.846 | 613814.661 | 628388.173 | 643368.242 | 658683.645 | 676319.372 | 695968.886 | 715034.183 | 733148.625 | 750268.869 | 766098.97 | 780355.33 | 793599.997 | 806099.102 | 818325.362 | 830640.617 | 842983.687 | 855683.23 | 868700.488 | 882206.664 | 895533.628
NPgY | BSP | NG FES - System Transformation | Total demand (MWh) | BEVERLEY 132/33KV | 425395.405 | 436794.342 | 448867.241 | 459001.392 | 469852.264 | 482314.568 | 495256.49 | 508958.638 | 523648.501 | 538499.628 | 552792.12 | 566761.711 | 580395.896 | 596017.017 | 613435.943 | 630866.339 | 647855.297 | 664456.113 | 680308.135 | 695158.161 | 709649.625 | 724488.829 | 739696.591 | 755548.879 | 771819.419 | 788841.807 | 806427.211 | 824710.024 | 842928.237
NPgY | BSP | NG FES - System Transformation | Total demand (MWh) | BINGLEY 132/33KV | 233776.548 | 234302.372 | 238661.661 | 246493.062 | 252304.579 | 259116.109 | 266200.38 | 273863.544 | 282226.683 | 290844.177 | 299164.315 | 307360.029 | 315408.924 | 324946.674 | 334852.866 | 344540.247 | 353899.341 | 362911.208 | 371419.46 | 379203.856 | 386682.708 | 394257.163 | 402014.704 | 410151.102 | 418551.209 | 427323.047 | 436448.482 | 446008.874 | 455426.874
NPgY | BSP | NG FES - System Transformation | Total demand (MWh) | BLACKBURN MEADOWS B | 343360.344 | 345496.701 | 347713.549 | 348392.314 | 349887.423 | 352084.012 | 354927.487 | 358513.257 | 362910.548 | 367888.993 | 373253.051 | 379041.983 | 385212.237 | 392162.321 | 399601.315 | 407094.132 | 414272.555 | 421053.286 | 427264.423 | 432805.908 | 437829.822 | 442517.035 | 446919.273 | 451161.408 | 455267.868 | 459381.568 | 463483.323 | 467641.196 | 471746.259
NPgY | BSP | NG FES - System Transformation | Total demand (MWh) | BLYTON | 225945.091 | 228602.115 | 235425.623 | 241530.461 | 249054.671 | 257552.661 | 266702.557 | 276529.283 | 287122.969 | 298096.892 | 308992.354 | 319927.753 | 330845.55 | 342879.503 | 355727.812 | 368363.82 | 380540.926 | 392254.987 | 403341.788 | 413663.435 | 423570.995 | 433148.414 | 442685.063 | 452368.139 | 462118.722 | 472154.156 | 482414.824 | 492994.275 | 503536.462
NPgY | BSP | NG FES - System Transformation | Total demand (MWh) | BRADFORD | 355152.223 | 359505.408 | 372322.894 | 381083.185 | 391409.816 | 402016.394 | 413224.848 | 425421.601 | 438821.688 | 452623.705 | 466214.68 | 479731.694 | 493064.637 | 508187.854 | 523946.616 | 539618.606 | 554502.07 | 568631.264 | 581644.48 | 593331.518 | 604317.572 | 615408.157 | 626478.436 | 637802.332 | 649220.269 | 661016.484 | 673050.214 | 685472.414 | 697663.053
NPgY | BSP | NG FES - System Transformation | Total demand (MWh) | BRAMHAM | 348761.025 | 356164.543 | 375114.395 | 389862.975 | 398173.188 | 406457.726 | 415856.215 | 426428.233 | 454661.606 | 467337.647 | 480266.024 | 493551.499 | 507126.702 | 566268.191 | 580836.068 | 595918.494 | 610327.869 | 623813.579 | 636027.934 | 646856.323 | 656685.289 | 665880.134 | 674516.917 | 682831.831 | 690801.453 | 698835.262 | 706885.896 | 715072.381 | 723215.207
NPgY | BSP | NG FES - System Transformation | Total demand (MWh) | BRANSHOLME | 211468.17 | 211998.939 | 215341.192 | 221510.36 | 225336.767 | 229924.352 | 234473.536 | 239200.926 | 244169.462 | 249112.031 | 253615.462 | 257784.673 | 261647.366 | 266851.77 | 272588.963 | 278091.239 | 283673.67 | 289363.505 | 295094.402 | 300648.338 | 306355.382 | 312437.619 | 319057.534 | 326340.946 | 334149.702 | 342463.162 | 351288.329 | 360660.235 | 369958.404
NPgY | BSP | NG FES - System Transformation | Total demand (MWh) | BRIGHOUSE 132/33KV | 333560.581 | 339336.495 | 348102.005 | 355582.738 | 362856.387 | 371479.479 | 380779.257 | 391067.192 | 402472.11 | 414435.064 | 426359.6 | 438385.371 | 450391.477 | 522816.938 | 536660.347 | 550273.345 | 563215.556 | 575444.874 | 586705.265 | 596794.001 | 606200.707 | 615486.275 | 624664.215 | 633981.162 | 643347.965 | 652963.203 | 662793.119 | 672961.417 | 682934.602
NPgY | BSP | NG FES - System Transformation | Total demand (MWh) | DONCASTER B/THORPE MARSH | 637953.379 | 665783.209 | 686629.706 | 707985.008 | 728196.106 | 769268.46 | 794719.35 | 822985.457 | 854360.214 | 887636.966 | 921230.594 | 955573.073 | 990483.899 | 1083245.623 | 1125176.439 | 1166124.431 | 1205425.689 | 1242686.507 | 1277374.568 | 1308989.348 | 1338591.446 | 1366597.319 | 1394020.118 | 1421564.239 | 1449134.364 | 1477401.865 | 1506379.689 | 1536379.677 | 1566143.636
NPgY | BSP | NG FES - System Transformation | Total demand (MWh) | DONCASTER CENTRAL | 124400.229 | 124829.359 | 128906.839 | 131086.113 | 133960.508 | 137291.356 | 140756.416 | 144434.118 | 148389.351 | 152395.007 | 156254.539 | 160027.896 | 163705.189 | 167936.03 | 172229.027 | 176660.037 | 180980.198 | 185180.29 | 189154.026 | 192841.067 | 196431.522 | 200189.221 | 204037.937 | 208050.93 | 212165.567 | 216460.88 | 220883.113 | 225470.877 | 230024.217
NPgY | BSP | NG FES - System Transformation | Total demand (MWh) | DRIFFIELD/BEVERLEY GROUP | 532646.37 | 536103.162 | 544835.136 | 555964.645 | 570343.138 | 586938.051 | 604833.656 | 623947.359 | 644479.69 | 665443.013 | 685894.416 | 706120.35 | 725991.214 | 747998.994 | 773023.402 | 797333.364 | 820525.237 | 842863.028 | 864040.977 | 883815.757 | 902971.551 | 921416.932 | 939942.267 | 958914.934 | 978082.551 | 997981.915 | 1018363.595 | 1039426.127 | 1060417.389
NPgY | BSP | NG FES - System Transformation | Total demand (MWh) | FEATHERSTONE | 415812.449 | 424073.734 | 433966.06 | 444891.331 | 456622.927 | 470509.328 | 486128.556 | 503794.542 | 523736.059 | 545202.075 | 567506.041 | 590815.385 | 614989.112 | 641313.099 | 669393.739 | 697256.71 | 723860.278 | 748851.46 | 771759.827 | 792385.972 | 811245.98 | 828911.543 | 845657.803 | 861922.763 | 877781.733 | 893770.092 | 909857.955 | 926267.077 | 942583.11
NPgY | BSP | NG FES - System Transformation | Total demand (MWh) | GIRLINGTON | 264300.837 | 267064.015 | 269648.151 | 272564.11 | 276854.038 | 281981.719 | 287260.297 | 292944.451 | 299183.613 | 305490.522 | 311503.305 | 317341.983 | 322981.682 | 329900.274 | 337325.021 | 344725.76 | 351781.89 | 358597.009 | 364988.692 | 370799.799 | 376421.02 | 382340.148 | 388449.912 | 394894.899 | 401544.114 | 408528.398 | 415718.426 | 423197.325 | 430545.178
NPgY | BSP | NG FES - System Transformation | Total demand (MWh) | HALIFAX 132/33KV | 159644.475 | 159901.54 | 161877.316 | 164645.191 | 168372.462 | 172772.631 | 177475.168 | 182624.536 | 188286.273 | 194156.789 | 200022.2 | 205916.985 | 211728.501 | 218138.263 | 225059.626 | 231623.701 | 237679.03 | 243325.374 | 248497.015 | 253127.763 | 257438.015 | 261638.052 | 265747.512 | 269867.572 | 273949.271 | 278098.174 | 282248.486 | 286470.375 | 290568.506
NPgY | BSP | NG FES - System Transformation | Total demand (MWh) | HECKMONDWIKE | 206581.387 | 206641.228 | 209614.29 | 213432.506 | 218879.588 | 225454.248 | 232708.881 | 240781.503 | 249773.779 | 259296.792 | 268820.099 | 278473.515 | 288224.389 | 299107.577 | 308500.351 | 318418.038 | 328042.82 | 337142.469 | 345393.358 | 352642.98 | 359282.283 | 365903.699 | 372377.323 | 378908.411 | 385448.83 | 392139.042 | 399026.631 | 406195.373 | 413252.526
NPgY | BSP | NG FES - System Transformation | Total demand (MWh) | HOLMFIELD | 270107.045 | 270607.292 | 276300.161 | 281804.8 | 289362.75 | 298166.284 | 307190.559 | 316844.344 | 327262.512 | 337926.963 | 348135.578 | 358093.358 | 367794.045 | 379012.851 | 389205.215 | 399690.188 | 410057.878 | 420082.76 | 429543.549 | 438154.252 | 446443.796 | 455097.979 | 464013.482 | 473412.422 | 483145.066 | 493315.857 | 503975.934 | 515196.541 | 526262.333
NPgY | BSP | NG FES - System Transformation | Total demand (MWh) | HULL EAST 132/33KV | 311161.94 | 315008.865 | 317748.45 | 321954.638 | 328008.311 | 335511.426 | 343730.973 | 352909.943 | 363146.556 | 374053.044 | 385080.643 | 396364.865 | 407845.07 | 420894.35 | 434754.041 | 448123.655 | 460928.968 | 473126.574 | 484533.696 | 494922.852 | 504672.51 | 514014.275 | 523223.3 | 532541.137 | 541931.76 | 551560.51 | 561454.339 | 571717.986 | 581861.821
NPgY | BSP | NG FES - System Transformation | Total demand (MWh) | HULL SOUTH | 373979.574 | 385361.913 | 388917.051 | 395906.184 | 401787.588 | 409139.264 | 417051.658 | 425681.099 | 435236.72 | 445051.712 | 454567.024 | 463945.628 | 473120.273 | 484379.74 | 498052.277 | 511069.695 | 523288.701 | 535023.181 | 546123.382 | 556387.993 | 566373.627 | 576269.369 | 586436.885 | 597127.279 | 608177.706 | 619790.41 | 631763.283 | 644247.253 | 656564.078
NPgY | BSP | NG FES - System Transformation | Total demand (MWh) | HULL WEST | 255543.745 | 263448.997 | 276213.09 | 281744.634 | 288804.248 | 296827.613 | 305401.114 | 314768.357 | 325028.736 | 335759.435 | 346440.958 | 357220.97 | 368062.084 | 380165.945 | 393032.113 | 405709.309 | 417983.578 | 429769.512 | 440830.668 | 450965.052 | 460539.713 | 469887.86 | 479157.951 | 488558.947 | 498022.129 | 507764.886 | 517774.894 | 528138.993 | 538429.319
NPgY | BSP | NG FES - System Transformation | Total demand (MWh) | HUMBERSTON | 127939.452 | 131417.09 | 133187.55 | 134985.402 | 137735.224 | 141107.59 | 144560.031 | 148171.259 | 152003.24 | 155833.397 | 159353.344 | 162665.018 | 165763.347 | 169639.842 | 173879.306 | 177951.4 | 181950.422 | 185906.76 | 189770.106 | 193424.105 | 197107.316 | 200914.207 | 204981.216 | 209397.308 | 214069.288 | 219021.805 | 224245.645 | 229770.383 | 235226.995
NPgY | BSP | NG FES - System Transformation | Total demand (MWh) | HUNNINGLEY | 209126.329 | 209894.253 | 212006.49 | 214662.508 | 218102.711 | 222154.499 | 226676.223 | 231558.469 | 236853.062 | 242341.069 | 247783.223 | 253243.366 | 258692.745 | 264698.835 | 270485.537 | 276430.755 | 282257.91 | 287904.726 | 293266.089 | 298267.899 | 303079.543 | 307738.57 | 312389.043 | 317112.922 | 321862.233 | 326743.38 | 331726.954 | 336856.822 | 341987.438
NPgY | BSP | NG FES - System Transformation | Total demand (MWh) | HUNSHELF | 383984.617 | 385794.589 | 388362.014 | 391419.075 | 395182.99 | 399312.073 | 403739.169 | 408517.462 | 413736.218 | 419108.665 | 424360.007 | 429578.488 | 434752.979 | 440667.692 | 447056.314 | 453431.121 | 459584.559 | 465500.58 | 471062.833 | 476187.75 | 481095.836 | 485981.62 | 490909.318 | 495987.28 | 501157.128 | 506537.998 | 512082.238 | 517843.019 | 523571.052
NPgY | BSP | NG FES - System Transformation | Total demand (MWh) | IMMINGHAM | 316777.891 | 329549.311 | 332516.008 | 336569.63 | 342195.636 | 349584.33 | 358941.189 | 370602.163 | 384679.746 | 400854.068 | 418733.421 | 438354.369 | 459544.941 | 482346.193 | 506243.305 | 529347.496 | 550924.67 | 570537.781 | 587871.574 | 602791.304 | 615505.087 | 626236.307 | 635364.917 | 643298.902 | 650349.668 | 656904.764 | 663153.721 | 669291.8 | 675262.041
NPgY | BSP | NG FES - System Transformation | Total demand (MWh) | KIRKHAW LANE | 349140.024 | 357893.88 | 362217.686 | 367330.429 | 373675.628 | 380905.599 | 388741.277 | 397327.556 | 406771.805 | 416707.047 | 426791.118 | 437117.478 | 447659.789 | 459198.959 | 471202.519 | 483438.991 | 495453.387 | 507098.122 | 518102.179 | 528316.792 | 538014.465 | 547562.275 | 556979.542 | 566429.343 | 575875.967 | 585516.271 | 595320.186 | 605363.06 | 615374.66
NPgY | BSP | NG FES - System Transformation | Total demand (MWh) | KIRKSTALL C 2/5 | 242288.696 | 244407.271 | 249417.613 | 251669.172 | 253815.928 | 255289.566 | 257018.826 | 258997.42 | 261305.018 | 263678.421 | 266000.986 | 268305.097 | 270556.657 | 273387.308 | 277570.609 | 281532.999 | 285146.366 | 288603.488 | 291838.776 | 294808.209 | 297686.423 | 300488.9 | 303331.271 | 306281.576 | 309273.034 | 312425.361 | 315605.008 | 318867.929 | 322076.952
NPgY | BSP | NG FES - System Transformation | Total demand (MWh) | KIRKSTALL C/RING ROAD HORSFORTH | 369998.965 | 391182.67 | 413017.742 | 432398.005 | 449971.946 | 462456.164 | 475490.136 | 489210.308 | 503634.136 | 518378.819 | 532154.189 | 545273.75 | 557701.158 | 571769.667 | 584988.242 | 597796.72 | 610551.264 | 623117.985 | 635389.907 | 646933.326 | 658330.469 | 669685.014 | 681554.86 | 694179.091 | 707291.171 | 721000.55 | 735445.089 | 750672.855 | 765740.031
NPgY | BSP | NG FES - System Transformation | Total demand (MWh) | LEEDS EAST | 346243.81 | 360416.317 | 368199.287 | 375634.184 | 384260.51 | 393006.401 | 402678.497 | 413415.943 | 425348.533 | 437956.271 | 450420.211 | 462961.924 | 475526.947 | 490141.814 | 506648.01 | 522208.751 | 536964.123 | 550993.464 | 564180.498 | 576249.338 | 587700.407 | 598471.267 | 609228.78 | 620274.668 | 631510.404 | 643159.582 | 655215.093 | 667808.655 | 680246.048
NPgY | BSP | NG FES - System Transformation | Total demand (MWh) | LEEDS NORTH | 277085.074 | 284660.864 | 293065.687 | 299277.342 | 305750.709 | 311367.062 | 317284.829 | 323565.192 | 330335.41 | 337139.694 | 343481.775 | 349514.672 | 355218.189 | 362281.46 | 371347.524 | 379749.649 | 387654.765 | 395349.885 | 402789.624 | 409800.527 | 416769.824 | 423648.183 | 430829.808 | 438467.673 | 446394.107 | 454758.846 | 463419.984 | 472459.007 | 481370.817
NPgY | BSP | NG FES - System Transformation | Total demand (MWh) | LINDLEY | 344352.612 | 348540.319 | 352327.596 | 357163.262 | 363912.477 | 371743.809 | 379924.936 | 388670.43 | 398095.15 | 407685.897 | 416748.568 | 425494.601 | 433892.801 | 443989.286 | 454955.753 | 465556.277 | 475804.272 | 485784.159 | 495345.829 | 504228.789 | 512950.654 | 521770.14 | 530949.694 | 540700.545 | 550836.778 | 561491.857 | 572606.899 | 584270.012 | 595777.442
NPgY | BSP | NG FES - System Transformation | Total demand (MWh) | LOW ROAD | 418065.261 | 471486.343 | 497809.669 | 507488.077 | 513786.667 | 520411.528 | 528439.176 | 538092.928 | 549578.215 | 562237.346 | 575619.226 | 589821.596 | 604715.964 | 664209.928 | 683664.402 | 702451.371 | 719939.863 | 736118.593 | 750698.039 | 763531.524 | 775007.66 | 785362.934 | 794948.046 | 804089.823 | 812837.129 | 821617.127 | 830320.53 | 839136.491 | 847787.448
NPgY | BSP | NG FES - System Transformation | Total demand (MWh) | MALLARD WAY | 231296.129 | 232778.204 | 236072.106 | 238916.394 | 242766.451 | 247386.554 | 252473.955 | 258174.129 | 264565.464 | 271365.194 | 278302.54 | 285445.05 | 292744.076 | 300969.735 | 309955.456 | 318675.969 | 326965.56 | 334825.682 | 342135.01 | 348779.861 | 354987.827 | 360931.721 | 366730.933 | 372530.896 | 378312.233 | 384216.742 | 390213.144 | 396376.257 | 402469.088
NPgY | BSP | NG FES - System Transformation | Total demand (MWh) | MENSTON | 239085.161 | 240226.855 | 246028.524 | 250961.058 | 256505.463 | 261812.15 | 267237.785 | 273012.664 | 279266.576 | 285570.599 | 291494.061 | 297183.815 | 302652.349 | 309186.873 | 316493.132 | 323802.273 | 330941.016 | 337921.507 | 344585.373 | 350767.42 | 356807.455 | 363083.143 | 369597.933 | 376485.613 | 383614.907 | 391124.065 | 398932.963 | 407101.214 | 415190.544
NPgY | BSP | NG FES - System Transformation | Total demand (MWh) | MOSS ROAD | 163861.249 | 165547.195 | 167461.583 | 168764.412 | 170852.932 | 173511.39 | 176518.553 | 179795.037 | 183398.73 | 187088.237 | 190649.998 | 194141.806 | 197508.84 | 201604.97 | 206840.406 | 211683.035 | 216174.994 | 220474.757 | 224575.68 | 228416.557 | 232205.013 | 235762.118 | 239417.267 | 243260.389 | 247219.103 | 251384.432 | 255670.744 | 260135.837 | 264544.824
NPgY | BSP | NG FES - System Transformation | Total demand (MWh) | OSGODBY 1/2 | 7076.759 | 7076.759 | 7076.759 | 7076.759 | 7076.759 | 7076.759 | 7076.759 | 7076.759 | 7076.759 | 7076.759 | 7076.759 | 7076.759 | 7076.759 | 7076.759 | 7076.759 | 7076.759 | 7076.759 | 7076.759 | 7076.759 | 7076.759 | 7076.759 | 7076.759 | 7076.759 | 7076.759 | 7076.759 | 7076.759 | 7076.759 | 7076.759 | 7076.759
NPgY | BSP | NG FES - System Transformation | Total demand (MWh) | OSGODBY 3/4 | 256902.129 | 266310.255 | 271825.899 | 278013.813 | 290583.056 | 299593.14 | 309921.024 | 321376.803 | 333998.385 | 347459.617 | 361227.724 | 375390.309 | 389835.83 | 405446.458 | 421681.673 | 437546.839 | 452727.139 | 467074.144 | 480445.907 | 492704.754 | 504172.75 | 514522.055 | 524449.541 | 534196.547 | 543762.084 | 553425.197 | 563209.955 | 573233.26 | 583230.819
NPgY | BSP | NG FES - System Transformation | Total demand (MWh) | RODLEY | 328308.02 | 333280.208 | 340222.708 | 351196.078 | 359284.563 | 367186.031 | 375250.288 | 383852.814 | 393120.173 | 402575.674 | 411468.959 | 420020.385 | 428240.132 | 438084.951 | 447565.003 | 457043.105 | 466377.924 | 475507.076 | 484250.824 | 492303.022 | 500163.095 | 508370.171 | 516926.117 | 526026.356 | 535493.654 | 545429.782 | 555825.96 | 566752.259 | 577524.906
NPgY | BSP | NG FES - System Transformation | Total demand (MWh) | SAINT ANDREWS ROAD 132/33KV | 276032.913 | 275972.692 | 280134.173 | 284378.968 | 290399.504 | 297565.229 | 305279.851 | 313649.572 | 322785.311 | 332222.513 | 341386.269 | 350432.544 | 359308.381 | 368983.306 | 378676.902 | 388453.974 | 397749.545 | 406527.182 | 414638.657 | 421921.986 | 428795.501 | 435429.796 | 442019.896 | 448747.185 | 455503.393 | 462498.107 | 469696.246 | 477183.883 | 484569.98
NPgY | BSP | NG FES - System Transformation | Total demand (MWh) | SALTEND 132/33KV | 60809.336 | 60919.758 | 61064.724 | 61239.77 | 61445.619 | 61681.05 | 61945.18 | 62237.491 | 62558.229 | 62904.766 | 63276.697 | 63673.251 | 64093.169 | 64539.435 | 65015.486 | 65511.517 | 66023.587 | 66552.89 | 67089.241 | 67623.267 | 68156.207 | 68688.599 | 69220.418 | 69752.107 | 70283.304 | 70815.174 | 71346.134 | 71876.797 | 72407.259
NPgY | BSP | NG FES - System Transformation | Total demand (MWh) | SANTON | 563522.802 | 574197.595 | 589022.735 | 606167.199 | 618359.382 | 631686.508 | 645708.923 | 660557.286 | 676333.24 | 692663.391 | 709152.016 | 725905.733 | 742871.567 | 761091.156 | 780969.577 | 800621.781 | 819954.786 | 839000.379 | 857527.822 | 875314.044 | 892665.529 | 909696.284 | 926669.743 | 943764.171 | 960913.11 | 978342.628 | 995981.765 | 1013918.591 | 1031821.222
NPgY | BSP | NG FES - System Transformation | Total demand (MWh) | SCUNTHORPE NORTH | 610047.049 | 614550.246 | 621723.745 | 629000.178 | 637752.928 | 647929.293 | 659298.754 | 672038.064 | 686304.908 | 701640.49 | 717781.022 | 734782.412 | 752552.407 | 771508.966 | 792667.685 | 813656.423 | 833765.525 | 852868.534 | 870624.773 | 886945.876 | 902093.531 | 916325.884 | 929833.357 | 942876.834 | 955543.44 | 968234.297 | 980863.296 | 993580.637 | 1006285.321
NPgY | BSP | NG FES - System Transformation | Total demand (MWh) | SCUNTHORPE SOUTH | 137472.131 | 139541.69 | 144326.458 | 149017.294 | 154992.266 | 161816.196 | 168762.322 | 175940.077 | 183365.885 | 190824.856 | 197920.931 | 204731.144 | 211243.418 | 218610.347 | 226563.223 | 234066.34 | 241490.333 | 248855.934 | 256126.242 | 263114.271 | 270088.547 | 277037.377 | 284276.521 | 291920.209 | 299847.81 | 308128.508 | 316790.201 | 325859.652 | 334895.491
NPgY | BSP | NG FES - System Transformation | Total demand (MWh) | SILSDEN | 410454.086 | 411409.193 | 417201.606 | 428058.971 | 435860.135 | 444890.689 | 454583.784 | 465065.431 | 476538.592 | 488288.19 | 499598.497 | 510684.679 | 521464.101 | 534511.104 | 550069.804 | 564645.905 | 578403.862 | 591620.85 | 604183.613 | 615821.482 | 627133.282 | 638167.195 | 649490.938 | 661383.366 | 673638.615 | 686482.193 | 699758.958 | 713610.163 | 727246.683
NPgY | BSP | NG FES - System Transformation | Total demand (MWh) | SOWERBY BRIDGE 132/33KV | 327596.513 | 337171.248 | 341180.119 | 346765.821 | 354323.629 | 363151.211 | 372607.846 | 382986.15 | 394421.221 | 406342.644 | 418140.426 | 429985.91 | 441734.085 | 455161.042 | 469577.644 | 483389.653 | 496458.597 | 508839.36 | 520363.281 | 530820.124 | 540721.294 | 550413.956 | 560101.3 | 570032.841 | 580101.618 | 590478.973 | 601120.4 | 612150.681 | 622956.022
NPgY | BSP | NG FES - System Transformation | Total demand (MWh) | STAYGATE | 397634.029 | 410140.788 | 416659.912 | 423612.045 | 429141.34 | 436377.574 | 444619.052 | 454206.715 | 465316.642 | 477364.331 | 489751.117 | 502639.68 | 515972.179 | 531129.11 | 546395.703 | 561904.452 | 576790.118 | 590780.039 | 603465.391 | 614643.71 | 624803.871 | 634687.217 | 644203.752 | 653659.878 | 663048.112 | 672623.709 | 682399.172 | 692514.488 | 702464.232
NPgY | BSP | NG FES - System Transformation | Total demand (MWh) | THORNHILL 132KV | 411329.873 | 412845.979 | 424670.595 | 431547.231 | 441279.399 | 452992.99 | 465914.957 | 480162.242 | 495887.691 | 512342.147 | 528828.912 | 545396.301 | 561961.654 | 580717.079 | 597082.883 | 614443.802 | 631331.598 | 647432.566 | 662229.383 | 675444.427 | 687786.563 | 700207.703 | 712559.009 | 725189.204 | 737952.292 | 751114.528 | 764668.129 | 778771.506 | 792707.228
NPgY | BSP | NG FES - System Transformation | Total demand (MWh) | WAKEFIELD MONCKTON ROAD | 230595.494 | 234701.397 | 240047.293 | 245835.133 | 252955.013 | 261000.177 | 269657.806 | 278973.662 | 289081.671 | 299514.616 | 309901.623 | 320341.037 | 330778.01 | 342242.38 | 353654.542 | 365480.382 | 376951.35 | 388006.983 | 398358.903 | 407896.447 | 416955.484 | 425949.447 | 434870.417 | 443886.667 | 452913.789 | 462198.98 | 471622.826 | 481284.492 | 490927.439
NPgY | BSP | NG FES - System Transformation | Total demand (MWh) | WAKEFIELD NORTH | 362287.887 | 368399.88 | 375516.698 | 383672.12 | 393787.35 | 405121.415 | 417425.995 | 430885.36 | 445655.74 | 461175.196 | 476679.51 | 492370.709 | 508223.467 | 525694.421 | 541446.183 | 558073.979 | 574482.721 | 590240.451 | 604909.229 | 618232.359 | 630705.253 | 643079.857 | 655288.464 | 667608.954 | 679960.611 | 692601.268 | 705570.553 | 718979.943 | 732310.849
NPgY | BSP | NG FES - System Transformation | Total demand (MWh) | WEST MELTON | 380629.997 | 392930.113 | 403957.361 | 418732.096 | 433456.708 | 449488.129 | 466962.008 | 485677.315 | 505758.905 | 526449.254 | 546666.333 | 566622.441 | 586225.353 | 608294.737 | 630004.858 | 651717.416 | 672939.219 | 693468.53 | 713043.65 | 731284.308 | 748930.475 | 765885.656 | 783098.922 | 800938.222 | 819169.53 | 838116.6 | 857762.739 | 878268.365 | 898711.595
NPgY | BSP | NG FES - System Transformation | Total demand (MWh) | WHINMOOR | 276294.339 | 287072.497 | 293682.403 | 308215.025 | 316079.551 | 324026.794 | 332414.128 | 341352.142 | 350942.485 | 360765.031 | 370035.539 | 378979.793 | 387613.684 | 397603.167 | 407277.629 | 416872.87 | 426311.442 | 435490.572 | 444298.86 | 452472.498 | 460434.307 | 468414.52 | 476664.103 | 485373.067 | 494387.384 | 503831.125 | 513740.103 | 524174.155 | 534519.296
NPgY | BSP | NG FES - System Transformation | Total demand (MWh) | WOLD NEWTON | 230055.526 | 232869.096 | 240154.64 | 246561.138 | 254388.585 | 263054.843 | 271994.03 | 281252.489 | 290978.878 | 300681.069 | 309960.61 | 318939.932 | 327579.44 | 337119.805 | 347688.97 | 358098.41 | 368149.686 | 377966.145 | 387414.809 | 396348.224 | 405124.148 | 413955.377 | 422974.196 | 432315.684 | 441821.884 | 451726.165 | 461879.959 | 472358.812 | 482820.89
NPgY | BSP | NG FES - System Transformation | Total demand (MWh) | YARBOROUGH ROAD 132/33KV | 303481.066 | 305324.354 | 308547.544 | 311149.399 | 315242.213 | 320341.991 | 325934.22 | 332053.453 | 338781.097 | 345768.778 | 352505.071 | 359142.937 | 365637.438 | 373578.91 | 383070.562 | 391896.725 | 400400.96 | 408664.497 | 416642.703 | 424137.477 | 431511.161 | 438602.254 | 445943.013 | 453709.181 | 461785.091 | 470259.736 | 479120.089 | 488433.65 | 497631.354
NPgN | BSP | NPg Best View | Total installed wind capacity (MW) | ANNFIELD | 25.7 | 25.662 | 25.662 | 25.662 | 25.662 | 25.662 | 25.662 | 25.662 | 25.662 | 25.675 | 25.696 | 25.717 | 25.74 | 25.763 | 25.787 | 25.812 | 25.838 | 25.865 | 25.893 | 25.922 | 25.951 | 25.982 | 26.013 | 26.045 | 26.079 | 26.113 | 26.148 | 26.183 | 26.22
NPgN | BSP | NPg Best View | Total installed wind capacity (MW) | BARRACK ROAD | 0 | 0 | 0 | 0 | 0 | 0 | 0 | 0 | 0 | 0 | 0.001 | 0.002 | 0.003 | 0.003 | 0.004 | 0.005 | 0.006 | 0.007 | 0.007 | 0.008 | 0.009 | 0.01 | 0.011 | 0.012 | 0.013 | 0.015 | 0.016 | 0.017 | 0.018
NPgN | BSP | NPg Best View | Total installed wind capacity (MW) | BLUCHER | 0 | 0 | 0 | 0 | 0 | 0 | 0 | 0 | 0 | 0.004 | 0.01 | 0.017 | 0.023 | 0.03 | 0.038 | 0.045 | 0.053 | 0.061 | 0.069 | 0.078 | 0.086 | 0.096 | 0.105 | 0.115 | 0.124 | 0.135 | 0.145 | 0.156 | 0.167
NPgN | BSP | NPg Best View | Total installed wind capacity (MW) | BOWESFIELD | 10.475 | 10.475 | 10.475 | 10.475 | 10.475 | 10.475 | 10.475 | 10.475 | 10.475 | 10.484 | 10.497 | 10.511 | 10.525 | 10.54 | 10.556 | 10.572 | 10.588 | 10.606 | 10.623 | 10.642 | 10.661 | 10.68 | 10.7 | 10.721 | 10.742 | 10.764 | 10.786 | 10.809 | 10.832
NPgN | BSP | NPg Best View | Total installed wind capacity (MW) | CHIRTON GRANGE | 0 | 0 | 0 | 0 | 0 | 0 | 0 | 0 | 0 | 0.003 | 0.008 | 0.013 | 0.018 | 0.023 | 0.029 | 0.034 | 0.04 | 0.046 | 0.053 | 0.059 | 0.066 | 0.073 | 0.08 | 0.087 | 0.095 | 0.103 | 0.111 | 0.119 | 0.127
NPgN | BSP | NPg Best View | Total installed wind capacity (MW) | COALBURNS | 2.462 | 2.462 | 2.462 | 2.462 | 2.462 | 2.462 | 2.462 | 2.462 | 2.462 | 2.482 | 2.513 | 2.546 | 2.579 | 2.615 | 2.651 | 2.689 | 2.728 | 2.769 | 2.81 | 2.854 | 2.898 | 2.944 | 2.991 | 3.04 | 3.09 | 3.141 | 3.194 | 3.248 | 3.303
NPgN | BSP | NPg Best View | Total installed wind capacity (MW) | DARLINGTON CENTRAL | 0.03 | 0.03 | 0.03 | 0.03 | 0.03 | 0.03 | 0.03 | 0.03 | 0.03 | 0.033 | 0.038 | 0.043 | 0.048 | 0.054 | 0.059 | 0.065 | 0.071 | 0.078 | 0.084 | 0.091 | 0.098 | 0.105 | 0.113 | 0.12 | 0.128 | 0.136 | 0.144 | 0.153 | 0.162
NPgN | BSP | NPg Best View | Total installed wind capacity (MW) | DARLINGTON NORTH | 12.791 | 12.791 | 12.791 | 12.791 | 12.791 | 12.791 | 12.791 | 12.791 | 12.791 | 12.799 | 12.811 | 12.823 | 12.836 | 12.85 | 12.864 | 12.879 | 12.894 | 12.91 | 12.926 | 12.943 | 12.96 | 12.978 | 12.996 | 13.015 | 13.034 | 13.054 | 13.074 | 13.095 | 13.117
NPgN | BSP | NPg Best View | Total installed wind capacity (MW) | DUNSTON | 0 | 0 | 0 | 0 | 0 | 0 | 0 | 0 | 0 | 0.002 | 0.005 | 0.008 | 0.011 | 0.014 | 0.017 | 0.02 | 0.024 | 0.027 | 0.031 | 0.035 | 0.039 | 0.043 | 0.047 | 0.052 | 0.056 | 0.061 | 0.066 | 0.07 | 0.075
NPgN | BSP | NPg Best View | Total installed wind capacity (MW) | FLATWORTH | 0 | 0 | 0 | 0 | 0 | 0 | 0 | 0 | 0 | 0 | 0.001 | 0.001 | 0.002 | 0.003 | 0.003 | 0.004 | 0.005 | 0.005 | 0.006 | 0.007 | 0.008 | 0.008 | 0.009 | 0.01 | 0.011 | 0.012 | 0.013 | 0.014 | 0.015
NPgN | BSP | NPg Best View | Total installed wind capacity (MW) | GOSFORTH | 0.006 | 0.006 | 0.006 | 0.006 | 0.006 | 0.006 | 0.006 | 0.006 | 0.006 | 0.007 | 0.008 | 0.009 | 0.01 | 0.012 | 0.013 | 0.014 | 0.016 | 0.017 | 0.019 | 0.02 | 0.022 | 0.023 | 0.025 | 0.027 | 0.029 | 0.03 | 0.032 | 0.034 | 0.036
NPgN | BSP | NPg Best View | Total installed wind capacity (MW) | HARROGATE 132/33KV | 16.094 | 16.094 | 16.094 | 16.094 | 16.094 | 16.094 | 16.094 | 16.094 | 16.094 | 16.109 | 16.13 | 16.153 | 16.176 | 16.201 | 16.227 | 16.253 | 16.28 | 16.309 | 16.338 | 16.368 | 16.399 | 16.431 | 16.464 | 16.498 | 16.533 | 16.569 | 16.606 | 16.644 | 16.682
NPgN | BSP | NPg Best View | Total installed wind capacity (MW) | HUSTHWAITE | 0.192 | 0.192 | 0.192 | 0.192 | 0.192 | 0.192 | 0.192 | 0.192 | 0.192 | 0.202 | 0.217 | 0.233 | 0.249 | 0.266 | 0.284 | 0.302 | 0.321 | 0.341 | 0.361 | 0.383 | 0.404 | 0.427 | 0.45 | 0.473 | 0.498 | 0.523 | 0.548 | 0.575 | 0.601
NPgN | BSP | NPg Best View | Total installed wind capacity (MW) | LEEMING BAR_SKEEBY | 0.079 | 0.079 | 0.079 | 0.079 | 0.079 | 0.079 | 0.079 | 0.079 | 0.079 | 0.142 | 0.237 | 0.336 | 0.439 | 0.546 | 0.658 | 0.773 | 0.893 | 1.016 | 1.144 | 1.276 | 1.412 | 1.553 | 1.697 | 1.846 | 1.998 | 2.155 | 2.316 | 2.481 | 2.65
NPgN | BSP | NPg Best View | Total installed wind capacity (MW) | LINTON | 77.039 | 77.039 | 77.039 | 77.039 | 77.039 | 77.039 | 77.039 | 77.039 | 77.039 | 77.074 | 77.127 | 77.182 | 77.239 | 77.299 | 77.361 | 77.426 | 77.493 | 77.562 | 77.633 | 77.707 | 77.782 | 77.861 | 77.941 | 78.024 | 78.109 | 78.197 | 78.287 | 78.378 | 78.473
NPgN | BSP | NPg Best View | Total installed wind capacity (MW) | MALTON GRID | 0.586 | 0.586 | 0.586 | 0.586 | 0.586 | 0.586 | 0.586 | 0.586 | 0.586 | 0.64 | 0.72 | 0.805 | 0.893 | 0.985 | 1.08 | 1.178 | 1.281 | 1.386 | 1.495 | 1.608 | 1.724 | 1.844 | 1.967 | 2.094 | 2.224 | 2.358 | 2.496 | 2.636 | 2.781
NPgN | BSP | NPg Best View | Total installed wind capacity (MW) | MELROSEGATE | 0.094 | 0.094 | 0.094 | 0.094 | 0.094 | 0.094 | 0.094 | 0.094 | 0.094 | 0.101 | 0.112 | 0.123 | 0.135 | 0.147 | 0.16 | 0.173 | 0.187 | 0.201 | 0.216 | 0.231 | 0.247 | 0.263 | 0.279 | 0.296 | 0.314 | 0.332 | 0.35 | 0.369 | 0.389
NPgN | BSP | NPg Best View | Total installed wind capacity (MW) | NORTH TEES | 0.006 | 0.006 | 0.006 | 0.006 | 0.006 | 0.006 | 0.006 | 0.006 | 0.006 | 0.008 | 0.012 | 0.015 | 0.019 | 0.023 | 0.026 | 0.031 | 0.035 | 0.039 | 0.043 | 0.048 | 0.053 | 0.058 | 0.063 | 0.068 | 0.073 | 0.079 | 0.084 | 0.09 | 0.096
NPgN | BSP | NPg Best View | Total installed wind capacity (MW) | POTTER HOUSE | 7.606 | 7.606 | 7.606 | 7.606 | 7.606 | 7.606 | 7.606 | 7.606 | 7.606 | 7.62 | 7.64 | 7.661 | 7.683 | 7.706 | 7.729 | 7.754 | 7.779 | 7.806 | 7.833 | 7.861 | 7.89 | 7.92 | 7.95 | 7.982 | 8.014 | 8.048 | 8.082 | 8.117 | 8.153
NPgN | BSP | NPg Best View | Total installed wind capacity (MW) | RAVENSWORTH | 0.01 | 0.01 | 0.01 | 0.01 | 0.01 | 0.01 | 0.01 | 0.01 | 0.01 | 0.012 | 0.016 | 0.019 | 0.022 | 0.026 | 0.029 | 0.033 | 0.037 | 0.041 | 0.045 | 0.05 | 0.054 | 0.059 | 0.064 | 0.068 | 0.073 | 0.079 | 0.084 | 0.089 | 0.095
NPgN | BSP | NPg Best View | Total installed wind capacity (MW) | SCARBOROUGH GRID | 0.133 | 0.133 | 0.133 | 0.133 | 0.133 | 0.133 | 0.133 | 0.133 | 0.133 | 0.155 | 0.187 | 0.222 | 0.257 | 0.294 | 0.332 | 0.372 | 0.413 | 0.456 | 0.499 | 0.545 | 0.592 | 0.64 | 0.689 | 0.741 | 0.793 | 0.847 | 0.902 | 0.959 | 1.017
NPgN | BSP | NPg Best View | Total installed wind capacity (MW) | SEAL SANDS | 0 | 0 | 0 | 0 | 0 | 0 | 0 | 0 | 0 | 0 | 0 | 0 | 0 | 0 | 0 | 0 | 0 | 0 | 0 | 0 | 0 | 0 | 0 | 0 | 0 | 0 | 0 | 0 | 0
NPgN | BSP | NPg Best View | Total installed wind capacity (MW) | SPADEADAM 33KV | 0.001 | 0.001 | 0.001 | 0.001 | 0.001 | 0.001 | 0.001 | 0.001 | 0.001 | 0.002 | 0.003 | 0.004 | 0.004 | 0.005 | 0.006 | 0.007 | 0.008 | 0.009 | 0.01 | 0.012 | 0.013 | 0.014 | 0.015 | 0.016 | 0.018 | 0.019 | 0.02 | 0.022 | 0.023
NPgN | BSP | NPg Best View | Total installed wind capacity (MW) | SPENNYMOOR 132/66KV | 0.154 | 0.154 | 0.154 | 0.154 | 0.154 | 0.154 | 0.154 | 0.154 | 0.154 | 0.175 | 0.208 | 0.241 | 0.276 | 0.313 | 0.35 | 0.39 | 0.43 | 0.472 | 0.516 | 0.561 | 0.607 | 0.654 | 0.703 | 0.754 | 0.806 | 0.859 | 0.914 | 0.97 | 1.027
NPgN | BSP | NPg Best View | Total installed wind capacity (MW) | TORONTO | 23.083 | 23.083 | 23.083 | 23.083 | 23.083 | 23.083 | 23.083 | 23.083 | 23.083 | 23.095 | 23.113 | 23.132 | 23.151 | 23.172 | 23.193 | 23.215 | 23.237 | 23.261 | 23.285 | 23.31 | 23.335 | 23.362 | 23.389 | 23.417 | 23.446 | 23.476 | 23.506 | 23.537 | 23.569
NPgN | BSP | NPg Best View | Total installed wind capacity (MW) | WORMALD GREEN 132/33KV | 0.049 | 0.049 | 0.049 | 0.049 | 0.049 | 0.049 | 0.049 | 0.049 | 0.049 | 0.06 | 0.076 | 0.093 | 0.111 | 0.129 | 0.149 | 0.168 | 0.189 | 0.21 | 0.232 | 0.255 | 0.278 | 0.302 | 0.327 | 0.352 | 0.378 | 0.405 | 0.433 | 0.461 | 0.49
NPgY | BSP | NPg Best View | Total installed wind capacity (MW) | ATTERCLIFFE | 0 | 0 | 0 | 0 | 0 | 0.003 | 0.009 | 0.015 | 0.021 | 0.028 | 0.035 | 0.043 | 0.05 | 0.058 | 0.066 | 0.075 | 0.084 | 0.093 | 0.102 | 0.112 | 0.122 | 0.133 | 0.143 | 0.154 | 0.166 | 0.177 | 0.189 | 0.202 | 0.214
NPgY | BSP | NPg Best View | Total installed wind capacity (MW) | BARUGH 132/66KV | 0.546 | 0.546 | 0.546 | 0.546 | 0.546 | 0.557 | 0.58 | 0.602 | 0.624 | 0.649 | 0.675 | 0.701 | 0.729 | 0.759 | 0.789 | 0.82 | 0.852 | 0.886 | 0.921 | 0.957 | 0.993 | 1.032 | 1.071 | 1.111 | 1.152 | 1.195 | 1.238 | 1.283 | 1.329
NPgY | BSP | NPg Best View | Total installed wind capacity (MW) | BEESTON ROYDS 132/33KV | 2.5 | 2.5 | 2.5 | 2.5 | 2.5 | 2.506 | 2.518 | 2.531 | 2.543 | 2.556 | 2.57 | 2.585 | 2.6 | 2.616 | 2.632 | 2.649 | 2.667 | 2.685 | 2.704 | 2.724 | 2.744 | 2.765 | 2.786 | 2.808 | 2.831 | 2.854 | 2.878 | 2.902 | 2.927
NPgY | BSP | NPg Best View | Total installed wind capacity (MW) | BEVERLEY 132/33KV | 53.302 | 53.302 | 53.302 | 53.302 | 53.302 | 53.367 | 53.494 | 53.622 | 53.749 | 53.889 | 54.036 | 54.189 | 54.348 | 54.514 | 54.686 | 54.864 | 55.049 | 55.24 | 55.438 | 55.642 | 55.852 | 56.069 | 56.292 | 56.521 | 56.757 | 56.999 | 57.247 | 57.503 | 57.764
NPgY | BSP | NPg Best View | Total installed wind capacity (MW) | BINGLEY 132/33KV | 1.048 | 1.048 | 1.048 | 1.048 | 1.048 | 1.053 | 1.064 | 1.075 | 1.085 | 1.097 | 1.109 | 1.122 | 1.135 | 1.149 | 1.164 | 1.179 | 1.194 | 1.21 | 1.227 | 1.244 | 1.262 | 1.28 | 1.298 | 1.318 | 1.337 | 1.358 | 1.379 | 1.4 | 1.422
NPgY | BSP | NPg Best View | Total installed wind capacity (MW) | BLACKBURN MEADOWS B | 0 | 0 | 0 | 0 | 0 | 0.002 | 0.006 | 0.01 | 0.014 | 0.018 | 0.023 | 0.028 | 0.033 | 0.038 | 0.043 | 0.049 | 0.054 | 0.06 | 0.067 | 0.073 | 0.08 | 0.086 | 0.093 | 0.1 | 0.108 | 0.115 | 0.123 | 0.131 | 0.139
NPgY | BSP | NPg Best View | Total installed wind capacity (MW) | BLYTON | 3.484 | 3.484 | 3.484 | 3.484 | 3.484 | 3.511 | 3.565 | 3.619 | 3.673 | 3.732 | 3.794 | 3.859 | 3.927 | 3.997 | 4.07 | 4.145 | 4.224 | 4.304 | 4.388 | 4.475 | 4.564 | 4.655 | 4.75 | 4.847 | 4.947 | 5.049 | 5.155 | 5.263 | 5.373
NPgY | BSP | NPg Best View | Total installed wind capacity (MW) | BRADFORD | 0 | 0 | 0 | 0 | 0 | 0.007 | 0.02 | 0.034 | 0.048 | 0.063 | 0.078 | 0.095 | 0.112 | 0.129 | 0.148 | 0.167 | 0.187 | 0.207 | 0.228 | 0.25 | 0.272 | 0.296 | 0.319 | 0.344 | 0.369 | 0.395 | 0.421 | 0.449 | 0.477
NPgY | BSP | NPg Best View | Total installed wind capacity (MW) | BRAMHAM | 10.006 | 10.006 | 10.006 | 10.006 | 10.006 | 10.031 | 10.082 | 10.133 | 10.184 | 10.239 | 10.298 | 10.359 | 10.422 | 10.488 | 10.557 | 10.628 | 10.702 | 10.778 | 10.856 | 10.938 | 11.021 | 11.108 | 11.197 | 11.288 | 11.382 | 11.478 | 11.577 | 11.679 | 11.783
NPgY | BSP | NPg Best View | Total installed wind capacity (MW) | BRANSHOLME | 0.505 | 0.505 | 0.505 | 0.505 | 0.505 | 0.511 | 0.523 | 0.535 | 0.546 | 0.56 | 0.573 | 0.587 | 0.602 | 0.618 | 0.634 | 0.65 | 0.668 | 0.686 | 0.704 | 0.723 | 0.743 | 0.763 | 0.784 | 0.805 | 0.827 | 0.85 | 0.873 | 0.897 | 0.921
NPgY | BSP | NPg Best View | Total installed wind capacity (MW) | BRIGHOUSE 132/33KV | 0.125 | 0.125 | 0.125 | 0.125 | 0.125 | 0.136 | 0.156 | 0.177 | 0.197 | 0.22 | 0.243 | 0.268 | 0.294 | 0.32 | 0.348 | 0.377 | 0.406 | 0.437 | 0.469 | 0.502 | 0.535 | 0.57 | 0.606 | 0.643 | 0.681 | 0.72 | 0.76 | 0.801 | 0.843
NPgY | BSP | NPg Best View | Total installed wind capacity (MW) | DONCASTER B/THORPE MARSH | 61.329 | 61.329 | 61.329 | 61.329 | 61.329 | 61.367 | 61.442 | 61.518 | 61.593 | 61.676 | 61.763 | 61.853 | 61.948 | 62.046 | 62.147 | 62.253 | 62.362 | 62.475 | 62.592 | 62.713 | 62.837 | 62.966 | 63.097 | 63.233 | 63.373 | 63.516 | 63.663 | 63.814 | 63.968
NPgY | BSP | NPg Best View | Total installed wind capacity (MW) | DONCASTER CENTRAL | 0 | 0 | 0 | 0 | 0 | 0.006 | 0.018 | 0.03 | 0.041 | 0.055 | 0.068 | 0.082 | 0.097 | 0.113 | 0.129 | 0.145 | 0.162 | 0.18 | 0.198 | 0.217 | 0.237 | 0.257 | 0.278 | 0.299 | 0.321 | 0.343 | 0.366 | 0.39 | 0.414
NPgY | BSP | NPg Best View | Total installed wind capacity (MW) | DRIFFIELD/BEVERLEY GROUP | 113.817 | 113.817 | 113.817 | 113.817 | 113.817 | 113.925 | 114.141 | 114.356 | 114.572 | 114.808 | 115.056 | 115.315 | 115.584 | 115.864 | 116.154 | 116.456 | 116.768 | 117.091 | 117.425 | 117.77 | 118.125 | 118.491 | 118.868 | 119.256 | 119.654 | 120.063 | 120.483 | 120.914 | 121.356
NPgY | BSP | NPg Best View | Total installed wind capacity (MW) | FEATHERSTONE | 0.115 | 0.115 | 0.115 | 0.115 | 0.115 | 0.122 | 0.138 | 0.153 | 0.169 | 0.186 | 0.204 | 0.222 | 0.241 | 0.262 | 0.282 | 0.304 | 0.326 | 0.35 | 0.374 | 0.398 | 0.424 | 0.45 | 0.477 | 0.505 | 0.534 | 0.563 | 0.593 | 0.624 | 0.656
NPgY | BSP | NPg Best View | Total installed wind capacity (MW) | GIRLINGTON | 0 | 0 | 0 | 0 | 0 | 0.004 | 0.012 | 0.021 | 0.029 | 0.038 | 0.048 | 0.058 | 0.068 | 0.079 | 0.09 | 0.101 | 0.113 | 0.126 | 0.139 | 0.152 | 0.166 | 0.18 | 0.194 | 0.209 | 0.224 | 0.24 | 0.256 | 0.273 | 0.29
NPgY | BSP | NPg Best View | Total installed wind capacity (MW) | HALIFAX 132/33KV | 0.003 | 0.003 | 0.003 | 0.003 | 0.003 | 0.009 | 0.021 | 0.033 | 0.045 | 0.058 | 0.071 | 0.085 | 0.1 | 0.115 | 0.131 | 0.148 | 0.165 | 0.182 | 0.201 | 0.219 | 0.239 | 0.259 | 0.279 | 0.301 | 0.322 | 0.345 | 0.368 | 0.391 | 0.415
NPgY | BSP | NPg Best View | Total installed wind capacity (MW) | HECKMONDWIKE | 0.021 | 0.021 | 0.021 | 0.021 | 0.021 | 0.027 | 0.039 | 0.051 | 0.064 | 0.077 | 0.091 | 0.106 | 0.121 | 0.137 | 0.154 | 0.171 | 0.189 | 0.207 | 0.226 | 0.246 | 0.266 | 0.287 | 0.308 | 0.33 | 0.353 | 0.376 | 0.4 | 0.425 | 0.45
NPgY | BSP | NPg Best View | Total installed wind capacity (MW) | HOLMFIELD | 19.772 | 19.772 | 19.772 | 19.772 | 19.772 | 19.787 | 19.816 | 19.845 | 19.874 | 19.906 | 19.939 | 19.974 | 20.011 | 20.049 | 20.088 | 20.129 | 20.171 | 20.214 | 20.259 | 20.306 | 20.354 | 20.403 | 20.454 | 20.507 | 20.561 | 20.616 | 20.672 | 20.731 | 20.79
NPgY | BSP | NPg Best View | Total installed wind capacity (MW) | HULL EAST 132/33KV | 38.339 | 38.339 | 38.339 | 38.339 | 38.339 | 38.366 | 38.421 | 38.475 | 38.529 | 38.588 | 38.65 | 38.715 | 38.783 | 38.853 | 38.926 | 39.002 | 39.081 | 39.162 | 39.246 | 39.332 | 39.421 | 39.513 | 39.608 | 39.706 | 39.806 | 39.908 | 40.014 | 40.122 | 40.233
NPgY | BSP | NPg Best View | Total installed wind capacity (MW) | HULL SOUTH | 0.004 | 0.004 | 0.004 | 0.004 | 0.004 | 0.013 | 0.031 | 0.048 | 0.066 | 0.085 | 0.105 | 0.127 | 0.149 | 0.172 | 0.195 | 0.22 | 0.245 | 0.272 | 0.299 | 0.327 | 0.356 | 0.386 | 0.417 | 0.449 | 0.482 | 0.515 | 0.549 | 0.585 | 0.621
NPgY | BSP | NPg Best View | Total installed wind capacity (MW) | HULL WEST | 7.965 | 7.965 | 7.965 | 7.965 | 7.965 | 8.007 | 8.091 | 8.174 | 8.258 | 8.35 | 8.446 | 8.546 | 8.65 | 8.759 | 8.871 | 8.988 | 9.11 | 9.235 | 9.364 | 9.498 | 9.636 | 9.778 | 9.924 | 10.074 | 10.229 | 10.387 | 10.55 | 10.717 | 10.889
NPgY | BSP | NPg Best View | Total installed wind capacity (MW) | HUMBERSTON | 24.6 | 24.6 | 24.6 | 24.6 | 24.6 | 24.605 | 24.616 | 24.627 | 24.638 | 24.649 | 24.662 | 24.674 | 24.688 | 24.702 | 24.716 | 24.731 | 24.747 | 24.763 | 24.779 | 24.797 | 24.814 | 24.832 | 24.851 | 24.87 | 24.89 | 24.911 | 24.931 | 24.953 | 24.975
NPgY | BSP | NPg Best View | Total installed wind capacity (MW) | HUNNINGLEY | 0.5 | 0.5 | 0.5 | 0.5 | 0.5 | 0.505 | 0.514 | 0.523 | 0.533 | 0.543 | 0.554 | 0.565 | 0.577 | 0.589 | 0.602 | 0.615 | 0.628 | 0.642 | 0.657 | 0.672 | 0.687 | 0.703 | 0.719 | 0.736 | 0.754 | 0.771 | 0.79 | 0.808 | 0.828
NPgY | BSP | NPg Best View | Total installed wind capacity (MW) | HUNSHELF | 6.718 | 6.718 | 6.718 | 6.718 | 6.718 | 6.723 | 6.733 | 6.743 | 6.752 | 6.763 | 6.774 | 6.786 | 6.798 | 6.811 | 6.824 | 6.838 | 6.852 | 6.866 | 6.881 | 6.897 | 6.913 | 6.929 | 6.946 | 6.964 | 6.982 | 7 | 7.019 | 7.039 | 7.059
NPgY | BSP | NPg Best View | Total installed wind capacity (MW) | IMMINGHAM | 0.24 | 0.24 | 0.24 | 0.24 | 0.24 | 0.248 | 0.263 | 0.279 | 0.295 | 0.312 | 0.331 | 0.35 | 0.369 | 0.39 | 0.411 | 0.433 | 0.456 | 0.48 | 0.504 | 0.53 | 0.556 | 0.583 | 0.61 | 0.639 | 0.668 | 0.698 | 0.729 | 0.761 | 0.793
NPgY | BSP | NPg Best View | Total installed wind capacity (MW) | KIRKHAW LANE | 2.822 | 2.822 | 2.822 | 2.822 | 2.822 | 2.834 | 2.856 | 2.878 | 2.9 | 2.924 | 2.95 | 2.976 | 3.004 | 3.033 | 3.063 | 3.093 | 3.126 | 3.159 | 3.193 | 3.228 | 3.265 | 3.303 | 3.341 | 3.381 | 3.422 | 3.464 | 3.507 | 3.551 | 3.597
NPgY | BSP | NPg Best View | Total installed wind capacity (MW) | KIRKSTALL C 2/5 | 0 | 0 | 0 | 0 | 0 | 0.001 | 0.004 | 0.007 | 0.009 | 0.012 | 0.015 | 0.018 | 0.022 | 0.025 | 0.029 | 0.032 | 0.036 | 0.04 | 0.044 | 0.049 | 0.053 | 0.058 | 0.062 | 0.067 | 0.072 | 0.077 | 0.082 | 0.087 | 0.093
NPgY | BSP | NPg Best View | Total installed wind capacity (MW) | KIRKSTALL C/RING ROAD HORSFORTH | 0.097 | 0.097 | 0.097 | 0.097 | 0.097 | 0.105 | 0.123 | 0.14 | 0.158 | 0.177 | 0.197 | 0.218 | 0.24 | 0.262 | 0.286 | 0.31 | 0.336 | 0.362 | 0.389 | 0.417 | 0.446 | 0.475 | 0.506 | 0.537 | 0.569 | 0.603 | 0.637 | 0.672 | 0.707
NPgY | BSP | NPg Best View | Total installed wind capacity (MW) | LEEDS EAST | 0.109 | 0.109 | 0.109 | 0.109 | 0.109 | 0.115 | 0.127 | 0.139 | 0.151 | 0.165 | 0.178 | 0.193 | 0.208 | 0.223 | 0.24 | 0.256 | 0.274 | 0.292 | 0.31 | 0.33 | 0.349 | 0.37 | 0.391 | 0.412 | 0.434 | 0.457 | 0.481 | 0.505 | 0.529
NPgY | BSP | NPg Best View | Total installed wind capacity (MW) | LEEDS NORTH | 0 | 0 | 0 | 0 | 0 | 0.004 | 0.013 | 0.021 | 0.03 | 0.039 | 0.049 | 0.059 | 0.07 | 0.081 | 0.092 | 0.104 | 0.116 | 0.129 | 0.142 | 0.156 | 0.17 | 0.184 | 0.199 | 0.214 | 0.23 | 0.246 | 0.262 | 0.279 | 0.297
NPgY | BSP | NPg Best View | Total installed wind capacity (MW) | LINDLEY | 1.157 | 1.157 | 1.157 | 1.157 | 1.157 | 1.166 | 1.184 | 1.202 | 1.22 | 1.24 | 1.26 | 1.282 | 1.305 | 1.328 | 1.352 | 1.378 | 1.404 | 1.431 | 1.459 | 1.488 | 1.517 | 1.548 | 1.579 | 1.612 | 1.645 | 1.679 | 1.715 | 1.751 | 1.788
NPgY | BSP | NPg Best View | Total installed wind capacity (MW) | LOW ROAD | 0 | 0 | 0 | 0 | 0 | 0.004 | 0.011 | 0.017 | 0.024 | 0.032 | 0.04 | 0.049 | 0.057 | 0.066 | 0.076 | 0.086 | 0.096 | 0.106 | 0.117 | 0.128 | 0.14 | 0.152 | 0.164 | 0.176 | 0.189 | 0.202 | 0.216 | 0.23 | 0.244
NPgY | BSP | NPg Best View | Total installed wind capacity (MW) | MALLARD WAY | 0 | 0 | 0 | 0 | 0 | 0.007 | 0.021 | 0.035 | 0.049 | 0.065 | 0.081 | 0.098 | 0.115 | 0.133 | 0.152 | 0.172 | 0.192 | 0.213 | 0.235 | 0.258 | 0.281 | 0.305 | 0.329 | 0.354 | 0.38 | 0.407 | 0.434 | 0.462 | 0.491
NPgY | BSP | NPg Best View | Total installed wind capacity (MW) | MENSTON | 0.272 | 0.272 | 0.272 | 0.272 | 0.272 | 0.277 | 0.286 | 0.295 | 0.304 | 0.313 | 0.324 | 0.334 | 0.346 | 0.357 | 0.369 | 0.382 | 0.395 | 0.408 | 0.422 | 0.436 | 0.451 | 0.466 | 0.482 | 0.498 | 0.514 | 0.531 | 0.549 | 0.567 | 0.585
NPgY | BSP | NPg Best View | Total installed wind capacity (MW) | MOSS ROAD | 0 | 0 | 0 | 0 | 0 | 0.004 | 0.012 | 0.02 | 0.027 | 0.036 | 0.045 | 0.054 | 0.064 | 0.074 | 0.085 | 0.095 | 0.107 | 0.118 | 0.13 | 0.143 | 0.156 | 0.169 | 0.183 | 0.197 | 0.211 | 0.226 | 0.241 | 0.257 | 0.273
NPgY | BSP | NPg Best View | Total installed wind capacity (MW) | OSGODBY 1/2 | 0 | 0 | 0 | 0 | 0 | 0 | 0 | 0 | 0 | 0 | 0 | 0 | 0 | 0 | 0 | 0 | 0 | 0 | 0 | 0 | 0 | 0 | 0 | 0 | 0 | 0 | 0 | 0 | 0
NPgY | BSP | NPg Best View | Total installed wind capacity (MW) | OSGODBY 3/4 | 38.261 | 38.261 | 38.261 | 38.261 | 38.261 | 38.301 | 38.38 | 38.459 | 38.538 | 38.625 | 38.715 | 38.81 | 38.909 | 39.011 | 39.118 | 39.228 | 39.343 | 39.461 | 39.584 | 39.71 | 39.84 | 39.974 | 40.112 | 40.255 | 40.401 | 40.551 | 40.704 | 40.862 | 41.024
NPgY | BSP | NPg Best View | Total installed wind capacity (MW) | RODLEY | 0.019 | 0.019 | 0.019 | 0.019 | 0.019 | 0.025 | 0.037 | 0.049 | 0.061 | 0.075 | 0.089 | 0.103 | 0.118 | 0.134 | 0.151 | 0.168 | 0.185 | 0.203 | 0.222 | 0.241 | 0.261 | 0.282 | 0.303 | 0.325 | 0.347 | 0.37 | 0.394 | 0.418 | 0.443
NPgY | BSP | NPg Best View | Total installed wind capacity (MW) | SAINT ANDREWS ROAD 132/33KV | 0.026 | 0.026 | 0.026 | 0.026 | 0.026 | 0.033 | 0.048 | 0.063 | 0.078 | 0.094 | 0.111 | 0.129 | 0.148 | 0.167 | 0.187 | 0.208 | 0.23 | 0.252 | 0.275 | 0.299 | 0.323 | 0.348 | 0.374 | 0.401 | 0.429 | 0.457 | 0.486 | 0.516 | 0.546
NPgY | BSP | NPg Best View | Total installed wind capacity (MW) | SALTEND 132/33KV | 0 | 0 | 0 | 0 | 0 | 0 | 0 | 0 | 0 | 0 | 0 | 0.001 | 0.001 | 0.001 | 0.001 | 0.001 | 0.001 | 0.001 | 0.001 | 0.001 | 0.001 | 0.002 | 0.002 | 0.002 | 0.002 | 0.002 | 0.002 | 0.002 | 0.003
NPgY | BSP | NPg Best View | Total installed wind capacity (MW) | SANTON | 1.625 | 1.625 | 1.625 | 1.625 | 1.625 | 1.652 | 1.706 | 1.76 | 1.814 | 1.873 | 1.935 | 2 | 2.067 | 2.137 | 2.21 | 2.286 | 2.364 | 2.445 | 2.528 | 2.615 | 2.704 | 2.795 | 2.89 | 2.987 | 3.087 | 3.189 | 3.294 | 3.402 | 3.513
NPgY | BSP | NPg Best View | Total installed wind capacity (MW) | SCUNTHORPE NORTH | 28.175 | 28.175 | 28.175 | 28.175 | 28.175 | 28.193 | 28.227 | 28.262 | 28.296 | 28.334 | 28.374 | 28.415 | 28.459 | 28.503 | 28.55 | 28.598 | 28.648 | 28.7 | 28.754 | 28.809 | 28.866 | 28.925 | 28.985 | 29.047 | 29.111 | 29.177 | 29.244 | 29.313 | 29.384
NPgY | BSP | NPg Best View | Total installed wind capacity (MW) | SCUNTHORPE SOUTH | 1.009 | 1.009 | 1.009 | 1.009 | 1.009 | 1.04 | 1.102 | 1.164 | 1.226 | 1.295 | 1.366 | 1.441 | 1.518 | 1.599 | 1.683 | 1.77 | 1.86 | 1.953 | 2.049 | 2.148 | 2.251 | 2.357 | 2.465 | 2.577 | 2.692 | 2.81 | 2.931 | 3.055 | 3.182
NPgY | BSP | NPg Best View | Total installed wind capacity (MW) | SILSDEN | 0.668 | 0.668 | 0.668 | 0.668 | 0.668 | 0.813 | 1.1 | 1.388 | 1.675 | 1.991 | 2.321 | 2.666 | 3.025 | 3.398 | 3.786 | 4.188 | 4.605 | 5.035 | 5.481 | 5.94 | 6.414 | 6.903 | 7.405 | 7.923 | 8.454 | 8.999 | 9.559 | 10.134 | 10.723
NPgY | BSP | NPg Best View | Total installed wind capacity (MW) | SOWERBY BRIDGE 132/33KV | 22.21 | 22.21 | 22.21 | 22.21 | 22.21 | 22.226 | 22.258 | 22.289 | 22.321 | 22.356 | 22.392 | 22.43 | 22.469 | 22.51 | 22.553 | 22.597 | 22.643 | 22.69 | 22.739 | 22.79 | 22.842 | 22.895 | 22.951 | 23.007 | 23.066 | 23.126 | 23.187 | 23.25 | 23.315
NPgY | BSP | NPg Best View | Total installed wind capacity (MW) | STAYGATE | 0 | 0 | 0 | 0 | 0 | 0.006 | 0.016 | 0.027 | 0.038 | 0.05 | 0.062 | 0.075 | 0.089 | 0.103 | 0.118 | 0.133 | 0.148 | 0.165 | 0.181 | 0.199 | 0.217 | 0.235 | 0.254 | 0.274 | 0.294 | 0.314 | 0.335 | 0.357 | 0.379
NPgY | BSP | NPg Best View | Total installed wind capacity (MW) | THORNHILL 132KV | 19.597 | 19.597 | 19.597 | 19.597 | 19.597 | 19.609 | 19.631 | 19.654 | 19.677 | 19.702 | 19.728 | 19.755 | 19.784 | 19.813 | 19.844 | 19.876 | 19.909 | 19.943 | 19.978 | 20.014 | 20.052 | 20.091 | 20.13 | 20.171 | 20.213 | 20.257 | 20.301 | 20.346 | 20.393
NPgY | BSP | NPg Best View | Total installed wind capacity (MW) | WAKEFIELD MONCKTON ROAD | 0.018 | 0.018 | 0.018 | 0.018 | 0.018 | 0.023 | 0.033 | 0.043 | 0.053 | 0.064 | 0.076 | 0.088 | 0.101 | 0.114 | 0.128 | 0.142 | 0.157 | 0.172 | 0.188 | 0.204 | 0.221 | 0.238 | 0.256 | 0.274 | 0.293 | 0.312 | 0.332 | 0.352 | 0.373
NPgY | BSP | NPg Best View | Total installed wind capacity (MW) | WAKEFIELD NORTH | 0.09 | 0.09 | 0.09 | 0.09 | 0.09 | 0.098 | 0.114 | 0.13 | 0.146 | 0.163 | 0.182 | 0.201 | 0.221 | 0.241 | 0.263 | 0.285 | 0.308 | 0.332 | 0.357 | 0.382 | 0.408 | 0.436 | 0.463 | 0.492 | 0.521 | 0.552 | 0.583 | 0.615 | 0.647
NPgY | BSP | NPg Best View | Total installed wind capacity (MW) | WEST MELTON | 8.761 | 8.761 | 8.761 | 8.761 | 8.761 | 8.779 | 8.816 | 8.853 | 8.89 | 8.93 | 8.972 | 9.017 | 9.063 | 9.11 | 9.16 | 9.212 | 9.265 | 9.32 | 9.377 | 9.436 | 9.497 | 9.559 | 9.624 | 9.69 | 9.758 | 9.828 | 9.899 | 9.973 | 10.048
NPgY | BSP | NPg Best View | Total installed wind capacity (MW) | WHINMOOR | 0.03 | 0.03 | 0.03 | 0.03 | 0.03 | 0.036 | 0.048 | 0.061 | 0.073 | 0.087 | 0.101 | 0.116 | 0.132 | 0.148 | 0.164 | 0.182 | 0.2 | 0.218 | 0.238 | 0.258 | 0.278 | 0.299 | 0.321 | 0.343 | 0.366 | 0.39 | 0.414 | 0.439 | 0.464
NPgY | BSP | NPg Best View | Total installed wind capacity (MW) | WOLD NEWTON | 34.771 | 34.771 | 34.771 | 34.771 | 34.771 | 34.808 | 34.881 | 34.954 | 35.027 | 35.108 | 35.191 | 35.279 | 35.37 | 35.465 | 35.564 | 35.666 | 35.772 | 35.882 | 35.995 | 36.112 | 36.232 | 36.356 | 36.484 | 36.616 | 36.75 | 36.889 | 37.032 | 37.178 | 37.327
NPgY | BSP | NPg Best View | Total installed wind capacity (MW) | YARBOROUGH ROAD 132/33KV | 1.443 | 1.443 | 1.443 | 1.443 | 1.443 | 1.453 | 1.472 | 1.491 | 1.51 | 1.531 | 1.552 | 1.575 | 1.599 | 1.624 | 1.649 | 1.676 | 1.703 | 1.732 | 1.761 | 1.791 | 1.823 | 1.855 | 1.888 | 1.922 | 1.957 | 1.993 | 2.03 | 2.068 | 2.107
NPgN | BSP | NG FES - Consumer Transformation | Total installed wind capacity (MW) | ANNFIELD | 25.7 | 25.662 | 25.662 | 25.662 | 25.662 | 25.662 | 25.662 | 25.662 | 25.662 | 25.675 | 25.696 | 25.717 | 25.74 | 25.763 | 25.787 | 25.812 | 25.838 | 25.865 | 25.893 | 25.922 | 25.951 | 25.982 | 26.013 | 26.045 | 26.079 | 26.113 | 26.148 | 26.183 | 26.22
NPgN | BSP | NG FES - Consumer Transformation | Total installed wind capacity (MW) | BARRACK ROAD | 0 | 0 | 0 | 0 | 0 | 0 | 0 | 0 | 0 | 0 | 0.001 | 0.002 | 0.003 | 0.003 | 0.004 | 0.005 | 0.006 | 0.007 | 0.007 | 0.008 | 0.009 | 0.01 | 0.011 | 0.012 | 0.013 | 0.015 | 0.016 | 0.017 | 0.018
NPgN | BSP | NG FES - Consumer Transformation | Total installed wind capacity (MW) | BLUCHER | 0 | 0 | 0 | 0 | 0 | 0 | 0 | 0 | 0 | 0.004 | 0.01 | 0.017 | 0.023 | 0.03 | 0.038 | 0.045 | 0.053 | 0.061 | 0.069 | 0.078 | 0.086 | 0.096 | 0.105 | 0.115 | 0.124 | 0.135 | 0.145 | 0.156 | 0.167
NPgN | BSP | NG FES - Consumer Transformation | Total installed wind capacity (MW) | BOWESFIELD | 10.475 | 10.475 | 10.475 | 10.475 | 10.475 | 10.475 | 10.475 | 10.475 | 10.475 | 10.484 | 10.497 | 10.511 | 10.525 | 10.54 | 10.556 | 10.572 | 10.588 | 10.606 | 10.623 | 10.642 | 10.661 | 10.68 | 10.7 | 10.721 | 10.742 | 10.764 | 10.786 | 10.809 | 10.832
NPgN | BSP | NG FES - Consumer Transformation | Total installed wind capacity (MW) | CHIRTON GRANGE | 0 | 0 | 0 | 0 | 0 | 0 | 0 | 0 | 0 | 0.003 | 0.008 | 0.013 | 0.018 | 0.023 | 0.029 | 0.034 | 0.04 | 0.046 | 0.053 | 0.059 | 0.066 | 0.073 | 0.08 | 0.087 | 0.095 | 0.103 | 0.111 | 0.119 | 0.127
NPgN | BSP | NG FES - Consumer Transformation | Total installed wind capacity (MW) | COALBURNS | 2.462 | 2.462 | 2.462 | 2.462 | 2.462 | 2.462 | 2.462 | 2.462 | 2.462 | 2.482 | 2.513 | 2.546 | 2.579 | 2.615 | 2.651 | 2.689 | 2.728 | 2.769 | 2.81 | 2.854 | 2.898 | 2.944 | 2.991 | 3.04 | 3.09 | 3.141 | 3.194 | 3.248 | 3.303
NPgN | BSP | NG FES - Consumer Transformation | Total installed wind capacity (MW) | DARLINGTON CENTRAL | 0.03 | 0.03 | 0.03 | 0.03 | 0.03 | 0.03 | 0.03 | 0.03 | 0.03 | 0.033 | 0.038 | 0.043 | 0.048 | 0.054 | 0.059 | 0.065 | 0.071 | 0.078 | 0.084 | 0.091 | 0.098 | 0.105 | 0.113 | 0.12 | 0.128 | 0.136 | 0.144 | 0.153 | 0.162
NPgN | BSP | NG FES - Consumer Transformation | Total installed wind capacity (MW) | DARLINGTON NORTH | 12.791 | 12.791 | 12.791 | 12.791 | 12.791 | 12.791 | 12.791 | 12.791 | 12.791 | 12.799 | 12.811 | 12.823 | 12.836 | 12.85 | 12.864 | 12.879 | 12.894 | 12.91 | 12.926 | 12.943 | 12.96 | 12.978 | 12.996 | 13.015 | 13.034 | 13.054 | 13.074 | 13.095 | 13.117
NPgN | BSP | NG FES - Consumer Transformation | Total installed wind capacity (MW) | DUNSTON | 0 | 0 | 0 | 0 | 0 | 0 | 0 | 0 | 0 | 0.002 | 0.005 | 0.008 | 0.011 | 0.014 | 0.017 | 0.02 | 0.024 | 0.027 | 0.031 | 0.035 | 0.039 | 0.043 | 0.047 | 0.052 | 0.056 | 0.061 | 0.066 | 0.07 | 0.075
NPgN | BSP | NG FES - Consumer Transformation | Total installed wind capacity (MW) | FLATWORTH | 0 | 0 | 0 | 0 | 0 | 0 | 0 | 0 | 0 | 0 | 0.001 | 0.001 | 0.002 | 0.003 | 0.003 | 0.004 | 0.005 | 0.005 | 0.006 | 0.007 | 0.008 | 0.008 | 0.009 | 0.01 | 0.011 | 0.012 | 0.013 | 0.014 | 0.015
NPgN | BSP | NG FES - Consumer Transformation | Total installed wind capacity (MW) | GOSFORTH | 0.006 | 0.006 | 0.006 | 0.006 | 0.006 | 0.006 | 0.006 | 0.006 | 0.006 | 0.007 | 0.008 | 0.009 | 0.01 | 0.012 | 0.013 | 0.014 | 0.016 | 0.017 | 0.019 | 0.02 | 0.022 | 0.023 | 0.025 | 0.027 | 0.029 | 0.03 | 0.032 | 0.034 | 0.036
NPgN | BSP | NG FES - Consumer Transformation | Total installed wind capacity (MW) | HARROGATE 132/33KV | 16.094 | 16.094 | 16.094 | 16.094 | 16.094 | 16.094 | 16.094 | 16.094 | 16.094 | 16.109 | 16.13 | 16.153 | 16.176 | 16.201 | 16.227 | 16.253 | 16.28 | 16.309 | 16.338 | 16.368 | 16.399 | 16.431 | 16.464 | 16.498 | 16.533 | 16.569 | 16.606 | 16.644 | 16.682
NPgN | BSP | NG FES - Consumer Transformation | Total installed wind capacity (MW) | HUSTHWAITE | 0.192 | 0.192 | 0.192 | 0.192 | 0.192 | 0.192 | 0.192 | 0.192 | 0.192 | 0.202 | 0.217 | 0.233 | 0.249 | 0.266 | 0.284 | 0.302 | 0.321 | 0.341 | 0.361 | 0.383 | 0.404 | 0.427 | 0.45 | 0.473 | 0.498 | 0.523 | 0.548 | 0.575 | 0.601
NPgN | BSP | NG FES - Consumer Transformation | Total installed wind capacity (MW) | LEEMING BAR_SKEEBY | 0.079 | 0.079 | 0.079 | 0.079 | 0.079 | 0.079 | 0.079 | 0.079 | 0.079 | 0.142 | 0.237 | 0.336 | 0.439 | 0.546 | 0.658 | 0.773 | 0.893 | 1.016 | 1.144 | 1.276 | 1.412 | 1.553 | 1.697 | 1.846 | 1.998 | 2.155 | 2.316 | 2.481 | 2.65
NPgN | BSP | NG FES - Consumer Transformation | Total installed wind capacity (MW) | LINTON | 77.039 | 77.039 | 77.039 | 77.039 | 77.039 | 77.039 | 77.039 | 77.039 | 77.039 | 77.074 | 77.127 | 77.182 | 77.239 | 77.299 | 77.361 | 77.426 | 77.493 | 77.562 | 77.633 | 77.707 | 77.782 | 77.861 | 77.941 | 78.024 | 78.109 | 78.197 | 78.287 | 78.378 | 78.473
NPgN | BSP | NG FES - Consumer Transformation | Total installed wind capacity (MW) | MALTON GRID | 0.586 | 0.586 | 0.586 | 0.586 | 0.586 | 0.586 | 0.586 | 0.586 | 0.586 | 0.64 | 0.72 | 0.805 | 0.893 | 0.985 | 1.08 | 1.178 | 1.281 | 1.386 | 1.495 | 1.608 | 1.724 | 1.844 | 1.967 | 2.094 | 2.224 | 2.358 | 2.496 | 2.636 | 2.781
NPgN | BSP | NG FES - Consumer Transformation | Total installed wind capacity (MW) | MELROSEGATE | 0.094 | 0.094 | 0.094 | 0.094 | 0.094 | 0.094 | 0.094 | 0.094 | 0.094 | 0.101 | 0.112 | 0.123 | 0.135 | 0.147 | 0.16 | 0.173 | 0.187 | 0.201 | 0.216 | 0.231 | 0.247 | 0.263 | 0.279 | 0.296 | 0.314 | 0.332 | 0.35 | 0.369 | 0.389
NPgN | BSP | NG FES - Consumer Transformation | Total installed wind capacity (MW) | NORTH TEES | 0.006 | 0.006 | 0.006 | 0.006 | 0.006 | 0.006 | 0.006 | 0.006 | 0.006 | 0.008 | 0.012 | 0.015 | 0.019 | 0.023 | 0.026 | 0.031 | 0.035 | 0.039 | 0.043 | 0.048 | 0.053 | 0.058 | 0.063 | 0.068 | 0.073 | 0.079 | 0.084 | 0.09 | 0.096
NPgN | BSP | NG FES - Consumer Transformation | Total installed wind capacity (MW) | POTTER HOUSE | 7.606 | 7.606 | 7.606 | 7.606 | 7.606 | 7.606 | 7.606 | 7.606 | 7.606 | 7.62 | 7.64 | 7.661 | 7.683 | 7.706 | 7.729 | 7.754 | 7.779 | 7.806 | 7.833 | 7.861 | 7.89 | 7.92 | 7.95 | 7.982 | 8.014 | 8.048 | 8.082 | 8.117 | 8.153
NPgN | BSP | NG FES - Consumer Transformation | Total installed wind capacity (MW) | RAVENSWORTH | 0.01 | 0.01 | 0.01 | 0.01 | 0.01 | 0.01 | 0.01 | 0.01 | 0.01 | 0.012 | 0.016 | 0.019 | 0.022 | 0.026 | 0.029 | 0.033 | 0.037 | 0.041 | 0.045 | 0.05 | 0.054 | 0.059 | 0.064 | 0.068 | 0.073 | 0.079 | 0.084 | 0.089 | 0.095
NPgN | BSP | NG FES - Consumer Transformation | Total installed wind capacity (MW) | SCARBOROUGH GRID | 0.133 | 0.133 | 0.133 | 0.133 | 0.133 | 0.133 | 0.133 | 0.133 | 0.133 | 0.155 | 0.187 | 0.222 | 0.257 | 0.294 | 0.332 | 0.372 | 0.413 | 0.456 | 0.499 | 0.545 | 0.592 | 0.64 | 0.689 | 0.741 | 0.793 | 0.847 | 0.902 | 0.959 | 1.017
NPgN | BSP | NG FES - Consumer Transformation | Total installed wind capacity (MW) | SEAL SANDS | 0 | 0 | 0 | 0 | 0 | 0 | 0 | 0 | 0 | 0 | 0 | 0 | 0 | 0 | 0 | 0 | 0 | 0 | 0 | 0 | 0 | 0 | 0 | 0 | 0 | 0 | 0 | 0 | 0
NPgN | BSP | NG FES - Consumer Transformation | Total installed wind capacity (MW) | SPADEADAM 33KV | 0.001 | 0.001 | 0.001 | 0.001 | 0.001 | 0.001 | 0.001 | 0.001 | 0.001 | 0.002 | 0.003 | 0.004 | 0.004 | 0.005 | 0.006 | 0.007 | 0.008 | 0.009 | 0.01 | 0.012 | 0.013 | 0.014 | 0.015 | 0.016 | 0.018 | 0.019 | 0.02 | 0.022 | 0.023
NPgN | BSP | NG FES - Consumer Transformation | Total installed wind capacity (MW) | SPENNYMOOR 132/66KV | 0.154 | 0.154 | 0.154 | 0.154 | 0.154 | 0.154 | 0.154 | 0.154 | 0.154 | 0.175 | 0.208 | 0.241 | 0.276 | 0.313 | 0.35 | 0.39 | 0.43 | 0.472 | 0.516 | 0.561 | 0.607 | 0.654 | 0.703 | 0.754 | 0.806 | 0.859 | 0.914 | 0.97 | 1.027
NPgN | BSP | NG FES - Consumer Transformation | Total installed wind capacity (MW) | TORONTO | 23.083 | 23.083 | 23.083 | 23.083 | 23.083 | 23.083 | 23.083 | 23.083 | 23.083 | 23.095 | 23.113 | 23.132 | 23.151 | 23.172 | 23.193 | 23.215 | 23.237 | 23.261 | 23.285 | 23.31 | 23.335 | 23.362 | 23.389 | 23.417 | 23.446 | 23.476 | 23.506 | 23.537 | 23.569
NPgN | BSP | NG FES - Consumer Transformation | Total installed wind capacity (MW) | WORMALD GREEN 132/33KV | 0.049 | 0.049 | 0.049 | 0.049 | 0.049 | 0.049 | 0.049 | 0.049 | 0.049 | 0.06 | 0.076 | 0.093 | 0.111 | 0.129 | 0.149 | 0.168 | 0.189 | 0.21 | 0.232 | 0.255 | 0.278 | 0.302 | 0.327 | 0.352 | 0.378 | 0.405 | 0.433 | 0.461 | 0.49
NPgY | BSP | NG FES - Consumer Transformation | Total installed wind capacity (MW) | ATTERCLIFFE | 0 | 0 | 0 | 0 | 0 | 0.003 | 0.009 | 0.015 | 0.021 | 0.028 | 0.035 | 0.043 | 0.05 | 0.058 | 0.066 | 0.075 | 0.084 | 0.093 | 0.102 | 0.112 | 0.122 | 0.133 | 0.143 | 0.154 | 0.166 | 0.177 | 0.189 | 0.202 | 0.214
NPgY | BSP | NG FES - Consumer Transformation | Total installed wind capacity (MW) | BARUGH 132/66KV | 0.546 | 0.546 | 0.546 | 0.546 | 0.546 | 0.557 | 0.58 | 0.602 | 0.624 | 0.649 | 0.675 | 0.701 | 0.729 | 0.759 | 0.789 | 0.82 | 0.852 | 0.886 | 0.921 | 0.957 | 0.993 | 1.032 | 1.071 | 1.111 | 1.152 | 1.195 | 1.238 | 1.283 | 1.329
NPgY | BSP | NG FES - Consumer Transformation | Total installed wind capacity (MW) | BEESTON ROYDS 132/33KV | 2.5 | 2.5 | 2.5 | 2.5 | 2.5 | 2.506 | 2.518 | 2.531 | 2.543 | 2.556 | 2.57 | 2.585 | 2.6 | 2.616 | 2.632 | 2.649 | 2.667 | 2.685 | 2.704 | 2.724 | 2.744 | 2.765 | 2.786 | 2.808 | 2.831 | 2.854 | 2.878 | 2.902 | 2.927
NPgY | BSP | NG FES - Consumer Transformation | Total installed wind capacity (MW) | BEVERLEY 132/33KV | 53.302 | 53.302 | 53.302 | 53.302 | 53.302 | 53.367 | 53.494 | 53.622 | 53.749 | 53.889 | 54.036 | 54.189 | 54.348 | 54.514 | 54.686 | 54.864 | 55.049 | 55.24 | 55.438 | 55.642 | 55.852 | 56.069 | 56.292 | 56.521 | 56.757 | 56.999 | 57.247 | 57.503 | 57.764
NPgY | BSP | NG FES - Consumer Transformation | Total installed wind capacity (MW) | BINGLEY 132/33KV | 1.048 | 1.048 | 1.048 | 1.048 | 1.048 | 1.053 | 1.064 | 1.075 | 1.085 | 1.097 | 1.109 | 1.122 | 1.135 | 1.149 | 1.164 | 1.179 | 1.194 | 1.21 | 1.227 | 1.244 | 1.262 | 1.28 | 1.298 | 1.318 | 1.337 | 1.358 | 1.379 | 1.4 | 1.422
NPgY | BSP | NG FES - Consumer Transformation | Total installed wind capacity (MW) | BLACKBURN MEADOWS B | 0 | 0 | 0 | 0 | 0 | 0.002 | 0.006 | 0.01 | 0.014 | 0.018 | 0.023 | 0.028 | 0.033 | 0.038 | 0.043 | 0.049 | 0.054 | 0.06 | 0.067 | 0.073 | 0.08 | 0.086 | 0.093 | 0.1 | 0.108 | 0.115 | 0.123 | 0.131 | 0.139
NPgY | BSP | NG FES - Consumer Transformation | Total installed wind capacity (MW) | BLYTON | 3.484 | 3.484 | 3.484 | 3.484 | 3.484 | 3.511 | 3.565 | 3.619 | 3.673 | 3.732 | 3.794 | 3.859 | 3.927 | 3.997 | 4.07 | 4.145 | 4.224 | 4.304 | 4.388 | 4.475 | 4.564 | 4.655 | 4.75 | 4.847 | 4.947 | 5.049 | 5.155 | 5.263 | 5.373
NPgY | BSP | NG FES - Consumer Transformation | Total installed wind capacity (MW) | BRADFORD | 0 | 0 | 0 | 0 | 0 | 0.007 | 0.02 | 0.034 | 0.048 | 0.063 | 0.078 | 0.095 | 0.112 | 0.129 | 0.148 | 0.167 | 0.187 | 0.207 | 0.228 | 0.25 | 0.272 | 0.296 | 0.319 | 0.344 | 0.369 | 0.395 | 0.421 | 0.449 | 0.477
NPgY | BSP | NG FES - Consumer Transformation | Total installed wind capacity (MW) | BRAMHAM | 10.006 | 10.006 | 10.006 | 10.006 | 10.006 | 10.031 | 10.082 | 10.133 | 10.184 | 10.239 | 10.298 | 10.359 | 10.422 | 10.488 | 10.557 | 10.628 | 10.702 | 10.778 | 10.856 | 10.938 | 11.021 | 11.108 | 11.197 | 11.288 | 11.382 | 11.478 | 11.577 | 11.679 | 11.783
NPgY | BSP | NG FES - Consumer Transformation | Total installed wind capacity (MW) | BRANSHOLME | 0.505 | 0.505 | 0.505 | 0.505 | 0.505 | 0.511 | 0.523 | 0.535 | 0.546 | 0.56 | 0.573 | 0.587 | 0.602 | 0.618 | 0.634 | 0.65 | 0.668 | 0.686 | 0.704 | 0.723 | 0.743 | 0.763 | 0.784 | 0.805 | 0.827 | 0.85 | 0.873 | 0.897 | 0.921
NPgY | BSP | NG FES - Consumer Transformation | Total installed wind capacity (MW) | BRIGHOUSE 132/33KV | 0.125 | 0.125 | 0.125 | 0.125 | 0.125 | 0.136 | 0.156 | 0.177 | 0.197 | 0.22 | 0.243 | 0.268 | 0.294 | 0.32 | 0.348 | 0.377 | 0.406 | 0.437 | 0.469 | 0.502 | 0.535 | 0.57 | 0.606 | 0.643 | 0.681 | 0.72 | 0.76 | 0.801 | 0.843
NPgY | BSP | NG FES - Consumer Transformation | Total installed wind capacity (MW) | DONCASTER B/THORPE MARSH | 61.329 | 61.329 | 61.329 | 61.329 | 61.329 | 61.367 | 61.442 | 61.518 | 61.593 | 61.676 | 61.763 | 61.853 | 61.948 | 62.046 | 62.147 | 62.253 | 62.362 | 62.475 | 62.592 | 62.713 | 62.837 | 62.966 | 63.097 | 63.233 | 63.373 | 63.516 | 63.663 | 63.814 | 63.968
NPgY | BSP | NG FES - Consumer Transformation | Total installed wind capacity (MW) | DONCASTER CENTRAL | 0 | 0 | 0 | 0 | 0 | 0.006 | 0.018 | 0.03 | 0.041 | 0.055 | 0.068 | 0.082 | 0.097 | 0.113 | 0.129 | 0.145 | 0.162 | 0.18 | 0.198 | 0.217 | 0.237 | 0.257 | 0.278 | 0.299 | 0.321 | 0.343 | 0.366 | 0.39 | 0.414
NPgY | BSP | NG FES - Consumer Transformation | Total installed wind capacity (MW) | DRIFFIELD/BEVERLEY GROUP | 113.817 | 113.817 | 113.817 | 113.817 | 113.817 | 113.925 | 114.141 | 114.356 | 114.572 | 114.808 | 115.056 | 115.315 | 115.584 | 115.864 | 116.154 | 116.456 | 116.768 | 117.091 | 117.425 | 117.77 | 118.125 | 118.491 | 118.868 | 119.256 | 119.654 | 120.063 | 120.483 | 120.914 | 121.356
NPgY | BSP | NG FES - Consumer Transformation | Total installed wind capacity (MW) | FEATHERSTONE | 0.115 | 0.115 | 0.115 | 0.115 | 0.115 | 0.122 | 0.138 | 0.153 | 0.169 | 0.186 | 0.204 | 0.222 | 0.241 | 0.262 | 0.282 | 0.304 | 0.326 | 0.35 | 0.374 | 0.398 | 0.424 | 0.45 | 0.477 | 0.505 | 0.534 | 0.563 | 0.593 | 0.624 | 0.656
NPgY | BSP | NG FES - Consumer Transformation | Total installed wind capacity (MW) | GIRLINGTON | 0 | 0 | 0 | 0 | 0 | 0.004 | 0.012 | 0.021 | 0.029 | 0.038 | 0.048 | 0.058 | 0.068 | 0.079 | 0.09 | 0.101 | 0.113 | 0.126 | 0.139 | 0.152 | 0.166 | 0.18 | 0.194 | 0.209 | 0.224 | 0.24 | 0.256 | 0.273 | 0.29
NPgY | BSP | NG FES - Consumer Transformation | Total installed wind capacity (MW) | HALIFAX 132/33KV | 0.003 | 0.003 | 0.003 | 0.003 | 0.003 | 0.009 | 0.021 | 0.033 | 0.045 | 0.058 | 0.071 | 0.085 | 0.1 | 0.115 | 0.131 | 0.148 | 0.165 | 0.182 | 0.201 | 0.219 | 0.239 | 0.259 | 0.279 | 0.301 | 0.322 | 0.345 | 0.368 | 0.391 | 0.415
NPgY | BSP | NG FES - Consumer Transformation | Total installed wind capacity (MW) | HECKMONDWIKE | 0.021 | 0.021 | 0.021 | 0.021 | 0.021 | 0.027 | 0.039 | 0.051 | 0.064 | 0.077 | 0.091 | 0.106 | 0.121 | 0.137 | 0.154 | 0.171 | 0.189 | 0.207 | 0.226 | 0.246 | 0.266 | 0.287 | 0.308 | 0.33 | 0.353 | 0.376 | 0.4 | 0.425 | 0.45
NPgY | BSP | NG FES - Consumer Transformation | Total installed wind capacity (MW) | HOLMFIELD | 19.772 | 19.772 | 19.772 | 19.772 | 19.772 | 19.787 | 19.816 | 19.845 | 19.874 | 19.906 | 19.939 | 19.974 | 20.011 | 20.049 | 20.088 | 20.129 | 20.171 | 20.214 | 20.259 | 20.306 | 20.354 | 20.403 | 20.454 | 20.507 | 20.561 | 20.616 | 20.672 | 20.731 | 20.79
NPgY | BSP | NG FES - Consumer Transformation | Total installed wind capacity (MW) | HULL EAST 132/33KV | 38.339 | 38.339 | 38.339 | 38.339 | 38.339 | 38.366 | 38.421 | 38.475 | 38.529 | 38.588 | 38.65 | 38.715 | 38.783 | 38.853 | 38.926 | 39.002 | 39.081 | 39.162 | 39.246 | 39.332 | 39.421 | 39.513 | 39.608 | 39.706 | 39.806 | 39.908 | 40.014 | 40.122 | 40.233
NPgY | BSP | NG FES - Consumer Transformation | Total installed wind capacity (MW) | HULL SOUTH | 0.004 | 0.004 | 0.004 | 0.004 | 0.004 | 0.013 | 0.031 | 0.048 | 0.066 | 0.085 | 0.105 | 0.127 | 0.149 | 0.172 | 0.195 | 0.22 | 0.245 | 0.272 | 0.299 | 0.327 | 0.356 | 0.386 | 0.417 | 0.449 | 0.482 | 0.515 | 0.549 | 0.585 | 0.621
NPgY | BSP | NG FES - Consumer Transformation | Total installed wind capacity (MW) | HULL WEST | 7.965 | 7.965 | 7.965 | 7.965 | 7.965 | 8.007 | 8.091 | 8.174 | 8.258 | 8.35 | 8.446 | 8.546 | 8.65 | 8.759 | 8.871 | 8.988 | 9.11 | 9.235 | 9.364 | 9.498 | 9.636 | 9.778 | 9.924 | 10.074 | 10.229 | 10.387 | 10.55 | 10.717 | 10.889
NPgY | BSP | NG FES - Consumer Transformation | Total installed wind capacity (MW) | HUMBERSTON | 24.6 | 24.6 | 24.6 | 24.6 | 24.6 | 24.605 | 24.616 | 24.627 | 24.638 | 24.649 | 24.662 | 24.674 | 24.688 | 24.702 | 24.716 | 24.731 | 24.747 | 24.763 | 24.779 | 24.797 | 24.814 | 24.832 | 24.851 | 24.87 | 24.89 | 24.911 | 24.931 | 24.953 | 24.975
NPgY | BSP | NG FES - Consumer Transformation | Total installed wind capacity (MW) | HUNNINGLEY | 0.5 | 0.5 | 0.5 | 0.5 | 0.5 | 0.505 | 0.514 | 0.523 | 0.533 | 0.543 | 0.554 | 0.565 | 0.577 | 0.589 | 0.602 | 0.615 | 0.628 | 0.642 | 0.657 | 0.672 | 0.687 | 0.703 | 0.719 | 0.736 | 0.754 | 0.771 | 0.79 | 0.808 | 0.828
NPgY | BSP | NG FES - Consumer Transformation | Total installed wind capacity (MW) | HUNSHELF | 6.718 | 6.718 | 6.718 | 6.718 | 6.718 | 6.723 | 6.733 | 6.743 | 6.752 | 6.763 | 6.774 | 6.786 | 6.798 | 6.811 | 6.824 | 6.838 | 6.852 | 6.866 | 6.881 | 6.897 | 6.913 | 6.929 | 6.946 | 6.964 | 6.982 | 7 | 7.019 | 7.039 | 7.059
NPgY | BSP | NG FES - Consumer Transformation | Total installed wind capacity (MW) | IMMINGHAM | 0.24 | 0.24 | 0.24 | 0.24 | 0.24 | 0.248 | 0.263 | 0.279 | 0.295 | 0.312 | 0.331 | 0.35 | 0.369 | 0.39 | 0.411 | 0.433 | 0.456 | 0.48 | 0.504 | 0.53 | 0.556 | 0.583 | 0.61 | 0.639 | 0.668 | 0.698 | 0.729 | 0.761 | 0.793
NPgY | BSP | NG FES - Consumer Transformation | Total installed wind capacity (MW) | KIRKHAW LANE | 2.822 | 2.822 | 2.822 | 2.822 | 2.822 | 2.834 | 2.856 | 2.878 | 2.9 | 2.924 | 2.95 | 2.976 | 3.004 | 3.033 | 3.063 | 3.093 | 3.126 | 3.159 | 3.193 | 3.228 | 3.265 | 3.303 | 3.341 | 3.381 | 3.422 | 3.464 | 3.507 | 3.551 | 3.597
NPgY | BSP | NG FES - Consumer Transformation | Total installed wind capacity (MW) | KIRKSTALL C 2/5 | 0 | 0 | 0 | 0 | 0 | 0.001 | 0.004 | 0.007 | 0.009 | 0.012 | 0.015 | 0.018 | 0.022 | 0.025 | 0.029 | 0.032 | 0.036 | 0.04 | 0.044 | 0.049 | 0.053 | 0.058 | 0.062 | 0.067 | 0.072 | 0.077 | 0.082 | 0.087 | 0.093
NPgY | BSP | NG FES - Consumer Transformation | Total installed wind capacity (MW) | KIRKSTALL C/RING ROAD HORSFORTH | 0.097 | 0.097 | 0.097 | 0.097 | 0.097 | 0.105 | 0.123 | 0.14 | 0.158 | 0.177 | 0.197 | 0.218 | 0.24 | 0.262 | 0.286 | 0.31 | 0.336 | 0.362 | 0.389 | 0.417 | 0.446 | 0.475 | 0.506 | 0.537 | 0.569 | 0.603 | 0.637 | 0.672 | 0.707
NPgY | BSP | NG FES - Consumer Transformation | Total installed wind capacity (MW) | LEEDS EAST | 0.109 | 0.109 | 0.109 | 0.109 | 0.109 | 0.115 | 0.127 | 0.139 | 0.151 | 0.165 | 0.178 | 0.193 | 0.208 | 0.223 | 0.24 | 0.256 | 0.274 | 0.292 | 0.31 | 0.33 | 0.349 | 0.37 | 0.391 | 0.412 | 0.434 | 0.457 | 0.481 | 0.505 | 0.529
NPgY | BSP | NG FES - Consumer Transformation | Total installed wind capacity (MW) | LEEDS NORTH | 0 | 0 | 0 | 0 | 0 | 0.004 | 0.013 | 0.021 | 0.03 | 0.039 | 0.049 | 0.059 | 0.07 | 0.081 | 0.092 | 0.104 | 0.116 | 0.129 | 0.142 | 0.156 | 0.17 | 0.184 | 0.199 | 0.214 | 0.23 | 0.246 | 0.262 | 0.279 | 0.297
NPgY | BSP | NG FES - Consumer Transformation | Total installed wind capacity (MW) | LINDLEY | 1.157 | 1.157 | 1.157 | 1.157 | 1.157 | 1.166 | 1.184 | 1.202 | 1.22 | 1.24 | 1.26 | 1.282 | 1.305 | 1.328 | 1.352 | 1.378 | 1.404 | 1.431 | 1.459 | 1.488 | 1.517 | 1.548 | 1.579 | 1.612 | 1.645 | 1.679 | 1.715 | 1.751 | 1.788
NPgY | BSP | NG FES - Consumer Transformation | Total installed wind capacity (MW) | LOW ROAD | 0 | 0 | 0 | 0 | 0 | 0.004 | 0.011 | 0.017 | 0.024 | 0.032 | 0.04 | 0.049 | 0.057 | 0.066 | 0.076 | 0.086 | 0.096 | 0.106 | 0.117 | 0.128 | 0.14 | 0.152 | 0.164 | 0.176 | 0.189 | 0.202 | 0.216 | 0.23 | 0.244
NPgY | BSP | NG FES - Consumer Transformation | Total installed wind capacity (MW) | MALLARD WAY | 0 | 0 | 0 | 0 | 0 | 0.007 | 0.021 | 0.035 | 0.049 | 0.065 | 0.081 | 0.098 | 0.115 | 0.133 | 0.152 | 0.172 | 0.192 | 0.213 | 0.235 | 0.258 | 0.281 | 0.305 | 0.329 | 0.354 | 0.38 | 0.407 | 0.434 | 0.462 | 0.491
NPgY | BSP | NG FES - Consumer Transformation | Total installed wind capacity (MW) | MENSTON | 0.272 | 0.272 | 0.272 | 0.272 | 0.272 | 0.277 | 0.286 | 0.295 | 0.304 | 0.313 | 0.324 | 0.334 | 0.346 | 0.357 | 0.369 | 0.382 | 0.395 | 0.408 | 0.422 | 0.436 | 0.451 | 0.466 | 0.482 | 0.498 | 0.514 | 0.531 | 0.549 | 0.567 | 0.585
NPgY | BSP | NG FES - Consumer Transformation | Total installed wind capacity (MW) | MOSS ROAD | 0 | 0 | 0 | 0 | 0 | 0.004 | 0.012 | 0.02 | 0.027 | 0.036 | 0.045 | 0.054 | 0.064 | 0.074 | 0.085 | 0.095 | 0.107 | 0.118 | 0.13 | 0.143 | 0.156 | 0.169 | 0.183 | 0.197 | 0.211 | 0.226 | 0.241 | 0.257 | 0.273
NPgY | BSP | NG FES - Consumer Transformation | Total installed wind capacity (MW) | OSGODBY 1/2 | 0 | 0 | 0 | 0 | 0 | 0 | 0 | 0 | 0 | 0 | 0 | 0 | 0 | 0 | 0 | 0 | 0 | 0 | 0 | 0 | 0 | 0 | 0 | 0 | 0 | 0 | 0 | 0 | 0
NPgY | BSP | NG FES - Consumer Transformation | Total installed wind capacity (MW) | OSGODBY 3/4 | 38.261 | 38.261 | 38.261 | 38.261 | 38.261 | 38.301 | 38.38 | 38.459 | 38.538 | 38.625 | 38.715 | 38.81 | 38.909 | 39.011 | 39.118 | 39.228 | 39.343 | 39.461 | 39.584 | 39.71 | 39.84 | 39.974 | 40.112 | 40.255 | 40.401 | 40.551 | 40.704 | 40.862 | 41.024
NPgY | BSP | NG FES - Consumer Transformation | Total installed wind capacity (MW) | RODLEY | 0.019 | 0.019 | 0.019 | 0.019 | 0.019 | 0.025 | 0.037 | 0.049 | 0.061 | 0.075 | 0.089 | 0.103 | 0.118 | 0.134 | 0.151 | 0.168 | 0.185 | 0.203 | 0.222 | 0.241 | 0.261 | 0.282 | 0.303 | 0.325 | 0.347 | 0.37 | 0.394 | 0.418 | 0.443
NPgY | BSP | NG FES - Consumer Transformation | Total installed wind capacity (MW) | SAINT ANDREWS ROAD 132/33KV | 0.026 | 0.026 | 0.026 | 0.026 | 0.026 | 0.033 | 0.048 | 0.063 | 0.078 | 0.094 | 0.111 | 0.129 | 0.148 | 0.167 | 0.187 | 0.208 | 0.23 | 0.252 | 0.275 | 0.299 | 0.323 | 0.348 | 0.374 | 0.401 | 0.429 | 0.457 | 0.486 | 0.516 | 0.546
NPgY | BSP | NG FES - Consumer Transformation | Total installed wind capacity (MW) | SALTEND 132/33KV | 0 | 0 | 0 | 0 | 0 | 0 | 0 | 0 | 0 | 0 | 0 | 0.001 | 0.001 | 0.001 | 0.001 | 0.001 | 0.001 | 0.001 | 0.001 | 0.001 | 0.001 | 0.002 | 0.002 | 0.002 | 0.002 | 0.002 | 0.002 | 0.002 | 0.003
NPgY | BSP | NG FES - Consumer Transformation | Total installed wind capacity (MW) | SANTON | 1.625 | 1.625 | 1.625 | 1.625 | 1.625 | 1.652 | 1.706 | 1.76 | 1.814 | 1.873 | 1.935 | 2 | 2.067 | 2.137 | 2.21 | 2.286 | 2.364 | 2.445 | 2.528 | 2.615 | 2.704 | 2.795 | 2.89 | 2.987 | 3.087 | 3.189 | 3.294 | 3.402 | 3.513
NPgY | BSP | NG FES - Consumer Transformation | Total installed wind capacity (MW) | SCUNTHORPE NORTH | 28.175 | 28.175 | 28.175 | 28.175 | 28.175 | 28.193 | 28.227 | 28.262 | 28.296 | 28.334 | 28.374 | 28.415 | 28.459 | 28.503 | 28.55 | 28.598 | 28.648 | 28.7 | 28.754 | 28.809 | 28.866 | 28.925 | 28.985 | 29.047 | 29.111 | 29.177 | 29.244 | 29.313 | 29.384
NPgY | BSP | NG FES - Consumer Transformation | Total installed wind capacity (MW) | SCUNTHORPE SOUTH | 1.009 | 1.009 | 1.009 | 1.009 | 1.009 | 1.04 | 1.102 | 1.164 | 1.226 | 1.295 | 1.366 | 1.441 | 1.518 | 1.599 | 1.683 | 1.77 | 1.86 | 1.953 | 2.049 | 2.148 | 2.251 | 2.357 | 2.465 | 2.577 | 2.692 | 2.81 | 2.931 | 3.055 | 3.182
NPgY | BSP | NG FES - Consumer Transformation | Total installed wind capacity (MW) | SILSDEN | 0.668 | 0.668 | 0.668 | 0.668 | 0.668 | 0.813 | 1.1 | 1.388 | 1.675 | 1.991 | 2.321 | 2.666 | 3.025 | 3.398 | 3.786 | 4.188 | 4.605 | 5.035 | 5.481 | 5.94 | 6.414 | 6.903 | 7.405 | 7.923 | 8.454 | 8.999 | 9.559 | 10.134 | 10.723
NPgY | BSP | NG FES - Consumer Transformation | Total installed wind capacity (MW) | SOWERBY BRIDGE 132/33KV | 22.21 | 22.21 | 22.21 | 22.21 | 22.21 | 22.226 | 22.258 | 22.289 | 22.321 | 22.356 | 22.392 | 22.43 | 22.469 | 22.51 | 22.553 | 22.597 | 22.643 | 22.69 | 22.739 | 22.79 | 22.842 | 22.895 | 22.951 | 23.007 | 23.066 | 23.126 | 23.187 | 23.25 | 23.315
NPgY | BSP | NG FES - Consumer Transformation | Total installed wind capacity (MW) | STAYGATE | 0 | 0 | 0 | 0 | 0 | 0.006 | 0.016 | 0.027 | 0.038 | 0.05 | 0.062 | 0.075 | 0.089 | 0.103 | 0.118 | 0.133 | 0.148 | 0.165 | 0.181 | 0.199 | 0.217 | 0.235 | 0.254 | 0.274 | 0.294 | 0.314 | 0.335 | 0.357 | 0.379
NPgY | BSP | NG FES - Consumer Transformation | Total installed wind capacity (MW) | THORNHILL 132KV | 19.597 | 19.597 | 19.597 | 19.597 | 19.597 | 19.609 | 19.631 | 19.654 | 19.677 | 19.702 | 19.728 | 19.755 | 19.784 | 19.813 | 19.844 | 19.876 | 19.909 | 19.943 | 19.978 | 20.014 | 20.052 | 20.091 | 20.13 | 20.171 | 20.213 | 20.257 | 20.301 | 20.346 | 20.393
NPgY | BSP | NG FES - Consumer Transformation | Total installed wind capacity (MW) | WAKEFIELD MONCKTON ROAD | 0.018 | 0.018 | 0.018 | 0.018 | 0.018 | 0.023 | 0.033 | 0.043 | 0.053 | 0.064 | 0.076 | 0.088 | 0.101 | 0.114 | 0.128 | 0.142 | 0.157 | 0.172 | 0.188 | 0.204 | 0.221 | 0.238 | 0.256 | 0.274 | 0.293 | 0.312 | 0.332 | 0.352 | 0.373
NPgY | BSP | NG FES - Consumer Transformation | Total installed wind capacity (MW) | WAKEFIELD NORTH | 0.09 | 0.09 | 0.09 | 0.09 | 0.09 | 0.098 | 0.114 | 0.13 | 0.146 | 0.163 | 0.182 | 0.201 | 0.221 | 0.241 | 0.263 | 0.285 | 0.308 | 0.332 | 0.357 | 0.382 | 0.408 | 0.436 | 0.463 | 0.492 | 0.521 | 0.552 | 0.583 | 0.615 | 0.647
NPgY | BSP | NG FES - Consumer Transformation | Total installed wind capacity (MW) | WEST MELTON | 8.761 | 8.761 | 8.761 | 8.761 | 8.761 | 8.779 | 8.816 | 8.853 | 8.89 | 8.93 | 8.972 | 9.017 | 9.063 | 9.11 | 9.16 | 9.212 | 9.265 | 9.32 | 9.377 | 9.436 | 9.497 | 9.559 | 9.624 | 9.69 | 9.758 | 9.828 | 9.899 | 9.973 | 10.048
NPgY | BSP | NG FES - Consumer Transformation | Total installed wind capacity (MW) | WHINMOOR | 0.03 | 0.03 | 0.03 | 0.03 | 0.03 | 0.036 | 0.048 | 0.061 | 0.073 | 0.087 | 0.101 | 0.116 | 0.132 | 0.148 | 0.164 | 0.182 | 0.2 | 0.218 | 0.238 | 0.258 | 0.278 | 0.299 | 0.321 | 0.343 | 0.366 | 0.39 | 0.414 | 0.439 | 0.464
NPgY | BSP | NG FES - Consumer Transformation | Total installed wind capacity (MW) | WOLD NEWTON | 34.771 | 34.771 | 34.771 | 34.771 | 34.771 | 34.808 | 34.881 | 34.954 | 35.027 | 35.108 | 35.191 | 35.279 | 35.37 | 35.465 | 35.564 | 35.666 | 35.772 | 35.882 | 35.995 | 36.112 | 36.232 | 36.356 | 36.484 | 36.616 | 36.75 | 36.889 | 37.032 | 37.178 | 37.327
NPgY | BSP | NG FES - Consumer Transformation | Total installed wind capacity (MW) | YARBOROUGH ROAD 132/33KV | 1.443 | 1.443 | 1.443 | 1.443 | 1.443 | 1.453 | 1.472 | 1.491 | 1.51 | 1.531 | 1.552 | 1.575 | 1.599 | 1.624 | 1.649 | 1.676 | 1.703 | 1.732 | 1.761 | 1.791 | 1.823 | 1.855 | 1.888 | 1.922 | 1.957 | 1.993 | 2.03 | 2.068 | 2.107
NPgN | BSP | NG FES - Falling Short | Total installed wind capacity (MW) | ANNFIELD | 25.7 | 25.662 | 25.662 | 25.662 | 25.662 | 25.662 | 25.662 | 25.662 | 25.662 | 25.662 | 25.662 | 25.662 | 25.662 | 25.662 | 25.662 | 25.662 | 25.662 | 25.662 | 25.662 | 25.662 | 25.662 | 25.662 | 25.662 | 25.662 | 25.662 | 25.662 | 25.663 | 25.667 | 25.67
NPgN | BSP | NG FES - Falling Short | Total installed wind capacity (MW) | BARRACK ROAD | 0 | 0 | 0 | 0 | 0 | 0 | 0 | 0 | 0 | 0 | 0 | 0 | 0 | 0 | 0 | 0 | 0 | 0 | 0 | 0 | 0 | 0 | 0 | 0 | 0 | 0 | 0 | 0 | 0
NPgN | BSP | NG FES - Falling Short | Total installed wind capacity (MW) | BLUCHER | 0 | 0 | 0 | 0 | 0 | 0 | 0 | 0 | 0 | 0 | 0 | 0 | 0 | 0 | 0 | 0 | 0 | 0 | 0 | 0 | 0 | 0 | 0 | 0 | 0 | 0 | 0 | 0.001 | 0.003
NPgN | BSP | NG FES - Falling Short | Total installed wind capacity (MW) | BOWESFIELD | 10.475 | 10.475 | 10.475 | 10.475 | 10.475 | 10.475 | 10.475 | 10.475 | 10.475 | 10.475 | 10.475 | 10.475 | 10.475 | 10.475 | 10.475 | 10.475 | 10.475 | 10.475 | 10.475 | 10.475 | 10.475 | 10.475 | 10.475 | 10.475 | 10.475 | 10.475 | 10.476 | 10.478 | 10.481
NPgN | BSP | NG FES - Falling Short | Total installed wind capacity (MW) | CHIRTON GRANGE | 0 | 0 | 0 | 0 | 0 | 0 | 0 | 0 | 0 | 0 | 0 | 0 | 0 | 0 | 0 | 0 | 0 | 0 | 0 | 0 | 0 | 0 | 0 | 0 | 0 | 0 | 0 | 0.001 | 0.002
NPgN | BSP | NG FES - Falling Short | Total installed wind capacity (MW) | COALBURNS | 2.462 | 2.462 | 2.462 | 2.462 | 2.462 | 2.462 | 2.462 | 2.462 | 2.462 | 2.462 | 2.462 | 2.462 | 2.462 | 2.462 | 2.462 | 2.462 | 2.462 | 2.462 | 2.462 | 2.462 | 2.462 | 2.462 | 2.462 | 2.462 | 2.462 | 2.462 | 2.464 | 2.469 | 2.475
NPgN | BSP | NG FES - Falling Short | Total installed wind capacity (MW) | DARLINGTON CENTRAL | 0.03 | 0.03 | 0.03 | 0.03 | 0.03 | 0.03 | 0.03 | 0.03 | 0.03 | 0.03 | 0.03 | 0.03 | 0.03 | 0.03 | 0.03 | 0.03 | 0.03 | 0.03 | 0.03 | 0.03 | 0.03 | 0.03 | 0.03 | 0.03 | 0.03 | 0.03 | 0.03 | 0.031 | 0.032
NPgN | BSP | NG FES - Falling Short | Total installed wind capacity (MW) | DARLINGTON NORTH | 12.791 | 12.791 | 12.791 | 12.791 | 12.791 | 12.791 | 12.791 | 12.791 | 12.791 | 12.791 | 12.791 | 12.791 | 12.791 | 12.791 | 12.791 | 12.791 | 12.791 | 12.791 | 12.791 | 12.791 | 12.791 | 12.791 | 12.791 | 12.791 | 12.791 | 12.791 | 12.792 | 12.794 | 12.796
NPgN | BSP | NG FES - Falling Short | Total installed wind capacity (MW) | DUNSTON | 0 | 0 | 0 | 0 | 0 | 0 | 0 | 0 | 0 | 0 | 0 | 0 | 0 | 0 | 0 | 0 | 0 | 0 | 0 | 0 | 0 | 0 | 0 | 0 | 0 | 0 | 0 | 0.001 | 0.001
NPgN | BSP | NG FES - Falling Short | Total installed wind capacity (MW) | FLATWORTH | 0 | 0 | 0 | 0 | 0 | 0 | 0 | 0 | 0 | 0 | 0 | 0 | 0 | 0 | 0 | 0 | 0 | 0 | 0 | 0 | 0 | 0 | 0 | 0 | 0 | 0 | 0 | 0 | 0
NPgN | BSP | NG FES - Falling Short | Total installed wind capacity (MW) | GOSFORTH | 0.006 | 0.006 | 0.006 | 0.006 | 0.006 | 0.006 | 0.006 | 0.006 | 0.006 | 0.006 | 0.006 | 0.006 | 0.006 | 0.006 | 0.006 | 0.006 | 0.006 | 0.006 | 0.006 | 0.006 | 0.006 | 0.006 | 0.006 | 0.006 | 0.006 | 0.006 | 0.006 | 0.006 | 0.007
NPgN | BSP | NG FES - Falling Short | Total installed wind capacity (MW) | HARROGATE 132/33KV | 16.094 | 16.094 | 16.094 | 16.094 | 16.094 | 16.094 | 16.094 | 16.094 | 16.094 | 16.094 | 16.094 | 16.094 | 16.094 | 16.094 | 16.094 | 16.094 | 16.094 | 16.094 | 16.094 | 16.094 | 16.094 | 16.094 | 16.094 | 16.094 | 16.094 | 16.094 | 16.096 | 16.099 | 16.103
NPgN | BSP | NG FES - Falling Short | Total installed wind capacity (MW) | HUSTHWAITE | 0.192 | 0.192 | 0.192 | 0.192 | 0.192 | 0.192 | 0.192 | 0.192 | 0.192 | 0.192 | 0.192 | 0.192 | 0.192 | 0.192 | 0.192 | 0.192 | 0.192 | 0.192 | 0.192 | 0.192 | 0.192 | 0.192 | 0.192 | 0.192 | 0.192 | 0.192 | 0.193 | 0.195 | 0.198
NPgN | BSP | NG FES - Falling Short | Total installed wind capacity (MW) | LEEMING BAR_SKEEBY | 0.079 | 0.079 | 0.079 | 0.079 | 0.079 | 0.079 | 0.079 | 0.079 | 0.079 | 0.079 | 0.079 | 0.079 | 0.079 | 0.079 | 0.079 | 0.079 | 0.079 | 0.079 | 0.079 | 0.079 | 0.079 | 0.079 | 0.079 | 0.079 | 0.079 | 0.079 | 0.085 | 0.102 | 0.118
NPgN | BSP | NG FES - Falling Short | Total installed wind capacity (MW) | LINTON | 77.039 | 77.039 | 77.039 | 77.039 | 77.039 | 77.039 | 77.039 | 77.039 | 77.039 | 77.039 | 77.039 | 77.039 | 77.039 | 77.039 | 77.039 | 77.039 | 77.039 | 77.039 | 77.039 | 77.039 | 77.039 | 77.039 | 77.039 | 77.039 | 77.039 | 77.039 | 77.042 | 77.052 | 77.061
NPgN | BSP | NG FES - Falling Short | Total installed wind capacity (MW) | MALTON GRID | 0.586 | 0.586 | 0.586 | 0.586 | 0.586 | 0.586 | 0.586 | 0.586 | 0.586 | 0.586 | 0.586 | 0.586 | 0.586 | 0.586 | 0.586 | 0.586 | 0.586 | 0.586 | 0.586 | 0.586 | 0.586 | 0.586 | 0.586 | 0.586 | 0.586 | 0.586 | 0.591 | 0.606 | 0.619
NPgN | BSP | NG FES - Falling Short | Total installed wind capacity (MW) | MELROSEGATE | 0.094 | 0.094 | 0.094 | 0.094 | 0.094 | 0.094 | 0.094 | 0.094 | 0.094 | 0.094 | 0.094 | 0.094 | 0.094 | 0.094 | 0.094 | 0.094 | 0.094 | 0.094 | 0.094 | 0.094 | 0.094 | 0.094 | 0.094 | 0.094 | 0.094 | 0.094 | 0.094 | 0.096 | 0.098
NPgN | BSP | NG FES - Falling Short | Total installed wind capacity (MW) | NORTH TEES | 0.006 | 0.006 | 0.006 | 0.006 | 0.006 | 0.006 | 0.006 | 0.006 | 0.006 | 0.006 | 0.006 | 0.006 | 0.006 | 0.006 | 0.006 | 0.006 | 0.006 | 0.006 | 0.006 | 0.006 | 0.006 | 0.006 | 0.006 | 0.006 | 0.006 | 0.006 | 0.006 | 0.007 | 0.008
NPgN | BSP | NG FES - Falling Short | Total installed wind capacity (MW) | POTTER HOUSE | 7.606 | 7.606 | 7.606 | 7.606 | 7.606 | 7.606 | 7.606 | 7.606 | 7.606 | 7.606 | 7.606 | 7.606 | 7.606 | 7.606 | 7.606 | 7.606 | 7.606 | 7.606 | 7.606 | 7.606 | 7.606 | 7.606 | 7.606 | 7.606 | 7.606 | 7.606 | 7.608 | 7.611 | 7.615
NPgN | BSP | NG FES - Falling Short | Total installed wind capacity (MW) | RAVENSWORTH | 0.01 | 0.01 | 0.01 | 0.01 | 0.01 | 0.01 | 0.01 | 0.01 | 0.01 | 0.01 | 0.01 | 0.01 | 0.01 | 0.01 | 0.01 | 0.01 | 0.01 | 0.01 | 0.01 | 0.01 | 0.01 | 0.01 | 0.01 | 0.01 | 0.01 | 0.01 | 0.011 | 0.011 | 0.012
NPgN | BSP | NG FES - Falling Short | Total installed wind capacity (MW) | SCARBOROUGH GRID | 0.133 | 0.133 | 0.133 | 0.133 | 0.133 | 0.133 | 0.133 | 0.133 | 0.133 | 0.133 | 0.133 | 0.133 | 0.133 | 0.133 | 0.133 | 0.133 | 0.133 | 0.133 | 0.133 | 0.133 | 0.133 | 0.133 | 0.133 | 0.133 | 0.133 | 0.133 | 0.135 | 0.141 | 0.147
NPgN | BSP | NG FES - Falling Short | Total installed wind capacity (MW) | SEAL SANDS | 0 | 0 | 0 | 0 | 0 | 0 | 0 | 0 | 0 | 0 | 0 | 0 | 0 | 0 | 0 | 0 | 0 | 0 | 0 | 0 | 0 | 0 | 0 | 0 | 0 | 0 | 0 | 0 | 0
NPgN | BSP | NG FES - Falling Short | Total installed wind capacity (MW) | SPADEADAM 33KV | 0.001 | 0.001 | 0.001 | 0.001 | 0.001 | 0.001 | 0.001 | 0.001 | 0.001 | 0.001 | 0.001 | 0.001 | 0.001 | 0.001 | 0.001 | 0.001 | 0.001 | 0.001 | 0.001 | 0.001 | 0.001 | 0.001 | 0.001 | 0.001 | 0.001 | 0.001 | 0.001 | 0.002 | 0.002
NPgN | BSP | NG FES - Falling Short | Total installed wind capacity (MW) | SPENNYMOOR 132/66KV | 0.154 | 0.154 | 0.154 | 0.154 | 0.154 | 0.154 | 0.154 | 0.154 | 0.154 | 0.154 | 0.154 | 0.154 | 0.154 | 0.154 | 0.154 | 0.154 | 0.154 | 0.154 | 0.154 | 0.154 | 0.154 | 0.154 | 0.154 | 0.154 | 0.154 | 0.154 | 0.156 | 0.162 | 0.167
NPgN | BSP | NG FES - Falling Short | Total installed wind capacity (MW) | TORONTO | 23.083 | 23.083 | 23.083 | 23.083 | 23.083 | 23.083 | 23.083 | 23.083 | 23.083 | 23.083 | 23.083 | 23.083 | 23.083 | 23.083 | 23.083 | 23.083 | 23.083 | 23.083 | 23.083 | 23.083 | 23.083 | 23.083 | 23.083 | 23.083 | 23.083 | 23.083 | 23.085 | 23.088 | 23.091
NPgN | BSP | NG FES - Falling Short | Total installed wind capacity (MW) | WORMALD GREEN 132/33KV | 0.049 | 0.049 | 0.049 | 0.049 | 0.049 | 0.049 | 0.049 | 0.049 | 0.049 | 0.049 | 0.049 | 0.049 | 0.049 | 0.049 | 0.049 | 0.049 | 0.049 | 0.049 | 0.049 | 0.049 | 0.049 | 0.049 | 0.049 | 0.049 | 0.049 | 0.049 | 0.05 | 0.053 | 0.056
NPgY | BSP | NG FES - Falling Short | Total installed wind capacity (MW) | ATTERCLIFFE | 0 | 0 | 0 | 0 | 0 | 0 | 0 | 0 | 0 | 0 | 0 | 0 | 0 | 0 | 0 | 0.002 | 0.003 | 0.004 | 0.005 | 0.006 | 0.008 | 0.009 | 0.01 | 0.011 | 0.013 | 0.014 | 0.015 | 0.016 | 0.017
NPgY | BSP | NG FES - Falling Short | Total installed wind capacity (MW) | BARUGH 132/66KV | 0.546 | 0.546 | 0.546 | 0.546 | 0.546 | 0.546 | 0.546 | 0.546 | 0.546 | 0.546 | 0.546 | 0.546 | 0.546 | 0.546 | 0.547 | 0.552 | 0.556 | 0.561 | 0.565 | 0.57 | 0.574 | 0.578 | 0.583 | 0.587 | 0.592 | 0.596 | 0.601 | 0.605 | 0.61
NPgY | BSP | NG FES - Falling Short | Total installed wind capacity (MW) | BEESTON ROYDS 132/33KV | 2.5 | 2.5 | 2.5 | 2.5 | 2.5 | 2.5 | 2.5 | 2.5 | 2.5 | 2.5 | 2.5 | 2.5 | 2.5 | 2.5 | 2.501 | 2.503 | 2.506 | 2.508 | 2.51 | 2.513 | 2.515 | 2.518 | 2.52 | 2.523 | 2.525 | 2.528 | 2.53 | 2.532 | 2.535
NPgY | BSP | NG FES - Falling Short | Total installed wind capacity (MW) | BEVERLEY 132/33KV | 53.302 | 53.302 | 53.302 | 53.302 | 53.302 | 53.302 | 53.302 | 53.302 | 53.302 | 53.302 | 53.302 | 53.302 | 53.302 | 53.302 | 53.31 | 53.335 | 53.361 | 53.386 | 53.412 | 53.437 | 53.463 | 53.489 | 53.514 | 53.539 | 53.565 | 53.59 | 53.616 | 53.641 | 53.667
NPgY | BSP | NG FES - Falling Short | Total installed wind capacity (MW) | BINGLEY 132/33KV | 1.048 | 1.048 | 1.048 | 1.048 | 1.048 | 1.048 | 1.048 | 1.048 | 1.048 | 1.048 | 1.048 | 1.048 | 1.048 | 1.048 | 1.048 | 1.051 | 1.053 | 1.055 | 1.057 | 1.059 | 1.061 | 1.063 | 1.065 | 1.068 | 1.07 | 1.072 | 1.074 | 1.076 | 1.078
NPgY | BSP | NG FES - Falling Short | Total installed wind capacity (MW) | BLACKBURN MEADOWS B | 0 | 0 | 0 | 0 | 0 | 0 | 0 | 0 | 0 | 0 | 0 | 0 | 0 | 0 | 0 | 0.001 | 0.002 | 0.003 | 0.003 | 0.004 | 0.005 | 0.006 | 0.007 | 0.007 | 0.008 | 0.009 | 0.01 | 0.011 | 0.011
NPgY | BSP | NG FES - Falling Short | Total installed wind capacity (MW) | BLYTON | 3.484 | 3.484 | 3.484 | 3.484 | 3.484 | 3.484 | 3.484 | 3.484 | 3.484 | 3.484 | 3.484 | 3.484 | 3.484 | 3.484 | 3.487 | 3.498 | 3.509 | 3.519 | 3.53 | 3.541 | 3.552 | 3.563 | 3.573 | 3.584 | 3.595 | 3.606 | 3.616 | 3.627 | 3.638
NPgY | BSP | NG FES - Falling Short | Total installed wind capacity (MW) | BRADFORD | 0 | 0 | 0 | 0 | 0 | 0 | 0 | 0 | 0 | 0 | 0 | 0 | 0 | 0 | 0.001 | 0.004 | 0.006 | 0.009 | 0.012 | 0.014 | 0.017 | 0.02 | 0.023 | 0.025 | 0.028 | 0.031 | 0.033 | 0.036 | 0.039
NPgY | BSP | NG FES - Falling Short | Total installed wind capacity (MW) | BRAMHAM | 10.006 | 10.006 | 10.006 | 10.006 | 10.006 | 10.006 | 10.006 | 10.006 | 10.006 | 10.006 | 10.006 | 10.006 | 10.006 | 10.006 | 10.009 | 10.019 | 10.029 | 10.039 | 10.049 | 10.059 | 10.07 | 10.08 | 10.09 | 10.1 | 10.11 | 10.12 | 10.13 | 10.141 | 10.151
NPgY | BSP | NG FES - Falling Short | Total installed wind capacity (MW) | BRANSHOLME | 0.505 | 0.505 | 0.505 | 0.505 | 0.505 | 0.505 | 0.505 | 0.505 | 0.505 | 0.505 | 0.505 | 0.505 | 0.505 | 0.505 | 0.506 | 0.508 | 0.51 | 0.513 | 0.515 | 0.517 | 0.52 | 0.522 | 0.525 | 0.527 | 0.529 | 0.532 | 0.534 | 0.536 | 0.539
NPgY | BSP | NG FES - Falling Short | Total installed wind capacity (MW) | BRIGHOUSE 132/33KV | 0.125 | 0.125 | 0.125 | 0.125 | 0.125 | 0.125 | 0.125 | 0.125 | 0.125 | 0.125 | 0.125 | 0.125 | 0.125 | 0.125 | 0.126 | 0.131 | 0.135 | 0.139 | 0.143 | 0.147 | 0.151 | 0.155 | 0.159 | 0.163 | 0.167 | 0.172 | 0.176 | 0.18 | 0.184
NPgY | BSP | NG FES - Falling Short | Total installed wind capacity (MW) | DONCASTER B/THORPE MARSH | 61.329 | 61.329 | 61.329 | 61.329 | 61.329 | 61.329 | 61.329 | 61.329 | 61.329 | 61.329 | 61.329 | 61.329 | 61.329 | 61.329 | 61.333 | 61.348 | 61.363 | 61.379 | 61.394 | 61.409 | 61.424 | 61.439 | 61.454 | 61.469 | 61.484 | 61.499 | 61.514 | 61.529 | 61.545
NPgY | BSP | NG FES - Falling Short | Total installed wind capacity (MW) | DONCASTER CENTRAL | 0 | 0 | 0 | 0 | 0 | 0 | 0 | 0 | 0 | 0 | 0 | 0 | 0 | 0 | 0.001 | 0.003 | 0.005 | 0.008 | 0.01 | 0.013 | 0.015 | 0.017 | 0.02 | 0.022 | 0.024 | 0.027 | 0.029 | 0.031 | 0.034
NPgY | BSP | NG FES - Falling Short | Total installed wind capacity (MW) | DRIFFIELD/BEVERLEY GROUP | 113.817 | 113.817 | 113.817 | 113.817 | 113.817 | 113.817 | 113.817 | 113.817 | 113.817 | 113.817 | 113.817 | 113.817 | 113.817 | 113.817 | 113.829 | 113.872 | 113.916 | 113.959 | 114.002 | 114.045 | 114.088 | 114.131 | 114.174 | 114.217 | 114.26 | 114.303 | 114.346 | 114.389 | 114.433
NPgY | BSP | NG FES - Falling Short | Total installed wind capacity (MW) | FEATHERSTONE | 0.115 | 0.115 | 0.115 | 0.115 | 0.115 | 0.115 | 0.115 | 0.115 | 0.115 | 0.115 | 0.115 | 0.115 | 0.115 | 0.115 | 0.115 | 0.119 | 0.122 | 0.125 | 0.128 | 0.131 | 0.134 | 0.137 | 0.14 | 0.143 | 0.146 | 0.149 | 0.153 | 0.156 | 0.159
NPgY | BSP | NG FES - Falling Short | Total installed wind capacity (MW) | GIRLINGTON | 0 | 0 | 0 | 0 | 0 | 0 | 0 | 0 | 0 | 0 | 0 | 0 | 0 | 0 | 0 | 0.002 | 0.004 | 0.005 | 0.007 | 0.009 | 0.01 | 0.012 | 0.014 | 0.015 | 0.017 | 0.019 | 0.02 | 0.022 | 0.024
NPgY | BSP | NG FES - Falling Short | Total installed wind capacity (MW) | HALIFAX 132/33KV | 0.003 | 0.003 | 0.003 | 0.003 | 0.003 | 0.003 | 0.003 | 0.003 | 0.003 | 0.003 | 0.003 | 0.003 | 0.003 | 0.003 | 0.004 | 0.007 | 0.009 | 0.011 | 0.014 | 0.016 | 0.018 | 0.021 | 0.023 | 0.025 | 0.028 | 0.03 | 0.032 | 0.035 | 0.037
NPgY | BSP | NG FES - Falling Short | Total installed wind capacity (MW) | HECKMONDWIKE | 0.021 | 0.021 | 0.021 | 0.021 | 0.021 | 0.021 | 0.021 | 0.021 | 0.021 | 0.021 | 0.021 | 0.021 | 0.021 | 0.021 | 0.021 | 0.024 | 0.026 | 0.029 | 0.031 | 0.034 | 0.036 | 0.038 | 0.041 | 0.043 | 0.046 | 0.048 | 0.051 | 0.053 | 0.056
NPgY | BSP | NG FES - Falling Short | Total installed wind capacity (MW) | HOLMFIELD | 19.772 | 19.772 | 19.772 | 19.772 | 19.772 | 19.772 | 19.772 | 19.772 | 19.772 | 19.772 | 19.772 | 19.772 | 19.772 | 19.772 | 19.774 | 19.78 | 19.785 | 19.791 | 19.797 | 19.803 | 19.809 | 19.815 | 19.82 | 19.826 | 19.832 | 19.838 | 19.844 | 19.849 | 19.855
NPgY | BSP | NG FES - Falling Short | Total installed wind capacity (MW) | HULL EAST 132/33KV | 38.339 | 38.339 | 38.339 | 38.339 | 38.339 | 38.339 | 38.339 | 38.339 | 38.339 | 38.339 | 38.339 | 38.339 | 38.339 | 38.339 | 38.342 | 38.353 | 38.364 | 38.375 | 38.386 | 38.396 | 38.407 | 38.418 | 38.429 | 38.44 | 38.451 | 38.461 | 38.472 | 38.483 | 38.494
NPgY | BSP | NG FES - Falling Short | Total installed wind capacity (MW) | HULL SOUTH | 0.004 | 0.004 | 0.004 | 0.004 | 0.004 | 0.004 | 0.004 | 0.004 | 0.004 | 0.004 | 0.004 | 0.004 | 0.004 | 0.004 | 0.005 | 0.009 | 0.012 | 0.016 | 0.019 | 0.023 | 0.026 | 0.03 | 0.033 | 0.037 | 0.04 | 0.044 | 0.047 | 0.051 | 0.054
NPgY | BSP | NG FES - Falling Short | Total installed wind capacity (MW) | HULL WEST | 7.965 | 7.965 | 7.965 | 7.965 | 7.965 | 7.965 | 7.965 | 7.965 | 7.965 | 7.965 | 7.965 | 7.965 | 7.965 | 7.965 | 7.97 | 7.987 | 8.003 | 8.02 | 8.037 | 8.053 | 8.07 | 8.087 | 8.103 | 8.12 | 8.137 | 8.154 | 8.17 | 8.187 | 8.204
NPgY | BSP | NG FES - Falling Short | Total installed wind capacity (MW) | HUMBERSTON | 24.6 | 24.6 | 24.6 | 24.6 | 24.6 | 24.6 | 24.6 | 24.6 | 24.6 | 24.6 | 24.6 | 24.6 | 24.6 | 24.6 | 24.601 | 24.603 | 24.605 | 24.607 | 24.609 | 24.611 | 24.613 | 24.616 | 24.618 | 24.62 | 24.622 | 24.624 | 24.626 | 24.628 | 24.631
NPgY | BSP | NG FES - Falling Short | Total installed wind capacity (MW) | HUNNINGLEY | 0.5 | 0.5 | 0.5 | 0.5 | 0.5 | 0.5 | 0.5 | 0.5 | 0.5 | 0.5 | 0.5 | 0.5 | 0.5 | 0.5 | 0.501 | 0.502 | 0.504 | 0.506 | 0.508 | 0.51 | 0.512 | 0.514 | 0.516 | 0.517 | 0.519 | 0.521 | 0.523 | 0.525 | 0.527
NPgY | BSP | NG FES - Falling Short | Total installed wind capacity (MW) | HUNSHELF | 6.718 | 6.718 | 6.718 | 6.718 | 6.718 | 6.718 | 6.718 | 6.718 | 6.718 | 6.718 | 6.718 | 6.718 | 6.718 | 6.718 | 6.719 | 6.721 | 6.723 | 6.725 | 6.727 | 6.729 | 6.731 | 6.733 | 6.735 | 6.736 | 6.738 | 6.74 | 6.742 | 6.744 | 6.746
NPgY | BSP | NG FES - Falling Short | Total installed wind capacity (MW) | IMMINGHAM | 0.24 | 0.24 | 0.24 | 0.24 | 0.24 | 0.24 | 0.24 | 0.24 | 0.24 | 0.24 | 0.24 | 0.24 | 0.24 | 0.24 | 0.241 | 0.244 | 0.247 | 0.25 | 0.253 | 0.256 | 0.259 | 0.263 | 0.266 | 0.269 | 0.272 | 0.275 | 0.278 | 0.282 | 0.285
NPgY | BSP | NG FES - Falling Short | Total installed wind capacity (MW) | KIRKHAW LANE | 2.822 | 2.822 | 2.822 | 2.822 | 2.822 | 2.822 | 2.822 | 2.822 | 2.822 | 2.822 | 2.822 | 2.822 | 2.822 | 2.822 | 2.824 | 2.828 | 2.833 | 2.837 | 2.841 | 2.846 | 2.85 | 2.855 | 2.859 | 2.863 | 2.868 | 2.872 | 2.877 | 2.881 | 2.886
NPgY | BSP | NG FES - Falling Short | Total installed wind capacity (MW) | KIRKSTALL C 2/5 | 0 | 0 | 0 | 0 | 0 | 0 | 0 | 0 | 0 | 0 | 0 | 0 | 0 | 0 | 0 | 0.001 | 0.001 | 0.002 | 0.002 | 0.003 | 0.003 | 0.004 | 0.004 | 0.005 | 0.005 | 0.006 | 0.007 | 0.007 | 0.008
NPgY | BSP | NG FES - Falling Short | Total installed wind capacity (MW) | KIRKSTALL C/RING ROAD HORSFORTH | 0.097 | 0.097 | 0.097 | 0.097 | 0.097 | 0.097 | 0.097 | 0.097 | 0.097 | 0.097 | 0.097 | 0.097 | 0.097 | 0.097 | 0.098 | 0.101 | 0.105 | 0.108 | 0.112 | 0.115 | 0.119 | 0.122 | 0.126 | 0.129 | 0.133 | 0.136 | 0.139 | 0.143 | 0.146
NPgY | BSP | NG FES - Falling Short | Total installed wind capacity (MW) | LEEDS EAST | 0.109 | 0.109 | 0.109 | 0.109 | 0.109 | 0.109 | 0.109 | 0.109 | 0.109 | 0.109 | 0.109 | 0.109 | 0.109 | 0.109 | 0.11 | 0.113 | 0.115 | 0.117 | 0.12 | 0.122 | 0.124 | 0.127 | 0.129 | 0.132 | 0.134 | 0.136 | 0.139 | 0.141 | 0.144
NPgY | BSP | NG FES - Falling Short | Total installed wind capacity (MW) | LEEDS NORTH | 0 | 0 | 0 | 0 | 0 | 0 | 0 | 0 | 0 | 0 | 0 | 0 | 0 | 0 | 0.001 | 0.002 | 0.004 | 0.006 | 0.007 | 0.009 | 0.011 | 0.012 | 0.014 | 0.016 | 0.017 | 0.019 | 0.021 | 0.023 | 0.024
NPgY | BSP | NG FES - Falling Short | Total installed wind capacity (MW) | LINDLEY | 1.157 | 1.157 | 1.157 | 1.157 | 1.157 | 1.157 | 1.157 | 1.157 | 1.157 | 1.157 | 1.157 | 1.157 | 1.157 | 1.157 | 1.158 | 1.161 | 1.165 | 1.169 | 1.172 | 1.176 | 1.179 | 1.183 | 1.187 | 1.19 | 1.194 | 1.197 | 1.201 | 1.205 | 1.208
NPgY | BSP | NG FES - Falling Short | Total installed wind capacity (MW) | LOW ROAD | 0 | 0 | 0 | 0 | 0 | 0 | 0 | 0 | 0 | 0 | 0 | 0 | 0 | 0 | 0 | 0.002 | 0.003 | 0.005 | 0.006 | 0.007 | 0.009 | 0.01 | 0.012 | 0.013 | 0.014 | 0.016 | 0.017 | 0.019 | 0.02
NPgY | BSP | NG FES - Falling Short | Total installed wind capacity (MW) | MALLARD WAY | 0 | 0 | 0 | 0 | 0 | 0 | 0 | 0 | 0 | 0 | 0 | 0 | 0 | 0 | 0.001 | 0.004 | 0.006 | 0.009 | 0.012 | 0.015 | 0.018 | 0.02 | 0.023 | 0.026 | 0.029 | 0.032 | 0.034 | 0.037 | 0.04
NPgY | BSP | NG FES - Falling Short | Total installed wind capacity (MW) | MENSTON | 0.272 | 0.272 | 0.272 | 0.272 | 0.272 | 0.272 | 0.272 | 0.272 | 0.272 | 0.272 | 0.272 | 0.272 | 0.272 | 0.272 | 0.273 | 0.275 | 0.276 | 0.278 | 0.28 | 0.282 | 0.284 | 0.285 | 0.287 | 0.289 | 0.291 | 0.293 | 0.294 | 0.296 | 0.298
NPgY | BSP | NG FES - Falling Short | Total installed wind capacity (MW) | MOSS ROAD | 0 | 0 | 0 | 0 | 0 | 0 | 0 | 0 | 0 | 0 | 0 | 0 | 0 | 0 | 0 | 0.002 | 0.004 | 0.005 | 0.007 | 0.008 | 0.01 | 0.011 | 0.013 | 0.014 | 0.016 | 0.018 | 0.019 | 0.021 | 0.022
NPgY | BSP | NG FES - Falling Short | Total installed wind capacity (MW) | OSGODBY 1/2 | 0 | 0 | 0 | 0 | 0 | 0 | 0 | 0 | 0 | 0 | 0 | 0 | 0 | 0 | 0 | 0 | 0 | 0 | 0 | 0 | 0 | 0 | 0 | 0 | 0 | 0 | 0 | 0 | 0
NPgY | BSP | NG FES - Falling Short | Total installed wind capacity (MW) | OSGODBY 3/4 | 38.261 | 38.261 | 38.261 | 38.261 | 38.261 | 38.261 | 38.261 | 38.261 | 38.261 | 38.261 | 38.261 | 38.261 | 38.261 | 38.261 | 38.266 | 38.282 | 38.297 | 38.313 | 38.329 | 38.345 | 38.361 | 38.376 | 38.392 | 38.408 | 38.424 | 38.44 | 38.455 | 38.471 | 38.487
NPgY | BSP | NG FES - Falling Short | Total installed wind capacity (MW) | RODLEY | 0.019 | 0.019 | 0.019 | 0.019 | 0.019 | 0.019 | 0.019 | 0.019 | 0.019 | 0.019 | 0.019 | 0.019 | 0.019 | 0.019 | 0.02 | 0.022 | 0.025 | 0.027 | 0.029 | 0.032 | 0.034 | 0.037 | 0.039 | 0.042 | 0.044 | 0.046 | 0.049 | 0.051 | 0.054
NPgY | BSP | NG FES - Falling Short | Total installed wind capacity (MW) | SAINT ANDREWS ROAD 132/33KV | 0.026 | 0.026 | 0.026 | 0.026 | 0.026 | 0.026 | 0.026 | 0.026 | 0.026 | 0.026 | 0.026 | 0.026 | 0.026 | 0.026 | 0.027 | 0.03 | 0.033 | 0.036 | 0.039 | 0.042 | 0.045 | 0.048 | 0.051 | 0.054 | 0.057 | 0.059 | 0.062 | 0.065 | 0.068
NPgY | BSP | NG FES - Falling Short | Total installed wind capacity (MW) | SALTEND 132/33KV | 0 | 0 | 0 | 0 | 0 | 0 | 0 | 0 | 0 | 0 | 0 | 0 | 0 | 0 | 0 | 0 | 0 | 0 | 0 | 0 | 0 | 0 | 0 | 0 | 0 | 0 | 0 | 0 | 0
NPgY | BSP | NG FES - Falling Short | Total installed wind capacity (MW) | SANTON | 1.625 | 1.625 | 1.625 | 1.625 | 1.625 | 1.625 | 1.625 | 1.625 | 1.625 | 1.625 | 1.625 | 1.625 | 1.625 | 1.625 | 1.628 | 1.638 | 1.649 | 1.66 | 1.671 | 1.682 | 1.692 | 1.703 | 1.714 | 1.725 | 1.736 | 1.746 | 1.757 | 1.768 | 1.779
NPgY | BSP | NG FES - Falling Short | Total installed wind capacity (MW) | SCUNTHORPE NORTH | 28.175 | 28.175 | 28.175 | 28.175 | 28.175 | 28.175 | 28.175 | 28.175 | 28.175 | 28.175 | 28.175 | 28.175 | 28.175 | 28.175 | 28.177 | 28.184 | 28.191 | 28.198 | 28.205 | 28.212 | 28.219 | 28.226 | 28.232 | 28.239 | 28.246 | 28.253 | 28.26 | 28.267 | 28.274
NPgY | BSP | NG FES - Falling Short | Total installed wind capacity (MW) | SCUNTHORPE SOUTH | 1.009 | 1.009 | 1.009 | 1.009 | 1.009 | 1.009 | 1.009 | 1.009 | 1.009 | 1.009 | 1.009 | 1.009 | 1.009 | 1.009 | 1.012 | 1.025 | 1.037 | 1.05 | 1.062 | 1.075 | 1.087 | 1.099 | 1.112 | 1.124 | 1.137 | 1.149 | 1.161 | 1.174 | 1.186
NPgY | BSP | NG FES - Falling Short | Total installed wind capacity (MW) | SILSDEN | 0.668 | 0.668 | 0.668 | 0.668 | 0.668 | 0.668 | 0.668 | 0.668 | 0.668 | 0.668 | 0.668 | 0.668 | 0.668 | 0.668 | 0.685 | 0.742 | 0.8 | 0.857 | 0.915 | 0.972 | 1.03 | 1.087 | 1.144 | 1.202 | 1.259 | 1.317 | 1.374 | 1.432 | 1.489
NPgY | BSP | NG FES - Falling Short | Total installed wind capacity (MW) | SOWERBY BRIDGE 132/33KV | 22.21 | 22.21 | 22.21 | 22.21 | 22.21 | 22.21 | 22.21 | 22.21 | 22.21 | 22.21 | 22.21 | 22.21 | 22.21 | 22.21 | 22.212 | 22.219 | 22.225 | 22.231 | 22.238 | 22.244 | 22.25 | 22.256 | 22.263 | 22.269 | 22.275 | 22.282 | 22.288 | 22.294 | 22.301
NPgY | BSP | NG FES - Falling Short | Total installed wind capacity (MW) | STAYGATE | 0 | 0 | 0 | 0 | 0 | 0 | 0 | 0 | 0 | 0 | 0 | 0 | 0 | 0 | 0.001 | 0.003 | 0.005 | 0.007 | 0.009 | 0.012 | 0.014 | 0.016 | 0.018 | 0.02 | 0.022 | 0.025 | 0.027 | 0.029 | 0.031
NPgY | BSP | NG FES - Falling Short | Total installed wind capacity (MW) | THORNHILL 132KV | 19.597 | 19.597 | 19.597 | 19.597 | 19.597 | 19.597 | 19.597 | 19.597 | 19.597 | 19.597 | 19.597 | 19.597 | 19.597 | 19.597 | 19.598 | 19.603 | 19.607 | 19.612 | 19.617 | 19.621 | 19.626 | 19.63 | 19.635 | 19.639 | 19.644 | 19.648 | 19.653 | 19.658 | 19.662
NPgY | BSP | NG FES - Falling Short | Total installed wind capacity (MW) | WAKEFIELD MONCKTON ROAD | 0.018 | 0.018 | 0.018 | 0.018 | 0.018 | 0.018 | 0.018 | 0.018 | 0.018 | 0.018 | 0.018 | 0.018 | 0.018 | 0.018 | 0.018 | 0.02 | 0.022 | 0.024 | 0.026 | 0.028 | 0.03 | 0.033 | 0.035 | 0.037 | 0.039 | 0.041 | 0.043 | 0.045 | 0.047
NPgY | BSP | NG FES - Falling Short | Total installed wind capacity (MW) | WAKEFIELD NORTH | 0.09 | 0.09 | 0.09 | 0.09 | 0.09 | 0.09 | 0.09 | 0.09 | 0.09 | 0.09 | 0.09 | 0.09 | 0.09 | 0.09 | 0.091 | 0.094 | 0.097 | 0.1 | 0.104 | 0.107 | 0.11 | 0.113 | 0.116 | 0.12 | 0.123 | 0.126 | 0.129 | 0.132 | 0.136
NPgY | BSP | NG FES - Falling Short | Total installed wind capacity (MW) | WEST MELTON | 8.761 | 8.761 | 8.761 | 8.761 | 8.761 | 8.761 | 8.761 | 8.761 | 8.761 | 8.761 | 8.761 | 8.761 | 8.761 | 8.761 | 8.763 | 8.77 | 8.778 | 8.785 | 8.792 | 8.8 | 8.807 | 8.814 | 8.822 | 8.829 | 8.836 | 8.844 | 8.851 | 8.859 | 8.866
NPgY | BSP | NG FES - Falling Short | Total installed wind capacity (MW) | WHINMOOR | 0.03 | 0.03 | 0.03 | 0.03 | 0.03 | 0.03 | 0.03 | 0.03 | 0.03 | 0.03 | 0.03 | 0.03 | 0.03 | 0.03 | 0.03 | 0.033 | 0.035 | 0.038 | 0.04 | 0.043 | 0.045 | 0.048 | 0.05 | 0.053 | 0.055 | 0.058 | 0.06 | 0.063 | 0.065
NPgY | BSP | NG FES - Falling Short | Total installed wind capacity (MW) | WOLD NEWTON | 34.771 | 34.771 | 34.771 | 34.771 | 34.771 | 34.771 | 34.771 | 34.771 | 34.771 | 34.771 | 34.771 | 34.771 | 34.771 | 34.771 | 34.776 | 34.79 | 34.805 | 34.819 | 34.834 | 34.849 | 34.863 | 34.878 | 34.892 | 34.907 | 34.922 | 34.936 | 34.951 | 34.965 | 34.98
NPgY | BSP | NG FES - Falling Short | Total installed wind capacity (MW) | YARBOROUGH ROAD 132/33KV | 1.443 | 1.443 | 1.443 | 1.443 | 1.443 | 1.443 | 1.443 | 1.443 | 1.443 | 1.443 | 1.443 | 1.443 | 1.443 | 1.443 | 1.444 | 1.448 | 1.452 | 1.456 | 1.46 | 1.463 | 1.467 | 1.471 | 1.475 | 1.478 | 1.482 | 1.486 | 1.49 | 1.494 | 1.497
NPgN | BSP | NG FES - Leading the Way | Total installed wind capacity (MW) | ANNFIELD | 25.7 | 25.662 | 25.662 | 25.662 | 25.662 | 25.662 | 25.662 | 25.662 | 25.662 | 25.662 | 25.662 | 25.662 | 25.674 | 25.688 | 25.703 | 25.719 | 25.737 | 25.754 | 25.773 | 25.793 | 25.814 | 25.835 | 25.857 | 25.881 | 25.905 | 25.93 | 25.956 | 25.983 | 26.011
NPgN | BSP | NG FES - Leading the Way | Total installed wind capacity (MW) | BARRACK ROAD | 0 | 0 | 0 | 0 | 0 | 0 | 0 | 0 | 0 | 0 | 0 | 0 | 0 | 0.001 | 0.001 | 0.002 | 0.002 | 0.003 | 0.004 | 0.004 | 0.005 | 0.006 | 0.006 | 0.007 | 0.008 | 0.009 | 0.01 | 0.01 | 0.011
NPgN | BSP | NG FES - Leading the Way | Total installed wind capacity (MW) | BLUCHER | 0 | 0 | 0 | 0 | 0 | 0 | 0 | 0 | 0 | 0 | 0 | 0 | 0.004 | 0.008 | 0.012 | 0.017 | 0.022 | 0.028 | 0.033 | 0.039 | 0.045 | 0.052 | 0.058 | 0.065 | 0.073 | 0.08 | 0.088 | 0.096 | 0.104
NPgN | BSP | NG FES - Leading the Way | Total installed wind capacity (MW) | BOWESFIELD | 10.475 | 10.475 | 10.475 | 10.475 | 10.475 | 10.475 | 10.475 | 10.475 | 10.475 | 10.475 | 10.475 | 10.475 | 10.483 | 10.492 | 10.502 | 10.512 | 10.523 | 10.535 | 10.547 | 10.559 | 10.572 | 10.586 | 10.601 | 10.615 | 10.631 | 10.647 | 10.664 | 10.681 | 10.698
NPgN | BSP | NG FES - Leading the Way | Total installed wind capacity (MW) | CHIRTON GRANGE | 0 | 0 | 0 | 0 | 0 | 0 | 0 | 0 | 0 | 0 | 0 | 0 | 0.003 | 0.006 | 0.009 | 0.013 | 0.017 | 0.021 | 0.025 | 0.03 | 0.035 | 0.04 | 0.045 | 0.05 | 0.055 | 0.061 | 0.067 | 0.073 | 0.08
NPgN | BSP | NG FES - Leading the Way | Total installed wind capacity (MW) | COALBURNS | 2.462 | 2.462 | 2.462 | 2.462 | 2.462 | 2.462 | 2.462 | 2.462 | 2.462 | 2.462 | 2.462 | 2.462 | 2.48 | 2.502 | 2.524 | 2.549 | 2.575 | 2.601 | 2.63 | 2.659 | 2.691 | 2.723 | 2.757 | 2.792 | 2.828 | 2.866 | 2.905 | 2.946 | 2.988
NPgN | BSP | NG FES - Leading the Way | Total installed wind capacity (MW) | DARLINGTON CENTRAL | 0.03 | 0.03 | 0.03 | 0.03 | 0.03 | 0.03 | 0.03 | 0.03 | 0.03 | 0.03 | 0.03 | 0.03 | 0.033 | 0.036 | 0.04 | 0.043 | 0.047 | 0.052 | 0.056 | 0.061 | 0.066 | 0.071 | 0.076 | 0.081 | 0.087 | 0.093 | 0.099 | 0.106 | 0.112
NPgN | BSP | NG FES - Leading the Way | Total installed wind capacity (MW) | DARLINGTON NORTH | 12.791 | 12.791 | 12.791 | 12.791 | 12.791 | 12.791 | 12.791 | 12.791 | 12.791 | 12.791 | 12.791 | 12.791 | 12.798 | 12.806 | 12.815 | 12.825 | 12.835 | 12.845 | 12.856 | 12.867 | 12.879 | 12.892 | 12.905 | 12.919 | 12.933 | 12.947 | 12.963 | 12.978 | 12.995
NPgN | BSP | NG FES - Leading the Way | Total installed wind capacity (MW) | DUNSTON | 0 | 0 | 0 | 0 | 0 | 0 | 0 | 0 | 0 | 0 | 0 | 0 | 0.002 | 0.004 | 0.006 | 0.008 | 0.01 | 0.013 | 0.015 | 0.018 | 0.021 | 0.023 | 0.026 | 0.03 | 0.033 | 0.036 | 0.04 | 0.043 | 0.047
NPgN | BSP | NG FES - Leading the Way | Total installed wind capacity (MW) | FLATWORTH | 0 | 0 | 0 | 0 | 0 | 0 | 0 | 0 | 0 | 0 | 0 | 0 | 0 | 0.001 | 0.001 | 0.002 | 0.002 | 0.002 | 0.003 | 0.003 | 0.004 | 0.005 | 0.005 | 0.006 | 0.006 | 0.007 | 0.008 | 0.008 | 0.009
NPgN | BSP | NG FES - Leading the Way | Total installed wind capacity (MW) | GOSFORTH | 0.006 | 0.006 | 0.006 | 0.006 | 0.006 | 0.006 | 0.006 | 0.006 | 0.006 | 0.006 | 0.006 | 0.006 | 0.007 | 0.007 | 0.008 | 0.009 | 0.01 | 0.011 | 0.012 | 0.013 | 0.014 | 0.015 | 0.017 | 0.018 | 0.019 | 0.021 | 0.022 | 0.023 | 0.025
NPgN | BSP | NG FES - Leading the Way | Total installed wind capacity (MW) | HARROGATE 132/33KV | 16.094 | 16.094 | 16.094 | 16.094 | 16.094 | 16.094 | 16.094 | 16.094 | 16.094 | 16.094 | 16.094 | 16.094 | 16.107 | 16.122 | 16.138 | 16.155 | 16.173 | 16.192 | 16.212 | 16.232 | 16.254 | 16.277 | 16.3 | 16.325 | 16.35 | 16.377 | 16.404 | 16.433 | 16.462
NPgN | BSP | NG FES - Leading the Way | Total installed wind capacity (MW) | HUSTHWAITE | 0.192 | 0.192 | 0.192 | 0.192 | 0.192 | 0.192 | 0.192 | 0.192 | 0.192 | 0.192 | 0.192 | 0.192 | 0.201 | 0.211 | 0.222 | 0.234 | 0.247 | 0.26 | 0.274 | 0.288 | 0.303 | 0.319 | 0.335 | 0.352 | 0.37 | 0.389 | 0.408 | 0.427 | 0.448
NPgN | BSP | NG FES - Leading the Way | Total installed wind capacity (MW) | LEEMING BAR_SKEEBY | 0.079 | 0.079 | 0.079 | 0.079 | 0.079 | 0.079 | 0.079 | 0.079 | 0.079 | 0.079 | 0.079 | 0.079 | 0.134 | 0.201 | 0.27 | 0.345 | 0.423 | 0.506 | 0.593 | 0.683 | 0.778 | 0.877 | 0.98 | 1.088 | 1.199 | 1.314 | 1.434 | 1.558 | 1.686
NPgN | BSP | NG FES - Leading the Way | Total installed wind capacity (MW) | LINTON | 77.039 | 77.039 | 77.039 | 77.039 | 77.039 | 77.039 | 77.039 | 77.039 | 77.039 | 77.039 | 77.039 | 77.039 | 77.07 | 77.107 | 77.146 | 77.187 | 77.231 | 77.277 | 77.325 | 77.376 | 77.429 | 77.484 | 77.542 | 77.601 | 77.664 | 77.728 | 77.795 | 77.864 | 77.935
NPgN | BSP | NG FES - Leading the Way | Total installed wind capacity (MW) | MALTON GRID | 0.586 | 0.586 | 0.586 | 0.586 | 0.586 | 0.586 | 0.586 | 0.586 | 0.586 | 0.586 | 0.586 | 0.586 | 0.633 | 0.69 | 0.749 | 0.813 | 0.88 | 0.95 | 1.024 | 1.102 | 1.183 | 1.267 | 1.355 | 1.447 | 1.542 | 1.64 | 1.743 | 1.848 | 1.957
NPgN | BSP | NG FES - Leading the Way | Total installed wind capacity (MW) | MELROSEGATE | 0.094 | 0.094 | 0.094 | 0.094 | 0.094 | 0.094 | 0.094 | 0.094 | 0.094 | 0.094 | 0.094 | 0.094 | 0.1 | 0.108 | 0.116 | 0.124 | 0.133 | 0.143 | 0.153 | 0.163 | 0.174 | 0.185 | 0.197 | 0.209 | 0.222 | 0.235 | 0.249 | 0.263 | 0.278
NPgN | BSP | NG FES - Leading the Way | Total installed wind capacity (MW) | NORTH TEES | 0.006 | 0.006 | 0.006 | 0.006 | 0.006 | 0.006 | 0.006 | 0.006 | 0.006 | 0.006 | 0.006 | 0.006 | 0.008 | 0.01 | 0.013 | 0.016 | 0.018 | 0.021 | 0.024 | 0.027 | 0.031 | 0.034 | 0.038 | 0.042 | 0.045 | 0.049 | 0.054 | 0.058 | 0.062
NPgN | BSP | NG FES - Leading the Way | Total installed wind capacity (MW) | POTTER HOUSE | 7.606 | 7.606 | 7.606 | 7.606 | 7.606 | 7.606 | 7.606 | 7.606 | 7.606 | 7.606 | 7.606 | 7.606 | 7.618 | 7.632 | 7.647 | 7.663 | 7.68 | 7.697 | 7.715 | 7.735 | 7.755 | 7.776 | 7.798 | 7.821 | 7.844 | 7.869 | 7.894 | 7.921 | 7.948
NPgN | BSP | NG FES - Leading the Way | Total installed wind capacity (MW) | RAVENSWORTH | 0.01 | 0.01 | 0.01 | 0.01 | 0.01 | 0.01 | 0.01 | 0.01 | 0.01 | 0.01 | 0.01 | 0.01 | 0.012 | 0.014 | 0.017 | 0.019 | 0.022 | 0.024 | 0.027 | 0.03 | 0.033 | 0.037 | 0.04 | 0.044 | 0.047 | 0.051 | 0.055 | 0.059 | 0.063
NPgN | BSP | NG FES - Leading the Way | Total installed wind capacity (MW) | SCARBOROUGH GRID | 0.133 | 0.133 | 0.133 | 0.133 | 0.133 | 0.133 | 0.133 | 0.133 | 0.133 | 0.133 | 0.133 | 0.133 | 0.152 | 0.175 | 0.199 | 0.225 | 0.252 | 0.28 | 0.31 | 0.341 | 0.374 | 0.408 | 0.443 | 0.48 | 0.518 | 0.558 | 0.599 | 0.642 | 0.686
NPgN | BSP | NG FES - Leading the Way | Total installed wind capacity (MW) | SEAL SANDS | 0 | 0 | 0 | 0 | 0 | 0 | 0 | 0 | 0 | 0 | 0 | 0 | 0 | 0 | 0 | 0 | 0 | 0 | 0 | 0 | 0 | 0 | 0 | 0 | 0 | 0 | 0 | 0 | 0
NPgN | BSP | NG FES - Leading the Way | Total installed wind capacity (MW) | SPADEADAM 33KV | 0.001 | 0.001 | 0.001 | 0.001 | 0.001 | 0.001 | 0.001 | 0.001 | 0.001 | 0.001 | 0.001 | 0.001 | 0.002 | 0.002 | 0.003 | 0.004 | 0.004 | 0.005 | 0.006 | 0.007 | 0.007 | 0.008 | 0.009 | 0.01 | 0.011 | 0.012 | 0.013 | 0.014 | 0.015
NPgN | BSP | NG FES - Leading the Way | Total installed wind capacity (MW) | SPENNYMOOR 132/66KV | 0.154 | 0.154 | 0.154 | 0.154 | 0.154 | 0.154 | 0.154 | 0.154 | 0.154 | 0.154 | 0.154 | 0.154 | 0.173 | 0.195 | 0.219 | 0.244 | 0.271 | 0.299 | 0.328 | 0.359 | 0.391 | 0.425 | 0.46 | 0.497 | 0.534 | 0.574 | 0.614 | 0.656 | 0.7
NPgN | BSP | NG FES - Leading the Way | Total installed wind capacity (MW) | TORONTO | 23.083 | 23.083 | 23.083 | 23.083 | 23.083 | 23.083 | 23.083 | 23.083 | 23.083 | 23.083 | 23.083 | 23.083 | 23.094 | 23.107 | 23.12 | 23.134 | 23.149 | 23.164 | 23.181 | 23.198 | 23.216 | 23.234 | 23.254 | 23.274 | 23.295 | 23.317 | 23.34 | 23.363 | 23.387
NPgN | BSP | NG FES - Leading the Way | Total installed wind capacity (MW) | WORMALD GREEN 132/33KV | 0.049 | 0.049 | 0.049 | 0.049 | 0.049 | 0.049 | 0.049 | 0.049 | 0.049 | 0.049 | 0.049 | 0.049 | 0.059 | 0.07 | 0.082 | 0.095 | 0.108 | 0.123 | 0.137 | 0.153 | 0.169 | 0.186 | 0.204 | 0.222 | 0.241 | 0.261 | 0.282 | 0.303 | 0.325
NPgY | BSP | NG FES - Leading the Way | Total installed wind capacity (MW) | ATTERCLIFFE | 0 | 0 | 0 | 0 | 0 | 0 | 0 | 0.003 | 0.007 | 0.01 | 0.014 | 0.019 | 0.023 | 0.028 | 0.033 | 0.039 | 0.045 | 0.051 | 0.057 | 0.064 | 0.071 | 0.078 | 0.086 | 0.094 | 0.102 | 0.111 | 0.119 | 0.129 | 0.138
NPgY | BSP | NG FES - Leading the Way | Total installed wind capacity (MW) | BARUGH 132/66KV | 0.546 | 0.546 | 0.546 | 0.546 | 0.546 | 0.546 | 0.547 | 0.558 | 0.57 | 0.583 | 0.598 | 0.614 | 0.63 | 0.648 | 0.667 | 0.687 | 0.709 | 0.731 | 0.755 | 0.779 | 0.805 | 0.832 | 0.86 | 0.889 | 0.919 | 0.95 | 0.983 | 1.016 | 1.051
NPgY | BSP | NG FES - Leading the Way | Total installed wind capacity (MW) | BEESTON ROYDS 132/33KV | 2.5 | 2.5 | 2.5 | 2.5 | 2.5 | 2.5 | 2.5 | 2.506 | 2.513 | 2.521 | 2.528 | 2.537 | 2.546 | 2.556 | 2.566 | 2.577 | 2.589 | 2.601 | 2.614 | 2.627 | 2.641 | 2.656 | 2.671 | 2.687 | 2.703 | 2.721 | 2.738 | 2.757 | 2.775
NPgY | BSP | NG FES - Leading the Way | Total installed wind capacity (MW) | BEVERLEY 132/33KV | 53.302 | 53.302 | 53.302 | 53.302 | 53.302 | 53.302 | 53.307 | 53.37 | 53.44 | 53.517 | 53.6 | 53.689 | 53.784 | 53.886 | 53.995 | 54.109 | 54.23 | 54.358 | 54.492 | 54.632 | 54.778 | 54.931 | 55.091 | 55.256 | 55.428 | 55.607 | 55.792 | 55.983 | 56.18
NPgY | BSP | NG FES - Leading the Way | Total installed wind capacity (MW) | BINGLEY 132/33KV | 1.048 | 1.048 | 1.048 | 1.048 | 1.048 | 1.048 | 1.048 | 1.053 | 1.059 | 1.066 | 1.073 | 1.08 | 1.088 | 1.097 | 1.106 | 1.115 | 1.126 | 1.136 | 1.147 | 1.159 | 1.172 | 1.184 | 1.198 | 1.212 | 1.226 | 1.241 | 1.256 | 1.273 | 1.289
NPgY | BSP | NG FES - Leading the Way | Total installed wind capacity (MW) | BLACKBURN MEADOWS B | 0 | 0 | 0 | 0 | 0 | 0 | 0 | 0.002 | 0.004 | 0.007 | 0.009 | 0.012 | 0.015 | 0.018 | 0.022 | 0.025 | 0.029 | 0.033 | 0.037 | 0.041 | 0.046 | 0.051 | 0.056 | 0.061 | 0.066 | 0.072 | 0.078 | 0.084 | 0.09
NPgY | BSP | NG FES - Leading the Way | Total installed wind capacity (MW) | BLYTON | 3.484 | 3.484 | 3.484 | 3.484 | 3.484 | 3.484 | 3.485 | 3.512 | 3.542 | 3.574 | 3.61 | 3.647 | 3.688 | 3.731 | 3.777 | 3.825 | 3.877 | 3.931 | 3.988 | 4.047 | 4.109 | 4.174 | 4.241 | 4.311 | 4.384 | 4.46 | 4.538 | 4.619 | 4.703
NPgY | BSP | NG FES - Leading the Way | Total installed wind capacity (MW) | BRADFORD | 0 | 0 | 0 | 0 | 0 | 0 | 0 | 0.007 | 0.015 | 0.023 | 0.032 | 0.041 | 0.051 | 0.062 | 0.074 | 0.086 | 0.099 | 0.113 | 0.127 | 0.142 | 0.158 | 0.174 | 0.191 | 0.209 | 0.227 | 0.246 | 0.266 | 0.286 | 0.307
NPgY | BSP | NG FES - Leading the Way | Total installed wind capacity (MW) | BRAMHAM | 10.006 | 10.006 | 10.006 | 10.006 | 10.006 | 10.006 | 10.007 | 10.033 | 10.061 | 10.091 | 10.124 | 10.16 | 10.198 | 10.238 | 10.281 | 10.327 | 10.375 | 10.426 | 10.48 | 10.535 | 10.594 | 10.655 | 10.718 | 10.784 | 10.853 | 10.924 | 10.997 | 11.073 | 11.152
NPgY | BSP | NG FES - Leading the Way | Total installed wind capacity (MW) | BRANSHOLME | 0.505 | 0.505 | 0.505 | 0.505 | 0.505 | 0.505 | 0.505 | 0.511 | 0.518 | 0.525 | 0.533 | 0.541 | 0.55 | 0.559 | 0.569 | 0.58 | 0.591 | 0.603 | 0.616 | 0.629 | 0.642 | 0.657 | 0.672 | 0.687 | 0.703 | 0.72 | 0.737 | 0.755 | 0.773
NPgY | BSP | NG FES - Leading the Way | Total installed wind capacity (MW) | BRIGHOUSE 132/33KV | 0.125 | 0.125 | 0.125 | 0.125 | 0.125 | 0.125 | 0.126 | 0.136 | 0.147 | 0.16 | 0.173 | 0.187 | 0.203 | 0.219 | 0.237 | 0.255 | 0.275 | 0.295 | 0.317 | 0.339 | 0.363 | 0.387 | 0.413 | 0.44 | 0.467 | 0.496 | 0.526 | 0.557 | 0.588
NPgY | BSP | NG FES - Leading the Way | Total installed wind capacity (MW) | DONCASTER B/THORPE MARSH | 61.329 | 61.329 | 61.329 | 61.329 | 61.329 | 61.329 | 61.331 | 61.369 | 61.411 | 61.456 | 61.505 | 61.557 | 61.614 | 61.674 | 61.738 | 61.806 | 61.878 | 61.953 | 62.033 | 62.116 | 62.202 | 62.293 | 62.387 | 62.485 | 62.587 | 62.692 | 62.802 | 62.915 | 63.032
NPgY | BSP | NG FES - Leading the Way | Total installed wind capacity (MW) | DONCASTER CENTRAL | 0 | 0 | 0 | 0 | 0 | 0 | 0 | 0.006 | 0.013 | 0.02 | 0.028 | 0.036 | 0.045 | 0.054 | 0.064 | 0.075 | 0.086 | 0.098 | 0.11 | 0.124 | 0.137 | 0.151 | 0.166 | 0.182 | 0.197 | 0.214 | 0.231 | 0.249 | 0.267
NPgY | BSP | NG FES - Leading the Way | Total installed wind capacity (MW) | DRIFFIELD/BEVERLEY GROUP | 113.817 | 113.817 | 113.817 | 113.817 | 113.817 | 113.817 | 113.824 | 113.931 | 114.05 | 114.179 | 114.319 | 114.47 | 114.631 | 114.803 | 114.986 | 115.18 | 115.385 | 115.6 | 115.827 | 116.064 | 116.311 | 116.569 | 116.839 | 117.119 | 117.409 | 117.711 | 118.023 | 118.346 | 118.68
NPgY | BSP | NG FES - Leading the Way | Total installed wind capacity (MW) | FEATHERSTONE | 0.115 | 0.115 | 0.115 | 0.115 | 0.115 | 0.115 | 0.115 | 0.123 | 0.131 | 0.141 | 0.151 | 0.161 | 0.173 | 0.185 | 0.199 | 0.212 | 0.227 | 0.243 | 0.259 | 0.276 | 0.294 | 0.312 | 0.331 | 0.352 | 0.372 | 0.394 | 0.417 | 0.44 | 0.464
NPgY | BSP | NG FES - Leading the Way | Total installed wind capacity (MW) | GIRLINGTON | 0 | 0 | 0 | 0 | 0 | 0 | 0 | 0.004 | 0.009 | 0.014 | 0.019 | 0.025 | 0.031 | 0.038 | 0.045 | 0.052 | 0.06 | 0.069 | 0.077 | 0.086 | 0.096 | 0.106 | 0.116 | 0.127 | 0.138 | 0.15 | 0.162 | 0.174 | 0.187
NPgY | BSP | NG FES - Leading the Way | Total installed wind capacity (MW) | HALIFAX 132/33KV | 0.003 | 0.003 | 0.003 | 0.003 | 0.003 | 0.003 | 0.004 | 0.01 | 0.016 | 0.023 | 0.031 | 0.039 | 0.048 | 0.057 | 0.067 | 0.078 | 0.089 | 0.101 | 0.113 | 0.126 | 0.14 | 0.154 | 0.169 | 0.184 | 0.2 | 0.216 | 0.233 | 0.251 | 0.269
NPgY | BSP | NG FES - Leading the Way | Total installed wind capacity (MW) | HECKMONDWIKE | 0.021 | 0.021 | 0.021 | 0.021 | 0.021 | 0.021 | 0.021 | 0.027 | 0.034 | 0.041 | 0.049 | 0.058 | 0.067 | 0.077 | 0.087 | 0.098 | 0.11 | 0.122 | 0.135 | 0.148 | 0.163 | 0.177 | 0.193 | 0.209 | 0.225 | 0.242 | 0.26 | 0.278 | 0.297
NPgY | BSP | NG FES - Leading the Way | Total installed wind capacity (MW) | HOLMFIELD | 19.772 | 19.772 | 19.772 | 19.772 | 19.772 | 19.772 | 19.773 | 19.787 | 19.804 | 19.821 | 19.84 | 19.86 | 19.882 | 19.905 | 19.93 | 19.956 | 19.984 | 20.013 | 20.044 | 20.076 | 20.109 | 20.144 | 20.18 | 20.218 | 20.257 | 20.298 | 20.34 | 20.384 | 20.429
NPgY | BSP | NG FES - Leading the Way | Total installed wind capacity (MW) | HULL EAST 132/33KV | 38.339 | 38.339 | 38.339 | 38.339 | 38.339 | 38.339 | 38.341 | 38.368 | 38.398 | 38.43 | 38.465 | 38.503 | 38.544 | 38.587 | 38.633 | 38.682 | 38.733 | 38.787 | 38.844 | 38.904 | 38.966 | 39.031 | 39.098 | 39.169 | 39.242 | 39.317 | 39.396 | 39.477 | 39.561
NPgY | BSP | NG FES - Leading the Way | Total installed wind capacity (MW) | HULL SOUTH | 0.004 | 0.004 | 0.004 | 0.004 | 0.004 | 0.004 | 0.005 | 0.013 | 0.023 | 0.034 | 0.045 | 0.057 | 0.071 | 0.085 | 0.1 | 0.116 | 0.132 | 0.15 | 0.168 | 0.188 | 0.208 | 0.229 | 0.251 | 0.274 | 0.298 | 0.323 | 0.348 | 0.375 | 0.402
NPgY | BSP | NG FES - Leading the Way | Total installed wind capacity (MW) | HULL WEST | 7.965 | 7.965 | 7.965 | 7.965 | 7.965 | 7.965 | 7.968 | 8.009 | 8.055 | 8.105 | 8.16 | 8.218 | 8.281 | 8.348 | 8.418 | 8.494 | 8.573 | 8.657 | 8.744 | 8.836 | 8.932 | 9.032 | 9.137 | 9.245 | 9.358 | 9.475 | 9.596 | 9.721 | 9.851
NPgY | BSP | NG FES - Leading the Way | Total installed wind capacity (MW) | HUMBERSTON | 24.6 | 24.6 | 24.6 | 24.6 | 24.6 | 24.6 | 24.6 | 24.606 | 24.612 | 24.618 | 24.625 | 24.632 | 24.641 | 24.649 | 24.658 | 24.668 | 24.678 | 24.689 | 24.7 | 24.712 | 24.724 | 24.737 | 24.75 | 24.764 | 24.779 | 24.794 | 24.809 | 24.825 | 24.842
NPgY | BSP | NG FES - Leading the Way | Total installed wind capacity (MW) | HUNNINGLEY | 0.5 | 0.5 | 0.5 | 0.5 | 0.5 | 0.5 | 0.5 | 0.505 | 0.51 | 0.516 | 0.522 | 0.528 | 0.535 | 0.543 | 0.551 | 0.559 | 0.568 | 0.578 | 0.587 | 0.598 | 0.608 | 0.62 | 0.631 | 0.643 | 0.656 | 0.669 | 0.683 | 0.697 | 0.711
NPgY | BSP | NG FES - Leading the Way | Total installed wind capacity (MW) | HUNSHELF | 6.718 | 6.718 | 6.718 | 6.718 | 6.718 | 6.718 | 6.719 | 6.724 | 6.729 | 6.735 | 6.741 | 6.748 | 6.755 | 6.763 | 6.771 | 6.78 | 6.789 | 6.799 | 6.809 | 6.82 | 6.831 | 6.843 | 6.855 | 6.867 | 6.881 | 6.894 | 6.908 | 6.923 | 6.938
NPgY | BSP | NG FES - Leading the Way | Total installed wind capacity (MW) | IMMINGHAM | 0.24 | 0.24 | 0.24 | 0.24 | 0.24 | 0.24 | 0.24 | 0.248 | 0.257 | 0.266 | 0.276 | 0.288 | 0.299 | 0.312 | 0.325 | 0.34 | 0.355 | 0.371 | 0.387 | 0.405 | 0.423 | 0.442 | 0.461 | 0.482 | 0.503 | 0.525 | 0.548 | 0.572 | 0.597
NPgY | BSP | NG FES - Leading the Way | Total installed wind capacity (MW) | KIRKHAW LANE | 2.822 | 2.822 | 2.822 | 2.822 | 2.822 | 2.822 | 2.823 | 2.834 | 2.846 | 2.86 | 2.874 | 2.889 | 2.906 | 2.924 | 2.943 | 2.962 | 2.983 | 3.006 | 3.029 | 3.053 | 3.079 | 3.105 | 3.133 | 3.162 | 3.191 | 3.222 | 3.254 | 3.288 | 3.322
NPgY | BSP | NG FES - Leading the Way | Total installed wind capacity (MW) | KIRKSTALL C 2/5 | 0 | 0 | 0 | 0 | 0 | 0 | 0 | 0.001 | 0.003 | 0.004 | 0.006 | 0.008 | 0.01 | 0.012 | 0.014 | 0.017 | 0.019 | 0.022 | 0.025 | 0.028 | 0.031 | 0.034 | 0.037 | 0.041 | 0.044 | 0.048 | 0.052 | 0.056 | 0.06
NPgY | BSP | NG FES - Leading the Way | Total installed wind capacity (MW) | KIRKSTALL C/RING ROAD HORSFORTH | 0.097 | 0.097 | 0.097 | 0.097 | 0.097 | 0.097 | 0.097 | 0.106 | 0.115 | 0.126 | 0.137 | 0.149 | 0.163 | 0.176 | 0.191 | 0.207 | 0.224 | 0.241 | 0.259 | 0.279 | 0.299 | 0.32 | 0.341 | 0.364 | 0.388 | 0.412 | 0.437 | 0.463 | 0.491
NPgY | BSP | NG FES - Leading the Way | Total installed wind capacity (MW) | LEEDS EAST | 0.109 | 0.109 | 0.109 | 0.109 | 0.109 | 0.109 | 0.11 | 0.116 | 0.122 | 0.13 | 0.137 | 0.146 | 0.155 | 0.164 | 0.175 | 0.185 | 0.197 | 0.209 | 0.221 | 0.235 | 0.248 | 0.263 | 0.278 | 0.293 | 0.309 | 0.326 | 0.344 | 0.362 | 0.38
NPgY | BSP | NG FES - Leading the Way | Total installed wind capacity (MW) | LEEDS NORTH | 0 | 0 | 0 | 0 | 0 | 0 | 0 | 0.005 | 0.009 | 0.014 | 0.02 | 0.026 | 0.032 | 0.039 | 0.046 | 0.054 | 0.062 | 0.07 | 0.079 | 0.088 | 0.098 | 0.108 | 0.119 | 0.13 | 0.141 | 0.153 | 0.166 | 0.178 | 0.191
NPgY | BSP | NG FES - Leading the Way | Total installed wind capacity (MW) | LINDLEY | 1.157 | 1.157 | 1.157 | 1.157 | 1.157 | 1.157 | 1.157 | 1.166 | 1.176 | 1.187 | 1.199 | 1.211 | 1.225 | 1.239 | 1.255 | 1.271 | 1.288 | 1.306 | 1.325 | 1.345 | 1.365 | 1.387 | 1.41 | 1.433 | 1.457 | 1.483 | 1.509 | 1.536 | 1.564
NPgY | BSP | NG FES - Leading the Way | Total installed wind capacity (MW) | LOW ROAD | 0 | 0 | 0 | 0 | 0 | 0 | 0 | 0.004 | 0.008 | 0.012 | 0.016 | 0.021 | 0.026 | 0.032 | 0.038 | 0.044 | 0.051 | 0.058 | 0.065 | 0.073 | 0.081 | 0.089 | 0.098 | 0.107 | 0.116 | 0.126 | 0.136 | 0.147 | 0.158
NPgY | BSP | NG FES - Leading the Way | Total installed wind capacity (MW) | MALLARD WAY | 0 | 0 | 0 | 0 | 0 | 0 | 0 | 0.007 | 0.015 | 0.024 | 0.033 | 0.043 | 0.053 | 0.064 | 0.076 | 0.089 | 0.102 | 0.116 | 0.131 | 0.146 | 0.162 | 0.179 | 0.197 | 0.215 | 0.234 | 0.254 | 0.274 | 0.295 | 0.317
NPgY | BSP | NG FES - Leading the Way | Total installed wind capacity (MW) | MENSTON | 0.272 | 0.272 | 0.272 | 0.272 | 0.272 | 0.272 | 0.273 | 0.277 | 0.282 | 0.287 | 0.293 | 0.299 | 0.306 | 0.313 | 0.321 | 0.329 | 0.337 | 0.346 | 0.356 | 0.365 | 0.376 | 0.386 | 0.398 | 0.409 | 0.421 | 0.434 | 0.447 | 0.46 | 0.474
NPgY | BSP | NG FES - Leading the Way | Total installed wind capacity (MW) | MOSS ROAD | 0 | 0 | 0 | 0 | 0 | 0 | 0 | 0.004 | 0.008 | 0.013 | 0.018 | 0.024 | 0.029 | 0.036 | 0.042 | 0.049 | 0.057 | 0.064 | 0.073 | 0.081 | 0.09 | 0.1 | 0.109 | 0.119 | 0.13 | 0.141 | 0.152 | 0.164 | 0.176
NPgY | BSP | NG FES - Leading the Way | Total installed wind capacity (MW) | OSGODBY 1/2 | 0 | 0 | 0 | 0 | 0 | 0 | 0 | 0 | 0 | 0 | 0 | 0 | 0 | 0 | 0 | 0 | 0 | 0 | 0 | 0 | 0 | 0 | 0 | 0 | 0 | 0 | 0 | 0 | 0
NPgY | BSP | NG FES - Leading the Way | Total installed wind capacity (MW) | OSGODBY 3/4 | 38.261 | 38.261 | 38.261 | 38.261 | 38.261 | 38.261 | 38.264 | 38.303 | 38.347 | 38.394 | 38.445 | 38.5 | 38.56 | 38.623 | 38.69 | 38.761 | 38.836 | 38.915 | 38.998 | 39.085 | 39.175 | 39.27 | 39.369 | 39.471 | 39.578 | 39.688 | 39.803 | 39.921 | 40.044
NPgY | BSP | NG FES - Leading the Way | Total installed wind capacity (MW) | RODLEY | 0.019 | 0.019 | 0.019 | 0.019 | 0.019 | 0.019 | 0.019 | 0.025 | 0.032 | 0.039 | 0.047 | 0.056 | 0.065 | 0.075 | 0.085 | 0.096 | 0.107 | 0.119 | 0.132 | 0.145 | 0.159 | 0.174 | 0.189 | 0.205 | 0.221 | 0.238 | 0.256 | 0.274 | 0.293
NPgY | BSP | NG FES - Leading the Way | Total installed wind capacity (MW) | SAINT ANDREWS ROAD 132/33KV | 0.026 | 0.026 | 0.026 | 0.026 | 0.026 | 0.026 | 0.026 | 0.034 | 0.042 | 0.051 | 0.061 | 0.071 | 0.082 | 0.094 | 0.107 | 0.12 | 0.134 | 0.149 | 0.165 | 0.181 | 0.198 | 0.216 | 0.234 | 0.254 | 0.274 | 0.295 | 0.316 | 0.338 | 0.361
NPgY | BSP | NG FES - Leading the Way | Total installed wind capacity (MW) | SALTEND 132/33KV | 0 | 0 | 0 | 0 | 0 | 0 | 0 | 0 | 0 | 0 | 0 | 0 | 0 | 0 | 0 | 0 | 0.001 | 0.001 | 0.001 | 0.001 | 0.001 | 0.001 | 0.001 | 0.001 | 0.001 | 0.001 | 0.001 | 0.002 | 0.002
NPgY | BSP | NG FES - Leading the Way | Total installed wind capacity (MW) | SANTON | 1.625 | 1.625 | 1.625 | 1.625 | 1.625 | 1.625 | 1.626 | 1.653 | 1.683 | 1.715 | 1.75 | 1.788 | 1.829 | 1.872 | 1.917 | 1.966 | 2.017 | 2.071 | 2.128 | 2.187 | 2.249 | 2.314 | 2.381 | 2.452 | 2.524 | 2.6 | 2.678 | 2.759 | 2.843
NPgY | BSP | NG FES - Leading the Way | Total installed wind capacity (MW) | SCUNTHORPE NORTH | 28.175 | 28.175 | 28.175 | 28.175 | 28.175 | 28.175 | 28.176 | 28.193 | 28.213 | 28.233 | 28.256 | 28.28 | 28.306 | 28.333 | 28.363 | 28.394 | 28.427 | 28.461 | 28.497 | 28.535 | 28.575 | 28.617 | 28.66 | 28.705 | 28.751 | 28.8 | 28.85 | 28.902 | 28.955
NPgY | BSP | NG FES - Leading the Way | Total installed wind capacity (MW) | SCUNTHORPE SOUTH | 1.009 | 1.009 | 1.009 | 1.009 | 1.009 | 1.009 | 1.011 | 1.042 | 1.076 | 1.113 | 1.154 | 1.197 | 1.244 | 1.293 | 1.346 | 1.402 | 1.461 | 1.523 | 1.588 | 1.657 | 1.728 | 1.802 | 1.88 | 1.961 | 2.045 | 2.131 | 2.221 | 2.315 | 2.411
NPgY | BSP | NG FES - Leading the Way | Total installed wind capacity (MW) | SILSDEN | 0.668 | 0.668 | 0.668 | 0.668 | 0.668 | 0.668 | 0.677 | 0.82 | 0.979 | 1.151 | 1.337 | 1.539 | 1.754 | 1.984 | 2.228 | 2.486 | 2.759 | 3.047 | 3.349 | 3.665 | 3.994 | 4.339 | 4.698 | 5.072 | 5.46 | 5.862 | 6.278 | 6.709 | 7.154
NPgY | BSP | NG FES - Leading the Way | Total installed wind capacity (MW) | SOWERBY BRIDGE 132/33KV | 22.21 | 22.21 | 22.21 | 22.21 | 22.21 | 22.21 | 22.211 | 22.227 | 22.245 | 22.263 | 22.284 | 22.306 | 22.33 | 22.355 | 22.382 | 22.41 | 22.44 | 22.472 | 22.505 | 22.54 | 22.576 | 22.614 | 22.653 | 22.694 | 22.737 | 22.781 | 22.827 | 22.874 | 22.923
NPgY | BSP | NG FES - Leading the Way | Total installed wind capacity (MW) | STAYGATE | 0 | 0 | 0 | 0 | 0 | 0 | 0 | 0.006 | 0.012 | 0.018 | 0.025 | 0.033 | 0.041 | 0.05 | 0.059 | 0.069 | 0.079 | 0.09 | 0.101 | 0.113 | 0.125 | 0.138 | 0.152 | 0.166 | 0.181 | 0.196 | 0.212 | 0.228 | 0.245
NPgY | BSP | NG FES - Leading the Way | Total installed wind capacity (MW) | THORNHILL 132KV | 19.597 | 19.597 | 19.597 | 19.597 | 19.597 | 19.597 | 19.598 | 19.609 | 19.622 | 19.635 | 19.65 | 19.666 | 19.683 | 19.701 | 19.721 | 19.741 | 19.763 | 19.785 | 19.809 | 19.834 | 19.86 | 19.888 | 19.916 | 19.946 | 19.976 | 20.008 | 20.041 | 20.075 | 20.111
NPgY | BSP | NG FES - Leading the Way | Total installed wind capacity (MW) | WAKEFIELD MONCKTON ROAD | 0.018 | 0.018 | 0.018 | 0.018 | 0.018 | 0.018 | 0.018 | 0.023 | 0.029 | 0.035 | 0.041 | 0.048 | 0.056 | 0.064 | 0.073 | 0.082 | 0.092 | 0.102 | 0.112 | 0.124 | 0.135 | 0.147 | 0.16 | 0.173 | 0.187 | 0.201 | 0.216 | 0.231 | 0.247
NPgY | BSP | NG FES - Leading the Way | Total installed wind capacity (MW) | WAKEFIELD NORTH | 0.09 | 0.09 | 0.09 | 0.09 | 0.09 | 0.09 | 0.091 | 0.098 | 0.107 | 0.117 | 0.127 | 0.138 | 0.15 | 0.163 | 0.176 | 0.191 | 0.206 | 0.222 | 0.239 | 0.256 | 0.274 | 0.293 | 0.313 | 0.334 | 0.356 | 0.378 | 0.401 | 0.425 | 0.449
NPgY | BSP | NG FES - Leading the Way | Total installed wind capacity (MW) | WEST MELTON | 8.761 | 8.761 | 8.761 | 8.761 | 8.761 | 8.761 | 8.762 | 8.78 | 8.801 | 8.823 | 8.846 | 8.872 | 8.9 | 8.929 | 8.96 | 8.994 | 9.029 | 9.065 | 9.104 | 9.145 | 9.187 | 9.231 | 9.277 | 9.325 | 9.374 | 9.426 | 9.479 | 9.534 | 9.591
NPgY | BSP | NG FES - Leading the Way | Total installed wind capacity (MW) | WHINMOOR | 0.03 | 0.03 | 0.03 | 0.03 | 0.03 | 0.03 | 0.03 | 0.036 | 0.043 | 0.051 | 0.059 | 0.067 | 0.077 | 0.087 | 0.097 | 0.108 | 0.12 | 0.133 | 0.146 | 0.159 | 0.173 | 0.188 | 0.204 | 0.22 | 0.237 | 0.254 | 0.272 | 0.291 | 0.31
NPgY | BSP | NG FES - Leading the Way | Total installed wind capacity (MW) | WOLD NEWTON | 34.771 | 34.771 | 34.771 | 34.771 | 34.771 | 34.771 | 34.774 | 34.81 | 34.85 | 34.894 | 34.941 | 34.993 | 35.047 | 35.106 | 35.168 | 35.234 | 35.303 | 35.376 | 35.453 | 35.533 | 35.617 | 35.705 | 35.796 | 35.891 | 35.989 | 36.092 | 36.197 | 36.307 | 36.42
NPgY | BSP | NG FES - Leading the Way | Total installed wind capacity (MW) | YARBOROUGH ROAD 132/33KV | 1.443 | 1.443 | 1.443 | 1.443 | 1.443 | 1.443 | 1.444 | 1.453 | 1.464 | 1.475 | 1.487 | 1.501 | 1.515 | 1.53 | 1.546 | 1.563 | 1.581 | 1.6 | 1.62 | 1.641 | 1.663 | 1.686 | 1.709 | 1.734 | 1.76 | 1.786 | 1.814 | 1.842 | 1.872
NPgN | BSP | NG FES - System Transformation | Total installed wind capacity (MW) | ANNFIELD | 25.7 | 25.662 | 25.662 | 25.662 | 25.662 | 25.662 | 25.662 | 25.662 | 25.662 | 25.662 | 25.662 | 25.662 | 25.662 | 25.662 | 25.662 | 25.662 | 25.662 | 25.662 | 25.662 | 25.667 | 25.674 | 25.68 | 25.686 | 25.693 | 25.7 | 25.707 | 25.714 | 25.721 | 25.728
NPgN | BSP | NG FES - System Transformation | Total installed wind capacity (MW) | BARRACK ROAD | 0 | 0 | 0 | 0 | 0 | 0 | 0 | 0 | 0 | 0 | 0 | 0 | 0 | 0 | 0 | 0 | 0 | 0 | 0 | 0 | 0 | 0.001 | 0.001 | 0.001 | 0.001 | 0.001 | 0.002 | 0.002 | 0.002
NPgN | BSP | NG FES - System Transformation | Total installed wind capacity (MW) | BLUCHER | 0 | 0 | 0 | 0 | 0 | 0 | 0 | 0 | 0 | 0 | 0 | 0 | 0 | 0 | 0 | 0 | 0 | 0 | 0 | 0.002 | 0.004 | 0.005 | 0.007 | 0.009 | 0.011 | 0.013 | 0.016 | 0.018 | 0.02
NPgN | BSP | NG FES - System Transformation | Total installed wind capacity (MW) | BOWESFIELD | 10.475 | 10.475 | 10.475 | 10.475 | 10.475 | 10.475 | 10.475 | 10.475 | 10.475 | 10.475 | 10.475 | 10.475 | 10.475 | 10.475 | 10.475 | 10.475 | 10.475 | 10.475 | 10.475 | 10.479 | 10.483 | 10.487 | 10.491 | 10.495 | 10.5 | 10.504 | 10.509 | 10.513 | 10.518
NPgN | BSP | NG FES - System Transformation | Total installed wind capacity (MW) | CHIRTON GRANGE | 0 | 0 | 0 | 0 | 0 | 0 | 0 | 0 | 0 | 0 | 0 | 0 | 0 | 0 | 0 | 0 | 0 | 0 | 0 | 0.001 | 0.003 | 0.004 | 0.006 | 0.007 | 0.009 | 0.01 | 0.012 | 0.014 | 0.015
NPgN | BSP | NG FES - System Transformation | Total installed wind capacity (MW) | COALBURNS | 2.462 | 2.462 | 2.462 | 2.462 | 2.462 | 2.462 | 2.462 | 2.462 | 2.462 | 2.462 | 2.462 | 2.462 | 2.462 | 2.462 | 2.462 | 2.462 | 2.462 | 2.462 | 2.462 | 2.47 | 2.48 | 2.489 | 2.499 | 2.508 | 2.519 | 2.53 | 2.541 | 2.551 | 2.562
NPgN | BSP | NG FES - System Transformation | Total installed wind capacity (MW) | DARLINGTON CENTRAL | 0.03 | 0.03 | 0.03 | 0.03 | 0.03 | 0.03 | 0.03 | 0.03 | 0.03 | 0.03 | 0.03 | 0.03 | 0.03 | 0.03 | 0.03 | 0.03 | 0.03 | 0.03 | 0.03 | 0.031 | 0.033 | 0.034 | 0.036 | 0.037 | 0.039 | 0.04 | 0.042 | 0.044 | 0.045
NPgN | BSP | NG FES - System Transformation | Total installed wind capacity (MW) | DARLINGTON NORTH | 12.791 | 12.791 | 12.791 | 12.791 | 12.791 | 12.791 | 12.791 | 12.791 | 12.791 | 12.791 | 12.791 | 12.791 | 12.791 | 12.791 | 12.791 | 12.791 | 12.791 | 12.791 | 12.791 | 12.794 | 12.798 | 12.802 | 12.805 | 12.809 | 12.813 | 12.817 | 12.821 | 12.826 | 12.83
NPgN | BSP | NG FES - System Transformation | Total installed wind capacity (MW) | DUNSTON | 0 | 0 | 0 | 0 | 0 | 0 | 0 | 0 | 0 | 0 | 0 | 0 | 0 | 0 | 0 | 0 | 0 | 0 | 0 | 0.001 | 0.002 | 0.002 | 0.003 | 0.004 | 0.005 | 0.006 | 0.007 | 0.008 | 0.009
NPgN | BSP | NG FES - System Transformation | Total installed wind capacity (MW) | FLATWORTH | 0 | 0 | 0 | 0 | 0 | 0 | 0 | 0 | 0 | 0 | 0 | 0 | 0 | 0 | 0 | 0 | 0 | 0 | 0 | 0 | 0 | 0 | 0.001 | 0.001 | 0.001 | 0.001 | 0.001 | 0.002 | 0.002
NPgN | BSP | NG FES - System Transformation | Total installed wind capacity (MW) | GOSFORTH | 0.006 | 0.006 | 0.006 | 0.006 | 0.006 | 0.006 | 0.006 | 0.006 | 0.006 | 0.006 | 0.006 | 0.006 | 0.006 | 0.006 | 0.006 | 0.006 | 0.006 | 0.006 | 0.006 | 0.006 | 0.007 | 0.007 | 0.007 | 0.008 | 0.008 | 0.008 | 0.009 | 0.009 | 0.01
NPgN | BSP | NG FES - System Transformation | Total installed wind capacity (MW) | HARROGATE 132/33KV | 16.094 | 16.094 | 16.094 | 16.094 | 16.094 | 16.094 | 16.094 | 16.094 | 16.094 | 16.094 | 16.094 | 16.094 | 16.094 | 16.094 | 16.094 | 16.094 | 16.094 | 16.094 | 16.094 | 16.1 | 16.107 | 16.113 | 16.12 | 16.127 | 16.134 | 16.142 | 16.149 | 16.157 | 16.164
NPgN | BSP | NG FES - System Transformation | Total installed wind capacity (MW) | HUSTHWAITE | 0.192 | 0.192 | 0.192 | 0.192 | 0.192 | 0.192 | 0.192 | 0.192 | 0.192 | 0.192 | 0.192 | 0.192 | 0.192 | 0.192 | 0.192 | 0.192 | 0.192 | 0.192 | 0.192 | 0.196 | 0.2 | 0.205 | 0.21 | 0.214 | 0.22 | 0.225 | 0.23 | 0.235 | 0.241
NPgN | BSP | NG FES - System Transformation | Total installed wind capacity (MW) | LEEMING BAR_SKEEBY | 0.079 | 0.079 | 0.079 | 0.079 | 0.079 | 0.079 | 0.079 | 0.079 | 0.079 | 0.079 | 0.079 | 0.079 | 0.079 | 0.079 | 0.079 | 0.079 | 0.079 | 0.079 | 0.079 | 0.105 | 0.134 | 0.163 | 0.192 | 0.221 | 0.254 | 0.287 | 0.32 | 0.353 | 0.386
NPgN | BSP | NG FES - System Transformation | Total installed wind capacity (MW) | LINTON | 77.039 | 77.039 | 77.039 | 77.039 | 77.039 | 77.039 | 77.039 | 77.039 | 77.039 | 77.039 | 77.039 | 77.039 | 77.039 | 77.039 | 77.039 | 77.039 | 77.039 | 77.039 | 77.039 | 77.053 | 77.07 | 77.086 | 77.102 | 77.118 | 77.136 | 77.155 | 77.173 | 77.192 | 77.21
NPgN | BSP | NG FES - System Transformation | Total installed wind capacity (MW) | MALTON GRID | 0.586 | 0.586 | 0.586 | 0.586 | 0.586 | 0.586 | 0.586 | 0.586 | 0.586 | 0.586 | 0.586 | 0.586 | 0.586 | 0.586 | 0.586 | 0.586 | 0.586 | 0.586 | 0.586 | 0.608 | 0.633 | 0.658 | 0.683 | 0.707 | 0.735 | 0.763 | 0.791 | 0.82 | 0.848
NPgN | BSP | NG FES - System Transformation | Total installed wind capacity (MW) | MELROSEGATE | 0.094 | 0.094 | 0.094 | 0.094 | 0.094 | 0.094 | 0.094 | 0.094 | 0.094 | 0.094 | 0.094 | 0.094 | 0.094 | 0.094 | 0.094 | 0.094 | 0.094 | 0.094 | 0.094 | 0.097 | 0.1 | 0.103 | 0.107 | 0.11 | 0.114 | 0.117 | 0.121 | 0.125 | 0.129
NPgN | BSP | NG FES - System Transformation | Total installed wind capacity (MW) | NORTH TEES | 0.006 | 0.006 | 0.006 | 0.006 | 0.006 | 0.006 | 0.006 | 0.006 | 0.006 | 0.006 | 0.006 | 0.006 | 0.006 | 0.006 | 0.006 | 0.006 | 0.006 | 0.006 | 0.006 | 0.007 | 0.008 | 0.009 | 0.01 | 0.011 | 0.012 | 0.014 | 0.015 | 0.016 | 0.017
NPgN | BSP | NG FES - System Transformation | Total installed wind capacity (MW) | POTTER HOUSE | 7.606 | 7.606 | 7.606 | 7.606 | 7.606 | 7.606 | 7.606 | 7.606 | 7.606 | 7.606 | 7.606 | 7.606 | 7.606 | 7.606 | 7.606 | 7.606 | 7.606 | 7.606 | 7.606 | 7.612 | 7.618 | 7.624 | 7.63 | 7.636 | 7.643 | 7.65 | 7.657 | 7.665 | 7.671
NPgN | BSP | NG FES - System Transformation | Total installed wind capacity (MW) | RAVENSWORTH | 0.01 | 0.01 | 0.01 | 0.01 | 0.01 | 0.01 | 0.01 | 0.01 | 0.01 | 0.01 | 0.01 | 0.01 | 0.01 | 0.01 | 0.01 | 0.01 | 0.01 | 0.01 | 0.01 | 0.011 | 0.012 | 0.013 | 0.014 | 0.015 | 0.016 | 0.017 | 0.018 | 0.019 | 0.02
NPgN | BSP | NG FES - System Transformation | Total installed wind capacity (MW) | SCARBOROUGH GRID | 0.133 | 0.133 | 0.133 | 0.133 | 0.133 | 0.133 | 0.133 | 0.133 | 0.133 | 0.133 | 0.133 | 0.133 | 0.133 | 0.133 | 0.133 | 0.133 | 0.133 | 0.133 | 0.133 | 0.142 | 0.152 | 0.162 | 0.172 | 0.182 | 0.193 | 0.205 | 0.216 | 0.227 | 0.239
NPgN | BSP | NG FES - System Transformation | Total installed wind capacity (MW) | SEAL SANDS | 0 | 0 | 0 | 0 | 0 | 0 | 0 | 0 | 0 | 0 | 0 | 0 | 0 | 0 | 0 | 0 | 0 | 0 | 0 | 0 | 0 | 0 | 0 | 0 | 0 | 0 | 0 | 0 | 0
NPgN | BSP | NG FES - System Transformation | Total installed wind capacity (MW) | SPADEADAM 33KV | 0.001 | 0.001 | 0.001 | 0.001 | 0.001 | 0.001 | 0.001 | 0.001 | 0.001 | 0.001 | 0.001 | 0.001 | 0.001 | 0.001 | 0.001 | 0.001 | 0.001 | 0.001 | 0.001 | 0.002 | 0.002 | 0.002 | 0.002 | 0.003 | 0.003 | 0.003 | 0.003 | 0.004 | 0.004
NPgN | BSP | NG FES - System Transformation | Total installed wind capacity (MW) | SPENNYMOOR 132/66KV | 0.154 | 0.154 | 0.154 | 0.154 | 0.154 | 0.154 | 0.154 | 0.154 | 0.154 | 0.154 | 0.154 | 0.154 | 0.154 | 0.154 | 0.154 | 0.154 | 0.154 | 0.154 | 0.154 | 0.163 | 0.173 | 0.183 | 0.192 | 0.202 | 0.213 | 0.225 | 0.236 | 0.247 | 0.258
NPgN | BSP | NG FES - System Transformation | Total installed wind capacity (MW) | TORONTO | 23.083 | 23.083 | 23.083 | 23.083 | 23.083 | 23.083 | 23.083 | 23.083 | 23.083 | 23.083 | 23.083 | 23.083 | 23.083 | 23.083 | 23.083 | 23.083 | 23.083 | 23.083 | 23.083 | 23.088 | 23.094 | 23.099 | 23.105 | 23.11 | 23.117 | 23.123 | 23.129 | 23.135 | 23.141
NPgN | BSP | NG FES - System Transformation | Total installed wind capacity (MW) | WORMALD GREEN 132/33KV | 0.049 | 0.049 | 0.049 | 0.049 | 0.049 | 0.049 | 0.049 | 0.049 | 0.049 | 0.049 | 0.049 | 0.049 | 0.049 | 0.049 | 0.049 | 0.049 | 0.049 | 0.049 | 0.049 | 0.054 | 0.059 | 0.064 | 0.069 | 0.074 | 0.079 | 0.085 | 0.091 | 0.096 | 0.102
NPgY | BSP | NG FES - System Transformation | Total installed wind capacity (MW) | ATTERCLIFFE | 0 | 0 | 0 | 0 | 0 | 0 | 0 | 0.001 | 0.002 | 0.004 | 0.005 | 0.007 | 0.008 | 0.01 | 0.012 | 0.013 | 0.015 | 0.017 | 0.019 | 0.021 | 0.023 | 0.025 | 0.027 | 0.03 | 0.032 | 0.034 | 0.037 | 0.039 | 0.042
NPgY | BSP | NG FES - System Transformation | Total installed wind capacity (MW) | BARUGH 132/66KV | 0.546 | 0.546 | 0.546 | 0.546 | 0.546 | 0.546 | 0.546 | 0.548 | 0.553 | 0.559 | 0.564 | 0.57 | 0.576 | 0.581 | 0.588 | 0.595 | 0.601 | 0.608 | 0.615 | 0.623 | 0.63 | 0.638 | 0.646 | 0.654 | 0.663 | 0.672 | 0.681 | 0.69 | 0.699
NPgY | BSP | NG FES - System Transformation | Total installed wind capacity (MW) | BEESTON ROYDS 132/33KV | 2.5 | 2.5 | 2.5 | 2.5 | 2.5 | 2.5 | 2.5 | 2.501 | 2.504 | 2.507 | 2.51 | 2.513 | 2.516 | 2.519 | 2.523 | 2.527 | 2.53 | 2.534 | 2.538 | 2.542 | 2.546 | 2.55 | 2.555 | 2.559 | 2.564 | 2.569 | 2.574 | 2.578 | 2.583
NPgY | BSP | NG FES - System Transformation | Total installed wind capacity (MW) | BEVERLEY 132/33KV | 53.302 | 53.302 | 53.302 | 53.302 | 53.302 | 53.302 | 53.302 | 53.313 | 53.345 | 53.377 | 53.409 | 53.44 | 53.472 | 53.504 | 53.543 | 53.581 | 53.619 | 53.657 | 53.695 | 53.74 | 53.784 | 53.829 | 53.874 | 53.918 | 53.969 | 54.02 | 54.071 | 54.122 | 54.173
NPgY | BSP | NG FES - System Transformation | Total installed wind capacity (MW) | BINGLEY 132/33KV | 1.048 | 1.048 | 1.048 | 1.048 | 1.048 | 1.048 | 1.048 | 1.049 | 1.051 | 1.054 | 1.057 | 1.059 | 1.062 | 1.065 | 1.068 | 1.071 | 1.074 | 1.077 | 1.081 | 1.084 | 1.088 | 1.092 | 1.096 | 1.099 | 1.104 | 1.108 | 1.112 | 1.116 | 1.121
NPgY | BSP | NG FES - System Transformation | Total installed wind capacity (MW) | BLACKBURN MEADOWS B | 0 | 0 | 0 | 0 | 0 | 0 | 0 | 0 | 0.001 | 0.002 | 0.003 | 0.004 | 0.005 | 0.006 | 0.007 | 0.009 | 0.01 | 0.011 | 0.012 | 0.014 | 0.015 | 0.016 | 0.018 | 0.019 | 0.021 | 0.022 | 0.024 | 0.026 | 0.027
NPgY | BSP | NG FES - System Transformation | Total installed wind capacity (MW) | BLYTON | 3.484 | 3.484 | 3.484 | 3.484 | 3.484 | 3.484 | 3.484 | 3.488 | 3.502 | 3.515 | 3.529 | 3.542 | 3.556 | 3.569 | 3.585 | 3.602 | 3.618 | 3.634 | 3.65 | 3.669 | 3.688 | 3.707 | 3.726 | 3.745 | 3.766 | 3.788 | 3.809 | 3.831 | 3.853
NPgY | BSP | NG FES - System Transformation | Total installed wind capacity (MW) | BRADFORD | 0 | 0 | 0 | 0 | 0 | 0 | 0 | 0.001 | 0.005 | 0.008 | 0.011 | 0.015 | 0.018 | 0.022 | 0.026 | 0.03 | 0.034 | 0.038 | 0.042 | 0.047 | 0.051 | 0.056 | 0.061 | 0.066 | 0.071 | 0.077 | 0.082 | 0.088 | 0.093
NPgY | BSP | NG FES - System Transformation | Total installed wind capacity (MW) | BRAMHAM | 10.006 | 10.006 | 10.006 | 10.006 | 10.006 | 10.006 | 10.006 | 10.01 | 10.022 | 10.035 | 10.048 | 10.061 | 10.073 | 10.086 | 10.101 | 10.116 | 10.132 | 10.147 | 10.162 | 10.18 | 10.198 | 10.216 | 10.233 | 10.251 | 10.271 | 10.292 | 10.312 | 10.332 | 10.353
NPgY | BSP | NG FES - System Transformation | Total installed wind capacity (MW) | BRANSHOLME | 0.505 | 0.505 | 0.505 | 0.505 | 0.505 | 0.505 | 0.505 | 0.506 | 0.509 | 0.512 | 0.515 | 0.518 | 0.521 | 0.524 | 0.527 | 0.531 | 0.534 | 0.538 | 0.541 | 0.546 | 0.55 | 0.554 | 0.558 | 0.562 | 0.567 | 0.572 | 0.577 | 0.581 | 0.586
NPgY | BSP | NG FES - System Transformation | Total installed wind capacity (MW) | BRIGHOUSE 132/33KV | 0.125 | 0.125 | 0.125 | 0.125 | 0.125 | 0.125 | 0.125 | 0.127 | 0.132 | 0.137 | 0.142 | 0.147 | 0.153 | 0.158 | 0.164 | 0.17 | 0.176 | 0.182 | 0.188 | 0.196 | 0.203 | 0.21 | 0.217 | 0.224 | 0.233 | 0.241 | 0.249 | 0.257 | 0.265
NPgY | BSP | NG FES - System Transformation | Total installed wind capacity (MW) | DONCASTER B/THORPE MARSH | 61.329 | 61.329 | 61.329 | 61.329 | 61.329 | 61.329 | 61.329 | 61.335 | 61.354 | 61.373 | 61.392 | 61.41 | 61.429 | 61.448 | 61.471 | 61.493 | 61.516 | 61.539 | 61.561 | 61.588 | 61.614 | 61.641 | 61.667 | 61.693 | 61.723 | 61.754 | 61.784 | 61.814 | 61.844
NPgY | BSP | NG FES - System Transformation | Total installed wind capacity (MW) | DONCASTER CENTRAL | 0 | 0 | 0 | 0 | 0 | 0 | 0 | 0.001 | 0.004 | 0.007 | 0.01 | 0.013 | 0.016 | 0.019 | 0.022 | 0.026 | 0.029 | 0.033 | 0.036 | 0.041 | 0.045 | 0.049 | 0.053 | 0.057 | 0.062 | 0.067 | 0.071 | 0.076 | 0.081
NPgY | BSP | NG FES - System Transformation | Total installed wind capacity (MW) | DRIFFIELD/BEVERLEY GROUP | 113.817 | 113.817 | 113.817 | 113.817 | 113.817 | 113.817 | 113.817 | 113.834 | 113.888 | 113.942 | 113.996 | 114.05 | 114.104 | 114.158 | 114.222 | 114.287 | 114.351 | 114.416 | 114.48 | 114.556 | 114.631 | 114.707 | 114.782 | 114.858 | 114.944 | 115.03 | 115.116 | 115.202 | 115.288
NPgY | BSP | NG FES - System Transformation | Total installed wind capacity (MW) | FEATHERSTONE | 0.115 | 0.115 | 0.115 | 0.115 | 0.115 | 0.115 | 0.115 | 0.116 | 0.12 | 0.124 | 0.127 | 0.131 | 0.135 | 0.139 | 0.144 | 0.148 | 0.153 | 0.158 | 0.162 | 0.168 | 0.173 | 0.178 | 0.184 | 0.189 | 0.195 | 0.202 | 0.208 | 0.214 | 0.22
NPgY | BSP | NG FES - System Transformation | Total installed wind capacity (MW) | GIRLINGTON | 0 | 0 | 0 | 0 | 0 | 0 | 0 | 0.001 | 0.003 | 0.005 | 0.007 | 0.009 | 0.011 | 0.013 | 0.016 | 0.018 | 0.021 | 0.023 | 0.026 | 0.028 | 0.031 | 0.034 | 0.037 | 0.04 | 0.043 | 0.047 | 0.05 | 0.053 | 0.057
NPgY | BSP | NG FES - System Transformation | Total installed wind capacity (MW) | HALIFAX 132/33KV | 0.003 | 0.003 | 0.003 | 0.003 | 0.003 | 0.003 | 0.003 | 0.004 | 0.007 | 0.01 | 0.013 | 0.016 | 0.019 | 0.022 | 0.026 | 0.029 | 0.033 | 0.036 | 0.04 | 0.044 | 0.048 | 0.052 | 0.056 | 0.06 | 0.065 | 0.07 | 0.074 | 0.079 | 0.084
NPgY | BSP | NG FES - System Transformation | Total installed wind capacity (MW) | HECKMONDWIKE | 0.021 | 0.021 | 0.021 | 0.021 | 0.021 | 0.021 | 0.021 | 0.022 | 0.025 | 0.028 | 0.031 | 0.034 | 0.037 | 0.04 | 0.044 | 0.047 | 0.051 | 0.055 | 0.058 | 0.063 | 0.067 | 0.071 | 0.076 | 0.08 | 0.085 | 0.09 | 0.095 | 0.099 | 0.104
NPgY | BSP | NG FES - System Transformation | Total installed wind capacity (MW) | HOLMFIELD | 19.772 | 19.772 | 19.772 | 19.772 | 19.772 | 19.772 | 19.772 | 19.774 | 19.782 | 19.789 | 19.796 | 19.804 | 19.811 | 19.818 | 19.827 | 19.836 | 19.844 | 19.853 | 19.862 | 19.872 | 19.882 | 19.892 | 19.902 | 19.913 | 19.924 | 19.936 | 19.948 | 19.959 | 19.971
NPgY | BSP | NG FES - System Transformation | Total installed wind capacity (MW) | HULL EAST 132/33KV | 38.339 | 38.339 | 38.339 | 38.339 | 38.339 | 38.339 | 38.339 | 38.344 | 38.357 | 38.371 | 38.384 | 38.398 | 38.411 | 38.425 | 38.441 | 38.457 | 38.473 | 38.49 | 38.506 | 38.525 | 38.544 | 38.563 | 38.582 | 38.601 | 38.622 | 38.644 | 38.666 | 38.687 | 38.709
NPgY | BSP | NG FES - System Transformation | Total installed wind capacity (MW) | HULL SOUTH | 0.004 | 0.004 | 0.004 | 0.004 | 0.004 | 0.004 | 0.004 | 0.006 | 0.01 | 0.014 | 0.019 | 0.023 | 0.028 | 0.032 | 0.037 | 0.043 | 0.048 | 0.053 | 0.058 | 0.065 | 0.071 | 0.077 | 0.083 | 0.089 | 0.096 | 0.103 | 0.11 | 0.117 | 0.124
NPgY | BSP | NG FES - System Transformation | Total installed wind capacity (MW) | HULL WEST | 7.965 | 7.965 | 7.965 | 7.965 | 7.965 | 7.965 | 7.965 | 7.972 | 7.993 | 8.014 | 8.034 | 8.055 | 8.076 | 8.097 | 8.122 | 8.147 | 8.172 | 8.197 | 8.222 | 8.252 | 8.281 | 8.31 | 8.339 | 8.369 | 8.402 | 8.435 | 8.469 | 8.502 | 8.536
NPgY | BSP | NG FES - System Transformation | Total installed wind capacity (MW) | HUMBERSTON | 24.6 | 24.6 | 24.6 | 24.6 | 24.6 | 24.6 | 24.6 | 24.601 | 24.604 | 24.606 | 24.609 | 24.612 | 24.614 | 24.617 | 24.62 | 24.623 | 24.627 | 24.63 | 24.633 | 24.637 | 24.64 | 24.644 | 24.648 | 24.652 | 24.656 | 24.66 | 24.665 | 24.669 | 24.673
NPgY | BSP | NG FES - System Transformation | Total installed wind capacity (MW) | HUNNINGLEY | 0.5 | 0.5 | 0.5 | 0.5 | 0.5 | 0.5 | 0.5 | 0.501 | 0.503 | 0.505 | 0.508 | 0.51 | 0.512 | 0.515 | 0.518 | 0.52 | 0.523 | 0.526 | 0.529 | 0.532 | 0.535 | 0.539 | 0.542 | 0.545 | 0.549 | 0.553 | 0.556 | 0.56 | 0.564
NPgY | BSP | NG FES - System Transformation | Total installed wind capacity (MW) | HUNSHELF | 6.718 | 6.718 | 6.718 | 6.718 | 6.718 | 6.718 | 6.718 | 6.719 | 6.722 | 6.724 | 6.727 | 6.729 | 6.731 | 6.734 | 6.737 | 6.74 | 6.743 | 6.745 | 6.748 | 6.752 | 6.755 | 6.759 | 6.762 | 6.765 | 6.769 | 6.773 | 6.777 | 6.781 | 6.785
NPgY | BSP | NG FES - System Transformation | Total installed wind capacity (MW) | IMMINGHAM | 0.24 | 0.24 | 0.24 | 0.24 | 0.24 | 0.24 | 0.24 | 0.241 | 0.245 | 0.249 | 0.253 | 0.257 | 0.261 | 0.265 | 0.269 | 0.274 | 0.279 | 0.284 | 0.288 | 0.294 | 0.299 | 0.305 | 0.31 | 0.316 | 0.322 | 0.329 | 0.335 | 0.341 | 0.348
NPgY | BSP | NG FES - System Transformation | Total installed wind capacity (MW) | KIRKHAW LANE | 2.822 | 2.822 | 2.822 | 2.822 | 2.822 | 2.822 | 2.822 | 2.824 | 2.83 | 2.835 | 2.841 | 2.846 | 2.852 | 2.857 | 2.864 | 2.871 | 2.877 | 2.884 | 2.891 | 2.898 | 2.906 | 2.914 | 2.922 | 2.929 | 2.938 | 2.947 | 2.956 | 2.965 | 2.974
NPgY | BSP | NG FES - System Transformation | Total installed wind capacity (MW) | KIRKSTALL C 2/5 | 0 | 0 | 0 | 0 | 0 | 0 | 0 | 0 | 0.001 | 0.002 | 0.002 | 0.003 | 0.004 | 0.004 | 0.005 | 0.006 | 0.007 | 0.007 | 0.008 | 0.009 | 0.01 | 0.011 | 0.012 | 0.013 | 0.014 | 0.015 | 0.016 | 0.017 | 0.018
NPgY | BSP | NG FES - System Transformation | Total installed wind capacity (MW) | KIRKSTALL C/RING ROAD HORSFORTH | 0.097 | 0.097 | 0.097 | 0.097 | 0.097 | 0.097 | 0.097 | 0.098 | 0.102 | 0.107 | 0.111 | 0.115 | 0.12 | 0.124 | 0.129 | 0.135 | 0.14 | 0.145 | 0.15 | 0.156 | 0.163 | 0.169 | 0.175 | 0.181 | 0.188 | 0.195 | 0.202 | 0.209 | 0.216
NPgY | BSP | NG FES - System Transformation | Total installed wind capacity (MW) | LEEDS EAST | 0.109 | 0.109 | 0.109 | 0.109 | 0.109 | 0.109 | 0.109 | 0.11 | 0.113 | 0.116 | 0.119 | 0.122 | 0.125 | 0.128 | 0.132 | 0.136 | 0.139 | 0.143 | 0.146 | 0.151 | 0.155 | 0.159 | 0.163 | 0.167 | 0.172 | 0.177 | 0.182 | 0.187 | 0.191
NPgY | BSP | NG FES - System Transformation | Total installed wind capacity (MW) | LEEDS NORTH | 0 | 0 | 0 | 0 | 0 | 0 | 0 | 0.001 | 0.003 | 0.005 | 0.007 | 0.009 | 0.011 | 0.013 | 0.016 | 0.019 | 0.021 | 0.024 | 0.026 | 0.029 | 0.032 | 0.035 | 0.038 | 0.041 | 0.044 | 0.048 | 0.051 | 0.055 | 0.058
NPgY | BSP | NG FES - System Transformation | Total installed wind capacity (MW) | LINDLEY | 1.157 | 1.157 | 1.157 | 1.157 | 1.157 | 1.157 | 1.157 | 1.158 | 1.163 | 1.167 | 1.172 | 1.176 | 1.181 | 1.185 | 1.191 | 1.196 | 1.202 | 1.207 | 1.212 | 1.219 | 1.225 | 1.231 | 1.238 | 1.244 | 1.251 | 1.258 | 1.265 | 1.273 | 1.28
NPgY | BSP | NG FES - System Transformation | Total installed wind capacity (MW) | LOW ROAD | 0 | 0 | 0 | 0 | 0 | 0 | 0 | 0.001 | 0.002 | 0.004 | 0.006 | 0.008 | 0.009 | 0.011 | 0.013 | 0.015 | 0.017 | 0.019 | 0.022 | 0.024 | 0.026 | 0.029 | 0.031 | 0.034 | 0.037 | 0.039 | 0.042 | 0.045 | 0.048
NPgY | BSP | NG FES - System Transformation | Total installed wind capacity (MW) | MALLARD WAY | 0 | 0 | 0 | 0 | 0 | 0 | 0 | 0.001 | 0.005 | 0.008 | 0.012 | 0.015 | 0.019 | 0.022 | 0.026 | 0.031 | 0.035 | 0.039 | 0.043 | 0.048 | 0.053 | 0.058 | 0.063 | 0.068 | 0.073 | 0.079 | 0.085 | 0.09 | 0.096
NPgY | BSP | NG FES - System Transformation | Total installed wind capacity (MW) | MENSTON | 0.272 | 0.272 | 0.272 | 0.272 | 0.272 | 0.272 | 0.272 | 0.273 | 0.275 | 0.278 | 0.28 | 0.282 | 0.284 | 0.286 | 0.289 | 0.292 | 0.295 | 0.297 | 0.3 | 0.303 | 0.306 | 0.309 | 0.312 | 0.316 | 0.319 | 0.323 | 0.326 | 0.33 | 0.333
NPgY | BSP | NG FES - System Transformation | Total installed wind capacity (MW) | MOSS ROAD | 0 | 0 | 0 | 0 | 0 | 0 | 0 | 0.001 | 0.003 | 0.005 | 0.006 | 0.008 | 0.01 | 0.012 | 0.015 | 0.017 | 0.019 | 0.022 | 0.024 | 0.027 | 0.029 | 0.032 | 0.035 | 0.038 | 0.041 | 0.044 | 0.047 | 0.05 | 0.053
NPgY | BSP | NG FES - System Transformation | Total installed wind capacity (MW) | OSGODBY 1/2 | 0 | 0 | 0 | 0 | 0 | 0 | 0 | 0 | 0 | 0 | 0 | 0 | 0 | 0 | 0 | 0 | 0 | 0 | 0 | 0 | 0 | 0 | 0 | 0 | 0 | 0 | 0 | 0 | 0
NPgY | BSP | NG FES - System Transformation | Total installed wind capacity (MW) | OSGODBY 3/4 | 38.261 | 38.261 | 38.261 | 38.261 | 38.261 | 38.261 | 38.261 | 38.268 | 38.287 | 38.307 | 38.327 | 38.347 | 38.366 | 38.386 | 38.41 | 38.433 | 38.457 | 38.481 | 38.504 | 38.532 | 38.56 | 38.587 | 38.615 | 38.643 | 38.674 | 38.706 | 38.737 | 38.769 | 38.8
NPgY | BSP | NG FES - System Transformation | Total installed wind capacity (MW) | RODLEY | 0.019 | 0.019 | 0.019 | 0.019 | 0.019 | 0.019 | 0.019 | 0.02 | 0.023 | 0.026 | 0.029 | 0.032 | 0.035 | 0.038 | 0.042 | 0.045 | 0.049 | 0.053 | 0.056 | 0.061 | 0.065 | 0.069 | 0.073 | 0.078 | 0.082 | 0.087 | 0.092 | 0.097 | 0.102
NPgY | BSP | NG FES - System Transformation | Total installed wind capacity (MW) | SAINT ANDREWS ROAD 132/33KV | 0.026 | 0.026 | 0.026 | 0.026 | 0.026 | 0.026 | 0.026 | 0.027 | 0.031 | 0.035 | 0.038 | 0.042 | 0.046 | 0.049 | 0.054 | 0.058 | 0.063 | 0.067 | 0.072 | 0.077 | 0.082 | 0.087 | 0.093 | 0.098 | 0.104 | 0.11 | 0.116 | 0.121 | 0.127
NPgY | BSP | NG FES - System Transformation | Total installed wind capacity (MW) | SALTEND 132/33KV | 0 | 0 | 0 | 0 | 0 | 0 | 0 | 0 | 0 | 0 | 0 | 0 | 0 | 0 | 0 | 0 | 0 | 0 | 0 | 0 | 0 | 0 | 0 | 0 | 0 | 0 | 0 | 0 | 0
NPgY | BSP | NG FES - System Transformation | Total installed wind capacity (MW) | SANTON | 1.625 | 1.625 | 1.625 | 1.625 | 1.625 | 1.625 | 1.625 | 1.629 | 1.642 | 1.656 | 1.669 | 1.683 | 1.696 | 1.71 | 1.726 | 1.742 | 1.758 | 1.775 | 1.791 | 1.81 | 1.829 | 1.847 | 1.866 | 1.885 | 1.907 | 1.928 | 1.95 | 1.971 | 1.993
NPgY | BSP | NG FES - System Transformation | Total installed wind capacity (MW) | SCUNTHORPE NORTH | 28.175 | 28.175 | 28.175 | 28.175 | 28.175 | 28.175 | 28.175 | 28.178 | 28.187 | 28.195 | 28.204 | 28.213 | 28.221 | 28.23 | 28.24 | 28.251 | 28.261 | 28.271 | 28.282 | 28.294 | 28.306 | 28.318 | 28.33 | 28.342 | 28.356 | 28.37 | 28.384 | 28.397 | 28.411
NPgY | BSP | NG FES - System Transformation | Total installed wind capacity (MW) | SCUNTHORPE SOUTH | 1.009 | 1.009 | 1.009 | 1.009 | 1.009 | 1.009 | 1.009 | 1.014 | 1.029 | 1.045 | 1.06 | 1.076 | 1.092 | 1.107 | 1.126 | 1.144 | 1.163 | 1.182 | 1.2 | 1.222 | 1.244 | 1.265 | 1.287 | 1.309 | 1.334 | 1.359 | 1.383 | 1.408 | 1.433
NPgY | BSP | NG FES - System Transformation | Total installed wind capacity (MW) | SILSDEN | 0.668 | 0.668 | 0.668 | 0.668 | 0.668 | 0.668 | 0.668 | 0.692 | 0.763 | 0.835 | 0.907 | 0.979 | 1.051 | 1.122 | 1.209 | 1.295 | 1.381 | 1.467 | 1.553 | 1.654 | 1.754 | 1.855 | 1.956 | 2.056 | 2.171 | 2.286 | 2.401 | 2.516 | 2.63
NPgY | BSP | NG FES - System Transformation | Total installed wind capacity (MW) | SOWERBY BRIDGE 132/33KV | 22.21 | 22.21 | 22.21 | 22.21 | 22.21 | 22.21 | 22.21 | 22.213 | 22.221 | 22.229 | 22.237 | 22.245 | 22.252 | 22.26 | 22.27 | 22.279 | 22.289 | 22.298 | 22.308 | 22.319 | 22.33 | 22.341 | 22.352 | 22.363 | 22.376 | 22.388 | 22.401 | 22.413 | 22.426
NPgY | BSP | NG FES - System Transformation | Total installed wind capacity (MW) | STAYGATE | 0 | 0 | 0 | 0 | 0 | 0 | 0 | 0.001 | 0.004 | 0.006 | 0.009 | 0.012 | 0.014 | 0.017 | 0.02 | 0.024 | 0.027 | 0.03 | 0.033 | 0.037 | 0.041 | 0.045 | 0.049 | 0.052 | 0.057 | 0.061 | 0.065 | 0.07 | 0.074
NPgY | BSP | NG FES - System Transformation | Total installed wind capacity (MW) | THORNHILL 132KV | 19.597 | 19.597 | 19.597 | 19.597 | 19.597 | 19.597 | 19.597 | 19.599 | 19.605 | 19.61 | 19.616 | 19.622 | 19.627 | 19.633 | 19.64 | 19.647 | 19.654 | 19.66 | 19.667 | 19.675 | 19.683 | 19.691 | 19.699 | 19.707 | 19.716 | 19.725 | 19.734 | 19.743 | 19.752
NPgY | BSP | NG FES - System Transformation | Total installed wind capacity (MW) | WAKEFIELD MONCKTON ROAD | 0.018 | 0.018 | 0.018 | 0.018 | 0.018 | 0.018 | 0.018 | 0.019 | 0.021 | 0.024 | 0.026 | 0.029 | 0.031 | 0.034 | 0.037 | 0.04 | 0.043 | 0.046 | 0.049 | 0.053 | 0.056 | 0.06 | 0.063 | 0.067 | 0.071 | 0.075 | 0.079 | 0.083 | 0.087
NPgY | BSP | NG FES - System Transformation | Total installed wind capacity (MW) | WAKEFIELD NORTH | 0.09 | 0.09 | 0.09 | 0.09 | 0.09 | 0.09 | 0.09 | 0.091 | 0.095 | 0.099 | 0.103 | 0.107 | 0.111 | 0.115 | 0.12 | 0.125 | 0.13 | 0.134 | 0.139 | 0.145 | 0.15 | 0.156 | 0.161 | 0.167 | 0.173 | 0.18 | 0.186 | 0.192 | 0.199
NPgY | BSP | NG FES - System Transformation | Total installed wind capacity (MW) | WEST MELTON | 8.761 | 8.761 | 8.761 | 8.761 | 8.761 | 8.761 | 8.761 | 8.764 | 8.773 | 8.782 | 8.791 | 8.801 | 8.81 | 8.819 | 8.83 | 8.841 | 8.852 | 8.863 | 8.874 | 8.887 | 8.9 | 8.913 | 8.926 | 8.939 | 8.953 | 8.968 | 8.983 | 8.997 | 9.012
NPgY | BSP | NG FES - System Transformation | Total installed wind capacity (MW) | WHINMOOR | 0.03 | 0.03 | 0.03 | 0.03 | 0.03 | 0.03 | 0.03 | 0.031 | 0.034 | 0.037 | 0.04 | 0.043 | 0.046 | 0.049 | 0.053 | 0.057 | 0.06 | 0.064 | 0.068 | 0.072 | 0.077 | 0.081 | 0.085 | 0.09 | 0.095 | 0.1 | 0.105 | 0.11 | 0.115
NPgY | BSP | NG FES - System Transformation | Total installed wind capacity (MW) | WOLD NEWTON | 34.771 | 34.771 | 34.771 | 34.771 | 34.771 | 34.771 | 34.771 | 34.777 | 34.795 | 34.814 | 34.832 | 34.85 | 34.869 | 34.887 | 34.909 | 34.931 | 34.953 | 34.974 | 34.996 | 35.022 | 35.047 | 35.073 | 35.099 | 35.124 | 35.153 | 35.183 | 35.212 | 35.241 | 35.27
NPgY | BSP | NG FES - System Transformation | Total installed wind capacity (MW) | YARBOROUGH ROAD 132/33KV | 1.443 | 1.443 | 1.443 | 1.443 | 1.443 | 1.443 | 1.443 | 1.445 | 1.449 | 1.454 | 1.459 | 1.464 | 1.468 | 1.473 | 1.479 | 1.485 | 1.49 | 1.496 | 1.502 | 1.508 | 1.515 | 1.522 | 1.528 | 1.535 | 1.542 | 1.55 | 1.558 | 1.565 | 1.573
NPgN | BSP | NPg Best View | Total installed generation capacity (MW) | ANNFIELD | 37.5 | 44.904 | 51.027 | 57.387 | 59.841 | 62.332 | 64.709 | 67.331 | 69.805 | 72.407 | 74.807 | 77.412 | 80.381 | 83.026 | 85.302 | 87.579 | 89.833 | 92.577 | 95.59 | 98.622 | 101.714 | 104.882 | 107.581 | 110.014 | 112.52 | 114.999 | 117.547 | 120.129 | 122.784
NPgN | BSP | NPg Best View | Total installed generation capacity (MW) | BARRACK ROAD | 19.747 | 20.088 | 20.515 | 21.078 | 21.769 | 22.58 | 23.493 | 24.506 | 25.633 | 25.562 | 24.991 | 23.388 | 19.667 | 13.917 | 14.987 | 16.147 | 17.318 | 18.549 | 19.819 | 21.144 | 22.486 | 23.83 | 25.209 | 26.567 | 27.95 | 29.389 | 30.783 | 32.234 | 33.685
NPgN | BSP | NPg Best View | Total installed generation capacity (MW) | BLUCHER | 5.709 | 8.391 | 10.696 | 13.153 | 14.36 | 15.612 | 16.846 | 18.167 | 19.452 | 20.851 | 22.197 | 23.53 | 24.995 | 26.246 | 27.551 | 29.004 | 30.421 | 32.075 | 33.818 | 35.623 | 37.459 | 39.339 | 41.02 | 42.665 | 44.324 | 45.909 | 47.603 | 49.289 | 51.055
NPgN | BSP | NPg Best View | Total installed generation capacity (MW) | BOWESFIELD | 26.416 | 49.941 | 68.898 | 88.17 | 93.916 | 99.454 | 104.353 | 109.849 | 114.584 | 119.225 | 122.764 | 127.16 | 132.281 | 135.961 | 139.829 | 143.295 | 146.547 | 151.3 | 156.69 | 162.061 | 167.723 | 173.422 | 177.407 | 180.575 | 183.781 | 186.963 | 190.22 | 193.527 | 196.921
NPgN | BSP | NPg Best View | Total installed generation capacity (MW) | CHIRTON GRANGE | 6.472 | 7.786 | 9.043 | 10.5 | 11.61 | 12.842 | 14.141 | 15.539 | 16.999 | 18.555 | 20.168 | 21.401 | 22.133 | 22.643 | 24.133 | 25.813 | 27.479 | 29.31 | 31.207 | 33.186 | 35.187 | 37.226 | 39.19 | 41.153 | 43.137 | 45.087 | 47.106 | 49.144 | 51.247
NPgN | BSP | NPg Best View | Total installed generation capacity (MW) | COALBURNS | 10.351 | 37.223 | 58.625 | 80.162 | 85.724 | 90.877 | 95.163 | 100.039 | 103.902 | 107.976 | 110.849 | 114.987 | 120.211 | 124.284 | 127.108 | 129.11 | 130.978 | 134.355 | 138.532 | 142.475 | 146.649 | 150.92 | 153.305 | 154.602 | 156.027 | 157.448 | 158.896 | 160.371 | 161.882
NPgN | BSP | NPg Best View | Total installed generation capacity (MW) | DARLINGTON CENTRAL | 11.63 | 24.261 | 34.401 | 44.669 | 47.598 | 50.394 | 52.836 | 55.599 | 57.946 | 60.35 | 62.224 | 64.328 | 66.302 | 67.599 | 69.433 | 70.987 | 72.433 | 74.66 | 77.225 | 79.76 | 82.453 | 85.15 | 86.937 | 88.264 | 89.611 | 90.976 | 92.339 | 93.739 | 95.159
NPgN | BSP | NPg Best View | Total installed generation capacity (MW) | DARLINGTON NORTH | 37.751 | 43.539 | 48.303 | 53.227 | 55.028 | 56.836 | 58.535 | 60.409 | 62.146 | 63.783 | 65.139 | 65.158 | 62.411 | 58.237 | 59.733 | 61.21 | 62.602 | 64.447 | 66.474 | 68.506 | 70.567 | 72.65 | 74.304 | 75.817 | 77.21 | 78.539 | 80.005 | 81.739 | 83.529
NPgN | BSP | NPg Best View | Total installed generation capacity (MW) | DUNSTON | 15.893 | 19.582 | 22.838 | 26.385 | 28.402 | 30.582 | 32.83 | 35.292 | 37.815 | 40.373 | 42.931 | 45.126 | 46.829 | 48.004 | 50.161 | 52.41 | 54.535 | 57.132 | 59.911 | 62.695 | 65.394 | 68.109 | 70.563 | 73.033 | 75.094 | 77.049 | 79.293 | 82.407 | 85.586
NPgN | BSP | NPg Best View | Total installed generation capacity (MW) | FLATWORTH | 14.735 | 15.114 | 15.52 | 16.021 | 16.508 | 17.054 | 17.636 | 18.254 | 18.906 | 19.112 | 19.098 | 18.84 | 18.161 | 16.502 | 16.985 | 17.502 | 17.935 | 18.545 | 19.209 | 19.833 | 20.351 | 20.874 | 21.333 | 21.892 | 22.111 | 22.213 | 22.56 | 23.539 | 24.557
NPgN | BSP | NPg Best View | Total installed generation capacity (MW) | GOSFORTH | 12.449 | 13.378 | 14.313 | 15.401 | 16.342 | 17.369 | 18.461 | 19.625 | 20.849 | 22.055 | 23.264 | 23.591 | 22.41 | 20.549 | 21.8 | 23.235 | 24.645 | 26.2 | 27.809 | 29.482 | 31.151 | 32.857 | 34.509 | 36.194 | 37.844 | 39.433 | 41.132 | 42.933 | 44.802
NPgN | BSP | NPg Best View | Total installed generation capacity (MW) | HARROGATE 132/33KV | 20.306 | 24.345 | 27.737 | 31.285 | 32.802 | 34.356 | 35.874 | 37.539 | 39.15 | 40.822 | 42.399 | 44.056 | 45.913 | 47.571 | 49.103 | 50.708 | 52.277 | 54.152 | 56.155 | 58.211 | 60.322 | 62.461 | 64.332 | 66.093 | 67.875 | 69.637 | 71.45 | 73.286 | 75.174
NPgN | BSP | NPg Best View | Total installed generation capacity (MW) | HUSTHWAITE | 40.182 | 62.956 | 81.091 | 99.327 | 104.022 | 108.368 | 111.99 | 116.123 | 119.412 | 122.813 | 125.186 | 125.062 | 118.714 | 109.392 | 111.676 | 113.279 | 114.674 | 117.447 | 120.836 | 124.064 | 127.511 | 130.963 | 132.747 | 133.694 | 134.556 | 135.414 | 136.329 | 137.501 | 138.685
NPgN | BSP | NPg Best View | Total installed generation capacity (MW) | LEEMING BAR_SKEEBY | 39.764 | 92.169 | 134.179 | 176.645 | 188.544 | 199.814 | 209.578 | 220.629 | 229.912 | 239.475 | 246.823 | 256.477 | 268.227 | 277.811 | 285.018 | 291.014 | 296.537 | 305.31 | 315.481 | 325.489 | 336.119 | 346.767 | 353.614 | 358.582 | 363.538 | 368.531 | 373.585 | 378.929 | 384.362
NPgN | BSP | NPg Best View | Total installed generation capacity (MW) | LINTON | 83.908 | 123.883 | 155.795 | 187.98 | 196.558 | 204.601 | 211.416 | 219.164 | 225.477 | 232.019 | 236.808 | 243.458 | 251.737 | 258.432 | 263.154 | 266.845 | 270.185 | 275.948 | 282.757 | 289.404 | 296.542 | 303.681 | 307.89 | 310.625 | 313.403 | 316.222 | 319.036 | 321.928 | 324.863
NPgN | BSP | NPg Best View | Total installed generation capacity (MW) | MALTON GRID | 16.326 | 94.855 | 157.376 | 220.261 | 236.425 | 251.385 | 263.817 | 277.989 | 289.215 | 300.934 | 309.113 | 320.935 | 335.744 | 347.337 | 355.439 | 361.372 | 366.625 | 376.558 | 388.532 | 400.103 | 412.605 | 425.117 | 431.846 | 435.66 | 439.553 | 443.484 | 447.432 | 451.479 | 455.598
NPgN | BSP | NPg Best View | Total installed generation capacity (MW) | MELROSEGATE | 23.267 | 40.846 | 55.158 | 69.806 | 74.653 | 79.414 | 83.772 | 88.618 | 92.973 | 97.194 | 100.61 | 103.405 | 104.43 | 103.565 | 107.331 | 110.952 | 114.412 | 119.043 | 124.168 | 129.339 | 134.728 | 140.171 | 144.356 | 147.967 | 151.62 | 155.229 | 158.942 | 162.702 | 166.57
NPgN | BSP | NPg Best View | Total installed generation capacity (MW) | NORTH TEES | 93.713 | 95.44 | 97.17 | 99.209 | 100.972 | 102.967 | 105.138 | 107.521 | 110.094 | 112.581 | 115.169 | 116.879 | 117.167 | 115.077 | 115.066 | 114.353 | 112.724 | 112.632 | 112.991 | 112.49 | 110.684 | 108.69 | 106.16 | 104.628 | 98.911 | 92.2 | 87.844 | 91.197 | 94.59
NPgN | BSP | NPg Best View | Total installed generation capacity (MW) | POTTER HOUSE | 14.166 | 24.35 | 32.715 | 41.357 | 44.47 | 47.61 | 50.57 | 53.861 | 56.925 | 60.085 | 62.922 | 66.097 | 69.739 | 72.99 | 75.706 | 78.383 | 80.974 | 84.268 | 87.866 | 91.519 | 95.306 | 99.126 | 102.241 | 105.016 | 107.829 | 110.645 | 113.499 | 116.409 | 119.382
NPgN | BSP | NPg Best View | Total installed generation capacity (MW) | RAVENSWORTH | 6.458 | 9.971 | 12.864 | 15.85 | 16.95 | 18.062 | 19.123 | 20.308 | 21.429 | 22.548 | 23.558 | 24.162 | 23.881 | 23.179 | 24.158 | 25.117 | 26.05 | 27.222 | 28.499 | 29.796 | 31.141 | 32.493 | 33.613 | 34.61 | 35.623 | 36.652 | 37.676 | 38.729 | 39.796
NPgN | BSP | NPg Best View | Total installed generation capacity (MW) | SCARBOROUGH GRID | 8.455 | 27.008 | 41.982 | 57.213 | 61.826 | 66.277 | 70.232 | 74.659 | 78.493 | 82.546 | 85.879 | 89.972 | 94.892 | 99.032 | 102.175 | 105.014 | 107.664 | 111.535 | 115.918 | 120.275 | 124.833 | 129.422 | 132.651 | 135.269 | 137.829 | 140.334 | 142.969 | 145.805 | 148.724
NPgN | BSP | NPg Best View | Total installed generation capacity (MW) | SEAL SANDS | 96.413 | 96.414 | 96.416 | 96.418 | 96.42 | 96.423 | 96.425 | 96.429 | 96.432 | 92.36 | 86.216 | 72.016 | 41.046 | 0.042 | 0.045 | 0.049 | 0.052 | 0.055 | 0.059 | 0.063 | 0.066 | 0.07 | 0.074 | 0.078 | 0.081 | 0.086 | 0.089 | 0.094 | 0.098
NPgN | BSP | NPg Best View | Total installed generation capacity (MW) | SPADEADAM 33KV | 6.146 | 6.161 | 6.182 | 6.212 | 6.251 | 6.298 | 6.352 | 6.412 | 6.48 | 6.539 | 6.601 | 6.662 | 6.724 | 6.788 | 6.851 | 6.918 | 6.986 | 7.056 | 7.13 | 7.206 | 7.283 | 7.36 | 7.44 | 7.517 | 7.597 | 7.681 | 7.761 | 7.845 | 7.928
NPgN | BSP | NPg Best View | Total installed generation capacity (MW) | SPENNYMOOR 132/66KV | 10.806 | 54.249 | 89.023 | 124.147 | 133.808 | 142.905 | 150.691 | 159.487 | 166.741 | 174.382 | 180.17 | 187.904 | 197.463 | 205.296 | 210.902 | 215.533 | 219.769 | 226.681 | 234.732 | 242.651 | 251.096 | 259.575 | 264.857 | 268.591 | 272.372 | 276.122 | 279.964 | 283.864 | 287.869
NPgN | BSP | NPg Best View | Total installed generation capacity (MW) | TORONTO | 34.262 | 57.753 | 76.61 | 95.706 | 101.148 | 106.34 | 110.874 | 116.003 | 120.357 | 124.825 | 128.312 | 132.302 | 136.204 | 138.884 | 142.295 | 145.182 | 147.872 | 152.011 | 156.784 | 161.496 | 166.497 | 171.512 | 174.839 | 177.304 | 179.812 | 182.353 | 184.893 | 187.5 | 190.147
NPgN | BSP | NPg Best View | Total installed generation capacity (MW) | WORMALD GREEN 132/33KV | 34.972 | 47.676 | 57.909 | 68.263 | 71.323 | 74.24 | 76.827 | 79.747 | 82.279 | 84.86 | 86.935 | 89.555 | 92.71 | 94.584 | 95.57 | 95.911 | 95.762 | 96.952 | 98.627 | 99.873 | 100.715 | 101.475 | 101.127 | 100.759 | 98.647 | 96.122 | 94.584 | 96.269 | 97.977
NPgY | BSP | NPg Best View | Total installed generation capacity (MW) | ATTERCLIFFE | 22.96 | 24.184 | 25.049 | 25.987 | 26.539 | 27.243 | 27.904 | 28.626 | 29.298 | 30.045 | 30.747 | 31.35 | 32.055 | 32.071 | 32.043 | 31.829 | 31.334 | 31.35 | 31.514 | 31.43 | 30.978 | 30.493 | 29.727 | 29.231 | 27.553 | 25.523 | 24.237 | 25.07 | 25.953
NPgY | BSP | NPg Best View | Total installed generation capacity (MW) | BARUGH 132/66KV | 19.065 | 27.575 | 32.994 | 38.625 | 40.966 | 44.314 | 47.203 | 50.529 | 53.392 | 56.463 | 59.044 | 61.506 | 65.176 | 67.949 | 70.499 | 72.503 | 74.832 | 77.529 | 80.987 | 84.033 | 86.8 | 89.975 | 92.66 | 94.51 | 96.815 | 99.066 | 101.414 | 103.778 | 106.225
NPgY | BSP | NPg Best View | Total installed generation capacity (MW) | BEESTON ROYDS 132/33KV | 13.045 | 16.224 | 18.412 | 20.757 | 22.036 | 23.704 | 25.244 | 26.943 | 28.504 | 30.283 | 31.956 | 32.904 | 33.128 | 32.788 | 34.314 | 35.972 | 37.576 | 39.524 | 41.6 | 43.732 | 45.893 | 48.107 | 49.97 | 51.749 | 53.54 | 55.22 | 57.052 | 58.859 | 60.768
NPgY | BSP | NPg Best View | Total installed generation capacity (MW) | BEVERLEY 132/33KV | 79.197 | 88.699 | 95.191 | 102.157 | 105.971 | 111.106 | 116.032 | 121.614 | 126.959 | 132.151 | 136.868 | 140.466 | 143.51 | 145.217 | 150.178 | 155.167 | 160.089 | 165.941 | 172.225 | 178.632 | 185.168 | 191.747 | 197.483 | 202.738 | 208.083 | 213.531 | 218.943 | 224.513 | 230.15
NPgY | BSP | NPg Best View | Total installed generation capacity (MW) | BINGLEY 132/33KV | 5.741 | 6.263 | 6.808 | 7.477 | 8.168 | 8.945 | 9.757 | 10.596 | 11.455 | 12.484 | 13.575 | 14.496 | 15.405 | 16.22 | 17.17 | 18.338 | 19.481 | 20.736 | 22.019 | 23.371 | 24.722 | 26.125 | 27.464 | 28.862 | 30.267 | 31.559 | 33 | 34.408 | 35.91
NPgY | BSP | NPg Best View | Total installed generation capacity (MW) | BLACKBURN MEADOWS B | 38.248 | 38.459 | 38.673 | 38.937 | 39.208 | 39.521 | 39.852 | 40.205 | 40.574 | 40.981 | 41.411 | 41.81 | 42.254 | 41.737 | 42.178 | 41.295 | 41.8 | 40.955 | 41.52 | 40.722 | 38.739 | 37.963 | 38.565 | 37.79 | 38.414 | 39.022 | 39.665 | 40.311 | 40.985
NPgY | BSP | NPg Best View | Total installed generation capacity (MW) | BLYTON | 35.769 | 71.22 | 93.361 | 116.274 | 125.235 | 138.59 | 150.164 | 163.923 | 176.028 | 187.209 | 195.901 | 204.223 | 216.555 | 225.798 | 235.737 | 243.858 | 252.003 | 262.919 | 275.559 | 287.801 | 300.275 | 312.816 | 322.187 | 329.003 | 336.276 | 344.329 | 351.589 | 359.413 | 366.97
NPgY | BSP | NPg Best View | Total installed generation capacity (MW) | BRADFORD | 3.145 | 3.653 | 4.254 | 5.014 | 5.871 | 6.822 | 7.829 | 8.863 | 9.933 | 11.239 | 12.646 | 13.925 | 15.348 | 16.739 | 17.933 | 19.411 | 20.86 | 22.439 | 24.049 | 25.747 | 27.443 | 29.207 | 30.905 | 32.686 | 34.476 | 36.122 | 37.959 | 39.753 | 41.666
NPgY | BSP | NPg Best View | Total installed generation capacity (MW) | BRAMHAM | 32.961 | 48.966 | 58.996 | 69.374 | 73.451 | 79.482 | 84.677 | 90.789 | 96.09 | 101.353 | 105.592 | 108.894 | 112.681 | 114.857 | 119.314 | 123.168 | 126.938 | 132.062 | 137.887 | 143.619 | 149.492 | 155.395 | 159.73 | 163.069 | 166.535 | 170.185 | 173.675 | 177.332 | 180.967
NPgY | BSP | NPg Best View | Total installed generation capacity (MW) | BRANSHOLME | 59.074 | 61.921 | 63.85 | 65.913 | 67 | 68.436 | 69.751 | 71.211 | 72.54 | 74.041 | 75.434 | 70.799 | 54.785 | 35.256 | 36.539 | 37.91 | 39.235 | 40.863 | 42.605 | 44.391 | 46.202 | 48.055 | 49.593 | 51.043 | 52.503 | 53.881 | 55.374 | 56.851 | 58.407
NPgY | BSP | NPg Best View | Total installed generation capacity (MW) | BRIGHOUSE 132/33KV | 6.33 | 10.091 | 12.578 | 15.194 | 16.434 | 18.117 | 19.611 | 21.276 | 22.736 | 24.429 | 25.956 | 27.377 | 29.367 | 31.082 | 32.48 | 33.956 | 35.37 | 37.169 | 39.113 | 41.095 | 43.108 | 45.174 | 46.81 | 48.327 | 49.851 | 51.26 | 52.824 | 54.355 | 55.986
NPgY | BSP | NPg Best View | Total installed generation capacity (MW) | DONCASTER B/THORPE MARSH | 147.609 | 169.453 | 183.386 | 197.905 | 204.039 | 212.805 | 220.431 | 229.22 | 236.862 | 244.934 | 251.742 | 256.974 | 262.741 | 266.237 | 272.995 | 279.427 | 285.599 | 293.817 | 302.896 | 312.023 | 321.385 | 330.832 | 337.947 | 343.988 | 350.102 | 356.139 | 362.352 | 368.643 | 375.116
NPgY | BSP | NPg Best View | Total installed generation capacity (MW) | DONCASTER CENTRAL | 2.386 | 3.507 | 4.324 | 5.233 | 5.832 | 6.595 | 7.346 | 8.178 | 8.994 | 9.853 | 10.69 | 11.482 | 12.447 | 13.343 | 14.138 | 14.99 | 15.83 | 16.798 | 17.819 | 18.872 | 19.94 | 21.025 | 22.005 | 22.948 | 23.901 | 24.843 | 25.812 | 26.793 | 27.803
NPgY | BSP | NPg Best View | Total installed generation capacity (MW) | DRIFFIELD/BEVERLEY GROUP | 167.293 | 219.911 | 252.612 | 286.168 | 298.546 | 317.204 | 332.958 | 351.565 | 367.297 | 383.117 | 395.482 | 407.426 | 426.149 | 440.375 | 453.465 | 463.593 | 474.311 | 488.529 | 505.897 | 521.987 | 537.749 | 554.396 | 566.683 | 574.863 | 584.319 | 594.228 | 603.765 | 613.733 | 623.672
NPgY | BSP | NPg Best View | Total installed generation capacity (MW) | FEATHERSTONE | 32.109 | 41.075 | 46.789 | 52.733 | 55.225 | 58.789 | 61.88 | 65.453 | 68.559 | 71.822 | 74.565 | 77.195 | 81.084 | 84.347 | 87.074 | 89.649 | 92.119 | 95.422 | 99.077 | 102.747 | 106.514 | 110.31 | 113.156 | 115.553 | 117.981 | 120.391 | 122.854 | 125.356 | 127.922
NPgY | BSP | NPg Best View | Total installed generation capacity (MW) | GIRLINGTON | 14.156 | 14.468 | 14.836 | 15.3 | 15.821 | 16.399 | 17.011 | 17.639 | 18.29 | 19.051 | 19.856 | 19.015 | 15.128 | 10.301 | 11.027 | 11.925 | 12.806 | 13.766 | 14.744 | 15.776 | 16.807 | 17.88 | 18.912 | 19.995 | 21.083 | 22.083 | 23.2 | 24.29 | 25.453
NPgY | BSP | NPg Best View | Total installed generation capacity (MW) | HALIFAX 132/33KV | 1.389 | 1.57 | 1.775 | 2.024 | 2.292 | 2.591 | 2.909 | 3.234 | 3.568 | 3.984 | 4.432 | 4.84 | 5.294 | 5.738 | 6.116 | 6.588 | 7.051 | 7.556 | 8.07 | 8.612 | 9.154 | 9.719 | 10.261 | 10.832 | 11.406 | 11.93 | 12.519 | 13.093 | 13.708
NPgY | BSP | NPg Best View | Total installed generation capacity (MW) | HECKMONDWIKE | 5.559 | 5.917 | 6.345 | 6.894 | 7.525 | 8.229 | 8.979 | 9.756 | 10.566 | 11.528 | 12.562 | 13.455 | 14.342 | 15.154 | 16.047 | 17.098 | 18.17 | 19.295 | 20.483 | 21.696 | 22.875 | 24.134 | 25.391 | 26.664 | 27.983 | 29.212 | 30.564 | 31.892 | 33.3
NPgY | BSP | NPg Best View | Total installed generation capacity (MW) | HOLMFIELD | 26.232 | 26.812 | 27.481 | 28.312 | 29.224 | 30.24 | 31.319 | 32.424 | 33.562 | 34.967 | 36.483 | 37.86 | 39.394 | 40.892 | 42.175 | 43.768 | 45.33 | 47.033 | 48.768 | 50.6 | 52.428 | 54.333 | 56.163 | 58.088 | 60.022 | 61.793 | 63.779 | 65.715 | 67.785
NPgY | BSP | NPg Best View | Total installed generation capacity (MW) | HULL EAST 132/33KV | 78.651 | 79.441 | 80.342 | 81.456 | 82.7 | 84.151 | 85.769 | 87.519 | 89.419 | 89.851 | 89.644 | 88.761 | 86.604 | 82.117 | 84.05 | 86.214 | 88.383 | 90.689 | 93.059 | 95.538 | 98.04 | 100.576 | 103.125 | 105.684 | 108.278 | 110.886 | 113.518 | 116.207 | 118.949
NPgY | BSP | NPg Best View | Total installed generation capacity (MW) | HULL SOUTH | 5 | 5.541 | 6.183 | 6.995 | 7.919 | 8.96 | 10.08 | 11.253 | 12.491 | 13.775 | 15.097 | 16.254 | 17.426 | 18.383 | 19.715 | 21.308 | 22.882 | 24.582 | 26.319 | 28.146 | 29.978 | 31.866 | 33.712 | 35.619 | 37.542 | 39.366 | 41.33 | 43.279 | 45.325
NPgY | BSP | NPg Best View | Total installed generation capacity (MW) | HULL WEST | 28.524 | 30.807 | 32.722 | 34.919 | 36.748 | 39.006 | 41.416 | 44.079 | 46.874 | 49.62 | 52.414 | 55.086 | 58.065 | 60.768 | 63.516 | 66.168 | 69.117 | 72.044 | 75.401 | 78.588 | 81.576 | 84.84 | 88.302 | 91.383 | 94.812 | 98.318 | 101.791 | 105.37 | 108.987
NPgY | BSP | NPg Best View | Total installed generation capacity (MW) | HUMBERSTON | 27.782 | 28.933 | 29.853 | 30.917 | 31.76 | 32.788 | 33.835 | 34.979 | 36.139 | 37.286 | 38.403 | 39.416 | 40.543 | 41.478 | 42.636 | 43.919 | 45.187 | 46.606 | 48.087 | 49.624 | 51.178 | 52.759 | 54.243 | 55.704 | 57.183 | 58.633 | 60.136 | 61.653 | 63.218
NPgY | BSP | NPg Best View | Total installed generation capacity (MW) | HUNNINGLEY | 4.325 | 5.805 | 6.835 | 7.954 | 8.602 | 9.451 | 10.261 | 11.166 | 12.03 | 12.939 | 13.8 | 14.615 | 15.65 | 16.591 | 17.414 | 18.277 | 19.122 | 20.125 | 21.192 | 22.288 | 23.401 | 24.53 | 25.515 | 26.441 | 27.379 | 28.304 | 29.257 | 30.221 | 31.214
NPgY | BSP | NPg Best View | Total installed generation capacity (MW) | HUNSHELF | 12.952 | 16.247 | 18.354 | 20.543 | 21.464 | 22.774 | 23.908 | 25.21 | 26.335 | 27.548 | 28.576 | 29.375 | 30.287 | 30.867 | 31.869 | 32.836 | 33.76 | 34.995 | 36.357 | 37.728 | 39.133 | 40.554 | 41.62 | 42.532 | 43.454 | 44.349 | 45.288 | 46.231 | 47.209
NPgY | BSP | NPg Best View | Total installed generation capacity (MW) | IMMINGHAM | 91.42 | 103.132 | 110.248 | 117.447 | 119.716 | 123.299 | 126.115 | 129.489 | 132.106 | 131.951 | 129.494 | 119.511 | 95.697 | 62.888 | 64.936 | 66.504 | 67.959 | 70.397 | 73.288 | 76.075 | 78.962 | 81.865 | 83.499 | 84.465 | 85.467 | 86.483 | 87.497 | 88.539 | 89.597
NPgY | BSP | NPg Best View | Total installed generation capacity (MW) | KIRKHAW LANE | 32.686 | 35.874 | 38.034 | 40.34 | 41.563 | 43.208 | 44.756 | 46.511 | 48.168 | 49.709 | 51.037 | 51.288 | 49.95 | 47.64 | 49.173 | 50.721 | 52.238 | 54.07 | 56.039 | 58.048 | 60.097 | 62.163 | 63.929 | 65.543 | 67.179 | 68.829 | 70.488 | 72.185 | 73.913
NPgY | BSP | NPg Best View | Total installed generation capacity (MW) | KIRKSTALL C 2/5 | 16.059 | 16.172 | 16.304 | 16.471 | 16.66 | 16.871 | 17.097 | 17.332 | 17.579 | 16.579 | 14.946 | 12.792 | 9.448 | 4.074 | 4.342 | 4.667 | 4.987 | 5.333 | 5.687 | 6.059 | 6.432 | 6.818 | 7.193 | 7.582 | 7.974 | 8.342 | 8.743 | 9.139 | 9.557
NPgY | BSP | NPg Best View | Total installed generation capacity (MW) | KIRKSTALL C/RING ROAD HORSFORTH | 6.351 | 7.937 | 9.305 | 10.908 | 12.287 | 13.906 | 15.558 | 17.308 | 19.071 | 21.106 | 23.211 | 25.052 | 27.007 | 28.801 | 30.663 | 32.854 | 35.003 | 37.4 | 39.877 | 42.467 | 45.068 | 47.751 | 50.265 | 52.824 | 55.401 | 57.819 | 60.456 | 63.056 | 65.803
NPgY | BSP | NPg Best View | Total installed generation capacity (MW) | LEEDS EAST | 20.909 | 23.24 | 24.913 | 26.751 | 27.894 | 29.338 | 30.712 | 32.209 | 33.624 | 34.85 | 35.828 | 36.539 | 37.256 | 36.814 | 37.744 | 38.658 | 39.348 | 40.572 | 41.964 | 43.227 | 44.246 | 45.278 | 45.949 | 46.785 | 46.805 | 46.509 | 46.829 | 48.612 | 50.496
NPgY | BSP | NPg Best View | Total installed generation capacity (MW) | LEEDS NORTH | 5.892 | 6.226 | 6.63 | 7.151 | 7.755 | 8.431 | 9.152 | 9.904 | 10.692 | 11.437 | 12.164 | 12.711 | 13.125 | 13.234 | 14.091 | 15.129 | 16.151 | 17.259 | 18.39 | 19.581 | 20.773 | 22.006 | 23.205 | 24.45 | 25.703 | 26.879 | 28.162 | 29.427 | 30.763
NPgY | BSP | NPg Best View | Total installed generation capacity (MW) | LINDLEY | 7.378 | 9.242 | 10.666 | 12.258 | 13.375 | 14.741 | 16.078 | 17.512 | 18.9 | 20.522 | 22.149 | 23.649 | 25.471 | 27.166 | 28.605 | 30.265 | 31.885 | 33.746 | 35.689 | 37.71 | 39.744 | 41.842 | 43.731 | 45.624 | 47.528 | 49.301 | 51.252 | 53.169 | 55.202
NPgY | BSP | NPg Best View | Total installed generation capacity (MW) | LOW ROAD | 3.506 | 4.053 | 4.565 | 5.15 | 5.676 | 6.279 | 6.908 | 7.569 | 8.246 | 9.033 | 9.862 | 10.611 | 11.431 | 12.217 | 12.943 | 13.809 | 14.66 | 15.596 | 16.558 | 17.568 | 18.58 | 19.625 | 20.622 | 21.646 | 22.678 | 23.646 | 24.702 | 25.743 | 26.843
NPgY | BSP | NPg Best View | Total installed generation capacity (MW) | MALLARD WAY | 42.244 | 42.67 | 43.108 | 43.649 | 44.216 | 44.876 | 45.591 | 46.361 | 47.179 | 48.035 | 48.937 | 47.133 | 40.127 | 31.629 | 32.468 | 33.42 | 34.368 | 35.39 | 36.443 | 37.543 | 38.653 | 39.783 | 40.895 | 42.016 | 43.149 | 44.267 | 45.42 | 46.586 | 47.786
NPgY | BSP | NPg Best View | Total installed generation capacity (MW) | MENSTON | 11.728 | 15.688 | 18.242 | 20.907 | 22.068 | 23.69 | 25.095 | 26.689 | 28.06 | 29.032 | 29.507 | 29.683 | 29.903 | 28.941 | 30.196 | 31.456 | 32.656 | 34.244 | 35.983 | 37.741 | 39.536 | 41.366 | 42.75 | 43.974 | 45.207 | 46.365 | 47.626 | 48.871 | 50.185
NPgY | BSP | NPg Best View | Total installed generation capacity (MW) | MOSS ROAD | 2.012 | 6.371 | 6.767 | 7.256 | 7.787 | 8.396 | 9.057 | 9.766 | 10.524 | 11.325 | 12.176 | 12.443 | 11.721 | 10.697 | 11.48 | 12.38 | 13.275 | 14.236 | 15.223 | 16.257 | 17.298 | 18.36 | 19.411 | 20.476 | 21.553 | 22.609 | 23.705 | 24.81 | 25.95
NPgY | BSP | NPg Best View | Total installed generation capacity (MW) | OSGODBY 1/2 | 53 | 53 | 53 | 53 | 53 | 53 | 53 | 53 | 53 | 53 | 53 | 45.971 | 24.948 | 0 | 0 | 0 | 0 | 0 | 0 | 0 | 0 | 0 | 0 | 0 | 0 | 0 | 0 | 0 | 0
NPgY | BSP | NPg Best View | Total installed generation capacity (MW) | OSGODBY 3/4 | 65.872 | 74.046 | 79.379 | 85.02 | 87.703 | 91.472 | 94.946 | 98.951 | 102.653 | 105.605 | 107.757 | 107.416 | 103.293 | 96.342 | 99.64 | 102.785 | 105.867 | 109.712 | 113.908 | 118.148 | 122.5 | 126.853 | 130.43 | 133.546 | 136.716 | 140.008 | 143.21 | 146.538 | 149.873
NPgY | BSP | NPg Best View | Total installed generation capacity (MW) | RODLEY | 3.872 | 6.762 | 8.764 | 10.928 | 12.147 | 13.725 | 15.19 | 16.8 | 18.284 | 19.988 | 21.603 | 23.103 | 25.06 | 26.812 | 28.276 | 29.881 | 31.434 | 33.31 | 35.303 | 37.355 | 39.431 | 41.562 | 43.367 | 45.103 | 46.85 | 48.483 | 50.272 | 52.033 | 53.896
NPgY | BSP | NPg Best View | Total installed generation capacity (MW) | SAINT ANDREWS ROAD 132/33KV | 35.842 | 36.407 | 37.008 | 37.744 | 38.513 | 39.381 | 40.298 | 41.251 | 42.237 | 41.693 | 40.357 | 38.258 | 34.67 | 28.064 | 28.757 | 29.535 | 30.15 | 31.087 | 32.109 | 33.054 | 33.793 | 34.554 | 35.175 | 36.016 | 36.214 | 36.142 | 36.583 | 38.168 | 39.849
NPgY | BSP | NPg Best View | Total installed generation capacity (MW) | SALTEND 132/33KV | 5.45 | 5.454 | 5.458 | 5.461 | 5.463 | 5.464 | 5.466 | 5.468 | 5.47 | 5.009 | 4.312 | 3.437 | 2.123 | 0.081 | 0.083 | 0.085 | 0.088 | 0.09 | 0.093 | 0.095 | 0.098 | 0.101 | 0.104 | 0.106 | 0.109 | 0.112 | 0.115 | 0.118 | 0.121
NPgY | BSP | NPg Best View | Total installed generation capacity (MW) | SANTON | 67.35 | 84.102 | 94.548 | 105.276 | 109.29 | 115.298 | 120.384 | 126.378 | 131.466 | 136.575 | 140.585 | 144.492 | 150.644 | 154.314 | 158.524 | 160.376 | 163.789 | 166.966 | 172.576 | 176.341 | 178.744 | 182.633 | 186.528 | 187.764 | 190.647 | 193.62 | 196.593 | 200.013 | 203.438
NPgY | BSP | NPg Best View | Total installed generation capacity (MW) | SCUNTHORPE NORTH | 74.859 | 76.827 | 78.272 | 79.878 | 80.956 | 82.344 | 83.744 | 85.312 | 86.887 | 88.447 | 89.966 | 88.672 | 82.177 | 73.563 | 75.09 | 75.976 | 77.557 | 78.647 | 80.542 | 81.79 | 82.474 | 83.771 | 85.624 | 86.683 | 88.473 | 90.304 | 92.119 | 93.99 | 95.882
NPgY | BSP | NPg Best View | Total installed generation capacity (MW) | SCUNTHORPE SOUTH | 43.602 | 47.966 | 51.034 | 54.416 | 56.499 | 59.238 | 61.932 | 64.969 | 67.951 | 70.917 | 73.739 | 76.453 | 79.797 | 82.889 | 85.688 | 88.552 | 91.388 | 94.681 | 98.186 | 101.779 | 105.441 | 109.122 | 112.433 | 115.521 | 118.658 | 121.865 | 125.04 | 128.312 | 131.618
NPgY | BSP | NPg Best View | Total installed generation capacity (MW) | SILSDEN | 10.365 | 16.015 | 19.882 | 24.05 | 26.338 | 29.47 | 32.511 | 35.853 | 38.958 | 42.314 | 45.427 | 48.316 | 51.986 | 55.098 | 58.204 | 61.523 | 64.765 | 68.632 | 72.745 | 76.968 | 81.258 | 85.647 | 89.431 | 93.055 | 96.716 | 100.231 | 103.988 | 107.733 | 111.651
NPgY | BSP | NPg Best View | Total installed generation capacity (MW) | SOWERBY BRIDGE 132/33KV | 28.089 | 29.221 | 30.148 | 31.205 | 32.034 | 33.022 | 34.011 | 35.049 | 36.06 | 37.302 | 38.579 | 39.745 | 41.132 | 42.437 | 43.536 | 44.853 | 46.136 | 47.59 | 49.095 | 50.668 | 52.246 | 53.885 | 55.384 | 56.923 | 58.469 | 59.88 | 61.47 | 63.016 | 64.672
NPgY | BSP | NPg Best View | Total installed generation capacity (MW) | STAYGATE | 15.802 | 16.255 | 16.771 | 17.402 | 18.083 | 18.839 | 19.638 | 20.46 | 21.31 | 21.532 | 21.42 | 20.8 | 19.338 | 16.516 | 17.465 | 18.638 | 19.79 | 21.044 | 22.322 | 23.671 | 25.018 | 26.419 | 27.768 | 29.183 | 30.605 | 31.913 | 33.372 | 34.796 | 36.316
NPgY | BSP | NPg Best View | Total installed generation capacity (MW) | THORNHILL 132KV | 85.251 | 89.116 | 91.839 | 94.801 | 96.551 | 98.798 | 100.92 | 103.252 | 105.443 | 103.056 | 98.098 | 91.109 | 80.134 | 61.251 | 63.415 | 65.787 | 68.093 | 70.836 | 73.741 | 76.735 | 79.765 | 82.869 | 85.553 | 88.145 | 90.757 | 93.23 | 95.899 | 98.544 | 101.326
NPgY | BSP | NPg Best View | Total installed generation capacity (MW) | WAKEFIELD MONCKTON ROAD | 22.472 | 25.155 | 27.003 | 29.009 | 30.153 | 31.657 | 33.084 | 34.686 | 36.213 | 37.767 | 39.204 | 40.553 | 42.265 | 43.748 | 45.185 | 46.675 | 48.135 | 49.875 | 51.734 | 53.638 | 55.575 | 57.535 | 59.234 | 60.819 | 62.423 | 64.017 | 65.645 | 67.299 | 68.995
NPgY | BSP | NPg Best View | Total installed generation capacity (MW) | WAKEFIELD NORTH | 16.391 | 21.55 | 25.006 | 28.696 | 30.595 | 33.149 | 35.497 | 38.147 | 40.589 | 43.188 | 45.56 | 47.579 | 49.9 | 51.744 | 54.02 | 56.351 | 58.617 | 61.406 | 64.409 | 67.472 | 70.592 | 73.755 | 76.386 | 78.798 | 81.238 | 83.629 | 86.11 | 88.612 | 91.196
NPgY | BSP | NPg Best View | Total installed generation capacity (MW) | WEST MELTON | 46.857 | 58.982 | 66.848 | 75.115 | 78.872 | 84.106 | 88.746 | 94.038 | 98.729 | 103.755 | 108.145 | 110.206 | 109.813 | 107.392 | 111.649 | 115.855 | 119.908 | 125.134 | 130.844 | 136.621 | 142.527 | 148.507 | 153.192 | 157.326 | 161.504 | 165.583 | 169.835 | 174.114 | 178.544
NPgY | BSP | NPg Best View | Total installed generation capacity (MW) | WHINMOOR | 7.899 | 13.403 | 16.958 | 20.679 | 22.32 | 24.606 | 26.591 | 28.84 | 30.779 | 32.963 | 34.859 | 36.64 | 39.233 | 41.414 | 43.198 | 44.982 | 46.699 | 48.942 | 51.412 | 53.897 | 56.419 | 59.005 | 60.985 | 62.731 | 64.503 | 66.168 | 67.982 | 69.771 | 71.662
NPgY | BSP | NPg Best View | Total installed generation capacity (MW) | WOLD NEWTON | 66.654 | 116.91 | 148.029 | 180.067 | 191.972 | 209.99 | 225.304 | 243.585 | 259.319 | 274.308 | 285.858 | 297.338 | 315.455 | 330.097 | 342.818 | 353.277 | 363.361 | 377.722 | 394.114 | 410.249 | 427.006 | 443.559 | 455.115 | 463.468 | 472.056 | 481.594 | 490.16 | 499.409 | 508.326
NPgY | BSP | NPg Best View | Total installed generation capacity (MW) | YARBOROUGH ROAD 132/33KV | 46.204 | 54.805 | 60.334 | 66.087 | 68.562 | 72.072 | 75.154 | 78.708 | 81.839 | 81.986 | 80.064 | 76.826 | 71.833 | 61.339 | 64.109 | 66.749 | 69.294 | 72.636 | 76.317 | 80.022 | 83.823 | 87.651 | 90.588 | 93.096 | 95.637 | 98.173 | 100.751 | 103.375 | 106.06
NPgN | BSP | NG FES - Consumer Transformation | Total installed generation capacity (MW) | ANNFIELD | 37.5 | 43.043 | 47.302 | 51.799 | 54.061 | 56.457 | 58.74 | 61.273 | 63.73 | 66.202 | 68.695 | 70.484 | 72.302 | 74.3 | 76.469 | 78.592 | 80.747 | 83.064 | 85.741 | 88.472 | 91.251 | 93.952 | 96.671 | 99.385 | 102.13 | 104.834 | 107.702 | 110.602 | 113.574
NPgN | BSP | NG FES - Consumer Transformation | Total installed generation capacity (MW) | BARRACK ROAD | 19.747 | 20.088 | 20.515 | 21.078 | 21.769 | 22.58 | 23.493 | 24.506 | 25.633 | 26.1 | 25.971 | 25.702 | 25.408 | 24.475 | 23.409 | 22.784 | 22.361 | 22.154 | 22.097 | 22.164 | 22.766 | 23.83 | 25.209 | 26.567 | 27.95 | 29.389 | 30.783 | 32.234 | 33.685
NPgN | BSP | NG FES - Consumer Transformation | Total installed generation capacity (MW) | BLUCHER | 5.709 | 7.777 | 9.466 | 11.308 | 12.452 | 13.673 | 14.875 | 16.167 | 17.452 | 18.84 | 20.243 | 21.377 | 22.555 | 23.805 | 24.989 | 26.317 | 27.633 | 29.086 | 30.668 | 32.33 | 34.024 | 35.779 | 37.467 | 39.205 | 40.944 | 42.603 | 44.403 | 46.195 | 48.066
NPgN | BSP | NG FES - Consumer Transformation | Total installed generation capacity (MW) | BOWESFIELD | 26.416 | 43.678 | 56.367 | 69.371 | 74.474 | 79.694 | 84.274 | 89.469 | 94.21 | 98.561 | 102.529 | 104.634 | 106.253 | 108.758 | 111.893 | 114.524 | 117.145 | 120.202 | 124.251 | 128.431 | 132.735 | 137.154 | 141.21 | 145.326 | 149.338 | 153.283 | 157.618 | 162.002 | 166.467
NPgN | BSP | NG FES - Consumer Transformation | Total installed generation capacity (MW) | CHIRTON GRANGE | 6.472 | 7.55 | 8.572 | 9.792 | 10.878 | 12.099 | 13.386 | 14.772 | 16.232 | 17.771 | 19.396 | 20.859 | 22.398 | 23.616 | 24.734 | 26.108 | 27.531 | 29.089 | 30.688 | 32.354 | 34.031 | 35.861 | 37.828 | 39.826 | 41.841 | 43.82 | 45.879 | 47.958 | 50.101
NPgN | BSP | NG FES - Consumer Transformation | Total installed generation capacity (MW) | COALBURNS | 10.351 | 29.919 | 44.011 | 58.238 | 63.05 | 67.833 | 71.746 | 76.271 | 80.095 | 83.646 | 86.868 | 87.857 | 88.378 | 89.772 | 92.267 | 93.741 | 95.286 | 97.05 | 99.969 | 102.792 | 105.675 | 108.251 | 110.717 | 113.118 | 115.479 | 117.787 | 120.49 | 123.217 | 125.974
NPgN | BSP | NG FES - Consumer Transformation | Total installed generation capacity (MW) | DARLINGTON CENTRAL | 11.63 | 20.88 | 27.635 | 34.519 | 37.101 | 39.725 | 41.995 | 44.595 | 46.946 | 49.106 | 51.142 | 52.215 | 52.99 | 53.902 | 55.216 | 56.231 | 57.291 | 58.546 | 60.268 | 62.003 | 63.724 | 65.568 | 67.393 | 69.233 | 71.014 | 72.791 | 74.737 | 76.718 | 78.716
NPgN | BSP | NG FES - Consumer Transformation | Total installed generation capacity (MW) | DARLINGTON NORTH | 37.751 | 42.063 | 45.35 | 48.797 | 50.446 | 52.18 | 53.803 | 55.607 | 57.345 | 58.981 | 60.493 | 61.507 | 62.398 | 61.94 | 61.559 | 61.513 | 61.723 | 62.154 | 62.619 | 63.049 | 63.536 | 64.606 | 66.276 | 68.014 | 69.596 | 71.105 | 72.51 | 74.311 | 76.353
NPgN | BSP | NG FES - Consumer Transformation | Total installed generation capacity (MW) | DUNSTON | 15.893 | 18.774 | 21.221 | 23.959 | 25.893 | 28.032 | 30.238 | 32.661 | 35.185 | 37.685 | 40.282 | 42.531 | 44.832 | 46.849 | 48.814 | 51.032 | 53.313 | 55.788 | 58.128 | 60.465 | 62.677 | 65.039 | 67.503 | 70.096 | 72.261 | 74.314 | 75.688 | 78.339 | 81.656
NPgN | BSP | NG FES - Consumer Transformation | Total installed generation capacity (MW) | FLATWORTH | 14.735 | 15.074 | 15.439 | 15.898 | 16.381 | 16.925 | 17.505 | 18.121 | 18.773 | 19.228 | 19.423 | 19.509 | 19.625 | 19.722 | 19.704 | 19.903 | 20.138 | 20.491 | 20.735 | 20.99 | 21.379 | 21.894 | 22.352 | 22.918 | 23.142 | 23.249 | 22.817 | 23.334 | 24.358
NPgN | BSP | NG FES - Consumer Transformation | Total installed generation capacity (MW) | GOSFORTH | 12.449 | 13.268 | 14.093 | 15.07 | 16 | 17.022 | 18.108 | 19.266 | 20.491 | 21.754 | 23.021 | 24.153 | 25.344 | 25.723 | 25.978 | 26.62 | 27.394 | 28.32 | 29.205 | 30.124 | 31.098 | 32.407 | 34.06 | 35.762 | 37.426 | 39.029 | 40.629 | 42.379 | 44.266
NPgN | BSP | NG FES - Consumer Transformation | Total installed generation capacity (MW) | HARROGATE 132/33KV | 20.306 | 23.373 | 25.792 | 28.368 | 29.784 | 31.289 | 32.757 | 34.376 | 35.988 | 37.607 | 39.245 | 40.534 | 41.819 | 43.242 | 44.684 | 46.179 | 47.668 | 49.295 | 51.104 | 52.987 | 54.891 | 56.832 | 58.714 | 60.622 | 62.53 | 64.41 | 66.39 | 68.393 | 70.448
NPgN | BSP | NG FES - Consumer Transformation | Total installed generation capacity (MW) | HUSTHWAITE | 40.182 | 56.771 | 68.715 | 80.761 | 84.821 | 88.854 | 92.16 | 95.996 | 99.283 | 102.239 | 104.908 | 105.834 | 106.07 | 103.317 | 101.415 | 99.483 | 98.173 | 97.226 | 96.721 | 95.954 | 95.137 | 95.516 | 97.368 | 99.253 | 100.91 | 102.521 | 104.223 | 106.294 | 108.535
NPgN | BSP | NG FES - Consumer Transformation | Total installed generation capacity (MW) | LEEMING BAR_SKEEBY | 39.764 | 78.131 | 106.089 | 134.504 | 144.961 | 155.52 | 164.568 | 174.945 | 184.242 | 192.815 | 200.848 | 204.904 | 207.753 | 212.624 | 219.169 | 224.152 | 229.085 | 234.766 | 242.469 | 250.278 | 258.01 | 265.78 | 272.786 | 279.883 | 286.643 | 293.347 | 300.621 | 308.262 | 316.095
NPgN | BSP | NG FES - Consumer Transformation | Total installed generation capacity (MW) | LINTON | 83.908 | 113.053 | 134.124 | 155.468 | 162.934 | 170.428 | 176.691 | 183.918 | 190.243 | 196.006 | 201.311 | 203.599 | 204.9 | 207.78 | 212.017 | 214.927 | 217.791 | 221.166 | 226.111 | 231.102 | 236.029 | 240.959 | 245.29 | 249.667 | 253.836 | 257.976 | 262.655 | 267.409 | 272.195
NPgN | BSP | NG FES - Consumer Transformation | Total installed generation capacity (MW) | MALTON GRID | 16.326 | 73.505 | 114.657 | 156.174 | 170.145 | 184.022 | 195.366 | 208.512 | 219.751 | 229.942 | 239.145 | 242.412 | 243.706 | 247.983 | 255.026 | 259.336 | 263.581 | 268.742 | 276.973 | 285.205 | 293.323 | 301.402 | 308.371 | 315.422 | 322.058 | 328.591 | 336.214 | 343.932 | 351.7
NPgN | BSP | NG FES - Consumer Transformation | Total installed generation capacity (MW) | MELROSEGATE | 23.267 | 36.28 | 46.021 | 56.099 | 60.476 | 65.006 | 69.131 | 73.758 | 78.117 | 82.19 | 85.972 | 88.317 | 90.333 | 91.769 | 93.566 | 95.42 | 97.471 | 99.97 | 103.12 | 106.368 | 109.776 | 113.726 | 117.962 | 122.265 | 126.505 | 130.671 | 135.17 | 139.715 | 144.364
NPgN | BSP | NG FES - Consumer Transformation | Total installed generation capacity (MW) | NORTH TEES | 93.713 | 95.191 | 96.673 | 98.463 | 100.201 | 102.183 | 104.341 | 106.713 | 109.286 | 111.755 | 114.355 | 116.767 | 119.263 | 120.952 | 122.541 | 124.533 | 126.677 | 128.939 | 128.621 | 127.399 | 124.86 | 122.419 | 119.891 | 118.398 | 112.713 | 106.031 | 92.219 | 89.946 | 93.381
NPgN | BSP | NG FES - Consumer Transformation | Total installed generation capacity (MW) | POTTER HOUSE | 14.166 | 21.727 | 27.466 | 33.483 | 36.327 | 39.334 | 42.161 | 45.325 | 48.392 | 51.363 | 54.326 | 56.462 | 58.469 | 60.842 | 63.419 | 65.89 | 68.353 | 71.056 | 74.188 | 77.424 | 80.66 | 83.935 | 87.08 | 90.253 | 93.403 | 96.539 | 99.844 | 103.205 | 106.627
NPgN | BSP | NG FES - Consumer Transformation | Total installed generation capacity (MW) | RAVENSWORTH | 6.458 | 9.079 | 11.079 | 13.173 | 14.182 | 15.248 | 16.264 | 17.406 | 18.528 | 19.583 | 20.635 | 21.409 | 22.116 | 22.387 | 22.737 | 23.161 | 23.676 | 24.291 | 24.996 | 25.706 | 26.42 | 27.328 | 28.459 | 29.591 | 30.718 | 31.856 | 33.033 | 34.24 | 35.459
NPgN | BSP | NG FES - Consumer Transformation | Total installed generation capacity (MW) | SCARBOROUGH GRID | 8.455 | 22.094 | 32.151 | 42.464 | 46.573 | 50.775 | 54.479 | 58.67 | 62.509 | 66.212 | 69.782 | 71.9 | 73.665 | 76.137 | 79.106 | 81.658 | 84.179 | 87.024 | 90.557 | 94.159 | 97.711 | 101.298 | 104.582 | 107.946 | 111.137 | 114.241 | 117.514 | 121.073 | 124.832
NPgN | BSP | NG FES - Consumer Transformation | Total installed generation capacity (MW) | SEAL SANDS | 96.413 | 96.414 | 96.416 | 96.418 | 96.42 | 96.423 | 96.425 | 96.429 | 96.432 | 94.355 | 89.852 | 84.983 | 79.666 | 67.198 | 54.4 | 43.882 | 34.836 | 26.514 | 18.131 | 9.739 | 3.276 | 0.07 | 0.074 | 0.078 | 0.081 | 0.086 | 0.089 | 0.094 | 0.098
NPgN | BSP | NG FES - Consumer Transformation | Total installed generation capacity (MW) | SPADEADAM 33KV | 6.146 | 6.161 | 6.182 | 6.212 | 6.251 | 6.298 | 6.352 | 6.412 | 6.48 | 6.539 | 6.601 | 6.662 | 6.724 | 6.788 | 6.851 | 6.918 | 6.986 | 7.056 | 7.13 | 7.206 | 7.283 | 7.36 | 7.44 | 7.517 | 7.597 | 7.681 | 7.761 | 7.845 | 7.928
NPgN | BSP | NG FES - Consumer Transformation | Total installed generation capacity (MW) | SPENNYMOOR 132/66KV | 10.806 | 42.565 | 65.643 | 89.073 | 97.535 | 106.039 | 113.229 | 121.464 | 128.73 | 135.53 | 141.875 | 144.903 | 146.935 | 150.652 | 155.734 | 159.523 | 163.245 | 167.581 | 173.623 | 179.754 | 185.814 | 191.909 | 197.322 | 202.828 | 208.11 | 213.285 | 219.138 | 225.048 | 231.05
NPgN | BSP | NG FES - Consumer Transformation | Total installed generation capacity (MW) | TORONTO | 34.262 | 51.463 | 64.023 | 76.822 | 81.618 | 86.491 | 90.705 | 95.531 | 99.889 | 103.905 | 107.692 | 109.678 | 111.123 | 112.896 | 115.425 | 117.377 | 119.404 | 121.787 | 125.051 | 128.34 | 131.608 | 135.062 | 138.459 | 141.878 | 145.194 | 148.502 | 152.125 | 155.814 | 159.536
NPgN | BSP | NG FES - Consumer Transformation | Total installed generation capacity (MW) | WORMALD GREEN 132/33KV | 34.972 | 44.337 | 51.228 | 58.241 | 60.958 | 63.706 | 66.122 | 68.882 | 71.417 | 73.759 | 75.993 | 77.268 | 78.272 | 79.768 | 81.649 | 83.184 | 84.707 | 86.394 | 87.496 | 88.231 | 88.391 | 88.47 | 88.159 | 88.297 | 86.615 | 84.497 | 79.569 | 79.462 | 81.741
NPgY | BSP | NG FES - Consumer Transformation | Total installed generation capacity (MW) | ATTERCLIFFE | 22.96 | 23.958 | 24.597 | 25.309 | 25.803 | 26.47 | 27.097 | 27.79 | 28.449 | 29.174 | 29.897 | 30.465 | 31.067 | 31.744 | 32.303 | 32.936 | 33.56 | 34.245 | 34.285 | 34.09 | 33.53 | 32.956 | 32.206 | 31.782 | 30.175 | 28.216 | 24.337 | 23.652 | 24.604
NPgY | BSP | NG FES - Consumer Transformation | Total installed generation capacity (MW) | BARUGH 132/66KV | 19.065 | 25.758 | 29.361 | 33.175 | 35.05 | 38.097 | 40.713 | 43.809 | 46.375 | 49.157 | 51.812 | 52.747 | 54.439 | 56.383 | 58.638 | 60.22 | 62.178 | 63.989 | 66.857 | 69.393 | 72.355 | 74.135 | 76.94 | 79.354 | 82.219 | 85.027 | 87.928 | 90.84 | 93.832
NPgY | BSP | NG FES - Consumer Transformation | Total installed generation capacity (MW) | BEESTON ROYDS 132/33KV | 13.045 | 15.614 | 17.192 | 18.926 | 20.049 | 21.615 | 23.064 | 24.686 | 26.209 | 27.888 | 29.584 | 30.903 | 32.26 | 33.268 | 34.019 | 34.994 | 36.04 | 37.277 | 38.675 | 40.12 | 41.563 | 43.278 | 45.185 | 47.157 | 49.139 | 51.01 | 53.032 | 55.028 | 57.124
NPgY | BSP | NG FES - Consumer Transformation | Total installed generation capacity (MW) | BEVERLEY 132/33KV | 79.197 | 86.835 | 91.462 | 96.563 | 99.9 | 104.725 | 109.372 | 114.718 | 119.945 | 124.921 | 129.777 | 133.621 | 137.453 | 141.389 | 144.851 | 148.439 | 152.18 | 156.374 | 161.236 | 166.27 | 171.436 | 176.972 | 182.841 | 188.686 | 194.616 | 200.647 | 206.638 | 212.784 | 218.993
NPgY | BSP | NG FES - Consumer Transformation | Total installed generation capacity (MW) | BINGLEY 132/33KV | 5.741 | 6.236 | 6.755 | 7.398 | 8.082 | 8.855 | 9.662 | 10.498 | 11.355 | 12.387 | 13.486 | 14.472 | 15.564 | 16.577 | 17.43 | 18.517 | 19.592 | 20.776 | 21.988 | 23.266 | 24.551 | 25.915 | 27.256 | 28.663 | 30.075 | 31.376 | 32.826 | 34.241 | 35.751
NPgY | BSP | NG FES - Consumer Transformation | Total installed generation capacity (MW) | BLACKBURN MEADOWS B | 38.248 | 38.444 | 38.643 | 38.892 | 39.159 | 39.468 | 39.798 | 40.148 | 39.917 | 40.344 | 40.8 | 38.544 | 39.001 | 37.114 | 37.53 | 36.621 | 37.099 | 36.222 | 36.755 | 35.924 | 36.487 | 33.094 | 33.666 | 32.861 | 33.455 | 34.031 | 34.64 | 35.25 | 35.887
NPgY | BSP | NG FES - Consumer Transformation | Total installed generation capacity (MW) | BLYTON | 35.769 | 63.412 | 77.745 | 92.85 | 99.809 | 111.868 | 122.271 | 135.045 | 146.546 | 156.594 | 165.684 | 170.831 | 175.686 | 184.275 | 192.36 | 198.183 | 204.318 | 211.05 | 220.8 | 230.509 | 240.702 | 250.084 | 260.007 | 269.286 | 279.006 | 289.494 | 299.173 | 309.4 | 319.345
NPgY | BSP | NG FES - Consumer Transformation | Total installed generation capacity (MW) | BRADFORD | 3.145 | 3.653 | 4.254 | 5.014 | 5.871 | 6.822 | 7.829 | 8.863 | 9.933 | 11.239 | 12.646 | 13.925 | 15.348 | 16.739 | 17.933 | 19.411 | 20.86 | 22.439 | 24.049 | 25.747 | 27.443 | 29.207 | 30.905 | 32.686 | 34.476 | 36.122 | 37.959 | 39.753 | 41.666
NPgY | BSP | NG FES - Consumer Transformation | Total installed generation capacity (MW) | BRAMHAM | 32.961 | 45.465 | 51.995 | 58.872 | 62.051 | 67.501 | 72.171 | 77.841 | 82.899 | 87.593 | 91.959 | 94.627 | 97.09 | 100.487 | 103.444 | 105.739 | 108.201 | 111.054 | 115.087 | 119.128 | 123.252 | 127.483 | 132.067 | 136.512 | 141.077 | 145.821 | 150.397 | 155.133 | 159.841
NPgY | BSP | NG FES - Consumer Transformation | Total installed generation capacity (MW) | BRANSHOLME | 59.074 | 61.358 | 62.725 | 64.226 | 65.168 | 66.511 | 67.741 | 69.13 | 70.425 | 71.834 | 73.247 | 74.328 | 75.215 | 69.999 | 64.595 | 60.554 | 57.522 | 54.833 | 51.705 | 48.283 | 44.871 | 43.605 | 45.183 | 46.811 | 48.448 | 50.001 | 51.669 | 53.32 | 55.048
NPgY | BSP | NG FES - Consumer Transformation | Total installed generation capacity (MW) | BRIGHOUSE 132/33KV | 6.33 | 9.331 | 11.058 | 12.915 | 13.961 | 15.518 | 16.897 | 18.466 | 19.879 | 21.449 | 23.003 | 24.128 | 25.286 | 26.832 | 28.109 | 29.411 | 30.673 | 32.106 | 33.806 | 35.579 | 37.344 | 39.164 | 40.854 | 42.611 | 44.374 | 46.02 | 47.821 | 49.587 | 51.45
NPgY | BSP | NG FES - Consumer Transformation | Total installed generation capacity (MW) | DONCASTER B/THORPE MARSH | 147.609 | 164.783 | 174.048 | 183.898 | 188.835 | 196.825 | 203.751 | 211.95 | 219.304 | 226.622 | 233.606 | 238.306 | 242.76 | 248.367 | 252.943 | 257.15 | 261.46 | 266.537 | 273.098 | 279.838 | 286.587 | 293.888 | 301.338 | 308.856 | 316.437 | 323.934 | 331.599 | 339.332 | 347.238
NPgY | BSP | NG FES - Consumer Transformation | Total installed generation capacity (MW) | DONCASTER CENTRAL | 2.386 | 3.303 | 3.916 | 4.621 | 5.168 | 5.897 | 6.618 | 7.423 | 8.227 | 9.053 | 9.897 | 10.609 | 11.351 | 12.202 | 12.964 | 13.77 | 14.569 | 15.438 | 16.394 | 17.391 | 18.392 | 19.41 | 20.405 | 21.413 | 22.431 | 23.436 | 24.469 | 25.513 | 26.585
NPgY | BSP | NG FES - Consumer Transformation | Total installed generation capacity (MW) | DRIFFIELD/BEVERLEY GROUP | 167.293 | 208.364 | 229.519 | 251.528 | 260.945 | 277.687 | 291.708 | 308.859 | 323.402 | 337.36 | 350.163 | 355.685 | 362.31 | 373.296 | 384.341 | 391.652 | 399.92 | 408.421 | 421.932 | 434.665 | 448.526 | 459.28 | 472.369 | 484.174 | 497.231 | 510.724 | 523.819 | 537.321 | 550.771
NPgY | BSP | NG FES - Consumer Transformation | Total installed generation capacity (MW) | FEATHERSTONE | 32.109 | 39.16 | 42.959 | 46.988 | 48.989 | 52.235 | 55.039 | 58.37 | 61.359 | 64.31 | 67.122 | 69.005 | 70.799 | 73.634 | 76.057 | 78.193 | 80.281 | 82.658 | 85.7 | 88.841 | 91.983 | 95.159 | 98.142 | 101.145 | 104.174 | 107.184 | 110.242 | 113.335 | 116.489
NPgY | BSP | NG FES - Consumer Transformation | Total installed generation capacity (MW) | GIRLINGTON | 14.156 | 14.468 | 14.836 | 15.3 | 15.821 | 16.399 | 17.011 | 17.639 | 18.29 | 19.067 | 19.886 | 20.624 | 21.387 | 20.452 | 19.401 | 18.875 | 18.607 | 18.473 | 18.194 | 17.877 | 17.578 | 17.88 | 18.912 | 19.995 | 21.083 | 22.083 | 23.2 | 24.29 | 25.453
NPgY | BSP | NG FES - Consumer Transformation | Total installed generation capacity (MW) | HALIFAX 132/33KV | 1.389 | 1.57 | 1.774 | 2.024 | 2.292 | 2.591 | 2.909 | 3.234 | 3.568 | 3.983 | 4.432 | 4.839 | 5.294 | 5.738 | 6.116 | 6.588 | 7.051 | 7.555 | 8.069 | 8.612 | 9.154 | 9.719 | 10.261 | 10.832 | 11.406 | 11.929 | 12.519 | 13.093 | 13.708
NPgY | BSP | NG FES - Consumer Transformation | Total installed generation capacity (MW) | HECKMONDWIKE | 5.559 | 5.917 | 6.345 | 6.894 | 7.525 | 8.229 | 8.979 | 9.756 | 10.549 | 11.512 | 12.547 | 13.418 | 14.463 | 15.364 | 16.198 | 17.201 | 18.235 | 19.323 | 20.468 | 21.635 | 22.841 | 24 | 25.256 | 26.528 | 27.846 | 29.074 | 30.425 | 31.752 | 33.159
NPgY | BSP | NG FES - Consumer Transformation | Total installed generation capacity (MW) | HOLMFIELD | 26.232 | 26.812 | 27.481 | 28.312 | 29.224 | 30.24 | 31.319 | 32.424 | 33.562 | 34.967 | 36.483 | 37.86 | 39.394 | 40.892 | 42.175 | 43.768 | 45.33 | 47.033 | 48.768 | 50.6 | 52.428 | 54.333 | 56.163 | 58.088 | 60.022 | 61.793 | 63.779 | 65.715 | 67.785
NPgY | BSP | NG FES - Consumer Transformation | Total installed generation capacity (MW) | HULL EAST 132/33KV | 78.651 | 79.432 | 80.324 | 81.43 | 82.671 | 84.12 | 85.738 | 87.487 | 89.385 | 90.543 | 90.934 | 91.084 | 91.287 | 91.445 | 91.34 | 91.774 | 92.334 | 93.214 | 94.393 | 95.823 | 97.973 | 100.506 | 103.055 | 105.617 | 108.214 | 110.825 | 113.46 | 116.152 | 118.896
NPgY | BSP | NG FES - Consumer Transformation | Total installed generation capacity (MW) | HULL SOUTH | 5 | 5.541 | 6.183 | 6.995 | 7.919 | 8.96 | 10.08 | 11.253 | 12.491 | 13.835 | 15.208 | 16.452 | 17.823 | 19.169 | 20.331 | 21.779 | 23.218 | 24.799 | 26.436 | 28.176 | 29.978 | 31.866 | 33.712 | 35.619 | 37.542 | 39.366 | 41.33 | 43.279 | 45.325
NPgY | BSP | NG FES - Consumer Transformation | Total installed generation capacity (MW) | HULL WEST | 28.524 | 30.504 | 32.118 | 34.012 | 35.763 | 37.971 | 40.336 | 42.961 | 45.61 | 48.312 | 51.122 | 53.124 | 55.798 | 58.161 | 60.849 | 63.421 | 66.3 | 69.071 | 72.319 | 75.412 | 78.833 | 81.445 | 84.922 | 88.092 | 91.608 | 95.202 | 98.76 | 102.424 | 106.125
NPgY | BSP | NG FES - Consumer Transformation | Total installed generation capacity (MW) | HUMBERSTON | 27.782 | 28.752 | 29.49 | 30.373 | 31.17 | 32.167 | 33.188 | 34.309 | 35.457 | 36.614 | 37.772 | 38.77 | 39.829 | 40.979 | 41.996 | 43.142 | 44.286 | 45.54 | 46.897 | 48.327 | 49.802 | 51.325 | 52.821 | 54.34 | 55.875 | 57.383 | 58.942 | 60.515 | 62.136
NPgY | BSP | NG FES - Consumer Transformation | Total installed generation capacity (MW) | HUNNINGLEY | 4.325 | 5.52 | 6.265 | 7.099 | 7.674 | 8.475 | 9.242 | 10.111 | 10.958 | 11.821 | 12.692 | 13.396 | 14.119 | 14.997 | 15.774 | 16.572 | 17.36 | 18.225 | 19.201 | 20.218 | 21.238 | 22.275 | 23.28 | 24.297 | 25.324 | 26.338 | 27.38 | 28.432 | 29.512
NPgY | BSP | NG FES - Consumer Transformation | Total installed generation capacity (MW) | HUNSHELF | 12.952 | 15.549 | 16.958 | 18.45 | 19.191 | 20.385 | 21.415 | 22.629 | 23.71 | 24.81 | 25.863 | 26.569 | 27.245 | 28.103 | 28.796 | 29.444 | 30.101 | 30.877 | 31.874 | 32.9 | 33.925 | 35.032 | 36.148 | 37.281 | 38.422 | 39.536 | 40.692 | 41.85 | 43.042
NPgY | BSP | NG FES - Consumer Transformation | Total installed generation capacity (MW) | IMMINGHAM | 91.42 | 100.511 | 105.006 | 109.584 | 111.181 | 114.329 | 116.752 | 119.795 | 122.241 | 123.083 | 121.891 | 119.239 | 115.989 | 107.158 | 97.725 | 89.64 | 82.873 | 76.921 | 71.615 | 66.209 | 62.191 | 61.053 | 62.874 | 64.669 | 66.494 | 68.329 | 70.157 | 72.008 | 73.87
NPgY | BSP | NG FES - Consumer Transformation | Total installed generation capacity (MW) | KIRKHAW LANE | 32.686 | 35.243 | 36.771 | 38.446 | 39.507 | 41.047 | 42.501 | 44.176 | 45.794 | 47.307 | 48.719 | 49.783 | 50.808 | 51.15 | 51.315 | 51.693 | 52.239 | 52.971 | 53.863 | 54.779 | 55.778 | 57.168 | 58.979 | 60.792 | 62.628 | 64.475 | 66.33 | 68.222 | 70.144
NPgY | BSP | NG FES - Consumer Transformation | Total installed generation capacity (MW) | KIRKSTALL C 2/5 | 16.059 | 16.172 | 16.304 | 16.471 | 16.66 | 16.871 | 17.097 | 17.332 | 17.579 | 17.209 | 16.094 | 14.838 | 13.55 | 12.205 | 10.708 | 9.533 | 8.46 | 7.574 | 6.898 | 6.362 | 6.432 | 6.818 | 7.193 | 7.582 | 7.974 | 8.342 | 8.743 | 9.139 | 9.557
NPgY | BSP | NG FES - Consumer Transformation | Total installed generation capacity (MW) | KIRKSTALL C/RING ROAD HORSFORTH | 6.351 | 7.736 | 8.903 | 10.305 | 11.632 | 13.219 | 14.84 | 16.565 | 18.316 | 20.32 | 22.434 | 24.296 | 26.319 | 28.315 | 30.033 | 32.087 | 34.122 | 36.353 | 38.686 | 41.136 | 43.59 | 46.162 | 48.689 | 51.312 | 53.952 | 56.433 | 59.132 | 61.795 | 64.603
NPgY | BSP | NG FES - Consumer Transformation | Total installed generation capacity (MW) | LEEDS EAST | 20.909 | 22.813 | 24.058 | 25.469 | 26.502 | 27.876 | 29.185 | 30.629 | 32.018 | 33.367 | 34.52 | 35.341 | 36.224 | 37.299 | 38.108 | 39.134 | 40.162 | 41.379 | 42.317 | 43.183 | 43.969 | 44.862 | 45.564 | 46.535 | 46.689 | 46.527 | 45.123 | 45.93 | 47.945
NPgY | BSP | NG FES - Consumer Transformation | Total installed generation capacity (MW) | LEEDS NORTH | 5.892 | 6.226 | 6.63 | 7.151 | 7.755 | 8.431 | 9.152 | 9.904 | 10.692 | 11.521 | 12.317 | 13.016 | 13.797 | 14.521 | 15.108 | 15.917 | 16.731 | 17.653 | 18.621 | 19.664 | 20.789 | 22.006 | 23.205 | 24.45 | 25.703 | 26.879 | 28.162 | 29.427 | 30.763
NPgY | BSP | NG FES - Consumer Transformation | Total installed generation capacity (MW) | LINDLEY | 7.378 | 8.94 | 10.063 | 11.352 | 12.392 | 13.707 | 15 | 16.396 | 17.765 | 19.338 | 20.976 | 22.358 | 23.849 | 25.476 | 26.868 | 28.459 | 30.018 | 31.734 | 33.58 | 35.518 | 37.453 | 39.453 | 41.364 | 43.352 | 45.351 | 47.219 | 49.264 | 51.274 | 53.399
NPgY | BSP | NG FES - Consumer Transformation | Total installed generation capacity (MW) | LOW ROAD | 3.506 | 4.012 | 4.482 | 5.026 | 5.541 | 6.137 | 6.76 | 7.415 | 8.091 | 8.871 | 9.701 | 10.447 | 11.264 | 12.074 | 12.778 | 13.622 | 14.455 | 15.362 | 16.3 | 17.286 | 18.273 | 19.298 | 20.297 | 21.335 | 22.379 | 23.361 | 24.429 | 25.483 | 26.595
NPgY | BSP | NG FES - Consumer Transformation | Total installed generation capacity (MW) | MALLARD WAY | 42.244 | 42.641 | 43.049 | 43.561 | 44.121 | 44.777 | 45.487 | 46.253 | 47.069 | 47.921 | 48.824 | 49.66 | 50.451 | 48.4 | 46.285 | 44.869 | 43.915 | 43.115 | 42.062 | 40.897 | 39.745 | 39.552 | 40.667 | 41.796 | 42.939 | 44.066 | 45.228 | 46.403 | 47.612
NPgY | BSP | NG FES - Consumer Transformation | Total installed generation capacity (MW) | MENSTON | 11.728 | 14.857 | 16.579 | 18.413 | 19.36 | 20.845 | 22.125 | 23.614 | 24.934 | 26.049 | 26.782 | 27.031 | 27.247 | 27.877 | 28.222 | 28.629 | 29.049 | 29.691 | 30.71 | 31.838 | 33.228 | 34.788 | 36.232 | 37.719 | 39.213 | 40.632 | 42.151 | 43.652 | 45.221
NPgY | BSP | NG FES - Consumer Transformation | Total installed generation capacity (MW) | MOSS ROAD | 2.012 | 6.361 | 6.746 | 7.224 | 7.753 | 8.36 | 9.02 | 9.727 | 10.484 | 11.284 | 12.135 | 12.928 | 13.761 | 14.025 | 14.217 | 14.642 | 15.156 | 15.75 | 16.315 | 16.894 | 17.481 | 18.277 | 19.329 | 20.397 | 21.477 | 22.537 | 23.636 | 24.744 | 25.888
NPgY | BSP | NG FES - Consumer Transformation | Total installed generation capacity (MW) | OSGODBY 1/2 | 53 | 53 | 53 | 53 | 53 | 53 | 53 | 53 | 53 | 53 | 53 | 53 | 52.722 | 44.875 | 37.061 | 30.804 | 25.777 | 20.986 | 15.431 | 9.447 | 3.479 | 0 | 0 | 0 | 0 | 0 | 0 | 0 | 0
NPgY | BSP | NG FES - Consumer Transformation | Total installed generation capacity (MW) | OSGODBY 3/4 | 65.872 | 72.33 | 75.948 | 79.874 | 82.116 | 85.601 | 88.817 | 92.606 | 96.202 | 99.221 | 101.721 | 103.335 | 104.75 | 104.814 | 104.5 | 104.531 | 104.981 | 105.867 | 107.263 | 108.718 | 110.535 | 113.279 | 116.979 | 120.637 | 124.346 | 128.175 | 131.91 | 135.768 | 139.63
NPgY | BSP | NG FES - Consumer Transformation | Total installed generation capacity (MW) | RODLEY | 3.872 | 6.207 | 7.654 | 9.263 | 10.34 | 11.826 | 13.207 | 14.747 | 16.197 | 17.811 | 19.446 | 20.729 | 22.08 | 23.707 | 25.083 | 26.561 | 28.003 | 29.611 | 31.426 | 33.325 | 35.22 | 37.171 | 39.016 | 40.927 | 42.848 | 44.656 | 46.617 | 48.549 | 50.583
NPgY | BSP | NG FES - Consumer Transformation | Total installed generation capacity (MW) | SAINT ANDREWS ROAD 132/33KV | 35.842 | 36.384 | 36.962 | 37.675 | 38.439 | 39.303 | 40.216 | 41.167 | 42.151 | 42.441 | 41.796 | 40.882 | 40.004 | 39.045 | 37.772 | 37.08 | 36.509 | 36.25 | 35.895 | 35.627 | 35.955 | 36.708 | 37.331 | 38.179 | 38.385 | 38.32 | 37.306 | 38.025 | 39.713
NPgY | BSP | NG FES - Consumer Transformation | Total installed generation capacity (MW) | SALTEND 132/33KV | 5.45 | 5.454 | 5.458 | 5.461 | 5.463 | 5.464 | 5.466 | 5.468 | 5.47 | 5.236 | 4.726 | 4.174 | 3.6 | 3.008 | 2.375 | 1.837 | 1.338 | 0.897 | 0.529 | 0.204 | 0.098 | 0.101 | 0.104 | 0.106 | 0.109 | 0.112 | 0.115 | 0.118 | 0.121
NPgY | BSP | NG FES - Consumer Transformation | Total installed generation capacity (MW) | SANTON | 67.35 | 80.443 | 87.23 | 94.298 | 97.375 | 102.775 | 107.312 | 112.845 | 116.948 | 121.503 | 125.688 | 124.838 | 127.069 | 128.354 | 132.019 | 133.112 | 135.91 | 137.383 | 141.764 | 144.465 | 148.892 | 148.293 | 152.41 | 154.76 | 158.748 | 162.819 | 166.495 | 170.763 | 175.258
NPgY | BSP | NG FES - Consumer Transformation | Total installed generation capacity (MW) | SCUNTHORPE NORTH | 74.859 | 76.475 | 77.568 | 78.822 | 79.81 | 81.14 | 82.487 | 84.011 | 85.261 | 86.776 | 88.32 | 88.305 | 89.566 | 86.882 | 85.281 | 83.624 | 83.153 | 82.185 | 81.777 | 80.57 | 80.088 | 78.591 | 80.453 | 81.606 | 83.489 | 85.412 | 87.316 | 89.276 | 91.255
NPgY | BSP | NG FES - Consumer Transformation | Total installed generation capacity (MW) | SCUNTHORPE SOUTH | 43.602 | 47.119 | 49.341 | 51.877 | 53.743 | 56.342 | 58.909 | 61.839 | 64.768 | 67.597 | 70.449 | 72.833 | 75.251 | 78.154 | 80.818 | 83.488 | 86.155 | 89.039 | 92.273 | 95.632 | 99.018 | 102.425 | 105.796 | 109.152 | 112.555 | 116.027 | 119.465 | 122.998 | 126.564
NPgY | BSP | NG FES - Consumer Transformation | Total installed generation capacity (MW) | SILSDEN | 10.365 | 14.907 | 17.666 | 20.726 | 22.73 | 25.677 | 28.552 | 31.755 | 34.791 | 38.021 | 41.219 | 43.754 | 46.39 | 49.603 | 52.38 | 55.315 | 58.216 | 61.44 | 65.109 | 68.948 | 72.85 | 76.88 | 80.743 | 84.718 | 88.727 | 92.589 | 96.69 | 100.777 | 105.036
NPgY | BSP | NG FES - Consumer Transformation | Total installed generation capacity (MW) | SOWERBY BRIDGE 132/33KV | 28.089 | 29.063 | 29.832 | 30.732 | 31.52 | 32.482 | 33.448 | 34.465 | 35.467 | 36.683 | 37.966 | 39.071 | 40.285 | 41.555 | 42.629 | 43.91 | 45.161 | 46.539 | 47.993 | 49.523 | 51.049 | 52.637 | 54.148 | 55.737 | 57.332 | 58.793 | 60.431 | 62.026 | 63.73
NPgY | BSP | NG FES - Consumer Transformation | Total installed generation capacity (MW) | STAYGATE | 15.802 | 16.255 | 16.771 | 17.402 | 18.083 | 18.839 | 19.638 | 20.46 | 21.31 | 21.931 | 22.147 | 22.189 | 22.303 | 22.258 | 21.986 | 22.127 | 22.33 | 22.74 | 23.293 | 23.988 | 25.064 | 26.419 | 27.768 | 29.183 | 30.605 | 31.913 | 33.372 | 34.796 | 36.316
NPgY | BSP | NG FES - Consumer Transformation | Total installed generation capacity (MW) | THORNHILL 132KV | 85.251 | 88.392 | 90.392 | 92.629 | 94.194 | 96.32 | 98.334 | 100.575 | 102.721 | 102.594 | 99.618 | 95.735 | 91.725 | 87.882 | 83.269 | 79.818 | 76.724 | 74.465 | 73.253 | 72.622 | 74.272 | 77.141 | 79.877 | 82.698 | 85.538 | 88.237 | 91.132 | 94 | 97.004
NPgY | BSP | NG FES - Consumer Transformation | Total installed generation capacity (MW) | WAKEFIELD MONCKTON ROAD | 22.472 | 24.628 | 25.95 | 27.43 | 28.438 | 29.855 | 31.203 | 32.739 | 34.233 | 35.718 | 37.189 | 38.358 | 39.55 | 41.027 | 42.332 | 43.66 | 44.976 | 46.428 | 48.089 | 49.822 | 51.579 | 53.368 | 55.106 | 56.857 | 58.626 | 60.385 | 62.177 | 63.994 | 65.851
NPgY | BSP | NG FES - Consumer Transformation | Total installed generation capacity (MW) | WAKEFIELD NORTH | 16.391 | 20.507 | 22.921 | 25.568 | 27.2 | 29.581 | 31.773 | 34.29 | 36.668 | 39.097 | 41.507 | 43.349 | 45.204 | 47.372 | 49.228 | 51.117 | 53.011 | 55.14 | 57.628 | 60.208 | 62.794 | 65.506 | 68.211 | 70.953 | 73.72 | 76.438 | 79.243 | 82.067 | 84.971
NPgY | BSP | NG FES - Consumer Transformation | Total installed generation capacity (MW) | WEST MELTON | 46.857 | 56.44 | 61.764 | 67.488 | 70.594 | 75.406 | 79.664 | 84.635 | 89.169 | 93.782 | 98.264 | 101.445 | 104.501 | 106.649 | 108.155 | 109.899 | 111.934 | 114.493 | 117.72 | 120.998 | 124.281 | 128.393 | 133.26 | 138.197 | 143.174 | 148.049 | 153.091 | 158.155 | 163.365
NPgY | BSP | NG FES - Consumer Transformation | Total installed generation capacity (MW) | WHINMOOR | 7.899 | 12.248 | 14.648 | 17.213 | 18.558 | 20.653 | 22.464 | 24.567 | 26.428 | 28.424 | 30.362 | 31.663 | 32.992 | 34.899 | 36.5 | 38.019 | 39.505 | 41.189 | 43.289 | 45.455 | 47.629 | 49.811 | 51.874 | 53.984 | 56.119 | 58.145 | 60.317 | 62.463 | 64.708
NPgY | BSP | NG FES - Consumer Transformation | Total installed generation capacity (MW) | WOLD NEWTON | 66.654 | 105.754 | 125.716 | 146.599 | 155.644 | 171.81 | 185.451 | 202.324 | 217.358 | 230.549 | 242.518 | 249.634 | 255.603 | 267.843 | 278.742 | 286.603 | 294.419 | 303.355 | 316.143 | 329.174 | 342.319 | 355.216 | 367.57 | 379.452 | 391.545 | 404.573 | 416.606 | 429.299 | 441.639
NPgY | BSP | NG FES - Consumer Transformation | Total installed generation capacity (MW) | YARBOROUGH ROAD 132/33KV | 46.204 | 52.995 | 56.713 | 60.655 | 62.666 | 65.876 | 68.687 | 72.012 | 75.032 | 76.412 | 75.812 | 74.047 | 72.059 | 70.931 | 69.131 | 67.721 | 66.526 | 66.002 | 66.606 | 67.61 | 70.085 | 73.327 | 76.393 | 79.474 | 82.584 | 85.686 | 88.827 | 92.01 | 95.25
NPgN | BSP | NG FES - Falling Short | Total installed generation capacity (MW) | ANNFIELD | 37.5 | 41.629 | 44.079 | 46.347 | 47.884 | 49.464 | 50.821 | 52.274 | 53.744 | 55.186 | 56.656 | 57.602 | 58.69 | 59.413 | 59.764 | 60.084 | 60.497 | 60.626 | 61.426 | 62.218 | 63.029 | 63.854 | 64.813 | 65.799 | 66.853 | 67.938 | 69.032 | 70.074 | 71.201
NPgN | BSP | NG FES - Falling Short | Total installed generation capacity (MW) | BARRACK ROAD | 19.747 | 20.124 | 20.407 | 20.626 | 20.834 | 21.055 | 21.3 | 21.591 | 21.909 | 22.163 | 22.465 | 22.721 | 23.026 | 23.346 | 23.704 | 24.047 | 24.442 | 24.854 | 25.31 | 25.795 | 26.34 | 26.88 | 27.468 | 28.023 | 28.598 | 29.259 | 29.829 | 30.455 | 29.871
NPgN | BSP | NG FES - Falling Short | Total installed generation capacity (MW) | BLUCHER | 5.709 | 7.361 | 8.309 | 9.102 | 9.633 | 10.178 | 10.658 | 11.191 | 11.736 | 12.313 | 12.935 | 13.32 | 13.816 | 14.172 | 14.345 | 14.565 | 14.806 | 14.98 | 15.374 | 15.803 | 16.264 | 16.776 | 17.304 | 17.897 | 18.533 | 19.083 | 19.752 | 20.373 | 21.01
NPgN | BSP | NG FES - Falling Short | Total installed generation capacity (MW) | BOWESFIELD | 26.416 | 38.707 | 45.993 | 53.058 | 57.74 | 62.54 | 66.523 | 70.67 | 74.805 | 78.861 | 82.81 | 85.271 | 87.934 | 89.387 | 89.683 | 89.749 | 90.044 | 89.279 | 90.684 | 91.895 | 92.981 | 93.995 | 95.44 | 96.885 | 98.462 | 100.238 | 101.9 | 103.355 | 104.68
NPgN | BSP | NG FES - Falling Short | Total installed generation capacity (MW) | CHIRTON GRANGE | 6.472 | 7.444 | 8.038 | 8.502 | 8.846 | 9.203 | 9.554 | 9.967 | 10.405 | 10.842 | 11.346 | 11.693 | 12.151 | 12.553 | 12.871 | 13.232 | 13.628 | 14.023 | 14.53 | 15.091 | 15.715 | 16.384 | 17.071 | 17.798 | 18.565 | 19.293 | 20.083 | 20.869 | 21.704
NPgN | BSP | NG FES - Falling Short | Total installed generation capacity (MW) | COALBURNS | 10.351 | 24.025 | 32.102 | 40.075 | 45.304 | 50.659 | 55.028 | 59.516 | 63.958 | 68.319 | 72.467 | 75 | 77.644 | 78.886 | 78.813 | 78.421 | 78.254 | 76.803 | 77.842 | 78.579 | 79.084 | 79.453 | 80.312 | 81.135 | 82.068 | 83.265 | 84.279 | 85.037 | 86.013
NPgN | BSP | NG FES - Falling Short | Total installed generation capacity (MW) | DARLINGTON CENTRAL | 11.63 | 18.172 | 22.058 | 25.854 | 28.374 | 30.958 | 33.097 | 35.314 | 37.523 | 39.667 | 41.738 | 43.036 | 44.412 | 45.144 | 45.282 | 45.268 | 45.382 | 44.912 | 45.615 | 46.195 | 46.696 | 47.136 | 47.823 | 48.483 | 49.204 | 50.08 | 50.837 | 51.498 | 52.248
NPgN | BSP | NG FES - Falling Short | Total installed generation capacity (MW) | DARLINGTON NORTH | 37.751 | 40.934 | 42.818 | 44.576 | 45.756 | 46.967 | 47.998 | 49.095 | 50.201 | 51.294 | 52.398 | 53.098 | 53.9 | 54.41 | 54.621 | 54.808 | 55.06 | 55.082 | 55.629 | 56.161 | 56.697 | 57.243 | 57.887 | 58.556 | 59.274 | 60.007 | 60.756 | 61.456 | 62.003
NPgN | BSP | NG FES - Falling Short | Total installed generation capacity (MW) | DUNSTON | 15.893 | 18.229 | 19.662 | 20.9 | 21.797 | 22.726 | 23.588 | 24.553 | 25.556 | 26.507 | 27.54 | 28.259 | 29.13 | 29.846 | 30.404 | 30.966 | 31.618 | 32.18 | 33.078 | 34.026 | 35.058 | 36.12 | 37.273 | 38.438 | 39.664 | 40.935 | 42.186 | 43.453 | 44.757
NPgN | BSP | NG FES - Falling Short | Total installed generation capacity (MW) | FLATWORTH | 14.735 | 15.086 | 15.293 | 15.428 | 15.531 | 15.639 | 15.752 | 15.895 | 16.048 | 16.212 | 16.412 | 16.547 | 16.739 | 16.915 | 17.053 | 17.223 | 17.403 | 17.599 | 17.82 | 18.073 | 18.358 | 18.673 | 18.984 | 19.325 | 19.686 | 20.006 | 20.38 | 20.746 | 20.593
NPgN | BSP | NG FES - Falling Short | Total installed generation capacity (MW) | GOSFORTH | 12.449 | 13.259 | 13.719 | 14.011 | 14.231 | 14.459 | 14.695 | 14.985 | 15.295 | 15.618 | 16.007 | 16.27 | 16.638 | 16.97 | 17.231 | 17.546 | 17.882 | 18.239 | 18.657 | 19.13 | 19.662 | 20.245 | 20.828 | 21.459 | 22.127 | 22.731 | 23.421 | 24.101 | 24.693
NPgN | BSP | NG FES - Falling Short | Total installed generation capacity (MW) | HARROGATE 132/33KV | 20.306 | 22.654 | 24.04 | 25.275 | 26.12 | 26.99 | 27.751 | 28.575 | 29.414 | 30.238 | 31.094 | 31.652 | 32.309 | 32.774 | 33.035 | 33.292 | 33.605 | 33.779 | 34.312 | 34.854 | 35.424 | 36.012 | 36.671 | 37.353 | 38.079 | 38.812 | 39.563 | 40.292 | 41.04
NPgN | BSP | NG FES - Falling Short | Total installed generation capacity (MW) | HUSTHWAITE | 40.182 | 51.77 | 58.623 | 65.393 | 69.845 | 74.404 | 78.13 | 81.957 | 85.746 | 89.445 | 92.958 | 95.118 | 97.359 | 98.42 | 98.394 | 98.076 | 97.96 | 96.75 | 97.656 | 98.299 | 98.745 | 99.061 | 99.808 | 100.502 | 101.286 | 102.336 | 103.18 | 103.824 | 104.629
NPgN | BSP | NG FES - Falling Short | Total installed generation capacity (MW) | LEEMING BAR_SKEEBY | 39.764 | 66.873 | 82.929 | 98.6 | 108.976 | 119.61 | 128.389 | 137.475 | 146.513 | 155.313 | 163.787 | 169.068 | 174.656 | 177.565 | 177.987 | 177.788 | 178.1 | 175.977 | 178.707 | 180.914 | 182.771 | 184.375 | 186.985 | 189.493 | 192.25 | 195.614 | 198.527 | 201.027 | 203.866
NPgN | BSP | NG FES - Falling Short | Total installed generation capacity (MW) | LINTON | 83.908 | 104.324 | 116.432 | 128.378 | 136.254 | 144.322 | 150.943 | 157.763 | 164.529 | 171.128 | 177.434 | 181.33 | 185.407 | 187.417 | 187.515 | 187.116 | 187.086 | 185.156 | 186.945 | 188.297 | 189.335 | 190.159 | 191.744 | 193.245 | 194.917 | 197.052 | 198.837 | 200.283 | 202.019
NPgN | BSP | NG FES - Falling Short | Total installed generation capacity (MW) | MALTON GRID | 16.326 | 56.253 | 79.853 | 103.174 | 118.486 | 134.166 | 146.966 | 160.108 | 173.116 | 185.851 | 197.952 | 205.363 | 213.068 | 216.687 | 216.51 | 215.359 | 214.884 | 210.642 | 213.687 | 215.835 | 217.297 | 218.336 | 220.831 | 223.181 | 225.846 | 229.356 | 232.243 | 234.409 | 237.155
NPgN | BSP | NG FES - Falling Short | Total installed generation capacity (MW) | MELROSEGATE | 23.267 | 32.713 | 38.297 | 43.586 | 47.117 | 50.74 | 53.784 | 56.988 | 60.199 | 63.357 | 66.487 | 68.46 | 70.654 | 71.957 | 72.387 | 72.687 | 73.171 | 72.911 | 74.254 | 75.499 | 76.7 | 77.884 | 79.383 | 80.91 | 82.56 | 84.318 | 86.043 | 87.619 | 88.992
NPgN | BSP | NG FES - Falling Short | Total installed generation capacity (MW) | NORTH TEES | 93.713 | 95.094 | 95.998 | 96.712 | 97.299 | 97.914 | 98.545 | 99.283 | 100.075 | 100.77 | 101.574 | 102.191 | 102.949 | 103.675 | 104.386 | 105.096 | 105.906 | 106.722 | 107.706 | 108.76 | 109.935 | 111.127 | 112.409 | 113.665 | 114.975 | 116.392 | 117.71 | 119.104 | 120.477
NPgN | BSP | NG FES - Falling Short | Total installed generation capacity (MW) | POTTER HOUSE | 14.166 | 19.697 | 23.015 | 26.162 | 28.294 | 30.485 | 32.356 | 34.341 | 36.345 | 38.286 | 40.235 | 41.496 | 42.908 | 43.817 | 44.242 | 44.586 | 45.062 | 45.118 | 46.117 | 47.075 | 48.037 | 48.987 | 50.142 | 51.297 | 52.532 | 53.872 | 55.149 | 56.37 | 57.682
NPgN | BSP | NG FES - Falling Short | Total installed generation capacity (MW) | RAVENSWORTH | 6.458 | 8.387 | 9.546 | 10.638 | 11.386 | 12.155 | 12.818 | 13.522 | 14.235 | 14.913 | 15.596 | 16.047 | 16.547 | 16.881 | 17.063 | 17.207 | 17.405 | 17.458 | 17.837 | 18.201 | 18.571 | 18.93 | 19.368 | 19.795 | 20.248 | 20.761 | 21.225 | 21.682 | 22.156
NPgN | BSP | NG FES - Falling Short | Total installed generation capacity (MW) | SCARBOROUGH GRID | 8.455 | 18.206 | 23.972 | 29.527 | 33.209 | 36.984 | 40.119 | 43.389 | 46.651 | 49.859 | 52.992 | 54.943 | 57.066 | 58.237 | 58.487 | 58.569 | 58.829 | 58.264 | 59.402 | 60.396 | 61.298 | 62.155 | 63.343 | 64.544 | 65.853 | 67.298 | 68.679 | 69.895 | 71.287
NPgN | BSP | NG FES - Falling Short | Total installed generation capacity (MW) | SEAL SANDS | 96.413 | 96.414 | 96.416 | 96.416 | 96.417 | 96.418 | 96.419 | 96.42 | 96.421 | 96.422 | 96.423 | 96.424 | 96.425 | 96.426 | 96.427 | 96.428 | 96.43 | 96.431 | 96.433 | 96.434 | 96.436 | 96.438 | 96.44 | 96.442 | 96.443 | 96.446 | 96.447 | 96.449 | 92.094
NPgN | BSP | NG FES - Falling Short | Total installed generation capacity (MW) | SPADEADAM 33KV | 6.146 | 6.163 | 6.178 | 6.192 | 6.206 | 6.221 | 6.237 | 6.256 | 6.277 | 6.293 | 6.311 | 6.327 | 6.345 | 6.365 | 6.388 | 6.409 | 6.435 | 6.46 | 6.489 | 6.519 | 6.553 | 6.585 | 6.621 | 6.654 | 6.688 | 6.729 | 6.762 | 6.8 | 6.834
NPgN | BSP | NG FES - Falling Short | Total installed generation capacity (MW) | SPENNYMOOR 132/66KV | 10.806 | 33.202 | 46.427 | 59.35 | 67.861 | 76.578 | 83.741 | 91.141 | 98.487 | 105.702 | 112.636 | 116.904 | 121.433 | 123.711 | 123.859 | 123.532 | 123.592 | 121.629 | 123.674 | 125.288 | 126.586 | 127.705 | 129.611 | 131.489 | 133.572 | 136.046 | 138.272 | 140.093 | 142.292
NPgN | BSP | NG FES - Falling Short | Total installed generation capacity (MW) | TORONTO | 34.262 | 46.425 | 53.65 | 60.709 | 65.393 | 70.196 | 74.171 | 78.291 | 82.395 | 86.382 | 90.232 | 92.642 | 95.199 | 96.557 | 96.807 | 96.776 | 96.984 | 96.103 | 97.404 | 98.476 | 99.402 | 100.214 | 101.485 | 102.705 | 104.041 | 105.661 | 107.065 | 108.289 | 109.68
NPgN | BSP | NG FES - Falling Short | Total installed generation capacity (MW) | WORMALD GREEN 132/33KV | 34.972 | 41.671 | 45.622 | 49.411 | 51.936 | 54.526 | 56.681 | 58.923 | 61.162 | 63.327 | 65.43 | 66.758 | 68.175 | 68.958 | 69.158 | 69.208 | 69.394 | 69.006 | 69.784 | 70.447 | 71.044 | 71.581 | 72.37 | 73.127 | 73.95 | 74.936 | 75.795 | 76.569 | 77.426
NPgY | BSP | NG FES - Falling Short | Total installed generation capacity (MW) | ATTERCLIFFE | 22.96 | 24.022 | 24.54 | 24.978 | 25.324 | 25.678 | 25.971 | 26.291 | 26.479 | 26.816 | 27.173 | 27.386 | 27.662 | 27.845 | 27.901 | 27.985 | 28.076 | 28.203 | 28.377 | 28.569 | 28.769 | 29.001 | 29.236 | 29.516 | 29.815 | 30.047 | 30.366 | 30.638 | 30.939
NPgY | BSP | NG FES - Falling Short | Total installed generation capacity (MW) | BARUGH 132/66KV | 19.065 | 25.996 | 29.419 | 32.663 | 35.268 | 37.93 | 40.071 | 42.304 | 43.447 | 45.639 | 47.81 | 49.175 | 50.697 | 51.582 | 51.805 | 51.928 | 52.171 | 52.554 | 53.341 | 54.071 | 54.734 | 55.389 | 56.245 | 57.135 | 58.064 | 59.03 | 60.005 | 60.803 | 61.741
NPgY | BSP | NG FES - Falling Short | Total installed generation capacity (MW) | BEESTON ROYDS 132/33KV | 13.045 | 15.759 | 17.083 | 18.241 | 19.158 | 20.096 | 20.868 | 21.699 | 22.171 | 23.029 | 23.923 | 24.465 | 25.14 | 25.576 | 25.707 | 25.879 | 26.078 | 26.356 | 26.766 | 27.205 | 27.65 | 28.157 | 28.688 | 29.308 | 29.968 | 30.505 | 31.207 | 31.803 | 32.529
NPgY | BSP | NG FES - Falling Short | Total installed generation capacity (MW) | BEVERLEY 132/33KV | 79.197 | 87.147 | 91.255 | 95.034 | 98.137 | 101.325 | 104.027 | 106.917 | 108.744 | 111.537 | 114.404 | 116.363 | 118.572 | 120.168 | 121.201 | 122.088 | 123.223 | 124.528 | 126.35 | 128.165 | 130.037 | 131.87 | 134.031 | 136.13 | 138.306 | 140.753 | 142.955 | 145.118 | 147.126
NPgY | BSP | NG FES - Falling Short | Total installed generation capacity (MW) | BINGLEY 132/33KV | 5.741 | 6.322 | 6.605 | 6.75 | 6.852 | 6.957 | 7.068 | 7.219 | 7.363 | 7.562 | 7.818 | 7.958 | 8.203 | 8.409 | 8.502 | 8.69 | 8.864 | 9.082 | 9.304 | 9.586 | 9.907 | 10.307 | 10.661 | 11.109 | 11.592 | 11.912 | 12.429 | 12.889 | 13.434
NPgY | BSP | NG FES - Falling Short | Total installed generation capacity (MW) | BLACKBURN MEADOWS B | 38.248 | 38.471 | 38.594 | 38.672 | 38.735 | 38.801 | 38.868 | 38.951 | 39.031 | 39.124 | 39.237 | 39.312 | 39.419 | 39.516 | 39.587 | 39.679 | 39.774 | 39.884 | 40.002 | 40.138 | 40.292 | 40.464 | 40.632 | 40.82 | 41.018 | 41.188 | 41.395 | 41.594 | 41.814
NPgY | BSP | NG FES - Falling Short | Total installed generation capacity (MW) | BLYTON | 35.769 | 64.058 | 78.554 | 92.842 | 104.539 | 116.529 | 126.295 | 136.42 | 141.915 | 151.442 | 160.727 | 167.025 | 173.544 | 177.6 | 179.674 | 180.61 | 182.422 | 184.626 | 188.799 | 192.453 | 195.834 | 198.633 | 202.856 | 206.437 | 210.054 | 215.328 | 218.891 | 222.328 | 225.229
NPgY | BSP | NG FES - Falling Short | Total installed generation capacity (MW) | BRADFORD | 3.145 | 3.76 | 4.064 | 4.192 | 4.279 | 4.367 | 4.473 | 4.629 | 4.798 | 5.017 | 5.311 | 5.469 | 5.762 | 6.015 | 6.137 | 6.381 | 6.607 | 6.888 | 7.165 | 7.523 | 7.933 | 8.445 | 8.893 | 9.463 | 10.077 | 10.481 | 11.138 | 11.726 | 12.443
NPgY | BSP | NG FES - Falling Short | Total installed generation capacity (MW) | BRAMHAM | 32.961 | 45.808 | 52.294 | 58.613 | 63.747 | 69.004 | 73.257 | 77.669 | 79.993 | 84.206 | 88.327 | 91.042 | 93.918 | 95.645 | 96.344 | 96.647 | 97.28 | 98.117 | 99.794 | 101.277 | 102.625 | 103.799 | 105.515 | 107.072 | 108.663 | 110.75 | 112.356 | 113.798 | 115.269
NPgY | BSP | NG FES - Falling Short | Total installed generation capacity (MW) | BRANSHOLME | 59.074 | 61.479 | 62.665 | 63.72 | 64.559 | 65.416 | 66.119 | 66.872 | 67.291 | 68.06 | 68.854 | 69.339 | 69.931 | 70.308 | 70.42 | 70.557 | 70.72 | 70.951 | 71.304 | 71.674 | 72.045 | 72.459 | 72.906 | 73.418 | 73.962 | 74.421 | 74.998 | 75.488 | 76.08
NPgY | BSP | NG FES - Falling Short | Total installed generation capacity (MW) | BRIGHOUSE 132/33KV | 6.33 | 9.478 | 10.993 | 12.358 | 13.437 | 14.537 | 15.423 | 16.36 | 16.842 | 17.802 | 18.78 | 19.36 | 20.065 | 20.478 | 20.532 | 20.616 | 20.724 | 20.916 | 21.262 | 21.619 | 21.959 | 22.352 | 22.78 | 23.299 | 23.851 | 24.281 | 24.878 | 25.347 | 25.955
NPgY | BSP | NG FES - Falling Short | Total installed generation capacity (MW) | DONCASTER B/THORPE MARSH | 147.609 | 165.385 | 174.237 | 182.644 | 189.412 | 196.332 | 201.919 | 207.752 | 210.792 | 216.494 | 222.148 | 225.74 | 229.728 | 232.095 | 232.814 | 233.238 | 234.004 | 235.122 | 237.301 | 239.328 | 241.197 | 243.019 | 245.396 | 247.814 | 250.332 | 253.038 | 255.66 | 257.871 | 260.378
NPgY | BSP | NG FES - Falling Short | Total installed generation capacity (MW) | DONCASTER CENTRAL | 2.386 | 3.357 | 3.871 | 4.316 | 4.678 | 5.051 | 5.375 | 5.73 | 5.972 | 6.327 | 6.706 | 6.958 | 7.265 | 7.498 | 7.646 | 7.8 | 7.979 | 8.188 | 8.454 | 8.735 | 9.035 | 9.348 | 9.687 | 10.041 | 10.411 | 10.777 | 11.158 | 11.524 | 11.917
NPgY | BSP | NG FES - Falling Short | Total installed generation capacity (MW) | DRIFFIELD/BEVERLEY GROUP | 167.293 | 209.465 | 230.429 | 250.906 | 267.487 | 284.448 | 298.062 | 312.129 | 319.26 | 332.726 | 345.819 | 354.319 | 363.3 | 368.448 | 370.093 | 370.507 | 371.899 | 373.953 | 378.688 | 382.75 | 386.27 | 389.257 | 393.919 | 398.159 | 402.488 | 408.214 | 412.617 | 416.344 | 420.281
NPgY | BSP | NG FES - Falling Short | Total installed generation capacity (MW) | FEATHERSTONE | 32.109 | 39.401 | 43.027 | 46.479 | 49.261 | 52.106 | 54.405 | 56.803 | 58.057 | 60.395 | 62.71 | 64.189 | 65.821 | 66.793 | 67.102 | 67.277 | 67.597 | 68.058 | 68.957 | 69.79 | 70.558 | 71.297 | 72.273 | 73.253 | 74.271 | 75.391 | 76.448 | 77.347 | 78.359
NPgY | BSP | NG FES - Falling Short | Total installed generation capacity (MW) | GIRLINGTON | 14.156 | 14.533 | 14.718 | 14.796 | 14.849 | 14.902 | 14.967 | 15.061 | 15.164 | 15.297 | 15.476 | 15.572 | 15.75 | 15.904 | 15.978 | 16.127 | 16.264 | 16.434 | 16.603 | 16.821 | 17.07 | 17.381 | 17.653 | 18 | 18.373 | 18.619 | 19.018 | 19.375 | 19.776
NPgY | BSP | NG FES - Falling Short | Total installed generation capacity (MW) | HALIFAX 132/33KV | 1.389 | 1.605 | 1.7 | 1.737 | 1.76 | 1.783 | 1.812 | 1.856 | 1.903 | 1.969 | 2.058 | 2.104 | 2.193 | 2.268 | 2.298 | 2.371 | 2.436 | 2.519 | 2.599 | 2.706 | 2.828 | 2.985 | 3.119 | 3.295 | 3.485 | 3.602 | 3.807 | 3.987 | 4.212
NPgY | BSP | NG FES - Falling Short | Total installed generation capacity (MW) | HECKMONDWIKE | 5.559 | 5.991 | 6.217 | 6.32 | 6.394 | 6.47 | 6.561 | 6.688 | 6.826 | 6.994 | 7.216 | 7.343 | 7.565 | 7.76 | 7.873 | 8.066 | 8.25 | 8.473 | 8.698 | 8.979 | 9.299 | 9.687 | 10.037 | 10.465 | 10.924 | 11.25 | 11.738 | 12.184 | 12.713
NPgY | BSP | NG FES - Falling Short | Total installed generation capacity (MW) | HOLMFIELD | 26.232 | 26.929 | 27.253 | 27.383 | 27.467 | 27.552 | 27.656 | 27.813 | 27.983 | 28.211 | 28.519 | 28.679 | 28.986 | 29.247 | 29.362 | 29.616 | 29.845 | 30.135 | 30.419 | 30.79 | 31.215 | 31.754 | 32.22 | 32.823 | 33.473 | 33.886 | 34.585 | 35.203 | 35.967
NPgY | BSP | NG FES - Falling Short | Total installed generation capacity (MW) | HULL EAST 132/33KV | 78.651 | 79.529 | 80.039 | 80.372 | 80.669 | 80.982 | 81.328 | 81.753 | 82.211 | 82.639 | 83.158 | 83.558 | 84.078 | 84.597 | 85.108 | 85.658 | 86.267 | 86.921 | 87.632 | 88.413 | 89.291 | 90.204 | 91.153 | 92.112 | 93.114 | 94.137 | 95.151 | 96.206 | 95.682
NPgY | BSP | NG FES - Falling Short | Total installed generation capacity (MW) | HULL SOUTH | 5 | 5.641 | 5.983 | 6.155 | 6.289 | 6.429 | 6.591 | 6.808 | 7.044 | 7.307 | 7.646 | 7.859 | 8.198 | 8.51 | 8.727 | 9.041 | 9.356 | 9.721 | 10.099 | 10.551 | 11.066 | 11.661 | 12.221 | 12.869 | 13.56 | 14.107 | 14.832 | 15.517 | 16.164
NPgY | BSP | NG FES - Falling Short | Total installed generation capacity (MW) | HULL WEST | 28.524 | 30.636 | 31.799 | 32.752 | 33.568 | 34.416 | 35.224 | 36.14 | 36.925 | 37.808 | 38.792 | 39.531 | 40.412 | 41.208 | 41.948 | 42.674 | 43.515 | 44.42 | 45.476 | 46.591 | 47.814 | 49.043 | 50.386 | 51.693 | 53.05 | 54.541 | 55.903 | 57.331 | 58.733
NPgY | BSP | NG FES - Falling Short | Total installed generation capacity (MW) | HUMBERSTON | 27.782 | 28.828 | 29.401 | 29.865 | 30.245 | 30.636 | 30.993 | 31.396 | 31.707 | 32.118 | 32.575 | 32.885 | 33.278 | 33.601 | 33.832 | 34.088 | 34.373 | 34.699 | 35.085 | 35.506 | 35.965 | 36.455 | 36.966 | 37.507 | 38.075 | 38.617 | 39.202 | 39.772 | 40.295
NPgY | BSP | NG FES - Falling Short | Total installed generation capacity (MW) | HUNNINGLEY | 4.325 | 5.58 | 6.227 | 6.804 | 7.273 | 7.754 | 8.161 | 8.6 | 8.876 | 9.312 | 9.766 | 10.065 | 10.418 | 10.67 | 10.811 | 10.949 | 11.116 | 11.316 | 11.591 | 11.874 | 12.168 | 12.472 | 12.812 | 13.165 | 13.534 | 13.904 | 14.284 | 14.642 | 15.029
NPgY | BSP | NG FES - Falling Short | Total installed generation capacity (MW) | HUNSHELF | 12.952 | 15.644 | 16.967 | 18.215 | 19.216 | 20.239 | 21.063 | 21.923 | 22.364 | 23.21 | 24.051 | 24.577 | 25.169 | 25.513 | 25.599 | 25.65 | 25.747 | 25.899 | 26.205 | 26.492 | 26.754 | 27.018 | 27.355 | 27.71 | 28.081 | 28.458 | 28.849 | 29.168 | 29.546
NPgY | BSP | NG FES - Falling Short | Total installed generation capacity (MW) | IMMINGHAM | 91.42 | 100.744 | 105.273 | 109.732 | 113.31 | 116.963 | 119.837 | 122.776 | 124.118 | 126.953 | 129.669 | 131.363 | 133.143 | 134.029 | 134.052 | 133.832 | 133.774 | 133.862 | 134.511 | 134.994 | 135.302 | 135.516 | 136.046 | 136.54 | 137.043 | 137.731 | 138.265 | 138.572 | 135.885
NPgY | BSP | NG FES - Falling Short | Total installed generation capacity (MW) | KIRKHAW LANE | 32.686 | 35.349 | 36.708 | 37.958 | 38.977 | 40.024 | 40.902 | 41.839 | 42.413 | 43.326 | 44.26 | 44.886 | 45.596 | 46.094 | 46.382 | 46.63 | 46.951 | 47.33 | 47.875 | 48.418 | 48.973 | 49.523 | 50.171 | 50.813 | 51.48 | 52.207 | 52.887 | 53.538 | 54.055
NPgY | BSP | NG FES - Falling Short | Total installed generation capacity (MW) | KIRKSTALL C 2/5 | 16.059 | 16.193 | 16.262 | 16.295 | 16.32 | 16.345 | 16.375 | 16.416 | 16.46 | 16.512 | 16.58 | 16.621 | 16.688 | 16.749 | 16.788 | 16.848 | 16.907 | 16.978 | 17.049 | 17.137 | 17.237 | 17.355 | 17.464 | 17.594 | 17.733 | 17.837 | 17.984 | 18.12 | 16.903
NPgY | BSP | NG FES - Falling Short | Total installed generation capacity (MW) | KIRKSTALL C/RING ROAD HORSFORTH | 6.351 | 7.892 | 8.675 | 9.223 | 9.65 | 10.087 | 10.492 | 10.974 | 11.355 | 11.9 | 12.539 | 12.922 | 13.488 | 13.94 | 14.178 | 14.542 | 14.908 | 15.355 | 15.853 | 16.442 | 17.095 | 17.863 | 18.59 | 19.453 | 20.375 | 21.079 | 22.054 | 22.942 | 23.979
NPgY | BSP | NG FES - Falling Short | Total installed generation capacity (MW) | LEEDS EAST | 20.909 | 22.941 | 23.956 | 24.809 | 25.484 | 26.173 | 26.753 | 27.389 | 27.777 | 28.446 | 29.161 | 29.593 | 30.155 | 30.54 | 30.682 | 30.882 | 31.098 | 31.385 | 31.766 | 32.188 | 32.631 | 33.141 | 33.655 | 34.26 | 34.904 | 35.416 | 36.1 | 36.696 | 36.989
NPgY | BSP | NG FES - Falling Short | Total installed generation capacity (MW) | LEEDS NORTH | 5.892 | 6.294 | 6.513 | 6.618 | 6.696 | 6.778 | 6.873 | 7.004 | 7.146 | 7.312 | 7.529 | 7.659 | 7.875 | 8.07 | 8.193 | 8.386 | 8.576 | 8.8 | 9.029 | 9.309 | 9.629 | 10.008 | 10.356 | 10.772 | 11.216 | 11.549 | 12.018 | 12.455 | 12.778
NPgY | BSP | NG FES - Falling Short | Total installed generation capacity (MW) | LINDLEY | 7.378 | 9.071 | 9.899 | 10.547 | 11.053 | 11.571 | 12.017 | 12.52 | 12.854 | 13.404 | 14.015 | 14.376 | 14.877 | 15.239 | 15.38 | 15.609 | 15.842 | 16.144 | 16.511 | 16.937 | 17.396 | 17.94 | 18.464 | 19.096 | 19.773 | 20.278 | 20.998 | 21.631 | 22.396
NPgY | BSP | NG FES - Falling Short | Total installed generation capacity (MW) | LOW ROAD | 3.506 | 4.074 | 4.329 | 4.484 | 4.603 | 4.726 | 4.847 | 4.999 | 5.134 | 5.313 | 5.531 | 5.662 | 5.865 | 6.036 | 6.134 | 6.286 | 6.437 | 6.619 | 6.813 | 7.047 | 7.309 | 7.618 | 7.907 | 8.251 | 8.619 | 8.897 | 9.285 | 9.642 | 10.06
NPgY | BSP | NG FES - Falling Short | Total installed generation capacity (MW) | MALLARD WAY | 42.244 | 42.69 | 42.949 | 43.126 | 43.275 | 43.431 | 43.593 | 43.79 | 43.983 | 44.188 | 44.434 | 44.61 | 44.846 | 45.067 | 45.26 | 45.478 | 45.716 | 45.979 | 46.266 | 46.587 | 46.946 | 47.33 | 47.722 | 48.132 | 48.564 | 48.976 | 49.418 | 49.863 | 50.329
NPgY | BSP | NG FES - Falling Short | Total installed generation capacity (MW) | MENSTON | 11.728 | 14.987 | 16.577 | 18.054 | 19.23 | 20.431 | 21.393 | 22.402 | 22.91 | 23.92 | 24.931 | 25.546 | 26.259 | 26.667 | 26.73 | 26.781 | 26.873 | 27.039 | 27.381 | 27.712 | 28.015 | 28.341 | 28.733 | 29.18 | 29.652 | 30.069 | 30.574 | 30.969 | 30.862
NPgY | BSP | NG FES - Falling Short | Total installed generation capacity (MW) | MOSS ROAD | 2.012 | 6.409 | 6.63 | 6.766 | 6.882 | 7.004 | 7.137 | 7.302 | 7.474 | 7.651 | 7.867 | 8.021 | 8.235 | 8.439 | 8.615 | 8.822 | 9.044 | 9.29 | 9.554 | 9.852 | 10.189 | 10.553 | 10.918 | 11.307 | 11.716 | 12.097 | 12.517 | 12.938 | 13.382
NPgY | BSP | NG FES - Falling Short | Total installed generation capacity (MW) | OSGODBY 1/2 | 53 | 53 | 53 | 53 | 53 | 53 | 53 | 53 | 53 | 53 | 53 | 53 | 53 | 53 | 53 | 53 | 53 | 53 | 53 | 53 | 53 | 53 | 53 | 53 | 53 | 53 | 53 | 53 | 53
NPgY | BSP | NG FES - Falling Short | Total installed generation capacity (MW) | OSGODBY 3/4 | 65.872 | 72.542 | 75.994 | 79.281 | 81.972 | 84.733 | 87.023 | 89.436 | 90.848 | 93.155 | 95.466 | 97.033 | 98.737 | 99.884 | 100.547 | 101.026 | 101.708 | 102.511 | 103.762 | 104.952 | 106.133 | 107.236 | 108.638 | 109.95 | 111.3 | 112.938 | 114.297 | 115.613 | 116.171
NPgY | BSP | NG FES - Falling Short | Total installed generation capacity (MW) | RODLEY | 3.872 | 6.346 | 7.566 | 8.625 | 9.463 | 10.318 | 11.025 | 11.788 | 12.225 | 13.018 | 13.849 | 14.35 | 14.982 | 15.392 | 15.514 | 15.684 | 15.875 | 16.143 | 16.529 | 16.948 | 17.376 | 17.867 | 18.375 | 18.975 | 19.613 | 20.122 | 20.802 | 21.38 | 22.087
NPgY | BSP | NG FES - Falling Short | Total installed generation capacity (MW) | SAINT ANDREWS ROAD 132/33KV | 35.842 | 36.475 | 36.786 | 36.948 | 37.067 | 37.19 | 37.322 | 37.499 | 37.675 | 37.899 | 38.187 | 38.353 | 38.631 | 38.872 | 39.006 | 39.233 | 39.452 | 39.718 | 39.991 | 40.329 | 40.713 | 41.176 | 41.596 | 42.11 | 42.66 | 43.054 | 43.638 | 44.171 | 42.974
NPgY | BSP | NG FES - Falling Short | Total installed generation capacity (MW) | SALTEND 132/33KV | 5.45 | 5.454 | 5.455 | 5.456 | 5.456 | 5.456 | 5.457 | 5.457 | 5.458 | 5.458 | 5.459 | 5.459 | 5.46 | 5.461 | 5.461 | 5.462 | 5.463 | 5.463 | 5.464 | 5.465 | 5.466 | 5.467 | 5.468 | 5.469 | 5.471 | 5.472 | 5.473 | 5.474 | 4.98
NPgY | BSP | NG FES - Falling Short | Total installed generation capacity (MW) | SANTON | 67.35 | 80.804 | 87.482 | 93.986 | 99.252 | 104.638 | 108.965 | 113.442 | 115.723 | 120.015 | 124.196 | 126.908 | 129.787 | 131.447 | 131.984 | 132.141 | 132.607 | 133.287 | 134.818 | 136.143 | 137.303 | 138.303 | 139.829 | 141.232 | 142.668 | 144.528 | 145.992 | 147.235 | 148.527
NPgY | BSP | NG FES - Falling Short | Total installed generation capacity (MW) | SCUNTHORPE NORTH | 74.859 | 76.556 | 77.475 | 78.291 | 78.971 | 79.672 | 80.293 | 80.973 | 81.465 | 82.121 | 82.816 | 83.313 | 83.885 | 84.347 | 84.715 | 85.055 | 85.465 | 85.918 | 86.489 | 87.075 | 87.702 | 88.324 | 89.028 | 89.71 | 90.417 | 91.206 | 91.919 | 92.646 | 93.37
NPgY | BSP | NG FES - Falling Short | Total installed generation capacity (MW) | SCUNTHORPE SOUTH | 43.602 | 47.278 | 49.276 | 51.094 | 52.599 | 54.148 | 55.487 | 56.935 | 57.913 | 59.309 | 60.764 | 61.78 | 62.938 | 63.823 | 64.467 | 65.042 | 65.754 | 66.553 | 67.607 | 68.674 | 69.797 | 70.902 | 72.178 | 73.412 | 74.692 | 76.131 | 77.421 | 78.719 | 80.019
NPgY | BSP | NG FES - Falling Short | Total installed generation capacity (MW) | SILSDEN | 10.365 | 15.153 | 17.546 | 19.664 | 21.352 | 23.077 | 24.504 | 26.038 | 26.921 | 28.486 | 30.112 | 31.115 | 32.345 | 33.15 | 33.451 | 33.838 | 34.286 | 34.872 | 35.707 | 36.584 | 37.473 | 38.451 | 39.498 | 40.674 | 41.918 | 42.999 | 44.309 | 45.453 | 46.679
NPgY | BSP | NG FES - Falling Short | Total installed generation capacity (MW) | SOWERBY BRIDGE 132/33KV | 28.089 | 29.17 | 29.684 | 30.043 | 30.313 | 30.588 | 30.829 | 31.114 | 31.312 | 31.65 | 32.042 | 32.256 | 32.591 | 32.834 | 32.904 | 33.074 | 33.231 | 33.444 | 33.683 | 33.98 | 34.308 | 34.722 | 35.092 | 35.573 | 36.092 | 36.424 | 36.985 | 37.463 | 38.068
NPgY | BSP | NG FES - Falling Short | Total installed generation capacity (MW) | STAYGATE | 15.802 | 16.342 | 16.587 | 16.689 | 16.758 | 16.828 | 16.912 | 17.036 | 17.17 | 17.345 | 17.578 | 17.704 | 17.936 | 18.137 | 18.234 | 18.429 | 18.608 | 18.831 | 19.051 | 19.336 | 19.662 | 20.068 | 20.424 | 20.877 | 21.365 | 21.686 | 22.208 | 22.675 | 22.373
NPgY | BSP | NG FES - Falling Short | Total installed generation capacity (MW) | THORNHILL 132KV | 85.251 | 88.583 | 90.241 | 91.668 | 92.803 | 93.963 | 94.934 | 95.99 | 96.626 | 97.717 | 98.871 | 99.58 | 100.474 | 101.081 | 101.317 | 101.617 | 101.954 | 102.396 | 103.002 | 103.658 | 104.338 | 105.103 | 105.898 | 106.808 | 107.774 | 108.584 | 109.605 | 110.501 | 106.369
NPgY | BSP | NG FES - Falling Short | Total installed generation capacity (MW) | WAKEFIELD MONCKTON ROAD | 22.472 | 24.731 | 25.904 | 26.965 | 27.828 | 28.714 | 29.462 | 30.267 | 30.77 | 31.563 | 32.385 | 32.93 | 33.565 | 34.016 | 34.274 | 34.515 | 34.813 | 35.168 | 35.661 | 36.164 | 36.685 | 37.216 | 37.819 | 38.434 | 39.077 | 39.741 | 40.401 | 41.027 | 41.657
NPgY | BSP | NG FES - Falling Short | Total installed generation capacity (MW) | WAKEFIELD NORTH | 16.391 | 20.691 | 22.868 | 24.86 | 26.468 | 28.114 | 29.477 | 30.927 | 31.766 | 33.202 | 34.67 | 35.614 | 36.71 | 37.435 | 37.761 | 38.056 | 38.439 | 38.925 | 39.662 | 40.403 | 41.147 | 41.913 | 42.798 | 43.723 | 44.692 | 45.66 | 46.665 | 47.574 | 48.584
NPgY | BSP | NG FES - Falling Short | Total installed generation capacity (MW) | WEST MELTON | 46.857 | 56.815 | 61.785 | 66.433 | 70.17 | 73.992 | 77.097 | 80.361 | 82.112 | 85.329 | 88.556 | 90.599 | 92.919 | 94.34 | 94.812 | 95.172 | 95.714 | 96.472 | 97.81 | 99.103 | 100.335 | 101.585 | 103.114 | 104.714 | 106.389 | 108.085 | 109.834 | 111.335 | 113.057
NPgY | BSP | NG FES - Falling Short | Total installed generation capacity (MW) | WHINMOOR | 7.899 | 12.431 | 14.65 | 16.707 | 18.344 | 20.014 | 21.355 | 22.761 | 23.472 | 24.883 | 26.297 | 27.156 | 28.156 | 28.731 | 28.822 | 28.901 | 29.035 | 29.274 | 29.758 | 30.229 | 30.662 | 31.132 | 31.691 | 32.33 | 33.006 | 33.597 | 34.321 | 34.888 | 35.607
NPgY | BSP | NG FES - Falling Short | Total installed generation capacity (MW) | WOLD NEWTON | 66.654 | 106.655 | 126.979 | 147.068 | 163.46 | 180.25 | 193.828 | 207.857 | 215.23 | 228.466 | 241.3 | 249.895 | 258.77 | 264.083 | 266.441 | 267.249 | 269.204 | 271.713 | 276.954 | 281.433 | 285.437 | 288.659 | 293.802 | 298.139 | 302.51 | 309.005 | 313.327 | 317.335 | 321.077
NPgY | BSP | NG FES - Falling Short | Total installed generation capacity (MW) | YARBOROUGH ROAD 132/33KV | 46.204 | 53.231 | 56.714 | 60.014 | 62.678 | 65.404 | 67.617 | 69.933 | 71.171 | 73.426 | 75.668 | 77.11 | 78.707 | 79.682 | 80.037 | 80.263 | 80.636 | 81.145 | 82.076 | 82.949 | 83.771 | 84.565 | 85.591 | 86.615 | 87.679 | 88.854 | 89.953 | 90.913 | 88.636
NPgN | BSP | NG FES - Leading the Way | Total installed generation capacity (MW) | ANNFIELD | 37.5 | 44.904 | 51.027 | 57.387 | 59.841 | 62.332 | 64.709 | 67.331 | 69.805 | 72.394 | 74.773 | 77.356 | 80.315 | 82.951 | 85.218 | 87.486 | 89.731 | 92.466 | 95.47 | 98.493 | 101.576 | 104.736 | 107.425 | 109.849 | 112.347 | 114.817 | 117.356 | 119.928 | 122.574
NPgN | BSP | NG FES - Leading the Way | Total installed generation capacity (MW) | BARRACK ROAD | 19.747 | 20.088 | 20.515 | 21.078 | 21.769 | 22.58 | 23.493 | 24.506 | 25.633 | 25.562 | 24.99 | 23.386 | 19.664 | 13.914 | 14.985 | 16.144 | 17.314 | 18.546 | 19.815 | 21.139 | 22.481 | 23.825 | 25.204 | 26.562 | 27.944 | 29.383 | 30.777 | 32.227 | 33.678
NPgN | BSP | NG FES - Leading the Way | Total installed generation capacity (MW) | BLUCHER | 5.709 | 8.391 | 10.696 | 13.153 | 14.36 | 15.612 | 16.846 | 18.167 | 19.452 | 20.847 | 22.187 | 23.513 | 24.975 | 26.224 | 27.526 | 28.976 | 30.391 | 32.042 | 33.782 | 35.584 | 37.418 | 39.295 | 40.973 | 42.616 | 44.273 | 45.854 | 47.546 | 49.229 | 50.992
NPgN | BSP | NG FES - Leading the Way | Total installed generation capacity (MW) | BOWESFIELD | 26.416 | 49.941 | 68.898 | 88.17 | 93.916 | 99.454 | 104.353 | 109.849 | 114.584 | 119.216 | 122.742 | 127.124 | 132.238 | 135.913 | 139.775 | 143.235 | 146.482 | 151.229 | 156.613 | 161.979 | 167.635 | 173.328 | 177.308 | 180.469 | 183.67 | 186.846 | 190.098 | 193.398 | 196.787
NPgN | BSP | NG FES - Leading the Way | Total installed generation capacity (MW) | CHIRTON GRANGE | 6.472 | 7.786 | 9.043 | 10.5 | 11.61 | 12.842 | 14.141 | 15.539 | 16.999 | 18.551 | 20.161 | 21.388 | 22.118 | 22.626 | 24.114 | 25.792 | 27.456 | 29.285 | 31.179 | 33.156 | 35.155 | 37.192 | 39.155 | 41.115 | 43.098 | 45.046 | 47.062 | 49.098 | 51.199
NPgN | BSP | NG FES - Leading the Way | Total installed generation capacity (MW) | COALBURNS | 10.351 | 37.223 | 58.625 | 80.162 | 85.724 | 90.877 | 95.163 | 100.039 | 103.902 | 107.956 | 110.798 | 114.903 | 120.111 | 124.171 | 126.981 | 128.97 | 130.825 | 134.188 | 138.351 | 142.281 | 146.441 | 150.699 | 153.071 | 154.354 | 155.765 | 157.172 | 158.607 | 160.068 | 161.566
NPgN | BSP | NG FES - Leading the Way | Total installed generation capacity (MW) | DARLINGTON CENTRAL | 11.63 | 24.261 | 34.401 | 44.669 | 47.598 | 50.394 | 52.836 | 55.599 | 57.946 | 60.346 | 62.216 | 64.315 | 66.287 | 67.581 | 69.413 | 70.965 | 72.409 | 74.633 | 77.196 | 79.729 | 82.42 | 85.115 | 86.901 | 88.225 | 89.57 | 90.933 | 92.294 | 93.692 | 95.11
NPgN | BSP | NG FES - Leading the Way | Total installed generation capacity (MW) | DARLINGTON NORTH | 37.751 | 43.539 | 48.303 | 53.227 | 55.028 | 56.836 | 58.535 | 60.409 | 62.146 | 63.775 | 65.119 | 65.125 | 62.372 | 58.194 | 59.684 | 61.156 | 62.543 | 64.382 | 66.404 | 68.431 | 70.487 | 72.564 | 74.213 | 75.721 | 77.109 | 78.432 | 79.893 | 81.622 | 83.407
NPgN | BSP | NG FES - Leading the Way | Total installed generation capacity (MW) | DUNSTON | 15.893 | 19.582 | 22.838 | 26.385 | 28.402 | 30.582 | 32.83 | 35.292 | 37.815 | 40.371 | 42.926 | 45.119 | 46.82 | 47.994 | 50.15 | 52.397 | 54.521 | 57.117 | 59.895 | 62.677 | 65.375 | 68.089 | 70.542 | 73.011 | 75.071 | 77.025 | 79.267 | 82.38 | 85.558
NPgN | BSP | NG FES - Leading the Way | Total installed generation capacity (MW) | FLATWORTH | 14.735 | 15.114 | 15.52 | 16.021 | 16.508 | 17.054 | 17.636 | 18.254 | 18.906 | 19.112 | 19.097 | 18.839 | 18.159 | 16.5 | 16.983 | 17.499 | 17.932 | 18.543 | 19.205 | 19.829 | 20.348 | 20.871 | 21.329 | 21.888 | 22.107 | 22.209 | 22.555 | 23.534 | 24.551
NPgN | BSP | NG FES - Leading the Way | Total installed generation capacity (MW) | GOSFORTH | 12.449 | 13.378 | 14.313 | 15.401 | 16.342 | 17.369 | 18.461 | 19.625 | 20.849 | 22.055 | 23.262 | 23.588 | 22.406 | 20.545 | 21.796 | 23.23 | 24.639 | 26.195 | 27.802 | 29.475 | 31.144 | 32.849 | 34.5 | 36.185 | 37.834 | 39.423 | 41.122 | 42.923 | 44.79
NPgN | BSP | NG FES - Leading the Way | Total installed generation capacity (MW) | HARROGATE 132/33KV | 20.306 | 24.345 | 27.737 | 31.285 | 32.802 | 34.356 | 35.874 | 37.539 | 39.15 | 40.808 | 42.363 | 43.997 | 45.843 | 47.492 | 49.015 | 50.61 | 52.17 | 54.035 | 56.028 | 58.075 | 60.176 | 62.307 | 64.168 | 65.919 | 67.693 | 69.445 | 71.248 | 73.074 | 74.953
NPgN | BSP | NG FES - Leading the Way | Total installed generation capacity (MW) | HUSTHWAITE | 40.182 | 62.956 | 81.091 | 99.327 | 104.022 | 108.368 | 111.99 | 116.123 | 119.412 | 122.803 | 125.161 | 125.021 | 118.666 | 109.337 | 111.614 | 113.21 | 114.6 | 117.365 | 120.748 | 123.969 | 127.41 | 130.856 | 132.633 | 133.573 | 134.429 | 135.28 | 136.188 | 137.353 | 138.531
NPgN | BSP | NG FES - Leading the Way | Total installed generation capacity (MW) | LEEMING BAR_SKEEBY | 39.764 | 92.169 | 134.179 | 176.645 | 188.544 | 199.814 | 209.578 | 220.629 | 229.912 | 239.412 | 246.665 | 256.221 | 267.923 | 277.465 | 284.631 | 290.586 | 296.068 | 304.799 | 314.929 | 324.896 | 335.485 | 346.091 | 352.897 | 357.824 | 362.739 | 367.689 | 372.703 | 378.006 | 383.398
NPgN | BSP | NG FES - Leading the Way | Total installed generation capacity (MW) | LINTON | 83.908 | 123.883 | 155.795 | 187.98 | 196.558 | 204.601 | 211.416 | 219.164 | 225.477 | 231.984 | 236.72 | 243.315 | 251.567 | 258.239 | 262.938 | 266.606 | 269.923 | 275.664 | 282.449 | 289.073 | 296.189 | 303.304 | 307.49 | 310.202 | 312.957 | 315.753 | 318.544 | 321.413 | 324.325
NPgN | BSP | NG FES - Leading the Way | Total installed generation capacity (MW) | MALTON GRID | 16.326 | 94.855 | 157.376 | 220.261 | 236.425 | 251.385 | 263.817 | 277.989 | 289.215 | 300.88 | 308.978 | 320.716 | 335.484 | 347.042 | 355.108 | 361.007 | 366.224 | 376.123 | 388.061 | 399.596 | 412.064 | 424.54 | 431.234 | 435.013 | 438.871 | 442.766 | 446.679 | 450.691 | 454.775
NPgN | BSP | NG FES - Leading the Way | Total installed generation capacity (MW) | MELROSEGATE | 23.267 | 40.846 | 55.158 | 69.806 | 74.653 | 79.414 | 83.772 | 88.618 | 92.973 | 97.187 | 100.592 | 103.375 | 104.395 | 103.525 | 107.287 | 110.903 | 114.359 | 118.984 | 124.105 | 129.271 | 134.656 | 140.094 | 144.274 | 147.88 | 151.528 | 155.133 | 158.841 | 162.596 | 166.46
NPgN | BSP | NG FES - Leading the Way | Total installed generation capacity (MW) | NORTH TEES | 93.713 | 95.44 | 97.17 | 99.209 | 100.972 | 102.967 | 105.138 | 107.521 | 110.094 | 112.579 | 115.164 | 116.87 | 117.156 | 115.065 | 115.053 | 114.338 | 112.708 | 112.614 | 112.971 | 112.469 | 110.661 | 108.667 | 106.134 | 104.602 | 98.884 | 92.17 | 87.813 | 91.165 | 94.556
NPgN | BSP | NG FES - Leading the Way | Total installed generation capacity (MW) | POTTER HOUSE | 14.166 | 24.35 | 32.715 | 41.357 | 44.47 | 47.61 | 50.57 | 53.861 | 56.925 | 60.071 | 62.889 | 66.042 | 69.675 | 72.917 | 75.623 | 78.292 | 80.874 | 84.16 | 87.749 | 91.392 | 95.171 | 98.982 | 102.089 | 104.855 | 107.659 | 110.466 | 113.312 | 116.213 | 119.177
NPgN | BSP | NG FES - Leading the Way | Total installed generation capacity (MW) | RAVENSWORTH | 6.458 | 9.971 | 12.864 | 15.85 | 16.95 | 18.062 | 19.123 | 20.308 | 21.429 | 22.546 | 23.553 | 24.154 | 23.871 | 23.168 | 24.145 | 25.103 | 26.035 | 27.205 | 28.481 | 29.776 | 31.12 | 32.47 | 33.59 | 34.585 | 35.596 | 36.624 | 37.647 | 38.699 | 39.764
NPgN | BSP | NG FES - Leading the Way | Total installed generation capacity (MW) | SCARBOROUGH GRID | 8.455 | 27.008 | 41.982 | 57.213 | 61.826 | 66.277 | 70.232 | 74.659 | 78.493 | 82.524 | 85.825 | 89.884 | 94.788 | 98.914 | 102.042 | 104.867 | 107.503 | 111.359 | 115.728 | 120.071 | 124.615 | 129.19 | 132.404 | 135.009 | 137.554 | 140.044 | 142.665 | 145.488 | 148.393
NPgN | BSP | NG FES - Leading the Way | Total installed generation capacity (MW) | SEAL SANDS | 96.413 | 96.414 | 96.416 | 96.418 | 96.42 | 96.423 | 96.425 | 96.429 | 96.432 | 92.36 | 86.216 | 72.016 | 41.046 | 0.042 | 0.045 | 0.049 | 0.052 | 0.055 | 0.059 | 0.062 | 0.066 | 0.07 | 0.074 | 0.078 | 0.081 | 0.086 | 0.089 | 0.094 | 0.098
NPgN | BSP | NG FES - Leading the Way | Total installed generation capacity (MW) | SPADEADAM 33KV | 6.146 | 6.161 | 6.182 | 6.212 | 6.251 | 6.298 | 6.352 | 6.412 | 6.48 | 6.538 | 6.6 | 6.659 | 6.721 | 6.785 | 6.848 | 6.914 | 6.982 | 7.052 | 7.125 | 7.201 | 7.278 | 7.354 | 7.434 | 7.511 | 7.59 | 7.674 | 7.754 | 7.837 | 7.92
NPgN | BSP | NG FES - Leading the Way | Total installed generation capacity (MW) | SPENNYMOOR 132/66KV | 10.806 | 54.249 | 89.023 | 124.147 | 133.808 | 142.905 | 150.691 | 159.487 | 166.741 | 174.36 | 180.116 | 187.817 | 197.36 | 205.179 | 210.77 | 215.388 | 219.61 | 226.508 | 234.545 | 242.449 | 250.881 | 259.345 | 264.613 | 268.333 | 272.1 | 275.837 | 279.664 | 283.55 | 287.541
NPgN | BSP | NG FES - Leading the Way | Total installed generation capacity (MW) | TORONTO | 34.262 | 57.753 | 76.61 | 95.706 | 101.148 | 106.34 | 110.874 | 116.003 | 120.357 | 124.813 | 128.282 | 132.253 | 136.146 | 138.818 | 142.222 | 145.101 | 147.784 | 151.914 | 156.68 | 161.384 | 166.377 | 171.384 | 174.703 | 177.161 | 179.661 | 182.194 | 184.726 | 187.326 | 189.965
NPgN | BSP | NG FES - Leading the Way | Total installed generation capacity (MW) | WORMALD GREEN 132/33KV | 34.972 | 47.676 | 57.909 | 68.263 | 71.323 | 74.24 | 76.827 | 79.747 | 82.279 | 84.849 | 86.908 | 89.511 | 92.658 | 94.524 | 95.503 | 95.837 | 95.682 | 96.864 | 98.533 | 99.772 | 100.606 | 101.359 | 101.004 | 100.629 | 98.511 | 95.978 | 94.433 | 96.111 | 97.812
NPgY | BSP | NG FES - Leading the Way | Total installed generation capacity (MW) | ATTERCLIFFE | 22.96 | 24.184 | 25.049 | 25.987 | 26.539 | 27.24 | 27.895 | 28.614 | 29.284 | 30.028 | 30.726 | 31.326 | 32.028 | 32.041 | 32.01 | 31.793 | 31.294 | 31.308 | 31.468 | 31.381 | 30.926 | 30.438 | 29.669 | 29.17 | 27.49 | 25.456 | 24.167 | 24.997 | 25.877
NPgY | BSP | NG FES - Leading the Way | Total installed generation capacity (MW) | BARUGH 132/66KV | 19.065 | 27.575 | 32.994 | 38.625 | 40.966 | 44.303 | 47.17 | 50.485 | 53.338 | 56.397 | 58.967 | 61.418 | 65.077 | 67.838 | 70.377 | 72.371 | 74.688 | 77.374 | 80.821 | 83.855 | 86.612 | 89.775 | 92.449 | 94.288 | 96.582 | 98.822 | 101.158 | 103.511 | 105.947
NPgY | BSP | NG FES - Leading the Way | Total installed generation capacity (MW) | BEESTON ROYDS 132/33KV | 13.045 | 16.224 | 18.412 | 20.757 | 22.036 | 23.698 | 25.226 | 26.919 | 28.474 | 30.247 | 31.915 | 32.856 | 33.074 | 32.728 | 34.248 | 35.9 | 37.497 | 39.439 | 41.509 | 43.636 | 45.79 | 47.998 | 49.855 | 51.628 | 53.412 | 55.086 | 56.913 | 58.714 | 60.617
NPgY | BSP | NG FES - Leading the Way | Total installed generation capacity (MW) | BEVERLEY 132/33KV | 79.197 | 88.699 | 95.191 | 102.157 | 105.971 | 111.042 | 115.845 | 121.362 | 126.65 | 131.779 | 136.432 | 139.966 | 142.947 | 144.59 | 149.486 | 154.412 | 159.27 | 165.059 | 171.279 | 177.622 | 184.094 | 190.61 | 196.282 | 201.474 | 206.754 | 212.138 | 217.487 | 222.993 | 228.567
NPgY | BSP | NG FES - Leading the Way | Total installed generation capacity (MW) | BINGLEY 132/33KV | 5.741 | 6.263 | 6.808 | 7.477 | 8.168 | 8.94 | 9.741 | 10.575 | 11.429 | 12.452 | 13.538 | 14.454 | 15.358 | 16.168 | 17.113 | 18.274 | 19.413 | 20.662 | 21.94 | 23.286 | 24.631 | 26.03 | 27.364 | 28.756 | 30.156 | 31.442 | 32.878 | 34.28 | 35.777
NPgY | BSP | NG FES - Leading the Way | Total installed generation capacity (MW) | BLACKBURN MEADOWS B | 38.248 | 38.459 | 38.673 | 38.937 | 39.208 | 39.518 | 39.846 | 40.197 | 40.564 | 40.969 | 41.397 | 41.795 | 42.236 | 41.717 | 42.156 | 41.271 | 41.775 | 40.927 | 41.491 | 40.69 | 38.705 | 37.927 | 38.528 | 37.751 | 38.373 | 38.978 | 39.619 | 40.264 | 40.936
NPgY | BSP | NG FES - Leading the Way | Total installed generation capacity (MW) | BLYTON | 35.769 | 71.22 | 93.361 | 116.274 | 125.235 | 138.562 | 150.084 | 163.817 | 175.897 | 187.051 | 195.717 | 204.011 | 216.317 | 225.533 | 235.444 | 243.538 | 251.656 | 262.545 | 275.158 | 287.373 | 299.82 | 312.334 | 321.679 | 328.468 | 335.714 | 343.74 | 350.972 | 358.769 | 366.299
NPgY | BSP | NG FES - Leading the Way | Total installed generation capacity (MW) | BRADFORD | 3.145 | 3.653 | 4.254 | 5.014 | 5.871 | 6.815 | 7.809 | 8.836 | 9.9 | 11.199 | 12.599 | 13.872 | 15.288 | 16.672 | 17.859 | 19.33 | 20.773 | 22.345 | 23.948 | 25.639 | 27.328 | 29.085 | 30.776 | 32.551 | 34.334 | 35.974 | 37.804 | 39.59 | 41.497
NPgY | BSP | NG FES - Leading the Way | Total installed generation capacity (MW) | BRAMHAM | 32.961 | 48.966 | 58.996 | 69.374 | 73.451 | 79.456 | 84.602 | 90.689 | 95.967 | 101.204 | 105.418 | 108.695 | 112.456 | 114.607 | 119.039 | 122.867 | 126.611 | 131.71 | 137.51 | 143.216 | 149.064 | 154.942 | 159.251 | 162.565 | 166.006 | 169.63 | 173.095 | 176.726 | 180.336
NPgY | BSP | NG FES - Leading the Way | Total installed generation capacity (MW) | BRANSHOLME | 59.074 | 61.921 | 63.85 | 65.913 | 67 | 68.43 | 69.733 | 71.187 | 72.511 | 74.006 | 75.393 | 70.752 | 54.733 | 35.197 | 36.475 | 37.84 | 39.159 | 40.781 | 42.517 | 44.297 | 46.102 | 47.949 | 49.481 | 50.925 | 52.379 | 53.751 | 55.238 | 56.709 | 58.259
NPgY | BSP | NG FES - Leading the Way | Total installed generation capacity (MW) | BRIGHOUSE 132/33KV | 6.33 | 10.091 | 12.578 | 15.194 | 16.434 | 18.107 | 19.581 | 21.236 | 22.686 | 24.369 | 25.886 | 27.297 | 29.276 | 30.981 | 32.368 | 33.835 | 35.238 | 37.027 | 38.96 | 40.933 | 42.936 | 44.991 | 46.616 | 48.123 | 49.638 | 51.036 | 52.59 | 54.111 | 55.731
NPgY | BSP | NG FES - Leading the Way | Total installed generation capacity (MW) | DONCASTER B/THORPE MARSH | 147.609 | 169.453 | 183.386 | 197.905 | 204.039 | 212.767 | 220.32 | 229.071 | 236.679 | 244.713 | 251.484 | 256.678 | 262.408 | 265.865 | 272.586 | 278.98 | 285.114 | 293.295 | 302.336 | 311.425 | 320.75 | 330.159 | 337.236 | 343.24 | 349.316 | 355.315 | 361.491 | 367.743 | 374.179
NPgY | BSP | NG FES - Leading the Way | Total installed generation capacity (MW) | DONCASTER CENTRAL | 2.386 | 3.507 | 4.324 | 5.233 | 5.832 | 6.589 | 7.329 | 8.155 | 8.966 | 9.819 | 10.65 | 11.435 | 12.394 | 13.285 | 14.073 | 14.92 | 15.754 | 16.716 | 17.731 | 18.778 | 19.841 | 20.919 | 21.893 | 22.83 | 23.778 | 24.713 | 25.677 | 26.652 | 27.656
NPgY | BSP | NG FES - Leading the Way | Total installed generation capacity (MW) | DRIFFIELD/BEVERLEY GROUP | 167.293 | 219.911 | 252.612 | 286.168 | 298.546 | 317.095 | 332.64 | 351.14 | 366.775 | 382.487 | 394.744 | 406.581 | 425.196 | 439.314 | 452.297 | 462.317 | 472.928 | 487.038 | 504.299 | 520.28 | 535.935 | 552.474 | 564.654 | 572.726 | 582.075 | 591.876 | 601.305 | 611.164 | 620.997
NPgY | BSP | NG FES - Leading the Way | Total installed generation capacity (MW) | FEATHERSTONE | 32.109 | 41.075 | 46.789 | 52.733 | 55.225 | 58.781 | 61.857 | 65.422 | 68.522 | 71.777 | 74.512 | 77.134 | 81.016 | 84.271 | 86.99 | 89.557 | 92.02 | 95.315 | 98.962 | 102.624 | 106.384 | 110.172 | 113.011 | 115.4 | 117.819 | 120.222 | 122.678 | 125.172 | 127.73
NPgY | BSP | NG FES - Leading the Way | Total installed generation capacity (MW) | GIRLINGTON | 14.156 | 14.468 | 14.836 | 15.3 | 15.821 | 16.395 | 16.998 | 17.623 | 18.27 | 19.027 | 19.828 | 18.982 | 15.091 | 10.26 | 10.982 | 11.876 | 12.753 | 13.709 | 14.683 | 15.711 | 16.738 | 17.806 | 18.834 | 19.912 | 20.996 | 21.993 | 23.105 | 24.191 | 25.351
NPgY | BSP | NG FES - Leading the Way | Total installed generation capacity (MW) | HALIFAX 132/33KV | 1.389 | 1.57 | 1.775 | 2.024 | 2.292 | 2.585 | 2.892 | 3.211 | 3.539 | 3.949 | 4.392 | 4.793 | 5.242 | 5.68 | 6.053 | 6.519 | 6.975 | 7.474 | 7.982 | 8.519 | 9.055 | 9.614 | 10.15 | 10.715 | 11.283 | 11.801 | 12.385 | 12.953 | 13.562
NPgY | BSP | NG FES - Leading the Way | Total installed generation capacity (MW) | HECKMONDWIKE | 5.559 | 5.917 | 6.345 | 6.894 | 7.525 | 8.222 | 8.961 | 9.732 | 10.537 | 11.492 | 12.52 | 13.407 | 14.288 | 15.093 | 15.98 | 17.025 | 18.091 | 19.21 | 20.392 | 21.599 | 22.772 | 24.025 | 25.276 | 26.542 | 27.855 | 29.078 | 30.424 | 31.746 | 33.148
NPgY | BSP | NG FES - Leading the Way | Total installed generation capacity (MW) | HOLMFIELD | 26.232 | 26.812 | 27.481 | 28.312 | 29.224 | 30.226 | 31.277 | 32.366 | 33.492 | 34.882 | 36.383 | 37.746 | 39.265 | 40.749 | 42.017 | 43.596 | 45.143 | 46.832 | 48.552 | 50.369 | 52.183 | 54.073 | 55.889 | 57.799 | 59.718 | 61.475 | 63.447 | 65.368 | 67.424
NPgY | BSP | NG FES - Leading the Way | Total installed generation capacity (MW) | HULL EAST 132/33KV | 78.651 | 79.441 | 80.342 | 81.456 | 82.7 | 84.123 | 85.689 | 87.413 | 89.287 | 89.693 | 89.459 | 88.549 | 86.364 | 81.851 | 83.756 | 85.894 | 88.035 | 90.314 | 92.657 | 95.109 | 97.584 | 100.093 | 102.615 | 105.147 | 107.714 | 110.295 | 112.9 | 115.562 | 118.276
NPgY | BSP | NG FES - Leading the Way | Total installed generation capacity (MW) | HULL SOUTH | 5 | 5.541 | 6.183 | 6.995 | 7.919 | 8.951 | 10.054 | 11.218 | 12.448 | 13.723 | 15.036 | 16.185 | 17.348 | 18.296 | 19.62 | 21.204 | 22.769 | 24.46 | 26.188 | 28.007 | 29.83 | 31.709 | 33.546 | 35.445 | 37.358 | 39.173 | 41.129 | 43.069 | 45.106
NPgY | BSP | NG FES - Leading the Way | Total installed generation capacity (MW) | HULL WEST | 28.524 | 30.807 | 32.722 | 34.919 | 36.748 | 38.963 | 41.293 | 43.914 | 46.671 | 49.376 | 52.128 | 54.758 | 57.695 | 60.357 | 63.063 | 65.674 | 68.581 | 71.466 | 74.781 | 77.927 | 80.872 | 84.095 | 87.515 | 90.554 | 93.941 | 97.406 | 100.837 | 104.374 | 107.95
NPgY | BSP | NG FES - Leading the Way | Total installed generation capacity (MW) | HUMBERSTON | 27.782 | 28.933 | 29.853 | 30.917 | 31.76 | 32.782 | 33.82 | 34.958 | 36.113 | 37.254 | 38.367 | 39.374 | 40.495 | 41.425 | 42.578 | 43.855 | 45.118 | 46.532 | 48.007 | 49.539 | 51.088 | 52.664 | 54.142 | 55.598 | 57.071 | 58.516 | 60.014 | 61.525 | 63.085
NPgY | BSP | NG FES - Leading the Way | Total installed generation capacity (MW) | HUNNINGLEY | 4.325 | 5.805 | 6.835 | 7.954 | 8.602 | 9.446 | 10.247 | 11.147 | 12.007 | 12.912 | 13.768 | 14.578 | 15.609 | 16.545 | 17.363 | 18.222 | 19.062 | 20.06 | 21.123 | 22.214 | 23.322 | 24.446 | 25.426 | 26.348 | 27.281 | 28.202 | 29.15 | 30.11 | 31.097
NPgY | BSP | NG FES - Leading the Way | Total installed generation capacity (MW) | HUNSHELF | 12.952 | 16.247 | 18.354 | 20.543 | 21.464 | 22.769 | 23.894 | 25.191 | 26.311 | 27.519 | 28.542 | 29.337 | 30.244 | 30.819 | 31.816 | 32.778 | 33.698 | 34.928 | 36.285 | 37.651 | 39.051 | 40.468 | 41.528 | 42.436 | 43.353 | 44.243 | 45.177 | 46.115 | 47.088
NPgY | BSP | NG FES - Leading the Way | Total installed generation capacity (MW) | IMMINGHAM | 91.42 | 103.132 | 110.248 | 117.447 | 119.716 | 123.291 | 126.092 | 129.458 | 132.068 | 131.905 | 129.44 | 119.449 | 95.627 | 62.81 | 64.85 | 66.41 | 67.857 | 70.288 | 73.17 | 75.949 | 78.829 | 81.724 | 83.35 | 84.308 | 85.302 | 86.31 | 87.316 | 88.351 | 89.401
NPgY | BSP | NG FES - Leading the Way | Total installed generation capacity (MW) | KIRKHAW LANE | 32.686 | 35.874 | 38.034 | 40.34 | 41.563 | 43.197 | 44.724 | 46.467 | 48.114 | 49.644 | 50.962 | 51.202 | 49.852 | 47.531 | 49.053 | 50.59 | 52.096 | 53.917 | 55.875 | 57.873 | 59.911 | 61.966 | 63.72 | 65.323 | 66.949 | 68.587 | 70.235 | 71.921 | 73.638
NPgY | BSP | NG FES - Leading the Way | Total installed generation capacity (MW) | KIRKSTALL C 2/5 | 16.059 | 16.172 | 16.304 | 16.471 | 16.66 | 16.87 | 17.093 | 17.327 | 17.572 | 16.571 | 14.936 | 12.781 | 9.436 | 4.061 | 4.328 | 4.651 | 4.97 | 5.315 | 5.667 | 6.038 | 6.41 | 6.794 | 7.168 | 7.556 | 7.946 | 8.313 | 8.713 | 9.107 | 9.524
NPgY | BSP | NG FES - Leading the Way | Total installed generation capacity (MW) | KIRKSTALL C/RING ROAD HORSFORTH | 6.351 | 7.937 | 9.305 | 10.908 | 12.287 | 13.898 | 15.532 | 17.274 | 19.029 | 21.055 | 23.151 | 24.984 | 26.93 | 28.715 | 30.569 | 32.751 | 34.891 | 37.28 | 39.747 | 42.329 | 44.921 | 47.596 | 50.1 | 52.651 | 55.219 | 57.628 | 60.256 | 62.848 | 65.586
NPgY | BSP | NG FES - Leading the Way | Total installed generation capacity (MW) | LEEDS EAST | 20.909 | 23.24 | 24.913 | 26.751 | 27.894 | 29.332 | 30.694 | 32.185 | 33.595 | 34.814 | 35.787 | 36.492 | 37.203 | 36.755 | 37.679 | 38.587 | 39.27 | 40.489 | 41.875 | 43.132 | 44.145 | 45.171 | 45.836 | 46.666 | 46.68 | 46.378 | 46.692 | 48.469 | 50.347
NPgY | BSP | NG FES - Leading the Way | Total installed generation capacity (MW) | LEEDS NORTH | 5.892 | 6.226 | 6.63 | 7.151 | 7.755 | 8.426 | 9.14 | 9.887 | 10.671 | 11.413 | 12.135 | 12.678 | 13.087 | 13.192 | 14.045 | 15.079 | 16.097 | 17.2 | 18.327 | 19.514 | 20.702 | 21.93 | 23.125 | 24.365 | 25.615 | 26.787 | 28.065 | 29.326 | 30.658
NPgY | BSP | NG FES - Leading the Way | Total installed generation capacity (MW) | LINDLEY | 7.378 | 9.242 | 10.666 | 12.258 | 13.375 | 14.732 | 16.052 | 17.477 | 18.857 | 20.47 | 22.088 | 23.578 | 25.391 | 27.077 | 28.507 | 30.159 | 31.769 | 33.622 | 35.555 | 37.567 | 39.592 | 41.681 | 43.561 | 45.445 | 47.34 | 49.104 | 51.046 | 52.954 | 54.978
NPgY | BSP | NG FES - Leading the Way | Total installed generation capacity (MW) | LOW ROAD | 3.506 | 4.053 | 4.565 | 5.15 | 5.676 | 6.276 | 6.897 | 7.555 | 8.23 | 9.013 | 9.838 | 10.583 | 11.4 | 12.182 | 12.905 | 13.767 | 14.615 | 15.548 | 16.506 | 17.512 | 18.521 | 19.563 | 20.556 | 21.577 | 22.605 | 23.57 | 24.622 | 25.66 | 26.756
NPgY | BSP | NG FES - Leading the Way | Total installed generation capacity (MW) | MALLARD WAY | 42.244 | 42.67 | 43.108 | 43.649 | 44.216 | 44.869 | 45.57 | 46.333 | 47.145 | 47.994 | 48.889 | 47.077 | 40.065 | 31.56 | 32.392 | 33.337 | 34.278 | 35.293 | 36.338 | 37.432 | 38.535 | 39.658 | 40.763 | 41.876 | 43.003 | 44.114 | 45.26 | 46.418 | 47.611
NPgY | BSP | NG FES - Leading the Way | Total installed generation capacity (MW) | MENSTON | 11.728 | 15.688 | 18.242 | 20.907 | 22.068 | 23.685 | 25.082 | 26.671 | 28.038 | 29.006 | 29.476 | 29.648 | 29.863 | 28.897 | 30.148 | 31.403 | 32.599 | 34.182 | 35.916 | 37.671 | 39.461 | 41.286 | 42.666 | 43.886 | 45.114 | 46.268 | 47.524 | 48.765 | 50.074
NPgY | BSP | NG FES - Leading the Way | Total installed generation capacity (MW) | MOSS ROAD | 2.012 | 6.371 | 6.767 | 7.256 | 7.787 | 8.392 | 9.046 | 9.75 | 10.505 | 11.302 | 12.149 | 12.412 | 11.687 | 10.658 | 11.438 | 12.334 | 13.225 | 14.182 | 15.165 | 16.196 | 17.233 | 18.291 | 19.338 | 20.399 | 21.472 | 22.524 | 23.616 | 24.717 | 25.853
NPgY | BSP | NG FES - Leading the Way | Total installed generation capacity (MW) | OSGODBY 1/2 | 53 | 53 | 53 | 53 | 53 | 53 | 53 | 53 | 53 | 53 | 53 | 45.971 | 24.948 | 0 | 0 | 0 | 0 | 0 | 0 | 0 | 0 | 0 | 0 | 0 | 0 | 0 | 0 | 0 | 0
NPgY | BSP | NG FES - Leading the Way | Total installed generation capacity (MW) | OSGODBY 3/4 | 65.872 | 74.046 | 79.379 | 85.02 | 87.703 | 91.432 | 94.83 | 98.796 | 102.462 | 105.374 | 107.486 | 107.106 | 102.944 | 95.953 | 99.212 | 102.318 | 105.36 | 109.166 | 113.322 | 117.523 | 121.835 | 126.149 | 129.687 | 132.762 | 135.893 | 139.146 | 142.309 | 145.597 | 148.892
NPgY | BSP | NG FES - Leading the Way | Total installed generation capacity (MW) | RODLEY | 3.872 | 6.762 | 8.764 | 10.928 | 12.147 | 13.719 | 15.172 | 16.776 | 18.255 | 19.953 | 21.562 | 23.055 | 25.007 | 26.752 | 28.21 | 29.809 | 31.356 | 33.226 | 35.213 | 37.259 | 39.329 | 41.454 | 43.253 | 44.983 | 46.724 | 48.351 | 50.134 | 51.888 | 53.746
NPgY | BSP | NG FES - Leading the Way | Total installed generation capacity (MW) | SAINT ANDREWS ROAD 132/33KV | 35.842 | 36.407 | 37.008 | 37.744 | 38.513 | 39.373 | 40.276 | 41.222 | 42.201 | 41.649 | 40.306 | 38.199 | 34.604 | 27.991 | 28.676 | 29.447 | 30.055 | 30.984 | 31.999 | 32.937 | 33.668 | 34.421 | 35.035 | 35.868 | 36.059 | 35.98 | 36.414 | 37.991 | 39.664
NPgY | BSP | NG FES - Leading the Way | Total installed generation capacity (MW) | SALTEND 132/33KV | 5.45 | 5.454 | 5.458 | 5.461 | 5.463 | 5.464 | 5.466 | 5.468 | 5.47 | 5.009 | 4.312 | 3.437 | 2.123 | 0.08 | 0.083 | 0.085 | 0.087 | 0.09 | 0.092 | 0.095 | 0.097 | 0.1 | 0.103 | 0.106 | 0.108 | 0.111 | 0.114 | 0.117 | 0.12
NPgY | BSP | NG FES - Leading the Way | Total installed generation capacity (MW) | SANTON | 67.35 | 84.102 | 94.548 | 105.276 | 109.29 | 115.27 | 120.304 | 126.272 | 131.336 | 136.417 | 140.4 | 144.28 | 150.406 | 154.048 | 158.231 | 160.057 | 163.442 | 166.593 | 172.176 | 175.914 | 178.289 | 182.152 | 186.02 | 187.229 | 190.084 | 193.031 | 195.977 | 199.37 | 202.768
NPgY | BSP | NG FES - Leading the Way | Total installed generation capacity (MW) | SCUNTHORPE NORTH | 74.859 | 76.827 | 78.272 | 79.878 | 80.956 | 82.326 | 83.693 | 85.244 | 86.803 | 88.346 | 89.848 | 88.536 | 82.024 | 73.393 | 74.902 | 75.772 | 77.335 | 78.408 | 80.285 | 81.517 | 82.183 | 83.463 | 85.299 | 86.341 | 88.113 | 89.927 | 91.725 | 93.579 | 95.453
NPgY | BSP | NG FES - Leading the Way | Total installed generation capacity (MW) | SCUNTHORPE SOUTH | 43.602 | 47.966 | 51.034 | 54.416 | 56.499 | 59.207 | 61.841 | 64.847 | 67.8 | 70.736 | 73.527 | 76.209 | 79.523 | 82.583 | 85.351 | 88.184 | 90.989 | 94.251 | 97.725 | 101.287 | 104.917 | 108.568 | 111.848 | 114.905 | 118.011 | 121.187 | 124.331 | 127.572 | 130.846
NPgY | BSP | NG FES - Leading the Way | Total installed generation capacity (MW) | SILSDEN | 10.365 | 16.015 | 19.882 | 24.05 | 26.338 | 29.325 | 32.087 | 35.286 | 38.262 | 41.474 | 44.443 | 47.188 | 50.715 | 53.683 | 56.646 | 59.821 | 62.92 | 66.643 | 70.613 | 74.692 | 78.838 | 83.084 | 86.724 | 90.204 | 93.722 | 97.093 | 100.707 | 104.307 | 108.083
NPgY | BSP | NG FES - Leading the Way | Total installed generation capacity (MW) | SOWERBY BRIDGE 132/33KV | 28.089 | 29.221 | 30.148 | 31.205 | 32.034 | 33.006 | 33.965 | 34.986 | 35.984 | 37.209 | 38.471 | 39.622 | 40.992 | 42.282 | 43.365 | 44.666 | 45.933 | 47.372 | 48.86 | 50.418 | 51.98 | 53.603 | 55.087 | 56.61 | 58.14 | 59.536 | 61.109 | 62.639 | 64.28
NPgY | BSP | NG FES - Leading the Way | Total installed generation capacity (MW) | STAYGATE | 15.802 | 16.255 | 16.771 | 17.402 | 18.083 | 18.833 | 19.622 | 20.438 | 21.284 | 21.5 | 21.383 | 20.758 | 19.29 | 16.463 | 17.406 | 18.574 | 19.72 | 20.969 | 22.242 | 23.585 | 24.927 | 26.323 | 27.666 | 29.076 | 30.492 | 31.794 | 33.248 | 34.667 | 36.182
NPgY | BSP | NG FES - Leading the Way | Total installed generation capacity (MW) | THORNHILL 132KV | 85.251 | 89.116 | 91.839 | 94.801 | 96.551 | 98.786 | 100.887 | 103.207 | 105.388 | 102.99 | 98.02 | 91.02 | 80.033 | 61.139 | 63.291 | 65.652 | 67.947 | 70.679 | 73.572 | 76.555 | 79.573 | 82.666 | 85.339 | 87.919 | 90.52 | 92.981 | 95.64 | 98.273 | 101.043
NPgY | BSP | NG FES - Leading the Way | Total installed generation capacity (MW) | WAKEFIELD MONCKTON ROAD | 22.472 | 25.155 | 27.003 | 29.009 | 30.153 | 31.652 | 33.069 | 34.666 | 36.188 | 37.737 | 39.169 | 40.513 | 42.22 | 43.698 | 45.13 | 46.615 | 48.07 | 49.805 | 51.659 | 53.557 | 55.489 | 57.444 | 59.138 | 60.718 | 62.317 | 63.906 | 65.529 | 67.178 | 68.869
NPgY | BSP | NG FES - Leading the Way | Total installed generation capacity (MW) | WAKEFIELD NORTH | 16.391 | 21.55 | 25.006 | 28.696 | 30.595 | 33.141 | 35.474 | 38.115 | 40.551 | 43.141 | 45.505 | 47.517 | 49.829 | 51.665 | 53.934 | 56.257 | 58.515 | 61.296 | 64.291 | 67.346 | 70.458 | 73.613 | 76.236 | 78.64 | 81.072 | 83.455 | 85.928 | 88.422 | 90.998
NPgY | BSP | NG FES - Leading the Way | Total installed generation capacity (MW) | WEST MELTON | 46.857 | 58.982 | 66.848 | 75.115 | 78.872 | 84.088 | 88.691 | 93.965 | 98.64 | 103.648 | 108.019 | 110.062 | 109.65 | 107.211 | 111.449 | 115.637 | 119.671 | 124.879 | 130.571 | 136.33 | 142.217 | 148.179 | 152.846 | 156.961 | 161.12 | 165.181 | 169.415 | 173.675 | 178.087
NPgY | BSP | NG FES - Leading the Way | Total installed generation capacity (MW) | WHINMOOR | 7.899 | 13.403 | 16.958 | 20.679 | 22.32 | 24.6 | 26.573 | 28.815 | 30.749 | 32.926 | 34.816 | 36.591 | 39.178 | 41.352 | 43.131 | 44.908 | 46.619 | 48.856 | 51.32 | 53.799 | 56.314 | 58.894 | 60.868 | 62.607 | 64.374 | 66.032 | 67.84 | 69.623 | 71.507
NPgY | BSP | NG FES - Leading the Way | Total installed generation capacity (MW) | WOLD NEWTON | 66.654 | 116.91 | 148.029 | 180.067 | 191.972 | 209.953 | 225.197 | 243.44 | 259.142 | 274.095 | 285.608 | 297.052 | 315.132 | 329.737 | 342.422 | 352.845 | 362.892 | 377.217 | 393.572 | 409.67 | 426.391 | 442.908 | 454.427 | 462.744 | 471.295 | 480.797 | 489.326 | 498.538 | 507.419
NPgY | BSP | NG FES - Leading the Way | Total installed generation capacity (MW) | YARBOROUGH ROAD 132/33KV | 46.204 | 54.805 | 60.334 | 66.087 | 68.562 | 72.062 | 75.126 | 78.67 | 81.794 | 81.931 | 79.999 | 76.752 | 71.749 | 61.246 | 64.006 | 66.637 | 69.172 | 72.504 | 76.176 | 79.872 | 83.663 | 87.482 | 90.409 | 92.908 | 95.44 | 97.966 | 100.534 | 103.149 | 105.824
NPgN | BSP | NG FES - System Transformation | Total installed generation capacity (MW) | ANNFIELD | 37.5 | 42.814 | 46.761 | 50.781 | 52.35 | 53.94 | 55.388 | 57.024 | 58.593 | 60.068 | 61.349 | 62.128 | 62.759 | 63.175 | 64.423 | 65.32 | 66.391 | 67.481 | 68.974 | 70.444 | 72.062 | 73.563 | 75.174 | 76.726 | 78.028 | 79.734 | 81.215 | 82.846 | 83.61
NPgN | BSP | NG FES - System Transformation | Total installed generation capacity (MW) | BARRACK ROAD | 19.747 | 19.973 | 20.239 | 20.556 | 20.924 | 21.336 | 21.786 | 22.279 | 22.866 | 23.365 | 23.712 | 23.026 | 22.29 | 21.354 | 20.027 | 18.846 | 17.838 | 16.9 | 15.738 | 14.443 | 13.469 | 13.343 | 14.102 | 14.803 | 15.445 | 16.267 | 16.927 | 17.675 | 18.082
NPgN | BSP | NG FES - System Transformation | Total installed generation capacity (MW) | BLUCHER | 5.709 | 7.575 | 9.004 | 10.469 | 11.144 | 11.831 | 12.472 | 13.18 | 13.932 | 14.679 | 15.291 | 15.735 | 16.107 | 16.303 | 16.902 | 17.37 | 17.943 | 18.531 | 19.275 | 20.022 | 20.865 | 21.722 | 22.652 | 23.565 | 24.338 | 25.327 | 26.196 | 27.164 | 27.446
NPgN | BSP | NG FES - System Transformation | Total installed generation capacity (MW) | BOWESFIELD | 26.416 | 43.486 | 55.879 | 68.377 | 72.474 | 76.538 | 80.04 | 84.076 | 87.512 | 90.734 | 93.5 | 94.022 | 94.132 | 93.92 | 95.94 | 96.993 | 98.225 | 99.658 | 102.02 | 104.35 | 106.913 | 109.786 | 112.521 | 115.171 | 117.598 | 120.443 | 122.982 | 125.713 | 127.334
NPgN | BSP | NG FES - System Transformation | Total installed generation capacity (MW) | CHIRTON GRANGE | 6.472 | 7.351 | 8.11 | 8.944 | 9.521 | 10.132 | 10.75 | 11.422 | 12.208 | 12.956 | 13.601 | 14.27 | 14.889 | 15.268 | 15.668 | 16.06 | 16.624 | 17.206 | 17.879 | 18.549 | 19.301 | 19.789 | 20.85 | 21.87 | 22.749 | 23.888 | 24.855 | 25.943 | 26.317
NPgN | BSP | NG FES - System Transformation | Total installed generation capacity (MW) | COALBURNS | 10.351 | 29.937 | 44.002 | 58.107 | 62.339 | 66.484 | 69.934 | 73.958 | 77.114 | 80.072 | 82.644 | 82.855 | 82.639 | 82.229 | 84.164 | 84.94 | 85.862 | 86.907 | 89.097 | 91.179 | 93.441 | 95.646 | 97.633 | 99.573 | 101.212 | 103.234 | 105.111 | 107.069 | 108.544
NPgN | BSP | NG FES - System Transformation | Total installed generation capacity (MW) | DARLINGTON CENTRAL | 11.63 | 20.821 | 27.471 | 34.159 | 36.301 | 38.424 | 40.243 | 42.348 | 44.099 | 45.721 | 47.147 | 47.504 | 47.654 | 47.602 | 48.413 | 48.78 | 49.273 | 49.882 | 50.969 | 52.035 | 53.162 | 54.091 | 55.386 | 56.633 | 57.799 | 59.14 | 60.335 | 61.612 | 62.477
NPgN | BSP | NG FES - System Transformation | Total installed generation capacity (MW) | DARLINGTON NORTH | 37.751 | 41.909 | 44.984 | 48.107 | 49.278 | 50.456 | 51.515 | 52.716 | 53.843 | 54.909 | 55.806 | 56.09 | 56.255 | 55.917 | 54.944 | 53.955 | 53.308 | 52.778 | 52.316 | 51.736 | 51.277 | 50.183 | 51.118 | 52.025 | 52.71 | 53.516 | 54.15 | 55.282 | 55.808
NPgN | BSP | NG FES - System Transformation | Total installed generation capacity (MW) | DUNSTON | 15.893 | 18.487 | 20.544 | 22.7 | 23.857 | 25.071 | 26.264 | 27.586 | 29.017 | 30.331 | 31.496 | 32.528 | 33.466 | 34.104 | 34.92 | 35.348 | 35.985 | 36.718 | 37.615 | 38.452 | 39.371 | 39.912 | 41.053 | 42.134 | 42.705 | 43.356 | 43.636 | 45.374 | 46.142
NPgN | BSP | NG FES - System Transformation | Total installed generation capacity (MW) | FLATWORTH | 14.735 | 14.967 | 15.194 | 15.453 | 15.685 | 15.932 | 16.187 | 16.461 | 16.801 | 17.133 | 17.353 | 17.11 | 16.83 | 16.458 | 16.163 | 15.634 | 15.148 | 14.721 | 14.217 | 13.619 | 13.168 | 13.212 | 13.251 | 13.296 | 13.015 | 12.614 | 12.076 | 12.588 | 12.731
NPgN | BSP | NG FES - System Transformation | Total installed generation capacity (MW) | GOSFORTH | 12.449 | 13.039 | 13.564 | 14.116 | 14.565 | 15.042 | 15.532 | 16.06 | 16.704 | 17.328 | 17.842 | 18.287 | 18.687 | 18.749 | 18.393 | 18.116 | 18.076 | 18.074 | 18.061 | 17.994 | 18.033 | 17.718 | 18.566 | 19.387 | 20.038 | 20.882 | 21.574 | 22.521 | 22.801
NPgN | BSP | NG FES - System Transformation | Total installed generation capacity (MW) | HARROGATE 132/33KV | 20.306 | 23.182 | 25.342 | 27.536 | 28.461 | 29.406 | 30.283 | 31.268 | 32.251 | 33.176 | 33.976 | 34.507 | 34.951 | 35.249 | 36.04 | 36.651 | 37.362 | 38.104 | 39.053 | 40.014 | 41.058 | 42.08 | 43.159 | 44.197 | 45.115 | 46.262 | 47.251 | 48.346 | 48.827
NPgN | BSP | NG FES - System Transformation | Total installed generation capacity (MW) | HUSTHWAITE | 40.182 | 56.794 | 68.721 | 80.67 | 84.259 | 87.778 | 90.714 | 94.142 | 96.826 | 99.322 | 101.507 | 101.679 | 101.494 | 100.31 | 97.952 | 95.378 | 93.489 | 91.905 | 90.82 | 89.469 | 88.198 | 84.921 | 86.419 | 87.874 | 89.136 | 90.494 | 91.699 | 93.317 | 94.604
NPgN | BSP | NG FES - System Transformation | Total installed generation capacity (MW) | LEEMING BAR_SKEEBY | 39.764 | 77.896 | 105.433 | 133.079 | 141.821 | 150.462 | 157.829 | 166.365 | 173.394 | 179.921 | 185.64 | 186.864 | 187.236 | 187.117 | 191.69 | 194.078 | 196.718 | 199.806 | 204.986 | 210.159 | 215.572 | 220.982 | 225.954 | 230.754 | 235.185 | 240.207 | 244.677 | 249.697 | 253.146
NPgN | BSP | NG FES - System Transformation | Total installed generation capacity (MW) | LINTON | 83.908 | 113.046 | 134.027 | 155.104 | 161.57 | 167.931 | 173.286 | 179.517 | 184.502 | 189.138 | 193.197 | 193.768 | 193.701 | 193.336 | 196.495 | 198.029 | 199.695 | 201.693 | 205.267 | 208.834 | 212.54 | 216.275 | 219.584 | 222.787 | 225.825 | 229.215 | 232.302 | 235.552 | 237.96
NPgN | BSP | NG FES - System Transformation | Total installed generation capacity (MW) | MALTON GRID | 16.326 | 73.591 | 114.701 | 155.913 | 168.259 | 180.356 | 190.431 | 202.187 | 211.381 | 219.968 | 227.456 | 227.998 | 227.302 | 226.075 | 231.583 | 233.921 | 236.468 | 239.643 | 245.874 | 252.041 | 258.456 | 264.952 | 270.63 | 276.161 | 281.399 | 287.17 | 292.515 | 298.081 | 302.412
NPgN | BSP | NG FES - System Transformation | Total installed generation capacity (MW) | MELROSEGATE | 23.267 | 35.96 | 45.249 | 54.626 | 57.911 | 61.196 | 64.092 | 67.399 | 70.368 | 73.159 | 75.54 | 76.227 | 76.586 | 76.329 | 76.867 | 76.927 | 77.392 | 78.046 | 79.293 | 80.445 | 81.857 | 82.948 | 85.618 | 88.199 | 90.524 | 93.326 | 95.792 | 98.48 | 99.878
NPgN | BSP | NG FES - System Transformation | Total installed generation capacity (MW) | NORTH TEES | 93.713 | 94.889 | 95.956 | 97.128 | 98.071 | 99.098 | 100.174 | 101.355 | 102.727 | 103.946 | 105.059 | 106.215 | 107.31 | 108.037 | 107.902 | 105.122 | 102.433 | 100.278 | 97.852 | 94.828 | 91.608 | 87.339 | 83.625 | 80.047 | 73.245 | 63.908 | 53.498 | 55.267 | 56.106
NPgN | BSP | NG FES - System Transformation | Total installed generation capacity (MW) | POTTER HOUSE | 14.166 | 21.515 | 26.953 | 32.492 | 34.563 | 36.656 | 38.544 | 40.69 | 42.689 | 44.542 | 46.171 | 47.055 | 47.748 | 48.215 | 49.756 | 50.86 | 52.119 | 53.463 | 55.284 | 57.122 | 59.075 | 60.935 | 62.853 | 64.691 | 66.352 | 68.378 | 70.129 | 72.052 | 73.063
NPgN | BSP | NG FES - System Transformation | Total installed generation capacity (MW) | RAVENSWORTH | 6.458 | 8.996 | 10.876 | 12.783 | 13.512 | 14.254 | 14.931 | 15.7 | 16.422 | 17.08 | 17.667 | 17.997 | 18.264 | 18.335 | 18.314 | 18.261 | 18.354 | 18.494 | 18.74 | 18.961 | 19.22 | 19.153 | 19.845 | 20.503 | 21.105 | 21.838 | 22.464 | 23.153 | 23.542
NPgN | BSP | NG FES - System Transformation | Total installed generation capacity (MW) | SCARBOROUGH GRID | 8.455 | 21.901 | 31.67 | 41.513 | 44.767 | 47.997 | 50.787 | 53.997 | 56.754 | 59.346 | 61.595 | 62.341 | 62.767 | 62.921 | 64.849 | 65.943 | 67.184 | 68.583 | 70.763 | 72.939 | 75.239 | 77.486 | 79.619 | 81.688 | 83.499 | 85.599 | 87.431 | 89.688 | 90.98
NPgN | BSP | NG FES - System Transformation | Total installed generation capacity (MW) | SEAL SANDS | 96.413 | 96.414 | 96.415 | 96.416 | 96.417 | 96.419 | 96.42 | 96.422 | 96.424 | 96.425 | 95.955 | 91.496 | 86.916 | 80.73 | 68.823 | 58.522 | 49.38 | 40.601 | 30.325 | 19.229 | 9.186 | 0.042 | 0.044 | 0.046 | 0.048 | 0.05 | 0.052 | 0.054 | 0.056
NPgN | BSP | NG FES - System Transformation | Total installed generation capacity (MW) | SPADEADAM 33KV | 6.146 | 6.157 | 6.172 | 6.19 | 6.213 | 6.238 | 6.265 | 6.296 | 6.332 | 6.361 | 6.389 | 6.419 | 6.449 | 6.477 | 6.511 | 6.544 | 6.58 | 6.617 | 6.657 | 6.698 | 6.74 | 6.78 | 6.824 | 6.864 | 6.902 | 6.951 | 6.988 | 7.031 | 7.059
NPgN | BSP | NG FES - System Transformation | Total installed generation capacity (MW) | SPENNYMOOR 132/66KV | 10.806 | 42.402 | 65.185 | 88.061 | 95.185 | 102.2 | 108.129 | 115.005 | 120.604 | 125.858 | 130.425 | 131.292 | 131.449 | 131.175 | 134.831 | 136.708 | 138.786 | 141.214 | 145.394 | 149.561 | 153.922 | 158.281 | 162.232 | 166.077 | 169.653 | 173.719 | 177.418 | 181.34 | 183.941
NPgN | BSP | NG FES - System Transformation | Total installed generation capacity (MW) | TORONTO | 34.262 | 51.354 | 63.721 | 76.161 | 80.142 | 84.085 | 87.464 | 91.373 | 94.625 | 97.636 | 100.283 | 100.942 | 101.216 | 101.132 | 102.719 | 103.46 | 104.425 | 105.599 | 107.675 | 109.713 | 111.871 | 113.698 | 116.103 | 118.419 | 120.575 | 123.065 | 125.287 | 127.661 | 129.266
NPgN | BSP | NG FES - System Transformation | Total installed generation capacity (MW) | WORMALD GREEN 132/33KV | 34.972 | 44.197 | 50.874 | 57.549 | 59.734 | 61.907 | 63.787 | 65.958 | 67.798 | 69.495 | 70.993 | 71.444 | 71.688 | 71.799 | 72.84 | 72.229 | 71.607 | 71.293 | 71.351 | 71.172 | 70.932 | 70.476 | 69.616 | 68.801 | 66.62 | 63.414 | 59.729 | 61.14 | 62.07
NPgY | BSP | NG FES - System Transformation | Total installed generation capacity (MW) | ATTERCLIFFE | 22.96 | 23.898 | 24.435 | 24.99 | 25.241 | 25.641 | 25.993 | 26.394 | 26.745 | 27.112 | 27.49 | 27.628 | 27.827 | 27.909 | 27.911 | 27.218 | 26.454 | 25.891 | 25.272 | 24.529 | 23.711 | 22.814 | 21.699 | 20.693 | 18.837 | 16.087 | 13.209 | 13.663 | 14.151
NPgY | BSP | NG FES - System Transformation | Total installed generation capacity (MW) | BARUGH 132/66KV | 19.065 | 25.998 | 29.737 | 33.532 | 34.776 | 37.111 | 39.024 | 41.323 | 43.185 | 44.969 | 46.689 | 47.078 | 47.621 | 47.409 | 48.61 | 49.35 | 50.398 | 51.275 | 52.982 | 54.41 | 56.221 | 57.702 | 59.361 | 61.065 | 61.986 | 63.628 | 65.35 | 67.053 | 68.792
NPgY | BSP | NG FES - System Transformation | Total installed generation capacity (MW) | BEESTON ROYDS 132/33KV | 13.045 | 15.521 | 16.915 | 18.346 | 18.947 | 19.94 | 20.798 | 21.79 | 22.643 | 23.515 | 24.412 | 24.777 | 25.274 | 25.343 | 25.22 | 25.326 | 25.51 | 25.857 | 26.277 | 26.755 | 27.238 | 27.45 | 28.413 | 29.452 | 30.504 | 31.426 | 32.5 | 33.524 | 34.615
NPgY | BSP | NG FES - System Transformation | Total installed generation capacity (MW) | BEVERLEY 132/33KV | 79.197 | 86.815 | 91.196 | 95.716 | 97.718 | 100.953 | 103.84 | 107.217 | 110.267 | 113.12 | 115.977 | 117.209 | 118.668 | 119.17 | 120.316 | 121.599 | 123.076 | 124.905 | 127.099 | 129.413 | 131.804 | 133.931 | 137.142 | 140.313 | 143.502 | 146.76 | 149.913 | 153.129 | 156.306
NPgY | BSP | NG FES - System Transformation | Total installed generation capacity (MW) | BINGLEY 132/33KV | 5.741 | 6.029 | 6.269 | 6.537 | 6.804 | 7.123 | 7.446 | 7.782 | 8.126 | 8.523 | 8.976 | 9.287 | 9.701 | 10.055 | 10.204 | 10.566 | 10.901 | 11.335 | 11.754 | 12.248 | 12.753 | 13.308 | 13.9 | 14.569 | 15.25 | 15.803 | 16.509 | 17.165 | 17.888
NPgY | BSP | NG FES - System Transformation | Total installed generation capacity (MW) | BLACKBURN MEADOWS B | 38.248 | 38.38 | 38.49 | 38.613 | 38.73 | 38.871 | 39.017 | 39.172 | 39.334 | 39.502 | 39.691 | 39.835 | 40.012 | 40.175 | 40.302 | 39.613 | 39.889 | 38.963 | 39.287 | 38.407 | 38.773 | 37.924 | 38.308 | 38.715 | 36.552 | 36.95 | 37.385 | 37.82 | 38.275
NPgY | BSP | NG FES - System Transformation | Total installed generation capacity (MW) | BLYTON | 35.769 | 65.344 | 81.382 | 97.69 | 103.019 | 113.051 | 121.386 | 131.517 | 139.902 | 147.372 | 154.359 | 155.845 | 157.509 | 156.136 | 161.586 | 165.147 | 169.272 | 173.718 | 180.384 | 186.89 | 193.728 | 200.255 | 206.905 | 213.089 | 218.76 | 225.692 | 231.628 | 237.961 | 243.876
NPgY | BSP | NG FES - System Transformation | Total installed generation capacity (MW) | BRADFORD | 3.145 | 3.385 | 3.627 | 3.906 | 4.232 | 4.605 | 4.993 | 5.39 | 5.806 | 6.291 | 6.854 | 7.277 | 7.832 | 8.345 | 8.636 | 9.188 | 9.69 | 10.314 | 10.923 | 11.636 | 12.357 | 13.163 | 13.907 | 14.749 | 15.607 | 16.301 | 17.191 | 18.017 | 18.928
NPgY | BSP | NG FES - System Transformation | Total installed generation capacity (MW) | BRAMHAM | 32.961 | 46.216 | 53.369 | 60.634 | 62.969 | 67.403 | 71.051 | 75.48 | 79.1 | 82.407 | 85.533 | 86.244 | 87.105 | 86.382 | 87.925 | 88.958 | 90.283 | 91.874 | 94.324 | 96.765 | 99.265 | 101.195 | 104.111 | 106.924 | 109.631 | 112.61 | 115.362 | 118.209 | 120.961
NPgY | BSP | NG FES - System Transformation | Total installed generation capacity (MW) | BRANSHOLME | 59.074 | 61.319 | 62.577 | 63.867 | 64.387 | 65.264 | 66.016 | 66.89 | 67.636 | 68.39 | 69.157 | 69.452 | 69.851 | 68.57 | 62.458 | 57.716 | 53.994 | 50.587 | 46.666 | 42.46 | 38.269 | 30.802 | 31.613 | 32.481 | 33.359 | 34.139 | 35.033 | 35.89 | 36.796
NPgY | BSP | NG FES - System Transformation | Total installed generation capacity (MW) | BRIGHOUSE 132/33KV | 6.33 | 9.305 | 10.928 | 12.579 | 13.174 | 14.236 | 15.118 | 16.155 | 17.007 | 17.877 | 18.749 | 19.003 | 19.381 | 19.416 | 19.936 | 20.494 | 21.024 | 21.692 | 22.534 | 23.462 | 24.389 | 25.385 | 26.253 | 27.2 | 28.159 | 28.983 | 29.965 | 30.894 | 31.891
NPgY | BSP | NG FES - System Transformation | Total installed generation capacity (MW) | DONCASTER B/THORPE MARSH | 147.609 | 165.447 | 175.114 | 184.941 | 188.223 | 194.322 | 199.354 | 205.396 | 210.334 | 215.033 | 219.569 | 220.682 | 222.177 | 221.438 | 223.253 | 224.837 | 226.679 | 229.102 | 232.537 | 236.151 | 239.77 | 242.796 | 247.125 | 251.523 | 255.954 | 260.245 | 264.659 | 269.048 | 273.491
NPgY | BSP | NG FES - System Transformation | Total installed generation capacity (MW) | DONCASTER CENTRAL | 2.386 | 3.261 | 3.792 | 4.348 | 4.64 | 5.077 | 5.479 | 5.939 | 6.367 | 6.784 | 7.22 | 7.47 | 7.77 | 7.982 | 8.305 | 8.671 | 9.034 | 9.455 | 9.928 | 10.443 | 10.962 | 11.5 | 12.012 | 12.537 | 13.068 | 13.577 | 14.108 | 14.635 | 15.173
NPgY | BSP | NG FES - System Transformation | Total installed generation capacity (MW) | DRIFFIELD/BEVERLEY GROUP | 167.293 | 210.797 | 234.003 | 257.473 | 264.608 | 278.574 | 289.879 | 303.69 | 314.756 | 324.902 | 334.383 | 335.951 | 337.973 | 335.369 | 342.544 | 346.816 | 352.182 | 357.474 | 366.655 | 375.123 | 384.554 | 392.825 | 401.371 | 409.668 | 415.956 | 424.659 | 432.809 | 441.194 | 449.35
NPgY | BSP | NG FES - System Transformation | Total installed generation capacity (MW) | FEATHERSTONE | 32.109 | 39.432 | 43.396 | 47.424 | 48.767 | 51.265 | 53.326 | 55.803 | 57.826 | 59.742 | 61.589 | 62.046 | 62.652 | 62.472 | 63.811 | 64.923 | 66.054 | 67.399 | 69.219 | 71.139 | 73.059 | 75.015 | 76.773 | 78.55 | 80.339 | 82.087 | 83.865 | 85.64 | 87.428
NPgY | BSP | NG FES - System Transformation | Total installed generation capacity (MW) | GIRLINGTON | 14.156 | 14.303 | 14.451 | 14.62 | 14.818 | 15.045 | 15.281 | 15.522 | 15.775 | 16.07 | 16.408 | 16.629 | 16.93 | 16.83 | 15.237 | 14.15 | 13.305 | 12.588 | 11.686 | 10.748 | 9.827 | 8.121 | 8.573 | 9.085 | 9.607 | 10.028 | 10.569 | 11.071 | 11.625
NPgY | BSP | NG FES - System Transformation | Total installed generation capacity (MW) | HALIFAX 132/33KV | 1.389 | 1.472 | 1.547 | 1.632 | 1.731 | 1.844 | 1.961 | 2.081 | 2.206 | 2.357 | 2.532 | 2.661 | 2.834 | 2.992 | 3.077 | 3.248 | 3.401 | 3.594 | 3.781 | 4.002 | 4.226 | 4.478 | 4.709 | 4.973 | 5.244 | 5.457 | 5.739 | 5.997 | 6.286
NPgY | BSP | NG FES - System Transformation | Total installed generation capacity (MW) | HECKMONDWIKE | 5.559 | 5.734 | 5.916 | 6.127 | 6.374 | 6.656 | 6.952 | 7.257 | 7.58 | 7.945 | 8.365 | 8.688 | 9.103 | 9.478 | 9.655 | 10 | 10.35 | 10.752 | 11.175 | 11.634 | 12.133 | 12.625 | 13.188 | 13.814 | 14.379 | 14.911 | 15.568 | 16.186 | 16.859
NPgY | BSP | NG FES - System Transformation | Total installed generation capacity (MW) | HOLMFIELD | 26.232 | 26.5 | 26.758 | 27.049 | 27.391 | 27.782 | 28.187 | 28.601 | 29.035 | 29.55 | 30.147 | 30.592 | 31.182 | 31.724 | 32.023 | 32.607 | 33.135 | 33.795 | 34.438 | 35.194 | 35.957 | 36.817 | 37.605 | 38.505 | 39.422 | 40.154 | 41.109 | 41.99 | 42.967
NPgY | BSP | NG FES - System Transformation | Total installed generation capacity (MW) | HULL EAST 132/33KV | 78.651 | 79.114 | 79.567 | 80.077 | 80.658 | 81.33 | 82.056 | 82.839 | 83.696 | 84.523 | 85.269 | 84.435 | 83.668 | 82.875 | 81.918 | 81.234 | 80.549 | 80.041 | 79.256 | 78.422 | 77.985 | 79.232 | 80.485 | 81.744 | 83.021 | 84.289 | 85.555 | 86.835 | 88.119
NPgY | BSP | NG FES - System Transformation | Total installed generation capacity (MW) | HULL SOUTH | 5 | 5.275 | 5.558 | 5.882 | 6.261 | 6.695 | 7.154 | 7.634 | 8.145 | 8.698 | 9.315 | 9.68 | 10.164 | 10.614 | 10.868 | 11.366 | 11.828 | 12.411 | 12.963 | 13.602 | 14.282 | 15.17 | 16.016 | 16.932 | 17.864 | 18.678 | 19.63 | 20.541 | 21.512
NPgY | BSP | NG FES - System Transformation | Total installed generation capacity (MW) | HULL WEST | 28.524 | 30.2 | 31.355 | 32.591 | 33.503 | 34.703 | 35.908 | 37.257 | 38.638 | 39.931 | 41.313 | 42.358 | 43.532 | 44.589 | 45.76 | 46.914 | 48.286 | 49.558 | 51.187 | 52.683 | 54.465 | 55.998 | 57.809 | 59.592 | 60.852 | 62.707 | 64.485 | 66.311 | 68.11
NPgY | BSP | NG FES - System Transformation | Total installed generation capacity (MW) | HUMBERSTON | 27.782 | 28.646 | 29.217 | 29.827 | 30.222 | 30.766 | 31.29 | 31.874 | 32.444 | 33.008 | 33.603 | 33.916 | 34.307 | 34.611 | 34.96 | 35.42 | 35.868 | 36.408 | 36.976 | 37.604 | 38.26 | 39.039 | 39.789 | 40.563 | 41.347 | 42.09 | 42.876 | 43.653 | 44.451
NPgY | BSP | NG FES - System Transformation | Total installed generation capacity (MW) | HUNNINGLEY | 4.325 | 5.497 | 6.178 | 6.883 | 7.206 | 7.72 | 8.179 | 8.709 | 9.186 | 9.648 | 10.121 | 10.356 | 10.642 | 10.806 | 11.154 | 11.525 | 11.894 | 12.325 | 12.827 | 13.37 | 13.916 | 14.481 | 15.012 | 15.555 | 16.104 | 16.632 | 17.18 | 17.725 | 18.28
NPgY | BSP | NG FES - System Transformation | Total installed generation capacity (MW) | HUNSHELF | 12.952 | 15.626 | 17.069 | 18.533 | 19.018 | 19.923 | 20.666 | 21.557 | 22.281 | 22.977 | 23.651 | 23.81 | 24.032 | 23.918 | 24.185 | 24.427 | 24.7 | 25.064 | 25.579 | 26.125 | 26.671 | 27.139 | 27.777 | 28.436 | 29.1 | 29.727 | 30.392 | 31.046 | 31.716
NPgY | BSP | NG FES - System Transformation | Total installed generation capacity (MW) | IMMINGHAM | 91.42 | 101.12 | 106.174 | 111.251 | 112.579 | 115.412 | 117.604 | 120.325 | 122.372 | 124.271 | 125.651 | 122.412 | 119.172 | 113.31 | 104.104 | 95.873 | 88.834 | 82.263 | 75.102 | 67.264 | 60.183 | 52.75 | 54.056 | 55.353 | 56.611 | 57.91 | 59.192 | 60.478 | 61.756
NPgY | BSP | NG FES - System Transformation | Total installed generation capacity (MW) | KIRKHAW LANE | 32.686 | 35.239 | 36.692 | 38.186 | 38.822 | 39.869 | 40.791 | 41.871 | 42.829 | 43.734 | 44.627 | 44.878 | 45.205 | 45.043 | 44.513 | 44.184 | 44.031 | 44.022 | 44.041 | 44.051 | 44.108 | 43.817 | 44.812 | 45.807 | 46.811 | 47.812 | 48.806 | 49.809 | 50.811
NPgY | BSP | NG FES - System Transformation | Total installed generation capacity (MW) | KIRKSTALL C 2/5 | 16.059 | 16.115 | 16.171 | 16.236 | 16.311 | 16.398 | 16.489 | 16.583 | 16.683 | 16.794 | 16.772 | 15.463 | 14.141 | 12.798 | 11.39 | 10.087 | 8.782 | 7.549 | 6.063 | 4.464 | 3.195 | 3.375 | 3.544 | 3.731 | 3.921 | 4.082 | 4.277 | 4.461 | 4.66
NPgY | BSP | NG FES - System Transformation | Total installed generation capacity (MW) | KIRKSTALL C/RING ROAD HORSFORTH | 6.351 | 7.435 | 8.177 | 8.975 | 9.556 | 10.323 | 11.066 | 11.871 | 12.659 | 13.507 | 14.446 | 15.063 | 15.856 | 16.497 | 16.949 | 17.717 | 18.447 | 19.353 | 20.284 | 21.347 | 22.422 | 23.554 | 24.73 | 26.017 | 27.326 | 28.447 | 29.789 | 31.06 | 32.428
NPgY | BSP | NG FES - System Transformation | Total installed generation capacity (MW) | LEEDS EAST | 20.909 | 22.697 | 23.743 | 24.829 | 25.349 | 26.158 | 26.878 | 27.696 | 28.424 | 29.18 | 29.928 | 29.88 | 29.947 | 29.804 | 29.726 | 29.266 | 28.733 | 28.442 | 28.1 | 27.699 | 27.342 | 27.406 | 27.23 | 27.178 | 26.543 | 25.201 | 23.866 | 24.825 | 25.849
NPgY | BSP | NG FES - System Transformation | Total installed generation capacity (MW) | LEEDS NORTH | 5.892 | 6.059 | 6.237 | 6.443 | 6.685 | 6.962 | 7.252 | 7.554 | 7.874 | 8.228 | 8.614 | 8.744 | 8.952 | 9.127 | 9.134 | 9.321 | 9.487 | 9.739 | 9.948 | 10.205 | 10.512 | 11.042 | 11.584 | 12.18 | 12.787 | 13.303 | 13.926 | 14.516 | 15.152
NPgY | BSP | NG FES - System Transformation | Total installed generation capacity (MW) | LINDLEY | 7.378 | 8.742 | 9.571 | 10.438 | 10.922 | 11.627 | 12.274 | 12.993 | 13.657 | 14.366 | 15.131 | 15.556 | 16.118 | 16.519 | 16.967 | 17.604 | 18.201 | 18.936 | 19.732 | 20.634 | 21.541 | 22.53 | 23.432 | 24.424 | 25.432 | 26.287 | 27.322 | 28.299 | 29.354
NPgY | BSP | NG FES - System Transformation | Total installed generation capacity (MW) | LOW ROAD | 3.506 | 3.834 | 4.066 | 4.313 | 4.529 | 4.798 | 5.067 | 5.353 | 5.644 | 5.96 | 6.316 | 6.571 | 6.896 | 7.181 | 7.378 | 7.704 | 8.011 | 8.386 | 8.763 | 9.196 | 9.633 | 10.104 | 10.563 | 11.066 | 11.578 | 12.015 | 12.54 | 13.038 | 13.574
NPgY | BSP | NG FES - System Transformation | Total installed generation capacity (MW) | MALLARD WAY | 42.244 | 42.519 | 42.754 | 43.018 | 43.276 | 43.586 | 43.91 | 44.259 | 44.629 | 44.997 | 45.405 | 45.732 | 46.116 | 45.842 | 43.202 | 41.252 | 39.758 | 38.413 | 36.788 | 35.052 | 33.329 | 30.141 | 30.683 | 31.241 | 31.808 | 32.348 | 32.915 | 33.477 | 34.053
NPgY | BSP | NG FES - System Transformation | Total installed generation capacity (MW) | MENSTON | 11.728 | 14.92 | 16.644 | 18.395 | 18.982 | 20.07 | 20.961 | 22.024 | 22.881 | 23.73 | 24.495 | 24.068 | 23.722 | 23.01 | 22.885 | 22.749 | 22.604 | 22.597 | 22.677 | 22.761 | 22.989 | 23.896 | 24.688 | 25.529 | 26.38 | 27.141 | 28.004 | 28.833 | 29.705
NPgY | BSP | NG FES - System Transformation | Total installed generation capacity (MW) | MOSS ROAD | 2.012 | 6.222 | 6.416 | 6.634 | 6.87 | 7.148 | 7.441 | 7.755 | 8.09 | 8.428 | 8.806 | 9.116 | 9.483 | 9.708 | 9.399 | 9.313 | 9.31 | 9.383 | 9.402 | 9.437 | 9.48 | 9.25 | 9.759 | 10.285 | 10.82 | 11.324 | 11.86 | 12.39 | 12.935
NPgY | BSP | NG FES - System Transformation | Total installed generation capacity (MW) | OSGODBY 1/2 | 53 | 53 | 53 | 53 | 53 | 53 | 53 | 53 | 53 | 53 | 53 | 53 | 53 | 51.308 | 43.494 | 37.237 | 32.21 | 27.419 | 21.864 | 15.88 | 9.912 | 0 | 0 | 0 | 0 | 0 | 0 | 0 | 0
NPgY | BSP | NG FES - System Transformation | Total installed generation capacity (MW) | OSGODBY 3/4 | 65.872 | 72.576 | 76.324 | 80.167 | 81.642 | 84.195 | 86.398 | 89.02 | 91.296 | 93.39 | 95.36 | 95.395 | 95.535 | 94.48 | 92.971 | 91.741 | 90.938 | 90.439 | 90.016 | 89.493 | 89.167 | 88.425 | 90.569 | 92.65 | 94.747 | 96.939 | 98.988 | 101.103 | 103.161
NPgY | BSP | NG FES - System Transformation | Total installed generation capacity (MW) | RODLEY | 3.872 | 6.123 | 7.402 | 8.72 | 9.286 | 10.212 | 11.016 | 11.94 | 12.74 | 13.563 | 14.414 | 14.771 | 15.258 | 15.486 | 16.005 | 16.629 | 17.223 | 17.955 | 18.812 | 19.764 | 20.719 | 21.746 | 22.668 | 23.667 | 24.681 | 25.561 | 26.596 | 27.581 | 28.633
NPgY | BSP | NG FES - System Transformation | Total installed generation capacity (MW) | SAINT ANDREWS ROAD 132/33KV | 35.842 | 36.15 | 36.415 | 36.709 | 37.015 | 37.375 | 37.746 | 38.133 | 38.534 | 38.984 | 39.301 | 37.811 | 36.381 | 34.889 | 33.122 | 31.217 | 29.25 | 27.522 | 25.402 | 23.103 | 21.199 | 21.198 | 21.029 | 20.974 | 20.462 | 19.369 | 18.313 | 19.053 | 19.858
NPgY | BSP | NG FES - System Transformation | Total installed generation capacity (MW) | SALTEND 132/33KV | 5.45 | 5.452 | 5.453 | 5.453 | 5.454 | 5.455 | 5.455 | 5.456 | 5.457 | 5.458 | 5.406 | 4.899 | 4.38 | 3.855 | 3.321 | 2.808 | 2.296 | 1.802 | 1.218 | 0.585 | 0.07 | 0.072 | 0.073 | 0.074 | 0.076 | 0.077 | 0.079 | 0.08 | 0.081
NPgY | BSP | NG FES - System Transformation | Total installed generation capacity (MW) | SANTON | 67.35 | 81.173 | 88.556 | 96.024 | 98.322 | 102.789 | 106.415 | 110.835 | 114.385 | 117.65 | 120.709 | 121.219 | 121.886 | 121.096 | 123.407 | 123.814 | 125.533 | 126.008 | 128.966 | 130.436 | 133.467 | 134.932 | 137.632 | 140.279 | 139.555 | 142.085 | 144.436 | 147.35 | 150.207
NPgY | BSP | NG FES - System Transformation | Total installed generation capacity (MW) | SCUNTHORPE NORTH | 74.859 | 76.408 | 77.363 | 78.366 | 78.919 | 79.731 | 80.496 | 81.372 | 82.211 | 82.994 | 83.807 | 84.317 | 84.897 | 84.676 | 82.29 | 80.112 | 78.916 | 77.282 | 76.075 | 74.144 | 72.856 | 69.41 | 70.457 | 71.492 | 71.238 | 72.314 | 73.353 | 74.42 | 75.475
NPgY | BSP | NG FES - System Transformation | Total installed generation capacity (MW) | SCUNTHORPE SOUTH | 43.602 | 47.118 | 49.223 | 51.424 | 52.506 | 54.175 | 55.705 | 57.475 | 59.121 | 60.657 | 62.229 | 63.114 | 64.129 | 64.808 | 66.096 | 67.403 | 68.731 | 70.235 | 71.965 | 73.811 | 75.673 | 77.548 | 79.372 | 81.167 | 82.979 | 84.835 | 86.617 | 88.442 | 90.239
NPgY | BSP | NG FES - System Transformation | Total installed generation capacity (MW) | SILSDEN | 10.365 | 14.818 | 17.344 | 19.945 | 21.039 | 22.847 | 24.416 | 26.253 | 27.89 | 29.539 | 31.212 | 31.83 | 32.665 | 33 | 34 | 35.136 | 36.233 | 37.579 | 39.163 | 40.911 | 42.694 | 44.711 | 46.548 | 48.498 | 50.484 | 52.275 | 54.289 | 56.233 | 58.275
NPgY | BSP | NG FES - System Transformation | Total installed generation capacity (MW) | SOWERBY BRIDGE 132/33KV | 28.089 | 28.866 | 29.36 | 29.881 | 30.215 | 30.675 | 31.104 | 31.571 | 32.013 | 32.513 | 33.066 | 33.393 | 33.839 | 34.182 | 34.466 | 34.944 | 35.378 | 35.926 | 36.498 | 37.16 | 37.827 | 38.573 | 39.243 | 40.004 | 40.78 | 41.403 | 42.209 | 42.954 | 43.778
NPgY | BSP | NG FES - System Transformation | Total installed generation capacity (MW) | STAYGATE | 15.802 | 16.014 | 16.212 | 16.433 | 16.692 | 16.989 | 17.296 | 17.612 | 17.942 | 18.328 | 18.681 | 18.124 | 17.649 | 17.109 | 16.297 | 15.748 | 15.179 | 14.74 | 14.12 | 13.492 | 13.077 | 13.587 | 14.178 | 14.847 | 15.529 | 16.08 | 16.787 | 17.443 | 18.167
NPgY | BSP | NG FES - System Transformation | Total installed generation capacity (MW) | THORNHILL 132KV | 85.251 | 88.245 | 89.972 | 91.758 | 92.575 | 93.872 | 95.019 | 96.331 | 97.492 | 98.676 | 99.345 | 94.604 | 89.899 | 84.804 | 79.991 | 75.539 | 71.074 | 66.979 | 62.105 | 56.861 | 52.861 | 54.363 | 55.733 | 57.2 | 58.687 | 60.006 | 61.519 | 62.97 | 64.507
NPgY | BSP | NG FES - System Transformation | Total installed generation capacity (MW) | WAKEFIELD MONCKTON ROAD | 22.472 | 24.615 | 25.857 | 27.143 | 27.721 | 28.648 | 29.473 | 30.431 | 31.288 | 32.11 | 32.944 | 33.313 | 33.766 | 33.997 | 34.583 | 35.195 | 35.806 | 36.525 | 37.369 | 38.278 | 39.203 | 40.193 | 41.127 | 42.074 | 43.031 | 43.963 | 44.916 | 45.868 | 46.831
NPgY | BSP | NG FES - System Transformation | Total installed generation capacity (MW) | WAKEFIELD NORTH | 16.391 | 20.529 | 22.856 | 25.248 | 26.21 | 27.837 | 29.242 | 30.889 | 32.312 | 33.689 | 35.072 | 35.629 | 36.333 | 36.539 | 37.274 | 38.062 | 38.884 | 39.894 | 41.137 | 42.474 | 43.819 | 45.087 | 46.554 | 48.061 | 49.582 | 51.032 | 52.555 | 54.06 | 55.599
NPgY | BSP | NG FES - System Transformation | Total installed generation capacity (MW) | WEST MELTON | 46.857 | 56.684 | 62.069 | 67.561 | 69.513 | 73.024 | 75.962 | 79.457 | 82.361 | 85.16 | 87.908 | 88.737 | 89.834 | 89.357 | 88.939 | 88.826 | 89.081 | 89.756 | 90.823 | 91.95 | 93.085 | 93.13 | 95.856 | 98.659 | 101.487 | 104.173 | 107.004 | 109.796 | 112.652
NPgY | BSP | NG FES - System Transformation | Total installed generation capacity (MW) | WHINMOOR | 7.899 | 12.335 | 14.738 | 17.18 | 18.006 | 19.53 | 20.781 | 22.271 | 23.475 | 24.67 | 25.843 | 26.127 | 26.55 | 26.473 | 27.218 | 27.914 | 28.602 | 29.443 | 30.573 | 31.781 | 33.001 | 34.276 | 35.401 | 36.6 | 37.783 | 38.865 | 40.095 | 41.276 | 42.521
NPgY | BSP | NG FES - System Transformation | Total installed generation capacity (MW) | WOLD NEWTON | 66.654 | 108.609 | 131.162 | 154.038 | 161.159 | 174.923 | 186.196 | 199.971 | 211.171 | 221.175 | 230.479 | 232.3 | 234.363 | 232.126 | 239.896 | 245.082 | 250.715 | 257.068 | 266.328 | 275.706 | 285.111 | 294.226 | 302.677 | 310.555 | 318.392 | 327.172 | 334.731 | 342.768 | 350.29
NPgY | BSP | NG FES - System Transformation | Total installed generation capacity (MW) | YARBOROUGH ROAD 132/33KV | 46.204 | 53.195 | 56.993 | 60.853 | 62.182 | 64.613 | 66.638 | 69.063 | 71.068 | 72.963 | 74.44 | 71.538 | 68.693 | 65.071 | 62.825 | 60.507 | 58.225 | 56.269 | 54.156 | 51.821 | 50.284 | 52.255 | 54.045 | 55.847 | 57.662 | 59.447 | 61.248 | 63.051 | 64.863

## Parameters
Domestic (MWh)
Domestic storage installed capacity (MW)
EV - cars & vans (MWh)
EV - other transport (MWh)
HPs - Domestic (MWh)
HPs - I&C (MWh)
I&C (MWh)
I&C Storage capacity (MW)
Large industry (MWh)
Number of domestic customers
Number of electric buses
Number of electric cars (hybrid and full electric)
Number of electric cars and vans (hybrid and full electric)
Number of electric HGVs
Number of electric vans (hybrid and full electric)
Number of heat pumps (total)
Number of I&C customers
Peak utilisation (percent - whole number)
Total demand (MWh)
Total installed generation capacity (MW)
Total installed non-renewable generation capacity (MW)
Total installed PV capacity - domestic (MW)
Total installed PV capacity - I&C and large (MW)
Total installed renewable generation capacity (MW)
Total installed storage capacity (MW)
Total installed wind capacity (MW)
Total number of domestic heat pumps
Total number of I&C heat pumps
Total peak demand (MW)