## NPg_BBs_DFES_2023 v2
Licence area | Voltage level | Scenario name in DFES | Output parameter | Grid Supply Point in DFES | FES Scenario | Building Block ID Number | Unit | DNO Licence area | GSP in NG FES | Share of GSP | 2022 | 2023 | 2024 | 2025 | 2026 | 2027 | 2028 | 2029 | 2030 | 2031 | 2032 | 2033 | 2034 | 2035 | 2036 | 2037 | 2038 | 2039 | 2040 | 2041 | 2042 | 2043 | 2044 | 2045 | 2046 | 2047 | 2048 | 2049 | 2050 | Comment
NPgN | GSP | NPg Best View | Domestic Baseline Demand Consumption (GWh) | BLYTH 66kV | NPg Best View (Not in FES) | Dem_BB08a_NPgSubComponent | GWh | NPgN | Blyth 66kV |  | 227.3801 | 226.553 | 226.5532 | 226.6184 | 226.8348 | 227.1127 | 227.6044 | 228.1479 | 228.8088 | 229.6664 | 229.981 | 230.2725 | 230.5481 | 230.5654 | 229.9167 | 229.2342 | 228.5658 | 227.9102 | 227.2547 | 226.6081 | 225.9653 | 225.3135 | 224.6642 | 224.0187 | 223.3769 | 222.7386 | 222.1034 | 221.4704 | 221.0497
NPgN | GSP | NPg Best View | Domestic Baseline Demand Consumption (GWh) | BLYTH 132kV | NPg Best View (Not in FES) | Dem_BB08a_NPgSubComponent | GWh | NPgN | Blyth 132kV |  | 81.8494 | 81.4797 | 81.4627 | 81.464 | 81.5144 | 81.5792 | 81.7217 | 81.8808 | 82.0808 | 82.3497 | 82.4267 | 82.5027 | 82.574 | 82.5781 | 82.4286 | 82.2723 | 82.125 | 81.9806 | 81.8286 | 81.6771 | 81.5259 | 81.3719 | 81.2177 | 81.0638 | 80.9103 | 80.7572 | 80.6042 | 80.4505 | 80.3427
NPgN | GSP | NPg Best View | Domestic Baseline Demand Consumption (GWh) | FOURSTONES | NPg Best View (Not in FES) | Dem_BB08a_NPgSubComponent | GWh | NPgN | Fourstones |  | 23.6565 | 23.543 | 23.516 | 23.4963 | 23.4916 | 23.4939 | 23.5197 | 23.5516 | 23.5961 | 23.6607 | 23.6721 | 23.6834 | 23.6936 | 23.673 | 23.571 | 23.4694 | 23.3703 | 23.2722 | 23.1719 | 23.0719 | 22.9723 | 22.8722 | 22.772 | 22.672 | 22.5723 | 22.4727 | 22.3733 | 22.2737 | 22.1993
NPgN | GSP | NPg Best View | Domestic Baseline Demand Consumption (GWh) | HARTMOOR | NPg Best View (Not in FES) | Dem_BB08a_NPgSubComponent | GWh | NPgN | Hart Moor |  | 134.8711 | 134.1068 | 133.7254 | 133.3788 | 133.1074 | 132.8846 | 132.7859 | 132.7309 | 132.7416 | 132.868 | 132.7486 | 132.6321 | 132.5205 | 132.0353 | 130.4464 | 128.8657 | 127.3052 | 125.7641 | 124.2337 | 122.7176 | 121.2052 | 119.6937 | 118.1879 | 116.6895 | 115.1983 | 113.714 | 112.2359 | 110.7637 | 109.6553
NPgN | GSP | NPg Best View | Domestic Baseline Demand Consumption (GWh) | HAWTHORN PIT GRID | NPg Best View (Not in FES) | Dem_BB08a_NPgSubComponent | GWh | NPgN | Hawthorn Pit |  | 169.1048 | 167.769 | 167.5686 | 167.4159 | 167.306 | 167.2361 | 167.2868 | 167.3749 | 167.5432 | 167.8317 | 167.7812 | 167.7189 | 167.6451 | 167.4457 | 166.8612 | 166.2635 | 165.6695 | 165.0869 | 164.5176 | 163.9551 | 163.3957 | 162.8358 | 162.2769 | 161.7197 | 161.1641 | 160.6097 | 160.0565 | 159.5039 | 159.0754
NPgN | GSP | NPg Best View | Domestic Baseline Demand Consumption (GWh) | KNARESBOROUGH | NPg Best View (Not in FES) | Dem_BB08a_NPgSubComponent | GWh | NPgN | Knaresborough |  | 211.6619 | 210.2723 | 209.701 | 209.1714 | 208.7359 | 208.3942 | 208.279 | 208.219 | 208.2945 | 208.5961 | 208.481 | 208.4101 | 208.3489 | 208.0547 | 207.1884 | 206.3408 | 205.5637 | 204.8052 | 204.0596 | 203.3204 | 202.602 | 201.8861 | 201.172 | 200.4608 | 199.7525 | 199.0469 | 198.3434 | 197.6414 | 197.1379
NPgN | GSP | NPg Best View | Domestic Baseline Demand Consumption (GWh) | LACKENBY | NPg Best View (Not in FES) | Dem_BB08a_NPgSubComponent | GWh | NPgN | Lackenby |  | 294.6712 | 292.7779 | 292.2033 | 291.6747 | 291.2772 | 290.9834 | 290.967 | 291.0171 | 291.2029 | 291.6136 | 291.435 | 291.2655 | 291.091 | 290.5427 | 288.8362 | 287.1367 | 285.4688 | 283.8206 | 282.1936 | 280.5803 | 278.985 | 277.38 | 275.7809 | 274.1896 | 272.6061 | 271.0296 | 269.4595 | 267.8949 | 266.7017
NPgN | GSP | NPg Best View | Domestic Baseline Demand Consumption (GWh) | NORTON | NPg Best View (Not in FES) | Dem_BB08a_NPgSubComponent | GWh | NPgN | Norton |  | 707.2577 | 702.9081 | 700.9318 | 699.1582 | 697.7133 | 696.5378 | 696.0529 | 695.7641 | 695.9155 | 696.6221 | 695.9161 | 695.2981 | 694.6973 | 692.7993 | 686.9777 | 681.2209 | 675.6016 | 670.0779 | 664.6137 | 659.1831 | 653.802 | 648.421 | 643.0571 | 637.7172 | 632.401 | 627.1065 | 621.8318 | 616.5743 | 612.6084
NPgN | GSP | NPg Best View | Domestic Baseline Demand Consumption (GWh) | OFFERTON | NPg Best View (Not in FES) | Dem_BB08a_NPgSubComponent | GWh | NPgN | Offerton |  | 102.1186 | 101.4317 | 101.0986 | 100.8118 | 100.5862 | 100.4139 | 100.3523 | 100.3309 | 100.3718 | 100.4974 | 100.3997 | 100.3078 | 100.2127 | 100.0337 | 99.6048 | 99.1733 | 98.7546 | 98.3442 | 97.9432 | 97.5472 | 97.1549 | 96.766 | 96.3786 | 95.993 | 95.6091 | 95.2269 | 94.8462 | 94.4669 | 94.1704
NPgN | GSP | NPg Best View | Domestic Baseline Demand Consumption (GWh) | OSBALDWICK | NPg Best View (Not in FES) | Dem_BB08a_NPgSubComponent | GWh | NPgN | Osbaldwick |  | 457.9398 | 455.0459 | 454.8606 | 454.8982 | 455.1295 | 455.5389 | 456.2264 | 456.9946 | 458.0084 | 459.3787 | 459.7135 | 459.881 | 459.9658 | 459.6942 | 458.1177 | 456.4239 | 454.6588 | 452.9948 | 451.407 | 449.8708 | 448.3552 | 446.8479 | 445.3421 | 443.8403 | 442.3428 | 440.8487 | 439.3571 | 437.8652 | 436.7797
NPgN | GSP | NPg Best View | Domestic Baseline Demand Consumption (GWh) | POPPLETON | NPg Best View (Not in FES) | Dem_BB08a_NPgSubComponent | GWh | NPgN | Poppleton |  | 80.3394 | 79.858 | 79.7071 | 79.6168 | 79.5788 | 79.5913 | 79.6487 | 79.7286 | 79.858 | 80.0634 | 80.0664 | 80.0233 | 79.9745 | 79.7721 | 79.0314 | 78.2583 | 77.4548 | 76.6922 | 75.9638 | 75.2564 | 74.5589 | 73.8685 | 73.1798 | 72.4937 | 71.8101 | 71.1287 | 70.4494 | 69.7719 | 69.2668
NPgN | GSP | NPg Best View | Domestic Baseline Demand Consumption (GWh) | SALTHOLME | NPg Best View (Not in FES) | Dem_BB08a_NPgSubComponent | GWh | NPgN | Saltholme |  | 4.1844 | 4.1587 | 4.1441 | 4.1308 | 4.1198 | 4.1104 | 4.1051 | 4.1012 | 4.0994 | 4.1012 | 4.0956 | 4.0903 | 4.0851 | 4.0685 | 4.0179 | 3.9677 | 3.9181 | 3.8692 | 3.8206 | 3.7724 | 3.7244 | 3.6764 | 3.6287 | 3.5812 | 3.5339 | 3.4869 | 3.44 | 3.3934 | 3.358
NPgN | GSP | NPg Best View | Domestic Baseline Demand Consumption (GWh) | SOUTH SHIELDS | NPg Best View (Not in FES) | Dem_BB08a_NPgSubComponent | GWh | NPgN | South Shields |  | 61.9989 | 61.7491 | 61.7112 | 61.6957 | 61.7162 | 61.7618 | 61.8723 | 62.0048 | 62.1744 | 62.3991 | 62.4834 | 62.5647 | 62.6452 | 62.6834 | 62.6248 | 62.5647 | 62.5068 | 62.4493 | 62.3915 | 62.3322 | 62.2738 | 62.2086 | 62.1441 | 62.0804 | 62.0175 | 61.9554 | 61.8941 | 61.8334 | 61.8052
NPgN | GSP | NPg Best View | Domestic Baseline Demand Consumption (GWh) | SPADEADAM | NPg Best View (Not in FES) | Dem_BB08a_NPgSubComponent | GWh | NPgN | Spadeadam - Not in NG FES |  | 9.9888 | 9.9487 | 9.947 | 9.9478 | 9.9554 | 9.9652 | 9.9852 | 10.0072 | 10.0346 | 10.0708 | 10.0823 | 10.0936 | 10.1042 | 10.1088 | 10.1014 | 10.0932 | 10.086 | 10.0792 | 10.0711 | 10.0629 | 10.0548 | 10.0463 | 10.0376 | 10.029 | 10.0204 | 10.0117 | 10.0031 | 9.9942 | 9.9886
NPgN | GSP | NPg Best View | Domestic Baseline Demand Consumption (GWh) | SPENNYMOOR | NPg Best View (Not in FES) | Dem_BB08a_NPgSubComponent | GWh | NPgN | Spennymoor |  | 298.9772 | 297.7354 | 297.6521 | 297.6833 | 297.8681 | 298.1577 | 298.7036 | 299.3141 | 300.0882 | 301.1235 | 301.4318 | 301.6896 | 301.9189 | 301.7888 | 300.5572 | 299.2949 | 298.0237 | 296.7767 | 295.5525 | 294.343 | 293.1399 | 291.9271 | 290.7174 | 289.5127 | 288.3133 | 287.1185 | 285.9277 | 284.7394 | 283.9026
NPgN | GSP | NPg Best View | Domestic Baseline Demand Consumption (GWh) | STELLA NORTH | NPg Best View (Not in FES) | Dem_BB08a_NPgSubComponent | GWh | NPgN | Stella North |  | 361.2365 | 359.0659 | 358.3945 | 358.0228 | 357.9656 | 358.1881 | 358.7179 | 359.3766 | 360.2645 | 361.5017 | 361.8336 | 362.0347 | 362.1707 | 361.9869 | 360.7635 | 359.4314 | 358.0091 | 356.63 | 355.3151 | 354.0611 | 352.8398 | 351.6219 | 350.4092 | 349.2039 | 348.0059 | 346.815 | 345.6303 | 344.4502 | 343.6012
NPgN | GSP | NPg Best View | Domestic Baseline Demand Consumption (GWh) | STELLA SOUTH | NPg Best View (Not in FES) | Dem_BB08a_NPgSubComponent | GWh | NPgN | Stella South |  | 259.6721 | 258.1068 | 257.8601 | 257.6931 | 257.636 | 257.6562 | 257.8911 | 258.1891 | 258.6222 | 259.267 | 259.3492 | 259.4112 | 259.4573 | 259.2293 | 258.1949 | 257.142 | 256.0969 | 255.0719 | 254.0598 | 253.0591 | 252.0644 | 251.0648 | 250.068 | 249.0753 | 248.0867 | 247.1019 | 246.1202 | 245.1408 | 244.421
NPgN | GSP | NPg Best View | Domestic Baseline Demand Consumption (GWh) | TYNEMOUTH | NPg Best View (Not in FES) | Dem_BB08a_NPgSubComponent | GWh | NPgN | Tynemouth 1 |  | 294.8132 | 293.8762 | 293.9741 | 294.1916 | 294.6177 | 295.1797 | 296.0058 | 296.917 | 297.9916 | 299.3367 | 299.9624 | 300.5059 | 301.0254 | 301.2453 | 300.6405 | 299.9891 | 299.3218 | 298.6759 | 298.0435 | 297.4261 | 296.814 | 296.1838 | 295.5571 | 294.9355 | 294.319 | 293.7072 | 293.0997 | 292.4954 | 292.1544
NPgN | GSP | NPg Best View | Domestic Baseline Demand Consumption (GWh) | WEST BOLDON | NPg Best View (Not in FES) | Dem_BB08a_NPgSubComponent | GWh | NPgN | West Boldon |  | 388.9399 | 386.6068 | 385.6798 | 384.9399 | 384.4507 | 384.1792 | 384.3125 | 384.6023 | 385.1386 | 386.0304 | 386.0539 | 386.0649 | 386.0619 | 385.7429 | 384.5141 | 383.2643 | 382.0314 | 380.831 | 379.6569 | 378.5036 | 377.3664 | 376.2226 | 375.085 | 373.9549 | 372.8324 | 371.717 | 370.6083 | 369.5053 | 368.704
NPgY | GSP | NPg Best View | Domestic Baseline Demand Consumption (GWh) | BRADFORD WEST | NPg Best View (Not in FES) | Dem_BB08a_NPgSubComponent | GWh | NPgY | Bradford West |  | 743.4196 | 739.6942 | 738.641 | 737.7279 | 737.2286 | 737.0122 | 737.5144 | 738.2891 | 739.5268 | 741.3683 | 741.7791 | 742.2244 | 742.6969 | 741.7666 | 736.679 | 731.6803 | 726.8185 | 722.0562 | 717.3409 | 712.6859 | 708.0764 | 703.4587 | 698.8548 | 694.2726 | 689.7121 | 685.1713 | 680.648 | 676.1362 | 672.9976
NPgY | GSP | NPg Best View | Domestic Baseline Demand Consumption (GWh) | CAMBLESFORTH | NPg Best View (Not in FES) | Dem_BB08a_NPgSubComponent | GWh | NPgY | Camblesforth |  | 47.1788 | 47.0223 | 47.022 | 47.031 | 47.0595 | 47.0954 | 47.1744 | 47.2706 | 47.3889 | 47.5426 | 47.5858 | 47.6293 | 47.6732 | 47.6559 | 47.4685 | 47.2807 | 47.1025 | 46.9324 | 46.759 | 46.5869 | 46.4177 | 46.2469 | 46.076 | 45.9054 | 45.7353 | 45.5656 | 45.3962 | 45.2262 | 45.1092
NPgY | GSP | NPg Best View | Domestic Baseline Demand Consumption (GWh) | CREYKE BECK | NPg Best View (Not in FES) | Dem_BB08a_NPgSubComponent | GWh | NPgY | Creyke Beck |  | 618.054 | 614.8439 | 613.8513 | 613.1074 | 612.7079 | 612.5321 | 612.9873 | 613.6586 | 614.6884 | 616.2489 | 616.4289 | 616.5759 | 616.7222 | 616.2518 | 613.9342 | 611.5717 | 609.2689 | 607.0491 | 604.861 | 602.7135 | 600.5987 | 598.4835 | 596.3743 | 594.2753 | 592.1868 | 590.1079 | 588.0372 | 585.9703 | 584.4917
NPgY | GSP | NPg Best View | Domestic Baseline Demand Consumption (GWh) | DRAX | NPg Best View (Not in FES) | Dem_BB08a_NPgSubComponent | GWh | NPgY | Drax |  | 62.4858 | 62.7343 | 63.2164 | 63.6805 | 64.1331 | 64.5793 | 65.0713 | 65.5705 | 66.0926 | 66.6446 | 67.0378 | 67.4092 | 67.7594 | 68.0575 | 68.2551 | 68.4605 | 68.6775 | 68.8856 | 69.0704 | 69.244 | 69.4138 | 69.5711 | 69.7248 | 69.8758 | 70.025 | 70.1719 | 70.3164 | 70.4552 | 70.6158
NPgY | GSP | NPg Best View | Domestic Baseline Demand Consumption (GWh) | ELLAND | NPg Best View (Not in FES) | Dem_BB08a_NPgSubComponent | GWh | NPgY | Elland |  | 531.1481 | 528.744 | 528.1949 | 527.8061 | 527.698 | 527.8106 | 528.4552 | 529.2981 | 530.4454 | 532.0572 | 532.551 | 533.085 | 533.6302 | 533.4601 | 531.1404 | 528.8731 | 526.6987 | 524.5794 | 522.4954 | 520.4403 | 518.4269 | 516.4096 | 514.3982 | 512.3966 | 510.4052 | 508.4226 | 506.4478 | 504.4776 | 503.2159
NPgY | GSP | NPg Best View | Domestic Baseline Demand Consumption (GWh) | FERRYBRIDGE A | NPg Best View (Not in FES) | Dem_BB08a_NPgSubComponent | GWh | NPgY | Ferrybridge A |  | 181.7803 | 181.1716 | 181.8236 | 182.4877 | 183.1706 | 183.8857 | 184.7151 | 185.5781 | 186.5218 | 187.582 | 188.2916 | 188.9941 | 189.6782 | 190.1944 | 190.2406 | 190.2909 | 190.3527 | 190.4112 | 190.455 | 190.4861 | 190.5087 | 190.5101 | 190.5106 | 190.5114 | 190.5126 | 190.5139 | 190.5149 | 190.5136 | 190.6579
NPgY | GSP | NPg Best View | Domestic Baseline Demand Consumption (GWh) | FERRYBRIDGE B | NPg Best View (Not in FES) | Dem_BB08a_NPgSubComponent | GWh | NPgY | Ferrybridge B (_M) |  | 395.6267 | 394.7369 | 395.318 | 396.0261 | 396.9155 | 397.9739 | 399.349 | 400.8319 | 402.5298 | 404.5197 | 405.6745 | 406.7753 | 407.8359 | 408.0157 | 405.5826 | 403.1484 | 400.7271 | 398.3408 | 395.964 | 393.5968 | 391.2456 | 388.8731 | 386.5034 | 384.1419 | 381.7892 | 379.4438 | 377.1043 | 374.7653 | 373.2582
NPgY | GSP | NPg Best View | Domestic Baseline Demand Consumption (GWh) | GRIMSBY WEST | NPg Best View (Not in FES) | Dem_BB08a_NPgSubComponent | GWh | NPgY | Grimsby West |  | 212.0031 | 210.5944 | 209.8442 | 209.1595 | 208.617 | 208.1775 | 207.9639 | 207.8165 | 207.8266 | 208.0313 | 207.7964 | 207.5898 | 207.3932 | 207.1006 | 206.4595 | 205.8285 | 205.2426 | 204.6788 | 204.1285 | 203.5777 | 203.04 | 202.4975 | 201.9567 | 201.4184 | 200.8825 | 200.349 | 199.8174 | 199.2872 | 198.8746
NPgY | GSP | NPg Best View | Domestic Baseline Demand Consumption (GWh) | JORDANTHORPE | NPg Best View (Not in FES) | Dem_BB08a_NPgSubComponent | GWh | NPgY | Jordanthorpe |  | 130.1186 | 129.3052 | 129.4852 | 129.7134 | 129.9776 | 130.2842 | 130.6568 | 131.0521 | 131.5203 | 132.0771 | 132.3964 | 132.6797 | 132.9493 | 133.0273 | 132.4916 | 131.9488 | 131.3816 | 130.8259 | 130.2745 | 129.7285 | 129.1868 | 128.6399 | 128.0916 | 127.5436 | 126.9962 | 126.4489 | 125.9013 | 125.3507 | 124.9881
NPgY | GSP | NPg Best View | Domestic Baseline Demand Consumption (GWh) | KEADBY | NPg Best View (Not in FES) | Dem_BB08a_NPgSubComponent | GWh | NPgY | Keadby |  | 304.4507 | 303.5314 | 303.6913 | 303.8671 | 304.1733 | 304.5372 | 305.1952 | 305.9201 | 306.8073 | 307.9537 | 308.3836 | 308.8161 | 309.2457 | 309.3288 | 308.5307 | 307.7531 | 307.0257 | 306.317 | 305.5704 | 304.8283 | 304.1011 | 303.3592 | 302.6142 | 301.8694 | 301.1259 | 300.383 | 299.6397 | 298.8898 | 298.4167
NPgY | GSP | NPg Best View | Domestic Baseline Demand Consumption (GWh) | KIRKSTALL B | NPg Best View (Not in FES) | Dem_BB08a_NPgSubComponent | GWh | NPgY | Kirkstall B |  | 327.0196 | 325.5609 | 325.3965 | 325.4472 | 325.7508 | 326.2937 | 327.1276 | 328.0792 | 329.2623 | 330.7427 | 331.3973 | 331.9526 | 332.4665 | 332.6243 | 331.6 | 330.4901 | 329.3257 | 328.2147 | 327.1536 | 326.122 | 325.121 | 324.1342 | 323.1495 | 322.1692 | 321.1936 | 320.2221 | 319.254 | 318.2872 | 317.6866
NPgY | GSP | NPg Best View | Domestic Baseline Demand Consumption (GWh) | NEEPSEND | NPg Best View (Not in FES) | Dem_BB08a_NPgSubComponent | GWh | NPgY | Neepsend |  | 159.0812 | 158.2876 | 158.4463 | 158.6919 | 159.0216 | 159.4371 | 159.9586 | 160.5231 | 161.1958 | 162.0039 | 162.4619 | 162.8697 | 163.2598 | 163.4746 | 163.1091 | 162.7054 | 162.2597 | 161.8307 | 161.4201 | 161.0181 | 160.6197 | 160.2168 | 159.8146 | 159.4143 | 159.0158 | 158.619 | 158.2234 | 157.8278 | 157.6131
NPgY | GSP | NPg Best View | Domestic Baseline Demand Consumption (GWh) | NORTON LEES | NPg Best View (Not in FES) | Dem_BB08a_NPgSubComponent | GWh | NPgY | Norton Lees |  | 148.459 | 147.9253 | 148.0188 | 148.2 | 148.4782 | 148.8473 | 149.3293 | 149.8563 | 150.4873 | 151.2486 | 151.6781 | 152.0626 | 152.4317 | 152.5319 | 151.7786 | 150.9958 | 150.179 | 149.3812 | 148.6049 | 147.8397 | 147.0804 | 146.316 | 145.5537 | 144.7949 | 144.0397 | 143.2877 | 142.5385 | 141.791 | 141.3151
NPgY | GSP | NPg Best View | Domestic Baseline Demand Consumption (GWh) | PITSMOOR 3/4 | NPg Best View (Not in FES) | Dem_BB08a_NPgSubComponent | GWh | NPgY | Pitsmoor |  | 62.9858 | 62.8021 | 62.8704 | 62.9797 | 63.1359 | 63.335 | 63.5851 | 63.8553 | 64.1734 | 64.5516 | 64.7758 | 64.9782 | 65.1731 | 65.2859 | 65.1284 | 64.9532 | 64.7602 | 64.5749 | 64.399 | 64.2274 | 64.0578 | 63.8863 | 63.7156 | 63.5462 | 63.3779 | 63.2109 | 63.0448 | 62.8793 | 62.799
NPgY | GSP | NPg Best View | Domestic Baseline Demand Consumption (GWh) | SALTEND NORTH | NPg Best View (Not in FES) | Dem_BB08a_NPgSubComponent | GWh | NPgY | Saltend North |  | 81.3047 | 80.8413 | 80.6768 | 80.5508 | 80.4759 | 80.4387 | 80.491 | 80.5721 | 80.7061 | 80.9167 | 80.9418 | 80.9608 | 80.9794 | 80.9429 | 80.7355 | 80.5212 | 80.3109 | 80.1087 | 79.9122 | 79.721 | 79.5332 | 79.3462 | 79.1599 | 78.9748 | 78.7909 | 78.6081 | 78.4264 | 78.2452 | 78.1188
NPgY | GSP | NPg Best View | Domestic Baseline Demand Consumption (GWh) | SHEFFIELD CITY | NPg Best View (Not in FES) | Dem_BB08a_NPgSubComponent | GWh | NPgY | Sheffield City |  | 89.6027 | 89.0447 | 89.0772 | 89.1509 | 89.2602 | 89.4095 | 89.6136 | 89.8404 | 90.1218 | 90.4723 | 90.6473 | 90.7995 | 90.9439 | 90.9588 | 90.5614 | 90.1485 | 89.7178 | 89.2959 | 88.8841 | 88.4774 | 88.0735 | 87.6676 | 87.2626 | 86.8591 | 86.4571 | 86.0564 | 85.6567 | 85.2577 | 84.9899
NPgY | GSP | NPg Best View | Domestic Baseline Demand Consumption (GWh) | SKELTON GRANGE | NPg Best View (Not in FES) | Dem_BB08a_NPgSubComponent | GWh | NPgY | Skelton Grange |  | 856.664 | 853.2905 | 853.0463 | 853.1701 | 853.8157 | 854.9125 | 856.7696 | 858.9247 | 861.6019 | 865.0003 | 866.5092 | 867.899 | 869.244 | 869.0755 | 864.2694 | 859.4102 | 854.5641 | 849.8402 | 845.2162 | 840.665 | 836.1819 | 831.6988 | 827.2267 | 822.7741 | 818.3414 | 813.9265 | 809.527 | 805.1367 | 802.2404
NPgY | GSP | NPg Best View | Domestic Baseline Demand Consumption (GWh) | TEMPLEBOROUGH 275/33KV | NPg Best View (Not in FES) | Dem_BB08a_NPgSubComponent | GWh | NPgY | Templeborough |  | 10.1997 | 10.1618 | 10.1571 | 10.1551 | 10.1588 | 10.1664 | 10.1838 | 10.2052 | 10.233 | 10.2699 | 10.2865 | 10.3038 | 10.3216 | 10.3205 | 10.2666 | 10.2142 | 10.1635 | 10.1139 | 10.0644 | 10.0153 | 9.9665 | 9.9172 | 9.868 | 9.8191 | 9.7703 | 9.7218 | 9.6734 | 9.6252 | 9.5947
NPgY | GSP | NPg Best View | Domestic Baseline Demand Consumption (GWh) | THURCROFT | NPg Best View (Not in FES) | Dem_BB08a_NPgSubComponent | GWh | NPgY | Thurcroft |  | 283.5117 | 282.132 | 282.2905 | 282.506 | 282.8175 | 283.2002 | 283.7928 | 284.4756 | 285.3127 | 286.3717 | 286.9045 | 287.4308 | 287.9589 | 288.04 | 286.8315 | 285.641 | 284.4776 | 283.3367 | 282.1985 | 281.0665 | 279.9413 | 278.7998 | 277.66 | 276.5243 | 275.3928 | 274.2648 | 273.1394 | 272.0145 | 271.3129
NPgY | GSP | NPg Best View | Domestic Baseline Demand Consumption (GWh) | WEST MELTON / THORPE MARSH | NPg Best View (Not in FES) | Dem_BB08a_NPgSubComponent | GWh | NPgY | Thorpe Marsh |  | 521.978 | 520.0769 | 520.1676 | 520.3833 | 520.845 | 521.4763 | 522.5796 | 523.8903 | 525.518 | 527.5997 | 528.6233 | 529.652 | 530.6807 | 530.9325 | 528.8918 | 526.8791 | 524.934 | 523.0233 | 521.1185 | 519.2144 | 517.3158 | 515.3837 | 513.4563 | 511.5378 | 509.6284 | 507.7268 | 505.8318 | 503.9404 | 502.8008
NPgY | GSP | NPg Best View | Domestic Baseline Demand Consumption (GWh) | WEST MELTON SECTION 3 | NPg Best View (Not in FES) | Dem_BB08a_NPgSubComponent | GWh | NPgY | West Melton |  | 542.8911 | 540.6498 | 541.4951 | 542.4386 | 543.5321 | 544.7937 | 546.4677 | 548.2875 | 550.3825 | 552.8765 | 554.3314 | 555.7868 | 557.215 | 557.9969 | 556.8927 | 555.8123 | 554.7679 | 553.7355 | 552.6852 | 551.6147 | 550.5314 | 549.4024 | 548.2745 | 547.1515 | 546.0339 | 544.9205 | 543.8099 | 542.6975 | 542.1895
NPgY | GSP | NPg Best View | Domestic Baseline Demand Consumption (GWh) | WINCOBANK | NPg Best View (Not in FES) | Dem_BB08a_NPgSubComponent | GWh | NPgY | Wincobank |  | 32.0182 | 31.8256 | 31.8149 | 31.8067 | 31.8029 | 31.8028 | 31.8206 | 31.8469 | 31.8866 | 31.945 | 31.9627 | 31.9817 | 32.0024 | 31.91 | 31.4883 | 31.0726 | 30.6629 | 30.2576 | 29.8546 | 29.4538 | 29.0555 | 28.6559 | 28.2569 | 27.8593 | 27.4628 | 27.0674 | 26.6729 | 26.2792 | 25.9944
NPgN | GSP | NG FES - Consumer Transformation | Domestic Baseline Demand Consumption (GWh) | BLYTH 66kV | Consumer Transformation | Dem_BB08a_NPgSubComponent | GWh | NPgN | Blyth 66kV |  | 227.3801 | 226.553 | 226.5532 | 226.6184 | 226.8348 | 227.1127 | 227.6044 | 228.1479 | 228.8088 | 229.6664 | 229.981 | 230.2725 | 230.5481 | 230.5654 | 229.9167 | 229.2342 | 228.5658 | 227.9102 | 227.2547 | 226.6081 | 225.9653 | 225.3135 | 224.6642 | 224.0187 | 223.3769 | 222.7386 | 222.1034 | 221.4704 | 221.0497
NPgN | GSP | NG FES - Consumer Transformation | Domestic Baseline Demand Consumption (GWh) | BLYTH 132kV | Consumer Transformation | Dem_BB08a_NPgSubComponent | GWh | NPgN | Blyth 132kV |  | 81.8494 | 81.4797 | 81.4627 | 81.464 | 81.5144 | 81.5792 | 81.7217 | 81.8808 | 82.0808 | 82.3497 | 82.4267 | 82.5027 | 82.574 | 82.5781 | 82.4286 | 82.2723 | 82.125 | 81.9806 | 81.8286 | 81.6771 | 81.5259 | 81.3719 | 81.2177 | 81.0638 | 80.9103 | 80.7572 | 80.6042 | 80.4505 | 80.3427
NPgN | GSP | NG FES - Consumer Transformation | Domestic Baseline Demand Consumption (GWh) | FOURSTONES | Consumer Transformation | Dem_BB08a_NPgSubComponent | GWh | NPgN | Fourstones |  | 23.6565 | 23.543 | 23.516 | 23.4963 | 23.4916 | 23.4939 | 23.5197 | 23.5516 | 23.5961 | 23.6607 | 23.6721 | 23.6834 | 23.6936 | 23.673 | 23.571 | 23.4694 | 23.3703 | 23.2722 | 23.1719 | 23.0719 | 22.9723 | 22.8722 | 22.772 | 22.672 | 22.5723 | 22.4727 | 22.3733 | 22.2737 | 22.1993
NPgN | GSP | NG FES - Consumer Transformation | Domestic Baseline Demand Consumption (GWh) | HARTMOOR | Consumer Transformation | Dem_BB08a_NPgSubComponent | GWh | NPgN | Hart Moor |  | 134.8711 | 134.1068 | 133.7254 | 133.3788 | 133.1074 | 132.8846 | 132.7859 | 132.7309 | 132.7416 | 132.868 | 132.7486 | 132.6321 | 132.5205 | 132.0353 | 130.4464 | 128.8657 | 127.3052 | 125.7641 | 124.2337 | 122.7176 | 121.2052 | 119.6937 | 118.1879 | 116.6895 | 115.1983 | 113.714 | 112.2359 | 110.7637 | 109.6553
NPgN | GSP | NG FES - Consumer Transformation | Domestic Baseline Demand Consumption (GWh) | HAWTHORN PIT GRID | Consumer Transformation | Dem_BB08a_NPgSubComponent | GWh | NPgN | Hawthorn Pit |  | 169.1048 | 167.769 | 167.5686 | 167.4159 | 167.306 | 167.2361 | 167.2868 | 167.3749 | 167.5432 | 167.8317 | 167.7812 | 167.7189 | 167.6451 | 167.4457 | 166.8612 | 166.2635 | 165.6695 | 165.0869 | 164.5176 | 163.9551 | 163.3957 | 162.8358 | 162.2769 | 161.7197 | 161.1641 | 160.6097 | 160.0565 | 159.5039 | 159.0754
NPgN | GSP | NG FES - Consumer Transformation | Domestic Baseline Demand Consumption (GWh) | KNARESBOROUGH | Consumer Transformation | Dem_BB08a_NPgSubComponent | GWh | NPgN | Knaresborough |  | 211.6619 | 210.2723 | 209.701 | 209.1714 | 208.7359 | 208.3942 | 208.279 | 208.219 | 208.2945 | 208.5961 | 208.481 | 208.4101 | 208.3489 | 208.0547 | 207.1884 | 206.3408 | 205.5637 | 204.8052 | 204.0596 | 203.3204 | 202.602 | 201.8861 | 201.172 | 200.4608 | 199.7525 | 199.0469 | 198.3434 | 197.6414 | 197.1379
NPgN | GSP | NG FES - Consumer Transformation | Domestic Baseline Demand Consumption (GWh) | LACKENBY | Consumer Transformation | Dem_BB08a_NPgSubComponent | GWh | NPgN | Lackenby |  | 294.6712 | 292.7779 | 292.2033 | 291.6747 | 291.2772 | 290.9834 | 290.967 | 291.0171 | 291.2029 | 291.6136 | 291.435 | 291.2655 | 291.091 | 290.5427 | 288.8362 | 287.1367 | 285.4688 | 283.8206 | 282.1936 | 280.5803 | 278.985 | 277.38 | 275.7809 | 274.1896 | 272.6061 | 271.0296 | 269.4595 | 267.8949 | 266.7017
NPgN | GSP | NG FES - Consumer Transformation | Domestic Baseline Demand Consumption (GWh) | NORTON | Consumer Transformation | Dem_BB08a_NPgSubComponent | GWh | NPgN | Norton |  | 707.2577 | 702.9081 | 700.9318 | 699.1582 | 697.7133 | 696.5378 | 696.0529 | 695.7641 | 695.9155 | 696.6221 | 695.9161 | 695.2981 | 694.6973 | 692.7993 | 686.9777 | 681.2209 | 675.6016 | 670.0779 | 664.6137 | 659.1831 | 653.802 | 648.421 | 643.0571 | 637.7172 | 632.401 | 627.1065 | 621.8318 | 616.5743 | 612.6084
NPgN | GSP | NG FES - Consumer Transformation | Domestic Baseline Demand Consumption (GWh) | OFFERTON | Consumer Transformation | Dem_BB08a_NPgSubComponent | GWh | NPgN | Offerton |  | 102.1186 | 101.4317 | 101.0986 | 100.8118 | 100.5862 | 100.4139 | 100.3523 | 100.3309 | 100.3718 | 100.4974 | 100.3997 | 100.3078 | 100.2127 | 100.0337 | 99.6048 | 99.1733 | 98.7546 | 98.3442 | 97.9432 | 97.5472 | 97.1549 | 96.766 | 96.3786 | 95.993 | 95.6091 | 95.2269 | 94.8462 | 94.4669 | 94.1704
NPgN | GSP | NG FES - Consumer Transformation | Domestic Baseline Demand Consumption (GWh) | OSBALDWICK | Consumer Transformation | Dem_BB08a_NPgSubComponent | GWh | NPgN | Osbaldwick |  | 457.9398 | 455.0459 | 454.8606 | 454.8982 | 455.1295 | 455.5389 | 456.2264 | 456.9946 | 458.0084 | 459.3787 | 459.7135 | 459.881 | 459.9658 | 459.6942 | 458.1177 | 456.4239 | 454.6588 | 452.9948 | 451.407 | 449.8708 | 448.3552 | 446.8479 | 445.3421 | 443.8403 | 442.3428 | 440.8487 | 439.3571 | 437.8652 | 436.7797
NPgN | GSP | NG FES - Consumer Transformation | Domestic Baseline Demand Consumption (GWh) | POPPLETON | Consumer Transformation | Dem_BB08a_NPgSubComponent | GWh | NPgN | Poppleton |  | 80.3394 | 79.858 | 79.7071 | 79.6168 | 79.5788 | 79.5913 | 79.6487 | 79.7286 | 79.858 | 80.0634 | 80.0664 | 80.0233 | 79.9745 | 79.7721 | 79.0314 | 78.2583 | 77.4548 | 76.6922 | 75.9638 | 75.2564 | 74.5589 | 73.8685 | 73.1798 | 72.4937 | 71.8101 | 71.1287 | 70.4494 | 69.7719 | 69.2668
NPgN | GSP | NG FES - Consumer Transformation | Domestic Baseline Demand Consumption (GWh) | SALTHOLME | Consumer Transformation | Dem_BB08a_NPgSubComponent | GWh | NPgN | Saltholme |  | 4.1844 | 4.1587 | 4.1441 | 4.1308 | 4.1198 | 4.1104 | 4.1051 | 4.1012 | 4.0994 | 4.1012 | 4.0956 | 4.0903 | 4.0851 | 4.0685 | 4.0179 | 3.9677 | 3.9181 | 3.8692 | 3.8206 | 3.7724 | 3.7244 | 3.6764 | 3.6287 | 3.5812 | 3.5339 | 3.4869 | 3.44 | 3.3934 | 3.358
NPgN | GSP | NG FES - Consumer Transformation | Domestic Baseline Demand Consumption (GWh) | SOUTH SHIELDS | Consumer Transformation | Dem_BB08a_NPgSubComponent | GWh | NPgN | South Shields |  | 61.9989 | 61.7491 | 61.7112 | 61.6957 | 61.7162 | 61.7618 | 61.8723 | 62.0048 | 62.1744 | 62.3991 | 62.4834 | 62.5647 | 62.6452 | 62.6834 | 62.6248 | 62.5647 | 62.5068 | 62.4493 | 62.3915 | 62.3322 | 62.2738 | 62.2086 | 62.1441 | 62.0804 | 62.0175 | 61.9554 | 61.8941 | 61.8334 | 61.8052
NPgN | GSP | NG FES - Consumer Transformation | Domestic Baseline Demand Consumption (GWh) | SPADEADAM | Consumer Transformation | Dem_BB08a_NPgSubComponent | GWh | NPgN | Spadeadam - Not in NG FES |  | 9.9888 | 9.9487 | 9.947 | 9.9478 | 9.9554 | 9.9652 | 9.9852 | 10.0072 | 10.0346 | 10.0708 | 10.0823 | 10.0936 | 10.1042 | 10.1088 | 10.1014 | 10.0932 | 10.086 | 10.0792 | 10.0711 | 10.0629 | 10.0548 | 10.0463 | 10.0376 | 10.029 | 10.0204 | 10.0117 | 10.0031 | 9.9942 | 9.9886
NPgN | GSP | NG FES - Consumer Transformation | Domestic Baseline Demand Consumption (GWh) | SPENNYMOOR | Consumer Transformation | Dem_BB08a_NPgSubComponent | GWh | NPgN | Spennymoor |  | 298.9772 | 297.7354 | 297.6521 | 297.6833 | 297.8681 | 298.1577 | 298.7036 | 299.3141 | 300.0882 | 301.1235 | 301.4318 | 301.6896 | 301.9189 | 301.7888 | 300.5572 | 299.2949 | 298.0237 | 296.7767 | 295.5525 | 294.343 | 293.1399 | 291.9271 | 290.7174 | 289.5127 | 288.3133 | 287.1185 | 285.9277 | 284.7394 | 283.9026
NPgN | GSP | NG FES - Consumer Transformation | Domestic Baseline Demand Consumption (GWh) | STELLA NORTH | Consumer Transformation | Dem_BB08a_NPgSubComponent | GWh | NPgN | Stella North |  | 361.2365 | 359.0659 | 358.3945 | 358.0228 | 357.9656 | 358.1881 | 358.7179 | 359.3766 | 360.2645 | 361.5017 | 361.8336 | 362.0347 | 362.1707 | 361.9869 | 360.7635 | 359.4314 | 358.0091 | 356.63 | 355.3151 | 354.0611 | 352.8398 | 351.6219 | 350.4092 | 349.2039 | 348.0059 | 346.815 | 345.6303 | 344.4502 | 343.6012
NPgN | GSP | NG FES - Consumer Transformation | Domestic Baseline Demand Consumption (GWh) | STELLA SOUTH | Consumer Transformation | Dem_BB08a_NPgSubComponent | GWh | NPgN | Stella South |  | 259.6721 | 258.1068 | 257.8601 | 257.6931 | 257.636 | 257.6562 | 257.8911 | 258.1891 | 258.6222 | 259.267 | 259.3492 | 259.4112 | 259.4573 | 259.2293 | 258.1949 | 257.142 | 256.0969 | 255.0719 | 254.0598 | 253.0591 | 252.0644 | 251.0648 | 250.068 | 249.0753 | 248.0867 | 247.1019 | 246.1202 | 245.1408 | 244.421
NPgN | GSP | NG FES - Consumer Transformation | Domestic Baseline Demand Consumption (GWh) | TYNEMOUTH | Consumer Transformation | Dem_BB08a_NPgSubComponent | GWh | NPgN | Tynemouth 1 |  | 294.8132 | 293.8762 | 293.9741 | 294.1916 | 294.6177 | 295.1797 | 296.0058 | 296.917 | 297.9916 | 299.3367 | 299.9624 | 300.5059 | 301.0254 | 301.2453 | 300.6405 | 299.9891 | 299.3218 | 298.6759 | 298.0435 | 297.4261 | 296.814 | 296.1838 | 295.5571 | 294.9355 | 294.319 | 293.7072 | 293.0997 | 292.4954 | 292.1544
NPgN | GSP | NG FES - Consumer Transformation | Domestic Baseline Demand Consumption (GWh) | WEST BOLDON | Consumer Transformation | Dem_BB08a_NPgSubComponent | GWh | NPgN | West Boldon |  | 388.9399 | 386.6068 | 385.6798 | 384.9399 | 384.4507 | 384.1792 | 384.3125 | 384.6023 | 385.1386 | 386.0304 | 386.0539 | 386.0649 | 386.0619 | 385.7429 | 384.5141 | 383.2643 | 382.0314 | 380.831 | 379.6569 | 378.5036 | 377.3664 | 376.2226 | 375.085 | 373.9549 | 372.8324 | 371.717 | 370.6083 | 369.5053 | 368.704
NPgY | GSP | NG FES - Consumer Transformation | Domestic Baseline Demand Consumption (GWh) | BRADFORD WEST | Consumer Transformation | Dem_BB08a_NPgSubComponent | GWh | NPgY | Bradford West |  | 743.4196 | 739.6942 | 738.641 | 737.7279 | 737.2286 | 737.0122 | 737.5144 | 738.2891 | 739.5268 | 741.3683 | 741.7791 | 742.2244 | 742.6969 | 741.7666 | 736.679 | 731.6803 | 726.8185 | 722.0562 | 717.3409 | 712.6859 | 708.0764 | 703.4587 | 698.8548 | 694.2726 | 689.7121 | 685.1713 | 680.648 | 676.1362 | 672.9976
NPgY | GSP | NG FES - Consumer Transformation | Domestic Baseline Demand Consumption (GWh) | CAMBLESFORTH | Consumer Transformation | Dem_BB08a_NPgSubComponent | GWh | NPgY | Camblesforth |  | 47.1788 | 47.0223 | 47.022 | 47.031 | 47.0595 | 47.0954 | 47.1744 | 47.2706 | 47.3889 | 47.5426 | 47.5858 | 47.6293 | 47.6732 | 47.6559 | 47.4685 | 47.2807 | 47.1025 | 46.9324 | 46.759 | 46.5869 | 46.4177 | 46.2469 | 46.076 | 45.9054 | 45.7353 | 45.5656 | 45.3962 | 45.2262 | 45.1092
NPgY | GSP | NG FES - Consumer Transformation | Domestic Baseline Demand Consumption (GWh) | CREYKE BECK | Consumer Transformation | Dem_BB08a_NPgSubComponent | GWh | NPgY | Creyke Beck |  | 618.054 | 614.8439 | 613.8513 | 613.1074 | 612.7079 | 612.5321 | 612.9873 | 613.6586 | 614.6884 | 616.2489 | 616.4289 | 616.5759 | 616.7222 | 616.2518 | 613.9342 | 611.5717 | 609.2689 | 607.0491 | 604.861 | 602.7135 | 600.5987 | 598.4835 | 596.3743 | 594.2753 | 592.1868 | 590.1079 | 588.0372 | 585.9703 | 584.4917
NPgY | GSP | NG FES - Consumer Transformation | Domestic Baseline Demand Consumption (GWh) | DRAX | Consumer Transformation | Dem_BB08a_NPgSubComponent | GWh | NPgY | Drax |  | 62.4858 | 62.7343 | 63.2164 | 63.6805 | 64.1331 | 64.5793 | 65.0713 | 65.5705 | 66.0926 | 66.6446 | 67.0378 | 67.4092 | 67.7594 | 68.0575 | 68.2551 | 68.4605 | 68.6775 | 68.8856 | 69.0704 | 69.244 | 69.4138 | 69.5711 | 69.7248 | 69.8758 | 70.025 | 70.1719 | 70.3164 | 70.4552 | 70.6158
NPgY | GSP | NG FES - Consumer Transformation | Domestic Baseline Demand Consumption (GWh) | ELLAND | Consumer Transformation | Dem_BB08a_NPgSubComponent | GWh | NPgY | Elland |  | 531.1481 | 528.744 | 528.1949 | 527.8061 | 527.698 | 527.8106 | 528.4552 | 529.2981 | 530.4454 | 532.0572 | 532.551 | 533.085 | 533.6302 | 533.4601 | 531.1404 | 528.8731 | 526.6987 | 524.5794 | 522.4954 | 520.4403 | 518.4269 | 516.4096 | 514.3982 | 512.3966 | 510.4052 | 508.4226 | 506.4478 | 504.4776 | 503.2159
NPgY | GSP | NG FES - Consumer Transformation | Domestic Baseline Demand Consumption (GWh) | FERRYBRIDGE A | Consumer Transformation | Dem_BB08a_NPgSubComponent | GWh | NPgY | Ferrybridge A |  | 181.7803 | 181.1716 | 181.8236 | 182.4877 | 183.1706 | 183.8857 | 184.7151 | 185.5781 | 186.5218 | 187.582 | 188.2916 | 188.9941 | 189.6782 | 190.1944 | 190.2406 | 190.2909 | 190.3527 | 190.4112 | 190.455 | 190.4861 | 190.5087 | 190.5101 | 190.5106 | 190.5114 | 190.5126 | 190.5139 | 190.5149 | 190.5136 | 190.6579
NPgY | GSP | NG FES - Consumer Transformation | Domestic Baseline Demand Consumption (GWh) | FERRYBRIDGE B | Consumer Transformation | Dem_BB08a_NPgSubComponent | GWh | NPgY | Ferrybridge B (_M) |  | 395.6267 | 394.7369 | 395.318 | 396.0261 | 396.9155 | 397.9739 | 399.349 | 400.8319 | 402.5298 | 404.5197 | 405.6745 | 406.7753 | 407.8359 | 408.0157 | 405.5826 | 403.1484 | 400.7271 | 398.3408 | 395.964 | 393.5968 | 391.2456 | 388.8731 | 386.5034 | 384.1419 | 381.7892 | 379.4438 | 377.1043 | 374.7653 | 373.2582
NPgY | GSP | NG FES - Consumer Transformation | Domestic Baseline Demand Consumption (GWh) | GRIMSBY WEST | Consumer Transformation | Dem_BB08a_NPgSubComponent | GWh | NPgY | Grimsby West |  | 212.0031 | 210.5944 | 209.8442 | 209.1595 | 208.617 | 208.1775 | 207.9639 | 207.8165 | 207.8266 | 208.0313 | 207.7964 | 207.5898 | 207.3932 | 207.1006 | 206.4595 | 205.8285 | 205.2426 | 204.6788 | 204.1285 | 203.5777 | 203.04 | 202.4975 | 201.9567 | 201.4184 | 200.8825 | 200.349 | 199.8174 | 199.2872 | 198.8746
NPgY | GSP | NG FES - Consumer Transformation | Domestic Baseline Demand Consumption (GWh) | JORDANTHORPE | Consumer Transformation | Dem_BB08a_NPgSubComponent | GWh | NPgY | Jordanthorpe |  | 130.1186 | 129.3052 | 129.4852 | 129.7134 | 129.9776 | 130.2842 | 130.6568 | 131.0521 | 131.5203 | 132.0771 | 132.3964 | 132.6797 | 132.9493 | 133.0273 | 132.4916 | 131.9488 | 131.3816 | 130.8259 | 130.2745 | 129.7285 | 129.1868 | 128.6399 | 128.0916 | 127.5436 | 126.9962 | 126.4489 | 125.9013 | 125.3507 | 124.9881
NPgY | GSP | NG FES - Consumer Transformation | Domestic Baseline Demand Consumption (GWh) | KEADBY | Consumer Transformation | Dem_BB08a_NPgSubComponent | GWh | NPgY | Keadby |  | 304.4507 | 303.5314 | 303.6913 | 303.8671 | 304.1733 | 304.5372 | 305.1952 | 305.9201 | 306.8073 | 307.9537 | 308.3836 | 308.8161 | 309.2457 | 309.3288 | 308.5307 | 307.7531 | 307.0257 | 306.317 | 305.5704 | 304.8283 | 304.1011 | 303.3592 | 302.6142 | 301.8694 | 301.1259 | 300.383 | 299.6397 | 298.8898 | 298.4167
NPgY | GSP | NG FES - Consumer Transformation | Domestic Baseline Demand Consumption (GWh) | KIRKSTALL B | Consumer Transformation | Dem_BB08a_NPgSubComponent | GWh | NPgY | Kirkstall B |  | 327.0196 | 325.5609 | 325.3965 | 325.4472 | 325.7508 | 326.2937 | 327.1276 | 328.0792 | 329.2623 | 330.7427 | 331.3973 | 331.9526 | 332.4665 | 332.6243 | 331.6 | 330.4901 | 329.3257 | 328.2147 | 327.1536 | 326.122 | 325.121 | 324.1342 | 323.1495 | 322.1692 | 321.1936 | 320.2221 | 319.254 | 318.2872 | 317.6866
NPgY | GSP | NG FES - Consumer Transformation | Domestic Baseline Demand Consumption (GWh) | NEEPSEND | Consumer Transformation | Dem_BB08a_NPgSubComponent | GWh | NPgY | Neepsend |  | 159.0812 | 158.2876 | 158.4463 | 158.6919 | 159.0216 | 159.4371 | 159.9586 | 160.5231 | 161.1958 | 162.0039 | 162.4619 | 162.8697 | 163.2598 | 163.4746 | 163.1091 | 162.7054 | 162.2597 | 161.8307 | 161.4201 | 161.0181 | 160.6197 | 160.2168 | 159.8146 | 159.4143 | 159.0158 | 158.619 | 158.2234 | 157.8278 | 157.6131
NPgY | GSP | NG FES - Consumer Transformation | Domestic Baseline Demand Consumption (GWh) | NORTON LEES | Consumer Transformation | Dem_BB08a_NPgSubComponent | GWh | NPgY | Norton Lees |  | 148.459 | 147.9253 | 148.0188 | 148.2 | 148.4782 | 148.8473 | 149.3293 | 149.8563 | 150.4873 | 151.2486 | 151.6781 | 152.0626 | 152.4317 | 152.5319 | 151.7786 | 150.9958 | 150.179 | 149.3812 | 148.6049 | 147.8397 | 147.0804 | 146.316 | 145.5537 | 144.7949 | 144.0397 | 143.2877 | 142.5385 | 141.791 | 141.3151
NPgY | GSP | NG FES - Consumer Transformation | Domestic Baseline Demand Consumption (GWh) | PITSMOOR 3/4 | Consumer Transformation | Dem_BB08a_NPgSubComponent | GWh | NPgY | Pitsmoor |  | 62.9858 | 62.8021 | 62.8704 | 62.9797 | 63.1359 | 63.335 | 63.5851 | 63.8553 | 64.1734 | 64.5516 | 64.7758 | 64.9782 | 65.1731 | 65.2859 | 65.1284 | 64.9532 | 64.7602 | 64.5749 | 64.399 | 64.2274 | 64.0578 | 63.8863 | 63.7156 | 63.5462 | 63.3779 | 63.2109 | 63.0448 | 62.8793 | 62.799
NPgY | GSP | NG FES - Consumer Transformation | Domestic Baseline Demand Consumption (GWh) | SALTEND NORTH | Consumer Transformation | Dem_BB08a_NPgSubComponent | GWh | NPgY | Saltend North |  | 81.3047 | 80.8413 | 80.6768 | 80.5508 | 80.4759 | 80.4387 | 80.491 | 80.5721 | 80.7061 | 80.9167 | 80.9418 | 80.9608 | 80.9794 | 80.9429 | 80.7355 | 80.5212 | 80.3109 | 80.1087 | 79.9122 | 79.721 | 79.5332 | 79.3462 | 79.1599 | 78.9748 | 78.7909 | 78.6081 | 78.4264 | 78.2452 | 78.1188
NPgY | GSP | NG FES - Consumer Transformation | Domestic Baseline Demand Consumption (GWh) | SHEFFIELD CITY | Consumer Transformation | Dem_BB08a_NPgSubComponent | GWh | NPgY | Sheffield City |  | 89.6027 | 89.0447 | 89.0772 | 89.1509 | 89.2602 | 89.4095 | 89.6136 | 89.8404 | 90.1218 | 90.4723 | 90.6473 | 90.7995 | 90.9439 | 90.9588 | 90.5614 | 90.1485 | 89.7178 | 89.2959 | 88.8841 | 88.4774 | 88.0735 | 87.6676 | 87.2626 | 86.8591 | 86.4571 | 86.0564 | 85.6567 | 85.2577 | 84.9899
NPgY | GSP | NG FES - Consumer Transformation | Domestic Baseline Demand Consumption (GWh) | SKELTON GRANGE | Consumer Transformation | Dem_BB08a_NPgSubComponent | GWh | NPgY | Skelton Grange |  | 856.664 | 853.2905 | 853.0463 | 853.1701 | 853.8157 | 854.9125 | 856.7696 | 858.9247 | 861.6019 | 865.0003 | 866.5092 | 867.899 | 869.244 | 869.0755 | 864.2694 | 859.4102 | 854.5641 | 849.8402 | 845.2162 | 840.665 | 836.1819 | 831.6988 | 827.2267 | 822.7741 | 818.3414 | 813.9265 | 809.527 | 805.1367 | 802.2404
NPgY | GSP | NG FES - Consumer Transformation | Domestic Baseline Demand Consumption (GWh) | TEMPLEBOROUGH 275/33KV | Consumer Transformation | Dem_BB08a_NPgSubComponent | GWh | NPgY | Templeborough |  | 10.1997 | 10.1618 | 10.1571 | 10.1551 | 10.1588 | 10.1664 | 10.1838 | 10.2052 | 10.233 | 10.2699 | 10.2865 | 10.3038 | 10.3216 | 10.3205 | 10.2666 | 10.2142 | 10.1635 | 10.1139 | 10.0644 | 10.0153 | 9.9665 | 9.9172 | 9.868 | 9.8191 | 9.7703 | 9.7218 | 9.6734 | 9.6252 | 9.5947
NPgY | GSP | NG FES - Consumer Transformation | Domestic Baseline Demand Consumption (GWh) | THURCROFT | Consumer Transformation | Dem_BB08a_NPgSubComponent | GWh | NPgY | Thurcroft |  | 283.5117 | 282.132 | 282.2905 | 282.506 | 282.8175 | 283.2002 | 283.7928 | 284.4756 | 285.3127 | 286.3717 | 286.9045 | 287.4308 | 287.9589 | 288.04 | 286.8315 | 285.641 | 284.4776 | 283.3367 | 282.1985 | 281.0665 | 279.9413 | 278.7998 | 277.66 | 276.5243 | 275.3928 | 274.2648 | 273.1394 | 272.0145 | 271.3129
NPgY | GSP | NG FES - Consumer Transformation | Domestic Baseline Demand Consumption (GWh) | WEST MELTON / THORPE MARSH | Consumer Transformation | Dem_BB08a_NPgSubComponent | GWh | NPgY | Thorpe Marsh |  | 521.978 | 520.0769 | 520.1676 | 520.3833 | 520.845 | 521.4763 | 522.5796 | 523.8903 | 525.518 | 527.5997 | 528.6233 | 529.652 | 530.6807 | 530.9325 | 528.8918 | 526.8791 | 524.934 | 523.0233 | 521.1185 | 519.2144 | 517.3158 | 515.3837 | 513.4563 | 511.5378 | 509.6284 | 507.7268 | 505.8318 | 503.9404 | 502.8008
NPgY | GSP | NG FES - Consumer Transformation | Domestic Baseline Demand Consumption (GWh) | WEST MELTON SECTION 3 | Consumer Transformation | Dem_BB08a_NPgSubComponent | GWh | NPgY | West Melton |  | 542.8911 | 540.6498 | 541.4951 | 542.4386 | 543.5321 | 544.7937 | 546.4677 | 548.2875 | 550.3825 | 552.8765 | 554.3314 | 555.7868 | 557.215 | 557.9969 | 556.8927 | 555.8123 | 554.7679 | 553.7355 | 552.6852 | 551.6147 | 550.5314 | 549.4024 | 548.2745 | 547.1515 | 546.0339 | 544.9205 | 543.8099 | 542.6975 | 542.1895
NPgY | GSP | NG FES - Consumer Transformation | Domestic Baseline Demand Consumption (GWh) | WINCOBANK | Consumer Transformation | Dem_BB08a_NPgSubComponent | GWh | NPgY | Wincobank |  | 32.0182 | 31.8256 | 31.8149 | 31.8067 | 31.8029 | 31.8028 | 31.8206 | 31.8469 | 31.8866 | 31.945 | 31.9627 | 31.9817 | 32.0024 | 31.91 | 31.4883 | 31.0726 | 30.6629 | 30.2576 | 29.8546 | 29.4538 | 29.0555 | 28.6559 | 28.2569 | 27.8593 | 27.4628 | 27.0674 | 26.6729 | 26.2792 | 25.9944
NPgN | GSP | NG FES - Falling Short | Domestic Baseline Demand Consumption (GWh) | BLYTH 66kV | Falling Short | Dem_BB08a_NPgSubComponent | GWh | NPgN | Blyth 66kV |  | 227.3801 | 226.6603 | 226.7266 | 226.8654 | 227.1591 | 227.5161 | 228.0832 | 228.6993 | 229.4315 | 230.3592 | 230.743 | 231.1027 | 231.4459 | 231.748 | 232.028 | 232.2606 | 232.5004 | 232.7468 | 232.9904 | 233.2383 | 233.4865 | 233.7279 | 233.9714 | 234.2165 | 234.4627 | 234.7109 | 234.9609 | 235.2129 | 235.4689
NPgN | GSP | NG FES - Falling Short | Domestic Baseline Demand Consumption (GWh) | BLYTH 132kV | Falling Short | Dem_BB08a_NPgSubComponent | GWh | NPgN | Blyth 132kV |  | 81.8494 | 81.53 | 81.5296 | 81.5535 | 81.6296 | 81.7216 | 81.8919 | 82.0782 | 82.3051 | 82.6007 | 82.7043 | 82.8069 | 82.9049 | 82.9854 | 83.0583 | 83.1181 | 83.1856 | 83.2549 | 83.3209 | 83.3873 | 83.4534 | 83.5175 | 83.5822 | 83.6468 | 83.7102 | 83.7743 | 83.8388 | 83.9037 | 83.9696
NPgN | GSP | NG FES - Falling Short | Domestic Baseline Demand Consumption (GWh) | FOURSTONES | Falling Short | Dem_BB08a_NPgSubComponent | GWh | NPgN | Fourstones |  | 23.6565 | 23.5537 | 23.5344 | 23.5231 | 23.5271 | 23.5384 | 23.5727 | 23.6128 | 23.6653 | 23.7379 | 23.7573 | 23.7765 | 23.7947 | 23.809 | 23.8218 | 23.832 | 23.844 | 23.8562 | 23.8678 | 23.8795 | 23.8912 | 23.9025 | 23.9141 | 23.9255 | 23.9365 | 23.9476 | 23.9589 | 23.9703 | 23.982
NPgN | GSP | NG FES - Falling Short | Domestic Baseline Demand Consumption (GWh) | HARTMOOR | Falling Short | Dem_BB08a_NPgSubComponent | GWh | NPgN | Hart Moor |  | 134.8711 | 134.2178 | 133.9348 | 133.689 | 133.5191 | 133.3981 | 133.3916 | 133.4233 | 133.5182 | 133.7265 | 133.6868 | 133.648 | 133.612 | 133.5763 | 133.546 | 133.5041 | 133.4683 | 133.4393 | 133.4101 | 133.3848 | 133.3536 | 133.322 | 133.2919 | 133.2631 | 133.2356 | 133.2095 | 133.1848 | 133.1616 | 133.1409
NPgN | GSP | NG FES - Falling Short | Domestic Baseline Demand Consumption (GWh) | HAWTHORN PIT GRID | Falling Short | Dem_BB08a_NPgSubComponent | GWh | NPgN | Hawthorn Pit |  | 169.1048 | 168.0799 | 167.922 | 167.8573 | 167.8572 | 167.9078 | 168.0864 | 168.3005 | 168.5921 | 169.0019 | 169.0711 | 169.1274 | 169.1719 | 169.2168 | 169.2512 | 169.2647 | 169.2789 | 169.3017 | 169.3359 | 169.3748 | 169.4147 | 169.4549 | 169.4961 | 169.5381 | 169.5806 | 169.624 | 169.6683 | 169.7134 | 169.7605
NPgN | GSP | NG FES - Falling Short | Domestic Baseline Demand Consumption (GWh) | KNARESBOROUGH | Falling Short | Dem_BB08a_NPgSubComponent | GWh | NPgN | Knaresborough |  | 211.6619 | 210.4189 | 209.909 | 209.4557 | 209.1034 | 208.8485 | 208.8182 | 208.8404 | 208.9962 | 209.3769 | 209.3396 | 209.3458 | 209.361 | 209.3463 | 209.3628 | 209.3865 | 209.4748 | 209.5767 | 209.6894 | 209.8052 | 209.9383 | 210.0752 | 210.214 | 210.3541 | 210.4948 | 210.6372 | 210.7812 | 210.9267 | 211.0757
NPgN | GSP | NG FES - Falling Short | Domestic Baseline Demand Consumption (GWh) | LACKENBY | Falling Short | Dem_BB08a_NPgSubComponent | GWh | NPgN | Lackenby |  | 294.6712 | 293.0844 | 292.6249 | 292.244 | 292.0097 | 291.8867 | 292.0386 | 292.2513 | 292.5961 | 293.1626 | 293.1374 | 293.119 | 293.094 | 293.0764 | 293.0319 | 292.9715 | 292.9291 | 292.8938 | 292.8709 | 292.8516 | 292.8409 | 292.8197 | 292.8009 | 292.784 | 292.7685 | 292.7552 | 292.7442 | 292.7353 | 292.7308
NPgN | GSP | NG FES - Falling Short | Domestic Baseline Demand Consumption (GWh) | NORTON | Falling Short | Dem_BB08a_NPgSubComponent | GWh | NPgN | Norton |  | 707.2577 | 703.3943 | 701.7835 | 700.3973 | 699.3495 | 698.5754 | 698.4618 | 698.5249 | 699.0192 | 700.0609 | 699.6825 | 699.3852 | 699.099 | 698.8416 | 698.5944 | 698.339 | 698.1749 | 698.065 | 697.9852 | 697.9066 | 697.847 | 697.787 | 697.7339 | 697.6863 | 697.6428 | 697.6061 | 697.5758 | 697.5519 | 697.5403
NPgN | GSP | NG FES - Falling Short | Domestic Baseline Demand Consumption (GWh) | OFFERTON | Falling Short | Dem_BB08a_NPgSubComponent | GWh | NPgN | Offerton |  | 102.1186 | 101.4666 | 101.1603 | 100.9019 | 100.7053 | 100.5623 | 100.5282 | 100.5332 | 100.6 | 100.751 | 100.6782 | 100.6108 | 100.5399 | 100.4689 | 100.3969 | 100.3177 | 100.2485 | 100.1852 | 100.1295 | 100.0768 | 100.0263 | 99.9795 | 99.9336 | 99.8885 | 99.8444 | 99.8011 | 99.7588 | 99.7174 | 99.6779
NPgN | GSP | NG FES - Falling Short | Domestic Baseline Demand Consumption (GWh) | OSBALDWICK | Falling Short | Dem_BB08a_NPgSubComponent | GWh | NPgN | Osbaldwick |  | 457.9398 | 455.7002 | 455.6492 | 455.9103 | 456.4079 | 457.1054 | 458.0915 | 459.153 | 460.4545 | 462.1085 | 462.7239 | 463.1693 | 463.5311 | 463.9575 | 464.3256 | 464.5446 | 464.6792 | 464.9065 | 465.2127 | 465.5646 | 465.931 | 466.3108 | 466.6938 | 467.0779 | 467.4609 | 467.8466 | 468.2348 | 468.625 | 469.0207
NPgN | GSP | NG FES - Falling Short | Domestic Baseline Demand Consumption (GWh) | POPPLETON | Falling Short | Dem_BB08a_NPgSubComponent | GWh | NPgN | Poppleton |  | 80.3394 | 79.9333 | 79.8298 | 79.7917 | 79.8083 | 79.8765 | 79.9861 | 80.1156 | 80.2935 | 80.5462 | 80.5954 | 80.5976 | 80.5932 | 80.6118 | 80.6162 | 80.5791 | 80.5043 | 80.4665 | 80.4591 | 80.4689 | 80.4851 | 80.509 | 80.5337 | 80.5591 | 80.5851 | 80.6119 | 80.6394 | 80.6676 | 80.6972
NPgN | GSP | NG FES - Falling Short | Domestic Baseline Demand Consumption (GWh) | SALTHOLME | Falling Short | Dem_BB08a_NPgSubComponent | GWh | NPgN | Saltholme |  | 4.1844 | 4.1618 | 4.1502 | 4.1399 | 4.1319 | 4.1256 | 4.1229 | 4.1216 | 4.1223 | 4.1264 | 4.1232 | 4.1201 | 4.1172 | 4.1142 | 4.1115 | 4.1086 | 4.1059 | 4.1034 | 4.1008 | 4.0983 | 4.0957 | 4.0931 | 4.0906 | 4.088 | 4.0856 | 4.0831 | 4.0808 | 4.0784 | 4.0762
NPgN | GSP | NG FES - Falling Short | Domestic Baseline Demand Consumption (GWh) | SOUTH SHIELDS | Falling Short | Dem_BB08a_NPgSubComponent | GWh | NPgN | South Shields |  | 61.9989 | 61.7646 | 61.7392 | 61.7369 | 61.7709 | 61.8301 | 61.9536 | 62.0987 | 62.2807 | 62.5177 | 62.6142 | 62.7075 | 62.8002 | 62.8834 | 62.9677 | 63.0484 | 63.1302 | 63.2114 | 63.2915 | 63.3694 | 63.4476 | 63.5192 | 63.5914 | 63.6641 | 63.7373 | 63.8109 | 63.8851 | 63.9598 | 64.0356
NPgN | GSP | NG FES - Falling Short | Domestic Baseline Demand Consumption (GWh) | SPADEADAM | Falling Short | Dem_BB08a_NPgSubComponent | GWh | NPgN | Spadeadam - Not in NG FES |  | 9.9888 | 9.9515 | 9.9512 | 9.9538 | 9.9633 | 9.9751 | 9.9971 | 10.0212 | 10.0506 | 10.0888 | 10.1023 | 10.1157 | 10.1285 | 10.139 | 10.1486 | 10.1566 | 10.1656 | 10.1748 | 10.1835 | 10.1924 | 10.2012 | 10.2097 | 10.2184 | 10.2269 | 10.2353 | 10.2437 | 10.2522 | 10.2607 | 10.2694
NPgN | GSP | NG FES - Falling Short | Domestic Baseline Demand Consumption (GWh) | SPENNYMOOR | Falling Short | Dem_BB08a_NPgSubComponent | GWh | NPgN | Spennymoor |  | 298.9772 | 297.9387 | 297.9611 | 298.1152 | 298.4312 | 298.8563 | 299.5325 | 300.2685 | 301.1657 | 302.3219 | 302.7492 | 303.1243 | 303.4696 | 303.8167 | 304.1326 | 304.3961 | 304.6396 | 304.8977 | 305.1764 | 305.4632 | 305.7498 | 306.0286 | 306.31 | 306.5931 | 306.8767 | 307.1627 | 307.4512 | 307.7419 | 308.0375
NPgN | GSP | NG FES - Falling Short | Domestic Baseline Demand Consumption (GWh) | STELLA NORTH | Falling Short | Dem_BB08a_NPgSubComponent | GWh | NPgN | Stella North |  | 361.2365 | 359.2452 | 358.6801 | 358.4284 | 358.4974 | 358.8497 | 359.5038 | 360.2823 | 361.2881 | 362.6416 | 363.0883 | 363.4027 | 363.6513 | 363.9224 | 364.1659 | 364.2742 | 364.2792 | 364.3156 | 364.4082 | 364.5523 | 364.7233 | 364.9037 | 365.0871 | 365.2731 | 365.4613 | 365.6525 | 365.8465 | 366.0434 | 366.2461
NPgN | GSP | NG FES - Falling Short | Domestic Baseline Demand Consumption (GWh) | STELLA SOUTH | Falling Short | Dem_BB08a_NPgSubComponent | GWh | NPgN | Stella South |  | 259.6721 | 258.4121 | 258.2468 | 258.1995 | 258.2803 | 258.4476 | 258.8315 | 259.2749 | 259.8502 | 260.6348 | 260.8549 | 261.0531 | 261.2345 | 261.4078 | 261.5637 | 261.6846 | 261.8054 | 261.939 | 262.0822 | 262.2316 | 262.3818 | 262.5281 | 262.6765 | 262.8262 | 262.9766 | 263.1289 | 263.2829 | 263.4386 | 263.5981
NPgN | GSP | NG FES - Falling Short | Domestic Baseline Demand Consumption (GWh) | TYNEMOUTH | Falling Short | Dem_BB08a_NPgSubComponent | GWh | NPgN | Tynemouth 1 |  | 294.8132 | 293.9935 | 294.1765 | 294.4853 | 295.0058 | 295.6638 | 296.5807 | 297.5792 | 298.7398 | 300.1697 | 300.8792 | 301.5054 | 302.107 | 302.6795 | 303.2274 | 303.7107 | 304.1689 | 304.6402 | 305.1192 | 305.6069 | 306.0955 | 306.5705 | 307.0482 | 307.528 | 308.0099 | 308.4943 | 308.9811 | 309.4705 | 309.965
NPgN | GSP | NG FES - Falling Short | Domestic Baseline Demand Consumption (GWh) | WEST BOLDON | Falling Short | Dem_BB08a_NPgSubComponent | GWh | NPgN | West Boldon |  | 388.9399 | 386.7468 | 385.9176 | 385.2835 | 384.9035 | 384.7431 | 384.9812 | 385.3716 | 386.0066 | 386.9954 | 387.1145 | 387.2196 | 387.3097 | 387.3916 | 387.475 | 387.5181 | 387.5666 | 387.6374 | 387.7266 | 387.8285 | 387.9398 | 388.0465 | 388.1567 | 388.2701 | 388.3866 | 388.5066 | 388.6299 | 388.7567 | 388.8905
NPgY | GSP | NG FES - Falling Short | Domestic Baseline Demand Consumption (GWh) | BRADFORD WEST | Falling Short | Dem_BB08a_NPgSubComponent | GWh | NPgY | Bradford West |  | 743.4196 | 740.3088 | 739.6448 | 739.1609 | 739.1094 | 739.3502 | 740.2819 | 741.4663 | 743.1038 | 745.337 | 746.1321 | 746.9546 | 747.7988 | 748.6618 | 749.5814 | 750.5038 | 751.5142 | 752.5802 | 753.6735 | 754.7958 | 755.9335 | 757.067 | 758.2077 | 759.3522 | 760.4961 | 761.6464 | 762.8027 | 763.9645 | 765.1377
NPgY | GSP | NG FES - Falling Short | Domestic Baseline Demand Consumption (GWh) | CAMBLESFORTH | Falling Short | Dem_BB08a_NPgSubComponent | GWh | NPgY | Camblesforth |  | 47.1788 | 47.0423 | 47.0583 | 47.0846 | 47.1309 | 47.1849 | 47.2809 | 47.3934 | 47.5279 | 47.6976 | 47.7567 | 47.816 | 47.8756 | 47.9309 | 47.9837 | 48.0304 | 48.085 | 48.1462 | 48.2069 | 48.2685 | 48.332 | 48.3944 | 48.4572 | 48.5199 | 48.5816 | 48.6436 | 48.7059 | 48.7684 | 48.8314
NPgY | GSP | NG FES - Falling Short | Domestic Baseline Demand Consumption (GWh) | CREYKE BECK | Falling Short | Dem_BB08a_NPgSubComponent | GWh | NPgY | Creyke Beck |  | 618.054 | 615.1238 | 614.3228 | 613.7872 | 613.6042 | 613.6496 | 614.3148 | 615.1883 | 616.4169 | 618.1737 | 618.5477 | 618.8863 | 619.2231 | 619.5586 | 619.865 | 620.079 | 620.3312 | 620.6471 | 620.9995 | 621.3807 | 621.7818 | 622.1851 | 622.5939 | 623.0048 | 623.4136 | 623.8272 | 624.2453 | 624.6674 | 625.099
NPgY | GSP | NG FES - Falling Short | Domestic Baseline Demand Consumption (GWh) | DRAX | Falling Short | Dem_BB08a_NPgSubComponent | GWh | NPgY | Drax |  | 62.4858 | 62.7618 | 63.2588 | 63.7409 | 64.2133 | 64.6811 | 65.1956 | 65.7175 | 66.2631 | 66.8391 | 67.2572 | 67.6541 | 68.031 | 68.3913 | 68.7505 | 69.1037 | 69.4679 | 69.8226 | 70.1719 | 70.513 | 70.851 | 71.1789 | 71.5073 | 71.8335 | 72.1538 | 72.4741 | 72.7942 | 73.1134 | 73.4324
NPgY | GSP | NG FES - Falling Short | Domestic Baseline Demand Consumption (GWh) | ELLAND | Falling Short | Dem_BB08a_NPgSubComponent | GWh | NPgY | Elland |  | 531.1481 | 529.0555 | 528.7151 | 528.5538 | 528.6821 | 529.0358 | 529.9072 | 530.9671 | 532.3268 | 534.1473 | 534.8463 | 535.5823 | 536.3272 | 537.0874 | 537.8641 | 538.6501 | 539.506 | 540.3965 | 541.3155 | 542.2494 | 543.212 | 544.1756 | 545.1441 | 546.1155 | 547.0876 | 548.0642 | 549.0449 | 550.0298 | 551.0232
NPgY | GSP | NG FES - Falling Short | Domestic Baseline Demand Consumption (GWh) | FERRYBRIDGE A | Falling Short | Dem_BB08a_NPgSubComponent | GWh | NPgY | Ferrybridge A |  | 181.7803 | 181.54 | 182.2418 | 183.0099 | 183.823 | 184.6814 | 185.6633 | 186.6769 | 187.7683 | 188.9742 | 189.8282 | 190.674 | 191.5017 | 192.3158 | 193.1163 | 193.9069 | 194.7053 | 195.4971 | 196.2794 | 197.048 | 197.806 | 198.5448 | 199.2846 | 200.024 | 200.761 | 201.4986 | 202.2367 | 202.9751 | 203.7149
NPgY | GSP | NG FES - Falling Short | Domestic Baseline Demand Consumption (GWh) | FERRYBRIDGE B | Falling Short | Dem_BB08a_NPgSubComponent | GWh | NPgY | Ferrybridge B (_M) |  | 395.6267 | 395.1074 | 395.9204 | 396.8857 | 398.0443 | 399.3788 | 401.0142 | 402.7461 | 404.6877 | 406.9172 | 408.3077 | 409.6404 | 410.9306 | 412.2083 | 413.445 | 414.6226 | 415.7859 | 416.96 | 418.1456 | 419.3263 | 420.5081 | 421.6758 | 422.8472 | 424.0189 | 425.1859 | 426.3561 | 427.5291 | 428.7042 | 429.8846
NPgY | GSP | NG FES - Falling Short | Domestic Baseline Demand Consumption (GWh) | GRIMSBY WEST | Falling Short | Dem_BB08a_NPgSubComponent | GWh | NPgY | Grimsby West |  | 212.0031 | 210.6508 | 209.947 | 209.3109 | 208.818 | 208.4287 | 208.2628 | 208.1618 | 208.2176 | 208.4677 | 208.2779 | 208.116 | 207.9641 | 207.8364 | 207.7157 | 207.5976 | 207.521 | 207.4632 | 207.4186 | 207.3714 | 207.335 | 207.2946 | 207.2559 | 207.2186 | 207.1822 | 207.1476 | 207.1145 | 207.0831 | 207.0552
NPgY | GSP | NG FES - Falling Short | Domestic Baseline Demand Consumption (GWh) | JORDANTHORPE | Falling Short | Dem_BB08a_NPgSubComponent | GWh | NPgY | Jordanthorpe |  | 130.1186 | 129.6206 | 129.8574 | 130.1866 | 130.5732 | 131.0131 | 131.5246 | 132.0565 | 132.6588 | 133.3478 | 133.7981 | 134.2112 | 134.6107 | 135.0206 | 135.4127 | 135.7785 | 136.1143 | 136.4564 | 136.8097 | 137.1665 | 137.5251 | 137.8813 | 138.2383 | 138.5943 | 138.9466 | 139.2992 | 139.652 | 140.0046 | 140.3575
NPgY | GSP | NG FES - Falling Short | Domestic Baseline Demand Consumption (GWh) | KEADBY | Falling Short | Dem_BB08a_NPgSubComponent | GWh | NPgY | Keadby |  | 304.4507 | 303.6677 | 303.9177 | 304.1934 | 304.6046 | 305.0774 | 305.8403 | 306.6669 | 307.6551 | 308.9022 | 309.4325 | 309.965 | 310.4958 | 310.9865 | 311.4955 | 311.9859 | 312.5174 | 313.0593 | 313.5914 | 314.1281 | 314.6754 | 315.2125 | 315.7525 | 316.29 | 316.818 | 317.348 | 317.8795 | 318.4113 | 318.9462
NPgY | GSP | NG FES - Falling Short | Domestic Baseline Demand Consumption (GWh) | KIRKSTALL B | Falling Short | Dem_BB08a_NPgSubComponent | GWh | NPgY | Kirkstall B |  | 327.0196 | 325.7413 | 325.6868 | 325.8604 | 326.2932 | 326.969 | 327.9294 | 329.0027 | 330.3056 | 331.904 | 332.675 | 333.3452 | 333.973 | 334.623 | 335.2104 | 335.6868 | 336.0974 | 336.5517 | 337.0549 | 337.5815 | 338.1335 | 338.7055 | 339.2804 | 339.857 | 340.434 | 341.0137 | 341.596 | 342.1808 | 342.771
NPgY | GSP | NG FES - Falling Short | Domestic Baseline Demand Consumption (GWh) | NEEPSEND | Falling Short | Dem_BB08a_NPgSubComponent | GWh | NPgY | Neepsend |  | 159.0812 | 158.5329 | 158.7467 | 159.0799 | 159.5128 | 160.0395 | 160.675 | 161.3512 | 162.1333 | 163.0491 | 163.6136 | 164.1267 | 164.6217 | 165.1288 | 165.6103 | 166.0403 | 166.4228 | 166.8173 | 167.2287 | 167.6455 | 168.0635 | 168.4802 | 168.8981 | 169.3165 | 169.7348 | 170.1541 | 170.5742 | 170.9952 | 171.4182
NPgY | GSP | NG FES - Falling Short | Domestic Baseline Demand Consumption (GWh) | NORTON LEES | Falling Short | Dem_BB08a_NPgSubComponent | GWh | NPgY | Norton Lees |  | 148.459 | 148.0696 | 148.2382 | 148.5066 | 148.8779 | 149.3429 | 149.9167 | 150.5317 | 151.2487 | 152.0945 | 152.607 | 153.073 | 153.5228 | 153.9838 | 154.4214 | 154.8122 | 155.16 | 155.519 | 155.8941 | 156.2744 | 156.6562 | 157.0371 | 157.4194 | 157.8027 | 158.1867 | 158.572 | 158.9586 | 159.3464 | 159.7365
NPgY | GSP | NG FES - Falling Short | Domestic Baseline Demand Consumption (GWh) | PITSMOOR 3/4 | Falling Short | Dem_BB08a_NPgSubComponent | GWh | NPgY | Pitsmoor |  | 62.9858 | 62.8458 | 62.9388 | 63.0763 | 63.2622 | 63.4918 | 63.771 | 64.0692 | 64.4148 | 64.8198 | 65.0706 | 65.2991 | 65.5198 | 65.7458 | 65.9607 | 66.1526 | 66.3239 | 66.5005 | 66.6848 | 66.8715 | 67.0588 | 67.2457 | 67.4331 | 67.621 | 67.8092 | 67.998 | 68.1874 | 68.3773 | 68.5683
NPgY | GSP | NG FES - Falling Short | Domestic Baseline Demand Consumption (GWh) | SALTEND NORTH | Falling Short | Dem_BB08a_NPgSubComponent | GWh | NPgY | Saltend North |  | 81.3047 | 80.8689 | 80.7227 | 80.6168 | 80.5627 | 80.5469 | 80.6196 | 80.7203 | 80.8735 | 81.1032 | 81.1472 | 81.1847 | 81.2219 | 81.2607 | 81.2967 | 81.3212 | 81.3478 | 81.3806 | 81.4196 | 81.463 | 81.5085 | 81.5548 | 81.6018 | 81.6493 | 81.6966 | 81.7447 | 81.7934 | 81.8426 | 81.8933
NPgY | GSP | NG FES - Falling Short | Domestic Baseline Demand Consumption (GWh) | SHEFFIELD CITY | Falling Short | Dem_BB08a_NPgSubComponent | GWh | NPgY | Sheffield City |  | 89.6027 | 89.2212 | 89.2921 | 89.4277 | 89.61 | 89.838 | 90.1228 | 90.4284 | 90.7868 | 91.2131 | 91.4627 | 91.6887 | 91.9063 | 92.1295 | 92.3409 | 92.5287 | 92.6948 | 92.8662 | 93.0452 | 93.2266 | 93.4086 | 93.5901 | 93.7722 | 93.9546 | 94.1373 | 94.3205 | 94.5042 | 94.6884 | 94.8736
NPgY | GSP | NG FES - Falling Short | Domestic Baseline Demand Consumption (GWh) | SKELTON GRANGE | Falling Short | Dem_BB08a_NPgSubComponent | GWh | NPgY | Skelton Grange |  | 856.664 | 853.9169 | 854.0924 | 854.6739 | 855.7951 | 857.3768 | 859.6884 | 862.2773 | 865.3787 | 869.1934 | 871.1112 | 872.9025 | 874.6438 | 876.4113 | 878.1059 | 879.6558 | 881.1702 | 882.7638 | 884.4341 | 886.146 | 887.9008 | 889.6723 | 891.452 | 893.2373 | 895.0251 | 896.8206 | 898.6234 | 900.4333 | 902.2571
NPgY | GSP | NG FES - Falling Short | Domestic Baseline Demand Consumption (GWh) | TEMPLEBOROUGH 275/33KV | Falling Short | Dem_BB08a_NPgSubComponent | GWh | NPgY | Templeborough |  | 10.1997 | 10.1684 | 10.1687 | 10.1721 | 10.1811 | 10.1943 | 10.2168 | 10.2431 | 10.2756 | 10.3172 | 10.3384 | 10.3601 | 10.3823 | 10.4038 | 10.4264 | 10.4495 | 10.4738 | 10.4986 | 10.5233 | 10.5479 | 10.5727 | 10.597 | 10.6214 | 10.6459 | 10.6704 | 10.6951 | 10.7198 | 10.7447 | 10.7697
NPgY | GSP | NG FES - Falling Short | Domestic Baseline Demand Consumption (GWh) | THURCROFT | Falling Short | Dem_BB08a_NPgSubComponent | GWh | NPgY | Thurcroft |  | 283.5117 | 282.5806 | 282.8626 | 283.2573 | 283.7746 | 284.3765 | 285.19 | 286.0879 | 287.1353 | 288.401 | 289.1377 | 289.8654 | 290.5935 | 291.3124 | 292.0401 | 292.7591 | 293.493 | 294.2382 | 294.9845 | 295.7299 | 296.4746 | 297.2057 | 297.9388 | 298.6725 | 299.405 | 300.1392 | 300.875 | 301.612 | 302.3525
NPgY | GSP | NG FES - Falling Short | Domestic Baseline Demand Consumption (GWh) | WEST MELTON / THORPE MARSH | Falling Short | Dem_BB08a_NPgSubComponent | GWh | NPgY | Thorpe Marsh |  | 521.978 | 520.5213 | 520.8344 | 521.3116 | 522.0533 | 522.9741 | 524.3563 | 525.9356 | 527.8262 | 530.1664 | 531.4445 | 532.7241 | 534.0012 | 535.275 | 536.5512 | 537.8121 | 539.1178 | 540.4376 | 541.7558 | 543.061 | 544.3586 | 545.6276 | 546.9011 | 548.1773 | 549.4539 | 550.7346 | 552.0191 | 553.3073 | 554.6037
NPgY | GSP | NG FES - Falling Short | Domestic Baseline Demand Consumption (GWh) | WEST MELTON SECTION 3 | Falling Short | Dem_BB08a_NPgSubComponent | GWh | NPgY | West Melton |  | 542.8911 | 541.4923 | 542.529 | 543.7754 | 545.2252 | 546.8704 | 548.9384 | 551.1442 | 553.6176 | 556.4844 | 558.308 | 560.1288 | 561.9214 | 563.6976 | 565.4535 | 567.1883 | 568.9418 | 570.6916 | 572.4273 | 574.1338 | 575.8178 | 577.462 | 579.1099 | 580.7582 | 582.4029 | 584.0505 | 585.7006 | 587.3526 | 589.0107
NPgY | GSP | NG FES - Falling Short | Domestic Baseline Demand Consumption (GWh) | WINCOBANK | Falling Short | Dem_BB08a_NPgSubComponent | GWh | NPgY | Wincobank |  | 32.0182 | 31.9041 | 31.9225 | 31.9518 | 31.9896 | 32.0329 | 32.0932 | 32.1603 | 32.2398 | 32.3372 | 32.393 | 32.4495 | 32.5071 | 32.5633 | 32.622 | 32.6814 | 32.7435 | 32.807 | 32.8702 | 32.9335 | 32.997 | 33.0595 | 33.1222 | 33.1851 | 33.2481 | 33.3113 | 33.3748 | 33.4385 | 33.5025
NPgN | GSP | NG FES - Leading the Way | Domestic Baseline Demand Consumption (GWh) | BLYTH 66kV | Leading the Way | Dem_BB08a_NPgSubComponent | GWh | NPgN | Blyth 66kV |  | 227.3801 | 226.4683 | 226.38 | 226.3534 | 226.4871 | 226.6887 | 227.1191 | 227.6161 | 227.9588 | 227.766 | 227.098 | 226.4405 | 225.7879 | 225.1085 | 224.4217 | 223.7066 | 223.0185 | 222.3638 | 221.7616 | 221.1987 | 220.6479 | 220.0361 | 219.3686 | 218.9125 | 219.0928 | 219.2742 | 219.4565 | 219.6387 | 219.8074
NPgN | GSP | NG FES - Leading the Way | Domestic Baseline Demand Consumption (GWh) | BLYTH 132kV | Leading the Way | Dem_BB08a_NPgSubComponent | GWh | NPgN | Blyth 132kV |  | 81.8494 | 81.4399 | 81.3816 | 81.3416 | 81.3602 | 81.3994 | 81.5205 | 81.6651 | 81.7942 | 81.8318 | 81.686 | 81.5442 | 81.4009 | 81.2417 | 81.0776 | 80.9085 | 80.7514 | 80.5997 | 80.455 | 80.318 | 80.1834 | 80.0327 | 79.8674 | 79.7495 | 79.776 | 79.8022 | 79.8281 | 79.8519 | 79.8693
NPgN | GSP | NG FES - Leading the Way | Domestic Baseline Demand Consumption (GWh) | FOURSTONES | Leading the Way | Dem_BB08a_NPgSubComponent | GWh | NPgN | Fourstones |  | 23.6565 | 23.5351 | 23.4985 | 23.4687 | 23.4546 | 23.4482 | 23.4671 | 23.4938 | 23.4995 | 23.4349 | 23.3255 | 23.2202 | 23.1164 | 23.0104 | 22.9046 | 22.8 | 22.6994 | 22.6016 | 22.5089 | 22.4204 | 22.3336 | 22.2395 | 22.138 | 22.0625 | 22.0657 | 22.0689 | 22.0719 | 22.0742 | 22.0735
NPgN | GSP | NG FES - Leading the Way | Domestic Baseline Demand Consumption (GWh) | HARTMOOR | Leading the Way | Dem_BB08a_NPgSubComponent | GWh | NPgN | Hart Moor |  | 134.8711 | 134.0164 | 133.5402 | 133.092 | 132.7179 | 132.3925 | 132.2165 | 132.1012 | 131.5706 | 129.8787 | 128.0749 | 126.3402 | 124.6511 | 122.992 | 121.3672 | 119.7596 | 118.1943 | 116.6858 | 115.2753 | 113.9316 | 112.6088 | 111.1974 | 109.6945 | 108.5558 | 108.5095 | 108.4653 | 108.4227 | 108.3818 | 108.3189
NPgN | GSP | NG FES - Leading the Way | Domestic Baseline Demand Consumption (GWh) | HAWTHORN PIT GRID | Leading the Way | Dem_BB08a_NPgSubComponent | GWh | NPgN | Hawthorn Pit |  | 169.1048 | 167.5072 | 167.0671 | 166.6834 | 166.4151 | 166.2348 | 166.1888 | 166.2209 | 166.2144 | 165.9425 | 165.3153 | 164.6736 | 164.0212 | 163.3701 | 162.7137 | 162.0482 | 161.3941 | 160.7649 | 160.1841 | 159.6288 | 159.0803 | 158.4928 | 157.8658 | 157.3619 | 157.2314 | 157.1007 | 156.9696 | 156.8374 | 156.6953
NPgN | GSP | NG FES - Leading the Way | Domestic Baseline Demand Consumption (GWh) | KNARESBOROUGH | Leading the Way | Dem_BB08a_NPgSubComponent | GWh | NPgN | Knaresborough |  | 211.6619 | 210.1528 | 209.4634 | 208.8154 | 208.2831 | 207.8591 | 207.6766 | 207.5692 | 207.3501 | 206.679 | 205.6437 | 204.6796 | 203.7422 | 202.7868 | 201.8753 | 200.9877 | 200.1826 | 199.4155 | 198.7115 | 198.043 | 197.4039 | 196.716 | 195.9742 | 195.4304 | 195.4843 | 195.5389 | 195.5941 | 195.6486 | 195.6893
NPgN | GSP | NG FES - Leading the Way | Domestic Baseline Demand Consumption (GWh) | LACKENBY | Leading the Way | Dem_BB08a_NPgSubComponent | GWh | NPgN | Lackenby |  | 294.6712 | 292.524 | 291.7055 | 290.9334 | 290.3411 | 289.8852 | 289.7359 | 289.6941 | 289.3267 | 287.9116 | 286.003 | 284.1548 | 282.3348 | 280.5467 | 278.7585 | 276.987 | 275.27 | 273.6103 | 272.0654 | 270.5881 | 269.1447 | 267.5947 | 265.9461 | 264.6689 | 264.5063 | 264.3451 | 264.1847 | 264.0241 | 263.8389
NPgN | GSP | NG FES - Leading the Way | Domestic Baseline Demand Consumption (GWh) | NORTON | Leading the Way | Dem_BB08a_NPgSubComponent | GWh | NPgN | Norton |  | 707.2577 | 702.5163 | 700.131 | 697.9269 | 696.0707 | 694.4982 | 693.7075 | 693.1836 | 691.4093 | 685.6804 | 678.9936 | 672.6182 | 666.3987 | 660.3062 | 654.3218 | 648.4342 | 642.7617 | 637.3141 | 632.24 | 627.3863 | 622.6422 | 617.578 | 612.1827 | 608.0791 | 607.8563 | 607.6404 | 607.43 | 607.2225 | 606.934
NPgN | GSP | NG FES - Leading the Way | Domestic Baseline Demand Consumption (GWh) | OFFERTON | Leading the Way | Dem_BB08a_NPgSubComponent | GWh | NPgN | Offerton |  | 102.1186 | 101.4037 | 101.0417 | 100.7246 | 100.47 | 100.2695 | 100.1855 | 100.1462 | 100.0624 | 99.7781 | 99.2991 | 98.8398 | 98.3863 | 97.9387 | 97.4962 | 97.0531 | 96.6275 | 96.2183 | 95.8381 | 95.4745 | 95.1183 | 94.7452 | 94.3514 | 94.0396 | 93.9737 | 93.9086 | 93.8441 | 93.7802 | 93.7122
NPgN | GSP | NG FES - Leading the Way | Domestic Baseline Demand Consumption (GWh) | OSBALDWICK | Leading the Way | Dem_BB08a_NPgSubComponent | GWh | NPgN | Osbaldwick |  | 457.9398 | 454.5035 | 453.8062 | 453.3439 | 453.2146 | 453.3564 | 453.8141 | 454.4401 | 454.8588 | 454.2935 | 452.7208 | 451.0045 | 449.2236 | 447.519 | 445.7772 | 443.9316 | 442.0432 | 440.2921 | 438.7302 | 437.2808 | 435.8658 | 434.3435 | 432.6969 | 431.4575 | 431.4544 | 431.4503 | 431.4442 | 431.4317 | 431.3821
NPgN | GSP | NG FES - Leading the Way | Domestic Baseline Demand Consumption (GWh) | POPPLETON | Leading the Way | Dem_BB08a_NPgSubComponent | GWh | NPgN | Poppleton |  | 80.3394 | 79.7964 | 79.5834 | 79.4284 | 79.3313 | 79.2887 | 79.3034 | 79.3512 | 79.2261 | 78.5794 | 77.7869 | 76.9766 | 76.1776 | 75.4138 | 74.648 | 73.8547 | 73.0436 | 72.2891 | 71.6099 | 70.9766 | 70.3613 | 69.7101 | 69.014 | 68.4898 | 68.4839 | 68.4789 | 68.4746 | 68.4709 | 68.4564
NPgN | GSP | NG FES - Leading the Way | Domestic Baseline Demand Consumption (GWh) | SALTHOLME | Leading the Way | Dem_BB08a_NPgSubComponent | GWh | NPgN | Saltholme |  | 4.1844 | 4.1562 | 4.139 | 4.1227 | 4.1087 | 4.0963 | 4.0887 | 4.083 | 4.0645 | 4.0102 | 3.9527 | 3.8975 | 3.8438 | 3.7911 | 3.7395 | 3.6886 | 3.6391 | 3.5913 | 3.5465 | 3.5037 | 3.4617 | 3.4169 | 3.3694 | 3.3331 | 3.3304 | 3.3278 | 3.3252 | 3.3227 | 3.3195
NPgN | GSP | NG FES - Leading the Way | Domestic Baseline Demand Consumption (GWh) | SOUTH SHIELDS | Leading the Way | Dem_BB08a_NPgSubComponent | GWh | NPgN | South Shields |  | 61.9989 | 61.7371 | 61.6864 | 61.6575 | 61.665 | 61.6979 | 61.7979 | 61.9218 | 62.0407 | 62.1026 | 62.0355 | 61.9708 | 61.9089 | 61.8399 | 61.7744 | 61.708 | 61.6458 | 61.5871 | 61.5358 | 61.4877 | 61.4415 | 61.3807 | 61.3118 | 61.2751 | 61.3346 | 61.3943 | 61.4541 | 61.5141 | 61.5724
NPgN | GSP | NG FES - Leading the Way | Domestic Baseline Demand Consumption (GWh) | SPADEADAM | Leading the Way | Dem_BB08a_NPgSubComponent | GWh | NPgN | Spadeadam - Not in NG FES |  | 9.9888 | 9.9468 | 9.9426 | 9.9408 | 9.9463 | 9.9542 | 9.9726 | 9.9935 | 10.0154 | 10.0338 | 10.0284 | 10.0232 | 10.0176 | 10.0099 | 10.0014 | 9.9924 | 9.9846 | 9.9771 | 9.9696 | 9.9627 | 9.9559 | 9.9477 | 9.9383 | 9.9325 | 9.9376 | 9.9426 | 9.9476 | 9.9521 | 9.956
NPgN | GSP | NG FES - Leading the Way | Domestic Baseline Demand Consumption (GWh) | SPENNYMOOR | Leading the Way | Dem_BB08a_NPgSubComponent | GWh | NPgN | Spennymoor |  | 298.9772 | 297.5697 | 297.32 | 297.181 | 297.219 | 297.3778 | 297.8186 | 298.3523 | 298.6031 | 297.9036 | 296.5822 | 295.2633 | 293.9484 | 292.6575 | 291.3593 | 290.0398 | 288.7327 | 287.4832 | 286.3456 | 285.2738 | 284.2244 | 283.0756 | 281.8326 | 280.9406 | 281.1084 | 281.2776 | 281.4479 | 281.6171 | 281.7616
NPgN | GSP | NG FES - Leading the Way | Domestic Baseline Demand Consumption (GWh) | STELLA NORTH | Leading the Way | Dem_BB08a_NPgSubComponent | GWh | NPgN | Stella North |  | 361.2365 | 358.9319 | 358.1133 | 357.5897 | 357.3966 | 357.4944 | 357.9236 | 358.5059 | 358.8896 | 358.4697 | 357.252 | 355.9586 | 354.6346 | 353.3568 | 352.0763 | 350.6965 | 349.2466 | 347.8729 | 346.6451 | 345.5247 | 344.4458 | 343.2922 | 342.0523 | 341.1435 | 341.2279 | 341.3132 | 341.3991 | 341.4835 | 341.5459
NPgN | GSP | NG FES - Leading the Way | Domestic Baseline Demand Consumption (GWh) | STELLA SOUTH | Leading the Way | Dem_BB08a_NPgSubComponent | GWh | NPgN | Stella South |  | 259.6721 | 257.8527 | 257.3659 | 256.9627 | 256.7283 | 256.6105 | 256.7294 | 256.9522 | 257.0045 | 256.3992 | 255.2754 | 254.1572 | 253.0407 | 251.9287 | 250.8153 | 249.6907 | 248.5901 | 247.5354 | 246.5615 | 245.6374 | 244.7296 | 243.7465 | 242.6902 | 241.893 | 241.8773 | 241.8624 | 241.8477 | 241.8319 | 241.7974
NPgN | GSP | NG FES - Leading the Way | Domestic Baseline Demand Consumption (GWh) | TYNEMOUTH | Leading the Way | Dem_BB08a_NPgSubComponent | GWh | NPgN | Tynemouth 1 |  | 294.8132 | 293.7864 | 293.7865 | 293.901 | 294.2299 | 294.699 | 295.4507 | 296.3033 | 296.9782 | 297.0097 | 296.4109 | 295.7743 | 295.1411 | 294.4972 | 293.8478 | 293.1587 | 292.4697 | 291.8281 | 291.2642 | 290.7524 | 290.2542 | 289.6757 | 289.0289 | 288.6442 | 289.0477 | 289.4524 | 289.8578 | 290.2628 | 290.6513
NPgN | GSP | NG FES - Leading the Way | Domestic Baseline Demand Consumption (GWh) | WEST BOLDON | Leading the Way | Dem_BB08a_NPgSubComponent | GWh | NPgN | West Boldon |  | 388.9399 | 386.4976 | 385.455 | 384.595 | 383.9937 | 383.6158 | 383.664 | 383.8869 | 383.9663 | 383.3573 | 381.983 | 380.6477 | 379.3308 | 378.0285 | 376.7508 | 375.4599 | 374.2036 | 373.0098 | 371.9146 | 370.8826 | 369.8781 | 368.7942 | 367.6351 | 366.7758 | 366.8136 | 366.854 | 366.8962 | 366.9398 | 366.9673
NPgY | GSP | NG FES - Leading the Way | Domestic Baseline Demand Consumption (GWh) | BRADFORD WEST | Leading the Way | Dem_BB08a_NPgSubComponent | GWh | NPgY | Bradford West |  | 743.4196 | 739.1969 | 737.6321 | 736.1871 | 735.2031 | 734.5358 | 734.6861 | 735.1986 | 734.3834 | 729.3647 | 723.3745 | 717.648 | 712.0907 | 706.6515 | 701.3706 | 696.215 | 691.2812 | 686.5809 | 682.2716 | 678.2236 | 674.2834 | 669.9898 | 665.3326 | 662.0554 | 662.9339 | 663.8165 | 664.7013 | 665.5804 | 666.3584
NPgY | GSP | NG FES - Leading the Way | Domestic Baseline Demand Consumption (GWh) | CAMBLESFORTH | Leading the Way | Dem_BB08a_NPgSubComponent | GWh | NPgY | Camblesforth |  | 47.1788 | 47.0076 | 46.9891 | 46.9787 | 46.9887 | 47.0069 | 47.072 | 47.1575 | 47.194 | 47.0752 | 46.8645 | 46.6631 | 46.4677 | 46.2713 | 46.0762 | 45.8824 | 45.7017 | 45.5327 | 45.3756 | 45.2278 | 45.0857 | 44.9278 | 44.7547 | 44.6359 | 44.6823 | 44.7285 | 44.7745 | 44.8187 | 44.8566
NPgY | GSP | NG FES - Leading the Way | Domestic Baseline Demand Consumption (GWh) | CREYKE BECK | Leading the Way | Dem_BB08a_NPgSubComponent | GWh | NPgY | Creyke Beck |  | 618.054 | 614.625 | 613.3961 | 612.4055 | 611.7792 | 611.3911 | 611.6764 | 612.2167 | 612.3431 | 610.9267 | 608.328 | 605.7959 | 603.3249 | 600.8937 | 598.4773 | 596.0328 | 593.6843 | 591.4695 | 589.4404 | 587.538 | 585.6949 | 583.7009 | 581.549 | 579.9909 | 580.2216 | 580.4531 | 580.6844 | 580.9078 | 581.0816
NPgY | GSP | NG FES - Leading the Way | Domestic Baseline Demand Consumption (GWh) | DRAX | Leading the Way | Dem_BB08a_NPgSubComponent | GWh | NPgY | Drax |  | 62.4858 | 62.7179 | 63.1729 | 63.608 | 64.0368 | 64.4633 | 64.9378 | 65.4246 | 65.8975 | 66.2948 | 66.5377 | 66.7618 | 66.9664 | 67.153 | 67.3392 | 67.5359 | 67.7462 | 67.9422 | 68.1315 | 68.3148 | 68.4957 | 68.654 | 68.7976 | 68.9701 | 69.238 | 69.5031 | 69.765 | 70.0177 | 70.2538
NPgY | GSP | NG FES - Leading the Way | Domestic Baseline Demand Consumption (GWh) | ELLAND | Leading the Way | Dem_BB08a_NPgSubComponent | GWh | NPgY | Elland |  | 531.1481 | 528.4941 | 527.6848 | 527.0244 | 526.6654 | 526.5421 | 527.0012 | 527.7028 | 527.7887 | 525.8705 | 523.0698 | 520.426 | 517.8645 | 515.3672 | 512.9364 | 510.5765 | 508.353 | 506.2527 | 504.3649 | 502.6091 | 500.9268 | 499.0635 | 497.0117 | 495.6693 | 496.4678 | 497.2687 | 498.0709 | 498.87 | 499.618
NPgY | GSP | NG FES - Leading the Way | Domestic Baseline Demand Consumption (GWh) | FERRYBRIDGE A | Leading the Way | Dem_BB08a_NPgSubComponent | GWh | NPgY | Ferrybridge A |  | 181.7803 | 180.8626 | 181.2289 | 181.6167 | 182.1098 | 182.6928 | 183.4064 | 184.2029 | 184.936 | 185.3176 | 185.3287 | 185.3295 | 185.3125 | 185.2816 | 185.2428 | 185.2138 | 185.2059 | 185.2078 | 185.2415 | 185.2856 | 185.3259 | 185.2979 | 185.219 | 185.2882 | 185.8106 | 186.3313 | 186.8498 | 187.3627 | 187.8564
NPgY | GSP | NG FES - Leading the Way | Domestic Baseline Demand Consumption (GWh) | FERRYBRIDGE B | Leading the Way | Dem_BB08a_NPgSubComponent | GWh | NPgY | Ferrybridge B (_M) |  | 395.6267 | 394.4391 | 394.7088 | 395.0913 | 395.6846 | 396.4686 | 397.6293 | 398.9541 | 399.4072 | 397.2292 | 394.4892 | 391.8305 | 389.2146 | 386.6415 | 384.0859 | 381.5528 | 379.0844 | 376.7279 | 374.5967 | 372.5984 | 370.6541 | 368.4773 | 366.0711 | 364.5046 | 365.4798 | 366.4554 | 367.4304 | 368.3959 | 369.2896
NPgY | GSP | NG FES - Leading the Way | Domestic Baseline Demand Consumption (GWh) | GRIMSBY WEST | Leading the Way | Dem_BB08a_NPgSubComponent | GWh | NPgY | Grimsby West |  | 212.0031 | 210.5512 | 209.7537 | 209.0198 | 208.4299 | 207.9442 | 207.6925 | 207.5135 | 207.3391 | 206.9525 | 206.1669 | 205.4296 | 204.7144 | 204.0312 | 203.363 | 202.7077 | 202.1044 | 201.5336 | 201.0052 | 200.4929 | 199.9988 | 199.4704 | 198.912 | 198.47 | 198.3786 | 198.2876 | 198.1969 | 198.1056 | 198.0071
NPgY | GSP | NG FES - Leading the Way | Domestic Baseline Demand Consumption (GWh) | JORDANTHORPE | Leading the Way | Dem_BB08a_NPgSubComponent | GWh | NPgY | Jordanthorpe |  | 130.1186 | 129.0429 | 128.9752 | 128.9614 | 129.0533 | 129.234 | 129.4992 | 129.8309 | 130.0218 | 129.6637 | 129.0785 | 128.4676 | 127.8515 | 127.2503 | 126.6414 | 126.0324 | 125.4117 | 124.8185 | 124.2874 | 123.7914 | 123.3064 | 122.7601 | 122.1516 | 121.7362 | 121.9104 | 122.0826 | 122.2524 | 122.415 | 122.5525
NPgY | GSP | NG FES - Leading the Way | Domestic Baseline Demand Consumption (GWh) | KEADBY | Leading the Way | Dem_BB08a_NPgSubComponent | GWh | NPgY | Keadby |  | 304.4507 | 303.433 | 303.4697 | 303.5158 | 303.7062 | 303.9649 | 304.5385 | 305.2018 | 305.6524 | 305.3475 | 304.4162 | 303.533 | 302.6749 | 301.7921 | 300.9463 | 300.1321 | 299.3861 | 298.6726 | 298.0092 | 297.3942 | 296.8079 | 296.1302 | 295.3657 | 294.8909 | 295.3005 | 295.7075 | 296.111 | 296.4988 | 296.8431
NPgY | GSP | NG FES - Leading the Way | Domestic Baseline Demand Consumption (GWh) | KIRKSTALL B | Leading the Way | Dem_BB08a_NPgSubComponent | GWh | NPgY | Kirkstall B |  | 327.0196 | 325.4198 | 325.1055 | 325.0004 | 325.1638 | 325.5773 | 326.308 | 327.182 | 327.8165 | 327.4782 | 326.4302 | 325.3403 | 324.2441 | 323.1929 | 322.1038 | 320.9393 | 319.7428 | 318.6341 | 317.6682 | 316.785 | 315.9466 | 315.0322 | 314.0183 | 313.3709 | 313.8319 | 314.294 | 314.7567 | 315.2169 | 315.6497
NPgY | GSP | NG FES - Leading the Way | Domestic Baseline Demand Consumption (GWh) | NEEPSEND | Leading the Way | Dem_BB08a_NPgSubComponent | GWh | NPgY | Neepsend |  | 159.0812 | 158.0841 | 158.0505 | 158.1073 | 158.2983 | 158.6088 | 159.0414 | 159.5504 | 159.9593 | 159.9 | 159.5129 | 159.0902 | 158.6601 | 158.249 | 157.8224 | 157.3634 | 156.8738 | 156.4192 | 156.0321 | 155.6805 | 155.338 | 154.942 | 154.492 | 154.2233 | 154.5044 | 154.7853 | 155.0655 | 155.3435 | 155.6058
NPgY | GSP | NG FES - Leading the Way | Domestic Baseline Demand Consumption (GWh) | NORTON LEES | Leading the Way | Dem_BB08a_NPgSubComponent | GWh | NPgY | Norton Lees |  | 148.459 | 147.809 | 147.7842 | 147.8436 | 148.0156 | 148.2896 | 148.6965 | 149.1694 | 149.399 | 148.8183 | 147.9893 | 147.1571 | 146.3355 | 145.5428 | 144.7456 | 143.9264 | 143.0899 | 142.3002 | 141.5996 | 140.9495 | 140.3149 | 139.6091 | 138.8299 | 138.3226 | 138.6361 | 138.9504 | 139.2651 | 139.579 | 139.8737
NPgY | GSP | NG FES - Leading the Way | Domestic Baseline Demand Consumption (GWh) | PITSMOOR 3/4 | Leading the Way | Dem_BB08a_NPgSubComponent | GWh | NPgY | Pitsmoor |  | 62.9858 | 62.7671 | 62.7996 | 62.8718 | 62.995 | 63.1641 | 63.3904 | 63.6429 | 63.8346 | 63.7921 | 63.6223 | 63.4441 | 63.2665 | 63.0999 | 62.928 | 62.7408 | 62.5409 | 62.3575 | 62.2044 | 62.0679 | 61.9364 | 61.7825 | 61.6058 | 61.5141 | 61.6787 | 61.8436 | 62.0088 | 62.1738 | 62.3332
NPgY | GSP | NG FES - Leading the Way | Domestic Baseline Demand Consumption (GWh) | SALTEND NORTH | Leading the Way | Dem_BB08a_NPgSubComponent | GWh | NPgY | Saltend North |  | 81.3047 | 80.8195 | 80.6318 | 80.4817 | 80.3849 | 80.3275 | 80.3634 | 80.4318 | 80.482 | 80.4173 | 80.1852 | 79.9561 | 79.7325 | 79.5142 | 79.2972 | 79.0749 | 78.8599 | 78.6576 | 78.4752 | 78.3063 | 78.1433 | 77.967 | 77.7763 | 77.6406 | 77.6704 | 77.7006 | 77.7309 | 77.7606 | 77.7862
NPgY | GSP | NG FES - Leading the Way | Domestic Baseline Demand Consumption (GWh) | SHEFFIELD CITY | Leading the Way | Dem_BB08a_NPgSubComponent | GWh | NPgY | Sheffield City |  | 89.6027 | 88.8973 | 88.7919 | 88.7305 | 88.741 | 88.8159 | 88.9573 | 89.1453 | 89.237 | 88.9612 | 88.5263 | 88.0794 | 87.6322 | 87.1959 | 86.7554 | 86.3034 | 85.8419 | 85.4031 | 85.0091 | 84.6397 | 84.2776 | 83.8778 | 83.4396 | 83.1326 | 83.2229 | 83.3132 | 83.4033 | 83.4925 | 83.5715
NPgY | GSP | NG FES - Leading the Way | Domestic Baseline Demand Consumption (GWh) | SKELTON GRANGE | Leading the Way | Dem_BB08a_NPgSubComponent | GWh | NPgY | Skelton Grange |  | 856.664 | 852.7946 | 852.0263 | 851.6007 | 851.7366 | 852.3527 | 853.8349 | 855.7074 | 856.1622 | 852.1358 | 846.7186 | 841.4284 | 836.2434 | 831.1875 | 826.1641 | 821.1274 | 816.1955 | 811.534 | 807.3422 | 803.4398 | 799.6661 | 795.5269 | 790.9897 | 787.9474 | 789.4181 | 790.8936 | 792.3721 | 793.8464 | 795.2156
NPgY | GSP | NG FES - Leading the Way | Domestic Baseline Demand Consumption (GWh) | TEMPLEBOROUGH 275/33KV | Leading the Way | Dem_BB08a_NPgSubComponent | GWh | NPgY | Templeborough |  | 10.1997 | 10.1564 | 10.1462 | 10.1383 | 10.1362 | 10.1384 | 10.1516 | 10.1697 | 10.1712 | 10.1203 | 10.0551 | 9.9935 | 9.9343 | 9.8756 | 9.8192 | 9.7647 | 9.713 | 9.6642 | 9.6198 | 9.5784 | 9.5381 | 9.4929 | 9.443 | 9.4108 | 9.4319 | 9.4532 | 9.4745 | 9.4958 | 9.5159
NPgY | GSP | NG FES - Leading the Way | Domestic Baseline Demand Consumption (GWh) | THURCROFT | Leading the Way | Dem_BB08a_NPgSubComponent | GWh | NPgY | Thurcroft |  | 283.5117 | 281.7576 | 281.5613 | 281.4263 | 281.4724 | 281.6464 | 282.0657 | 282.6368 | 282.8542 | 281.8592 | 280.4181 | 279.0154 | 277.6442 | 276.284 | 274.9583 | 273.6627 | 272.4209 | 271.243 | 270.1805 | 269.1876 | 268.2198 | 267.1204 | 265.8986 | 265.1015 | 265.5918 | 266.0819 | 266.5712 | 267.0563 | 267.5056
NPgY | GSP | NG FES - Leading the Way | Domestic Baseline Demand Consumption (GWh) | WEST MELTON / THORPE MARSH | Leading the Way | Dem_BB08a_NPgSubComponent | GWh | NPgY | Thorpe Marsh |  | 521.978 | 519.7126 | 519.4416 | 519.2883 | 519.4337 | 519.7847 | 520.663 | 521.8103 | 522.3189 | 520.6868 | 518.2191 | 515.8683 | 513.5865 | 511.3485 | 509.1629 | 507.0252 | 505.0011 | 503.0848 | 501.3639 | 499.7536 | 498.1826 | 496.386 | 494.385 | 493.1355 | 494.158 | 495.1822 | 496.2071 | 497.2285 | 498.1952
NPgY | GSP | NG FES - Leading the Way | Domestic Baseline Demand Consumption (GWh) | WEST MELTON SECTION 3 | Leading the Way | Dem_BB08a_NPgSubComponent | GWh | NPgY | West Melton |  | 542.8911 | 539.9487 | 540.1323 | 540.4272 | 541.0454 | 541.9476 | 543.3161 | 544.9443 | 546.1488 | 545.7236 | 544.3312 | 542.987 | 541.6496 | 540.3182 | 539.0001 | 537.7249 | 536.5238 | 535.3922 | 534.4113 | 533.5015 | 532.6019 | 531.486 | 530.1867 | 529.4958 | 530.6528 | 531.8074 | 532.9585 | 534.0984 | 535.1797
NPgY | GSP | NG FES - Leading the Way | Domestic Baseline Demand Consumption (GWh) | WINCOBANK | Leading the Way | Dem_BB08a_NPgSubComponent | GWh | NPgY | Wincobank |  | 32.0182 | 31.7599 | 31.6865 | 31.6154 | 31.561 | 31.5185 | 31.5023 | 31.5057 | 31.3867 | 30.9136 | 30.4283 | 29.9592 | 29.5009 | 29.0479 | 28.6047 | 28.1703 | 27.7486 | 27.3427 | 26.9663 | 26.6081 | 26.2575 | 25.8772 | 25.4671 | 25.1658 | 25.1935 | 25.2214 | 25.2496 | 25.2777 | 25.2984
NPgN | GSP | NG FES - System Transformation | Domestic Baseline Demand Consumption (GWh) | BLYTH 66kV | System Transformation | Dem_BB08a_NPgSubComponent | GWh | NPgN | Blyth 66kV |  | 227.3801 | 226.5759 | 226.5697 | 226.6324 | 226.8522 | 227.1367 | 227.6326 | 228.1788 | 228.8513 | 229.7126 | 230.0318 | 230.3282 | 230.6123 | 230.5439 | 230.2466 | 230.0864 | 229.9476 | 229.791 | 229.6128 | 229.4276 | 229.2084 | 228.9248 | 228.568 | 228.1218 | 227.5913 | 227.0076 | 226.37 | 225.6728 | 224.9977
NPgN | GSP | NG FES - System Transformation | Domestic Baseline Demand Consumption (GWh) | BLYTH 132kV | System Transformation | Dem_BB08a_NPgSubComponent | GWh | NPgN | Blyth 132kV |  | 81.8494 | 81.4978 | 81.4753 | 81.4721 | 81.5223 | 81.5889 | 81.7342 | 81.8958 | 82.1064 | 82.3789 | 82.4604 | 82.5413 | 82.6206 | 82.6142 | 82.5972 | 82.5804 | 82.5635 | 82.5382 | 82.5029 | 82.4638 | 82.4149 | 82.3494 | 82.2664 | 82.1623 | 82.0387 | 81.9029 | 81.7546 | 81.5925 | 81.4348
NPgN | GSP | NG FES - System Transformation | Domestic Baseline Demand Consumption (GWh) | FOURSTONES | System Transformation | Dem_BB08a_NPgSubComponent | GWh | NPgN | Fourstones |  | 23.6565 | 23.5455 | 23.5182 | 23.4986 | 23.4946 | 23.4981 | 23.5247 | 23.5573 | 23.6035 | 23.6691 | 23.6817 | 23.6942 | 23.7063 | 23.6761 | 23.6195 | 23.5829 | 23.5496 | 23.5135 | 23.4743 | 23.4338 | 23.389 | 23.3365 | 23.2748 | 23.2019 | 23.1185 | 23.0285 | 22.9317 | 22.8274 | 22.7257
NPgN | GSP | NG FES - System Transformation | Domestic Baseline Demand Consumption (GWh) | HARTMOOR | System Transformation | Dem_BB08a_NPgSubComponent | GWh | NPgN | Hart Moor |  | 134.8711 | 134.1146 | 133.7324 | 133.3911 | 133.1283 | 132.9169 | 132.8224 | 132.7684 | 132.7818 | 132.9093 | 132.7912 | 132.6762 | 132.5669 | 131.9154 | 130.814 | 130.0849 | 129.4125 | 128.7157 | 127.9936 | 127.2604 | 126.467 | 125.5781 | 124.5646 | 123.3989 | 122.09 | 120.6906 | 119.1991 | 117.6063 | 116.0507
NPgN | GSP | NG FES - System Transformation | Domestic Baseline Demand Consumption (GWh) | HAWTHORN PIT GRID | System Transformation | Dem_BB08a_NPgSubComponent | GWh | NPgN | Hawthorn Pit |  | 169.1048 | 167.8928 | 167.6438 | 167.4493 | 167.326 | 167.2563 | 167.3164 | 167.4138 | 167.6451 | 167.9469 | 167.9134 | 167.8688 | 167.8311 | 167.6303 | 167.6283 | 167.4947 | 167.2865 | 167.0388 | 166.7722 | 166.4921 | 166.1814 | 165.8304 | 165.4301 | 164.9717 | 164.4597 | 163.9152 | 163.3374 | 162.723 | 162.1162
NPgN | GSP | NG FES - System Transformation | Domestic Baseline Demand Consumption (GWh) | KNARESBOROUGH | System Transformation | Dem_BB08a_NPgSubComponent | GWh | NPgN | Knaresborough |  | 211.6619 | 210.3146 | 209.7286 | 209.1889 | 208.7534 | 208.4171 | 208.3071 | 208.2509 | 208.3471 | 208.6539 | 208.5451 | 208.4812 | 208.4331 | 208.0665 | 207.5948 | 207.2645 | 206.9978 | 206.7156 | 206.4235 | 206.1215 | 205.8026 | 205.4321 | 204.9913 | 204.4652 | 203.8589 | 203.2022 | 202.494 | 201.729 | 200.9832
NPgN | GSP | NG FES - System Transformation | Domestic Baseline Demand Consumption (GWh) | LACKENBY | System Transformation | Dem_BB08a_NPgSubComponent | GWh | NPgN | Lackenby |  | 294.6712 | 292.8688 | 292.2608 | 291.7081 | 291.3086 | 291.0243 | 291.0179 | 291.0755 | 291.3066 | 291.7276 | 291.5622 | 291.4066 | 291.2592 | 290.5793 | 289.6557 | 288.9442 | 288.2394 | 287.4846 | 286.7019 | 285.8989 | 285.0404 | 284.0687 | 282.9661 | 281.7049 | 280.2954 | 278.7933 | 277.1972 | 275.4973 | 273.8337
NPgN | GSP | NG FES - System Transformation | Domestic Baseline Demand Consumption (GWh) | NORTON | System Transformation | Dem_BB08a_NPgSubComponent | GWh | NPgN | Norton |  | 707.2577 | 702.9763 | 700.9836 | 699.216 | 697.7978 | 696.6626 | 696.1963 | 695.9155 | 696.0968 | 696.8132 | 696.1191 | 695.5142 | 694.9351 | 692.4681 | 688.5118 | 685.8301 | 683.3882 | 680.8767 | 678.2981 | 675.6615 | 672.8458 | 669.6865 | 666.0823 | 661.9346 | 657.2754 | 652.2924 | 646.9804 | 641.3052 | 635.7611
NPgN | GSP | NG FES - System Transformation | Domestic Baseline Demand Consumption (GWh) | OFFERTON | System Transformation | Dem_BB08a_NPgSubComponent | GWh | NPgN | Offerton |  | 102.1186 | 101.4362 | 101.102 | 100.8154 | 100.5915 | 100.4216 | 100.3611 | 100.3402 | 100.3831 | 100.5092 | 100.4122 | 100.321 | 100.2272 | 100.0121 | 99.7011 | 99.464 | 99.2461 | 99.0261 | 98.8074 | 98.5877 | 98.3575 | 98.109 | 97.8328 | 97.5225 | 97.18 | 96.8173 | 96.434 | 96.028 | 95.631
NPgN | GSP | NG FES - System Transformation | Domestic Baseline Demand Consumption (GWh) | OSBALDWICK | System Transformation | Dem_BB08a_NPgSubComponent | GWh | NPgN | Osbaldwick |  | 457.9398 | 455.2932 | 455.0151 | 454.9756 | 455.1862 | 455.6034 | 456.3133 | 457.1029 | 458.2447 | 459.6454 | 460.0186 | 460.2263 | 460.3886 | 460.0457 | 459.8584 | 459.4736 | 458.8771 | 458.2616 | 457.6523 | 457.0451 | 456.3639 | 455.5705 | 454.6216 | 453.487 | 452.1795 | 450.7647 | 449.2408 | 447.5961 | 445.9824
NPgN | GSP | NG FES - System Transformation | Domestic Baseline Demand Consumption (GWh) | POPPLETON | System Transformation | Dem_BB08a_NPgSubComponent | GWh | NPgN | Poppleton |  | 80.3394 | 79.8721 | 79.7169 | 79.6253 | 79.5901 | 79.6077 | 79.6678 | 79.749 | 79.8851 | 80.0922 | 80.0973 | 80.0565 | 80.0119 | 79.7359 | 79.2614 | 78.9058 | 78.5289 | 78.17 | 77.8272 | 77.493 | 77.1379 | 76.7442 | 76.2904 | 75.7633 | 75.1669 | 74.5267 | 73.8417 | 73.1074 | 72.3896
NPgN | GSP | NG FES - System Transformation | Domestic Baseline Demand Consumption (GWh) | SALTHOLME | System Transformation | Dem_BB08a_NPgSubComponent | GWh | NPgN | Saltholme |  | 4.1844 | 4.1588 | 4.1443 | 4.1311 | 4.1204 | 4.1114 | 4.1062 | 4.1023 | 4.1005 | 4.1023 | 4.0968 | 4.0914 | 4.0863 | 4.0645 | 4.0284 | 4.0042 | 3.9819 | 3.9589 | 3.9351 | 3.911 | 3.8851 | 3.8563 | 3.8236 | 3.7863 | 3.7446 | 3.7002 | 3.6529 | 3.6025 | 3.5533
NPgN | GSP | NG FES - System Transformation | Domestic Baseline Demand Consumption (GWh) | SOUTH SHIELDS | System Transformation | Dem_BB08a_NPgSubComponent | GWh | NPgN | South Shields |  | 61.9989 | 61.751 | 61.7127 | 61.6974 | 61.7186 | 61.7652 | 61.8762 | 62.009 | 62.1796 | 62.4046 | 62.4894 | 62.5711 | 62.6524 | 62.6768 | 62.6662 | 62.6831 | 62.7044 | 62.722 | 62.7358 | 62.746 | 62.7513 | 62.7415 | 62.721 | 62.6872 | 62.641 | 62.5871 | 62.5252 | 62.4547 | 62.3881
NPgN | GSP | NG FES - System Transformation | Domestic Baseline Demand Consumption (GWh) | SPADEADAM | System Transformation | Dem_BB08a_NPgSubComponent | GWh | NPgN | Spadeadam - Not in NG FES |  | 9.9888 | 9.9498 | 9.9479 | 9.9486 | 9.9563 | 9.9664 | 9.9866 | 10.0089 | 10.0371 | 10.0737 | 10.0857 | 10.0975 | 10.1089 | 10.1129 | 10.1153 | 10.1174 | 10.12 | 10.1222 | 10.1234 | 10.1244 | 10.1247 | 10.1235 | 10.121 | 10.117 | 10.1114 | 10.105 | 10.0977 | 10.0893 | 10.0813
NPgN | GSP | NG FES - System Transformation | Domestic Baseline Demand Consumption (GWh) | SPENNYMOOR | System Transformation | Dem_BB08a_NPgSubComponent | GWh | NPgN | Spennymoor |  | 298.9772 | 297.7848 | 297.6855 | 297.7078 | 297.8962 | 298.1965 | 298.7503 | 299.3663 | 300.1663 | 301.2091 | 301.5267 | 301.7945 | 302.0413 | 301.7742 | 301.1695 | 300.7939 | 300.4123 | 300.0004 | 299.576 | 299.1393 | 298.644 | 298.0438 | 297.3198 | 296.4454 | 295.4295 | 294.324 | 293.1275 | 291.8303 | 290.5675
NPgN | GSP | NG FES - System Transformation | Domestic Baseline Demand Consumption (GWh) | STELLA NORTH | System Transformation | Dem_BB08a_NPgSubComponent | GWh | NPgN | Stella North |  | 361.2365 | 359.1112 | 358.4279 | 358.0512 | 357.9989 | 358.2322 | 358.7694 | 359.4332 | 360.3421 | 361.5866 | 361.9274 | 362.1382 | 362.2903 | 361.9758 | 361.3282 | 360.8252 | 360.2369 | 359.6405 | 359.071 | 358.5357 | 357.9739 | 357.3322 | 356.5768 | 355.6828 | 354.6577 | 353.5509 | 352.3616 | 351.081 | 349.8363
NPgN | GSP | NG FES - System Transformation | Domestic Baseline Demand Consumption (GWh) | STELLA SOUTH | System Transformation | Dem_BB08a_NPgSubComponent | GWh | NPgN | Stella South |  | 259.6721 | 258.2122 | 257.9258 | 257.7272 | 257.6631 | 257.689 | 257.9339 | 258.2406 | 258.7273 | 259.3845 | 259.4823 | 259.5607 | 259.6388 | 259.3396 | 259.0008 | 258.7003 | 258.3585 | 257.976 | 257.5668 | 257.142 | 256.6679 | 256.1147 | 255.4668 | 254.705 | 253.8368 | 252.9024 | 251.9006 | 250.8244 | 249.7711
NPgN | GSP | NG FES - System Transformation | Domestic Baseline Demand Consumption (GWh) | TYNEMOUTH | System Transformation | Dem_BB08a_NPgSubComponent | GWh | NPgN | Tynemouth 1 |  | 294.8132 | 293.8969 | 293.9904 | 294.208 | 294.6395 | 295.2101 | 296.0411 | 296.9551 | 298.0402 | 299.3893 | 300.02 | 300.569 | 301.0973 | 301.2081 | 301.0175 | 301.0061 | 300.9926 | 300.9639 | 300.9212 | 300.8738 | 300.7858 | 300.6134 | 300.3509 | 299.9782 | 299.5014 | 298.9591 | 298.3505 | 297.6687 | 297.0152
NPgN | GSP | NG FES - System Transformation | Domestic Baseline Demand Consumption (GWh) | WEST BOLDON | System Transformation | Dem_BB08a_NPgSubComponent | GWh | NPgN | West Boldon |  | 388.9399 | 386.6315 | 385.698 | 384.9573 | 384.4735 | 384.2113 | 384.3496 | 384.6419 | 385.1892 | 386.0844 | 386.1124 | 386.1281 | 386.1332 | 385.687 | 384.9201 | 384.3949 | 383.9034 | 383.4031 | 382.8972 | 382.3896 | 381.8447 | 381.2155 | 380.4851 | 379.6309 | 378.6601 | 377.6166 | 376.4992 | 375.3003 | 374.1358
NPgY | GSP | NG FES - System Transformation | Domestic Baseline Demand Consumption (GWh) | BRADFORD WEST | System Transformation | Dem_BB08a_NPgSubComponent | GWh | NPgY | Bradford West |  | 743.4196 | 739.8139 | 738.7264 | 737.8043 | 737.3285 | 737.1554 | 737.6826 | 738.4718 | 739.7701 | 741.6312 | 742.0665 | 742.5386 | 743.0564 | 741.5498 | 738.6652 | 737.0493 | 735.6386 | 734.1339 | 732.5421 | 730.9099 | 729.0744 | 726.8619 | 724.1679 | 720.8877 | 717.0557 | 712.8747 | 708.3394 | 703.4126 | 698.6216
NPgY | GSP | NG FES - System Transformation | Domestic Baseline Demand Consumption (GWh) | CAMBLESFORTH | System Transformation | Dem_BB08a_NPgSubComponent | GWh | NPgY | Camblesforth |  | 47.1788 | 47.0261 | 47.0256 | 47.0352 | 47.0654 | 47.1036 | 47.1842 | 47.2816 | 47.4028 | 47.5582 | 47.6035 | 47.6493 | 47.6964 | 47.658 | 47.5607 | 47.5075 | 47.4668 | 47.4265 | 47.3811 | 47.3336 | 47.2794 | 47.2086 | 47.1186 | 47.0052 | 46.8698 | 46.7205 | 46.557 | 46.3776 | 46.2037
NPgY | GSP | NG FES - System Transformation | Domestic Baseline Demand Consumption (GWh) | CREYKE BECK | System Transformation | Dem_BB08a_NPgSubComponent | GWh | NPgY | Creyke Beck |  | 618.054 | 614.8984 | 613.8934 | 613.1476 | 612.7602 | 612.6053 | 613.0741 | 613.7546 | 614.8152 | 616.3886 | 616.5842 | 616.7483 | 616.9211 | 616.2116 | 614.8724 | 613.9763 | 613.1641 | 612.3492 | 611.5204 | 610.6898 | 609.7842 | 608.7182 | 607.4463 | 605.9236 | 604.1654 | 602.2593 | 600.2025 | 597.9793 | 595.8188
NPgY | GSP | NG FES - System Transformation | Domestic Baseline Demand Consumption (GWh) | DRAX | System Transformation | Dem_BB08a_NPgSubComponent | GWh | NPgY | Drax |  | 62.4858 | 62.7475 | 63.2286 | 63.692 | 64.1463 | 64.5962 | 65.0927 | 65.5967 | 66.1309 | 66.6901 | 67.0921 | 67.4731 | 67.8369 | 68.1391 | 68.461 | 68.7736 | 69.0865 | 69.3805 | 69.6628 | 69.9328 | 70.1923 | 70.4294 | 70.653 | 70.8613 | 71.0553 | 71.2401 | 71.4156 | 71.5805 | 71.7466
NPgY | GSP | NG FES - System Transformation | Domestic Baseline Demand Consumption (GWh) | ELLAND | System Transformation | Dem_BB08a_NPgSubComponent | GWh | NPgY | Elland |  | 531.1481 | 528.8007 | 528.2364 | 527.8451 | 527.75 | 527.8852 | 528.5427 | 529.3929 | 530.5693 | 532.1912 | 532.6974 | 533.2452 | 533.8131 | 533.3459 | 532.1444 | 531.6101 | 531.2082 | 530.7641 | 530.2893 | 529.793 | 529.2122 | 528.4393 | 527.4183 | 526.0951 | 524.4869 | 522.698 | 520.7254 | 518.5498 | 516.4447
NPgY | GSP | NG FES - System Transformation | Domestic Baseline Demand Consumption (GWh) | FERRYBRIDGE A | System Transformation | Dem_BB08a_NPgSubComponent | GWh | NPgY | Ferrybridge A |  | 181.7803 | 181.3203 | 181.9151 | 182.53 | 183.1976 | 183.9141 | 184.7561 | 185.632 | 186.654 | 187.7328 | 188.4659 | 189.1933 | 189.9256 | 190.4458 | 191.2171 | 191.8396 | 192.376 | 192.8464 | 193.27 | 193.6572 | 193.9948 | 194.2627 | 194.4697 | 194.6052 | 194.6748 | 194.7041 | 194.6926 | 194.6356 | 194.5869
NPgY | GSP | NG FES - System Transformation | Domestic Baseline Demand Consumption (GWh) | FERRYBRIDGE B | System Transformation | Dem_BB08a_NPgSubComponent | GWh | NPgY | Ferrybridge B (_M) |  | 395.6267 | 394.8134 | 395.3742 | 396.0772 | 396.9818 | 398.0683 | 399.4612 | 400.956 | 402.6977 | 404.7045 | 405.88 | 407.0035 | 408.1007 | 407.9414 | 406.9033 | 406.5543 | 406.2517 | 405.8636 | 405.4135 | 404.9135 | 404.2781 | 403.3971 | 402.218 | 400.6768 | 398.7942 | 396.6945 | 394.3741 | 391.8098 | 389.3236
NPgY | GSP | NG FES - System Transformation | Domestic Baseline Demand Consumption (GWh) | GRIMSBY WEST | System Transformation | Dem_BB08a_NPgSubComponent | GWh | NPgY | Grimsby West |  | 212.0031 | 210.6019 | 209.8504 | 209.1664 | 208.6265 | 208.1909 | 207.9794 | 207.8331 | 207.8465 | 208.0527 | 207.8195 | 207.6148 | 207.421 | 207.0781 | 206.6084 | 206.2556 | 205.9567 | 205.665 | 205.3772 | 205.0809 | 204.777 | 204.4374 | 204.058 | 203.63 | 203.1563 | 202.6538 | 202.1218 | 201.5575 | 201.0066
NPgY | GSP | NG FES - System Transformation | Domestic Baseline Demand Consumption (GWh) | JORDANTHORPE | System Transformation | Dem_BB08a_NPgSubComponent | GWh | NPgY | Jordanthorpe |  | 130.1186 | 129.4284 | 129.5626 | 129.7525 | 130.0067 | 130.3175 | 130.7022 | 131.1093 | 131.6439 | 132.218 | 132.559 | 132.8655 | 133.1781 | 133.2306 | 133.4001 | 133.5017 | 133.5042 | 133.4572 | 133.3853 | 133.2952 | 133.1635 | 132.9684 | 132.6975 | 132.3368 | 131.8926 | 131.3964 | 130.8477 | 130.2404 | 129.6458
NPgY | GSP | NG FES - System Transformation | Domestic Baseline Demand Consumption (GWh) | KEADBY | System Transformation | Dem_BB08a_NPgSubComponent | GWh | NPgY | Keadby |  | 304.4507 | 303.5698 | 303.7247 | 303.9 | 304.2144 | 304.5923 | 305.2623 | 305.9976 | 306.9125 | 308.0739 | 308.5218 | 308.9741 | 309.4326 | 309.4193 | 309.1884 | 309.167 | 309.1942 | 309.1925 | 309.1518 | 309.0978 | 309.0049 | 308.8167 | 308.5233 | 308.1034 | 307.5646 | 306.9508 | 306.2604 | 305.485 | 304.7372
NPgY | GSP | NG FES - System Transformation | Domestic Baseline Demand Consumption (GWh) | KIRKSTALL B | System Transformation | Dem_BB08a_NPgSubComponent | GWh | NPgY | Kirkstall B |  | 327.0196 | 325.6017 | 325.4264 | 325.473 | 325.7827 | 326.3377 | 327.1797 | 328.1368 | 329.3415 | 330.8298 | 331.4941 | 332.0598 | 332.5908 | 332.603 | 332.2017 | 332.0049 | 331.7643 | 331.5237 | 331.2989 | 331.0771 | 330.8204 | 330.4827 | 330.0158 | 329.3917 | 328.6191 | 327.7523 | 326.7899 | 325.7218 | 324.6897
NPgY | GSP | NG FES - System Transformation | Domestic Baseline Demand Consumption (GWh) | NEEPSEND | System Transformation | Dem_BB08a_NPgSubComponent | GWh | NPgY | Neepsend |  | 159.0812 | 158.3778 | 158.5028 | 158.7209 | 159.0438 | 159.4631 | 159.9932 | 160.5656 | 161.2853 | 162.1049 | 162.5773 | 163.0004 | 163.4198 | 163.5948 | 163.7863 | 163.941 | 164.0049 | 164.0372 | 164.0576 | 164.0659 | 164.0381 | 163.9545 | 163.8027 | 163.5693 | 163.2595 | 162.902 | 162.4964 | 162.0373 | 161.5926
NPgY | GSP | NG FES - System Transformation | Domestic Baseline Demand Consumption (GWh) | NORTON LEES | System Transformation | Dem_BB08a_NPgSubComponent | GWh | NPgY | Norton Lees |  | 148.459 | 147.9612 | 148.0435 | 148.219 | 148.5003 | 148.8777 | 149.3656 | 149.8966 | 150.5463 | 151.3133 | 151.7499 | 152.1421 | 152.5247 | 152.5185 | 152.249 | 152.1543 | 152.0281 | 151.8791 | 151.7209 | 151.5524 | 151.3403 | 151.0528 | 150.6692 | 150.1686 | 149.5575 | 148.8764 | 148.1245 | 147.2943 | 146.4896
NPgY | GSP | NG FES - System Transformation | Domestic Baseline Demand Consumption (GWh) | PITSMOOR 3/4 | System Transformation | Dem_BB08a_NPgSubComponent | GWh | NPgY | Pitsmoor |  | 62.9858 | 62.8121 | 62.8773 | 62.9853 | 63.1426 | 63.3444 | 63.5962 | 63.8675 | 64.1909 | 64.5707 | 64.7969 | 65.0015 | 65.2002 | 65.2792 | 65.2682 | 65.3059 | 65.3275 | 65.3442 | 65.3609 | 65.3753 | 65.3764 | 65.3538 | 65.3013 | 65.2125 | 65.0894 | 64.9445 | 64.7777 | 64.5866 | 64.4038
NPgY | GSP | NG FES - System Transformation | Domestic Baseline Demand Consumption (GWh) | SALTEND NORTH | System Transformation | Dem_BB08a_NPgSubComponent | GWh | NPgY | Saltend North |  | 81.3047 | 80.8468 | 80.681 | 80.5546 | 80.4807 | 80.4455 | 80.4991 | 80.5811 | 80.7182 | 80.9301 | 80.9567 | 80.9773 | 80.9987 | 80.9403 | 80.8253 | 80.7472 | 80.6751 | 80.6028 | 80.5321 | 80.4628 | 80.3869 | 80.2968 | 80.1878 | 80.0559 | 79.9026 | 79.7358 | 79.5553 | 79.3598 | 79.1705
NPgY | GSP | NG FES - System Transformation | Domestic Baseline Demand Consumption (GWh) | SHEFFIELD CITY | System Transformation | Dem_BB08a_NPgSubComponent | GWh | NPgY | Sheffield City |  | 89.6027 | 89.1092 | 89.1171 | 89.1708 | 89.275 | 89.4267 | 89.6366 | 89.8686 | 90.1831 | 90.541 | 90.7255 | 90.8878 | 91.0519 | 91.036 | 91.0329 | 91.0202 | 90.9558 | 90.8659 | 90.763 | 90.6502 | 90.5113 | 90.3329 | 90.1053 | 89.8187 | 89.4769 | 89.1008 | 88.6897 | 88.2401 | 87.8006
NPgY | GSP | NG FES - System Transformation | Domestic Baseline Demand Consumption (GWh) | SKELTON GRANGE | System Transformation | Dem_BB08a_NPgSubComponent | GWh | NPgY | Skelton Grange |  | 856.664 | 853.4093 | 853.1348 | 853.2552 | 853.9287 | 855.0732 | 856.9569 | 859.1273 | 861.8641 | 865.2835 | 866.8185 | 868.2368 | 869.6289 | 868.8333 | 866.3782 | 865.1682 | 864.0548 | 862.8596 | 861.6167 | 860.3392 | 858.866 | 857.0041 | 854.618 | 851.593 | 847.9643 | 843.952 | 839.5506 | 834.7193 | 830.0324
NPgY | GSP | NG FES - System Transformation | Domestic Baseline Demand Consumption (GWh) | TEMPLEBOROUGH 275/33KV | System Transformation | Dem_BB08a_NPgSubComponent | GWh | NPgY | Templeborough |  | 10.1997 | 10.1628 | 10.1579 | 10.156 | 10.16 | 10.1681 | 10.1858 | 10.2074 | 10.2356 | 10.2727 | 10.2895 | 10.307 | 10.3251 | 10.3164 | 10.2886 | 10.2786 | 10.2718 | 10.2636 | 10.254 | 10.2433 | 10.2301 | 10.2117 | 10.187 | 10.1549 | 10.1156 | 10.0717 | 10.0233 | 9.9697 | 9.9179
NPgY | GSP | NG FES - System Transformation | Domestic Baseline Demand Consumption (GWh) | THURCROFT | System Transformation | Dem_BB08a_NPgSubComponent | GWh | NPgY | Thurcroft |  | 283.5117 | 282.2852 | 282.3863 | 282.5569 | 282.8598 | 283.2525 | 283.8606 | 284.5568 | 285.4732 | 286.5512 | 287.108 | 287.6599 | 288.237 | 288.1948 | 288.0743 | 288.0997 | 288.0853 | 287.999 | 287.8567 | 287.6789 | 287.4193 | 287.0222 | 286.4679 | 285.7248 | 284.8048 | 283.7736 | 282.6293 | 281.3599 | 280.1255
NPgY | GSP | NG FES - System Transformation | Domestic Baseline Demand Consumption (GWh) | WEST MELTON / THORPE MARSH | System Transformation | Dem_BB08a_NPgSubComponent | GWh | NPgY | Thorpe Marsh |  | 521.978 | 520.1865 | 520.2402 | 520.4346 | 520.9027 | 521.556 | 522.6757 | 523.9975 | 525.6816 | 527.7787 | 528.8216 | 529.8712 | 530.9377 | 530.8962 | 530.2116 | 530.1081 | 530.0766 | 529.962 | 529.7735 | 529.5275 | 529.1476 | 528.5308 | 527.6466 | 526.4376 | 524.9227 | 523.2139 | 521.3076 | 519.1833 | 517.1294
NPgY | GSP | NG FES - System Transformation | Domestic Baseline Demand Consumption (GWh) | WEST MELTON SECTION 3 | System Transformation | Dem_BB08a_NPgSubComponent | GWh | NPgY | West Melton |  | 542.8911 | 540.9579 | 541.6876 | 542.5365 | 543.6068 | 544.8812 | 546.5845 | 548.4315 | 550.6872 | 553.2201 | 554.7243 | 556.2319 | 557.7601 | 558.4099 | 559.1871 | 559.9874 | 560.6588 | 561.1789 | 561.5869 | 561.9062 | 562.0767 | 562.023 | 561.7387 | 561.1788 | 560.3617 | 559.3843 | 558.2439 | 556.9229 | 555.6492
NPgY | GSP | NG FES - System Transformation | Domestic Baseline Demand Consumption (GWh) | WINCOBANK | System Transformation | Dem_BB08a_NPgSubComponent | GWh | NPgY | Wincobank |  | 32.0182 | 31.8486 | 31.8293 | 31.8151 | 31.811 | 31.8137 | 31.834 | 31.8622 | 31.9133 | 31.9743 | 31.9952 | 32.0176 | 32.045 | 31.9122 | 31.7083 | 31.578 | 31.4494 | 31.3063 | 31.1513 | 30.9893 | 30.8089 | 30.597 | 30.3458 | 30.0471 | 29.7036 | 29.3318 | 28.9311 | 28.4986 | 28.0754
NPgN | GSP | NPg Best View | Total installed PV capacity - domestic (MW) | BLYTH 66kV | NPg Best View (Not in FES) | Gen_BB013 | MW | NPgN | Blyth 66kV |  | 16.6 | 17.767 | 19.218 | 21.113 | 23.287 | 25.648 | 28.076 | 30.507 | 32.953 | 36.345 | 40.014 | 43.322 | 47.035 | 50.646 | 53.686 | 57.533 | 61.29 | 65.406 | 69.597 | 74.026 | 78.443 | 83.059 | 87.464 | 92.126 | 96.802 | 101.025 | 105.835 | 110.49 | 115.503
NPgN | GSP | NPg Best View | Total installed PV capacity - domestic (MW) | BLYTH 132kV | NPg Best View (Not in FES) | Gen_BB013 | MW | NPgN | Blyth 132kV |  | 5.467 | 5.835 | 6.283 | 6.867 | 7.537 | 8.265 | 9.014 | 9.763 | 10.518 | 11.563 | 12.695 | 13.715 | 14.859 | 15.973 | 16.91 | 18.096 | 19.255 | 20.524 | 21.816 | 23.182 | 24.544 | 25.967 | 27.325 | 28.763 | 30.205 | 31.507 | 32.99 | 34.425 | 35.971
NPgN | GSP | NPg Best View | Total installed PV capacity - domestic (MW) | FOURSTONES | NPg Best View (Not in FES) | Gen_BB013 | MW | NPgN | Fourstones |  | 2.221 | 2.326 | 2.454 | 2.621 | 2.812 | 3.02 | 3.234 | 3.448 | 3.663 | 3.962 | 4.285 | 4.576 | 4.903 | 5.221 | 5.489 | 5.828 | 6.158 | 6.521 | 6.89 | 7.28 | 7.669 | 8.075 | 8.463 | 8.873 | 9.285 | 9.657 | 10.08 | 10.49 | 10.932
NPgN | GSP | NPg Best View | Total installed PV capacity - domestic (MW) | HARTMOOR | NPg Best View (Not in FES) | Gen_BB013 | MW | NPgN | Hart Moor |  | 6.555 | 7.01 | 7.564 | 8.286 | 9.115 | 10.015 | 10.94 | 11.867 | 12.8 | 14.093 | 15.492 | 16.753 | 18.168 | 19.545 | 20.704 | 22.17 | 23.602 | 25.172 | 26.769 | 28.458 | 30.142 | 31.902 | 33.581 | 35.358 | 37.141 | 38.751 | 40.585 | 42.359 | 44.27
NPgN | GSP | NPg Best View | Total installed PV capacity - domestic (MW) | HAWTHORN PIT GRID | NPg Best View (Not in FES) | Gen_BB013 | MW | NPgN | Hawthorn Pit |  | 10.15 | 10.748 | 11.474 | 12.423 | 13.511 | 14.693 | 15.908 | 17.125 | 18.349 | 20.047 | 21.884 | 23.539 | 25.398 | 27.205 | 28.727 | 30.653 | 32.533 | 34.594 | 36.691 | 38.908 | 41.119 | 43.43 | 45.634 | 47.968 | 50.308 | 52.422 | 54.83 | 57.16 | 59.669
NPgN | GSP | NPg Best View | Total installed PV capacity - domestic (MW) | KNARESBOROUGH | NPg Best View (Not in FES) | Gen_BB013 | MW | NPgN | Knaresborough |  | 10.172 | 11.108 | 12.246 | 13.731 | 15.436 | 17.286 | 19.189 | 21.095 | 23.013 | 25.672 | 28.548 | 31.141 | 34.052 | 36.883 | 39.266 | 42.281 | 45.226 | 48.454 | 51.738 | 55.211 | 58.673 | 62.292 | 65.745 | 69.4 | 73.065 | 76.376 | 80.146 | 83.795 | 87.725
NPgN | GSP | NPg Best View | Total installed PV capacity - domestic (MW) | LACKENBY | NPg Best View (Not in FES) | Gen_BB013 | MW | NPgN | Lackenby |  | 11.672 | 12.573 | 13.668 | 15.098 | 16.738 | 18.519 | 20.351 | 22.185 | 24.031 | 26.59 | 29.358 | 31.853 | 34.655 | 37.379 | 39.673 | 42.575 | 45.409 | 48.515 | 51.677 | 55.019 | 58.35 | 61.833 | 65.156 | 68.674 | 72.202 | 75.388 | 79.017 | 82.529 | 86.311
NPgN | GSP | NPg Best View | Total installed PV capacity - domestic (MW) | NORTON | NPg Best View (Not in FES) | Gen_BB013 | MW | NPgN | Norton |  | 32.963 | 35.314 | 38.17 | 41.898 | 46.178 | 50.823 | 55.601 | 60.386 | 65.201 | 71.876 | 79.097 | 85.606 | 92.914 | 100.021 | 106.003 | 113.574 | 120.967 | 129.069 | 137.316 | 146.034 | 154.725 | 163.81 | 172.479 | 181.654 | 190.856 | 199.167 | 208.633 | 217.794 | 227.66
NPgN | GSP | NPg Best View | Total installed PV capacity - domestic (MW) | OFFERTON | NPg Best View (Not in FES) | Gen_BB013 | MW | NPgN | Offerton |  | 5.575 | 5.881 | 6.253 | 6.738 | 7.295 | 7.899 | 8.521 | 9.143 | 9.77 | 10.638 | 11.578 | 12.425 | 13.376 | 14.301 | 15.079 | 16.064 | 17.026 | 18.081 | 19.154 | 20.288 | 21.419 | 22.601 | 23.729 | 24.923 | 26.121 | 27.202 | 28.434 | 29.626 | 30.91
NPgN | GSP | NPg Best View | Total installed PV capacity - domestic (MW) | OSBALDWICK | NPg Best View (Not in FES) | Gen_BB013 | MW | NPgN | Osbaldwick |  | 20.619 | 22.201 | 24.123 | 26.631 | 29.511 | 32.637 | 35.852 | 39.071 | 42.311 | 46.803 | 51.662 | 56.042 | 60.959 | 65.741 | 69.767 | 74.861 | 79.836 | 85.287 | 90.836 | 96.703 | 102.551 | 108.664 | 114.497 | 120.671 | 126.863 | 132.456 | 138.825 | 144.989 | 151.628
NPgN | GSP | NPg Best View | Total installed PV capacity - domestic (MW) | POPPLETON | NPg Best View (Not in FES) | Gen_BB013 | MW | NPgN | Poppleton |  | 3.624 | 3.856 | 4.137 | 4.504 | 4.926 | 5.384 | 5.855 | 6.326 | 6.801 | 7.458 | 8.17 | 8.811 | 9.531 | 10.231 | 10.821 | 11.567 | 12.295 | 13.094 | 13.906 | 14.765 | 15.622 | 16.517 | 17.371 | 18.275 | 19.182 | 20.001 | 20.934 | 21.836 | 22.808
NPgN | GSP | NPg Best View | Total installed PV capacity - domestic (MW) | SALTHOLME | NPg Best View (Not in FES) | Gen_BB013 | MW | NPgN | Saltholme |  | 0.176 | 0.187 | 0.201 | 0.219 | 0.239 | 0.261 | 0.284 | 0.307 | 0.33 | 0.362 | 0.396 | 0.427 | 0.462 | 0.496 | 0.524 | 0.56 | 0.596 | 0.634 | 0.674 | 0.715 | 0.757 | 0.8 | 0.841 | 0.885 | 0.929 | 0.969 | 1.014 | 1.058 | 1.105
NPgN | GSP | NPg Best View | Total installed PV capacity - domestic (MW) | SOUTH SHIELDS | NPg Best View (Not in FES) | Gen_BB013 | MW | NPgN | South Shields |  | 3.631 | 3.898 | 4.222 | 4.645 | 5.13 | 5.657 | 6.199 | 6.742 | 7.288 | 8.045 | 8.865 | 9.603 | 10.432 | 11.238 | 11.917 | 12.776 | 13.615 | 14.534 | 15.469 | 16.458 | 17.444 | 18.475 | 19.458 | 20.499 | 21.543 | 22.486 | 23.56 | 24.599 | 25.718
NPgN | GSP | NPg Best View | Total installed PV capacity - domestic (MW) | SPADEADAM | NPg Best View (Not in FES) | Gen_BB013 | MW | NPgN | Spadeadam - Not in NG FES |  | 0.588 | 0.635 | 0.691 | 0.765 | 0.85 | 0.942 | 1.036 | 1.131 | 1.226 | 1.358 | 1.501 | 1.63 | 1.774 | 1.915 | 2.033 | 2.183 | 2.329 | 2.49 | 2.653 | 2.825 | 2.997 | 3.177 | 3.348 | 3.53 | 3.712 | 3.876 | 4.063 | 4.245 | 4.44
NPgN | GSP | NPg Best View | Total installed PV capacity - domestic (MW) | SPENNYMOOR | NPg Best View (Not in FES) | Gen_BB013 | MW | NPgN | Spennymoor |  | 19.656 | 21.008 | 22.65 | 24.794 | 27.256 | 29.928 | 32.676 | 35.428 | 38.197 | 42.036 | 46.189 | 49.933 | 54.136 | 58.223 | 61.664 | 66.018 | 70.27 | 74.93 | 79.673 | 84.687 | 89.686 | 94.911 | 99.896 | 105.173 | 110.466 | 115.246 | 120.69 | 125.959 | 131.633
NPgN | GSP | NPg Best View | Total installed PV capacity - domestic (MW) | STELLA NORTH | NPg Best View (Not in FES) | Gen_BB013 | MW | NPgN | Stella North |  | 9.486 | 10.428 | 11.571 | 13.064 | 14.777 | 16.637 | 18.55 | 20.466 | 22.394 | 25.066 | 27.957 | 30.563 | 33.489 | 36.335 | 38.73 | 41.761 | 44.721 | 47.965 | 51.267 | 54.757 | 58.237 | 61.874 | 65.345 | 69.019 | 72.703 | 76.031 | 79.82 | 83.488 | 87.438
NPgN | GSP | NPg Best View | Total installed PV capacity - domestic (MW) | STELLA SOUTH | NPg Best View (Not in FES) | Gen_BB013 | MW | NPgN | Stella South |  | 12.749 | 13.572 | 14.571 | 15.876 | 17.373 | 18.998 | 20.67 | 22.345 | 24.029 | 26.365 | 28.891 | 31.169 | 33.726 | 36.213 | 38.306 | 40.955 | 43.542 | 46.376 | 49.262 | 52.312 | 55.353 | 58.532 | 61.565 | 64.776 | 67.996 | 70.904 | 74.216 | 77.421 | 80.873
NPgN | GSP | NPg Best View | Total installed PV capacity - domestic (MW) | TYNEMOUTH | NPg Best View (Not in FES) | Gen_BB013 | MW | NPgN | Tynemouth 1 |  | 10.019 | 10.838 | 11.833 | 13.131 | 14.621 | 16.239 | 17.903 | 19.569 | 21.245 | 23.57 | 26.084 | 28.351 | 30.895 | 33.37 | 35.453 | 38.09 | 40.664 | 43.485 | 46.357 | 49.392 | 52.419 | 55.583 | 58.601 | 61.796 | 65 | 67.894 | 71.191 | 74.381 | 77.816
NPgN | GSP | NPg Best View | Total installed PV capacity - domestic (MW) | WEST BOLDON | NPg Best View (Not in FES) | Gen_BB013 | MW | NPgN | West Boldon |  | 16.907 | 18.013 | 19.357 | 21.111 | 23.124 | 25.31 | 27.558 | 29.809 | 32.074 | 35.214 | 38.612 | 41.674 | 45.112 | 48.455 | 51.27 | 54.832 | 58.31 | 62.122 | 66.001 | 70.103 | 74.192 | 78.466 | 82.544 | 86.861 | 91.19 | 95.1 | 99.554 | 103.864 | 108.505
NPgY | GSP | NPg Best View | Total installed PV capacity - domestic (MW) | BRADFORD WEST | NPg Best View (Not in FES) | Gen_BB013 | MW | NPgY | Bradford West |  | 21.571 | 24.119 | 27.201 | 31.191 | 35.787 | 40.814 | 46.051 | 51.377 | 56.829 | 63.754 | 71.24 | 77.987 | 85.556 | 92.914 | 99.11 | 106.942 | 114.589 | 122.965 | 131.488 | 140.495 | 149.473 | 158.854 | 167.804 | 177.273 | 186.769 | 195.343 | 205.105 | 214.551 | 224.722
NPgY | GSP | NPg Best View | Total installed PV capacity - domestic (MW) | CAMBLESFORTH | NPg Best View (Not in FES) | Gen_BB013 | MW | NPgY | Camblesforth |  | 3.432 | 3.696 | 4.016 | 4.43 | 4.907 | 5.429 | 5.972 | 6.525 | 7.091 | 7.809 | 8.586 | 9.286 | 10.072 | 10.835 | 11.478 | 12.291 | 13.085 | 13.954 | 14.838 | 15.773 | 16.705 | 17.678 | 18.607 | 19.59 | 20.575 | 21.465 | 22.478 | 23.458 | 24.514
NPgY | GSP | NPg Best View | Total installed PV capacity - domestic (MW) | CREYKE BECK | NPg Best View (Not in FES) | Gen_BB013 | MW | NPgY | Creyke Beck |  | 29.738 | 32.586 | 36.03 | 40.489 | 45.625 | 51.242 | 57.094 | 63.046 | 69.138 | 76.877 | 85.242 | 92.783 | 101.24 | 109.463 | 116.387 | 125.139 | 133.684 | 143.044 | 152.568 | 162.634 | 172.666 | 183.15 | 193.151 | 203.732 | 214.343 | 223.925 | 234.834 | 245.39 | 256.755
NPgY | GSP | NPg Best View | Total installed PV capacity - domestic (MW) | DRAX | NPg Best View (Not in FES) | Gen_BB013 | MW | NPgY | Drax |  | 1.166 | 1.499 | 1.901 | 2.422 | 3.022 | 3.679 | 4.362 | 5.058 | 5.769 | 6.673 | 7.651 | 8.532 | 9.52 | 10.48 | 11.289 | 12.312 | 13.31 | 14.403 | 15.516 | 16.692 | 17.864 | 19.089 | 20.257 | 21.494 | 22.733 | 23.853 | 25.127 | 26.36 | 27.688
NPgY | GSP | NPg Best View | Total installed PV capacity - domestic (MW) | ELLAND | NPg Best View (Not in FES) | Gen_BB013 | MW | NPgY | Elland |  | 21.073 | 22.983 | 25.292 | 28.282 | 31.727 | 35.494 | 39.418 | 43.41 | 47.496 | 52.686 | 58.296 | 63.352 | 69.024 | 74.539 | 79.182 | 85.052 | 90.782 | 97.059 | 103.446 | 110.197 | 116.925 | 123.956 | 130.663 | 137.759 | 144.875 | 151.301 | 158.617 | 165.696 | 173.318
NPgY | GSP | NPg Best View | Total installed PV capacity - domestic (MW) | FERRYBRIDGE A | NPg Best View (Not in FES) | Gen_BB013 | MW | NPgY | Ferrybridge A |  | 9.583 | 10.185 | 10.913 | 11.855 | 12.94 | 14.126 | 15.363 | 16.62 | 17.907 | 19.542 | 21.309 | 22.902 | 24.689 | 26.426 | 27.889 | 29.738 | 31.543 | 33.521 | 35.533 | 37.659 | 39.779 | 41.993 | 44.106 | 46.342 | 48.583 | 50.608 | 52.912 | 55.142 | 57.543
NPgY | GSP | NPg Best View | Total installed PV capacity - domestic (MW) | FERRYBRIDGE B | NPg Best View (Not in FES) | Gen_BB013 | MW | NPgY | Ferrybridge B (_M) |  | 17.039 | 18.383 | 20.008 | 22.113 | 24.537 | 27.188 | 29.95 | 32.759 | 35.635 | 39.287 | 43.235 | 46.794 | 50.786 | 54.667 | 57.935 | 62.065 | 66.098 | 70.516 | 75.011 | 79.762 | 84.497 | 89.445 | 94.165 | 99.159 | 104.167 | 108.689 | 113.838 | 118.82 | 124.185
NPgY | GSP | NPg Best View | Total installed PV capacity - domestic (MW) | GRIMSBY WEST | NPg Best View (Not in FES) | Gen_BB013 | MW | NPgY | Grimsby West |  | 11.82 | 12.805 | 13.996 | 15.538 | 17.315 | 19.258 | 21.282 | 23.341 | 25.448 | 28.125 | 31.018 | 33.627 | 36.552 | 39.396 | 41.791 | 44.819 | 47.775 | 51.012 | 54.306 | 57.788 | 61.258 | 64.885 | 68.344 | 72.004 | 75.675 | 78.989 | 82.762 | 86.414 | 90.345
NPgY | GSP | NPg Best View | Total installed PV capacity - domestic (MW) | JORDANTHORPE | NPg Best View (Not in FES) | Gen_BB013 | MW | NPgY | Jordanthorpe |  | 3.533 | 3.835 | 4.199 | 4.671 | 5.215 | 5.81 | 6.43 | 7.06 | 7.705 | 8.524 | 9.41 | 10.209 | 11.104 | 11.975 | 12.708 | 13.635 | 14.539 | 15.531 | 16.539 | 17.605 | 18.667 | 19.777 | 20.836 | 21.956 | 23.08 | 24.095 | 25.25 | 26.367 | 27.571
NPgY | GSP | NPg Best View | Total installed PV capacity - domestic (MW) | KEADBY | NPg Best View (Not in FES) | Gen_BB013 | MW | NPgY | Keadby |  | 30.163 | 31.522 | 33.166 | 35.294 | 37.745 | 40.426 | 43.219 | 46.059 | 48.967 | 52.66 | 56.653 | 60.251 | 64.288 | 68.212 | 71.517 | 75.694 | 79.772 | 84.239 | 88.784 | 93.588 | 98.376 | 103.38 | 108.153 | 113.203 | 118.267 | 122.84 | 128.046 | 133.084 | 138.508
NPgY | GSP | NPg Best View | Total installed PV capacity - domestic (MW) | KIRKSTALL B | NPg Best View (Not in FES) | Gen_BB013 | MW | NPgY | Kirkstall B |  | 9.679 | 10.753 | 12.051 | 13.731 | 15.667 | 17.785 | 19.991 | 22.234 | 24.531 | 27.448 | 30.601 | 33.443 | 36.631 | 39.731 | 42.341 | 45.64 | 48.861 | 52.389 | 55.979 | 59.773 | 63.555 | 67.507 | 71.277 | 75.265 | 79.265 | 82.877 | 86.989 | 90.968 | 95.252
NPgY | GSP | NPg Best View | Total installed PV capacity - domestic (MW) | NEEPSEND | NPg Best View (Not in FES) | Gen_BB013 | MW | NPgY | Neepsend |  | 3.943 | 4.415 | 4.986 | 5.725 | 6.577 | 7.508 | 8.478 | 9.465 | 10.475 | 11.758 | 13.145 | 14.395 | 15.798 | 17.161 | 18.309 | 19.76 | 21.177 | 22.729 | 24.308 | 25.977 | 27.64 | 29.379 | 31.037 | 32.791 | 34.551 | 36.139 | 37.948 | 39.698 | 41.583
NPgY | GSP | NPg Best View | Total installed PV capacity - domestic (MW) | NORTON LEES | NPg Best View (Not in FES) | Gen_BB013 | MW | NPgY | Norton Lees |  | 3.893 | 4.364 | 4.933 | 5.671 | 6.52 | 7.449 | 8.417 | 9.402 | 10.409 | 11.689 | 13.073 | 14.32 | 15.719 | 17.079 | 18.224 | 19.672 | 21.085 | 22.633 | 24.209 | 25.874 | 27.533 | 29.267 | 30.921 | 32.671 | 34.426 | 36.011 | 37.816 | 39.562 | 41.442
NPgY | GSP | NPg Best View | Total installed PV capacity - domestic (MW) | PITSMOOR 3/4 | NPg Best View (Not in FES) | Gen_BB013 | MW | NPgY | Pitsmoor |  | 1.045 | 1.247 | 1.492 | 1.808 | 2.173 | 2.572 | 2.988 | 3.41 | 3.843 | 4.392 | 4.986 | 5.522 | 6.122 | 6.706 | 7.198 | 7.82 | 8.426 | 9.091 | 9.767 | 10.482 | 11.195 | 11.939 | 12.649 | 13.401 | 14.154 | 14.835 | 15.609 | 16.359 | 17.166
NPgY | GSP | NPg Best View | Total installed PV capacity - domestic (MW) | SALTEND NORTH | NPg Best View (Not in FES) | Gen_BB013 | MW | NPgY | Saltend North |  | 4.245 | 4.619 | 5.07 | 5.655 | 6.329 | 7.066 | 7.833 | 8.614 | 9.413 | 10.428 | 11.525 | 12.514 | 13.623 | 14.702 | 15.61 | 16.758 | 17.878 | 19.106 | 20.355 | 21.675 | 22.991 | 24.366 | 25.678 | 27.066 | 28.457 | 29.714 | 31.145 | 32.529 | 34.02
NPgY | GSP | NPg Best View | Total installed PV capacity - domestic (MW) | SHEFFIELD CITY | NPg Best View (Not in FES) | Gen_BB013 | MW | NPgY | Sheffield City |  | 1.474 | 1.721 | 2.019 | 2.405 | 2.85 | 3.336 | 3.843 | 4.358 | 4.886 | 5.556 | 6.281 | 6.934 | 7.666 | 8.378 | 8.978 | 9.736 | 10.476 | 11.287 | 12.111 | 12.983 | 13.852 | 14.76 | 15.626 | 16.543 | 17.461 | 18.291 | 19.236 | 20.15 | 21.135
NPgY | GSP | NPg Best View | Total installed PV capacity - domestic (MW) | SKELTON GRANGE | NPg Best View (Not in FES) | Gen_BB013 | MW | NPgY | Skelton Grange |  | 23.906 | 26.679 | 30.031 | 34.372 | 39.372 | 44.841 | 50.538 | 56.332 | 62.263 | 69.797 | 77.941 | 85.281 | 93.515 | 101.52 | 108.261 | 116.781 | 125.1 | 134.212 | 143.484 | 153.283 | 163.05 | 173.256 | 182.992 | 193.293 | 203.623 | 212.951 | 223.572 | 233.848 | 244.913
NPgY | GSP | NPg Best View | Total installed PV capacity - domestic (MW) | TEMPLEBOROUGH 275/33KV | NPg Best View (Not in FES) | Gen_BB013 | MW | NPgY | Templeborough |  | 0.39 | 0.427 | 0.471 | 0.528 | 0.594 | 0.666 | 0.742 | 0.818 | 0.896 | 0.996 | 1.103 | 1.2 | 1.309 | 1.415 | 1.504 | 1.616 | 1.726 | 1.846 | 1.969 | 2.098 | 2.227 | 2.362 | 2.49 | 2.626 | 2.763 | 2.886 | 3.026 | 3.162 | 3.308
NPgY | GSP | NPg Best View | Total installed PV capacity - domestic (MW) | THURCROFT | NPg Best View (Not in FES) | Gen_BB013 | MW | NPgY | Thurcroft |  | 20.201 | 21.186 | 22.378 | 23.921 | 25.698 | 27.642 | 29.667 | 31.727 | 33.835 | 36.513 | 39.408 | 42.017 | 44.944 | 47.789 | 50.185 | 53.214 | 56.171 | 59.41 | 62.705 | 66.189 | 69.66 | 73.288 | 76.749 | 80.411 | 84.083 | 87.398 | 91.173 | 94.826 | 98.759
NPgY | GSP | NPg Best View | Total installed PV capacity - domestic (MW) | WEST MELTON / THORPE MARSH | NPg Best View (Not in FES) | Gen_BB013 | MW | NPgY | Thorpe Marsh |  | 31.631 | 33.602 | 35.986 | 39.073 | 42.629 | 46.519 | 50.57 | 54.691 | 58.909 | 64.267 | 70.058 | 75.278 | 81.134 | 86.827 | 91.62 | 97.68 | 103.596 | 110.076 | 116.669 | 123.638 | 130.584 | 137.842 | 144.766 | 152.092 | 159.438 | 166.072 | 173.625 | 180.933 | 188.802
NPgY | GSP | NPg Best View | Total installed PV capacity - domestic (MW) | WEST MELTON SECTION 3 | NPg Best View (Not in FES) | Gen_BB013 | MW | NPgY | West Melton |  | 27.752 | 29.514 | 31.644 | 34.403 | 37.581 | 41.056 | 44.677 | 48.359 | 52.129 | 56.917 | 62.093 | 66.758 | 71.99 | 77.078 | 81.362 | 86.777 | 92.064 | 97.855 | 103.747 | 109.975 | 116.182 | 122.669 | 128.856 | 135.403 | 141.968 | 147.897 | 154.646 | 161.177 | 168.209
NPgY | GSP | NPg Best View | Total installed PV capacity - domestic (MW) | WINCOBANK | NPg Best View (Not in FES) | Gen_BB013 | MW | NPgY | Wincobank |  | 1.09 | 1.17 | 1.266 | 1.39 | 1.533 | 1.689 | 1.852 | 2.018 | 2.188 | 2.403 | 2.636 | 2.846 | 3.082 | 3.311 | 3.504 | 3.748 | 3.986 | 4.246 | 4.511 | 4.792 | 5.071 | 5.363 | 5.642 | 5.937 | 6.232 | 6.499 | 6.803 | 7.097 | 7.413
NPgN | GSP | NG FES - Consumer Transformation | Total installed PV capacity - domestic (MW) | BLYTH 66kV | Consumer Transformation | Gen_BB013 | MW | NPgN | Blyth 66kV |  | 16.6 | 17.767 | 19.218 | 21.113 | 23.287 | 25.648 | 28.076 | 30.507 | 32.953 | 36.345 | 40.014 | 43.322 | 47.035 | 50.646 | 53.686 | 57.533 | 61.29 | 65.406 | 69.597 | 74.026 | 78.443 | 83.059 | 87.464 | 92.126 | 96.802 | 101.025 | 105.835 | 110.49 | 115.503
NPgN | GSP | NG FES - Consumer Transformation | Total installed PV capacity - domestic (MW) | BLYTH 132kV | Consumer Transformation | Gen_BB013 | MW | NPgN | Blyth 132kV |  | 5.467 | 5.835 | 6.283 | 6.867 | 7.537 | 8.265 | 9.014 | 9.763 | 10.518 | 11.563 | 12.695 | 13.715 | 14.859 | 15.973 | 16.91 | 18.096 | 19.255 | 20.524 | 21.816 | 23.182 | 24.544 | 25.967 | 27.325 | 28.763 | 30.205 | 31.507 | 32.99 | 34.425 | 35.971
NPgN | GSP | NG FES - Consumer Transformation | Total installed PV capacity - domestic (MW) | FOURSTONES | Consumer Transformation | Gen_BB013 | MW | NPgN | Fourstones |  | 2.221 | 2.326 | 2.454 | 2.621 | 2.812 | 3.02 | 3.234 | 3.448 | 3.663 | 3.962 | 4.285 | 4.576 | 4.903 | 5.221 | 5.489 | 5.828 | 6.158 | 6.521 | 6.89 | 7.28 | 7.669 | 8.075 | 8.463 | 8.873 | 9.285 | 9.657 | 10.08 | 10.49 | 10.932
NPgN | GSP | NG FES - Consumer Transformation | Total installed PV capacity - domestic (MW) | HARTMOOR | Consumer Transformation | Gen_BB013 | MW | NPgN | Hart Moor |  | 6.555 | 7.01 | 7.564 | 8.286 | 9.115 | 10.015 | 10.94 | 11.867 | 12.8 | 14.093 | 15.492 | 16.753 | 18.168 | 19.545 | 20.704 | 22.17 | 23.602 | 25.172 | 26.769 | 28.458 | 30.142 | 31.902 | 33.581 | 35.358 | 37.141 | 38.751 | 40.585 | 42.359 | 44.27
NPgN | GSP | NG FES - Consumer Transformation | Total installed PV capacity - domestic (MW) | HAWTHORN PIT GRID | Consumer Transformation | Gen_BB013 | MW | NPgN | Hawthorn Pit |  | 10.15 | 10.748 | 11.474 | 12.423 | 13.511 | 14.693 | 15.908 | 17.125 | 18.349 | 20.047 | 21.884 | 23.539 | 25.398 | 27.205 | 28.727 | 30.653 | 32.533 | 34.594 | 36.691 | 38.908 | 41.119 | 43.43 | 45.634 | 47.968 | 50.308 | 52.422 | 54.83 | 57.16 | 59.669
NPgN | GSP | NG FES - Consumer Transformation | Total installed PV capacity - domestic (MW) | KNARESBOROUGH | Consumer Transformation | Gen_BB013 | MW | NPgN | Knaresborough |  | 10.172 | 11.108 | 12.246 | 13.731 | 15.436 | 17.286 | 19.189 | 21.095 | 23.013 | 25.672 | 28.548 | 31.141 | 34.052 | 36.883 | 39.266 | 42.281 | 45.226 | 48.454 | 51.738 | 55.211 | 58.673 | 62.292 | 65.745 | 69.4 | 73.065 | 76.376 | 80.146 | 83.795 | 87.725
NPgN | GSP | NG FES - Consumer Transformation | Total installed PV capacity - domestic (MW) | LACKENBY | Consumer Transformation | Gen_BB013 | MW | NPgN | Lackenby |  | 11.672 | 12.573 | 13.668 | 15.098 | 16.738 | 18.519 | 20.351 | 22.185 | 24.031 | 26.59 | 29.358 | 31.853 | 34.655 | 37.379 | 39.673 | 42.575 | 45.409 | 48.515 | 51.677 | 55.019 | 58.35 | 61.833 | 65.156 | 68.674 | 72.202 | 75.388 | 79.017 | 82.529 | 86.311
NPgN | GSP | NG FES - Consumer Transformation | Total installed PV capacity - domestic (MW) | NORTON | Consumer Transformation | Gen_BB013 | MW | NPgN | Norton |  | 32.963 | 35.314 | 38.17 | 41.898 | 46.178 | 50.823 | 55.601 | 60.386 | 65.201 | 71.876 | 79.097 | 85.606 | 92.914 | 100.021 | 106.003 | 113.574 | 120.967 | 129.069 | 137.316 | 146.034 | 154.725 | 163.81 | 172.479 | 181.654 | 190.856 | 199.167 | 208.633 | 217.794 | 227.66
NPgN | GSP | NG FES - Consumer Transformation | Total installed PV capacity - domestic (MW) | OFFERTON | Consumer Transformation | Gen_BB013 | MW | NPgN | Offerton |  | 5.575 | 5.881 | 6.253 | 6.738 | 7.295 | 7.899 | 8.521 | 9.143 | 9.77 | 10.638 | 11.578 | 12.425 | 13.376 | 14.301 | 15.079 | 16.064 | 17.026 | 18.081 | 19.154 | 20.288 | 21.419 | 22.601 | 23.729 | 24.923 | 26.121 | 27.202 | 28.434 | 29.626 | 30.91
NPgN | GSP | NG FES - Consumer Transformation | Total installed PV capacity - domestic (MW) | OSBALDWICK | Consumer Transformation | Gen_BB013 | MW | NPgN | Osbaldwick |  | 20.619 | 22.201 | 24.123 | 26.631 | 29.511 | 32.637 | 35.852 | 39.071 | 42.311 | 46.803 | 51.662 | 56.042 | 60.959 | 65.741 | 69.767 | 74.861 | 79.836 | 85.287 | 90.836 | 96.703 | 102.551 | 108.664 | 114.497 | 120.671 | 126.863 | 132.456 | 138.825 | 144.989 | 151.628
NPgN | GSP | NG FES - Consumer Transformation | Total installed PV capacity - domestic (MW) | POPPLETON | Consumer Transformation | Gen_BB013 | MW | NPgN | Poppleton |  | 3.624 | 3.856 | 4.137 | 4.504 | 4.926 | 5.384 | 5.855 | 6.326 | 6.801 | 7.458 | 8.17 | 8.811 | 9.531 | 10.231 | 10.821 | 11.567 | 12.295 | 13.094 | 13.906 | 14.765 | 15.622 | 16.517 | 17.371 | 18.275 | 19.182 | 20.001 | 20.934 | 21.836 | 22.808
NPgN | GSP | NG FES - Consumer Transformation | Total installed PV capacity - domestic (MW) | SALTHOLME | Consumer Transformation | Gen_BB013 | MW | NPgN | Saltholme |  | 0.176 | 0.187 | 0.201 | 0.219 | 0.239 | 0.261 | 0.284 | 0.307 | 0.33 | 0.362 | 0.396 | 0.427 | 0.462 | 0.496 | 0.524 | 0.56 | 0.596 | 0.634 | 0.674 | 0.715 | 0.757 | 0.8 | 0.841 | 0.885 | 0.929 | 0.969 | 1.014 | 1.058 | 1.105
NPgN | GSP | NG FES - Consumer Transformation | Total installed PV capacity - domestic (MW) | SOUTH SHIELDS | Consumer Transformation | Gen_BB013 | MW | NPgN | South Shields |  | 3.631 | 3.898 | 4.222 | 4.645 | 5.13 | 5.657 | 6.199 | 6.742 | 7.288 | 8.045 | 8.865 | 9.603 | 10.432 | 11.238 | 11.917 | 12.776 | 13.615 | 14.534 | 15.469 | 16.458 | 17.444 | 18.475 | 19.458 | 20.499 | 21.543 | 22.486 | 23.56 | 24.599 | 25.718
NPgN | GSP | NG FES - Consumer Transformation | Total installed PV capacity - domestic (MW) | SPADEADAM | Consumer Transformation | Gen_BB013 | MW | NPgN | Spadeadam - Not in NG FES |  | 0.588 | 0.635 | 0.691 | 0.765 | 0.85 | 0.942 | 1.036 | 1.131 | 1.226 | 1.358 | 1.501 | 1.63 | 1.774 | 1.915 | 2.033 | 2.183 | 2.329 | 2.49 | 2.653 | 2.825 | 2.997 | 3.177 | 3.348 | 3.53 | 3.712 | 3.876 | 4.063 | 4.245 | 4.44
NPgN | GSP | NG FES - Consumer Transformation | Total installed PV capacity - domestic (MW) | SPENNYMOOR | Consumer Transformation | Gen_BB013 | MW | NPgN | Spennymoor |  | 19.656 | 21.008 | 22.65 | 24.794 | 27.256 | 29.928 | 32.676 | 35.428 | 38.197 | 42.036 | 46.189 | 49.933 | 54.136 | 58.223 | 61.664 | 66.018 | 70.27 | 74.93 | 79.673 | 84.687 | 89.686 | 94.911 | 99.896 | 105.173 | 110.466 | 115.246 | 120.69 | 125.959 | 131.633
NPgN | GSP | NG FES - Consumer Transformation | Total installed PV capacity - domestic (MW) | STELLA NORTH | Consumer Transformation | Gen_BB013 | MW | NPgN | Stella North |  | 9.486 | 10.428 | 11.571 | 13.064 | 14.777 | 16.637 | 18.55 | 20.466 | 22.394 | 25.066 | 27.957 | 30.563 | 33.489 | 36.335 | 38.73 | 41.761 | 44.721 | 47.965 | 51.267 | 54.757 | 58.237 | 61.874 | 65.345 | 69.019 | 72.703 | 76.031 | 79.82 | 83.488 | 87.438
NPgN | GSP | NG FES - Consumer Transformation | Total installed PV capacity - domestic (MW) | STELLA SOUTH | Consumer Transformation | Gen_BB013 | MW | NPgN | Stella South |  | 12.749 | 13.572 | 14.571 | 15.876 | 17.373 | 18.998 | 20.67 | 22.345 | 24.029 | 26.365 | 28.891 | 31.169 | 33.726 | 36.213 | 38.306 | 40.955 | 43.542 | 46.376 | 49.262 | 52.312 | 55.353 | 58.532 | 61.565 | 64.776 | 67.996 | 70.904 | 74.216 | 77.421 | 80.873
NPgN | GSP | NG FES - Consumer Transformation | Total installed PV capacity - domestic (MW) | TYNEMOUTH | Consumer Transformation | Gen_BB013 | MW | NPgN | Tynemouth 1 |  | 10.019 | 10.838 | 11.833 | 13.131 | 14.621 | 16.239 | 17.903 | 19.569 | 21.245 | 23.57 | 26.084 | 28.351 | 30.895 | 33.37 | 35.453 | 38.09 | 40.664 | 43.485 | 46.357 | 49.392 | 52.419 | 55.583 | 58.601 | 61.796 | 65 | 67.894 | 71.191 | 74.381 | 77.816
NPgN | GSP | NG FES - Consumer Transformation | Total installed PV capacity - domestic (MW) | WEST BOLDON | Consumer Transformation | Gen_BB013 | MW | NPgN | West Boldon |  | 16.907 | 18.013 | 19.357 | 21.111 | 23.124 | 25.31 | 27.558 | 29.809 | 32.074 | 35.214 | 38.612 | 41.674 | 45.112 | 48.455 | 51.27 | 54.832 | 58.31 | 62.122 | 66.001 | 70.103 | 74.192 | 78.466 | 82.544 | 86.861 | 91.19 | 95.1 | 99.554 | 103.864 | 108.505
NPgY | GSP | NG FES - Consumer Transformation | Total installed PV capacity - domestic (MW) | BRADFORD WEST | Consumer Transformation | Gen_BB013 | MW | NPgY | Bradford West |  | 21.571 | 24.119 | 27.201 | 31.191 | 35.787 | 40.814 | 46.051 | 51.377 | 56.829 | 63.754 | 71.24 | 77.987 | 85.556 | 92.914 | 99.11 | 106.942 | 114.589 | 122.965 | 131.488 | 140.495 | 149.473 | 158.854 | 167.804 | 177.273 | 186.769 | 195.343 | 205.105 | 214.551 | 224.722
NPgY | GSP | NG FES - Consumer Transformation | Total installed PV capacity - domestic (MW) | CAMBLESFORTH | Consumer Transformation | Gen_BB013 | MW | NPgY | Camblesforth |  | 3.432 | 3.696 | 4.016 | 4.43 | 4.907 | 5.429 | 5.972 | 6.525 | 7.091 | 7.809 | 8.586 | 9.286 | 10.072 | 10.835 | 11.478 | 12.291 | 13.085 | 13.954 | 14.838 | 15.773 | 16.705 | 17.678 | 18.607 | 19.59 | 20.575 | 21.465 | 22.478 | 23.458 | 24.514
NPgY | GSP | NG FES - Consumer Transformation | Total installed PV capacity - domestic (MW) | CREYKE BECK | Consumer Transformation | Gen_BB013 | MW | NPgY | Creyke Beck |  | 29.738 | 32.586 | 36.03 | 40.489 | 45.625 | 51.242 | 57.094 | 63.046 | 69.138 | 76.877 | 85.242 | 92.783 | 101.24 | 109.463 | 116.387 | 125.139 | 133.684 | 143.044 | 152.568 | 162.634 | 172.666 | 183.15 | 193.151 | 203.732 | 214.343 | 223.925 | 234.834 | 245.39 | 256.755
NPgY | GSP | NG FES - Consumer Transformation | Total installed PV capacity - domestic (MW) | DRAX | Consumer Transformation | Gen_BB013 | MW | NPgY | Drax |  | 1.166 | 1.499 | 1.901 | 2.422 | 3.022 | 3.679 | 4.362 | 5.058 | 5.769 | 6.673 | 7.651 | 8.532 | 9.52 | 10.48 | 11.289 | 12.312 | 13.31 | 14.403 | 15.516 | 16.692 | 17.864 | 19.089 | 20.257 | 21.494 | 22.733 | 23.853 | 25.127 | 26.36 | 27.688
NPgY | GSP | NG FES - Consumer Transformation | Total installed PV capacity - domestic (MW) | ELLAND | Consumer Transformation | Gen_BB013 | MW | NPgY | Elland |  | 21.073 | 22.983 | 25.292 | 28.282 | 31.727 | 35.494 | 39.418 | 43.41 | 47.496 | 52.686 | 58.296 | 63.352 | 69.024 | 74.539 | 79.182 | 85.052 | 90.782 | 97.059 | 103.446 | 110.197 | 116.925 | 123.956 | 130.663 | 137.759 | 144.875 | 151.301 | 158.617 | 165.696 | 173.318
NPgY | GSP | NG FES - Consumer Transformation | Total installed PV capacity - domestic (MW) | FERRYBRIDGE A | Consumer Transformation | Gen_BB013 | MW | NPgY | Ferrybridge A |  | 9.583 | 10.185 | 10.913 | 11.855 | 12.94 | 14.126 | 15.363 | 16.62 | 17.907 | 19.542 | 21.309 | 22.902 | 24.689 | 26.426 | 27.889 | 29.738 | 31.543 | 33.521 | 35.533 | 37.659 | 39.779 | 41.993 | 44.106 | 46.342 | 48.583 | 50.608 | 52.912 | 55.142 | 57.543
NPgY | GSP | NG FES - Consumer Transformation | Total installed PV capacity - domestic (MW) | FERRYBRIDGE B | Consumer Transformation | Gen_BB013 | MW | NPgY | Ferrybridge B (_M) |  | 17.039 | 18.383 | 20.008 | 22.113 | 24.537 | 27.188 | 29.95 | 32.759 | 35.635 | 39.287 | 43.235 | 46.794 | 50.786 | 54.667 | 57.935 | 62.065 | 66.098 | 70.516 | 75.011 | 79.762 | 84.497 | 89.445 | 94.165 | 99.159 | 104.167 | 108.689 | 113.838 | 118.82 | 124.185
NPgY | GSP | NG FES - Consumer Transformation | Total installed PV capacity - domestic (MW) | GRIMSBY WEST | Consumer Transformation | Gen_BB013 | MW | NPgY | Grimsby West |  | 11.82 | 12.805 | 13.996 | 15.538 | 17.315 | 19.258 | 21.282 | 23.341 | 25.448 | 28.125 | 31.018 | 33.627 | 36.552 | 39.396 | 41.791 | 44.819 | 47.775 | 51.012 | 54.306 | 57.788 | 61.258 | 64.885 | 68.344 | 72.004 | 75.675 | 78.989 | 82.762 | 86.414 | 90.345
NPgY | GSP | NG FES - Consumer Transformation | Total installed PV capacity - domestic (MW) | JORDANTHORPE | Consumer Transformation | Gen_BB013 | MW | NPgY | Jordanthorpe |  | 3.533 | 3.835 | 4.199 | 4.671 | 5.215 | 5.81 | 6.43 | 7.06 | 7.705 | 8.524 | 9.41 | 10.209 | 11.104 | 11.975 | 12.708 | 13.635 | 14.539 | 15.531 | 16.539 | 17.605 | 18.667 | 19.777 | 20.836 | 21.956 | 23.08 | 24.095 | 25.25 | 26.367 | 27.571
NPgY | GSP | NG FES - Consumer Transformation | Total installed PV capacity - domestic (MW) | KEADBY | Consumer Transformation | Gen_BB013 | MW | NPgY | Keadby |  | 30.163 | 31.522 | 33.166 | 35.294 | 37.745 | 40.426 | 43.219 | 46.059 | 48.967 | 52.66 | 56.653 | 60.251 | 64.288 | 68.212 | 71.517 | 75.694 | 79.772 | 84.239 | 88.784 | 93.588 | 98.376 | 103.38 | 108.153 | 113.203 | 118.267 | 122.84 | 128.046 | 133.084 | 138.508
NPgY | GSP | NG FES - Consumer Transformation | Total installed PV capacity - domestic (MW) | KIRKSTALL B | Consumer Transformation | Gen_BB013 | MW | NPgY | Kirkstall B |  | 9.679 | 10.753 | 12.051 | 13.731 | 15.667 | 17.785 | 19.991 | 22.234 | 24.531 | 27.448 | 30.601 | 33.443 | 36.631 | 39.731 | 42.341 | 45.64 | 48.861 | 52.389 | 55.979 | 59.773 | 63.555 | 67.507 | 71.277 | 75.265 | 79.265 | 82.877 | 86.989 | 90.968 | 95.252
NPgY | GSP | NG FES - Consumer Transformation | Total installed PV capacity - domestic (MW) | NEEPSEND | Consumer Transformation | Gen_BB013 | MW | NPgY | Neepsend |  | 3.943 | 4.415 | 4.986 | 5.725 | 6.577 | 7.508 | 8.478 | 9.465 | 10.475 | 11.758 | 13.145 | 14.395 | 15.798 | 17.161 | 18.309 | 19.76 | 21.177 | 22.729 | 24.308 | 25.977 | 27.64 | 29.379 | 31.037 | 32.791 | 34.551 | 36.139 | 37.948 | 39.698 | 41.583
NPgY | GSP | NG FES - Consumer Transformation | Total installed PV capacity - domestic (MW) | NORTON LEES | Consumer Transformation | Gen_BB013 | MW | NPgY | Norton Lees |  | 3.893 | 4.364 | 4.933 | 5.671 | 6.52 | 7.449 | 8.417 | 9.402 | 10.409 | 11.689 | 13.073 | 14.32 | 15.719 | 17.079 | 18.224 | 19.672 | 21.085 | 22.633 | 24.209 | 25.874 | 27.533 | 29.267 | 30.921 | 32.671 | 34.426 | 36.011 | 37.816 | 39.562 | 41.442
NPgY | GSP | NG FES - Consumer Transformation | Total installed PV capacity - domestic (MW) | PITSMOOR 3/4 | Consumer Transformation | Gen_BB013 | MW | NPgY | Pitsmoor |  | 1.045 | 1.247 | 1.492 | 1.808 | 2.173 | 2.572 | 2.988 | 3.41 | 3.843 | 4.392 | 4.986 | 5.522 | 6.122 | 6.706 | 7.198 | 7.82 | 8.426 | 9.091 | 9.767 | 10.482 | 11.195 | 11.939 | 12.649 | 13.401 | 14.154 | 14.835 | 15.609 | 16.359 | 17.166
NPgY | GSP | NG FES - Consumer Transformation | Total installed PV capacity - domestic (MW) | SALTEND NORTH | Consumer Transformation | Gen_BB013 | MW | NPgY | Saltend North |  | 4.245 | 4.619 | 5.07 | 5.655 | 6.329 | 7.066 | 7.833 | 8.614 | 9.413 | 10.428 | 11.525 | 12.514 | 13.623 | 14.702 | 15.61 | 16.758 | 17.878 | 19.106 | 20.355 | 21.675 | 22.991 | 24.366 | 25.678 | 27.066 | 28.457 | 29.714 | 31.145 | 32.529 | 34.02
NPgY | GSP | NG FES - Consumer Transformation | Total installed PV capacity - domestic (MW) | SHEFFIELD CITY | Consumer Transformation | Gen_BB013 | MW | NPgY | Sheffield City |  | 1.474 | 1.721 | 2.019 | 2.405 | 2.85 | 3.336 | 3.843 | 4.358 | 4.886 | 5.556 | 6.281 | 6.934 | 7.666 | 8.378 | 8.978 | 9.736 | 10.476 | 11.287 | 12.111 | 12.983 | 13.852 | 14.76 | 15.626 | 16.543 | 17.461 | 18.291 | 19.236 | 20.15 | 21.135
NPgY | GSP | NG FES - Consumer Transformation | Total installed PV capacity - domestic (MW) | SKELTON GRANGE | Consumer Transformation | Gen_BB013 | MW | NPgY | Skelton Grange |  | 23.906 | 26.679 | 30.031 | 34.372 | 39.372 | 44.841 | 50.538 | 56.332 | 62.263 | 69.797 | 77.941 | 85.281 | 93.515 | 101.52 | 108.261 | 116.781 | 125.1 | 134.212 | 143.484 | 153.283 | 163.05 | 173.256 | 182.992 | 193.293 | 203.623 | 212.951 | 223.572 | 233.848 | 244.913
NPgY | GSP | NG FES - Consumer Transformation | Total installed PV capacity - domestic (MW) | TEMPLEBOROUGH 275/33KV | Consumer Transformation | Gen_BB013 | MW | NPgY | Templeborough |  | 0.39 | 0.427 | 0.471 | 0.528 | 0.594 | 0.666 | 0.742 | 0.818 | 0.896 | 0.996 | 1.103 | 1.2 | 1.309 | 1.415 | 1.504 | 1.616 | 1.726 | 1.846 | 1.969 | 2.098 | 2.227 | 2.362 | 2.49 | 2.626 | 2.763 | 2.886 | 3.026 | 3.162 | 3.308
NPgY | GSP | NG FES - Consumer Transformation | Total installed PV capacity - domestic (MW) | THURCROFT | Consumer Transformation | Gen_BB013 | MW | NPgY | Thurcroft |  | 20.201 | 21.186 | 22.378 | 23.921 | 25.698 | 27.642 | 29.667 | 31.727 | 33.835 | 36.513 | 39.408 | 42.017 | 44.944 | 47.789 | 50.185 | 53.214 | 56.171 | 59.41 | 62.705 | 66.189 | 69.66 | 73.288 | 76.749 | 80.411 | 84.083 | 87.398 | 91.173 | 94.826 | 98.759
NPgY | GSP | NG FES - Consumer Transformation | Total installed PV capacity - domestic (MW) | WEST MELTON / THORPE MARSH | Consumer Transformation | Gen_BB013 | MW | NPgY | Thorpe Marsh |  | 31.631 | 33.602 | 35.986 | 39.073 | 42.629 | 46.519 | 50.57 | 54.691 | 58.909 | 64.267 | 70.058 | 75.278 | 81.134 | 86.827 | 91.62 | 97.68 | 103.596 | 110.076 | 116.669 | 123.638 | 130.584 | 137.842 | 144.766 | 152.092 | 159.438 | 166.072 | 173.625 | 180.933 | 188.802
NPgY | GSP | NG FES - Consumer Transformation | Total installed PV capacity - domestic (MW) | WEST MELTON SECTION 3 | Consumer Transformation | Gen_BB013 | MW | NPgY | West Melton |  | 27.752 | 29.514 | 31.644 | 34.403 | 37.581 | 41.056 | 44.677 | 48.359 | 52.129 | 56.917 | 62.093 | 66.758 | 71.99 | 77.078 | 81.362 | 86.777 | 92.064 | 97.855 | 103.747 | 109.975 | 116.182 | 122.669 | 128.856 | 135.403 | 141.968 | 147.897 | 154.646 | 161.177 | 168.209
NPgY | GSP | NG FES - Consumer Transformation | Total installed PV capacity - domestic (MW) | WINCOBANK | Consumer Transformation | Gen_BB013 | MW | NPgY | Wincobank |  | 1.09 | 1.17 | 1.266 | 1.39 | 1.533 | 1.689 | 1.852 | 2.018 | 2.188 | 2.403 | 2.636 | 2.846 | 3.082 | 3.311 | 3.504 | 3.748 | 3.986 | 4.246 | 4.511 | 4.792 | 5.071 | 5.363 | 5.642 | 5.937 | 6.232 | 6.499 | 6.803 | 7.097 | 7.413
NPgN | GSP | NG FES - Falling Short | Total installed PV capacity - domestic (MW) | BLYTH 66kV | Falling Short | Gen_BB013 | MW | NPgN | Blyth 66kV |  | 16.6 | 18.077 | 18.762 | 18.939 | 18.986 | 19.029 | 19.11 | 19.312 | 19.534 | 20.059 | 20.788 | 21.13 | 21.856 | 22.456 | 22.646 | 23.206 | 23.685 | 24.323 | 24.934 | 25.773 | 26.742 | 28.018 | 29.084 | 30.529 | 32.096 | 33.002 | 34.702 | 36.17 | 38.041
NPgN | GSP | NG FES - Falling Short | Total installed PV capacity - domestic (MW) | BLYTH 132kV | Falling Short | Gen_BB013 | MW | NPgN | Blyth 132kV |  | 5.467 | 5.931 | 6.142 | 6.196 | 6.211 | 6.224 | 6.249 | 6.311 | 6.38 | 6.542 | 6.766 | 6.872 | 7.096 | 7.281 | 7.339 | 7.512 | 7.66 | 7.857 | 8.045 | 8.303 | 8.602 | 8.996 | 9.324 | 9.77 | 10.253 | 10.532 | 11.057 | 11.509 | 12.086
NPgN | GSP | NG FES - Falling Short | Total installed PV capacity - domestic (MW) | FOURSTONES | Falling Short | Gen_BB013 | MW | NPgN | Fourstones |  | 2.221 | 2.354 | 2.414 | 2.429 | 2.434 | 2.437 | 2.444 | 2.462 | 2.482 | 2.528 | 2.592 | 2.622 | 2.686 | 2.739 | 2.756 | 2.805 | 2.847 | 2.904 | 2.957 | 3.031 | 3.117 | 3.229 | 3.323 | 3.45 | 3.588 | 3.668 | 3.817 | 3.947 | 4.111
NPgN | GSP | NG FES - Falling Short | Total installed PV capacity - domestic (MW) | HARTMOOR | Falling Short | Gen_BB013 | MW | NPgN | Hart Moor |  | 6.555 | 7.129 | 7.39 | 7.457 | 7.475 | 7.491 | 7.522 | 7.599 | 7.684 | 7.884 | 8.162 | 8.292 | 8.569 | 8.798 | 8.87 | 9.084 | 9.266 | 9.51 | 9.742 | 10.062 | 10.432 | 10.918 | 11.325 | 11.875 | 12.473 | 12.818 | 13.466 | 14.026 | 14.739
NPgN | GSP | NG FES - Falling Short | Total installed PV capacity - domestic (MW) | HAWTHORN PIT GRID | Falling Short | Gen_BB013 | MW | NPgN | Hawthorn Pit |  | 10.15 | 10.903 | 11.246 | 11.335 | 11.358 | 11.379 | 11.42 | 11.521 | 11.632 | 11.895 | 12.26 | 12.431 | 12.794 | 13.095 | 13.19 | 13.47 | 13.71 | 14.03 | 14.335 | 14.755 | 15.24 | 15.879 | 16.413 | 17.136 | 17.92 | 18.374 | 19.225 | 19.96 | 20.896
NPgN | GSP | NG FES - Falling Short | Total installed PV capacity - domestic (MW) | KNARESBOROUGH | Falling Short | Gen_BB013 | MW | NPgN | Knaresborough |  | 10.172 | 11.351 | 11.888 | 12.027 | 12.064 | 12.097 | 12.161 | 12.32 | 12.493 | 12.905 | 13.476 | 13.745 | 14.313 | 14.784 | 14.933 | 15.371 | 15.747 | 16.248 | 16.726 | 17.384 | 18.144 | 19.144 | 19.98 | 21.112 | 22.341 | 23.051 | 24.384 | 25.535 | 27.001
NPgN | GSP | NG FES - Falling Short | Total installed PV capacity - domestic (MW) | LACKENBY | Falling Short | Gen_BB013 | MW | NPgN | Lackenby |  | 11.672 | 12.808 | 13.324 | 13.458 | 13.493 | 13.525 | 13.586 | 13.739 | 13.906 | 14.303 | 14.852 | 15.111 | 15.658 | 16.111 | 16.254 | 16.677 | 17.038 | 17.52 | 17.98 | 18.613 | 19.345 | 20.307 | 21.112 | 22.202 | 23.384 | 24.067 | 25.35 | 26.458 | 27.869
NPgN | GSP | NG FES - Falling Short | Total installed PV capacity - domestic (MW) | NORTON | Falling Short | Gen_BB013 | MW | NPgN | Norton |  | 32.963 | 35.924 | 37.272 | 37.62 | 37.713 | 37.797 | 37.955 | 38.355 | 38.791 | 39.824 | 41.259 | 41.932 | 43.36 | 44.541 | 44.915 | 46.017 | 46.96 | 48.217 | 49.418 | 51.069 | 52.976 | 55.488 | 57.586 | 60.429 | 63.513 | 65.296 | 68.642 | 71.532 | 75.213
NPgN | GSP | NG FES - Falling Short | Total installed PV capacity - domestic (MW) | OFFERTON | Falling Short | Gen_BB013 | MW | NPgN | Offerton |  | 5.575 | 5.96 | 6.136 | 6.181 | 6.193 | 6.204 | 6.225 | 6.277 | 6.333 | 6.468 | 6.654 | 6.742 | 6.928 | 7.082 | 7.13 | 7.274 | 7.396 | 7.56 | 7.716 | 7.931 | 8.179 | 8.506 | 8.779 | 9.149 | 9.55 | 9.782 | 10.218 | 10.594 | 11.073
NPgN | GSP | NG FES - Falling Short | Total installed PV capacity - domestic (MW) | OSBALDWICK | Falling Short | Gen_BB013 | MW | NPgN | Osbaldwick |  | 20.619 | 22.612 | 23.519 | 23.753 | 23.815 | 23.872 | 23.978 | 24.247 | 24.54 | 25.236 | 26.201 | 26.654 | 27.615 | 28.41 | 28.661 | 29.403 | 30.037 | 30.883 | 31.691 | 32.802 | 34.086 | 35.776 | 37.187 | 39.101 | 41.176 | 42.376 | 44.627 | 46.571 | 49.048
NPgN | GSP | NG FES - Falling Short | Total installed PV capacity - domestic (MW) | POPPLETON | Falling Short | Gen_BB013 | MW | NPgN | Poppleton |  | 3.624 | 3.916 | 4.049 | 4.083 | 4.092 | 4.1 | 4.116 | 4.155 | 4.198 | 4.3 | 4.441 | 4.508 | 4.648 | 4.765 | 4.802 | 4.91 | 5.003 | 5.127 | 5.245 | 5.408 | 5.596 | 5.844 | 6.05 | 6.33 | 6.634 | 6.81 | 7.14 | 7.424 | 7.787
NPgN | GSP | NG FES - Falling Short | Total installed PV capacity - domestic (MW) | SALTHOLME | Falling Short | Gen_BB013 | MW | NPgN | Saltholme |  | 0.176 | 0.19 | 0.197 | 0.198 | 0.199 | 0.199 | 0.2 | 0.202 | 0.204 | 0.209 | 0.216 | 0.219 | 0.226 | 0.231 | 0.233 | 0.238 | 0.243 | 0.249 | 0.255 | 0.262 | 0.271 | 0.283 | 0.293 | 0.307 | 0.322 | 0.33 | 0.346 | 0.36 | 0.378
NPgN | GSP | NG FES - Falling Short | Total installed PV capacity - domestic (MW) | SOUTH SHIELDS | Falling Short | Gen_BB013 | MW | NPgN | South Shields |  | 3.631 | 3.967 | 4.12 | 4.159 | 4.17 | 4.179 | 4.197 | 4.243 | 4.292 | 4.409 | 4.572 | 4.648 | 4.81 | 4.944 | 4.987 | 5.112 | 5.219 | 5.361 | 5.498 | 5.685 | 5.901 | 6.186 | 6.424 | 6.747 | 7.097 | 7.299 | 7.679 | 8.006 | 8.424
NPgN | GSP | NG FES - Falling Short | Total installed PV capacity - domestic (MW) | SPADEADAM | Falling Short | Gen_BB013 | MW | NPgN | Spadeadam - Not in NG FES |  | 0.588 | 0.647 | 0.674 | 0.68 | 0.682 | 0.684 | 0.687 | 0.695 | 0.704 | 0.724 | 0.752 | 0.766 | 0.794 | 0.817 | 0.825 | 0.847 | 0.865 | 0.89 | 0.914 | 0.946 | 0.984 | 1.034 | 1.075 | 1.132 | 1.193 | 1.228 | 1.294 | 1.351 | 1.424
NPgN | GSP | NG FES - Falling Short | Total installed PV capacity - domestic (MW) | SPENNYMOOR | Falling Short | Gen_BB013 | MW | NPgN | Spennymoor |  | 19.656 | 21.359 | 22.134 | 22.334 | 22.388 | 22.436 | 22.527 | 22.757 | 23.007 | 23.602 | 24.427 | 24.814 | 25.635 | 26.315 | 26.53 | 27.163 | 27.706 | 28.429 | 29.119 | 30.069 | 31.166 | 32.611 | 33.817 | 35.453 | 37.227 | 38.252 | 40.176 | 41.838 | 43.955
NPgN | GSP | NG FES - Falling Short | Total installed PV capacity - domestic (MW) | STELLA NORTH | Falling Short | Gen_BB013 | MW | NPgN | Stella North |  | 9.486 | 10.672 | 11.212 | 11.351 | 11.388 | 11.422 | 11.485 | 11.645 | 11.82 | 12.234 | 12.808 | 13.078 | 13.649 | 14.122 | 14.272 | 14.713 | 15.091 | 15.594 | 16.075 | 16.736 | 17.499 | 18.505 | 19.345 | 20.483 | 21.718 | 22.432 | 23.772 | 24.928 | 26.402
NPgN | GSP | NG FES - Falling Short | Total installed PV capacity - domestic (MW) | STELLA SOUTH | Falling Short | Gen_BB013 | MW | NPgN | Stella South |  | 12.749 | 13.786 | 14.257 | 14.379 | 14.412 | 14.441 | 14.496 | 14.636 | 14.789 | 15.15 | 15.652 | 15.888 | 16.387 | 16.8 | 16.931 | 17.317 | 17.647 | 18.087 | 18.507 | 19.085 | 19.752 | 20.631 | 21.365 | 22.36 | 23.439 | 24.063 | 25.233 | 26.244 | 27.532
NPgN | GSP | NG FES - Falling Short | Total installed PV capacity - domestic (MW) | TYNEMOUTH | Falling Short | Gen_BB013 | MW | NPgN | Tynemouth 1 |  | 10.019 | 11.051 | 11.52 | 11.641 | 11.674 | 11.703 | 11.758 | 11.897 | 12.049 | 12.409 | 12.908 | 13.143 | 13.64 | 14.051 | 14.181 | 14.565 | 14.894 | 15.331 | 15.749 | 16.324 | 16.989 | 17.863 | 18.594 | 19.584 | 20.658 | 21.278 | 22.444 | 23.45 | 24.731
NPgN | GSP | NG FES - Falling Short | Total installed PV capacity - domestic (MW) | WEST BOLDON | Falling Short | Gen_BB013 | MW | NPgN | West Boldon |  | 16.907 | 18.301 | 18.935 | 19.098 | 19.142 | 19.181 | 19.256 | 19.444 | 19.649 | 20.135 | 20.81 | 21.127 | 21.799 | 22.354 | 22.53 | 23.049 | 23.492 | 24.084 | 24.649 | 25.426 | 26.323 | 27.505 | 28.491 | 29.829 | 31.28 | 32.119 | 33.693 | 35.052 | 36.784
NPgY | GSP | NG FES - Falling Short | Total installed PV capacity - domestic (MW) | BRADFORD WEST | Falling Short | Gen_BB013 | MW | NPgY | Bradford West |  | 21.571 | 24.727 | 26.306 | 26.902 | 27.254 | 27.609 | 28.053 | 28.758 | 29.522 | 30.628 | 32.145 | 32.877 | 34.383 | 35.634 | 36.058 | 37.225 | 38.229 | 39.554 | 40.821 | 42.551 | 44.544 | 47.157 | 49.344 | 52.297 | 55.498 | 57.358 | 60.827 | 63.825 | 67.639
NPgY | GSP | NG FES - Falling Short | Total installed PV capacity - domestic (MW) | CAMBLESFORTH | Falling Short | Gen_BB013 | MW | NPgY | Camblesforth |  | 3.432 | 3.759 | 3.923 | 3.985 | 4.022 | 4.058 | 4.104 | 4.178 | 4.257 | 4.372 | 4.529 | 4.605 | 4.761 | 4.891 | 4.935 | 5.056 | 5.161 | 5.298 | 5.429 | 5.609 | 5.816 | 6.087 | 6.314 | 6.62 | 6.953 | 7.146 | 7.506 | 7.817 | 8.212
NPgY | GSP | NG FES - Falling Short | Total installed PV capacity - domestic (MW) | CREYKE BECK | Falling Short | Gen_BB013 | MW | NPgY | Creyke Beck |  | 29.738 | 33.265 | 35.03 | 35.695 | 36.089 | 36.486 | 36.982 | 37.77 | 38.624 | 39.859 | 41.555 | 42.373 | 44.055 | 45.454 | 45.927 | 47.231 | 48.354 | 49.834 | 51.25 | 53.183 | 55.41 | 58.33 | 60.774 | 64.074 | 67.651 | 69.73 | 73.606 | 76.957 | 81.218
NPgY | GSP | NG FES - Falling Short | Total installed PV capacity - domestic (MW) | DRAX | Falling Short | Gen_BB013 | MW | NPgY | Drax |  | 1.166 | 1.578 | 1.785 | 1.862 | 1.908 | 1.955 | 2.013 | 2.105 | 2.204 | 2.349 | 2.547 | 2.642 | 2.839 | 3.002 | 3.058 | 3.21 | 3.341 | 3.514 | 3.68 | 3.905 | 4.165 | 4.507 | 4.792 | 5.178 | 5.596 | 5.838 | 6.291 | 6.683 | 7.181
NPgY | GSP | NG FES - Falling Short | Total installed PV capacity - domestic (MW) | ELLAND | Falling Short | Gen_BB013 | MW | NPgY | Elland |  | 21.073 | 23.438 | 24.621 | 25.068 | 25.332 | 25.598 | 25.93 | 26.459 | 27.032 | 27.86 | 28.997 | 29.546 | 30.674 | 31.612 | 31.93 | 32.804 | 33.557 | 34.55 | 35.499 | 36.795 | 38.289 | 40.247 | 41.886 | 44.099 | 46.498 | 47.892 | 50.492 | 52.739 | 55.597
NPgY | GSP | NG FES - Falling Short | Total installed PV capacity - domestic (MW) | FERRYBRIDGE A | Falling Short | Gen_BB013 | MW | NPgY | Ferrybridge A |  | 9.583 | 10.329 | 10.701 | 10.842 | 10.925 | 11.009 | 11.114 | 11.28 | 11.461 | 11.722 | 12.08 | 12.253 | 12.608 | 12.904 | 13.004 | 13.279 | 13.516 | 13.829 | 14.128 | 14.536 | 15.007 | 15.624 | 16.14 | 16.837 | 17.593 | 18.032 | 18.851 | 19.559 | 20.459
NPgY | GSP | NG FES - Falling Short | Total installed PV capacity - domestic (MW) | FERRYBRIDGE B | Falling Short | Gen_BB013 | MW | NPgY | Ferrybridge B (_M) |  | 17.039 | 18.704 | 19.536 | 19.851 | 20.037 | 20.224 | 20.458 | 20.83 | 21.233 | 21.816 | 22.616 | 23.002 | 23.796 | 24.456 | 24.68 | 25.295 | 25.825 | 26.524 | 27.192 | 28.104 | 29.155 | 30.533 | 31.687 | 33.244 | 34.933 | 35.914 | 37.743 | 39.325 | 41.336
NPgY | GSP | NG FES - Falling Short | Total installed PV capacity - domestic (MW) | GRIMSBY WEST | Falling Short | Gen_BB013 | MW | NPgY | Grimsby West |  | 11.82 | 13.04 | 13.65 | 13.88 | 14.016 | 14.153 | 14.325 | 14.598 | 14.893 | 15.32 | 15.907 | 16.19 | 16.772 | 17.256 | 17.419 | 17.87 | 18.259 | 18.771 | 19.26 | 19.929 | 20.699 | 21.709 | 22.555 | 23.696 | 24.934 | 25.653 | 26.993 | 28.152 | 29.626
NPgY | GSP | NG FES - Falling Short | Total installed PV capacity - domestic (MW) | JORDANTHORPE | Falling Short | Gen_BB013 | MW | NPgY | Jordanthorpe |  | 3.533 | 3.907 | 4.093 | 4.164 | 4.206 | 4.248 | 4.3 | 4.384 | 4.474 | 4.605 | 4.784 | 4.871 | 5.049 | 5.197 | 5.247 | 5.385 | 5.504 | 5.661 | 5.811 | 6.016 | 6.251 | 6.561 | 6.819 | 7.169 | 7.548 | 7.768 | 8.178 | 8.533 | 8.984
NPgY | GSP | NG FES - Falling Short | Total installed PV capacity - domestic (MW) | KEADBY | Falling Short | Gen_BB013 | MW | NPgY | Keadby |  | 30.163 | 31.846 | 32.688 | 33.006 | 33.194 | 33.383 | 33.62 | 33.996 | 34.404 | 34.993 | 35.803 | 36.193 | 36.996 | 37.664 | 37.889 | 38.512 | 39.047 | 39.754 | 40.43 | 41.352 | 42.415 | 43.809 | 44.975 | 46.55 | 48.257 | 49.249 | 51.099 | 52.698 | 54.732
NPgY | GSP | NG FES - Falling Short | Total installed PV capacity - domestic (MW) | KIRKSTALL B | Falling Short | Gen_BB013 | MW | NPgY | Kirkstall B |  | 9.679 | 11.009 | 11.674 | 11.925 | 12.073 | 12.223 | 12.41 | 12.707 | 13.029 | 13.494 | 14.133 | 14.442 | 15.076 | 15.603 | 15.782 | 16.273 | 16.696 | 17.254 | 17.788 | 18.516 | 19.356 | 20.457 | 21.378 | 22.622 | 23.97 | 24.754 | 26.215 | 27.478 | 29.084
NPgY | GSP | NG FES - Falling Short | Total installed PV capacity - domestic (MW) | NEEPSEND | Falling Short | Gen_BB013 | MW | NPgY | Neepsend |  | 3.943 | 4.527 | 4.82 | 4.93 | 4.996 | 5.061 | 5.144 | 5.274 | 5.416 | 5.621 | 5.902 | 6.037 | 6.316 | 6.548 | 6.627 | 6.843 | 7.029 | 7.274 | 7.509 | 7.83 | 8.199 | 8.683 | 9.088 | 9.635 | 10.229 | 10.573 | 11.216 | 11.772 | 12.478
NPgY | GSP | NG FES - Falling Short | Total installed PV capacity - domestic (MW) | NORTON LEES | Falling Short | Gen_BB013 | MW | NPgY | Norton Lees |  | 3.893 | 4.476 | 4.768 | 4.878 | 4.943 | 5.009 | 5.091 | 5.221 | 5.362 | 5.567 | 5.847 | 5.982 | 6.261 | 6.492 | 6.57 | 6.786 | 6.972 | 7.217 | 7.451 | 7.77 | 8.139 | 8.622 | 9.026 | 9.572 | 10.163 | 10.507 | 11.148 | 11.703 | 12.407
NPgY | GSP | NG FES - Falling Short | Total installed PV capacity - domestic (MW) | PITSMOOR 3/4 | Falling Short | Gen_BB013 | MW | NPgY | Pitsmoor |  | 1.045 | 1.295 | 1.421 | 1.468 | 1.496 | 1.524 | 1.559 | 1.615 | 1.676 | 1.764 | 1.884 | 1.942 | 2.062 | 2.161 | 2.195 | 2.287 | 2.367 | 2.472 | 2.573 | 2.71 | 2.868 | 3.075 | 3.249 | 3.483 | 3.737 | 3.885 | 4.16 | 4.398 | 4.701
NPgY | GSP | NG FES - Falling Short | Total installed PV capacity - domestic (MW) | SALTEND NORTH | Falling Short | Gen_BB013 | MW | NPgY | Saltend North |  | 4.245 | 4.708 | 4.939 | 5.027 | 5.078 | 5.13 | 5.195 | 5.299 | 5.411 | 5.573 | 5.795 | 5.902 | 6.123 | 6.307 | 6.369 | 6.54 | 6.687 | 6.881 | 7.067 | 7.32 | 7.612 | 7.995 | 8.316 | 8.749 | 9.218 | 9.49 | 9.999 | 10.438 | 10.997
NPgY | GSP | NG FES - Falling Short | Total installed PV capacity - domestic (MW) | SHEFFIELD CITY | Falling Short | Gen_BB013 | MW | NPgY | Sheffield City |  | 1.474 | 1.779 | 1.932 | 1.99 | 2.024 | 2.058 | 2.101 | 2.169 | 2.243 | 2.35 | 2.497 | 2.568 | 2.714 | 2.835 | 2.876 | 2.989 | 3.086 | 3.214 | 3.337 | 3.504 | 3.697 | 3.95 | 4.162 | 4.447 | 4.757 | 4.937 | 5.273 | 5.563 | 5.932
NPgY | GSP | NG FES - Falling Short | Total installed PV capacity - domestic (MW) | SKELTON GRANGE | Falling Short | Gen_BB013 | MW | NPgY | Skelton Grange |  | 23.906 | 27.34 | 29.057 | 29.705 | 30.089 | 30.475 | 30.958 | 31.725 | 32.556 | 33.759 | 35.41 | 36.206 | 37.844 | 39.206 | 39.666 | 40.936 | 42.029 | 43.47 | 44.848 | 46.73 | 48.898 | 51.741 | 54.12 | 57.333 | 60.815 | 62.839 | 66.612 | 69.875 | 74.023
NPgY | GSP | NG FES - Falling Short | Total installed PV capacity - domestic (MW) | TEMPLEBOROUGH 275/33KV | Falling Short | Gen_BB013 | MW | NPgY | Templeborough |  | 0.39 | 0.435 | 0.458 | 0.467 | 0.472 | 0.477 | 0.483 | 0.493 | 0.504 | 0.52 | 0.542 | 0.552 | 0.574 | 0.592 | 0.598 | 0.615 | 0.629 | 0.648 | 0.666 | 0.691 | 0.72 | 0.757 | 0.789 | 0.831 | 0.877 | 0.904 | 0.954 | 0.997 | 1.052
NPgY | GSP | NG FES - Falling Short | Total installed PV capacity - domestic (MW) | THURCROFT | Falling Short | Gen_BB013 | MW | NPgY | Thurcroft |  | 20.201 | 21.421 | 22.032 | 22.262 | 22.398 | 22.536 | 22.707 | 22.98 | 23.275 | 23.703 | 24.29 | 24.573 | 25.155 | 25.639 | 25.803 | 26.254 | 26.642 | 27.155 | 27.645 | 28.313 | 29.084 | 30.095 | 30.94 | 32.082 | 33.32 | 34.04 | 35.381 | 36.541 | 38.015
NPgY | GSP | NG FES - Falling Short | Total installed PV capacity - domestic (MW) | WEST MELTON / THORPE MARSH | Falling Short | Gen_BB013 | MW | NPgY | Thorpe Marsh |  | 31.631 | 34.073 | 35.294 | 35.755 | 36.028 | 36.302 | 36.646 | 37.192 | 37.782 | 38.638 | 39.812 | 40.378 | 41.543 | 42.511 | 42.839 | 43.742 | 44.519 | 45.544 | 46.524 | 47.862 | 49.404 | 51.426 | 53.118 | 55.402 | 57.879 | 59.318 | 62.002 | 64.322 | 67.272
NPgY | GSP | NG FES - Falling Short | Total installed PV capacity - domestic (MW) | WEST MELTON SECTION 3 | Falling Short | Gen_BB013 | MW | NPgY | West Melton |  | 27.752 | 29.934 | 31.025 | 31.437 | 31.681 | 31.926 | 32.233 | 32.721 | 33.249 | 34.013 | 35.063 | 35.569 | 36.61 | 37.475 | 37.768 | 38.575 | 39.269 | 40.185 | 41.061 | 42.257 | 43.635 | 45.442 | 46.954 | 48.995 | 51.209 | 52.495 | 54.893 | 56.966 | 59.603
NPgY | GSP | NG FES - Falling Short | Total installed PV capacity - domestic (MW) | WINCOBANK | Falling Short | Gen_BB013 | MW | NPgY | Wincobank |  | 1.09 | 1.189 | 1.238 | 1.256 | 1.267 | 1.278 | 1.292 | 1.314 | 1.338 | 1.372 | 1.419 | 1.442 | 1.489 | 1.528 | 1.541 | 1.578 | 1.609 | 1.65 | 1.689 | 1.743 | 1.805 | 1.887 | 1.955 | 2.047 | 2.146 | 2.204 | 2.312 | 2.405 | 2.524
NPgN | GSP | NG FES - Leading the Way | Total installed PV capacity - domestic (MW) | BLYTH 66kV | Leading the Way | Gen_BB013 | MW | NPgN | Blyth 66kV |  | 16.6 | 17.767 | 19.218 | 21.113 | 23.287 | 25.648 | 28.076 | 30.507 | 32.953 | 36.345 | 40.014 | 43.322 | 47.035 | 50.646 | 53.686 | 57.533 | 61.29 | 65.406 | 69.597 | 74.026 | 78.443 | 83.059 | 87.464 | 92.126 | 96.802 | 101.025 | 105.835 | 110.49 | 115.503
NPgN | GSP | NG FES - Leading the Way | Total installed PV capacity - domestic (MW) | BLYTH 132kV | Leading the Way | Gen_BB013 | MW | NPgN | Blyth 132kV |  | 5.467 | 5.835 | 6.283 | 6.867 | 7.537 | 8.265 | 9.014 | 9.763 | 10.518 | 11.563 | 12.695 | 13.715 | 14.859 | 15.973 | 16.91 | 18.096 | 19.255 | 20.524 | 21.816 | 23.182 | 24.544 | 25.967 | 27.325 | 28.763 | 30.205 | 31.507 | 32.99 | 34.425 | 35.971
NPgN | GSP | NG FES - Leading the Way | Total installed PV capacity - domestic (MW) | FOURSTONES | Leading the Way | Gen_BB013 | MW | NPgN | Fourstones |  | 2.221 | 2.326 | 2.454 | 2.621 | 2.812 | 3.02 | 3.234 | 3.448 | 3.663 | 3.962 | 4.285 | 4.576 | 4.903 | 5.221 | 5.489 | 5.828 | 6.158 | 6.521 | 6.89 | 7.28 | 7.669 | 8.075 | 8.463 | 8.873 | 9.285 | 9.657 | 10.08 | 10.49 | 10.932
NPgN | GSP | NG FES - Leading the Way | Total installed PV capacity - domestic (MW) | HARTMOOR | Leading the Way | Gen_BB013 | MW | NPgN | Hart Moor |  | 6.555 | 7.01 | 7.564 | 8.286 | 9.115 | 10.015 | 10.94 | 11.867 | 12.8 | 14.093 | 15.492 | 16.753 | 18.168 | 19.545 | 20.704 | 22.17 | 23.602 | 25.172 | 26.769 | 28.458 | 30.142 | 31.902 | 33.581 | 35.358 | 37.141 | 38.751 | 40.585 | 42.359 | 44.27
NPgN | GSP | NG FES - Leading the Way | Total installed PV capacity - domestic (MW) | HAWTHORN PIT GRID | Leading the Way | Gen_BB013 | MW | NPgN | Hawthorn Pit |  | 10.15 | 10.748 | 11.474 | 12.423 | 13.511 | 14.693 | 15.908 | 17.125 | 18.349 | 20.047 | 21.884 | 23.539 | 25.398 | 27.205 | 28.727 | 30.653 | 32.533 | 34.594 | 36.691 | 38.908 | 41.119 | 43.43 | 45.634 | 47.968 | 50.308 | 52.422 | 54.83 | 57.16 | 59.669
NPgN | GSP | NG FES - Leading the Way | Total installed PV capacity - domestic (MW) | KNARESBOROUGH | Leading the Way | Gen_BB013 | MW | NPgN | Knaresborough |  | 10.172 | 11.108 | 12.246 | 13.731 | 15.436 | 17.286 | 19.189 | 21.095 | 23.013 | 25.672 | 28.548 | 31.141 | 34.052 | 36.883 | 39.266 | 42.281 | 45.226 | 48.454 | 51.738 | 55.211 | 58.673 | 62.292 | 65.745 | 69.4 | 73.065 | 76.376 | 80.146 | 83.795 | 87.725
NPgN | GSP | NG FES - Leading the Way | Total installed PV capacity - domestic (MW) | LACKENBY | Leading the Way | Gen_BB013 | MW | NPgN | Lackenby |  | 11.672 | 12.573 | 13.668 | 15.098 | 16.738 | 18.519 | 20.351 | 22.185 | 24.031 | 26.59 | 29.358 | 31.853 | 34.655 | 37.379 | 39.673 | 42.575 | 45.409 | 48.515 | 51.677 | 55.019 | 58.35 | 61.833 | 65.156 | 68.674 | 72.202 | 75.388 | 79.017 | 82.529 | 86.311
NPgN | GSP | NG FES - Leading the Way | Total installed PV capacity - domestic (MW) | NORTON | Leading the Way | Gen_BB013 | MW | NPgN | Norton |  | 32.963 | 35.314 | 38.17 | 41.898 | 46.178 | 50.823 | 55.601 | 60.386 | 65.201 | 71.876 | 79.097 | 85.606 | 92.914 | 100.021 | 106.003 | 113.574 | 120.967 | 129.069 | 137.316 | 146.034 | 154.725 | 163.81 | 172.479 | 181.654 | 190.856 | 199.167 | 208.633 | 217.794 | 227.66
NPgN | GSP | NG FES - Leading the Way | Total installed PV capacity - domestic (MW) | OFFERTON | Leading the Way | Gen_BB013 | MW | NPgN | Offerton |  | 5.575 | 5.881 | 6.253 | 6.738 | 7.295 | 7.899 | 8.521 | 9.143 | 9.77 | 10.638 | 11.578 | 12.425 | 13.376 | 14.301 | 15.079 | 16.064 | 17.026 | 18.081 | 19.154 | 20.288 | 21.419 | 22.601 | 23.729 | 24.923 | 26.121 | 27.202 | 28.434 | 29.626 | 30.91
NPgN | GSP | NG FES - Leading the Way | Total installed PV capacity - domestic (MW) | OSBALDWICK | Leading the Way | Gen_BB013 | MW | NPgN | Osbaldwick |  | 20.619 | 22.201 | 24.123 | 26.631 | 29.511 | 32.637 | 35.852 | 39.071 | 42.311 | 46.803 | 51.662 | 56.042 | 60.959 | 65.741 | 69.767 | 74.861 | 79.836 | 85.287 | 90.836 | 96.703 | 102.551 | 108.664 | 114.497 | 120.671 | 126.863 | 132.456 | 138.825 | 144.989 | 151.628
NPgN | GSP | NG FES - Leading the Way | Total installed PV capacity - domestic (MW) | POPPLETON | Leading the Way | Gen_BB013 | MW | NPgN | Poppleton |  | 3.624 | 3.856 | 4.137 | 4.504 | 4.926 | 5.384 | 5.855 | 6.326 | 6.801 | 7.458 | 8.17 | 8.811 | 9.531 | 10.231 | 10.821 | 11.567 | 12.295 | 13.094 | 13.906 | 14.765 | 15.622 | 16.517 | 17.371 | 18.275 | 19.182 | 20.001 | 20.934 | 21.836 | 22.808
NPgN | GSP | NG FES - Leading the Way | Total installed PV capacity - domestic (MW) | SALTHOLME | Leading the Way | Gen_BB013 | MW | NPgN | Saltholme |  | 0.176 | 0.187 | 0.201 | 0.219 | 0.239 | 0.261 | 0.284 | 0.307 | 0.33 | 0.362 | 0.396 | 0.427 | 0.462 | 0.496 | 0.524 | 0.56 | 0.596 | 0.634 | 0.674 | 0.715 | 0.757 | 0.8 | 0.841 | 0.885 | 0.929 | 0.969 | 1.014 | 1.058 | 1.105
NPgN | GSP | NG FES - Leading the Way | Total installed PV capacity - domestic (MW) | SOUTH SHIELDS | Leading the Way | Gen_BB013 | MW | NPgN | South Shields |  | 3.631 | 3.898 | 4.222 | 4.645 | 5.13 | 5.657 | 6.199 | 6.742 | 7.288 | 8.045 | 8.865 | 9.603 | 10.432 | 11.238 | 11.917 | 12.776 | 13.615 | 14.534 | 15.469 | 16.458 | 17.444 | 18.475 | 19.458 | 20.499 | 21.543 | 22.486 | 23.56 | 24.599 | 25.718
NPgN | GSP | NG FES - Leading the Way | Total installed PV capacity - domestic (MW) | SPADEADAM | Leading the Way | Gen_BB013 | MW | NPgN | Spadeadam - Not in NG FES |  | 0.588 | 0.635 | 0.691 | 0.765 | 0.85 | 0.942 | 1.036 | 1.131 | 1.226 | 1.358 | 1.501 | 1.63 | 1.774 | 1.915 | 2.033 | 2.183 | 2.329 | 2.49 | 2.653 | 2.825 | 2.997 | 3.177 | 3.348 | 3.53 | 3.712 | 3.876 | 4.063 | 4.245 | 4.44
NPgN | GSP | NG FES - Leading the Way | Total installed PV capacity - domestic (MW) | SPENNYMOOR | Leading the Way | Gen_BB013 | MW | NPgN | Spennymoor |  | 19.656 | 21.008 | 22.65 | 24.794 | 27.256 | 29.928 | 32.676 | 35.428 | 38.197 | 42.036 | 46.189 | 49.933 | 54.136 | 58.223 | 61.664 | 66.018 | 70.27 | 74.93 | 79.673 | 84.687 | 89.686 | 94.911 | 99.896 | 105.173 | 110.466 | 115.246 | 120.69 | 125.959 | 131.633
NPgN | GSP | NG FES - Leading the Way | Total installed PV capacity - domestic (MW) | STELLA NORTH | Leading the Way | Gen_BB013 | MW | NPgN | Stella North |  | 9.486 | 10.428 | 11.571 | 13.064 | 14.777 | 16.637 | 18.55 | 20.466 | 22.394 | 25.066 | 27.957 | 30.563 | 33.489 | 36.335 | 38.73 | 41.761 | 44.721 | 47.965 | 51.267 | 54.757 | 58.237 | 61.874 | 65.345 | 69.019 | 72.703 | 76.031 | 79.82 | 83.488 | 87.438
NPgN | GSP | NG FES - Leading the Way | Total installed PV capacity - domestic (MW) | STELLA SOUTH | Leading the Way | Gen_BB013 | MW | NPgN | Stella South |  | 12.749 | 13.572 | 14.571 | 15.876 | 17.373 | 18.998 | 20.67 | 22.345 | 24.029 | 26.365 | 28.891 | 31.169 | 33.726 | 36.213 | 38.306 | 40.955 | 43.542 | 46.376 | 49.262 | 52.312 | 55.353 | 58.532 | 61.565 | 64.776 | 67.996 | 70.904 | 74.216 | 77.421 | 80.873
NPgN | GSP | NG FES - Leading the Way | Total installed PV capacity - domestic (MW) | TYNEMOUTH | Leading the Way | Gen_BB013 | MW | NPgN | Tynemouth 1 |  | 10.019 | 10.838 | 11.833 | 13.131 | 14.621 | 16.239 | 17.903 | 19.569 | 21.245 | 23.57 | 26.084 | 28.351 | 30.895 | 33.37 | 35.453 | 38.09 | 40.664 | 43.485 | 46.357 | 49.392 | 52.419 | 55.583 | 58.601 | 61.796 | 65 | 67.894 | 71.191 | 74.381 | 77.816
NPgN | GSP | NG FES - Leading the Way | Total installed PV capacity - domestic (MW) | WEST BOLDON | Leading the Way | Gen_BB013 | MW | NPgN | West Boldon |  | 16.907 | 18.013 | 19.357 | 21.111 | 23.124 | 25.31 | 27.558 | 29.809 | 32.074 | 35.214 | 38.612 | 41.674 | 45.112 | 48.455 | 51.27 | 54.832 | 58.31 | 62.122 | 66.001 | 70.103 | 74.192 | 78.466 | 82.544 | 86.861 | 91.19 | 95.1 | 99.554 | 103.864 | 108.505
NPgY | GSP | NG FES - Leading the Way | Total installed PV capacity - domestic (MW) | BRADFORD WEST | Leading the Way | Gen_BB013 | MW | NPgY | Bradford West |  | 21.571 | 24.119 | 27.201 | 31.191 | 35.787 | 40.814 | 46.051 | 51.377 | 56.829 | 63.754 | 71.24 | 77.987 | 85.556 | 92.914 | 99.11 | 106.942 | 114.589 | 122.965 | 131.488 | 140.495 | 149.473 | 158.854 | 167.804 | 177.273 | 186.769 | 195.343 | 205.105 | 214.551 | 224.722
NPgY | GSP | NG FES - Leading the Way | Total installed PV capacity - domestic (MW) | CAMBLESFORTH | Leading the Way | Gen_BB013 | MW | NPgY | Camblesforth |  | 3.432 | 3.696 | 4.016 | 4.43 | 4.907 | 5.429 | 5.972 | 6.525 | 7.091 | 7.809 | 8.586 | 9.286 | 10.072 | 10.835 | 11.478 | 12.291 | 13.085 | 13.954 | 14.838 | 15.773 | 16.705 | 17.678 | 18.607 | 19.59 | 20.575 | 21.465 | 22.478 | 23.458 | 24.514
NPgY | GSP | NG FES - Leading the Way | Total installed PV capacity - domestic (MW) | CREYKE BECK | Leading the Way | Gen_BB013 | MW | NPgY | Creyke Beck |  | 29.738 | 32.586 | 36.03 | 40.489 | 45.625 | 51.242 | 57.094 | 63.046 | 69.138 | 76.877 | 85.242 | 92.783 | 101.24 | 109.463 | 116.387 | 125.139 | 133.684 | 143.044 | 152.568 | 162.634 | 172.666 | 183.15 | 193.151 | 203.732 | 214.343 | 223.925 | 234.834 | 245.39 | 256.755
NPgY | GSP | NG FES - Leading the Way | Total installed PV capacity - domestic (MW) | DRAX | Leading the Way | Gen_BB013 | MW | NPgY | Drax |  | 1.166 | 1.499 | 1.901 | 2.422 | 3.022 | 3.679 | 4.362 | 5.058 | 5.769 | 6.673 | 7.651 | 8.532 | 9.52 | 10.48 | 11.289 | 12.312 | 13.31 | 14.403 | 15.516 | 16.692 | 17.864 | 19.089 | 20.257 | 21.494 | 22.733 | 23.853 | 25.127 | 26.36 | 27.688
NPgY | GSP | NG FES - Leading the Way | Total installed PV capacity - domestic (MW) | ELLAND | Leading the Way | Gen_BB013 | MW | NPgY | Elland |  | 21.073 | 22.983 | 25.292 | 28.282 | 31.727 | 35.494 | 39.418 | 43.41 | 47.496 | 52.686 | 58.296 | 63.352 | 69.024 | 74.539 | 79.182 | 85.052 | 90.782 | 97.059 | 103.446 | 110.197 | 116.925 | 123.956 | 130.663 | 137.759 | 144.875 | 151.301 | 158.617 | 165.696 | 173.318
NPgY | GSP | NG FES - Leading the Way | Total installed PV capacity - domestic (MW) | FERRYBRIDGE A | Leading the Way | Gen_BB013 | MW | NPgY | Ferrybridge A |  | 9.583 | 10.185 | 10.913 | 11.855 | 12.94 | 14.126 | 15.363 | 16.62 | 17.907 | 19.542 | 21.309 | 22.902 | 24.689 | 26.426 | 27.889 | 29.738 | 31.543 | 33.521 | 35.533 | 37.659 | 39.779 | 41.993 | 44.106 | 46.342 | 48.583 | 50.608 | 52.912 | 55.142 | 57.543
NPgY | GSP | NG FES - Leading the Way | Total installed PV capacity - domestic (MW) | FERRYBRIDGE B | Leading the Way | Gen_BB013 | MW | NPgY | Ferrybridge B (_M) |  | 17.039 | 18.383 | 20.008 | 22.113 | 24.537 | 27.188 | 29.95 | 32.759 | 35.635 | 39.287 | 43.235 | 46.794 | 50.786 | 54.667 | 57.935 | 62.065 | 66.098 | 70.516 | 75.011 | 79.762 | 84.497 | 89.445 | 94.165 | 99.159 | 104.167 | 108.689 | 113.838 | 118.82 | 124.185
NPgY | GSP | NG FES - Leading the Way | Total installed PV capacity - domestic (MW) | GRIMSBY WEST | Leading the Way | Gen_BB013 | MW | NPgY | Grimsby West |  | 11.82 | 12.805 | 13.996 | 15.538 | 17.315 | 19.258 | 21.282 | 23.341 | 25.448 | 28.125 | 31.018 | 33.627 | 36.552 | 39.396 | 41.791 | 44.819 | 47.775 | 51.012 | 54.306 | 57.788 | 61.258 | 64.885 | 68.344 | 72.004 | 75.675 | 78.989 | 82.762 | 86.414 | 90.345
NPgY | GSP | NG FES - Leading the Way | Total installed PV capacity - domestic (MW) | JORDANTHORPE | Leading the Way | Gen_BB013 | MW | NPgY | Jordanthorpe |  | 3.533 | 3.835 | 4.199 | 4.671 | 5.215 | 5.81 | 6.43 | 7.06 | 7.705 | 8.524 | 9.41 | 10.209 | 11.104 | 11.975 | 12.708 | 13.635 | 14.539 | 15.531 | 16.539 | 17.605 | 18.667 | 19.777 | 20.836 | 21.956 | 23.08 | 24.095 | 25.25 | 26.367 | 27.571
NPgY | GSP | NG FES - Leading the Way | Total installed PV capacity - domestic (MW) | KEADBY | Leading the Way | Gen_BB013 | MW | NPgY | Keadby |  | 30.163 | 31.522 | 33.166 | 35.294 | 37.745 | 40.426 | 43.219 | 46.059 | 48.967 | 52.66 | 56.653 | 60.251 | 64.288 | 68.212 | 71.517 | 75.694 | 79.772 | 84.239 | 88.784 | 93.588 | 98.376 | 103.38 | 108.153 | 113.203 | 118.267 | 122.84 | 128.046 | 133.084 | 138.508
NPgY | GSP | NG FES - Leading the Way | Total installed PV capacity - domestic (MW) | KIRKSTALL B | Leading the Way | Gen_BB013 | MW | NPgY | Kirkstall B |  | 9.679 | 10.753 | 12.051 | 13.731 | 15.667 | 17.785 | 19.991 | 22.234 | 24.531 | 27.448 | 30.601 | 33.443 | 36.631 | 39.731 | 42.341 | 45.64 | 48.861 | 52.389 | 55.979 | 59.773 | 63.555 | 67.507 | 71.277 | 75.265 | 79.265 | 82.877 | 86.989 | 90.968 | 95.252
NPgY | GSP | NG FES - Leading the Way | Total installed PV capacity - domestic (MW) | NEEPSEND | Leading the Way | Gen_BB013 | MW | NPgY | Neepsend |  | 3.943 | 4.415 | 4.986 | 5.725 | 6.577 | 7.508 | 8.478 | 9.465 | 10.475 | 11.758 | 13.145 | 14.395 | 15.798 | 17.161 | 18.309 | 19.76 | 21.177 | 22.729 | 24.308 | 25.977 | 27.64 | 29.379 | 31.037 | 32.791 | 34.551 | 36.139 | 37.948 | 39.698 | 41.583
NPgY | GSP | NG FES - Leading the Way | Total installed PV capacity - domestic (MW) | NORTON LEES | Leading the Way | Gen_BB013 | MW | NPgY | Norton Lees |  | 3.893 | 4.364 | 4.933 | 5.671 | 6.52 | 7.449 | 8.417 | 9.402 | 10.409 | 11.689 | 13.073 | 14.32 | 15.719 | 17.079 | 18.224 | 19.672 | 21.085 | 22.633 | 24.209 | 25.874 | 27.533 | 29.267 | 30.921 | 32.671 | 34.426 | 36.011 | 37.816 | 39.562 | 41.442
NPgY | GSP | NG FES - Leading the Way | Total installed PV capacity - domestic (MW) | PITSMOOR 3/4 | Leading the Way | Gen_BB013 | MW | NPgY | Pitsmoor |  | 1.045 | 1.247 | 1.492 | 1.808 | 2.173 | 2.572 | 2.988 | 3.41 | 3.843 | 4.392 | 4.986 | 5.522 | 6.122 | 6.706 | 7.198 | 7.82 | 8.426 | 9.091 | 9.767 | 10.482 | 11.195 | 11.939 | 12.649 | 13.401 | 14.154 | 14.835 | 15.609 | 16.359 | 17.166
NPgY | GSP | NG FES - Leading the Way | Total installed PV capacity - domestic (MW) | SALTEND NORTH | Leading the Way | Gen_BB013 | MW | NPgY | Saltend North |  | 4.245 | 4.619 | 5.07 | 5.655 | 6.329 | 7.066 | 7.833 | 8.614 | 9.413 | 10.428 | 11.525 | 12.514 | 13.623 | 14.702 | 15.61 | 16.758 | 17.878 | 19.106 | 20.355 | 21.675 | 22.991 | 24.366 | 25.678 | 27.066 | 28.457 | 29.714 | 31.145 | 32.529 | 34.02
NPgY | GSP | NG FES - Leading the Way | Total installed PV capacity - domestic (MW) | SHEFFIELD CITY | Leading the Way | Gen_BB013 | MW | NPgY | Sheffield City |  | 1.474 | 1.721 | 2.019 | 2.405 | 2.85 | 3.336 | 3.843 | 4.358 | 4.886 | 5.556 | 6.281 | 6.934 | 7.666 | 8.378 | 8.978 | 9.736 | 10.476 | 11.287 | 12.111 | 12.983 | 13.852 | 14.76 | 15.626 | 16.543 | 17.461 | 18.291 | 19.236 | 20.15 | 21.135
NPgY | GSP | NG FES - Leading the Way | Total installed PV capacity - domestic (MW) | SKELTON GRANGE | Leading the Way | Gen_BB013 | MW | NPgY | Skelton Grange |  | 23.906 | 26.679 | 30.031 | 34.372 | 39.372 | 44.841 | 50.538 | 56.332 | 62.263 | 69.797 | 77.941 | 85.281 | 93.515 | 101.52 | 108.261 | 116.781 | 125.1 | 134.212 | 143.484 | 153.283 | 163.05 | 173.256 | 182.992 | 193.293 | 203.623 | 212.951 | 223.572 | 233.848 | 244.913
NPgY | GSP | NG FES - Leading the Way | Total installed PV capacity - domestic (MW) | TEMPLEBOROUGH 275/33KV | Leading the Way | Gen_BB013 | MW | NPgY | Templeborough |  | 0.39 | 0.427 | 0.471 | 0.528 | 0.594 | 0.666 | 0.742 | 0.818 | 0.896 | 0.996 | 1.103 | 1.2 | 1.309 | 1.415 | 1.504 | 1.616 | 1.726 | 1.846 | 1.969 | 2.098 | 2.227 | 2.362 | 2.49 | 2.626 | 2.763 | 2.886 | 3.026 | 3.162 | 3.308
NPgY | GSP | NG FES - Leading the Way | Total installed PV capacity - domestic (MW) | THURCROFT | Leading the Way | Gen_BB013 | MW | NPgY | Thurcroft |  | 20.201 | 21.186 | 22.378 | 23.921 | 25.698 | 27.642 | 29.667 | 31.727 | 33.835 | 36.513 | 39.408 | 42.017 | 44.944 | 47.789 | 50.185 | 53.214 | 56.171 | 59.41 | 62.705 | 66.189 | 69.66 | 73.288 | 76.749 | 80.411 | 84.083 | 87.398 | 91.173 | 94.826 | 98.759
NPgY | GSP | NG FES - Leading the Way | Total installed PV capacity - domestic (MW) | WEST MELTON / THORPE MARSH | Leading the Way | Gen_BB013 | MW | NPgY | Thorpe Marsh |  | 31.631 | 33.602 | 35.986 | 39.073 | 42.629 | 46.519 | 50.57 | 54.691 | 58.909 | 64.267 | 70.058 | 75.278 | 81.134 | 86.827 | 91.62 | 97.68 | 103.596 | 110.076 | 116.669 | 123.638 | 130.584 | 137.842 | 144.766 | 152.092 | 159.438 | 166.072 | 173.625 | 180.933 | 188.802
NPgY | GSP | NG FES - Leading the Way | Total installed PV capacity - domestic (MW) | WEST MELTON SECTION 3 | Leading the Way | Gen_BB013 | MW | NPgY | West Melton |  | 27.752 | 29.514 | 31.644 | 34.403 | 37.581 | 41.056 | 44.677 | 48.359 | 52.129 | 56.917 | 62.093 | 66.758 | 71.99 | 77.078 | 81.362 | 86.777 | 92.064 | 97.855 | 103.747 | 109.975 | 116.182 | 122.669 | 128.856 | 135.403 | 141.968 | 147.897 | 154.646 | 161.177 | 168.209
NPgY | GSP | NG FES - Leading the Way | Total installed PV capacity - domestic (MW) | WINCOBANK | Leading the Way | Gen_BB013 | MW | NPgY | Wincobank |  | 1.09 | 1.17 | 1.266 | 1.39 | 1.533 | 1.689 | 1.852 | 2.018 | 2.188 | 2.403 | 2.636 | 2.846 | 3.082 | 3.311 | 3.504 | 3.748 | 3.986 | 4.246 | 4.511 | 4.792 | 5.071 | 5.363 | 5.642 | 5.937 | 6.232 | 6.499 | 6.803 | 7.097 | 7.413
NPgN | GSP | NG FES - System Transformation | Total installed PV capacity - domestic (MW) | BLYTH 66kV | System Transformation | Gen_BB013 | MW | NPgN | Blyth 66kV |  | 16.6 | 17.082 | 17.686 | 18.405 | 19.23 | 20.065 | 20.89 | 21.726 | 22.94 | 24.366 | 25.399 | 26.808 | 28.088 | 28.723 | 30.104 | 31.333 | 32.901 | 34.42 | 36.228 | 38.053 | 40.138 | 42.025 | 44.217 | 46.454 | 48.18 | 50.522 | 52.657 | 55.06 | 55.06
NPgN | GSP | NG FES - System Transformation | Total installed PV capacity - domestic (MW) | BLYTH 132kV | System Transformation | Gen_BB013 | MW | NPgN | Blyth 132kV |  | 5.467 | 5.624 | 5.81 | 6.032 | 6.286 | 6.543 | 6.798 | 7.056 | 7.43 | 7.87 | 8.188 | 8.623 | 9.017 | 9.213 | 9.639 | 10.018 | 10.501 | 10.97 | 11.527 | 12.09 | 12.733 | 13.315 | 13.991 | 14.68 | 15.212 | 15.934 | 16.593 | 17.334 | 17.334
NPgN | GSP | NG FES - System Transformation | Total installed PV capacity - domestic (MW) | FOURSTONES | System Transformation | Gen_BB013 | MW | NPgN | Fourstones |  | 2.221 | 2.266 | 2.319 | 2.382 | 2.455 | 2.529 | 2.601 | 2.675 | 2.782 | 2.907 | 2.998 | 3.122 | 3.235 | 3.291 | 3.412 | 3.521 | 3.659 | 3.793 | 3.952 | 4.112 | 4.296 | 4.462 | 4.655 | 4.852 | 5.004 | 5.21 | 5.398 | 5.61 | 5.61
NPgN | GSP | NG FES - System Transformation | Total installed PV capacity - domestic (MW) | HARTMOOR | System Transformation | Gen_BB013 | MW | NPgN | Hart Moor |  | 6.555 | 6.749 | 6.979 | 7.253 | 7.568 | 7.886 | 8.201 | 8.519 | 8.982 | 9.526 | 9.92 | 10.457 | 10.945 | 11.187 | 11.713 | 12.182 | 12.78 | 13.359 | 14.048 | 14.744 | 15.539 | 16.258 | 17.094 | 17.947 | 18.605 | 19.497 | 20.311 | 21.227 | 21.227
NPgN | GSP | NG FES - System Transformation | Total installed PV capacity - domestic (MW) | HAWTHORN PIT GRID | System Transformation | Gen_BB013 | MW | NPgN | Hawthorn Pit |  | 10.15 | 10.405 | 10.707 | 11.067 | 11.48 | 11.898 | 12.311 | 12.729 | 13.337 | 14.051 | 14.568 | 15.273 | 15.914 | 16.232 | 16.923 | 17.538 | 18.323 | 19.084 | 19.989 | 20.902 | 21.946 | 22.89 | 23.987 | 25.107 | 25.971 | 27.143 | 28.212 | 29.415 | 29.415
NPgN | GSP | NG FES - System Transformation | Total installed PV capacity - domestic (MW) | KNARESBOROUGH | System Transformation | Gen_BB013 | MW | NPgN | Knaresborough |  | 10.172 | 10.571 | 11.045 | 11.608 | 12.255 | 12.909 | 13.557 | 14.211 | 15.163 | 16.282 | 17.091 | 18.196 | 19.199 | 19.697 | 20.779 | 21.743 | 22.972 | 24.163 | 25.58 | 27.011 | 28.646 | 30.124 | 31.843 | 33.596 | 34.949 | 36.785 | 38.459 | 40.343 | 40.343
NPgN | GSP | NG FES - System Transformation | Total installed PV capacity - domestic (MW) | LACKENBY | System Transformation | Gen_BB013 | MW | NPgN | Lackenby |  | 11.672 | 12.057 | 12.512 | 13.055 | 13.677 | 14.307 | 14.93 | 15.56 | 16.476 | 17.552 | 18.331 | 19.395 | 20.36 | 20.839 | 21.881 | 22.809 | 23.991 | 25.138 | 26.501 | 27.878 | 29.452 | 30.875 | 32.529 | 34.216 | 35.519 | 37.285 | 38.896 | 40.709 | 40.709
NPgN | GSP | NG FES - System Transformation | Total installed PV capacity - domestic (MW) | NORTON | System Transformation | Gen_BB013 | MW | NPgN | Norton |  | 32.963 | 33.965 | 35.154 | 36.569 | 38.192 | 39.836 | 41.46 | 43.104 | 45.494 | 48.301 | 50.333 | 53.107 | 55.626 | 56.875 | 59.592 | 62.012 | 65.097 | 68.088 | 71.645 | 75.237 | 79.341 | 83.053 | 87.368 | 91.77 | 95.167 | 99.775 | 103.978 | 108.707 | 108.707
NPgN | GSP | NG FES - System Transformation | Total installed PV capacity - domestic (MW) | OFFERTON | System Transformation | Gen_BB013 | MW | NPgN | Offerton |  | 5.575 | 5.705 | 5.86 | 6.044 | 6.255 | 6.469 | 6.681 | 6.895 | 7.206 | 7.571 | 7.835 | 8.196 | 8.524 | 8.687 | 9.04 | 9.355 | 9.756 | 10.146 | 10.609 | 11.076 | 11.61 | 12.093 | 12.654 | 13.227 | 13.669 | 14.269 | 14.816 | 15.431 | 15.431
NPgN | GSP | NG FES - System Transformation | Total installed PV capacity - domestic (MW) | OSBALDWICK | System Transformation | Gen_BB013 | MW | NPgN | Osbaldwick |  | 20.619 | 21.293 | 22.093 | 23.045 | 24.138 | 25.244 | 26.337 | 27.443 | 29.051 | 30.94 | 32.307 | 34.174 | 35.869 | 36.709 | 38.537 | 40.166 | 42.241 | 44.254 | 46.648 | 49.065 | 51.826 | 54.324 | 57.228 | 60.19 | 62.475 | 65.576 | 68.404 | 71.586 | 71.586
NPgN | GSP | NG FES - System Transformation | Total installed PV capacity - domestic (MW) | POPPLETON | System Transformation | Gen_BB013 | MW | NPgN | Poppleton |  | 3.624 | 3.723 | 3.84 | 3.979 | 4.139 | 4.301 | 4.461 | 4.623 | 4.859 | 5.135 | 5.336 | 5.609 | 5.857 | 5.98 | 6.248 | 6.486 | 6.79 | 7.085 | 7.436 | 7.789 | 8.194 | 8.56 | 8.985 | 9.419 | 9.753 | 10.207 | 10.621 | 11.087 | 11.087
NPgN | GSP | NG FES - System Transformation | Total installed PV capacity - domestic (MW) | SALTHOLME | System Transformation | Gen_BB013 | MW | NPgN | Saltholme |  | 0.176 | 0.181 | 0.186 | 0.193 | 0.201 | 0.209 | 0.217 | 0.224 | 0.236 | 0.249 | 0.259 | 0.272 | 0.284 | 0.29 | 0.303 | 0.315 | 0.329 | 0.344 | 0.361 | 0.378 | 0.397 | 0.415 | 0.436 | 0.456 | 0.473 | 0.495 | 0.515 | 0.537 | 0.537
NPgN | GSP | NG FES - System Transformation | Total installed PV capacity - domestic (MW) | SOUTH SHIELDS | System Transformation | Gen_BB013 | MW | NPgN | South Shields |  | 3.631 | 3.745 | 3.879 | 4.04 | 4.224 | 4.411 | 4.595 | 4.781 | 5.053 | 5.371 | 5.601 | 5.916 | 6.202 | 6.344 | 6.652 | 6.926 | 7.276 | 7.616 | 8.019 | 8.427 | 8.892 | 9.313 | 9.803 | 10.302 | 10.688 | 11.21 | 11.687 | 12.224 | 12.224
NPgN | GSP | NG FES - System Transformation | Total installed PV capacity - domestic (MW) | SPADEADAM | System Transformation | Gen_BB013 | MW | NPgN | Spadeadam - Not in NG FES |  | 0.588 | 0.608 | 0.632 | 0.66 | 0.692 | 0.724 | 0.756 | 0.789 | 0.836 | 0.892 | 0.932 | 0.987 | 1.037 | 1.061 | 1.115 | 1.163 | 1.224 | 1.283 | 1.354 | 1.425 | 1.506 | 1.579 | 1.665 | 1.752 | 1.819 | 1.91 | 1.993 | 2.087 | 2.087
NPgN | GSP | NG FES - System Transformation | Total installed PV capacity - domestic (MW) | SPENNYMOOR | System Transformation | Gen_BB013 | MW | NPgN | Spennymoor |  | 19.656 | 20.232 | 20.916 | 21.73 | 22.663 | 23.608 | 24.543 | 25.488 | 26.863 | 28.477 | 29.646 | 31.241 | 32.69 | 33.408 | 34.971 | 36.363 | 38.137 | 39.857 | 41.904 | 43.969 | 46.33 | 48.464 | 50.946 | 53.478 | 55.432 | 58.082 | 60.499 | 63.219 | 63.219
NPgN | GSP | NG FES - System Transformation | Total installed PV capacity - domestic (MW) | STELLA NORTH | System Transformation | Gen_BB013 | MW | NPgN | Stella North |  | 9.486 | 9.888 | 10.364 | 10.93 | 11.58 | 12.238 | 12.889 | 13.547 | 14.504 | 15.628 | 16.441 | 17.552 | 18.56 | 19.06 | 20.148 | 21.117 | 22.352 | 23.55 | 24.974 | 26.412 | 28.055 | 29.541 | 31.269 | 33.031 | 34.391 | 36.236 | 37.919 | 39.812 | 39.812
NPgN | GSP | NG FES - System Transformation | Total installed PV capacity - domestic (MW) | STELLA SOUTH | System Transformation | Gen_BB013 | MW | NPgN | Stella South |  | 12.749 | 13.1 | 13.516 | 14.011 | 14.579 | 15.154 | 15.723 | 16.298 | 17.134 | 18.116 | 18.827 | 19.798 | 20.679 | 21.116 | 22.067 | 22.914 | 23.993 | 25.039 | 26.284 | 27.541 | 28.977 | 30.276 | 31.786 | 33.326 | 34.514 | 36.127 | 37.597 | 39.252 | 39.252
NPgN | GSP | NG FES - System Transformation | Total installed PV capacity - domestic (MW) | TYNEMOUTH | System Transformation | Gen_BB013 | MW | NPgN | Tynemouth 1 |  | 10.019 | 10.369 | 10.782 | 11.275 | 11.84 | 12.413 | 12.978 | 13.551 | 14.383 | 15.361 | 16.068 | 17.034 | 17.911 | 18.346 | 19.292 | 20.135 | 21.209 | 22.251 | 23.489 | 24.74 | 26.169 | 27.462 | 28.964 | 30.497 | 31.68 | 33.285 | 34.748 | 36.395 | 36.395
NPgN | GSP | NG FES - System Transformation | Total installed PV capacity - domestic (MW) | WEST BOLDON | System Transformation | Gen_BB013 | MW | NPgN | West Boldon |  | 16.907 | 17.379 | 17.938 | 18.604 | 19.367 | 20.141 | 20.905 | 21.678 | 22.803 | 24.123 | 25.079 | 26.384 | 27.57 | 28.157 | 29.435 | 30.574 | 32.025 | 33.432 | 35.106 | 36.796 | 38.726 | 40.473 | 42.503 | 44.574 | 46.172 | 48.34 | 50.317 | 52.542 | 52.542
NPgY | GSP | NG FES - System Transformation | Total installed PV capacity - domestic (MW) | BRADFORD WEST | System Transformation | Gen_BB013 | MW | NPgY | Bradford West |  | 21.571 | 22.727 | 23.951 | 25.38 | 27.058 | 28.974 | 30.942 | 32.928 | 34.975 | 37.482 | 40.416 | 42.548 | 45.442 | 48.073 | 49.392 | 52.223 | 54.746 | 57.953 | 61.062 | 64.755 | 68.481 | 72.733 | 76.582 | 81.05 | 85.607 | 89.126 | 93.893 | 98.241 | 103.131
NPgY | GSP | NG FES - System Transformation | Total installed PV capacity - domestic (MW) | CAMBLESFORTH | System Transformation | Gen_BB013 | MW | NPgY | Camblesforth |  | 3.432 | 3.552 | 3.679 | 3.827 | 4.001 | 4.2 | 4.404 | 4.61 | 4.823 | 5.083 | 5.387 | 5.609 | 5.909 | 6.182 | 6.319 | 6.613 | 6.875 | 7.207 | 7.53 | 7.913 | 8.3 | 8.741 | 9.141 | 9.604 | 10.077 | 10.442 | 10.937 | 11.388 | 11.896
NPgY | GSP | NG FES - System Transformation | Total installed PV capacity - domestic (MW) | CREYKE BECK | System Transformation | Gen_BB013 | MW | NPgY | Creyke Beck |  | 29.738 | 31.03 | 32.399 | 33.995 | 35.87 | 38.011 | 40.211 | 42.43 | 44.718 | 47.518 | 50.797 | 53.18 | 56.414 | 59.354 | 60.828 | 63.991 | 66.811 | 70.394 | 73.869 | 77.995 | 82.159 | 86.911 | 91.212 | 96.205 | 101.297 | 105.23 | 110.557 | 115.416 | 120.879
NPgY | GSP | NG FES - System Transformation | Total installed PV capacity - domestic (MW) | DRAX | System Transformation | Gen_BB013 | MW | NPgY | Drax |  | 1.166 | 1.317 | 1.477 | 1.664 | 1.883 | 2.133 | 2.39 | 2.649 | 2.916 | 3.244 | 3.627 | 3.905 | 4.283 | 4.626 | 4.798 | 5.168 | 5.497 | 5.916 | 6.322 | 6.804 | 7.291 | 7.846 | 8.348 | 8.931 | 9.526 | 9.986 | 10.608 | 11.176 | 11.814
NPgY | GSP | NG FES - System Transformation | Total installed PV capacity - domestic (MW) | ELLAND | System Transformation | Gen_BB013 | MW | NPgY | Elland |  | 21.073 | 21.939 | 22.857 | 23.927 | 25.185 | 26.621 | 28.096 | 29.584 | 31.118 | 32.997 | 35.196 | 36.793 | 38.962 | 40.934 | 41.923 | 44.044 | 45.935 | 48.338 | 50.668 | 53.435 | 56.228 | 59.415 | 62.299 | 65.647 | 69.062 | 71.7 | 75.272 | 78.531 | 82.195
NPgY | GSP | NG FES - System Transformation | Total installed PV capacity - domestic (MW) | FERRYBRIDGE A | System Transformation | Gen_BB013 | MW | NPgY | Ferrybridge A |  | 9.583 | 9.856 | 10.145 | 10.483 | 10.879 | 11.331 | 11.796 | 12.265 | 12.748 | 13.34 | 14.032 | 14.536 | 15.219 | 15.84 | 16.152 | 16.82 | 17.415 | 18.173 | 18.907 | 19.778 | 20.658 | 21.662 | 22.57 | 23.625 | 24.701 | 25.532 | 26.657 | 27.684 | 28.838
NPgY | GSP | NG FES - System Transformation | Total installed PV capacity - domestic (MW) | FERRYBRIDGE B | System Transformation | Gen_BB013 | MW | NPgY | Ferrybridge B (_M) |  | 17.039 | 17.649 | 18.295 | 19.048 | 19.933 | 20.943 | 21.982 | 23.029 | 24.109 | 25.431 | 26.978 | 28.103 | 29.629 | 31.017 | 31.712 | 33.205 | 34.536 | 36.228 | 37.867 | 39.815 | 41.78 | 44.023 | 46.053 | 48.409 | 50.813 | 52.669 | 55.183 | 57.476 | 60.055
NPgY | GSP | NG FES - System Transformation | Total installed PV capacity - domestic (MW) | GRIMSBY WEST | System Transformation | Gen_BB013 | MW | NPgY | Grimsby West |  | 11.82 | 12.266 | 12.74 | 13.292 | 13.941 | 14.681 | 15.442 | 16.21 | 17.001 | 17.97 | 19.104 | 19.928 | 21.047 | 22.064 | 22.574 | 23.668 | 24.643 | 25.883 | 27.084 | 28.512 | 29.952 | 31.596 | 33.083 | 34.81 | 36.572 | 37.932 | 39.775 | 41.455 | 43.345
NPgY | GSP | NG FES - System Transformation | Total installed PV capacity - domestic (MW) | JORDANTHORPE | System Transformation | Gen_BB013 | MW | NPgY | Jordanthorpe |  | 3.533 | 3.67 | 3.815 | 3.984 | 4.182 | 4.409 | 4.642 | 4.877 | 5.119 | 5.416 | 5.763 | 6.015 | 6.358 | 6.669 | 6.825 | 7.16 | 7.459 | 7.838 | 8.206 | 8.643 | 9.084 | 9.587 | 10.042 | 10.571 | 11.11 | 11.527 | 12.091 | 12.605 | 13.184
NPgY | GSP | NG FES - System Transformation | Total installed PV capacity - domestic (MW) | KEADBY | System Transformation | Gen_BB013 | MW | NPgY | Keadby |  | 30.163 | 30.78 | 31.433 | 32.195 | 33.09 | 34.111 | 35.161 | 36.22 | 37.312 | 38.649 | 40.214 | 41.351 | 42.894 | 44.297 | 45.001 | 46.51 | 47.856 | 49.567 | 51.225 | 53.194 | 55.181 | 57.449 | 59.502 | 61.885 | 64.315 | 66.192 | 68.734 | 71.053 | 73.661
NPgY | GSP | NG FES - System Transformation | Total installed PV capacity - domestic (MW) | KIRKSTALL B | System Transformation | Gen_BB013 | MW | NPgY | Kirkstall B |  | 9.679 | 10.166 | 10.682 | 11.284 | 11.991 | 12.798 | 13.627 | 14.463 | 15.326 | 16.381 | 17.617 | 18.515 | 19.734 | 20.843 | 21.398 | 22.591 | 23.653 | 25.004 | 26.314 | 27.869 | 29.439 | 31.23 | 32.851 | 34.733 | 36.653 | 38.135 | 40.143 | 41.975 | 44.034
NPgY | GSP | NG FES - System Transformation | Total installed PV capacity - domestic (MW) | NEEPSEND | System Transformation | Gen_BB013 | MW | NPgY | Neepsend |  | 3.943 | 4.157 | 4.384 | 4.648 | 4.959 | 5.314 | 5.679 | 6.047 | 6.426 | 6.89 | 7.434 | 7.829 | 8.365 | 8.853 | 9.097 | 9.622 | 10.089 | 10.683 | 11.26 | 11.944 | 12.634 | 13.422 | 14.135 | 14.963 | 15.807 | 16.459 | 17.343 | 18.148 | 19.054
NPgY | GSP | NG FES - System Transformation | Total installed PV capacity - domestic (MW) | NORTON LEES | System Transformation | Gen_BB013 | MW | NPgY | Norton Lees |  | 3.893 | 4.106 | 4.333 | 4.597 | 4.907 | 5.261 | 5.625 | 5.992 | 6.37 | 6.833 | 7.376 | 7.77 | 8.305 | 8.791 | 9.035 | 9.558 | 10.024 | 10.617 | 11.192 | 11.874 | 12.563 | 13.349 | 14.06 | 14.886 | 15.729 | 16.379 | 17.26 | 18.064 | 18.968
NPgY | GSP | NG FES - System Transformation | Total installed PV capacity - domestic (MW) | PITSMOOR 3/4 | System Transformation | Gen_BB013 | MW | NPgY | Pitsmoor |  | 1.045 | 1.137 | 1.234 | 1.347 | 1.48 | 1.632 | 1.789 | 1.946 | 2.109 | 2.308 | 2.54 | 2.71 | 2.939 | 3.148 | 3.253 | 3.477 | 3.678 | 3.932 | 4.179 | 4.472 | 4.767 | 5.105 | 5.41 | 5.765 | 6.127 | 6.406 | 6.784 | 7.129 | 7.517
NPgY | GSP | NG FES - System Transformation | Total installed PV capacity - domestic (MW) | SALTEND NORTH | System Transformation | Gen_BB013 | MW | NPgY | Saltend North |  | 4.245 | 4.415 | 4.594 | 4.804 | 5.05 | 5.33 | 5.619 | 5.91 | 6.21 | 6.577 | 7.007 | 7.32 | 7.744 | 8.13 | 8.323 | 8.738 | 9.108 | 9.578 | 10.033 | 10.575 | 11.121 | 11.744 | 12.308 | 12.963 | 13.631 | 14.146 | 14.845 | 15.482 | 16.199
NPgY | GSP | NG FES - System Transformation | Total installed PV capacity - domestic (MW) | SHEFFIELD CITY | System Transformation | Gen_BB013 | MW | NPgY | Sheffield City |  | 1.474 | 1.586 | 1.704 | 1.842 | 2.005 | 2.19 | 2.381 | 2.573 | 2.771 | 3.014 | 3.298 | 3.504 | 3.784 | 4.039 | 4.166 | 4.44 | 4.684 | 4.995 | 5.296 | 5.653 | 6.014 | 6.425 | 6.798 | 7.23 | 7.671 | 8.012 | 8.473 | 8.894 | 9.367
NPgY | GSP | NG FES - System Transformation | Total installed PV capacity - domestic (MW) | SKELTON GRANGE | System Transformation | Gen_BB013 | MW | NPgY | Skelton Grange |  | 23.906 | 25.164 | 26.496 | 28.05 | 29.876 | 31.96 | 34.101 | 36.262 | 38.489 | 41.215 | 44.408 | 46.727 | 49.875 | 52.737 | 54.173 | 57.252 | 59.997 | 63.486 | 66.868 | 70.885 | 74.939 | 79.565 | 83.752 | 88.613 | 93.57 | 97.399 | 102.585 | 107.315 | 112.634
NPgY | GSP | NG FES - System Transformation | Total installed PV capacity - domestic (MW) | TEMPLEBOROUGH 275/33KV | System Transformation | Gen_BB013 | MW | NPgY | Templeborough |  | 0.39 | 0.407 | 0.424 | 0.445 | 0.469 | 0.496 | 0.525 | 0.553 | 0.583 | 0.619 | 0.661 | 0.691 | 0.733 | 0.771 | 0.79 | 0.83 | 0.866 | 0.913 | 0.957 | 1.01 | 1.064 | 1.125 | 1.18 | 1.244 | 1.31 | 1.36 | 1.429 | 1.491 | 1.561
NPgY | GSP | NG FES - System Transformation | Total installed PV capacity - domestic (MW) | THURCROFT | System Transformation | Gen_BB013 | MW | NPgY | Thurcroft |  | 20.201 | 20.648 | 21.121 | 21.674 | 22.323 | 23.063 | 23.825 | 24.593 | 25.384 | 26.353 | 27.488 | 28.312 | 29.432 | 30.449 | 30.959 | 32.054 | 33.029 | 34.27 | 35.472 | 36.9 | 38.341 | 39.985 | 41.473 | 43.201 | 44.963 | 46.324 | 48.168 | 49.849 | 51.74
NPgY | GSP | NG FES - System Transformation | Total installed PV capacity - domestic (MW) | WEST MELTON / THORPE MARSH | System Transformation | Gen_BB013 | MW | NPgY | Thorpe Marsh |  | 31.631 | 32.525 | 33.472 | 34.578 | 35.876 | 37.358 | 38.881 | 40.417 | 42.001 | 43.94 | 46.211 | 47.86 | 50.099 | 52.134 | 53.155 | 55.345 | 57.297 | 59.778 | 62.184 | 65.04 | 67.923 | 71.213 | 74.191 | 77.648 | 81.173 | 83.896 | 87.584 | 90.948 | 94.731
NPgY | GSP | NG FES - System Transformation | Total installed PV capacity - domestic (MW) | WEST MELTON SECTION 3 | System Transformation | Gen_BB013 | MW | NPgY | West Melton |  | 27.752 | 28.551 | 29.398 | 30.385 | 31.545 | 32.87 | 34.231 | 35.604 | 37.019 | 38.752 | 40.781 | 42.255 | 44.256 | 46.075 | 46.987 | 48.944 | 50.689 | 52.906 | 55.056 | 57.609 | 60.185 | 63.125 | 65.786 | 68.875 | 72.026 | 74.459 | 77.755 | 80.761 | 84.142
NPgY | GSP | NG FES - System Transformation | Total installed PV capacity - domestic (MW) | WINCOBANK | System Transformation | Gen_BB013 | MW | NPgY | Wincobank |  | 1.09 | 1.126 | 1.164 | 1.209 | 1.261 | 1.321 | 1.382 | 1.444 | 1.507 | 1.586 | 1.677 | 1.743 | 1.833 | 1.915 | 1.956 | 2.044 | 2.123 | 2.223 | 2.319 | 2.434 | 2.55 | 2.683 | 2.803 | 2.942 | 3.083 | 3.193 | 3.341 | 3.477 | 3.629
NPgN | GSP | NPg Best View | EV - cars & vans (GWh) | BLYTH 66kV | NPg Best View (Not in FES) | Dem_BB006 | GWh | NPgN | Blyth 66kV |  | 5.5438 | 10.2445 | 20.8551 | 34.059 | 52.2 | 68.9922 | 85.7953 | 103.124 | 123.8341 | 143.8867 | 161.2924 | 176.8609 | 190.4998 | 201.9641 | 211.3345 | 219.5067 | 226.5612 | 232.5832 | 237.2634 | 240.8692 | 243.6611 | 245.6532 | 246.9921 | 247.9274 | 248.3259 | 248.608 | 248.9138 | 249.1924 | 249.492
NPgN | GSP | NPg Best View | EV - cars & vans (GWh) | BLYTH 132kV | NPg Best View (Not in FES) | Dem_BB006 | GWh | NPgN | Blyth 132kV |  | 2.1542 | 3.9014 | 7.8034 | 12.5296 | 18.8772 | 24.555 | 30.2782 | 36.2384 | 43.4282 | 50.5092 | 56.9908 | 62.9312 | 68.2257 | 72.611 | 76.1178 | 79.1069 | 81.6342 | 83.7979 | 85.5697 | 86.9318 | 87.9737 | 88.7412 | 89.2921 | 89.7148 | 89.9673 | 90.1986 | 90.4642 | 90.7486 | 91.0759
NPgN | GSP | NPg Best View | EV - cars & vans (GWh) | FOURSTONES | NPg Best View (Not in FES) | Dem_BB006 | GWh | NPgN | Fourstones |  | 0.85605 | 1.5158 | 2.9608 | 4.6369 | 6.8035 | 8.612 | 10.4442 | 12.3648 | 14.6962 | 17.0174 | 19.2096 | 21.2474 | 23.0817 | 24.59 | 25.7822 | 26.7853 | 27.6231 | 28.3417 | 28.9482 | 29.4139 | 29.7677 | 30.033 | 30.2299 | 30.3876 | 30.4933 | 30.5962 | 30.7156 | 30.8469 | 30.9996
NPgN | GSP | NPg Best View | EV - cars & vans (GWh) | HARTMOOR | NPg Best View (Not in FES) | Dem_BB006 | GWh | NPgN | Hart Moor |  | 1.9083 | 3.6593 | 7.7477 | 13.1539 | 20.9308 | 28.6904 | 36.4728 | 44.5255 | 54.177 | 63.578 | 71.9076 | 79.4199 | 86.0377 | 91.5614 | 96.0347 | 99.9004 | 103.2109 | 106.0399 | 108.2823 | 110.0083 | 111.3384 | 112.299 | 112.9616 | 113.4426 | 113.6825 | 113.8777 | 114.0965 | 114.3161 | 114.5626
NPgN | GSP | NPg Best View | EV - cars & vans (GWh) | HAWTHORN PIT GRID | NPg Best View (Not in FES) | Dem_BB006 | GWh | NPgN | Hawthorn Pit |  | 2.3432 | 4.5024 | 9.5314 | 16.1693 | 25.708 | 35.19 | 44.6727 | 54.4465 | 66.1176 | 77.4073 | 87.188 | 95.9185 | 103.553 | 109.968 | 115.2133 | 119.7913 | 123.7464 | 127.1219 | 129.7387 | 131.7547 | 133.3165 | 134.429 | 135.174 | 135.6914 | 135.9062 | 136.0542 | 136.2134 | 136.355 | 136.5056
NPgN | GSP | NPg Best View | EV - cars & vans (GWh) | KNARESBOROUGH | NPg Best View (Not in FES) | Dem_BB006 | GWh | NPgN | Knaresborough |  | 7.9078 | 14.0294 | 27.3562 | 42.706 | 62.4311 | 78.598 | 94.8391 | 111.6711 | 131.8918 | 151.6398 | 169.2202 | 185.161 | 199.2695 | 211.0602 | 220.6024 | 228.835 | 235.8715 | 241.887 | 246.6852 | 250.3786 | 253.2213 | 255.2828 | 256.7165 | 257.7701 | 258.3184 | 258.779 | 259.2987 | 259.8306 | 260.4324
NPgN | GSP | NPg Best View | EV - cars & vans (GWh) | LACKENBY | NPg Best View (Not in FES) | Dem_BB006 | GWh | NPgN | Lackenby |  | 3.3262 | 6.4233 | 13.6743 | 23.3252 | 37.2752 | 51.2756 | 65.2918 | 79.7592 | 97.0585 | 113.8359 | 128.4976 | 141.6358 | 153.1567 | 162.8108 | 170.6748 | 177.5118 | 183.3987 | 188.4254 | 192.3556 | 195.3824 | 197.7224 | 199.3982 | 200.5334 | 201.336 | 201.6964 | 201.9649 | 202.2597 | 202.5389 | 202.8445
NPgN | GSP | NPg Best View | EV - cars & vans (GWh) | NORTON | NPg Best View (Not in FES) | Dem_BB006 | GWh | NPgN | Norton |  | 11.7221 | 22.0051 | 45.624 | 75.9253 | 118.5489 | 159.6482 | 200.8948 | 243.6066 | 294.8417 | 344.8127 | 389.2473 | 429.4083 | 464.8462 | 494.4071 | 518.3158 | 538.9463 | 556.5888 | 571.6681 | 583.6668 | 592.901 | 600.011 | 605.1583 | 608.7257 | 611.3345 | 612.669 | 613.7759 | 615.0215 | 616.2865 | 617.7129
NPgN | GSP | NPg Best View | EV - cars & vans (GWh) | OFFERTON | NPg Best View (Not in FES) | Dem_BB006 | GWh | NPgN | Offerton |  | 1.1282 | 2.1889 | 4.6879 | 8.0446 | 12.9271 | 17.8799 | 22.8477 | 27.9888 | 34.1512 | 40.1553 | 45.4813 | 50.2862 | 54.5195 | 58.051 | 60.9093 | 63.378 | 65.4912 | 67.297 | 68.73 | 69.8329 | 70.6825 | 71.2966 | 71.7206 | 72.0291 | 72.184 | 72.3107 | 72.4528 | 72.5959 | 72.7568
NPgN | GSP | NPg Best View | EV - cars & vans (GWh) | OSBALDWICK | NPg Best View (Not in FES) | Dem_BB006 | GWh | NPgN | Osbaldwick |  | 8.8099 | 16.1203 | 32.6046 | 52.9609 | 80.7422 | 106.2935 | 132.0346 | 158.8237 | 191.1156 | 222.8834 | 251.8766 | 278.4041 | 302.0166 | 321.5829 | 337.2451 | 350.6108 | 361.9245 | 371.6087 | 379.5152 | 385.5939 | 390.2467 | 393.668 | 396.1147 | 397.9833 | 399.084 | 400.0846 | 401.2319 | 402.4552 | 403.8613
NPgN | GSP | NPg Best View | EV - cars & vans (GWh) | POPPLETON | NPg Best View (Not in FES) | Dem_BB006 | GWh | NPgN | Poppleton |  | 1.4867 | 2.6941 | 5.3832 | 8.6298 | 12.9794 | 16.8441 | 20.7282 | 24.7572 | 29.5996 | 34.3362 | 38.5808 | 42.4354 | 45.8493 | 48.6938 | 50.9883 | 52.9619 | 54.6445 | 56.0834 | 57.2377 | 58.1259 | 58.8086 | 59.3053 | 59.6531 | 59.9113 | 60.0502 | 60.1696 | 60.305 | 60.4453 | 60.6048
NPgN | GSP | NPg Best View | EV - cars & vans (GWh) | SALTHOLME | NPg Best View (Not in FES) | Dem_BB006 | GWh | NPgN | Saltholme |  | 0.06176 | 0.11719 | 0.24822 | 0.42291 | 0.67539 | 0.93168 | 1.1922 | 1.4668 | 1.8014 | 2.1374 | 2.4638 | 2.7698 | 3.0466 | 3.2722 | 3.4484 | 3.5949 | 3.7159 | 3.8198 | 3.9098 | 3.9788 | 4.0309 | 4.0705 | 4.1007 | 4.1257 | 4.1437 | 4.1618 | 4.1829 | 4.2065 | 4.2341
NPgN | GSP | NPg Best View | EV - cars & vans (GWh) | SOUTH SHIELDS | NPg Best View (Not in FES) | Dem_BB006 | GWh | NPgN | South Shields |  | 1.2214 | 2.3175 | 4.8645 | 8.1957 | 12.9488 | 17.6415 | 22.3599 | 27.2586 | 33.1485 | 38.9191 | 44.1257 | 48.8607 | 53.0565 | 56.5411 | 59.3421 | 61.7438 | 63.7859 | 65.5327 | 66.9424 | 68.0266 | 68.8587 | 69.4662 | 69.8947 | 70.2158 | 70.3943 | 70.5509 | 70.7291 | 70.9159 | 71.1291
NPgN | GSP | NPg Best View | EV - cars & vans (GWh) | SPADEADAM | NPg Best View (Not in FES) | Dem_BB006 | GWh | NPgN | Spadeadam - Not in NG FES |  | 0.2507 | 0.46006 | 0.93566 | 1.5295 | 2.3471 | 3.1122 | 3.8859 | 4.6949 | 5.6745 | 6.6461 | 7.5554 | 8.3961 | 9.1498 | 9.77 | 10.2615 | 10.6766 | 11.0244 | 11.3226 | 11.5719 | 11.7635 | 11.9092 | 12.018 | 12.0979 | 12.1611 | 12.2021 | 12.2414 | 12.2869 | 12.3366 | 12.3943
NPgN | GSP | NPg Best View | EV - cars & vans (GWh) | SPENNYMOOR | NPg Best View (Not in FES) | Dem_BB006 | GWh | NPgN | Spennymoor |  | 7.1349 | 13.2775 | 27.2748 | 44.9726 | 69.5908 | 92.8992 | 116.2847 | 140.4903 | 169.5167 | 197.805 | 222.8899 | 245.5403 | 265.5148 | 282.194 | 295.7011 | 307.3707 | 317.3609 | 325.8984 | 332.6743 | 337.8898 | 341.908 | 344.8125 | 346.819 | 348.2795 | 349.0142 | 349.616 | 350.2914 | 350.9725 | 351.7382
NPgN | GSP | NPg Best View | EV - cars & vans (GWh) | STELLA NORTH | NPg Best View (Not in FES) | Dem_BB006 | GWh | NPgN | Stella North |  | 6.0261 | 10.9703 | 22.0611 | 35.6204 | 53.9743 | 70.6139 | 87.3756 | 104.8167 | 125.8383 | 146.5125 | 165.3588 | 182.5973 | 197.9394 | 210.6589 | 220.8463 | 229.5446 | 236.9109 | 243.2159 | 248.3581 | 252.3118 | 255.3388 | 257.5633 | 259.1522 | 260.3638 | 261.074 | 261.7179 | 262.4558 | 263.2415 | 264.1442
NPgN | GSP | NPg Best View | EV - cars & vans (GWh) | STELLA SOUTH | NPg Best View (Not in FES) | Dem_BB006 | GWh | NPgN | Stella South |  | 4.5731 | 8.4039 | 17.0385 | 27.7262 | 42.3438 | 55.8013 | 69.3088 | 83.2968 | 100.0801 | 116.45 | 130.9966 | 144.1498 | 155.762 | 165.4561 | 173.3011 | 180.073 | 185.8656 | 190.8165 | 194.7549 | 197.7861 | 200.1203 | 201.81 | 202.9807 | 203.8365 | 204.2737 | 204.6359 | 205.0435 | 205.4572 | 205.9236
NPgN | GSP | NPg Best View | EV - cars & vans (GWh) | TYNEMOUTH | NPg Best View (Not in FES) | Dem_BB006 | GWh | NPgN | Tynemouth 1 |  | 4.5943 | 8.4978 | 17.3355 | 28.3804 | 43.6052 | 57.7955 | 72.0205 | 86.7266 | 104.3426 | 121.4742 | 136.5583 | 150.138 | 162.0892 | 172.0913 | 180.2163 | 187.2579 | 193.3028 | 198.4669 | 202.5373 | 205.6714 | 208.0899 | 209.8307 | 211.0228 | 211.8795 | 212.2901 | 212.6139 | 212.9743 | 213.3293 | 213.7246
NPgN | GSP | NPg Best View | EV - cars & vans (GWh) | WEST BOLDON | NPg Best View (Not in FES) | Dem_BB006 | GWh | NPgN | West Boldon |  | 5.3934 | 10.0844 | 20.8084 | 34.4586 | 53.546 | 71.7628 | 90.0269 | 108.914 | 131.542 | 153.5588 | 172.9838 | 190.4812 | 205.8845 | 218.7641 | 229.216 | 238.2658 | 246.0286 | 252.6608 | 257.8979 | 261.9298 | 265.0398 | 267.2808 | 268.8189 | 269.9279 | 270.4665 | 270.8957 | 271.3745 | 271.8493 | 272.3794
NPgY | GSP | NPg Best View | EV - cars & vans (GWh) | BRADFORD WEST | NPg Best View (Not in FES) | Dem_BB006 | GWh | NPgY | Bradford West |  | 22.3244 | 34.4218 | 60.0457 | 89.755 | 129.6859 | 170.6778 | 211.8736 | 254.6533 | 306.1184 | 355.9071 | 400.5965 | 441.1641 | 477.0472 | 506.8215 | 531.2539 | 552.2412 | 570.114 | 585.3995 | 597.6926 | 607.1497 | 614.4134 | 619.7065 | 623.4241 | 626.1944 | 627.7058 | 629.0164 | 630.5051 | 632.055 | 633.8201
NPgY | GSP | NPg Best View | EV - cars & vans (GWh) | CAMBLESFORTH | NPg Best View (Not in FES) | Dem_BB006 | GWh | NPgY | Camblesforth |  | 1.0407 | 1.7664 | 3.3799 | 5.5036 | 8.6037 | 12.153 | 15.7141 | 19.4054 | 23.8362 | 28.1093 | 31.9161 | 35.3534 | 38.3807 | 40.8938 | 42.961 | 44.7418 | 46.2629 | 47.5631 | 48.6002 | 49.3982 | 50.0122 | 50.4573 | 50.7667 | 50.9938 | 51.1118 | 51.2106 | 51.3221 | 51.436 | 51.5647
NPgY | GSP | NPg Best View | EV - cars & vans (GWh) | CREYKE BECK | NPg Best View (Not in FES) | Dem_BB006 | GWh | NPgY | Creyke Beck |  | 13.9214 | 22.9753 | 42.9099 | 68.4445 | 105.1117 | 146.2944 | 187.6769 | 230.6573 | 282.3492 | 332.3774 | 377.4181 | 418.2915 | 454.4206 | 484.3329 | 508.8291 | 529.8388 | 547.7102 | 562.9957 | 575.3154 | 584.7904 | 592.0636 | 597.3697 | 601.1055 | 603.8987 | 605.4396 | 606.7853 | 608.3158 | 609.9149 | 611.7381
NPgY | GSP | NPg Best View | EV - cars & vans (GWh) | DRAX | NPg Best View (Not in FES) | Dem_BB006 | GWh | NPgY | Drax |  | 1.6998 | 2.8173 | 5.2721 | 8.4192 | 12.9419 | 18.0175 | 23.106 | 28.3744 | 34.6921 | 40.7724 | 46.152 | 50.9961 | 55.2545 | 58.7975 | 61.7212 | 64.2476 | 66.4111 | 68.2598 | 69.7249 | 70.8524 | 71.7214 | 72.3488 | 72.7814 | 73.0952 | 73.2514 | 73.3782 | 73.5202 | 73.6627 | 73.8225
NPgY | GSP | NPg Best View | EV - cars & vans (GWh) | ELLAND | NPg Best View (Not in FES) | Dem_BB006 | GWh | NPgY | Elland |  | 12.6714 | 20.4324 | 37.3124 | 58.3087 | 87.911 | 120.3786 | 152.9969 | 186.8624 | 227.5823 | 266.9648 | 302.3307 | 334.4017 | 362.7394 | 386.2258 | 405.4844 | 422.021 | 436.1013 | 448.1429 | 457.826 | 465.2743 | 470.9949 | 475.1627 | 478.0891 | 480.2689 | 481.4566 | 482.4856 | 483.6541 | 484.8698 | 486.2538
NPgY | GSP | NPg Best View | EV - cars & vans (GWh) | FERRYBRIDGE A | NPg Best View (Not in FES) | Dem_BB006 | GWh | NPgY | Ferrybridge A |  | 3.4653 | 5.7039 | 10.5805 | 16.7536 | 25.5583 | 35.3249 | 45.0891 | 55.1604 | 67.1951 | 78.6977 | 88.6507 | 97.5234 | 105.268 | 111.7552 | 117.163 | 121.8812 | 125.9567 | 129.435 | 132.1323 | 134.2102 | 135.8197 | 136.9663 | 137.7345 | 138.2682 | 138.4904 | 138.6438 | 138.809 | 138.9562 | 139.1129
NPgY | GSP | NPg Best View | EV - cars & vans (GWh) | FERRYBRIDGE B | NPg Best View (Not in FES) | Dem_BB006 | GWh | NPgY | Ferrybridge B (_M) |  | 15.9995 | 24.1251 | 40.9969 | 59.5993 | 83.6791 | 106.9512 | 130.2692 | 154.3804 | 183.2799 | 211.0217 | 235.2904 | 257.0957 | 276.2511 | 292.28 | 305.5899 | 317.1512 | 327.094 | 335.5863 | 342.2528 | 347.3874 | 351.3538 | 354.2019 | 356.1422 | 357.5258 | 358.1691 | 358.6636 | 359.2109 | 359.741 | 360.3273
NPgY | GSP | NPg Best View | EV - cars & vans (GWh) | GRIMSBY WEST | NPg Best View (Not in FES) | Dem_BB006 | GWh | NPgY | Grimsby West |  | 4.2146 | 7.0601 | 13.3461 | 21.5055 | 33.3189 | 46.7048 | 60.1307 | 74.0407 | 90.7307 | 106.8126 | 121.0978 | 133.9816 | 145.3202 | 154.7419 | 162.5026 | 169.197 | 174.9212 | 179.8136 | 183.7052 | 186.6999 | 189.0056 | 190.6744 | 191.8303 | 192.6748 | 193.1056 | 193.4622 | 193.8632 | 194.2698 | 194.728
NPgY | GSP | NPg Best View | EV - cars & vans (GWh) | JORDANTHORPE | NPg Best View (Not in FES) | Dem_BB006 | GWh | NPgY | Jordanthorpe |  | 2.6547 | 4.1593 | 7.3529 | 11.1272 | 16.272 | 21.6402 | 27.0062 | 32.5384 | 39.1482 | 45.4599 | 50.898 | 55.7419 | 59.969 | 63.518 | 66.4836 | 69.0763 | 71.3193 | 73.2334 | 74.7124 | 75.8521 | 76.7357 | 77.3639 | 77.7828 | 78.0717 | 78.1879 | 78.2651 | 78.3474 | 78.4182 | 78.4923
NPgY | GSP | NPg Best View | EV - cars & vans (GWh) | KEADBY | NPg Best View (Not in FES) | Dem_BB006 | GWh | NPgY | Keadby |  | 7.496 | 12.5268 | 23.6418 | 38.0477 | 58.8851 | 82.4791 | 106.1584 | 130.7118 | 160.1954 | 188.6472 | 214.0372 | 236.9843 | 257.2091 | 273.993 | 287.7901 | 299.6679 | 309.8062 | 318.4732 | 325.3987 | 330.7268 | 334.8249 | 337.799 | 339.8708 | 341.3968 | 342.1977 | 342.8742 | 343.6382 | 344.4222 | 345.3096
NPgY | GSP | NPg Best View | EV - cars & vans (GWh) | KIRKSTALL B | NPg Best View (Not in FES) | Dem_BB006 | GWh | NPgY | Kirkstall B |  | 35.2965 | 50.0745 | 79.1541 | 105.8409 | 134.9014 | 154.4274 | 174.0198 | 194.2822 | 218.6297 | 241.994 | 262.2048 | 280.4437 | 296.5582 | 310.1898 | 321.606 | 331.5791 | 340.1883 | 347.5409 | 353.28 | 357.7057 | 361.1312 | 363.584 | 365.2448 | 366.4184 | 366.9431 | 367.3329 | 367.7614 | 368.1673 | 368.6128
NPgY | GSP | NPg Best View | EV - cars & vans (GWh) | NEEPSEND | NPg Best View (Not in FES) | Dem_BB006 | GWh | NPgY | Neepsend |  | 3.7629 | 5.8656 | 10.3487 | 15.6451 | 22.8596 | 30.4081 | 37.9911 | 45.8619 | 55.3254 | 64.4731 | 72.666 | 80.0934 | 86.6564 | 92.1038 | 96.5774 | 100.4236 | 103.7017 | 106.505 | 108.7543 | 110.4848 | 111.8147 | 112.7824 | 113.4601 | 113.9632 | 114.234 | 114.4669 | 114.731 | 115.0046 | 115.3156
NPgY | GSP | NPg Best View | EV - cars & vans (GWh) | NORTON LEES | NPg Best View (Not in FES) | Dem_BB006 | GWh | NPgY | Norton Lees |  | 3.0604 | 4.8843 | 8.812 | 13.6073 | 20.2884 | 27.4877 | 34.7024 | 42.1672 | 51.115 | 59.7156 | 67.289 | 74.0988 | 80.0805 | 85.0674 | 89.1926 | 92.7648 | 95.8295 | 98.4478 | 100.5138 | 102.1043 | 103.3313 | 104.2151 | 104.821 | 105.2573 | 105.4679 | 105.6351 | 105.8213 | 106.0055 | 106.2108
NPgY | GSP | NPg Best View | EV - cars & vans (GWh) | PITSMOOR 3/4 | NPg Best View (Not in FES) | Dem_BB006 | GWh | NPgY | Pitsmoor |  | 1.3169 | 2.1241 | 3.8902 | 6.1002 | 9.2269 | 12.6805 | 16.1612 | 19.7907 | 24.1722 | 28.4422 | 32.3669 | 35.9617 | 39.1601 | 41.794 | 43.9324 | 45.7505 | 47.2847 | 48.5984 | 49.6786 | 50.5087 | 51.143 | 51.6114 | 51.949 | 52.2096 | 52.368 | 52.5145 | 52.683 | 52.8642 | 53.073
NPgY | GSP | NPg Best View | EV - cars & vans (GWh) | SALTEND NORTH | NPg Best View (Not in FES) | Dem_BB006 | GWh | NPgY | Saltend North |  | 1.2512 | 2.2158 | 4.3894 | 7.3523 | 11.7648 | 16.933 | 22.1119 | 27.4714 | 33.8942 | 40.0705 | 45.5258 | 50.4303 | 54.7362 | 58.3183 | 61.2755 | 63.8325 | 66.0238 | 67.896 | 69.3766 | 70.5161 | 71.3946 | 72.0282 | 72.4637 | 72.7784 | 72.9327 | 73.0565 | 73.1948 | 73.3324 | 73.4864
NPgY | GSP | NPg Best View | EV - cars & vans (GWh) | SHEFFIELD CITY | NPg Best View (Not in FES) | Dem_BB006 | GWh | NPgY | Sheffield City |  | 1.6869 | 2.7372 | 5.0694 | 8.0428 | 12.2963 | 17.083 | 21.9353 | 27.0344 | 33.2336 | 39.3562 | 45.208 | 50.6545 | 55.5529 | 59.5462 | 62.7364 | 65.4052 | 67.6231 | 69.5263 | 71.15 | 72.396 | 73.3401 | 74.0522 | 74.5867 | 75.0206 | 75.3212 | 75.618 | 75.9634 | 76.3458 | 76.7912
NPgY | GSP | NPg Best View | EV - cars & vans (GWh) | SKELTON GRANGE | NPg Best View (Not in FES) | Dem_BB006 | GWh | NPgY | Skelton Grange |  | 35.6111 | 53.3891 | 90.2295 | 130.4366 | 182.0532 | 231.3392 | 280.8171 | 332.1086 | 393.7371 | 453.1679 | 505.9012 | 553.597 | 595.6955 | 630.7835 | 659.7391 | 684.7389 | 706.1227 | 724.4008 | 738.9489 | 750.1474 | 758.7704 | 765.0151 | 769.3459 | 772.5158 | 774.1424 | 775.4947 | 777.0176 | 778.5668 | 780.3154
NPgY | GSP | NPg Best View | EV - cars & vans (GWh) | TEMPLEBOROUGH 275/33KV | NPg Best View (Not in FES) | Dem_BB006 | GWh | NPgY | Templeborough |  | 0.1746 | 0.29086 | 0.54359 | 0.86566 | 1.3271 | 1.8404 | 2.3514 | 2.8756 | 3.4986 | 4.0879 | 4.5805 | 5.0123 | 5.3848 | 5.7001 | 5.9673 | 6.204 | 6.4112 | 6.5877 | 6.7199 | 6.8219 | 6.9016 | 6.9571 | 6.9925 | 7.0152 | 7.0208 | 7.022 | 7.0224 | 7.0204 | 7.0171
NPgY | GSP | NPg Best View | EV - cars & vans (GWh) | THURCROFT | NPg Best View (Not in FES) | Dem_BB006 | GWh | NPgY | Thurcroft |  | 4.7473 | 8.0248 | 15.2607 | 24.7031 | 38.421 | 54.0029 | 69.5953 | 85.6993 | 104.9649 | 123.4237 | 139.5302 | 153.9379 | 166.5434 | 177.0719 | 185.8138 | 193.4128 | 199.9556 | 205.5422 | 209.9089 | 213.2717 | 215.8714 | 217.7327 | 218.993 | 219.8834 | 220.282 | 220.5782 | 220.9029 | 221.2099 | 221.5454
NPgY | GSP | NPg Best View | EV - cars & vans (GWh) | WEST MELTON / THORPE MARSH | NPg Best View (Not in FES) | Dem_BB006 | GWh | NPgY | Thorpe Marsh |  | 12.7139 | 20.3474 | 36.8619 | 57.1668 | 85.5828 | 116.428 | 147.3946 | 179.5137 | 218.1002 | 255.3537 | 288.6188 | 318.7146 | 345.2651 | 367.3087 | 385.4302 | 401.0285 | 414.339 | 425.7188 | 434.8206 | 441.8234 | 447.2087 | 451.1195 | 453.8473 | 455.8603 | 456.9235 | 457.8255 | 458.8453 | 459.8943 | 461.0832
NPgY | GSP | NPg Best View | EV - cars & vans (GWh) | WEST MELTON SECTION 3 | NPg Best View (Not in FES) | Dem_BB006 | GWh | NPgY | West Melton |  | 13.9005 | 21.8239 | 38.7473 | 58.9236 | 86.5851 | 115.7555 | 145.0096 | 175.3058 | 211.6553 | 246.6509 | 277.6099 | 305.5179 | 330.079 | 350.5343 | 367.4232 | 382.0197 | 394.5201 | 405.2021 | 413.6713 | 420.1902 | 425.2137 | 428.8425 | 431.346 | 433.1647 | 434.073 | 434.8131 | 435.6427 | 436.4763 | 437.4124
NPgY | GSP | NPg Best View | EV - cars & vans (GWh) | WINCOBANK | NPg Best View (Not in FES) | Dem_BB006 | GWh | NPgY | Wincobank |  | 0.33621 | 0.58585 | 1.1491 | 1.9111 | 3.0408 | 4.3603 | 5.6868 | 7.0656 | 8.7248 | 10.3327 | 11.7876 | 13.1099 | 14.2798 | 15.2464 | 16.0362 | 16.712 | 17.2857 | 17.7766 | 18.174 | 18.4796 | 18.7139 | 18.8853 | 19.0066 | 19.098 | 19.1496 | 19.1953 | 19.2475 | 19.3024 | 19.3652
NPgN | GSP | NG FES - Consumer Transformation | EV - cars & vans (GWh) | BLYTH 66kV | Consumer Transformation | Dem_BB006 | GWh | NPgN | Blyth 66kV |  | 5.5438 | 10.4954 | 21.6861 | 35.8531 | 54.5395 | 71.6907 | 89.5647 | 107.7556 | 130.0382 | 152.1317 | 171.6642 | 189.1818 | 204.8791 | 217.7394 | 228.4802 | 238.0259 | 246.4225 | 253.7884 | 259.9055 | 264.4182 | 268.0171 | 270.8158 | 273.0162 | 274.7649 | 275.7094 | 276.5662 | 277.4565 | 278.3716 | 279.3128
NPgN | GSP | NG FES - Consumer Transformation | EV - cars & vans (GWh) | BLYTH 132kV | Consumer Transformation | Dem_BB006 | GWh | NPgN | Blyth 132kV |  | 2.1542 | 3.9964 | 8.1092 | 13.1822 | 19.7213 | 25.5399 | 31.6866 | 38.0393 | 45.9549 | 53.9 | 61.0501 | 67.5561 | 73.3444 | 78.3684 | 82.4561 | 85.9151 | 88.8827 | 91.4747 | 93.6081 | 95.2653 | 96.6127 | 97.6697 | 98.5175 | 99.2126 | 99.6395 | 100.0546 | 100.4875 | 100.9542 | 101.4559
NPgN | GSP | NG FES - Consumer Transformation | EV - cars & vans (GWh) | FOURSTONES | Consumer Transformation | Dem_BB006 | GWh | NPgN | Fourstones |  | 0.85605 | 1.5527 | 3.0764 | 4.8775 | 7.1075 | 8.9643 | 10.9433 | 13.0093 | 15.6121 | 18.246 | 20.6426 | 22.8425 | 24.7928 | 26.5405 | 27.9433 | 29.0979 | 30.0737 | 30.9237 | 31.6194 | 32.177 | 32.6354 | 32.9968 | 33.2898 | 33.5341 | 33.6935 | 33.8529 | 34.0194 | 34.2021 | 34.4016
NPgN | GSP | NG FES - Consumer Transformation | EV - cars & vans (GWh) | HARTMOOR | Consumer Transformation | Dem_BB006 | GWh | NPgN | Hart Moor |  | 1.9083 | 3.7484 | 8.0517 | 13.8407 | 21.8676 | 29.8075 | 38.1233 | 46.6316 | 57.1118 | 67.5377 | 76.8095 | 85.1635 | 92.6213 | 98.8687 | 104.0284 | 108.5268 | 112.4467 | 115.88 | 118.722 | 120.8589 | 122.5754 | 123.9145 | 124.9753 | 125.8285 | 126.3139 | 126.7676 | 127.2396 | 127.7351 | 128.255
NPgN | GSP | NG FES - Consumer Transformation | EV - cars & vans (GWh) | HAWTHORN PIT GRID | Consumer Transformation | Dem_BB006 | GWh | NPgN | Hawthorn Pit |  | 2.3432 | 4.6125 | 9.9094 | 17.0192 | 26.8598 | 36.5481 | 46.6394 | 56.9002 | 69.4525 | 81.8789 | 92.8489 | 102.6737 | 111.4731 | 118.6615 | 124.6681 | 130.0167 | 134.7265 | 138.8591 | 142.2926 | 144.8191 | 146.8319 | 148.3962 | 149.6248 | 150.5993 | 151.1214 | 151.5927 | 152.0822 | 152.5835 | 153.0972
NPgN | GSP | NG FES - Consumer Transformation | EV - cars & vans (GWh) | KNARESBOROUGH | Consumer Transformation | Dem_BB006 | GWh | NPgN | Knaresborough |  | 7.9078 | 14.373 | 28.4454 | 44.9523 | 65.2278 | 81.7528 | 99.0846 | 116.8621 | 138.8401 | 160.7977 | 180.4013 | 198.1285 | 213.9786 | 227.348 | 238.3806 | 247.9562 | 256.278 | 263.5627 | 269.5858 | 274.1436 | 277.8143 | 280.6819 | 282.9597 | 284.7997 | 285.8649 | 286.87 | 287.9166 | 289.0229 | 290.191
NPgN | GSP | NG FES - Consumer Transformation | EV - cars & vans (GWh) | LACKENBY | Consumer Transformation | Dem_BB006 | GWh | NPgN | Lackenby |  | 3.3262 | 6.58 | 14.214 | 24.5476 | 38.9445 | 53.2582 | 68.1982 | 83.4247 | 102.0992 | 120.6189 | 137.0128 | 151.7283 | 164.8902 | 175.7474 | 184.7778 | 192.7533 | 199.7483 | 205.8818 | 210.9707 | 214.7462 | 217.7635 | 220.112 | 221.9625 | 223.4382 | 224.248 | 224.9895 | 225.7601 | 226.5574 | 227.3827
NPgN | GSP | NG FES - Consumer Transformation | EV - cars & vans (GWh) | NORTON | Consumer Transformation | Dem_BB006 | GWh | NPgN | Norton |  | 11.7221 | 22.5416 | 47.4186 | 79.8934 | 123.8547 | 165.9103 | 209.9978 | 255.1597 | 310.8709 | 366.3659 | 415.7946 | 460.3902 | 500.1961 | 533.6811 | 561.2941 | 585.2872 | 606.1581 | 624.4324 | 639.5498 | 650.9591 | 660.1371 | 667.3023 | 672.9868 | 677.5696 | 680.2028 | 682.6768 | 685.2518 | 687.9652 | 690.822
NPgN | GSP | NG FES - Consumer Transformation | EV - cars & vans (GWh) | OFFERTON | Consumer Transformation | Dem_BB006 | GWh | NPgN | Offerton |  | 1.1282 | 2.2421 | 4.8714 | 8.464 | 13.5055 | 18.5744 | 23.8847 | 29.3192 | 36.0146 | 42.6755 | 48.6002 | 53.9391 | 58.7037 | 62.6996 | 65.9974 | 68.8695 | 71.3709 | 73.5617 | 75.3748 | 76.7395 | 77.836 | 78.6916 | 79.3697 | 79.9153 | 80.2265 | 80.5178 | 80.8208 | 81.1392 | 81.4735
NPgN | GSP | NG FES - Consumer Transformation | EV - cars & vans (GWh) | OSBALDWICK | Consumer Transformation | Dem_BB006 | GWh | NPgN | Osbaldwick |  | 8.8099 | 16.5128 | 33.88 | 55.7169 | 84.3526 | 110.5371 | 138.1752 | 166.7097 | 202.2196 | 237.8228 | 269.823 | 298.9085 | 324.7886 | 347.1789 | 365.4172 | 380.8913 | 394.1858 | 405.801 | 415.3666 | 422.774 | 428.7896 | 433.5066 | 437.2851 | 440.3778 | 442.2647 | 444.0934 | 445.9998 | 448.051 | 450.2515
NPgN | GSP | NG FES - Consumer Transformation | EV - cars & vans (GWh) | POPPLETON | Consumer Transformation | Dem_BB006 | GWh | NPgN | Poppleton |  | 1.4867 | 2.76 | 5.5959 | 9.0818 | 13.5604 | 17.5148 | 21.6689 | 25.9356 | 31.2165 | 36.4927 | 41.2086 | 45.4761 | 49.2846 | 52.5173 | 55.1746 | 57.4671 | 59.4538 | 61.192 | 62.6279 | 63.7205 | 64.6022 | 65.2915 | 65.8402 | 66.2848 | 66.5456 | 66.7933 | 67.0513 | 67.3252 | 67.6157
NPgN | GSP | NG FES - Consumer Transformation | EV - cars & vans (GWh) | SALTHOLME | Consumer Transformation | Dem_BB006 | GWh | NPgN | Saltholme |  | 0.06176 | 0.11999 | 0.25745 | 0.44426 | 0.70544 | 0.96952 | 1.2533 | 1.5518 | 1.9307 | 2.3155 | 2.6681 | 2.9935 | 3.2802 | 3.544 | 3.7528 | 3.9205 | 4.0603 | 4.1818 | 4.2808 | 4.3623 | 4.4299 | 4.4834 | 4.5272 | 4.5641 | 4.5893 | 4.615 | 4.6418 | 4.6716 | 4.7044
NPgN | GSP | NG FES - Consumer Transformation | EV - cars & vans (GWh) | SOUTH SHIELDS | Consumer Transformation | Dem_BB006 | GWh | NPgN | South Shields |  | 1.2214 | 2.3738 | 5.054 | 8.6216 | 13.5278 | 18.3352 | 23.3937 | 28.5966 | 35.0429 | 41.4827 | 47.2446 | 52.4618 | 57.1081 | 61.0776 | 64.327 | 67.1128 | 69.5195 | 71.6244 | 73.3614 | 74.6908 | 75.7658 | 76.607 | 77.2778 | 77.8232 | 78.1472 | 78.4571 | 78.7799 | 79.1241 | 79.4905
NPgN | GSP | NG FES - Consumer Transformation | EV - cars & vans (GWh) | SPADEADAM | Consumer Transformation | Dem_BB006 | GWh | NPgN | Spadeadam - Not in NG FES |  | 0.2507 | 0.47121 | 0.97179 | 1.6085 | 2.4519 | 3.2375 | 4.0726 | 4.9412 | 6.0309 | 7.1293 | 8.1245 | 9.0348 | 9.8418 | 10.558 | 11.1347 | 11.613 | 12.0191 | 12.3731 | 12.6634 | 12.8938 | 13.0826 | 13.2311 | 13.3512 | 13.4508 | 13.5146 | 13.5779 | 13.6439 | 13.7161 | 13.7945
NPgN | GSP | NG FES - Consumer Transformation | EV - cars & vans (GWh) | SPENNYMOOR | Consumer Transformation | Dem_BB006 | GWh | NPgN | Spennymoor |  | 7.1349 | 13.6015 | 28.3508 | 47.327 | 72.7063 | 96.5497 | 121.5282 | 147.098 | 178.6193 | 210.0081 | 237.9462 | 263.1392 | 285.6396 | 304.5132 | 320.1006 | 333.6794 | 345.506 | 355.8634 | 364.4351 | 370.8882 | 376.0744 | 380.1216 | 383.3294 | 385.9117 | 387.3861 | 388.7668 | 390.2035 | 391.714 | 393.301
NPgN | GSP | NG FES - Consumer Transformation | EV - cars & vans (GWh) | STELLA NORTH | Consumer Transformation | Dem_BB006 | GWh | NPgN | Stella North |  | 6.0261 | 11.2375 | 22.9257 | 37.4761 | 56.3882 | 73.4371 | 91.427 | 109.9955 | 133.098 | 156.2604 | 177.0742 | 195.9895 | 212.8255 | 227.375 | 239.2344 | 249.3072 | 257.9659 | 265.5315 | 271.7632 | 276.5839 | 280.4974 | 283.5656 | 286.0224 | 288.0323 | 289.2558 | 290.4404 | 291.6753 | 293.003 | 294.4266
NPgN | GSP | NG FES - Consumer Transformation | EV - cars & vans (GWh) | STELLA SOUTH | Consumer Transformation | Dem_BB006 | GWh | NPgN | Stella South |  | 4.5731 | 8.6091 | 17.7118 | 29.1788 | 44.2396 | 58.0053 | 72.4342 | 87.216 | 105.4557 | 123.6352 | 139.8325 | 154.4513 | 167.5079 | 178.4875 | 187.5479 | 195.4252 | 202.2789 | 208.28 | 213.2445 | 216.9905 | 220.0037 | 222.3561 | 224.2224 | 225.7269 | 226.5911 | 227.403 | 228.248 | 229.1385 | 230.076
NPgN | GSP | NG FES - Consumer Transformation | EV - cars & vans (GWh) | TYNEMOUTH | Consumer Transformation | Dem_BB006 | GWh | NPgN | Tynemouth 1 |  | 4.5943 | 8.7055 | 18.0222 | 29.8699 | 45.5582 | 60.0658 | 75.2374 | 90.7386 | 109.8088 | 128.7739 | 145.6179 | 160.7811 | 174.3397 | 185.6259 | 194.9819 | 203.1861 | 210.3551 | 216.6371 | 221.8419 | 225.7341 | 228.8545 | 231.2867 | 233.2095 | 234.751 | 235.6159 | 236.4181 | 237.2525 | 238.1239 | 239.0336
NPgN | GSP | NG FES - Consumer Transformation | EV - cars & vans (GWh) | WEST BOLDON | Consumer Transformation | Dem_BB006 | GWh | NPgN | West Boldon |  | 5.3934 | 10.3306 | 21.6304 | 36.2643 | 55.9436 | 74.5733 | 94.065 | 113.9889 | 138.5094 | 162.8966 | 184.5647 | 204.0758 | 221.5126 | 236.0566 | 248.0985 | 258.6382 | 267.8398 | 275.9016 | 282.5793 | 287.5815 | 291.5943 | 294.723 | 297.1981 | 299.1843 | 300.3038 | 301.3446 | 302.4273 | 303.56 | 304.7445
NPgY | GSP | NG FES - Consumer Transformation | EV - cars & vans (GWh) | BRADFORD WEST | Consumer Transformation | Dem_BB006 | GWh | NPgY | Bradford West |  | 22.3244 | 35.3882 | 62.5151 | 94.3331 | 135.2748 | 177.2137 | 221.3371 | 266.7034 | 322.9308 | 378.5327 | 428.1797 | 473.0717 | 513.0489 | 547.0058 | 575.3214 | 599.6852 | 620.7711 | 639.2171 | 654.4485 | 666.0663 | 675.449 | 682.7877 | 688.6335 | 693.3768 | 696.1739 | 698.8385 | 701.6137 | 704.566 | 707.701
NPgY | GSP | NG FES - Consumer Transformation | EV - cars & vans (GWh) | CAMBLESFORTH | Consumer Transformation | Dem_BB006 | GWh | NPgY | Camblesforth |  | 1.0407 | 1.8157 | 3.5168 | 5.7823 | 8.9742 | 12.6068 | 16.4208 | 20.3308 | 25.1591 | 29.9161 | 34.147 | 37.9594 | 41.3533 | 44.2098 | 46.5987 | 48.6683 | 50.4662 | 52.0401 | 53.3417 | 54.3262 | 55.1188 | 55.7378 | 56.2292 | 56.6258 | 56.8549 | 57.0707 | 57.2953 | 57.5324 | 57.7825
NPgY | GSP | NG FES - Consumer Transformation | EV - cars & vans (GWh) | CREYKE BECK | Consumer Transformation | Dem_BB006 | GWh | NPgY | Creyke Beck |  | 13.9214 | 23.6165 | 44.6462 | 71.9059 | 109.6362 | 151.8095 | 196.2081 | 241.8682 | 298.4491 | 354.3467 | 404.2459 | 449.347 | 489.4467 | 523.5893 | 551.9925 | 576.364 | 597.4314 | 615.8584 | 631.0694 | 642.6949 | 652.0897 | 659.4395 | 665.2976 | 670.0556 | 672.873 | 675.5623 | 678.3633 | 681.3466 | 684.5181
NPgY | GSP | NG FES - Consumer Transformation | EV - cars & vans (GWh) | DRAX | Consumer Transformation | Dem_BB006 | GWh | NPgY | Drax |  | 1.6998 | 2.8962 | 5.4874 | 8.8475 | 13.4995 | 18.6911 | 24.1327 | 29.7013 | 36.5647 | 43.3186 | 49.3135 | 54.7071 | 59.5145 | 63.5311 | 66.9029 | 69.8424 | 72.4041 | 74.648 | 76.5055 | 77.9017 | 79.023 | 79.8977 | 80.5905 | 81.1475 | 81.464 | 81.7597 | 82.0673 | 82.39 | 82.7284
NPgY | GSP | NG FES - Consumer Transformation | EV - cars & vans (GWh) | ELLAND | Consumer Transformation | Dem_BB006 | GWh | NPgY | Elland |  | 12.6714 | 21.0039 | 38.8316 | 61.2671 | 91.6968 | 124.9335 | 159.9021 | 195.8438 | 240.3592 | 284.3299 | 323.5616 | 359.0081 | 390.5446 | 417.3285 | 439.6438 | 458.8362 | 475.4455 | 489.9758 | 501.9747 | 511.1248 | 518.5134 | 524.2916 | 528.8936 | 532.6265 | 534.8257 | 536.9195 | 539.1 | 541.4185 | 543.8794
NPgY | GSP | NG FES - Consumer Transformation | EV - cars & vans (GWh) | FERRYBRIDGE A | Consumer Transformation | Dem_BB006 | GWh | NPgY | Ferrybridge A |  | 3.4653 | 5.8642 | 11.0181 | 17.6127 | 26.6611 | 36.6356 | 47.0342 | 57.612 | 70.5629 | 83.2463 | 94.4246 | 104.4234 | 113.3654 | 120.6531 | 126.846 | 132.3575 | 137.21 | 141.4677 | 145.005 | 147.6086 | 149.6828 | 151.295 | 152.5611 | 153.5655 | 154.1039 | 154.5901 | 155.095 | 155.6121 | 156.1421
NPgY | GSP | NG FES - Consumer Transformation | EV - cars & vans (GWh) | FERRYBRIDGE B | Consumer Transformation | Dem_BB006 | GWh | NPgY | Ferrybridge B (_M) |  | 15.9995 | 24.8054 | 42.7065 | 62.6668 | 87.2909 | 111.0475 | 135.8839 | 161.2479 | 192.4624 | 223.1895 | 250.4223 | 274.9033 | 296.8036 | 314.9046 | 330.213 | 343.6964 | 355.5026 | 365.851 | 374.4305 | 380.8217 | 385.9383 | 389.9242 | 393.0709 | 395.5876 | 396.9859 | 398.2754 | 399.6165 | 401.0117 | 402.4632
NPgY | GSP | NG FES - Consumer Transformation | EV - cars & vans (GWh) | GRIMSBY WEST | Consumer Transformation | Dem_BB006 | GWh | NPgY | Grimsby West |  | 4.2146 | 7.2574 | 13.889 | 22.5971 | 34.7541 | 48.4504 | 62.82 | 77.5407 | 95.704 | 113.5904 | 129.4853 | 143.7992 | 156.5485 | 167.2461 | 176.2068 | 183.9906 | 190.7616 | 196.6906 | 201.5957 | 205.2962 | 208.2722 | 210.5952 | 212.4375 | 213.9222 | 214.774 | 215.5735 | 216.4054 | 217.2815 | 218.2032
NPgY | GSP | NG FES - Consumer Transformation | EV - cars & vans (GWh) | JORDANTHORPE | Consumer Transformation | Dem_BB006 | GWh | NPgY | Jordanthorpe |  | 2.6547 | 4.2766 | 7.6594 | 11.7002 | 16.9745 | 22.4528 | 28.1587 | 33.9586 | 41.0562 | 48.0086 | 54.1327 | 59.6093 | 64.5141 | 68.495 | 71.8878 | 74.9191 | 77.5925 | 79.9388 | 81.8892 | 83.32 | 84.4587 | 85.3432 | 86.0371 | 86.5863 | 86.878 | 87.14 | 87.412 | 87.6894 | 87.9727
NPgY | GSP | NG FES - Consumer Transformation | EV - cars & vans (GWh) | KEADBY | Consumer Transformation | Dem_BB006 | GWh | NPgY | Keadby |  | 7.496 | 12.8767 | 24.6012 | 39.9761 | 61.4208 | 85.5694 | 110.9346 | 136.9536 | 169.1037 | 200.7971 | 229.0049 | 254.4381 | 277.0769 | 296.1684 | 312.1218 | 325.9213 | 337.8996 | 348.3842 | 357.0518 | 363.6197 | 368.9105 | 373.0436 | 376.3271 | 378.9804 | 380.5194 | 381.9727 | 383.4855 | 385.085 | 386.7742
NPgY | GSP | NG FES - Consumer Transformation | EV - cars & vans (GWh) | KIRKSTALL B | Consumer Transformation | Dem_BB006 | GWh | NPgY | Kirkstall B |  | 35.2965 | 51.4926 | 82.4993 | 111.3359 | 140.7327 | 160.5722 | 181.27 | 202.413 | 228.5064 | 254.3635 | 277.354 | 298.1023 | 316.8109 | 332.169 | 345.2894 | 356.9545 | 367.2039 | 376.1904 | 383.6452 | 389.1729 | 393.5933 | 397.0362 | 399.7513 | 401.919 | 403.1123 | 404.2077 | 405.3477 | 406.5305 | 407.7582
NPgY | GSP | NG FES - Consumer Transformation | EV - cars & vans (GWh) | NEEPSEND | Consumer Transformation | Dem_BB006 | GWh | NPgY | Neepsend |  | 3.7629 | 6.0302 | 10.7736 | 16.4425 | 23.8447 | 31.5677 | 39.6882 | 48.0311 | 58.3618 | 68.5689 | 77.6738 | 85.8999 | 93.2257 | 99.4327 | 104.6134 | 109.0798 | 112.9494 | 116.3352 | 119.1321 | 121.2606 | 122.9781 | 124.3209 | 125.3896 | 126.2555 | 126.7633 | 127.2456 | 127.7479 | 128.2812 | 128.8464
NPgY | GSP | NG FES - Consumer Transformation | EV - cars & vans (GWh) | NORTON LEES | Consumer Transformation | Dem_BB006 | GWh | NPgY | Norton Lees |  | 3.0604 | 5.0214 | 9.175 | 14.3028 | 21.1632 | 28.5223 | 36.227 | 44.1034 | 53.8018 | 63.3423 | 71.8022 | 79.4081 | 86.1955 | 91.839 | 96.5903 | 100.7507 | 104.3838 | 107.5672 | 110.2043 | 112.1784 | 113.7614 | 114.9955 | 115.9714 | 116.7542 | 117.1944 | 117.6031 | 118.0283 | 118.4726 | 118.9369
NPgY | GSP | NG FES - Consumer Transformation | EV - cars & vans (GWh) | PITSMOOR 3/4 | Consumer Transformation | Dem_BB006 | GWh | NPgY | Pitsmoor |  | 1.3169 | 2.1833 | 4.0465 | 6.407 | 9.6236 | 13.165 | 16.9138 | 20.7929 | 25.6325 | 30.4377 | 34.7574 | 38.6837 | 42.1653 | 45.1952 | 47.6904 | 49.7919 | 51.5909 | 53.1617 | 54.4537 | 55.4614 | 56.2817 | 56.9256 | 57.4426 | 57.8674 | 58.1304 | 58.387 | 58.6546 | 58.9438 | 59.2552
NPgY | GSP | NG FES - Consumer Transformation | EV - cars & vans (GWh) | SALTEND NORTH | Consumer Transformation | Dem_BB006 | GWh | NPgY | Saltend North |  | 1.2512 | 2.2775 | 4.5672 | 7.7249 | 12.2715 | 17.5589 | 23.0982 | 28.7626 | 35.7367 | 42.5918 | 48.6696 | 54.1322 | 58.9997 | 63.0571 | 66.465 | 69.4408 | 72.0365 | 74.3105 | 76.1938 | 77.6063 | 78.7398 | 79.6236 | 80.323 | 80.8845 | 81.2018 | 81.4972 | 81.8044 | 82.126 | 82.4625
NPgY | GSP | NG FES - Consumer Transformation | EV - cars & vans (GWh) | SHEFFIELD CITY | Consumer Transformation | Dem_BB006 | GWh | NPgY | Sheffield City |  | 1.6869 | 2.8128 | 5.2675 | 8.4405 | 12.8235 | 17.7473 | 23.0172 | 28.5357 | 35.5077 | 42.4915 | 48.8488 | 54.6843 | 59.8301 | 64.4869 | 68.2515 | 71.3152 | 73.8891 | 76.129 | 77.9588 | 79.4418 | 80.6654 | 81.6317 | 82.4178 | 83.0765 | 83.5143 | 83.9557 | 84.4166 | 84.925 | 85.4823
NPgY | GSP | NG FES - Consumer Transformation | EV - cars & vans (GWh) | SKELTON GRANGE | Consumer Transformation | Dem_BB006 | GWh | NPgY | Skelton Grange |  | 35.6111 | 54.8932 | 93.9795 | 137.1333 | 189.9073 | 240.2606 | 293.0885 | 347.2567 | 414.2207 | 480.3641 | 539.2666 | 592.4246 | 639.8891 | 679.7401 | 713.193 | 742.2783 | 767.5798 | 789.7323 | 808.0556 | 821.8909 | 833.0237 | 841.7171 | 848.6163 | 854.1815 | 857.3851 | 860.3986 | 863.5357 | 866.8446 | 870.3314
NPgY | GSP | NG FES - Consumer Transformation | EV - cars & vans (GWh) | TEMPLEBOROUGH 275/33KV | Consumer Transformation | Dem_BB006 | GWh | NPgY | Templeborough |  | 0.1746 | 0.29907 | 0.56642 | 0.91049 | 1.3845 | 1.9076 | 2.4487 | 2.9942 | 3.6553 | 4.2977 | 4.8576 | 5.3537 | 5.7996 | 6.1485 | 6.451 | 6.7291 | 6.9779 | 7.1967 | 7.3795 | 7.5098 | 7.6123 | 7.6914 | 7.7528 | 7.8003 | 7.8231 | 7.8423 | 7.8622 | 7.8813 | 7.8999
NPgY | GSP | NG FES - Consumer Transformation | EV - cars & vans (GWh) | THURCROFT | Consumer Transformation | Dem_BB006 | GWh | NPgY | Thurcroft |  | 4.7473 | 8.2497 | 15.8871 | 25.9644 | 40.0777 | 56.0027 | 72.6375 | 89.5946 | 110.4025 | 130.8101 | 148.8392 | 164.9972 | 179.4253 | 191.2932 | 201.3298 | 210.193 | 217.9671 | 224.7841 | 230.4404 | 234.6354 | 237.9874 | 240.596 | 242.6511 | 244.2895 | 245.1873 | 246.0086 | 246.8622 | 247.7449 | 248.6578
NPgY | GSP | NG FES - Consumer Transformation | EV - cars & vans (GWh) | WEST MELTON / THORPE MARSH | Consumer Transformation | Dem_BB006 | GWh | NPgY | Thorpe Marsh |  | 12.7139 | 20.9174 | 38.3693 | 60.075 | 89.2699 | 120.8309 | 153.9893 | 188.0178 | 230.0948 | 271.6114 | 308.5902 | 341.9561 | 371.6691 | 396.7534 | 417.7157 | 435.8374 | 451.5612 | 465.3231 | 476.6977 | 485.3258 | 492.2792 | 497.7122 | 502.0306 | 505.5225 | 507.5536 | 509.4746 | 511.4745 | 513.5914 | 515.8292
NPgY | GSP | NG FES - Consumer Transformation | EV - cars & vans (GWh) | WEST MELTON SECTION 3 | Consumer Transformation | Dem_BB006 | GWh | NPgY | West Melton |  | 13.9005 | 22.4369 | 40.3446 | 61.9354 | 90.3183 | 120.14 | 151.3991 | 183.401 | 222.8726 | 261.7577 | 296.3013 | 327.4057 | 355.1523 | 378.3467 | 397.8296 | 414.8163 | 429.6179 | 442.5819 | 453.3128 | 461.383 | 467.8662 | 472.9246 | 476.9321 | 480.1559 | 481.9916 | 483.7079 | 485.4937 | 487.3692 | 489.3376
NPgY | GSP | NG FES - Consumer Transformation | EV - cars & vans (GWh) | WINCOBANK | Consumer Transformation | Dem_BB006 | GWh | NPgY | Wincobank |  | 0.33621 | 0.60211 | 1.1949 | 2.007 | 3.1715 | 4.5237 | 5.9489 | 7.4163 | 9.2368 | 11.036 | 12.6441 | 14.0986 | 15.3904 | 16.4958 | 17.4127 | 18.1959 | 18.8714 | 19.462 | 19.9492 | 20.3231 | 20.6259 | 20.8628 | 21.052 | 21.2061 | 21.2982 | 21.3866 | 21.4787 | 21.5771 | 21.682
NPgN | GSP | NG FES - Falling Short | EV - cars & vans (GWh) | BLYTH 66kV | Falling Short | Dem_BB006 | GWh | NPgN | Blyth 66kV |  | 5.5438 | 9.1131 | 14.3659 | 21.4582 | 30.414 | 40.8819 | 54.194 | 69.2717 | 83.3492 | 96.6345 | 108.8702 | 120.0315 | 130.0747 | 138.944 | 146.0432 | 152.3932 | 158.0372 | 163.0994 | 167.1946 | 170.5715 | 173.4038 | 175.6989 | 177.5816 | 179.1047 | 179.8351 | 180.4931 | 181.1435 | 181.7995 | 182.4555
NPgN | GSP | NG FES - Falling Short | EV - cars & vans (GWh) | BLYTH 132kV | Falling Short | Dem_BB006 | GWh | NPgN | Blyth 132kV |  | 2.1542 | 3.4341 | 5.3212 | 7.813 | 10.8758 | 14.3571 | 18.7852 | 23.8212 | 28.5554 | 33.0667 | 37.2603 | 41.1365 | 44.6684 | 47.8701 | 50.4466 | 52.8027 | 54.9138 | 56.8053 | 58.5598 | 59.9378 | 61.1036 | 62.0344 | 62.7847 | 63.3783 | 63.7997 | 64.1297 | 64.4052 | 64.6415 | 64.8463
NPgN | GSP | NG FES - Falling Short | EV - cars & vans (GWh) | FOURSTONES | Falling Short | Dem_BB006 | GWh | NPgN | Fourstones |  | 0.85605 | 1.3317 | 2.014 | 2.8821 | 3.9028 | 5.0032 | 6.3986 | 7.9903 | 9.4937 | 10.9357 | 12.2847 | 13.5423 | 14.6977 | 15.7621 | 16.6217 | 17.4181 | 18.1351 | 18.7773 | 19.4166 | 19.9071 | 20.324 | 20.6545 | 20.9185 | 21.1249 | 21.297 | 21.4255 | 21.5254 | 21.604 | 21.6657
NPgN | GSP | NG FES - Falling Short | EV - cars & vans (GWh) | HARTMOOR | Falling Short | Dem_BB006 | GWh | NPgN | Hart Moor |  | 1.9083 | 3.2181 | 5.2875 | 8.2212 | 12.1061 | 16.8872 | 22.9995 | 29.9305 | 36.4166 | 42.5581 | 48.2315 | 53.4301 | 58.1277 | 62.3149 | 65.6714 | 68.6974 | 71.394 | 73.8109 | 75.872 | 77.5381 | 78.9398 | 80.0688 | 80.9885 | 81.7262 | 82.144 | 82.4971 | 82.8223 | 83.1308 | 83.4246
NPgN | GSP | NG FES - Falling Short | EV - cars & vans (GWh) | HAWTHORN PIT GRID | Falling Short | Dem_BB006 | GWh | NPgN | Hawthorn Pit |  | 2.3432 | 3.9892 | 6.5472 | 10.1671 | 14.9592 | 20.8474 | 28.3663 | 36.879 | 44.8237 | 52.3173 | 59.2145 | 65.5009 | 71.1526 | 76.1362 | 80.1225 | 83.683 | 86.8452 | 89.6807 | 91.9549 | 93.8353 | 95.4111 | 96.6889 | 97.7382 | 98.5881 | 98.9832 | 99.3436 | 99.7044 | 100.0722 | 100.4428
NPgN | GSP | NG FES - Falling Short | EV - cars & vans (GWh) | KNARESBOROUGH | Falling Short | Dem_BB006 | GWh | NPgN | Knaresborough |  | 7.9078 | 12.4838 | 18.8344 | 26.8697 | 36.289 | 46.3651 | 59.0918 | 73.54 | 87.0764 | 99.9128 | 111.792 | 122.7013 | 132.5824 | 141.4255 | 148.5271 | 154.9531 | 160.6913 | 165.8375 | 170.3152 | 173.9139 | 176.9477 | 179.3874 | 181.3705 | 182.9563 | 183.9098 | 184.699 | 185.4075 | 186.0634 | 186.6749
NPgN | GSP | NG FES - Falling Short | EV - cars & vans (GWh) | LACKENBY | Falling Short | Dem_BB006 | GWh | NPgN | Lackenby |  | 3.3262 | 5.6709 | 9.3652 | 14.628 | 21.6351 | 30.2993 | 41.3729 | 53.9172 | 65.6363 | 76.7058 | 86.9081 | 96.2254 | 104.618 | 112.0486 | 117.9968 | 123.3285 | 128.0697 | 132.3202 | 135.8119 | 138.6732 | 141.0746 | 143.0166 | 144.6063 | 145.8892 | 146.5359 | 147.1069 | 147.6596 | 148.2074 | 148.748
NPgN | GSP | NG FES - Falling Short | EV - cars & vans (GWh) | NORTON | Falling Short | Dem_BB006 | GWh | NPgN | Norton |  | 11.7221 | 19.3957 | 31.1809 | 47.4925 | 68.5907 | 93.9357 | 126.2789 | 162.9689 | 197.3221 | 229.8739 | 259.9682 | 287.5725 | 312.5419 | 334.8436 | 352.7312 | 368.8856 | 383.2926 | 396.2053 | 407.335 | 416.2996 | 423.8474 | 429.9202 | 434.8611 | 438.8173 | 441.1293 | 443.0613 | 444.817 | 446.4617 | 448.011
NPgN | GSP | NG FES - Falling Short | EV - cars & vans (GWh) | OFFERTON | Falling Short | Dem_BB006 | GWh | NPgN | Offerton |  | 1.1282 | 1.9206 | 3.194 | 5.0215 | 7.4695 | 10.5169 | 14.4166 | 18.8389 | 22.9777 | 26.8971 | 30.5184 | 33.8372 | 36.8367 | 39.5115 | 41.6557 | 43.5894 | 45.3127 | 46.8571 | 48.1775 | 49.2438 | 50.1409 | 50.8632 | 51.4515 | 51.9231 | 52.1921 | 52.4188 | 52.627 | 52.824 | 53.0111
NPgN | GSP | NG FES - Falling Short | EV - cars & vans (GWh) | OSBALDWICK | Falling Short | Dem_BB006 | GWh | NPgN | Osbaldwick |  | 8.8099 | 14.1669 | 22.208 | 32.9985 | 46.4966 | 62.1517 | 82.0963 | 104.7709 | 126.0767 | 146.366 | 165.2135 | 182.6188 | 198.4641 | 212.8041 | 224.3384 | 234.8708 | 244.3027 | 252.753 | 260.5308 | 266.6547 | 271.8327 | 275.97 | 279.3081 | 281.9525 | 283.7939 | 285.2448 | 286.4659 | 287.5235 | 288.4491
NPgN | GSP | NG FES - Falling Short | EV - cars & vans (GWh) | POPPLETON | Falling Short | Dem_BB006 | GWh | NPgN | Poppleton |  | 1.4867 | 2.3845 | 3.6894 | 5.408 | 7.517 | 9.9064 | 12.9414 | 16.3874 | 19.6179 | 22.684 | 25.5236 | 28.1343 | 30.5012 | 32.6248 | 34.3302 | 35.8764 | 37.2576 | 38.4957 | 39.5874 | 40.4601 | 41.1961 | 41.787 | 42.2665 | 42.649 | 42.8873 | 43.0821 | 43.2543 | 43.4113 | 43.5556
NPgN | GSP | NG FES - Falling Short | EV - cars & vans (GWh) | SALTHOLME | Falling Short | Dem_BB006 | GWh | NPgN | Saltholme |  | 0.06176 | 0.099269 | 0.16395 | 0.25643 | 0.37905 | 0.53107 | 0.72655 | 0.94994 | 1.1618 | 1.366 | 1.558 | 1.7383 | 1.9048 | 2.0603 | 2.186 | 2.3036 | 2.4098 | 2.5048 | 2.6044 | 2.6794 | 2.7434 | 2.7938 | 2.8338 | 2.8648 | 2.8934 | 2.9143 | 2.9297 | 2.9411 | 2.9493
NPgN | GSP | NG FES - Falling Short | EV - cars & vans (GWh) | SOUTH SHIELDS | Falling Short | Dem_BB006 | GWh | NPgN | South Shields |  | 1.2214 | 2.0285 | 3.3053 | 5.1001 | 7.4553 | 10.3299 | 14.0056 | 18.1796 | 22.0949 | 25.8144 | 29.2614 | 32.4343 | 35.3137 | 37.9034 | 39.9831 | 41.8723 | 43.5605 | 45.073 | 46.4243 | 47.4988 | 48.4054 | 49.132 | 49.7204 | 50.1888 | 50.4909 | 50.7349 | 50.9473 | 51.1379 | 51.3108
NPgN | GSP | NG FES - Falling Short | EV - cars & vans (GWh) | SPADEADAM | Falling Short | Dem_BB006 | GWh | NPgN | Spadeadam - Not in NG FES |  | 0.2507 | 0.40076 | 0.6323 | 0.94592 | 1.3414 | 1.8051 | 2.3971 | 3.0716 | 3.7076 | 4.3162 | 4.8842 | 5.4121 | 5.8957 | 6.3387 | 6.6959 | 7.0253 | 7.3214 | 7.5865 | 7.8445 | 8.0438 | 8.2129 | 8.3472 | 8.4548 | 8.5393 | 8.6063 | 8.657 | 8.6974 | 8.73 | 8.7565
NPgN | GSP | NG FES - Falling Short | EV - cars & vans (GWh) | SPENNYMOOR | Falling Short | Dem_BB006 | GWh | NPgN | Spennymoor |  | 7.1349 | 11.73 | 18.6745 | 28.1741 | 40.3182 | 54.7225 | 73.082 | 93.9062 | 113.3982 | 131.8602 | 148.9218 | 164.5626 | 178.7031 | 191.3178 | 201.4342 | 210.5614 | 218.6989 | 225.9933 | 232.24 | 237.2837 | 241.529 | 244.9473 | 247.7308 | 249.9619 | 251.2418 | 252.3186 | 253.305 | 254.236 | 255.1187
NPgN | GSP | NG FES - Falling Short | EV - cars & vans (GWh) | STELLA NORTH | Falling Short | Dem_BB006 | GWh | NPgN | Stella North |  | 6.0261 | 9.6557 | 15.0451 | 22.2172 | 31.1102 | 41.3195 | 54.3136 | 69.086 | 82.9649 | 96.1794 | 108.453 | 119.785 | 130.0992 | 139.4293 | 146.9338 | 153.7839 | 159.9178 | 165.4138 | 170.4608 | 174.438 | 177.8007 | 180.4883 | 182.6574 | 184.3764 | 185.5668 | 186.5064 | 187.2992 | 187.9876 | 188.5919
NPgN | GSP | NG FES - Falling Short | EV - cars & vans (GWh) | STELLA SOUTH | Falling Short | Dem_BB006 | GWh | NPgN | Stella South |  | 4.5731 | 7.4355 | 11.6781 | 17.3819 | 24.5426 | 32.8681 | 43.4625 | 55.4825 | 66.7373 | 77.4024 | 87.2632 | 96.309 | 104.4924 | 111.8019 | 117.6661 | 122.9628 | 127.6874 | 131.9228 | 135.5736 | 138.5151 | 140.9922 | 142.9854 | 144.6073 | 145.906 | 146.6654 | 147.3 | 147.8765 | 148.4164 | 148.9249
NPgN | GSP | NG FES - Falling Short | EV - cars & vans (GWh) | TYNEMOUTH | Falling Short | Dem_BB006 | GWh | NPgN | Tynemouth 1 |  | 4.5943 | 7.5298 | 11.8994 | 17.8203 | 25.3188 | 34.1186 | 45.3206 | 58.0207 | 69.8985 | 81.1351 | 91.5078 | 101.0013 | 109.571 | 117.1908 | 123.298 | 128.7926 | 133.6868 | 138.0748 | 141.7653 | 144.765 | 147.2871 | 149.3219 | 150.9829 | 152.3182 | 153.044 | 153.6668 | 154.2508 | 154.8137 | 155.3569
NPgN | GSP | NG FES - Falling Short | EV - cars & vans (GWh) | WEST BOLDON | Falling Short | Dem_BB006 | GWh | NPgN | West Boldon |  | 5.3934 | 8.9158 | 14.2585 | 21.606 | 31.053 | 42.3248 | 56.6953 | 72.9885 | 88.2295 | 102.6518 | 115.9684 | 128.1606 | 139.17 | 148.9667 | 156.8189 | 163.8881 | 170.1856 | 175.8312 | 180.6005 | 184.4702 | 187.7243 | 190.3483 | 192.4888 | 194.2084 | 195.1556 | 195.9643 | 196.7182 | 197.4413 | 198.1361
NPgY | GSP | NG FES - Falling Short | EV - cars & vans (GWh) | BRADFORD WEST | Falling Short | Dem_BB006 | GWh | NPgY | Bradford West |  | 22.3244 | 31.9529 | 45.274 | 62.1012 | 82.5421 | 106.3881 | 136.7133 | 173.2124 | 207.4015 | 238.6984 | 267.6564 | 294.2446 | 318.2917 | 339.8071 | 357.9609 | 374.4321 | 389.1478 | 402.3359 | 414.0264 | 423.3515 | 431.2176 | 437.528 | 442.6438 | 446.7216 | 449.2988 | 451.3949 | 453.2359 | 454.9038 | 456.4287
NPgY | GSP | NG FES - Falling Short | EV - cars & vans (GWh) | CAMBLESFORTH | Falling Short | Dem_BB006 | GWh | NPgY | Camblesforth |  | 1.0407 | 1.6166 | 2.5246 | 3.7844 | 5.455 | 7.5259 | 10.1568 | 13.3199 | 16.2789 | 18.9828 | 21.4799 | 23.767 | 25.8302 | 27.6676 | 29.2162 | 30.6156 | 31.8635 | 32.9815 | 33.9505 | 34.7288 | 35.3841 | 35.9108 | 36.3389 | 36.6814 | 36.8846 | 37.0534 | 37.2058 | 37.3477 | 37.4806
NPgY | GSP | NG FES - Falling Short | EV - cars & vans (GWh) | CREYKE BECK | Falling Short | Dem_BB006 | GWh | NPgY | Creyke Beck |  | 13.9214 | 21.0277 | 32.0247 | 46.9964 | 66.5118 | 90.4509 | 120.8827 | 157.4991 | 191.8022 | 223.2136 | 252.2792 | 278.973 | 303.1179 | 324.7377 | 342.9685 | 359.5163 | 374.2972 | 387.5369 | 399.324 | 408.7045 | 416.6159 | 422.9575 | 428.0947 | 432.186 | 434.7994 | 436.9166 | 438.7673 | 440.4361 | 441.9552
NPgY | GSP | NG FES - Falling Short | EV - cars & vans (GWh) | DRAX | Falling Short | Dem_BB006 | GWh | NPgY | Drax |  | 1.6998 | 2.5961 | 3.9577 | 5.8118 | 8.2321 | 11.2005 | 14.9705 | 19.5015 | 23.737 | 27.6023 | 31.1682 | 34.4289 | 37.3661 | 39.9732 | 42.1704 | 44.1508 | 45.9151 | 47.4961 | 48.8434 | 49.9325 | 50.8484 | 51.5861 | 52.187 | 52.6691 | 52.9414 | 53.1716 | 53.384 | 53.5856 | 53.7779
NPgY | GSP | NG FES - Falling Short | EV - cars & vans (GWh) | ELLAND | Falling Short | Dem_BB006 | GWh | NPgY | Elland |  | 12.6714 | 18.8026 | 27.9554 | 40.1527 | 55.7531 | 74.6419 | 98.6536 | 127.544 | 154.6021 | 179.3685 | 202.2778 | 223.3068 | 242.3193 | 259.3246 | 273.6657 | 286.6722 | 298.2875 | 308.6935 | 317.9073 | 325.2554 | 331.4513 | 336.4212 | 340.4502 | 343.662 | 345.6842 | 347.3306 | 348.7789 | 350.0932 | 351.2968
NPgY | GSP | NG FES - Falling Short | EV - cars & vans (GWh) | FERRYBRIDGE A | Falling Short | Dem_BB006 | GWh | NPgY | Ferrybridge A |  | 3.4653 | 5.3071 | 8.0063 | 11.6469 | 16.3668 | 22.1204 | 29.42 | 38.1821 | 46.3509 | 53.7755 | 60.6001 | 66.8076 | 72.371 | 77.2552 | 81.3691 | 85.0437 | 88.3069 | 91.2325 | 93.5814 | 95.5222 | 97.1484 | 98.4668 | 99.5491 | 100.4257 | 100.8344 | 101.2067 | 101.579 | 101.958 | 102.3397
NPgY | GSP | NG FES - Falling Short | EV - cars & vans (GWh) | FERRYBRIDGE B | Falling Short | Dem_BB006 | GWh | NPgY | Ferrybridge B (_M) |  | 15.9995 | 22.6238 | 31.1848 | 41.57 | 53.6779 | 67.3326 | 84.6806 | 105.5344 | 125.0096 | 142.7533 | 159.1049 | 174.0287 | 187.4515 | 199.3145 | 209.3213 | 218.3122 | 226.3186 | 233.5004 | 239.4782 | 244.3586 | 248.4608 | 251.775 | 254.4843 | 256.6662 | 257.8161 | 258.8147 | 259.7634 | 260.6887 | 261.59
NPgY | GSP | NG FES - Falling Short | EV - cars & vans (GWh) | GRIMSBY WEST | Falling Short | Dem_BB006 | GWh | NPgY | Grimsby West |  | 4.2146 | 6.4838 | 9.9937 | 14.8157 | 21.1574 | 28.9755 | 38.9063 | 50.8445 | 62.0089 | 72.2051 | 81.6173 | 90.2319 | 97.9986 | 104.9055 | 110.7269 | 115.9817 | 120.6658 | 124.8624 | 128.4743 | 131.383 | 133.831 | 135.8003 | 137.4025 | 138.6856 | 139.4315 | 140.0558 | 140.6244 | 141.1582 | 141.662
NPgY | GSP | NG FES - Falling Short | EV - cars & vans (GWh) | JORDANTHORPE | Falling Short | Dem_BB006 | GWh | NPgY | Jordanthorpe |  | 2.6547 | 3.8963 | 5.5916 | 7.7646 | 10.4509 | 13.617 | 17.6346 | 22.4575 | 26.9524 | 31.0354 | 34.787 | 38.1971 | 41.2518 | 43.9294 | 46.1854 | 48.1983 | 49.9855 | 51.5884 | 52.8635 | 53.9213 | 54.8075 | 55.5269 | 56.1183 | 56.5979 | 56.8146 | 57.0147 | 57.2173 | 57.4258 | 57.6373
NPgY | GSP | NG FES - Falling Short | EV - cars & vans (GWh) | KEADBY | Falling Short | Dem_BB006 | GWh | NPgY | Keadby |  | 7.496 | 11.4849 | 17.6771 | 26.1762 | 37.3413 | 51.0996 | 68.5801 | 89.6003 | 109.2695 | 127.2491 | 143.8595 | 159.0799 | 172.8172 | 185.0623 | 195.3844 | 204.7195 | 213.0465 | 220.5063 | 227.0023 | 232.212 | 236.5996 | 240.1249 | 242.9888 | 245.2778 | 246.6538 | 247.792 | 248.8136 | 249.7594 | 250.6414
NPgY | GSP | NG FES - Falling Short | EV - cars & vans (GWh) | KIRKSTALL B | Falling Short | Dem_BB006 | GWh | NPgY | Kirkstall B |  | 35.2965 | 47.4225 | 60.727 | 74.3967 | 87.1586 | 98.6386 | 113.2583 | 130.8675 | 147.3142 | 162.2894 | 176.0995 | 188.7045 | 200.0516 | 210.0668 | 218.5448 | 226.163 | 232.9615 | 239.0764 | 244.1167 | 248.2656 | 251.7596 | 254.5911 | 256.9115 | 258.7843 | 259.7497 | 260.5968 | 261.4097 | 262.2089 | 262.9921
NPgY | GSP | NG FES - Falling Short | EV - cars & vans (GWh) | NEEPSEND | Falling Short | Dem_BB006 | GWh | NPgY | Neepsend |  | 3.7629 | 5.4372 | 7.7952 | 10.8178 | 14.5444 | 18.9393 | 24.527 | 31.2506 | 37.5465 | 43.307 | 48.6344 | 53.5226 | 57.9407 | 61.8887 | 65.2192 | 68.2377 | 70.9333 | 73.3489 | 75.4774 | 77.1785 | 78.6128 | 79.7641 | 80.6981 | 81.4433 | 81.9066 | 82.2854 | 82.6206 | 82.9265 | 83.208
NPgY | GSP | NG FES - Falling Short | EV - cars & vans (GWh) | NORTON LEES | Falling Short | Dem_BB006 | GWh | NPgY | Norton Lees |  | 3.0604 | 4.5346 | 6.651 | 9.4318 | 12.9473 | 17.1639 | 22.5191 | 28.9549 | 34.968 | 40.4514 | 45.5069 | 50.1254 | 54.2823 | 57.9644 | 61.0681 | 63.8612 | 66.3486 | 68.5782 | 70.4576 | 71.9833 | 73.2659 | 74.3003 | 75.1442 | 75.8224 | 76.1933 | 76.5109 | 76.8077 | 77.0932 | 77.3682
NPgY | GSP | NG FES - Falling Short | EV - cars & vans (GWh) | PITSMOOR 3/4 | Falling Short | Dem_BB006 | GWh | NPgY | Pitsmoor |  | 1.3169 | 1.9358 | 2.8906 | 4.1692 | 5.8088 | 7.8009 | 10.3365 | 13.3921 | 16.2628 | 18.9027 | 21.3549 | 23.6193 | 25.678 | 27.5412 | 29.1135 | 30.5529 | 31.8425 | 32.9973 | 34.0772 | 34.9223 | 35.6373 | 36.2074 | 36.6664 | 37.029 | 37.2913 | 37.4954 | 37.6644 | 37.8079 | 37.9312
NPgY | GSP | NG FES - Falling Short | EV - cars & vans (GWh) | SALTEND NORTH | Falling Short | Dem_BB006 | GWh | NPgY | Saltend North |  | 1.2512 | 2.0237 | 3.2776 | 5.0587 | 7.4686 | 10.4934 | 14.3336 | 18.9476 | 23.2592 | 27.1922 | 30.8187 | 34.1326 | 37.1157 | 39.7604 | 41.9884 | 43.9944 | 45.7805 | 47.3808 | 48.7363 | 49.8339 | 50.7565 | 51.4999 | 52.106 | 52.5925 | 52.8623 | 53.092 | 53.3054 | 53.5097 | 53.7055
NPgY | GSP | NG FES - Falling Short | EV - cars & vans (GWh) | SHEFFIELD CITY | Falling Short | Dem_BB006 | GWh | NPgY | Sheffield City |  | 1.6869 | 2.4424 | 3.7012 | 5.4121 | 7.6272 | 10.3451 | 13.8126 | 18.003 | 21.9625 | 25.6352 | 29.0723 | 32.2802 | 35.2253 | 37.9449 | 40.2425 | 42.3785 | 44.3027 | 46.0242 | 47.7733 | 49.1049 | 50.2371 | 51.1321 | 51.845 | 52.4004 | 52.8833 | 53.2397 | 53.5114 | 53.7199 | 53.8785
NPgY | GSP | NG FES - Falling Short | EV - cars & vans (GWh) | SKELTON GRANGE | Falling Short | Dem_BB006 | GWh | NPgY | Skelton Grange |  | 35.6111 | 49.9597 | 68.4893 | 90.7765 | 116.4903 | 145.2688 | 181.8614 | 225.8908 | 267.0827 | 304.7145 | 339.4792 | 371.3211 | 400.0574 | 425.6371 | 447.2259 | 466.7369 | 484.1496 | 499.7648 | 513.2548 | 524.1219 | 533.2778 | 540.6455 | 546.6398 | 551.4383 | 554.2651 | 556.6214 | 558.7556 | 560.7484 | 562.6201
NPgY | GSP | NG FES - Falling Short | EV - cars & vans (GWh) | TEMPLEBOROUGH 275/33KV | Falling Short | Dem_BB006 | GWh | NPgY | Templeborough |  | 0.1746 | 0.27365 | 0.41532 | 0.60716 | 0.85735 | 1.1629 | 1.55 | 2.0137 | 2.4443 | 2.8334 | 3.1891 | 3.5101 | 3.7956 | 4.0421 | 4.2494 | 4.432 | 4.5933 | 4.738 | 4.8427 | 4.9327 | 5.0077 | 5.0691 | 5.1203 | 5.1624 | 5.175 | 5.1891 | 5.2059 | 5.2251 | 5.246
NPgY | GSP | NG FES - Falling Short | EV - cars & vans (GWh) | THURCROFT | Falling Short | Dem_BB006 | GWh | NPgY | Thurcroft |  | 4.7473 | 7.4184 | 11.4924 | 17.1075 | 24.5227 | 33.6782 | 45.2969 | 59.2486 | 72.2675 | 84.1175 | 95.0235 | 104.9618 | 113.8846 | 121.749 | 128.3736 | 134.3098 | 139.587 | 144.3169 | 148.1997 | 151.3807 | 154.0497 | 156.2079 | 157.9746 | 159.4002 | 160.1166 | 160.7498 | 161.3635 | 161.9725 | 162.574
NPgY | GSP | NG FES - Falling Short | EV - cars & vans (GWh) | WEST MELTON / THORPE MARSH | Falling Short | Dem_BB006 | GWh | NPgY | Thorpe Marsh |  | 12.7139 | 18.7902 | 27.6952 | 39.4601 | 54.394 | 72.3741 | 95.2251 | 122.7104 | 148.4346 | 171.9546 | 193.6907 | 213.6155 | 231.6067 | 247.6542 | 261.1862 | 273.4318 | 284.3595 | 294.151 | 302.7033 | 309.5573 | 315.3321 | 319.9711 | 323.7387 | 326.7487 | 328.5745 | 330.0801 | 331.4264 | 332.6681 | 333.822
NPgY | GSP | NG FES - Falling Short | EV - cars & vans (GWh) | WEST MELTON SECTION 3 | Falling Short | Dem_BB006 | GWh | NPgY | West Melton |  | 13.9005 | 20.2823 | 29.2596 | 40.8463 | 55.2411 | 72.2979 | 93.9685 | 120.023 | 144.3816 | 166.6151 | 187.1325 | 205.8998 | 222.8121 | 237.8306 | 250.4941 | 261.9137 | 272.0925 | 281.2162 | 289.0072 | 295.3035 | 300.6017 | 304.8687 | 308.3445 | 311.1318 | 312.7172 | 314.0549 | 315.2849 | 316.4498 | 317.5576
NPgY | GSP | NG FES - Falling Short | EV - cars & vans (GWh) | WINCOBANK | Falling Short | Dem_BB006 | GWh | NPgY | Wincobank |  | 0.33621 | 0.5293 | 0.85022 | 1.3042 | 1.9154 | 2.6811 | 3.6546 | 4.8261 | 5.9241 | 6.9305 | 7.8624 | 8.7191 | 9.4948 | 10.1909 | 10.7778 | 11.3114 | 11.7882 | 12.2152 | 12.5995 | 12.9041 | 13.1611 | 13.3669 | 13.5333 | 13.6656 | 13.7525 | 13.8223 | 13.8825 | 13.9361 | 13.9843
NPgN | GSP | NG FES - Leading the Way | EV - cars & vans (GWh) | BLYTH 66kV | Leading the Way | Dem_BB006 | GWh | NPgN | Blyth 66kV |  | 5.5438 | 10.2445 | 20.8551 | 34.059 | 52.2 | 68.9922 | 85.7953 | 103.124 | 123.8341 | 143.8867 | 161.2924 | 176.8609 | 190.4998 | 201.9641 | 211.3345 | 219.5067 | 226.5612 | 232.5832 | 237.2634 | 240.8692 | 243.6611 | 245.6532 | 246.9921 | 247.9274 | 248.3259 | 248.608 | 248.9138 | 249.1924 | 249.492
NPgN | GSP | NG FES - Leading the Way | EV - cars & vans (GWh) | BLYTH 132kV | Leading the Way | Dem_BB006 | GWh | NPgN | Blyth 132kV |  | 2.1542 | 3.9014 | 7.8034 | 12.5296 | 18.8772 | 24.555 | 30.2782 | 36.2384 | 43.4282 | 50.5092 | 56.9908 | 62.9312 | 68.2257 | 72.611 | 76.1178 | 79.1069 | 81.6342 | 83.7979 | 85.5697 | 86.9318 | 87.9737 | 88.7412 | 89.2921 | 89.7148 | 89.9673 | 90.1986 | 90.4642 | 90.7486 | 91.0759
NPgN | GSP | NG FES - Leading the Way | EV - cars & vans (GWh) | FOURSTONES | Leading the Way | Dem_BB006 | GWh | NPgN | Fourstones |  | 0.85605 | 1.5158 | 2.9608 | 4.6369 | 6.8035 | 8.612 | 10.4442 | 12.3648 | 14.6962 | 17.0174 | 19.2096 | 21.2474 | 23.0817 | 24.59 | 25.7822 | 26.7853 | 27.6231 | 28.3417 | 28.9482 | 29.4139 | 29.7677 | 30.033 | 30.2299 | 30.3876 | 30.4933 | 30.5962 | 30.7156 | 30.8469 | 30.9996
NPgN | GSP | NG FES - Leading the Way | EV - cars & vans (GWh) | HARTMOOR | Leading the Way | Dem_BB006 | GWh | NPgN | Hart Moor |  | 1.9083 | 3.6593 | 7.7477 | 13.1539 | 20.9308 | 28.6904 | 36.4728 | 44.5255 | 54.177 | 63.578 | 71.9076 | 79.4199 | 86.0377 | 91.5614 | 96.0347 | 99.9004 | 103.2109 | 106.0399 | 108.2823 | 110.0083 | 111.3384 | 112.299 | 112.9616 | 113.4426 | 113.6825 | 113.8777 | 114.0965 | 114.3161 | 114.5626
NPgN | GSP | NG FES - Leading the Way | EV - cars & vans (GWh) | HAWTHORN PIT GRID | Leading the Way | Dem_BB006 | GWh | NPgN | Hawthorn Pit |  | 2.3432 | 4.5024 | 9.5314 | 16.1693 | 25.708 | 35.19 | 44.6727 | 54.4465 | 66.1176 | 77.4073 | 87.188 | 95.9185 | 103.553 | 109.968 | 115.2133 | 119.7913 | 123.7464 | 127.1219 | 129.7387 | 131.7547 | 133.3165 | 134.429 | 135.174 | 135.6914 | 135.9062 | 136.0542 | 136.2134 | 136.355 | 136.5056
NPgN | GSP | NG FES - Leading the Way | EV - cars & vans (GWh) | KNARESBOROUGH | Leading the Way | Dem_BB006 | GWh | NPgN | Knaresborough |  | 7.9078 | 14.0294 | 27.3562 | 42.706 | 62.4311 | 78.598 | 94.8391 | 111.6711 | 131.8918 | 151.6398 | 169.2202 | 185.161 | 199.2695 | 211.0602 | 220.6024 | 228.835 | 235.8715 | 241.887 | 246.6852 | 250.3786 | 253.2213 | 255.2828 | 256.7165 | 257.7701 | 258.3184 | 258.779 | 259.2987 | 259.8306 | 260.4324
NPgN | GSP | NG FES - Leading the Way | EV - cars & vans (GWh) | LACKENBY | Leading the Way | Dem_BB006 | GWh | NPgN | Lackenby |  | 3.3262 | 6.4233 | 13.6743 | 23.3252 | 37.2752 | 51.2756 | 65.2918 | 79.7592 | 97.0585 | 113.8359 | 128.4976 | 141.6358 | 153.1567 | 162.8108 | 170.6748 | 177.5118 | 183.3987 | 188.4254 | 192.3556 | 195.3824 | 197.7224 | 199.3982 | 200.5334 | 201.336 | 201.6964 | 201.9649 | 202.2597 | 202.5389 | 202.8445
NPgN | GSP | NG FES - Leading the Way | EV - cars & vans (GWh) | NORTON | Leading the Way | Dem_BB006 | GWh | NPgN | Norton |  | 11.7221 | 22.0051 | 45.624 | 75.9253 | 118.5489 | 159.6482 | 200.8948 | 243.6066 | 294.8417 | 344.8127 | 389.2473 | 429.4083 | 464.8462 | 494.4071 | 518.3158 | 538.9463 | 556.5888 | 571.6681 | 583.6668 | 592.901 | 600.011 | 605.1583 | 608.7257 | 611.3345 | 612.669 | 613.7759 | 615.0215 | 616.2865 | 617.7129
NPgN | GSP | NG FES - Leading the Way | EV - cars & vans (GWh) | OFFERTON | Leading the Way | Dem_BB006 | GWh | NPgN | Offerton |  | 1.1282 | 2.1889 | 4.6879 | 8.0446 | 12.9271 | 17.8799 | 22.8477 | 27.9888 | 34.1512 | 40.1553 | 45.4813 | 50.2862 | 54.5195 | 58.051 | 60.9093 | 63.378 | 65.4912 | 67.297 | 68.73 | 69.8329 | 70.6825 | 71.2966 | 71.7206 | 72.0291 | 72.184 | 72.3107 | 72.4528 | 72.5959 | 72.7568
NPgN | GSP | NG FES - Leading the Way | EV - cars & vans (GWh) | OSBALDWICK | Leading the Way | Dem_BB006 | GWh | NPgN | Osbaldwick |  | 8.8099 | 16.1203 | 32.6046 | 52.9609 | 80.7422 | 106.2935 | 132.0346 | 158.8237 | 191.1156 | 222.8834 | 251.8766 | 278.4041 | 302.0166 | 321.5829 | 337.2451 | 350.6108 | 361.9245 | 371.6087 | 379.5152 | 385.5939 | 390.2467 | 393.668 | 396.1147 | 397.9833 | 399.084 | 400.0846 | 401.2319 | 402.4552 | 403.8613
NPgN | GSP | NG FES - Leading the Way | EV - cars & vans (GWh) | POPPLETON | Leading the Way | Dem_BB006 | GWh | NPgN | Poppleton |  | 1.4867 | 2.6941 | 5.3832 | 8.6298 | 12.9794 | 16.8441 | 20.7282 | 24.7572 | 29.5996 | 34.3362 | 38.5808 | 42.4354 | 45.8493 | 48.6938 | 50.9883 | 52.9619 | 54.6445 | 56.0834 | 57.2377 | 58.1259 | 58.8086 | 59.3053 | 59.6531 | 59.9113 | 60.0502 | 60.1696 | 60.305 | 60.4453 | 60.6048
NPgN | GSP | NG FES - Leading the Way | EV - cars & vans (GWh) | SALTHOLME | Leading the Way | Dem_BB006 | GWh | NPgN | Saltholme |  | 0.06176 | 0.11719 | 0.24822 | 0.42291 | 0.67539 | 0.93168 | 1.1922 | 1.4668 | 1.8014 | 2.1374 | 2.4638 | 2.7698 | 3.0466 | 3.2722 | 3.4484 | 3.5949 | 3.7159 | 3.8198 | 3.9098 | 3.9788 | 4.0309 | 4.0705 | 4.1007 | 4.1257 | 4.1437 | 4.1618 | 4.1829 | 4.2065 | 4.2341
NPgN | GSP | NG FES - Leading the Way | EV - cars & vans (GWh) | SOUTH SHIELDS | Leading the Way | Dem_BB006 | GWh | NPgN | South Shields |  | 1.2214 | 2.3175 | 4.8645 | 8.1957 | 12.9488 | 17.6415 | 22.3599 | 27.2586 | 33.1485 | 38.9191 | 44.1257 | 48.8607 | 53.0565 | 56.5411 | 59.3421 | 61.7438 | 63.7859 | 65.5327 | 66.9424 | 68.0266 | 68.8587 | 69.4662 | 69.8947 | 70.2158 | 70.3943 | 70.5509 | 70.7291 | 70.9159 | 71.1291
NPgN | GSP | NG FES - Leading the Way | EV - cars & vans (GWh) | SPADEADAM | Leading the Way | Dem_BB006 | GWh | NPgN | Spadeadam - Not in NG FES |  | 0.2507 | 0.46006 | 0.93566 | 1.5295 | 2.3471 | 3.1122 | 3.8859 | 4.6949 | 5.6745 | 6.6461 | 7.5554 | 8.3961 | 9.1498 | 9.77 | 10.2615 | 10.6766 | 11.0244 | 11.3226 | 11.5719 | 11.7635 | 11.9092 | 12.018 | 12.0979 | 12.1611 | 12.2021 | 12.2414 | 12.2869 | 12.3366 | 12.3943
NPgN | GSP | NG FES - Leading the Way | EV - cars & vans (GWh) | SPENNYMOOR | Leading the Way | Dem_BB006 | GWh | NPgN | Spennymoor |  | 7.1349 | 13.2775 | 27.2748 | 44.9726 | 69.5908 | 92.8992 | 116.2847 | 140.4903 | 169.5167 | 197.805 | 222.8899 | 245.5403 | 265.5148 | 282.194 | 295.7011 | 307.3707 | 317.3609 | 325.8984 | 332.6743 | 337.8898 | 341.908 | 344.8125 | 346.819 | 348.2795 | 349.0142 | 349.616 | 350.2914 | 350.9725 | 351.7382
NPgN | GSP | NG FES - Leading the Way | EV - cars & vans (GWh) | STELLA NORTH | Leading the Way | Dem_BB006 | GWh | NPgN | Stella North |  | 6.0261 | 10.9703 | 22.0611 | 35.6204 | 53.9743 | 70.6139 | 87.3756 | 104.8167 | 125.8383 | 146.5125 | 165.3588 | 182.5973 | 197.9394 | 210.6589 | 220.8463 | 229.5446 | 236.9109 | 243.2159 | 248.3581 | 252.3118 | 255.3388 | 257.5633 | 259.1522 | 260.3638 | 261.074 | 261.7179 | 262.4558 | 263.2415 | 264.1442
NPgN | GSP | NG FES - Leading the Way | EV - cars & vans (GWh) | STELLA SOUTH | Leading the Way | Dem_BB006 | GWh | NPgN | Stella South |  | 4.5731 | 8.4039 | 17.0385 | 27.7262 | 42.3438 | 55.8013 | 69.3088 | 83.2968 | 100.0801 | 116.45 | 130.9966 | 144.1498 | 155.762 | 165.4561 | 173.3011 | 180.073 | 185.8656 | 190.8165 | 194.7549 | 197.7861 | 200.1203 | 201.81 | 202.9807 | 203.8365 | 204.2737 | 204.6359 | 205.0435 | 205.4572 | 205.9236
NPgN | GSP | NG FES - Leading the Way | EV - cars & vans (GWh) | TYNEMOUTH | Leading the Way | Dem_BB006 | GWh | NPgN | Tynemouth 1 |  | 4.5943 | 8.4978 | 17.3355 | 28.3804 | 43.6052 | 57.7955 | 72.0205 | 86.7266 | 104.3426 | 121.4742 | 136.5583 | 150.138 | 162.0892 | 172.0913 | 180.2163 | 187.2579 | 193.3028 | 198.4669 | 202.5373 | 205.6714 | 208.0899 | 209.8307 | 211.0228 | 211.8795 | 212.2901 | 212.6139 | 212.9743 | 213.3293 | 213.7246
NPgN | GSP | NG FES - Leading the Way | EV - cars & vans (GWh) | WEST BOLDON | Leading the Way | Dem_BB006 | GWh | NPgN | West Boldon |  | 5.3934 | 10.0844 | 20.8084 | 34.4586 | 53.546 | 71.7628 | 90.0269 | 108.914 | 131.542 | 153.5588 | 172.9838 | 190.4812 | 205.8845 | 218.7641 | 229.216 | 238.2658 | 246.0286 | 252.6608 | 257.8979 | 261.9298 | 265.0398 | 267.2808 | 268.8189 | 269.9279 | 270.4665 | 270.8957 | 271.3745 | 271.8493 | 272.3794
NPgY | GSP | NG FES - Leading the Way | EV - cars & vans (GWh) | BRADFORD WEST | Leading the Way | Dem_BB006 | GWh | NPgY | Bradford West |  | 22.3244 | 34.4218 | 60.0457 | 89.755 | 129.6859 | 170.6778 | 211.8736 | 254.6533 | 306.1184 | 355.9071 | 400.5965 | 441.1641 | 477.0472 | 506.8215 | 531.2539 | 552.2412 | 570.114 | 585.3995 | 597.6926 | 607.1497 | 614.4134 | 619.7065 | 623.4241 | 626.1944 | 627.7058 | 629.0164 | 630.5051 | 632.055 | 633.8201
NPgY | GSP | NG FES - Leading the Way | EV - cars & vans (GWh) | CAMBLESFORTH | Leading the Way | Dem_BB006 | GWh | NPgY | Camblesforth |  | 1.0407 | 1.7664 | 3.3799 | 5.5036 | 8.6037 | 12.153 | 15.7141 | 19.4054 | 23.8362 | 28.1093 | 31.9161 | 35.3534 | 38.3807 | 40.8938 | 42.961 | 44.7418 | 46.2629 | 47.5631 | 48.6002 | 49.3982 | 50.0122 | 50.4573 | 50.7667 | 50.9938 | 51.1118 | 51.2106 | 51.3221 | 51.436 | 51.5647
NPgY | GSP | NG FES - Leading the Way | EV - cars & vans (GWh) | CREYKE BECK | Leading the Way | Dem_BB006 | GWh | NPgY | Creyke Beck |  | 13.9214 | 22.9753 | 42.9099 | 68.4445 | 105.1117 | 146.2944 | 187.6769 | 230.6573 | 282.3492 | 332.3774 | 377.4181 | 418.2915 | 454.4206 | 484.3329 | 508.8291 | 529.8388 | 547.7102 | 562.9957 | 575.3154 | 584.7904 | 592.0636 | 597.3697 | 601.1055 | 603.8987 | 605.4396 | 606.7853 | 608.3158 | 609.9149 | 611.7381
NPgY | GSP | NG FES - Leading the Way | EV - cars & vans (GWh) | DRAX | Leading the Way | Dem_BB006 | GWh | NPgY | Drax |  | 1.6998 | 2.8173 | 5.2721 | 8.4192 | 12.9419 | 18.0175 | 23.106 | 28.3744 | 34.6921 | 40.7724 | 46.152 | 50.9961 | 55.2545 | 58.7975 | 61.7212 | 64.2476 | 66.4111 | 68.2598 | 69.7249 | 70.8524 | 71.7214 | 72.3488 | 72.7814 | 73.0952 | 73.2514 | 73.3782 | 73.5202 | 73.6627 | 73.8225
NPgY | GSP | NG FES - Leading the Way | EV - cars & vans (GWh) | ELLAND | Leading the Way | Dem_BB006 | GWh | NPgY | Elland |  | 12.6714 | 20.4324 | 37.3124 | 58.3087 | 87.911 | 120.3786 | 152.9969 | 186.8624 | 227.5823 | 266.9648 | 302.3307 | 334.4017 | 362.7394 | 386.2258 | 405.4844 | 422.021 | 436.1013 | 448.1429 | 457.826 | 465.2743 | 470.9949 | 475.1627 | 478.0891 | 480.2689 | 481.4566 | 482.4856 | 483.6541 | 484.8698 | 486.2538
NPgY | GSP | NG FES - Leading the Way | EV - cars & vans (GWh) | FERRYBRIDGE A | Leading the Way | Dem_BB006 | GWh | NPgY | Ferrybridge A |  | 3.4653 | 5.7039 | 10.5805 | 16.7536 | 25.5583 | 35.3249 | 45.0891 | 55.1604 | 67.1951 | 78.6977 | 88.6507 | 97.5234 | 105.268 | 111.7552 | 117.163 | 121.8812 | 125.9567 | 129.435 | 132.1323 | 134.2102 | 135.8197 | 136.9663 | 137.7345 | 138.2682 | 138.4904 | 138.6438 | 138.809 | 138.9562 | 139.1129
NPgY | GSP | NG FES - Leading the Way | EV - cars & vans (GWh) | FERRYBRIDGE B | Leading the Way | Dem_BB006 | GWh | NPgY | Ferrybridge B (_M) |  | 15.9995 | 24.1251 | 40.9969 | 59.5993 | 83.6791 | 106.9512 | 130.2692 | 154.3804 | 183.2799 | 211.0217 | 235.2904 | 257.0957 | 276.2511 | 292.28 | 305.5899 | 317.1512 | 327.094 | 335.5863 | 342.2528 | 347.3874 | 351.3538 | 354.2019 | 356.1422 | 357.5258 | 358.1691 | 358.6636 | 359.2109 | 359.741 | 360.3273
NPgY | GSP | NG FES - Leading the Way | EV - cars & vans (GWh) | GRIMSBY WEST | Leading the Way | Dem_BB006 | GWh | NPgY | Grimsby West |  | 4.2146 | 7.0601 | 13.3461 | 21.5055 | 33.3189 | 46.7048 | 60.1307 | 74.0407 | 90.7307 | 106.8126 | 121.0978 | 133.9816 | 145.3202 | 154.7419 | 162.5026 | 169.197 | 174.9212 | 179.8136 | 183.7052 | 186.6999 | 189.0056 | 190.6744 | 191.8303 | 192.6748 | 193.1056 | 193.4622 | 193.8632 | 194.2698 | 194.728
NPgY | GSP | NG FES - Leading the Way | EV - cars & vans (GWh) | JORDANTHORPE | Leading the Way | Dem_BB006 | GWh | NPgY | Jordanthorpe |  | 2.6547 | 4.1593 | 7.3529 | 11.1272 | 16.272 | 21.6402 | 27.0062 | 32.5384 | 39.1482 | 45.4599 | 50.898 | 55.7419 | 59.969 | 63.518 | 66.4836 | 69.0763 | 71.3193 | 73.2334 | 74.7124 | 75.8521 | 76.7357 | 77.3639 | 77.7828 | 78.0717 | 78.1879 | 78.2651 | 78.3474 | 78.4182 | 78.4923
NPgY | GSP | NG FES - Leading the Way | EV - cars & vans (GWh) | KEADBY | Leading the Way | Dem_BB006 | GWh | NPgY | Keadby |  | 7.496 | 12.5268 | 23.6418 | 38.0477 | 58.8851 | 82.4791 | 106.1584 | 130.7118 | 160.1954 | 188.6472 | 214.0372 | 236.9843 | 257.2091 | 273.993 | 287.7901 | 299.6679 | 309.8062 | 318.4732 | 325.3987 | 330.7268 | 334.8249 | 337.799 | 339.8708 | 341.3968 | 342.1977 | 342.8742 | 343.6382 | 344.4222 | 345.3096
NPgY | GSP | NG FES - Leading the Way | EV - cars & vans (GWh) | KIRKSTALL B | Leading the Way | Dem_BB006 | GWh | NPgY | Kirkstall B |  | 35.2965 | 50.0745 | 79.1541 | 105.8409 | 134.9014 | 154.4274 | 174.0198 | 194.2822 | 218.6297 | 241.994 | 262.2048 | 280.4437 | 296.5582 | 310.1898 | 321.606 | 331.5791 | 340.1883 | 347.5409 | 353.28 | 357.7057 | 361.1312 | 363.584 | 365.2448 | 366.4184 | 366.9431 | 367.3329 | 367.7614 | 368.1673 | 368.6128
NPgY | GSP | NG FES - Leading the Way | EV - cars & vans (GWh) | NEEPSEND | Leading the Way | Dem_BB006 | GWh | NPgY | Neepsend |  | 3.7629 | 5.8656 | 10.3487 | 15.6451 | 22.8596 | 30.4081 | 37.9911 | 45.8619 | 55.3254 | 64.4731 | 72.666 | 80.0934 | 86.6564 | 92.1038 | 96.5774 | 100.4236 | 103.7017 | 106.505 | 108.7543 | 110.4848 | 111.8147 | 112.7824 | 113.4601 | 113.9632 | 114.234 | 114.4669 | 114.731 | 115.0046 | 115.3156
NPgY | GSP | NG FES - Leading the Way | EV - cars & vans (GWh) | NORTON LEES | Leading the Way | Dem_BB006 | GWh | NPgY | Norton Lees |  | 3.0604 | 4.8843 | 8.812 | 13.6073 | 20.2884 | 27.4877 | 34.7024 | 42.1672 | 51.115 | 59.7156 | 67.289 | 74.0988 | 80.0805 | 85.0674 | 89.1926 | 92.7648 | 95.8295 | 98.4478 | 100.5138 | 102.1043 | 103.3313 | 104.2151 | 104.821 | 105.2573 | 105.4679 | 105.6351 | 105.8213 | 106.0055 | 106.2108
NPgY | GSP | NG FES - Leading the Way | EV - cars & vans (GWh) | PITSMOOR 3/4 | Leading the Way | Dem_BB006 | GWh | NPgY | Pitsmoor |  | 1.3169 | 2.1241 | 3.8902 | 6.1002 | 9.2269 | 12.6805 | 16.1612 | 19.7907 | 24.1722 | 28.4422 | 32.3669 | 35.9617 | 39.1601 | 41.794 | 43.9324 | 45.7505 | 47.2847 | 48.5984 | 49.6786 | 50.5087 | 51.143 | 51.6114 | 51.949 | 52.2096 | 52.368 | 52.5145 | 52.683 | 52.8642 | 53.073
NPgY | GSP | NG FES - Leading the Way | EV - cars & vans (GWh) | SALTEND NORTH | Leading the Way | Dem_BB006 | GWh | NPgY | Saltend North |  | 1.2512 | 2.2158 | 4.3894 | 7.3523 | 11.7648 | 16.933 | 22.1119 | 27.4714 | 33.8942 | 40.0705 | 45.5258 | 50.4303 | 54.7362 | 58.3183 | 61.2755 | 63.8325 | 66.0238 | 67.896 | 69.3766 | 70.5161 | 71.3946 | 72.0282 | 72.4637 | 72.7784 | 72.9327 | 73.0565 | 73.1948 | 73.3324 | 73.4864
NPgY | GSP | NG FES - Leading the Way | EV - cars & vans (GWh) | SHEFFIELD CITY | Leading the Way | Dem_BB006 | GWh | NPgY | Sheffield City |  | 1.6869 | 2.7372 | 5.0694 | 8.0428 | 12.2963 | 17.083 | 21.9353 | 27.0344 | 33.2336 | 39.3562 | 45.208 | 50.6545 | 55.5529 | 59.5462 | 62.7364 | 65.4052 | 67.6231 | 69.5263 | 71.15 | 72.396 | 73.3401 | 74.0522 | 74.5867 | 75.0206 | 75.3212 | 75.618 | 75.9634 | 76.3458 | 76.7912
NPgY | GSP | NG FES - Leading the Way | EV - cars & vans (GWh) | SKELTON GRANGE | Leading the Way | Dem_BB006 | GWh | NPgY | Skelton Grange |  | 35.6111 | 53.3891 | 90.2295 | 130.4366 | 182.0532 | 231.3392 | 280.8171 | 332.1086 | 393.7371 | 453.1679 | 505.9012 | 553.597 | 595.6955 | 630.7835 | 659.7391 | 684.7389 | 706.1227 | 724.4008 | 738.9489 | 750.1474 | 758.7704 | 765.0151 | 769.3459 | 772.5158 | 774.1424 | 775.4947 | 777.0176 | 778.5668 | 780.3154
NPgY | GSP | NG FES - Leading the Way | EV - cars & vans (GWh) | TEMPLEBOROUGH 275/33KV | Leading the Way | Dem_BB006 | GWh | NPgY | Templeborough |  | 0.1746 | 0.29086 | 0.54359 | 0.86566 | 1.3271 | 1.8404 | 2.3514 | 2.8756 | 3.4986 | 4.0879 | 4.5805 | 5.0123 | 5.3848 | 5.7001 | 5.9673 | 6.204 | 6.4112 | 6.5877 | 6.7199 | 6.8219 | 6.9016 | 6.9571 | 6.9925 | 7.0152 | 7.0208 | 7.022 | 7.0224 | 7.0204 | 7.0171
NPgY | GSP | NG FES - Leading the Way | EV - cars & vans (GWh) | THURCROFT | Leading the Way | Dem_BB006 | GWh | NPgY | Thurcroft |  | 4.7473 | 8.0248 | 15.2607 | 24.7031 | 38.421 | 54.0029 | 69.5953 | 85.6993 | 104.9649 | 123.4237 | 139.5302 | 153.9379 | 166.5434 | 177.0719 | 185.8138 | 193.4128 | 199.9556 | 205.5422 | 209.9089 | 213.2717 | 215.8714 | 217.7327 | 218.993 | 219.8834 | 220.282 | 220.5782 | 220.9029 | 221.2099 | 221.5454
NPgY | GSP | NG FES - Leading the Way | EV - cars & vans (GWh) | WEST MELTON / THORPE MARSH | Leading the Way | Dem_BB006 | GWh | NPgY | Thorpe Marsh |  | 12.7139 | 20.3474 | 36.8619 | 57.1668 | 85.5828 | 116.428 | 147.3946 | 179.5137 | 218.1002 | 255.3537 | 288.6188 | 318.7146 | 345.2651 | 367.3087 | 385.4302 | 401.0285 | 414.339 | 425.7188 | 434.8206 | 441.8234 | 447.2087 | 451.1195 | 453.8473 | 455.8603 | 456.9235 | 457.8255 | 458.8453 | 459.8943 | 461.0832
NPgY | GSP | NG FES - Leading the Way | EV - cars & vans (GWh) | WEST MELTON SECTION 3 | Leading the Way | Dem_BB006 | GWh | NPgY | West Melton |  | 13.9005 | 21.8239 | 38.7473 | 58.9236 | 86.5851 | 115.7555 | 145.0096 | 175.3058 | 211.6553 | 246.6509 | 277.6099 | 305.5179 | 330.079 | 350.5343 | 367.4232 | 382.0197 | 394.5201 | 405.2021 | 413.6713 | 420.1902 | 425.2137 | 428.8425 | 431.346 | 433.1647 | 434.073 | 434.8131 | 435.6427 | 436.4763 | 437.4124
NPgY | GSP | NG FES - Leading the Way | EV - cars & vans (GWh) | WINCOBANK | Leading the Way | Dem_BB006 | GWh | NPgY | Wincobank |  | 0.33621 | 0.58585 | 1.1491 | 1.9111 | 3.0408 | 4.3603 | 5.6868 | 7.0656 | 8.7248 | 10.3327 | 11.7876 | 13.1099 | 14.2798 | 15.2464 | 16.0362 | 16.712 | 17.2857 | 17.7766 | 18.174 | 18.4796 | 18.7139 | 18.8853 | 19.0066 | 19.098 | 19.1496 | 19.1953 | 19.2475 | 19.3024 | 19.3652
NPgN | GSP | NG FES - System Transformation | EV - cars & vans (GWh) | BLYTH 66kV | System Transformation | Dem_BB006 | GWh | NPgN | Blyth 66kV |  | 5.5438 | 10.5929 | 22.359 | 37.0958 | 55.2707 | 72.032 | 89.4662 | 107.1532 | 125.0117 | 142.7052 | 159.0996 | 174.0852 | 187.5286 | 199.0657 | 208.507 | 216.9403 | 224.4925 | 231.1533 | 236.8396 | 241.2655 | 244.8626 | 247.6819 | 249.9871 | 251.8891 | 253.0051 | 253.9953 | 255.0875 | 256.2139 | 257.344
NPgN | GSP | NG FES - System Transformation | EV - cars & vans (GWh) | BLYTH 132kV | System Transformation | Dem_BB006 | GWh | NPgN | Blyth 132kV |  | 2.1542 | 3.9989 | 8.3069 | 13.5655 | 19.8839 | 25.5251 | 31.4424 | 37.5062 | 43.7137 | 49.9076 | 55.7436 | 61.1732 | 66.1171 | 70.659 | 74.4551 | 77.8499 | 80.7232 | 83.1916 | 85.2343 | 86.7722 | 87.998 | 88.9542 | 89.6999 | 90.2904 | 90.6013 | 90.8538 | 91.0584 | 91.2264 | 91.3587
NPgN | GSP | NG FES - System Transformation | EV - cars & vans (GWh) | FOURSTONES | System Transformation | Dem_BB006 | GWh | NPgN | Fourstones |  | 0.85605 | 1.5512 | 3.1464 | 5.0109 | 7.152 | 8.9425 | 10.8316 | 12.7808 | 14.7941 | 16.8131 | 18.7356 | 20.5437 | 22.2051 | 23.7896 | 25.1288 | 26.3277 | 27.3134 | 28.148 | 28.8263 | 29.3266 | 29.7204 | 30.0266 | 30.2578 | 30.4353 | 30.5206 | 30.5838 | 30.6142 | 30.6228 | 30.612
NPgN | GSP | NG FES - System Transformation | EV - cars & vans (GWh) | HARTMOOR | System Transformation | Dem_BB006 | GWh | NPgN | Hart Moor |  | 1.9083 | 3.748 | 8.2523 | 14.2604 | 22.0869 | 29.8251 | 37.8956 | 46.1102 | 54.4442 | 62.716 | 70.4258 | 77.5168 | 83.9104 | 89.5458 | 94.1922 | 98.3403 | 101.9693 | 105.1364 | 107.8078 | 109.8615 | 111.5189 | 112.8158 | 113.8586 | 114.7071 | 115.1876 | 115.6027 | 116.0247 | 116.4391 | 116.8373
NPgN | GSP | NG FES - System Transformation | EV - cars & vans (GWh) | HAWTHORN PIT GRID | System Transformation | Dem_BB006 | GWh | NPgN | Hawthorn Pit |  | 2.3432 | 4.6401 | 10.1985 | 17.5909 | 27.2039 | 36.676 | 46.5221 | 56.5042 | 66.5753 | 76.5437 | 85.7714 | 94.1966 | 101.7461 | 108.2059 | 113.4826 | 118.1916 | 122.4164 | 126.146 | 129.3338 | 131.8187 | 133.8399 | 135.4246 | 136.723 | 137.7962 | 138.4286 | 138.9914 | 139.6179 | 140.2672 | 140.9215
NPgN | GSP | NG FES - System Transformation | EV - cars & vans (GWh) | KNARESBOROUGH | System Transformation | Dem_BB006 | GWh | NPgN | Knaresborough |  | 7.9078 | 14.5102 | 29.3183 | 46.4774 | 66.031 | 82.1166 | 98.9231 | 116.0626 | 133.4881 | 150.8305 | 167.0364 | 181.9864 | 195.5065 | 207.509 | 217.4498 | 226.346 | 234.0983 | 240.8505 | 246.529 | 250.8788 | 254.381 | 257.1196 | 259.3096 | 261.0825 | 262.0741 | 262.9221 | 263.7563 | 264.5578 | 265.3119
NPgN | GSP | NG FES - System Transformation | EV - cars & vans (GWh) | LACKENBY | System Transformation | Dem_BB006 | GWh | NPgN | Lackenby |  | 3.3262 | 6.6002 | 14.6011 | 25.3371 | 39.3979 | 53.3755 | 67.9229 | 82.6928 | 97.6256 | 112.4205 | 126.1514 | 138.7229 | 150.014 | 159.7873 | 167.7994 | 174.9499 | 181.3017 | 186.8838 | 191.6309 | 195.3117 | 198.2968 | 200.6355 | 202.5383 | 204.1019 | 205.0101 | 205.81 | 206.673 | 207.552 | 208.4247
NPgN | GSP | NG FES - System Transformation | EV - cars & vans (GWh) | NORTON | System Transformation | Dem_BB006 | GWh | NPgN | Norton |  | 11.7221 | 22.5806 | 48.6441 | 82.3515 | 125.1166 | 166.0785 | 208.8302 | 252.3812 | 296.612 | 340.5474 | 381.5504 | 419.316 | 453.4098 | 483.6053 | 508.5475 | 530.8251 | 550.2429 | 567.1596 | 581.3986 | 592.3194 | 601.1203 | 608.0046 | 613.5219 | 617.9975 | 620.5134 | 622.6739 | 624.8283 | 626.9175 | 628.9016
NPgN | GSP | NG FES - System Transformation | EV - cars & vans (GWh) | OFFERTON | System Transformation | Dem_BB006 | GWh | NPgN | Offerton |  | 1.1282 | 2.2377 | 4.9875 | 8.715 | 13.6349 | 18.5743 | 23.7263 | 28.9711 | 34.2933 | 39.5757 | 44.5006 | 49.0315 | 53.1174 | 56.7241 | 59.6986 | 62.3537 | 64.6733 | 66.6964 | 68.4018 | 69.712 | 70.7689 | 71.5958 | 72.2602 | 72.8003 | 73.1056 | 73.3689 | 73.6352 | 73.8959 | 74.1457
NPgN | GSP | NG FES - System Transformation | EV - cars & vans (GWh) | OSBALDWICK | System Transformation | Dem_BB006 | GWh | NPgN | Osbaldwick |  | 8.8099 | 16.5015 | 34.6808 | 57.3136 | 85.03 | 110.4295 | 137.0557 | 164.3211 | 192.2067 | 220.0128 | 246.1829 | 270.5026 | 292.6238 | 312.8714 | 329.7702 | 344.8778 | 357.6997 | 368.7294 | 377.8726 | 384.7698 | 390.2736 | 394.5683 | 397.9281 | 400.5956 | 402.0107 | 403.1684 | 404.1339 | 404.9488 | 405.6134
NPgN | GSP | NG FES - System Transformation | EV - cars & vans (GWh) | POPPLETON | System Transformation | Dem_BB006 | GWh | NPgN | Poppleton |  | 1.4867 | 2.7741 | 5.7509 | 9.3702 | 13.7046 | 17.551 | 21.572 | 25.6758 | 29.8535 | 34.0109 | 37.902 | 41.497 | 44.7517 | 47.664 | 50.0793 | 52.239 | 54.1069 | 55.7283 | 57.0867 | 58.1233 | 58.9562 | 59.6071 | 60.1249 | 60.5423 | 60.7729 | 60.9682 | 61.1541 | 61.3286 | 61.4892
NPgN | GSP | NG FES - System Transformation | EV - cars & vans (GWh) | SALTHOLME | System Transformation | Dem_BB006 | GWh | NPgN | Saltholme |  | 0.06176 | 0.11637 | 0.25843 | 0.45057 | 0.70291 | 0.95642 | 1.225 | 1.5036 | 1.7934 | 2.0846 | 2.3641 | 2.6293 | 2.8743 | 3.1154 | 3.3205 | 3.5039 | 3.6508 | 3.7735 | 3.8716 | 3.9426 | 3.9979 | 4.0407 | 4.0721 | 4.0954 | 4.1055 | 4.112 | 4.1117 | 4.107 | 4.0985
NPgN | GSP | NG FES - System Transformation | EV - cars & vans (GWh) | SOUTH SHIELDS | System Transformation | Dem_BB006 | GWh | NPgN | South Shields |  | 1.2214 | 2.3644 | 5.1654 | 8.8629 | 13.6352 | 18.3077 | 23.1949 | 28.1866 | 33.2747 | 38.3372 | 43.0827 | 47.4739 | 51.4534 | 55.0433 | 58.0244 | 60.687 | 62.9722 | 64.9487 | 66.5981 | 67.8517 | 68.8566 | 69.6416 | 70.2627 | 70.7608 | 71.0325 | 71.2602 | 71.4686 | 71.6588 | 71.8287
NPgN | GSP | NG FES - System Transformation | EV - cars & vans (GWh) | SPADEADAM | System Transformation | Dem_BB006 | GWh | NPgN | Spadeadam - Not in NG FES |  | 0.2507 | 0.46751 | 0.98977 | 1.6481 | 2.4631 | 3.2222 | 4.0212 | 4.8435 | 5.6902 | 6.5372 | 7.3408 | 8.0938 | 8.7832 | 9.4336 | 9.9809 | 10.4704 | 10.8758 | 11.2204 | 11.5019 | 11.7108 | 11.8759 | 12.0044 | 12.1024 | 12.1785 | 12.2161 | 12.245 | 12.2624 | 12.272 | 12.2746
NPgN | GSP | NG FES - System Transformation | EV - cars & vans (GWh) | SPENNYMOOR | System Transformation | Dem_BB006 | GWh | NPgN | Spennymoor |  | 7.1349 | 13.6507 | 29.1175 | 48.8221 | 73.4918 | 96.7235 | 120.9623 | 145.644 | 170.6954 | 195.5754 | 218.7773 | 240.1305 | 259.3958 | 276.3993 | 290.4326 | 302.9686 | 313.9292 | 323.4914 | 331.553 | 337.7463 | 342.7421 | 346.6508 | 349.7905 | 352.3425 | 353.7843 | 355.0275 | 356.2836 | 357.5121 | 358.6883
NPgN | GSP | NG FES - System Transformation | EV - cars & vans (GWh) | STELLA NORTH | System Transformation | Dem_BB006 | GWh | NPgN | Stella North |  | 6.0261 | 11.2439 | 23.4862 | 38.5711 | 56.8644 | 73.4046 | 90.7416 | 108.492 | 126.6418 | 144.7397 | 161.7678 | 177.5873 | 191.9738 | 205.1235 | 216.0958 | 225.9063 | 234.2432 | 241.4192 | 247.3718 | 251.8654 | 255.4527 | 258.2521 | 260.4445 | 262.1867 | 263.1134 | 263.8733 | 264.513 | 265.0575 | 265.5065
NPgN | GSP | NG FES - System Transformation | EV - cars & vans (GWh) | STELLA SOUTH | System Transformation | Dem_BB006 | GWh | NPgN | Stella South |  | 4.5731 | 8.6508 | 18.203 | 30.1117 | 44.7261 | 58.1334 | 72.1286 | 86.387 | 100.8685 | 115.259 | 128.6896 | 141.0611 | 152.232 | 162.1195 | 170.2896 | 177.5907 | 183.9607 | 189.5126 | 194.1873 | 197.7736 | 200.6641 | 202.9251 | 204.7375 | 206.2081 | 207.0352 | 207.7458 | 208.4554 | 209.1441 | 209.7987
NPgN | GSP | NG FES - System Transformation | EV - cars & vans (GWh) | TYNEMOUTH | System Transformation | Dem_BB006 | GWh | NPgN | Tynemouth 1 |  | 4.5943 | 8.7583 | 18.5396 | 30.8505 | 46.0965 | 60.246 | 74.9941 | 89.9935 | 105.1914 | 120.2745 | 134.3106 | 147.1998 | 158.8075 | 168.9592 | 177.3156 | 184.7808 | 191.3592 | 197.1191 | 201.9952 | 205.7575 | 208.8 | 211.1819 | 213.1066 | 214.679 | 215.5791 | 216.3631 | 217.1812 | 217.9977 | 218.7941
NPgN | GSP | NG FES - System Transformation | EV - cars & vans (GWh) | WEST BOLDON | System Transformation | Dem_BB006 | GWh | NPgN | West Boldon |  | 5.3934 | 10.3744 | 22.2267 | 37.4268 | 56.5733 | 74.7388 | 93.6764 | 112.9414 | 132.4694 | 151.8499 | 169.8942 | 186.4724 | 201.4077 | 214.5028 | 225.2873 | 234.9196 | 243.3874 | 250.7937 | 257.0563 | 261.8827 | 265.7832 | 268.8363 | 271.2995 | 273.3092 | 274.4558 | 275.4519 | 276.4829 | 277.5069 | 278.5011
NPgY | GSP | NG FES - System Transformation | EV - cars & vans (GWh) | BRADFORD WEST | System Transformation | Dem_BB006 | GWh | NPgY | Bradford West |  | 22.3244 | 35.4236 | 64.0687 | 97.2559 | 136.7068 | 177.4846 | 220.1514 | 263.7261 | 308.1263 | 351.7254 | 392.5357 | 430.2349 | 464.3367 | 494.9099 | 520.7516 | 543.8453 | 563.7537 | 581.0079 | 595.4403 | 606.435 | 615.2599 | 622.1561 | 627.6296 | 632.032 | 634.4519 | 636.4926 | 638.4048 | 640.1801 | 641.7951
NPgY | GSP | NG FES - System Transformation | EV - cars & vans (GWh) | CAMBLESFORTH | System Transformation | Dem_BB006 | GWh | NPgY | Camblesforth |  | 1.0407 | 1.7966 | 3.5827 | 5.9422 | 9.0533 | 12.5905 | 16.2846 | 20.0497 | 23.8765 | 27.6256 | 31.1243 | 34.3455 | 37.2501 | 39.8279 | 41.9976 | 43.9336 | 45.6142 | 47.0757 | 48.3037 | 49.2439 | 50.0008 | 50.5928 | 51.0663 | 51.4496 | 51.664 | 51.8475 | 52.028 | 52.2016 | 52.3652
NPgY | GSP | NG FES - System Transformation | EV - cars & vans (GWh) | CREYKE BECK | System Transformation | Dem_BB006 | GWh | NPgY | Creyke Beck |  | 13.9214 | 23.3686 | 45.4584 | 73.8385 | 110.5039 | 151.5025 | 194.3962 | 238.2032 | 282.8531 | 326.6681 | 367.6954 | 405.6048 | 439.8947 | 470.7391 | 496.8004 | 520.0641 | 540.0434 | 557.3295 | 571.7645 | 582.7436 | 591.5488 | 598.4286 | 603.8781 | 608.2538 | 610.6476 | 612.6586 | 614.5164 | 616.2237 | 617.7606
NPgY | GSP | NG FES - System Transformation | EV - cars & vans (GWh) | DRAX | System Transformation | Dem_BB006 | GWh | NPgY | Drax |  | 1.6998 | 2.8817 | 5.608 | 9.1106 | 13.6386 | 18.6985 | 23.9782 | 29.353 | 34.8071 | 40.1469 | 45.12 | 49.6889 | 53.802 | 57.4202 | 60.4594 | 63.1714 | 65.5434 | 67.6132 | 69.3591 | 70.7015 | 71.7849 | 72.6327 | 73.3146 | 73.8695 | 74.184 | 74.4558 | 74.7325 | 75.0044 | 75.2661
NPgY | GSP | NG FES - System Transformation | EV - cars & vans (GWh) | ELLAND | System Transformation | Dem_BB006 | GWh | NPgY | Elland |  | 12.6714 | 20.8761 | 39.6358 | 63.0088 | 92.5169 | 124.8379 | 158.6442 | 193.1587 | 228.3186 | 262.8185 | 295.1026 | 324.9136 | 351.8656 | 376.0344 | 396.4452 | 414.6696 | 430.3648 | 443.962 | 455.333 | 463.995 | 470.9478 | 476.3814 | 480.6944 | 484.1641 | 486.0718 | 487.6811 | 489.1904 | 490.5929 | 491.87
NPgY | GSP | NG FES - System Transformation | EV - cars & vans (GWh) | FERRYBRIDGE A | System Transformation | Dem_BB006 | GWh | NPgY | Ferrybridge A |  | 3.4653 | 5.8812 | 11.3179 | 18.2037 | 27.0182 | 36.7696 | 46.9122 | 57.198 | 67.5793 | 77.715 | 87.0916 | 95.6447 | 103.298 | 109.835 | 115.2829 | 120.1428 | 124.4994 | 128.3438 | 131.6289 | 134.1889 | 136.2711 | 137.9035 | 139.2407 | 140.3457 | 140.9966 | 141.5757 | 142.2196 | 142.8867 | 143.5586
NPgY | GSP | NG FES - System Transformation | EV - cars & vans (GWh) | FERRYBRIDGE B | System Transformation | Dem_BB006 | GWh | NPgY | Ferrybridge B (_M) |  | 15.9995 | 25.0377 | 44.0149 | 64.882 | 88.5294 | 111.7099 | 135.8798 | 160.4588 | 185.3511 | 209.7308 | 232.3806 | 253.1405 | 271.7998 | 287.9884 | 301.5667 | 313.7073 | 324.4674 | 333.9127 | 341.9305 | 348.1336 | 353.1572 | 357.0912 | 360.2812 | 362.8949 | 364.4023 | 365.7225 | 367.1243 | 368.538 | 369.9294
NPgY | GSP | NG FES - System Transformation | EV - cars & vans (GWh) | GRIMSBY WEST | System Transformation | Dem_BB006 | GWh | NPgY | Grimsby West |  | 4.2146 | 7.2014 | 14.1717 | 23.2449 | 35.0849 | 48.4265 | 62.3551 | 76.5441 | 90.9561 | 105.0716 | 118.2331 | 130.3398 | 141.2492 | 150.895 | 159.0071 | 166.2457 | 172.5495 | 178.0394 | 182.6598 | 186.2036 | 189.0598 | 191.2942 | 193.0855 | 194.5389 | 195.3565 | 196.0591 | 196.7608 | 197.4423 | 198.0904
NPgY | GSP | NG FES - System Transformation | EV - cars & vans (GWh) | JORDANTHORPE | System Transformation | Dem_BB006 | GWh | NPgY | Jordanthorpe |  | 2.6547 | 4.3128 | 7.8928 | 12.1166 | 17.225 | 22.583 | 28.1546 | 33.8027 | 39.4993 | 45.0622 | 50.2039 | 54.8901 | 59.0809 | 62.6411 | 65.6066 | 68.2543 | 70.6402 | 72.7505 | 74.558 | 75.9697 | 77.1193 | 78.0209 | 78.7614 | 79.3748 | 79.7381 | 80.0627 | 80.4278 | 80.8084 | 81.1937
NPgY | GSP | NG FES - System Transformation | EV - cars & vans (GWh) | KEADBY | System Transformation | Dem_BB006 | GWh | NPgY | Keadby |  | 7.496 | 12.7596 | 25.0783 | 41.0927 | 61.9674 | 85.4748 | 110.0338 | 135.0733 | 160.5359 | 185.4904 | 208.7918 | 230.2584 | 249.6269 | 266.8539 | 281.365 | 294.3147 | 305.5375 | 315.2893 | 323.4744 | 329.7345 | 334.7715 | 338.7103 | 341.8551 | 344.398 | 345.8154 | 347.0244 | 348.2028 | 349.3284 | 350.3821
NPgY | GSP | NG FES - System Transformation | EV - cars & vans (GWh) | KIRKSTALL B | System Transformation | Dem_BB006 | GWh | NPgY | Kirkstall B |  | 35.2965 | 52.3951 | 85.4944 | 115.7415 | 143.1978 | 162.5587 | 182.7738 | 203.3515 | 224.188 | 244.6863 | 263.7259 | 281.1855 | 296.9085 | 310.3916 | 321.7472 | 331.969 | 341.1671 | 349.2927 | 356.2278 | 361.6173 | 365.9909 | 369.4163 | 372.2069 | 374.5015 | 375.8375 | 377.0159 | 378.2942 | 379.5985 | 380.8947
NPgY | GSP | NG FES - System Transformation | EV - cars & vans (GWh) | NEEPSEND | System Transformation | Dem_BB006 | GWh | NPgY | Neepsend |  | 3.7629 | 6.0292 | 11.0345 | 16.9463 | 24.0932 | 31.6053 | 39.4617 | 47.4811 | 55.647 | 63.6613 | 71.1569 | 78.0751 | 84.3281 | 89.9181 | 94.6381 | 98.855 | 102.4979 | 105.6583 | 108.3052 | 110.3245 | 111.9466 | 113.2146 | 114.223 | 115.0357 | 115.4846 | 115.8647 | 116.226 | 116.5651 | 116.8768
NPgY | GSP | NG FES - System Transformation | EV - cars & vans (GWh) | NORTON LEES | System Transformation | Dem_BB006 | GWh | NPgY | Norton Lees |  | 3.0604 | 5.027 | 9.4091 | 14.7598 | 21.413 | 28.5894 | 36.0741 | 43.689 | 51.4087 | 58.9654 | 65.9947 | 72.4449 | 78.2461 | 83.319 | 87.5757 | 91.376 | 94.7177 | 97.6408 | 100.1133 | 102.0196 | 103.5605 | 104.7667 | 105.7405 | 106.5355 | 106.9896 | 107.3846 | 107.7947 | 108.2029 | 108.6
NPgY | GSP | NG FES - System Transformation | EV - cars & vans (GWh) | PITSMOOR 3/4 | System Transformation | Dem_BB006 | GWh | NPgY | Pitsmoor |  | 1.3169 | 2.1529 | 4.1086 | 6.5633 | 9.6774 | 13.109 | 16.7116 | 20.406 | 24.1923 | 27.9191 | 31.4321 | 34.7009 | 37.6748 | 40.4195 | 42.7543 | 44.8398 | 46.5946 | 48.098 | 49.3385 | 50.2697 | 51.0107 | 51.5885 | 52.0373 | 52.3913 | 52.5757 | 52.724 | 52.8391 | 52.9297 | 52.9969
NPgY | GSP | NG FES - System Transformation | EV - cars & vans (GWh) | SALTEND NORTH | System Transformation | Dem_BB006 | GWh | NPgY | Saltend North |  | 1.2512 | 2.2498 | 4.6517 | 7.941 | 12.3869 | 17.542 | 22.9184 | 28.3886 | 33.9359 | 39.363 | 44.4135 | 49.0494 | 53.2189 | 56.8777 | 59.9472 | 62.6846 | 65.0825 | 67.1765 | 68.9448 | 70.306 | 71.4054 | 72.2659 | 72.9594 | 73.5245 | 73.8461 | 74.1249 | 74.4116 | 74.6952 | 74.9697
NPgY | GSP | NG FES - System Transformation | EV - cars & vans (GWh) | SHEFFIELD CITY | System Transformation | Dem_BB006 | GWh | NPgY | Sheffield City |  | 1.6869 | 2.7264 | 5.289 | 8.5767 | 12.8095 | 17.5498 | 22.5599 | 27.7387 | 33.1039 | 38.4134 | 43.482 | 48.2596 | 52.6519 | 56.8961 | 60.5464 | 63.8083 | 66.4559 | 68.6834 | 70.4804 | 71.7954 | 72.8254 | 73.6255 | 74.2219 | 74.6743 | 74.8827 | 75.0303 | 75.0747 | 75.0518 | 74.9708
NPgY | GSP | NG FES - System Transformation | EV - cars & vans (GWh) | SKELTON GRANGE | System Transformation | Dem_BB006 | GWh | NPgY | Skelton Grange |  | 35.6111 | 55.3103 | 96.728 | 141.8152 | 192.382 | 241.4129 | 292.6492 | 344.8902 | 397.9874 | 450.0961 | 498.7224 | 543.5022 | 583.9131 | 619.6305 | 649.7419 | 676.675 | 700.1861 | 720.6811 | 737.937 | 751.1721 | 761.837 | 770.1785 | 776.8618 | 782.2817 | 785.3263 | 787.9394 | 790.5405 | 793.0594 | 795.4479
NPgY | GSP | NG FES - System Transformation | EV - cars & vans (GWh) | TEMPLEBOROUGH 275/33KV | System Transformation | Dem_BB006 | GWh | NPgY | Templeborough |  | 0.1746 | 0.30268 | 0.58542 | 0.94544 | 1.4087 | 1.9224 | 2.4542 | 2.9905 | 3.5274 | 4.0493 | 4.5273 | 4.9584 | 5.3404 | 5.6514 | 5.907 | 6.1348 | 6.3476 | 6.5388 | 6.7055 | 6.8381 | 6.9472 | 7.0329 | 7.105 | 7.1659 | 7.2035 | 7.2382 | 7.2805 | 7.3265 | 7.3746
NPgY | GSP | NG FES - System Transformation | EV - cars & vans (GWh) | THURCROFT | System Transformation | Dem_BB006 | GWh | NPgY | Thurcroft |  | 4.7473 | 8.23 | 16.2692 | 26.7816 | 40.5536 | 56.1056 | 72.2987 | 88.7418 | 105.3694 | 121.6165 | 136.6826 | 150.4605 | 162.8143 | 173.484 | 182.4002 | 190.353 | 197.4142 | 203.6187 | 208.895 | 212.9864 | 216.3049 | 218.905 | 221.0208 | 222.76 | 223.7706 | 224.6611 | 225.623 | 226.6034 | 227.5774
NPgY | GSP | NG FES - System Transformation | EV - cars & vans (GWh) | WEST MELTON / THORPE MARSH | System Transformation | Dem_BB006 | GWh | NPgY | Thorpe Marsh |  | 12.7139 | 20.8497 | 39.234 | 61.8597 | 90.1567 | 120.873 | 152.9748 | 185.7168 | 219.0245 | 251.6863 | 282.1984 | 310.3233 | 335.7139 | 358.3205 | 377.3791 | 394.3967 | 409.1398 | 421.9478 | 432.6939 | 440.9082 | 447.5153 | 452.6812 | 456.8021 | 460.1316 | 461.9836 | 463.5607 | 465.0892 | 466.5434 | 467.8992
NPgY | GSP | NG FES - System Transformation | EV - cars & vans (GWh) | WEST MELTON SECTION 3 | System Transformation | Dem_BB006 | GWh | NPgY | West Melton |  | 13.9005 | 22.4808 | 41.3874 | 63.9178 | 91.3734 | 120.4338 | 150.7675 | 181.6589 | 213.0152 | 243.7362 | 272.358 | 298.6665 | 322.3635 | 343.214 | 360.7444 | 376.401 | 390.1019 | 402.0599 | 412.1468 | 419.9008 | 426.1579 | 431.054 | 434.9904 | 438.1924 | 440.0052 | 441.5708 | 443.1606 | 444.7209 | 446.2193
NPgY | GSP | NG FES - System Transformation | EV - cars & vans (GWh) | WINCOBANK | System Transformation | Dem_BB006 | GWh | NPgY | Wincobank |  | 0.33621 | 0.58955 | 1.21 | 2.0545 | 3.1901 | 4.5037 | 5.8788 | 7.2842 | 8.7182 | 10.1257 | 11.4454 | 12.6664 | 13.772 | 14.7725 | 15.6188 | 16.3739 | 17.019 | 17.5757 | 18.0393 | 18.3908 | 18.6723 | 18.8921 | 19.0655 | 19.2041 | 19.2792 | 19.3418 | 19.3977 | 19.4479 | 19.4918
NPgN | GSP | NPg Best View | EV - other transport (GWh) | BLYTH 66kV | NPg Best View (Not in FES) | Dem_BB007 | GWh | NPgN | Blyth 66kV |  | 0.6951 | 1.3358 | 2.3654 | 3.8386 | 5.9928 | 8.9953 | 13.0205 | 18.2118 | 24.5765 | 31.9341 | 39.9541 | 48.2757 | 56.4594 | 64.1411 | 71.0743 | 77.1193 | 82.2162 | 86.3725 | 89.6517 | 92.1696 | 94.064 | 95.4675 | 96.5042 | 97.2748 | 97.8576 | 98.3123 | 98.6838 | 99.0045 | 99.2961
NPgN | GSP | NPg Best View | EV - other transport (GWh) | BLYTH 132kV | NPg Best View (Not in FES) | Dem_BB007 | GWh | NPgN | Blyth 132kV |  | 0.23245 | 0.40687 | 0.68082 | 1.0581 | 1.5859 | 2.2964 | 3.2228 | 4.3951 | 5.8123 | 7.4347 | 9.1915 | 11.0085 | 12.7941 | 14.472 | 15.9897 | 17.3164 | 18.4383 | 19.3563 | 20.083 | 20.6427 | 21.0657 | 21.3799 | 21.6116 | 21.7826 | 21.9097 | 22.0064 | 22.083 | 22.1474 | 22.2049
NPgN | GSP | NPg Best View | EV - other transport (GWh) | FOURSTONES | NPg Best View (Not in FES) | Dem_BB007 | GWh | NPgN | Fourstones |  | 0.055761 | 0.089534 | 0.141 | 0.20814 | 0.29576 | 0.40678 | 0.54405 | 0.71113 | 0.90713 | 1.1266 | 1.3608 | 1.6011 | 1.8369 | 2.0591 | 2.261 | 2.4386 | 2.5898 | 2.7145 | 2.8139 | 2.8911 | 2.9499 | 2.9939 | 3.0262 | 3.0496 | 3.0664 | 3.0784 | 3.0871 | 3.0939 | 3.0996
NPgN | GSP | NPg Best View | EV - other transport (GWh) | HARTMOOR | NPg Best View (Not in FES) | Dem_BB007 | GWh | NPgN | Hart Moor |  | 0.12314 | 0.35568 | 0.74828 | 1.3539 | 2.3109 | 3.7196 | 5.6863 | 8.2899 | 11.5418 | 15.3488 | 19.5328 | 23.8922 | 28.1831 | 32.2051 | 35.8256 | 38.972 | 41.6148 | 43.7608 | 45.4467 | 46.7358 | 47.7004 | 48.4125 | 48.9394 | 49.3351 | 49.6408 | 49.8867 | 50.0948 | 50.2796 | 50.4509
NPgN | GSP | NPg Best View | EV - other transport (GWh) | HAWTHORN PIT GRID | NPg Best View (Not in FES) | Dem_BB007 | GWh | NPgN | Hawthorn Pit |  | 0.13974 | 0.40096 | 0.84177 | 1.5213 | 2.5944 | 4.1734 | 6.3771 | 9.2939 | 12.9365 | 17.2005 | 21.8865 | 26.7688 | 31.5744 | 36.0789 | 40.1338 | 43.6577 | 46.6178 | 49.0215 | 50.9098 | 52.3538 | 53.4342 | 54.2319 | 54.8222 | 55.2655 | 55.6078 | 55.8832 | 56.1161 | 56.323 | 56.5146
NPgN | GSP | NPg Best View | EV - other transport (GWh) | KNARESBOROUGH | NPg Best View (Not in FES) | Dem_BB007 | GWh | NPgN | Knaresborough |  | 0.37846 | 0.92505 | 1.8348 | 3.2095 | 5.3381 | 8.4295 | 12.7035 | 18.3273 | 25.3216 | 33.4863 | 42.4431 | 51.7667 | 60.9419 | 69.545 | 77.2938 | 84.0326 | 89.6981 | 94.3028 | 97.9237 | 100.695 | 102.7712 | 104.3052 | 105.44 | 106.2901 | 106.9436 | 107.4659 | 107.9045 | 108.2918 | 108.6492
NPgN | GSP | NPg Best View | EV - other transport (GWh) | LACKENBY | NPg Best View (Not in FES) | Dem_BB007 | GWh | NPgN | Lackenby |  | 0.40924 | 1.1356 | 2.3584 | 4.2368 | 7.1927 | 11.5324 | 17.5794 | 25.5752 | 35.5538 | 47.229 | 60.0561 | 73.4184 | 86.5703 | 98.8988 | 109.9978 | 119.6445 | 127.749 | 134.3311 | 139.5028 | 143.4581 | 146.4182 | 148.604 | 150.2214 | 151.4354 | 152.3721 | 153.125 | 153.7609 | 154.3254 | 154.8478
NPgN | GSP | NPg Best View | EV - other transport (GWh) | NORTON | NPg Best View (Not in FES) | Dem_BB007 | GWh | NPgN | Norton |  | 1.9283 | 4.0617 | 7.5467 | 12.6643 | 20.361 | 31.3126 | 46.2283 | 65.6655 | 89.6751 | 117.5731 | 148.0855 | 179.7991 | 210.9984 | 240.267 | 266.6548 | 289.631 | 308.974 | 324.72 | 337.1215 | 346.6275 | 353.7638 | 359.0433 | 362.9459 | 365.8588 | 368.0809 | 369.8368 | 371.2929 | 372.5655 | 373.7321
NPgN | GSP | NPg Best View | EV - other transport (GWh) | OFFERTON | NPg Best View (Not in FES) | Dem_BB007 | GWh | NPgN | Offerton |  | 0.32972 | 0.51767 | 0.80125 | 1.1642 | 1.6255 | 2.1954 | 2.8834 | 3.7051 | 4.6543 | 5.705 | 6.8169 | 7.9531 | 9.0669 | 10.1177 | 11.0756 | 11.9208 | 12.6432 | 13.2412 | 13.7201 | 14.093 | 14.3789 | 14.593 | 14.7503 | 14.8633 | 14.9425 | 14.997 | 15.0347 | 15.062 | 15.0839
NPgN | GSP | NPg Best View | EV - other transport (GWh) | OSBALDWICK | NPg Best View (Not in FES) | Dem_BB007 | GWh | NPgN | Osbaldwick |  | 1.134 | 2.0017 | 3.3677 | 5.2567 | 7.9125 | 11.5021 | 16.198 | 22.1537 | 29.3664 | 37.6332 | 46.5929 | 55.8627 | 64.9733 | 73.5334 | 81.2738 | 88.0379 | 93.7561 | 98.4328 | 102.1334 | 104.9828 | 107.1347 | 108.7326 | 109.9115 | 110.7818 | 111.4306 | 111.9255 | 112.3193 | 112.6513 | 112.9486
NPgN | GSP | NPg Best View | EV - other transport (GWh) | POPPLETON | NPg Best View (Not in FES) | Dem_BB007 | GWh | NPgN | Poppleton |  | 0.14481 | 0.2808 | 0.49971 | 0.81386 | 1.2747 | 1.9187 | 2.7836 | 3.9004 | 5.2709 | 6.8563 | 8.5851 | 10.3793 | 12.1439 | 13.8001 | 15.2947 | 16.5976 | 17.6959 | 18.5914 | 19.2978 | 19.84 | 20.2479 | 20.55 | 20.7732 | 20.9391 | 21.0648 | 21.163 | 21.2434 | 21.3129 | 21.3761
NPgN | GSP | NPg Best View | EV - other transport (GWh) | SALTHOLME | NPg Best View (Not in FES) | Dem_BB007 | GWh | NPgN | Saltholme |  | 0 | 0 | 0 | 0 | 0 | 0 | 0 | 0 | 0 | 0 | 0 | 0 | 0 | 0 | 0 | 0 | 0 | 0 | 0 | 0 | 0 | 0 | 0 | 0 | 0 | 0 | 0 | 0 | 0
NPgN | GSP | NPg Best View | EV - other transport (GWh) | SOUTH SHIELDS | NPg Best View (Not in FES) | Dem_BB007 | GWh | NPgN | South Shields |  | 1.3107 | 2.0376 | 3.1293 | 4.5137 | 6.2499 | 8.3667 | 10.8887 | 13.8696 | 17.2826 | 21.0352 | 24.9866 | 29.014 | 32.9595 | 36.6858 | 40.0878 | 43.0958 | 45.6724 | 47.8106 | 49.5269 | 50.8664 | 51.8959 | 52.6687 | 53.2356 | 53.6408 | 53.9215 | 54.1102 | 54.2359 | 54.3227 | 54.3893
NPgN | GSP | NPg Best View | EV - other transport (GWh) | SPADEADAM | NPg Best View (Not in FES) | Dem_BB007 | GWh | NPgN | Spadeadam - Not in NG FES |  | 0.003728 | 0.015026 | 0.034432 | 0.065098 | 0.11465 | 0.18866 | 0.29305 | 0.43211 | 0.60655 | 0.81136 | 1.0369 | 1.2721 | 1.5036 | 1.7205 | 1.9157 | 2.0852 | 2.2275 | 2.3429 | 2.4334 | 2.5026 | 2.5543 | 2.5925 | 2.6207 | 2.6419 | 2.6584 | 2.6718 | 2.6832 | 2.6934 | 2.7028
NPgN | GSP | NPg Best View | EV - other transport (GWh) | SPENNYMOOR | NPg Best View (Not in FES) | Dem_BB007 | GWh | NPgN | Spennymoor |  | 0.54957 | 1.2902 | 2.5176 | 4.36 | 7.1945 | 11.2924 | 16.9397 | 24.3551 | 33.5642 | 44.3038 | 56.0778 | 68.3299 | 80.3864 | 91.6922 | 101.8775 | 110.7375 | 118.1884 | 124.2463 | 129.0115 | 132.6598 | 135.3942 | 137.4151 | 138.9097 | 140.0286 | 140.8874 | 141.5721 | 142.1454 | 142.6508 | 143.1165
NPgN | GSP | NPg Best View | EV - other transport (GWh) | STELLA NORTH | NPg Best View (Not in FES) | Dem_BB007 | GWh | NPgN | Stella North |  | 2.1258 | 3.4517 | 5.4815 | 8.1521 | 11.6778 | 16.1926 | 21.8295 | 28.7414 | 36.8975 | 46.072 | 55.8895 | 65.9804 | 75.8843 | 85.2105 | 93.6792 | 101.1181 | 107.4433 | 112.6501 | 116.797 | 120.0093 | 122.455 | 124.28 | 125.6229 | 126.5998 | 127.3049 | 127.815 | 128.1942 | 128.493 | 128.7484
NPgN | GSP | NPg Best View | EV - other transport (GWh) | STELLA SOUTH | NPg Best View (Not in FES) | Dem_BB007 | GWh | NPgN | Stella South |  | 0.93995 | 1.9766 | 3.6696 | 6.1547 | 9.8906 | 15.2048 | 22.4409 | 31.8692 | 43.5141 | 57.044 | 71.8411 | 87.2205 | 102.3503 | 116.5439 | 129.3408 | 140.4833 | 149.8641 | 157.5007 | 163.5153 | 168.1258 | 171.5871 | 174.1478 | 176.0407 | 177.4534 | 178.531 | 179.3824 | 180.0882 | 180.705 | 181.2704
NPgN | GSP | NPg Best View | EV - other transport (GWh) | TYNEMOUTH | NPg Best View (Not in FES) | Dem_BB007 | GWh | NPgN | Tynemouth 1 |  | 0.32212 | 0.67632 | 1.2546 | 2.1032 | 3.3783 | 5.1917 | 7.6603 | 10.8763 | 14.8481 | 19.4624 | 24.5087 | 29.7534 | 34.913 | 39.7534 | 44.1175 | 47.9175 | 51.1168 | 53.7212 | 55.7726 | 57.345 | 58.5256 | 59.399 | 60.0446 | 60.5265 | 60.8939 | 61.1842 | 61.4249 | 61.6351 | 61.8278
NPgN | GSP | NPg Best View | EV - other transport (GWh) | WEST BOLDON | NPg Best View (Not in FES) | Dem_BB007 | GWh | NPgN | West Boldon |  | 2.0907 | 3.667 | 6.1443 | 9.5595 | 14.3433 | 20.7899 | 29.2022 | 39.8532 | 52.7356 | 67.4871 | 83.4653 | 99.9914 | 116.2327 | 131.4942 | 145.297 | 157.362 | 167.5641 | 175.9106 | 182.5173 | 187.6056 | 191.45 | 194.3054 | 196.4117 | 197.9656 | 199.1221 | 200.0022 | 200.7006 | 201.2876 | 201.8123
NPgY | GSP | NPg Best View | EV - other transport (GWh) | BRADFORD WEST | NPg Best View (Not in FES) | Dem_BB007 | GWh | NPgY | Bradford West |  | 2.6054 | 4.5872 | 7.7052 | 12.0114 | 18.057 | 26.2186 | 36.8847 | 50.4035 | 66.7672 | 85.5155 | 105.8303 | 126.8458 | 147.4998 | 166.9066 | 184.4564 | 199.7943 | 212.7618 | 223.3687 | 231.763 | 238.227 | 243.1096 | 246.7355 | 249.4104 | 251.3846 | 252.8554 | 253.9763 | 254.8673 | 255.6175 | 256.2889
NPgY | GSP | NPg Best View | EV - other transport (GWh) | CAMBLESFORTH | NPg Best View (Not in FES) | Dem_BB007 | GWh | NPgY | Camblesforth |  | 0.096858 | 0.39037 | 0.8945 | 1.6912 | 2.9785 | 4.9013 | 7.6131 | 11.2257 | 15.7575 | 21.0782 | 26.9369 | 33.0467 | 39.0617 | 44.6981 | 49.7687 | 54.172 | 57.8676 | 60.8654 | 63.2182 | 65.0155 | 66.3586 | 67.3494 | 68.0828 | 68.635 | 69.0634 | 69.4105 | 69.7063 | 69.9708 | 70.2166
NPgY | GSP | NPg Best View | EV - other transport (GWh) | CREYKE BECK | NPg Best View (Not in FES) | Dem_BB007 | GWh | NPgY | Creyke Beck |  | 1.9253 | 3.8796 | 7.0486 | 11.6492 | 18.4841 | 28.1235 | 41.1642 | 58.0837 | 78.9179 | 103.0745 | 129.4576 | 156.8601 | 183.8141 | 209.1061 | 231.9192 | 251.794 | 268.5367 | 282.1758 | 292.9259 | 301.1718 | 307.3679 | 311.9546 | 315.344 | 317.8696 | 319.7892 | 321.2981 | 322.5418 | 323.6232 | 324.6114
NPgY | GSP | NPg Best View | EV - other transport (GWh) | DRAX | NPg Best View (Not in FES) | Dem_BB007 | GWh | NPgY | Drax |  | 0.24203 | 0.71922 | 1.5265 | 2.7752 | 4.7534 | 7.6707 | 11.7483 | 17.1507 | 23.9017 | 31.8078 | 40.4991 | 49.5557 | 58.4701 | 66.8257 | 74.3465 | 80.8818 | 86.3708 | 90.8273 | 94.3278 | 97.0042 | 99.0064 | 100.4844 | 101.5783 | 102.3999 | 103.0349 | 103.5462 | 103.9792 | 104.3643 | 104.7211
NPgY | GSP | NPg Best View | EV - other transport (GWh) | ELLAND | NPg Best View (Not in FES) | Dem_BB007 | GWh | NPgY | Elland |  | 6.3072 | 10.2133 | 16.1869 | 24.0301 | 34.3565 | 47.5474 | 63.9795 | 84.0945 | 107.7981 | 134.4347 | 162.9184 | 192.1853 | 220.9072 | 247.9573 | 272.5259 | 294.1128 | 312.4738 | 327.5936 | 339.6394 | 348.9737 | 356.0834 | 361.39 | 365.2944 | 368.1325 | 370.1772 | 371.6519 | 372.7439 | 373.6007 | 374.3306
NPgY | GSP | NPg Best View | EV - other transport (GWh) | FERRYBRIDGE A | NPg Best View (Not in FES) | Dem_BB007 | GWh | NPgY | Ferrybridge A |  | 0.32788 | 1.0734 | 2.3418 | 4.3203 | 7.4788 | 12.1603 | 18.7273 | 27.4468 | 38.3599 | 51.1532 | 65.2263 | 79.8956 | 94.3357 | 107.869 | 120.0478 | 130.6278 | 139.5114 | 146.7214 | 152.3829 | 156.71 | 159.9456 | 162.3335 | 164.101 | 165.4297 | 166.4582 | 167.2886 | 167.9935 | 168.6217 | 169.2045
NPgY | GSP | NPg Best View | EV - other transport (GWh) | FERRYBRIDGE B | NPg Best View (Not in FES) | Dem_BB007 | GWh | NPgY | Ferrybridge B (_M) |  | 1.1204 | 3.0475 | 6.2864 | 11.2505 | 19.0453 | 30.4725 | 46.379 | 67.3981 | 93.6174 | 124.2856 | 157.973 | 193.0624 | 227.5984 | 259.9736 | 289.1219 | 314.4581 | 335.7457 | 353.0361 | 366.6232 | 377.0154 | 384.7941 | 390.5383 | 394.7886 | 397.978 | 400.4379 | 402.4134 | 404.0808 | 405.5599 | 406.9283
NPgY | GSP | NPg Best View | EV - other transport (GWh) | GRIMSBY WEST | NPg Best View (Not in FES) | Dem_BB007 | GWh | NPgY | Grimsby West |  | 0.66634 | 2.0348 | 4.3539 | 7.9503 | 13.6612 | 22.0958 | 33.8985 | 49.5459 | 69.1091 | 92.0267 | 117.2253 | 143.4855 | 169.3342 | 193.5616 | 215.3673 | 234.3138 | 250.2256 | 263.143 | 273.2885 | 281.0444 | 286.8459 | 291.1282 | 294.2975 | 296.6788 | 298.5199 | 300.0039 | 301.2613 | 302.3803 | 303.4176
NPgY | GSP | NPg Best View | EV - other transport (GWh) | JORDANTHORPE | NPg Best View (Not in FES) | Dem_BB007 | GWh | NPgY | Jordanthorpe |  | 0.0026 | 0.01048 | 0.024014 | 0.045401 | 0.079959 | 0.13158 | 0.20438 | 0.30136 | 0.42302 | 0.56586 | 0.72314 | 0.88716 | 1.0486 | 1.1999 | 1.3361 | 1.4543 | 1.5535 | 1.634 | 1.6971 | 1.7454 | 1.7814 | 1.808 | 1.8277 | 1.8425 | 1.8541 | 1.8634 | 1.8713 | 1.8784 | 1.885
NPgY | GSP | NPg Best View | EV - other transport (GWh) | KEADBY | NPg Best View (Not in FES) | Dem_BB007 | GWh | NPgY | Keadby |  | 0.83355 | 2.1353 | 4.3119 | 7.6231 | 12.7844 | 20.314 | 30.7585 | 44.5296 | 61.6813 | 81.7227 | 103.7224 | 126.63 | 149.1747 | 170.3113 | 189.3452 | 205.8941 | 219.803 | 231.104 | 239.9877 | 246.7847 | 251.8748 | 255.6346 | 258.4162 | 260.5017 | 262.1075 | 263.3939 | 264.4767 | 265.4352 | 266.3207
NPgY | GSP | NPg Best View | EV - other transport (GWh) | KIRKSTALL B | NPg Best View (Not in FES) | Dem_BB007 | GWh | NPgY | Kirkstall B |  | 2.1881 | 3.7634 | 6.2247 | 9.5833 | 14.2301 | 20.4284 | 28.4482 | 38.5418 | 50.6951 | 64.5673 | 79.5609 | 95.0516 | 110.2718 | 124.5792 | 137.5281 | 148.8565 | 158.4453 | 166.2985 | 172.5216 | 177.3195 | 180.9495 | 183.6478 | 185.6375 | 187.1016 | 188.1853 | 189.0029 | 189.6448 | 190.179 | 190.6534
NPgY | GSP | NPg Best View | EV - other transport (GWh) | NEEPSEND | NPg Best View (Not in FES) | Dem_BB007 | GWh | NPgY | Neepsend |  | 0.06728 | 0.16542 | 0.32886 | 0.57605 | 0.95914 | 1.5158 | 2.2858 | 3.2993 | 4.56 | 6.0318 | 7.6466 | 9.3275 | 10.9818 | 12.5328 | 13.9298 | 15.1447 | 16.166 | 16.9961 | 17.6488 | 18.1483 | 18.5225 | 18.799 | 19.0035 | 19.1568 | 19.2746 | 19.3688 | 19.4479 | 19.5178 | 19.5823
NPgY | GSP | NPg Best View | EV - other transport (GWh) | NORTON LEES | NPg Best View (Not in FES) | Dem_BB007 | GWh | NPgY | Norton Lees |  | 0.883 | 1.3219 | 1.9675 | 2.7529 | 3.6768 | 4.7282 | 5.8917 | 7.1804 | 8.5721 | 10.0305 | 11.5119 | 12.9924 | 14.4365 | 15.8098 | 17.0796 | 18.2193 | 19.2117 | 20.0499 | 20.7341 | 21.2763 | 21.7012 | 22.0237 | 22.2589 | 22.4212 | 22.5239 | 22.5803 | 22.6042 | 22.608 | 22.6017
NPgY | GSP | NPg Best View | EV - other transport (GWh) | PITSMOOR 3/4 | NPg Best View (Not in FES) | Dem_BB007 | GWh | NPgY | Pitsmoor |  | 0.017941 | 0.07231 | 0.16569 | 0.31326 | 0.55172 | 0.90789 | 1.4102 | 2.0794 | 2.9188 | 3.9044 | 4.9896 | 6.1214 | 7.2356 | 8.2796 | 9.2189 | 10.0345 | 10.7191 | 11.2744 | 11.7102 | 12.0431 | 12.2919 | 12.4755 | 12.6113 | 12.7136 | 12.793 | 12.8573 | 12.912 | 12.961 | 13.0066
NPgY | GSP | NPg Best View | EV - other transport (GWh) | SALTEND NORTH | NPg Best View (Not in FES) | Dem_BB007 | GWh | NPgY | Saltend North |  | 0.23339 | 0.62748 | 1.2892 | 2.302 | 3.8903 | 6.2167 | 9.4529 | 13.7276 | 19.0583 | 25.2925 | 32.1396 | 39.2713 | 46.2903 | 52.8704 | 58.7948 | 63.9447 | 68.2718 | 71.7867 | 74.5489 | 76.6618 | 78.2434 | 79.4114 | 80.2756 | 80.924 | 81.424 | 81.8253 | 82.1638 | 82.4641 | 82.7418
NPgY | GSP | NPg Best View | EV - other transport (GWh) | SHEFFIELD CITY | NPg Best View (Not in FES) | Dem_BB007 | GWh | NPgY | Sheffield City |  | 0.038483 | 0.1551 | 0.3554 | 0.67193 | 1.1834 | 1.9474 | 3.0248 | 4.4602 | 6.2607 | 8.3747 | 10.7024 | 13.13 | 15.5198 | 17.7592 | 19.7739 | 21.5234 | 22.9917 | 24.1828 | 25.1176 | 25.8317 | 26.3653 | 26.7589 | 27.0504 | 27.2697 | 27.44 | 27.5779 | 27.6954 | 27.8005 | 27.8981
NPgY | GSP | NPg Best View | EV - other transport (GWh) | SKELTON GRANGE | NPg Best View (Not in FES) | Dem_BB007 | GWh | NPgY | Skelton Grange |  | 1.8061 | 4.7535 | 9.6939 | 17.2358 | 29.0324 | 46.2821 | 70.2492 | 101.8829 | 141.3111 | 187.4048 | 238.0185 | 290.7293 | 342.607 | 391.2417 | 435.0337 | 473.1038 | 505.0957 | 531.0851 | 551.5118 | 567.138 | 578.8373 | 587.478 | 593.871 | 598.6662 | 602.3613 | 605.3249 | 607.8228 | 610.036 | 612.0822
NPgY | GSP | NPg Best View | EV - other transport (GWh) | TEMPLEBOROUGH 275/33KV | NPg Best View (Not in FES) | Dem_BB007 | GWh | NPgY | Templeborough |  | 0.010401 | 0.041919 | 0.096054 | 0.1816 | 0.31983 | 0.52631 | 0.81751 | 1.2054 | 1.6921 | 2.2634 | 2.8925 | 3.5486 | 4.1945 | 4.7998 | 5.3443 | 5.8171 | 6.214 | 6.5359 | 6.7885 | 6.9815 | 7.1258 | 7.2321 | 7.3109 | 7.3702 | 7.4162 | 7.4535 | 7.4852 | 7.5136 | 7.54
NPgY | GSP | NPg Best View | EV - other transport (GWh) | THURCROFT | NPg Best View (Not in FES) | Dem_BB007 | GWh | NPgY | Thurcroft |  | 0.52256 | 1.5042 | 3.1611 | 5.7162 | 9.752 | 15.6918 | 23.9829 | 34.958 | 48.6649 | 64.7107 | 82.3453 | 100.7187 | 118.8033 | 135.7549 | 151.0143 | 164.2753 | 175.4146 | 184.4598 | 191.5657 | 196.9992 | 201.0648 | 204.0665 | 206.2877 | 207.9556 | 209.2437 | 210.2802 | 211.1568 | 211.9358 | 212.6572
NPgY | GSP | NPg Best View | EV - other transport (GWh) | WEST MELTON / THORPE MARSH | NPg Best View (Not in FES) | Dem_BB007 | GWh | NPgY | Thorpe Marsh |  | 0.96445 | 3.0126 | 6.4883 | 11.889 | 20.4807 | 33.1857 | 50.979 | 74.5809 | 104.0999 | 138.6888 | 176.7264 | 216.3696 | 255.3923 | 291.9664 | 324.883 | 353.4817 | 377.4981 | 396.9931 | 412.3035 | 424.007 | 432.7603 | 439.2211 | 444.0028 | 447.5962 | 450.3757 | 452.6173 | 454.5178 | 456.21 | 457.7791
NPgY | GSP | NPg Best View | EV - other transport (GWh) | WEST MELTON SECTION 3 | NPg Best View (Not in FES) | Dem_BB007 | GWh | NPgY | West Melton |  | 1.8115 | 3.5715 | 6.4142 | 10.5147 | 16.5649 | 25.0542 | 36.4943 | 51.2993 | 69.4961 | 90.5678 | 113.5626 | 137.4358 | 160.9163 | 182.9521 | 202.8334 | 220.1598 | 234.7613 | 246.6613 | 256.0446 | 263.2451 | 268.6588 | 272.6676 | 275.6295 | 277.8342 | 279.5064 | 280.8167 | 281.8928 | 282.8255 | 283.6761
NPgY | GSP | NPg Best View | EV - other transport (GWh) | WINCOBANK | NPg Best View (Not in FES) | Dem_BB007 | GWh | NPgY | Wincobank |  | 0.030552 | 0.12314 | 0.28216 | 0.53346 | 0.93952 | 1.546 | 2.4014 | 3.541 | 4.9705 | 6.6488 | 8.4969 | 10.4241 | 12.3215 | 14.0994 | 15.6989 | 17.0878 | 18.2535 | 19.1992 | 19.9413 | 20.5082 | 20.9319 | 21.2444 | 21.4758 | 21.65 | 21.7851 | 21.8946 | 21.9879 | 22.0713 | 22.1488
NPgN | GSP | NG FES - Consumer Transformation | EV - other transport (GWh) | BLYTH 66kV | Consumer Transformation | Dem_BB007 | GWh | NPgN | Blyth 66kV |  | 0.6951 | 1.1185 | 1.8466 | 2.8849 | 4.3613 | 6.4075 | 9.1546 | 12.71 | 17.1046 | 22.3007 | 28.2697 | 34.9986 | 42.4242 | 50.3372 | 58.3821 | 66.1636 | 73.3568 | 79.7489 | 85.2305 | 89.7743 | 93.4084 | 96.2094 | 98.2943 | 99.8076 | 100.8987 | 101.698 | 102.3052 | 102.7899 | 103.1983
NPgN | GSP | NG FES - Consumer Transformation | EV - other transport (GWh) | BLYTH 132kV | Consumer Transformation | Dem_BB007 | GWh | NPgN | Blyth 132kV |  | 0.23245 | 0.34916 | 0.54755 | 0.82136 | 1.1966 | 1.6987 | 2.3524 | 3.1799 | 4.1863 | 5.3629 | 6.702 | 8.199 | 9.8368 | 11.5685 | 13.3187 | 15.0052 | 16.5613 | 17.9437 | 19.1306 | 20.1168 | 20.9086 | 21.5224 | 21.9828 | 22.3198 | 22.5646 | 22.7446 | 22.8808 | 22.9881 | 23.0769
NPgN | GSP | NG FES - Consumer Transformation | EV - other transport (GWh) | FOURSTONES | Consumer Transformation | Dem_BB007 | GWh | NPgN | Fourstones |  | 0.055761 | 0.078717 | 0.11718 | 0.168 | 0.234 | 0.31757 | 0.42078 | 0.54609 | 0.69374 | 0.86241 | 1.0506 | 1.2572 | 1.479 | 1.7093 | 1.9388 | 2.158 | 2.3593 | 2.5381 | 2.692 | 2.8206 | 2.9248 | 3.0067 | 3.0692 | 3.1158 | 3.1502 | 3.1757 | 3.1948 | 3.2095 | 3.2211
NPgN | GSP | NG FES - Consumer Transformation | EV - other transport (GWh) | HARTMOOR | Consumer Transformation | Dem_BB007 | GWh | NPgN | Hart Moor |  | 0.12314 | 0.27254 | 0.53627 | 0.93944 | 1.5551 | 2.4617 | 3.7397 | 5.4493 | 7.6114 | 10.2078 | 13.2277 | 16.6698 | 20.5106 | 24.6439 | 28.8772 | 32.991 | 36.8024 | 40.1905 | 43.092 | 45.49 | 47.3986 | 48.8593 | 49.9362 | 50.7092 | 51.261 | 51.6634 | 51.9708 | 52.2202 | 52.4354
NPgN | GSP | NG FES - Consumer Transformation | EV - other transport (GWh) | HAWTHORN PIT GRID | Consumer Transformation | Dem_BB007 | GWh | NPgN | Hawthorn Pit |  | 0.13974 | 0.30761 | 0.60387 | 1.0565 | 1.7472 | 2.7638 | 4.1963 | 6.1121 | 8.5347 | 11.4435 | 14.8265 | 18.6821 | 22.984 | 27.6132 | 32.3542 | 36.9611 | 41.2295 | 45.0236 | 48.2729 | 50.9584 | 53.096 | 54.7319 | 55.9381 | 56.804 | 57.4221 | 57.873 | 58.2173 | 58.4967 | 58.7377
NPgN | GSP | NG FES - Consumer Transformation | EV - other transport (GWh) | KNARESBOROUGH | Consumer Transformation | Dem_BB007 | GWh | NPgN | Knaresborough |  | 0.37846 | 0.73259 | 1.3529 | 2.2824 | 3.6744 | 5.6924 | 8.5026 | 12.232 | 16.9232 | 22.5362 | 29.0461 | 36.4474 | 44.6854 | 53.5311 | 62.576 | 71.3564 | 79.4875 | 86.7147 | 92.9059 | 98.0262 | 102.1059 | 105.2331 | 107.5436 | 109.2063 | 110.3959 | 111.2644 | 111.9269 | 112.4625 | 112.9222
NPgN | GSP | NG FES - Consumer Transformation | EV - other transport (GWh) | LACKENBY | Consumer Transformation | Dem_BB007 | GWh | NPgN | Lackenby |  | 0.40924 | 0.87674 | 1.7007 | 2.955 | 4.8629 | 7.6636 | 11.6022 | 16.8626 | 23.5085 | 31.4835 | 40.7542 | 51.3157 | 63.095 | 75.7659 | 88.7392 | 101.3437 | 113.0208 | 123.4006 | 132.2902 | 139.6382 | 145.4878 | 149.9659 | 153.2688 | 155.6408 | 157.3348 | 158.5705 | 159.5141 | 160.2792 | 160.9387
NPgN | GSP | NG FES - Consumer Transformation | EV - other transport (GWh) | NORTON | Consumer Transformation | Dem_BB007 | GWh | NPgN | Norton |  | 1.9283 | 3.3255 | 5.7484 | 9.2843 | 14.439 | 21.7426 | 31.7302 | 44.8223 | 61.1515 | 80.578 | 103.0057 | 128.4016 | 156.5536 | 186.6738 | 217.3894 | 247.1563 | 274.6987 | 299.177 | 320.1566 | 337.5259 | 351.39 | 362.0446 | 369.9444 | 375.6525 | 379.7515 | 382.7488 | 385.0308 | 386.8648 | 388.425
NPgN | GSP | NG FES - Consumer Transformation | EV - other transport (GWh) | OFFERTON | Consumer Transformation | Dem_BB007 | GWh | NPgN | Offerton |  | 0.32972 | 0.45811 | 0.67222 | 0.9511 | 1.3064 | 1.7469 | 2.279 | 2.9134 | 3.6498 | 4.4817 | 5.401 | 6.4005 | 7.4623 | 8.5544 | 9.6344 | 10.6605 | 11.6005 | 12.4348 | 13.1541 | 13.7573 | 14.2487 | 14.6377 | 14.9373 | 15.1631 | 15.3313 | 15.4563 | 15.5497 | 15.6202 | 15.6748
NPgN | GSP | NG FES - Consumer Transformation | EV - other transport (GWh) | OSBALDWICK | Consumer Transformation | Dem_BB007 | GWh | NPgN | Osbaldwick |  | 1.134 | 1.7139 | 2.7006 | 4.0673 | 5.9475 | 8.4735 | 11.7743 | 15.963 | 21.0674 | 27.0431 | 33.8519 | 41.4713 | 49.8166 | 58.6489 | 67.5823 | 76.1948 | 84.1431 | 91.2045 | 97.2661 | 102.3013 | 106.3421 | 109.4723 | 111.8176 | 113.5328 | 114.7776 | 115.6923 | 116.3847 | 116.9314 | 117.3845
NPgN | GSP | NG FES - Consumer Transformation | EV - other transport (GWh) | POPPLETON | Consumer Transformation | Dem_BB007 | GWh | NPgN | Poppleton |  | 0.14481 | 0.2346 | 0.38912 | 0.61002 | 0.92504 | 1.3627 | 1.9517 | 2.715 | 3.6596 | 4.7773 | 6.062 | 7.5111 | 9.1111 | 10.8169 | 12.5518 | 14.2304 | 15.7822 | 17.1612 | 18.3437 | 19.3237 | 20.1074 | 20.7112 | 21.1604 | 21.4862 | 21.721 | 21.893 | 22.0237 | 22.1282 | 22.2162
NPgN | GSP | NG FES - Consumer Transformation | EV - other transport (GWh) | SALTHOLME | Consumer Transformation | Dem_BB007 | GWh | NPgN | Saltholme |  | 0 | 0 | 0 | 0 | 0 | 0 | 0 | 0 | 0 | 0 | 0 | 0 | 0 | 0 | 0 | 0 | 0 | 0 | 0 | 0 | 0 | 0 | 0 | 0 | 0 | 0 | 0 | 0 | 0
NPgN | GSP | NG FES - Consumer Transformation | EV - other transport (GWh) | SOUTH SHIELDS | Consumer Transformation | Dem_BB007 | GWh | NPgN | South Shields |  | 1.3107 | 1.8084 | 2.6367 | 3.7081 | 5.0606 | 6.7191 | 8.7002 | 11.039 | 13.7319 | 16.7547 | 20.076 | 23.6679 | 27.4606 | 31.3386 | 35.1557 | 38.7709 | 42.0774 | 45.0113 | 47.5435 | 49.671 | 51.4101 | 52.7927 | 53.8636 | 54.6758 | 55.2837 | 55.7364 | 56.0736 | 56.3264 | 56.5189
NPgN | GSP | NG FES - Consumer Transformation | EV - other transport (GWh) | SPADEADAM | Consumer Transformation | Dem_BB007 | GWh | NPgN | Spadeadam - Not in NG FES |  | 0.003728 | 0.010912 | 0.023716 | 0.043765 | 0.07507 | 0.12198 | 0.18898 | 0.27936 | 0.39431 | 0.53287 | 0.69449 | 0.87918 | 1.0858 | 1.3086 | 1.5373 | 1.7596 | 1.9658 | 2.149 | 2.3059 | 2.4355 | 2.5385 | 2.6173 | 2.6752 | 2.7166 | 2.7462 | 2.7677 | 2.7841 | 2.7975 | 2.8092
NPgN | GSP | NG FES - Consumer Transformation | EV - other transport (GWh) | SPENNYMOOR | Consumer Transformation | Dem_BB007 | GWh | NPgN | Spennymoor |  | 0.54957 | 1.0306 | 1.8712 | 3.1232 | 4.9867 | 7.6744 | 11.4023 | 16.3363 | 22.5313 | 29.9346 | 38.5125 | 48.2567 | 59.0929 | 70.7198 | 82.6017 | 94.132 | 104.8077 | 114.2966 | 122.426 | 129.1507 | 134.5109 | 138.6217 | 141.6613 | 143.8506 | 145.4181 | 146.5629 | 147.4359 | 148.1407 | 148.7445
NPgN | GSP | NG FES - Consumer Transformation | EV - other transport (GWh) | STELLA NORTH | Consumer Transformation | Dem_BB007 | GWh | NPgN | Stella North |  | 2.1258 | 3.0249 | 4.5345 | 6.5427 | 9.173 | 12.5342 | 16.7234 | 21.8487 | 27.9231 | 34.893 | 42.7007 | 51.3018 | 60.5684 | 70.2275 | 79.8823 | 89.1199 | 97.6123 | 105.1532 | 111.6414 | 117.0572 | 121.438 | 124.8702 | 127.4799 | 129.4199 | 130.8482 | 131.9041 | 132.6975 | 133.3093 | 133.7978
NPgN | GSP | NG FES - Consumer Transformation | EV - other transport (GWh) | STELLA SOUTH | Consumer Transformation | Dem_BB007 | GWh | NPgN | Stella South |  | 0.93995 | 1.619 | 2.7963 | 4.5139 | 7.0167 | 10.5619 | 15.4085 | 21.7606 | 29.6821 | 39.1054 | 49.9837 | 62.3009 | 75.954 | 90.5609 | 105.4558 | 119.8904 | 133.246 | 145.1158 | 155.2891 | 163.7119 | 170.4351 | 175.6021 | 179.4333 | 182.2019 | 184.19 | 185.6439 | 186.7508 | 187.6402 | 188.3968
NPgN | GSP | NG FES - Consumer Transformation | EV - other transport (GWh) | TYNEMOUTH | Consumer Transformation | Dem_BB007 | GWh | NPgN | Tynemouth 1 |  | 0.32212 | 0.55415 | 0.95641 | 1.5431 | 2.3976 | 3.6077 | 5.2616 | 7.4288 | 10.1311 | 13.3455 | 17.056 | 21.257 | 25.9133 | 30.8947 | 35.9741 | 40.8964 | 45.4507 | 49.4983 | 52.9675 | 55.8397 | 58.1325 | 59.8946 | 61.2012 | 62.1455 | 62.8236 | 63.3195 | 63.6971 | 64.0004 | 64.2584
NPgN | GSP | NG FES - Consumer Transformation | EV - other transport (GWh) | WEST BOLDON | Consumer Transformation | Dem_BB007 | GWh | NPgN | West Boldon |  | 2.0907 | 3.1451 | 4.938 | 7.4147 | 10.8118 | 15.3626 | 21.2932 | 28.8046 | 37.9447 | 48.6341 | 60.8034 | 74.411 | 89.3029 | 105.0527 | 120.9736 | 136.3173 | 150.475 | 163.0528 | 173.8509 | 182.8225 | 190.0251 | 195.6075 | 199.7931 | 202.8565 | 205.0815 | 206.7168 | 207.9543 | 208.9303 | 209.7376
NPgY | GSP | NG FES - Consumer Transformation | EV - other transport (GWh) | BRADFORD WEST | Consumer Transformation | Dem_BB007 | GWh | NPgY | Bradford West |  | 2.6054 | 3.9304 | 6.1844 | 9.3028 | 13.5879 | 19.3384 | 26.8447 | 36.3627 | 47.9548 | 61.5203 | 76.9718 | 94.2576 | 113.184 | 133.2096 | 153.4596 | 172.9795 | 190.9927 | 206.9959 | 220.7339 | 232.1465 | 241.3068 | 248.4041 | 253.7233 | 257.6145 | 260.4396 | 262.5156 | 264.0869 | 265.327 | 266.3539
NPgY | GSP | NG FES - Consumer Transformation | EV - other transport (GWh) | CAMBLESFORTH | Consumer Transformation | Dem_BB007 | GWh | NPgY | Camblesforth |  | 0.096858 | 0.28349 | 0.61613 | 1.137 | 1.9502 | 3.1689 | 4.9094 | 7.2575 | 10.2438 | 13.8433 | 18.0422 | 22.8403 | 28.2079 | 33.9971 | 39.9362 | 45.7135 | 51.069 | 55.8299 | 59.9058 | 63.2722 | 65.9488 | 67.9938 | 69.4983 | 70.5756 | 71.3427 | 71.9016 | 72.3291 | 72.6772 | 72.9793
NPgY | GSP | NG FES - Consumer Transformation | EV - other transport (GWh) | CREYKE BECK | Consumer Transformation | Dem_BB007 | GWh | NPgY | Creyke Beck |  | 1.9253 | 3.2105 | 5.4305 | 8.6372 | 13.2608 | 19.7493 | 28.5525 | 40.0293 | 54.2892 | 71.2101 | 90.704 | 112.7367 | 137.1146 | 163.1532 | 189.673 | 215.3533 | 239.105 | 260.2132 | 278.3088 | 293.2979 | 305.272 | 314.4854 | 321.3278 | 326.2811 | 329.8441 | 332.4515 | 334.4349 | 336.0244 | 337.3711
NPgY | GSP | NG FES - Consumer Transformation | EV - other transport (GWh) | DRAX | Consumer Transformation | Dem_BB007 | GWh | NPgY | Drax |  | 0.24203 | 0.54826 | 1.0894 | 1.919 | 3.1889 | 5.0629 | 7.7087 | 11.2516 | 15.7354 | 21.1222 | 27.3899 | 34.536 | 42.5124 | 51.0986 | 59.8942 | 68.4426 | 76.3633 | 83.4042 | 89.4336 | 94.4165 | 98.3819 | 101.416 | 103.6523 | 105.2571 | 106.4024 | 107.2375 | 107.8754 | 108.3934 | 108.8406
NPgY | GSP | NG FES - Consumer Transformation | EV - other transport (GWh) | ELLAND | Consumer Transformation | Dem_BB007 | GWh | NPgY | Elland |  | 6.3072 | 8.9575 | 13.4049 | 19.3121 | 27.0337 | 36.8795 | 49.1243 | 64.0791 | 81.7791 | 102.0677 | 124.7754 | 149.7701 | 176.6747 | 204.696 | 232.6869 | 259.4566 | 284.0618 | 305.9095 | 324.7095 | 340.4064 | 353.1092 | 363.0676 | 370.6454 | 376.2838 | 380.4377 | 383.5099 | 385.8173 | 387.5943 | 389.0104
NPgY | GSP | NG FES - Consumer Transformation | EV - other transport (GWh) | FERRYBRIDGE A | Consumer Transformation | Dem_BB007 | GWh | NPgY | Ferrybridge A |  | 0.32788 | 0.80462 | 1.6498 | 2.956 | 4.971 | 7.9624 | 12.205 | 17.9029 | 25.1284 | 33.8201 | 43.9436 | 55.4965 | 68.4031 | 82.3073 | 96.5591 | 110.4152 | 123.2562 | 134.6712 | 144.4453 | 152.5209 | 158.9452 | 163.8579 | 167.4761 | 170.0703 | 171.92 | 173.2683 | 174.2988 | 175.1366 | 175.8612
NPgY | GSP | NG FES - Consumer Transformation | EV - other transport (GWh) | FERRYBRIDGE B | Consumer Transformation | Dem_BB007 | GWh | NPgY | Ferrybridge B (_M) |  | 1.1204 | 2.3618 | 4.5478 | 7.8685 | 12.9085 | 20.2947 | 30.6679 | 44.5108 | 61.9895 | 82.9557 | 107.3209 | 135.0713 | 166.013 | 199.2892 | 233.3537 | 266.4459 | 297.1018 | 324.3517 | 347.6901 | 366.9826 | 382.3429 | 394.1035 | 402.7799 | 409.0126 | 413.4648 | 416.7127 | 419.1926 | 421.2029 | 422.9344
NPgY | GSP | NG FES - Consumer Transformation | EV - other transport (GWh) | GRIMSBY WEST | Consumer Transformation | Dem_BB007 | GWh | NPgY | Grimsby West |  | 0.66634 | 1.5436 | 3.0955 | 5.4801 | 9.1392 | 14.5488 | 22.1967 | 32.4472 | 45.4279 | 61.0288 | 79.1868 | 99.8954 | 123.0163 | 147.911 | 173.4176 | 198.2098 | 221.183 | 241.6044 | 259.0917 | 273.5425 | 285.0413 | 293.8379 | 300.3202 | 304.9705 | 308.2884 | 310.7074 | 312.5556 | 314.0569 | 315.3536
NPgY | GSP | NG FES - Consumer Transformation | EV - other transport (GWh) | JORDANTHORPE | Consumer Transformation | Dem_BB007 | GWh | NPgY | Jordanthorpe |  | 0.0026 | 0.00761 | 0.01654 | 0.030523 | 0.052355 | 0.085072 | 0.1318 | 0.19483 | 0.275 | 0.37163 | 0.48435 | 0.61316 | 0.75726 | 0.91267 | 1.0721 | 1.2272 | 1.371 | 1.4988 | 1.6082 | 1.6986 | 1.7704 | 1.8253 | 1.8657 | 1.8946 | 1.9152 | 1.9302 | 1.9417 | 1.9511 | 1.9592
NPgY | GSP | NG FES - Consumer Transformation | EV - other transport (GWh) | KEADBY | Consumer Transformation | Dem_BB007 | GWh | NPgY | Keadby |  | 0.83355 | 1.6747 | 3.1516 | 5.3791 | 8.7363 | 13.6282 | 20.4685 | 29.5704 | 41.0404 | 54.7811 | 70.7329 | 88.8845 | 109.1052 | 130.8341 | 153.0645 | 174.6525 | 194.6475 | 212.4204 | 227.6439 | 240.2312 | 250.2569 | 257.9375 | 263.6082 | 267.6855 | 270.6004 | 272.7277 | 274.3512 | 275.6654 | 276.7953
NPgY | GSP | NG FES - Consumer Transformation | EV - other transport (GWh) | KIRKSTALL B | Consumer Transformation | Dem_BB007 | GWh | NPgY | Kirkstall B |  | 2.1881 | 3.2452 | 5.0373 | 7.4923 | 10.8261 | 15.2484 | 20.9603 | 28.146 | 36.8461 | 46.985 | 58.4933 | 71.327 | 85.3325 | 100.1069 | 115.0125 | 129.3595 | 142.5892 | 154.3415 | 164.4348 | 172.8275 | 179.5743 | 184.8132 | 188.7511 | 191.6413 | 193.7456 | 195.294 | 196.4641 | 197.3831 | 198.1387
NPgY | GSP | NG FES - Consumer Transformation | EV - other transport (GWh) | NEEPSEND | Consumer Transformation | Dem_BB007 | GWh | NPgY | Neepsend |  | 0.06728 | 0.13084 | 0.2422 | 0.40923 | 0.65958 | 1.0227 | 1.5288 | 2.2005 | 3.0458 | 4.0572 | 5.2305 | 6.5646 | 8.0496 | 9.6444 | 11.2752 | 12.8583 | 14.3245 | 15.6276 | 16.744 | 17.6672 | 18.4027 | 18.9665 | 19.383 | 19.6827 | 19.8971 | 20.0536 | 20.173 | 20.2696 | 20.3524
NPgY | GSP | NG FES - Consumer Transformation | EV - other transport (GWh) | NORTON LEES | Consumer Transformation | Dem_BB007 | GWh | NPgY | Norton Lees |  | 0.883 | 1.1866 | 1.687 | 2.3151 | 3.075 | 3.9599 | 4.9564 | 6.0707 | 7.2937 | 8.6141 | 10.0132 | 11.4717 | 12.9478 | 14.3933 | 15.765 | 17.0319 | 18.1754 | 19.1882 | 20.0693 | 20.822 | 21.4531 | 21.9725 | 22.3917 | 22.7231 | 22.9794 | 23.173 | 23.3148 | 23.4152 | 23.4839
NPgY | GSP | NG FES - Consumer Transformation | EV - other transport (GWh) | PITSMOOR 3/4 | Consumer Transformation | Dem_BB007 | GWh | NPgY | Pitsmoor |  | 0.017941 | 0.052512 | 0.11413 | 0.21061 | 0.36125 | 0.587 | 0.9094 | 1.3443 | 1.8975 | 2.5643 | 3.342 | 4.2308 | 5.2251 | 6.2975 | 7.3976 | 8.4677 | 9.4598 | 10.3416 | 11.0966 | 11.7202 | 12.216 | 12.5948 | 12.8735 | 13.0731 | 13.2152 | 13.3187 | 13.3979 | 13.4624 | 13.5183
NPgY | GSP | NG FES - Consumer Transformation | EV - other transport (GWh) | SALTEND NORTH | Consumer Transformation | Dem_BB007 | GWh | NPgY | Saltend North |  | 0.23339 | 0.4874 | 0.93445 | 1.6127 | 2.6407 | 4.1458 | 6.2579 | 9.0749 | 12.6306 | 16.8948 | 21.8493 | 27.4913 | 33.7811 | 40.5445 | 47.4674 | 54.1923 | 60.4218 | 65.9592 | 70.7018 | 74.6225 | 77.7442 | 80.1346 | 81.8984 | 83.1656 | 84.0709 | 84.7314 | 85.2357 | 85.6444 | 85.9963
NPgY | GSP | NG FES - Consumer Transformation | EV - other transport (GWh) | SHEFFIELD CITY | Consumer Transformation | Dem_BB007 | GWh | NPgY | Sheffield City |  | 0.038483 | 0.11263 | 0.2448 | 0.45174 | 0.77486 | 1.2591 | 1.9506 | 2.8835 | 4.07 | 5.5001 | 7.1684 | 9.0748 | 11.2074 | 13.5076 | 15.8673 | 18.1627 | 20.2905 | 22.1821 | 23.8015 | 25.139 | 26.2025 | 27.015 | 27.6128 | 28.0408 | 28.3456 | 28.5676 | 28.7374 | 28.8758 | 28.9958
NPgY | GSP | NG FES - Consumer Transformation | EV - other transport (GWh) | SKELTON GRANGE | Consumer Transformation | Dem_BB007 | GWh | NPgY | Skelton Grange |  | 1.8061 | 3.7079 | 7.0517 | 12.1119 | 19.7635 | 30.9432 | 46.6079 | 67.4806 | 93.8085 | 125.3677 | 162.0234 | 203.7521 | 250.2575 | 300.2506 | 351.4122 | 401.1039 | 447.1328 | 488.047 | 523.0904 | 552.0624 | 575.1339 | 592.804 | 605.8453 | 615.2181 | 621.9163 | 626.8036 | 630.5343 | 633.5564 | 636.1568
NPgY | GSP | NG FES - Consumer Transformation | EV - other transport (GWh) | TEMPLEBOROUGH 275/33KV | Consumer Transformation | Dem_BB007 | GWh | NPgY | Templeborough |  | 0.010401 | 0.030442 | 0.066162 | 0.12209 | 0.20942 | 0.34029 | 0.52719 | 0.77933 | 1.1 | 1.4865 | 1.9374 | 2.4527 | 3.029 | 3.6507 | 4.2885 | 4.9088 | 5.4839 | 5.9952 | 6.4328 | 6.7943 | 7.0817 | 7.3014 | 7.4629 | 7.5786 | 7.661 | 7.721 | 7.7669 | 7.8043 | 7.8367
NPgY | GSP | NG FES - Consumer Transformation | EV - other transport (GWh) | THURCROFT | Consumer Transformation | Dem_BB007 | GWh | NPgY | Thurcroft |  | 0.52256 | 1.1533 | 2.2666 | 3.9679 | 6.565 | 10.3885 | 15.7772 | 22.9849 | 32.0998 | 43.0446 | 55.7741 | 70.2826 | 86.4711 | 103.8918 | 121.7335 | 139.071 | 155.1345 | 169.4134 | 181.6417 | 191.7483 | 199.7925 | 205.9487 | 210.4877 | 213.746 | 216.072 | 217.7684 | 219.064 | 220.1154 | 221.0224
NPgY | GSP | NG FES - Consumer Transformation | EV - other transport (GWh) | WEST MELTON / THORPE MARSH | Consumer Transformation | Dem_BB007 | GWh | NPgY | Thorpe Marsh |  | 0.96445 | 2.2764 | 4.5988 | 8.1745 | 13.6713 | 21.8092 | 33.3271 | 48.7753 | 68.3473 | 91.8772 | 119.2706 | 150.5187 | 185.4144 | 222.994 | 261.5029 | 298.9364 | 333.6248 | 364.4604 | 390.865 | 412.6834 | 430.0432 | 443.3217 | 453.1048 | 460.1218 | 465.1271 | 468.7762 | 471.5645 | 473.83 | 475.7878
NPgY | GSP | NG FES - Consumer Transformation | EV - other transport (GWh) | WEST MELTON SECTION 3 | Consumer Transformation | Dem_BB007 | GWh | NPgY | West Melton |  | 1.8115 | 2.9715 | 4.9712 | 7.8432 | 11.9592 | 17.7041 | 25.4632 | 35.547 | 48.0484 | 62.8599 | 79.9027 | 99.144 | 120.4096 | 143.1012 | 166.1949 | 188.547 | 209.2157 | 227.5832 | 243.3316 | 256.3804 | 266.8096 | 274.8401 | 280.8097 | 285.1361 | 288.2512 | 290.5319 | 292.2658 | 293.6531 | 294.8256
NPgY | GSP | NG FES - Consumer Transformation | EV - other transport (GWh) | WINCOBANK | Consumer Transformation | Dem_BB007 | GWh | NPgY | Wincobank |  | 0.030552 | 0.089423 | 0.19435 | 0.35864 | 0.61517 | 0.9996 | 1.5486 | 2.2893 | 3.2313 | 4.3667 | 5.6912 | 7.2047 | 8.8978 | 10.7239 | 12.5973 | 14.4197 | 16.109 | 17.6108 | 18.8964 | 19.9584 | 20.8026 | 21.4477 | 21.9223 | 22.2621 | 22.5041 | 22.6804 | 22.8152 | 22.925 | 23.0203
NPgN | GSP | NG FES - Falling Short | EV - other transport (GWh) | BLYTH 66kV | Falling Short | Dem_BB007 | GWh | NPgN | Blyth 66kV |  | 0.6951 | 0.98934 | 1.5292 | 2.2934 | 3.3714 | 4.8678 | 6.8985 | 9.58 | 12.9621 | 17.0031 | 21.5784 | 26.5468 | 31.8155 | 37.3917 | 43.3581 | 49.7615 | 56.4955 | 63.2932 | 69.8352 | 75.8538 | 81.171 | 85.7007 | 89.4222 | 92.3642 | 94.5988 | 96.2357 | 97.4084 | 98.2499 | 98.8714
NPgN | GSP | NG FES - Falling Short | EV - other transport (GWh) | BLYTH 132kV | Falling Short | Dem_BB007 | GWh | NPgN | Blyth 132kV |  | 0.23245 | 0.31236 | 0.45964 | 0.66247 | 0.93981 | 1.3127 | 1.8035 | 2.4365 | 3.2198 | 4.1428 | 5.1782 | 6.2971 | 7.4792 | 8.7239 | 10.0447 | 11.4481 | 12.9106 | 14.3778 | 15.7849 | 17.0779 | 18.22 | 19.1945 | 19.9978 | 20.6362 | 21.125 | 21.4869 | 21.7494 | 21.9398 | 22.0809
NPgN | GSP | NG FES - Falling Short | EV - other transport (GWh) | FOURSTONES | Falling Short | Dem_BB007 | GWh | NPgN | Fourstones |  | 0.055761 | 0.071183 | 0.099781 | 0.13776 | 0.18746 | 0.2511 | 0.33072 | 0.42916 | 0.54666 | 0.68135 | 0.82963 | 0.98817 | 1.1544 | 1.3274 | 1.5077 | 1.695 | 1.886 | 2.0748 | 2.2543 | 2.4188 | 2.564 | 2.6884 | 2.7918 | 2.875 | 2.9399 | 2.9892 | 3.0259 | 3.0532 | 3.0735
NPgN | GSP | NG FES - Falling Short | EV - other transport (GWh) | HARTMOOR | Falling Short | Dem_BB007 | GWh | NPgN | Hart Moor |  | 0.12314 | 0.23054 | 0.4255 | 0.71848 | 1.1577 | 1.8038 | 2.7259 | 3.9888 | 5.6267 | 7.6222 | 9.91 | 12.4111 | 15.0762 | 17.9164 | 20.988 | 24.3266 | 27.8773 | 31.4895 | 34.98 | 38.1961 | 41.0376 | 43.4539 | 45.4314 | 46.9844 | 48.1523 | 48.9963 | 49.5912 | 50.0123 | 50.3217
NPgN | GSP | NG FES - Falling Short | EV - other transport (GWh) | HAWTHORN PIT GRID | Falling Short | Dem_BB007 | GWh | NPgN | Hawthorn Pit |  | 0.13974 | 0.26038 | 0.4794 | 0.80834 | 1.3012 | 2.0258 | 3.0596 | 4.4751 | 6.3105 | 8.5463 | 11.1093 | 13.9112 | 16.8968 | 20.0782 | 23.5187 | 27.2579 | 31.2344 | 35.2796 | 39.1883 | 42.7896 | 45.9716 | 48.6774 | 50.8918 | 52.631 | 53.9391 | 54.8844 | 55.5509 | 56.0226 | 56.3693
NPgN | GSP | NG FES - Falling Short | EV - other transport (GWh) | KNARESBOROUGH | Falling Short | Dem_BB007 | GWh | NPgN | Knaresborough |  | 0.37846 | 0.63051 | 1.0894 | 1.7673 | 2.7667 | 4.2142 | 6.2541 | 9.0229 | 12.5898 | 16.9157 | 21.8607 | 27.2585 | 33.0039 | 39.1168 | 45.712 | 52.8599 | 60.443 | 68.1442 | 75.5791 | 82.4273 | 88.4777 | 93.6249 | 97.8407 | 101.1566 | 103.6558 | 105.4672 | 106.7489 | 107.6589 | 108.3284
NPgN | GSP | NG FES - Falling Short | EV - other transport (GWh) | LACKENBY | Falling Short | Dem_BB007 | GWh | NPgN | Lackenby |  | 0.40924 | 0.74462 | 1.3538 | 2.266 | 3.629 | 5.6273 | 8.4725 | 12.3624 | 17.4004 | 23.533 | 30.5599 | 38.2396 | 46.4213 | 55.1375 | 64.5597 | 74.7952 | 85.6758 | 96.7412 | 107.4318 | 117.2813 | 125.9836 | 133.3844 | 139.4419 | 144.2006 | 147.7809 | 150.3695 | 152.1958 | 153.489 | 154.4396
NPgN | GSP | NG FES - Falling Short | EV - other transport (GWh) | NORTON | Falling Short | Dem_BB007 | GWh | NPgN | Norton |  | 1.9283 | 2.9099 | 4.7046 | 7.2961 | 11.0289 | 16.3195 | 23.6348 | 33.4299 | 45.9188 | 60.9558 | 78.0662 | 96.6968 | 116.4919 | 137.5004 | 160.0771 | 184.4327 | 210.1648 | 236.224 | 261.3448 | 284.4707 | 304.9019 | 322.2944 | 336.5604 | 347.8076 | 356.3156 | 362.5133 | 366.9244 | 370.0724 | 372.3926
NPgN | GSP | NG FES - Falling Short | EV - other transport (GWh) | OFFERTON | Falling Short | Dem_BB007 | GWh | NPgN | Offerton |  | 0.32972 | 0.41545 | 0.57475 | 0.78375 | 1.0531 | 1.3918 | 1.8071 | 2.3114 | 2.9037 | 3.5737 | 4.3047 | 5.0821 | 5.8939 | 6.7342 | 7.6014 | 8.4912 | 9.3881 | 10.2664 | 11.0978 | 11.8581 | 12.5294 | 13.1056 | 13.5866 | 13.9768 | 14.2845 | 14.5212 | 14.7001 | 14.8344 | 14.9349
NPgN | GSP | NG FES - Falling Short | EV - other transport (GWh) | OSBALDWICK | Falling Short | Dem_BB007 | GWh | NPgN | Osbaldwick |  | 1.134 | 1.5316 | 2.2641 | 3.2758 | 4.6637 | 6.5366 | 9.0101 | 12.2089 | 16.1762 | 20.8589 | 26.1183 | 31.8046 | 37.8153 | 44.1478 | 50.8746 | 58.0312 | 65.498 | 72.994 | 80.1866 | 86.7968 | 92.6361 | 97.6172 | 101.7212 | 104.9808 | 107.474 | 109.3176 | 110.6527 | 111.6198 | 112.3362
NPgN | GSP | NG FES - Falling Short | EV - other transport (GWh) | POPPLETON | Falling Short | Dem_BB007 | GWh | NPgN | Poppleton |  | 0.14481 | 0.20728 | 0.32183 | 0.48437 | 0.71414 | 1.0339 | 1.4688 | 2.0439 | 2.7703 | 3.6391 | 4.6233 | 5.6924 | 6.8263 | 8.0269 | 9.3122 | 10.6925 | 12.1448 | 13.6116 | 15.0234 | 16.3224 | 17.4699 | 18.4475 | 19.2505 | 19.885 | 20.3668 | 20.7194 | 20.9718 | 21.1529 | 21.2865
NPgN | GSP | NG FES - Falling Short | EV - other transport (GWh) | SALTHOLME | Falling Short | Dem_BB007 | GWh | NPgN | Saltholme |  | 0 | 0 | 0 | 0 | 0 | 0 | 0 | 0 | 0 | 0 | 0 | 0 | 0 | 0 | 0 | 0 | 0 | 0 | 0 | 0 | 0 | 0 | 0 | 0 | 0 | 0 | 0 | 0 | 0
NPgN | GSP | NG FES - Falling Short | EV - other transport (GWh) | SOUTH SHIELDS | Falling Short | Dem_BB007 | GWh | NPgN | South Shields |  | 1.3107 | 1.6421 | 2.2585 | 3.0626 | 4.0912 | 5.3732 | 6.9286 | 8.7997 | 10.9778 | 13.4244 | 16.0795 | 18.8951 | 21.8286 | 24.8549 | 27.9607 | 31.1238 | 34.2895 | 37.3727 | 40.2823 | 42.9399 | 45.2865 | 47.3035 | 48.9918 | 50.3679 | 51.4602 | 52.3072 | 52.9529 | 53.4404 | 53.8064
NPgN | GSP | NG FES - Falling Short | EV - other transport (GWh) | SPADEADAM | Falling Short | Dem_BB007 | GWh | NPgN | Spadeadam - Not in NG FES |  | 0.003728 | 0.008957 | 0.018413 | 0.03292 | 0.0551 | 0.088283 | 0.13632 | 0.20274 | 0.28948 | 0.39567 | 0.51777 | 0.65147 | 0.79411 | 0.94635 | 1.1114 | 1.2913 | 1.4832 | 1.6787 | 1.8677 | 2.042 | 2.196 | 2.3269 | 2.4339 | 2.5178 | 2.5808 | 2.6261 | 2.658 | 2.6805 | 2.697
NPgN | GSP | NG FES - Falling Short | EV - other transport (GWh) | SPENNYMOOR | Falling Short | Dem_BB007 | GWh | NPgN | Spennymoor |  | 0.54957 | 0.89092 | 1.513 | 2.4271 | 3.7676 | 5.6997 | 8.411 | 12.0803 | 16.7966 | 22.5076 | 29.0295 | 36.1448 | 43.7154 | 51.7661 | 60.4445 | 69.8412 | 79.8011 | 89.9102 | 99.6668 | 108.6524 | 116.5911 | 123.3457 | 128.8797 | 133.2345 | 136.5193 | 138.9027 | 140.5912 | 141.7913 | 142.6746
NPgN | GSP | NG FES - Falling Short | EV - other transport (GWh) | STELLA NORTH | Falling Short | Dem_BB007 | GWh | NPgN | Stella North |  | 2.1258 | 2.7315 | 3.8538 | 5.3523 | 7.327 | 9.876 | 13.0926 | 17.0992 | 21.9132 | 27.4598 | 33.5884 | 40.1544 | 47.0486 | 54.2418 | 61.7641 | 69.6134 | 77.6563 | 85.6273 | 93.2224 | 100.1847 | 106.3339 | 111.5959 | 115.9602 | 119.4649 | 122.189 | 124.246 | 125.771 | 126.897 | 127.7365
NPgN | GSP | NG FES - Falling Short | EV - other transport (GWh) | STELLA SOUTH | Falling Short | Dem_BB007 | GWh | NPgN | Stella South |  | 0.93995 | 1.4169 | 2.289 | 3.5479 | 5.3606 | 7.929 | 11.4794 | 16.2323 | 22.2914 | 29.5859 | 37.8857 | 46.9225 | 56.5239 | 66.7135 | 77.663 | 89.4744 | 101.9526 | 114.5888 | 126.7697 | 137.9831 | 147.89 | 156.3235 | 163.2411 | 168.6951 | 172.8211 | 175.8269 | 177.9664 | 179.4934 | 180.6189
NPgN | GSP | NG FES - Falling Short | EV - other transport (GWh) | TYNEMOUTH | Falling Short | Dem_BB007 | GWh | NPgN | Tynemouth 1 |  | 0.32212 | 0.48509 | 0.78305 | 1.2131 | 1.8321 | 2.7089 | 3.9205 | 5.5423 | 7.6095 | 10.0979 | 12.929 | 16.0115 | 19.2864 | 22.7618 | 26.4962 | 30.5243 | 34.7795 | 39.0884 | 43.242 | 47.0656 | 50.4437 | 53.3195 | 55.6784 | 57.5382 | 58.9453 | 59.9704 | 60.7002 | 61.2211 | 61.605
NPgN | GSP | NG FES - Falling Short | EV - other transport (GWh) | WEST BOLDON | Falling Short | Dem_BB007 | GWh | NPgN | West Boldon |  | 2.0907 | 2.8129 | 4.1438 | 5.9782 | 8.4885 | 11.8669 | 16.3172 | 22.0605 | 29.1717 | 37.5548 | 46.9624 | 57.1289 | 67.8719 | 79.1846 | 91.1926 | 103.9559 | 117.2611 | 130.6103 | 143.4151 | 155.1817 | 165.5759 | 174.4438 | 181.7523 | 187.5601 | 192.0058 | 195.2964 | 197.6823 | 199.412 | 200.6938
NPgY | GSP | NG FES - Falling Short | EV - other transport (GWh) | BRADFORD WEST | Falling Short | Dem_BB007 | GWh | NPgY | Bradford West |  | 2.6054 | 3.5135 | 5.1867 | 7.4957 | 10.6602 | 14.926 | 20.554 | 27.8261 | 36.8396 | 47.4731 | 59.4122 | 72.3181 | 85.9584 | 100.3264 | 115.5844 | 131.8114 | 148.736 | 165.7228 | 182.0199 | 196.9968 | 210.2269 | 221.5134 | 230.8133 | 238.2014 | 243.8541 | 248.0357 | 251.0654 | 253.2606 | 254.887
NPgY | GSP | NG FES - Falling Short | EV - other transport (GWh) | CAMBLESFORTH | Falling Short | Dem_BB007 | GWh | NPgY | Camblesforth |  | 0.096858 | 0.2327 | 0.47834 | 0.85522 | 1.4315 | 2.2935 | 3.5414 | 5.2669 | 7.5204 | 10.279 | 13.4511 | 16.9246 | 20.6301 | 24.5851 | 28.8732 | 33.5474 | 38.5311 | 43.6099 | 48.5218 | 53.0491 | 57.0492 | 60.4494 | 63.2296 | 65.4099 | 67.046 | 68.2246 | 69.0524 | 69.6362 | 70.0649
NPgY | GSP | NG FES - Falling Short | EV - other transport (GWh) | CREYKE BECK | Falling Short | Dem_BB007 | GWh | NPgY | Creyke Beck |  | 1.9253 | 2.8238 | 4.4689 | 6.8236 | 10.1839 | 14.9036 | 21.3768 | 29.9929 | 40.928 | 54.0515 | 68.9531 | 85.1604 | 102.3666 | 120.6063 | 140.1719 | 161.2337 | 183.443 | 205.9047 | 227.5423 | 247.4566 | 265.0501 | 280.0316 | 292.3282 | 302.0338 | 309.3882 | 314.7579 | 318.5901 | 321.3315 | 323.3536
NPgY | GSP | NG FES - Falling Short | EV - other transport (GWh) | DRAX | Falling Short | Dem_BB007 | GWh | NPgY | Drax |  | 0.24203 | 0.46248 | 0.86248 | 1.465 | 2.3704 | 3.7046 | 5.6122 | 8.2278 | 11.6228 | 15.7614 | 20.508 | 25.6982 | 31.2296 | 37.1252 | 43.5034 | 50.4383 | 57.8163 | 65.3235 | 72.5786 | 79.2635 | 85.1699 | 90.1922 | 94.3019 | 97.5289 | 99.9551 | 101.7076 | 102.9426 | 103.8162 | 104.4581
NPgY | GSP | NG FES - Falling Short | EV - other transport (GWh) | ELLAND | Falling Short | Dem_BB007 | GWh | NPgY | Elland |  | 6.3072 | 8.0916 | 11.3981 | 15.8074 | 21.6085 | 29.0825 | 38.4949 | 50.1986 | 64.2394 | 80.3978 | 98.2366 | 117.34 | 137.3909 | 158.301 | 180.1498 | 202.9243 | 226.2376 | 249.3256 | 271.3165 | 291.472 | 309.2736 | 324.5094 | 337.151 | 347.3086 | 355.2107 | 361.1848 | 365.619 | 368.8964 | 371.3409
NPgY | GSP | NG FES - Falling Short | EV - other transport (GWh) | FERRYBRIDGE A | Falling Short | Dem_BB007 | GWh | NPgY | Ferrybridge A |  | 0.32788 | 0.67251 | 1.297 | 2.2444 | 3.6775 | 5.8018 | 8.8539 | 13.0528 | 18.5162 | 25.1874 | 32.8467 | 41.2264 | 50.1606 | 59.6884 | 70.005 | 81.2337 | 93.1902 | 105.3637 | 117.1319 | 127.9766 | 137.5583 | 145.7048 | 152.3688 | 157.5989 | 161.5281 | 164.3631 | 166.3582 | 167.7679 | 168.8034
NPgY | GSP | NG FES - Falling Short | EV - other transport (GWh) | FERRYBRIDGE B | Falling Short | Dem_BB007 | GWh | NPgY | Ferrybridge B (_M) |  | 1.1204 | 2.01 | 3.6264 | 6.0423 | 9.6453 | 14.9191 | 22.4175 | 32.6592 | 45.9145 | 62.0417 | 80.5151 | 100.7014 | 122.2046 | 145.1087 | 169.8616 | 196.7432 | 225.3113 | 254.3593 | 282.4208 | 308.2738 | 331.1154 | 350.5416 | 366.4433 | 378.9374 | 388.3398 | 395.1401 | 399.9395 | 403.3392 | 405.8386
NPgY | GSP | NG FES - Falling Short | EV - other transport (GWh) | GRIMSBY WEST | Falling Short | Dem_BB007 | GWh | NPgY | Grimsby West |  | 0.66634 | 1.2987 | 2.4456 | 4.1769 | 6.7837 | 10.632 | 16.1424 | 23.7058 | 33.5301 | 45.5127 | 59.2598 | 74.2942 | 90.319 | 107.402 | 125.8881 | 145.9943 | 167.3906 | 189.1661 | 210.212 | 229.605 | 246.7392 | 261.3083 | 273.2288 | 282.5875 | 289.6222 | 294.7017 | 298.2797 | 300.8098 | 302.6687
NPgY | GSP | NG FES - Falling Short | EV - other transport (GWh) | JORDANTHORPE | Falling Short | Dem_BB007 | GWh | NPgY | Jordanthorpe |  | 0.0026 | 0.006247 | 0.012841 | 0.022959 | 0.038428 | 0.061571 | 0.095071 | 0.14139 | 0.20189 | 0.27595 | 0.36111 | 0.45435 | 0.55383 | 0.66 | 0.77512 | 0.9006 | 1.0344 | 1.1707 | 1.3026 | 1.4241 | 1.5315 | 1.6228 | 1.6974 | 1.756 | 1.7999 | 1.8315 | 1.8538 | 1.8694 | 1.8809
NPgY | GSP | NG FES - Falling Short | EV - other transport (GWh) | KEADBY | Falling Short | Dem_BB007 | GWh | NPgY | Keadby |  | 0.83355 | 1.4341 | 2.5266 | 4.1492 | 6.5545 | 10.0559 | 15.0111 | 21.7573 | 30.4676 | 41.0474 | 53.1537 | 66.3751 | 80.4533 | 95.4402 | 111.6227 | 129.1786 | 147.8191 | 166.761 | 185.0537 | 201.9046 | 216.7927 | 229.4564 | 239.8258 | 247.9774 | 254.1167 | 258.562 | 261.7034 | 263.9312 | 265.5697
NPgY | GSP | NG FES - Falling Short | EV - other transport (GWh) | KIRKSTALL B | Falling Short | Dem_BB007 | GWh | NPgY | Kirkstall B |  | 2.1881 | 2.9094 | 4.2402 | 6.0615 | 8.5334 | 11.8309 | 16.1367 | 21.6545 | 28.4472 | 36.4201 | 45.3416 | 54.9676 | 65.1275 | 75.8083 | 87.1151 | 99.0938 | 111.5435 | 124.0079 | 135.9503 | 146.9199 | 156.6097 | 164.8809 | 171.7051 | 177.1378 | 181.3075 | 184.4049 | 186.6596 | 188.2997 | 189.5165
NPgY | GSP | NG FES - Falling Short | EV - other transport (GWh) | NEEPSEND | Falling Short | Dem_BB007 | GWh | NPgY | Neepsend |  | 0.06728 | 0.11254 | 0.19493 | 0.31672 | 0.4964 | 0.75684 | 1.124 | 1.6227 | 2.2652 | 3.0447 | 3.9358 | 4.9085 | 5.944 | 7.0458 | 8.2346 | 9.5233 | 10.8905 | 12.2792 | 13.6199 | 14.8548 | 15.9459 | 16.874 | 17.6342 | 18.2321 | 18.6827 | 19.0092 | 19.2402 | 19.4042 | 19.5248
NPgY | GSP | NG FES - Falling Short | EV - other transport (GWh) | NORTON LEES | Falling Short | Dem_BB007 | GWh | NPgY | Norton Lees |  | 0.883 | 1.0827 | 1.4555 | 1.9299 | 2.5168 | 3.2177 | 4.0253 | 4.9492 | 5.9728 | 7.0743 | 8.2319 | 9.4361 | 10.6725 | 11.9199 | 13.1514 | 14.3406 | 15.4659 | 16.5142 | 17.4782 | 18.35 | 19.1193 | 19.7885 | 20.3628 | 20.849 | 21.255 | 21.5889 | 21.8585 | 22.0707 | 22.2321
NPgY | GSP | NG FES - Falling Short | EV - other transport (GWh) | PITSMOOR 3/4 | Falling Short | Dem_BB007 | GWh | NPgY | Pitsmoor |  | 0.017941 | 0.043104 | 0.088605 | 0.15842 | 0.26515 | 0.42484 | 0.65599 | 0.97562 | 1.393 | 1.904 | 2.4916 | 3.135 | 3.8214 | 4.554 | 5.3483 | 6.2141 | 7.1373 | 8.0781 | 8.9879 | 9.8266 | 10.5675 | 11.1973 | 11.7123 | 12.1162 | 12.4193 | 12.6376 | 12.7909 | 12.8991 | 12.9785
NPgY | GSP | NG FES - Falling Short | EV - other transport (GWh) | SALTEND NORTH | Falling Short | Dem_BB007 | GWh | NPgY | Saltend North |  | 0.23339 | 0.41529 | 0.74588 | 1.2394 | 1.9746 | 3.0498 | 4.5771 | 6.662 | 9.3591 | 12.6397 | 16.3968 | 20.502 | 24.8745 | 29.5315 | 34.5636 | 40.0274 | 45.8331 | 51.7357 | 57.4375 | 62.6904 | 67.3315 | 71.2787 | 74.5099 | 77.0489 | 78.96 | 80.3424 | 81.3183 | 82.0097 | 82.5181
NPgY | GSP | NG FES - Falling Short | EV - other transport (GWh) | SHEFFIELD CITY | Falling Short | Dem_BB007 | GWh | NPgY | Sheffield City |  | 0.038483 | 0.092454 | 0.19005 | 0.33979 | 0.56874 | 0.91125 | 1.4071 | 2.0926 | 2.988 | 4.084 | 5.3443 | 6.7244 | 8.1966 | 9.7681 | 11.4718 | 13.3289 | 15.309 | 17.3269 | 19.2785 | 21.0772 | 22.6665 | 24.0175 | 25.1221 | 25.9884 | 26.6384 | 27.1067 | 27.4356 | 27.6676 | 27.8378
NPgY | GSP | NG FES - Falling Short | EV - other transport (GWh) | SKELTON GRANGE | Falling Short | Dem_BB007 | GWh | NPgY | Skelton Grange |  | 1.8061 | 3.1663 | 5.6393 | 9.3232 | 14.7995 | 22.7922 | 34.1285 | 49.5859 | 69.5662 | 93.8543 | 121.6603 | 152.0359 | 184.3862 | 218.8337 | 256.0449 | 296.434 | 339.337 | 382.9465 | 425.0677 | 463.8714 | 498.1552 | 527.3148 | 551.188 | 569.9504 | 584.076 | 594.2983 | 601.5177 | 606.6348 | 610.3976
NPgY | GSP | NG FES - Falling Short | EV - other transport (GWh) | TEMPLEBOROUGH 275/33KV | Falling Short | Dem_BB007 | GWh | NPgY | Templeborough |  | 0.010401 | 0.024988 | 0.051365 | 0.091835 | 0.15371 | 0.24628 | 0.38029 | 0.56557 | 0.80756 | 1.1038 | 1.4444 | 1.8174 | 2.2153 | 2.64 | 3.1005 | 3.6024 | 4.1376 | 4.6829 | 5.2104 | 5.6966 | 6.1261 | 6.4912 | 6.7898 | 7.0239 | 7.1996 | 7.3261 | 7.415 | 7.4777 | 7.5237
NPgY | GSP | NG FES - Falling Short | EV - other transport (GWh) | THURCROFT | Falling Short | Dem_BB007 | GWh | NPgY | Thurcroft |  | 0.52256 | 0.97593 | 1.7989 | 3.0353 | 4.8885 | 7.6133 | 11.5019 | 16.8269 | 23.732 | 32.1441 | 41.788 | 52.3309 | 63.565 | 75.5364 | 88.4831 | 102.5544 | 117.5193 | 132.7429 | 147.4532 | 161.007 | 172.9822 | 183.1655 | 191.4994 | 198.0446 | 202.9671 | 206.5243 | 209.0322 | 210.807 | 212.1115
NPgY | GSP | NG FES - Falling Short | EV - other transport (GWh) | WEST MELTON / THORPE MARSH | Falling Short | Dem_BB007 | GWh | NPgY | Thorpe Marsh |  | 0.96445 | 1.911 | 3.6273 | 6.2224 | 10.1361 | 15.9219 | 24.2162 | 35.6097 | 50.4179 | 68.4861 | 89.2205 | 111.8994 | 136.0746 | 161.8497 | 189.7475 | 220.0978 | 252.4023 | 285.2841 | 317.0666 | 346.3536 | 372.2297 | 394.2312 | 412.2314 | 426.3617 | 436.981 | 444.6469 | 450.045 | 453.8611 | 456.6646
NPgY | GSP | NG FES - Falling Short | EV - other transport (GWh) | WEST MELTON SECTION 3 | Falling Short | Dem_BB007 | GWh | NPgY | West Melton |  | 1.8115 | 2.6203 | 4.1025 | 6.2137 | 9.2111 | 13.3997 | 19.1181 | 26.7034 | 36.3047 | 47.8056 | 60.8488 | 75.0253 | 90.0683 | 106.004 | 123.0797 | 141.4377 | 160.7737 | 180.3141 | 199.1297 | 216.4439 | 231.7403 | 244.7681 | 255.4655 | 263.9145 | 270.3232 | 275.0089 | 278.3583 | 280.7576 | 282.5284
NPgY | GSP | NG FES - Falling Short | EV - other transport (GWh) | WINCOBANK | Falling Short | Dem_BB007 | GWh | NPgY | Wincobank |  | 0.030552 | 0.073401 | 0.15089 | 0.26977 | 0.45153 | 0.72346 | 1.1171 | 1.6614 | 2.3722 | 3.2424 | 4.243 | 5.3386 | 6.5075 | 7.755 | 9.1076 | 10.5821 | 12.1541 | 13.7561 | 15.3055 | 16.7336 | 17.9954 | 19.0679 | 19.9449 | 20.6327 | 21.1487 | 21.5205 | 21.7816 | 21.9658 | 22.101
NPgN | GSP | NG FES - Leading the Way | EV - other transport (GWh) | BLYTH 66kV | Leading the Way | Dem_BB007 | GWh | NPgN | Blyth 66kV |  | 0.6951 | 1.3358 | 2.3654 | 3.8386 | 5.9928 | 8.9953 | 13.0205 | 18.2118 | 24.5765 | 31.9341 | 39.9541 | 48.2757 | 56.4594 | 64.1411 | 71.0743 | 77.1193 | 82.2162 | 86.3725 | 89.6517 | 92.1696 | 94.064 | 95.4675 | 96.5042 | 97.2748 | 97.8576 | 98.3123 | 98.6838 | 99.0045 | 99.2961
NPgN | GSP | NG FES - Leading the Way | EV - other transport (GWh) | BLYTH 132kV | Leading the Way | Dem_BB007 | GWh | NPgN | Blyth 132kV |  | 0.23245 | 0.40687 | 0.68082 | 1.0581 | 1.5859 | 2.2964 | 3.2228 | 4.3951 | 5.8123 | 7.4347 | 9.1915 | 11.0085 | 12.7941 | 14.472 | 15.9897 | 17.3164 | 18.4383 | 19.3563 | 20.083 | 20.6427 | 21.0657 | 21.3799 | 21.6116 | 21.7826 | 21.9097 | 22.0064 | 22.083 | 22.1474 | 22.2049
NPgN | GSP | NG FES - Leading the Way | EV - other transport (GWh) | FOURSTONES | Leading the Way | Dem_BB007 | GWh | NPgN | Fourstones |  | 0.055761 | 0.089534 | 0.141 | 0.20814 | 0.29576 | 0.40678 | 0.54405 | 0.71113 | 0.90713 | 1.1266 | 1.3608 | 1.6011 | 1.8369 | 2.0591 | 2.261 | 2.4386 | 2.5898 | 2.7145 | 2.8139 | 2.8911 | 2.9499 | 2.9939 | 3.0262 | 3.0496 | 3.0664 | 3.0784 | 3.0871 | 3.0939 | 3.0996
NPgN | GSP | NG FES - Leading the Way | EV - other transport (GWh) | HARTMOOR | Leading the Way | Dem_BB007 | GWh | NPgN | Hart Moor |  | 0.12314 | 0.35568 | 0.74828 | 1.3539 | 2.3109 | 3.7196 | 5.6863 | 8.2899 | 11.5418 | 15.3488 | 19.5328 | 23.8922 | 28.1831 | 32.2051 | 35.8256 | 38.972 | 41.6148 | 43.7608 | 45.4467 | 46.7358 | 47.7004 | 48.4125 | 48.9394 | 49.3351 | 49.6408 | 49.8867 | 50.0948 | 50.2796 | 50.4509
NPgN | GSP | NG FES - Leading the Way | EV - other transport (GWh) | HAWTHORN PIT GRID | Leading the Way | Dem_BB007 | GWh | NPgN | Hawthorn Pit |  | 0.13974 | 0.40096 | 0.84177 | 1.5213 | 2.5944 | 4.1734 | 6.3771 | 9.2939 | 12.9365 | 17.2005 | 21.8865 | 26.7688 | 31.5744 | 36.0789 | 40.1338 | 43.6577 | 46.6178 | 49.0215 | 50.9098 | 52.3538 | 53.4342 | 54.2319 | 54.8222 | 55.2655 | 55.6078 | 55.8832 | 56.1161 | 56.323 | 56.5146
NPgN | GSP | NG FES - Leading the Way | EV - other transport (GWh) | KNARESBOROUGH | Leading the Way | Dem_BB007 | GWh | NPgN | Knaresborough |  | 0.37846 | 0.92505 | 1.8348 | 3.2095 | 5.3381 | 8.4295 | 12.7035 | 18.3273 | 25.3216 | 33.4863 | 42.4431 | 51.7667 | 60.9419 | 69.545 | 77.2938 | 84.0326 | 89.6981 | 94.3028 | 97.9237 | 100.695 | 102.7712 | 104.3052 | 105.44 | 106.2901 | 106.9436 | 107.4659 | 107.9045 | 108.2918 | 108.6492
NPgN | GSP | NG FES - Leading the Way | EV - other transport (GWh) | LACKENBY | Leading the Way | Dem_BB007 | GWh | NPgN | Lackenby |  | 0.40924 | 1.1356 | 2.3584 | 4.2368 | 7.1927 | 11.5324 | 17.5794 | 25.5752 | 35.5538 | 47.229 | 60.0561 | 73.4184 | 86.5703 | 98.8988 | 109.9978 | 119.6445 | 127.749 | 134.3311 | 139.5028 | 143.4581 | 146.4182 | 148.604 | 150.2214 | 151.4354 | 152.3721 | 153.125 | 153.7609 | 154.3254 | 154.8478
NPgN | GSP | NG FES - Leading the Way | EV - other transport (GWh) | NORTON | Leading the Way | Dem_BB007 | GWh | NPgN | Norton |  | 1.9283 | 4.0617 | 7.5467 | 12.6643 | 20.361 | 31.3126 | 46.2283 | 65.6655 | 89.6751 | 117.5731 | 148.0855 | 179.7991 | 210.9984 | 240.267 | 266.6548 | 289.631 | 308.974 | 324.72 | 337.1215 | 346.6275 | 353.7638 | 359.0433 | 362.9459 | 365.8588 | 368.0809 | 369.8368 | 371.2929 | 372.5655 | 373.7321
NPgN | GSP | NG FES - Leading the Way | EV - other transport (GWh) | OFFERTON | Leading the Way | Dem_BB007 | GWh | NPgN | Offerton |  | 0.32972 | 0.51767 | 0.80125 | 1.1642 | 1.6255 | 2.1954 | 2.8834 | 3.7051 | 4.6543 | 5.705 | 6.8169 | 7.9531 | 9.0669 | 10.1177 | 11.0756 | 11.9208 | 12.6432 | 13.2412 | 13.7201 | 14.093 | 14.3789 | 14.593 | 14.7503 | 14.8633 | 14.9425 | 14.997 | 15.0347 | 15.062 | 15.0839
NPgN | GSP | NG FES - Leading the Way | EV - other transport (GWh) | OSBALDWICK | Leading the Way | Dem_BB007 | GWh | NPgN | Osbaldwick |  | 1.134 | 2.0017 | 3.3677 | 5.2567 | 7.9125 | 11.5021 | 16.198 | 22.1537 | 29.3664 | 37.6332 | 46.5929 | 55.8627 | 64.9733 | 73.5334 | 81.2738 | 88.0379 | 93.7561 | 98.4328 | 102.1334 | 104.9828 | 107.1347 | 108.7326 | 109.9115 | 110.7818 | 111.4306 | 111.9255 | 112.3193 | 112.6513 | 112.9486
NPgN | GSP | NG FES - Leading the Way | EV - other transport (GWh) | POPPLETON | Leading the Way | Dem_BB007 | GWh | NPgN | Poppleton |  | 0.14481 | 0.2808 | 0.49971 | 0.81386 | 1.2747 | 1.9187 | 2.7836 | 3.9004 | 5.2709 | 6.8563 | 8.5851 | 10.3793 | 12.1439 | 13.8001 | 15.2947 | 16.5976 | 17.6959 | 18.5914 | 19.2978 | 19.84 | 20.2479 | 20.55 | 20.7732 | 20.9391 | 21.0648 | 21.163 | 21.2434 | 21.3129 | 21.3761
NPgN | GSP | NG FES - Leading the Way | EV - other transport (GWh) | SALTHOLME | Leading the Way | Dem_BB007 | GWh | NPgN | Saltholme |  | 0 | 0 | 0 | 0 | 0 | 0 | 0 | 0 | 0 | 0 | 0 | 0 | 0 | 0 | 0 | 0 | 0 | 0 | 0 | 0 | 0 | 0 | 0 | 0 | 0 | 0 | 0 | 0 | 0
NPgN | GSP | NG FES - Leading the Way | EV - other transport (GWh) | SOUTH SHIELDS | Leading the Way | Dem_BB007 | GWh | NPgN | South Shields |  | 1.3107 | 2.0376 | 3.1293 | 4.5137 | 6.2499 | 8.3667 | 10.8887 | 13.8696 | 17.2826 | 21.0352 | 24.9866 | 29.014 | 32.9595 | 36.6858 | 40.0878 | 43.0958 | 45.6724 | 47.8106 | 49.5269 | 50.8664 | 51.8959 | 52.6687 | 53.2356 | 53.6408 | 53.9215 | 54.1102 | 54.2359 | 54.3227 | 54.3893
NPgN | GSP | NG FES - Leading the Way | EV - other transport (GWh) | SPADEADAM | Leading the Way | Dem_BB007 | GWh | NPgN | Spadeadam - Not in NG FES |  | 0.003728 | 0.015026 | 0.034432 | 0.065098 | 0.11465 | 0.18866 | 0.29305 | 0.43211 | 0.60655 | 0.81136 | 1.0369 | 1.2721 | 1.5036 | 1.7205 | 1.9157 | 2.0852 | 2.2275 | 2.3429 | 2.4334 | 2.5026 | 2.5543 | 2.5925 | 2.6207 | 2.6419 | 2.6584 | 2.6718 | 2.6832 | 2.6934 | 2.7028
NPgN | GSP | NG FES - Leading the Way | EV - other transport (GWh) | SPENNYMOOR | Leading the Way | Dem_BB007 | GWh | NPgN | Spennymoor |  | 0.54957 | 1.2902 | 2.5176 | 4.36 | 7.1945 | 11.2924 | 16.9397 | 24.3551 | 33.5642 | 44.3038 | 56.0778 | 68.3299 | 80.3864 | 91.6922 | 101.8775 | 110.7375 | 118.1884 | 124.2463 | 129.0115 | 132.6598 | 135.3942 | 137.4151 | 138.9097 | 140.0286 | 140.8874 | 141.5721 | 142.1454 | 142.6508 | 143.1165
NPgN | GSP | NG FES - Leading the Way | EV - other transport (GWh) | STELLA NORTH | Leading the Way | Dem_BB007 | GWh | NPgN | Stella North |  | 2.1258 | 3.4517 | 5.4815 | 8.1521 | 11.6778 | 16.1926 | 21.8295 | 28.7414 | 36.8975 | 46.072 | 55.8895 | 65.9804 | 75.8843 | 85.2105 | 93.6792 | 101.1181 | 107.4433 | 112.6501 | 116.797 | 120.0093 | 122.455 | 124.28 | 125.6229 | 126.5998 | 127.3049 | 127.815 | 128.1942 | 128.493 | 128.7484
NPgN | GSP | NG FES - Leading the Way | EV - other transport (GWh) | STELLA SOUTH | Leading the Way | Dem_BB007 | GWh | NPgN | Stella South |  | 0.93995 | 1.9766 | 3.6696 | 6.1547 | 9.8906 | 15.2048 | 22.4409 | 31.8692 | 43.5141 | 57.044 | 71.8411 | 87.2205 | 102.3503 | 116.5439 | 129.3408 | 140.4833 | 149.8641 | 157.5007 | 163.5153 | 168.1258 | 171.5871 | 174.1478 | 176.0407 | 177.4534 | 178.531 | 179.3824 | 180.0882 | 180.705 | 181.2704
NPgN | GSP | NG FES - Leading the Way | EV - other transport (GWh) | TYNEMOUTH | Leading the Way | Dem_BB007 | GWh | NPgN | Tynemouth 1 |  | 0.32212 | 0.67632 | 1.2546 | 2.1032 | 3.3783 | 5.1917 | 7.6603 | 10.8763 | 14.8481 | 19.4624 | 24.5087 | 29.7534 | 34.913 | 39.7534 | 44.1175 | 47.9175 | 51.1168 | 53.7212 | 55.7726 | 57.345 | 58.5256 | 59.399 | 60.0446 | 60.5265 | 60.8939 | 61.1842 | 61.4249 | 61.6351 | 61.8278
NPgN | GSP | NG FES - Leading the Way | EV - other transport (GWh) | WEST BOLDON | Leading the Way | Dem_BB007 | GWh | NPgN | West Boldon |  | 2.0907 | 3.667 | 6.1443 | 9.5595 | 14.3433 | 20.7899 | 29.2022 | 39.8532 | 52.7356 | 67.4871 | 83.4653 | 99.9914 | 116.2327 | 131.4942 | 145.297 | 157.362 | 167.5641 | 175.9106 | 182.5173 | 187.6056 | 191.45 | 194.3054 | 196.4117 | 197.9656 | 199.1221 | 200.0022 | 200.7006 | 201.2876 | 201.8123
NPgY | GSP | NG FES - Leading the Way | EV - other transport (GWh) | BRADFORD WEST | Leading the Way | Dem_BB007 | GWh | NPgY | Bradford West |  | 2.6054 | 4.5872 | 7.7052 | 12.0114 | 18.057 | 26.2186 | 36.8847 | 50.4035 | 66.7672 | 85.5155 | 105.8303 | 126.8458 | 147.4998 | 166.9066 | 184.4564 | 199.7943 | 212.7618 | 223.3687 | 231.763 | 238.227 | 243.1096 | 246.7355 | 249.4104 | 251.3846 | 252.8554 | 253.9763 | 254.8673 | 255.6175 | 256.2889
NPgY | GSP | NG FES - Leading the Way | EV - other transport (GWh) | CAMBLESFORTH | Leading the Way | Dem_BB007 | GWh | NPgY | Camblesforth |  | 0.096858 | 0.39037 | 0.8945 | 1.6912 | 2.9785 | 4.9013 | 7.6131 | 11.2257 | 15.7575 | 21.0782 | 26.9369 | 33.0467 | 39.0617 | 44.6981 | 49.7687 | 54.172 | 57.8676 | 60.8654 | 63.2182 | 65.0155 | 66.3586 | 67.3494 | 68.0828 | 68.635 | 69.0634 | 69.4105 | 69.7063 | 69.9708 | 70.2166
NPgY | GSP | NG FES - Leading the Way | EV - other transport (GWh) | CREYKE BECK | Leading the Way | Dem_BB007 | GWh | NPgY | Creyke Beck |  | 1.9253 | 3.8796 | 7.0486 | 11.6492 | 18.4841 | 28.1235 | 41.1642 | 58.0837 | 78.9179 | 103.0745 | 129.4576 | 156.8601 | 183.8141 | 209.1061 | 231.9192 | 251.794 | 268.5367 | 282.1758 | 292.9259 | 301.1718 | 307.3679 | 311.9546 | 315.344 | 317.8696 | 319.7892 | 321.2981 | 322.5418 | 323.6232 | 324.6114
NPgY | GSP | NG FES - Leading the Way | EV - other transport (GWh) | DRAX | Leading the Way | Dem_BB007 | GWh | NPgY | Drax |  | 0.24203 | 0.71922 | 1.5265 | 2.7752 | 4.7534 | 7.6707 | 11.7483 | 17.1507 | 23.9017 | 31.8078 | 40.4991 | 49.5557 | 58.4701 | 66.8257 | 74.3465 | 80.8818 | 86.3708 | 90.8273 | 94.3278 | 97.0042 | 99.0064 | 100.4844 | 101.5783 | 102.3999 | 103.0349 | 103.5462 | 103.9792 | 104.3643 | 104.7211
NPgY | GSP | NG FES - Leading the Way | EV - other transport (GWh) | ELLAND | Leading the Way | Dem_BB007 | GWh | NPgY | Elland |  | 6.3072 | 10.2133 | 16.1869 | 24.0301 | 34.3565 | 47.5474 | 63.9795 | 84.0945 | 107.7981 | 134.4347 | 162.9184 | 192.1853 | 220.9072 | 247.9573 | 272.5259 | 294.1128 | 312.4738 | 327.5936 | 339.6394 | 348.9737 | 356.0834 | 361.39 | 365.2944 | 368.1325 | 370.1772 | 371.6519 | 372.7439 | 373.6007 | 374.3306
NPgY | GSP | NG FES - Leading the Way | EV - other transport (GWh) | FERRYBRIDGE A | Leading the Way | Dem_BB007 | GWh | NPgY | Ferrybridge A |  | 0.32788 | 1.0734 | 2.3418 | 4.3203 | 7.4788 | 12.1603 | 18.7273 | 27.4468 | 38.3599 | 51.1532 | 65.2263 | 79.8956 | 94.3357 | 107.869 | 120.0478 | 130.6278 | 139.5114 | 146.7214 | 152.3829 | 156.71 | 159.9456 | 162.3335 | 164.101 | 165.4297 | 166.4582 | 167.2886 | 167.9935 | 168.6217 | 169.2045
NPgY | GSP | NG FES - Leading the Way | EV - other transport (GWh) | FERRYBRIDGE B | Leading the Way | Dem_BB007 | GWh | NPgY | Ferrybridge B (_M) |  | 1.1204 | 3.0475 | 6.2864 | 11.2505 | 19.0453 | 30.4725 | 46.379 | 67.3981 | 93.6174 | 124.2856 | 157.973 | 193.0624 | 227.5984 | 259.9736 | 289.1219 | 314.4581 | 335.7457 | 353.0361 | 366.6232 | 377.0154 | 384.7941 | 390.5383 | 394.7886 | 397.978 | 400.4379 | 402.4134 | 404.0808 | 405.5599 | 406.9283
NPgY | GSP | NG FES - Leading the Way | EV - other transport (GWh) | GRIMSBY WEST | Leading the Way | Dem_BB007 | GWh | NPgY | Grimsby West |  | 0.66634 | 2.0348 | 4.3539 | 7.9503 | 13.6612 | 22.0958 | 33.8985 | 49.5459 | 69.1091 | 92.0267 | 117.2253 | 143.4855 | 169.3342 | 193.5616 | 215.3673 | 234.3138 | 250.2256 | 263.143 | 273.2885 | 281.0444 | 286.8459 | 291.1282 | 294.2975 | 296.6788 | 298.5199 | 300.0039 | 301.2613 | 302.3803 | 303.4176
NPgY | GSP | NG FES - Leading the Way | EV - other transport (GWh) | JORDANTHORPE | Leading the Way | Dem_BB007 | GWh | NPgY | Jordanthorpe |  | 0.0026 | 0.01048 | 0.024014 | 0.045401 | 0.079959 | 0.13158 | 0.20438 | 0.30136 | 0.42302 | 0.56586 | 0.72314 | 0.88716 | 1.0486 | 1.1999 | 1.3361 | 1.4543 | 1.5535 | 1.634 | 1.6971 | 1.7454 | 1.7814 | 1.808 | 1.8277 | 1.8425 | 1.8541 | 1.8634 | 1.8713 | 1.8784 | 1.885
NPgY | GSP | NG FES - Leading the Way | EV - other transport (GWh) | KEADBY | Leading the Way | Dem_BB007 | GWh | NPgY | Keadby |  | 0.83355 | 2.1353 | 4.3119 | 7.6231 | 12.7844 | 20.314 | 30.7585 | 44.5296 | 61.6813 | 81.7227 | 103.7224 | 126.63 | 149.1747 | 170.3113 | 189.3452 | 205.8941 | 219.803 | 231.104 | 239.9877 | 246.7847 | 251.8748 | 255.6346 | 258.4162 | 260.5017 | 262.1075 | 263.3939 | 264.4767 | 265.4352 | 266.3207
NPgY | GSP | NG FES - Leading the Way | EV - other transport (GWh) | KIRKSTALL B | Leading the Way | Dem_BB007 | GWh | NPgY | Kirkstall B |  | 2.1881 | 3.7634 | 6.2247 | 9.5833 | 14.2301 | 20.4284 | 28.4482 | 38.5418 | 50.6951 | 64.5673 | 79.5609 | 95.0516 | 110.2718 | 124.5792 | 137.5281 | 148.8565 | 158.4453 | 166.2985 | 172.5216 | 177.3195 | 180.9495 | 183.6478 | 185.6375 | 187.1016 | 188.1853 | 189.0029 | 189.6448 | 190.179 | 190.6534
NPgY | GSP | NG FES - Leading the Way | EV - other transport (GWh) | NEEPSEND | Leading the Way | Dem_BB007 | GWh | NPgY | Neepsend |  | 0.06728 | 0.16542 | 0.32886 | 0.57605 | 0.95914 | 1.5158 | 2.2858 | 3.2993 | 4.56 | 6.0318 | 7.6466 | 9.3275 | 10.9818 | 12.5328 | 13.9298 | 15.1447 | 16.166 | 16.9961 | 17.6488 | 18.1483 | 18.5225 | 18.799 | 19.0035 | 19.1568 | 19.2746 | 19.3688 | 19.4479 | 19.5178 | 19.5823
NPgY | GSP | NG FES - Leading the Way | EV - other transport (GWh) | NORTON LEES | Leading the Way | Dem_BB007 | GWh | NPgY | Norton Lees |  | 0.883 | 1.3219 | 1.9675 | 2.7529 | 3.6768 | 4.7282 | 5.8917 | 7.1804 | 8.5721 | 10.0305 | 11.5119 | 12.9924 | 14.4365 | 15.8098 | 17.0796 | 18.2193 | 19.2117 | 20.0499 | 20.7341 | 21.2763 | 21.7012 | 22.0237 | 22.2589 | 22.4212 | 22.5239 | 22.5803 | 22.6042 | 22.608 | 22.6017
NPgY | GSP | NG FES - Leading the Way | EV - other transport (GWh) | PITSMOOR 3/4 | Leading the Way | Dem_BB007 | GWh | NPgY | Pitsmoor |  | 0.017941 | 0.07231 | 0.16569 | 0.31326 | 0.55172 | 0.90789 | 1.4102 | 2.0794 | 2.9188 | 3.9044 | 4.9896 | 6.1214 | 7.2356 | 8.2796 | 9.2189 | 10.0345 | 10.7191 | 11.2744 | 11.7102 | 12.0431 | 12.2919 | 12.4755 | 12.6113 | 12.7136 | 12.793 | 12.8573 | 12.912 | 12.961 | 13.0066
NPgY | GSP | NG FES - Leading the Way | EV - other transport (GWh) | SALTEND NORTH | Leading the Way | Dem_BB007 | GWh | NPgY | Saltend North |  | 0.23339 | 0.62748 | 1.2892 | 2.302 | 3.8903 | 6.2167 | 9.4529 | 13.7276 | 19.0583 | 25.2925 | 32.1396 | 39.2713 | 46.2903 | 52.8704 | 58.7948 | 63.9447 | 68.2718 | 71.7867 | 74.5489 | 76.6618 | 78.2434 | 79.4114 | 80.2756 | 80.924 | 81.424 | 81.8253 | 82.1638 | 82.4641 | 82.7418
NPgY | GSP | NG FES - Leading the Way | EV - other transport (GWh) | SHEFFIELD CITY | Leading the Way | Dem_BB007 | GWh | NPgY | Sheffield City |  | 0.038483 | 0.1551 | 0.3554 | 0.67193 | 1.1834 | 1.9474 | 3.0248 | 4.4602 | 6.2607 | 8.3747 | 10.7024 | 13.13 | 15.5198 | 17.7592 | 19.7739 | 21.5234 | 22.9917 | 24.1828 | 25.1176 | 25.8317 | 26.3653 | 26.7589 | 27.0504 | 27.2697 | 27.44 | 27.5779 | 27.6954 | 27.8005 | 27.8981
NPgY | GSP | NG FES - Leading the Way | EV - other transport (GWh) | SKELTON GRANGE | Leading the Way | Dem_BB007 | GWh | NPgY | Skelton Grange |  | 1.8061 | 4.7535 | 9.6939 | 17.2358 | 29.0324 | 46.2821 | 70.2492 | 101.8829 | 141.3111 | 187.4048 | 238.0185 | 290.7293 | 342.607 | 391.2417 | 435.0337 | 473.1038 | 505.0957 | 531.0851 | 551.5118 | 567.138 | 578.8373 | 587.478 | 593.871 | 598.6662 | 602.3613 | 605.3249 | 607.8228 | 610.036 | 612.0822
NPgY | GSP | NG FES - Leading the Way | EV - other transport (GWh) | TEMPLEBOROUGH 275/33KV | Leading the Way | Dem_BB007 | GWh | NPgY | Templeborough |  | 0.010401 | 0.041919 | 0.096054 | 0.1816 | 0.31983 | 0.52631 | 0.81751 | 1.2054 | 1.6921 | 2.2634 | 2.8925 | 3.5486 | 4.1945 | 4.7998 | 5.3443 | 5.8171 | 6.214 | 6.5359 | 6.7885 | 6.9815 | 7.1258 | 7.2321 | 7.3109 | 7.3702 | 7.4162 | 7.4535 | 7.4852 | 7.5136 | 7.54
NPgY | GSP | NG FES - Leading the Way | EV - other transport (GWh) | THURCROFT | Leading the Way | Dem_BB007 | GWh | NPgY | Thurcroft |  | 0.52256 | 1.5042 | 3.1611 | 5.7162 | 9.752 | 15.6918 | 23.9829 | 34.958 | 48.6649 | 64.7107 | 82.3453 | 100.7187 | 118.8033 | 135.7549 | 151.0143 | 164.2753 | 175.4146 | 184.4598 | 191.5657 | 196.9992 | 201.0648 | 204.0665 | 206.2877 | 207.9556 | 209.2437 | 210.2802 | 211.1568 | 211.9358 | 212.6572
NPgY | GSP | NG FES - Leading the Way | EV - other transport (GWh) | WEST MELTON / THORPE MARSH | Leading the Way | Dem_BB007 | GWh | NPgY | Thorpe Marsh |  | 0.96445 | 3.0126 | 6.4883 | 11.889 | 20.4807 | 33.1857 | 50.979 | 74.5809 | 104.0999 | 138.6888 | 176.7264 | 216.3696 | 255.3923 | 291.9664 | 324.883 | 353.4817 | 377.4981 | 396.9931 | 412.3035 | 424.007 | 432.7603 | 439.2211 | 444.0028 | 447.5962 | 450.3757 | 452.6173 | 454.5178 | 456.21 | 457.7791
NPgY | GSP | NG FES - Leading the Way | EV - other transport (GWh) | WEST MELTON SECTION 3 | Leading the Way | Dem_BB007 | GWh | NPgY | West Melton |  | 1.8115 | 3.5715 | 6.4142 | 10.5147 | 16.5649 | 25.0542 | 36.4943 | 51.2993 | 69.4961 | 90.5678 | 113.5626 | 137.4358 | 160.9163 | 182.9521 | 202.8334 | 220.1598 | 234.7613 | 246.6613 | 256.0446 | 263.2451 | 268.6588 | 272.6676 | 275.6295 | 277.8342 | 279.5064 | 280.8167 | 281.8928 | 282.8255 | 283.6761
NPgY | GSP | NG FES - Leading the Way | EV - other transport (GWh) | WINCOBANK | Leading the Way | Dem_BB007 | GWh | NPgY | Wincobank |  | 0.030552 | 0.12314 | 0.28216 | 0.53346 | 0.93952 | 1.546 | 2.4014 | 3.541 | 4.9705 | 6.6488 | 8.4969 | 10.4241 | 12.3215 | 14.0994 | 15.6989 | 17.0878 | 18.2535 | 19.1992 | 19.9413 | 20.5082 | 20.9319 | 21.2444 | 21.4758 | 21.65 | 21.7851 | 21.8946 | 21.9879 | 22.0713 | 22.1488
NPgN | GSP | NG FES - System Transformation | EV - other transport (GWh) | BLYTH 66kV | System Transformation | Dem_BB007 | GWh | NPgN | Blyth 66kV |  | 0.6951 | 1.1185 | 1.8415 | 2.8669 | 4.3196 | 6.3285 | 9.0197 | 12.5023 | 16.7919 | 21.8286 | 27.5141 | 33.8356 | 40.7138 | 47.9529 | 55.2428 | 62.2454 | 68.6863 | 74.3894 | 79.2679 | 83.3063 | 86.5357 | 89.0238 | 90.8753 | 92.2175 | 93.1813 | 93.8815 | 94.4074 | 94.8219 | 95.1667
NPgN | GSP | NG FES - System Transformation | EV - other transport (GWh) | BLYTH 132kV | System Transformation | Dem_BB007 | GWh | NPgN | Blyth 132kV |  | 0.23245 | 0.34916 | 0.54569 | 0.81484 | 1.1815 | 1.6701 | 2.3043 | 3.1077 | 4.0824 | 5.2153 | 6.4845 | 7.8858 | 9.3994 | 10.9816 | 12.5662 | 14.083 | 15.4756 | 16.7083 | 17.7639 | 18.6397 | 19.3428 | 19.8878 | 20.2965 | 20.5955 | 20.812 | 20.97 | 21.0883 | 21.1804 | 21.2557
NPgN | GSP | NG FES - System Transformation | EV - other transport (GWh) | FOURSTONES | System Transformation | Dem_BB007 | GWh | NPgN | Fourstones |  | 0.055761 | 0.078717 | 0.1167 | 0.16634 | 0.23015 | 0.31029 | 0.4086 | 0.52821 | 0.66897 | 0.82908 | 1.0056 | 1.1975 | 1.4013 | 1.6111 | 1.8185 | 2.0154 | 2.1953 | 2.3545 | 2.4911 | 2.6051 | 2.6975 | 2.7701 | 2.8255 | 2.8669 | 2.8974 | 2.9199 | 2.9366 | 2.9494 | 2.9593
NPgN | GSP | NG FES - System Transformation | EV - other transport (GWh) | HARTMOOR | System Transformation | Dem_BB007 | GWh | NPgN | Hart Moor |  | 0.12314 | 0.27254 | 0.53577 | 0.93771 | 1.5511 | 2.4541 | 3.7249 | 5.4207 | 7.5539 | 10.0936 | 12.9889 | 16.2374 | 19.8053 | 23.593 | 27.4329 | 31.1375 | 34.5526 | 37.5776 | 40.162 | 42.2952 | 43.9929 | 45.2914 | 46.248 | 46.9333 | 47.42 | 47.7717 | 48.0369 | 48.249 | 48.4295
NPgN | GSP | NG FES - System Transformation | EV - other transport (GWh) | HAWTHORN PIT GRID | System Transformation | Dem_BB007 | GWh | NPgN | Hawthorn Pit |  | 0.13974 | 0.30761 | 0.6033 | 1.0545 | 1.7425 | 2.755 | 4.1794 | 6.0795 | 8.4695 | 11.3145 | 14.5578 | 18.1965 | 22.1926 | 26.4347 | 30.735 | 34.8837 | 38.7083 | 42.0959 | 44.99 | 47.379 | 49.2803 | 50.7346 | 51.8061 | 52.5737 | 53.1189 | 53.5129 | 53.8099 | 54.0475 | 54.2497
NPgN | GSP | NG FES - System Transformation | EV - other transport (GWh) | KNARESBOROUGH | System Transformation | Dem_BB007 | GWh | NPgN | Knaresborough |  | 0.37846 | 0.73259 | 1.3508 | 2.275 | 3.6573 | 5.66 | 8.4444 | 12.1326 | 16.7494 | 22.2283 | 28.4603 | 35.4382 | 43.0858 | 51.1889 | 59.3913 | 67.2971 | 74.5817 | 81.0335 | 86.5471 | 91.101 | 94.7291 | 97.5086 | 99.5609 | 101.0351 | 102.0847 | 102.844 | 103.4161 | 103.8721 | 104.2583
NPgN | GSP | NG FES - System Transformation | EV - other transport (GWh) | LACKENBY | System Transformation | Dem_BB007 | GWh | NPgN | Lackenby |  | 0.40924 | 0.87674 | 1.6989 | 2.9487 | 4.8483 | 7.636 | 11.5496 | 16.7645 | 23.3182 | 31.1157 | 40.0014 | 49.967 | 60.9079 | 72.5185 | 84.2855 | 95.636 | 106.0987 | 115.366 | 123.2838 | 129.8202 | 135.0231 | 139.0038 | 141.9379 | 144.0407 | 145.535 | 146.6149 | 147.429 | 148.0798 | 148.6332
NPgN | GSP | NG FES - System Transformation | EV - other transport (GWh) | NORTON | System Transformation | Dem_BB007 | GWh | NPgN | Norton |  | 1.9283 | 3.3255 | 5.7353 | 9.2387 | 14.3333 | 21.5427 | 31.3833 | 44.2707 | 60.2777 | 79.1769 | 100.5957 | 124.4984 | 150.6054 | 178.1798 | 206.0241 | 232.8193 | 257.4883 | 279.3344 | 298.0123 | 313.4554 | 325.7803 | 335.2477 | 342.264 | 347.3257 | 350.9443 | 353.5675 | 355.5408 | 357.1053 | 358.4191
NPgN | GSP | NG FES - System Transformation | EV - other transport (GWh) | OFFERTON | System Transformation | Dem_BB007 | GWh | NPgN | Offerton |  | 0.32972 | 0.45811 | 0.66937 | 0.94112 | 1.2833 | 1.7032 | 2.2061 | 2.8068 | 3.5036 | 4.2876 | 5.1448 | 6.0694 | 7.043 | 8.0358 | 9.0107 | 9.9315 | 10.771 | 11.5132 | 12.1514 | 12.6855 | 13.1206 | 13.4652 | 13.731 | 13.9316 | 14.0809 | 14.1912 | 14.2731 | 14.3346 | 14.3818
NPgN | GSP | NG FES - System Transformation | EV - other transport (GWh) | OSBALDWICK | System Transformation | Dem_BB007 | GWh | NPgN | Osbaldwick |  | 1.134 | 1.7139 | 2.6916 | 4.0357 | 5.8743 | 8.3351 | 11.5406 | 15.6118 | 20.5603 | 26.3186 | 32.7759 | 39.9119 | 47.6265 | 55.6973 | 63.7865 | 71.5329 | 78.6465 | 84.9435 | 90.3352 | 94.8073 | 98.3957 | 101.1747 | 103.2571 | 104.7788 | 105.8795 | 106.6821 | 107.2834 | 107.7527 | 108.1368
NPgN | GSP | NG FES - System Transformation | EV - other transport (GWh) | POPPLETON | System Transformation | Dem_BB007 | GWh | NPgN | Poppleton |  | 0.14481 | 0.2346 | 0.38805 | 0.6063 | 0.91641 | 1.3464 | 1.9238 | 2.6719 | 3.5944 | 4.6783 | 5.9024 | 7.264 | 8.7463 | 10.307 | 11.8792 | 13.3897 | 14.7793 | 16.0097 | 17.0622 | 17.9333 | 18.6297 | 19.166 | 19.5649 | 19.8539 | 20.0614 | 20.212 | 20.3252 | 20.4144 | 20.4888
NPgN | GSP | NG FES - System Transformation | EV - other transport (GWh) | SALTHOLME | System Transformation | Dem_BB007 | GWh | NPgN | Saltholme |  | 0 | 0 | 0 | 0 | 0 | 0 | 0 | 0 | 0 | 0 | 0 | 0 | 0 | 0 | 0 | 0 | 0 | 0 | 0 | 0 | 0 | 0 | 0 | 0 | 0 | 0 | 0 | 0 | 0
NPgN | GSP | NG FES - System Transformation | EV - other transport (GWh) | SOUTH SHIELDS | System Transformation | Dem_BB007 | GWh | NPgN | South Shields |  | 1.3107 | 1.8084 | 2.6253 | 3.6682 | 4.9682 | 6.5443 | 8.4089 | 10.614 | 13.1508 | 15.9883 | 19.0756 | 22.3902 | 25.8618 | 29.3838 | 32.827 | 36.0697 | 39.0211 | 41.63 | 43.8751 | 45.758 | 47.2968 | 48.521 | 49.4709 | 50.1926 | 50.7325 | 51.1326 | 51.429 | 51.65 | 51.817
NPgN | GSP | NG FES - System Transformation | EV - other transport (GWh) | SPADEADAM | System Transformation | Dem_BB007 | GWh | NPgN | Spadeadam - Not in NG FES |  | 0.003728 | 0.010912 | 0.023716 | 0.043765 | 0.07507 | 0.12198 | 0.18886 | 0.27879 | 0.3925 | 0.52831 | 0.68351 | 0.858 | 1.0501 | 1.2543 | 1.4617 | 1.662 | 1.8468 | 2.0104 | 2.1502 | 2.2655 | 2.3572 | 2.4272 | 2.4786 | 2.5154 | 2.5414 | 2.5602 | 2.5744 | 2.5857 | 2.5955
NPgN | GSP | NG FES - System Transformation | EV - other transport (GWh) | SPENNYMOOR | System Transformation | Dem_BB007 | GWh | NPgN | Spennymoor |  | 0.54957 | 1.0306 | 1.868 | 3.1118 | 4.9604 | 7.6245 | 11.3136 | 16.1882 | 22.2799 | 29.5012 | 37.7087 | 46.8921 | 56.9495 | 67.5989 | 78.3732 | 88.7545 | 98.3183 | 106.7886 | 114.0278 | 120.0084 | 124.7748 | 128.4283 | 131.1282 | 133.0693 | 134.4526 | 135.4537 | 136.2077 | 136.808 | 137.3155
NPgN | GSP | NG FES - System Transformation | EV - other transport (GWh) | STELLA NORTH | System Transformation | Dem_BB007 | GWh | NPgN | Stella North |  | 2.1258 | 3.0249 | 4.5165 | 6.4797 | 9.0273 | 12.2585 | 16.2622 | 21.1696 | 26.9779 | 33.6122 | 40.9487 | 48.9502 | 57.4789 | 66.2817 | 75.0098 | 83.3085 | 90.9008 | 97.6172 | 103.3804 | 108.1832 | 112.0676 | 115.1111 | 117.4271 | 119.1496 | 120.415 | 121.3447 | 122.0376 | 122.5671 | 122.9854
NPgN | GSP | NG FES - System Transformation | EV - other transport (GWh) | STELLA SOUTH | System Transformation | Dem_BB007 | GWh | NPgN | Stella South |  | 0.93995 | 1.619 | 2.7899 | 4.4916 | 6.9652 | 10.4643 | 15.2392 | 21.4915 | 29.2562 | 38.4232 | 48.8118 | 60.4046 | 73.0657 | 86.4378 | 99.9403 | 112.9337 | 124.8959 | 135.4893 | 144.5465 | 152.0351 | 158.0119 | 162.6031 | 166.0059 | 168.4609 | 170.2161 | 171.4885 | 172.4457 | 173.2045 | 173.8416
NPgN | GSP | NG FES - System Transformation | EV - other transport (GWh) | TYNEMOUTH | System Transformation | Dem_BB007 | GWh | NPgN | Tynemouth 1 |  | 0.32212 | 0.55415 | 0.95423 | 1.5354 | 2.3799 | 3.5742 | 5.2035 | 7.3365 | 9.9852 | 13.112 | 16.6553 | 20.6091 | 24.9271 | 29.4873 | 34.0919 | 38.5227 | 42.6018 | 46.2142 | 49.3027 | 51.8564 | 53.8946 | 55.4604 | 56.6209 | 57.4582 | 58.0569 | 58.4909 | 58.8174 | 59.0762 | 59.2934
NPgN | GSP | NG FES - System Transformation | EV - other transport (GWh) | WEST BOLDON | System Transformation | Dem_BB007 | GWh | NPgN | West Boldon |  | 2.0907 | 3.1451 | 4.9213 | 7.3561 | 10.6763 | 15.1061 | 20.8606 | 28.1555 | 37.0103 | 47.3045 | 58.8402 | 71.5803 | 85.344 | 99.7339 | 114.1492 | 127.9491 | 140.6195 | 151.8351 | 161.439 | 169.4068 | 175.8026 | 180.7584 | 184.4746 | 187.1927 | 189.1602 | 190.5954 | 191.6704 | 192.5084 | 193.1932
NPgY | GSP | NG FES - System Transformation | EV - other transport (GWh) | BRADFORD WEST | System Transformation | Dem_BB007 | GWh | NPgY | Bradford West |  | 2.6054 | 3.9304 | 6.1636 | 9.23 | 13.4195 | 19.0198 | 26.3068 | 35.555 | 46.7901 | 59.8588 | 74.5099 | 90.6969 | 108.1917 | 126.4895 | 144.8254 | 162.382 | 178.5034 | 192.7739 | 204.9931 | 215.1292 | 223.2636 | 229.5646 | 234.2874 | 237.7398 | 240.2379 | 242.0596 | 243.4243 | 244.4888 | 245.3597
NPgY | GSP | NG FES - System Transformation | EV - other transport (GWh) | CAMBLESFORTH | System Transformation | Dem_BB007 | GWh | NPgY | Camblesforth |  | 0.096858 | 0.28349 | 0.61613 | 1.137 | 1.9502 | 3.1689 | 4.9063 | 7.2427 | 10.1966 | 13.725 | 17.7568 | 22.2899 | 27.2793 | 32.5865 | 37.9747 | 43.1783 | 47.9776 | 52.229 | 55.8602 | 58.8555 | 61.2368 | 63.0551 | 64.3917 | 65.3465 | 66.0229 | 66.5111 | 66.8794 | 67.1751 | 67.4281
NPgY | GSP | NG FES - System Transformation | EV - other transport (GWh) | CREYKE BECK | System Transformation | Dem_BB007 | GWh | NPgY | Creyke Beck |  | 1.9253 | 3.2105 | 5.4169 | 8.5894 | 13.1503 | 19.5403 | 28.1926 | 39.4664 | 53.4199 | 69.8563 | 88.4527 | 109.174 | 131.77 | 155.6008 | 179.6374 | 202.7511 | 224.0225 | 242.8586 | 258.9666 | 272.2913 | 282.9343 | 291.1201 | 297.1969 | 301.5897 | 304.7359 | 307.0188 | 308.735 | 310.0922 | 311.2274
NPgY | GSP | NG FES - System Transformation | EV - other transport (GWh) | DRAX | System Transformation | Dem_BB007 | GWh | NPgY | Drax |  | 0.24203 | 0.54826 | 1.0885 | 1.9158 | 3.1816 | 5.0491 | 7.6812 | 11.1969 | 15.6221 | 20.8924 | 26.9027 | 33.6478 | 41.058 | 48.9266 | 56.905 | 64.6033 | 71.7006 | 77.9872 | 83.3578 | 87.7905 | 91.3178 | 94.0151 | 96.0017 | 97.4244 | 98.4345 | 99.1642 | 99.7144 | 100.1547 | 100.5298
NPgY | GSP | NG FES - System Transformation | EV - other transport (GWh) | ELLAND | System Transformation | Dem_BB007 | GWh | NPgY | Elland |  | 6.3072 | 8.9575 | 13.3516 | 19.1249 | 26.6006 | 36.06 | 47.7537 | 62.0622 | 78.9753 | 98.2749 | 119.6016 | 142.8457 | 167.6022 | 193.1354 | 218.4374 | 242.4848 | 264.4805 | 283.9382 | 300.6362 | 314.5555 | 325.8177 | 334.6478 | 341.3726 | 346.3789 | 350.0598 | 352.7651 | 354.7808 | 356.3194 | 357.5327
NPgY | GSP | NG FES - System Transformation | EV - other transport (GWh) | FERRYBRIDGE A | System Transformation | Dem_BB007 | GWh | NPgY | Ferrybridge A |  | 0.32788 | 0.80462 | 1.649 | 2.953 | 4.9639 | 7.9491 | 12.1754 | 17.8356 | 24.973 | 33.4833 | 43.1963 | 54.1049 | 66.0981 | 78.842 | 91.7706 | 104.2496 | 115.7562 | 125.9488 | 134.6555 | 141.8401 | 147.555 | 151.9226 | 155.1369 | 157.4365 | 159.0677 | 160.2456 | 161.1341 | 161.846 | 162.4536
NPgY | GSP | NG FES - System Transformation | EV - other transport (GWh) | FERRYBRIDGE B | System Transformation | Dem_BB007 | GWh | NPgY | Ferrybridge B (_M) |  | 1.1204 | 2.3618 | 4.5426 | 7.8504 | 12.8667 | 20.2156 | 30.5192 | 44.2379 | 61.4696 | 81.9647 | 105.3143 | 131.4961 | 160.2335 | 190.7238 | 221.6202 | 251.4198 | 278.887 | 303.2158 | 324.0025 | 341.1637 | 354.8256 | 365.2799 | 372.9872 | 378.5127 | 382.4401 | 385.2788 | 387.4186 | 389.1285 | 390.5819
NPgY | GSP | NG FES - System Transformation | EV - other transport (GWh) | GRIMSBY WEST | System Transformation | Dem_BB007 | GWh | NPgY | Grimsby West |  | 0.66634 | 1.5436 | 3.0932 | 5.4721 | 9.1207 | 14.5137 | 22.1254 | 32.3003 | 45.1148 | 60.3822 | 77.7973 | 97.3461 | 118.8273 | 141.6424 | 164.7796 | 187.1068 | 207.692 | 225.9259 | 241.5027 | 254.3585 | 264.587 | 272.4072 | 278.1657 | 282.2882 | 285.2143 | 287.328 | 288.9219 | 290.198 | 291.2856
NPgY | GSP | NG FES - System Transformation | EV - other transport (GWh) | JORDANTHORPE | System Transformation | Dem_BB007 | GWh | NPgY | Jordanthorpe |  | 0.0026 | 0.00761 | 0.01654 | 0.030523 | 0.052355 | 0.085072 | 0.13171 | 0.19443 | 0.27374 | 0.36845 | 0.47669 | 0.59839 | 0.73233 | 0.8748 | 1.0195 | 1.1591 | 1.288 | 1.4021 | 1.4996 | 1.58 | 1.6439 | 1.6928 | 1.7286 | 1.7543 | 1.7724 | 1.7855 | 1.7954 | 1.8034 | 1.8102
NPgY | GSP | NG FES - System Transformation | EV - other transport (GWh) | KEADBY | System Transformation | Dem_BB007 | GWh | NPgY | Keadby |  | 0.83355 | 1.6747 | 3.1473 | 5.364 | 8.7014 | 13.5623 | 20.3477 | 29.3582 | 40.656 | 54.0778 | 69.3564 | 86.4755 | 105.2513 | 125.1584 | 145.3197 | 164.7586 | 182.6728 | 198.5396 | 212.0977 | 223.2937 | 232.2102 | 239.0372 | 244.0744 | 247.6892 | 250.2609 | 252.1205 | 253.5218 | 254.6402 | 255.589
NPgY | GSP | NG FES - System Transformation | EV - other transport (GWh) | KIRKSTALL B | System Transformation | Dem_BB007 | GWh | NPgY | Kirkstall B |  | 2.1881 | 3.2452 | 5.0196 | 7.43 | 10.6821 | 14.976 | 20.5017 | 27.4615 | 35.8695 | 45.6125 | 56.5042 | 68.506 | 81.4408 | 94.9335 | 108.4258 | 121.3268 | 133.1646 | 143.642 | 152.6171 | 160.0689 | 166.0583 | 170.7083 | 174.2043 | 176.769 | 178.6305 | 179.9901 | 181.0075 | 181.7978 | 182.4398
NPgY | GSP | NG FES - System Transformation | EV - other transport (GWh) | NEEPSEND | System Transformation | Dem_BB007 | GWh | NPgY | Neepsend |  | 0.06728 | 0.13084 | 0.24183 | 0.40793 | 0.65657 | 1.017 | 1.5185 | 2.1829 | 3.0149 | 4.0023 | 5.1255 | 6.3833 | 7.762 | 9.2229 | 10.7018 | 12.1273 | 13.4408 | 14.6041 | 15.5983 | 16.4194 | 17.0735 | 17.5746 | 17.9446 | 18.2103 | 18.3995 | 18.5363 | 18.6394 | 18.7216 | 18.7912
NPgY | GSP | NG FES - System Transformation | EV - other transport (GWh) | NORTON LEES | System Transformation | Dem_BB007 | GWh | NPgY | Norton Lees |  | 0.883 | 1.1866 | 1.6792 | 2.2876 | 3.0113 | 3.8393 | 4.7562 | 5.7809 | 6.9031 | 8.1109 | 9.3841 | 10.7076 | 12.0426 | 13.3449 | 14.5757 | 15.7075 | 16.7242 | 17.6209 | 18.3985 | 19.0612 | 19.617 | 20.0753 | 20.4466 | 20.7415 | 20.9703 | 21.1426 | 21.2688 | 21.3584 | 21.4199
NPgY | GSP | NG FES - System Transformation | EV - other transport (GWh) | PITSMOOR 3/4 | System Transformation | Dem_BB007 | GWh | NPgY | Pitsmoor |  | 0.017941 | 0.052512 | 0.11413 | 0.21061 | 0.36125 | 0.587 | 0.90883 | 1.3416 | 1.8888 | 2.5423 | 3.2892 | 4.1289 | 5.0531 | 6.0361 | 7.0342 | 7.9981 | 8.8871 | 9.6746 | 10.3473 | 10.9021 | 11.3432 | 11.68 | 11.9276 | 12.1045 | 12.2298 | 12.3202 | 12.3884 | 12.4432 | 12.49
NPgY | GSP | NG FES - System Transformation | EV - other transport (GWh) | SALTEND NORTH | System Transformation | Dem_BB007 | GWh | NPgY | Saltend North |  | 0.23339 | 0.4874 | 0.93335 | 1.6088 | 2.6318 | 4.1289 | 6.2263 | 9.0176 | 12.5225 | 16.6902 | 21.4378 | 26.7605 | 32.602 | 38.799 | 45.078 | 51.1336 | 56.7152 | 61.6589 | 65.883 | 69.3704 | 72.147 | 74.2718 | 75.8386 | 76.962 | 77.7607 | 78.338 | 78.7731 | 79.1207 | 79.4161
NPgY | GSP | NG FES - System Transformation | EV - other transport (GWh) | SHEFFIELD CITY | System Transformation | Dem_BB007 | GWh | NPgY | Sheffield City |  | 0.038483 | 0.11263 | 0.2448 | 0.45174 | 0.77486 | 1.2591 | 1.9494 | 2.8776 | 4.0513 | 5.4531 | 7.055 | 8.8561 | 10.8385 | 12.9471 | 15.088 | 17.1554 | 19.0622 | 20.7514 | 22.1941 | 23.3842 | 24.3303 | 25.0528 | 25.5838 | 25.9632 | 26.2319 | 26.4259 | 26.5722 | 26.6897 | 26.7902
NPgY | GSP | NG FES - System Transformation | EV - other transport (GWh) | SKELTON GRANGE | System Transformation | Dem_BB007 | GWh | NPgY | Skelton Grange |  | 1.8061 | 3.7079 | 7.0428 | 12.0808 | 19.6915 | 30.8071 | 46.356 | 67.0297 | 92.9732 | 123.8111 | 158.929 | 198.2912 | 241.4782 | 287.2827 | 333.6842 | 378.4302 | 419.6702 | 456.1975 | 487.4084 | 513.1788 | 533.6984 | 549.4053 | 560.9898 | 569.2993 | 575.2083 | 579.4803 | 582.6999 | 585.271 | 587.4543
NPgY | GSP | NG FES - System Transformation | EV - other transport (GWh) | TEMPLEBOROUGH 275/33KV | System Transformation | Dem_BB007 | GWh | NPgY | Templeborough |  | 0.010401 | 0.030442 | 0.066162 | 0.12209 | 0.20942 | 0.34029 | 0.52686 | 0.77774 | 1.0949 | 1.4738 | 1.9068 | 2.3935 | 2.9293 | 3.4992 | 4.0778 | 4.6366 | 5.152 | 5.6085 | 5.9984 | 6.3201 | 6.5758 | 6.771 | 6.9145 | 7.0171 | 7.0897 | 7.1421 | 7.1817 | 7.2134 | 7.2406
NPgY | GSP | NG FES - System Transformation | EV - other transport (GWh) | THURCROFT | System Transformation | Dem_BB007 | GWh | NPgY | Thurcroft |  | 0.52256 | 1.1533 | 2.2645 | 3.9605 | 6.5478 | 10.3561 | 15.7142 | 22.8633 | 31.8558 | 42.561 | 54.7652 | 68.4576 | 83.4956 | 99.4595 | 115.6429 | 131.2561 | 145.6492 | 158.3982 | 169.29 | 178.2806 | 185.4358 | 190.9085 | 194.9406 | 197.8291 | 199.8807 | 201.3631 | 202.4808 | 203.3747 | 204.1357
NPgY | GSP | NG FES - System Transformation | EV - other transport (GWh) | WEST MELTON / THORPE MARSH | System Transformation | Dem_BB007 | GWh | NPgY | Thorpe Marsh |  | 0.96445 | 2.2764 | 4.5957 | 8.1637 | 13.6464 | 21.7621 | 33.229 | 48.5673 | 67.8928 | 90.9239 | 117.2 | 146.7006 | 179.1233 | 213.5648 | 248.4971 | 282.2092 | 313.2923 | 340.8252 | 364.3454 | 383.7559 | 399.1983 | 411.0031 | 419.6939 | 425.9142 | 430.3286 | 433.5168 | 435.9213 | 437.8467 | 439.4887
NPgY | GSP | NG FES - System Transformation | EV - other transport (GWh) | WEST MELTON SECTION 3 | System Transformation | Dem_BB007 | GWh | NPgY | West Melton |  | 1.8115 | 2.9715 | 4.9581 | 7.7973 | 11.853 | 17.5031 | 25.1186 | 35.0119 | 47.2318 | 61.6064 | 77.854 | 95.9416 | 115.6471 | 136.4113 | 157.3404 | 177.457 | 195.966 | 212.3553 | 226.3727 | 237.9715 | 247.2405 | 254.3747 | 259.6762 | 263.5132 | 266.2644 | 268.2616 | 269.7626 | 270.9478 | 271.9369
NPgY | GSP | NG FES - System Transformation | EV - other transport (GWh) | WINCOBANK | System Transformation | Dem_BB007 | GWh | NPgY | Wincobank |  | 0.030552 | 0.089423 | 0.19435 | 0.35864 | 0.61517 | 0.9996 | 1.5476 | 2.2846 | 3.2164 | 4.3293 | 5.6011 | 7.031 | 8.6049 | 10.279 | 11.9786 | 13.62 | 15.1339 | 16.4749 | 17.6203 | 18.5652 | 19.3163 | 19.8899 | 20.3115 | 20.6127 | 20.826 | 20.98 | 21.0962 | 21.1895 | 21.2693
NPgN | GSP | NPg Best View | Number of electric cars and vans (hybrid and full electric) | BLYTH 66kV | NPg Best View (Not in FES) | LCT_BB002_NPgAggregate | Number of | NPgN | Blyth 66kV |  | 1938 | 3716 | 7737 | 13096 | 20734 | 28138 | 36086 | 44363 | 54001 | 63654 | 72865 | 81516 | 89495 | 96304 | 101825 | 106639 | 110792 | 114324 | 117225 | 119533 | 121355 | 122739 | 123771 | 124548 | 125075 | 125503 | 125890 | 126263 | 126643
NPgN | GSP | NPg Best View | Number of electric cars and vans (hybrid and full electric) | BLYTH 132kV | NPg Best View (Not in FES) | LCT_BB002_NPgAggregate | Number of | NPgN | Blyth 132kV |  | 695 | 1303 | 2651 | 4384 | 6775 | 8970 | 11329 | 13779 | 16623 | 19471 | 22193 | 24750 | 27109 | 29122 | 30753 | 32176 | 33403 | 34446 | 35303 | 35985 | 36524 | 36933 | 37239 | 37469 | 37626 | 37753 | 37868 | 37978 | 38091
NPgN | GSP | NPg Best View | Number of electric cars and vans (hybrid and full electric) | FOURSTONES | NPg Best View (Not in FES) | LCT_BB002_NPgAggregate | Number of | NPgN | Fourstones |  | 273 | 498 | 983 | 1572 | 2342 | 2979 | 3666 | 4375 | 5192 | 6011 | 6796 | 7533 | 8214 | 8795 | 9266 | 9676 | 10029 | 10330 | 10577 | 10774 | 10929 | 11048 | 11136 | 11203 | 11249 | 11286 | 11319 | 11351 | 11384
NPgN | GSP | NPg Best View | Number of electric cars and vans (hybrid and full electric) | HARTMOOR | NPg Best View (Not in FES) | LCT_BB002_NPgAggregate | Number of | NPgN | Hart Moor |  | 601 | 1213 | 2652 | 4703 | 7789 | 11033 | 14510 | 18145 | 22396 | 26654 | 30708 | 34515 | 38025 | 41020 | 43450 | 45570 | 47399 | 48955 | 50232 | 51247 | 52049 | 52657 | 53110 | 53450 | 53680 | 53867 | 54036 | 54200 | 54367
NPgN | GSP | NPg Best View | Number of electric cars and vans (hybrid and full electric) | HAWTHORN PIT GRID | NPg Best View (Not in FES) | LCT_BB002_NPgAggregate | Number of | NPgN | Hawthorn Pit |  | 787 | 1584 | 3453 | 6110 | 10097 | 14274 | 18751 | 23432 | 28904 | 34385 | 39604 | 44505 | 49024 | 52880 | 56009 | 58738 | 61092 | 63095 | 64739 | 66046 | 67078 | 67861 | 68444 | 68883 | 69179 | 69419 | 69638 | 69849 | 70064
NPgN | GSP | NPg Best View | Number of electric cars and vans (hybrid and full electric) | KNARESBOROUGH | NPg Best View (Not in FES) | LCT_BB002_NPgAggregate | Number of | NPgN | Knaresborough |  | 2788 | 5101 | 10105 | 16227 | 24291 | 31077 | 38379 | 45929 | 54643 | 63373 | 71737 | 79596 | 86852 | 93041 | 98053 | 102422 | 106190 | 109392 | 112024 | 114121 | 115778 | 117040 | 117983 | 118694 | 119180 | 119575 | 119929 | 120270 | 120616
NPgN | GSP | NPg Best View | Number of electric cars and vans (hybrid and full electric) | LACKENBY | NPg Best View (Not in FES) | LCT_BB002_NPgAggregate | Number of | NPgN | Lackenby |  | 1083 | 2197 | 4829 | 8607 | 14317 | 20361 | 26840 | 33615 | 41542 | 49480 | 57037 | 64134 | 70676 | 76259 | 80789 | 84741 | 88150 | 91051 | 93432 | 95324 | 96818 | 97952 | 98796 | 99431 | 99859 | 100207 | 100523 | 100828 | 101140
NPgN | GSP | NPg Best View | Number of electric cars and vans (hybrid and full electric) | NORTON | NPg Best View (Not in FES) | LCT_BB002_NPgAggregate | Number of | NPgN | Norton |  | 3788 | 7429 | 15815 | 27359 | 44256 | 61327 | 79640 | 98751 | 121054 | 143391 | 164681 | 184675 | 203112 | 218846 | 231607 | 242738 | 252339 | 260507 | 267214 | 272546 | 276756 | 279954 | 282335 | 284128 | 285339 | 286324 | 287216 | 288078 | 288956
NPgN | GSP | NPg Best View | Number of electric cars and vans (hybrid and full electric) | OFFERTON | NPg Best View (Not in FES) | LCT_BB002_NPgAggregate | Number of | NPgN | Offerton |  | 347 | 712 | 1581 | 2843 | 4767 | 6829 | 9039 | 11351 | 14058 | 16768 | 19348 | 21771 | 24004 | 25910 | 27456 | 28805 | 29969 | 30959 | 31772 | 32418 | 32928 | 33315 | 33603 | 33819 | 33965 | 34084 | 34192 | 34296 | 34402
NPgN | GSP | NPg Best View | Number of electric cars and vans (hybrid and full electric) | OSBALDWICK | NPg Best View (Not in FES) | LCT_BB002_NPgAggregate | Number of | NPgN | Osbaldwick |  | 2795 | 5313 | 10964 | 18390 | 28849 | 38788 | 49462 | 60567 | 73484 | 86421 | 98772 | 110373 | 121075 | 130206 | 137608 | 144063 | 149632 | 154367 | 158256 | 161350 | 163794 | 165652 | 167037 | 168080 | 168787 | 169362 | 169882 | 170383 | 170892
NPgN | GSP | NPg Best View | Number of electric cars and vans (hybrid and full electric) | POPPLETON | NPg Best View (Not in FES) | LCT_BB002_NPgAggregate | Number of | NPgN | Poppleton |  | 501 | 940 | 1913 | 3163 | 4888 | 6473 | 8175 | 9943 | 11995 | 14051 | 16016 | 17861 | 19564 | 21016 | 22194 | 23220 | 24106 | 24859 | 25477 | 25970 | 26358 | 26654 | 26875 | 27041 | 27154 | 27246 | 27328 | 27408 | 27489
NPgN | GSP | NPg Best View | Number of electric cars and vans (hybrid and full electric) | SALTHOLME | NPg Best View (Not in FES) | LCT_BB002_NPgAggregate | Number of | NPgN | Saltholme |  | 13 | 27 | 60 | 109 | 183 | 263 | 348 | 438 | 542 | 647 | 747 | 841 | 927 | 1001 | 1060 | 1113 | 1158 | 1196 | 1227 | 1252 | 1272 | 1287 | 1298 | 1306 | 1312 | 1317 | 1321 | 1325 | 1329
NPgN | GSP | NPg Best View | Number of electric cars and vans (hybrid and full electric) | SOUTH SHIELDS | NPg Best View (Not in FES) | LCT_BB002_NPgAggregate | Number of | NPgN | South Shields |  | 370 | 739 | 1599 | 2812 | 4618 | 6492 | 8501 | 10600 | 13054 | 15511 | 17851 | 20049 | 22075 | 23804 | 25207 | 26431 | 27486 | 28384 | 29121 | 29708 | 30170 | 30522 | 30783 | 30980 | 31113 | 31221 | 31319 | 31413 | 31510
NPgN | GSP | NPg Best View | Number of electric cars and vans (hybrid and full electric) | SPADEADAM | NPg Best View (Not in FES) | LCT_BB002_NPgAggregate | Number of | NPgN | Spadeadam - Not in NG FES |  | 74 | 141 | 292 | 493 | 779 | 1054 | 1349 | 1657 | 2015 | 2374 | 2716 | 3037 | 3334 | 3587 | 3792 | 3971 | 4125 | 4257 | 4364 | 4450 | 4518 | 4569 | 4608 | 4637 | 4656 | 4672 | 4686 | 4700 | 4714
NPgN | GSP | NPg Best View | Number of electric cars and vans (hybrid and full electric) | SPENNYMOOR | NPg Best View (Not in FES) | LCT_BB002_NPgAggregate | Number of | NPgN | Spennymoor |  | 2356 | 4566 | 9608 | 16435 | 26297 | 36058 | 46533 | 57454 | 70184 | 82935 | 95094 | 106514 | 117046 | 126033 | 133320 | 139677 | 145160 | 149824 | 153654 | 156699 | 159104 | 160931 | 162292 | 163317 | 164010 | 164574 | 165084 | 165577 | 166078
NPgN | GSP | NPg Best View | Number of electric cars and vans (hybrid and full electric) | STELLA NORTH | NPg Best View (Not in FES) | LCT_BB002_NPgAggregate | Number of | NPgN | Stella North |  | 1939 | 3661 | 7503 | 12493 | 19451 | 25954 | 32938 | 40199 | 48636 | 57087 | 65158 | 72740 | 79734 | 85702 | 90539 | 94758 | 98396 | 101490 | 104032 | 106054 | 107651 | 108866 | 109771 | 110454 | 110917 | 111293 | 111633 | 111961 | 112294
NPgN | GSP | NPg Best View | Number of electric cars and vans (hybrid and full electric) | STELLA SOUTH | NPg Best View (Not in FES) | LCT_BB002_NPgAggregate | Number of | NPgN | Stella South |  | 1533 | 2924 | 6057 | 10198 | 16061 | 21680 | 27713 | 33993 | 41300 | 48620 | 55605 | 62167 | 68219 | 73384 | 77571 | 81222 | 84372 | 87050 | 89250 | 91000 | 92383 | 93433 | 94216 | 94806 | 95206 | 95530 | 95824 | 96107 | 96396
NPgN | GSP | NPg Best View | Number of electric cars and vans (hybrid and full electric) | TYNEMOUTH | NPg Best View (Not in FES) | LCT_BB002_NPgAggregate | Number of | NPgN | Tynemouth 1 |  | 1556 | 2991 | 6242 | 10590 | 16805 | 22858 | 29354 | 36122 | 44004 | 51899 | 59431 | 66505 | 73030 | 78597 | 83112 | 87049 | 90445 | 93333 | 95705 | 97592 | 99082 | 100214 | 101058 | 101693 | 102123 | 102473 | 102789 | 103095 | 103405
NPgN | GSP | NPg Best View | Number of electric cars and vans (hybrid and full electric) | WEST BOLDON | NPg Best View (Not in FES) | LCT_BB002_NPgAggregate | Number of | NPgN | West Boldon |  | 1790 | 3489 | 7381 | 12693 | 20414 | 28132 | 36414 | 45051 | 55126 | 65216 | 74836 | 83870 | 92202 | 99312 | 105078 | 110107 | 114445 | 118135 | 121166 | 123575 | 125478 | 126923 | 127999 | 128810 | 129358 | 129803 | 130207 | 130596 | 130993
NPgY | GSP | NPg Best View | Number of electric cars and vans (hybrid and full electric) | BRADFORD WEST | NPg Best View (Not in FES) | LCT_BB002_NPgAggregate | Number of | NPgY | Bradford West |  | 6780 | 11058 | 19899 | 30892 | 46125 | 62237 | 79532 | 97545 | 118519 | 139298 | 159113 | 177711 | 194847 | 209435 | 221449 | 231926 | 240964 | 248650 | 254963 | 259984 | 263950 | 266963 | 269208 | 270900 | 272045 | 272976 | 273818 | 274631 | 275458
NPgY | GSP | NPg Best View | Number of electric cars and vans (hybrid and full electric) | CAMBLESFORTH | NPg Best View (Not in FES) | LCT_BB002_NPgAggregate | Number of | NPgY | Camblesforth |  | 267 | 503 | 1027 | 1785 | 2951 | 4358 | 5865 | 7445 | 9302 | 11140 | 12887 | 14525 | 16033 | 17318 | 18377 | 19301 | 20098 | 20777 | 21334 | 21776 | 22125 | 22390 | 22587 | 22735 | 22834 | 22915 | 22988 | 23060 | 23132
NPgY | GSP | NPg Best View | Number of electric cars and vans (hybrid and full electric) | CREYKE BECK | NPg Best View (Not in FES) | LCT_BB002_NPgAggregate | Number of | NPgY | Creyke Beck |  | 3623 | 6545 | 12932 | 21878 | 35376 | 51291 | 68343 | 86211 | 107167 | 127922 | 147650 | 166158 | 183200 | 197711 | 209675 | 220113 | 229118 | 236782 | 243071 | 248069 | 252012 | 255004 | 257228 | 258902 | 260026 | 260941 | 261774 | 262580 | 263403
NPgY | GSP | NPg Best View | Number of electric cars and vans (hybrid and full electric) | DRAX | NPg Best View (Not in FES) | LCT_BB002_NPgAggregate | Number of | NPgY | Drax |  | 473 | 852 | 1679 | 2835 | 4577 | 6627 | 8823 | 11124 | 13823 | 16496 | 19037 | 21420 | 23615 | 25484 | 27025 | 28369 | 29529 | 30516 | 31326 | 31970 | 32477 | 32863 | 33149 | 33365 | 33510 | 33628 | 33735 | 33839 | 33945
NPgY | GSP | NPg Best View | Number of electric cars and vans (hybrid and full electric) | ELLAND | NPg Best View (Not in FES) | LCT_BB002_NPgAggregate | Number of | NPgY | Elland |  | 3513 | 6106 | 11669 | 19178 | 30235 | 42895 | 56467 | 70666 | 87288 | 103752 | 119414 | 134110 | 147643 | 159166 | 168664 | 176949 | 184097 | 190179 | 195172 | 199139 | 202271 | 204648 | 206416 | 207747 | 208643 | 209372 | 210034 | 210674 | 211328
NPgY | GSP | NPg Best View | Number of electric cars and vans (hybrid and full electric) | FERRYBRIDGE A | NPg Best View (Not in FES) | LCT_BB002_NPgAggregate | Number of | NPgY | Ferrybridge A |  | 1057 | 1867 | 3619 | 6023 | 9604 | 13759 | 18212 | 22875 | 28338 | 33749 | 38894 | 43722 | 48167 | 51952 | 55072 | 57794 | 60143 | 62141 | 63782 | 65085 | 66114 | 66894 | 67475 | 67912 | 68206 | 68445 | 68662 | 68872 | 69087
NPgY | GSP | NPg Best View | Number of electric cars and vans (hybrid and full electric) | FERRYBRIDGE B | NPg Best View (Not in FES) | LCT_BB002_NPgAggregate | Number of | NPgY | Ferrybridge B (_M) |  | 5292 | 8389 | 14657 | 22068 | 31919 | 41714 | 52241 | 63164 | 75825 | 88370 | 100359 | 111612 | 121987 | 130817 | 138084 | 144421 | 149886 | 154531 | 158349 | 161388 | 163788 | 165614 | 166977 | 168004 | 168703 | 169271 | 169783 | 170276 | 170776
NPgY | GSP | NPg Best View | Number of electric cars and vans (hybrid and full electric) | GRIMSBY WEST | NPg Best View (Not in FES) | LCT_BB002_NPgAggregate | Number of | NPgY | Grimsby West |  | 1129 | 2073 | 4152 | 7104 | 11596 | 16945 | 22676 | 28684 | 35735 | 42718 | 49353 | 55578 | 61310 | 66190 | 70214 | 73725 | 76754 | 79333 | 81448 | 83129 | 84455 | 85461 | 86209 | 86772 | 87150 | 87457 | 87737 | 88008 | 88285
NPgY | GSP | NPg Best View | Number of electric cars and vans (hybrid and full electric) | JORDANTHORPE | NPg Best View (Not in FES) | LCT_BB002_NPgAggregate | Number of | NPgY | Jordanthorpe |  | 866 | 1435 | 2623 | 4136 | 6273 | 8591 | 11079 | 13673 | 16700 | 19698 | 22555 | 25236 | 27706 | 29808 | 31541 | 33051 | 34355 | 35463 | 36373 | 37097 | 37669 | 38103 | 38426 | 38670 | 38834 | 38968 | 39089 | 39206 | 39326
NPgY | GSP | NPg Best View | Number of electric cars and vans (hybrid and full electric) | KEADBY | NPg Best View (Not in FES) | LCT_BB002_NPgAggregate | Number of | NPgY | Keadby |  | 1975 | 3624 | 7253 | 12401 | 20233 | 29554 | 39540 | 50009 | 62294 | 74462 | 86023 | 96871 | 106857 | 115361 | 122373 | 128491 | 133769 | 138261 | 141947 | 144876 | 147187 | 148940 | 150243 | 151223 | 151882 | 152417 | 152905 | 153377 | 153859
NPgY | GSP | NPg Best View | Number of electric cars and vans (hybrid and full electric) | KIRKSTALL B | NPg Best View (Not in FES) | LCT_BB002_NPgAggregate | Number of | NPgY | Kirkstall B |  | 12598 | 18705 | 30326 | 41864 | 54671 | 63477 | 73021 | 82647 | 93421 | 104112 | 114494 | 124257 | 133291 | 140970 | 147254 | 152726 | 157440 | 161432 | 164728 | 167364 | 169454 | 171057 | 172266 | 173181 | 173827 | 174350 | 174806 | 175242 | 175676
NPgY | GSP | NPg Best View | Number of electric cars and vans (hybrid and full electric) | NEEPSEND | NPg Best View (Not in FES) | LCT_BB002_NPgAggregate | Number of | NPgY | Neepsend |  | 1126 | 1863 | 3400 | 5352 | 8104 | 11082 | 14277 | 17609 | 21495 | 25345 | 29014 | 32457 | 35628 | 38329 | 40553 | 42493 | 44167 | 45590 | 46759 | 47689 | 48423 | 48980 | 49396 | 49708 | 49920 | 50092 | 50247 | 50398 | 50551
NPgY | GSP | NPg Best View | Number of electric cars and vans (hybrid and full electric) | NORTON LEES | NPg Best View (Not in FES) | LCT_BB002_NPgAggregate | Number of | NPgY | Norton Lees |  | 923 | 1571 | 2947 | 4762 | 7393 | 10345 | 13511 | 16819 | 20687 | 24519 | 28166 | 31588 | 34740 | 37423 | 39635 | 41564 | 43228 | 44644 | 45806 | 46730 | 47459 | 48013 | 48425 | 48735 | 48945 | 49115 | 49269 | 49418 | 49570
NPgY | GSP | NPg Best View | Number of electric cars and vans (hybrid and full electric) | PITSMOOR 3/4 | NPg Best View (Not in FES) | LCT_BB002_NPgAggregate | Number of | NPgY | Pitsmoor |  | 332 | 582 | 1123 | 1859 | 2952 | 4214 | 5566 | 6981 | 8639 | 10281 | 11843 | 13308 | 14657 | 15806 | 16753 | 17580 | 18292 | 18899 | 19397 | 19792 | 20105 | 20342 | 20518 | 20650 | 20740 | 20812 | 20878 | 20942 | 21007
NPgY | GSP | NPg Best View | Number of electric cars and vans (hybrid and full electric) | SALTEND NORTH | NPg Best View (Not in FES) | LCT_BB002_NPgAggregate | Number of | NPgY | Saltend North |  | 307 | 619 | 1329 | 2398 | 4084 | 6172 | 8407 | 10756 | 13518 | 16253 | 18850 | 21285 | 23527 | 25436 | 27011 | 28385 | 29571 | 30580 | 31408 | 32066 | 32584 | 32978 | 33270 | 33490 | 33637 | 33757 | 33866 | 33972 | 34080
NPgY | GSP | NPg Best View | Number of electric cars and vans (hybrid and full electric) | SHEFFIELD CITY | NPg Best View (Not in FES) | LCT_BB002_NPgAggregate | Number of | NPgY | Sheffield City |  | 331 | 605 | 1206 | 2056 | 3346 | 4878 | 6520 | 8240 | 10259 | 12258 | 14158 | 15940 | 17581 | 18979 | 20131 | 21136 | 22003 | 22742 | 23347 | 23829 | 24208 | 24496 | 24711 | 24872 | 24980 | 25068 | 25148 | 25226 | 25305
NPgY | GSP | NPg Best View | Number of electric cars and vans (hybrid and full electric) | SKELTON GRANGE | NPg Best View (Not in FES) | LCT_BB002_NPgAggregate | Number of | NPgY | Skelton Grange |  | 11598 | 18266 | 31692 | 47355 | 67937 | 88030 | 109630 | 132017 | 157930 | 183608 | 208161 | 231212 | 252465 | 270553 | 285436 | 298412 | 309603 | 319115 | 326933 | 333157 | 338075 | 341817 | 344611 | 346717 | 348152 | 349318 | 350367 | 351377 | 352403
NPgY | GSP | NPg Best View | Number of electric cars and vans (hybrid and full electric) | TEMPLEBOROUGH 275/33KV | NPg Best View (Not in FES) | LCT_BB002_NPgAggregate | Number of | NPgY | Templeborough |  | 58 | 104 | 201 | 336 | 537 | 771 | 1022 | 1285 | 1592 | 1897 | 2187 | 2459 | 2709 | 2922 | 3098 | 3251 | 3384 | 3496 | 3589 | 3662 | 3720 | 3764 | 3797 | 3821 | 3838 | 3851 | 3863 | 3875 | 3887
NPgY | GSP | NPg Best View | Number of electric cars and vans (hybrid and full electric) | THURCROFT | NPg Best View (Not in FES) | LCT_BB002_NPgAggregate | Number of | NPgY | Thurcroft |  | 1353 | 2492 | 5002 | 8575 | 14019 | 20513 | 27469 | 34764 | 43324 | 51802 | 59858 | 67416 | 74374 | 80299 | 85185 | 89447 | 93125 | 96255 | 98823 | 100864 | 102474 | 103696 | 104603 | 105286 | 105745 | 106118 | 106458 | 106787 | 107123
NPgY | GSP | NPg Best View | Number of electric cars and vans (hybrid and full electric) | WEST MELTON / THORPE MARSH | NPg Best View (Not in FES) | LCT_BB002_NPgAggregate | Number of | NPgY | Thorpe Marsh |  | 3651 | 6264 | 11831 | 19240 | 30040 | 42256 | 55354 | 69049 | 85068 | 100934 | 116034 | 130202 | 143251 | 154361 | 163517 | 171504 | 178395 | 184257 | 189070 | 192895 | 195915 | 198207 | 199912 | 201197 | 202062 | 202765 | 203404 | 204022 | 204652
NPgY | GSP | NPg Best View | Number of electric cars and vans (hybrid and full electric) | WEST MELTON SECTION 3 | NPg Best View (Not in FES) | LCT_BB002_NPgAggregate | Number of | NPgY | West Melton |  | 4244 | 7077 | 13015 | 20641 | 31475 | 43330 | 56049 | 69322 | 84813 | 100158 | 114777 | 128495 | 141132 | 151891 | 160754 | 168485 | 175154 | 180828 | 185486 | 189190 | 192114 | 194335 | 195989 | 197234 | 198075 | 198759 | 199379 | 199978 | 200588
NPgY | GSP | NPg Best View | Number of electric cars and vans (hybrid and full electric) | WINCOBANK | NPg Best View (Not in FES) | LCT_BB002_NPgAggregate | Number of | NPgY | Wincobank |  | 73 | 148 | 318 | 574 | 978 | 1479 | 2016 | 2580 | 3243 | 3900 | 4523 | 5108 | 5647 | 6105 | 6483 | 6813 | 7098 | 7340 | 7539 | 7697 | 7821 | 7916 | 7986 | 8039 | 8074 | 8103 | 8129 | 8155 | 8181
NPgN | GSP | NG FES - Consumer Transformation | Number of electric cars and vans (hybrid and full electric) | BLYTH 66kV | Consumer Transformation | LCT_BB002_NPgAggregate | Number of | NPgN | Blyth 66kV |  | 1938 | 3799 | 7961 | 13605 | 21809 | 29752 | 38272 | 47185 | 57608 | 68031 | 78035 | 87521 | 96363 | 103984 | 110277 | 115865 | 120768 | 125019 | 128609 | 131367 | 133600 | 135374 | 136775 | 137908 | 138621 | 139239 | 139832 | 140395 | 140972
NPgN | GSP | NG FES - Consumer Transformation | Number of electric cars and vans (hybrid and full electric) | BLYTH 132kV | Consumer Transformation | LCT_BB002_NPgAggregate | Number of | NPgN | Blyth 132kV |  | 695 | 1332 | 2728 | 4554 | 7126 | 9488 | 12015 | 14653 | 17726 | 20797 | 23750 | 26553 | 29166 | 31417 | 33276 | 34927 | 36375 | 37630 | 38690 | 39505 | 40164 | 40688 | 41102 | 41437 | 41647 | 41830 | 42005 | 42170 | 42340
NPgN | GSP | NG FES - Consumer Transformation | Number of electric cars and vans (hybrid and full electric) | FOURSTONES | Consumer Transformation | LCT_BB002_NPgAggregate | Number of | NPgN | Fourstones |  | 273 | 510 | 1012 | 1633 | 2463 | 3154 | 3888 | 4651 | 5533 | 6413 | 7262 | 8070 | 8823 | 9473 | 10008 | 10484 | 10901 | 11262 | 11567 | 11802 | 11992 | 12143 | 12262 | 12358 | 12419 | 12472 | 12522 | 12569 | 12618
NPgN | GSP | NG FES - Consumer Transformation | Number of electric cars and vans (hybrid and full electric) | HARTMOOR | Consumer Transformation | LCT_BB002_NPgAggregate | Number of | NPgN | Hart Moor |  | 601 | 1240 | 2728 | 4886 | 8193 | 11658 | 15390 | 19303 | 23907 | 28514 | 32923 | 37101 | 40992 | 44347 | 47119 | 49580 | 51740 | 53613 | 55195 | 56410 | 57393 | 58175 | 58792 | 59291 | 59605 | 59877 | 60139 | 60388 | 60643
NPgN | GSP | NG FES - Consumer Transformation | Number of electric cars and vans (hybrid and full electric) | HAWTHORN PIT GRID | Consumer Transformation | LCT_BB002_NPgAggregate | Number of | NPgN | Hawthorn Pit |  | 787 | 1619 | 3553 | 6348 | 10621 | 15083 | 19889 | 24927 | 30853 | 36783 | 42459 | 47837 | 52847 | 57166 | 60735 | 63903 | 66683 | 69095 | 71131 | 72695 | 73961 | 74968 | 75762 | 76405 | 76808 | 77158 | 77496 | 77816 | 78145
NPgN | GSP | NG FES - Consumer Transformation | Number of electric cars and vans (hybrid and full electric) | KNARESBOROUGH | Consumer Transformation | LCT_BB002_NPgAggregate | Number of | NPgN | Knaresborough |  | 2788 | 5215 | 10397 | 16857 | 25550 | 32891 | 40701 | 48834 | 58233 | 67620 | 76679 | 85284 | 93314 | 100231 | 105938 | 111007 | 115452 | 119302 | 122555 | 125056 | 127079 | 128689 | 129959 | 130987 | 131635 | 132195 | 132731 | 133236 | 133753
NPgN | GSP | NG FES - Consumer Transformation | Number of electric cars and vans (hybrid and full electric) | LACKENBY | Consumer Transformation | LCT_BB002_NPgAggregate | Number of | NPgN | Lackenby |  | 1083 | 2247 | 4969 | 8941 | 15059 | 21514 | 28468 | 35761 | 44346 | 52936 | 61157 | 68945 | 76200 | 82453 | 87621 | 92209 | 96235 | 99728 | 102676 | 104942 | 106775 | 108232 | 109383 | 110313 | 110897 | 111405 | 111893 | 112358 | 112834
NPgN | GSP | NG FES - Consumer Transformation | Number of electric cars and vans (hybrid and full electric) | NORTON | Consumer Transformation | LCT_BB002_NPgAggregate | Number of | NPgN | Norton |  | 3788 | 7596 | 16272 | 28421 | 46550 | 64824 | 84469 | 105042 | 129180 | 153324 | 176465 | 198398 | 218836 | 236451 | 251004 | 263925 | 275261 | 285094 | 293396 | 299774 | 304937 | 309040 | 312280 | 314901 | 316547 | 317975 | 319349 | 320654 | 321991
NPgN | GSP | NG FES - Consumer Transformation | Number of electric cars and vans (hybrid and full electric) | OFFERTON | Consumer Transformation | LCT_BB002_NPgAggregate | Number of | NPgN | Offerton |  | 347 | 728 | 1626 | 2953 | 5014 | 7215 | 9587 | 12076 | 15008 | 17942 | 20749 | 23408 | 25884 | 28019 | 29784 | 31350 | 32724 | 33917 | 34924 | 35697 | 36323 | 36820 | 37213 | 37531 | 37730 | 37903 | 38070 | 38229 | 38392
NPgN | GSP | NG FES - Consumer Transformation | Number of electric cars and vans (hybrid and full electric) | OSBALDWICK | Consumer Transformation | LCT_BB002_NPgAggregate | Number of | NPgN | Osbaldwick |  | 2795 | 5433 | 11281 | 19105 | 30344 | 41019 | 52458 | 64417 | 78381 | 92342 | 105752 | 118471 | 130327 | 140545 | 148982 | 156475 | 163047 | 168746 | 173558 | 177256 | 180248 | 182627 | 184506 | 186025 | 186981 | 187809 | 188604 | 189358 | 190130
NPgN | GSP | NG FES - Consumer Transformation | Number of electric cars and vans (hybrid and full electric) | POPPLETON | Consumer Transformation | LCT_BB002_NPgAggregate | Number of | NPgN | Poppleton |  | 501 | 961 | 1968 | 3286 | 5142 | 6847 | 8670 | 10574 | 12792 | 15008 | 17140 | 19162 | 21048 | 22673 | 24014 | 25206 | 26251 | 27157 | 27922 | 28510 | 28985 | 29364 | 29662 | 29904 | 30056 | 30188 | 30314 | 30434 | 30556
NPgN | GSP | NG FES - Consumer Transformation | Number of electric cars and vans (hybrid and full electric) | SALTHOLME | Consumer Transformation | LCT_BB002_NPgAggregate | Number of | NPgN | Saltholme |  | 13 | 28 | 62 | 113 | 193 | 278 | 369 | 466 | 579 | 692 | 801 | 904 | 1000 | 1082 | 1150 | 1211 | 1264 | 1310 | 1349 | 1379 | 1403 | 1422 | 1438 | 1450 | 1458 | 1464 | 1471 | 1477 | 1483
NPgN | GSP | NG FES - Consumer Transformation | Number of electric cars and vans (hybrid and full electric) | SOUTH SHIELDS | Consumer Transformation | LCT_BB002_NPgAggregate | Number of | NPgN | South Shields |  | 370 | 755 | 1646 | 2921 | 4858 | 6861 | 9017 | 11276 | 13933 | 16590 | 19135 | 21546 | 23793 | 25729 | 27330 | 28750 | 29997 | 31078 | 31991 | 32692 | 33260 | 33711 | 34067 | 34355 | 34536 | 34693 | 34844 | 34988 | 35135
NPgN | GSP | NG FES - Consumer Transformation | Number of electric cars and vans (hybrid and full electric) | SPADEADAM | Consumer Transformation | LCT_BB002_NPgAggregate | Number of | NPgN | Spadeadam - Not in NG FES |  | 74 | 144 | 301 | 512 | 819 | 1114 | 1431 | 1762 | 2150 | 2537 | 2908 | 3261 | 3590 | 3873 | 4107 | 4314 | 4496 | 4654 | 4788 | 4890 | 4973 | 5039 | 5091 | 5133 | 5160 | 5183 | 5205 | 5226 | 5247
NPgN | GSP | NG FES - Consumer Transformation | Number of electric cars and vans (hybrid and full electric) | SPENNYMOOR | Consumer Transformation | LCT_BB002_NPgAggregate | Number of | NPgN | Spennymoor |  | 2356 | 4668 | 9885 | 17074 | 27660 | 38120 | 49354 | 61111 | 74884 | 88659 | 101871 | 114395 | 126068 | 136128 | 144438 | 151816 | 158289 | 163903 | 168643 | 172285 | 175233 | 177576 | 179426 | 180922 | 181863 | 182678 | 183462 | 184207 | 184969
NPgN | GSP | NG FES - Consumer Transformation | Number of electric cars and vans (hybrid and full electric) | STELLA NORTH | Consumer Transformation | LCT_BB002_NPgAggregate | Number of | NPgN | Stella North |  | 1939 | 3744 | 7719 | 12978 | 20459 | 27450 | 34933 | 42752 | 51871 | 60986 | 69747 | 78057 | 85805 | 92482 | 97996 | 102891 | 107186 | 110909 | 114052 | 116469 | 118424 | 119979 | 121206 | 122199 | 122823 | 123364 | 123884 | 124376 | 124879
NPgN | GSP | NG FES - Consumer Transformation | Number of electric cars and vans (hybrid and full electric) | STELLA SOUTH | Consumer Transformation | LCT_BB002_NPgAggregate | Number of | NPgN | Stella South |  | 1533 | 2990 | 6232 | 10595 | 16893 | 22925 | 29392 | 36154 | 44056 | 51956 | 59542 | 66736 | 73442 | 79222 | 83995 | 88232 | 91950 | 95174 | 97896 | 99988 | 101681 | 103026 | 104089 | 104948 | 105489 | 105957 | 106407 | 106834 | 107271
NPgN | GSP | NG FES - Consumer Transformation | Number of electric cars and vans (hybrid and full electric) | TYNEMOUTH | Consumer Transformation | LCT_BB002_NPgAggregate | Number of | NPgN | Tynemouth 1 |  | 1556 | 3058 | 6423 | 11001 | 17676 | 24168 | 31133 | 38420 | 46945 | 55470 | 63652 | 71409 | 78640 | 84871 | 90018 | 94587 | 98597 | 102073 | 105009 | 107264 | 109090 | 110541 | 111687 | 112614 | 113196 | 113701 | 114187 | 114647 | 115119
NPgN | GSP | NG FES - Consumer Transformation | Number of electric cars and vans (hybrid and full electric) | WEST BOLDON | Consumer Transformation | LCT_BB002_NPgAggregate | Number of | NPgN | West Boldon |  | 1790 | 3567 | 7594 | 13186 | 21472 | 29739 | 38621 | 47920 | 58822 | 69725 | 80180 | 90089 | 99324 | 107283 | 113859 | 119696 | 124818 | 129260 | 133011 | 135893 | 138225 | 140079 | 141543 | 142727 | 143471 | 144116 | 144737 | 145326 | 145930
NPgY | GSP | NG FES - Consumer Transformation | Number of electric cars and vans (hybrid and full electric) | BRADFORD WEST | Consumer Transformation | LCT_BB002_NPgAggregate | Number of | NPgY | Bradford West |  | 6780 | 11351 | 20514 | 32060 | 48446 | 65731 | 84273 | 103667 | 126351 | 148807 | 170353 | 190771 | 209787 | 226145 | 239841 | 252002 | 262671 | 271922 | 279733 | 285736 | 290594 | 294456 | 297505 | 299971 | 301522 | 302866 | 304158 | 305383 | 306637
NPgY | GSP | NG FES - Consumer Transformation | Number of electric cars and vans (hybrid and full electric) | CAMBLESFORTH | Consumer Transformation | LCT_BB002_NPgAggregate | Number of | NPgY | Camblesforth |  | 267 | 516 | 1059 | 1852 | 3100 | 4596 | 6215 | 7917 | 9930 | 11925 | 13829 | 15630 | 17306 | 18748 | 19958 | 21031 | 21973 | 22790 | 23480 | 24010 | 24439 | 24780 | 25049 | 25267 | 25403 | 25522 | 25636 | 25746 | 25858
NPgY | GSP | NG FES - Consumer Transformation | Number of electric cars and vans (hybrid and full electric) | CREYKE BECK | Consumer Transformation | LCT_BB002_NPgAggregate | Number of | NPgY | Creyke Beck |  | 3623 | 6718 | 13332 | 22706 | 37156 | 54113 | 72429 | 91662 | 114374 | 136883 | 158383 | 178728 | 197661 | 213950 | 227604 | 239724 | 250360 | 259592 | 267383 | 273368 | 278213 | 282061 | 285102 | 287561 | 289102 | 290442 | 291734 | 292966 | 294228
NPgY | GSP | NG FES - Consumer Transformation | Number of electric cars and vans (hybrid and full electric) | DRAX | Consumer Transformation | LCT_BB002_NPgAggregate | Number of | NPgY | Drax |  | 473 | 874 | 1731 | 2942 | 4807 | 6991 | 9351 | 11828 | 14753 | 17651 | 20420 | 23040 | 25478 | 27576 | 29335 | 30896 | 32265 | 33454 | 34458 | 35229 | 35852 | 36348 | 36740 | 37056 | 37255 | 37427 | 37594 | 37752 | 37915
NPgY | GSP | NG FES - Consumer Transformation | Number of electric cars and vans (hybrid and full electric) | ELLAND | Consumer Transformation | LCT_BB002_NPgAggregate | Number of | NPgY | Elland |  | 3513 | 6268 | 12029 | 19904 | 31755 | 45269 | 59840 | 75125 | 93130 | 110969 | 128028 | 144177 | 159208 | 172139 | 182976 | 192596 | 201037 | 208362 | 214544 | 219294 | 223139 | 226193 | 228606 | 230558 | 231782 | 232845 | 233870 | 234845 | 235845
NPgY | GSP | NG FES - Consumer Transformation | Number of electric cars and vans (hybrid and full electric) | FERRYBRIDGE A | Consumer Transformation | LCT_BB002_NPgAggregate | Number of | NPgY | Ferrybridge A |  | 1057 | 1916 | 3731 | 6251 | 10087 | 14518 | 19301 | 24320 | 30239 | 36104 | 41710 | 47015 | 51953 | 56202 | 59762 | 62923 | 65696 | 68103 | 70135 | 71696 | 72959 | 73962 | 74755 | 75396 | 75799 | 76148 | 76485 | 76806 | 77134
NPgY | GSP | NG FES - Consumer Transformation | Number of electric cars and vans (hybrid and full electric) | FERRYBRIDGE B | Consumer Transformation | LCT_BB002_NPgAggregate | Number of | NPgY | Ferrybridge B (_M) |  | 5292 | 8611 | 15110 | 22903 | 33525 | 44078 | 55350 | 67113 | 80788 | 94316 | 107333 | 119679 | 131183 | 141078 | 149357 | 156710 | 163159 | 168748 | 173468 | 177096 | 180033 | 182367 | 184211 | 185701 | 186640 | 187452 | 188232 | 188968 | 189722
NPgY | GSP | NG FES - Consumer Transformation | Number of electric cars and vans (hybrid and full electric) | GRIMSBY WEST | Consumer Transformation | LCT_BB002_NPgAggregate | Number of | NPgY | Grimsby West |  | 1129 | 2128 | 4280 | 7372 | 12179 | 17876 | 24032 | 30499 | 38142 | 45717 | 52950 | 59794 | 66162 | 71641 | 76234 | 80311 | 83889 | 86994 | 89615 | 91629 | 93258 | 94553 | 95576 | 96403 | 96921 | 97372 | 97807 | 98221 | 98647
NPgY | GSP | NG FES - Consumer Transformation | Number of electric cars and vans (hybrid and full electric) | JORDANTHORPE | Consumer Transformation | LCT_BB002_NPgAggregate | Number of | NPgY | Jordanthorpe |  | 866 | 1473 | 2704 | 4293 | 6589 | 9072 | 11740 | 14533 | 17808 | 21051 | 24159 | 27103 | 29845 | 32203 | 34179 | 35932 | 37471 | 38805 | 39932 | 40798 | 41499 | 42055 | 42495 | 42851 | 43074 | 43268 | 43455 | 43632 | 43813
NPgY | GSP | NG FES - Consumer Transformation | Number of electric cars and vans (hybrid and full electric) | KEADBY | Consumer Transformation | LCT_BB002_NPgAggregate | Number of | NPgY | Keadby |  | 1975 | 3720 | 7477 | 12870 | 21251 | 31177 | 41905 | 53173 | 66490 | 79689 | 92292 | 104217 | 115313 | 124860 | 132863 | 139967 | 146201 | 151612 | 156179 | 159687 | 162527 | 164783 | 166565 | 168006 | 168909 | 169695 | 170452 | 171175 | 171915
NPgY | GSP | NG FES - Consumer Transformation | Number of electric cars and vans (hybrid and full electric) | KIRKSTALL B | Consumer Transformation | LCT_BB002_NPgAggregate | Number of | NPgY | Kirkstall B |  | 12598 | 19201 | 31263 | 43447 | 57421 | 67205 | 77337 | 87718 | 99231 | 110559 | 121705 | 132353 | 142315 | 150875 | 157998 | 164332 | 169880 | 174666 | 178717 | 181836 | 184360 | 186371 | 187956 | 189237 | 190057 | 190755 | 191414 | 192022 | 192640
NPgY | GSP | NG FES - Consumer Transformation | Number of electric cars and vans (hybrid and full electric) | NEEPSEND | Consumer Transformation | LCT_BB002_NPgAggregate | Number of | NPgY | Neepsend |  | 1126 | 1912 | 3505 | 5555 | 8511 | 11701 | 15128 | 18716 | 22921 | 27085 | 31076 | 34857 | 38377 | 41406 | 43943 | 46195 | 48171 | 49884 | 51331 | 52443 | 53343 | 54058 | 54622 | 55079 | 55366 | 55615 | 55854 | 56082 | 56315
NPgY | GSP | NG FES - Consumer Transformation | Number of electric cars and vans (hybrid and full electric) | NORTON LEES | Consumer Transformation | LCT_BB002_NPgAggregate | Number of | NPgY | Norton Lees |  | 923 | 1613 | 3038 | 4943 | 7764 | 10920 | 14317 | 17879 | 22067 | 26216 | 30187 | 33946 | 37446 | 40457 | 42980 | 45220 | 47185 | 48889 | 50329 | 51434 | 52329 | 53040 | 53602 | 54056 | 54342 | 54589 | 54828 | 55054 | 55287
NPgY | GSP | NG FES - Consumer Transformation | Number of electric cars and vans (hybrid and full electric) | PITSMOOR 3/4 | Consumer Transformation | LCT_BB002_NPgAggregate | Number of | NPgY | Pitsmoor |  | 332 | 598 | 1157 | 1930 | 3100 | 4446 | 5898 | 7422 | 9218 | 10998 | 12699 | 14309 | 15808 | 17098 | 18178 | 19137 | 19979 | 20710 | 21326 | 21800 | 22183 | 22488 | 22729 | 22923 | 23045 | 23151 | 23254 | 23351 | 23451
NPgY | GSP | NG FES - Consumer Transformation | Number of electric cars and vans (hybrid and full electric) | SALTEND NORTH | Consumer Transformation | LCT_BB002_NPgAggregate | Number of | NPgY | Saltend North |  | 307 | 636 | 1370 | 2489 | 4290 | 6508 | 8911 | 11438 | 14434 | 17405 | 20237 | 22916 | 25408 | 27552 | 29350 | 30946 | 32347 | 33563 | 34589 | 35377 | 36015 | 36522 | 36922 | 37246 | 37449 | 37625 | 37796 | 37958 | 38125
NPgY | GSP | NG FES - Consumer Transformation | Number of electric cars and vans (hybrid and full electric) | SHEFFIELD CITY | Consumer Transformation | LCT_BB002_NPgAggregate | Number of | NPgY | Sheffield City |  | 331 | 621 | 1243 | 2134 | 3515 | 5146 | 6910 | 8761 | 10949 | 13118 | 15189 | 17148 | 18972 | 20540 | 21855 | 23023 | 24047 | 24936 | 25687 | 26263 | 26730 | 27100 | 27393 | 27630 | 27779 | 27908 | 28032 | 28151 | 28272
NPgY | GSP | NG FES - Consumer Transformation | Number of electric cars and vans (hybrid and full electric) | SKELTON GRANGE | Consumer Transformation | LCT_BB002_NPgAggregate | Number of | NPgY | Skelton Grange |  | 11598 | 18750 | 32671 | 49146 | 71354 | 93029 | 116152 | 140261 | 168238 | 195908 | 222555 | 247838 | 271400 | 291665 | 308617 | 323672 | 336878 | 348319 | 357984 | 365413 | 371425 | 376205 | 379979 | 383031 | 384955 | 386618 | 388213 | 389719 | 391259
NPgY | GSP | NG FES - Consumer Transformation | Number of electric cars and vans (hybrid and full electric) | TEMPLEBOROUGH 275/33KV | Consumer Transformation | LCT_BB002_NPgAggregate | Number of | NPgY | Templeborough |  | 58 | 106 | 208 | 349 | 564 | 814 | 1083 | 1366 | 1699 | 2030 | 2345 | 2644 | 2922 | 3162 | 3362 | 3540 | 3696 | 3832 | 3946 | 4034 | 4105 | 4162 | 4207 | 4243 | 4265 | 4285 | 4304 | 4322 | 4341
NPgY | GSP | NG FES - Consumer Transformation | Number of electric cars and vans (hybrid and full electric) | THURCROFT | Consumer Transformation | LCT_BB002_NPgAggregate | Number of | NPgY | Thurcroft |  | 1353 | 2558 | 5157 | 8899 | 14724 | 21639 | 29112 | 36963 | 46243 | 55441 | 64222 | 72531 | 80262 | 86914 | 92491 | 97440 | 101784 | 105555 | 108737 | 111182 | 113160 | 114732 | 115974 | 116978 | 117607 | 118154 | 118682 | 119186 | 119702
NPgY | GSP | NG FES - Consumer Transformation | Number of electric cars and vans (hybrid and full electric) | WEST MELTON / THORPE MARSH | Consumer Transformation | LCT_BB002_NPgAggregate | Number of | NPgY | Thorpe Marsh |  | 3651 | 6430 | 12197 | 19967 | 31551 | 44601 | 58660 | 73402 | 90750 | 107935 | 124377 | 139944 | 154435 | 166902 | 177347 | 186620 | 194757 | 201817 | 207776 | 212355 | 216060 | 219005 | 221331 | 223212 | 224392 | 225417 | 226405 | 227344 | 228306
NPgY | GSP | NG FES - Consumer Transformation | Number of electric cars and vans (hybrid and full electric) | WEST MELTON SECTION 3 | Consumer Transformation | LCT_BB002_NPgAggregate | Number of | NPgY | West Melton |  | 4244 | 7264 | 13417 | 21421 | 33058 | 45749 | 59393 | 73682 | 90448 | 107051 | 122958 | 138025 | 152054 | 164122 | 174230 | 183205 | 191079 | 197909 | 203675 | 208106 | 211692 | 214541 | 216792 | 218612 | 219756 | 220747 | 221702 | 222609 | 223537
NPgY | GSP | NG FES - Consumer Transformation | Number of electric cars and vans (hybrid and full electric) | WINCOBANK | Consumer Transformation | LCT_BB002_NPgAggregate | Number of | NPgY | Wincobank |  | 73 | 152 | 327 | 595 | 1027 | 1560 | 2137 | 2744 | 3463 | 4177 | 4857 | 5500 | 6098 | 6613 | 7045 | 7428 | 7764 | 8056 | 8303 | 8492 | 8645 | 8767 | 8863 | 8941 | 8989 | 9032 | 9073 | 9112 | 9152
NPgN | GSP | NG FES - Falling Short | Number of electric cars and vans (hybrid and full electric) | BLYTH 66kV | Falling Short | LCT_BB002_NPgAggregate | Number of | NPgN | Blyth 66kV |  | 1938 | 3302 | 5336 | 8177 | 12025 | 16582 | 22389 | 29038 | 35658 | 42314 | 48684 | 54722 | 60370 | 65621 | 69920 | 73842 | 77412 | 80642 | 83519 | 85887 | 87913 | 89599 | 90991 | 92114 | 92878 | 93502 | 94025 | 94489 | 94907
NPgN | GSP | NG FES - Falling Short | Number of electric cars and vans (hybrid and full electric) | BLYTH 132kV | Falling Short | LCT_BB002_NPgAggregate | Number of | NPgN | Blyth 132kV |  | 695 | 1158 | 1829 | 2737 | 3929 | 5285 | 7000 | 8962 | 10917 | 12885 | 14768 | 16552 | 18221 | 19772 | 21043 | 22202 | 23256 | 24210 | 25060 | 25760 | 26359 | 26857 | 27268 | 27600 | 27827 | 28011 | 28166 | 28303 | 28427
NPgN | GSP | NG FES - Falling Short | Number of electric cars and vans (hybrid and full electric) | FOURSTONES | Falling Short | LCT_BB002_NPgAggregate | Number of | NPgN | Fourstones |  | 273 | 443 | 678 | 982 | 1358 | 1754 | 2249 | 2813 | 3376 | 3944 | 4487 | 5001 | 5482 | 5930 | 6296 | 6630 | 6934 | 7209 | 7454 | 7656 | 7828 | 7972 | 8091 | 8187 | 8252 | 8306 | 8350 | 8390 | 8425
NPgN | GSP | NG FES - Falling Short | Number of electric cars and vans (hybrid and full electric) | HARTMOOR | Falling Short | LCT_BB002_NPgAggregate | Number of | NPgN | Hart Moor |  | 601 | 1078 | 1829 | 2937 | 4517 | 6505 | 9062 | 11995 | 14910 | 17839 | 20643 | 23301 | 25787 | 28098 | 29990 | 31717 | 33289 | 34712 | 35978 | 37021 | 37913 | 38655 | 39267 | 39761 | 40096 | 40370 | 40600 | 40804 | 40988
NPgN | GSP | NG FES - Falling Short | Number of electric cars and vans (hybrid and full electric) | HAWTHORN PIT GRID | Falling Short | LCT_BB002_NPgAggregate | Number of | NPgN | Hawthorn Pit |  | 787 | 1407 | 2382 | 3815 | 5856 | 8416 | 11708 | 15484 | 19236 | 23007 | 26616 | 30038 | 33239 | 36214 | 38650 | 40874 | 42897 | 44728 | 46359 | 47701 | 48849 | 49804 | 50592 | 51229 | 51660 | 52013 | 52309 | 52572 | 52809
NPgN | GSP | NG FES - Falling Short | Number of electric cars and vans (hybrid and full electric) | KNARESBOROUGH | Falling Short | LCT_BB002_NPgAggregate | Number of | NPgN | Knaresborough |  | 2788 | 4533 | 6970 | 10131 | 14087 | 18300 | 23568 | 29579 | 35584 | 41633 | 47419 | 52901 | 58028 | 62797 | 66700 | 70259 | 73497 | 76427 | 79038 | 81188 | 83027 | 84560 | 85824 | 86845 | 87543 | 88113 | 88588 | 89010 | 89389
NPgN | GSP | NG FES - Falling Short | Number of electric cars and vans (hybrid and full electric) | LACKENBY | Falling Short | LCT_BB002_NPgAggregate | Number of | NPgN | Lackenby |  | 1083 | 1953 | 3331 | 5374 | 8303 | 12006 | 16773 | 22242 | 27676 | 33135 | 38362 | 43316 | 47951 | 52259 | 55787 | 59006 | 61936 | 64588 | 66950 | 68893 | 70556 | 71939 | 73079 | 74000 | 74625 | 75136 | 75564 | 75946 | 76288
NPgN | GSP | NG FES - Falling Short | Number of electric cars and vans (hybrid and full electric) | NORTON | Falling Short | LCT_BB002_NPgAggregate | Number of | NPgN | Norton |  | 3788 | 6603 | 10908 | 17081 | 25666 | 36151 | 49576 | 64963 | 80268 | 95650 | 110375 | 124332 | 137387 | 149524 | 159461 | 168530 | 176782 | 184250 | 190902 | 196377 | 201059 | 204956 | 208171 | 210767 | 212529 | 213971 | 215178 | 216252 | 217217
NPgN | GSP | NG FES - Falling Short | Number of electric cars and vans (hybrid and full electric) | OFFERTON | Falling Short | LCT_BB002_NPgAggregate | Number of | NPgN | Offerton |  | 347 | 633 | 1090 | 1775 | 2765 | 4027 | 5655 | 7522 | 9377 | 11241 | 13025 | 14716 | 16298 | 17769 | 18973 | 20072 | 21073 | 21978 | 22784 | 23448 | 24015 | 24487 | 24877 | 25191 | 25404 | 25579 | 25725 | 25855 | 25972
NPgN | GSP | NG FES - Falling Short | Number of electric cars and vans (hybrid and full electric) | OSBALDWICK | Falling Short | LCT_BB002_NPgAggregate | Number of | NPgN | Osbaldwick |  | 2795 | 4722 | 7562 | 11482 | 16730 | 22856 | 30642 | 39552 | 48428 | 57353 | 65896 | 73992 | 81565 | 88606 | 94371 | 99630 | 104415 | 108746 | 112604 | 115779 | 118496 | 120757 | 122623 | 124129 | 125154 | 125992 | 126693 | 127316 | 127876
NPgN | GSP | NG FES - Falling Short | Number of electric cars and vans (hybrid and full electric) | POPPLETON | Falling Short | LCT_BB002_NPgAggregate | Number of | NPgN | Poppleton |  | 501 | 835 | 1319 | 1975 | 2835 | 3813 | 5051 | 6467 | 7878 | 9298 | 10657 | 11945 | 13149 | 14269 | 15186 | 16022 | 16783 | 17472 | 18086 | 18591 | 19023 | 19382 | 19679 | 19919 | 20082 | 20215 | 20327 | 20426 | 20515
NPgN | GSP | NG FES - Falling Short | Number of electric cars and vans (hybrid and full electric) | SALTHOLME | Falling Short | LCT_BB002_NPgAggregate | Number of | NPgN | Saltholme |  | 13 | 24 | 42 | 68 | 106 | 155 | 218 | 290 | 362 | 434 | 503 | 568 | 630 | 686 | 733 | 775 | 814 | 849 | 880 | 906 | 928 | 946 | 961 | 973 | 982 | 988 | 994 | 999 | 1004
NPgN | GSP | NG FES - Falling Short | Number of electric cars and vans (hybrid and full electric) | SOUTH SHIELDS | Falling Short | LCT_BB002_NPgAggregate | Number of | NPgN | South Shields |  | 370 | 657 | 1103 | 1756 | 2678 | 3828 | 5304 | 6996 | 8679 | 10369 | 11988 | 13522 | 14957 | 16291 | 17384 | 18381 | 19288 | 20109 | 20840 | 21442 | 21957 | 22385 | 22739 | 23024 | 23217 | 23376 | 23508 | 23626 | 23733
NPgN | GSP | NG FES - Falling Short | Number of electric cars and vans (hybrid and full electric) | SPADEADAM | Falling Short | LCT_BB002_NPgAggregate | Number of | NPgN | Spadeadam - Not in NG FES |  | 74 | 125 | 201 | 308 | 452 | 621 | 837 | 1084 | 1330 | 1577 | 1814 | 2038 | 2248 | 2443 | 2603 | 2749 | 2881 | 3001 | 3108 | 3196 | 3272 | 3334 | 3386 | 3428 | 3456 | 3479 | 3499 | 3516 | 3532
NPgN | GSP | NG FES - Falling Short | Number of electric cars and vans (hybrid and full electric) | SPENNYMOOR | Falling Short | LCT_BB002_NPgAggregate | Number of | NPgN | Spennymoor |  | 2356 | 4058 | 6627 | 10261 | 15250 | 21253 | 28919 | 37702 | 46442 | 55228 | 63637 | 71608 | 79064 | 85996 | 91671 | 96850 | 101562 | 105827 | 109626 | 112752 | 115426 | 117652 | 119489 | 120971 | 121979 | 122802 | 123492 | 124106 | 124657
NPgN | GSP | NG FES - Falling Short | Number of electric cars and vans (hybrid and full electric) | STELLA NORTH | Falling Short | LCT_BB002_NPgAggregate | Number of | NPgN | Stella North |  | 1939 | 3254 | 5175 | 7800 | 11280 | 15292 | 20379 | 26199 | 31999 | 37832 | 43415 | 48706 | 53655 | 58256 | 62023 | 65459 | 68587 | 71416 | 73937 | 76012 | 77787 | 79265 | 80485 | 81469 | 82139 | 82687 | 83145 | 83553 | 83918
NPgN | GSP | NG FES - Falling Short | Number of electric cars and vans (hybrid and full electric) | STELLA SOUTH | Falling Short | LCT_BB002_NPgAggregate | Number of | NPgN | Stella South |  | 1533 | 2599 | 4178 | 6367 | 9314 | 12776 | 17179 | 22221 | 27241 | 32289 | 37121 | 41701 | 45984 | 49967 | 53227 | 56202 | 58909 | 61358 | 63540 | 65336 | 66873 | 68152 | 69207 | 70059 | 70639 | 71112 | 71509 | 71861 | 72178
NPgN | GSP | NG FES - Falling Short | Number of electric cars and vans (hybrid and full electric) | TYNEMOUTH | Falling Short | LCT_BB002_NPgAggregate | Number of | NPgN | Tynemouth 1 |  | 1556 | 2658 | 4305 | 6612 | 9746 | 13471 | 18219 | 23657 | 29070 | 34513 | 39722 | 44660 | 49278 | 53572 | 57088 | 60295 | 63214 | 65855 | 68208 | 70145 | 71801 | 73180 | 74318 | 75236 | 75861 | 76371 | 76799 | 77179 | 77520
NPgN | GSP | NG FES - Falling Short | Number of electric cars and vans (hybrid and full electric) | WEST BOLDON | Falling Short | LCT_BB002_NPgAggregate | Number of | NPgN | West Boldon |  | 1790 | 3100 | 5091 | 7925 | 11839 | 16582 | 22648 | 29599 | 36514 | 43464 | 50118 | 56424 | 62323 | 67807 | 72297 | 76394 | 80123 | 83497 | 86503 | 88977 | 91092 | 92853 | 94306 | 95479 | 96276 | 96927 | 97473 | 97958 | 98394
NPgY | GSP | NG FES - Falling Short | Number of electric cars and vans (hybrid and full electric) | BRADFORD WEST | Falling Short | LCT_BB002_NPgAggregate | Number of | NPgY | Bradford West |  | 6780 | 10326 | 15093 | 21293 | 29405 | 38889 | 50877 | 65347 | 79753 | 93788 | 107202 | 119892 | 131732 | 142709 | 152065 | 160601 | 168369 | 175398 | 181660 | 186814 | 191223 | 194893 | 197920 | 200365 | 202027 | 203386 | 204523 | 205535 | 206443
NPgY | GSP | NG FES - Falling Short | Number of electric cars and vans (hybrid and full electric) | CAMBLESFORTH | Falling Short | LCT_BB002_NPgAggregate | Number of | NPgY | Camblesforth |  | 267 | 470 | 779 | 1230 | 1881 | 2707 | 3763 | 5043 | 6312 | 7546 | 8727 | 9844 | 10886 | 11852 | 12676 | 13428 | 14113 | 14733 | 15284 | 15738 | 16127 | 16450 | 16716 | 16931 | 17076 | 17195 | 17295 | 17384 | 17464
NPgY | GSP | NG FES - Falling Short | Number of electric cars and vans (hybrid and full electric) | CREYKE BECK | Falling Short | LCT_BB002_NPgAggregate | Number of | NPgY | Creyke Beck |  | 3623 | 6112 | 9808 | 15080 | 22553 | 31902 | 43825 | 58273 | 72615 | 86561 | 99898 | 112519 | 124296 | 135209 | 144518 | 153016 | 160750 | 167750 | 173983 | 179112 | 183498 | 187147 | 190156 | 192585 | 194230 | 195576 | 196706 | 197712 | 198616
NPgY | GSP | NG FES - Falling Short | Number of electric cars and vans (hybrid and full electric) | DRAX | Falling Short | LCT_BB002_NPgAggregate | Number of | NPgY | Drax |  | 473 | 795 | 1273 | 1954 | 2918 | 4122 | 5658 | 7518 | 9365 | 11161 | 12879 | 14505 | 16021 | 17427 | 18626 | 19720 | 20716 | 21618 | 22421 | 23081 | 23646 | 24116 | 24503 | 24816 | 25028 | 25202 | 25347 | 25477 | 25593
NPgY | GSP | NG FES - Falling Short | Number of electric cars and vans (hybrid and full electric) | ELLAND | Falling Short | LCT_BB002_NPgAggregate | Number of | NPgY | Elland |  | 3513 | 5702 | 8850 | 13219 | 19275 | 26716 | 36184 | 47647 | 59033 | 70110 | 80702 | 90725 | 100077 | 108744 | 116136 | 122883 | 129023 | 134580 | 139529 | 143601 | 147084 | 149982 | 152372 | 154301 | 155609 | 156679 | 157576 | 158375 | 159093
NPgY | GSP | NG FES - Falling Short | Number of electric cars and vans (hybrid and full electric) | FERRYBRIDGE A | Falling Short | LCT_BB002_NPgAggregate | Number of | NPgY | Ferrybridge A |  | 1057 | 1743 | 2745 | 4152 | 6122 | 8564 | 11674 | 15441 | 19182 | 22820 | 26299 | 29591 | 32663 | 35510 | 37938 | 40155 | 42172 | 43998 | 45623 | 46961 | 48105 | 49057 | 49842 | 50476 | 50905 | 51256 | 51551 | 51813 | 52049
NPgY | GSP | NG FES - Falling Short | Number of electric cars and vans (hybrid and full electric) | FERRYBRIDGE B | Falling Short | LCT_BB002_NPgAggregate | Number of | NPgY | Ferrybridge B (_M) |  | 5292 | 7833 | 11117 | 15211 | 20349 | 26121 | 33379 | 42117 | 50833 | 59334 | 67456 | 75139 | 82306 | 88953 | 94616 | 99780 | 104479 | 108731 | 112520 | 115639 | 118307 | 120530 | 122364 | 123844 | 124853 | 125678 | 126367 | 126980 | 127529
NPgY | GSP | NG FES - Falling Short | Number of electric cars and vans (hybrid and full electric) | GRIMSBY WEST | Falling Short | LCT_BB002_NPgAggregate | Number of | NPgY | Grimsby West |  | 1129 | 1936 | 3149 | 4896 | 7392 | 10535 | 14544 | 19405 | 24229 | 28919 | 33404 | 37649 | 41610 | 45280 | 48411 | 51270 | 53871 | 56226 | 58322 | 60047 | 61522 | 62749 | 63761 | 64578 | 65131 | 65584 | 65964 | 66302 | 66606
NPgY | GSP | NG FES - Falling Short | Number of electric cars and vans (hybrid and full electric) | JORDANTHORPE | Falling Short | LCT_BB002_NPgAggregate | Number of | NPgY | Jordanthorpe |  | 866 | 1340 | 1989 | 2851 | 3999 | 5363 | 7091 | 9179 | 11256 | 13278 | 15211 | 17040 | 18747 | 20329 | 21678 | 22908 | 24028 | 25042 | 25944 | 26687 | 27323 | 27852 | 28288 | 28640 | 28880 | 29075 | 29239 | 29385 | 29516
NPgY | GSP | NG FES - Falling Short | Number of electric cars and vans (hybrid and full electric) | KEADBY | Falling Short | LCT_BB002_NPgAggregate | Number of | NPgY | Keadby |  | 1975 | 3384 | 5501 | 8548 | 12899 | 18374 | 25361 | 33831 | 42236 | 50408 | 58223 | 65620 | 72521 | 78917 | 84372 | 89353 | 93885 | 97988 | 101641 | 104647 | 107217 | 109355 | 111119 | 112542 | 113506 | 114294 | 114956 | 115546 | 116076
NPgY | GSP | NG FES - Falling Short | Number of electric cars and vans (hybrid and full electric) | KIRKSTALL B | Falling Short | LCT_BB002_NPgAggregate | Number of | NPgY | Kirkstall B |  | 12598 | 17467 | 23001 | 28856 | 34853 | 40088 | 46406 | 53866 | 61416 | 68847 | 75927 | 82612 | 88849 | 94644 | 99562 | 104034 | 108104 | 111781 | 115065 | 117773 | 120091 | 122030 | 123631 | 124924 | 125823 | 126555 | 127160 | 127693 | 128168
NPgY | GSP | NG FES - Falling Short | Number of electric cars and vans (hybrid and full electric) | NEEPSEND | Falling Short | LCT_BB002_NPgAggregate | Number of | NPgY | Neepsend |  | 1126 | 1739 | 2579 | 3689 | 5166 | 6918 | 9137 | 11818 | 14485 | 17082 | 19565 | 21914 | 24106 | 26137 | 27869 | 29450 | 30888 | 32190 | 33349 | 34303 | 35119 | 35798 | 36359 | 36811 | 37118 | 37370 | 37580 | 37767 | 37935
NPgY | GSP | NG FES - Falling Short | Number of electric cars and vans (hybrid and full electric) | NORTON LEES | Falling Short | LCT_BB002_NPgAggregate | Number of | NPgY | Norton Lees |  | 923 | 1467 | 2235 | 3283 | 4713 | 6449 | 8654 | 11321 | 13973 | 16553 | 19020 | 21354 | 23532 | 25551 | 27272 | 28843 | 30273 | 31567 | 32719 | 33668 | 34479 | 35154 | 35710 | 36160 | 36465 | 36714 | 36923 | 37109 | 37276
NPgY | GSP | NG FES - Falling Short | Number of electric cars and vans (hybrid and full electric) | PITSMOOR 3/4 | Falling Short | LCT_BB002_NPgAggregate | Number of | NPgY | Pitsmoor |  | 332 | 544 | 851 | 1282 | 1882 | 2623 | 3567 | 4710 | 5846 | 6950 | 8006 | 9006 | 9938 | 10802 | 11539 | 12212 | 12824 | 13378 | 13872 | 14278 | 14625 | 14914 | 15152 | 15345 | 15475 | 15582 | 15671 | 15751 | 15822
NPgY | GSP | NG FES - Falling Short | Number of electric cars and vans (hybrid and full electric) | SALTEND NORTH | Falling Short | LCT_BB002_NPgAggregate | Number of | NPgY | Saltend North |  | 307 | 578 | 1008 | 1653 | 2604 | 3829 | 5398 | 7302 | 9189 | 11023 | 12778 | 14438 | 15988 | 17423 | 18648 | 19766 | 20784 | 21706 | 22526 | 23201 | 23778 | 24258 | 24654 | 24973 | 25189 | 25366 | 25514 | 25647 | 25766
NPgY | GSP | NG FES - Falling Short | Number of electric cars and vans (hybrid and full electric) | SHEFFIELD CITY | Falling Short | LCT_BB002_NPgAggregate | Number of | NPgY | Sheffield City |  | 331 | 565 | 915 | 1417 | 2133 | 3033 | 4181 | 5573 | 6954 | 8297 | 9582 | 10797 | 11931 | 12982 | 13878 | 14697 | 15442 | 16116 | 16716 | 17210 | 17632 | 17984 | 18274 | 18507 | 18666 | 18795 | 18904 | 19001 | 19088
NPgY | GSP | NG FES - Falling Short | Number of electric cars and vans (hybrid and full electric) | SKELTON GRANGE | Falling Short | LCT_BB002_NPgAggregate | Number of | NPgY | Skelton Grange |  | 11598 | 17057 | 24037 | 32641 | 43310 | 55155 | 70023 | 87910 | 105761 | 123179 | 139818 | 155555 | 170239 | 183856 | 195454 | 206031 | 215656 | 224364 | 232124 | 238514 | 243979 | 248532 | 252289 | 255322 | 257391 | 259083 | 260495 | 261750 | 262875
NPgY | GSP | NG FES - Falling Short | Number of electric cars and vans (hybrid and full electric) | TEMPLEBOROUGH 275/33KV | Falling Short | LCT_BB002_NPgAggregate | Number of | NPgY | Templeborough |  | 58 | 97 | 153 | 232 | 343 | 480 | 655 | 867 | 1078 | 1283 | 1479 | 1664 | 1837 | 1998 | 2134 | 2259 | 2373 | 2476 | 2567 | 2643 | 2707 | 2761 | 2805 | 2840 | 2865 | 2884 | 2901 | 2916 | 2929
NPgY | GSP | NG FES - Falling Short | Number of electric cars and vans (hybrid and full electric) | THURCROFT | Falling Short | LCT_BB002_NPgAggregate | Number of | NPgY | Thurcroft |  | 1353 | 2327 | 3794 | 5910 | 8937 | 12752 | 17620 | 23521 | 29378 | 35072 | 40517 | 45670 | 50479 | 54935 | 58736 | 62206 | 65365 | 68223 | 70769 | 72863 | 74654 | 76143 | 77372 | 78364 | 79035 | 79585 | 80046 | 80456 | 80826
NPgY | GSP | NG FES - Falling Short | Number of electric cars and vans (hybrid and full electric) | WEST MELTON / THORPE MARSH | Falling Short | LCT_BB002_NPgAggregate | Number of | NPgY | Thorpe Marsh |  | 3651 | 5849 | 8973 | 13262 | 19151 | 26332 | 35461 | 46508 | 57486 | 68167 | 78380 | 88044 | 97061 | 105418 | 112545 | 119049 | 124969 | 130326 | 135097 | 139023 | 142381 | 145175 | 147480 | 149341 | 150602 | 151635 | 152500 | 153270 | 153962
NPgY | GSP | NG FES - Falling Short | Number of electric cars and vans (hybrid and full electric) | WEST MELTON SECTION 3 | Falling Short | LCT_BB002_NPgAggregate | Number of | NPgY | West Melton |  | 4244 | 6608 | 9871 | 14227 | 20065 | 27039 | 35880 | 46565 | 57193 | 67540 | 77432 | 86790 | 95522 | 103617 | 110517 | 116815 | 122545 | 127731 | 132351 | 136152 | 139404 | 142110 | 144342 | 146145 | 147368 | 148369 | 149208 | 149954 | 150624
NPgY | GSP | NG FES - Falling Short | Number of electric cars and vans (hybrid and full electric) | WINCOBANK | Falling Short | LCT_BB002_NPgAggregate | Number of | NPgY | Wincobank |  | 73 | 138 | 241 | 395 | 624 | 918 | 1294 | 1752 | 2205 | 2645 | 3066 | 3465 | 3837 | 4182 | 4476 | 4745 | 4989 | 5210 | 5407 | 5569 | 5708 | 5823 | 5918 | 5995 | 6047 | 6089 | 6125 | 6157 | 6185
NPgN | GSP | NG FES - Leading the Way | Number of electric cars and vans (hybrid and full electric) | BLYTH 66kV | Leading the Way | LCT_BB002_NPgAggregate | Number of | NPgN | Blyth 66kV |  | 1938 | 3716 | 7737 | 13096 | 20734 | 28138 | 36086 | 44363 | 54001 | 63654 | 72865 | 81516 | 89495 | 96304 | 101825 | 106639 | 110792 | 114324 | 117225 | 119533 | 121355 | 122739 | 123771 | 124548 | 125075 | 125503 | 125890 | 126263 | 126643
NPgN | GSP | NG FES - Leading the Way | Number of electric cars and vans (hybrid and full electric) | BLYTH 132kV | Leading the Way | LCT_BB002_NPgAggregate | Number of | NPgN | Blyth 132kV |  | 695 | 1303 | 2651 | 4384 | 6775 | 8970 | 11329 | 13779 | 16623 | 19471 | 22193 | 24750 | 27109 | 29122 | 30753 | 32176 | 33403 | 34446 | 35303 | 35985 | 36524 | 36933 | 37239 | 37469 | 37626 | 37753 | 37868 | 37978 | 38091
NPgN | GSP | NG FES - Leading the Way | Number of electric cars and vans (hybrid and full electric) | FOURSTONES | Leading the Way | LCT_BB002_NPgAggregate | Number of | NPgN | Fourstones |  | 273 | 498 | 983 | 1572 | 2342 | 2979 | 3666 | 4375 | 5192 | 6011 | 6796 | 7533 | 8214 | 8795 | 9266 | 9676 | 10029 | 10330 | 10577 | 10774 | 10929 | 11048 | 11136 | 11203 | 11249 | 11286 | 11319 | 11351 | 11384
NPgN | GSP | NG FES - Leading the Way | Number of electric cars and vans (hybrid and full electric) | HARTMOOR | Leading the Way | LCT_BB002_NPgAggregate | Number of | NPgN | Hart Moor |  | 601 | 1213 | 2652 | 4703 | 7789 | 11033 | 14510 | 18145 | 22396 | 26654 | 30708 | 34515 | 38025 | 41020 | 43450 | 45570 | 47399 | 48955 | 50232 | 51247 | 52049 | 52657 | 53110 | 53450 | 53680 | 53867 | 54036 | 54200 | 54367
NPgN | GSP | NG FES - Leading the Way | Number of electric cars and vans (hybrid and full electric) | HAWTHORN PIT GRID | Leading the Way | LCT_BB002_NPgAggregate | Number of | NPgN | Hawthorn Pit |  | 787 | 1584 | 3453 | 6110 | 10097 | 14274 | 18751 | 23432 | 28904 | 34385 | 39604 | 44505 | 49024 | 52880 | 56009 | 58738 | 61092 | 63095 | 64739 | 66046 | 67078 | 67861 | 68444 | 68883 | 69179 | 69419 | 69638 | 69849 | 70064
NPgN | GSP | NG FES - Leading the Way | Number of electric cars and vans (hybrid and full electric) | KNARESBOROUGH | Leading the Way | LCT_BB002_NPgAggregate | Number of | NPgN | Knaresborough |  | 2788 | 5101 | 10105 | 16227 | 24291 | 31077 | 38379 | 45929 | 54643 | 63373 | 71737 | 79596 | 86852 | 93041 | 98053 | 102422 | 106190 | 109392 | 112024 | 114121 | 115778 | 117040 | 117983 | 118694 | 119180 | 119575 | 119929 | 120270 | 120616
NPgN | GSP | NG FES - Leading the Way | Number of electric cars and vans (hybrid and full electric) | LACKENBY | Leading the Way | LCT_BB002_NPgAggregate | Number of | NPgN | Lackenby |  | 1083 | 2197 | 4829 | 8607 | 14317 | 20361 | 26840 | 33615 | 41542 | 49480 | 57037 | 64134 | 70676 | 76259 | 80789 | 84741 | 88150 | 91051 | 93432 | 95324 | 96818 | 97952 | 98796 | 99431 | 99859 | 100207 | 100523 | 100828 | 101140
NPgN | GSP | NG FES - Leading the Way | Number of electric cars and vans (hybrid and full electric) | NORTON | Leading the Way | LCT_BB002_NPgAggregate | Number of | NPgN | Norton |  | 3788 | 7429 | 15815 | 27359 | 44256 | 61327 | 79640 | 98751 | 121054 | 143391 | 164681 | 184675 | 203112 | 218846 | 231607 | 242738 | 252339 | 260507 | 267214 | 272546 | 276756 | 279954 | 282335 | 284128 | 285339 | 286324 | 287216 | 288078 | 288956
NPgN | GSP | NG FES - Leading the Way | Number of electric cars and vans (hybrid and full electric) | OFFERTON | Leading the Way | LCT_BB002_NPgAggregate | Number of | NPgN | Offerton |  | 347 | 712 | 1581 | 2843 | 4767 | 6829 | 9039 | 11351 | 14058 | 16768 | 19348 | 21771 | 24004 | 25910 | 27456 | 28805 | 29969 | 30959 | 31772 | 32418 | 32928 | 33315 | 33603 | 33819 | 33965 | 34084 | 34192 | 34296 | 34402
NPgN | GSP | NG FES - Leading the Way | Number of electric cars and vans (hybrid and full electric) | OSBALDWICK | Leading the Way | LCT_BB002_NPgAggregate | Number of | NPgN | Osbaldwick |  | 2795 | 5313 | 10964 | 18390 | 28849 | 38788 | 49462 | 60567 | 73484 | 86421 | 98772 | 110373 | 121075 | 130206 | 137608 | 144063 | 149632 | 154367 | 158256 | 161350 | 163794 | 165652 | 167037 | 168080 | 168787 | 169362 | 169882 | 170383 | 170892
NPgN | GSP | NG FES - Leading the Way | Number of electric cars and vans (hybrid and full electric) | POPPLETON | Leading the Way | LCT_BB002_NPgAggregate | Number of | NPgN | Poppleton |  | 501 | 940 | 1913 | 3163 | 4888 | 6473 | 8175 | 9943 | 11995 | 14051 | 16016 | 17861 | 19564 | 21016 | 22194 | 23220 | 24106 | 24859 | 25477 | 25970 | 26358 | 26654 | 26875 | 27041 | 27154 | 27246 | 27328 | 27408 | 27489
NPgN | GSP | NG FES - Leading the Way | Number of electric cars and vans (hybrid and full electric) | SALTHOLME | Leading the Way | LCT_BB002_NPgAggregate | Number of | NPgN | Saltholme |  | 13 | 27 | 60 | 109 | 183 | 263 | 348 | 438 | 542 | 647 | 747 | 841 | 927 | 1001 | 1060 | 1113 | 1158 | 1196 | 1227 | 1252 | 1272 | 1287 | 1298 | 1306 | 1312 | 1317 | 1321 | 1325 | 1329
NPgN | GSP | NG FES - Leading the Way | Number of electric cars and vans (hybrid and full electric) | SOUTH SHIELDS | Leading the Way | LCT_BB002_NPgAggregate | Number of | NPgN | South Shields |  | 370 | 739 | 1599 | 2812 | 4618 | 6492 | 8501 | 10600 | 13054 | 15511 | 17851 | 20049 | 22075 | 23804 | 25207 | 26431 | 27486 | 28384 | 29121 | 29708 | 30170 | 30522 | 30783 | 30980 | 31113 | 31221 | 31319 | 31413 | 31510
NPgN | GSP | NG FES - Leading the Way | Number of electric cars and vans (hybrid and full electric) | SPADEADAM | Leading the Way | LCT_BB002_NPgAggregate | Number of | NPgN | Spadeadam - Not in NG FES |  | 74 | 141 | 292 | 493 | 779 | 1054 | 1349 | 1657 | 2015 | 2374 | 2716 | 3037 | 3334 | 3587 | 3792 | 3971 | 4125 | 4257 | 4364 | 4450 | 4518 | 4569 | 4608 | 4637 | 4656 | 4672 | 4686 | 4700 | 4714
NPgN | GSP | NG FES - Leading the Way | Number of electric cars and vans (hybrid and full electric) | SPENNYMOOR | Leading the Way | LCT_BB002_NPgAggregate | Number of | NPgN | Spennymoor |  | 2356 | 4566 | 9608 | 16435 | 26297 | 36058 | 46533 | 57454 | 70184 | 82935 | 95094 | 106514 | 117046 | 126033 | 133320 | 139677 | 145160 | 149824 | 153654 | 156699 | 159104 | 160931 | 162292 | 163317 | 164010 | 164574 | 165084 | 165577 | 166078
NPgN | GSP | NG FES - Leading the Way | Number of electric cars and vans (hybrid and full electric) | STELLA NORTH | Leading the Way | LCT_BB002_NPgAggregate | Number of | NPgN | Stella North |  | 1939 | 3661 | 7503 | 12493 | 19451 | 25954 | 32938 | 40199 | 48636 | 57087 | 65158 | 72740 | 79734 | 85702 | 90539 | 94758 | 98396 | 101490 | 104032 | 106054 | 107651 | 108866 | 109771 | 110454 | 110917 | 111293 | 111633 | 111961 | 112294
NPgN | GSP | NG FES - Leading the Way | Number of electric cars and vans (hybrid and full electric) | STELLA SOUTH | Leading the Way | LCT_BB002_NPgAggregate | Number of | NPgN | Stella South |  | 1533 | 2924 | 6057 | 10198 | 16061 | 21680 | 27713 | 33993 | 41300 | 48620 | 55605 | 62167 | 68219 | 73384 | 77571 | 81222 | 84372 | 87050 | 89250 | 91000 | 92383 | 93433 | 94216 | 94806 | 95206 | 95530 | 95824 | 96107 | 96396
NPgN | GSP | NG FES - Leading the Way | Number of electric cars and vans (hybrid and full electric) | TYNEMOUTH | Leading the Way | LCT_BB002_NPgAggregate | Number of | NPgN | Tynemouth 1 |  | 1556 | 2991 | 6242 | 10590 | 16805 | 22858 | 29354 | 36122 | 44004 | 51899 | 59431 | 66505 | 73030 | 78597 | 83112 | 87049 | 90445 | 93333 | 95705 | 97592 | 99082 | 100214 | 101058 | 101693 | 102123 | 102473 | 102789 | 103095 | 103405
NPgN | GSP | NG FES - Leading the Way | Number of electric cars and vans (hybrid and full electric) | WEST BOLDON | Leading the Way | LCT_BB002_NPgAggregate | Number of | NPgN | West Boldon |  | 1790 | 3489 | 7381 | 12693 | 20414 | 28132 | 36414 | 45051 | 55126 | 65216 | 74836 | 83870 | 92202 | 99312 | 105078 | 110107 | 114445 | 118135 | 121166 | 123575 | 125478 | 126923 | 127999 | 128810 | 129358 | 129803 | 130207 | 130596 | 130993
NPgY | GSP | NG FES - Leading the Way | Number of electric cars and vans (hybrid and full electric) | BRADFORD WEST | Leading the Way | LCT_BB002_NPgAggregate | Number of | NPgY | Bradford West |  | 6780 | 11058 | 19899 | 30892 | 46125 | 62237 | 79532 | 97545 | 118519 | 139298 | 159113 | 177711 | 194847 | 209435 | 221449 | 231926 | 240964 | 248650 | 254963 | 259984 | 263950 | 266963 | 269208 | 270900 | 272045 | 272976 | 273818 | 274631 | 275458
NPgY | GSP | NG FES - Leading the Way | Number of electric cars and vans (hybrid and full electric) | CAMBLESFORTH | Leading the Way | LCT_BB002_NPgAggregate | Number of | NPgY | Camblesforth |  | 267 | 503 | 1027 | 1785 | 2951 | 4358 | 5865 | 7445 | 9302 | 11140 | 12887 | 14525 | 16033 | 17318 | 18377 | 19301 | 20098 | 20777 | 21334 | 21776 | 22125 | 22390 | 22587 | 22735 | 22834 | 22915 | 22988 | 23060 | 23132
NPgY | GSP | NG FES - Leading the Way | Number of electric cars and vans (hybrid and full electric) | CREYKE BECK | Leading the Way | LCT_BB002_NPgAggregate | Number of | NPgY | Creyke Beck |  | 3623 | 6545 | 12932 | 21878 | 35376 | 51291 | 68343 | 86211 | 107167 | 127922 | 147650 | 166158 | 183200 | 197711 | 209675 | 220113 | 229118 | 236782 | 243071 | 248069 | 252012 | 255004 | 257228 | 258902 | 260026 | 260941 | 261774 | 262580 | 263403
NPgY | GSP | NG FES - Leading the Way | Number of electric cars and vans (hybrid and full electric) | DRAX | Leading the Way | LCT_BB002_NPgAggregate | Number of | NPgY | Drax |  | 473 | 852 | 1679 | 2835 | 4577 | 6627 | 8823 | 11124 | 13823 | 16496 | 19037 | 21420 | 23615 | 25484 | 27025 | 28369 | 29529 | 30516 | 31326 | 31970 | 32477 | 32863 | 33149 | 33365 | 33510 | 33628 | 33735 | 33839 | 33945
NPgY | GSP | NG FES - Leading the Way | Number of electric cars and vans (hybrid and full electric) | ELLAND | Leading the Way | LCT_BB002_NPgAggregate | Number of | NPgY | Elland |  | 3513 | 6106 | 11669 | 19178 | 30235 | 42895 | 56467 | 70666 | 87288 | 103752 | 119414 | 134110 | 147643 | 159166 | 168664 | 176949 | 184097 | 190179 | 195172 | 199139 | 202271 | 204648 | 206416 | 207747 | 208643 | 209372 | 210034 | 210674 | 211328
NPgY | GSP | NG FES - Leading the Way | Number of electric cars and vans (hybrid and full electric) | FERRYBRIDGE A | Leading the Way | LCT_BB002_NPgAggregate | Number of | NPgY | Ferrybridge A |  | 1057 | 1867 | 3619 | 6023 | 9604 | 13759 | 18212 | 22875 | 28338 | 33749 | 38894 | 43722 | 48167 | 51952 | 55072 | 57794 | 60143 | 62141 | 63782 | 65085 | 66114 | 66894 | 67475 | 67912 | 68206 | 68445 | 68662 | 68872 | 69087
NPgY | GSP | NG FES - Leading the Way | Number of electric cars and vans (hybrid and full electric) | FERRYBRIDGE B | Leading the Way | LCT_BB002_NPgAggregate | Number of | NPgY | Ferrybridge B (_M) |  | 5292 | 8389 | 14657 | 22068 | 31919 | 41714 | 52241 | 63164 | 75825 | 88370 | 100359 | 111612 | 121987 | 130817 | 138084 | 144421 | 149886 | 154531 | 158349 | 161388 | 163788 | 165614 | 166977 | 168004 | 168703 | 169271 | 169783 | 170276 | 170776
NPgY | GSP | NG FES - Leading the Way | Number of electric cars and vans (hybrid and full electric) | GRIMSBY WEST | Leading the Way | LCT_BB002_NPgAggregate | Number of | NPgY | Grimsby West |  | 1129 | 2073 | 4152 | 7104 | 11596 | 16945 | 22676 | 28684 | 35735 | 42718 | 49353 | 55578 | 61310 | 66190 | 70214 | 73725 | 76754 | 79333 | 81448 | 83129 | 84455 | 85461 | 86209 | 86772 | 87150 | 87457 | 87737 | 88008 | 88285
NPgY | GSP | NG FES - Leading the Way | Number of electric cars and vans (hybrid and full electric) | JORDANTHORPE | Leading the Way | LCT_BB002_NPgAggregate | Number of | NPgY | Jordanthorpe |  | 866 | 1435 | 2623 | 4136 | 6273 | 8591 | 11079 | 13673 | 16700 | 19698 | 22555 | 25236 | 27706 | 29808 | 31541 | 33051 | 34355 | 35463 | 36373 | 37097 | 37669 | 38103 | 38426 | 38670 | 38834 | 38968 | 39089 | 39206 | 39326
NPgY | GSP | NG FES - Leading the Way | Number of electric cars and vans (hybrid and full electric) | KEADBY | Leading the Way | LCT_BB002_NPgAggregate | Number of | NPgY | Keadby |  | 1975 | 3624 | 7253 | 12401 | 20233 | 29554 | 39540 | 50009 | 62294 | 74462 | 86023 | 96871 | 106857 | 115361 | 122373 | 128491 | 133769 | 138261 | 141947 | 144876 | 147187 | 148940 | 150243 | 151223 | 151882 | 152417 | 152905 | 153377 | 153859
NPgY | GSP | NG FES - Leading the Way | Number of electric cars and vans (hybrid and full electric) | KIRKSTALL B | Leading the Way | LCT_BB002_NPgAggregate | Number of | NPgY | Kirkstall B |  | 12598 | 18705 | 30326 | 41864 | 54671 | 63477 | 73021 | 82647 | 93421 | 104112 | 114494 | 124257 | 133291 | 140970 | 147254 | 152726 | 157440 | 161432 | 164728 | 167364 | 169454 | 171057 | 172266 | 173181 | 173827 | 174350 | 174806 | 175242 | 175676
NPgY | GSP | NG FES - Leading the Way | Number of electric cars and vans (hybrid and full electric) | NEEPSEND | Leading the Way | LCT_BB002_NPgAggregate | Number of | NPgY | Neepsend |  | 1126 | 1863 | 3400 | 5352 | 8104 | 11082 | 14277 | 17609 | 21495 | 25345 | 29014 | 32457 | 35628 | 38329 | 40553 | 42493 | 44167 | 45590 | 46759 | 47689 | 48423 | 48980 | 49396 | 49708 | 49920 | 50092 | 50247 | 50398 | 50551
NPgY | GSP | NG FES - Leading the Way | Number of electric cars and vans (hybrid and full electric) | NORTON LEES | Leading the Way | LCT_BB002_NPgAggregate | Number of | NPgY | Norton Lees |  | 923 | 1571 | 2947 | 4762 | 7393 | 10345 | 13511 | 16819 | 20687 | 24519 | 28166 | 31588 | 34740 | 37423 | 39635 | 41564 | 43228 | 44644 | 45806 | 46730 | 47459 | 48013 | 48425 | 48735 | 48945 | 49115 | 49269 | 49418 | 49570
NPgY | GSP | NG FES - Leading the Way | Number of electric cars and vans (hybrid and full electric) | PITSMOOR 3/4 | Leading the Way | LCT_BB002_NPgAggregate | Number of | NPgY | Pitsmoor |  | 332 | 582 | 1123 | 1859 | 2952 | 4214 | 5566 | 6981 | 8639 | 10281 | 11843 | 13308 | 14657 | 15806 | 16753 | 17580 | 18292 | 18899 | 19397 | 19792 | 20105 | 20342 | 20518 | 20650 | 20740 | 20812 | 20878 | 20942 | 21007
NPgY | GSP | NG FES - Leading the Way | Number of electric cars and vans (hybrid and full electric) | SALTEND NORTH | Leading the Way | LCT_BB002_NPgAggregate | Number of | NPgY | Saltend North |  | 307 | 619 | 1329 | 2398 | 4084 | 6172 | 8407 | 10756 | 13518 | 16253 | 18850 | 21285 | 23527 | 25436 | 27011 | 28385 | 29571 | 30580 | 31408 | 32066 | 32584 | 32978 | 33270 | 33490 | 33637 | 33757 | 33866 | 33972 | 34080
NPgY | GSP | NG FES - Leading the Way | Number of electric cars and vans (hybrid and full electric) | SHEFFIELD CITY | Leading the Way | LCT_BB002_NPgAggregate | Number of | NPgY | Sheffield City |  | 331 | 605 | 1206 | 2056 | 3346 | 4878 | 6520 | 8240 | 10259 | 12258 | 14158 | 15940 | 17581 | 18979 | 20131 | 21136 | 22003 | 22742 | 23347 | 23829 | 24208 | 24496 | 24711 | 24872 | 24980 | 25068 | 25148 | 25226 | 25305
NPgY | GSP | NG FES - Leading the Way | Number of electric cars and vans (hybrid and full electric) | SKELTON GRANGE | Leading the Way | LCT_BB002_NPgAggregate | Number of | NPgY | Skelton Grange |  | 11598 | 18266 | 31692 | 47355 | 67937 | 88030 | 109630 | 132017 | 157930 | 183608 | 208161 | 231212 | 252465 | 270553 | 285436 | 298412 | 309603 | 319115 | 326933 | 333157 | 338075 | 341817 | 344611 | 346717 | 348152 | 349318 | 350367 | 351377 | 352403
NPgY | GSP | NG FES - Leading the Way | Number of electric cars and vans (hybrid and full electric) | TEMPLEBOROUGH 275/33KV | Leading the Way | LCT_BB002_NPgAggregate | Number of | NPgY | Templeborough |  | 58 | 104 | 201 | 336 | 537 | 771 | 1022 | 1285 | 1592 | 1897 | 2187 | 2459 | 2709 | 2922 | 3098 | 3251 | 3384 | 3496 | 3589 | 3662 | 3720 | 3764 | 3797 | 3821 | 3838 | 3851 | 3863 | 3875 | 3887
NPgY | GSP | NG FES - Leading the Way | Number of electric cars and vans (hybrid and full electric) | THURCROFT | Leading the Way | LCT_BB002_NPgAggregate | Number of | NPgY | Thurcroft |  | 1353 | 2492 | 5002 | 8575 | 14019 | 20513 | 27469 | 34764 | 43324 | 51802 | 59858 | 67416 | 74374 | 80299 | 85185 | 89447 | 93125 | 96255 | 98823 | 100864 | 102474 | 103696 | 104603 | 105286 | 105745 | 106118 | 106458 | 106787 | 107123
NPgY | GSP | NG FES - Leading the Way | Number of electric cars and vans (hybrid and full electric) | WEST MELTON / THORPE MARSH | Leading the Way | LCT_BB002_NPgAggregate | Number of | NPgY | Thorpe Marsh |  | 3651 | 6264 | 11831 | 19240 | 30040 | 42256 | 55354 | 69049 | 85068 | 100934 | 116034 | 130202 | 143251 | 154361 | 163517 | 171504 | 178395 | 184257 | 189070 | 192895 | 195915 | 198207 | 199912 | 201197 | 202062 | 202765 | 203404 | 204022 | 204652
NPgY | GSP | NG FES - Leading the Way | Number of electric cars and vans (hybrid and full electric) | WEST MELTON SECTION 3 | Leading the Way | LCT_BB002_NPgAggregate | Number of | NPgY | West Melton |  | 4244 | 7077 | 13015 | 20641 | 31475 | 43330 | 56049 | 69322 | 84813 | 100158 | 114777 | 128495 | 141132 | 151891 | 160754 | 168485 | 175154 | 180828 | 185486 | 189190 | 192114 | 194335 | 195989 | 197234 | 198075 | 198759 | 199379 | 199978 | 200588
NPgY | GSP | NG FES - Leading the Way | Number of electric cars and vans (hybrid and full electric) | WINCOBANK | Leading the Way | LCT_BB002_NPgAggregate | Number of | NPgY | Wincobank |  | 73 | 148 | 318 | 574 | 978 | 1479 | 2016 | 2580 | 3243 | 3900 | 4523 | 5108 | 5647 | 6105 | 6483 | 6813 | 7098 | 7340 | 7539 | 7697 | 7821 | 7916 | 7986 | 8039 | 8074 | 8103 | 8129 | 8155 | 8181
NPgN | GSP | NG FES - System Transformation | Number of electric cars and vans (hybrid and full electric) | BLYTH 66kV | System Transformation | LCT_BB002_NPgAggregate | Number of | NPgN | Blyth 66kV |  | 1938 | 3803 | 8145 | 13887 | 21738 | 29331 | 37499 | 46069 | 54903 | 63752 | 72268 | 80347 | 87880 | 94826 | 100544 | 105629 | 110115 | 114044 | 117430 | 120087 | 122289 | 124098 | 125584 | 126809 | 127621 | 128299 | 128910 | 129460 | 129966
NPgN | GSP | NG FES - System Transformation | Number of electric cars and vans (hybrid and full electric) | BLYTH 132kV | System Transformation | LCT_BB002_NPgAggregate | Number of | NPgN | Blyth 132kV |  | 695 | 1333 | 2791 | 4649 | 7103 | 9361 | 11784 | 14323 | 16936 | 19551 | 22068 | 24456 | 26682 | 28736 | 30426 | 31928 | 33253 | 34413 | 35413 | 36198 | 36849 | 37384 | 37824 | 38187 | 38428 | 38629 | 38810 | 38973 | 39122
NPgN | GSP | NG FES - System Transformation | Number of electric cars and vans (hybrid and full electric) | FOURSTONES | System Transformation | LCT_BB002_NPgAggregate | Number of | NPgN | Fourstones |  | 273 | 510 | 1035 | 1667 | 2455 | 3115 | 3819 | 4555 | 5311 | 6065 | 6791 | 7479 | 8122 | 8715 | 9202 | 9634 | 10016 | 10350 | 10638 | 10865 | 11053 | 11207 | 11334 | 11439 | 11509 | 11568 | 11620 | 11667 | 11711
NPgN | GSP | NG FES - System Transformation | Number of electric cars and vans (hybrid and full electric) | HARTMOOR | System Transformation | LCT_BB002_NPgAggregate | Number of | NPgN | Hart Moor |  | 601 | 1242 | 2792 | 4988 | 8166 | 11480 | 15055 | 18814 | 22696 | 26591 | 30339 | 33895 | 37210 | 40264 | 42781 | 45022 | 46997 | 48728 | 50219 | 51389 | 52358 | 53153 | 53806 | 54344 | 54699 | 54996 | 55264 | 55505 | 55728
NPgN | GSP | NG FES - System Transformation | Number of electric cars and vans (hybrid and full electric) | HAWTHORN PIT GRID | System Transformation | LCT_BB002_NPgAggregate | Number of | NPgN | Hawthorn Pit |  | 787 | 1621 | 3635 | 6480 | 10586 | 14853 | 19458 | 24297 | 29295 | 34310 | 39135 | 43713 | 47980 | 51913 | 55153 | 58037 | 60581 | 62809 | 64729 | 66234 | 67482 | 68505 | 69346 | 70038 | 70495 | 70878 | 71223 | 71534 | 71820
NPgN | GSP | NG FES - System Transformation | Number of electric cars and vans (hybrid and full electric) | KNARESBOROUGH | System Transformation | LCT_BB002_NPgAggregate | Number of | NPgN | Knaresborough |  | 2788 | 5220 | 10638 | 17207 | 25467 | 32480 | 39975 | 47813 | 55859 | 63895 | 71629 | 78967 | 85811 | 92128 | 97319 | 101930 | 105996 | 109557 | 112629 | 115041 | 117043 | 118690 | 120046 | 121163 | 121909 | 122532 | 123090 | 123591 | 124051
NPgN | GSP | NG FES - System Transformation | Number of electric cars and vans (hybrid and full electric) | LACKENBY | System Transformation | LCT_BB002_NPgAggregate | Number of | NPgN | Lackenby |  | 1083 | 2249 | 5083 | 9127 | 15011 | 21183 | 27845 | 34850 | 42086 | 49346 | 56334 | 62962 | 69140 | 74835 | 79526 | 83703 | 87386 | 90613 | 93393 | 95573 | 97379 | 98861 | 100078 | 101080 | 101742 | 102296 | 102795 | 103246 | 103660
NPgN | GSP | NG FES - System Transformation | Number of electric cars and vans (hybrid and full electric) | NORTON | System Transformation | LCT_BB002_NPgAggregate | Number of | NPgN | Norton |  | 3788 | 7604 | 16648 | 29012 | 46399 | 63871 | 82697 | 102470 | 122872 | 143326 | 163011 | 181684 | 199093 | 215142 | 228358 | 240118 | 250490 | 259576 | 267405 | 273547 | 278636 | 282813 | 286245 | 289074 | 290943 | 292508 | 293918 | 295188 | 296356
NPgN | GSP | NG FES - System Transformation | Number of electric cars and vans (hybrid and full electric) | OFFERTON | System Transformation | LCT_BB002_NPgAggregate | Number of | NPgN | Offerton |  | 347 | 729 | 1664 | 3015 | 4998 | 7102 | 9375 | 11765 | 14235 | 16713 | 19099 | 21361 | 23470 | 25414 | 27015 | 28441 | 29699 | 30801 | 31750 | 32494 | 33110 | 33616 | 34031 | 34373 | 34599 | 34788 | 34958 | 35112 | 35254
NPgN | GSP | NG FES - System Transformation | Number of electric cars and vans (hybrid and full electric) | OSBALDWICK | System Transformation | LCT_BB002_NPgAggregate | Number of | NPgN | Osbaldwick |  | 2795 | 5438 | 11542 | 19502 | 30246 | 40450 | 51417 | 62919 | 74769 | 86635 | 98055 | 108889 | 118990 | 128306 | 135972 | 142791 | 148804 | 154071 | 158611 | 162173 | 165126 | 167553 | 169547 | 171191 | 172281 | 173192 | 174012 | 174750 | 175428
NPgN | GSP | NG FES - System Transformation | Number of electric cars and vans (hybrid and full electric) | POPPLETON | System Transformation | LCT_BB002_NPgAggregate | Number of | NPgN | Poppleton |  | 501 | 962 | 2014 | 3354 | 5125 | 6754 | 8503 | 10336 | 12222 | 14109 | 15926 | 17649 | 19256 | 20738 | 21957 | 23041 | 23997 | 24835 | 25557 | 26123 | 26593 | 26979 | 27297 | 27559 | 27732 | 27878 | 28008 | 28126 | 28234
NPgN | GSP | NG FES - System Transformation | Number of electric cars and vans (hybrid and full electric) | SALTHOLME | System Transformation | LCT_BB002_NPgAggregate | Number of | NPgN | Saltholme |  | 13 | 28 | 64 | 116 | 192 | 273 | 361 | 454 | 549 | 645 | 737 | 825 | 906 | 981 | 1043 | 1098 | 1147 | 1190 | 1226 | 1255 | 1279 | 1299 | 1315 | 1328 | 1337 | 1344 | 1350 | 1356 | 1362
NPgN | GSP | NG FES - System Transformation | Number of electric cars and vans (hybrid and full electric) | SOUTH SHIELDS | System Transformation | LCT_BB002_NPgAggregate | Number of | NPgN | South Shields |  | 370 | 756 | 1684 | 2982 | 4842 | 6757 | 8823 | 10994 | 13236 | 15484 | 17648 | 19700 | 21614 | 23377 | 24830 | 26123 | 27264 | 28263 | 29124 | 29799 | 30358 | 30817 | 31194 | 31505 | 31710 | 31882 | 32036 | 32176 | 32304
NPgN | GSP | NG FES - System Transformation | Number of electric cars and vans (hybrid and full electric) | SPADEADAM | System Transformation | LCT_BB002_NPgAggregate | Number of | NPgN | Spadeadam - Not in NG FES |  | 74 | 144 | 308 | 523 | 816 | 1099 | 1402 | 1721 | 2049 | 2378 | 2694 | 2995 | 3275 | 3533 | 3745 | 3934 | 4101 | 4247 | 4373 | 4471 | 4553 | 4620 | 4676 | 4721 | 4751 | 4777 | 4799 | 4820 | 4839
NPgN | GSP | NG FES - System Transformation | Number of electric cars and vans (hybrid and full electric) | SPENNYMOOR | System Transformation | LCT_BB002_NPgAggregate | Number of | NPgN | Spennymoor |  | 2356 | 4673 | 10114 | 17429 | 27570 | 37571 | 48337 | 59640 | 71297 | 82979 | 94221 | 104886 | 114830 | 123997 | 131545 | 138260 | 144183 | 149371 | 153841 | 157349 | 160255 | 162642 | 164603 | 166220 | 167289 | 168184 | 168990 | 169715 | 170383
NPgN | GSP | NG FES - System Transformation | Number of electric cars and vans (hybrid and full electric) | STELLA NORTH | System Transformation | LCT_BB002_NPgAggregate | Number of | NPgN | Stella North |  | 1939 | 3747 | 7898 | 13248 | 20393 | 27074 | 34250 | 41773 | 49519 | 57274 | 64737 | 71817 | 78419 | 84508 | 89518 | 93973 | 97902 | 101343 | 104309 | 106637 | 108567 | 110154 | 111458 | 112532 | 113245 | 113842 | 114378 | 114860 | 115303
NPgN | GSP | NG FES - System Transformation | Number of electric cars and vans (hybrid and full electric) | STELLA SOUTH | System Transformation | LCT_BB002_NPgAggregate | Number of | NPgN | Stella South |  | 1533 | 2993 | 6376 | 10815 | 16839 | 22605 | 28804 | 35308 | 42009 | 48720 | 55180 | 61307 | 67021 | 72289 | 76626 | 80482 | 83884 | 86863 | 89431 | 91446 | 93117 | 94489 | 95616 | 96546 | 97162 | 97677 | 98141 | 98558 | 98941
NPgN | GSP | NG FES - System Transformation | Number of electric cars and vans (hybrid and full electric) | TYNEMOUTH | System Transformation | LCT_BB002_NPgAggregate | Number of | NPgN | Tynemouth 1 |  | 1556 | 3061 | 6571 | 11230 | 17619 | 23825 | 30501 | 37508 | 44731 | 51967 | 58931 | 65538 | 71697 | 77377 | 82052 | 86211 | 89879 | 93092 | 95861 | 98034 | 99834 | 101313 | 102529 | 103530 | 104194 | 104749 | 105248 | 105698 | 106111
NPgN | GSP | NG FES - System Transformation | Number of electric cars and vans (hybrid and full electric) | WEST BOLDON | System Transformation | LCT_BB002_NPgAggregate | Number of | NPgN | West Boldon |  | 1790 | 3571 | 7770 | 13460 | 21402 | 29306 | 37819 | 46757 | 55977 | 65220 | 74114 | 82552 | 90419 | 97671 | 103642 | 108956 | 113642 | 117747 | 121284 | 124059 | 126359 | 128247 | 129798 | 131076 | 131922 | 132629 | 133267 | 133841 | 134368
NPgY | GSP | NG FES - System Transformation | Number of electric cars and vans (hybrid and full electric) | BRADFORD WEST | System Transformation | LCT_BB002_NPgAggregate | Number of | NPgY | Bradford West |  | 6780 | 11354 | 20979 | 32752 | 48338 | 64862 | 82636 | 101287 | 120510 | 139532 | 157831 | 175178 | 191336 | 206217 | 218659 | 229727 | 239488 | 248037 | 255406 | 261188 | 265980 | 269916 | 273151 | 275817 | 277583 | 279061 | 280390 | 281586 | 282687
NPgY | GSP | NG FES - System Transformation | Number of electric cars and vans (hybrid and full electric) | CAMBLESFORTH | System Transformation | LCT_BB002_NPgAggregate | Number of | NPgY | Camblesforth |  | 267 | 516 | 1083 | 1892 | 3093 | 4525 | 6075 | 7707 | 9397 | 11073 | 12686 | 14214 | 15637 | 16947 | 18044 | 19021 | 19883 | 20638 | 21288 | 21798 | 22220 | 22566 | 22850 | 23084 | 23238 | 23367 | 23483 | 23588 | 23685
NPgY | GSP | NG FES - System Transformation | Number of electric cars and vans (hybrid and full electric) | CREYKE BECK | System Transformation | LCT_BB002_NPgAggregate | Number of | NPgY | Creyke Beck |  | 3623 | 6720 | 13634 | 23196 | 37073 | 53292 | 70834 | 89296 | 108387 | 127324 | 145541 | 162808 | 178886 | 193682 | 206073 | 217107 | 226839 | 235366 | 242709 | 248467 | 253235 | 257145 | 260355 | 263000 | 264741 | 266200 | 267517 | 268705 | 269799
NPgY | GSP | NG FES - System Transformation | Number of electric cars and vans (hybrid and full electric) | DRAX | System Transformation | LCT_BB002_NPgAggregate | Number of | NPgY | Drax |  | 473 | 875 | 1770 | 3006 | 4796 | 6886 | 9145 | 11523 | 13982 | 16421 | 18767 | 20991 | 23061 | 24967 | 26563 | 27984 | 29237 | 30335 | 31281 | 32022 | 32637 | 33140 | 33554 | 33894 | 34118 | 34306 | 34476 | 34629 | 34770
NPgY | GSP | NG FES - System Transformation | Number of electric cars and vans (hybrid and full electric) | ELLAND | System Transformation | LCT_BB002_NPgAggregate | Number of | NPgY | Elland |  | 3513 | 6269 | 12302 | 20333 | 31685 | 44608 | 58566 | 73245 | 88412 | 103447 | 117909 | 131618 | 144385 | 156136 | 165972 | 174729 | 182453 | 189219 | 195048 | 199619 | 203405 | 206511 | 209061 | 211163 | 212549 | 213709 | 214756 | 215700 | 216569
NPgY | GSP | NG FES - System Transformation | Number of electric cars and vans (hybrid and full electric) | FERRYBRIDGE A | System Transformation | LCT_BB002_NPgAggregate | Number of | NPgY | Ferrybridge A |  | 1057 | 1917 | 3815 | 6386 | 10064 | 14303 | 18883 | 23702 | 28683 | 33622 | 38374 | 42877 | 47071 | 50931 | 54162 | 57040 | 59577 | 61801 | 63716 | 65217 | 66461 | 67481 | 68319 | 69009 | 69464 | 69845 | 70188 | 70498 | 70784
NPgY | GSP | NG FES - System Transformation | Number of electric cars and vans (hybrid and full electric) | FERRYBRIDGE B | System Transformation | LCT_BB002_NPgAggregate | Number of | NPgY | Ferrybridge B (_M) |  | 5292 | 8613 | 15452 | 23397 | 33450 | 43535 | 54347 | 65671 | 77319 | 88828 | 99900 | 110396 | 120174 | 129185 | 136711 | 143401 | 149301 | 154468 | 158923 | 162420 | 165321 | 167706 | 169667 | 171283 | 172358 | 173257 | 174063 | 174788 | 175454
NPgY | GSP | NG FES - System Transformation | Number of electric cars and vans (hybrid and full electric) | GRIMSBY WEST | System Transformation | LCT_BB002_NPgAggregate | Number of | NPgY | Grimsby West |  | 1129 | 2129 | 4377 | 7532 | 12152 | 17601 | 23496 | 29703 | 36123 | 42493 | 48620 | 54427 | 59835 | 64811 | 68979 | 72691 | 75965 | 78833 | 81303 | 83240 | 84844 | 86158 | 87238 | 88127 | 88712 | 89203 | 89645 | 90045 | 90413
NPgY | GSP | NG FES - System Transformation | Number of electric cars and vans (hybrid and full electric) | JORDANTHORPE | System Transformation | LCT_BB002_NPgAggregate | Number of | NPgY | Jordanthorpe |  | 866 | 1473 | 2765 | 4386 | 6574 | 8948 | 11505 | 14190 | 16960 | 19702 | 22340 | 24841 | 27170 | 29315 | 31109 | 32705 | 34113 | 35346 | 36409 | 37242 | 37933 | 38500 | 38966 | 39350 | 39604 | 39817 | 40008 | 40181 | 40339
NPgY | GSP | NG FES - System Transformation | Number of electric cars and vans (hybrid and full electric) | KEADBY | System Transformation | LCT_BB002_NPgAggregate | Number of | NPgY | Keadby |  | 1975 | 3721 | 7646 | 13148 | 21204 | 30698 | 40971 | 51787 | 62973 | 74072 | 84748 | 94867 | 104290 | 112961 | 120223 | 126691 | 132395 | 137393 | 141697 | 145072 | 147866 | 150157 | 152038 | 153587 | 154607 | 155461 | 156233 | 156929 | 157570
NPgY | GSP | NG FES - System Transformation | Number of electric cars and vans (hybrid and full electric) | KIRKSTALL B | System Transformation | LCT_BB002_NPgAggregate | Number of | NPgY | Kirkstall B |  | 12598 | 19207 | 31971 | 44385 | 57294 | 66622 | 76381 | 86460 | 96669 | 106638 | 116231 | 125328 | 133819 | 141672 | 148180 | 153933 | 159007 | 163445 | 167284 | 170308 | 172828 | 174917 | 176642 | 178066 | 179039 | 179850 | 180566 | 181201 | 181781
NPgY | GSP | NG FES - System Transformation | Number of electric cars and vans (hybrid and full electric) | NEEPSEND | System Transformation | LCT_BB002_NPgAggregate | Number of | NPgY | Neepsend |  | 1126 | 1913 | 3584 | 5675 | 8493 | 11542 | 14827 | 18275 | 21832 | 25354 | 28742 | 31953 | 34945 | 37699 | 40003 | 42052 | 43860 | 45444 | 46808 | 47879 | 48766 | 49494 | 50093 | 50586 | 50912 | 51185 | 51431 | 51652 | 51856
NPgY | GSP | NG FES - System Transformation | Number of electric cars and vans (hybrid and full electric) | NORTON LEES | System Transformation | LCT_BB002_NPgAggregate | Number of | NPgY | Norton Lees |  | 923 | 1613 | 3107 | 5049 | 7747 | 10764 | 14020 | 17441 | 20974 | 24475 | 27843 | 31035 | 34008 | 36745 | 39035 | 41074 | 42872 | 44447 | 45804 | 46868 | 47750 | 48474 | 49068 | 49558 | 49881 | 50151 | 50395 | 50615 | 50818
NPgY | GSP | NG FES - System Transformation | Number of electric cars and vans (hybrid and full electric) | PITSMOOR 3/4 | System Transformation | LCT_BB002_NPgAggregate | Number of | NPgY | Pitsmoor |  | 332 | 598 | 1183 | 1971 | 3093 | 4381 | 5772 | 7235 | 8747 | 10246 | 11688 | 13055 | 14328 | 15499 | 16480 | 17353 | 18124 | 18798 | 19380 | 19835 | 20213 | 20523 | 20777 | 20986 | 21124 | 21240 | 21344 | 21438 | 21525
NPgY | GSP | NG FES - System Transformation | Number of electric cars and vans (hybrid and full electric) | SALTEND NORTH | System Transformation | LCT_BB002_NPgAggregate | Number of | NPgY | Saltend North |  | 307 | 636 | 1401 | 2543 | 4280 | 6402 | 8703 | 11127 | 13637 | 16129 | 18527 | 20799 | 22915 | 24861 | 26492 | 27945 | 29227 | 30350 | 31317 | 32075 | 32702 | 33216 | 33638 | 33986 | 34214 | 34405 | 34578 | 34735 | 34878
NPgY | GSP | NG FES - System Transformation | Number of electric cars and vans (hybrid and full electric) | SHEFFIELD CITY | System Transformation | LCT_BB002_NPgAggregate | Number of | NPgY | Sheffield City |  | 331 | 621 | 1271 | 2180 | 3507 | 5068 | 6756 | 8533 | 10372 | 12196 | 13950 | 15613 | 17161 | 18586 | 19779 | 20842 | 21779 | 22601 | 23308 | 23862 | 24322 | 24698 | 25007 | 25262 | 25429 | 25570 | 25697 | 25811 | 25916
NPgY | GSP | NG FES - System Transformation | Number of electric cars and vans (hybrid and full electric) | SKELTON GRANGE | System Transformation | LCT_BB002_NPgAggregate | Number of | NPgY | Skelton Grange |  | 11598 | 18755 | 33411 | 50207 | 71196 | 91907 | 114089 | 137308 | 161176 | 184748 | 207424 | 228921 | 248951 | 267410 | 282823 | 296521 | 308602 | 319181 | 328304 | 335466 | 341407 | 346294 | 350313 | 353627 | 355831 | 357675 | 359329 | 360814 | 362179
NPgY | GSP | NG FES - System Transformation | Number of electric cars and vans (hybrid and full electric) | TEMPLEBOROUGH 275/33KV | System Transformation | LCT_BB002_NPgAggregate | Number of | NPgY | Templeborough |  | 58 | 106 | 212 | 357 | 563 | 802 | 1060 | 1331 | 1612 | 1890 | 2157 | 2411 | 2647 | 2865 | 3047 | 3209 | 3352 | 3477 | 3585 | 3669 | 3739 | 3797 | 3844 | 3883 | 3908 | 3930 | 3949 | 3967 | 3983
NPgY | GSP | NG FES - System Transformation | Number of electric cars and vans (hybrid and full electric) | THURCROFT | System Transformation | LCT_BB002_NPgAggregate | Number of | NPgY | Thurcroft |  | 1353 | 2559 | 5274 | 9091 | 14692 | 21305 | 28462 | 35997 | 43791 | 51524 | 58963 | 66014 | 72579 | 78620 | 83680 | 88187 | 92161 | 95644 | 98643 | 100994 | 102941 | 104537 | 105848 | 106928 | 107638 | 108233 | 108771 | 109256 | 109702
NPgY | GSP | NG FES - System Transformation | Number of electric cars and vans (hybrid and full electric) | WEST MELTON / THORPE MARSH | System Transformation | LCT_BB002_NPgAggregate | Number of | NPgY | Thorpe Marsh |  | 3651 | 6432 | 12473 | 20399 | 31481 | 43960 | 57429 | 71590 | 86215 | 100710 | 114653 | 127870 | 140179 | 151509 | 160992 | 169433 | 176878 | 183400 | 189019 | 193425 | 197076 | 200070 | 202530 | 204557 | 205895 | 207015 | 208024 | 208935 | 209773
NPgY | GSP | NG FES - System Transformation | Number of electric cars and vans (hybrid and full electric) | WEST MELTON SECTION 3 | System Transformation | LCT_BB002_NPgAggregate | Number of | NPgY | West Melton |  | 4244 | 7266 | 13721 | 21884 | 32985 | 45118 | 58194 | 71927 | 86097 | 100130 | 113629 | 126425 | 138344 | 149317 | 158497 | 166665 | 173870 | 180180 | 185618 | 189884 | 193419 | 196320 | 198704 | 200669 | 201967 | 203054 | 204034 | 204915 | 205727
NPgY | GSP | NG FES - System Transformation | Number of electric cars and vans (hybrid and full electric) | WINCOBANK | System Transformation | LCT_BB002_NPgAggregate | Number of | NPgY | Wincobank |  | 73 | 152 | 335 | 608 | 1025 | 1535 | 2087 | 2669 | 3272 | 3870 | 4446 | 4991 | 5499 | 5967 | 6358 | 6707 | 7015 | 7285 | 7517 | 7699 | 7850 | 7973 | 8074 | 8158 | 8213 | 8258 | 8300 | 8337 | 8372
NPgN | GSP | NPg Best View | Number of heat pumps (total) | BLYTH 66kV | NPg Best View (Not in FES) | Lct_BB5678_NPgAggregate | Number of | NPgN | Blyth 66kV |  | 1390 | 1742 | 2352 | 3666 | 5467 | 7612 | 8730 | 9444 | 10157 | 10877 | 11600 | 12312 | 13058 | 14428 | 19665 | 25000 | 30242 | 35317 | 39864 | 43955 | 47739 | 52563 | 57808 | 63066 | 68318 | 73563 | 78800 | 84028 | 88047
NPgN | GSP | NPg Best View | Number of heat pumps (total) | BLYTH 132kV | NPg Best View (Not in FES) | Lct_BB5678_NPgAggregate | Number of | NPgN | Blyth 132kV |  | 335 | 437 | 589 | 905 | 1349 | 1894 | 2171 | 2345 | 2518 | 2692 | 2867 | 3039 | 3220 | 3611 | 5155 | 6705 | 8230 | 9711 | 11061 | 12290 | 13427 | 14835 | 16346 | 17860 | 19371 | 20881 | 22387 | 23891 | 25062
NPgN | GSP | NPg Best View | Number of heat pumps (total) | FOURSTONES | NPg Best View (Not in FES) | Lct_BB5678_NPgAggregate | Number of | NPgN | Fourstones |  | 148 | 186 | 238 | 351 | 510 | 703 | 796 | 847 | 896 | 946 | 996 | 1047 | 1099 | 1215 | 1673 | 2134 | 2579 | 3011 | 3385 | 3715 | 4013 | 4412 | 4853 | 5295 | 5735 | 6174 | 6611 | 7047 | 7390
NPgN | GSP | NPg Best View | Number of heat pumps (total) | HARTMOOR | NPg Best View (Not in FES) | Lct_BB5678_NPgAggregate | Number of | NPgN | Hart Moor |  | 1208 | 1394 | 1791 | 2691 | 3905 | 5313 | 6035 | 6436 | 6830 | 7228 | 7628 | 8020 | 8429 | 9071 | 11640 | 14346 | 16982 | 19471 | 21549 | 23331 | 24940 | 27245 | 29881 | 32527 | 35169 | 37808 | 40443 | 43071 | 45095
NPgN | GSP | NPg Best View | Number of heat pumps (total) | HAWTHORN PIT GRID | NPg Best View (Not in FES) | Lct_BB5678_NPgAggregate | Number of | NPgN | Hawthorn Pit |  | 949 | 1369 | 1799 | 2645 | 3820 | 5312 | 6173 | 6777 | 7380 | 7988 | 8599 | 9205 | 9832 | 10780 | 13782 | 16788 | 19709 | 22516 | 25007 | 27195 | 29095 | 31638 | 34451 | 37273 | 40092 | 42907 | 45717 | 48522 | 50684
NPgN | GSP | NPg Best View | Number of heat pumps (total) | KNARESBOROUGH | NPg Best View (Not in FES) | Lct_BB5678_NPgAggregate | Number of | NPgN | Knaresborough |  | 1306 | 1546 | 1969 | 2925 | 4269 | 5888 | 6654 | 7025 | 7384 | 7746 | 8112 | 8477 | 8858 | 9771 | 13577 | 17497 | 21330 | 24999 | 28194 | 31021 | 33598 | 37039 | 40879 | 44737 | 48593 | 52447 | 56298 | 60145 | 63156
NPgN | GSP | NPg Best View | Number of heat pumps (total) | LACKENBY | NPg Best View (Not in FES) | Lct_BB5678_NPgAggregate | Number of | NPgN | Lackenby |  | 937 | 1414 | 2042 | 3180 | 4687 | 6539 | 7633 | 8412 | 9191 | 9977 | 10768 | 11550 | 12364 | 13715 | 18288 | 22831 | 27264 | 31549 | 35470 | 39051 | 42325 | 46375 | 50757 | 55152 | 59542 | 63926 | 68305 | 72676 | 76051
NPgN | GSP | NPg Best View | Number of heat pumps (total) | NORTON | NPg Best View (Not in FES) | Lct_BB5678_NPgAggregate | Number of | NPgN | Norton |  | 3215 | 4234 | 5795 | 8893 | 13054 | 18038 | 20819 | 22693 | 24561 | 26446 | 28343 | 30218 | 32172 | 35395 | 47060 | 58846 | 70338 | 81475 | 91435 | 100417 | 108680 | 119207 | 130694 | 142224 | 153753 | 165278 | 176794 | 188301 | 197317
NPgN | GSP | NPg Best View | Number of heat pumps (total) | OFFERTON | NPg Best View (Not in FES) | Lct_BB5678_NPgAggregate | Number of | NPgN | Offerton |  | 371 | 483 | 676 | 1081 | 1647 | 2339 | 2678 | 2887 | 3095 | 3305 | 3516 | 3725 | 3944 | 4429 | 6255 | 8093 | 9897 | 11645 | 13225 | 14651 | 15962 | 17627 | 19425 | 21226 | 23026 | 24822 | 26616 | 28407 | 29780
NPgN | GSP | NPg Best View | Number of heat pumps (total) | OSBALDWICK | NPg Best View (Not in FES) | Lct_BB5678_NPgAggregate | Number of | NPgN | Osbaldwick |  | 2303 | 3083 | 4026 | 5842 | 8234 | 11069 | 12686 | 13730 | 14766 | 15809 | 16857 | 17891 | 18971 | 20825 | 27901 | 35039 | 41998 | 48687 | 54702 | 60188 | 65299 | 71661 | 78615 | 85587 | 92549 | 99500 | 106438 | 113361 | 118765
NPgN | GSP | NPg Best View | Number of heat pumps (total) | POPPLETON | NPg Best View (Not in FES) | Lct_BB5678_NPgAggregate | Number of | NPgN | Poppleton |  | 483 | 596 | 776 | 1164 | 1685 | 2289 | 2604 | 2783 | 2960 | 3139 | 3319 | 3497 | 3684 | 3994 | 5214 | 6472 | 7693 | 8860 | 9859 | 10732 | 11533 | 12627 | 13860 | 15098 | 16334 | 17567 | 18797 | 20024 | 20972
NPgN | GSP | NPg Best View | Number of heat pumps (total) | SALTHOLME | NPg Best View (Not in FES) | Lct_BB5678_NPgAggregate | Number of | NPgN | Saltholme |  | 62 | 63 | 71 | 96 | 131 | 172 | 193 | 203 | 212 | 221 | 231 | 240 | 249 | 261 | 328 | 406 | 483 | 555 | 612 | 659 | 703 | 765 | 840 | 915 | 990 | 1065 | 1140 | 1215 | 1274
NPgN | GSP | NPg Best View | Number of heat pumps (total) | SOUTH SHIELDS | NPg Best View (Not in FES) | Lct_BB5678_NPgAggregate | Number of | NPgN | South Shields |  | 384 | 490 | 661 | 1034 | 1548 | 2170 | 2509 | 2738 | 2968 | 3199 | 3433 | 3663 | 3905 | 4379 | 6159 | 7959 | 9731 | 11468 | 13056 | 14512 | 15873 | 17520 | 19281 | 21045 | 22806 | 24564 | 26319 | 28071 | 29419
NPgN | GSP | NPg Best View | Number of heat pumps (total) | SPADEADAM | NPg Best View (Not in FES) | Lct_BB5678_NPgAggregate | Number of | NPgN | Spadeadam - Not in NG FES |  | 38 | 50 | 69 | 105 | 157 | 223 | 256 | 279 | 301 | 323 | 345 | 367 | 390 | 442 | 646 | 851 | 1051 | 1248 | 1429 | 1596 | 1750 | 1936 | 2134 | 2332 | 2529 | 2727 | 2924 | 3120 | 3274
NPgN | GSP | NPg Best View | Number of heat pumps (total) | SPENNYMOOR | NPg Best View (Not in FES) | Lct_BB5678_NPgAggregate | Number of | NPgN | Spennymoor |  | 2490 | 3108 | 4083 | 6189 | 9061 | 12463 | 14239 | 15334 | 16422 | 17520 | 18626 | 19719 | 20859 | 22758 | 29887 | 37191 | 44307 | 51159 | 57109 | 62343 | 67106 | 73525 | 80651 | 87802 | 94947 | 102085 | 109213 | 116328 | 121852
NPgN | GSP | NPg Best View | Number of heat pumps (total) | STELLA NORTH | NPg Best View (Not in FES) | Lct_BB5678_NPgAggregate | Number of | NPgN | Stella North |  | 1426 | 1899 | 2626 | 4090 | 6040 | 8363 | 9695 | 10663 | 11634 | 12612 | 13595 | 14560 | 15571 | 17277 | 23619 | 30008 | 36297 | 42430 | 48058 | 53237 | 58097 | 63971 | 70230 | 76501 | 82763 | 89016 | 95260 | 101492 | 106314
NPgN | GSP | NPg Best View | Number of heat pumps (total) | STELLA SOUTH | NPg Best View (Not in FES) | Lct_BB5678_NPgAggregate | Number of | NPgN | Stella South |  | 1200 | 1631 | 2125 | 3187 | 4687 | 6570 | 7625 | 8361 | 9095 | 9836 | 10582 | 11323 | 12093 | 13303 | 17387 | 21505 | 25521 | 29442 | 32924 | 35998 | 38725 | 42293 | 46193 | 50104 | 54009 | 57906 | 61796 | 65676 | 68685
NPgN | GSP | NPg Best View | Number of heat pumps (total) | TYNEMOUTH | NPg Best View (Not in FES) | Lct_BB5678_NPgAggregate | Number of | NPgN | Tynemouth 1 |  | 1347 | 1655 | 2219 | 3456 | 5146 | 7149 | 8196 | 8855 | 9512 | 10176 | 10842 | 11499 | 12187 | 13531 | 18715 | 24006 | 29216 | 34264 | 38807 | 42926 | 46768 | 51583 | 56802 | 62035 | 67264 | 72490 | 77710 | 82923 | 86940
NPgN | GSP | NPg Best View | Number of heat pumps (total) | WEST BOLDON | NPg Best View (Not in FES) | Lct_BB5678_NPgAggregate | Number of | NPgN | West Boldon |  | 1735 | 2190 | 2984 | 4671 | 6999 | 9809 | 11298 | 12236 | 13169 | 14111 | 15058 | 15993 | 16968 | 18851 | 25849 | 32954 | 39922 | 46665 | 52720 | 58171 | 63184 | 69532 | 76448 | 83381 | 90306 | 97221 | 104124 | 111014 | 116299
NPgY | GSP | NPg Best View | Number of heat pumps (total) | BRADFORD WEST | NPg Best View (Not in FES) | Lct_BB5678_NPgAggregate | Number of | NPgY | Bradford West |  | 2761 | 3666 | 4988 | 7834 | 11855 | 16704 | 17964 | 19261 | 20584 | 21919 | 23266 | 24599 | 25996 | 30054 | 43252 | 56323 | 69081 | 81400 | 92359 | 102121 | 110935 | 123349 | 135742 | 148117 | 160379 | 172606 | 184811 | 197011 | 206429
NPgY | GSP | NPg Best View | Number of heat pumps (total) | CAMBLESFORTH | NPg Best View (Not in FES) | Lct_BB5678_NPgAggregate | Number of | NPgY | Camblesforth |  | 193 | 241 | 332 | 529 | 804 | 1133 | 1216 | 1301 | 1388 | 1477 | 1566 | 1654 | 1747 | 2033 | 3006 | 3980 | 4939 | 5864 | 6697 | 7451 | 8144 | 9086 | 10029 | 10973 | 11910 | 12847 | 13785 | 14724 | 15461
NPgY | GSP | NPg Best View | Number of heat pumps (total) | CREYKE BECK | NPg Best View (Not in FES) | Lct_BB5678_NPgAggregate | Number of | NPgY | Creyke Beck |  | 2423 | 3151 | 4302 | 6772 | 10231 | 14408 | 15668 | 16964 | 18286 | 19620 | 20965 | 22294 | 23688 | 27682 | 40650 | 53528 | 66166 | 78445 | 89585 | 99722 | 109026 | 121276 | 133520 | 145758 | 157894 | 170006 | 182109 | 194222 | 203650
NPgY | GSP | NPg Best View | Number of heat pumps (total) | DRAX | NPg Best View (Not in FES) | Lct_BB5678_NPgAggregate | Number of | NPgY | Drax |  | 255 | 371 | 537 | 830 | 1175 | 1561 | 1833 | 2112 | 2398 | 2687 | 2977 | 3261 | 3559 | 4129 | 5572 | 6978 | 8366 | 9721 | 10997 | 12219 | 13366 | 14645 | 15926 | 17208 | 18466 | 19722 | 20979 | 22244 | 23254
NPgY | GSP | NPg Best View | Number of heat pumps (total) | ELLAND | NPg Best View (Not in FES) | Lct_BB5678_NPgAggregate | Number of | NPgY | Elland |  | 2670 | 3339 | 4423 | 6787 | 10082 | 14027 | 15116 | 16235 | 17373 | 18521 | 19675 | 20817 | 22006 | 25153 | 35350 | 45565 | 55509 | 65075 | 73488 | 80959 | 87696 | 97305 | 106897 | 116476 | 125969 | 135435 | 144882 | 154324 | 161617
NPgY | GSP | NPg Best View | Number of heat pumps (total) | FERRYBRIDGE A | NPg Best View (Not in FES) | Lct_BB5678_NPgAggregate | Number of | NPgY | Ferrybridge A |  | 831 | 1215 | 1579 | 2297 | 3251 | 4384 | 4866 | 5363 | 5874 | 6390 | 6910 | 7423 | 7960 | 9056 | 11972 | 14827 | 17609 | 20294 | 22703 | 24878 | 26828 | 29451 | 32072 | 34693 | 37273 | 39846 | 42417 | 44995 | 47013
NPgY | GSP | NPg Best View | Number of heat pumps (total) | FERRYBRIDGE B | NPg Best View (Not in FES) | Lct_BB5678_NPgAggregate | Number of | NPgY | Ferrybridge B (_M) |  | 1898 | 2423 | 3268 | 5036 | 7427 | 10246 | 11110 | 12001 | 12910 | 13828 | 14750 | 15660 | 16611 | 18887 | 25869 | 32849 | 39658 | 46166 | 51882 | 56967 | 61543 | 68104 | 74660 | 81215 | 87699 | 94168 | 100633 | 107107 | 112147
NPgY | GSP | NPg Best View | Number of heat pumps (total) | GRIMSBY WEST | NPg Best View (Not in FES) | Lct_BB5678_NPgAggregate | Number of | NPgY | Grimsby West |  | 628 | 825 | 1165 | 1874 | 2852 | 4034 | 4447 | 4871 | 5303 | 5740 | 6178 | 6609 | 7062 | 8462 | 12958 | 17407 | 21796 | 26074 | 30049 | 33745 | 37190 | 41412 | 45631 | 49847 | 54024 | 58191 | 62356 | 66524 | 69742
NPgY | GSP | NPg Best View | Number of heat pumps (total) | JORDANTHORPE | NPg Best View (Not in FES) | Lct_BB5678_NPgAggregate | Number of | NPgY | Jordanthorpe |  | 680 | 904 | 1087 | 1518 | 2122 | 2830 | 3029 | 3236 | 3448 | 3663 | 3880 | 4095 | 4321 | 4868 | 6551 | 8244 | 9895 | 11479 | 12853 | 14060 | 15142 | 16744 | 18344 | 19943 | 21523 | 23098 | 24672 | 26247 | 27463
NPgY | GSP | NPg Best View | Number of heat pumps (total) | KEADBY | NPg Best View (Not in FES) | Lct_BB5678_NPgAggregate | Number of | NPgY | Keadby |  | 1147 | 1510 | 2108 | 3361 | 5100 | 7204 | 7896 | 8609 | 9338 | 10073 | 10815 | 11547 | 12317 | 14384 | 20986 | 27539 | 34006 | 40286 | 46030 | 51290 | 56127 | 62406 | 68697 | 75000 | 81255 | 87510 | 93775 | 100059 | 105039
NPgY | GSP | NPg Best View | Number of heat pumps (total) | KIRKSTALL B | NPg Best View (Not in FES) | Lct_BB5678_NPgAggregate | Number of | NPgY | Kirkstall B |  | 1145 | 1640 | 2301 | 3615 | 5403 | 7554 | 8334 | 9138 | 9959 | 10789 | 11625 | 12452 | 13317 | 15506 | 22069 | 28502 | 34771 | 40877 | 46431 | 51497 | 56123 | 62137 | 68140 | 74131 | 80054 | 85956 | 91847 | 97738 | 102295
NPgY | GSP | NPg Best View | Number of heat pumps (total) | NEEPSEND | NPg Best View (Not in FES) | Lct_BB5678_NPgAggregate | Number of | NPgY | Neepsend |  | 643 | 904 | 1207 | 1817 | 2662 | 3675 | 3944 | 4221 | 4504 | 4790 | 5078 | 5362 | 5661 | 6489 | 9099 | 11670 | 14174 | 16563 | 18682 | 20564 | 22251 | 24688 | 27122 | 29551 | 31956 | 34354 | 36748 | 39143 | 40990
NPgY | GSP | NPg Best View | Number of heat pumps (total) | NORTON LEES | NPg Best View (Not in FES) | Lct_BB5678_NPgAggregate | Number of | NPgY | Norton Lees |  | 897 | 1082 | 1390 | 2099 | 3080 | 4224 | 4484 | 4753 | 5027 | 5304 | 5582 | 5857 | 6143 | 6921 | 9511 | 12145 | 14707 | 17140 | 19212 | 21012 | 22624 | 25126 | 27623 | 30117 | 32589 | 35053 | 37513 | 39972 | 41858
NPgY | GSP | NPg Best View | Number of heat pumps (total) | PITSMOOR 3/4 | NPg Best View (Not in FES) | Lct_BB5678_NPgAggregate | Number of | NPgY | Pitsmoor |  | 167 | 257 | 377 | 608 | 927 | 1321 | 1448 | 1579 | 1712 | 1847 | 1983 | 2117 | 2258 | 2655 | 3885 | 5083 | 6254 | 7390 | 8432 | 9381 | 10244 | 11374 | 12502 | 13629 | 14743 | 15855 | 16964 | 18074 | 18933
NPgY | GSP | NPg Best View | Number of heat pumps (total) | SALTEND NORTH | NPg Best View (Not in FES) | Lct_BB5678_NPgAggregate | Number of | NPgY | Saltend North |  | 262 | 351 | 487 | 797 | 1248 | 1799 | 1957 | 2121 | 2289 | 2458 | 2630 | 2800 | 2978 | 3518 | 5249 | 6964 | 8651 | 10300 | 11802 | 13162 | 14403 | 16040 | 17676 | 19311 | 20933 | 22551 | 24168 | 25786 | 27038
NPgY | GSP | NPg Best View | Number of heat pumps (total) | SHEFFIELD CITY | NPg Best View (Not in FES) | Lct_BB5678_NPgAggregate | Number of | NPgY | Sheffield City |  | 487 | 648 | 819 | 1165 | 1638 | 2204 | 2364 | 2528 | 2693 | 2859 | 3025 | 3189 | 3359 | 3779 | 5162 | 6535 | 7864 | 9125 | 10226 | 11199 | 12070 | 13351 | 14630 | 15905 | 17168 | 18426 | 19682 | 20936 | 21919
NPgY | GSP | NPg Best View | Number of heat pumps (total) | SKELTON GRANGE | NPg Best View (Not in FES) | Lct_BB5678_NPgAggregate | Number of | NPgY | Skelton Grange |  | 3803 | 4873 | 6534 | 10103 | 15041 | 20952 | 22753 | 24605 | 26491 | 28394 | 30307 | 32196 | 34169 | 39213 | 55001 | 70733 | 86090 | 100889 | 114024 | 125763 | 136366 | 151116 | 165844 | 180552 | 195108 | 209622 | 224111 | 238602 | 249806
NPgY | GSP | NPg Best View | Number of heat pumps (total) | TEMPLEBOROUGH 275/33KV | NPg Best View (Not in FES) | Lct_BB5678_NPgAggregate | Number of | NPgY | Templeborough |  | 34 | 47 | 67 | 111 | 174 | 250 | 268 | 286 | 306 | 325 | 345 | 365 | 385 | 444 | 625 | 803 | 977 | 1144 | 1290 | 1418 | 1531 | 1701 | 1872 | 2042 | 2211 | 2379 | 2547 | 2715 | 2844
NPgY | GSP | NPg Best View | Number of heat pumps (total) | THURCROFT | NPg Best View (Not in FES) | Lct_BB5678_NPgAggregate | Number of | NPgY | Thurcroft |  | 1670 | 2208 | 2885 | 4292 | 6176 | 8368 | 9004 | 9662 | 10336 | 11018 | 11705 | 12384 | 13094 | 14703 | 19514 | 24327 | 28985 | 33402 | 37187 | 40495 | 43437 | 47961 | 52480 | 56997 | 61460 | 65911 | 70358 | 74808 | 78264
NPgY | GSP | NPg Best View | Number of heat pumps (total) | WEST MELTON / THORPE MARSH | NPg Best View (Not in FES) | Lct_BB5678_NPgAggregate | Number of | NPgY | Thorpe Marsh |  | 2296 | 3040 | 4145 | 6398 | 9450 | 13068 | 14225 | 15417 | 16634 | 17861 | 19095 | 20313 | 21585 | 24760 | 34537 | 44233 | 53696 | 62796 | 70910 | 78214 | 84847 | 93978 | 103103 | 112225 | 121253 | 130262 | 139264 | 148276 | 155300
NPgY | GSP | NPg Best View | Number of heat pumps (total) | WEST MELTON SECTION 3 | NPg Best View (Not in FES) | Lct_BB5678_NPgAggregate | Number of | NPgY | West Melton |  | 2753 | 3774 | 4936 | 7314 | 10483 | 14260 | 15822 | 17431 | 19076 | 20738 | 22409 | 24058 | 25784 | 29238 | 38660 | 47988 | 57088 | 65858 | 73654 | 80657 | 86910 | 95446 | 103978 | 112508 | 120914 | 129297 | 137675 | 146073 | 152662
NPgY | GSP | NPg Best View | Number of heat pumps (total) | WINCOBANK | NPg Best View (Not in FES) | Lct_BB5678_NPgAggregate | Number of | NPgY | Wincobank |  | 175 | 236 | 295 | 407 | 552 | 722 | 800 | 880 | 961 | 1043 | 1124 | 1204 | 1286 | 1428 | 1796 | 2161 | 2509 | 2839 | 3124 | 3376 | 3599 | 3918 | 4235 | 4552 | 4864 | 5175 | 5484 | 5794 | 6037
NPgN | GSP | NG FES - Consumer Transformation | Number of heat pumps (total) | BLYTH 66kV | Consumer Transformation | Lct_BB5678_NPgAggregate | Number of | NPgN | Blyth 66kV |  | 1390 | 1742 | 2352 | 3666 | 5467 | 7612 | 8730 | 9444 | 10157 | 10877 | 11600 | 12312 | 13058 | 14428 | 19665 | 25000 | 30242 | 35317 | 39864 | 43955 | 47739 | 52563 | 57808 | 63066 | 68318 | 73563 | 78800 | 84028 | 88047
NPgN | GSP | NG FES - Consumer Transformation | Number of heat pumps (total) | BLYTH 132kV | Consumer Transformation | Lct_BB5678_NPgAggregate | Number of | NPgN | Blyth 132kV |  | 335 | 437 | 589 | 905 | 1349 | 1894 | 2171 | 2345 | 2518 | 2692 | 2867 | 3039 | 3220 | 3611 | 5155 | 6705 | 8230 | 9711 | 11061 | 12290 | 13427 | 14835 | 16346 | 17860 | 19371 | 20881 | 22387 | 23891 | 25062
NPgN | GSP | NG FES - Consumer Transformation | Number of heat pumps (total) | FOURSTONES | Consumer Transformation | Lct_BB5678_NPgAggregate | Number of | NPgN | Fourstones |  | 148 | 186 | 238 | 351 | 510 | 703 | 796 | 847 | 896 | 946 | 996 | 1047 | 1099 | 1215 | 1673 | 2134 | 2579 | 3011 | 3385 | 3715 | 4013 | 4412 | 4853 | 5295 | 5735 | 6174 | 6611 | 7047 | 7390
NPgN | GSP | NG FES - Consumer Transformation | Number of heat pumps (total) | HARTMOOR | Consumer Transformation | Lct_BB5678_NPgAggregate | Number of | NPgN | Hart Moor |  | 1208 | 1394 | 1791 | 2691 | 3905 | 5313 | 6035 | 6436 | 6830 | 7228 | 7628 | 8020 | 8429 | 9071 | 11640 | 14346 | 16982 | 19471 | 21549 | 23331 | 24940 | 27245 | 29881 | 32527 | 35169 | 37808 | 40443 | 43071 | 45095
NPgN | GSP | NG FES - Consumer Transformation | Number of heat pumps (total) | HAWTHORN PIT GRID | Consumer Transformation | Lct_BB5678_NPgAggregate | Number of | NPgN | Hawthorn Pit |  | 949 | 1369 | 1799 | 2645 | 3820 | 5312 | 6173 | 6777 | 7380 | 7988 | 8599 | 9205 | 9832 | 10780 | 13782 | 16788 | 19709 | 22516 | 25007 | 27195 | 29095 | 31638 | 34451 | 37273 | 40092 | 42907 | 45717 | 48522 | 50684
NPgN | GSP | NG FES - Consumer Transformation | Number of heat pumps (total) | KNARESBOROUGH | Consumer Transformation | Lct_BB5678_NPgAggregate | Number of | NPgN | Knaresborough |  | 1306 | 1546 | 1969 | 2925 | 4269 | 5888 | 6654 | 7025 | 7384 | 7746 | 8112 | 8477 | 8858 | 9771 | 13577 | 17497 | 21330 | 24999 | 28194 | 31021 | 33598 | 37039 | 40879 | 44737 | 48593 | 52447 | 56298 | 60145 | 63156
NPgN | GSP | NG FES - Consumer Transformation | Number of heat pumps (total) | LACKENBY | Consumer Transformation | Lct_BB5678_NPgAggregate | Number of | NPgN | Lackenby |  | 937 | 1414 | 2042 | 3180 | 4687 | 6539 | 7633 | 8412 | 9191 | 9977 | 10768 | 11550 | 12364 | 13715 | 18288 | 22831 | 27264 | 31549 | 35470 | 39051 | 42325 | 46375 | 50757 | 55152 | 59542 | 63926 | 68305 | 72676 | 76051
NPgN | GSP | NG FES - Consumer Transformation | Number of heat pumps (total) | NORTON | Consumer Transformation | Lct_BB5678_NPgAggregate | Number of | NPgN | Norton |  | 3215 | 4234 | 5795 | 8893 | 13054 | 18038 | 20819 | 22693 | 24561 | 26446 | 28343 | 30218 | 32172 | 35395 | 47060 | 58846 | 70338 | 81475 | 91435 | 100417 | 108680 | 119207 | 130694 | 142224 | 153753 | 165278 | 176794 | 188301 | 197317
NPgN | GSP | NG FES - Consumer Transformation | Number of heat pumps (total) | OFFERTON | Consumer Transformation | Lct_BB5678_NPgAggregate | Number of | NPgN | Offerton |  | 371 | 483 | 676 | 1081 | 1647 | 2339 | 2678 | 2887 | 3095 | 3305 | 3516 | 3725 | 3944 | 4429 | 6255 | 8093 | 9897 | 11645 | 13225 | 14651 | 15962 | 17627 | 19425 | 21226 | 23026 | 24822 | 26616 | 28407 | 29780
NPgN | GSP | NG FES - Consumer Transformation | Number of heat pumps (total) | OSBALDWICK | Consumer Transformation | Lct_BB5678_NPgAggregate | Number of | NPgN | Osbaldwick |  | 2303 | 3083 | 4026 | 5842 | 8234 | 11069 | 12686 | 13730 | 14766 | 15809 | 16857 | 17891 | 18971 | 20825 | 27901 | 35039 | 41998 | 48687 | 54702 | 60188 | 65299 | 71661 | 78615 | 85587 | 92549 | 99500 | 106438 | 113361 | 118765
NPgN | GSP | NG FES - Consumer Transformation | Number of heat pumps (total) | POPPLETON | Consumer Transformation | Lct_BB5678_NPgAggregate | Number of | NPgN | Poppleton |  | 483 | 596 | 776 | 1164 | 1685 | 2289 | 2604 | 2783 | 2960 | 3139 | 3319 | 3497 | 3684 | 3994 | 5214 | 6472 | 7693 | 8860 | 9859 | 10732 | 11533 | 12627 | 13860 | 15098 | 16334 | 17567 | 18797 | 20024 | 20972
NPgN | GSP | NG FES - Consumer Transformation | Number of heat pumps (total) | SALTHOLME | Consumer Transformation | Lct_BB5678_NPgAggregate | Number of | NPgN | Saltholme |  | 62 | 63 | 71 | 96 | 131 | 172 | 193 | 203 | 212 | 221 | 231 | 240 | 249 | 261 | 328 | 406 | 483 | 555 | 612 | 659 | 703 | 765 | 840 | 915 | 990 | 1065 | 1140 | 1215 | 1274
NPgN | GSP | NG FES - Consumer Transformation | Number of heat pumps (total) | SOUTH SHIELDS | Consumer Transformation | Lct_BB5678_NPgAggregate | Number of | NPgN | South Shields |  | 384 | 490 | 661 | 1034 | 1548 | 2170 | 2509 | 2738 | 2968 | 3199 | 3433 | 3663 | 3905 | 4379 | 6159 | 7959 | 9731 | 11468 | 13056 | 14512 | 15873 | 17520 | 19281 | 21045 | 22806 | 24564 | 26319 | 28071 | 29419
NPgN | GSP | NG FES - Consumer Transformation | Number of heat pumps (total) | SPADEADAM | Consumer Transformation | Lct_BB5678_NPgAggregate | Number of | NPgN | Spadeadam - Not in NG FES |  | 38 | 50 | 69 | 105 | 157 | 223 | 256 | 279 | 301 | 323 | 345 | 367 | 390 | 442 | 646 | 851 | 1051 | 1248 | 1429 | 1596 | 1750 | 1936 | 2134 | 2332 | 2529 | 2727 | 2924 | 3120 | 3274
NPgN | GSP | NG FES - Consumer Transformation | Number of heat pumps (total) | SPENNYMOOR | Consumer Transformation | Lct_BB5678_NPgAggregate | Number of | NPgN | Spennymoor |  | 2490 | 3108 | 4083 | 6189 | 9061 | 12463 | 14239 | 15334 | 16422 | 17520 | 18626 | 19719 | 20859 | 22758 | 29887 | 37191 | 44307 | 51159 | 57109 | 62343 | 67106 | 73525 | 80651 | 87802 | 94947 | 102085 | 109213 | 116328 | 121852
NPgN | GSP | NG FES - Consumer Transformation | Number of heat pumps (total) | STELLA NORTH | Consumer Transformation | Lct_BB5678_NPgAggregate | Number of | NPgN | Stella North |  | 1426 | 1899 | 2626 | 4090 | 6040 | 8363 | 9695 | 10663 | 11634 | 12612 | 13595 | 14560 | 15571 | 17277 | 23619 | 30008 | 36297 | 42430 | 48058 | 53237 | 58097 | 63971 | 70230 | 76501 | 82763 | 89016 | 95260 | 101492 | 106314
NPgN | GSP | NG FES - Consumer Transformation | Number of heat pumps (total) | STELLA SOUTH | Consumer Transformation | Lct_BB5678_NPgAggregate | Number of | NPgN | Stella South |  | 1200 | 1631 | 2125 | 3187 | 4687 | 6570 | 7625 | 8361 | 9095 | 9836 | 10582 | 11323 | 12093 | 13303 | 17387 | 21505 | 25521 | 29442 | 32924 | 35998 | 38725 | 42293 | 46193 | 50104 | 54009 | 57906 | 61796 | 65676 | 68685
NPgN | GSP | NG FES - Consumer Transformation | Number of heat pumps (total) | TYNEMOUTH | Consumer Transformation | Lct_BB5678_NPgAggregate | Number of | NPgN | Tynemouth 1 |  | 1347 | 1655 | 2219 | 3456 | 5146 | 7149 | 8196 | 8855 | 9512 | 10176 | 10842 | 11499 | 12187 | 13531 | 18715 | 24006 | 29216 | 34264 | 38807 | 42926 | 46768 | 51583 | 56802 | 62035 | 67264 | 72490 | 77710 | 82923 | 86940
NPgN | GSP | NG FES - Consumer Transformation | Number of heat pumps (total) | WEST BOLDON | Consumer Transformation | Lct_BB5678_NPgAggregate | Number of | NPgN | West Boldon |  | 1735 | 2190 | 2984 | 4671 | 6999 | 9809 | 11298 | 12236 | 13169 | 14111 | 15058 | 15993 | 16968 | 18851 | 25849 | 32954 | 39922 | 46665 | 52720 | 58171 | 63184 | 69532 | 76448 | 83381 | 90306 | 97221 | 104124 | 111014 | 116299
NPgY | GSP | NG FES - Consumer Transformation | Number of heat pumps (total) | BRADFORD WEST | Consumer Transformation | Lct_BB5678_NPgAggregate | Number of | NPgY | Bradford West |  | 2761 | 3666 | 4988 | 7834 | 11855 | 16704 | 17964 | 19261 | 20584 | 21919 | 23266 | 24599 | 25996 | 30054 | 43252 | 56323 | 69081 | 81400 | 92359 | 102121 | 110935 | 123349 | 135742 | 148117 | 160379 | 172606 | 184811 | 197011 | 206429
NPgY | GSP | NG FES - Consumer Transformation | Number of heat pumps (total) | CAMBLESFORTH | Consumer Transformation | Lct_BB5678_NPgAggregate | Number of | NPgY | Camblesforth |  | 193 | 241 | 332 | 529 | 804 | 1133 | 1216 | 1301 | 1388 | 1477 | 1566 | 1654 | 1747 | 2033 | 3006 | 3980 | 4939 | 5864 | 6697 | 7451 | 8144 | 9086 | 10029 | 10973 | 11910 | 12847 | 13785 | 14724 | 15461
NPgY | GSP | NG FES - Consumer Transformation | Number of heat pumps (total) | CREYKE BECK | Consumer Transformation | Lct_BB5678_NPgAggregate | Number of | NPgY | Creyke Beck |  | 2423 | 3151 | 4302 | 6772 | 10231 | 14408 | 15668 | 16964 | 18286 | 19620 | 20965 | 22294 | 23688 | 27682 | 40650 | 53528 | 66166 | 78445 | 89585 | 99722 | 109026 | 121276 | 133520 | 145758 | 157894 | 170006 | 182109 | 194222 | 203650
NPgY | GSP | NG FES - Consumer Transformation | Number of heat pumps (total) | DRAX | Consumer Transformation | Lct_BB5678_NPgAggregate | Number of | NPgY | Drax |  | 255 | 371 | 537 | 830 | 1175 | 1561 | 1833 | 2112 | 2398 | 2687 | 2977 | 3261 | 3559 | 4129 | 5572 | 6978 | 8366 | 9721 | 10997 | 12219 | 13366 | 14645 | 15926 | 17208 | 18466 | 19722 | 20979 | 22244 | 23254
NPgY | GSP | NG FES - Consumer Transformation | Number of heat pumps (total) | ELLAND | Consumer Transformation | Lct_BB5678_NPgAggregate | Number of | NPgY | Elland |  | 2670 | 3339 | 4423 | 6787 | 10082 | 14027 | 15116 | 16235 | 17373 | 18521 | 19675 | 20817 | 22006 | 25153 | 35350 | 45565 | 55509 | 65075 | 73488 | 80959 | 87696 | 97305 | 106897 | 116476 | 125969 | 135435 | 144882 | 154324 | 161617
NPgY | GSP | NG FES - Consumer Transformation | Number of heat pumps (total) | FERRYBRIDGE A | Consumer Transformation | Lct_BB5678_NPgAggregate | Number of | NPgY | Ferrybridge A |  | 831 | 1215 | 1579 | 2297 | 3251 | 4384 | 4866 | 5363 | 5874 | 6390 | 6910 | 7423 | 7960 | 9056 | 11972 | 14827 | 17609 | 20294 | 22703 | 24878 | 26828 | 29451 | 32072 | 34693 | 37273 | 39846 | 42417 | 44995 | 47013
NPgY | GSP | NG FES - Consumer Transformation | Number of heat pumps (total) | FERRYBRIDGE B | Consumer Transformation | Lct_BB5678_NPgAggregate | Number of | NPgY | Ferrybridge B (_M) |  | 1898 | 2423 | 3268 | 5036 | 7427 | 10246 | 11110 | 12001 | 12910 | 13828 | 14750 | 15660 | 16611 | 18887 | 25869 | 32849 | 39658 | 46166 | 51882 | 56967 | 61543 | 68104 | 74660 | 81215 | 87699 | 94168 | 100633 | 107107 | 112147
NPgY | GSP | NG FES - Consumer Transformation | Number of heat pumps (total) | GRIMSBY WEST | Consumer Transformation | Lct_BB5678_NPgAggregate | Number of | NPgY | Grimsby West |  | 628 | 825 | 1165 | 1874 | 2852 | 4034 | 4447 | 4871 | 5303 | 5740 | 6178 | 6609 | 7062 | 8462 | 12958 | 17407 | 21796 | 26074 | 30049 | 33745 | 37190 | 41412 | 45631 | 49847 | 54024 | 58191 | 62356 | 66524 | 69742
NPgY | GSP | NG FES - Consumer Transformation | Number of heat pumps (total) | JORDANTHORPE | Consumer Transformation | Lct_BB5678_NPgAggregate | Number of | NPgY | Jordanthorpe |  | 680 | 904 | 1087 | 1518 | 2122 | 2830 | 3029 | 3236 | 3448 | 3663 | 3880 | 4095 | 4321 | 4868 | 6551 | 8244 | 9895 | 11479 | 12853 | 14060 | 15142 | 16744 | 18344 | 19943 | 21523 | 23098 | 24672 | 26247 | 27463
NPgY | GSP | NG FES - Consumer Transformation | Number of heat pumps (total) | KEADBY | Consumer Transformation | Lct_BB5678_NPgAggregate | Number of | NPgY | Keadby |  | 1147 | 1510 | 2108 | 3361 | 5100 | 7204 | 7896 | 8609 | 9338 | 10073 | 10815 | 11547 | 12317 | 14384 | 20986 | 27539 | 34006 | 40286 | 46030 | 51290 | 56127 | 62406 | 68697 | 75000 | 81255 | 87510 | 93775 | 100059 | 105039
NPgY | GSP | NG FES - Consumer Transformation | Number of heat pumps (total) | KIRKSTALL B | Consumer Transformation | Lct_BB5678_NPgAggregate | Number of | NPgY | Kirkstall B |  | 1145 | 1640 | 2301 | 3615 | 5403 | 7554 | 8334 | 9138 | 9959 | 10789 | 11625 | 12452 | 13317 | 15506 | 22069 | 28502 | 34771 | 40877 | 46431 | 51497 | 56123 | 62137 | 68140 | 74131 | 80054 | 85956 | 91847 | 97738 | 102295
NPgY | GSP | NG FES - Consumer Transformation | Number of heat pumps (total) | NEEPSEND | Consumer Transformation | Lct_BB5678_NPgAggregate | Number of | NPgY | Neepsend |  | 643 | 904 | 1207 | 1817 | 2662 | 3675 | 3944 | 4221 | 4504 | 4790 | 5078 | 5362 | 5661 | 6489 | 9099 | 11670 | 14174 | 16563 | 18682 | 20564 | 22251 | 24688 | 27122 | 29551 | 31956 | 34354 | 36748 | 39143 | 40990
NPgY | GSP | NG FES - Consumer Transformation | Number of heat pumps (total) | NORTON LEES | Consumer Transformation | Lct_BB5678_NPgAggregate | Number of | NPgY | Norton Lees |  | 897 | 1082 | 1390 | 2099 | 3080 | 4224 | 4484 | 4753 | 5027 | 5304 | 5582 | 5857 | 6143 | 6921 | 9511 | 12145 | 14707 | 17140 | 19212 | 21012 | 22624 | 25126 | 27623 | 30117 | 32589 | 35053 | 37513 | 39972 | 41858
NPgY | GSP | NG FES - Consumer Transformation | Number of heat pumps (total) | PITSMOOR 3/4 | Consumer Transformation | Lct_BB5678_NPgAggregate | Number of | NPgY | Pitsmoor |  | 167 | 257 | 377 | 608 | 927 | 1321 | 1448 | 1579 | 1712 | 1847 | 1983 | 2117 | 2258 | 2655 | 3885 | 5083 | 6254 | 7390 | 8432 | 9381 | 10244 | 11374 | 12502 | 13629 | 14743 | 15855 | 16964 | 18074 | 18933
NPgY | GSP | NG FES - Consumer Transformation | Number of heat pumps (total) | SALTEND NORTH | Consumer Transformation | Lct_BB5678_NPgAggregate | Number of | NPgY | Saltend North |  | 262 | 351 | 487 | 797 | 1248 | 1799 | 1957 | 2121 | 2289 | 2458 | 2630 | 2800 | 2978 | 3518 | 5249 | 6964 | 8651 | 10300 | 11802 | 13162 | 14403 | 16040 | 17676 | 19311 | 20933 | 22551 | 24168 | 25786 | 27038
NPgY | GSP | NG FES - Consumer Transformation | Number of heat pumps (total) | SHEFFIELD CITY | Consumer Transformation | Lct_BB5678_NPgAggregate | Number of | NPgY | Sheffield City |  | 487 | 648 | 819 | 1165 | 1638 | 2204 | 2364 | 2528 | 2693 | 2859 | 3025 | 3189 | 3359 | 3779 | 5162 | 6535 | 7864 | 9125 | 10226 | 11199 | 12070 | 13351 | 14630 | 15905 | 17168 | 18426 | 19682 | 20936 | 21919
NPgY | GSP | NG FES - Consumer Transformation | Number of heat pumps (total) | SKELTON GRANGE | Consumer Transformation | Lct_BB5678_NPgAggregate | Number of | NPgY | Skelton Grange |  | 3803 | 4873 | 6534 | 10103 | 15041 | 20952 | 22753 | 24605 | 26491 | 28394 | 30307 | 32196 | 34169 | 39213 | 55001 | 70733 | 86090 | 100889 | 114024 | 125763 | 136366 | 151116 | 165844 | 180552 | 195108 | 209622 | 224111 | 238602 | 249806
NPgY | GSP | NG FES - Consumer Transformation | Number of heat pumps (total) | TEMPLEBOROUGH 275/33KV | Consumer Transformation | Lct_BB5678_NPgAggregate | Number of | NPgY | Templeborough |  | 34 | 47 | 67 | 111 | 174 | 250 | 268 | 286 | 306 | 325 | 345 | 365 | 385 | 444 | 625 | 803 | 977 | 1144 | 1290 | 1418 | 1531 | 1701 | 1872 | 2042 | 2211 | 2379 | 2547 | 2715 | 2844
NPgY | GSP | NG FES - Consumer Transformation | Number of heat pumps (total) | THURCROFT | Consumer Transformation | Lct_BB5678_NPgAggregate | Number of | NPgY | Thurcroft |  | 1670 | 2208 | 2885 | 4292 | 6176 | 8368 | 9004 | 9662 | 10336 | 11018 | 11705 | 12384 | 13094 | 14703 | 19514 | 24327 | 28985 | 33402 | 37187 | 40495 | 43437 | 47961 | 52480 | 56997 | 61460 | 65911 | 70358 | 74808 | 78264
NPgY | GSP | NG FES - Consumer Transformation | Number of heat pumps (total) | WEST MELTON / THORPE MARSH | Consumer Transformation | Lct_BB5678_NPgAggregate | Number of | NPgY | Thorpe Marsh |  | 2296 | 3040 | 4145 | 6398 | 9450 | 13068 | 14225 | 15417 | 16634 | 17861 | 19095 | 20313 | 21585 | 24760 | 34537 | 44233 | 53696 | 62796 | 70910 | 78214 | 84847 | 93978 | 103103 | 112225 | 121253 | 130262 | 139264 | 148276 | 155300
NPgY | GSP | NG FES - Consumer Transformation | Number of heat pumps (total) | WEST MELTON SECTION 3 | Consumer Transformation | Lct_BB5678_NPgAggregate | Number of | NPgY | West Melton |  | 2753 | 3774 | 4936 | 7314 | 10483 | 14260 | 15822 | 17431 | 19076 | 20738 | 22409 | 24058 | 25784 | 29238 | 38660 | 47988 | 57088 | 65858 | 73654 | 80657 | 86910 | 95446 | 103978 | 112508 | 120914 | 129297 | 137675 | 146073 | 152662
NPgY | GSP | NG FES - Consumer Transformation | Number of heat pumps (total) | WINCOBANK | Consumer Transformation | Lct_BB5678_NPgAggregate | Number of | NPgY | Wincobank |  | 175 | 236 | 295 | 407 | 552 | 722 | 800 | 880 | 961 | 1043 | 1124 | 1204 | 1286 | 1428 | 1796 | 2161 | 2509 | 2839 | 3124 | 3376 | 3599 | 3918 | 4235 | 4552 | 4864 | 5175 | 5484 | 5794 | 6037
NPgN | GSP | NG FES - Falling Short | Number of heat pumps (total) | BLYTH 66kV | Falling Short | Lct_BB5678_NPgAggregate | Number of | NPgN | Blyth 66kV |  | 1390 | 1629 | 1777 | 2307 | 2872 | 3478 | 4107 | 4756 | 5422 | 6093 | 6767 | 7427 | 7770 | 8023 | 8281 | 8529 | 8754 | 8994 | 9238 | 9486 | 9736 | 9984 | 10230 | 10478 | 10726 | 10974 | 11223 | 11454 | 11621
NPgN | GSP | NG FES - Falling Short | Number of heat pumps (total) | BLYTH 132kV | Falling Short | Lct_BB5678_NPgAggregate | Number of | NPgN | Blyth 132kV |  | 335 | 405 | 445 | 565 | 694 | 836 | 983 | 1135 | 1289 | 1444 | 1599 | 1751 | 1835 | 1906 | 1976 | 2046 | 2107 | 2169 | 2231 | 2294 | 2356 | 2419 | 2480 | 2542 | 2604 | 2666 | 2729 | 2787 | 2824
NPgN | GSP | NG FES - Falling Short | Number of heat pumps (total) | FOURSTONES | Falling Short | Lct_BB5678_NPgAggregate | Number of | NPgN | Fourstones |  | 148 | 170 | 178 | 197 | 218 | 244 | 272 | 301 | 330 | 359 | 389 | 419 | 440 | 467 | 495 | 525 | 546 | 573 | 599 | 625 | 651 | 676 | 702 | 727 | 753 | 780 | 806 | 829 | 841
NPgN | GSP | NG FES - Falling Short | Number of heat pumps (total) | HARTMOOR | Falling Short | Lct_BB5678_NPgAggregate | Number of | NPgN | Hart Moor |  | 1208 | 1324 | 1394 | 1641 | 1913 | 2210 | 2520 | 2842 | 3173 | 3507 | 3843 | 4173 | 4349 | 4508 | 4680 | 4848 | 5003 | 5167 | 5332 | 5499 | 5666 | 5832 | 5997 | 6163 | 6329 | 6495 | 6661 | 6809 | 6893
NPgN | GSP | NG FES - Falling Short | Number of heat pumps (total) | HAWTHORN PIT GRID | Falling Short | Lct_BB5678_NPgAggregate | Number of | NPgN | Hawthorn Pit |  | 949 | 1213 | 1297 | 1600 | 1928 | 2283 | 2652 | 3035 | 3429 | 3827 | 4227 | 4622 | 4877 | 5214 | 5557 | 5890 | 6202 | 6534 | 6869 | 7205 | 7543 | 7879 | 8214 | 8549 | 8886 | 9223 | 9560 | 9842 | 9952
NPgN | GSP | NG FES - Falling Short | Number of heat pumps (total) | KNARESBOROUGH | Falling Short | Lct_BB5678_NPgAggregate | Number of | NPgN | Knaresborough |  | 1306 | 1454 | 1522 | 1708 | 1918 | 2158 | 2414 | 2679 | 2949 | 3220 | 3494 | 3765 | 3933 | 4120 | 4307 | 4499 | 4662 | 4834 | 5004 | 5173 | 5344 | 5513 | 5681 | 5850 | 6019 | 6190 | 6361 | 6513 | 6591
NPgN | GSP | NG FES - Falling Short | Number of heat pumps (total) | LACKENBY | Falling Short | Lct_BB5678_NPgAggregate | Number of | NPgN | Lackenby |  | 937 | 1239 | 1379 | 1878 | 2409 | 2976 | 3562 | 4168 | 4790 | 5417 | 6046 | 6665 | 7021 | 7377 | 7736 | 8083 | 8401 | 8744 | 9090 | 9439 | 9790 | 10139 | 10486 | 10835 | 11185 | 11535 | 11886 | 12192 | 12358
NPgN | GSP | NG FES - Falling Short | Number of heat pumps (total) | NORTON | Falling Short | Lct_BB5678_NPgAggregate | Number of | NPgN | Norton |  | 3215 | 3854 | 4199 | 5356 | 6604 | 7955 | 9362 | 10819 | 12312 | 13816 | 15329 | 16825 | 17672 | 18480 | 19336 | 20186 | 20924 | 21748 | 22572 | 23400 | 24236 | 25066 | 25892 | 26723 | 27561 | 28400 | 29239 | 29989 | 30431
NPgN | GSP | NG FES - Falling Short | Number of heat pumps (total) | OFFERTON | Falling Short | Lct_BB5678_NPgAggregate | Number of | NPgN | Offerton |  | 371 | 442 | 483 | 624 | 774 | 937 | 1106 | 1280 | 1458 | 1638 | 1818 | 1995 | 2093 | 2178 | 2265 | 2350 | 2426 | 2507 | 2589 | 2672 | 2756 | 2839 | 2921 | 3004 | 3087 | 3170 | 3253 | 3328 | 3375
NPgN | GSP | NG FES - Falling Short | Number of heat pumps (total) | OSBALDWICK | Falling Short | Lct_BB5678_NPgAggregate | Number of | NPgN | Osbaldwick |  | 2303 | 2807 | 3021 | 3712 | 4459 | 5277 | 6130 | 7011 | 7912 | 8819 | 9729 | 10626 | 11113 | 11522 | 11942 | 12361 | 12722 | 13113 | 13504 | 13897 | 14292 | 14684 | 15073 | 15464 | 15856 | 16250 | 16643 | 17004 | 17239
NPgN | GSP | NG FES - Falling Short | Number of heat pumps (total) | POPPLETON | Falling Short | Lct_BB5678_NPgAggregate | Number of | NPgN | Poppleton |  | 483 | 553 | 587 | 705 | 834 | 975 | 1122 | 1275 | 1431 | 1589 | 1748 | 1905 | 1988 | 2052 | 2120 | 2186 | 2241 | 2305 | 2369 | 2433 | 2498 | 2562 | 2626 | 2690 | 2755 | 2820 | 2885 | 2945 | 2989
NPgN | GSP | NG FES - Falling Short | Number of heat pumps (total) | SALTHOLME | Falling Short | Lct_BB5678_NPgAggregate | Number of | NPgN | Saltholme |  | 62 | 64 | 65 | 69 | 74 | 80 | 87 | 93 | 100 | 107 | 114 | 121 | 125 | 129 | 134 | 139 | 144 | 148 | 153 | 157 | 162 | 166 | 170 | 175 | 179 | 184 | 188 | 192 | 194
NPgN | GSP | NG FES - Falling Short | Number of heat pumps (total) | SOUTH SHIELDS | Falling Short | Lct_BB5678_NPgAggregate | Number of | NPgN | South Shields |  | 384 | 457 | 505 | 671 | 848 | 1038 | 1235 | 1439 | 1647 | 1857 | 2067 | 2275 | 2387 | 2473 | 2559 | 2641 | 2713 | 2793 | 2873 | 2954 | 3037 | 3118 | 3199 | 3281 | 3363 | 3445 | 3527 | 3603 | 3658
NPgN | GSP | NG FES - Falling Short | Number of heat pumps (total) | SPADEADAM | Falling Short | Lct_BB5678_NPgAggregate | Number of | NPgN | Spadeadam - Not in NG FES |  | 38 | 46 | 52 | 66 | 81 | 98 | 115 | 134 | 152 | 170 | 188 | 207 | 217 | 227 | 237 | 247 | 255 | 264 | 272 | 281 | 290 | 298 | 307 | 315 | 324 | 332 | 341 | 349 | 353
NPgN | GSP | NG FES - Falling Short | Number of heat pumps (total) | SPENNYMOOR | Falling Short | Lct_BB5678_NPgAggregate | Number of | NPgN | Spennymoor |  | 2490 | 2880 | 3076 | 3751 | 4486 | 5286 | 6121 | 6987 | 7876 | 8772 | 9674 | 10564 | 11061 | 11515 | 11995 | 12466 | 12876 | 13336 | 13797 | 14260 | 14727 | 15191 | 15652 | 16116 | 16583 | 17051 | 17519 | 17940 | 18197
NPgN | GSP | NG FES - Falling Short | Number of heat pumps (total) | STELLA NORTH | Falling Short | Lct_BB5678_NPgAggregate | Number of | NPgN | Stella North |  | 1426 | 1760 | 1976 | 2721 | 3510 | 4354 | 5227 | 6126 | 7047 | 7974 | 8903 | 9814 | 10288 | 10625 | 10966 | 11296 | 11593 | 11907 | 12226 | 12549 | 12876 | 13198 | 13519 | 13840 | 14163 | 14485 | 14808 | 15111 | 15337
NPgN | GSP | NG FES - Falling Short | Number of heat pumps (total) | STELLA SOUTH | Falling Short | Lct_BB5678_NPgAggregate | Number of | NPgN | Stella South |  | 1200 | 1477 | 1592 | 1987 | 2415 | 2880 | 3364 | 3865 | 4380 | 4899 | 5421 | 5937 | 6262 | 6646 | 7030 | 7406 | 7739 | 8110 | 8482 | 8854 | 9229 | 9601 | 9972 | 10345 | 10720 | 11095 | 11470 | 11793 | 11947
NPgN | GSP | NG FES - Falling Short | Number of heat pumps (total) | TYNEMOUTH | Falling Short | Lct_BB5678_NPgAggregate | Number of | NPgN | Tynemouth 1 |  | 1347 | 1561 | 1700 | 2187 | 2708 | 3268 | 3849 | 4449 | 5064 | 5685 | 6308 | 6918 | 7239 | 7476 | 7717 | 7949 | 8162 | 8386 | 8612 | 8842 | 9075 | 9304 | 9533 | 9763 | 9993 | 10223 | 10454 | 10669 | 10822
NPgN | GSP | NG FES - Falling Short | Number of heat pumps (total) | WEST BOLDON | Falling Short | Lct_BB5678_NPgAggregate | Number of | NPgN | West Boldon |  | 1735 | 2030 | 2207 | 2830 | 3499 | 4218 | 4964 | 5735 | 6526 | 7323 | 8124 | 8910 | 9342 | 9725 | 10120 | 10503 | 10851 | 11225 | 11604 | 11987 | 12373 | 12755 | 13136 | 13518 | 13902 | 14286 | 14671 | 15014 | 15219
NPgY | GSP | NG FES - Falling Short | Number of heat pumps (total) | BRADFORD WEST | Falling Short | Lct_BB5678_NPgAggregate | Number of | NPgY | Bradford West |  | 2761 | 3337 | 3605 | 4485 | 5438 | 6478 | 7563 | 8685 | 9833 | 10987 | 12148 | 13295 | 14514 | 16027 | 17651 | 19111 | 19969 | 20744 | 21514 | 22281 | 23053 | 23818 | 24580 | 25344 | 26113 | 26883 | 27654 | 28392 | 28996
NPgY | GSP | NG FES - Falling Short | Number of heat pumps (total) | CAMBLESFORTH | Falling Short | Lct_BB5678_NPgAggregate | Number of | NPgY | Camblesforth |  | 193 | 226 | 247 | 315 | 386 | 465 | 547 | 631 | 717 | 804 | 891 | 976 | 1066 | 1174 | 1287 | 1389 | 1449 | 1498 | 1547 | 1596 | 1645 | 1693 | 1742 | 1791 | 1840 | 1889 | 1938 | 1987 | 2031
NPgY | GSP | NG FES - Falling Short | Number of heat pumps (total) | CREYKE BECK | Falling Short | Lct_BB5678_NPgAggregate | Number of | NPgY | Creyke Beck |  | 2423 | 2907 | 3194 | 4129 | 5132 | 6220 | 7353 | 8522 | 9719 | 10922 | 12131 | 13323 | 14585 | 16131 | 17783 | 19272 | 20146 | 20914 | 21679 | 22444 | 23213 | 23975 | 24734 | 25497 | 26264 | 27032 | 27801 | 28546 | 29173
NPgY | GSP | NG FES - Falling Short | Number of heat pumps (total) | DRAX | Falling Short | Lct_BB5678_NPgAggregate | Number of | NPgY | Drax |  | 255 | 348 | 418 | 666 | 926 | 1201 | 1483 | 1774 | 2073 | 2373 | 2675 | 2970 | 3280 | 3642 | 4026 | 4363 | 4556 | 4710 | 4865 | 5021 | 5178 | 5333 | 5488 | 5643 | 5800 | 5956 | 6113 | 6269 | 6419
NPgY | GSP | NG FES - Falling Short | Number of heat pumps (total) | ELLAND | Falling Short | Lct_BB5678_NPgAggregate | Number of | NPgY | Elland |  | 2670 | 3080 | 3278 | 3930 | 4648 | 5435 | 6260 | 7116 | 7993 | 8876 | 9765 | 10645 | 11596 | 12849 | 14213 | 15457 | 16231 | 16957 | 17679 | 18398 | 19121 | 19839 | 20554 | 21272 | 21994 | 22718 | 23440 | 24106 | 24581
NPgY | GSP | NG FES - Falling Short | Number of heat pumps (total) | FERRYBRIDGE A | Falling Short | Lct_BB5678_NPgAggregate | Number of | NPgY | Ferrybridge A |  | 831 | 1091 | 1193 | 1568 | 1970 | 2399 | 2844 | 3305 | 3779 | 4257 | 4738 | 5211 | 5716 | 6329 | 6984 | 7565 | 7904 | 8200 | 8499 | 8797 | 9098 | 9397 | 9695 | 9994 | 10294 | 10595 | 10896 | 11186 | 11438
NPgY | GSP | NG FES - Falling Short | Number of heat pumps (total) | FERRYBRIDGE B | Falling Short | Lct_BB5678_NPgAggregate | Number of | NPgY | Ferrybridge B (_M) |  | 1898 | 2238 | 2418 | 3045 | 3721 | 4452 | 5212 | 5999 | 6806 | 7620 | 8438 | 9243 | 10101 | 11172 | 12326 | 13362 | 13988 | 14535 | 15083 | 15631 | 16181 | 16727 | 17272 | 17818 | 18367 | 18916 | 19466 | 19990 | 20411
NPgY | GSP | NG FES - Falling Short | Number of heat pumps (total) | GRIMSBY WEST | Falling Short | Lct_BB5678_NPgAggregate | Number of | NPgY | Grimsby West |  | 628 | 770 | 872 | 1221 | 1588 | 1983 | 2390 | 2809 | 3239 | 3670 | 4103 | 4527 | 4973 | 5504 | 6071 | 6574 | 6865 | 7103 | 7342 | 7582 | 7823 | 8062 | 8300 | 8538 | 8777 | 9017 | 9256 | 9492 | 9704
NPgY | GSP | NG FES - Falling Short | Number of heat pumps (total) | JORDANTHORPE | Falling Short | Lct_BB5678_NPgAggregate | Number of | NPgY | Jordanthorpe |  | 680 | 830 | 870 | 1017 | 1180 | 1358 | 1545 | 1739 | 1939 | 2141 | 2345 | 2546 | 2758 | 3010 | 3281 | 3520 | 3655 | 3774 | 3893 | 4012 | 4132 | 4251 | 4370 | 4489 | 4609 | 4730 | 4850 | 4969 | 5077
NPgY | GSP | NG FES - Falling Short | Number of heat pumps (total) | KEADBY | Falling Short | Lct_BB5678_NPgAggregate | Number of | NPgY | Keadby |  | 1147 | 1408 | 1581 | 2138 | 2729 | 3368 | 4032 | 4716 | 5416 | 6121 | 6828 | 7524 | 8258 | 9147 | 10089 | 10939 | 11444 | 11866 | 12286 | 12709 | 13133 | 13554 | 13975 | 14397 | 14822 | 15248 | 15676 | 16096 | 16458
NPgY | GSP | NG FES - Falling Short | Number of heat pumps (total) | KIRKSTALL B | Falling Short | Lct_BB5678_NPgAggregate | Number of | NPgY | Kirkstall B |  | 1145 | 1462 | 1627 | 2193 | 2800 | 3451 | 4128 | 4828 | 5545 | 6266 | 6992 | 7709 | 8469 | 9401 | 10404 | 11303 | 11822 | 12300 | 12778 | 13254 | 13734 | 14210 | 14684 | 15161 | 15642 | 16123 | 16603 | 17063 | 17452
NPgY | GSP | NG FES - Falling Short | Number of heat pumps (total) | NEEPSEND | Falling Short | Lct_BB5678_NPgAggregate | Number of | NPgY | Neepsend |  | 643 | 809 | 867 | 1064 | 1278 | 1510 | 1752 | 2003 | 2260 | 2518 | 2778 | 3034 | 3306 | 3640 | 3999 | 4319 | 4509 | 4673 | 4836 | 5000 | 5164 | 5327 | 5489 | 5651 | 5814 | 5977 | 6141 | 6298 | 6429
NPgY | GSP | NG FES - Falling Short | Number of heat pumps (total) | NORTON LEES | Falling Short | Lct_BB5678_NPgAggregate | Number of | NPgY | Norton Lees |  | 897 | 1010 | 1056 | 1223 | 1408 | 1612 | 1826 | 2049 | 2278 | 2509 | 2742 | 2972 | 3216 | 3524 | 3865 | 4171 | 4358 | 4527 | 4696 | 4865 | 5034 | 5202 | 5370 | 5538 | 5707 | 5876 | 6046 | 6205 | 6327
NPgY | GSP | NG FES - Falling Short | Number of heat pumps (total) | PITSMOOR 3/4 | Falling Short | Lct_BB5678_NPgAggregate | Number of | NPgY | Pitsmoor |  | 167 | 225 | 254 | 350 | 452 | 562 | 676 | 793 | 913 | 1034 | 1155 | 1274 | 1402 | 1558 | 1723 | 1871 | 1958 | 2034 | 2109 | 2185 | 2261 | 2337 | 2412 | 2488 | 2563 | 2639 | 2715 | 2789 | 2851
NPgY | GSP | NG FES - Falling Short | Number of heat pumps (total) | SALTEND NORTH | Falling Short | Lct_BB5678_NPgAggregate | Number of | NPgY | Saltend North |  | 262 | 323 | 360 | 487 | 622 | 768 | 919 | 1074 | 1234 | 1395 | 1556 | 1715 | 1883 | 2084 | 2297 | 2486 | 2594 | 2688 | 2782 | 2876 | 2971 | 3065 | 3159 | 3253 | 3348 | 3443 | 3538 | 3632 | 3716
NPgY | GSP | NG FES - Falling Short | Number of heat pumps (total) | SHEFFIELD CITY | Falling Short | Lct_BB5678_NPgAggregate | Number of | NPgY | Sheffield City |  | 487 | 588 | 620 | 711 | 814 | 929 | 1051 | 1177 | 1306 | 1435 | 1564 | 1693 | 1829 | 2007 | 2204 | 2385 | 2499 | 2602 | 2704 | 2806 | 2907 | 3008 | 3108 | 3208 | 3309 | 3410 | 3511 | 3604 | 3669
NPgY | GSP | NG FES - Falling Short | Number of heat pumps (total) | SKELTON GRANGE | Falling Short | Lct_BB5678_NPgAggregate | Number of | NPgY | Skelton Grange |  | 3803 | 4498 | 4859 | 6087 | 7416 | 8857 | 10358 | 11911 | 13502 | 15105 | 16716 | 18304 | 20008 | 22176 | 24512 | 26617 | 27897 | 29047 | 30196 | 31343 | 32495 | 33638 | 34778 | 35920 | 37068 | 38217 | 39366 | 40446 | 41279
NPgY | GSP | NG FES - Falling Short | Number of heat pumps (total) | TEMPLEBOROUGH 275/33KV | Falling Short | Lct_BB5678_NPgAggregate | Number of | NPgY | Templeborough |  | 34 | 42 | 45 | 59 | 74 | 89 | 105 | 122 | 140 | 157 | 175 | 192 | 211 | 234 | 258 | 280 | 293 | 304 | 316 | 327 | 339 | 350 | 362 | 373 | 385 | 397 | 408 | 419 | 429
NPgY | GSP | NG FES - Falling Short | Number of heat pumps (total) | THURCROFT | Falling Short | Lct_BB5678_NPgAggregate | Number of | NPgY | Thurcroft |  | 1670 | 2006 | 2131 | 2580 | 3072 | 3605 | 4161 | 4740 | 5334 | 5935 | 6540 | 7137 | 7772 | 8555 | 9402 | 10159 | 10607 | 11009 | 11413 | 11816 | 12222 | 12624 | 13025 | 13428 | 13833 | 14239 | 14645 | 15033 | 15355
NPgY | GSP | NG FES - Falling Short | Number of heat pumps (total) | WEST MELTON / THORPE MARSH | Falling Short | Lct_BB5678_NPgAggregate | Number of | NPgY | Thorpe Marsh |  | 2296 | 2775 | 3020 | 3856 | 4756 | 5729 | 6741 | 7788 | 8862 | 9943 | 11030 | 12101 | 13237 | 14649 | 16176 | 17551 | 18376 | 19105 | 19834 | 20563 | 21295 | 22021 | 22745 | 23471 | 24200 | 24931 | 25662 | 26359 | 26923
NPgY | GSP | NG FES - Falling Short | Number of heat pumps (total) | WEST MELTON SECTION 3 | Falling Short | Lct_BB5678_NPgAggregate | Number of | NPgY | West Melton |  | 2753 | 3447 | 3765 | 4907 | 6131 | 7444 | 8807 | 10217 | 11665 | 13127 | 14596 | 16040 | 17604 | 19573 | 21663 | 23531 | 24661 | 25658 | 26659 | 27661 | 28667 | 29666 | 30663 | 31663 | 32667 | 33673 | 34678 | 35629 | 36393
NPgY | GSP | NG FES - Falling Short | Number of heat pumps (total) | WINCOBANK | Falling Short | Lct_BB5678_NPgAggregate | Number of | NPgY | Wincobank |  | 175 | 211 | 223 | 262 | 307 | 355 | 406 | 459 | 513 | 568 | 624 | 679 | 737 | 820 | 915 | 1003 | 1061 | 1118 | 1174 | 1231 | 1287 | 1343 | 1399 | 1456 | 1512 | 1569 | 1626 | 1676 | 1707
NPgN | GSP | NG FES - Leading the Way | Number of heat pumps (total) | BLYTH 66kV | Leading the Way | Lct_BB5678_NPgAggregate | Number of | NPgN | Blyth 66kV |  | 1390 | 1866 | 2731 | 4746 | 7445 | 10488 | 12067 | 12845 | 14871 | 20998 | 27087 | 32925 | 38494 | 43946 | 49414 | 54898 | 60227 | 65253 | 69372 | 72863 | 76059 | 80677 | 86080 | 90266 | 90426 | 90589 | 90753 | 90919 | 91173
NPgN | GSP | NG FES - Leading the Way | Number of heat pumps (total) | BLYTH 132kV | Leading the Way | Lct_BB5678_NPgAggregate | Number of | NPgN | Blyth 132kV |  | 335 | 465 | 679 | 1172 | 1846 | 2623 | 3009 | 3195 | 3737 | 5509 | 7256 | 8942 | 10567 | 12167 | 13766 | 15356 | 16902 | 18367 | 19591 | 20646 | 21616 | 22965 | 24517 | 25734 | 25766 | 25797 | 25829 | 25862 | 25919
NPgN | GSP | NG FES - Leading the Way | Number of heat pumps (total) | FOURSTONES | Leading the Way | Lct_BB5678_NPgAggregate | Number of | NPgN | Fourstones |  | 148 | 199 | 276 | 452 | 689 | 955 | 1082 | 1133 | 1276 | 1779 | 2282 | 2775 | 3257 | 3730 | 4205 | 4676 | 5125 | 5550 | 5883 | 6160 | 6411 | 6792 | 7245 | 7603 | 7610 | 7616 | 7622 | 7627 | 7640
NPgN | GSP | NG FES - Leading the Way | Number of heat pumps (total) | HARTMOOR | Leading the Way | Lct_BB5678_NPgAggregate | Number of | NPgN | Hart Moor |  | 1208 | 1504 | 2097 | 3490 | 5298 | 7257 | 8271 | 8685 | 9657 | 12630 | 15654 | 18573 | 21347 | 24024 | 26736 | 29510 | 32181 | 34627 | 36449 | 37903 | 39215 | 41413 | 44129 | 46240 | 46323 | 46407 | 46491 | 46578 | 46710
NPgN | GSP | NG FES - Leading the Way | Number of heat pumps (total) | HAWTHORN PIT GRID | Leading the Way | Lct_BB5678_NPgAggregate | Number of | NPgN | Hawthorn Pit |  | 949 | 1476 | 2156 | 3681 | 5588 | 7672 | 8879 | 9557 | 10816 | 14145 | 17535 | 20814 | 23966 | 27077 | 30198 | 33281 | 36239 | 38962 | 41033 | 42754 | 44316 | 46736 | 49636 | 51892 | 51999 | 52105 | 52210 | 52314 | 52469
NPgN | GSP | NG FES - Leading the Way | Number of heat pumps (total) | KNARESBOROUGH | Leading the Way | Lct_BB5678_NPgAggregate | Number of | NPgN | Knaresborough |  | 1306 | 1666 | 2305 | 3813 | 5838 | 8095 | 9161 | 9514 | 10720 | 15001 | 19278 | 23458 | 27514 | 31473 | 35463 | 39490 | 43384 | 47009 | 49860 | 52238 | 54414 | 57717 | 61677 | 64801 | 64899 | 64998 | 65098 | 65198 | 65362
NPgN | GSP | NG FES - Leading the Way | Number of heat pumps (total) | LACKENBY | Leading the Way | Lct_BB5678_NPgAggregate | Number of | NPgN | Lackenby |  | 937 | 1513 | 2412 | 4310 | 6691 | 9319 | 10860 | 11742 | 13616 | 18828 | 24039 | 29043 | 33839 | 38582 | 43323 | 47990 | 52486 | 56688 | 60128 | 63114 | 65882 | 69751 | 74266 | 77779 | 77945 | 78113 | 78281 | 78448 | 78690
NPgN | GSP | NG FES - Leading the Way | Number of heat pumps (total) | NORTON | Leading the Way | Lct_BB5678_NPgAggregate | Number of | NPgN | Norton |  | 3215 | 4533 | 6756 | 11643 | 17973 | 24995 | 28887 | 30956 | 35484 | 48729 | 62025 | 74853 | 87166 | 99277 | 111454 | 123584 | 135269 | 146279 | 155202 | 162821 | 169855 | 179968 | 191821 | 201175 | 201692 | 202204 | 202712 | 203216 | 203906
NPgN | GSP | NG FES - Leading the Way | Number of heat pumps (total) | OFFERTON | Leading the Way | Lct_BB5678_NPgAggregate | Number of | NPgN | Offerton |  | 371 | 516 | 788 | 1415 | 2266 | 3237 | 3714 | 3939 | 4608 | 6714 | 8793 | 10797 | 12728 | 14627 | 16527 | 18418 | 20253 | 21983 | 23410 | 24629 | 25743 | 27338 | 29190 | 30621 | 30662 | 30703 | 30744 | 30784 | 30856
NPgN | GSP | NG FES - Leading the Way | Number of heat pumps (total) | OSBALDWICK | Leading the Way | Lct_BB5678_NPgAggregate | Number of | NPgN | Osbaldwick |  | 2303 | 3306 | 4675 | 7545 | 11186 | 15191 | 17452 | 18580 | 21213 | 29290 | 37377 | 45165 | 52626 | 59951 | 67297 | 74609 | 81652 | 88242 | 93648 | 98324 | 102674 | 108759 | 115906 | 121528 | 121744 | 121964 | 122185 | 122407 | 122743
NPgN | GSP | NG FES - Leading the Way | Number of heat pumps (total) | POPPLETON | Leading the Way | Lct_BB5678_NPgAggregate | Number of | NPgN | Poppleton |  | 483 | 641 | 900 | 1485 | 2250 | 3090 | 3531 | 3718 | 4171 | 5574 | 6991 | 8359 | 9663 | 10932 | 12211 | 13500 | 14737 | 15888 | 16785 | 17519 | 18186 | 19231 | 20501 | 21492 | 21530 | 21567 | 21604 | 21642 | 21700
NPgN | GSP | NG FES - Leading the Way | Number of heat pumps (total) | SALTHOLME | Leading the Way | Lct_BB5678_NPgAggregate | Number of | NPgN | Saltholme |  | 62 | 69 | 82 | 122 | 175 | 231 | 260 | 269 | 291 | 371 | 453 | 533 | 609 | 680 | 753 | 832 | 910 | 982 | 1032 | 1070 | 1106 | 1166 | 1242 | 1304 | 1306 | 1308 | 1310 | 1313 | 1316
NPgN | GSP | NG FES - Leading the Way | Number of heat pumps (total) | SOUTH SHIELDS | Leading the Way | Lct_BB5678_NPgAggregate | Number of | NPgN | South Shields |  | 384 | 525 | 772 | 1358 | 2147 | 3041 | 3520 | 3775 | 4458 | 6541 | 8594 | 10566 | 12452 | 14304 | 16157 | 18007 | 19806 | 21525 | 22966 | 24217 | 25376 | 26951 | 28763 | 30169 | 30220 | 30272 | 30324 | 30376 | 30458
NPgN | GSP | NG FES - Leading the Way | Number of heat pumps (total) | SPADEADAM | Leading the Way | Lct_BB5678_NPgAggregate | Number of | NPgN | Spadeadam - Not in NG FES |  | 38 | 53 | 79 | 137 | 217 | 311 | 358 | 382 | 452 | 686 | 916 | 1137 | 1352 | 1564 | 1775 | 1985 | 2188 | 2382 | 2547 | 2690 | 2822 | 3001 | 3204 | 3364 | 3366 | 3369 | 3372 | 3375 | 3381
NPgN | GSP | NG FES - Leading the Way | Number of heat pumps (total) | SPENNYMOOR | Leading the Way | Lct_BB5678_NPgAggregate | Number of | NPgN | Spennymoor |  | 2490 | 3341 | 4763 | 8039 | 12340 | 17087 | 19573 | 20747 | 23457 | 31599 | 39809 | 47737 | 55325 | 62739 | 70209 | 77712 | 84936 | 91699 | 96998 | 101379 | 105370 | 111518 | 118865 | 124618 | 124888 | 125158 | 125426 | 125695 | 126082
NPgN | GSP | NG FES - Leading the Way | Number of heat pumps (total) | STELLA NORTH | Leading the Way | Lct_BB5678_NPgAggregate | Number of | NPgN | Stella North |  | 1426 | 2013 | 3009 | 5243 | 8166 | 11449 | 13315 | 14410 | 16976 | 24449 | 31845 | 38900 | 45608 | 52200 | 58791 | 65356 | 71748 | 77833 | 82982 | 87486 | 91683 | 97318 | 103758 | 108775 | 108990 | 109213 | 109438 | 109666 | 109997
NPgN | GSP | NG FES - Leading the Way | Number of heat pumps (total) | STELLA SOUTH | Leading the Way | Lct_BB5678_NPgAggregate | Number of | NPgN | Stella South |  | 1200 | 1750 | 2511 | 4336 | 6704 | 9330 | 10802 | 11625 | 13277 | 17885 | 22532 | 27022 | 31333 | 35573 | 39827 | 44053 | 48124 | 51962 | 54961 | 57468 | 59749 | 63157 | 67174 | 70315 | 70453 | 70589 | 70723 | 70855 | 71054
NPgN | GSP | NG FES - Leading the Way | Number of heat pumps (total) | TYNEMOUTH | Leading the Way | Lct_BB5678_NPgAggregate | Number of | NPgN | Tynemouth 1 |  | 1347 | 1780 | 2595 | 4510 | 7068 | 9933 | 11417 | 12130 | 14095 | 20156 | 26165 | 31939 | 37455 | 42855 | 48273 | 53716 | 59013 | 64012 | 68129 | 71650 | 74904 | 79515 | 84894 | 89069 | 89242 | 89420 | 89600 | 89783 | 90053
NPgN | GSP | NG FES - Leading the Way | Number of heat pumps (total) | WEST BOLDON | Leading the Way | Lct_BB5678_NPgAggregate | Number of | NPgN | West Boldon |  | 1735 | 2354 | 3506 | 6183 | 9748 | 13752 | 15858 | 16880 | 19556 | 27658 | 35705 | 43452 | 50874 | 58149 | 65448 | 72750 | 79825 | 86476 | 91888 | 96477 | 100682 | 106745 | 113869 | 119380 | 119574 | 119769 | 119965 | 120161 | 120476
NPgY | GSP | NG FES - Leading the Way | Number of heat pumps (total) | BRADFORD WEST | Leading the Way | Lct_BB5678_NPgAggregate | Number of | NPgY | Bradford West |  | 2761 | 3659 | 5012 | 8101 | 12415 | 17525 | 18833 | 20181 | 24416 | 38169 | 51908 | 65589 | 79238 | 92887 | 106675 | 120254 | 133491 | 146122 | 157060 | 166821 | 175855 | 188702 | 201530 | 211481 | 212060 | 212641 | 213223 | 213807 | 214315
NPgY | GSP | NG FES - Leading the Way | Number of heat pumps (total) | CAMBLESFORTH | Leading the Way | Lct_BB5678_NPgAggregate | Number of | NPgY | Camblesforth |  | 193 | 241 | 334 | 549 | 847 | 1200 | 1286 | 1375 | 1675 | 2687 | 3699 | 4709 | 5718 | 6727 | 7749 | 8764 | 9761 | 10712 | 11546 | 12302 | 13010 | 13988 | 14967 | 15737 | 15797 | 15857 | 15918 | 15979 | 16034
NPgY | GSP | NG FES - Leading the Way | Number of heat pumps (total) | CREYKE BECK | Leading the Way | Lct_BB5678_NPgAggregate | Number of | NPgY | Creyke Beck |  | 2423 | 3145 | 4331 | 7053 | 10829 | 15306 | 16612 | 17957 | 22102 | 35540 | 48971 | 62358 | 75732 | 89135 | 102688 | 116083 | 129205 | 141792 | 152896 | 163008 | 172502 | 185195 | 197882 | 207798 | 208509 | 209230 | 209954 | 210682 | 211319
NPgY | GSP | NG FES - Leading the Way | Number of heat pumps (total) | DRAX | Leading the Way | Lct_BB5678_NPgAggregate | Number of | NPgY | Drax |  | 255 | 365 | 536 | 872 | 1266 | 1699 | 1980 | 2269 | 2824 | 4265 | 5709 | 7148 | 8598 | 10082 | 11594 | 13064 | 14507 | 15871 | 17087 | 18260 | 19414 | 20734 | 22056 | 23121 | 23302 | 23487 | 23674 | 23863 | 24033
NPgY | GSP | NG FES - Leading the Way | Number of heat pumps (total) | ELLAND | Leading the Way | Lct_BB5678_NPgAggregate | Number of | NPgY | Elland |  | 2670 | 3350 | 4495 | 7139 | 10742 | 14931 | 16061 | 17223 | 20607 | 31334 | 42056 | 52727 | 63347 | 73912 | 84618 | 95234 | 105546 | 115330 | 123649 | 131048 | 137918 | 147863 | 157793 | 165502 | 165975 | 166450 | 166925 | 167402 | 167807
NPgY | GSP | NG FES - Leading the Way | Number of heat pumps (total) | FERRYBRIDGE A | Leading the Way | Lct_BB5678_NPgAggregate | Number of | NPgY | Ferrybridge A |  | 831 | 1207 | 1574 | 2368 | 3407 | 4610 | 5111 | 5628 | 6726 | 9698 | 12677 | 15647 | 18626 | 21643 | 24715 | 27707 | 30615 | 33355 | 35695 | 37821 | 39815 | 42533 | 45251 | 47395 | 47664 | 47934 | 48202 | 48471 | 48723
NPgY | GSP | NG FES - Leading the Way | Number of heat pumps (total) | FERRYBRIDGE B | Leading the Way | Lct_BB5678_NPgAggregate | Number of | NPgY | Ferrybridge B (_M) |  | 1898 | 2416 | 3283 | 5218 | 7798 | 10778 | 11675 | 12601 | 15011 | 22304 | 29603 | 36871 | 44118 | 51363 | 58726 | 66011 | 73100 | 79764 | 85401 | 90435 | 95126 | 101925 | 108722 | 114042 | 114511 | 114982 | 115455 | 115931 | 116361
NPgY | GSP | NG FES - Leading the Way | Number of heat pumps (total) | GRIMSBY WEST | Leading the Way | Lct_BB5678_NPgAggregate | Number of | NPgY | Grimsby West |  | 628 | 820 | 1169 | 1957 | 3041 | 4332 | 4760 | 5199 | 6632 | 11273 | 15904 | 20516 | 25127 | 29762 | 34440 | 39062 | 43614 | 47992 | 51952 | 55634 | 59135 | 63506 | 67875 | 71264 | 71499 | 71740 | 71984 | 72231 | 72446
NPgY | GSP | NG FES - Leading the Way | Number of heat pumps (total) | JORDANTHORPE | Leading the Way | Lct_BB5678_NPgAggregate | Number of | NPgY | Jordanthorpe |  | 680 | 906 | 1091 | 1553 | 2196 | 2946 | 3153 | 3368 | 3955 | 5727 | 7502 | 9269 | 11027 | 12779 | 14562 | 16330 | 18050 | 19676 | 21040 | 22241 | 23351 | 25011 | 26670 | 27959 | 28073 | 28186 | 28300 | 28414 | 28517
NPgY | GSP | NG FES - Leading the Way | Number of heat pumps (total) | KEADBY | Leading the Way | Lct_BB5678_NPgAggregate | Number of | NPgY | Keadby |  | 1147 | 1497 | 2106 | 3486 | 5390 | 7652 | 8370 | 9109 | 11224 | 17991 | 24770 | 31539 | 38325 | 45159 | 52083 | 58933 | 65678 | 72139 | 77866 | 83116 | 88068 | 94596 | 101135 | 106330 | 106830 | 107334 | 107840 | 108349 | 108816
NPgY | GSP | NG FES - Leading the Way | Number of heat pumps (total) | KIRKSTALL B | Leading the Way | Lct_BB5678_NPgAggregate | Number of | NPgY | Kirkstall B |  | 1145 | 1632 | 2311 | 3762 | 5722 | 8040 | 8849 | 9683 | 11902 | 18651 | 25395 | 32112 | 38833 | 45597 | 52437 | 59127 | 65630 | 71868 | 77359 | 82370 | 87066 | 93286 | 99495 | 104330 | 104700 | 105069 | 105437 | 105804 | 106128
NPgY | GSP | NG FES - Leading the Way | Number of heat pumps (total) | NEEPSEND | Leading the Way | Lct_BB5678_NPgAggregate | Number of | NPgY | Neepsend |  | 643 | 904 | 1215 | 1879 | 2789 | 3860 | 4139 | 4428 | 5282 | 7989 | 10694 | 13388 | 16079 | 18777 | 21505 | 24180 | 26779 | 29226 | 31327 | 33197 | 34922 | 37444 | 39963 | 41917 | 42045 | 42174 | 42304 | 42434 | 42550
NPgY | GSP | NG FES - Leading the Way | Number of heat pumps (total) | NORTON LEES | Leading the Way | Lct_BB5678_NPgAggregate | Number of | NPgY | Norton Lees |  | 897 | 1085 | 1403 | 2162 | 3205 | 4407 | 4678 | 4958 | 5829 | 8598 | 11367 | 14120 | 16849 | 19546 | 22289 | 25032 | 27695 | 30194 | 32264 | 34065 | 35722 | 38315 | 40904 | 42900 | 43028 | 43156 | 43285 | 43415 | 43526
NPgY | GSP | NG FES - Leading the Way | Number of heat pumps (total) | PITSMOOR 3/4 | Leading the Way | Lct_BB5678_NPgAggregate | Number of | NPgY | Pitsmoor |  | 167 | 255 | 379 | 636 | 989 | 1413 | 1544 | 1680 | 2076 | 3336 | 4594 | 5847 | 7103 | 8370 | 9646 | 10891 | 12104 | 13265 | 14296 | 15236 | 16111 | 17280 | 18447 | 19356 | 19413 | 19470 | 19527 | 19583 | 19635
NPgY | GSP | NG FES - Leading the Way | Number of heat pumps (total) | SALTEND NORTH | Leading the Way | Lct_BB5678_NPgAggregate | Number of | NPgY | Saltend North |  | 262 | 349 | 489 | 831 | 1326 | 1925 | 2089 | 2259 | 2812 | 4601 | 6388 | 8170 | 9952 | 11741 | 13549 | 15334 | 17088 | 18780 | 20280 | 21636 | 22896 | 24594 | 26291 | 27610 | 27704 | 27798 | 27892 | 27986 | 28071
NPgY | GSP | NG FES - Leading the Way | Number of heat pumps (total) | SHEFFIELD CITY | Leading the Way | Lct_BB5678_NPgAggregate | Number of | NPgY | Sheffield City |  | 487 | 650 | 826 | 1201 | 1709 | 2299 | 2466 | 2635 | 3082 | 4529 | 5975 | 7413 | 8846 | 10274 | 11719 | 13143 | 14518 | 15808 | 16897 | 17862 | 18755 | 20077 | 21395 | 22434 | 22491 | 22548 | 22606 | 22663 | 22712
NPgY | GSP | NG FES - Leading the Way | Number of heat pumps (total) | SKELTON GRANGE | Leading the Way | Lct_BB5678_NPgAggregate | Number of | NPgY | Skelton Grange |  | 3803 | 4868 | 6601 | 10578 | 15975 | 22262 | 24130 | 26053 | 31375 | 47873 | 64362 | 80773 | 97132 | 113474 | 130033 | 146395 | 162333 | 177456 | 190406 | 202007 | 212817 | 228080 | 243322 | 255176 | 256013 | 256857 | 257702 | 258550 | 259295
NPgY | GSP | NG FES - Leading the Way | Number of heat pumps (total) | TEMPLEBOROUGH 275/33KV | Leading the Way | Lct_BB5678_NPgAggregate | Number of | NPgY | Templeborough |  | 34 | 46 | 67 | 115 | 182 | 260 | 279 | 299 | 359 | 547 | 734 | 921 | 1108 | 1296 | 1485 | 1671 | 1853 | 2025 | 2171 | 2299 | 2416 | 2593 | 2770 | 2906 | 2917 | 2927 | 2937 | 2948 | 2957
NPgY | GSP | NG FES - Leading the Way | Number of heat pumps (total) | THURCROFT | Leading the Way | Lct_BB5678_NPgAggregate | Number of | NPgY | Thurcroft |  | 1670 | 2206 | 2895 | 4404 | 6406 | 8699 | 9362 | 10046 | 11760 | 16803 | 21857 | 26889 | 31903 | 36909 | 42008 | 47040 | 51900 | 56430 | 60169 | 63454 | 66490 | 71180 | 75867 | 79529 | 79878 | 80227 | 80576 | 80926 | 81243
NPgY | GSP | NG FES - Leading the Way | Number of heat pumps (total) | WEST MELTON / THORPE MARSH | Leading the Way | Lct_BB5678_NPgAggregate | Number of | NPgY | Thorpe Marsh |  | 2296 | 3032 | 4166 | 6628 | 9925 | 13759 | 14961 | 16199 | 19500 | 29627 | 39761 | 49856 | 59943 | 70060 | 80319 | 90427 | 100270 | 109588 | 117621 | 124876 | 131670 | 141130 | 150586 | 157996 | 158627 | 159263 | 159900 | 160539 | 161112
NPgY | GSP | NG FES - Leading the Way | Number of heat pumps (total) | WEST MELTON SECTION 3 | Leading the Way | Lct_BB5678_NPgAggregate | Number of | NPgY | West Melton |  | 2753 | 3749 | 4949 | 7647 | 11134 | 15119 | 16741 | 18411 | 21952 | 31659 | 41390 | 51083 | 60783 | 70557 | 80509 | 90273 | 99771 | 108705 | 116223 | 123035 | 129449 | 138292 | 147132 | 154119 | 154955 | 155797 | 156639 | 157484 | 158261
NPgY | GSP | NG FES - Leading the Way | Number of heat pumps (total) | WINCOBANK | Leading the Way | Lct_BB5678_NPgAggregate | Number of | NPgY | Wincobank |  | 175 | 236 | 297 | 422 | 579 | 756 | 837 | 921 | 1071 | 1453 | 1837 | 2217 | 2597 | 2978 | 3368 | 3749 | 4112 | 4448 | 4722 | 4967 | 5197 | 5526 | 5854 | 6115 | 6144 | 6173 | 6202 | 6230 | 6256
NPgN | GSP | NG FES - System Transformation | Number of heat pumps (total) | BLYTH 66kV | System Transformation | Lct_BB5678_NPgAggregate | Number of | NPgN | Blyth 66kV |  | 1390 | 1646 | 2085 | 2614 | 3180 | 3786 | 4415 | 5082 | 5809 | 6546 | 7278 | 7990 | 8710 | 10641 | 11668 | 13039 | 14789 | 16841 | 19115 | 21563 | 24303 | 27442 | 31088 | 35301 | 40065 | 45171 | 50625 | 56466 | 62271
NPgN | GSP | NG FES - System Transformation | Number of heat pumps (total) | BLYTH 132kV | System Transformation | Lct_BB5678_NPgAggregate | Number of | NPgN | Blyth 132kV |  | 335 | 408 | 520 | 641 | 770 | 912 | 1060 | 1216 | 1387 | 1563 | 1739 | 1910 | 2085 | 2633 | 3149 | 3666 | 4254 | 4913 | 5626 | 6381 | 7209 | 8143 | 9210 | 10426 | 11791 | 13247 | 14797 | 16451 | 18091
NPgN | GSP | NG FES - System Transformation | Number of heat pumps (total) | FOURSTONES | System Transformation | Lct_BB5678_NPgAggregate | Number of | NPgN | Fourstones |  | 148 | 174 | 209 | 229 | 253 | 281 | 312 | 347 | 401 | 449 | 498 | 548 | 603 | 747 | 905 | 1077 | 1261 | 1464 | 1688 | 1922 | 2174 | 2456 | 2773 | 3129 | 3525 | 3947 | 4395 | 4871 | 5342
NPgN | GSP | NG FES - System Transformation | Number of heat pumps (total) | HARTMOOR | System Transformation | Lct_BB5678_NPgAggregate | Number of | NPgN | Hart Moor |  | 1208 | 1340 | 1598 | 1848 | 2122 | 2419 | 2731 | 3073 | 3541 | 3965 | 4395 | 4817 | 5277 | 6141 | 6306 | 6931 | 7786 | 8801 | 9959 | 11208 | 12610 | 14216 | 16076 | 18213 | 20629 | 23217 | 25978 | 28934 | 31876
NPgN | GSP | NG FES - System Transformation | Number of heat pumps (total) | HAWTHORN PIT GRID | System Transformation | Lct_BB5678_NPgAggregate | Number of | NPgN | Hawthorn Pit |  | 949 | 1254 | 1566 | 1871 | 2204 | 2563 | 2938 | 3384 | 4017 | 4674 | 5346 | 6027 | 6783 | 8047 | 7838 | 8329 | 9176 | 10248 | 11503 | 12871 | 14421 | 16209 | 18274 | 20604 | 23244 | 26071 | 29086 | 32313 | 35542
NPgN | GSP | NG FES - System Transformation | Number of heat pumps (total) | KNARESBOROUGH | System Transformation | Lct_BB5678_NPgAggregate | Number of | NPgN | Knaresborough |  | 1306 | 1476 | 1757 | 1947 | 2161 | 2404 | 2664 | 2952 | 3406 | 3795 | 4199 | 4607 | 5080 | 6307 | 7552 | 8942 | 10474 | 12163 | 14031 | 15992 | 18133 | 20539 | 23277 | 26378 | 29853 | 33563 | 37511 | 41722 | 45896
NPgN | GSP | NG FES - System Transformation | Number of heat pumps (total) | LACKENBY | System Transformation | Lct_BB5678_NPgAggregate | Number of | NPgN | Lackenby |  | 937 | 1274 | 1743 | 2241 | 2774 | 3344 | 3936 | 4592 | 5358 | 6174 | 6995 | 7810 | 8662 | 10528 | 10942 | 11907 | 13300 | 14986 | 16909 | 18995 | 21344 | 24042 | 27167 | 30740 | 34782 | 39112 | 43732 | 48678 | 53612
NPgN | GSP | NG FES - System Transformation | Number of heat pumps (total) | NORTON | System Transformation | Lct_BB5678_NPgAggregate | Number of | NPgN | Norton |  | 3215 | 3933 | 5046 | 6214 | 7483 | 8858 | 10296 | 11873 | 13736 | 15633 | 17529 | 19394 | 21304 | 25614 | 27353 | 30356 | 34309 | 38978 | 44223 | 49868 | 56169 | 63336 | 71576 | 80958 | 91515 | 102798 | 114818 | 127659 | 140464
NPgN | GSP | NG FES - System Transformation | Number of heat pumps (total) | OFFERTON | System Transformation | Lct_BB5678_NPgAggregate | Number of | NPgN | Offerton |  | 371 | 450 | 586 | 727 | 879 | 1042 | 1211 | 1395 | 1612 | 1829 | 2047 | 2262 | 2487 | 3166 | 3683 | 4222 | 4856 | 5581 | 6382 | 7234 | 8180 | 9260 | 10508 | 11944 | 13567 | 15307 | 17166 | 19155 | 21128
NPgN | GSP | NG FES - System Transformation | Number of heat pumps (total) | OSBALDWICK | System Transformation | Lct_BB5678_NPgAggregate | Number of | NPgN | Osbaldwick |  | 2303 | 2861 | 3551 | 4247 | 5002 | 5826 | 6687 | 7609 | 8629 | 9675 | 10716 | 11731 | 12753 | 15276 | 16544 | 18470 | 20937 | 23796 | 26996 | 30425 | 34234 | 38552 | 43509 | 49163 | 55515 | 62297 | 69515 | 77221 | 84889
NPgN | GSP | NG FES - System Transformation | Number of heat pumps (total) | POPPLETON | System Transformation | Lct_BB5678_NPgAggregate | Number of | NPgN | Poppleton |  | 483 | 564 | 690 | 810 | 941 | 1085 | 1235 | 1395 | 1586 | 1766 | 1947 | 2124 | 2308 | 2722 | 2883 | 3197 | 3608 | 4089 | 4636 | 5223 | 5879 | 6627 | 7493 | 8489 | 9613 | 10815 | 12097 | 13468 | 14831
NPgN | GSP | NG FES - System Transformation | Number of heat pumps (total) | SALTHOLME | System Transformation | Lct_BB5678_NPgAggregate | Number of | NPgN | Saltholme |  | 62 | 64 | 68 | 72 | 77 | 83 | 90 | 97 | 111 | 121 | 132 | 143 | 155 | 168 | 174 | 200 | 230 | 264 | 302 | 341 | 385 | 433 | 488 | 550 | 618 | 691 | 768 | 850 | 932
NPgN | GSP | NG FES - System Transformation | Number of heat pumps (total) | SOUTH SHIELDS | System Transformation | Lct_BB5678_NPgAggregate | Number of | NPgN | South Shields |  | 384 | 462 | 589 | 756 | 935 | 1127 | 1326 | 1538 | 1762 | 1995 | 2226 | 2453 | 2681 | 3341 | 3786 | 4292 | 4906 | 5620 | 6399 | 7232 | 8160 | 9219 | 10443 | 11855 | 13448 | 15155 | 16976 | 18926 | 20862
NPgN | GSP | NG FES - System Transformation | Number of heat pumps (total) | SPADEADAM | System Transformation | Lct_BB5678_NPgAggregate | Number of | NPgN | Spadeadam - Not in NG FES |  | 38 | 47 | 61 | 75 | 90 | 107 | 125 | 144 | 166 | 188 | 210 | 232 | 255 | 327 | 404 | 478 | 559 | 649 | 746 | 847 | 958 | 1082 | 1223 | 1382 | 1561 | 1751 | 1953 | 2168 | 2381
NPgN | GSP | NG FES - System Transformation | Number of heat pumps (total) | SPENNYMOOR | System Transformation | Lct_BB5678_NPgAggregate | Number of | NPgN | Spennymoor |  | 2490 | 2935 | 3611 | 4294 | 5044 | 5857 | 6710 | 7641 | 8797 | 9918 | 11046 | 12158 | 13326 | 15863 | 16774 | 18584 | 20973 | 23801 | 26994 | 30428 | 34267 | 38647 | 43702 | 49487 | 56012 | 62993 | 70437 | 78397 | 86324
NPgN | GSP | NG FES - System Transformation | Number of heat pumps (total) | STELLA NORTH | System Transformation | Lct_BB5678_NPgAggregate | Number of | NPgN | Stella North |  | 1426 | 1772 | 2327 | 3071 | 3860 | 4704 | 5578 | 6498 | 7410 | 8391 | 9356 | 10287 | 11188 | 13601 | 14745 | 16337 | 18443 | 20935 | 23672 | 26631 | 29946 | 33734 | 38122 | 43179 | 48886 | 54992 | 61505 | 68474 | 75410
NPgN | GSP | NG FES - System Transformation | Number of heat pumps (total) | STELLA SOUTH | System Transformation | Lct_BB5678_NPgAggregate | Number of | NPgN | Stella South |  | 1200 | 1518 | 1882 | 2283 | 2723 | 3200 | 3699 | 4269 | 5026 | 5802 | 6594 | 7391 | 8265 | 9870 | 10049 | 10941 | 12226 | 13799 | 15575 | 17491 | 19640 | 22099 | 24928 | 28129 | 31744 | 35608 | 39726 | 44128 | 48522
NPgN | GSP | NG FES - System Transformation | Number of heat pumps (total) | TYNEMOUTH | System Transformation | Lct_BB5678_NPgAggregate | Number of | NPgN | Tynemouth 1 |  | 1347 | 1573 | 1980 | 2467 | 2987 | 3547 | 4127 | 4742 | 5425 | 6108 | 6788 | 7450 | 8125 | 10017 | 11203 | 12651 | 14439 | 16512 | 18799 | 21252 | 23990 | 27120 | 30749 | 34936 | 39669 | 44741 | 50157 | 55958 | 61719
NPgN | GSP | NG FES - System Transformation | Number of heat pumps (total) | WEST BOLDON | System Transformation | Lct_BB5678_NPgAggregate | Number of | NPgN | West Boldon |  | 1735 | 2059 | 2624 | 3249 | 3921 | 4643 | 5395 | 6212 | 7188 | 8164 | 9144 | 10108 | 11114 | 13726 | 15163 | 17031 | 19370 | 22098 | 25134 | 28389 | 32025 | 36189 | 41015 | 46569 | 52854 | 59590 | 66785 | 74492 | 82148
NPgY | GSP | NG FES - System Transformation | Number of heat pumps (total) | BRADFORD WEST | System Transformation | Lct_BB5678_NPgAggregate | Number of | NPgY | Bradford West |  | 2761 | 3425 | 4396 | 5532 | 6800 | 8155 | 9349 | 10613 | 12093 | 13539 | 14992 | 16422 | 17944 | 22292 | 24600 | 27922 | 32057 | 36881 | 42236 | 47865 | 54092 | 61362 | 69741 | 79359 | 90188 | 101779 | 114143 | 127367 | 140474
NPgY | GSP | NG FES - System Transformation | Number of heat pumps (total) | CAMBLESFORTH | System Transformation | Lct_BB5678_NPgAggregate | Number of | NPgY | Camblesforth |  | 193 | 225 | 293 | 376 | 465 | 558 | 638 | 722 | 822 | 919 | 1017 | 1113 | 1215 | 1519 | 1741 | 2023 | 2359 | 2742 | 3164 | 3610 | 4103 | 4667 | 5313 | 6050 | 6876 | 7760 | 8702 | 9709 | 10708
NPgY | GSP | NG FES - System Transformation | Number of heat pumps (total) | CREYKE BECK | System Transformation | Lct_BB5678_NPgAggregate | Number of | NPgY | Creyke Beck |  | 2423 | 2947 | 3801 | 4809 | 5912 | 7091 | 8206 | 9395 | 10756 | 12117 | 13484 | 14831 | 16240 | 20345 | 23112 | 26650 | 30909 | 35828 | 41325 | 47167 | 53656 | 60897 | 69225 | 78758 | 89474 | 100941 | 113168 | 126239 | 139209
NPgY | GSP | NG FES - System Transformation | Number of heat pumps (total) | DRAX | System Transformation | Lct_BB5678_NPgAggregate | Number of | NPgY | Drax |  | 255 | 347 | 473 | 586 | 677 | 768 | 957 | 1165 | 1372 | 1608 | 1844 | 2075 | 2298 | 2809 | 2931 | 3214 | 3615 | 4105 | 4693 | 5359 | 6134 | 6880 | 7748 | 8746 | 9868 | 11067 | 12344 | 13709 | 15083
NPgY | GSP | NG FES - System Transformation | Number of heat pumps (total) | ELLAND | System Transformation | Lct_BB5678_NPgAggregate | Number of | NPgY | Elland |  | 2670 | 3117 | 3888 | 4774 | 5760 | 6823 | 7842 | 8923 | 10189 | 11426 | 12669 | 13895 | 15202 | 18672 | 20045 | 22494 | 25643 | 29350 | 33458 | 37787 | 42591 | 48235 | 54749 | 62232 | 70657 | 79674 | 89289 | 99570 | 109770
NPgY | GSP | NG FES - System Transformation | Number of heat pumps (total) | FERRYBRIDGE A | System Transformation | Lct_BB5678_NPgAggregate | Number of | NPgY | Ferrybridge A |  | 831 | 1132 | 1379 | 1597 | 1832 | 2105 | 2496 | 2920 | 3370 | 3851 | 4333 | 4807 | 5285 | 6396 | 6413 | 6879 | 7621 | 8557 | 9657 | 10863 | 12234 | 13750 | 15520 | 17565 | 19875 | 22347 | 24982 | 27803 | 30628
NPgY | GSP | NG FES - System Transformation | Number of heat pumps (total) | FERRYBRIDGE B | System Transformation | Lct_BB5678_NPgAggregate | Number of | NPgY | Ferrybridge B (_M) |  | 1898 | 2260 | 2866 | 3524 | 4217 | 4955 | 5737 | 6570 | 7522 | 8472 | 9426 | 10363 | 11347 | 13818 | 14421 | 15928 | 17986 | 20442 | 23193 | 26123 | 29407 | 33251 | 37700 | 42814 | 48575 | 54741 | 61316 | 68348 | 75349
NPgY | GSP | NG FES - System Transformation | Number of heat pumps (total) | GRIMSBY WEST | System Transformation | Lct_BB5678_NPgAggregate | Number of | NPgY | Grimsby West |  | 628 | 772 | 1030 | 1331 | 1648 | 1984 | 2326 | 2693 | 3099 | 3518 | 3937 | 4349 | 4771 | 6132 | 7282 | 8543 | 10013 | 11698 | 13611 | 15675 | 17988 | 20441 | 23274 | 26532 | 30206 | 34143 | 38347 | 42849 | 47312
NPgY | GSP | NG FES - System Transformation | Number of heat pumps (total) | JORDANTHORPE | System Transformation | Lct_BB5678_NPgAggregate | Number of | NPgY | Jordanthorpe |  | 680 | 842 | 948 | 1051 | 1190 | 1352 | 1549 | 1757 | 1991 | 2227 | 2461 | 2691 | 2929 | 3535 | 3594 | 3910 | 4374 | 4943 | 5583 | 6264 | 7034 | 7955 | 9027 | 10267 | 11668 | 13170 | 14773 | 16491 | 18200
NPgY | GSP | NG FES - System Transformation | Number of heat pumps (total) | KEADBY | System Transformation | Lct_BB5678_NPgAggregate | Number of | NPgY | Keadby |  | 1147 | 1413 | 1866 | 2397 | 2963 | 3568 | 4159 | 4791 | 5505 | 6230 | 6960 | 7679 | 8426 | 10518 | 11964 | 13832 | 16088 | 18681 | 21584 | 24678 | 28108 | 31897 | 36236 | 41178 | 46714 | 52632 | 58934 | 65665 | 72364
NPgY | GSP | NG FES - System Transformation | Number of heat pumps (total) | KIRKSTALL B | System Transformation | Lct_BB5678_NPgAggregate | Number of | NPgY | Kirkstall B |  | 1145 | 1532 | 2027 | 2553 | 3101 | 3691 | 4336 | 5030 | 5793 | 6584 | 7379 | 8162 | 8961 | 11150 | 12206 | 13745 | 15696 | 18009 | 20648 | 23489 | 26671 | 30167 | 34212 | 38865 | 44109 | 49722 | 55709 | 62113 | 68478
NPgY | GSP | NG FES - System Transformation | Number of heat pumps (total) | NEEPSEND | System Transformation | Lct_BB5678_NPgAggregate | Number of | NPgY | Neepsend |  | 643 | 844 | 1059 | 1273 | 1513 | 1779 | 2038 | 2313 | 2629 | 2941 | 3254 | 3560 | 3885 | 4783 | 5115 | 5702 | 6472 | 7380 | 8401 | 9480 | 10680 | 12099 | 13739 | 15627 | 17755 | 20034 | 22466 | 25069 | 27651
NPgY | GSP | NG FES - System Transformation | Number of heat pumps (total) | NORTON LEES | System Transformation | Lct_BB5678_NPgAggregate | Number of | NPgY | Norton Lees |  | 897 | 1008 | 1214 | 1458 | 1732 | 2022 | 2297 | 2585 | 2929 | 3256 | 3583 | 3903 | 4246 | 5150 | 5342 | 5895 | 6653 | 7555 | 8543 | 9578 | 10739 | 12184 | 13859 | 15794 | 17980 | 20323 | 22826 | 25506 | 28164
NPgY | GSP | NG FES - System Transformation | Number of heat pumps (total) | PITSMOOR 3/4 | System Transformation | Lct_BB5678_NPgAggregate | Number of | NPgY | Pitsmoor |  | 167 | 240 | 334 | 433 | 538 | 652 | 760 | 875 | 1006 | 1138 | 1272 | 1404 | 1542 | 1943 | 2197 | 2515 | 2901 | 3348 | 3856 | 4398 | 4996 | 5660 | 6424 | 7300 | 8285 | 9340 | 10464 | 11665 | 12858
NPgY | GSP | NG FES - System Transformation | Number of heat pumps (total) | SALTEND NORTH | System Transformation | Lct_BB5678_NPgAggregate | Number of | NPgY | Saltend North |  | 262 | 328 | 429 | 563 | 715 | 877 | 1017 | 1167 | 1338 | 1510 | 1683 | 1853 | 2031 | 2577 | 2960 | 3423 | 3980 | 4626 | 5353 | 6122 | 6976 | 7930 | 9031 | 10298 | 11725 | 13255 | 14888 | 16637 | 18371
NPgY | GSP | NG FES - System Transformation | Number of heat pumps (total) | SHEFFIELD CITY | System Transformation | Lct_BB5678_NPgAggregate | Number of | NPgY | Sheffield City |  | 487 | 606 | 723 | 829 | 953 | 1095 | 1248 | 1409 | 1595 | 1777 | 1959 | 2136 | 2322 | 2790 | 2960 | 3305 | 3751 | 4267 | 4834 | 5427 | 6080 | 6859 | 7748 | 8756 | 9882 | 11083 | 12357 | 13715 | 15064
NPgY | GSP | NG FES - System Transformation | Number of heat pumps (total) | SKELTON GRANGE | System Transformation | Lct_BB5678_NPgAggregate | Number of | NPgY | Skelton Grange |  | 3803 | 4549 | 5744 | 7105 | 8589 | 10187 | 11796 | 13512 | 15480 | 17442 | 19413 | 21355 | 23399 | 28800 | 30870 | 34552 | 39335 | 44993 | 51324 | 58043 | 65529 | 74148 | 84112 | 95574 | 108487 | 122310 | 137053 | 152823 | 168488
NPgY | GSP | NG FES - System Transformation | Number of heat pumps (total) | TEMPLEBOROUGH 275/33KV | System Transformation | Lct_BB5678_NPgAggregate | Number of | NPgY | Templeborough |  | 34 | 43 | 58 | 77 | 97 | 118 | 136 | 155 | 177 | 198 | 220 | 242 | 265 | 329 | 348 | 384 | 434 | 495 | 563 | 634 | 714 | 811 | 924 | 1056 | 1205 | 1365 | 1536 | 1719 | 1901
NPgY | GSP | NG FES - System Transformation | Number of heat pumps (total) | THURCROFT | System Transformation | Lct_BB5678_NPgAggregate | Number of | NPgY | Thurcroft |  | 1670 | 2056 | 2520 | 2979 | 3472 | 4006 | 4612 | 5256 | 5990 | 6721 | 7452 | 8170 | 8923 | 10730 | 10755 | 11600 | 12891 | 14477 | 16258 | 18158 | 20305 | 22931 | 25983 | 29504 | 33477 | 37731 | 42271 | 47128 | 51968
NPgY | GSP | NG FES - System Transformation | Number of heat pumps (total) | WEST MELTON / THORPE MARSH | System Transformation | Lct_BB5678_NPgAggregate | Number of | NPgY | Thorpe Marsh |  | 2296 | 2838 | 3643 | 4498 | 5398 | 6360 | 7383 | 8475 | 9706 | 10950 | 12197 | 13422 | 14693 | 18034 | 19291 | 21557 | 24518 | 28016 | 31952 | 36156 | 40861 | 46237 | 52442 | 59563 | 67574 | 76146 | 85284 | 95054 | 104773
NPgY | GSP | NG FES - System Transformation | Number of heat pumps (total) | WEST MELTON SECTION 3 | System Transformation | Lct_BB5678_NPgAggregate | Number of | NPgY | West Melton |  | 2753 | 3518 | 4322 | 5107 | 5942 | 6888 | 8157 | 9527 | 11023 | 12590 | 14169 | 15729 | 17333 | 20954 | 21048 | 22689 | 25225 | 28384 | 32035 | 35998 | 40471 | 45466 | 51278 | 57977 | 65527 | 73598 | 82199 | 91394 | 100599
NPgY | GSP | NG FES - System Transformation | Number of heat pumps (total) | WINCOBANK | System Transformation | Lct_BB5678_NPgAggregate | Number of | NPgY | Wincobank |  | 175 | 219 | 258 | 284 | 313 | 349 | 413 | 481 | 552 | 628 | 704 | 778 | 849 | 998 | 953 | 995 | 1080 | 1191 | 1322 | 1465 | 1631 | 1820 | 2040 | 2293 | 2578 | 2881 | 3204 | 3548 | 3894
NPgN | GSP | NPg Best View | HPs - Domestic (GWh) | BLYTH 66kV | NPg Best View (Not in FES) | Dem_BB004 | GWh | NPgN | Blyth 66kV |  | 5.2016 | 6.1465 | 8.19 | 13.2944 | 20.8449 | 29.963 | 33.5008 | 35.0211 | 36.5033 | 38.0153 | 39.5461 | 41.0602 | 42.6596 | 48.9122 | 73.7206 | 98.8134 | 123.3577 | 146.9394 | 167.8928 | 186.4498 | 203.4101 | 225.4652 | 249.3295 | 273.1207 | 296.759 | 320.2465 | 343.5835 | 366.7697 | 383.8875
NPgN | GSP | NPg Best View | HPs - Domestic (GWh) | BLYTH 132kV | NPg Best View (Not in FES) | Dem_BB004 | GWh | NPgN | Blyth 132kV |  | 0.98578 | 1.2524 | 1.7499 | 2.9649 | 4.807 | 7.0779 | 7.9151 | 8.2616 | 8.5991 | 8.944 | 9.2941 | 9.6417 | 10.009 | 11.735 | 18.4687 | 25.2 | 31.7946 | 38.1551 | 43.8913 | 49.0096 | 53.6903 | 59.6801 | 66.1093 | 72.5208 | 78.8958 | 85.2348 | 91.5384 | 97.8069 | 102.4442
NPgN | GSP | NPg Best View | HPs - Domestic (GWh) | FOURSTONES | NPg Best View (Not in FES) | Dem_BB004 | GWh | NPgN | Fourstones |  | 0.47825 | 0.58497 | 0.77773 | 1.2522 | 1.9567 | 2.8032 | 3.0994 | 3.1952 | 3.2855 | 3.3782 | 3.473 | 3.5685 | 3.6684 | 4.164 | 6.0954 | 8.0402 | 9.9167 | 11.7047 | 13.2298 | 14.5279 | 15.6792 | 17.3308 | 19.161 | 20.9851 | 22.7952 | 24.5913 | 26.3734 | 28.1416 | 29.4401
NPgN | GSP | NPg Best View | HPs - Domestic (GWh) | HARTMOOR | NPg Best View (Not in FES) | Dem_BB004 | GWh | NPgN | Hart Moor |  | 4.8724 | 5.374 | 6.7737 | 10.3969 | 15.5623 | 21.5789 | 23.9983 | 24.8812 | 25.7259 | 26.5844 | 27.4495 | 28.3022 | 29.1952 | 31.9847 | 43.7313 | 56.0215 | 67.9539 | 79.1504 | 88.3934 | 96.1506 | 103.0563 | 113.3134 | 124.9939 | 136.6609 | 148.2579 | 159.785 | 171.2407 | 182.623 | 191.0355
NPgN | GSP | NPg Best View | HPs - Domestic (GWh) | HAWTHORN PIT GRID | NPg Best View (Not in FES) | Dem_BB004 | GWh | NPgN | Hawthorn Pit |  | 3.0655 | 4.2057 | 5.7258 | 9.0599 | 13.9992 | 20.2624 | 22.9852 | 24.4638 | 25.9094 | 27.3655 | 28.8259 | 30.27 | 31.7577 | 35.7795 | 49.805 | 63.7519 | 77.2617 | 90.1121 | 101.3756 | 111.0839 | 119.4963 | 131.099 | 143.7918 | 156.4293 | 168.9603 | 181.3852 | 193.7037 | 205.9157 | 214.8575
NPgN | GSP | NPg Best View | HPs - Domestic (GWh) | KNARESBOROUGH | NPg Best View (Not in FES) | Dem_BB004 | GWh | NPgN | Knaresborough |  | 4.7238 | 5.3591 | 6.8568 | 10.7957 | 16.6559 | 23.687 | 26.2209 | 26.9312 | 27.5884 | 28.2632 | 28.9522 | 29.6431 | 30.3714 | 34.3722 | 50.9276 | 67.878 | 84.3769 | 100.0299 | 113.4433 | 124.9717 | 135.2993 | 149.7533 | 165.8543 | 181.9205 | 197.8831 | 213.7426 | 229.4982 | 245.1486 | 256.6729
NPgN | GSP | NPg Best View | HPs - Domestic (GWh) | LACKENBY | NPg Best View (Not in FES) | Dem_BB004 | GWh | NPgN | Lackenby |  | 2.9239 | 4.2422 | 6.2962 | 10.488 | 16.512 | 24.0017 | 27.2759 | 29.0676 | 30.8314 | 32.6168 | 34.4143 | 36.1916 | 38.0433 | 43.929 | 65.1995 | 86.2171 | 106.6639 | 126.2876 | 144.0844 | 160.0665 | 174.58 | 192.8744 | 212.4515 | 231.9426 | 251.2845 | 270.4789 | 289.5267 | 308.4289 | 322.3256
NPgN | GSP | NPg Best View | HPs - Domestic (GWh) | NORTON | NPg Best View (Not in FES) | Dem_BB004 | GWh | NPgN | Norton |  | 11.2114 | 14.0203 | 19.2732 | 31.2233 | 48.5284 | 69.4198 | 77.9338 | 81.9991 | 85.9709 | 90.0036 | 94.0692 | 98.0872 | 102.2845 | 116.2971 | 169.2912 | 222.4418 | 274.0483 | 323.4068 | 366.9317 | 405.1917 | 439.8001 | 485.5651 | 535.2342 | 584.6858 | 633.7385 | 682.3938 | 730.6511 | 778.51 | 813.6521
NPgN | GSP | NPg Best View | HPs - Domestic (GWh) | OFFERTON | NPg Best View (Not in FES) | Dem_BB004 | GWh | NPgN | Offerton |  | 1.3487 | 1.6863 | 2.3842 | 4.0423 | 6.536 | 9.6111 | 10.7196 | 11.1695 | 11.6035 | 12.0469 | 12.4968 | 12.9444 | 13.4162 | 15.7356 | 24.7395 | 33.7232 | 42.4877 | 50.9039 | 58.4508 | 65.1558 | 71.2506 | 79.1009 | 87.5123 | 95.8787 | 104.173 | 112.3955 | 120.5465 | 128.6259 | 134.5348
NPgN | GSP | NPg Best View | HPs - Domestic (GWh) | OSBALDWICK | NPg Best View (Not in FES) | Dem_BB004 | GWh | NPgN | Osbaldwick |  | 7.1059 | 9.05 | 12.0391 | 18.6838 | 28.1187 | 39.3708 | 44.1209 | 46.2697 | 48.3688 | 50.5059 | 52.6652 | 54.7993 | 57.043 | 65.0215 | 95.9135 | 126.9702 | 157.1876 | 186.0564 | 211.7707 | 234.7503 | 255.8874 | 282.9765 | 312.3924 | 341.7122 | 370.8315 | 399.7524 | 428.4752 | 457.0001 | 478.0399
NPgN | GSP | NPg Best View | HPs - Domestic (GWh) | POPPLETON | NPg Best View (Not in FES) | Dem_BB004 | GWh | NPgN | Poppleton |  | 1.8137 | 2.104 | 2.7062 | 4.213 | 6.386 | 8.9319 | 9.9281 | 10.2942 | 10.646 | 11.0061 | 11.3717 | 11.7345 | 12.118 | 13.4676 | 18.9999 | 24.6802 | 30.1913 | 35.4209 | 39.8596 | 43.653 | 47.0681 | 51.9117 | 57.3297 | 62.7366 | 68.1079 | 73.4438 | 78.7441 | 84.0083 | 87.895
NPgN | GSP | NPg Best View | HPs - Domestic (GWh) | SALTHOLME | NPg Best View (Not in FES) | Dem_BB004 | GWh | NPgN | Saltholme |  | 0.25123 | 0.24657 | 0.26845 | 0.37095 | 0.52158 | 0.68955 | 0.76258 | 0.78104 | 0.79788 | 0.81498 | 0.83214 | 0.84891 | 0.86637 | 0.90982 | 1.1669 | 1.4691 | 1.7648 | 2.0417 | 2.2478 | 2.4091 | 2.5533 | 2.7881 | 3.0742 | 3.3606 | 3.6455 | 3.9289 | 4.2105 | 4.4903 | 4.6972
NPgN | GSP | NPg Best View | HPs - Domestic (GWh) | SOUTH SHIELDS | NPg Best View (Not in FES) | Dem_BB004 | GWh | NPgN | South Shields |  | 1.3492 | 1.6077 | 2.1367 | 3.5073 | 5.5725 | 8.1051 | 9.1071 | 9.5612 | 10.0058 | 10.4597 | 10.9202 | 11.3776 | 11.8604 | 13.9691 | 22.1981 | 30.4819 | 38.6053 | 46.493 | 53.6587 | 60.1386 | 66.1399 | 73.5356 | 81.4183 | 89.2768 | 97.0892 | 104.8562 | 112.5783 | 120.2558 | 125.9324
NPgN | GSP | NPg Best View | HPs - Domestic (GWh) | SPADEADAM | NPg Best View (Not in FES) | Dem_BB004 | GWh | NPgN | Spadeadam - Not in NG FES |  | 0.10037 | 0.13225 | 0.19122 | 0.33161 | 0.55126 | 0.83048 | 0.93032 | 0.97346 | 1.0153 | 1.058 | 1.1016 | 1.145 | 1.191 | 1.4248 | 2.3218 | 3.2135 | 4.0871 | 4.9339 | 5.709 | 6.4057 | 7.0415 | 7.8388 | 8.6856 | 9.5297 | 10.3687 | 11.2026 | 12.0316 | 12.8558 | 13.4646
NPgN | GSP | NPg Best View | HPs - Domestic (GWh) | SPENNYMOOR | NPg Best View (Not in FES) | Dem_BB004 | GWh | NPgN | Spennymoor |  | 9.366 | 11.0918 | 14.5487 | 23.0696 | 35.4807 | 50.2668 | 55.9992 | 58.3645 | 60.6526 | 62.9824 | 65.3374 | 67.6695 | 70.115 | 78.5591 | 111.8454 | 145.6701 | 178.4912 | 209.6971 | 236.4469 | 259.4005 | 279.9326 | 308.681 | 340.4282 | 372.0507 | 403.4164 | 434.5257 | 465.3765 | 495.9666 | 518.4149
NPgN | GSP | NPg Best View | HPs - Domestic (GWh) | STELLA NORTH | NPg Best View (Not in FES) | Dem_BB004 | GWh | NPgN | Stella North |  | 4.7233 | 5.9189 | 8.1923 | 13.5261 | 21.2982 | 30.6971 | 34.5566 | 36.5289 | 38.4783 | 40.462 | 42.4649 | 44.4397 | 46.5227 | 54.1898 | 83.731 | 113.3165 | 142.2888 | 170.292 | 195.7432 | 218.7824 | 240.1529 | 266.5299 | 294.5615 | 322.4783 | 350.2037 | 377.7408 | 405.0911 | 432.2559 | 452.294
NPgN | GSP | NPg Best View | HPs - Domestic (GWh) | STELLA SOUTH | NPg Best View (Not in FES) | Dem_BB004 | GWh | NPgN | Stella South |  | 4.0668 | 5.2125 | 6.9219 | 11.1159 | 17.4548 | 25.4044 | 28.7095 | 30.4116 | 32.0771 | 33.7621 | 35.4595 | 37.1439 | 38.8904 | 44.051 | 62.788 | 81.5853 | 99.8624 | 117.4395 | 132.8606 | 146.2009 | 157.9469 | 173.8983 | 191.2674 | 208.5695 | 225.74 | 242.7794 | 259.6876 | 276.4647 | 288.7944
NPgN | GSP | NPg Best View | HPs - Domestic (GWh) | TYNEMOUTH | NPg Best View (Not in FES) | Dem_BB004 | GWh | NPgN | Tynemouth 1 |  | 5.091 | 5.8879 | 7.7445 | 12.5238 | 19.5909 | 28.0655 | 31.3005 | 32.6019 | 33.8635 | 35.1514 | 36.456 | 37.7468 | 39.111 | 45.1637 | 69.4204 | 93.9896 | 118.0431 | 141.1696 | 161.762 | 180.1077 | 197.0058 | 218.6559 | 242.0241 | 265.315 | 288.4542 | 311.4435 | 334.2828 | 356.9717 | 373.7029
NPgN | GSP | NPg Best View | HPs - Domestic (GWh) | WEST BOLDON | NPg Best View (Not in FES) | Dem_BB004 | GWh | NPgN | West Boldon |  | 6.4525 | 7.6498 | 10.2495 | 16.7066 | 26.3438 | 38.1237 | 42.7992 | 44.83 | 46.8019 | 48.8074 | 50.8337 | 52.8395 | 54.9417 | 63.359 | 96.1482 | 129.2341 | 161.5693 | 192.66 | 220.3814 | 244.9718 | 267.3777 | 296.2381 | 327.4442 | 358.5456 | 389.4382 | 420.124 | 450.6033 | 480.8752 | 503.1829
NPgY | GSP | NPg Best View | HPs - Domestic (GWh) | BRADFORD WEST | NPg Best View (Not in FES) | Dem_BB004 | GWh | NPgY | Bradford West |  | 9.8787 | 12.8155 | 18.1738 | 31.0828 | 50.5655 | 74.2022 | 76.6054 | 79.1428 | 81.7894 | 84.5104 | 87.288 | 90.0633 | 93.0124 | 111.0431 | 175.8511 | 239.8843 | 302.1076 | 361.5703 | 413.9113 | 459.5327 | 500.3494 | 560.2466 | 619.565 | 678.3226 | 736.3162 | 793.7332 | 850.6118 | 906.9985 | 948.2035
NPgY | GSP | NPg Best View | HPs - Domestic (GWh) | CAMBLESFORTH | NPg Best View (Not in FES) | Dem_BB004 | GWh | NPgY | Camblesforth |  | 0.70306 | 0.85087 | 1.1902 | 2.0314 | 3.2852 | 4.7947 | 4.9434 | 5.101 | 5.2661 | 5.4362 | 5.6101 | 5.7834 | 5.9691 | 7.1804 | 11.62 | 16.0494 | 20.3797 | 24.5223 | 28.2002 | 31.4562 | 34.4146 | 38.6247 | 42.8065 | 46.9612 | 51.0734 | 55.1572 | 59.2157 | 63.2526 | 66.2356
NPgY | GSP | NPg Best View | HPs - Domestic (GWh) | CREYKE BECK | NPg Best View (Not in FES) | Dem_BB004 | GWh | NPgY | Creyke Beck |  | 8.3798 | 10.4801 | 14.6053 | 24.8149 | 40.2432 | 59.0433 | 61.5174 | 64.115 | 66.8141 | 69.5777 | 72.3867 | 75.1785 | 78.1376 | 94.858 | 154.2884 | 213.3336 | 271.0633 | 326.7153 | 376.7707 | 421.4976 | 462.3035 | 518.0917 | 573.5166 | 628.5968 | 683.1202 | 737.286 | 791.1379 | 844.7276 | 884.3901
NPgY | GSP | NPg Best View | HPs - Domestic (GWh) | DRAX | NPg Best View (Not in FES) | Dem_BB004 | GWh | NPgY | Drax |  | 0.7967 | 1.064 | 1.4969 | 2.3798 | 3.4997 | 4.7627 | 5.3538 | 5.9662 | 6.5979 | 7.2382 | 7.8813 | 8.5106 | 9.1751 | 11.127 | 16.9124 | 22.617 | 28.2384 | 33.7131 | 38.8584 | 43.7438 | 48.3876 | 53.6744 | 58.9434 | 64.1956 | 69.3731 | 74.5277 | 79.6707 | 84.8161 | 88.7032
NPgY | GSP | NPg Best View | HPs - Domestic (GWh) | ELLAND | NPg Best View (Not in FES) | Dem_BB004 | GWh | NPgY | Elland |  | 10.0429 | 12.0501 | 16.181 | 26.3854 | 41.5355 | 59.7571 | 62.0225 | 64.3901 | 66.8312 | 69.3207 | 71.8414 | 74.3444 | 76.9672 | 90.2717 | 138.0904 | 185.9737 | 232.4877 | 276.8483 | 315.5267 | 349.2018 | 379.3777 | 424.1248 | 468.5025 | 512.526 | 556.0409 | 599.1887 | 641.9972 | 684.4997 | 715.7289
NPgY | GSP | NPg Best View | HPs - Domestic (GWh) | FERRYBRIDGE A | NPg Best View (Not in FES) | Dem_BB004 | GWh | NPgY | Ferrybridge A |  | 2.6649 | 3.6471 | 4.8291 | 7.5166 | 11.4132 | 16.1278 | 17.186 | 18.2867 | 19.4237 | 20.5802 | 21.7483 | 22.9018 | 24.1168 | 28.2755 | 41.4624 | 54.4582 | 67.0976 | 79.2171 | 90.0169 | 99.5816 | 108.148 | 120.0533 | 131.8558 | 143.5597 | 155.0734 | 166.4776 | 177.7889 | 189.0272 | 197.3206
NPgY | GSP | NPg Best View | HPs - Domestic (GWh) | FERRYBRIDGE B | NPg Best View (Not in FES) | Dem_BB004 | GWh | NPgY | Ferrybridge B (_M) |  | 7.1458 | 8.657 | 11.7217 | 18.9936 | 29.5086 | 42.0228 | 43.8369 | 45.7318 | 47.6896 | 49.6848 | 51.702 | 53.6959 | 55.7962 | 64.9271 | 96.7758 | 128.6871 | 159.7117 | 189.1697 | 214.7787 | 237.0958 | 257.075 | 286.9614 | 316.6353 | 346.1059 | 375.2236 | 404.1238 | 432.834 | 461.3868 | 482.4972
NPgY | GSP | NPg Best View | HPs - Domestic (GWh) | GRIMSBY WEST | NPg Best View (Not in FES) | Dem_BB004 | GWh | NPgY | Grimsby West |  | 2.108 | 2.6577 | 3.8046 | 6.6071 | 10.8356 | 16.0288 | 16.8536 | 17.7171 | 18.6144 | 19.5316 | 20.462 | 21.3825 | 22.3612 | 28.3779 | 49.6765 | 70.7471 | 91.4294 | 111.4843 | 130.0092 | 147.0224 | 162.8435 | 182.6054 | 202.2196 | 221.6903 | 240.9392 | 260.0394 | 279.0072 | 297.8611 | 311.7538
NPgY | GSP | NPg Best View | HPs - Domestic (GWh) | JORDANTHORPE | NPg Best View (Not in FES) | Dem_BB004 | GWh | NPgY | Jordanthorpe |  | 2.3952 | 2.9526 | 3.611 | 5.3899 | 8.0421 | 11.1965 | 11.595 | 12.0157 | 12.4539 | 12.9037 | 13.3618 | 13.8175 | 14.3022 | 16.4698 | 24.2232 | 32.064 | 39.7001 | 46.987 | 53.2677 | 58.6878 | 63.5317 | 70.9465 | 78.314 | 85.6364 | 92.8773 | 100.0704 | 107.2222 | 114.3409 | 119.6225
NPgY | GSP | NPg Best View | HPs - Domestic (GWh) | KEADBY | NPg Best View (Not in FES) | Dem_BB004 | GWh | NPgY | Keadby |  | 3.8332 | 4.8375 | 6.8665 | 11.8749 | 19.4426 | 28.686 | 30.0221 | 31.4216 | 32.8757 | 34.3624 | 35.8706 | 37.3632 | 38.9481 | 47.3827 | 76.8642 | 106.0797 | 134.6879 | 162.2347 | 187.0753 | 209.2767 | 229.4816 | 256.9014 | 284.1234 | 311.1541 | 337.8661 | 364.3754 | 390.7067 | 416.89 | 436.2263
NPgY | GSP | NPg Best View | HPs - Domestic (GWh) | KIRKSTALL B | NPg Best View (Not in FES) | Dem_BB004 | GWh | NPgY | Kirkstall B |  | 3.7161 | 5.1115 | 7.4021 | 12.5694 | 20.2277 | 29.6079 | 31.2283 | 32.9229 | 34.6789 | 36.4725 | 38.2922 | 40.0997 | 42.0063 | 51.0351 | 81.6868 | 111.8459 | 141.2159 | 169.569 | 195.2667 | 218.3737 | 239.4277 | 267.5413 | 295.428 | 323.097 | 350.4215 | 377.5188 | 404.4141 | 431.1375 | 450.8338
NPgY | GSP | NPg Best View | HPs - Domestic (GWh) | NEEPSEND | NPg Best View (Not in FES) | Dem_BB004 | GWh | NPgY | Neepsend |  | 2.1195 | 2.8888 | 4.0445 | 6.6817 | 10.6114 | 15.3712 | 15.8912 | 16.4387 | 17.0092 | 17.5945 | 18.1907 | 18.7845 | 19.4155 | 22.9536 | 35.4506 | 47.765 | 59.7189 | 71.0815 | 81.0603 | 89.7286 | 97.4425 | 108.9972 | 120.4511 | 131.8067 | 143.0186 | 154.1296 | 165.1482 | 176.085 | 184.1106
NPgY | GSP | NPg Best View | HPs - Domestic (GWh) | NORTON LEES | NPg Best View (Not in FES) | Dem_BB004 | GWh | NPgY | Norton Lees |  | 3.6039 | 4.1377 | 5.3364 | 8.4157 | 12.9109 | 18.1964 | 18.7185 | 19.2692 | 19.8392 | 20.4227 | 21.0145 | 21.6015 | 22.2201 | 25.4698 | 37.6862 | 50.1189 | 62.1846 | 73.5786 | 83.2233 | 91.4524 | 98.7848 | 110.5447 | 122.2219 | 133.8193 | 145.2975 | 156.6937 | 168.0148 | 179.2687 | 187.5746
NPgY | GSP | NPg Best View | HPs - Domestic (GWh) | PITSMOOR 3/4 | NPg Best View (Not in FES) | Dem_BB004 | GWh | NPgY | Pitsmoor |  | 0.46141 | 0.73003 | 1.1629 | 2.1025 | 3.5316 | 5.3202 | 5.569 | 5.8297 | 6.1013 | 6.3798 | 6.6637 | 6.9473 | 7.2483 | 8.9363 | 14.7362 | 20.3983 | 25.9168 | 31.2363 | 36.0813 | 40.4188 | 44.3395 | 49.6484 | 54.9145 | 60.1392 | 65.3019 | 70.4223 | 75.5048 | 80.5545 | 84.2718
NPgY | GSP | NPg Best View | HPs - Domestic (GWh) | SALTEND NORTH | NPg Best View (Not in FES) | Dem_BB004 | GWh | NPgY | Saltend North |  | 0.9267 | 1.1839 | 1.673 | 2.969 | 5.0081 | 7.5405 | 7.8538 | 8.1838 | 8.5284 | 8.8824 | 9.2438 | 9.6043 | 9.9884 | 12.2809 | 20.4148 | 28.4705 | 36.3653 | 44.0162 | 50.9302 | 57.0871 | 62.6742 | 70.285 | 77.844 | 85.3538 | 92.7853 | 100.1655 | 107.5002 | 114.7965 | 120.1903
NPgY | GSP | NPg Best View | HPs - Domestic (GWh) | SHEFFIELD CITY | NPg Best View (Not in FES) | Dem_BB004 | GWh | NPgY | Sheffield City |  | 1.4943 | 1.9436 | 2.5943 | 4.0786 | 6.2501 | 8.8409 | 9.1395 | 9.4523 | 9.7755 | 10.1051 | 10.4383 | 10.7678 | 11.1134 | 12.8405 | 18.97 | 25.0566 | 30.9359 | 36.4749 | 41.2311 | 45.2989 | 48.891 | 54.5768 | 60.2123 | 65.7991 | 71.3162 | 76.7834 | 82.2045 | 87.5842 | 91.5307
NPgY | GSP | NPg Best View | HPs - Domestic (GWh) | SKELTON GRANGE | NPg Best View (Not in FES) | Dem_BB004 | GWh | NPgY | Skelton Grange |  | 14.0753 | 17.2331 | 23.4455 | 38.6433 | 61.197 | 88.3847 | 92.1145 | 96.011 | 100.0362 | 104.1413 | 108.2975 | 112.4176 | 116.7526 | 137.8918 | 212.3838 | 286.632 | 358.8724 | 427.9206 | 488.6479 | 541.8825 | 589.7243 | 658.879 | 727.4411 | 795.4303 | 862.5592 | 929.0899 | 995.0744 | 1060.5757 | 1108.6778
NPgY | GSP | NPg Best View | HPs - Domestic (GWh) | TEMPLEBOROUGH 275/33KV | NPg Best View (Not in FES) | Dem_BB004 | GWh | NPgY | Templeborough |  | 0.143 | 0.19023 | 0.27859 | 0.49126 | 0.81377 | 1.2041 | 1.2404 | 1.2787 | 1.3188 | 1.36 | 1.402 | 1.4441 | 1.4889 | 1.7567 | 2.7116 | 3.65 | 4.5593 | 5.4236 | 6.1711 | 6.8068 | 7.3641 | 8.2341 | 9.0938 | 9.9435 | 10.7799 | 11.6059 | 12.4221 | 13.2292 | 13.8139
NPgY | GSP | NPg Best View | HPs - Domestic (GWh) | THURCROFT | NPg Best View (Not in FES) | Dem_BB004 | GWh | NPgY | Thurcroft |  | 6.1788 | 7.6627 | 10.1201 | 15.8552 | 24.0433 | 33.6809 | 35.0275 | 36.4389 | 37.8997 | 39.3912 | 40.9019 | 42.3985 | 43.9764 | 50.2589 | 72.0636 | 93.9727 | 115.1682 | 135.1466 | 152.1292 | 166.6505 | 179.4901 | 200.0567 | 220.4788 | 240.7639 | 260.801 | 280.6899 | 300.4506 | 320.1067 | 334.6605
NPgY | GSP | NPg Best View | HPs - Domestic (GWh) | WEST MELTON / THORPE MARSH | NPg Best View (Not in FES) | Dem_BB004 | GWh | NPgY | Thorpe Marsh |  | 8.1573 | 10.3467 | 14.3869 | 23.7299 | 37.3459 | 53.6398 | 56.0243 | 58.517 | 61.0954 | 63.7247 | 66.3843 | 69.0144 | 71.7862 | 84.7888 | 129.8598 | 174.5923 | 218.0878 | 259.5818 | 296.1945 | 328.4422 | 357.5291 | 399.3249 | 440.7907 | 481.9394 | 522.5751 | 562.8765 | 602.8804 | 642.6309 | 671.9254
NPgY | GSP | NPg Best View | HPs - Domestic (GWh) | WEST MELTON SECTION 3 | NPg Best View (Not in FES) | Dem_BB004 | GWh | NPgY | West Melton |  | 9.4932 | 12.1119 | 15.9458 | 24.9823 | 37.9954 | 53.6677 | 57.134 | 60.7258 | 64.4204 | 68.1695 | 71.9483 | 75.6777 | 79.588 | 92.4369 | 133.6601 | 174.744 | 214.7366 | 252.994 | 286.6791 | 316.3411 | 342.8416 | 380.6554 | 418.2046 | 455.5022 | 492.2736 | 528.7637 | 565.023 | 601.1114 | 627.883
NPgY | GSP | NPg Best View | HPs - Domestic (GWh) | WINCOBANK | NPg Best View (Not in FES) | Dem_BB004 | GWh | NPgY | Wincobank |  | 0.56636 | 0.72178 | 0.92542 | 1.3501 | 1.9327 | 2.6147 | 2.8022 | 2.995 | 3.1909 | 3.3877 | 3.5834 | 3.7741 | 3.9695 | 4.4743 | 6.0035 | 7.532 | 8.9955 | 10.3682 | 11.5414 | 12.5584 | 13.4597 | 14.8277 | 16.1862 | 17.5357 | 18.8666 | 20.1875 | 21.5003 | 22.8072 | 23.7788
NPgN | GSP | NG FES - Consumer Transformation | HPs - Domestic (GWh) | BLYTH 66kV | Consumer Transformation | Dem_BB004 | GWh | NPgN | Blyth 66kV |  | 5.2016 | 6.1465 | 8.19 | 13.2944 | 20.8449 | 29.963 | 33.5008 | 35.0211 | 36.5033 | 38.0153 | 39.5461 | 41.0602 | 42.6596 | 48.9122 | 73.7206 | 98.8134 | 123.3577 | 146.9394 | 167.8928 | 186.4498 | 203.4101 | 225.4652 | 249.3295 | 273.1207 | 296.759 | 320.2465 | 343.5835 | 366.7697 | 383.8875
NPgN | GSP | NG FES - Consumer Transformation | HPs - Domestic (GWh) | BLYTH 132kV | Consumer Transformation | Dem_BB004 | GWh | NPgN | Blyth 132kV |  | 0.98578 | 1.2524 | 1.7499 | 2.9649 | 4.807 | 7.0779 | 7.9151 | 8.2616 | 8.5991 | 8.944 | 9.2941 | 9.6417 | 10.009 | 11.735 | 18.4687 | 25.2 | 31.7946 | 38.1551 | 43.8913 | 49.0096 | 53.6903 | 59.6801 | 66.1093 | 72.5208 | 78.8958 | 85.2348 | 91.5384 | 97.8069 | 102.4442
NPgN | GSP | NG FES - Consumer Transformation | HPs - Domestic (GWh) | FOURSTONES | Consumer Transformation | Dem_BB004 | GWh | NPgN | Fourstones |  | 0.47825 | 0.58497 | 0.77773 | 1.2522 | 1.9567 | 2.8032 | 3.0994 | 3.1952 | 3.2855 | 3.3782 | 3.473 | 3.5685 | 3.6684 | 4.164 | 6.0954 | 8.0402 | 9.9167 | 11.7047 | 13.2298 | 14.5279 | 15.6792 | 17.3308 | 19.161 | 20.9851 | 22.7952 | 24.5913 | 26.3734 | 28.1416 | 29.4401
NPgN | GSP | NG FES - Consumer Transformation | HPs - Domestic (GWh) | HARTMOOR | Consumer Transformation | Dem_BB004 | GWh | NPgN | Hart Moor |  | 4.8724 | 5.374 | 6.7737 | 10.3969 | 15.5623 | 21.5789 | 23.9983 | 24.8812 | 25.7259 | 26.5844 | 27.4495 | 28.3022 | 29.1952 | 31.9847 | 43.7313 | 56.0215 | 67.9539 | 79.1504 | 88.3934 | 96.1506 | 103.0563 | 113.3134 | 124.9939 | 136.6609 | 148.2579 | 159.785 | 171.2407 | 182.623 | 191.0355
NPgN | GSP | NG FES - Consumer Transformation | HPs - Domestic (GWh) | HAWTHORN PIT GRID | Consumer Transformation | Dem_BB004 | GWh | NPgN | Hawthorn Pit |  | 3.0655 | 4.2057 | 5.7258 | 9.0599 | 13.9992 | 20.2624 | 22.9852 | 24.4638 | 25.9094 | 27.3655 | 28.8259 | 30.27 | 31.7577 | 35.7795 | 49.805 | 63.7519 | 77.2617 | 90.1121 | 101.3756 | 111.0839 | 119.4963 | 131.099 | 143.7918 | 156.4293 | 168.9603 | 181.3852 | 193.7037 | 205.9157 | 214.8575
NPgN | GSP | NG FES - Consumer Transformation | HPs - Domestic (GWh) | KNARESBOROUGH | Consumer Transformation | Dem_BB004 | GWh | NPgN | Knaresborough |  | 4.7238 | 5.3591 | 6.8568 | 10.7957 | 16.6559 | 23.687 | 26.2209 | 26.9312 | 27.5884 | 28.2632 | 28.9522 | 29.6431 | 30.3714 | 34.3722 | 50.9276 | 67.878 | 84.3769 | 100.0299 | 113.4433 | 124.9717 | 135.2993 | 149.7533 | 165.8543 | 181.9205 | 197.8831 | 213.7426 | 229.4982 | 245.1486 | 256.6729
NPgN | GSP | NG FES - Consumer Transformation | HPs - Domestic (GWh) | LACKENBY | Consumer Transformation | Dem_BB004 | GWh | NPgN | Lackenby |  | 2.9239 | 4.2422 | 6.2962 | 10.488 | 16.512 | 24.0017 | 27.2759 | 29.0676 | 30.8314 | 32.6168 | 34.4143 | 36.1916 | 38.0433 | 43.929 | 65.1995 | 86.2171 | 106.6639 | 126.2876 | 144.0844 | 160.0665 | 174.58 | 192.8744 | 212.4515 | 231.9426 | 251.2845 | 270.4789 | 289.5267 | 308.4289 | 322.3256
NPgN | GSP | NG FES - Consumer Transformation | HPs - Domestic (GWh) | NORTON | Consumer Transformation | Dem_BB004 | GWh | NPgN | Norton |  | 11.2114 | 14.0203 | 19.2732 | 31.2233 | 48.5284 | 69.4198 | 77.9338 | 81.9991 | 85.9709 | 90.0036 | 94.0692 | 98.0872 | 102.2845 | 116.2971 | 169.2912 | 222.4418 | 274.0483 | 323.4068 | 366.9317 | 405.1917 | 439.8001 | 485.5651 | 535.2342 | 584.6858 | 633.7385 | 682.3938 | 730.6511 | 778.51 | 813.6521
NPgN | GSP | NG FES - Consumer Transformation | HPs - Domestic (GWh) | OFFERTON | Consumer Transformation | Dem_BB004 | GWh | NPgN | Offerton |  | 1.3487 | 1.6863 | 2.3842 | 4.0423 | 6.536 | 9.6111 | 10.7196 | 11.1695 | 11.6035 | 12.0469 | 12.4968 | 12.9444 | 13.4162 | 15.7356 | 24.7395 | 33.7232 | 42.4877 | 50.9039 | 58.4508 | 65.1558 | 71.2506 | 79.1009 | 87.5123 | 95.8787 | 104.173 | 112.3955 | 120.5465 | 128.6259 | 134.5348
NPgN | GSP | NG FES - Consumer Transformation | HPs - Domestic (GWh) | OSBALDWICK | Consumer Transformation | Dem_BB004 | GWh | NPgN | Osbaldwick |  | 7.1059 | 9.05 | 12.0391 | 18.6838 | 28.1187 | 39.3708 | 44.1209 | 46.2697 | 48.3688 | 50.5059 | 52.6652 | 54.7993 | 57.043 | 65.0215 | 95.9135 | 126.9702 | 157.1876 | 186.0564 | 211.7707 | 234.7503 | 255.8874 | 282.9765 | 312.3924 | 341.7122 | 370.8315 | 399.7524 | 428.4752 | 457.0001 | 478.0399
NPgN | GSP | NG FES - Consumer Transformation | HPs - Domestic (GWh) | POPPLETON | Consumer Transformation | Dem_BB004 | GWh | NPgN | Poppleton |  | 1.8137 | 2.104 | 2.7062 | 4.213 | 6.386 | 8.9319 | 9.9281 | 10.2942 | 10.646 | 11.0061 | 11.3717 | 11.7345 | 12.118 | 13.4676 | 18.9999 | 24.6802 | 30.1913 | 35.4209 | 39.8596 | 43.653 | 47.0681 | 51.9117 | 57.3297 | 62.7366 | 68.1079 | 73.4438 | 78.7441 | 84.0083 | 87.895
NPgN | GSP | NG FES - Consumer Transformation | HPs - Domestic (GWh) | SALTHOLME | Consumer Transformation | Dem_BB004 | GWh | NPgN | Saltholme |  | 0.25123 | 0.24657 | 0.26845 | 0.37095 | 0.52158 | 0.68955 | 0.76258 | 0.78104 | 0.79788 | 0.81498 | 0.83214 | 0.84891 | 0.86637 | 0.90982 | 1.1669 | 1.4691 | 1.7648 | 2.0417 | 2.2478 | 2.4091 | 2.5533 | 2.7881 | 3.0742 | 3.3606 | 3.6455 | 3.9289 | 4.2105 | 4.4903 | 4.6972
NPgN | GSP | NG FES - Consumer Transformation | HPs - Domestic (GWh) | SOUTH SHIELDS | Consumer Transformation | Dem_BB004 | GWh | NPgN | South Shields |  | 1.3492 | 1.6077 | 2.1367 | 3.5073 | 5.5725 | 8.1051 | 9.1071 | 9.5612 | 10.0058 | 10.4597 | 10.9202 | 11.3776 | 11.8604 | 13.9691 | 22.1981 | 30.4819 | 38.6053 | 46.493 | 53.6587 | 60.1386 | 66.1399 | 73.5356 | 81.4183 | 89.2768 | 97.0892 | 104.8562 | 112.5783 | 120.2558 | 125.9324
NPgN | GSP | NG FES - Consumer Transformation | HPs - Domestic (GWh) | SPADEADAM | Consumer Transformation | Dem_BB004 | GWh | NPgN | Spadeadam - Not in NG FES |  | 0.10037 | 0.13225 | 0.19122 | 0.33161 | 0.55126 | 0.83048 | 0.93032 | 0.97346 | 1.0153 | 1.058 | 1.1016 | 1.145 | 1.191 | 1.4248 | 2.3218 | 3.2135 | 4.0871 | 4.9339 | 5.709 | 6.4057 | 7.0415 | 7.8388 | 8.6856 | 9.5297 | 10.3687 | 11.2026 | 12.0316 | 12.8558 | 13.4646
NPgN | GSP | NG FES - Consumer Transformation | HPs - Domestic (GWh) | SPENNYMOOR | Consumer Transformation | Dem_BB004 | GWh | NPgN | Spennymoor |  | 9.366 | 11.0918 | 14.5487 | 23.0696 | 35.4807 | 50.2668 | 55.9992 | 58.3645 | 60.6526 | 62.9824 | 65.3374 | 67.6695 | 70.115 | 78.5591 | 111.8454 | 145.6701 | 178.4912 | 209.6971 | 236.4469 | 259.4005 | 279.9326 | 308.681 | 340.4282 | 372.0507 | 403.4164 | 434.5257 | 465.3765 | 495.9666 | 518.4149
NPgN | GSP | NG FES - Consumer Transformation | HPs - Domestic (GWh) | STELLA NORTH | Consumer Transformation | Dem_BB004 | GWh | NPgN | Stella North |  | 4.7233 | 5.9189 | 8.1923 | 13.5261 | 21.2982 | 30.6971 | 34.5566 | 36.5289 | 38.4783 | 40.462 | 42.4649 | 44.4397 | 46.5227 | 54.1898 | 83.731 | 113.3165 | 142.2888 | 170.292 | 195.7432 | 218.7824 | 240.1529 | 266.5299 | 294.5615 | 322.4783 | 350.2037 | 377.7408 | 405.0911 | 432.2559 | 452.294
NPgN | GSP | NG FES - Consumer Transformation | HPs - Domestic (GWh) | STELLA SOUTH | Consumer Transformation | Dem_BB004 | GWh | NPgN | Stella South |  | 4.0668 | 5.2125 | 6.9219 | 11.1159 | 17.4548 | 25.4044 | 28.7095 | 30.4116 | 32.0771 | 33.7621 | 35.4595 | 37.1439 | 38.8904 | 44.051 | 62.788 | 81.5853 | 99.8624 | 117.4395 | 132.8606 | 146.2009 | 157.9469 | 173.8983 | 191.2674 | 208.5695 | 225.74 | 242.7794 | 259.6876 | 276.4647 | 288.7944
NPgN | GSP | NG FES - Consumer Transformation | HPs - Domestic (GWh) | TYNEMOUTH | Consumer Transformation | Dem_BB004 | GWh | NPgN | Tynemouth 1 |  | 5.091 | 5.8879 | 7.7445 | 12.5238 | 19.5909 | 28.0655 | 31.3005 | 32.6019 | 33.8635 | 35.1514 | 36.456 | 37.7468 | 39.111 | 45.1637 | 69.4204 | 93.9896 | 118.0431 | 141.1696 | 161.762 | 180.1077 | 197.0058 | 218.6559 | 242.0241 | 265.315 | 288.4542 | 311.4435 | 334.2828 | 356.9717 | 373.7029
NPgN | GSP | NG FES - Consumer Transformation | HPs - Domestic (GWh) | WEST BOLDON | Consumer Transformation | Dem_BB004 | GWh | NPgN | West Boldon |  | 6.4525 | 7.6498 | 10.2495 | 16.7066 | 26.3438 | 38.1237 | 42.7992 | 44.83 | 46.8019 | 48.8074 | 50.8337 | 52.8395 | 54.9417 | 63.359 | 96.1482 | 129.2341 | 161.5693 | 192.66 | 220.3814 | 244.9718 | 267.3777 | 296.2381 | 327.4442 | 358.5456 | 389.4382 | 420.124 | 450.6033 | 480.8752 | 503.1829
NPgY | GSP | NG FES - Consumer Transformation | HPs - Domestic (GWh) | BRADFORD WEST | Consumer Transformation | Dem_BB004 | GWh | NPgY | Bradford West |  | 9.8787 | 12.8155 | 18.1738 | 31.0828 | 50.5655 | 74.2022 | 76.6054 | 79.1428 | 81.7894 | 84.5104 | 87.288 | 90.0633 | 93.0124 | 111.0431 | 175.8511 | 239.8843 | 302.1076 | 361.5703 | 413.9113 | 459.5327 | 500.3494 | 560.2466 | 619.565 | 678.3226 | 736.3162 | 793.7332 | 850.6118 | 906.9985 | 948.2035
NPgY | GSP | NG FES - Consumer Transformation | HPs - Domestic (GWh) | CAMBLESFORTH | Consumer Transformation | Dem_BB004 | GWh | NPgY | Camblesforth |  | 0.70306 | 0.85087 | 1.1902 | 2.0314 | 3.2852 | 4.7947 | 4.9434 | 5.101 | 5.2661 | 5.4362 | 5.6101 | 5.7834 | 5.9691 | 7.1804 | 11.62 | 16.0494 | 20.3797 | 24.5223 | 28.2002 | 31.4562 | 34.4146 | 38.6247 | 42.8065 | 46.9612 | 51.0734 | 55.1572 | 59.2157 | 63.2526 | 66.2356
NPgY | GSP | NG FES - Consumer Transformation | HPs - Domestic (GWh) | CREYKE BECK | Consumer Transformation | Dem_BB004 | GWh | NPgY | Creyke Beck |  | 8.3798 | 10.4801 | 14.6053 | 24.8149 | 40.2432 | 59.0433 | 61.5174 | 64.115 | 66.8141 | 69.5777 | 72.3867 | 75.1785 | 78.1376 | 94.858 | 154.2884 | 213.3336 | 271.0633 | 326.7153 | 376.7707 | 421.4976 | 462.3035 | 518.0917 | 573.5166 | 628.5968 | 683.1202 | 737.286 | 791.1379 | 844.7276 | 884.3901
NPgY | GSP | NG FES - Consumer Transformation | HPs - Domestic (GWh) | DRAX | Consumer Transformation | Dem_BB004 | GWh | NPgY | Drax |  | 0.7967 | 1.064 | 1.4969 | 2.3798 | 3.4997 | 4.7627 | 5.3538 | 5.9662 | 6.5979 | 7.2382 | 7.8813 | 8.5106 | 9.1751 | 11.127 | 16.9124 | 22.617 | 28.2384 | 33.7131 | 38.8584 | 43.7438 | 48.3876 | 53.6744 | 58.9434 | 64.1956 | 69.3731 | 74.5277 | 79.6707 | 84.8161 | 88.7032
NPgY | GSP | NG FES - Consumer Transformation | HPs - Domestic (GWh) | ELLAND | Consumer Transformation | Dem_BB004 | GWh | NPgY | Elland |  | 10.0429 | 12.0501 | 16.181 | 26.3854 | 41.5355 | 59.7571 | 62.0225 | 64.3901 | 66.8312 | 69.3207 | 71.8414 | 74.3444 | 76.9672 | 90.2717 | 138.0904 | 185.9737 | 232.4877 | 276.8483 | 315.5267 | 349.2018 | 379.3777 | 424.1248 | 468.5025 | 512.526 | 556.0409 | 599.1887 | 641.9972 | 684.4997 | 715.7289
NPgY | GSP | NG FES - Consumer Transformation | HPs - Domestic (GWh) | FERRYBRIDGE A | Consumer Transformation | Dem_BB004 | GWh | NPgY | Ferrybridge A |  | 2.6649 | 3.6471 | 4.8291 | 7.5166 | 11.4132 | 16.1278 | 17.186 | 18.2867 | 19.4237 | 20.5802 | 21.7483 | 22.9018 | 24.1168 | 28.2755 | 41.4624 | 54.4582 | 67.0976 | 79.2171 | 90.0169 | 99.5816 | 108.148 | 120.0533 | 131.8558 | 143.5597 | 155.0734 | 166.4776 | 177.7889 | 189.0272 | 197.3206
NPgY | GSP | NG FES - Consumer Transformation | HPs - Domestic (GWh) | FERRYBRIDGE B | Consumer Transformation | Dem_BB004 | GWh | NPgY | Ferrybridge B (_M) |  | 7.1458 | 8.657 | 11.7217 | 18.9936 | 29.5086 | 42.0228 | 43.8369 | 45.7318 | 47.6896 | 49.6848 | 51.702 | 53.6959 | 55.7962 | 64.9271 | 96.7758 | 128.6871 | 159.7117 | 189.1697 | 214.7787 | 237.0958 | 257.075 | 286.9614 | 316.6353 | 346.1059 | 375.2236 | 404.1238 | 432.834 | 461.3868 | 482.4972
NPgY | GSP | NG FES - Consumer Transformation | HPs - Domestic (GWh) | GRIMSBY WEST | Consumer Transformation | Dem_BB004 | GWh | NPgY | Grimsby West |  | 2.108 | 2.6577 | 3.8046 | 6.6071 | 10.8356 | 16.0288 | 16.8536 | 17.7171 | 18.6144 | 19.5316 | 20.462 | 21.3825 | 22.3612 | 28.3779 | 49.6765 | 70.7471 | 91.4294 | 111.4843 | 130.0092 | 147.0224 | 162.8435 | 182.6054 | 202.2196 | 221.6903 | 240.9392 | 260.0394 | 279.0072 | 297.8611 | 311.7538
NPgY | GSP | NG FES - Consumer Transformation | HPs - Domestic (GWh) | JORDANTHORPE | Consumer Transformation | Dem_BB004 | GWh | NPgY | Jordanthorpe |  | 2.3952 | 2.9526 | 3.611 | 5.3899 | 8.0421 | 11.1965 | 11.595 | 12.0157 | 12.4539 | 12.9037 | 13.3618 | 13.8175 | 14.3022 | 16.4698 | 24.2232 | 32.064 | 39.7001 | 46.987 | 53.2677 | 58.6878 | 63.5317 | 70.9465 | 78.314 | 85.6364 | 92.8773 | 100.0704 | 107.2222 | 114.3409 | 119.6225
NPgY | GSP | NG FES - Consumer Transformation | HPs - Domestic (GWh) | KEADBY | Consumer Transformation | Dem_BB004 | GWh | NPgY | Keadby |  | 3.8332 | 4.8375 | 6.8665 | 11.8749 | 19.4426 | 28.686 | 30.0221 | 31.4216 | 32.8757 | 34.3624 | 35.8706 | 37.3632 | 38.9481 | 47.3827 | 76.8642 | 106.0797 | 134.6879 | 162.2347 | 187.0753 | 209.2767 | 229.4816 | 256.9014 | 284.1234 | 311.1541 | 337.8661 | 364.3754 | 390.7067 | 416.89 | 436.2263
NPgY | GSP | NG FES - Consumer Transformation | HPs - Domestic (GWh) | KIRKSTALL B | Consumer Transformation | Dem_BB004 | GWh | NPgY | Kirkstall B |  | 3.7161 | 5.1115 | 7.4021 | 12.5694 | 20.2277 | 29.6079 | 31.2283 | 32.9229 | 34.6789 | 36.4725 | 38.2922 | 40.0997 | 42.0063 | 51.0351 | 81.6868 | 111.8459 | 141.2159 | 169.569 | 195.2667 | 218.3737 | 239.4277 | 267.5413 | 295.428 | 323.097 | 350.4215 | 377.5188 | 404.4141 | 431.1375 | 450.8338
NPgY | GSP | NG FES - Consumer Transformation | HPs - Domestic (GWh) | NEEPSEND | Consumer Transformation | Dem_BB004 | GWh | NPgY | Neepsend |  | 2.1195 | 2.8888 | 4.0445 | 6.6817 | 10.6114 | 15.3712 | 15.8912 | 16.4387 | 17.0092 | 17.5945 | 18.1907 | 18.7845 | 19.4155 | 22.9536 | 35.4506 | 47.765 | 59.7189 | 71.0815 | 81.0603 | 89.7286 | 97.4425 | 108.9972 | 120.4511 | 131.8067 | 143.0186 | 154.1296 | 165.1482 | 176.085 | 184.1106
NPgY | GSP | NG FES - Consumer Transformation | HPs - Domestic (GWh) | NORTON LEES | Consumer Transformation | Dem_BB004 | GWh | NPgY | Norton Lees |  | 3.6039 | 4.1377 | 5.3364 | 8.4157 | 12.9109 | 18.1964 | 18.7185 | 19.2692 | 19.8392 | 20.4227 | 21.0145 | 21.6015 | 22.2201 | 25.4698 | 37.6862 | 50.1189 | 62.1846 | 73.5786 | 83.2233 | 91.4524 | 98.7848 | 110.5447 | 122.2219 | 133.8193 | 145.2975 | 156.6937 | 168.0148 | 179.2687 | 187.5746
NPgY | GSP | NG FES - Consumer Transformation | HPs - Domestic (GWh) | PITSMOOR 3/4 | Consumer Transformation | Dem_BB004 | GWh | NPgY | Pitsmoor |  | 0.46141 | 0.73003 | 1.1629 | 2.1025 | 3.5316 | 5.3202 | 5.569 | 5.8297 | 6.1013 | 6.3798 | 6.6637 | 6.9473 | 7.2483 | 8.9363 | 14.7362 | 20.3983 | 25.9168 | 31.2363 | 36.0813 | 40.4188 | 44.3395 | 49.6484 | 54.9145 | 60.1392 | 65.3019 | 70.4223 | 75.5048 | 80.5545 | 84.2718
NPgY | GSP | NG FES - Consumer Transformation | HPs - Domestic (GWh) | SALTEND NORTH | Consumer Transformation | Dem_BB004 | GWh | NPgY | Saltend North |  | 0.9267 | 1.1839 | 1.673 | 2.969 | 5.0081 | 7.5405 | 7.8538 | 8.1838 | 8.5284 | 8.8824 | 9.2438 | 9.6043 | 9.9884 | 12.2809 | 20.4148 | 28.4705 | 36.3653 | 44.0162 | 50.9302 | 57.0871 | 62.6742 | 70.285 | 77.844 | 85.3538 | 92.7853 | 100.1655 | 107.5002 | 114.7965 | 120.1903
NPgY | GSP | NG FES - Consumer Transformation | HPs - Domestic (GWh) | SHEFFIELD CITY | Consumer Transformation | Dem_BB004 | GWh | NPgY | Sheffield City |  | 1.4943 | 1.9436 | 2.5943 | 4.0786 | 6.2501 | 8.8409 | 9.1395 | 9.4523 | 9.7755 | 10.1051 | 10.4383 | 10.7678 | 11.1134 | 12.8405 | 18.97 | 25.0566 | 30.9359 | 36.4749 | 41.2311 | 45.2989 | 48.891 | 54.5768 | 60.2123 | 65.7991 | 71.3162 | 76.7834 | 82.2045 | 87.5842 | 91.5307
NPgY | GSP | NG FES - Consumer Transformation | HPs - Domestic (GWh) | SKELTON GRANGE | Consumer Transformation | Dem_BB004 | GWh | NPgY | Skelton Grange |  | 14.0753 | 17.2331 | 23.4455 | 38.6433 | 61.197 | 88.3847 | 92.1145 | 96.011 | 100.0362 | 104.1413 | 108.2975 | 112.4176 | 116.7526 | 137.8918 | 212.3838 | 286.632 | 358.8724 | 427.9206 | 488.6479 | 541.8825 | 589.7243 | 658.879 | 727.4411 | 795.4303 | 862.5592 | 929.0899 | 995.0744 | 1060.5757 | 1108.6778
NPgY | GSP | NG FES - Consumer Transformation | HPs - Domestic (GWh) | TEMPLEBOROUGH 275/33KV | Consumer Transformation | Dem_BB004 | GWh | NPgY | Templeborough |  | 0.143 | 0.19023 | 0.27859 | 0.49126 | 0.81377 | 1.2041 | 1.2404 | 1.2787 | 1.3188 | 1.36 | 1.402 | 1.4441 | 1.4889 | 1.7567 | 2.7116 | 3.65 | 4.5593 | 5.4236 | 6.1711 | 6.8068 | 7.3641 | 8.2341 | 9.0938 | 9.9435 | 10.7799 | 11.6059 | 12.4221 | 13.2292 | 13.8139
NPgY | GSP | NG FES - Consumer Transformation | HPs - Domestic (GWh) | THURCROFT | Consumer Transformation | Dem_BB004 | GWh | NPgY | Thurcroft |  | 6.1788 | 7.6627 | 10.1201 | 15.8552 | 24.0433 | 33.6809 | 35.0275 | 36.4389 | 37.8997 | 39.3912 | 40.9019 | 42.3985 | 43.9764 | 50.2589 | 72.0636 | 93.9727 | 115.1682 | 135.1466 | 152.1292 | 166.6505 | 179.4901 | 200.0567 | 220.4788 | 240.7639 | 260.801 | 280.6899 | 300.4506 | 320.1067 | 334.6605
NPgY | GSP | NG FES - Consumer Transformation | HPs - Domestic (GWh) | WEST MELTON / THORPE MARSH | Consumer Transformation | Dem_BB004 | GWh | NPgY | Thorpe Marsh |  | 8.1573 | 10.3467 | 14.3869 | 23.7299 | 37.3459 | 53.6398 | 56.0243 | 58.517 | 61.0954 | 63.7247 | 66.3843 | 69.0144 | 71.7862 | 84.7888 | 129.8598 | 174.5923 | 218.0878 | 259.5818 | 296.1945 | 328.4422 | 357.5291 | 399.3249 | 440.7907 | 481.9394 | 522.5751 | 562.8765 | 602.8804 | 642.6309 | 671.9254
NPgY | GSP | NG FES - Consumer Transformation | HPs - Domestic (GWh) | WEST MELTON SECTION 3 | Consumer Transformation | Dem_BB004 | GWh | NPgY | West Melton |  | 9.4932 | 12.1119 | 15.9458 | 24.9823 | 37.9954 | 53.6677 | 57.134 | 60.7258 | 64.4204 | 68.1695 | 71.9483 | 75.6777 | 79.588 | 92.4369 | 133.6601 | 174.744 | 214.7366 | 252.994 | 286.6791 | 316.3411 | 342.8416 | 380.6554 | 418.2046 | 455.5022 | 492.2736 | 528.7637 | 565.023 | 601.1114 | 627.883
NPgY | GSP | NG FES - Consumer Transformation | HPs - Domestic (GWh) | WINCOBANK | Consumer Transformation | Dem_BB004 | GWh | NPgY | Wincobank |  | 0.56636 | 0.72178 | 0.92542 | 1.3501 | 1.9327 | 2.6147 | 2.8022 | 2.995 | 3.1909 | 3.3877 | 3.5834 | 3.7741 | 3.9695 | 4.4743 | 6.0035 | 7.532 | 8.9955 | 10.3682 | 11.5414 | 12.5584 | 13.4597 | 14.8277 | 16.1862 | 17.5357 | 18.8666 | 20.1875 | 21.5003 | 22.8072 | 23.7788
NPgN | GSP | NG FES - Falling Short | HPs - Domestic (GWh) | BLYTH 66kV | Falling Short | Dem_BB004 | GWh | NPgN | Blyth 66kV |  | 5.2016 | 5.7684 | 6.0303 | 7.1146 | 8.3068 | 9.5868 | 10.9189 | 12.3067 | 13.7441 | 15.203 | 16.671 | 18.1101 | 18.8481 | 19.3997 | 19.9938 | 20.5361 | 21.0608 | 21.6253 | 22.209 | 22.8128 | 23.4231 | 24.0286 | 24.6331 | 25.2389 | 25.8476 | 26.4566 | 27.0704 | 27.6292 | 28.0145
NPgN | GSP | NG FES - Falling Short | HPs - Domestic (GWh) | BLYTH 132kV | Falling Short | Dem_BB004 | GWh | NPgN | Blyth 132kV |  | 0.98578 | 1.1435 | 1.2042 | 1.4513 | 1.7207 | 2.0088 | 2.308 | 2.6194 | 2.9417 | 3.2688 | 3.5978 | 3.9204 | 4.0903 | 4.225 | 4.3655 | 4.4929 | 4.6163 | 4.7484 | 4.8848 | 5.0273 | 5.1712 | 5.314 | 5.4565 | 5.5995 | 5.7438 | 5.8882 | 6.0332 | 6.1641 | 6.2519
NPgN | GSP | NG FES - Falling Short | HPs - Domestic (GWh) | FOURSTONES | Falling Short | Dem_BB004 | GWh | NPgN | Fourstones |  | 0.47825 | 0.5304 | 0.53612 | 0.56466 | 0.60289 | 0.64638 | 0.69397 | 0.74553 | 0.79959 | 0.85499 | 0.9118 | 0.96946 | 1.0085 | 1.0608 | 1.1215 | 1.1788 | 1.2253 | 1.2864 | 1.3476 | 1.4083 | 1.4698 | 1.531 | 1.5919 | 1.6535 | 1.716 | 1.7786 | 1.8414 | 1.8952 | 1.9219
NPgN | GSP | NG FES - Falling Short | HPs - Domestic (GWh) | HARTMOOR | Falling Short | Dem_BB004 | GWh | NPgN | Hart Moor |  | 4.8724 | 5.1458 | 5.2521 | 5.7245 | 6.2793 | 6.8934 | 7.5435 | 8.2278 | 8.941 | 9.6679 | 10.4017 | 11.123 | 11.5067 | 11.8874 | 12.323 | 12.7352 | 13.1352 | 13.5599 | 13.9945 | 14.4328 | 14.8735 | 15.3112 | 15.7478 | 16.1846 | 16.622 | 17.059 | 17.5005 | 17.8813 | 18.0722
NPgN | GSP | NG FES - Falling Short | HPs - Domestic (GWh) | HAWTHORN PIT GRID | Falling Short | Dem_BB004 | GWh | NPgN | Hawthorn Pit |  | 3.0655 | 3.7318 | 3.8844 | 4.5222 | 5.2321 | 5.9961 | 6.7942 | 7.6289 | 8.4941 | 9.3727 | 10.2587 | 11.1313 | 11.7449 | 12.7099 | 13.6993 | 14.6468 | 15.5565 | 16.5165 | 17.4838 | 18.4531 | 19.4236 | 20.3872 | 21.3453 | 22.3014 | 23.2561 | 24.2068 | 25.1561 | 25.9214 | 26.1435
NPgN | GSP | NG FES - Falling Short | HPs - Domestic (GWh) | KNARESBOROUGH | Falling Short | Dem_BB004 | GWh | NPgN | Knaresborough |  | 4.7238 | 5.0555 | 5.1194 | 5.4236 | 5.8063 | 6.2408 | 6.7083 | 7.2058 | 7.7273 | 8.261 | 8.8022 | 9.3374 | 9.6591 | 10.0337 | 10.4297 | 10.7982 | 11.1477 | 11.5274 | 11.9145 | 12.3074 | 12.7027 | 13.0954 | 13.4864 | 13.8778 | 14.2707 | 14.6628 | 15.059 | 15.397 | 15.554
NPgN | GSP | NG FES - Falling Short | HPs - Domestic (GWh) | LACKENBY | Falling Short | Dem_BB004 | GWh | NPgN | Lackenby |  | 2.9239 | 3.6869 | 3.952 | 5.0262 | 6.1841 | 7.4125 | 8.684 | 10.0055 | 11.3706 | 12.7537 | 14.1451 | 15.5111 | 16.3247 | 17.2495 | 18.1983 | 19.0906 | 19.9423 | 20.8555 | 21.7822 | 22.7193 | 23.6614 | 24.596 | 25.5265 | 26.4565 | 27.3874 | 28.3157 | 29.2437 | 30.0276 | 30.3853
NPgN | GSP | NG FES - Falling Short | HPs - Domestic (GWh) | NORTON | Falling Short | Dem_BB004 | GWh | NPgN | Norton |  | 11.2114 | 12.7849 | 13.3527 | 15.7165 | 18.3367 | 21.1493 | 24.0848 | 27.1534 | 30.3315 | 33.5578 | 36.8113 | 40.0183 | 41.8064 | 43.6354 | 45.6857 | 47.6223 | 49.4125 | 51.4231 | 53.4665 | 55.5336 | 57.6192 | 59.6921 | 61.7578 | 63.8307 | 65.9145 | 67.9978 | 70.084 | 71.882 | 72.8217
NPgN | GSP | NG FES - Falling Short | HPs - Domestic (GWh) | OFFERTON | Falling Short | Dem_BB004 | GWh | NPgN | Offerton |  | 1.3487 | 1.5346 | 1.6041 | 1.8917 | 2.2088 | 2.5491 | 2.9036 | 3.2734 | 3.6565 | 4.0454 | 4.4372 | 4.822 | 5.0344 | 5.2337 | 5.4454 | 5.6403 | 5.8268 | 6.0279 | 6.2337 | 6.4449 | 6.6584 | 6.8705 | 7.082 | 7.2937 | 7.5061 | 7.7182 | 7.9321 | 8.1198 | 8.2266
NPgN | GSP | NG FES - Falling Short | HPs - Domestic (GWh) | OSBALDWICK | Falling Short | Dem_BB004 | GWh | NPgN | Osbaldwick |  | 7.1059 | 8.2406 | 8.5767 | 9.9775 | 11.5327 | 13.2076 | 14.9557 | 16.7817 | 18.674 | 20.5956 | 22.5314 | 24.4339 | 25.4326 | 26.2627 | 27.18 | 28.0318 | 28.8333 | 29.7218 | 30.633 | 31.5621 | 32.5019 | 33.4348 | 34.3655 | 35.2995 | 36.2389 | 37.1786 | 38.1229 | 38.9645 | 39.4932
NPgN | GSP | NG FES - Falling Short | HPs - Domestic (GWh) | POPPLETON | Falling Short | Dem_BB004 | GWh | NPgN | Poppleton |  | 1.8137 | 1.9746 | 2.0272 | 2.2557 | 2.519 | 2.8067 | 3.1099 | 3.4288 | 3.7603 | 4.0976 | 4.4382 | 4.7743 | 4.9479 | 5.0777 | 5.2258 | 5.3621 | 5.4838 | 5.6289 | 5.7777 | 5.9279 | 6.0801 | 6.2312 | 6.3818 | 6.5334 | 6.6862 | 6.8392 | 6.9943 | 7.1368 | 7.2378
NPgN | GSP | NG FES - Falling Short | HPs - Domestic (GWh) | SALTHOLME | Falling Short | Dem_BB004 | GWh | NPgN | Saltholme |  | 0.25123 | 0.24946 | 0.24975 | 0.25392 | 0.26154 | 0.27132 | 0.28244 | 0.29462 | 0.30761 | 0.32105 | 0.33478 | 0.34839 | 0.35501 | 0.36229 | 0.37221 | 0.38209 | 0.39167 | 0.40192 | 0.41246 | 0.42309 | 0.43379 | 0.44446 | 0.45512 | 0.46581 | 0.47655 | 0.4873 | 0.49814 | 0.50731 | 0.51132
NPgN | GSP | NG FES - Falling Short | HPs - Domestic (GWh) | SOUTH SHIELDS | Falling Short | Dem_BB004 | GWh | NPgN | South Shields |  | 1.3492 | 1.5055 | 1.5814 | 1.8943 | 2.2377 | 2.6051 | 2.9875 | 3.3861 | 3.7987 | 4.2173 | 4.639 | 5.0536 | 5.2771 | 5.4526 | 5.6347 | 5.8011 | 5.954 | 6.1288 | 6.3086 | 6.4944 | 6.6828 | 6.8697 | 7.0561 | 7.2433 | 7.4319 | 7.6206 | 7.8096 | 7.9813 | 8.1013
NPgN | GSP | NG FES - Falling Short | HPs - Domestic (GWh) | SPADEADAM | Falling Short | Dem_BB004 | GWh | NPgN | Spadeadam - Not in NG FES |  | 0.10037 | 0.11869 | 0.12581 | 0.15452 | 0.18572 | 0.21897 | 0.25348 | 0.2894 | 0.32657 | 0.36427 | 0.40224 | 0.43952 | 0.46023 | 0.47901 | 0.49836 | 0.51602 | 0.5328 | 0.55105 | 0.56979 | 0.58936 | 0.6091 | 0.62871 | 0.64827 | 0.66791 | 0.68777 | 0.70763 | 0.72761 | 0.74537 | 0.75626
NPgN | GSP | NG FES - Falling Short | HPs - Domestic (GWh) | SPENNYMOOR | Falling Short | Dem_BB004 | GWh | NPgN | Spennymoor |  | 9.366 | 10.3421 | 10.6568 | 12.0039 | 13.5375 | 15.2051 | 16.9578 | 18.7976 | 20.7085 | 22.6519 | 24.614 | 26.5493 | 27.6161 | 28.6585 | 29.8211 | 30.9098 | 31.9152 | 33.0494 | 34.2047 | 35.3694 | 36.5447 | 37.7123 | 38.8756 | 40.0431 | 41.2164 | 42.3894 | 43.5689 | 44.5967 | 45.1616
NPgN | GSP | NG FES - Falling Short | HPs - Domestic (GWh) | STELLA NORTH | Falling Short | Dem_BB004 | GWh | NPgN | Stella North |  | 4.7233 | 5.4688 | 5.8396 | 7.3422 | 8.9606 | 10.6806 | 12.46 | 14.3071 | 16.2156 | 18.1495 | 20.0928 | 21.9961 | 22.9634 | 23.6449 | 24.3784 | 25.0464 | 25.6902 | 26.3872 | 27.1079 | 27.8517 | 28.605 | 29.3518 | 30.0977 | 30.8453 | 31.5962 | 32.3475 | 33.1031 | 33.7972 | 34.2997
NPgN | GSP | NG FES - Falling Short | HPs - Domestic (GWh) | STELLA SOUTH | Falling Short | Dem_BB004 | GWh | NPgN | Stella South |  | 4.0668 | 4.7404 | 4.9336 | 5.7464 | 6.6545 | 7.6315 | 8.6535 | 9.724 | 10.8334 | 11.96 | 13.0973 | 14.2209 | 14.9663 | 15.9791 | 17.011 | 17.99 | 18.8997 | 19.904 | 20.9167 | 21.9314 | 22.9504 | 23.962 | 24.9676 | 25.9736 | 26.9809 | 27.985 | 28.9888 | 29.8206 | 30.1446
NPgN | GSP | NG FES - Falling Short | HPs - Domestic (GWh) | TYNEMOUTH | Falling Short | Dem_BB004 | GWh | NPgN | Tynemouth 1 |  | 5.091 | 5.5777 | 5.7963 | 6.7063 | 7.7163 | 8.8057 | 9.9423 | 11.1282 | 12.3578 | 13.6067 | 14.8639 | 16.0964 | 16.7341 | 17.2181 | 17.7395 | 18.2154 | 18.6793 | 19.1734 | 19.6844 | 20.2122 | 20.7452 | 21.2738 | 21.8017 | 22.3303 | 22.8611 | 23.392 | 23.9263 | 24.4094 | 24.7331
NPgN | GSP | NG FES - Falling Short | HPs - Domestic (GWh) | WEST BOLDON | Falling Short | Dem_BB004 | GWh | NPgN | West Boldon |  | 6.4525 | 7.1409 | 7.4374 | 8.6733 | 10.0429 | 11.5171 | 13.0549 | 14.6603 | 16.324 | 18.0135 | 19.7153 | 21.3871 | 22.3146 | 23.2271 | 24.2075 | 25.1269 | 26.0061 | 26.9535 | 27.9216 | 28.9123 | 29.9109 | 30.9026 | 31.8914 | 32.8812 | 33.8745 | 34.867 | 35.862 | 36.7229 | 37.1811
NPgY | GSP | NG FES - Falling Short | HPs - Domestic (GWh) | BRADFORD WEST | Falling Short | Dem_BB004 | GWh | NPgY | Bradford West |  | 9.8787 | 11.5313 | 11.9639 | 13.7816 | 15.8274 | 18.0364 | 20.3514 | 22.7776 | 25.2951 | 27.854 | 30.4379 | 32.9883 | 35.7249 | 39.125 | 42.877 | 46.1442 | 48.105 | 49.8971 | 51.7136 | 53.5385 | 55.3807 | 57.2108 | 59.0374 | 60.8727 | 62.72 | 64.5693 | 66.4367 | 68.205 | 69.6475
NPgY | GSP | NG FES - Falling Short | HPs - Domestic (GWh) | CAMBLESFORTH | Falling Short | Dem_BB004 | GWh | NPgY | Camblesforth |  | 0.70306 | 0.7895 | 0.82326 | 0.96171 | 1.1147 | 1.2796 | 1.4513 | 1.6303 | 1.816 | 2.0046 | 2.1944 | 2.3803 | 2.5765 | 2.8048 | 3.0518 | 3.2627 | 3.3831 | 3.48 | 3.5795 | 3.6815 | 3.7842 | 3.8861 | 3.988 | 4.0903 | 4.1934 | 4.2967 | 4.401 | 4.5047 | 4.6041
NPgY | GSP | NG FES - Falling Short | HPs - Domestic (GWh) | CREYKE BECK | Falling Short | Dem_BB004 | GWh | NPgY | Creyke Beck |  | 8.3798 | 9.5901 | 10.0679 | 12.0395 | 14.2098 | 16.5349 | 18.956 | 21.4819 | 24.0972 | 26.7515 | 29.4257 | 32.0558 | 34.8583 | 38.2716 | 42.0165 | 45.2778 | 47.2071 | 48.9124 | 50.6456 | 52.4008 | 54.1707 | 55.9285 | 57.6845 | 59.4479 | 61.2236 | 63.0016 | 64.7931 | 66.5086 | 67.9752
NPgY | GSP | NG FES - Falling Short | HPs - Domestic (GWh) | DRAX | Falling Short | Dem_BB004 | GWh | NPgY | Drax |  | 0.7967 | 1.0061 | 1.1495 | 1.7136 | 2.306 | 2.9291 | 3.5686 | 4.229 | 4.9095 | 5.5976 | 6.2874 | 6.9604 | 7.6696 | 8.4908 | 9.3655 | 10.121 | 10.5466 | 10.8851 | 11.2307 | 11.5788 | 11.9286 | 12.2748 | 12.621 | 12.9681 | 13.3171 | 13.6662 | 14.0161 | 14.3653 | 14.7106
NPgY | GSP | NG FES - Falling Short | HPs - Domestic (GWh) | ELLAND | Falling Short | Dem_BB004 | GWh | NPgY | Elland |  | 10.0429 | 11.1276 | 11.4278 | 12.7347 | 14.2494 | 15.9046 | 17.6523 | 19.4934 | 21.4078 | 23.3567 | 25.3283 | 27.2801 | 29.425 | 32.3492 | 35.63 | 38.5601 | 40.4681 | 42.2833 | 44.1166 | 45.9544 | 47.8057 | 49.6469 | 51.4837 | 53.3276 | 55.1817 | 57.0368 | 58.8998 | 60.5787 | 61.6997
NPgY | GSP | NG FES - Falling Short | HPs - Domestic (GWh) | FERRYBRIDGE A | Falling Short | Dem_BB004 | GWh | NPgY | Ferrybridge A |  | 2.6649 | 3.2942 | 3.4988 | 4.3379 | 5.2495 | 6.2209 | 7.2284 | 8.2769 | 9.3608 | 10.4596 | 11.5651 | 12.6508 | 13.819 | 15.2521 | 16.8002 | 18.1529 | 18.9546 | 19.6587 | 20.3736 | 21.0942 | 21.8204 | 22.541 | 23.2604 | 23.982 | 24.707 | 25.4324 | 26.1586 | 26.8499 | 27.4376
NPgY | GSP | NG FES - Falling Short | HPs - Domestic (GWh) | FERRYBRIDGE B | Falling Short | Dem_BB004 | GWh | NPgY | Ferrybridge B (_M) |  | 7.1458 | 8.0096 | 8.3247 | 9.6425 | 11.1124 | 12.6988 | 14.3561 | 16.0879 | 17.8835 | 19.7075 | 21.5451 | 23.3509 | 25.2926 | 27.755 | 30.4692 | 32.8562 | 34.3346 | 35.6391 | 36.9636 | 38.2959 | 39.6364 | 40.9677 | 42.2972 | 43.6301 | 44.9689 | 46.3082 | 47.6564 | 48.9161 | 49.8964
NPgY | GSP | NG FES - Falling Short | HPs - Domestic (GWh) | GRIMSBY WEST | Falling Short | Dem_BB004 | GWh | NPgY | Grimsby West |  | 2.108 | 2.452 | 2.6393 | 3.3951 | 4.2053 | 5.0652 | 5.9536 | 6.8746 | 7.8261 | 8.7902 | 9.7585 | 10.7057 | 11.7048 | 12.8824 | 14.1625 | 15.2679 | 15.9095 | 16.4338 | 16.9697 | 17.5173 | 18.0707 | 18.6197 | 19.169 | 19.7195 | 20.2727 | 20.8267 | 21.3837 | 21.9289 | 22.4335
NPgY | GSP | NG FES - Falling Short | HPs - Domestic (GWh) | JORDANTHORPE | Falling Short | Dem_BB004 | GWh | NPgY | Jordanthorpe |  | 2.3952 | 2.7464 | 2.8155 | 3.1171 | 3.4671 | 3.8511 | 4.2563 | 4.6825 | 5.126 | 5.5775 | 6.0335 | 6.4829 | 6.9596 | 7.5246 | 8.1397 | 8.6726 | 8.976 | 9.2436 | 9.5162 | 9.7895 | 10.0653 | 10.3389 | 10.6121 | 10.8869 | 11.1642 | 11.4419 | 11.7228 | 11.9979 | 12.2503
NPgY | GSP | NG FES - Falling Short | HPs - Domestic (GWh) | KEADBY | Falling Short | Dem_BB004 | GWh | NPgY | Keadby |  | 3.8332 | 4.4611 | 4.7567 | 5.9457 | 7.2287 | 8.5947 | 10.0085 | 11.4766 | 12.9945 | 14.5335 | 16.08 | 17.5934 | 19.1987 | 21.1164 | 23.1977 | 24.9958 | 26.0523 | 26.9244 | 27.8151 | 28.7236 | 29.6388 | 30.5468 | 31.4549 | 32.3659 | 33.2841 | 34.2032 | 35.1281 | 36.0266 | 36.8348
NPgY | GSP | NG FES - Falling Short | HPs - Domestic (GWh) | KIRKSTALL B | Falling Short | Dem_BB004 | GWh | NPgY | Kirkstall B |  | 3.7161 | 4.5118 | 4.8099 | 6.0307 | 7.3618 | 8.7773 | 10.2481 | 11.7826 | 13.3686 | 14.9767 | 16.5982 | 18.1988 | 19.9065 | 22.0038 | 24.3215 | 26.3519 | 27.5495 | 28.665 | 29.7941 | 30.9349 | 32.089 | 33.2363 | 34.3815 | 35.5339 | 36.696 | 37.8603 | 39.0263 | 40.1307 | 41.0538
NPgY | GSP | NG FES - Falling Short | HPs - Domestic (GWh) | NEEPSEND | Falling Short | Dem_BB004 | GWh | NPgY | Neepsend |  | 2.1195 | 2.5628 | 2.6604 | 3.0694 | 3.5271 | 4.0212 | 4.5379 | 5.0783 | 5.6388 | 6.2084 | 6.7826 | 7.3471 | 7.9522 | 8.702 | 9.5237 | 10.2389 | 10.6725 | 11.0512 | 11.436 | 11.8219 | 12.2104 | 12.5959 | 12.9809 | 13.3667 | 13.7541 | 14.1417 | 14.5344 | 14.9081 | 15.2149
NPgY | GSP | NG FES - Falling Short | HPs - Domestic (GWh) | NORTON LEES | Falling Short | Dem_BB004 | GWh | NPgY | Norton Lees |  | 3.6039 | 3.8885 | 3.956 | 4.2655 | 4.6403 | 5.0585 | 5.5045 | 5.9765 | 6.4694 | 6.9724 | 7.4817 | 7.9852 | 8.5206 | 9.2169 | 10.0132 | 10.7196 | 11.1681 | 11.5811 | 12.0001 | 12.4201 | 12.8432 | 13.2641 | 13.6845 | 14.1066 | 14.5309 | 14.9557 | 15.3847 | 15.7798 | 16.0665
NPgY | GSP | NG FES - Falling Short | HPs - Domestic (GWh) | PITSMOOR 3/4 | Falling Short | Dem_BB004 | GWh | NPgY | Pitsmoor |  | 0.46141 | 0.6128 | 0.66378 | 0.86962 | 1.0912 | 1.3258 | 1.5686 | 1.8211 | 2.082 | 2.3463 | 2.6124 | 2.8742 | 3.1569 | 3.5023 | 3.8757 | 4.1993 | 4.3903 | 4.5609 | 4.7338 | 4.9095 | 5.0867 | 5.2627 | 5.4384 | 5.6148 | 5.7923 | 5.9699 | 6.1488 | 6.3199 | 6.4666
NPgY | GSP | NG FES - Falling Short | HPs - Domestic (GWh) | SALTEND NORTH | Falling Short | Dem_BB004 | GWh | NPgY | Saltend North |  | 0.9267 | 1.0828 | 1.1502 | 1.426 | 1.7258 | 2.0453 | 2.3769 | 2.7222 | 3.0792 | 3.4413 | 3.806 | 4.1645 | 4.545 | 4.9923 | 5.4772 | 5.8947 | 6.131 | 6.3364 | 6.5457 | 6.7603 | 6.9768 | 7.1918 | 7.4066 | 7.6226 | 7.8405 | 8.0588 | 8.2781 | 8.4932 | 8.6941
NPgY | GSP | NG FES - Falling Short | HPs - Domestic (GWh) | SHEFFIELD CITY | Falling Short | Dem_BB004 | GWh | NPgY | Sheffield City |  | 1.4943 | 1.745 | 1.7842 | 1.9574 | 2.1615 | 2.3863 | 2.6246 | 2.876 | 3.1378 | 3.4046 | 3.6746 | 3.9415 | 4.226 | 4.6092 | 5.0527 | 5.4494 | 5.7092 | 5.9515 | 6.1966 | 6.4415 | 6.6881 | 6.9334 | 7.1783 | 7.4242 | 7.6711 | 7.9183 | 8.1679 | 8.3938 | 8.545
NPgY | GSP | NG FES - Falling Short | HPs - Domestic (GWh) | SKELTON GRANGE | Falling Short | Dem_BB004 | GWh | NPgY | Skelton Grange |  | 14.0753 | 15.8954 | 16.5016 | 19.0535 | 21.9153 | 25.005 | 28.2388 | 31.6239 | 35.1346 | 38.7018 | 42.3002 | 45.846 | 49.7008 | 54.7103 | 60.242 | 65.1259 | 68.199 | 70.9999 | 73.8363 | 76.6872 | 79.5583 | 82.4111 | 85.2585 | 88.1143 | 90.9831 | 93.853 | 96.7358 | 99.392 | 101.3545
NPgY | GSP | NG FES - Falling Short | HPs - Domestic (GWh) | TEMPLEBOROUGH 275/33KV | Falling Short | Dem_BB004 | GWh | NPgY | Templeborough |  | 0.143 | 0.17047 | 0.17742 | 0.20644 | 0.23886 | 0.27375 | 0.31025 | 0.34843 | 0.38802 | 0.42826 | 0.46885 | 0.50885 | 0.55235 | 0.60696 | 0.66619 | 0.71759 | 0.74873 | 0.77672 | 0.80507 | 0.83339 | 0.86187 | 0.89014 | 0.91833 | 0.9466 | 0.97496 | 1.0033 | 1.032 | 1.059 | 1.0808
NPgY | GSP | NG FES - Falling Short | HPs - Domestic (GWh) | THURCROFT | Falling Short | Dem_BB004 | GWh | NPgY | Thurcroft |  | 6.1788 | 7.0246 | 7.2454 | 8.1917 | 9.2687 | 10.4395 | 11.6692 | 12.9595 | 14.2991 | 15.6614 | 17.0362 | 18.3915 | 19.8422 | 21.6565 | 23.6608 | 25.4231 | 26.4889 | 27.4551 | 28.4349 | 29.4156 | 30.4035 | 31.3846 | 32.3639 | 33.3472 | 34.3354 | 35.3245 | 36.3208 | 37.2593 | 38.0131
NPgY | GSP | NG FES - Falling Short | HPs - Domestic (GWh) | WEST MELTON / THORPE MARSH | Falling Short | Dem_BB004 | GWh | NPgY | Thorpe Marsh |  | 8.1573 | 9.411 | 9.8375 | 11.6107 | 13.5733 | 15.6813 | 17.8795 | 20.1747 | 22.5521 | 24.9656 | 27.3975 | 29.7896 | 32.3427 | 35.5496 | 39.1104 | 42.2413 | 44.1597 | 45.8727 | 47.6105 | 49.3588 | 51.1197 | 52.8691 | 54.6163 | 56.3692 | 58.1299 | 59.8922 | 61.6646 | 63.3256 | 64.638
NPgY | GSP | NG FES - Falling Short | HPs - Domestic (GWh) | WEST MELTON SECTION 3 | Falling Short | Dem_BB004 | GWh | NPgY | West Melton |  | 9.4932 | 11.152 | 11.7573 | 14.2553 | 16.9873 | 19.9082 | 22.9432 | 26.1047 | 29.3752 | 32.6919 | 36.0299 | 39.3083 | 42.9177 | 47.5675 | 52.5547 | 56.95 | 59.6791 | 62.1093 | 64.5706 | 67.0407 | 69.5234 | 71.9869 | 74.4444 | 76.9059 | 79.374 | 81.8404 | 84.3112 | 86.6025 | 88.3574
NPgY | GSP | NG FES - Falling Short | HPs - Domestic (GWh) | WINCOBANK | Falling Short | Dem_BB004 | GWh | NPgY | Wincobank |  | 0.56636 | 0.65104 | 0.66999 | 0.7529 | 0.84855 | 0.95273 | 1.0626 | 1.1784 | 1.2985 | 1.4208 | 1.5444 | 1.6671 | 1.7983 | 1.9973 | 2.2381 | 2.4613 | 2.6184 | 2.7729 | 2.9284 | 3.0833 | 3.2393 | 3.3948 | 3.55 | 3.7058 | 3.8625 | 4.0193 | 4.1762 | 4.3117 | 4.3839
NPgN | GSP | NG FES - Leading the Way | HPs - Domestic (GWh) | BLYTH 66kV | Leading the Way | Dem_BB004 | GWh | NPgN | Blyth 66kV |  | 5.2016 | 6.6982 | 9.7459 | 17.4625 | 28.5556 | 41.3439 | 46.3231 | 47.6016 | 55.8474 | 84.3271 | 111.7952 | 138.0684 | 163.1697 | 187.4255 | 211.4395 | 235.2454 | 258.1015 | 279.2887 | 296.1878 | 309.9025 | 322.0025 | 340.6545 | 362.6374 | 378.6585 | 377.0084 | 375.4144 | 373.8731 | 372.3864 | 371.3496
NPgN | GSP | NG FES - Leading the Way | HPs - Domestic (GWh) | BLYTH 132kV | Leading the Way | Dem_BB004 | GWh | NPgN | Blyth 132kV |  | 0.98578 | 1.3701 | 2.1062 | 3.9642 | 6.705 | 9.9278 | 11.118 | 11.4 | 13.5912 | 21.2608 | 28.6255 | 35.6881 | 42.4778 | 49.0799 | 55.6068 | 62.0314 | 68.211 | 73.9656 | 78.6407 | 82.4774 | 85.8679 | 90.9817 | 96.9542 | 101.32 | 100.9162 | 100.5261 | 100.1492 | 99.7864 | 99.5454
NPgN | GSP | NG FES - Leading the Way | HPs - Domestic (GWh) | FOURSTONES | Leading the Way | Dem_BB004 | GWh | NPgN | Fourstones |  | 0.47825 | 0.64022 | 0.93096 | 1.6461 | 2.6666 | 3.8266 | 4.237 | 4.2936 | 4.8742 | 7.0119 | 9.09 | 11.1015 | 13.0422 | 14.9161 | 16.7742 | 18.602 | 20.3288 | 21.9102 | 23.094 | 23.9985 | 24.768 | 26.1417 | 27.8101 | 29.0184 | 28.8644 | 28.7133 | 28.5653 | 28.421 | 28.3117
NPgN | GSP | NG FES - Leading the Way | HPs - Domestic (GWh) | HARTMOOR | Leading the Way | Dem_BB004 | GWh | NPgN | Hart Moor |  | 4.8724 | 5.8625 | 8.0486 | 13.561 | 21.0859 | 29.3533 | 32.7142 | 33.3579 | 37.1146 | 50.4705 | 63.6604 | 76.3591 | 88.4368 | 99.9473 | 111.4658 | 123.1291 | 134.2361 | 144.2388 | 151.4275 | 156.8156 | 161.4484 | 170.1104 | 180.9411 | 188.8686 | 188.1274 | 187.4112 | 186.7236 | 186.0662 | 185.6353
NPgN | GSP | NG FES - Leading the Way | HPs - Domestic (GWh) | HAWTHORN PIT GRID | Leading the Way | Dem_BB004 | GWh | NPgN | Hawthorn Pit |  | 3.0655 | 4.5825 | 6.9751 | 12.7008 | 20.3742 | 28.9686 | 32.7126 | 34.1145 | 39.0217 | 54.5144 | 69.6622 | 84.204 | 98.1294 | 111.6405 | 124.9658 | 137.9573 | 150.2668 | 161.3907 | 169.6704 | 176.1381 | 181.6875 | 191.17 | 202.5631 | 210.7555 | 209.5242 | 208.3114 | 207.1184 | 205.9459 | 205.0123
NPgN | GSP | NG FES - Leading the Way | HPs - Domestic (GWh) | KNARESBOROUGH | Leading the Way | Dem_BB004 | GWh | NPgN | Knaresborough |  | 4.7238 | 5.8692 | 8.2242 | 14.2764 | 22.8741 | 32.5925 | 36.1237 | 36.4683 | 41.4322 | 60.1008 | 78.2357 | 95.752 | 112.5843 | 128.7632 | 144.8459 | 160.8983 | 176.225 | 190.2011 | 200.7447 | 208.9323 | 216.0164 | 228.1865 | 243.0321 | 253.835 | 252.6165 | 251.4322 | 250.2839 | 249.1737 | 248.3721
NPgN | GSP | NG FES - Leading the Way | HPs - Domestic (GWh) | LACKENBY | Leading the Way | Dem_BB004 | GWh | NPgN | Lackenby |  | 2.9239 | 4.6272 | 7.6526 | 14.4936 | 23.7482 | 34.2579 | 38.8374 | 40.5742 | 48.0121 | 72.0219 | 95.1778 | 117.2959 | 138.4669 | 159.0803 | 179.3672 | 199.1052 | 217.9071 | 235.1948 | 249.0434 | 260.5194 | 270.7401 | 285.9437 | 303.6952 | 316.5355 | 314.9137 | 313.3361 | 311.7936 | 310.2871 | 309.1439
NPgN | GSP | NG FES - Leading the Way | HPs - Domestic (GWh) | NORTON | Leading the Way | Dem_BB004 | GWh | NPgN | Norton |  | 11.2114 | 15.2924 | 23.0823 | 41.5628 | 67.2443 | 96.3723 | 108.2702 | 111.8963 | 129.8003 | 189.6926 | 247.6981 | 303.2006 | 356.2286 | 407.4905 | 458.1583 | 507.9471 | 555.2738 | 598.7282 | 632.598 | 659.6949 | 683.3952 | 721.198 | 766.0581 | 798.4601 | 794.178 | 789.9808 | 785.8683 | 781.8456 | 778.7431
NPgN | GSP | NG FES - Leading the Way | HPs - Domestic (GWh) | OFFERTON | Leading the Way | Dem_BB004 | GWh | NPgN | Offerton |  | 1.3487 | 1.8381 | 2.8494 | 5.3577 | 9.0055 | 13.2672 | 14.8142 | 15.1677 | 18.0824 | 28.3265 | 38.122 | 47.4914 | 56.4716 | 65.1658 | 73.7219 | 82.1053 | 90.119 | 97.5211 | 103.4495 | 108.2662 | 112.4831 | 118.9286 | 126.4523 | 131.8462 | 131.0034 | 130.1757 | 129.3634 | 128.5668 | 127.9243
NPgN | GSP | NG FES - Leading the Way | HPs - Domestic (GWh) | OSBALDWICK | Leading the Way | Dem_BB004 | GWh | NPgN | Osbaldwick |  | 7.1059 | 9.8841 | 14.3969 | 24.6893 | 38.7365 | 54.5536 | 61.2413 | 63.1157 | 73.4546 | 108.5776 | 142.5733 | 175.1074 | 206.2045 | 236.3 | 266.0834 | 295.4449 | 323.4425 | 349.1768 | 369.6518 | 386.4546 | 401.4483 | 424.2053 | 451.1854 | 470.8252 | 468.7471 | 466.7432 | 464.8009 | 462.9229 | 461.5989
NPgN | GSP | NG FES - Leading the Way | HPs - Domestic (GWh) | POPPLETON | Leading the Way | Dem_BB004 | GWh | NPgN | Poppleton |  | 1.8137 | 2.2912 | 3.1972 | 5.4317 | 8.5555 | 12.0545 | 13.4384 | 13.7079 | 15.4793 | 21.7675 | 27.9199 | 33.8299 | 39.4647 | 44.8708 | 50.2532 | 55.6319 | 60.7525 | 65.4353 | 68.9617 | 71.6826 | 74.0366 | 78.1257 | 83.1291 | 86.7844 | 86.4218 | 86.0706 | 85.7317 | 85.4056 | 85.1829
NPgN | GSP | NG FES - Leading the Way | HPs - Domestic (GWh) | SALTHOLME | Leading the Way | Dem_BB004 | GWh | NPgN | Saltholme |  | 0.25123 | 0.26961 | 0.31846 | 0.47835 | 0.69832 | 0.93004 | 1.0314 | 1.0392 | 1.1163 | 1.4228 | 1.733 | 2.0335 | 2.3144 | 2.5695 | 2.8324 | 3.1209 | 3.3984 | 3.6481 | 3.8056 | 3.9105 | 4.0002 | 4.1983 | 4.4664 | 4.6636 | 4.6475 | 4.6321 | 4.6175 | 4.6039 | 4.5959
NPgN | GSP | NG FES - Leading the Way | HPs - Domestic (GWh) | SOUTH SHIELDS | Leading the Way | Dem_BB004 | GWh | NPgN | South Shields |  | 1.3492 | 1.765 | 2.589 | 4.7305 | 7.8444 | 11.4694 | 12.8985 | 13.2958 | 16.0479 | 25.5256 | 34.6047 | 43.2972 | 51.6288 | 59.7069 | 67.6949 | 75.5969 | 83.2036 | 90.3377 | 96.189 | 101.082 | 105.4815 | 111.791 | 119.106 | 124.4527 | 123.9603 | 123.4896 | 123.036 | 122.5999 | 122.3121
NPgN | GSP | NG FES - Leading the Way | HPs - Domestic (GWh) | SPADEADAM | Leading the Way | Dem_BB004 | GWh | NPgN | Spadeadam - Not in NG FES |  | 0.10037 | 0.14508 | 0.2326 | 0.45206 | 0.78359 | 1.1829 | 1.3252 | 1.3609 | 1.6533 | 2.6752 | 3.6512 | 4.5869 | 5.488 | 6.3656 | 7.2309 | 8.0793 | 8.8952 | 9.6587 | 10.2892 | 10.8116 | 11.2724 | 11.9507 | 12.7341 | 13.3055 | 13.2454 | 13.1872 | 13.1308 | 13.0764 | 13.0382
NPgN | GSP | NG FES - Leading the Way | HPs - Domestic (GWh) | SPENNYMOOR | Leading the Way | Dem_BB004 | GWh | NPgN | Spennymoor |  | 9.366 | 12.0894 | 17.3136 | 30.2679 | 48.3747 | 68.7356 | 76.6967 | 78.578 | 89.425 | 127.0305 | 163.6637 | 198.7901 | 232.2937 | 264.4983 | 296.4188 | 328.0507 | 358.1073 | 385.5344 | 406.1671 | 422.093 | 435.7914 | 459.4753 | 488.1319 | 508.8243 | 506.0561 | 503.3453 | 500.6943 | 498.1071 | 496.1123
NPgN | GSP | NG FES - Leading the Way | HPs - Domestic (GWh) | STELLA NORTH | Leading the Way | Dem_BB004 | GWh | NPgN | Stella North |  | 4.7233 | 6.4263 | 9.7184 | 17.7616 | 29.1881 | 42.3787 | 47.8108 | 49.6743 | 59.9059 | 94.0456 | 126.7606 | 157.9234 | 187.6513 | 216.4749 | 244.9087 | 272.9084 | 299.8222 | 324.9451 | 345.6105 | 362.9317 | 378.5219 | 400.7629 | 426.4237 | 445.0731 | 443.0779 | 441.1677 | 439.3216 | 437.5401 | 436.2822
NPgN | GSP | NG FES - Leading the Way | HPs - Domestic (GWh) | STELLA SOUTH | Leading the Way | Dem_BB004 | GWh | NPgN | Stella South |  | 4.0668 | 5.6757 | 8.3715 | 15.3006 | 24.9412 | 35.8797 | 40.4421 | 42.02 | 48.4904 | 69.513 | 89.9683 | 109.594 | 128.3754 | 146.5568 | 164.5228 | 182.1747 | 198.9938 | 214.475 | 226.2576 | 235.5356 | 243.5595 | 256.8125 | 272.601 | 284.0289 | 282.5673 | 281.1342 | 279.7305 | 278.3579 | 277.3127
NPgN | GSP | NG FES - Leading the Way | HPs - Domestic (GWh) | TYNEMOUTH | Leading the Way | Dem_BB004 | GWh | NPgN | Tynemouth 1 |  | 5.091 | 6.4502 | 9.3085 | 16.6284 | 27.1187 | 39.1107 | 43.6931 | 44.7146 | 52.6251 | 80.4614 | 107.2513 | 132.9101 | 157.4512 | 181.1518 | 204.6127 | 227.895 | 250.2557 | 270.9822 | 287.5353 | 301.0629 | 313.1178 | 331.3766 | 352.8557 | 368.4845 | 366.8272 | 365.2338 | 363.6921 | 362.2029 | 361.151
NPgN | GSP | NG FES - Leading the Way | HPs - Domestic (GWh) | WEST BOLDON | Leading the Way | Dem_BB004 | GWh | NPgN | West Boldon |  | 6.4525 | 8.3657 | 12.3441 | 22.4345 | 36.865 | 53.4628 | 60.0442 | 61.7637 | 72.6257 | 110.0347 | 146.0843 | 180.6308 | 213.7139 | 245.703 | 277.3649 | 308.6955 | 338.7298 | 366.5289 | 388.6245 | 406.5803 | 422.4394 | 446.7209 | 475.3663 | 496.1905 | 493.8676 | 491.6104 | 489.4145 | 487.2817 | 485.733
NPgY | GSP | NG FES - Leading the Way | HPs - Domestic (GWh) | BRADFORD WEST | Leading the Way | Dem_BB004 | GWh | NPgY | Bradford West |  | 9.8787 | 12.8899 | 18.439 | 32.0449 | 52.3702 | 76.7742 | 79.0843 | 81.5282 | 100.5002 | 167.9624 | 234.1981 | 299.1458 | 362.7855 | 425.0866 | 486.8734 | 547.1614 | 605.2251 | 659.8126 | 706.4205 | 746.2931 | 781.7153 | 835.663 | 888.6836 | 926.4025 | 920.9997 | 915.7045 | 910.516 | 905.4412 | 900.1662
NPgY | GSP | NG FES - Leading the Way | HPs - Domestic (GWh) | CAMBLESFORTH | Leading the Way | Dem_BB004 | GWh | NPgY | Camblesforth |  | 0.70306 | 0.85959 | 1.2172 | 2.1132 | 3.4426 | 5.035 | 5.18 | 5.3341 | 6.6266 | 11.2684 | 15.8407 | 20.3381 | 24.7562 | 29.091 | 33.4102 | 37.667 | 41.7985 | 45.6947 | 49.0641 | 52.003 | 54.6627 | 58.5857 | 62.4632 | 65.2757 | 65.0467 | 64.8286 | 64.6203 | 64.4227 | 64.2058
NPgY | GSP | NG FES - Leading the Way | HPs - Domestic (GWh) | CREYKE BECK | Leading the Way | Dem_BB004 | GWh | NPgY | Creyke Beck |  | 8.3798 | 10.5714 | 14.9365 | 25.9324 | 42.3793 | 62.2278 | 64.6749 | 67.2473 | 84.8647 | 146.7136 | 207.6478 | 267.6203 | 326.6412 | 384.7127 | 442.5886 | 499.5234 | 554.8247 | 607.4007 | 653.4975 | 694.1917 | 731.3016 | 783.5784 | 835.289 | 872.9285 | 870.2512 | 867.7394 | 865.3601 | 863.1194 | 860.627
NPgY | GSP | NG FES - Leading the Way | HPs - Domestic (GWh) | DRAX | Leading the Way | Dem_BB004 | GWh | NPgY | Drax |  | 0.7967 | 1.0755 | 1.5669 | 2.6105 | 3.9154 | 5.3677 | 5.9739 | 6.6025 | 8.5709 | 14.464 | 20.2988 | 26.0584 | 31.7754 | 37.4982 | 43.2497 | 48.8812 | 54.3806 | 59.601 | 64.3075 | 68.77 | 73.0987 | 78.2012 | 83.2768 | 87.0965 | 87.2815 | 87.4984 | 87.7316 | 87.9828 | 88.1701
NPgY | GSP | NG FES - Leading the Way | HPs - Domestic (GWh) | ELLAND | Leading the Way | Dem_BB004 | GWh | NPgY | Elland |  | 10.0429 | 12.1737 | 16.596 | 27.6874 | 43.8067 | 62.8079 | 65.0137 | 67.32 | 81.786 | 132.0724 | 181.5629 | 230.1535 | 277.7383 | 324.1752 | 370.4726 | 416.1 | 460.0469 | 501.2506 | 535.9584 | 565.6778 | 592.2977 | 633.3737 | 673.8628 | 702.9759 | 699.8026 | 696.7218 | 693.7265 | 690.8222 | 687.7146
NPgY | GSP | NG FES - Leading the Way | HPs - Domestic (GWh) | FERRYBRIDGE A | Leading the Way | Dem_BB004 | GWh | NPgY | Ferrybridge A |  | 2.6649 | 3.6432 | 4.8624 | 7.7782 | 11.9322 | 16.8658 | 17.9288 | 19.0349 | 23.3263 | 36.95 | 50.3653 | 63.5351 | 76.4903 | 89.2737 | 102.0316 | 114.451 | 126.4248 | 137.6519 | 147.2384 | 155.615 | 163.1825 | 174.0657 | 184.7861 | 192.5473 | 191.9191 | 191.3127 | 190.7268 | 190.163 | 189.5595
NPgY | GSP | NG FES - Leading the Way | HPs - Domestic (GWh) | FERRYBRIDGE B | Leading the Way | Dem_BB004 | GWh | NPgY | Ferrybridge B (_M) |  | 7.1458 | 8.7031 | 11.9033 | 19.6842 | 30.7784 | 43.7925 | 45.5909 | 47.4705 | 57.3576 | 90.8363 | 123.8392 | 156.2718 | 188.0864 | 219.2334 | 250.3773 | 281.0828 | 310.7063 | 338.3394 | 361.5436 | 381.4978 | 399.4446 | 427.2404 | 454.6999 | 474.6492 | 473.1551 | 471.7296 | 470.3713 | 469.0853 | 467.6791
NPgY | GSP | NG FES - Leading the Way | HPs - Domestic (GWh) | GRIMSBY WEST | Leading the Way | Dem_BB004 | GWh | NPgY | Grimsby West |  | 2.108 | 2.6838 | 3.909 | 6.9734 | 11.5665 | 17.1676 | 17.9903 | 18.8528 | 25.1021 | 47.1379 | 68.7988 | 90.0885 | 111.0393 | 131.6847 | 152.196 | 172.3323 | 191.9533 | 210.6984 | 227.575 | 242.8655 | 257.0358 | 275.2665 | 293.2584 | 306.2489 | 305.0252 | 303.8667 | 302.7528 | 301.6842 | 300.5114
NPgY | GSP | NG FES - Leading the Way | HPs - Domestic (GWh) | JORDANTHORPE | Leading the Way | Dem_BB004 | GWh | NPgY | Jordanthorpe |  | 2.3952 | 2.9682 | 3.6468 | 5.5128 | 8.2841 | 11.5649 | 11.9587 | 12.3751 | 14.7655 | 22.98 | 31.0895 | 39.0653 | 46.8829 | 54.5188 | 62.1731 | 69.7674 | 77.1166 | 84.027 | 89.8106 | 94.7362 | 99.1477 | 106.1239 | 113.0274 | 118.0737 | 117.7814 | 117.5065 | 117.2494 | 117.012 | 116.7491
NPgY | GSP | NG FES - Leading the Way | HPs - Domestic (GWh) | KEADBY | Leading the Way | Dem_BB004 | GWh | NPgY | Keadby |  | 3.8332 | 4.8559 | 6.9795 | 12.3725 | 20.4596 | 30.2542 | 31.5819 | 32.9744 | 41.7853 | 72.3691 | 102.4706 | 132.063 | 161.1762 | 189.8441 | 218.3875 | 246.3988 | 273.6283 | 299.4371 | 322.0382 | 341.9438 | 360.0277 | 385.4118 | 410.4754 | 428.6277 | 427.0907 | 425.6196 | 424.2065 | 422.8569 | 421.3904
NPgY | GSP | NG FES - Leading the Way | HPs - Domestic (GWh) | KIRKSTALL B | Leading the Way | Dem_BB004 | GWh | NPgY | Kirkstall B |  | 3.7161 | 5.147 | 7.5606 | 13.1598 | 21.3816 | 31.3471 | 32.9649 | 34.658 | 43.9704 | 75.6178 | 106.7559 | 137.3646 | 167.497 | 197.2051 | 226.7588 | 255.5856 | 283.4304 | 309.8719 | 333.1242 | 353.7225 | 372.4499 | 398.3466 | 423.887 | 442.3429 | 440.6277 | 438.97 | 437.3631 | 435.8103 | 434.1557
NPgY | GSP | NG FES - Leading the Way | HPs - Domestic (GWh) | NEEPSEND | Leading the Way | Dem_BB004 | GWh | NPgY | Neepsend |  | 2.1195 | 2.9061 | 4.1065 | 6.903 | 11.0242 | 15.9595 | 16.4631 | 16.9941 | 20.6853 | 33.6561 | 46.4101 | 58.9313 | 71.2247 | 83.2945 | 95.2844 | 106.9649 | 118.2078 | 128.7133 | 137.6489 | 145.2769 | 152.04 | 162.5714 | 172.9427 | 180.3782 | 179.4925 | 178.6294 | 177.789 | 176.9724 | 176.1236
NPgY | GSP | NG FES - Leading the Way | HPs - Domestic (GWh) | NORTON LEES | Leading the Way | Dem_BB004 | GWh | NPgY | Norton Lees |  | 3.6039 | 4.1722 | 5.42 | 8.649 | 13.3283 | 18.7861 | 19.2932 | 19.8288 | 23.5268 | 36.5749 | 49.4414 | 62.0805 | 74.4307 | 86.418 | 98.4277 | 110.3905 | 121.9161 | 132.6421 | 141.4589 | 148.866 | 155.4577 | 166.42 | 177.2513 | 185.1017 | 184.4423 | 183.8095 | 183.2041 | 182.6277 | 181.9972
NPgY | GSP | NG FES - Leading the Way | HPs - Domestic (GWh) | PITSMOOR 3/4 | Leading the Way | Dem_BB004 | GWh | NPgY | Pitsmoor |  | 0.46141 | 0.73436 | 1.1894 | 2.2113 | 3.745 | 5.6371 | 5.8823 | 6.1398 | 7.8475 | 13.8031 | 19.6589 | 25.4168 | 31.0919 | 36.7006 | 42.2634 | 47.6629 | 52.8852 | 57.8414 | 62.2276 | 66.096 | 69.5818 | 74.4675 | 79.2862 | 82.7602 | 82.3979 | 82.0462 | 81.7048 | 81.3742 | 81.0343
NPgY | GSP | NG FES - Leading the Way | HPs - Domestic (GWh) | SALTEND NORTH | Leading the Way | Dem_BB004 | GWh | NPgY | Saltend North |  | 0.9267 | 1.1938 | 1.7103 | 3.1096 | 5.3015 | 8.0079 | 8.3168 | 8.6429 | 11.0283 | 19.4603 | 27.7642 | 35.9374 | 43.9865 | 51.918 | 59.8131 | 67.5672 | 75.1162 | 82.3339 | 88.6916 | 94.2648 | 99.2973 | 106.4038 | 113.4285 | 118.5302 | 118.1249 | 117.7354 | 117.3611 | 117.0028 | 116.6221
NPgY | GSP | NG FES - Leading the Way | HPs - Domestic (GWh) | SHEFFIELD CITY | Leading the Way | Dem_BB004 | GWh | NPgY | Sheffield City |  | 1.4943 | 1.956 | 2.6284 | 4.1847 | 6.4357 | 9.0902 | 9.3804 | 9.6847 | 11.5383 | 17.9542 | 24.2665 | 30.4603 | 36.5287 | 42.459 | 48.3678 | 54.1484 | 59.684 | 64.81 | 69.0699 | 72.6525 | 75.8096 | 80.9948 | 86.1005 | 89.7602 | 89.3265 | 88.9038 | 88.4925 | 88.0932 | 87.6725
NPgY | GSP | NG FES - Leading the Way | HPs - Domestic (GWh) | SKELTON GRANGE | Leading the Way | Dem_BB004 | GWh | NPgY | Skelton Grange |  | 14.0753 | 17.3687 | 23.9674 | 40.4541 | 64.4494 | 92.8451 | 96.5004 | 100.3213 | 122.9552 | 200.9041 | 277.5734 | 352.8174 | 426.559 | 498.7013 | 570.5479 | 641.1217 | 709.1912 | 773.0894 | 827.3358 | 874.1101 | 916.1432 | 979.2846 | 1041.4774 | 1086.1365 | 1081.1337 | 1076.2729 | 1071.5416 | 1066.9478 | 1062.0627
NPgY | GSP | NG FES - Leading the Way | HPs - Domestic (GWh) | TEMPLEBOROUGH 275/33KV | Leading the Way | Dem_BB004 | GWh | NPgY | Templeborough |  | 0.143 | 0.19059 | 0.28129 | 0.50462 | 0.83811 | 1.2357 | 1.2698 | 1.306 | 1.5853 | 2.577 | 3.5486 | 4.4989 | 5.4279 | 6.3354 | 7.2325 | 8.1016 | 8.9348 | 9.7114 | 10.3579 | 10.8947 | 11.3609 | 12.1223 | 12.8672 | 13.3884 | 13.288 | 13.1887 | 13.0907 | 12.994 | 12.8942
NPgY | GSP | NG FES - Leading the Way | HPs - Domestic (GWh) | THURCROFT | Leading the Way | Dem_BB004 | GWh | NPgY | Thurcroft |  | 6.1788 | 7.6941 | 10.2191 | 16.2482 | 24.7662 | 34.68 | 36.0151 | 37.4152 | 44.2895 | 67.3155 | 90.0425 | 112.3821 | 134.2812 | 155.6843 | 177.1365 | 198.2905 | 218.6045 | 237.4166 | 252.8623 | 265.9081 | 277.5243 | 296.74 | 315.7318 | 329.5723 | 328.6842 | 327.8418 | 327.0465 | 326.3018 | 325.4732
NPgY | GSP | NG FES - Leading the Way | HPs - Domestic (GWh) | WEST MELTON / THORPE MARSH | Leading the Way | Dem_BB004 | GWh | NPgY | Thorpe Marsh |  | 8.1573 | 10.4112 | 14.6345 | 24.6153 | 38.9777 | 55.9527 | 58.3103 | 60.7769 | 74.5377 | 121.4961 | 167.7237 | 213.1347 | 257.7306 | 301.5075 | 345.1452 | 387.9076 | 429.148 | 467.8059 | 500.833 | 529.5274 | 555.4497 | 593.9497 | 631.9267 | 659.3665 | 656.8709 | 654.4798 | 652.1766 | 649.9656 | 647.5601
NPgY | GSP | NG FES - Leading the Way | HPs - Domestic (GWh) | WEST MELTON SECTION 3 | Leading the Way | Dem_BB004 | GWh | NPgY | West Melton |  | 9.4932 | 12.1206 | 16.1692 | 26.205 | 40.1829 | 56.4695 | 59.9454 | 63.5464 | 77.1488 | 120.1753 | 162.6303 | 204.3675 | 245.4029 | 285.7902 | 326.2286 | 365.9273 | 404.28 | 440.1705 | 470.3817 | 496.7721 | 520.8015 | 556.0747 | 590.9367 | 616.4198 | 615.1118 | 613.9089 | 612.791 | 611.7628 | 610.5452
NPgY | GSP | NG FES - Leading the Way | HPs - Domestic (GWh) | WINCOBANK | Leading the Way | Dem_BB004 | GWh | NPgY | Wincobank |  | 0.56636 | 0.7252 | 0.93836 | 1.3978 | 2.0134 | 2.7163 | 2.9056 | 3.1002 | 3.6504 | 5.2529 | 6.8367 | 8.3929 | 9.9227 | 11.4228 | 12.9372 | 14.4256 | 15.839 | 17.1349 | 18.193 | 19.1041 | 19.9292 | 21.2142 | 22.4849 | 23.4177 | 23.3822 | 23.349 | 23.3184 | 23.2906 | 23.2561
NPgN | GSP | NG FES - System Transformation | HPs - Domestic (GWh) | BLYTH 66kV | System Transformation | Dem_BB004 | GWh | NPgN | Blyth 66kV |  | 5.2016 | 5.8723 | 7.1558 | 8.2234 | 9.3977 | 10.6599 | 11.9763 | 13.404 | 15.0787 | 16.7283 | 18.3773 | 19.981 | 21.6307 | 29.666 | 38.6034 | 45.4545 | 52.6466 | 60.4826 | 69.1314 | 78.3297 | 88.7548 | 100.7493 | 114.7547 | 131.0891 | 149.6394 | 169.5456 | 190.8235 | 213.6261 | 236.0994
NPgN | GSP | NG FES - System Transformation | HPs - Domestic (GWh) | BLYTH 132kV | System Transformation | Dem_BB004 | GWh | NPgN | Blyth 132kV |  | 0.98578 | 1.1698 | 1.4815 | 1.7237 | 1.9887 | 2.2727 | 2.5684 | 2.8905 | 3.2621 | 3.6382 | 4.014 | 4.3807 | 4.7568 | 6.9801 | 9.7497 | 11.7079 | 13.6969 | 15.8375 | 18.1843 | 20.6683 | 23.4727 | 26.6941 | 30.4507 | 34.8298 | 39.8031 | 45.1431 | 50.8543 | 56.9774 | 63.0085
NPgN | GSP | NG FES - System Transformation | HPs - Domestic (GWh) | FOURSTONES | System Transformation | Dem_BB004 | GWh | NPgN | Fourstones |  | 0.47825 | 0.5512 | 0.66098 | 0.69068 | 0.73178 | 0.77883 | 0.83106 | 0.89662 | 1.0151 | 1.116 | 1.2206 | 1.3258 | 1.4455 | 2.0453 | 2.7841 | 3.3458 | 3.9074 | 4.5114 | 5.1942 | 5.9112 | 6.7178 | 7.6422 | 8.7164 | 9.9627 | 11.3771 | 12.8941 | 14.5147 | 16.2497 | 17.9551
NPgN | GSP | NG FES - System Transformation | HPs - Domestic (GWh) | HARTMOOR | System Transformation | Dem_BB004 | GWh | NPgN | Hart Moor |  | 4.8724 | 5.2231 | 6.0188 | 6.487 | 7.0313 | 7.633 | 8.2715 | 9.0066 | 10.1344 | 11.1238 | 12.1306 | 13.1202 | 14.213 | 17.6911 | 20.5966 | 23.594 | 26.9367 | 30.6332 | 34.8575 | 39.3733 | 44.516 | 50.4485 | 57.3772 | 65.4346 | 74.5929 | 84.4219 | 94.9294 | 106.1917 | 117.313
NPgN | GSP | NG FES - System Transformation | HPs - Domestic (GWh) | HAWTHORN PIT GRID | System Transformation | Dem_BB004 | GWh | NPgN | Hawthorn Pit |  | 3.0655 | 3.8746 | 4.869 | 5.4942 | 6.1972 | 6.9571 | 7.7551 | 8.7773 | 10.411 | 12.0667 | 13.7446 | 15.4237 | 17.2522 | 22.2641 | 25.1811 | 28.1901 | 31.7804 | 35.8677 | 40.5785 | 45.6294 | 51.3996 | 58.0663 | 65.8152 | 74.698 | 84.7949 | 95.6082 | 107.1426 | 119.4808 | 131.6679
NPgN | GSP | NG FES - System Transformation | HPs - Domestic (GWh) | KNARESBOROUGH | System Transformation | Dem_BB004 | GWh | NPgN | Knaresborough |  | 4.7238 | 5.1662 | 6.0211 | 6.32 | 6.6931 | 7.1173 | 7.5766 | 8.127 | 9.1408 | 9.9712 | 10.8395 | 11.7138 | 12.7538 | 17.7763 | 24.1426 | 29.1321 | 34.1446 | 39.4895 | 45.4718 | 51.7652 | 58.8435 | 66.9609 | 76.4028 | 87.374 | 99.8294 | 113.1975 | 127.4877 | 142.7986 | 157.854
NPgN | GSP | NG FES - System Transformation | HPs - Domestic (GWh) | LACKENBY | System Transformation | Dem_BB004 | GWh | NPgN | Lackenby |  | 2.9239 | 3.8321 | 5.2207 | 6.2708 | 7.4159 | 8.6365 | 9.9054 | 11.3704 | 13.2274 | 15.1749 | 17.1236 | 19.0443 | 21.0346 | 28.5436 | 35.0318 | 40.2075 | 45.9368 | 52.2957 | 59.4496 | 67.0932 | 75.792 | 85.8197 | 97.5083 | 111.0415 | 126.4142 | 142.8914 | 160.4835 | 179.317 | 197.8958
NPgN | GSP | NG FES - System Transformation | HPs - Domestic (GWh) | NORTON | System Transformation | Dem_BB004 | GWh | NPgN | Norton |  | 11.2114 | 13.1492 | 16.4702 | 18.806 | 21.4232 | 24.243 | 27.2012 | 30.5813 | 34.9362 | 39.2746 | 43.6087 | 47.8449 | 52.1984 | 69.8158 | 86.4183 | 99.8602 | 114.4482 | 130.5595 | 148.6724 | 167.9785 | 189.9224 | 215.192 | 244.6581 | 278.8662 | 317.7057 | 359.3328 | 403.7711 | 451.3363 | 498.2109
NPgN | GSP | NG FES - System Transformation | HPs - Domestic (GWh) | OFFERTON | System Transformation | Dem_BB004 | GWh | NPgN | Offerton |  | 1.3487 | 1.5795 | 2.0155 | 2.2962 | 2.6079 | 2.9437 | 3.2951 | 3.6891 | 4.1995 | 4.696 | 5.1965 | 5.6887 | 6.21 | 9.1824 | 12.8987 | 15.5308 | 18.178 | 21.0132 | 24.1324 | 27.4199 | 31.1212 | 35.3643 | 40.301 | 46.0392 | 52.5462 | 59.5189 | 66.9607 | 74.9223 | 82.7386
NPgN | GSP | NG FES - System Transformation | HPs - Domestic (GWh) | OSBALDWICK | System Transformation | Dem_BB004 | GWh | NPgN | Osbaldwick |  | 7.1059 | 8.4618 | 10.3698 | 11.7494 | 13.288 | 14.9485 | 16.688 | 18.608 | 20.8627 | 23.1447 | 25.4181 | 27.6284 | 29.8687 | 39.9873 | 50.0235 | 58.0047 | 66.6271 | 76.0937 | 86.722 | 98.0609 | 110.9501 | 125.7975 | 143.1384 | 163.341 | 186.287 | 210.9014 | 237.2022 | 265.3788 | 293.1644
NPgN | GSP | NG FES - System Transformation | HPs - Domestic (GWh) | POPPLETON | System Transformation | Dem_BB004 | GWh | NPgN | Poppleton |  | 1.8137 | 2.0212 | 2.3917 | 2.6189 | 2.8814 | 3.1688 | 3.4732 | 3.8065 | 4.2383 | 4.6323 | 5.0309 | 5.4208 | 5.8362 | 7.5267 | 9.1855 | 10.6388 | 12.2081 | 13.9314 | 15.8857 | 17.9688 | 20.3359 | 23.0626 | 26.2492 | 29.9685 | 34.1933 | 38.7267 | 43.5723 | 48.7649 | 53.8868
NPgN | GSP | NG FES - System Transformation | HPs - Domestic (GWh) | SALTHOLME | System Transformation | Dem_BB004 | GWh | NPgN | Saltholme |  | 0.25123 | 0.24999 | 0.25765 | 0.26255 | 0.27019 | 0.27971 | 0.29047 | 0.30389 | 0.33562 | 0.35729 | 0.38015 | 0.40281 | 0.43102 | 0.47945 | 0.50852 | 0.57998 | 0.66164 | 0.75341 | 0.85647 | 0.9667 | 1.0924 | 1.2377 | 1.4075 | 1.6051 | 1.8298 | 2.0711 | 2.3292 | 2.6059 | 2.8793
NPgN | GSP | NG FES - System Transformation | HPs - Domestic (GWh) | SOUTH SHIELDS | System Transformation | Dem_BB004 | GWh | NPgN | South Shields |  | 1.3492 | 1.5347 | 1.8683 | 2.1792 | 2.5222 | 2.8898 | 3.2734 | 3.6903 | 4.1727 | 4.6558 | 5.1398 | 5.6131 | 6.1009 | 8.794 | 12.0815 | 14.4666 | 16.9001 | 19.5384 | 22.411 | 25.4537 | 28.892 | 32.8427 | 37.4514 | 42.8252 | 48.9286 | 55.4815 | 62.4893 | 70.0023 | 77.4046
NPgN | GSP | NG FES - System Transformation | HPs - Domestic (GWh) | SPADEADAM | System Transformation | Dem_BB004 | GWh | NPgN | Spadeadam - Not in NG FES |  | 0.10037 | 0.12246 | 0.16102 | 0.18915 | 0.21998 | 0.25297 | 0.28735 | 0.32548 | 0.37163 | 0.41834 | 0.46524 | 0.51135 | 0.55936 | 0.8595 | 1.249 | 1.5164 | 1.7832 | 2.0689 | 2.3808 | 2.7097 | 3.08 | 3.5049 | 3.9997 | 4.5757 | 5.2296 | 5.9316 | 6.6823 | 7.487 | 8.2789
NPgN | GSP | NG FES - System Transformation | HPs - Domestic (GWh) | SPENNYMOOR | System Transformation | Dem_BB004 | GWh | NPgN | Spennymoor |  | 9.366 | 10.594 | 12.7124 | 14.0468 | 15.5741 | 17.2386 | 18.9965 | 20.9961 | 23.7321 | 26.3094 | 28.9108 | 31.4656 | 34.1851 | 44.7754 | 54.8381 | 63.4459 | 72.7583 | 83.0154 | 94.5991 | 106.9303 | 120.9319 | 137.0502 | 155.8488 | 177.6964 | 202.4981 | 229.0799 | 257.4564 | 287.8282 | 317.7442
NPgN | GSP | NG FES - System Transformation | HPs - Domestic (GWh) | STELLA NORTH | System Transformation | Dem_BB004 | GWh | NPgN | Stella North |  | 4.7233 | 5.5744 | 7.0759 | 8.5555 | 10.1551 | 11.8582 | 13.6236 | 15.5178 | 17.5128 | 19.6094 | 21.68 | 23.6778 | 25.6399 | 35.5457 | 46.2364 | 54.1704 | 62.5807 | 71.7969 | 81.9054 | 92.6827 | 104.9189 | 119.0052 | 135.4635 | 154.667 | 176.4725 | 199.8631 | 224.8565 | 251.6332 | 278.0266
NPgN | GSP | NG FES - System Transformation | HPs - Domestic (GWh) | STELLA SOUTH | System Transformation | Dem_BB004 | GWh | NPgN | Stella South |  | 4.0668 | 4.9018 | 6.0116 | 6.8204 | 7.7353 | 8.7233 | 9.7628 | 11.0261 | 12.9014 | 14.7746 | 16.6754 | 18.5747 | 20.6365 | 27.0714 | 31.9465 | 36.4093 | 41.4425 | 47.1119 | 53.5064 | 60.3361 | 68.114 | 77.0857 | 87.5302 | 99.5793 | 113.2723 | 127.9494 | 143.619 | 160.3936 | 176.9537
NPgN | GSP | NG FES - System Transformation | HPs - Domestic (GWh) | TYNEMOUTH | System Transformation | Dem_BB004 | GWh | NPgN | Tynemouth 1 |  | 5.091 | 5.6661 | 6.8196 | 7.7142 | 8.7052 | 9.7749 | 10.893 | 12.1113 | 13.6103 | 15.0445 | 16.4851 | 17.8896 | 19.362 | 27.132 | 36.4387 | 43.4135 | 50.5857 | 58.3377 | 66.8615 | 75.8933 | 86.1009 | 97.8296 | 111.5107 | 127.4604 | 145.5688 | 165.0007 | 185.7706 | 208.0257 | 229.9359
NPgN | GSP | NG FES - System Transformation | HPs - Domestic (GWh) | WEST BOLDON | System Transformation | Dem_BB004 | GWh | NPgN | West Boldon |  | 6.4525 | 7.2858 | 8.9057 | 10.1234 | 11.4772 | 12.9368 | 14.4643 | 16.1942 | 18.4712 | 20.6901 | 22.9211 | 25.1106 | 27.4177 | 38.1324 | 50.1086 | 59.2533 | 68.7754 | 79.1242 | 90.5549 | 102.6792 | 116.3982 | 132.1706 | 150.5527 | 171.9206 | 196.186 | 222.2197 | 250.0404 | 279.8452 | 309.2038
NPgY | GSP | NG FES - System Transformation | HPs - Domestic (GWh) | BRADFORD WEST | System Transformation | Dem_BB004 | GWh | NPgY | Bradford West |  | 9.8787 | 11.9066 | 15.7429 | 21.1928 | 27.778 | 34.6442 | 38.4261 | 42.3188 | 46.5942 | 50.8102 | 54.9145 | 58.855 | 62.9848 | 80.9953 | 94.1332 | 108.106 | 124.3565 | 142.7709 | 163.1533 | 184.4738 | 208.5185 | 237.9991 | 272.2789 | 312.0512 | 357.0599 | 405.2715 | 456.7008 | 511.6931 | 565.6446
NPgY | GSP | NG FES - System Transformation | HPs - Domestic (GWh) | CAMBLESFORTH | System Transformation | Dem_BB004 | GWh | NPgY | Camblesforth |  | 0.70306 | 0.79048 | 1.0309 | 1.3849 | 1.8046 | 2.2384 | 2.4794 | 2.7271 | 3.0011 | 3.2697 | 3.5311 | 3.7816 | 4.0456 | 5.2446 | 6.2311 | 7.2467 | 8.4052 | 9.7033 | 11.1397 | 12.6555 | 14.3746 | 16.4414 | 18.8467 | 21.6401 | 24.8059 | 28.2044 | 31.8379 | 35.7318 | 39.5623
NPgY | GSP | NG FES - System Transformation | HPs - Domestic (GWh) | CREYKE BECK | System Transformation | Dem_BB004 | GWh | NPgY | Creyke Beck |  | 8.3798 | 9.7364 | 12.6508 | 16.918 | 22.1059 | 27.5648 | 30.8548 | 34.2788 | 37.9671 | 41.6966 | 45.3441 | 48.856 | 52.4807 | 68.5595 | 82.1469 | 95.7402 | 111.1699 | 128.5748 | 148.0549 | 168.7404 | 192.2203 | 219.6132 | 251.5252 | 288.613 | 330.6617 | 375.8097 | 424.0893 | 475.8424 | 526.8129
NPgY | GSP | NG FES - System Transformation | HPs - Domestic (GWh) | DRAX | System Transformation | Dem_BB004 | GWh | NPgY | Drax |  | 0.7967 | 0.98835 | 1.2963 | 1.6221 | 1.922 | 2.223 | 2.6844 | 3.1886 | 3.6799 | 4.2405 | 4.7975 | 5.3379 | 5.8562 | 7.5454 | 8.5539 | 9.6829 | 11.0608 | 12.67 | 14.5877 | 16.763 | 19.337 | 21.8998 | 24.9192 | 28.4493 | 32.4648 | 36.7817 | 41.4053 | 46.374 | 51.3232
NPgY | GSP | NG FES - System Transformation | HPs - Domestic (GWh) | ELLAND | System Transformation | Dem_BB004 | GWh | NPgY | Elland |  | 10.0429 | 11.1953 | 14.0163 | 17.9896 | 22.8167 | 27.8991 | 31.1098 | 34.4284 | 38.0451 | 41.6413 | 45.148 | 48.5199 | 52.0281 | 65.6456 | 73.6537 | 83.507 | 95.3511 | 108.9132 | 123.9083 | 139.6648 | 157.5431 | 179.5888 | 205.2776 | 235.1276 | 268.9464 | 305.2053 | 343.9197 | 385.3543 | 426.1068
NPgY | GSP | NG FES - System Transformation | HPs - Domestic (GWh) | FERRYBRIDGE A | System Transformation | Dem_BB004 | GWh | NPgY | Ferrybridge A |  | 2.6649 | 3.3885 | 4.1832 | 5.1249 | 6.2697 | 7.5298 | 8.6206 | 9.7782 | 10.9643 | 12.2339 | 13.4838 | 14.6933 | 15.8997 | 19.9113 | 21.5237 | 23.8371 | 26.8307 | 30.3698 | 34.4398 | 38.8232 | 43.8528 | 49.6817 | 56.5129 | 64.4716 | 73.4956 | 83.1623 | 93.4763 | 104.5131 | 115.419
NPgY | GSP | NG FES - System Transformation | HPs - Domestic (GWh) | FERRYBRIDGE B | System Transformation | Dem_BB004 | GWh | NPgY | Ferrybridge B (_M) |  | 7.1458 | 8.0429 | 10.1538 | 12.95 | 16.2103 | 19.6197 | 21.9886 | 24.4528 | 27.0994 | 29.7767 | 32.3908 | 34.903 | 37.4891 | 46.8172 | 51.2161 | 57.3486 | 65.0022 | 73.8341 | 83.6608 | 94.063 | 105.9486 | 120.6246 | 137.7639 | 157.7053 | 180.3179 | 204.5777 | 230.4991 | 258.2665 | 285.6509
NPgY | GSP | NG FES - System Transformation | HPs - Domestic (GWh) | GRIMSBY WEST | System Transformation | Dem_BB004 | GWh | NPgY | Grimsby West |  | 2.108 | 2.469 | 3.2952 | 4.5041 | 5.9515 | 7.4825 | 8.4521 | 9.4708 | 10.5481 | 11.6633 | 12.7576 | 13.8126 | 14.8872 | 20.3569 | 26.406 | 31.7428 | 37.5096 | 43.906 | 51.1442 | 58.9417 | 67.8225 | 77.5211 | 88.8075 | 101.9128 | 116.7594 | 132.6883 | 149.7094 | 167.9415 | 185.8655
NPgY | GSP | NG FES - System Transformation | HPs - Domestic (GWh) | JORDANTHORPE | System Transformation | Dem_BB004 | GWh | NPgY | Jordanthorpe |  | 2.3952 | 2.7433 | 3.1281 | 3.675 | 4.418 | 5.2276 | 5.8163 | 6.4252 | 7.0726 | 7.7286 | 8.3655 | 8.9751 | 9.6002 | 11.8567 | 12.7979 | 14.2682 | 16.1368 | 18.3157 | 20.7213 | 23.2512 | 26.147 | 29.7846 | 34.0336 | 38.9787 | 44.5887 | 50.611 | 57.0498 | 63.9514 | 70.7645
NPgY | GSP | NG FES - System Transformation | HPs - Domestic (GWh) | KEADBY | System Transformation | Dem_BB004 | GWh | NPgY | Keadby |  | 3.8332 | 4.4942 | 5.9476 | 8.0958 | 10.6798 | 13.3921 | 15.0577 | 16.7991 | 18.659 | 20.5609 | 22.424 | 24.2176 | 26.058 | 34.0841 | 40.7797 | 47.4561 | 55.0675 | 63.6498 | 73.2866 | 83.5297 | 95.155 | 108.6038 | 124.277 | 142.4901 | 163.131 | 185.2768 | 208.9415 | 234.2927 | 259.2517
NPgY | GSP | NG FES - System Transformation | HPs - Domestic (GWh) | KIRKSTALL B | System Transformation | Dem_BB004 | GWh | NPgY | Kirkstall B |  | 3.7161 | 4.7487 | 6.4114 | 8.5692 | 11.111 | 13.8223 | 15.6624 | 17.6014 | 19.6361 | 21.7597 | 23.8474 | 25.8673 | 27.9096 | 36.4027 | 43.0543 | 49.7373 | 57.4103 | 66.1463 | 76.0649 | 86.6886 | 98.7704 | 112.571 | 128.6621 | 147.3646 | 168.5577 | 191.2841 | 215.5564 | 241.5455 | 267.1378
NPgY | GSP | NG FES - System Transformation | HPs - Domestic (GWh) | NEEPSEND | System Transformation | Dem_BB004 | GWh | NPgY | Neepsend |  | 2.1195 | 2.6839 | 3.5035 | 4.5557 | 5.8293 | 7.1766 | 7.9712 | 8.7899 | 9.6784 | 10.5636 | 11.4244 | 12.2498 | 13.109 | 16.6752 | 18.9032 | 21.4442 | 24.4876 | 27.9574 | 31.8243 | 35.8777 | 40.4571 | 46.1395 | 52.7568 | 60.4417 | 69.1446 | 78.4723 | 88.4287 | 99.0824 | 109.5533
NPgY | GSP | NG FES - System Transformation | HPs - Domestic (GWh) | NORTON LEES | System Transformation | Dem_BB004 | GWh | NPgY | Norton Lees |  | 3.6039 | 3.8443 | 4.6228 | 5.7381 | 7.0927 | 8.4958 | 9.3895 | 10.3037 | 11.3081 | 12.2877 | 13.2342 | 14.1358 | 15.0788 | 18.591 | 20.1297 | 22.5224 | 25.5156 | 28.9543 | 32.6834 | 36.5698 | 41.0083 | 46.796 | 53.5412 | 61.3817 | 70.2697 | 79.808 | 90.0015 | 100.9205 | 111.6708
NPgY | GSP | NG FES - System Transformation | HPs - Domestic (GWh) | PITSMOOR 3/4 | System Transformation | Dem_BB004 | GWh | NPgY | Pitsmoor |  | 0.46141 | 0.67821 | 1.0073 | 1.4334 | 1.9399 | 2.4837 | 2.7931 | 3.1167 | 3.4649 | 3.8204 | 4.1703 | 4.5096 | 4.8606 | 6.4525 | 7.8453 | 9.1544 | 10.6292 | 12.292 | 14.1779 | 16.1809 | 18.4358 | 21.0438 | 24.0805 | 27.6075 | 31.6031 | 35.8881 | 40.4652 | 45.3663 | 50.1864
NPgY | GSP | NG FES - System Transformation | HPs - Domestic (GWh) | SALTEND NORTH | System Transformation | Dem_BB004 | GWh | NPgY | Saltend North |  | 0.9267 | 1.0999 | 1.4491 | 2.024 | 2.7509 | 3.5202 | 3.9389 | 4.375 | 4.8461 | 5.3227 | 5.7898 | 6.2403 | 6.7066 | 8.8794 | 10.8824 | 12.7945 | 14.9361 | 17.3485 | 20.0449 | 22.8896 | 26.0977 | 29.8329 | 34.1817 | 39.2336 | 44.9597 | 51.1066 | 57.6787 | 64.7223 | 71.6547
NPgY | GSP | NG FES - System Transformation | HPs - Domestic (GWh) | SHEFFIELD CITY | System Transformation | Dem_BB004 | GWh | NPgY | Sheffield City |  | 1.4943 | 1.8058 | 2.2474 | 2.781 | 3.4336 | 4.1279 | 4.5847 | 5.0547 | 5.5566 | 6.0595 | 6.5454 | 7.0084 | 7.4828 | 9.2865 | 10.0626 | 11.1884 | 12.6152 | 14.2647 | 16.0936 | 18.0068 | 20.1822 | 22.9836 | 26.2492 | 30.0439 | 34.3425 | 38.9491 | 43.8653 | 49.1249 | 54.298
NPgY | GSP | NG FES - System Transformation | HPs - Domestic (GWh) | SKELTON GRANGE | System Transformation | Dem_BB004 | GWh | NPgY | Skelton Grange |  | 14.0753 | 16.0106 | 20.3089 | 26.3468 | 33.6172 | 41.2644 | 46.2034 | 51.3352 | 56.8771 | 62.4578 | 67.9124 | 73.1635 | 78.5926 | 99.7722 | 112.8818 | 128.3125 | 146.7546 | 167.857 | 191.3403 | 216.1284 | 244.2846 | 278.3068 | 317.9654 | 364.0495 | 416.2531 | 472.2053 | 531.9295 | 595.837 | 658.6971
NPgY | GSP | NG FES - System Transformation | HPs - Domestic (GWh) | TEMPLEBOROUGH 275/33KV | System Transformation | Dem_BB004 | GWh | NPgY | Templeborough |  | 0.143 | 0.17675 | 0.24134 | 0.33497 | 0.44706 | 0.56219 | 0.62224 | 0.68383 | 0.75232 | 0.81908 | 0.88407 | 0.94647 | 1.0125 | 1.2871 | 1.4547 | 1.6471 | 1.8785 | 2.143 | 2.4335 | 2.7329 | 3.0688 | 3.4974 | 3.9955 | 4.5729 | 5.2256 | 5.9236 | 6.6668 | 7.4601 | 8.2367
NPgY | GSP | NG FES - System Transformation | HPs - Domestic (GWh) | THURCROFT | System Transformation | Dem_BB004 | GWh | NPgY | Thurcroft |  | 6.1788 | 7.1194 | 8.7668 | 10.8108 | 13.2086 | 15.7257 | 17.571 | 19.4857 | 21.5341 | 23.6058 | 25.6232 | 27.5584 | 29.5452 | 36.1961 | 38.025 | 41.7297 | 46.6893 | 52.5177 | 58.9745 | 65.7822 | 73.5982 | 83.6941 | 95.498 | 109.2405 | 124.8289 | 141.5531 | 159.4231 | 178.5667 | 197.4686
NPgY | GSP | NG FES - System Transformation | HPs - Domestic (GWh) | WEST MELTON / THORPE MARSH | System Transformation | Dem_BB004 | GWh | NPgY | Thorpe Marsh |  | 8.1573 | 9.6128 | 12.4623 | 16.1791 | 20.5154 | 25.0433 | 28.1015 | 31.2886 | 34.6838 | 38.1439 | 41.5214 | 44.7657 | 48.082 | 60.9645 | 68.6795 | 77.8025 | 88.7868 | 101.3692 | 115.4631 | 130.4291 | 147.5043 | 168.0338 | 191.9824 | 219.8248 | 251.3787 | 285.2153 | 321.3526 | 360.0445 | 398.1507
NPgY | GSP | NG FES - System Transformation | HPs - Domestic (GWh) | WEST MELTON SECTION 3 | System Transformation | Dem_BB004 | GWh | NPgY | West Melton |  | 9.4932 | 11.253 | 13.8131 | 17.0335 | 20.8727 | 25.0568 | 28.6593 | 32.4717 | 36.4565 | 40.6513 | 44.7905 | 48.8071 | 52.8747 | 65.6717 | 69.7908 | 76.8648 | 86.2585 | 97.4172 | 110.1399 | 123.8119 | 139.51 | 158.049 | 179.8014 | 205.1712 | 233.9674 | 264.85 | 297.8395 | 333.1803 | 368.1615
NPgY | GSP | NG FES - System Transformation | HPs - Domestic (GWh) | WINCOBANK | System Transformation | Dem_BB004 | GWh | NPgY | Wincobank |  | 0.56636 | 0.67061 | 0.80168 | 0.92054 | 1.0617 | 1.2208 | 1.4057 | 1.6016 | 1.7948 | 2.0053 | 2.2099 | 2.4055 | 2.5926 | 3.1045 | 3.0593 | 3.2299 | 3.5189 | 3.8832 | 4.3098 | 4.7769 | 5.3268 | 6.001 | 6.7961 | 7.7262 | 8.7833 | 9.9168 | 11.1273 | 12.4239 | 13.7128
NPgN | GSP | NPg Best View | HPs - I&C (GWh) | BLYTH 66kV | NPg Best View (Not in FES) | Dem_BB005 | GWh | NPgN | Blyth 66kV |  | 3.3467 | 3.6472 | 3.9935 | 4.3138 | 4.7036 | 5.5321 | 6.3976 | 7.2015 | 7.9127 | 8.5678 | 9.2033 | 9.8355 | 10.4609 | 11.0436 | 16.9196 | 22.669 | 28.2299 | 33.6377 | 38.7329 | 43.6784 | 48.3188 | 52.8754 | 57.3574 | 61.7743 | 66.1115 | 70.3695 | 74.5481 | 78.6472 | 82.6665
NPgN | GSP | NPg Best View | HPs - I&C (GWh) | BLYTH 132kV | NPg Best View (Not in FES) | Dem_BB005 | GWh | NPgN | Blyth 132kV |  | 1.7818 | 1.9402 | 2.1226 | 2.2909 | 2.4958 | 2.933 | 3.389 | 3.8116 | 4.1844 | 4.527 | 4.8587 | 5.188 | 5.5133 | 5.8154 | 8.9021 | 11.9169 | 14.8276 | 17.6531 | 20.3097 | 22.8835 | 25.293 | 27.6547 | 29.9733 | 32.254 | 34.4891 | 36.6791 | 38.824 | 40.9238 | 42.9786
NPgN | GSP | NPg Best View | HPs - I&C (GWh) | FOURSTONES | NPg Best View (Not in FES) | Dem_BB005 | GWh | NPgN | Fourstones |  | 0.42086 | 0.45827 | 0.50137 | 0.54112 | 0.58953 | 0.69278 | 0.80049 | 0.90032 | 0.9884 | 1.0693 | 1.1477 | 1.2255 | 1.3023 | 1.3737 | 2.1028 | 2.815 | 3.5026 | 4.17 | 4.7976 | 5.4056 | 5.9749 | 6.5328 | 7.0805 | 7.6193 | 8.1474 | 8.6648 | 9.1716 | 9.6677 | 10.1531
NPgN | GSP | NPg Best View | HPs - I&C (GWh) | HARTMOOR | NPg Best View (Not in FES) | Dem_BB005 | GWh | NPgN | Hart Moor |  | 3.0592 | 3.3356 | 3.6541 | 3.9492 | 4.3082 | 5.0695 | 5.8655 | 6.6058 | 7.2618 | 7.8668 | 8.4546 | 9.0397 | 9.6193 | 10.1601 | 15.5737 | 20.876 | 26.0098 | 31.0076 | 35.7218 | 40.3026 | 44.6062 | 48.8365 | 53.002 | 57.1113 | 61.1508 | 65.1211 | 69.0215 | 72.8521 | 76.6124
NPgN | GSP | NPg Best View | HPs - I&C (GWh) | HAWTHORN PIT GRID | NPg Best View (Not in FES) | Dem_BB005 | GWh | NPgN | Hawthorn Pit |  | 1.7618 | 1.9245 | 2.1122 | 2.2869 | 2.4994 | 2.9464 | 3.4153 | 3.8533 | 4.2436 | 4.6055 | 4.9585 | 5.3112 | 5.6618 | 5.9908 | 9.1991 | 12.353 | 15.418 | 18.4128 | 21.2495 | 24.0163 | 26.6271 | 29.203 | 31.7487 | 34.2693 | 36.7564 | 39.21 | 41.6295 | 44.0148 | 46.3653
NPgN | GSP | NPg Best View | HPs - I&C (GWh) | KNARESBOROUGH | NPg Best View (Not in FES) | Dem_BB005 | GWh | NPgN | Knaresborough |  | 3.1728 | 3.4755 | 3.8251 | 4.1531 | 4.5514 | 5.3801 | 6.2532 | 7.0741 | 7.8114 | 8.5 | 9.1755 | 9.8537 | 10.5314 | 11.1719 | 17.1987 | 23.1536 | 28.9709 | 34.6846 | 40.1271 | 45.4633 | 50.5285 | 55.5507 | 60.5384 | 65.5006 | 70.4206 | 75.2979 | 80.131 | 84.9188 | 89.6595
NPgN | GSP | NPg Best View | HPs - I&C (GWh) | LACKENBY | NPg Best View (Not in FES) | Dem_BB005 | GWh | NPgN | Lackenby |  | 2.5622 | 2.7985 | 3.071 | 3.3246 | 3.633 | 4.2823 | 4.9632 | 5.599 | 6.1654 | 6.6903 | 7.2022 | 7.7135 | 8.2217 | 8.6984 | 13.3551 | 17.9316 | 22.3781 | 26.7217 | 30.8347 | 34.8455 | 38.629 | 42.361 | 46.0484 | 49.6985 | 53.2991 | 56.8504 | 60.3516 | 63.8024 | 67.202
NPgN | GSP | NPg Best View | HPs - I&C (GWh) | NORTON | NPg Best View (Not in FES) | Dem_BB005 | GWh | NPgN | Norton |  | 8.0935 | 8.8965 | 9.8248 | 10.703 | 11.7684 | 13.9568 | 16.274 | 18.4691 | 20.4582 | 22.3306 | 24.179 | 26.0447 | 27.919 | 29.7041 | 45.861 | 61.9167 | 77.6926 | 93.2752 | 108.2089 | 122.9329 | 136.9968 | 151.0137 | 165.0046 | 178.9925 | 192.9303 | 206.8147 | 220.6398 | 234.4004 | 248.0904
NPgN | GSP | NPg Best View | HPs - I&C (GWh) | OFFERTON | NPg Best View (Not in FES) | Dem_BB005 | GWh | NPgN | Offerton |  | 0.72946 | 0.79445 | 0.86935 | 0.93847 | 1.0226 | 1.202 | 1.3892 | 1.5627 | 1.716 | 1.8568 | 1.9933 | 2.1289 | 2.2628 | 2.3873 | 3.6552 | 4.8942 | 6.0909 | 7.253 | 8.3464 | 9.4061 | 10.3987 | 11.3721 | 12.3282 | 13.2691 | 14.1916 | 15.096 | 15.9822 | 16.8502 | 17.7001
NPgN | GSP | NPg Best View | HPs - I&C (GWh) | OSBALDWICK | NPg Best View (Not in FES) | Dem_BB005 | GWh | NPgN | Osbaldwick |  | 7.0452 | 7.68 | 8.4119 | 9.0893 | 9.9137 | 11.6634 | 13.4922 | 15.1921 | 16.6975 | 18.0853 | 19.4328 | 20.7737 | 22.1014 | 23.3395 | 35.7685 | 47.9373 | 59.7147 | 71.1752 | 81.9808 | 92.4761 | 102.3313 | 112.0149 | 121.5461 | 130.9451 | 140.1805 | 149.2535 | 158.1633 | 166.9097 | 175.4918
NPgN | GSP | NPg Best View | HPs - I&C (GWh) | POPPLETON | NPg Best View (Not in FES) | Dem_BB005 | GWh | NPgN | Poppleton |  | 0.73052 | 0.79578 | 0.871 | 0.94047 | 1.025 | 1.2051 | 1.3931 | 1.5675 | 1.7215 | 1.8633 | 2.0007 | 2.1372 | 2.2722 | 2.3978 | 3.6721 | 4.9179 | 6.1218 | 7.2915 | 8.3926 | 9.4603 | 10.461 | 11.4429 | 12.4077 | 13.3577 | 14.2897 | 15.2039 | 16.1001 | 16.9784 | 17.8388
NPgN | GSP | NPg Best View | HPs - I&C (GWh) | SALTHOLME | NPg Best View (Not in FES) | Dem_BB005 | GWh | NPgN | Saltholme |  | 0.24785 | 0.27092 | 0.29755 | 0.32239 | 0.35258 | 0.41593 | 0.48245 | 0.54469 | 0.60027 | 0.65189 | 0.70232 | 0.75277 | 0.803 | 0.85021 | 1.3064 | 1.7554 | 2.1923 | 2.6199 | 3.0254 | 3.4215 | 3.7958 | 4.1656 | 4.5316 | 4.8944 | 5.2528 | 5.6069 | 5.9565 | 6.3016 | 6.6421
NPgN | GSP | NPg Best View | HPs - I&C (GWh) | SOUTH SHIELDS | NPg Best View (Not in FES) | Dem_BB005 | GWh | NPgN | South Shields |  | 0.68181 | 0.7424 | 0.8122 | 0.87659 | 0.95499 | 1.1222 | 1.2967 | 1.4584 | 1.601 | 1.7321 | 1.859 | 1.985 | 2.1094 | 2.225 | 3.4059 | 4.5593 | 5.6729 | 6.7538 | 7.7701 | 8.7547 | 9.6765 | 10.5799 | 11.4668 | 12.3392 | 13.1942 | 14.0319 | 14.8523 | 15.6554 | 16.4413
NPgN | GSP | NPg Best View | HPs - I&C (GWh) | SPADEADAM | NPg Best View (Not in FES) | Dem_BB005 | GWh | NPgN | Spadeadam - Not in NG FES |  | 0.19152 | 0.20853 | 0.22814 | 0.24623 | 0.26825 | 0.31523 | 0.36424 | 0.40966 | 0.44973 | 0.48654 | 0.52219 | 0.55758 | 0.59253 | 0.62499 | 0.95672 | 1.2807 | 1.5935 | 1.8972 | 2.1826 | 2.4592 | 2.7181 | 2.9719 | 3.2211 | 3.4661 | 3.7063 | 3.9416 | 4.1721 | 4.3977 | 4.6185
NPgN | GSP | NPg Best View | HPs - I&C (GWh) | SPENNYMOOR | NPg Best View (Not in FES) | Dem_BB005 | GWh | NPgN | Spennymoor |  | 4.7583 | 5.2092 | 5.7299 | 6.2175 | 6.8099 | 8.0453 | 9.3455 | 10.5665 | 11.6614 | 12.6823 | 13.6828 | 14.6864 | 15.6881 | 16.6334 | 25.5931 | 34.4365 | 43.0666 | 51.5341 | 59.5904 | 67.4812 | 74.9624 | 82.3728 | 89.7252 | 97.033 | 104.2718 | 111.4411 | 118.5386 | 125.5628 | 132.5117
NPgN | GSP | NPg Best View | HPs - I&C (GWh) | STELLA NORTH | NPg Best View (Not in FES) | Dem_BB005 | GWh | NPgN | Stella North |  | 3.798 | 4.1356 | 4.5247 | 4.8836 | 5.3205 | 6.2525 | 7.2249 | 8.126 | 8.9213 | 9.6519 | 10.3594 | 11.0619 | 11.7557 | 12.4003 | 18.9826 | 25.4121 | 31.62 | 37.6463 | 43.313 | 48.8032 | 53.9436 | 58.9821 | 63.9291 | 68.7954 | 73.5648 | 78.2384 | 82.8159 | 87.2976 | 91.6832
NPgN | GSP | NPg Best View | HPs - I&C (GWh) | STELLA SOUTH | NPg Best View (Not in FES) | Dem_BB005 | GWh | NPgN | Stella South |  | 2.4233 | 2.6441 | 2.8988 | 3.1351 | 3.4226 | 4.0304 | 4.6667 | 5.2594 | 5.7859 | 6.2725 | 6.746 | 7.2181 | 7.6865 | 8.1244 | 12.4623 | 16.7172 | 20.8432 | 24.8658 | 28.6667 | 32.3658 | 35.8471 | 39.2745 | 42.6545 | 45.9939 | 49.2816 | 52.518 | 55.7025 | 58.8349 | 61.9148
NPgN | GSP | NPg Best View | HPs - I&C (GWh) | TYNEMOUTH | NPg Best View (Not in FES) | Dem_BB005 | GWh | NPgN | Tynemouth 1 |  | 2.0465 | 2.2373 | 2.4574 | 2.6627 | 2.9123 | 3.4358 | 3.9856 | 4.5001 | 4.9596 | 5.3865 | 5.8036 | 6.221 | 6.6365 | 7.0272 | 10.7983 | 14.5107 | 18.124 | 21.6598 | 25.0143 | 28.2911 | 31.3884 | 34.4487 | 37.4775 | 40.4807 | 43.448 | 46.3797 | 49.2748 | 52.1331 | 54.9537
NPgN | GSP | NPg Best View | HPs - I&C (GWh) | WEST BOLDON | NPg Best View (Not in FES) | Dem_BB005 | GWh | NPgN | West Boldon |  | 3.3509 | 3.6497 | 3.994 | 4.3118 | 4.6988 | 5.5232 | 6.3837 | 7.1817 | 7.8865 | 8.5345 | 9.1624 | 9.7861 | 10.4025 | 10.9756 | 16.8057 | 22.5036 | 28.0079 | 33.354 | 38.3843 | 43.2605 | 47.829 | 52.3095 | 56.711 | 61.0431 | 65.2915 | 69.4569 | 73.5391 | 77.5382 | 81.4541
NPgY | GSP | NPg Best View | HPs - I&C (GWh) | BRADFORD WEST | NPg Best View (Not in FES) | Dem_BB005 | GWh | NPgY | Bradford West |  | 10.7551 | 11.6857 | 12.756 | 13.7697 | 14.989 | 17.5752 | 20.2634 | 22.7489 | 24.9453 | 26.9454 | 28.8771 | 30.7919 | 32.684 | 34.4252 | 52.7516 | 70.6143 | 87.8115 | 104.4682 | 120.1071 | 135.2265 | 149.3341 | 163.1293 | 176.643 | 189.9076 | 202.8777 | 215.5574 | 227.9473 | 240.0493 | 251.8643
NPgY | GSP | NPg Best View | HPs - I&C (GWh) | CAMBLESFORTH | NPg Best View (Not in FES) | Dem_BB005 | GWh | NPgY | Camblesforth |  | 0.76213 | 0.8388 | 0.92736 | 1.0137 | 1.1173 | 1.3263 | 1.5479 | 1.7587 | 1.9516 | 2.1331 | 2.3128 | 2.4947 | 2.6784 | 2.8531 | 4.4211 | 5.9839 | 7.5232 | 9.0479 | 10.5147 | 11.9649 | 13.3531 | 14.7396 | 16.1266 | 17.5161 | 18.9033 | 20.2878 | 21.6688 | 23.0458 | 24.4181
NPgY | GSP | NPg Best View | HPs - I&C (GWh) | CREYKE BECK | NPg Best View (Not in FES) | Dem_BB005 | GWh | NPgY | Creyke Beck |  | 11.6343 | 12.7157 | 13.9622 | 15.16 | 16.5986 | 19.5755 | 22.7 | 25.6309 | 28.2664 | 30.7067 | 33.0947 | 35.4884 | 37.8807 | 40.122 | 61.8233 | 83.2166 | 104.054 | 124.4719 | 143.8881 | 162.8833 | 180.8514 | 198.6245 | 216.2346 | 233.7162 | 251.0087 | 268.1114 | 285.0198 | 301.7308 | 318.2399
NPgY | GSP | NPg Best View | HPs - I&C (GWh) | DRAX | NPg Best View (Not in FES) | Dem_BB005 | GWh | NPgY | Drax |  | 1.0082 | 1.1095 | 1.2265 | 1.3407 | 1.4775 | 1.7538 | 2.0466 | 2.3253 | 2.5801 | 2.8198 | 3.0572 | 3.2975 | 3.54 | 3.7707 | 5.8426 | 7.9076 | 9.9411 | 11.9551 | 13.8925 | 15.8077 | 17.6408 | 19.4716 | 21.3027 | 23.137 | 24.9682 | 26.7956 | 28.6183 | 30.4355 | 32.2463
NPgY | GSP | NPg Best View | HPs - I&C (GWh) | ELLAND | NPg Best View (Not in FES) | Dem_BB005 | GWh | NPgY | Elland |  | 7.3059 | 7.9444 | 8.6791 | 9.3763 | 10.2147 | 11.9868 | 13.8313 | 15.5403 | 17.0544 | 18.4366 | 19.7741 | 21.1023 | 22.4169 | 23.6302 | 36.2388 | 48.549 | 60.421 | 71.9399 | 82.7758 | 93.2708 | 103.0841 | 112.6974 | 122.1315 | 131.4083 | 140.4961 | 149.3972 | 158.1115 | 166.6399 | 174.9826
NPgY | GSP | NPg Best View | HPs - I&C (GWh) | FERRYBRIDGE A | NPg Best View (Not in FES) | Dem_BB005 | GWh | NPgY | Ferrybridge A |  | 1.8043 | 1.9804 | 2.1836 | 2.3808 | 2.6173 | 3.0991 | 3.608 | 4.0897 | 4.5276 | 4.9371 | 5.3409 | 5.7483 | 6.1581 | 6.5458 | 10.1221 | 13.6723 | 17.1546 | 20.5905 | 23.8822 | 27.1244 | 30.2149 | 33.2912 | 36.3581 | 39.4209 | 42.4689 | 45.5015 | 48.5173 | 51.5153 | 54.4942
NPgY | GSP | NPg Best View | HPs - I&C (GWh) | FERRYBRIDGE B | NPg Best View (Not in FES) | Dem_BB005 | GWh | NPgY | Ferrybridge B (_M) |  | 6.4721 | 7.0798 | 7.7805 | 8.4553 | 9.2654 | 10.9362 | 12.6922 | 14.3427 | 15.8302 | 17.2106 | 18.5636 | 19.9218 | 21.2812 | 22.5575 | 34.7847 | 46.8566 | 58.6327 | 70.1891 | 81.1965 | 91.9813 | 102.2003 | 112.3226 | 122.366 | 132.3494 | 142.2384 | 152.0321 | 161.7275 | 171.3225 | 180.8142
NPgY | GSP | NPg Best View | HPs - I&C (GWh) | GRIMSBY WEST | NPg Best View (Not in FES) | Dem_BB005 | GWh | NPgY | Grimsby West |  | 3.325 | 3.6206 | 3.9609 | 4.2851 | 4.6747 | 5.4933 | 6.3474 | 7.1415 | 7.8481 | 8.4959 | 9.1247 | 9.751 | 10.3726 | 10.9489 | 16.814 | 22.5563 | 28.1102 | 33.5146 | 38.6149 | 43.5696 | 48.2186 | 52.7862 | 57.2818 | 61.7153 | 66.0716 | 70.3513 | 74.554 | 78.6799 | 82.7285
NPgY | GSP | NPg Best View | HPs - I&C (GWh) | JORDANTHORPE | NPg Best View (Not in FES) | Dem_BB005 | GWh | NPgY | Jordanthorpe |  | 0.68 | 0.74162 | 0.81259 | 0.88044 | 0.96198 | 1.1322 | 1.3102 | 1.4763 | 1.6248 | 1.7616 | 1.8948 | 2.0278 | 2.1603 | 2.2837 | 3.5121 | 4.7185 | 5.8888 | 7.0311 | 8.1128 | 9.1668 | 10.1594 | 11.1375 | 12.1031 | 13.0582 | 13.9995 | 14.927 | 15.8406 | 16.7403 | 17.6258
NPgY | GSP | NPg Best View | HPs - I&C (GWh) | KEADBY | NPg Best View (Not in FES) | Dem_BB005 | GWh | NPgY | Keadby |  | 5.5134 | 6.0985 | 6.7752 | 7.4413 | 8.2392 | 9.8241 | 11.5151 | 13.1394 | 14.6404 | 16.0657 | 17.4871 | 18.9346 | 20.404 | 21.8136 | 33.921 | 46.0704 | 58.1156 | 70.1225 | 81.7513 | 93.3176 | 104.4626 | 115.6542 | 126.906 | 138.234 | 149.5981 | 160.9932 | 172.412 | 183.848 | 195.294
NPgY | GSP | NPg Best View | HPs - I&C (GWh) | KIRKSTALL B | NPg Best View (Not in FES) | Dem_BB005 | GWh | NPgY | Kirkstall B |  | 4.8789 | 5.3006 | 5.7858 | 6.2451 | 6.7976 | 7.9698 | 9.1882 | 10.3145 | 11.3095 | 12.2154 | 13.0902 | 13.9572 | 14.8137 | 15.6018 | 23.9057 | 31.9983 | 39.7881 | 47.332 | 54.4136 | 61.2588 | 67.6446 | 73.888 | 80.003 | 86.0042 | 91.8712 | 97.6058 | 103.2083 | 108.6797 | 114.0202
NPgY | GSP | NPg Best View | HPs - I&C (GWh) | NEEPSEND | NPg Best View (Not in FES) | Dem_BB005 | GWh | NPgY | Neepsend |  | 1.8294 | 1.9875 | 2.1694 | 2.3417 | 2.5488 | 2.9884 | 3.4453 | 3.8676 | 4.2407 | 4.5804 | 4.9084 | 5.2336 | 5.5547 | 5.8503 | 8.964 | 11.9986 | 14.9196 | 17.7484 | 20.4039 | 22.9708 | 25.3654 | 27.7066 | 29.9997 | 32.2502 | 34.4503 | 36.6007 | 38.7017 | 40.7535 | 42.7562
NPgY | GSP | NPg Best View | HPs - I&C (GWh) | NORTON LEES | NPg Best View (Not in FES) | Dem_BB005 | GWh | NPgY | Norton Lees |  | 0.92582 | 1.0058 | 1.0979 | 1.1851 | 1.2899 | 1.5123 | 1.7435 | 1.9572 | 2.1461 | 2.3179 | 2.4839 | 2.6484 | 2.811 | 2.9605 | 4.5362 | 6.0718 | 7.5499 | 8.9813 | 10.325 | 11.6239 | 12.8356 | 14.0202 | 15.1805 | 16.3192 | 17.4324 | 18.5205 | 19.5835 | 20.6216 | 21.6349
NPgY | GSP | NPg Best View | HPs - I&C (GWh) | PITSMOOR 3/4 | NPg Best View (Not in FES) | Dem_BB005 | GWh | NPgY | Pitsmoor |  | 1.1263 | 1.2237 | 1.3359 | 1.442 | 1.5697 | 1.8406 | 2.1222 | 2.3825 | 2.6126 | 2.8221 | 3.0244 | 3.225 | 3.4232 | 3.6056 | 5.5252 | 7.3962 | 9.1976 | 10.9424 | 12.5806 | 14.1644 | 15.6423 | 17.0875 | 18.5033 | 19.893 | 21.2519 | 22.5803 | 23.8785 | 25.1465 | 26.3845
NPgY | GSP | NPg Best View | HPs - I&C (GWh) | SALTEND NORTH | NPg Best View (Not in FES) | Dem_BB005 | GWh | NPgY | Saltend North |  | 0.96241 | 1.0527 | 1.1568 | 1.257 | 1.3774 | 1.6257 | 1.8866 | 2.1317 | 2.3527 | 2.5577 | 2.7585 | 2.9602 | 3.162 | 3.3514 | 5.1677 | 6.9607 | 8.7096 | 10.4256 | 12.0598 | 13.6609 | 15.1777 | 16.68 | 18.1704 | 19.6518 | 21.119 | 22.5719 | 24.01 | 25.4331 | 26.8408
NPgY | GSP | NPg Best View | HPs - I&C (GWh) | SHEFFIELD CITY | NPg Best View (Not in FES) | Dem_BB005 | GWh | NPgY | Sheffield City |  | 1.9691 | 2.1393 | 2.3351 | 2.5205 | 2.7434 | 3.2165 | 3.7082 | 4.1628 | 4.5643 | 4.9299 | 5.2829 | 5.6328 | 5.9784 | 6.2964 | 9.6476 | 12.9134 | 16.057 | 19.1013 | 21.959 | 24.7213 | 27.2982 | 29.8176 | 32.2851 | 34.7067 | 37.0741 | 39.388 | 41.6486 | 43.8563 | 46.0111
NPgY | GSP | NPg Best View | HPs - I&C (GWh) | SKELTON GRANGE | NPg Best View (Not in FES) | Dem_BB005 | GWh | NPgY | Skelton Grange |  | 12.7242 | 13.8357 | 15.1147 | 16.3283 | 17.7877 | 20.8729 | 24.084 | 27.059 | 29.6943 | 32.0998 | 34.4275 | 36.7387 | 39.0262 | 41.137 | 63.0849 | 84.5118 | 105.1745 | 125.2212 | 144.0779 | 162.3399 | 179.4143 | 196.1395 | 212.5517 | 228.6891 | 244.4964 | 259.9778 | 275.1333 | 289.9643 | 304.471
NPgY | GSP | NPg Best View | HPs - I&C (GWh) | TEMPLEBOROUGH 275/33KV | NPg Best View (Not in FES) | Dem_BB005 | GWh | NPgY | Templeborough |  | 0.11722 | 0.12854 | 0.14162 | 0.15427 | 0.16946 | 0.20049 | 0.23322 | 0.26415 | 0.2922 | 0.31839 | 0.34417 | 0.37016 | 0.39626 | 0.42091 | 0.65041 | 0.87792 | 1.1008 | 1.3204 | 1.5305 | 1.7371 | 1.9338 | 2.1293 | 2.3241 | 2.5183 | 2.7114 | 2.9033 | 3.0939 | 3.2832 | 3.4711
NPgY | GSP | NPg Best View | HPs - I&C (GWh) | THURCROFT | NPg Best View (Not in FES) | Dem_BB005 | GWh | NPgY | Thurcroft |  | 3.0192 | 3.3043 | 3.6331 | 3.95 | 4.3305 | 5.1138 | 5.9376 | 6.7127 | 7.4122 | 8.0621 | 8.6996 | 9.3401 | 9.9817 | 10.5847 | 16.3289 | 22.0047 | 27.5461 | 32.9885 | 38.1769 | 43.2645 | 48.0896 | 52.8727 | 57.622 | 62.3463 | 67.0293 | 71.6705 | 76.2685 | 80.822 | 85.3296
NPgY | GSP | NPg Best View | HPs - I&C (GWh) | WEST MELTON / THORPE MARSH | NPg Best View (Not in FES) | Dem_BB005 | GWh | NPgY | Thorpe Marsh |  | 8.5574 | 9.361 | 10.2875 | 11.1795 | 12.2506 | 14.4597 | 16.7815 | 18.9637 | 20.9304 | 22.7554 | 24.5442 | 26.3399 | 28.1371 | 29.8245 | 45.9907 | 61.9513 | 77.5208 | 92.7996 | 107.3525 | 121.611 | 135.1213 | 148.5038 | 161.7817 | 174.9804 | 188.054 | 201.0015 | 213.8191 | 226.5037 | 239.0517
NPgY | GSP | NPg Best View | HPs - I&C (GWh) | WEST MELTON SECTION 3 | NPg Best View (Not in FES) | Dem_BB005 | GWh | NPgY | West Melton |  | 7.1657 | 7.8531 | 8.6461 | 9.4129 | 10.3331 | 12.2178 | 14.2042 | 16.0787 | 17.7761 | 19.3583 | 20.9143 | 22.4808 | 24.0531 | 25.5358 | 39.4386 | 53.207 | 66.68 | 79.9418 | 92.615 | 105.0693 | 116.9103 | 128.6721 | 140.374 | 152.037 | 163.6206 | 175.1229 | 186.5397 | 197.8674 | 209.1018
NPgY | GSP | NPg Best View | HPs - I&C (GWh) | WINCOBANK | NPg Best View (Not in FES) | Dem_BB005 | GWh | NPgY | Wincobank |  | 1.2385 | 1.3484 | 1.4749 | 1.5953 | 1.74 | 2.0443 | 2.3617 | 2.6567 | 2.919 | 3.1593 | 3.3926 | 3.6247 | 3.8551 | 4.0686 | 6.2468 | 8.3787 | 10.4399 | 12.4448 | 14.3361 | 16.1726 | 17.8951 | 19.5867 | 21.251 | 22.8918 | 24.5033 | 26.0858 | 27.6393 | 29.1637 | 30.659
NPgN | GSP | NG FES - Consumer Transformation | HPs - I&C (GWh) | BLYTH 66kV | Consumer Transformation | Dem_BB005 | GWh | NPgN | Blyth 66kV |  | 3.3467 | 3.6472 | 3.9935 | 4.3138 | 4.7036 | 5.5321 | 6.3976 | 7.2015 | 7.9127 | 8.5678 | 9.2033 | 9.8355 | 10.4609 | 11.0436 | 16.9196 | 22.669 | 28.2299 | 33.6377 | 38.7329 | 43.6784 | 48.3188 | 52.8754 | 57.3574 | 61.7743 | 66.1115 | 70.3695 | 74.5481 | 78.6472 | 82.6665
NPgN | GSP | NG FES - Consumer Transformation | HPs - I&C (GWh) | BLYTH 132kV | Consumer Transformation | Dem_BB005 | GWh | NPgN | Blyth 132kV |  | 1.7818 | 1.9402 | 2.1226 | 2.2909 | 2.4958 | 2.933 | 3.389 | 3.8116 | 4.1844 | 4.527 | 4.8587 | 5.188 | 5.5133 | 5.8154 | 8.9021 | 11.9169 | 14.8276 | 17.6531 | 20.3097 | 22.8835 | 25.293 | 27.6547 | 29.9733 | 32.254 | 34.4891 | 36.6791 | 38.824 | 40.9238 | 42.9786
NPgN | GSP | NG FES - Consumer Transformation | HPs - I&C (GWh) | FOURSTONES | Consumer Transformation | Dem_BB005 | GWh | NPgN | Fourstones |  | 0.42086 | 0.45827 | 0.50137 | 0.54112 | 0.58953 | 0.69278 | 0.80049 | 0.90032 | 0.9884 | 1.0693 | 1.1477 | 1.2255 | 1.3023 | 1.3737 | 2.1028 | 2.815 | 3.5026 | 4.17 | 4.7976 | 5.4056 | 5.9749 | 6.5328 | 7.0805 | 7.6193 | 8.1474 | 8.6648 | 9.1716 | 9.6677 | 10.1531
NPgN | GSP | NG FES - Consumer Transformation | HPs - I&C (GWh) | HARTMOOR | Consumer Transformation | Dem_BB005 | GWh | NPgN | Hart Moor |  | 3.0592 | 3.3356 | 3.6541 | 3.9492 | 4.3082 | 5.0695 | 5.8655 | 6.6058 | 7.2618 | 7.8668 | 8.4546 | 9.0397 | 9.6193 | 10.1601 | 15.5737 | 20.876 | 26.0098 | 31.0076 | 35.7218 | 40.3026 | 44.6062 | 48.8365 | 53.002 | 57.1113 | 61.1508 | 65.1211 | 69.0215 | 72.8521 | 76.6124
NPgN | GSP | NG FES - Consumer Transformation | HPs - I&C (GWh) | HAWTHORN PIT GRID | Consumer Transformation | Dem_BB005 | GWh | NPgN | Hawthorn Pit |  | 1.7618 | 1.9245 | 2.1122 | 2.2869 | 2.4994 | 2.9464 | 3.4153 | 3.8533 | 4.2436 | 4.6055 | 4.9585 | 5.3112 | 5.6618 | 5.9908 | 9.1991 | 12.353 | 15.418 | 18.4128 | 21.2495 | 24.0163 | 26.6271 | 29.203 | 31.7487 | 34.2693 | 36.7564 | 39.21 | 41.6295 | 44.0148 | 46.3653
NPgN | GSP | NG FES - Consumer Transformation | HPs - I&C (GWh) | KNARESBOROUGH | Consumer Transformation | Dem_BB005 | GWh | NPgN | Knaresborough |  | 3.1728 | 3.4755 | 3.8251 | 4.1531 | 4.5514 | 5.3801 | 6.2532 | 7.0741 | 7.8114 | 8.5 | 9.1755 | 9.8537 | 10.5314 | 11.1719 | 17.1987 | 23.1536 | 28.9709 | 34.6846 | 40.1271 | 45.4633 | 50.5285 | 55.5507 | 60.5384 | 65.5006 | 70.4206 | 75.2979 | 80.131 | 84.9188 | 89.6595
NPgN | GSP | NG FES - Consumer Transformation | HPs - I&C (GWh) | LACKENBY | Consumer Transformation | Dem_BB005 | GWh | NPgN | Lackenby |  | 2.5622 | 2.7985 | 3.071 | 3.3246 | 3.633 | 4.2823 | 4.9632 | 5.599 | 6.1654 | 6.6903 | 7.2022 | 7.7135 | 8.2217 | 8.6984 | 13.3551 | 17.9316 | 22.3781 | 26.7217 | 30.8347 | 34.8455 | 38.629 | 42.361 | 46.0484 | 49.6985 | 53.2991 | 56.8504 | 60.3516 | 63.8024 | 67.202
NPgN | GSP | NG FES - Consumer Transformation | HPs - I&C (GWh) | NORTON | Consumer Transformation | Dem_BB005 | GWh | NPgN | Norton |  | 8.0935 | 8.8965 | 9.8248 | 10.703 | 11.7684 | 13.9568 | 16.274 | 18.4691 | 20.4582 | 22.3306 | 24.179 | 26.0447 | 27.919 | 29.7041 | 45.861 | 61.9167 | 77.6926 | 93.2752 | 108.2089 | 122.9329 | 136.9968 | 151.0137 | 165.0046 | 178.9925 | 192.9303 | 206.8147 | 220.6398 | 234.4004 | 248.0904
NPgN | GSP | NG FES - Consumer Transformation | HPs - I&C (GWh) | OFFERTON | Consumer Transformation | Dem_BB005 | GWh | NPgN | Offerton |  | 0.72946 | 0.79445 | 0.86935 | 0.93847 | 1.0226 | 1.202 | 1.3892 | 1.5627 | 1.716 | 1.8568 | 1.9933 | 2.1289 | 2.2628 | 2.3873 | 3.6552 | 4.8942 | 6.0909 | 7.253 | 8.3464 | 9.4061 | 10.3987 | 11.3721 | 12.3282 | 13.2691 | 14.1916 | 15.096 | 15.9822 | 16.8502 | 17.7001
NPgN | GSP | NG FES - Consumer Transformation | HPs - I&C (GWh) | OSBALDWICK | Consumer Transformation | Dem_BB005 | GWh | NPgN | Osbaldwick |  | 7.0452 | 7.68 | 8.4119 | 9.0893 | 9.9137 | 11.6634 | 13.4922 | 15.1921 | 16.6975 | 18.0853 | 19.4328 | 20.7737 | 22.1014 | 23.3395 | 35.7685 | 47.9373 | 59.7147 | 71.1752 | 81.9808 | 92.4761 | 102.3313 | 112.0149 | 121.5461 | 130.9451 | 140.1805 | 149.2535 | 158.1633 | 166.9097 | 175.4918
NPgN | GSP | NG FES - Consumer Transformation | HPs - I&C (GWh) | POPPLETON | Consumer Transformation | Dem_BB005 | GWh | NPgN | Poppleton |  | 0.73052 | 0.79578 | 0.871 | 0.94047 | 1.025 | 1.2051 | 1.3931 | 1.5675 | 1.7215 | 1.8633 | 2.0007 | 2.1372 | 2.2722 | 2.3978 | 3.6721 | 4.9179 | 6.1218 | 7.2915 | 8.3926 | 9.4603 | 10.461 | 11.4429 | 12.4077 | 13.3577 | 14.2897 | 15.2039 | 16.1001 | 16.9784 | 17.8388
NPgN | GSP | NG FES - Consumer Transformation | HPs - I&C (GWh) | SALTHOLME | Consumer Transformation | Dem_BB005 | GWh | NPgN | Saltholme |  | 0.24785 | 0.27092 | 0.29755 | 0.32239 | 0.35258 | 0.41593 | 0.48245 | 0.54469 | 0.60027 | 0.65189 | 0.70232 | 0.75277 | 0.803 | 0.85021 | 1.3064 | 1.7554 | 2.1923 | 2.6199 | 3.0254 | 3.4215 | 3.7958 | 4.1656 | 4.5316 | 4.8944 | 5.2528 | 5.6069 | 5.9565 | 6.3016 | 6.6421
NPgN | GSP | NG FES - Consumer Transformation | HPs - I&C (GWh) | SOUTH SHIELDS | Consumer Transformation | Dem_BB005 | GWh | NPgN | South Shields |  | 0.68181 | 0.7424 | 0.8122 | 0.87659 | 0.95499 | 1.1222 | 1.2967 | 1.4584 | 1.601 | 1.7321 | 1.859 | 1.985 | 2.1094 | 2.225 | 3.4059 | 4.5593 | 5.6729 | 6.7538 | 7.7701 | 8.7547 | 9.6765 | 10.5799 | 11.4668 | 12.3392 | 13.1942 | 14.0319 | 14.8523 | 15.6554 | 16.4413
NPgN | GSP | NG FES - Consumer Transformation | HPs - I&C (GWh) | SPADEADAM | Consumer Transformation | Dem_BB005 | GWh | NPgN | Spadeadam - Not in NG FES |  | 0.19152 | 0.20853 | 0.22814 | 0.24623 | 0.26825 | 0.31523 | 0.36424 | 0.40966 | 0.44973 | 0.48654 | 0.52219 | 0.55758 | 0.59253 | 0.62499 | 0.95672 | 1.2807 | 1.5935 | 1.8972 | 2.1826 | 2.4592 | 2.7181 | 2.9719 | 3.2211 | 3.4661 | 3.7063 | 3.9416 | 4.1721 | 4.3977 | 4.6185
NPgN | GSP | NG FES - Consumer Transformation | HPs - I&C (GWh) | SPENNYMOOR | Consumer Transformation | Dem_BB005 | GWh | NPgN | Spennymoor |  | 4.7583 | 5.2092 | 5.7299 | 6.2175 | 6.8099 | 8.0453 | 9.3455 | 10.5665 | 11.6614 | 12.6823 | 13.6828 | 14.6864 | 15.6881 | 16.6334 | 25.5931 | 34.4365 | 43.0666 | 51.5341 | 59.5904 | 67.4812 | 74.9624 | 82.3728 | 89.7252 | 97.033 | 104.2718 | 111.4411 | 118.5386 | 125.5628 | 132.5117
NPgN | GSP | NG FES - Consumer Transformation | HPs - I&C (GWh) | STELLA NORTH | Consumer Transformation | Dem_BB005 | GWh | NPgN | Stella North |  | 3.798 | 4.1356 | 4.5247 | 4.8836 | 5.3205 | 6.2525 | 7.2249 | 8.126 | 8.9213 | 9.6519 | 10.3594 | 11.0619 | 11.7557 | 12.4003 | 18.9826 | 25.4121 | 31.62 | 37.6463 | 43.313 | 48.8032 | 53.9436 | 58.9821 | 63.9291 | 68.7954 | 73.5648 | 78.2384 | 82.8159 | 87.2976 | 91.6832
NPgN | GSP | NG FES - Consumer Transformation | HPs - I&C (GWh) | STELLA SOUTH | Consumer Transformation | Dem_BB005 | GWh | NPgN | Stella South |  | 2.4233 | 2.6441 | 2.8988 | 3.1351 | 3.4226 | 4.0304 | 4.6667 | 5.2594 | 5.7859 | 6.2725 | 6.746 | 7.2181 | 7.6865 | 8.1244 | 12.4623 | 16.7172 | 20.8432 | 24.8658 | 28.6667 | 32.3658 | 35.8471 | 39.2745 | 42.6545 | 45.9939 | 49.2816 | 52.518 | 55.7025 | 58.8349 | 61.9148
NPgN | GSP | NG FES - Consumer Transformation | HPs - I&C (GWh) | TYNEMOUTH | Consumer Transformation | Dem_BB005 | GWh | NPgN | Tynemouth 1 |  | 2.0465 | 2.2373 | 2.4574 | 2.6627 | 2.9123 | 3.4358 | 3.9856 | 4.5001 | 4.9596 | 5.3865 | 5.8036 | 6.221 | 6.6365 | 7.0272 | 10.7983 | 14.5107 | 18.124 | 21.6598 | 25.0143 | 28.2911 | 31.3884 | 34.4487 | 37.4775 | 40.4807 | 43.448 | 46.3797 | 49.2748 | 52.1331 | 54.9537
NPgN | GSP | NG FES - Consumer Transformation | HPs - I&C (GWh) | WEST BOLDON | Consumer Transformation | Dem_BB005 | GWh | NPgN | West Boldon |  | 3.3509 | 3.6497 | 3.994 | 4.3118 | 4.6988 | 5.5232 | 6.3837 | 7.1817 | 7.8865 | 8.5345 | 9.1624 | 9.7861 | 10.4025 | 10.9756 | 16.8057 | 22.5036 | 28.0079 | 33.354 | 38.3843 | 43.2605 | 47.829 | 52.3095 | 56.711 | 61.0431 | 65.2915 | 69.4569 | 73.5391 | 77.5382 | 81.4541
NPgY | GSP | NG FES - Consumer Transformation | HPs - I&C (GWh) | BRADFORD WEST | Consumer Transformation | Dem_BB005 | GWh | NPgY | Bradford West |  | 10.7551 | 11.6857 | 12.756 | 13.7697 | 14.989 | 17.5752 | 20.2634 | 22.7489 | 24.9453 | 26.9454 | 28.8771 | 30.7919 | 32.684 | 34.4252 | 52.7516 | 70.6143 | 87.8115 | 104.4682 | 120.1071 | 135.2265 | 149.3341 | 163.1293 | 176.643 | 189.9076 | 202.8777 | 215.5574 | 227.9473 | 240.0493 | 251.8643
NPgY | GSP | NG FES - Consumer Transformation | HPs - I&C (GWh) | CAMBLESFORTH | Consumer Transformation | Dem_BB005 | GWh | NPgY | Camblesforth |  | 0.76213 | 0.8388 | 0.92736 | 1.0137 | 1.1173 | 1.3263 | 1.5479 | 1.7587 | 1.9516 | 2.1331 | 2.3128 | 2.4947 | 2.6784 | 2.8531 | 4.4211 | 5.9839 | 7.5232 | 9.0479 | 10.5147 | 11.9649 | 13.3531 | 14.7396 | 16.1266 | 17.5161 | 18.9033 | 20.2878 | 21.6688 | 23.0458 | 24.4181
NPgY | GSP | NG FES - Consumer Transformation | HPs - I&C (GWh) | CREYKE BECK | Consumer Transformation | Dem_BB005 | GWh | NPgY | Creyke Beck |  | 11.6343 | 12.7157 | 13.9622 | 15.16 | 16.5986 | 19.5755 | 22.7 | 25.6309 | 28.2664 | 30.7067 | 33.0947 | 35.4884 | 37.8807 | 40.122 | 61.8233 | 83.2166 | 104.054 | 124.4719 | 143.8881 | 162.8833 | 180.8514 | 198.6245 | 216.2346 | 233.7162 | 251.0087 | 268.1114 | 285.0198 | 301.7308 | 318.2399
NPgY | GSP | NG FES - Consumer Transformation | HPs - I&C (GWh) | DRAX | Consumer Transformation | Dem_BB005 | GWh | NPgY | Drax |  | 1.0082 | 1.1095 | 1.2265 | 1.3407 | 1.4775 | 1.7538 | 2.0466 | 2.3253 | 2.5801 | 2.8198 | 3.0572 | 3.2975 | 3.54 | 3.7707 | 5.8426 | 7.9076 | 9.9411 | 11.9551 | 13.8925 | 15.8077 | 17.6408 | 19.4716 | 21.3027 | 23.137 | 24.9682 | 26.7956 | 28.6183 | 30.4355 | 32.2463
NPgY | GSP | NG FES - Consumer Transformation | HPs - I&C (GWh) | ELLAND | Consumer Transformation | Dem_BB005 | GWh | NPgY | Elland |  | 7.3059 | 7.9444 | 8.6791 | 9.3763 | 10.2147 | 11.9868 | 13.8313 | 15.5403 | 17.0544 | 18.4366 | 19.7741 | 21.1023 | 22.4169 | 23.6302 | 36.2388 | 48.549 | 60.421 | 71.9399 | 82.7758 | 93.2708 | 103.0841 | 112.6974 | 122.1315 | 131.4083 | 140.4961 | 149.3972 | 158.1115 | 166.6399 | 174.9826
NPgY | GSP | NG FES - Consumer Transformation | HPs - I&C (GWh) | FERRYBRIDGE A | Consumer Transformation | Dem_BB005 | GWh | NPgY | Ferrybridge A |  | 1.8043 | 1.9804 | 2.1836 | 2.3808 | 2.6173 | 3.0991 | 3.608 | 4.0897 | 4.5276 | 4.9371 | 5.3409 | 5.7483 | 6.1581 | 6.5458 | 10.1221 | 13.6723 | 17.1546 | 20.5905 | 23.8822 | 27.1244 | 30.2149 | 33.2912 | 36.3581 | 39.4209 | 42.4689 | 45.5015 | 48.5173 | 51.5153 | 54.4942
NPgY | GSP | NG FES - Consumer Transformation | HPs - I&C (GWh) | FERRYBRIDGE B | Consumer Transformation | Dem_BB005 | GWh | NPgY | Ferrybridge B (_M) |  | 6.4721 | 7.0798 | 7.7805 | 8.4553 | 9.2654 | 10.9362 | 12.6922 | 14.3427 | 15.8302 | 17.2106 | 18.5636 | 19.9218 | 21.2812 | 22.5575 | 34.7847 | 46.8566 | 58.6327 | 70.1891 | 81.1965 | 91.9813 | 102.2003 | 112.3226 | 122.366 | 132.3494 | 142.2384 | 152.0321 | 161.7275 | 171.3225 | 180.8142
NPgY | GSP | NG FES - Consumer Transformation | HPs - I&C (GWh) | GRIMSBY WEST | Consumer Transformation | Dem_BB005 | GWh | NPgY | Grimsby West |  | 3.325 | 3.6206 | 3.9609 | 4.2851 | 4.6747 | 5.4933 | 6.3474 | 7.1415 | 7.8481 | 8.4959 | 9.1247 | 9.751 | 10.3726 | 10.9489 | 16.814 | 22.5563 | 28.1102 | 33.5146 | 38.6149 | 43.5696 | 48.2186 | 52.7862 | 57.2818 | 61.7153 | 66.0716 | 70.3513 | 74.554 | 78.6799 | 82.7285
NPgY | GSP | NG FES - Consumer Transformation | HPs - I&C (GWh) | JORDANTHORPE | Consumer Transformation | Dem_BB005 | GWh | NPgY | Jordanthorpe |  | 0.68 | 0.74162 | 0.81259 | 0.88044 | 0.96198 | 1.1322 | 1.3102 | 1.4763 | 1.6248 | 1.7616 | 1.8948 | 2.0278 | 2.1603 | 2.2837 | 3.5121 | 4.7185 | 5.8888 | 7.0311 | 8.1128 | 9.1668 | 10.1594 | 11.1375 | 12.1031 | 13.0582 | 13.9995 | 14.927 | 15.8406 | 16.7403 | 17.6258
NPgY | GSP | NG FES - Consumer Transformation | HPs - I&C (GWh) | KEADBY | Consumer Transformation | Dem_BB005 | GWh | NPgY | Keadby |  | 5.5134 | 6.0985 | 6.7752 | 7.4413 | 8.2392 | 9.8241 | 11.5151 | 13.1394 | 14.6404 | 16.0657 | 17.4871 | 18.9346 | 20.404 | 21.8136 | 33.921 | 46.0704 | 58.1156 | 70.1225 | 81.7513 | 93.3176 | 104.4626 | 115.6542 | 126.906 | 138.234 | 149.5981 | 160.9932 | 172.412 | 183.848 | 195.294
NPgY | GSP | NG FES - Consumer Transformation | HPs - I&C (GWh) | KIRKSTALL B | Consumer Transformation | Dem_BB005 | GWh | NPgY | Kirkstall B |  | 4.8789 | 5.3006 | 5.7858 | 6.2451 | 6.7976 | 7.9698 | 9.1882 | 10.3145 | 11.3095 | 12.2154 | 13.0902 | 13.9572 | 14.8137 | 15.6018 | 23.9057 | 31.9983 | 39.7881 | 47.332 | 54.4136 | 61.2588 | 67.6446 | 73.888 | 80.003 | 86.0042 | 91.8712 | 97.6058 | 103.2083 | 108.6797 | 114.0202
NPgY | GSP | NG FES - Consumer Transformation | HPs - I&C (GWh) | NEEPSEND | Consumer Transformation | Dem_BB005 | GWh | NPgY | Neepsend |  | 1.8294 | 1.9875 | 2.1694 | 2.3417 | 2.5488 | 2.9884 | 3.4453 | 3.8676 | 4.2407 | 4.5804 | 4.9084 | 5.2336 | 5.5547 | 5.8503 | 8.964 | 11.9986 | 14.9196 | 17.7484 | 20.4039 | 22.9708 | 25.3654 | 27.7066 | 29.9997 | 32.2502 | 34.4503 | 36.6007 | 38.7017 | 40.7535 | 42.7562
NPgY | GSP | NG FES - Consumer Transformation | HPs - I&C (GWh) | NORTON LEES | Consumer Transformation | Dem_BB005 | GWh | NPgY | Norton Lees |  | 0.92582 | 1.0058 | 1.0979 | 1.1851 | 1.2899 | 1.5123 | 1.7435 | 1.9572 | 2.1461 | 2.3179 | 2.4839 | 2.6484 | 2.811 | 2.9605 | 4.5362 | 6.0718 | 7.5499 | 8.9813 | 10.325 | 11.6239 | 12.8356 | 14.0202 | 15.1805 | 16.3192 | 17.4324 | 18.5205 | 19.5835 | 20.6216 | 21.6349
NPgY | GSP | NG FES - Consumer Transformation | HPs - I&C (GWh) | PITSMOOR 3/4 | Consumer Transformation | Dem_BB005 | GWh | NPgY | Pitsmoor |  | 1.1263 | 1.2237 | 1.3359 | 1.442 | 1.5697 | 1.8406 | 2.1222 | 2.3825 | 2.6126 | 2.8221 | 3.0244 | 3.225 | 3.4232 | 3.6056 | 5.5252 | 7.3962 | 9.1976 | 10.9424 | 12.5806 | 14.1644 | 15.6423 | 17.0875 | 18.5033 | 19.893 | 21.2519 | 22.5803 | 23.8785 | 25.1465 | 26.3845
NPgY | GSP | NG FES - Consumer Transformation | HPs - I&C (GWh) | SALTEND NORTH | Consumer Transformation | Dem_BB005 | GWh | NPgY | Saltend North |  | 0.96241 | 1.0527 | 1.1568 | 1.257 | 1.3774 | 1.6257 | 1.8866 | 2.1317 | 2.3527 | 2.5577 | 2.7585 | 2.9602 | 3.162 | 3.3514 | 5.1677 | 6.9607 | 8.7096 | 10.4256 | 12.0598 | 13.6609 | 15.1777 | 16.68 | 18.1704 | 19.6518 | 21.119 | 22.5719 | 24.01 | 25.4331 | 26.8408
NPgY | GSP | NG FES - Consumer Transformation | HPs - I&C (GWh) | SHEFFIELD CITY | Consumer Transformation | Dem_BB005 | GWh | NPgY | Sheffield City |  | 1.9691 | 2.1393 | 2.3351 | 2.5205 | 2.7434 | 3.2165 | 3.7082 | 4.1628 | 4.5643 | 4.9299 | 5.2829 | 5.6328 | 5.9784 | 6.2964 | 9.6476 | 12.9134 | 16.057 | 19.1013 | 21.959 | 24.7213 | 27.2982 | 29.8176 | 32.2851 | 34.7067 | 37.0741 | 39.388 | 41.6486 | 43.8563 | 46.0111
NPgY | GSP | NG FES - Consumer Transformation | HPs - I&C (GWh) | SKELTON GRANGE | Consumer Transformation | Dem_BB005 | GWh | NPgY | Skelton Grange |  | 12.7242 | 13.8357 | 15.1147 | 16.3283 | 17.7877 | 20.8729 | 24.084 | 27.059 | 29.6943 | 32.0998 | 34.4275 | 36.7387 | 39.0262 | 41.137 | 63.0849 | 84.5118 | 105.1745 | 125.2212 | 144.0779 | 162.3399 | 179.4143 | 196.1395 | 212.5517 | 228.6891 | 244.4964 | 259.9778 | 275.1333 | 289.9643 | 304.471
NPgY | GSP | NG FES - Consumer Transformation | HPs - I&C (GWh) | TEMPLEBOROUGH 275/33KV | Consumer Transformation | Dem_BB005 | GWh | NPgY | Templeborough |  | 0.11722 | 0.12854 | 0.14162 | 0.15427 | 0.16946 | 0.20049 | 0.23322 | 0.26415 | 0.2922 | 0.31839 | 0.34417 | 0.37016 | 0.39626 | 0.42091 | 0.65041 | 0.87792 | 1.1008 | 1.3204 | 1.5305 | 1.7371 | 1.9338 | 2.1293 | 2.3241 | 2.5183 | 2.7114 | 2.9033 | 3.0939 | 3.2832 | 3.4711
NPgY | GSP | NG FES - Consumer Transformation | HPs - I&C (GWh) | THURCROFT | Consumer Transformation | Dem_BB005 | GWh | NPgY | Thurcroft |  | 3.0192 | 3.3043 | 3.6331 | 3.95 | 4.3305 | 5.1138 | 5.9376 | 6.7127 | 7.4122 | 8.0621 | 8.6996 | 9.3401 | 9.9817 | 10.5847 | 16.3289 | 22.0047 | 27.5461 | 32.9885 | 38.1769 | 43.2645 | 48.0896 | 52.8727 | 57.622 | 62.3463 | 67.0293 | 71.6705 | 76.2685 | 80.822 | 85.3296
NPgY | GSP | NG FES - Consumer Transformation | HPs - I&C (GWh) | WEST MELTON / THORPE MARSH | Consumer Transformation | Dem_BB005 | GWh | NPgY | Thorpe Marsh |  | 8.5574 | 9.361 | 10.2875 | 11.1795 | 12.2506 | 14.4597 | 16.7815 | 18.9637 | 20.9304 | 22.7554 | 24.5442 | 26.3399 | 28.1371 | 29.8245 | 45.9907 | 61.9513 | 77.5208 | 92.7996 | 107.3525 | 121.611 | 135.1213 | 148.5038 | 161.7817 | 174.9804 | 188.054 | 201.0015 | 213.8191 | 226.5037 | 239.0517
NPgY | GSP | NG FES - Consumer Transformation | HPs - I&C (GWh) | WEST MELTON SECTION 3 | Consumer Transformation | Dem_BB005 | GWh | NPgY | West Melton |  | 7.1657 | 7.8531 | 8.6461 | 9.4129 | 10.3331 | 12.2178 | 14.2042 | 16.0787 | 17.7761 | 19.3583 | 20.9143 | 22.4808 | 24.0531 | 25.5358 | 39.4386 | 53.207 | 66.68 | 79.9418 | 92.615 | 105.0693 | 116.9103 | 128.6721 | 140.374 | 152.037 | 163.6206 | 175.1229 | 186.5397 | 197.8674 | 209.1018
NPgY | GSP | NG FES - Consumer Transformation | HPs - I&C (GWh) | WINCOBANK | Consumer Transformation | Dem_BB005 | GWh | NPgY | Wincobank |  | 1.2385 | 1.3484 | 1.4749 | 1.5953 | 1.74 | 2.0443 | 2.3617 | 2.6567 | 2.919 | 3.1593 | 3.3926 | 3.6247 | 3.8551 | 4.0686 | 6.2468 | 8.3787 | 10.4399 | 12.4448 | 14.3361 | 16.1726 | 17.8951 | 19.5867 | 21.251 | 22.8918 | 24.5033 | 26.0858 | 27.6393 | 29.1637 | 30.659
NPgN | GSP | NG FES - Falling Short | HPs - I&C (GWh) | BLYTH 66kV | Falling Short | Dem_BB005 | GWh | NPgN | Blyth 66kV |  | 3.4823 | 3.8308 | 4.254 | 4.4781 | 4.7439 | 5.2276 | 5.7832 | 6.3108 | 6.7791 | 7.1983 | 7.6101 | 8.0434 | 8.4692 | 9.1907 | 9.8195 | 10.648 | 11.1764 | 11.6351 | 12.0125 | 12.3643 | 12.7063 | 13.0367 | 13.3563 | 13.6703 | 13.9849 | 14.2994 | 14.6118 | 14.9212 | 14.9606
NPgN | GSP | NG FES - Falling Short | HPs - I&C (GWh) | BLYTH 132kV | Falling Short | Dem_BB005 | GWh | NPgN | Blyth 132kV |  | 1.8572 | 2.0412 | 2.2644 | 2.3815 | 2.5204 | 2.7747 | 3.0666 | 3.3432 | 3.5878 | 3.806 | 4.0198 | 4.2447 | 4.4651 | 4.8408 | 5.1671 | 5.5976 | 5.8698 | 6.1048 | 6.2968 | 6.475 | 6.6478 | 6.8141 | 6.9745 | 7.1316 | 7.2888 | 7.4456 | 7.601 | 7.7546 | 7.7676
NPgN | GSP | NG FES - Falling Short | HPs - I&C (GWh) | FOURSTONES | Falling Short | Dem_BB005 | GWh | NPgN | Fourstones |  | 0.43857 | 0.48201 | 0.53473 | 0.56237 | 0.59516 | 0.65522 | 0.72415 | 0.78946 | 0.84722 | 0.89875 | 0.94925 | 1.0023 | 1.0544 | 1.1431 | 1.2202 | 1.3218 | 1.3861 | 1.4416 | 1.4869 | 1.529 | 1.5698 | 1.6091 | 1.647 | 1.6841 | 1.7212 | 1.7582 | 1.7949 | 1.8312 | 1.8343
NPgN | GSP | NG FES - Falling Short | HPs - I&C (GWh) | HARTMOOR | Falling Short | Dem_BB005 | GWh | NPgN | Hart Moor |  | 3.1798 | 3.5001 | 3.8889 | 4.0962 | 4.3418 | 4.7872 | 5.299 | 5.7858 | 6.2186 | 6.6069 | 6.9888 | 7.391 | 7.7866 | 8.4547 | 9.0383 | 9.8063 | 10.2987 | 10.7273 | 11.0815 | 11.4124 | 11.7345 | 12.0463 | 12.3485 | 12.6458 | 12.9439 | 13.2422 | 13.5389 | 13.8332 | 13.8773
NPgN | GSP | NG FES - Falling Short | HPs - I&C (GWh) | HAWTHORN PIT GRID | Falling Short | Dem_BB005 | GWh | NPgN | Hawthorn Pit |  | 1.8332 | 2.0223 | 2.2519 | 2.3771 | 2.5251 | 2.7902 | 3.0951 | 3.3867 | 3.6478 | 3.8838 | 4.1169 | 4.363 | 4.6061 | 5.0117 | 5.3688 | 5.837 | 6.1427 | 6.4114 | 6.6366 | 6.8486 | 7.0561 | 7.2581 | 7.455 | 7.6497 | 7.8455 | 8.0421 | 8.2384 | 8.4339 | 8.4772
NPgN | GSP | NG FES - Falling Short | HPs - I&C (GWh) | KNARESBOROUGH | Falling Short | Dem_BB005 | GWh | NPgN | Knaresborough |  | 3.3054 | 3.6586 | 4.0874 | 4.3288 | 4.6132 | 5.1138 | 5.6907 | 6.2463 | 6.7488 | 7.2076 | 7.6636 | 8.1461 | 8.6259 | 9.4132 | 10.1134 | 11.0274 | 11.6383 | 12.182 | 12.6454 | 13.0858 | 13.5197 | 13.9449 | 14.3622 | 14.7769 | 15.1956 | 15.6177 | 16.0408 | 16.4641 | 16.5912
NPgN | GSP | NG FES - Falling Short | HPs - I&C (GWh) | LACKENBY | Falling Short | Dem_BB005 | GWh | NPgN | Lackenby |  | 2.6719 | 2.9471 | 3.2811 | 3.463 | 3.6779 | 4.0634 | 4.5067 | 4.9305 | 5.3098 | 5.6524 | 5.9908 | 6.3479 | 6.7006 | 7.2895 | 7.8077 | 8.4873 | 8.9304 | 9.3197 | 9.6456 | 9.9522 | 10.2522 | 10.5442 | 10.8288 | 11.1099 | 11.3927 | 11.6765 | 11.9599 | 12.242 | 12.3031
NPgN | GSP | NG FES - Falling Short | HPs - I&C (GWh) | NORTON | Falling Short | Dem_BB005 | GWh | NPgN | Norton |  | 8.5108 | 9.4575 | 10.6073 | 11.2768 | 12.0629 | 13.4215 | 14.9899 | 16.5123 | 17.9036 | 19.1869 | 20.4702 | 21.8321 | 23.194 | 25.3933 | 27.3693 | 29.9365 | 31.6928 | 33.2746 | 34.644 | 35.9566 | 37.2569 | 38.539 | 39.8044 | 41.0678 | 42.3474 | 43.6413 | 44.9432 | 46.2504 | 46.7282
NPgN | GSP | NG FES - Falling Short | HPs - I&C (GWh) | OFFERTON | Falling Short | Dem_BB005 | GWh | NPgN | Offerton |  | 0.7573 | 0.83248 | 0.92374 | 0.9717 | 1.0286 | 1.1326 | 1.2521 | 1.3653 | 1.4655 | 1.555 | 1.6427 | 1.735 | 1.8254 | 1.9795 | 2.1134 | 2.2899 | 2.4018 | 2.4985 | 2.5777 | 2.6512 | 2.7225 | 2.7913 | 2.8576 | 2.9226 | 2.9877 | 3.0526 | 3.117 | 3.1807 | 3.1867
NPgN | GSP | NG FES - Falling Short | HPs - I&C (GWh) | OSBALDWICK | Falling Short | Dem_BB005 | GWh | NPgN | Osbaldwick |  | 7.3172 | 8.0527 | 8.9455 | 9.4206 | 9.9834 | 11.0055 | 12.1797 | 13.296 | 14.2879 | 15.1772 | 16.0514 | 16.9718 | 17.8768 | 19.4069 | 20.7426 | 22.5009 | 23.6263 | 24.605 | 25.4125 | 26.1664 | 26.8999 | 27.6095 | 28.2969 | 28.9727 | 29.6502 | 30.328 | 31.0017 | 31.6697 | 31.7647
NPgN | GSP | NG FES - Falling Short | HPs - I&C (GWh) | POPPLETON | Falling Short | Dem_BB005 | GWh | NPgN | Poppleton |  | 0.75728 | 0.8327 | 0.92424 | 0.9725 | 1.0297 | 1.1342 | 1.2542 | 1.368 | 1.4688 | 1.5589 | 1.6473 | 1.7403 | 1.8316 | 1.9867 | 2.1217 | 2.2996 | 2.4127 | 2.5105 | 2.5908 | 2.6654 | 2.7379 | 2.8078 | 2.8754 | 2.9416 | 3.0079 | 3.0742 | 3.1399 | 3.205 | 3.212
NPgN | GSP | NG FES - Falling Short | HPs - I&C (GWh) | SALTHOLME | Falling Short | Dem_BB005 | GWh | NPgN | Saltholme |  | 0.2581 | 0.28494 | 0.31753 | 0.33543 | 0.35658 | 0.3943 | 0.43771 | 0.47929 | 0.51661 | 0.55043 | 0.58388 | 0.61921 | 0.65418 | 0.71227 | 0.76354 | 0.8307 | 0.87479 | 0.91367 | 0.94639 | 0.97726 | 1.0075 | 1.0371 | 1.0659 | 1.0944 | 1.1232 | 1.152 | 1.1809 | 1.2097 | 1.2166
NPgN | GSP | NG FES - Falling Short | HPs - I&C (GWh) | SOUTH SHIELDS | Falling Short | Dem_BB005 | GWh | NPgN | South Shields |  | 0.70615 | 0.77609 | 0.86097 | 0.90547 | 0.95828 | 1.055 | 1.166 | 1.2711 | 1.3641 | 1.4471 | 1.5284 | 1.6139 | 1.6977 | 1.8405 | 1.9646 | 2.1283 | 2.2318 | 2.3211 | 2.3941 | 2.4619 | 2.5275 | 2.5908 | 2.6518 | 2.7115 | 2.7713 | 2.8309 | 2.89 | 2.9483 | 2.9533
NPgN | GSP | NG FES - Falling Short | HPs - I&C (GWh) | SPADEADAM | Falling Short | Dem_BB005 | GWh | NPgN | Spadeadam - Not in NG FES |  | 0.19968 | 0.21945 | 0.24346 | 0.25604 | 0.27098 | 0.29832 | 0.32971 | 0.35944 | 0.38574 | 0.4092 | 0.43219 | 0.45637 | 0.48007 | 0.52046 | 0.55554 | 0.60183 | 0.6311 | 0.65637 | 0.67701 | 0.69617 | 0.71474 | 0.73263 | 0.74988 | 0.76677 | 0.78367 | 0.80053 | 0.81724 | 0.83375 | 0.83516
NPgN | GSP | NG FES - Falling Short | HPs - I&C (GWh) | SPENNYMOOR | Falling Short | Dem_BB005 | GWh | NPgN | Spennymoor |  | 4.9643 | 5.4908 | 6.13 | 6.4875 | 6.9089 | 7.6535 | 8.5111 | 9.3359 | 10.0804 | 10.7586 | 11.432 | 12.1441 | 12.8512 | 14.0157 | 15.049 | 16.3991 | 17.2973 | 18.0948 | 18.7722 | 19.4148 | 20.0471 | 20.666 | 21.2726 | 21.8748 | 22.4825 | 23.0945 | 23.7077 | 24.3205 | 24.4956
NPgN | GSP | NG FES - Falling Short | HPs - I&C (GWh) | STELLA NORTH | Falling Short | Dem_BB005 | GWh | NPgN | Stella North |  | 3.9293 | 4.3184 | 4.7908 | 5.0384 | 5.3322 | 5.8703 | 6.4879 | 7.073 | 7.5905 | 8.0522 | 8.5046 | 8.9803 | 9.4466 | 10.2415 | 10.9318 | 11.8427 | 12.4185 | 12.9158 | 13.322 | 13.6991 | 14.0645 | 14.4164 | 14.7558 | 15.0883 | 15.4208 | 15.7525 | 16.0813 | 16.4062 | 16.4338
NPgN | GSP | NG FES - Falling Short | HPs - I&C (GWh) | STELLA SOUTH | Falling Short | Dem_BB005 | GWh | NPgN | Stella South |  | 2.5185 | 2.7745 | 3.0854 | 3.2526 | 3.4505 | 3.8077 | 4.2183 | 4.6097 | 4.9586 | 5.2727 | 5.582 | 5.9081 | 6.2295 | 6.7695 | 7.2427 | 7.8645 | 8.2661 | 8.6171 | 8.9088 | 9.1821 | 9.4489 | 9.7077 | 9.9591 | 10.2069 | 10.4558 | 10.7052 | 10.9537 | 11.2005 | 11.2449
NPgN | GSP | NG FES - Falling Short | HPs - I&C (GWh) | TYNEMOUTH | Falling Short | Dem_BB005 | GWh | NPgN | Tynemouth 1 |  | 2.1245 | 2.3459 | 2.6146 | 2.7625 | 2.9372 | 3.2485 | 3.6067 | 3.95 | 4.2583 | 4.5378 | 4.8144 | 5.1066 | 5.3958 | 5.876 | 6.2999 | 6.8551 | 7.2201 | 7.5422 | 7.8135 | 8.0696 | 8.3209 | 8.566 | 8.8054 | 9.0424 | 9.2812 | 9.5213 | 9.7612 | 10.0005 | 10.0595
NPgN | GSP | NG FES - Falling Short | HPs - I&C (GWh) | WEST BOLDON | Falling Short | Dem_BB005 | GWh | NPgN | West Boldon |  | 3.4726 | 3.8176 | 4.2364 | 4.4567 | 4.718 | 5.1955 | 5.7438 | 6.2636 | 6.7239 | 7.1349 | 7.5379 | 7.9618 | 8.3776 | 9.0852 | 9.7004 | 10.5117 | 11.026 | 11.4708 | 11.835 | 12.1734 | 12.5018 | 12.8183 | 13.1239 | 13.4235 | 13.7232 | 14.0225 | 14.3193 | 14.6128 | 14.6417
NPgY | GSP | NG FES - Falling Short | HPs - I&C (GWh) | BRADFORD WEST | Falling Short | Dem_BB005 | GWh | NPgY | Bradford West |  | 11.0912 | 12.148 | 13.4127 | 14.1145 | 14.9411 | 16.4104 | 18.0928 | 19.6842 | 21.0994 | 22.3441 | 23.5606 | 24.841 | 26.0982 | 28.2775 | 30.1605 | 32.6412 | 34.1947 | 35.5494 | 36.6338 | 37.6329 | 38.5989 | 39.5268 | 40.4193 | 41.292 | 42.1632 | 43.031 | 43.889 | 44.7352 | 44.7679
NPgY | GSP | NG FES - Falling Short | HPs - I&C (GWh) | CAMBLESFORTH | Falling Short | Dem_BB005 | GWh | NPgY | Camblesforth |  | 0.80502 | 0.89501 | 1.0029 | 1.0708 | 1.1499 | 1.2809 | 1.4321 | 1.5796 | 1.7163 | 1.8421 | 1.9682 | 2.1025 | 2.2375 | 2.4554 | 2.652 | 2.906 | 3.0819 | 3.2431 | 3.3823 | 3.5159 | 3.6486 | 3.7798 | 3.9097 | 4.0395 | 4.1712 | 4.3044 | 4.4386 | 4.5735 | 4.6261
NPgY | GSP | NG FES - Falling Short | HPs - I&C (GWh) | CREYKE BECK | Falling Short | Dem_BB005 | GWh | NPgY | Creyke Beck |  | 12.1711 | 13.4231 | 14.9224 | 15.8104 | 16.8498 | 18.6315 | 20.6793 | 22.6479 | 24.4367 | 26.0482 | 27.6458 | 29.3374 | 31.0209 | 33.8267 | 36.309 | 39.5442 | 41.6869 | 43.6096 | 45.2193 | 46.7396 | 48.234 | 49.6953 | 51.126 | 52.5452 | 53.976 | 55.4156 | 56.8561 | 58.2943 | 58.6791
NPgY | GSP | NG FES - Falling Short | HPs - I&C (GWh) | DRAX | Falling Short | Dem_BB005 | GWh | NPgY | Drax |  | 1.0696 | 1.1888 | 1.3318 | 1.4216 | 1.5263 | 1.6998 | 1.9 | 2.0953 | 2.2761 | 2.4424 | 2.6092 | 2.7866 | 2.965 | 3.2531 | 3.513 | 3.8488 | 4.081 | 4.2938 | 4.4773 | 4.6535 | 4.8284 | 5.0012 | 5.1723 | 5.3433 | 5.5167 | 5.6921 | 5.8687 | 6.0462 | 6.1151
NPgY | GSP | NG FES - Falling Short | HPs - I&C (GWh) | ELLAND | Falling Short | Dem_BB005 | GWh | NPgY | Elland |  | 7.5544 | 8.2819 | 9.1526 | 9.6404 | 10.2144 | 11.2292 | 12.392 | 13.4944 | 14.4779 | 15.3461 | 16.1966 | 17.0925 | 17.9741 | 19.4929 | 20.81 | 22.5424 | 23.637 | 24.596 | 25.3695 | 26.0852 | 26.7794 | 27.4482 | 28.0937 | 28.7265 | 29.3594 | 29.9909 | 30.6169 | 31.2356 | 31.2869
NPgY | GSP | NG FES - Falling Short | HPs - I&C (GWh) | FERRYBRIDGE A | Falling Short | Dem_BB005 | GWh | NPgY | Ferrybridge A |  | 1.8962 | 2.1015 | 2.3475 | 2.499 | 2.6757 | 2.9721 | 3.3135 | 3.645 | 3.9499 | 4.2283 | 4.5064 | 4.8018 | 5.0979 | 5.5811 | 6.0141 | 6.5752 | 6.9578 | 7.3058 | 7.6033 | 7.8873 | 8.1685 | 8.4454 | 8.7185 | 8.991 | 9.2667 | 9.5452 | 9.8251 | 10.1058 | 10.2046
NPgY | GSP | NG FES - Falling Short | HPs - I&C (GWh) | FERRYBRIDGE B | Falling Short | Dem_BB005 | GWh | NPgY | Ferrybridge B (_M) |  | 6.7632 | 7.4665 | 8.3089 | 8.8121 | 9.4007 | 10.4048 | 11.5594 | 12.6718 | 13.6853 | 14.6012 | 15.5108 | 16.4745 | 17.4352 | 19.0287 | 20.4426 | 22.2829 | 23.51 | 24.6146 | 25.5438 | 26.4239 | 27.2904 | 28.1391 | 28.9716 | 29.7985 | 30.633 | 31.4735 | 32.3153 | 33.1568 | 33.3996
NPgY | GSP | NG FES - Falling Short | HPs - I&C (GWh) | GRIMSBY WEST | Falling Short | Dem_BB005 | GWh | NPgY | Grimsby West |  | 3.4405 | 3.7779 | 4.1817 | 4.4117 | 4.6818 | 5.1551 | 5.6979 | 6.2146 | 6.678 | 7.0895 | 7.4941 | 7.921 | 8.3425 | 9.0614 | 9.6886 | 10.5113 | 11.0386 | 11.5041 | 11.8839 | 12.2378 | 12.5825 | 12.9162 | 13.2398 | 13.5584 | 13.8778 | 14.1975 | 14.5154 | 14.8307 | 14.877
NPgY | GSP | NG FES - Falling Short | HPs - I&C (GWh) | JORDANTHORPE | Falling Short | Dem_BB005 | GWh | NPgY | Jordanthorpe |  | 0.70732 | 0.77813 | 0.86291 | 0.91203 | 0.96965 | 1.0696 | 1.1844 | 1.2941 | 1.3931 | 1.4815 | 1.5689 | 1.6611 | 1.7525 | 1.9069 | 2.0423 | 2.2195 | 2.3348 | 2.4374 | 2.5221 | 2.6015 | 2.6792 | 2.7547 | 2.8284 | 2.9011 | 2.9742 | 3.0476 | 3.1208 | 3.1937 | 3.2087
NPgY | GSP | NG FES - Falling Short | HPs - I&C (GWh) | KEADBY | Falling Short | Dem_BB005 | GWh | NPgY | Keadby |  | 5.802 | 6.488 | 7.3104 | 7.8477 | 8.4711 | 9.4841 | 10.655 | 11.8082 | 12.8888 | 13.8945 | 14.9098 | 15.993 | 17.0892 | 18.8271 | 20.4124 | 22.4504 | 23.8951 | 25.233 | 26.4059 | 27.5404 | 28.6725 | 29.7973 | 30.9155 | 32.038 | 33.1789 | 34.3362 | 35.505 | 36.6831 | 37.2038
NPgY | GSP | NG FES - Falling Short | HPs - I&C (GWh) | KIRKSTALL B | Falling Short | Dem_BB005 | GWh | NPgY | Kirkstall B |  | 5.0317 | 5.5106 | 6.0837 | 6.4014 | 6.7756 | 7.4411 | 8.2032 | 8.9239 | 9.5645 | 10.1277 | 10.6781 | 11.2573 | 11.8259 | 12.8121 | 13.6639 | 14.7863 | 15.4885 | 16.1006 | 16.59 | 17.0408 | 17.4765 | 17.8949 | 18.2972 | 18.6903 | 19.0828 | 19.4736 | 19.86 | 20.2409 | 20.2536
NPgY | GSP | NG FES - Falling Short | HPs - I&C (GWh) | NEEPSEND | Falling Short | Dem_BB005 | GWh | NPgY | Neepsend |  | 1.8915 | 2.0715 | 2.287 | 2.4064 | 2.5471 | 2.7973 | 3.0837 | 3.3546 | 3.5955 | 3.8072 | 4.0141 | 4.2318 | 4.4455 | 4.8163 | 5.1365 | 5.5584 | 5.8223 | 6.0524 | 6.2364 | 6.4059 | 6.5696 | 6.7269 | 6.8781 | 7.0259 | 7.1734 | 7.3203 | 7.4656 | 7.6087 | 7.6135
NPgY | GSP | NG FES - Falling Short | HPs - I&C (GWh) | NORTON LEES | Falling Short | Dem_BB005 | GWh | NPgY | Norton Lees |  | 0.9573 | 1.0484 | 1.1574 | 1.2179 | 1.2891 | 1.4157 | 1.5607 | 1.6978 | 1.8196 | 1.9268 | 2.0315 | 2.1417 | 2.2498 | 2.4375 | 2.5995 | 2.813 | 2.9466 | 3.0631 | 3.1562 | 3.2419 | 3.3248 | 3.4044 | 3.4809 | 3.5557 | 3.6303 | 3.7047 | 3.7782 | 3.8506 | 3.853
NPgY | GSP | NG FES - Falling Short | HPs - I&C (GWh) | PITSMOOR 3/4 | Falling Short | Dem_BB005 | GWh | NPgY | Pitsmoor |  | 1.1638 | 1.2747 | 1.4073 | 1.4808 | 1.5675 | 1.7215 | 1.8979 | 2.0647 | 2.2131 | 2.3435 | 2.4709 | 2.6051 | 2.7368 | 2.9652 | 3.1624 | 3.4224 | 3.585 | 3.7269 | 3.8403 | 3.9449 | 4.0459 | 4.1429 | 4.2363 | 4.3275 | 4.4186 | 4.5092 | 4.5989 | 4.6873 | 4.6905
NPgY | GSP | NG FES - Falling Short | HPs - I&C (GWh) | SALTEND NORTH | Falling Short | Dem_BB005 | GWh | NPgY | Saltend North |  | 1.0081 | 1.1129 | 1.2383 | 1.3131 | 1.4007 | 1.5502 | 1.722 | 1.8875 | 2.0383 | 2.1745 | 2.3097 | 2.453 | 2.5958 | 2.8328 | 3.043 | 3.3167 | 3.499 | 3.6631 | 3.8011 | 3.9317 | 4.0603 | 4.1862 | 4.3097 | 4.4324 | 4.5561 | 4.6808 | 4.8056 | 4.9304 | 4.9661
NPgY | GSP | NG FES - Falling Short | HPs - I&C (GWh) | SHEFFIELD CITY | Falling Short | Dem_BB005 | GWh | NPgY | Sheffield City |  | 2.0368 | 2.2307 | 2.4627 | 2.5913 | 2.7429 | 3.0123 | 3.3209 | 3.6127 | 3.8721 | 4.1002 | 4.3231 | 4.5577 | 4.788 | 5.1873 | 5.5323 | 5.9869 | 6.2713 | 6.5192 | 6.7175 | 6.9001 | 7.0767 | 7.2462 | 7.4092 | 7.5686 | 7.7276 | 7.886 | 8.0426 | 8.197 | 8.2023
NPgY | GSP | NG FES - Falling Short | HPs - I&C (GWh) | SKELTON GRANGE | Falling Short | Dem_BB005 | GWh | NPgY | Skelton Grange |  | 13.1429 | 14.4079 | 15.922 | 16.7699 | 17.7677 | 19.5322 | 21.5538 | 23.4704 | 25.18 | 26.6889 | 28.1668 | 29.7238 | 31.2556 | 33.8954 | 36.1842 | 39.1948 | 41.0963 | 42.7621 | 44.1051 | 45.3477 | 46.5526 | 47.7135 | 48.8335 | 49.9315 | 51.0297 | 52.1254 | 53.2113 | 54.2845 | 54.3715
NPgY | GSP | NG FES - Falling Short | HPs - I&C (GWh) | TEMPLEBOROUGH 275/33KV | Falling Short | Dem_BB005 | GWh | NPgY | Templeborough |  | 0.12291 | 0.13607 | 0.15182 | 0.16145 | 0.17268 | 0.19161 | 0.21341 | 0.23452 | 0.25389 | 0.27153 | 0.28912 | 0.30779 | 0.32647 | 0.3571 | 0.38448 | 0.41999 | 0.44406 | 0.46589 | 0.48448 | 0.50218 | 0.51968 | 0.53689 | 0.55384 | 0.57073 | 0.58781 | 0.60505 | 0.62237 | 0.63972 | 0.64554
NPgY | GSP | NG FES - Falling Short | HPs - I&C (GWh) | THURCROFT | Falling Short | Dem_BB005 | GWh | NPgY | Thurcroft |  | 3.169 | 3.5004 | 3.8974 | 4.1355 | 4.414 | 4.8879 | 5.4329 | 5.9586 | 6.4383 | 6.8724 | 7.3039 | 7.7612 | 8.2175 | 8.9725 | 9.6433 | 10.516 | 11.0997 | 11.6261 | 12.0699 | 12.4908 | 12.9055 | 13.3122 | 13.7113 | 14.1081 | 14.5086 | 14.9122 | 15.3167 | 15.7212 | 15.842
NPgY | GSP | NG FES - Falling Short | HPs - I&C (GWh) | WEST MELTON / THORPE MARSH | Falling Short | Dem_BB005 | GWh | NPgY | Thorpe Marsh |  | 8.9876 | 9.9215 | 11.04 | 11.7077 | 12.4887 | 13.8216 | 15.3543 | 16.8306 | 18.1755 | 19.3905 | 20.5969 | 21.8752 | 23.1493 | 25.2633 | 27.1386 | 29.5798 | 31.2066 | 32.6707 | 33.902 | 35.0678 | 36.2155 | 37.3396 | 38.442 | 39.5369 | 40.6417 | 41.7544 | 42.8688 | 43.9826 | 44.3023
NPgY | GSP | NG FES - Falling Short | HPs - I&C (GWh) | WEST MELTON SECTION 3 | Falling Short | Dem_BB005 | GWh | NPgY | West Melton |  | 7.5128 | 8.3122 | 9.2698 | 9.8519 | 10.5317 | 11.6803 | 13.0024 | 14.2816 | 15.4537 | 16.5193 | 17.5812 | 18.7079 | 19.8346 | 21.686 | 23.3381 | 25.483 | 26.9319 | 28.2444 | 29.3589 | 30.4196 | 31.4672 | 32.4969 | 33.5101 | 34.5192 | 35.5392 | 36.5683 | 37.6013 | 38.6359 | 38.9741
NPgY | GSP | NG FES - Falling Short | HPs - I&C (GWh) | WINCOBANK | Falling Short | Dem_BB005 | GWh | NPgY | Wincobank |  | 1.284 | 1.4096 | 1.5599 | 1.6453 | 1.7456 | 1.9216 | 2.1234 | 2.3154 | 2.4875 | 2.6401 | 2.7902 | 2.9484 | 3.1046 | 3.3713 | 3.6038 | 3.9089 | 4.1041 | 4.2761 | 4.4163 | 4.5468 | 4.6738 | 4.7967 | 4.9158 | 5.0329 | 5.1504 | 5.2678 | 5.3846 | 5.5003 | 5.5163
NPgN | GSP | NG FES - Leading the Way | HPs - I&C (GWh) | BLYTH 66kV | Leading the Way | Dem_BB005 | GWh | NPgN | Blyth 66kV |  | 3.3467 | 3.6471 | 3.9931 | 4.5869 | 5.2306 | 6.0516 | 6.9099 | 7.7068 | 8.4115 | 14.7314 | 20.8912 | 26.9157 | 32.8095 | 38.5437 | 44.1177 | 49.5765 | 54.8574 | 59.9952 | 64.6013 | 69.08 | 73.4792 | 77.8013 | 82.0548 | 86.2486 | 85.5114 | 84.7864 | 84.0702 | 83.361 | 82.6665
NPgN | GSP | NG FES - Leading the Way | HPs - I&C (GWh) | BLYTH 132kV | Leading the Way | Dem_BB005 | GWh | NPgN | Blyth 132kV |  | 1.7818 | 1.9401 | 2.1224 | 2.4359 | 2.7755 | 3.2084 | 3.6603 | 4.079 | 4.4482 | 7.7837 | 11.0291 | 14.1975 | 17.2917 | 20.2966 | 23.2121 | 26.062 | 28.8136 | 31.4855 | 33.8739 | 36.1915 | 38.4635 | 40.6914 | 42.8795 | 45.0326 | 44.6097 | 44.1937 | 43.7831 | 43.3767 | 42.9786
NPgN | GSP | NG FES - Leading the Way | HPs - I&C (GWh) | FOURSTONES | Leading the Way | Dem_BB005 | GWh | NPgN | Fourstones |  | 0.42086 | 0.45826 | 0.50132 | 0.57537 | 0.65558 | 0.75783 | 0.86459 | 0.9635 | 1.0507 | 1.8386 | 2.6052 | 3.3536 | 4.0845 | 4.7944 | 5.4831 | 6.1563 | 6.8064 | 7.4375 | 8.0018 | 8.5493 | 9.0861 | 9.6124 | 10.1293 | 10.638 | 10.5382 | 10.44 | 10.3431 | 10.2471 | 10.1531
NPgN | GSP | NG FES - Leading the Way | HPs - I&C (GWh) | HARTMOOR | Leading the Way | Dem_BB005 | GWh | NPgN | Hart Moor |  | 3.0592 | 3.3355 | 3.6538 | 4.1991 | 4.7909 | 5.5455 | 6.3352 | 7.0694 | 7.7195 | 13.5262 | 19.1916 | 24.7381 | 30.1699 | 35.4603 | 40.6083 | 45.6553 | 50.5433 | 55.3042 | 59.5793 | 63.7409 | 67.8333 | 71.8584 | 75.824 | 79.7381 | 79.0952 | 78.4627 | 77.8378 | 77.2186 | 76.6124
NPgN | GSP | NG FES - Leading the Way | HPs - I&C (GWh) | HAWTHORN PIT GRID | Leading the Way | Dem_BB005 | GWh | NPgN | Hawthorn Pit |  | 1.7618 | 1.9245 | 2.112 | 2.4317 | 2.7794 | 3.2231 | 3.6888 | 4.1237 | 4.5111 | 7.9187 | 11.2556 | 14.5346 | 17.7577 | 20.9087 | 23.9867 | 27.0156 | 29.9608 | 32.8406 | 35.4412 | 37.9832 | 40.4922 | 42.9695 | 45.4194 | 47.8464 | 47.5423 | 47.243 | 46.9469 | 46.6529 | 46.3653
NPgN | GSP | NG FES - Leading the Way | HPs - I&C (GWh) | KNARESBOROUGH | Leading the Way | Dem_BB005 | GWh | NPgN | Knaresborough |  | 3.1728 | 3.4755 | 3.8248 | 4.4159 | 5.0613 | 5.8853 | 6.7538 | 7.5705 | 8.3038 | 14.6148 | 20.8279 | 26.9656 | 33.0306 | 38.9916 | 44.8455 | 50.6362 | 56.2974 | 61.8625 | 66.9266 | 71.9028 | 76.8395 | 81.7378 | 86.6055 | 91.4511 | 91.085 | 90.7245 | 90.3663 | 90.0085 | 89.6595
NPgN | GSP | NG FES - Leading the Way | HPs - I&C (GWh) | LACKENBY | Leading the Way | Dem_BB005 | GWh | NPgN | Lackenby |  | 2.5622 | 2.7984 | 3.0707 | 3.5351 | 4.0401 | 4.6844 | 5.3606 | 5.9919 | 6.554 | 11.5032 | 16.3486 | 21.1087 | 25.7865 | 30.3585 | 34.8234 | 39.216 | 43.486 | 47.6601 | 51.4282 | 55.1102 | 58.7438 | 62.3303 | 65.8763 | 69.3885 | 68.9394 | 68.4976 | 68.0605 | 67.6265 | 67.202
NPgN | GSP | NG FES - Leading the Way | HPs - I&C (GWh) | NORTON | Leading the Way | Dem_BB005 | GWh | NPgN | Norton |  | 8.0935 | 8.8963 | 9.8239 | 11.3804 | 13.087 | 15.2673 | 17.577 | 19.7651 | 21.7478 | 38.395 | 54.8853 | 71.2738 | 87.5645 | 103.6712 | 119.5821 | 135.41 | 150.9752 | 166.3629 | 180.478 | 194.4255 | 208.3332 | 222.2029 | 236.0538 | 249.9072 | 249.5444 | 249.1856 | 248.8225 | 248.4495 | 248.0904
NPgN | GSP | NG FES - Leading the Way | HPs - I&C (GWh) | OFFERTON | Leading the Way | Dem_BB005 | GWh | NPgN | Offerton |  | 0.72946 | 0.79444 | 0.86926 | 0.99787 | 1.1372 | 1.3149 | 1.5004 | 1.6724 | 1.8241 | 3.1926 | 4.5247 | 5.8258 | 7.097 | 8.3321 | 9.531 | 10.7034 | 11.836 | 12.9363 | 13.9206 | 14.8762 | 15.8135 | 16.733 | 17.6366 | 18.5261 | 18.3561 | 18.1888 | 18.0237 | 17.8602 | 17.7001
NPgN | GSP | NG FES - Leading the Way | HPs - I&C (GWh) | OSBALDWICK | Leading the Way | Dem_BB005 | GWh | NPgN | Osbaldwick |  | 7.0452 | 7.6799 | 8.4111 | 9.6646 | 11.0244 | 12.7585 | 14.5725 | 16.2582 | 17.75 | 31.0957 | 44.1115 | 56.8492 | 69.3185 | 81.4581 | 93.2661 | 104.8376 | 116.0398 | 126.946 | 136.733 | 146.2562 | 155.6168 | 164.8197 | 173.8825 | 182.824 | 181.3155 | 179.8316 | 178.3658 | 176.9137 | 175.4918
NPgN | GSP | NG FES - Leading the Way | HPs - I&C (GWh) | POPPLETON | Leading the Way | Dem_BB005 | GWh | NPgN | Poppleton |  | 0.73052 | 0.79577 | 0.87091 | 0.99999 | 1.1399 | 1.3182 | 1.5046 | 1.6774 | 1.8301 | 3.2037 | 4.5415 | 5.8488 | 7.1266 | 8.3687 | 9.575 | 10.7553 | 11.8961 | 13.005 | 13.9977 | 14.962 | 15.9083 | 16.8371 | 17.7504 | 18.6499 | 18.483 | 18.3187 | 18.1566 | 17.996 | 17.8388
NPgN | GSP | NG FES - Leading the Way | HPs - I&C (GWh) | SALTHOLME | Leading the Way | Dem_BB005 | GWh | NPgN | Saltholme |  | 0.24785 | 0.27092 | 0.29752 | 0.3428 | 0.39209 | 0.45499 | 0.52108 | 0.58292 | 0.63811 | 1.1209 | 1.5942 | 2.06 | 2.5185 | 2.9673 | 3.4064 | 3.839 | 4.2602 | 4.6727 | 5.046 | 5.4113 | 5.7724 | 6.1293 | 6.4828 | 6.8335 | 6.7942 | 6.7556 | 6.7173 | 6.6793 | 6.6421
NPgN | GSP | NG FES - Leading the Way | HPs - I&C (GWh) | SOUTH SHIELDS | Leading the Way | Dem_BB005 | GWh | NPgN | South Shields |  | 0.68181 | 0.74238 | 0.81212 | 0.93208 | 1.062 | 1.2276 | 1.4005 | 1.5607 | 1.702 | 2.9782 | 4.2198 | 5.4321 | 6.6159 | 7.7655 | 8.8808 | 9.9711 | 11.0238 | 12.0459 | 12.9595 | 13.8461 | 14.7152 | 15.5673 | 16.4043 | 17.2278 | 17.0659 | 16.9066 | 16.7494 | 16.5938 | 16.4413
NPgN | GSP | NG FES - Leading the Way | HPs - I&C (GWh) | SPADEADAM | Leading the Way | Dem_BB005 | GWh | NPgN | Spadeadam - Not in NG FES |  | 0.19152 | 0.20853 | 0.22812 | 0.26182 | 0.29831 | 0.34483 | 0.3934 | 0.4384 | 0.47808 | 0.83656 | 1.1853 | 1.5259 | 1.8584 | 2.1813 | 2.4946 | 2.8009 | 3.0966 | 3.3837 | 3.6404 | 3.8894 | 4.1335 | 4.3729 | 4.608 | 4.8394 | 4.7939 | 4.7491 | 4.705 | 4.6613 | 4.6185
NPgN | GSP | NG FES - Leading the Way | HPs - I&C (GWh) | SPENNYMOOR | Leading the Way | Dem_BB005 | GWh | NPgN | Spennymoor |  | 4.7583 | 5.2092 | 5.7293 | 6.611 | 7.5729 | 8.8007 | 10.0938 | 11.308 | 12.3965 | 21.8059 | 31.0594 | 40.1906 | 49.2037 | 58.0528 | 66.7337 | 75.3116 | 83.6886 | 91.9147 | 99.3888 | 106.7254 | 113.9964 | 121.2041 | 128.3598 | 135.4763 | 134.8697 | 134.2724 | 133.6797 | 133.0886 | 132.5117
NPgN | GSP | NG FES - Leading the Way | HPs - I&C (GWh) | STELLA NORTH | Leading the Way | Dem_BB005 | GWh | NPgN | Stella North |  | 3.798 | 4.1356 | 4.5242 | 5.1927 | 5.9167 | 6.8397 | 7.8034 | 8.6963 | 9.4836 | 16.5954 | 23.5154 | 30.2719 | 36.8703 | 43.2788 | 49.4969 | 55.5756 | 61.4451 | 67.1448 | 72.2403 | 77.1851 | 82.0329 | 86.7868 | 91.4562 | 96.0513 | 95.152 | 94.2674 | 93.3941 | 92.5299 | 91.6832
NPgN | GSP | NG FES - Leading the Way | HPs - I&C (GWh) | STELLA SOUTH | Leading the Way | Dem_BB005 | GWh | NPgN | Stella South |  | 2.4233 | 2.644 | 2.8985 | 3.3335 | 3.8061 | 4.4088 | 5.0403 | 5.6285 | 6.1506 | 10.7849 | 15.3132 | 19.7531 | 24.1077 | 28.3554 | 32.4953 | 36.5601 | 40.5032 | 44.35 | 47.8123 | 51.1883 | 54.5133 | 57.7889 | 61.021 | 64.2161 | 63.743 | 63.2776 | 62.8175 | 62.3613 | 61.9148
NPgN | GSP | NG FES - Leading the Way | HPs - I&C (GWh) | TYNEMOUTH | Leading the Way | Dem_BB005 | GWh | NPgN | Tynemouth 1 |  | 2.0465 | 2.2372 | 2.4571 | 2.8312 | 3.2386 | 3.7584 | 4.3047 | 4.8158 | 5.2722 | 9.2615 | 13.1739 | 17.0242 | 20.8145 | 24.5257 | 28.1564 | 31.7346 | 35.2192 | 38.6318 | 41.7204 | 44.744 | 47.7329 | 50.6882 | 53.615 | 56.5186 | 56.1976 | 55.8816 | 55.5688 | 55.2577 | 54.9537
NPgN | GSP | NG FES - Leading the Way | HPs - I&C (GWh) | WEST BOLDON | Leading the Way | Dem_BB005 | GWh | NPgN | West Boldon |  | 3.3509 | 3.6496 | 3.9936 | 4.5847 | 5.2252 | 6.0419 | 6.8949 | 7.6857 | 8.3836 | 14.6742 | 20.7982 | 26.7805 | 32.626 | 38.3063 | 43.8208 | 49.2147 | 54.4259 | 59.4893 | 64.0198 | 68.419 | 72.7344 | 76.9686 | 81.1301 | 85.2277 | 84.4508 | 83.6868 | 82.9323 | 82.1856 | 81.4541
NPgY | GSP | NG FES - Leading the Way | HPs - I&C (GWh) | BRADFORD WEST | Leading the Way | Dem_BB005 | GWh | NPgY | Bradford West |  | 10.7551 | 11.6855 | 12.7548 | 14.6549 | 16.6956 | 19.2539 | 21.9153 | 24.3752 | 26.547 | 46.4732 | 65.8132 | 84.6496 | 103.0046 | 120.776 | 137.9824 | 154.7658 | 170.9219 | 186.5735 | 200.5224 | 214.0273 | 227.2351 | 240.1554 | 252.8165 | 265.2484 | 262.4845 | 259.7695 | 257.0937 | 254.4505 | 251.8643
NPgY | GSP | NG FES - Leading the Way | HPs - I&C (GWh) | CAMBLESFORTH | Leading the Way | Dem_BB005 | GWh | NPgY | Camblesforth |  | 0.76213 | 0.83879 | 0.92727 | 1.0789 | 1.2445 | 1.453 | 1.674 | 1.8845 | 2.0769 | 3.6789 | 5.271 | 6.8582 | 8.441 | 10.0096 | 11.5642 | 13.1151 | 14.6437 | 16.1589 | 17.5545 | 18.9372 | 20.3188 | 21.6994 | 23.0808 | 24.4651 | 24.4572 | 24.4489 | 24.4395 | 24.4284 | 24.4181
NPgY | GSP | NG FES - Leading the Way | HPs - I&C (GWh) | CREYKE BECK | Leading the Way | Dem_BB005 | GWh | NPgY | Creyke Beck |  | 11.6343 | 12.7155 | 13.9608 | 16.1346 | 18.4885 | 21.4452 | 24.5506 | 27.4632 | 30.0814 | 52.9605 | 75.4255 | 97.5606 | 119.3822 | 140.7622 | 161.7113 | 182.3865 | 202.5374 | 222.2988 | 240.2255 | 257.8005 | 275.1936 | 292.4107 | 309.4811 | 326.437 | 324.7567 | 323.1028 | 321.4639 | 319.8324 | 318.2399
NPgY | GSP | NG FES - Leading the Way | HPs - I&C (GWh) | DRAX | Leading the Way | Dem_BB005 | GWh | NPgY | Drax |  | 1.0082 | 1.1095 | 1.2264 | 1.4269 | 1.6458 | 1.9213 | 2.2135 | 2.4915 | 2.7458 | 4.8634 | 6.9676 | 9.065 | 11.1565 | 13.229 | 15.2826 | 17.3312 | 19.3501 | 21.3511 | 23.1939 | 25.0193 | 26.8432 | 28.6657 | 30.489 | 32.316 | 32.304 | 32.2915 | 32.2775 | 32.2614 | 32.2463
NPgY | GSP | NG FES - Leading the Way | HPs - I&C (GWh) | ELLAND | Leading the Way | Dem_BB005 | GWh | NPgY | Elland |  | 7.3059 | 7.9443 | 8.6782 | 9.9791 | 11.3777 | 13.1317 | 14.9588 | 16.6512 | 18.1494 | 31.7979 | 45.0668 | 58.0119 | 70.6477 | 82.9031 | 94.79 | 106.4051 | 117.6073 | 128.48 | 138.1967 | 147.6226 | 156.8586 | 165.9107 | 174.7981 | 183.5412 | 181.7748 | 180.0395 | 178.3284 | 176.6371 | 174.9826
NPgY | GSP | NG FES - Leading the Way | HPs - I&C (GWh) | FERRYBRIDGE A | Leading the Way | Dem_BB005 | GWh | NPgY | Ferrybridge A |  | 1.8043 | 1.9804 | 2.1834 | 2.5338 | 2.9153 | 3.3951 | 3.9021 | 4.3821 | 4.8183 | 8.5151 | 12.1723 | 15.8026 | 19.4075 | 22.9652 | 26.4763 | 29.9656 | 33.3909 | 36.7733 | 39.872 | 42.9306 | 45.9766 | 49.0106 | 52.0367 | 55.0602 | 54.9466 | 54.8342 | 54.721 | 54.6059 | 54.4942
NPgY | GSP | NG FES - Leading the Way | HPs - I&C (GWh) | FERRYBRIDGE B | Leading the Way | Dem_BB005 | GWh | NPgY | Ferrybridge B (_M) |  | 6.4721 | 7.0797 | 7.7798 | 8.9988 | 10.3203 | 11.9808 | 13.7269 | 15.368 | 16.8467 | 29.6834 | 42.308 | 54.7668 | 67.0683 | 79.1398 | 90.9865 | 102.6959 | 114.1265 | 125.3532 | 135.5599 | 145.5817 | 155.5137 | 165.3589 | 175.1336 | 184.8556 | 184.029 | 183.2148 | 182.4068 | 181.6006 | 180.8142
NPgY | GSP | NG FES - Leading the Way | HPs - I&C (GWh) | GRIMSBY WEST | Leading the Way | Dem_BB005 | GWh | NPgY | Grimsby West |  | 3.325 | 3.6205 | 3.9605 | 4.5605 | 5.207 | 6.018 | 6.8648 | 7.6521 | 8.352 | 14.653 | 20.796 | 26.8062 | 32.6896 | 38.4128 | 43.9804 | 49.4367 | 54.7155 | 59.855 | 64.4688 | 68.9589 | 73.3721 | 77.7107 | 81.9833 | 86.1993 | 85.4839 | 84.7808 | 84.0869 | 83.4001 | 82.7285
NPgY | GSP | NG FES - Leading the Way | HPs - I&C (GWh) | JORDANTHORPE | Leading the Way | Dem_BB005 | GWh | NPgY | Jordanthorpe |  | 0.68 | 0.74161 | 0.81251 | 0.93704 | 1.0715 | 1.2403 | 1.417 | 1.5819 | 1.7292 | 3.0382 | 4.3184 | 5.5747 | 6.8083 | 8.012 | 9.1867 | 10.3415 | 11.4624 | 12.5571 | 13.5445 | 14.5086 | 15.4591 | 16.3964 | 17.3223 | 18.2387 | 18.1126 | 17.9886 | 17.8661 | 17.7446 | 17.6258
NPgY | GSP | NG FES - Leading the Way | HPs - I&C (GWh) | KEADBY | Leading the Way | Dem_BB005 | GWh | NPgY | Keadby |  | 5.5134 | 6.0984 | 6.7746 | 7.9196 | 9.1773 | 10.7624 | 12.4539 | 14.0787 | 15.5805 | 27.7088 | 39.8546 | 52.0529 | 64.3039 | 76.53 | 88.7271 | 100.9727 | 113.12 | 125.2343 | 136.4862 | 147.6966 | 158.9562 | 170.2636 | 181.6315 | 193.0748 | 193.551 | 194.0139 | 194.4574 | 194.8775 | 195.294
NPgY | GSP | NG FES - Leading the Way | HPs - I&C (GWh) | KIRKSTALL B | Leading the Way | Dem_BB005 | GWh | NPgY | Kirkstall B |  | 4.8789 | 5.3006 | 5.7852 | 6.6465 | 7.5715 | 8.7311 | 9.9373 | 11.0519 | 12.0357 | 21.0682 | 29.8336 | 38.3695 | 46.686 | 54.7367 | 62.5302 | 70.1309 | 77.4462 | 84.5319 | 90.8451 | 96.9562 | 102.9318 | 108.7763 | 114.5026 | 120.1242 | 118.8636 | 117.6254 | 116.405 | 115.1996 | 114.0202
NPgY | GSP | NG FES - Leading the Way | HPs - I&C (GWh) | NEEPSEND | Leading the Way | Dem_BB005 | GWh | NPgY | Neepsend |  | 1.8294 | 1.9875 | 2.1692 | 2.4922 | 2.8391 | 3.2739 | 3.7261 | 4.1441 | 4.513 | 7.8999 | 11.1867 | 14.3875 | 17.506 | 20.5248 | 23.4472 | 26.2974 | 29.0405 | 31.6976 | 34.065 | 36.3566 | 38.5974 | 40.7891 | 42.9364 | 45.0446 | 44.572 | 44.1078 | 43.6503 | 43.1984 | 42.7562
NPgY | GSP | NG FES - Leading the Way | HPs - I&C (GWh) | NORTON LEES | Leading the Way | Dem_BB005 | GWh | NPgY | Norton Lees |  | 0.92582 | 1.0058 | 1.0978 | 1.2612 | 1.4368 | 1.6568 | 1.8857 | 2.0972 | 2.2839 | 3.9978 | 5.6611 | 7.2808 | 8.8589 | 10.3865 | 11.8653 | 13.3075 | 14.6956 | 16.0401 | 17.238 | 18.3975 | 19.5314 | 20.6403 | 21.7268 | 22.7934 | 22.5542 | 22.3192 | 22.0876 | 21.8588 | 21.6349
NPgY | GSP | NG FES - Leading the Way | HPs - I&C (GWh) | PITSMOOR 3/4 | Leading the Way | Dem_BB005 | GWh | NPgY | Pitsmoor |  | 1.1263 | 1.2237 | 1.3357 | 1.5347 | 1.7485 | 2.0164 | 2.2952 | 2.5528 | 2.7803 | 4.8673 | 6.8929 | 8.8658 | 10.7884 | 12.6499 | 14.4522 | 16.2103 | 17.9028 | 19.5424 | 21.0037 | 22.4185 | 23.8023 | 25.1559 | 26.4824 | 27.785 | 27.4958 | 27.2117 | 26.9317 | 26.6551 | 26.3845
NPgY | GSP | NG FES - Leading the Way | HPs - I&C (GWh) | SALTEND NORTH | Leading the Way | Dem_BB005 | GWh | NPgY | Saltend North |  | 0.96241 | 1.0527 | 1.1567 | 1.3379 | 1.5342 | 1.7809 | 2.0404 | 2.2841 | 2.5037 | 4.4112 | 6.287 | 8.1378 | 9.9651 | 11.7579 | 13.5172 | 15.2558 | 16.9528 | 18.6194 | 20.1343 | 21.6215 | 23.0952 | 24.5559 | 26.006 | 27.4481 | 27.3239 | 27.2015 | 27.0801 | 26.9589 | 26.8408
NPgY | GSP | NG FES - Leading the Way | HPs - I&C (GWh) | SHEFFIELD CITY | Leading the Way | Dem_BB005 | GWh | NPgY | Sheffield City |  | 1.9691 | 2.1393 | 2.3349 | 2.6825 | 3.0558 | 3.5238 | 4.0105 | 4.4604 | 4.8574 | 8.5027 | 12.0402 | 15.485 | 18.8412 | 22.0901 | 25.2352 | 28.3024 | 31.2544 | 34.1137 | 36.6613 | 39.1272 | 41.5385 | 43.8968 | 46.2074 | 48.4757 | 47.9667 | 47.4668 | 46.974 | 46.4873 | 46.0111
NPgY | GSP | NG FES - Leading the Way | HPs - I&C (GWh) | SKELTON GRANGE | Leading the Way | Dem_BB005 | GWh | NPgY | Skelton Grange |  | 12.7242 | 13.8355 | 15.1132 | 17.378 | 19.8131 | 22.8666 | 26.0474 | 28.9934 | 31.601 | 55.3632 | 78.4632 | 100.9978 | 122.9923 | 144.3233 | 165.0113 | 185.225 | 204.7184 | 223.6371 | 240.5423 | 256.9405 | 273.0069 | 288.7523 | 304.21 | 319.4155 | 316.3312 | 313.3009 | 310.3132 | 307.36 | 304.471
NPgY | GSP | NG FES - Leading the Way | HPs - I&C (GWh) | TEMPLEBOROUGH 275/33KV | Leading the Way | Dem_BB005 | GWh | NPgY | Templeborough |  | 0.11722 | 0.12854 | 0.1416 | 0.16419 | 0.18875 | 0.21963 | 0.25223 | 0.28303 | 0.31096 | 0.54913 | 0.7844 | 1.0176 | 1.2488 | 1.4767 | 1.7013 | 1.9242 | 2.1426 | 2.3581 | 2.5551 | 2.7494 | 2.9426 | 3.1348 | 3.3263 | 3.5174 | 3.508 | 3.4988 | 3.4896 | 3.4802 | 3.4711
NPgY | GSP | NG FES - Leading the Way | HPs - I&C (GWh) | THURCROFT | Leading the Way | Dem_BB005 | GWh | NPgY | Thurcroft |  | 3.0192 | 3.3043 | 3.6327 | 4.2039 | 4.8236 | 5.6022 | 6.4216 | 7.1926 | 7.8881 | 13.9048 | 19.8272 | 25.6768 | 31.4576 | 37.1351 | 42.7115 | 48.2279 | 53.6175 | 58.9154 | 63.7375 | 68.4762 | 73.1759 | 77.8381 | 82.4702 | 87.0806 | 86.723 | 86.3706 | 86.0205 | 85.6707 | 85.3296
NPgY | GSP | NG FES - Leading the Way | HPs - I&C (GWh) | WEST MELTON / THORPE MARSH | Leading the Way | Dem_BB005 | GWh | NPgY | Thorpe Marsh |  | 8.5574 | 9.3609 | 10.2864 | 11.8982 | 13.6455 | 15.8409 | 18.1496 | 20.3193 | 22.2743 | 39.2466 | 55.9383 | 72.4107 | 88.675 | 104.6351 | 120.2979 | 135.779 | 150.8914 | 165.7342 | 179.2282 | 192.4776 | 205.6082 | 218.6241 | 231.5466 | 244.3993 | 243.3055 | 242.2282 | 241.159 | 240.0922 | 239.0517
NPgY | GSP | NG FES - Leading the Way | HPs - I&C (GWh) | WEST MELTON SECTION 3 | Leading the Way | Dem_BB005 | GWh | NPgY | West Melton |  | 7.1657 | 7.853 | 8.6453 | 10.018 | 11.5096 | 13.3848 | 15.3622 | 17.2281 | 18.9175 | 33.3875 | 47.6655 | 61.8017 | 75.8041 | 89.5888 | 103.1596 | 116.6143 | 129.7902 | 142.7709 | 154.6236 | 166.2965 | 177.8973 | 189.4283 | 200.9072 | 212.3538 | 211.6934 | 211.0418 | 210.3915 | 209.7379 | 209.1018
NPgY | GSP | NG FES - Leading the Way | HPs - I&C (GWh) | WINCOBANK | Leading the Way | Dem_BB005 | GWh | NPgY | Wincobank |  | 1.2385 | 1.3484 | 1.4747 | 1.6978 | 1.9381 | 2.2396 | 2.5542 | 2.8466 | 3.1064 | 5.449 | 7.7319 | 9.9647 | 12.1495 | 14.274 | 16.3399 | 18.3637 | 20.3209 | 22.2256 | 23.9345 | 25.5969 | 27.2301 | 28.8351 | 30.4151 | 31.9735 | 31.7025 | 31.4362 | 31.1734 | 30.9133 | 30.659
NPgN | GSP | NG FES - System Transformation | HPs - I&C (GWh) | BLYTH 66kV | System Transformation | Dem_BB005 | GWh | NPgN | Blyth 66kV |  | 3.3959 | 3.5954 | 4.0549 | 4.31 | 4.5847 | 5.0469 | 5.5803 | 6.1025 | 6.7916 | 7.2174 | 7.6458 | 8.0845 | 8.5712 | 9.0722 | 14.2876 | 19.5137 | 24.4215 | 29.197 | 33.6774 | 38.0177 | 42.232 | 46.3075 | 50.3383 | 54.3392 | 58.2724 | 62.4718 | 66.6006 | 70.7133 | 74.9289
NPgN | GSP | NG FES - System Transformation | HPs - I&C (GWh) | BLYTH 132kV | System Transformation | Dem_BB005 | GWh | NPgN | Blyth 132kV |  | 1.8096 | 1.9142 | 2.1569 | 2.2905 | 2.4343 | 2.6773 | 2.9575 | 3.2314 | 3.593 | 3.8148 | 4.0376 | 4.2654 | 4.5181 | 4.7778 | 7.5177 | 10.2583 | 12.8266 | 15.321 | 17.6561 | 19.9135 | 22.101 | 24.2118 | 26.2955 | 28.3599 | 30.3851 | 32.5453 | 34.6649 | 36.7722 | 38.9292
NPgN | GSP | NG FES - System Transformation | HPs - I&C (GWh) | FOURSTONES | System Transformation | Dem_BB005 | GWh | NPgN | Fourstones |  | 0.42738 | 0.45207 | 0.50939 | 0.54095 | 0.57491 | 0.6323 | 0.69849 | 0.76317 | 0.84857 | 0.90096 | 0.95358 | 1.0074 | 1.0671 | 1.1284 | 1.7755 | 2.4228 | 3.0294 | 3.6185 | 4.17 | 4.7032 | 5.2199 | 5.7184 | 6.2106 | 6.6982 | 7.1765 | 7.6868 | 8.1874 | 8.6852 | 9.1947
NPgN | GSP | NG FES - System Transformation | HPs - I&C (GWh) | HARTMOOR | System Transformation | Dem_BB005 | GWh | NPgN | Hart Moor |  | 3.1026 | 3.2866 | 3.7086 | 3.9441 | 4.1977 | 4.6233 | 5.1147 | 5.5963 | 6.2315 | 6.6257 | 7.0227 | 7.4296 | 7.881 | 8.346 | 13.151 | 17.9707 | 22.5023 | 26.9166 | 31.0634 | 35.0851 | 38.9947 | 42.7801 | 46.528 | 50.2522 | 53.9176 | 57.833 | 61.6872 | 65.5303 | 69.4728
NPgN | GSP | NG FES - System Transformation | HPs - I&C (GWh) | HAWTHORN PIT GRID | System Transformation | Dem_BB005 | GWh | NPgN | Hawthorn Pit |  | 1.7877 | 1.8976 | 2.1456 | 2.2864 | 2.4383 | 2.6909 | 2.9828 | 3.2701 | 3.6485 | 3.8869 | 4.1279 | 4.3756 | 4.6505 | 4.9344 | 7.7901 | 10.6656 | 13.3806 | 16.036 | 18.5416 | 20.9817 | 23.3636 | 25.6797 | 27.9816 | 30.2776 | 32.5462 | 34.9741 | 37.3735 | 39.7746 | 42.2445
NPgN | GSP | NG FES - System Transformation | HPs - I&C (GWh) | KNARESBOROUGH | System Transformation | Dem_BB005 | GWh | NPgN | Knaresborough |  | 3.2215 | 3.43 | 3.89 | 4.1579 | 4.4474 | 4.9228 | 5.4728 | 6.0175 | 6.7332 | 7.1938 | 7.6614 | 8.144 | 8.6799 | 9.2353 | 14.6202 | 20.0713 | 25.2485 | 30.3401 | 35.1738 | 39.9075 | 44.5538 | 49.0972 | 53.6357 | 58.1843 | 62.7017 | 67.5479 | 72.3613 | 77.1999 | 82.1942
NPgN | GSP | NG FES - System Transformation | HPs - I&C (GWh) | LACKENBY | System Transformation | Dem_BB005 | GWh | NPgN | Lackenby |  | 2.6028 | 2.7623 | 3.1229 | 3.3274 | 3.5479 | 3.9149 | 4.339 | 4.7563 | 5.3058 | 5.6518 | 6.0013 | 6.3605 | 6.7592 | 7.1708 | 11.3194 | 15.4955 | 19.4373 | 23.2915 | 26.9271 | 30.4668 | 33.921 | 37.2787 | 40.6151 | 43.9419 | 47.2282 | 50.7449 | 54.2193 | 57.6954 | 61.2704
NPgN | GSP | NG FES - System Transformation | HPs - I&C (GWh) | NORTON | System Transformation | Dem_BB005 | GWh | NPgN | Norton |  | 8.2565 | 8.8235 | 10.0437 | 10.7741 | 11.5652 | 12.846 | 14.3306 | 15.8103 | 17.7496 | 19.0262 | 20.3287 | 21.6783 | 23.1773 | 24.7369 | 39.2803 | 54.0883 | 68.242 | 82.2438 | 95.6221 | 108.8 | 121.8087 | 134.6022 | 147.4465 | 160.382 | 173.294 | 187.178 | 201.0355 | 215.0264 | 229.5148
NPgN | GSP | NG FES - System Transformation | HPs - I&C (GWh) | OFFERTON | System Transformation | Dem_BB005 | GWh | NPgN | Offerton |  | 0.73936 | 0.78224 | 0.8816 | 0.93643 | 0.99542 | 1.095 | 1.2099 | 1.3222 | 1.4705 | 1.5616 | 1.6532 | 1.7468 | 1.8507 | 1.9575 | 3.0807 | 4.2047 | 5.2586 | 6.2825 | 7.2416 | 8.1693 | 9.0686 | 9.9369 | 10.7944 | 11.6443 | 12.4786 | 13.3686 | 14.2424 | 15.1114 | 16.0013
NPgN | GSP | NG FES - System Transformation | HPs - I&C (GWh) | OSBALDWICK | System Transformation | Dem_BB005 | GWh | NPgN | Osbaldwick |  | 7.1423 | 7.5643 | 8.534 | 9.0741 | 9.6557 | 10.6327 | 11.7605 | 12.8654 | 14.3229 | 15.2261 | 16.1352 | 17.0669 | 18.1005 | 19.1648 | 30.1925 | 41.2501 | 51.642 | 61.761 | 71.2624 | 80.4734 | 89.4238 | 98.0861 | 106.6594 | 115.175 | 123.5526 | 132.5001 | 141.304 | 150.0791 | 159.0788
NPgN | GSP | NG FES - System Transformation | HPs - I&C (GWh) | POPPLETON | System Transformation | Dem_BB005 | GWh | NPgN | Poppleton |  | 0.73988 | 0.78299 | 0.88267 | 0.93781 | 0.99714 | 1.0972 | 1.2126 | 1.3255 | 1.4745 | 1.5663 | 1.6585 | 1.753 | 1.8577 | 1.9654 | 3.0939 | 4.2238 | 5.2838 | 6.3143 | 7.2801 | 8.2147 | 9.1214 | 9.9973 | 10.8628 | 11.7211 | 12.564 | 13.4636 | 14.3473 | 15.2266 | 16.1274
NPgN | GSP | NG FES - System Transformation | HPs - I&C (GWh) | SALTHOLME | System Transformation | Dem_BB005 | GWh | NPgN | Saltholme |  | 0.2516 | 0.26725 | 0.3024 | 0.32248 | 0.34415 | 0.38007 | 0.42159 | 0.46253 | 0.5164 | 0.55053 | 0.58506 | 0.62059 | 0.66002 | 0.70078 | 1.1071 | 1.5168 | 1.9041 | 2.2835 | 2.642 | 2.9916 | 3.3334 | 3.6662 | 3.9973 | 4.3281 | 4.6553 | 5.0057 | 5.3524 | 5.6998 | 6.0574
NPgN | GSP | NG FES - System Transformation | HPs - I&C (GWh) | SOUTH SHIELDS | System Transformation | Dem_BB005 | GWh | NPgN | South Shields |  | 0.69024 | 0.73011 | 0.82267 | 0.87364 | 0.92847 | 1.0211 | 1.128 | 1.2325 | 1.3704 | 1.455 | 1.5399 | 1.6268 | 1.7232 | 1.8222 | 2.8672 | 3.9124 | 4.8919 | 5.8432 | 6.7337 | 7.5946 | 8.4288 | 9.2338 | 10.0285 | 10.8157 | 11.588 | 12.4118 | 13.22 | 14.0236 | 14.8462
NPgN | GSP | NG FES - System Transformation | HPs - I&C (GWh) | SPADEADAM | System Transformation | Dem_BB005 | GWh | NPgN | Spadeadam - Not in NG FES |  | 0.19453 | 0.20577 | 0.23186 | 0.24622 | 0.26168 | 0.2878 | 0.31793 | 0.34736 | 0.38623 | 0.41007 | 0.43402 | 0.45851 | 0.48567 | 0.51359 | 0.80811 | 1.1027 | 1.3788 | 1.6469 | 1.8979 | 2.1405 | 2.3757 | 2.6026 | 2.8265 | 3.0484 | 3.2661 | 3.4983 | 3.7261 | 3.9526 | 4.1845
NPgN | GSP | NG FES - System Transformation | HPs - I&C (GWh) | SPENNYMOOR | System Transformation | Dem_BB005 | GWh | NPgN | Spennymoor |  | 4.8348 | 5.1443 | 5.8306 | 6.2281 | 6.6576 | 7.3645 | 8.1823 | 8.9912 | 10.0544 | 10.7358 | 11.4269 | 12.1396 | 12.9308 | 13.7504 | 21.7556 | 29.8504 | 37.5292 | 45.0724 | 52.2249 | 59.2215 | 66.0814 | 72.7817 | 79.4681 | 86.1629 | 92.8052 | 99.9276 | 106.9948 | 114.0926 | 121.4141
NPgN | GSP | NG FES - System Transformation | HPs - I&C (GWh) | STELLA NORTH | System Transformation | Dem_BB005 | GWh | NPgN | Stella North |  | 3.8428 | 4.0649 | 4.5803 | 4.8642 | 5.1696 | 5.6856 | 6.2809 | 6.8626 | 7.6306 | 8.1019 | 8.5751 | 9.0591 | 9.5959 | 10.1477 | 15.9672 | 21.7882 | 27.2438 | 32.5421 | 37.5025 | 42.298 | 46.945 | 51.4294 | 55.8563 | 60.2421 | 64.545 | 69.1347 | 73.6383 | 78.1159 | 82.6992
NPgN | GSP | NG FES - System Transformation | HPs - I&C (GWh) | STELLA SOUTH | System Transformation | Dem_BB005 | GWh | NPgN | Stella South |  | 2.4575 | 2.6053 | 2.9421 | 3.1314 | 3.3354 | 3.6765 | 4.0704 | 4.4572 | 4.9669 | 5.2853 | 5.6063 | 5.9357 | 6.3013 | 6.6782 | 10.531 | 14.4016 | 18.0469 | 21.6036 | 24.9508 | 28.2025 | 31.3688 | 34.4398 | 37.4852 | 40.5159 | 43.5036 | 46.6975 | 49.8466 | 52.9912 | 56.2208
NPgN | GSP | NG FES - System Transformation | HPs - I&C (GWh) | TYNEMOUTH | System Transformation | Dem_BB005 | GWh | NPgN | Tynemouth 1 |  | 2.0742 | 2.2036 | 2.4937 | 2.6596 | 2.8387 | 3.1353 | 3.4783 | 3.8165 | 4.2616 | 4.5437 | 4.8293 | 5.1232 | 5.4494 | 5.7866 | 9.1428 | 12.5273 | 15.7283 | 18.864 | 21.8282 | 24.7196 | 27.5465 | 30.2999 | 33.0406 | 35.778 | 38.487 | 41.3883 | 44.2598 | 47.1372 | 50.1002
NPgN | GSP | NG FES - System Transformation | HPs - I&C (GWh) | WEST BOLDON | System Transformation | Dem_BB005 | GWh | NPgN | West Boldon |  | 3.3933 | 3.5904 | 4.0467 | 4.2987 | 4.5698 | 5.0273 | 5.5552 | 6.0712 | 6.7525 | 7.1714 | 7.5923 | 8.023 | 8.5007 | 8.9919 | 14.1525 | 19.3171 | 24.1603 | 28.8668 | 33.2759 | 37.5411 | 41.6767 | 45.6702 | 49.6147 | 53.5249 | 57.3635 | 61.4592 | 65.4805 | 69.4809 | 73.5774
NPgY | GSP | NG FES - System Transformation | HPs - I&C (GWh) | BRADFORD WEST | System Transformation | Dem_BB005 | GWh | NPgY | Bradford West |  | 10.8645 | 11.4084 | 12.8166 | 13.618 | 14.4715 | 15.8768 | 17.4937 | 19.0705 | 21.1833 | 22.4592 | 23.7363 | 25.0414 | 26.4957 | 27.9889 | 44.1192 | 60.2096 | 75.2526 | 89.828 | 103.4397 | 116.5667 | 129.2555 | 141.4711 | 153.5042 | 165.3969 | 177.0378 | 189.4411 | 201.5841 | 213.6321 | 225.9458
NPgY | GSP | NG FES - System Transformation | HPs - I&C (GWh) | CAMBLESFORTH | System Transformation | Dem_BB005 | GWh | NPgY | Camblesforth |  | 0.77924 | 0.82973 | 0.94506 | 1.0179 | 1.0963 | 1.2188 | 1.3605 | 1.5025 | 1.6903 | 1.8149 | 1.9421 | 2.0743 | 2.2216 | 2.3752 | 3.7889 | 5.2319 | 6.6156 | 7.9884 | 9.3042 | 10.6037 | 11.8897 | 13.1577 | 14.4336 | 15.7208 | 17.0082 | 18.3936 | 19.7789 | 21.1798 | 22.6321
NPgY | GSP | NG FES - System Transformation | HPs - I&C (GWh) | CREYKE BECK | System Transformation | Dem_BB005 | GWh | NPgY | Creyke Beck |  | 11.8376 | 12.5101 | 14.144 | 15.1239 | 16.1733 | 17.8552 | 19.7964 | 21.7148 | 24.2695 | 25.8894 | 27.5286 | 29.2187 | 31.1024 | 33.0528 | 52.4129 | 71.9536 | 90.4627 | 108.6196 | 125.811 | 142.6027 | 159.0418 | 175.0759 | 191.0567 | 207.0333 | 222.8628 | 239.8236 | 256.6302 | 273.4892 | 290.8626
NPgY | GSP | NG FES - System Transformation | HPs - I&C (GWh) | DRAX | System Transformation | Dem_BB005 | GWh | NPgY | Drax |  | 1.0331 | 1.0998 | 1.2525 | 1.3488 | 1.4525 | 1.6145 | 1.8021 | 1.9898 | 2.2383 | 2.4029 | 2.571 | 2.7456 | 2.9402 | 3.1432 | 5.0133 | 6.9218 | 8.7514 | 10.5661 | 12.3052 | 14.0223 | 15.7213 | 17.3962 | 19.0811 | 20.7807 | 22.4803 | 24.3091 | 26.1375 | 27.9862 | 29.9026
NPgY | GSP | NG FES - System Transformation | HPs - I&C (GWh) | ELLAND | System Transformation | Dem_BB005 | GWh | NPgY | Elland |  | 7.3901 | 7.7668 | 8.7331 | 9.2872 | 9.8778 | 10.8463 | 11.9612 | 13.0506 | 14.509 | 15.3962 | 16.2857 | 17.196 | 18.2103 | 19.2532 | 30.3752 | 41.4889 | 51.8994 | 62.005 | 71.4621 | 80.6004 | 89.4511 | 97.9892 | 106.4153 | 114.7584 | 122.941 | 131.6674 | 140.2276 | 148.7363 | 157.4446
NPgY | GSP | NG FES - System Transformation | HPs - I&C (GWh) | FERRYBRIDGE A | System Transformation | Dem_BB005 | GWh | NPgY | Ferrybridge A |  | 1.8401 | 1.9535 | 2.2186 | 2.3829 | 2.5593 | 2.8376 | 3.1594 | 3.48 | 3.9054 | 4.1828 | 4.4653 | 4.758 | 5.0842 | 5.4235 | 8.6323 | 11.8942 | 15.0081 | 18.0847 | 21.0207 | 23.909 | 26.7563 | 29.5531 | 32.3579 | 35.1786 | 37.9906 | 41.0122 | 44.0242 | 47.0617 | 50.2044
NPgY | GSP | NG FES - System Transformation | HPs - I&C (GWh) | FERRYBRIDGE B | System Transformation | Dem_BB005 | GWh | NPgY | Ferrybridge B (_M) |  | 6.5815 | 6.962 | 7.8786 | 8.4323 | 9.0256 | 9.9732 | 11.0673 | 12.1505 | 13.5918 | 14.5114 | 15.4433 | 16.4051 | 17.4772 | 18.5883 | 29.4999 | 40.5304 | 50.9964 | 61.2796 | 71.0331 | 80.575 | 89.9311 | 99.0712 | 108.1937 | 117.3263 | 126.3875 | 136.1027 | 145.7428 | 155.4249 | 165.4116
NPgY | GSP | NG FES - System Transformation | HPs - I&C (GWh) | GRIMSBY WEST | System Transformation | Dem_BB005 | GWh | NPgY | Grimsby West |  | 3.3645 | 3.5413 | 3.9878 | 4.2472 | 4.524 | 4.975 | 5.4945 | 6.0038 | 6.6846 | 7.1038 | 7.5253 | 7.9575 | 8.4392 | 8.9356 | 14.1178 | 19.3113 | 24.1918 | 28.9441 | 33.4067 | 37.7327 | 41.9361 | 46.0046 | 50.0318 | 54.0311 | 57.9657 | 62.168 | 66.3032 | 70.4253 | 74.6533
NPgY | GSP | NG FES - System Transformation | HPs - I&C (GWh) | JORDANTHORPE | System Transformation | Dem_BB005 | GWh | NPgY | Jordanthorpe |  | 0.6899 | 0.72739 | 0.82051 | 0.87535 | 0.93398 | 1.0288 | 1.1381 | 1.2457 | 1.3892 | 1.4788 | 1.5691 | 1.6619 | 1.7653 | 1.8721 | 2.9626 | 4.0588 | 5.0927 | 6.1026 | 7.0545 | 7.9804 | 8.883 | 9.7598 | 10.6303 | 11.4974 | 12.3533 | 13.2687 | 14.1724 | 15.0759 | 16.0045
NPgY | GSP | NG FES - System Transformation | HPs - I&C (GWh) | KEADBY | System Transformation | Dem_BB005 | GWh | NPgY | Keadby |  | 5.6266 | 6.0235 | 6.8966 | 7.4657 | 8.0801 | 9.0256 | 10.1221 | 11.228 | 12.6871 | 13.6795 | 14.6986 | 15.7616 | 16.9467 | 18.187 | 29.1181 | 40.3519 | 51.2018 | 62.0365 | 72.4943 | 82.8865 | 93.232 | 103.4921 | 113.868 | 124.386 | 134.9572 | 146.3576 | 157.8101 | 169.4383 | 181.529
NPgY | GSP | NG FES - System Transformation | HPs - I&C (GWh) | KIRKSTALL B | System Transformation | Dem_BB005 | GWh | NPgY | Kirkstall B |  | 4.9287 | 5.175 | 5.8132 | 6.1762 | 6.5628 | 7.1994 | 7.9319 | 8.6462 | 9.6032 | 10.1808 | 10.7588 | 11.3494 | 12.0074 | 12.6831 | 19.9907 | 27.2791 | 34.0917 | 40.6912 | 46.8532 | 52.7945 | 58.5364 | 64.063 | 69.5059 | 74.8844 | 80.1479 | 85.7557 | 91.2445 | 96.6895 | 102.2537
NPgY | GSP | NG FES - System Transformation | HPs - I&C (GWh) | NEEPSEND | System Transformation | Dem_BB005 | GWh | NPgY | Neepsend |  | 1.8504 | 1.9429 | 2.1825 | 2.3188 | 2.4639 | 2.703 | 2.978 | 3.2461 | 3.6055 | 3.8223 | 4.0393 | 4.2611 | 4.5081 | 4.7618 | 7.5054 | 10.2418 | 12.7996 | 15.2774 | 17.5909 | 19.8216 | 21.9774 | 24.0524 | 26.096 | 28.1153 | 30.0916 | 32.197 | 34.2578 | 36.3022 | 38.3914
NPgY | GSP | NG FES - System Transformation | HPs - I&C (GWh) | NORTON LEES | System Transformation | Dem_BB005 | GWh | NPgY | Norton Lees |  | 0.93648 | 0.98328 | 1.1046 | 1.1735 | 1.247 | 1.3679 | 1.5071 | 1.6428 | 1.8247 | 1.9344 | 2.0442 | 2.1564 | 2.2814 | 2.4098 | 3.7983 | 5.183 | 6.4774 | 7.7313 | 8.9021 | 10.0309 | 11.1218 | 12.1718 | 13.2059 | 14.2278 | 15.2278 | 16.2932 | 17.336 | 18.3705 | 19.4276
NPgY | GSP | NG FES - System Transformation | HPs - I&C (GWh) | PITSMOOR 3/4 | System Transformation | Dem_BB005 | GWh | NPgY | Pitsmoor |  | 1.1389 | 1.1959 | 1.3435 | 1.4275 | 1.5169 | 1.6642 | 1.8336 | 1.9988 | 2.2202 | 2.3539 | 2.4877 | 2.6244 | 2.7768 | 2.9332 | 4.6235 | 6.3096 | 7.8859 | 9.4131 | 10.8392 | 12.2145 | 13.5438 | 14.8235 | 16.084 | 17.3297 | 18.549 | 19.8482 | 21.1199 | 22.3817 | 23.6713
NPgY | GSP | NG FES - System Transformation | HPs - I&C (GWh) | SALTEND NORTH | System Transformation | Dem_BB005 | GWh | NPgY | Saltend North |  | 0.97988 | 1.0364 | 1.1728 | 1.2551 | 1.3433 | 1.4842 | 1.6469 | 1.8079 | 2.0222 | 2.1589 | 2.2973 | 2.4402 | 2.5995 | 2.7645 | 4.387 | 6.0269 | 7.5827 | 9.111 | 10.5604 | 11.9781 | 13.3681 | 14.7257 | 16.0805 | 17.4367 | 18.7821 | 20.2245 | 21.6556 | 23.0928 | 24.575
NPgY | GSP | NG FES - System Transformation | HPs - I&C (GWh) | SHEFFIELD CITY | System Transformation | Dem_BB005 | GWh | NPgY | Sheffield City |  | 1.9921 | 2.0917 | 2.3497 | 2.4964 | 2.6527 | 2.9101 | 3.2062 | 3.4949 | 3.8818 | 4.1152 | 4.3489 | 4.5877 | 4.8537 | 5.1268 | 8.0808 | 11.0271 | 13.781 | 16.4489 | 18.9398 | 21.3417 | 23.6629 | 25.8971 | 28.0976 | 30.272 | 32.4 | 34.6671 | 36.8862 | 39.0876 | 41.3372
NPgY | GSP | NG FES - System Transformation | HPs - I&C (GWh) | SKELTON GRANGE | System Transformation | Dem_BB005 | GWh | NPgY | Skelton Grange |  | 12.8639 | 13.5191 | 15.2004 | 16.1642 | 17.1915 | 18.8766 | 20.8161 | 22.7112 | 25.2482 | 26.7911 | 28.3379 | 29.9207 | 31.6845 | 33.4978 | 52.8465 | 72.1794 | 90.2875 | 107.8639 | 124.3111 | 140.2023 | 155.5922 | 170.4374 | 185.0866 | 199.5905 | 213.8142 | 228.9826 | 243.8608 | 258.6485 | 273.7821
NPgY | GSP | NG FES - System Transformation | HPs - I&C (GWh) | TEMPLEBOROUGH 275/33KV | System Transformation | Dem_BB005 | GWh | NPgY | Templeborough |  | 0.11941 | 0.12664 | 0.14369 | 0.15417 | 0.16543 | 0.18325 | 0.20385 | 0.22433 | 0.25153 | 0.26917 | 0.2871 | 0.30567 | 0.32636 | 0.34786 | 0.55324 | 0.7617 | 0.96038 | 1.1564 | 1.3432 | 1.5266 | 1.7072 | 1.8843 | 2.0618 | 2.24 | 2.4174 | 2.608 | 2.7978 | 2.9889 | 3.1865
NPgY | GSP | NG FES - System Transformation | HPs - I&C (GWh) | THURCROFT | System Transformation | Dem_BB005 | GWh | NPgY | Thurcroft |  | 3.0771 | 3.2567 | 3.6873 | 3.9484 | 4.2282 | 4.6744 | 5.1897 | 5.7003 | 6.3794 | 6.8141 | 7.255 | 7.7102 | 8.2177 | 8.7439 | 13.8826 | 19.0815 | 24.0188 | 28.8739 | 33.4831 | 37.996 | 42.4246 | 46.7546 | 51.0793 | 55.4119 | 59.7137 | 64.3275 | 68.9089 | 73.5131 | 78.2645
NPgY | GSP | NG FES - System Transformation | HPs - I&C (GWh) | WEST MELTON / THORPE MARSH | System Transformation | Dem_BB005 | GWh | NPgY | Thorpe Marsh |  | 8.7243 | 9.2283 | 10.443 | 11.1764 | 11.9623 | 13.2178 | 14.6673 | 16.1022 | 18.0115 | 19.2295 | 20.4637 | 21.7374 | 23.1571 | 24.6285 | 39.0844 | 53.6968 | 67.5606 | 81.1812 | 94.0992 | 106.7361 | 119.1262 | 131.2294 | 143.3085 | 155.4002 | 167.3968 | 180.2588 | 193.0207 | 205.8375 | 219.057
NPgY | GSP | NG FES - System Transformation | HPs - I&C (GWh) | WEST MELTON SECTION 3 | System Transformation | Dem_BB005 | GWh | NPgY | West Melton |  | 7.299 | 7.7366 | 8.7726 | 9.4075 | 10.0888 | 11.1692 | 12.4177 | 13.6581 | 15.3059 | 16.3707 | 17.4526 | 18.5717 | 19.8191 | 21.1146 | 33.5646 | 46.1902 | 58.2114 | 70.0605 | 81.3387 | 92.4073 | 103.2943 | 113.9633 | 124.6413 | 135.3594 | 146.0234 | 157.4713 | 168.8614 | 180.3284 | 192.1772
NPgY | GSP | NG FES - System Transformation | HPs - I&C (GWh) | WINCOBANK | System Transformation | Dem_BB005 | GWh | NPgY | Wincobank |  | 1.2545 | 1.3201 | 1.4862 | 1.5825 | 1.6853 | 1.853 | 2.046 | 2.2352 | 2.4881 | 2.6436 | 2.7998 | 2.96 | 3.1386 | 3.3225 | 5.2483 | 7.1774 | 8.9895 | 10.7532 | 12.4086 | 14.0127 | 15.5705 | 17.0776 | 18.5688 | 20.0491 | 21.5048 | 23.0592 | 24.5881 | 26.1116 | 27.6738
NPgN | GSP | NPg Best View | I&C Baseline Demand Consumption (GWh) | BLYTH 66kV | NPg Best View (Not in FES) | Dem_BB08b_NPgSubComponent | GWh | NPgN | Blyth 66kV |  | 460.4724 | 456.961 | 459.9663 | 462.3635 | 460.343 | 457.4715 | 454.7417 | 452.1375 | 449.6626 | 447.3108 | 445.0757 | 442.9511 | 440.9307 | 439.0084 | 437.1777 | 435.4325 | 433.7664 | 432.1732 | 430.6466 | 429.1804 | 427.7681 | 426.4036 | 425.0806 | 423.7927 | 422.5337 | 421.2973 | 420.0771 | 418.8668 | 417.6602
NPgN | GSP | NPg Best View | I&C Baseline Demand Consumption (GWh) | BLYTH 132kV | NPg Best View (Not in FES) | Dem_BB08b_NPgSubComponent | GWh | NPgN | Blyth 132kV |  | 183.0877 | 181.9704 | 186.0339 | 190.4471 | 188.7659 | 187.1634 | 185.6362 | 184.181 | 182.7943 | 181.4728 | 180.2131 | 179.0118 | 177.8657 | 176.7714 | 175.7255 | 174.7247 | 173.7658 | 172.8455 | 171.9604 | 171.1073 | 170.2828 | 169.4839 | 168.7071 | 167.9493 | 167.2073 | 166.4777 | 165.7575 | 165.0433 | 164.3321
NPgN | GSP | NPg Best View | I&C Baseline Demand Consumption (GWh) | FOURSTONES | NPg Best View (Not in FES) | Dem_BB08b_NPgSubComponent | GWh | NPgN | Fourstones |  | 63.7978 | 63.0115 | 62.2613 | 61.5458 | 60.8637 | 60.2135 | 59.5938 | 59.0034 | 58.4408 | 57.9046 | 57.3936 | 56.9062 | 56.4413 | 55.9973 | 55.573 | 55.167 | 54.778 | 54.4047 | 54.0457 | 53.6996 | 53.3652 | 53.0411 | 52.7261 | 52.4187 | 52.1177 | 51.8218 | 51.5297 | 51.24 | 50.9515
NPgN | GSP | NPg Best View | I&C Baseline Demand Consumption (GWh) | HARTMOOR | NPg Best View (Not in FES) | Dem_BB08b_NPgSubComponent | GWh | NPgN | Hart Moor |  | 301.0649 | 298.1773 | 315.6 | 315.6939 | 315.9521 | 313.5943 | 311.356 | 309.232 | 307.2172 | 305.3061 | 303.4937 | 301.7747 | 300.1437 | 298.5956 | 297.1249 | 295.7265 | 294.3951 | 293.1252 | 291.9115 | 290.7487 | 289.6315 | 288.5544 | 287.512 | 286.499 | 285.5099 | 284.5394 | 283.5818 | 282.6319 | 281.6841
NPgN | GSP | NPg Best View | I&C Baseline Demand Consumption (GWh) | HAWTHORN PIT GRID | NPg Best View (Not in FES) | Dem_BB08b_NPgSubComponent | GWh | NPgN | Hawthorn Pit |  | 348.1686 | 346.9423 | 350.9167 | 353.1136 | 350.333 | 347.7101 | 345.2388 | 342.9128 | 340.7257 | 338.6713 | 336.743 | 334.9343 | 333.2387 | 331.6493 | 330.1596 | 328.7627 | 327.4516 | 326.2196 | 325.0594 | 323.9641 | 322.9265 | 321.9393 | 320.9953 | 320.087 | 319.207 | 318.3478 | 317.5018 | 316.6613 | 315.8186
NPgN | GSP | NPg Best View | I&C Baseline Demand Consumption (GWh) | KNARESBOROUGH | NPg Best View (Not in FES) | Dem_BB08b_NPgSubComponent | GWh | NPgN | Knaresborough |  | 625.5749 | 621.9794 | 626.0843 | 629.8356 | 626.931 | 628.1858 | 625.706 | 623.4271 | 621.3411 | 619.4399 | 617.7151 | 616.1579 | 614.7596 | 613.5109 | 612.4025 | 611.4249 | 610.5681 | 609.8222 | 609.1769 | 608.6215 | 608.1455 | 607.7376 | 607.3868 | 607.0816 | 606.8102 | 606.5606 | 606.3209 | 606.0784 | 605.8206
NPgN | GSP | NPg Best View | I&C Baseline Demand Consumption (GWh) | LACKENBY | NPg Best View (Not in FES) | Dem_BB08b_NPgSubComponent | GWh | NPgN | Lackenby |  | 717.0967 | 714.1458 | 716.8076 | 715.0647 | 715.8571 | 713.5001 | 711.2779 | 709.1849 | 707.2155 | 705.364 | 703.6246 | 701.9915 | 700.4589 | 699.0208 | 697.6711 | 696.404 | 695.2132 | 694.0925 | 693.0358 | 692.0367 | 691.089 | 690.1861 | 689.3217 | 688.4892 | 687.682 | 686.8934 | 686.1168 | 685.3453 | 684.5723
NPgN | GSP | NPg Best View | I&C Baseline Demand Consumption (GWh) | NORTON | NPg Best View (Not in FES) | Dem_BB08b_NPgSubComponent | GWh | NPgN | Norton |  | 1308.5441 | 1307.1179 | 1349.6102 | 1353.579 | 1350.7587 | 1348.366 | 1346.3894 | 1344.8162 | 1355.15 | 1354.3424 | 1353.8953 | 1353.7923 | 1354.0163 | 1424.7477 | 1425.571 | 1426.6646 | 1428.0078 | 1429.5789 | 1431.3555 | 1433.314 | 1435.4301 | 1437.6785 | 1440.0329 | 1442.4664 | 1444.9509 | 1447.4574 | 1449.9561 | 1452.4162 | 1454.8062
NPgN | GSP | NPg Best View | I&C Baseline Demand Consumption (GWh) | OFFERTON | NPg Best View (Not in FES) | Dem_BB08b_NPgSubComponent | GWh | NPgN | Offerton |  | 133.8534 | 132.1963 | 131.5244 | 131.2431 | 129.8073 | 128.4394 | 127.1364 | 125.8956 | 124.7138 | 123.5884 | 122.5163 | 121.4947 | 120.5207 | 119.5914 | 118.704 | 117.8556 | 117.0433 | 116.2643 | 115.5157 | 114.7948 | 114.0986 | 113.4243 | 112.7691 | 112.1303 | 111.5049 | 110.8902 | 110.2834 | 109.6817 | 109.0823
NPgN | GSP | NPg Best View | I&C Baseline Demand Consumption (GWh) | OSBALDWICK | NPg Best View (Not in FES) | Dem_BB08b_NPgSubComponent | GWh | NPgN | Osbaldwick |  | 811.1271 | 802.072 | 800.5653 | 803.67 | 795.8747 | 788.467 | 781.4305 | 774.7492 | 768.4066 | 762.3866 | 756.6726 | 751.2485 | 746.0979 | 741.2042 | 736.5512 | 732.1223 | 727.9011 | 723.871 | 720.0155 | 716.3181 | 712.7621 | 709.3309 | 706.0079 | 702.7765 | 699.6198 | 696.5212 | 693.4638 | 690.431 | 687.4058
NPgN | GSP | NPg Best View | I&C Baseline Demand Consumption (GWh) | POPPLETON | NPg Best View (Not in FES) | Dem_BB08b_NPgSubComponent | GWh | NPgN | Poppleton |  | 143.5305 | 141.7858 | 141.2084 | 141.3776 | 142.762 | 141.3247 | 139.9566 | 138.6545 | 137.4154 | 136.2361 | 135.1137 | 134.0451 | 133.0272 | 132.057 | 131.1313 | 130.2472 | 129.4016 | 128.5914 | 127.8137 | 127.0653 | 126.3433 | 125.6446 | 124.9662 | 124.305 | 123.6582 | 123.0225 | 122.3951 | 121.7728 | 121.1528
NPgN | GSP | NPg Best View | I&C Baseline Demand Consumption (GWh) | SALTHOLME | NPg Best View (Not in FES) | Dem_BB08b_NPgSubComponent | GWh | NPgN | Saltholme |  | 492.3524 | 525.485 | 530.2188 | 528.6224 | 526.974 | 525.4244 | 523.9697 | 522.6061 | 521.3297 | 520.1367 | 519.023 | 517.9845 | 517.0171 | 516.1167 | 515.279 | 514.4998 | 513.7747 | 513.0992 | 512.469 | 511.8795 | 511.3261 | 510.8042 | 510.3091 | 509.836 | 509.3801 | 508.9366 | 508.5005 | 508.0668 | 507.6305
NPgN | GSP | NPg Best View | I&C Baseline Demand Consumption (GWh) | SOUTH SHIELDS | NPg Best View (Not in FES) | Dem_BB08b_NPgSubComponent | GWh | NPgN | South Shields |  | 140.9058 | 139.2864 | 139.9268 | 139.2201 | 137.815 | 136.4757 | 135.1993 | 133.9829 | 132.8238 | 131.7191 | 130.6661 | 129.6618 | 128.7036 | 127.7886 | 126.9141 | 126.0773 | 125.2754 | 124.5057 | 123.7654 | 123.0519 | 122.3623 | 121.694 | 121.0442 | 120.4103 | 119.7896 | 119.1793 | 118.5767 | 117.9793 | 117.3844
NPgN | GSP | NPg Best View | I&C Baseline Demand Consumption (GWh) | SPADEADAM | NPg Best View (Not in FES) | Dem_BB08b_NPgSubComponent | GWh | NPgN | Spadeadam - Not in NG FES |  | 23.0437 | 22.754 | 22.4776 | 22.2139 | 21.9626 | 21.723 | 21.4947 | 21.2771 | 21.0698 | 20.8722 | 20.6838 | 20.5042 | 20.3329 | 20.1692 | 20.0128 | 19.8632 | 19.7198 | 19.5821 | 19.4498 | 19.3222 | 19.1989 | 19.0794 | 18.9632 | 18.8499 | 18.7389 | 18.6298 | 18.5221 | 18.4152 | 18.3089
NPgN | GSP | NPg Best View | I&C Baseline Demand Consumption (GWh) | SPENNYMOOR | NPg Best View (Not in FES) | Dem_BB08b_NPgSubComponent | GWh | NPgN | Spennymoor |  | 778.6071 | 773.046 | 779.0853 | 796.5784 | 808.4973 | 804.2638 | 800.3348 | 796.6987 | 793.3435 | 790.2572 | 787.4274 | 784.8412 | 782.4857 | 780.3474 | 778.4129 | 776.668 | 775.0988 | 773.6905 | 772.4284 | 771.2975 | 770.2822 | 769.3669 | 768.5357 | 767.7721 | 767.0596 | 766.3813 | 765.72 | 765.0583 | 764.3782
NPgN | GSP | NPg Best View | I&C Baseline Demand Consumption (GWh) | STELLA NORTH | NPg Best View (Not in FES) | Dem_BB08b_NPgSubComponent | GWh | NPgN | Stella North |  | 712.0633 | 703.4253 | 712.2051 | 713.679 | 709.3428 | 702.2012 | 695.3955 | 688.9108 | 682.7319 | 676.8438 | 671.2315 | 665.8801 | 660.7745 | 655.9001 | 651.2418 | 646.785 | 642.5148 | 638.4167 | 634.4758 | 630.6776 | 627.0075 | 623.4509 | 619.9934 | 616.6204 | 613.3176 | 610.0705 | 606.8647 | 603.6861 | 600.5202
NPgN | GSP | NPg Best View | I&C Baseline Demand Consumption (GWh) | STELLA SOUTH | NPg Best View (Not in FES) | Dem_BB08b_NPgSubComponent | GWh | NPgN | Stella South |  | 799.7229 | 792.6053 | 807.5052 | 811.9409 | 805.8585 | 800.0956 | 794.6389 | 789.4755 | 785.6452 | 781.0288 | 776.6661 | 772.5435 | 768.6478 | 768.6288 | 765.146 | 761.8493 | 758.7249 | 755.7591 | 752.9378 | 750.2473 | 747.6733 | 745.202 | 742.8189 | 740.51 | 738.2609 | 736.0571 | 733.8843 | 731.7277 | 729.5728
NPgN | GSP | NPg Best View | I&C Baseline Demand Consumption (GWh) | TYNEMOUTH | NPg Best View (Not in FES) | Dem_BB08b_NPgSubComponent | GWh | NPgN | Tynemouth 1 |  | 471.4036 | 467.7038 | 468.7006 | 469.4972 | 466.3997 | 463.4892 | 460.7584 | 458.2003 | 455.8074 | 453.5723 | 451.4875 | 449.5452 | 447.7377 | 446.0571 | 444.4953 | 443.0443 | 441.6958 | 440.4414 | 439.2728 | 438.1812 | 437.158 | 436.1943 | 435.2814 | 434.41 | 433.5712 | 432.7555 | 431.9536 | 431.156 | 430.3532
NPgN | GSP | NPg Best View | I&C Baseline Demand Consumption (GWh) | WEST BOLDON | NPg Best View (Not in FES) | Dem_BB08b_NPgSubComponent | GWh | NPgN | West Boldon |  | 702.325 | 695.9098 | 703.7328 | 708.683 | 703.1267 | 697.834 | 692.7936 | 687.9941 | 683.4244 | 679.0731 | 674.929 | 670.981 | 667.2179 | 663.6284 | 660.2015 | 656.926 | 653.7909 | 650.785 | 647.8974 | 645.1169 | 642.4325 | 639.8333 | 637.3083 | 634.8465 | 632.4369 | 630.0687 | 627.7309 | 625.4127 | 623.1032
NPgY | GSP | NPg Best View | I&C Baseline Demand Consumption (GWh) | BRADFORD WEST | NPg Best View (Not in FES) | Dem_BB08b_NPgSubComponent | GWh | NPgY | Bradford West |  | 1046.3407 | 1040.4386 | 1044.2868 | 1041.4108 | 1030.1869 | 1019.4914 | 1009.3014 | 999.5943 | 990.3475 | 981.5382 | 973.1441 | 965.1425 | 957.5111 | 950.2274 | 943.2693 | 936.6144 | 930.2404 | 924.1253 | 918.247 | 912.5833 | 907.1123 | 901.8121 | 896.6608 | 891.6365 | 886.7174 | 881.8818 | 877.108 | 872.3744 | 867.6594
NPgY | GSP | NPg Best View | I&C Baseline Demand Consumption (GWh) | CAMBLESFORTH | NPg Best View (Not in FES) | Dem_BB08b_NPgSubComponent | GWh | NPgY | Camblesforth |  | 180.0184 | 185.7038 | 192.139 | 192.2391 | 192.3795 | 192.5596 | 192.7789 | 193.0365 | 193.3315 | 193.6627 | 194.0291 | 194.4291 | 194.8613 | 195.324 | 195.8154 | 196.3335 | 196.8763 | 197.4414 | 198.0265 | 198.6291 | 199.2464 | 199.8757 | 200.5138 | 201.1578 | 201.8044 | 202.45 | 203.0913 | 203.7243 | 204.3454
NPgY | GSP | NPg Best View | I&C Baseline Demand Consumption (GWh) | CREYKE BECK | NPg Best View (Not in FES) | Dem_BB08b_NPgSubComponent | GWh | NPgY | Creyke Beck |  | 1211.7247 | 1235.1755 | 1246.1892 | 1247.9846 | 1241.6209 | 1235.7301 | 1230.2959 | 1225.3015 | 1220.7293 | 1216.5614 | 1212.7795 | 1209.3645 | 1206.2971 | 1203.5571 | 1201.1243 | 1198.9775 | 1197.0953 | 1195.4556 | 1194.036 | 1192.8134 | 1191.7642 | 1190.8644 | 1190.0893 | 1189.414 | 1188.8127 | 1188.2594 | 1187.7274 | 1187.1896 | 1186.6182
NPgY | GSP | NPg Best View | I&C Baseline Demand Consumption (GWh) | DRAX | NPg Best View (Not in FES) | Dem_BB08b_NPgSubComponent | GWh | NPgY | Drax |  | 434.9196 | 441.6021 | 442.1805 | 442.4448 | 447.7012 | 448.2067 | 448.83 | 449.5687 | 450.4199 | 451.3804 | 452.4463 | 453.6137 | 454.8778 | 456.2337 | 457.6758 | 459.1984 | 460.795 | 462.4589 | 464.1829 | 465.9595 | 467.7805 | 469.6374 | 471.5213 | 473.4229 | 475.3323 | 477.2394 | 479.1334 | 481.0032 | 482.8374
NPgY | GSP | NPg Best View | I&C Baseline Demand Consumption (GWh) | ELLAND | NPg Best View (Not in FES) | Dem_BB08b_NPgSubComponent | GWh | NPgY | Elland |  | 989.6417 | 998.7267 | 1000.4804 | 992.2397 | 982.267 | 972.7836 | 963.7687 | 955.2017 | 947.062 | 939.329 | 931.9818 | 925 | 918.3627 | 971.2327 | 965.2225 | 959.4946 | 954.0284 | 948.803 | 943.7978 | 938.9919 | 934.3645 | 929.8948 | 925.5619 | 921.3451 | 917.2233 | 913.1758 | 909.1816 | 905.2197 | 901.2694
NPgY | GSP | NPg Best View | I&C Baseline Demand Consumption (GWh) | FERRYBRIDGE A | NPg Best View (Not in FES) | Dem_BB08b_NPgSubComponent | GWh | NPgY | Ferrybridge A |  | 373.8533 | 415.4212 | 422.1153 | 424.8982 | 424.3937 | 423.9968 | 423.705 | 423.5152 | 423.4241 | 423.4284 | 423.5242 | 423.7075 | 423.9741 | 424.3311 | 424.7503 | 425.2385 | 425.7902 | 426.4 | 427.0619 | 427.7699 | 428.5176 | 429.2984 | 430.1055 | 430.9317 | 431.7696 | 432.6116 | 433.4497 | 434.2757 | 435.0813
NPgY | GSP | NPg Best View | I&C Baseline Demand Consumption (GWh) | FERRYBRIDGE B | NPg Best View (Not in FES) | Dem_BB08b_NPgSubComponent | GWh | NPgY | Ferrybridge B (_M) |  | 1116.4036 | 1135.5999 | 1145.2018 | 1156.7518 | 1151.8396 | 1147.3391 | 1143.2367 | 1139.5182 | 1152.5798 | 1149.5847 | 1146.9278 | 1144.5929 | 1142.5633 | 1185.9513 | 1184.4794 | 1183.2589 | 1182.2709 | 1181.4959 | 1180.9137 | 1180.5038 | 1180.245 | 1180.1156 | 1180.0934 | 1180.1555 | 1180.2787 | 1180.439 | 1180.6122 | 1180.7731 | 1180.8963
NPgY | GSP | NPg Best View | I&C Baseline Demand Consumption (GWh) | GRIMSBY WEST | NPg Best View (Not in FES) | Dem_BB08b_NPgSubComponent | GWh | NPgY | Grimsby West |  | 698.1057 | 712.3494 | 710.4657 | 705.1607 | 700.1341 | 695.3751 | 690.873 | 686.6168 | 682.5956 | 678.7984 | 675.2139 | 671.8312 | 668.6388 | 665.6256 | 662.78 | 660.0906 | 657.5459 | 655.1343 | 652.844 | 650.6634 | 648.5805 | 646.5835 | 644.6604 | 642.7991 | 640.9875 | 639.2134 | 637.4644 | 635.7284 | 633.9927
NPgY | GSP | NPg Best View | I&C Baseline Demand Consumption (GWh) | JORDANTHORPE | NPg Best View (Not in FES) | Dem_BB08b_NPgSubComponent | GWh | NPgY | Jordanthorpe |  | 127.8717 | 130.7206 | 130.9368 | 130.4461 | 129.9841 | 129.5497 | 129.142 | 128.7597 | 128.4019 | 128.0674 | 127.7551 | 127.4638 | 127.1925 | 126.94 | 126.705 | 126.4863 | 126.2828 | 126.0933 | 125.9164 | 125.7508 | 125.5954 | 125.4489 | 125.3098 | 125.1769 | 125.0488 | 124.9241 | 124.8016 | 124.6797 | 124.5571
NPgY | GSP | NPg Best View | I&C Baseline Demand Consumption (GWh) | KEADBY | NPg Best View (Not in FES) | Dem_BB08b_NPgSubComponent | GWh | NPgY | Keadby |  | 1356.9186 | 1363.3586 | 1377.6694 | 1387.4323 | 1390.8049 | 1394.2919 | 1397.8948 | 1401.614 | 1405.4491 | 1409.3988 | 1413.461 | 1417.6326 | 1421.9099 | 1426.2881 | 1430.7615 | 1435.3236 | 1439.9672 | 1444.6839 | 1449.4647 | 1454.2995 | 1459.1777 | 1464.0873 | 1469.0159 | 1473.95 | 1478.8753 | 1483.7765 | 1488.6375 | 1493.4415 | 1498.1706
NPgY | GSP | NPg Best View | I&C Baseline Demand Consumption (GWh) | KIRKSTALL B | NPg Best View (Not in FES) | Dem_BB08b_NPgSubComponent | GWh | NPgY | Kirkstall B |  | 737.9756 | 763.34 | 774.1937 | 778.5148 | 771.1121 | 764.0566 | 757.3334 | 750.9273 | 744.8237 | 739.0075 | 733.464 | 728.1784 | 723.1359 | 718.3218 | 713.7215 | 709.3203 | 705.1037 | 701.0571 | 697.166 | 693.416 | 689.7925 | 686.2813 | 682.868 | 679.5382 | 676.2778 | 673.0723 | 669.9077 | 666.7698 | 663.6444
NPgY | GSP | NPg Best View | I&C Baseline Demand Consumption (GWh) | NEEPSEND | NPg Best View (Not in FES) | Dem_BB08b_NPgSubComponent | GWh | NPgY | Neepsend |  | 228.446 | 230.2708 | 234.142 | 231.5366 | 229.0528 | 226.6856 | 224.4298 | 222.2805 | 220.2327 | 218.2813 | 216.4215 | 214.6482 | 212.9565 | 211.3415 | 209.7982 | 208.3218 | 206.9073 | 205.5498 | 204.2446 | 202.9867 | 201.7712 | 200.5935 | 199.4485 | 198.3317 | 197.238 | 196.1629 | 195.1014 | 194.0489 | 193.0006
NPgY | GSP | NPg Best View | I&C Baseline Demand Consumption (GWh) | NORTON LEES | NPg Best View (Not in FES) | Dem_BB08b_NPgSubComponent | GWh | NPgY | Norton Lees |  | 92.1961 | 91.0402 | 89.9375 | 88.8858 | 87.8833 | 86.9278 | 86.0172 | 85.1497 | 84.3231 | 83.5354 | 82.7847 | 82.0689 | 81.3861 | 80.7341 | 80.1112 | 79.5152 | 78.9442 | 78.3962 | 77.8693 | 77.3615 | 76.8709 | 76.3955 | 75.9333 | 75.4824 | 75.0409 | 74.6069 | 74.1784 | 73.7535 | 73.3303
NPgY | GSP | NPg Best View | I&C Baseline Demand Consumption (GWh) | PITSMOOR 3/4 | NPg Best View (Not in FES) | Dem_BB08b_NPgSubComponent | GWh | NPgY | Pitsmoor |  | 184.251 | 196.6319 | 198.2963 | 196.4845 | 194.7575 | 193.1117 | 191.5438 | 190.0501 | 188.6272 | 187.2716 | 185.98 | 184.7487 | 183.5743 | 182.4535 | 181.3827 | 180.3585 | 179.3776 | 178.4365 | 177.5319 | 176.6602 | 175.8182 | 175.0025 | 174.2096 | 173.4363 | 172.6792 | 171.9349 | 171.2002 | 170.4715 | 169.7458
NPgY | GSP | NPg Best View | I&C Baseline Demand Consumption (GWh) | SALTEND NORTH | NPg Best View (Not in FES) | Dem_BB08b_NPgSubComponent | GWh | NPgY | Saltend North |  | 271.2192 | 273.4927 | 272.436 | 271.4585 | 270.5581 | 269.7323 | 268.9787 | 268.2946 | 267.6775 | 267.1245 | 266.6327 | 266.1994 | 265.8213 | 265.4953 | 265.2182 | 264.9867 | 264.7973 | 264.6464 | 264.5305 | 264.4458 | 264.3885 | 264.3547 | 264.3403 | 264.3412 | 264.3533 | 264.3722 | 264.3935 | 264.4127 | 264.4251
NPgY | GSP | NPg Best View | I&C Baseline Demand Consumption (GWh) | SHEFFIELD CITY | NPg Best View (Not in FES) | Dem_BB08b_NPgSubComponent | GWh | NPgY | Sheffield City |  | 284.4702 | 294.1229 | 301.4661 | 302.5557 | 299.462 | 296.5134 | 293.7037 | 291.0265 | 288.4758 | 286.0452 | 283.7285 | 281.5196 | 279.4124 | 277.4006 | 275.4782 | 273.639 | 271.877 | 270.186 | 268.56 | 266.9929 | 265.4788 | 264.0116 | 262.5852 | 261.1938 | 259.8314 | 258.492 | 257.1696 | 255.8584 | 254.5524
NPgY | GSP | NPg Best View | I&C Baseline Demand Consumption (GWh) | SKELTON GRANGE | NPg Best View (Not in FES) | Dem_BB08b_NPgSubComponent | GWh | NPgY | Skelton Grange |  | 1701.5162 | 1783.5802 | 1797.9447 | 1792.3359 | 1775.6075 | 1759.6981 | 1744.5731 | 1730.1979 | 1716.5379 | 1703.5585 | 1691.2251 | 1679.5031 | 1668.3577 | 1700.8216 | 1690.7255 | 1681.1021 | 1671.9167 | 1663.1344 | 1654.7205 | 1646.6402 | 1638.8588 | 1631.3414 | 1624.0531 | 1616.9592 | 1610.0247 | 1603.2147 | 1596.4943 | 1589.8286 | 1583.1824
NPgY | GSP | NPg Best View | I&C Baseline Demand Consumption (GWh) | TEMPLEBOROUGH 275/33KV | NPg Best View (Not in FES) | Dem_BB08b_NPgSubComponent | GWh | NPgY | Templeborough |  | 35.0239 | 34.9392 | 34.8636 | 34.797 | 34.739 | 34.6896 | 34.6484 | 34.6152 | 34.5898 | 34.5718 | 34.561 | 34.557 | 34.5595 | 34.5681 | 34.5825 | 34.6023 | 34.627 | 34.6562 | 34.6895 | 34.7264 | 34.7665 | 34.8092 | 34.8539 | 34.9003 | 34.9477 | 34.9955 | 35.0432 | 35.0902 | 35.1358
NPgY | GSP | NPg Best View | I&C Baseline Demand Consumption (GWh) | THURCROFT | NPg Best View (Not in FES) | Dem_BB08b_NPgSubComponent | GWh | NPgY | Thurcroft |  | 449.4629 | 477.2716 | 482.2415 | 492.4113 | 490.6203 | 488.9917 | 487.5202 | 486.2005 | 485.0297 | 483.9963 | 483.0968 | 482.325 | 481.6742 | 607.8232 | 607.3937 | 607.0639 | 606.8264 | 606.6733 | 606.5965 | 606.588 | 606.639 | 606.741 | 606.8849 | 607.0615 | 607.2613 | 607.4748 | 607.692 | 607.9026 | 608.0964
NPgY | GSP | NPg Best View | I&C Baseline Demand Consumption (GWh) | WEST MELTON / THORPE MARSH | NPg Best View (Not in FES) | Dem_BB08b_NPgSubComponent | GWh | NPgY | Thorpe Marsh |  | 1673.7828 | 1701.2549 | 1708.9325 | 1706.1016 | 1698.5373 | 1709.7209 | 1703.4012 | 1697.6718 | 1692.5099 | 1687.8921 | 1683.7944 | 1680.1916 | 1677.0578 | 1728.3591 | 1726.0825 | 1724.1924 | 1722.6596 | 1721.4541 | 1720.5449 | 1719.9005 | 1719.4884 | 1719.2751 | 1719.2266 | 1719.3077 | 1719.4827 | 1719.7149 | 1719.9667 | 1720.1999 | 1720.3752
NPgY | GSP | NPg Best View | I&C Baseline Demand Consumption (GWh) | WEST MELTON SECTION 3 | NPg Best View (Not in FES) | Dem_BB08b_NPgSubComponent | GWh | NPgY | West Melton |  | 554.8513 | 569.253 | 571.7223 | 573.4929 | 572.6994 | 572.002 | 571.3982 | 570.8848 | 570.4588 | 570.1167 | 569.8552 | 569.6704 | 569.5586 | 605.3747 | 605.3963 | 605.4782 | 605.6156 | 605.8039 | 606.0381 | 606.313 | 606.6233 | 606.9636 | 607.3281 | 607.7109 | 608.1061 | 608.5075 | 608.9085 | 609.3027 | 609.6832
NPgY | GSP | NPg Best View | I&C Baseline Demand Consumption (GWh) | WINCOBANK | NPg Best View (Not in FES) | Dem_BB08b_NPgSubComponent | GWh | NPgY | Wincobank |  | 176.5136 | 200.4935 | 199.8477 | 206.7633 | 205.1825 | 203.6849 | 202.267 | 200.9254 | 199.6567 | 198.4576 | 197.3244 | 196.2538 | 195.2422 | 194.2862 | 193.3821 | 192.5265 | 191.7158 | 190.9463 | 190.2144 | 189.5166 | 188.8491 | 188.2083 | 187.5905 | 186.9919 | 186.4089 | 185.8377 | 185.2745 | 184.7155 | 184.1569
NPgN | GSP | NG FES - Consumer Transformation | I&C Baseline Demand Consumption (GWh) | BLYTH 66kV | Consumer Transformation | Dem_BB08b_NPgSubComponent | GWh | NPgN | Blyth 66kV |  | 460.4724 | 456.961 | 459.9663 | 462.3635 | 460.343 | 457.4715 | 454.7417 | 452.1375 | 449.6626 | 447.3108 | 445.0757 | 442.9511 | 440.9307 | 439.0084 | 437.1777 | 435.4325 | 433.7664 | 432.1732 | 430.6466 | 429.1804 | 427.7681 | 426.4036 | 425.0806 | 423.7927 | 422.5337 | 421.2973 | 420.0771 | 418.8668 | 417.6602
NPgN | GSP | NG FES - Consumer Transformation | I&C Baseline Demand Consumption (GWh) | BLYTH 132kV | Consumer Transformation | Dem_BB08b_NPgSubComponent | GWh | NPgN | Blyth 132kV |  | 183.0877 | 181.9704 | 186.0339 | 190.4471 | 188.7659 | 187.1634 | 185.6362 | 184.181 | 182.7943 | 181.4728 | 180.2131 | 179.0118 | 177.8657 | 176.7714 | 175.7255 | 174.7247 | 173.7658 | 172.8455 | 171.9604 | 171.1073 | 170.2828 | 169.4839 | 168.7071 | 167.9493 | 167.2073 | 166.4777 | 165.7575 | 165.0433 | 164.3321
NPgN | GSP | NG FES - Consumer Transformation | I&C Baseline Demand Consumption (GWh) | FOURSTONES | Consumer Transformation | Dem_BB08b_NPgSubComponent | GWh | NPgN | Fourstones |  | 63.7978 | 63.0115 | 62.2613 | 61.5458 | 60.8637 | 60.2135 | 59.5938 | 59.0034 | 58.4408 | 57.9046 | 57.3936 | 56.9062 | 56.4413 | 55.9973 | 55.573 | 55.167 | 54.778 | 54.4047 | 54.0457 | 53.6996 | 53.3652 | 53.0411 | 52.7261 | 52.4187 | 52.1177 | 51.8218 | 51.5297 | 51.24 | 50.9515
NPgN | GSP | NG FES - Consumer Transformation | I&C Baseline Demand Consumption (GWh) | HARTMOOR | Consumer Transformation | Dem_BB08b_NPgSubComponent | GWh | NPgN | Hart Moor |  | 301.0649 | 298.1773 | 315.6 | 315.6939 | 315.9521 | 313.5943 | 311.356 | 309.232 | 307.2172 | 305.3061 | 303.4937 | 301.7747 | 300.1437 | 298.5956 | 297.1249 | 295.7265 | 294.3951 | 293.1252 | 291.9115 | 290.7487 | 289.6315 | 288.5544 | 287.512 | 286.499 | 285.5099 | 284.5394 | 283.5818 | 282.6319 | 281.6841
NPgN | GSP | NG FES - Consumer Transformation | I&C Baseline Demand Consumption (GWh) | HAWTHORN PIT GRID | Consumer Transformation | Dem_BB08b_NPgSubComponent | GWh | NPgN | Hawthorn Pit |  | 348.1686 | 346.9423 | 350.9167 | 353.1136 | 350.333 | 347.7101 | 345.2388 | 342.9128 | 340.7257 | 338.6713 | 336.743 | 334.9343 | 333.2387 | 331.6493 | 330.1596 | 328.7627 | 327.4516 | 326.2196 | 325.0594 | 323.9641 | 322.9265 | 321.9393 | 320.9953 | 320.087 | 319.207 | 318.3478 | 317.5018 | 316.6613 | 315.8186
NPgN | GSP | NG FES - Consumer Transformation | I&C Baseline Demand Consumption (GWh) | KNARESBOROUGH | Consumer Transformation | Dem_BB08b_NPgSubComponent | GWh | NPgN | Knaresborough |  | 625.5749 | 621.9794 | 626.0843 | 629.8356 | 626.931 | 628.1858 | 625.706 | 623.4271 | 621.3411 | 619.4399 | 617.7151 | 616.1579 | 614.7596 | 613.5109 | 612.4025 | 611.4249 | 610.5681 | 609.8222 | 609.1769 | 608.6215 | 608.1455 | 607.7376 | 607.3868 | 607.0816 | 606.8102 | 606.5606 | 606.3209 | 606.0784 | 605.8206
NPgN | GSP | NG FES - Consumer Transformation | I&C Baseline Demand Consumption (GWh) | LACKENBY | Consumer Transformation | Dem_BB08b_NPgSubComponent | GWh | NPgN | Lackenby |  | 717.0967 | 714.1458 | 716.8076 | 715.0647 | 715.8571 | 713.5001 | 711.2779 | 709.1849 | 707.2155 | 705.364 | 703.6246 | 701.9915 | 700.4589 | 699.0208 | 697.6711 | 696.404 | 695.2132 | 694.0925 | 693.0358 | 692.0367 | 691.089 | 690.1861 | 689.3217 | 688.4892 | 687.682 | 686.8934 | 686.1168 | 685.3453 | 684.5723
NPgN | GSP | NG FES - Consumer Transformation | I&C Baseline Demand Consumption (GWh) | NORTON | Consumer Transformation | Dem_BB08b_NPgSubComponent | GWh | NPgN | Norton |  | 1308.5441 | 1307.1179 | 1349.6102 | 1353.579 | 1350.7587 | 1348.366 | 1346.3894 | 1344.8162 | 1355.15 | 1354.3424 | 1353.8953 | 1353.7923 | 1354.0163 | 1424.7477 | 1425.571 | 1426.6646 | 1428.0078 | 1429.5789 | 1431.3555 | 1433.314 | 1435.4301 | 1437.6785 | 1440.0329 | 1442.4664 | 1444.9509 | 1447.4574 | 1449.9561 | 1452.4162 | 1454.8062
NPgN | GSP | NG FES - Consumer Transformation | I&C Baseline Demand Consumption (GWh) | OFFERTON | Consumer Transformation | Dem_BB08b_NPgSubComponent | GWh | NPgN | Offerton |  | 133.8534 | 132.1963 | 131.5244 | 131.2431 | 129.8073 | 128.4394 | 127.1364 | 125.8956 | 124.7138 | 123.5884 | 122.5163 | 121.4947 | 120.5207 | 119.5914 | 118.704 | 117.8556 | 117.0433 | 116.2643 | 115.5157 | 114.7948 | 114.0986 | 113.4243 | 112.7691 | 112.1303 | 111.5049 | 110.8902 | 110.2834 | 109.6817 | 109.0823
NPgN | GSP | NG FES - Consumer Transformation | I&C Baseline Demand Consumption (GWh) | OSBALDWICK | Consumer Transformation | Dem_BB08b_NPgSubComponent | GWh | NPgN | Osbaldwick |  | 811.1271 | 802.072 | 800.5653 | 803.67 | 795.8747 | 788.467 | 781.4305 | 774.7492 | 768.4066 | 762.3866 | 756.6726 | 751.2485 | 746.0979 | 741.2042 | 736.5512 | 732.1223 | 727.9011 | 723.871 | 720.0155 | 716.3181 | 712.7621 | 709.3309 | 706.0079 | 702.7765 | 699.6198 | 696.5212 | 693.4638 | 690.431 | 687.4058
NPgN | GSP | NG FES - Consumer Transformation | I&C Baseline Demand Consumption (GWh) | POPPLETON | Consumer Transformation | Dem_BB08b_NPgSubComponent | GWh | NPgN | Poppleton |  | 143.5305 | 141.7858 | 141.2084 | 141.3776 | 142.762 | 141.3247 | 139.9566 | 138.6545 | 137.4154 | 136.2361 | 135.1137 | 134.0451 | 133.0272 | 132.057 | 131.1313 | 130.2472 | 129.4016 | 128.5914 | 127.8137 | 127.0653 | 126.3433 | 125.6446 | 124.9662 | 124.305 | 123.6582 | 123.0225 | 122.3951 | 121.7728 | 121.1528
NPgN | GSP | NG FES - Consumer Transformation | I&C Baseline Demand Consumption (GWh) | SALTHOLME | Consumer Transformation | Dem_BB08b_NPgSubComponent | GWh | NPgN | Saltholme |  | 492.3524 | 525.485 | 530.2188 | 528.6224 | 526.974 | 525.4244 | 523.9697 | 522.6061 | 521.3297 | 520.1367 | 519.023 | 517.9845 | 517.0171 | 516.1167 | 515.279 | 514.4998 | 513.7747 | 513.0992 | 512.469 | 511.8795 | 511.3261 | 510.8042 | 510.3091 | 509.836 | 509.3801 | 508.9366 | 508.5005 | 508.0668 | 507.6305
NPgN | GSP | NG FES - Consumer Transformation | I&C Baseline Demand Consumption (GWh) | SOUTH SHIELDS | Consumer Transformation | Dem_BB08b_NPgSubComponent | GWh | NPgN | South Shields |  | 140.9058 | 139.2864 | 139.9268 | 139.2201 | 137.815 | 136.4757 | 135.1993 | 133.9829 | 132.8238 | 131.7191 | 130.6661 | 129.6618 | 128.7036 | 127.7886 | 126.9141 | 126.0773 | 125.2754 | 124.5057 | 123.7654 | 123.0519 | 122.3623 | 121.694 | 121.0442 | 120.4103 | 119.7896 | 119.1793 | 118.5767 | 117.9793 | 117.3844
NPgN | GSP | NG FES - Consumer Transformation | I&C Baseline Demand Consumption (GWh) | SPADEADAM | Consumer Transformation | Dem_BB08b_NPgSubComponent | GWh | NPgN | Spadeadam - Not in NG FES |  | 23.0437 | 22.754 | 22.4776 | 22.2139 | 21.9626 | 21.723 | 21.4947 | 21.2771 | 21.0698 | 20.8722 | 20.6838 | 20.5042 | 20.3329 | 20.1692 | 20.0128 | 19.8632 | 19.7198 | 19.5821 | 19.4498 | 19.3222 | 19.1989 | 19.0794 | 18.9632 | 18.8499 | 18.7389 | 18.6298 | 18.5221 | 18.4152 | 18.3089
NPgN | GSP | NG FES - Consumer Transformation | I&C Baseline Demand Consumption (GWh) | SPENNYMOOR | Consumer Transformation | Dem_BB08b_NPgSubComponent | GWh | NPgN | Spennymoor |  | 778.6071 | 773.046 | 779.0853 | 796.5784 | 808.4973 | 804.2638 | 800.3348 | 796.6987 | 793.3435 | 790.2572 | 787.4274 | 784.8412 | 782.4857 | 780.3474 | 778.4129 | 776.668 | 775.0988 | 773.6905 | 772.4284 | 771.2975 | 770.2822 | 769.3669 | 768.5357 | 767.7721 | 767.0596 | 766.3813 | 765.72 | 765.0583 | 764.3782
NPgN | GSP | NG FES - Consumer Transformation | I&C Baseline Demand Consumption (GWh) | STELLA NORTH | Consumer Transformation | Dem_BB08b_NPgSubComponent | GWh | NPgN | Stella North |  | 712.0633 | 703.4253 | 712.2051 | 713.679 | 709.3428 | 702.2012 | 695.3955 | 688.9108 | 682.7319 | 676.8438 | 671.2315 | 665.8801 | 660.7745 | 655.9001 | 651.2418 | 646.785 | 642.5148 | 638.4167 | 634.4758 | 630.6776 | 627.0075 | 623.4509 | 619.9934 | 616.6204 | 613.3176 | 610.0705 | 606.8647 | 603.6861 | 600.5202
NPgN | GSP | NG FES - Consumer Transformation | I&C Baseline Demand Consumption (GWh) | STELLA SOUTH | Consumer Transformation | Dem_BB08b_NPgSubComponent | GWh | NPgN | Stella South |  | 799.7229 | 792.6053 | 807.5052 | 811.9409 | 805.8585 | 800.0956 | 794.6389 | 789.4755 | 785.6452 | 781.0288 | 776.6661 | 772.5435 | 768.6478 | 768.6288 | 765.146 | 761.8493 | 758.7249 | 755.7591 | 752.9378 | 750.2473 | 747.6733 | 745.202 | 742.8189 | 740.51 | 738.2609 | 736.0571 | 733.8843 | 731.7277 | 729.5728
NPgN | GSP | NG FES - Consumer Transformation | I&C Baseline Demand Consumption (GWh) | TYNEMOUTH | Consumer Transformation | Dem_BB08b_NPgSubComponent | GWh | NPgN | Tynemouth 1 |  | 471.4036 | 467.7038 | 468.7006 | 469.4972 | 466.3997 | 463.4892 | 460.7584 | 458.2003 | 455.8074 | 453.5723 | 451.4875 | 449.5452 | 447.7377 | 446.0571 | 444.4953 | 443.0443 | 441.6958 | 440.4414 | 439.2728 | 438.1812 | 437.158 | 436.1943 | 435.2814 | 434.41 | 433.5712 | 432.7555 | 431.9536 | 431.156 | 430.3532
NPgN | GSP | NG FES - Consumer Transformation | I&C Baseline Demand Consumption (GWh) | WEST BOLDON | Consumer Transformation | Dem_BB08b_NPgSubComponent | GWh | NPgN | West Boldon |  | 702.325 | 695.9098 | 703.7328 | 708.683 | 703.1267 | 697.834 | 692.7936 | 687.9941 | 683.4244 | 679.0731 | 674.929 | 670.981 | 667.2179 | 663.6284 | 660.2015 | 656.926 | 653.7909 | 650.785 | 647.8974 | 645.1169 | 642.4325 | 639.8333 | 637.3083 | 634.8465 | 632.4369 | 630.0687 | 627.7309 | 625.4127 | 623.1032
NPgY | GSP | NG FES - Consumer Transformation | I&C Baseline Demand Consumption (GWh) | BRADFORD WEST | Consumer Transformation | Dem_BB08b_NPgSubComponent | GWh | NPgY | Bradford West |  | 1046.3407 | 1040.4386 | 1044.2868 | 1041.4108 | 1030.1869 | 1019.4914 | 1009.3014 | 999.5943 | 990.3475 | 981.5382 | 973.1441 | 965.1425 | 957.5111 | 950.2274 | 943.2693 | 936.6144 | 930.2404 | 924.1253 | 918.247 | 912.5833 | 907.1123 | 901.8121 | 896.6608 | 891.6365 | 886.7174 | 881.8818 | 877.108 | 872.3744 | 867.6594
NPgY | GSP | NG FES - Consumer Transformation | I&C Baseline Demand Consumption (GWh) | CAMBLESFORTH | Consumer Transformation | Dem_BB08b_NPgSubComponent | GWh | NPgY | Camblesforth |  | 180.0184 | 185.7038 | 192.139 | 192.2391 | 192.3795 | 192.5596 | 192.7789 | 193.0365 | 193.3315 | 193.6627 | 194.0291 | 194.4291 | 194.8613 | 195.324 | 195.8154 | 196.3335 | 196.8763 | 197.4414 | 198.0265 | 198.6291 | 199.2464 | 199.8757 | 200.5138 | 201.1578 | 201.8044 | 202.45 | 203.0913 | 203.7243 | 204.3454
NPgY | GSP | NG FES - Consumer Transformation | I&C Baseline Demand Consumption (GWh) | CREYKE BECK | Consumer Transformation | Dem_BB08b_NPgSubComponent | GWh | NPgY | Creyke Beck |  | 1211.7247 | 1235.1755 | 1246.1892 | 1247.9846 | 1241.6209 | 1235.7301 | 1230.2959 | 1225.3015 | 1220.7293 | 1216.5614 | 1212.7795 | 1209.3645 | 1206.2971 | 1203.5571 | 1201.1243 | 1198.9775 | 1197.0953 | 1195.4556 | 1194.036 | 1192.8134 | 1191.7642 | 1190.8644 | 1190.0893 | 1189.414 | 1188.8127 | 1188.2594 | 1187.7274 | 1187.1896 | 1186.6182
NPgY | GSP | NG FES - Consumer Transformation | I&C Baseline Demand Consumption (GWh) | DRAX | Consumer Transformation | Dem_BB08b_NPgSubComponent | GWh | NPgY | Drax |  | 434.9196 | 441.6021 | 442.1805 | 442.4448 | 447.7012 | 448.2067 | 448.83 | 449.5687 | 450.4199 | 451.3804 | 452.4463 | 453.6137 | 454.8778 | 456.2337 | 457.6758 | 459.1984 | 460.795 | 462.4589 | 464.1829 | 465.9595 | 467.7805 | 469.6374 | 471.5213 | 473.4229 | 475.3323 | 477.2394 | 479.1334 | 481.0032 | 482.8374
NPgY | GSP | NG FES - Consumer Transformation | I&C Baseline Demand Consumption (GWh) | ELLAND | Consumer Transformation | Dem_BB08b_NPgSubComponent | GWh | NPgY | Elland |  | 989.6417 | 998.7267 | 1000.4804 | 992.2397 | 982.267 | 972.7836 | 963.7687 | 955.2017 | 947.062 | 939.329 | 931.9818 | 925 | 918.3627 | 971.2327 | 965.2225 | 959.4946 | 954.0284 | 948.803 | 943.7978 | 938.9919 | 934.3645 | 929.8948 | 925.5619 | 921.3451 | 917.2233 | 913.1758 | 909.1816 | 905.2197 | 901.2694
NPgY | GSP | NG FES - Consumer Transformation | I&C Baseline Demand Consumption (GWh) | FERRYBRIDGE A | Consumer Transformation | Dem_BB08b_NPgSubComponent | GWh | NPgY | Ferrybridge A |  | 373.8533 | 415.4212 | 422.1153 | 424.8982 | 424.3937 | 423.9968 | 423.705 | 423.5152 | 423.4241 | 423.4284 | 423.5242 | 423.7075 | 423.9741 | 424.3311 | 424.7503 | 425.2385 | 425.7902 | 426.4 | 427.0619 | 427.7699 | 428.5176 | 429.2984 | 430.1055 | 430.9317 | 431.7696 | 432.6116 | 433.4497 | 434.2757 | 435.0813
NPgY | GSP | NG FES - Consumer Transformation | I&C Baseline Demand Consumption (GWh) | FERRYBRIDGE B | Consumer Transformation | Dem_BB08b_NPgSubComponent | GWh | NPgY | Ferrybridge B (_M) |  | 1116.4036 | 1135.5999 | 1145.2018 | 1156.7518 | 1151.8396 | 1147.3391 | 1143.2367 | 1139.5182 | 1152.5798 | 1149.5847 | 1146.9278 | 1144.5929 | 1142.5633 | 1185.9513 | 1184.4794 | 1183.2589 | 1182.2709 | 1181.4959 | 1180.9137 | 1180.5038 | 1180.245 | 1180.1156 | 1180.0934 | 1180.1555 | 1180.2787 | 1180.439 | 1180.6122 | 1180.7731 | 1180.8963
NPgY | GSP | NG FES - Consumer Transformation | I&C Baseline Demand Consumption (GWh) | GRIMSBY WEST | Consumer Transformation | Dem_BB08b_NPgSubComponent | GWh | NPgY | Grimsby West |  | 698.1057 | 712.3494 | 710.4657 | 705.1607 | 700.1341 | 695.3751 | 690.873 | 686.6168 | 682.5956 | 678.7984 | 675.2139 | 671.8312 | 668.6388 | 665.6256 | 662.78 | 660.0906 | 657.5459 | 655.1343 | 652.844 | 650.6634 | 648.5805 | 646.5835 | 644.6604 | 642.7991 | 640.9875 | 639.2134 | 637.4644 | 635.7284 | 633.9927
NPgY | GSP | NG FES - Consumer Transformation | I&C Baseline Demand Consumption (GWh) | JORDANTHORPE | Consumer Transformation | Dem_BB08b_NPgSubComponent | GWh | NPgY | Jordanthorpe |  | 127.8717 | 130.7206 | 130.9368 | 130.4461 | 129.9841 | 129.5497 | 129.142 | 128.7597 | 128.4019 | 128.0674 | 127.7551 | 127.4638 | 127.1925 | 126.94 | 126.705 | 126.4863 | 126.2828 | 126.0933 | 125.9164 | 125.7508 | 125.5954 | 125.4489 | 125.3098 | 125.1769 | 125.0488 | 124.9241 | 124.8016 | 124.6797 | 124.5571
NPgY | GSP | NG FES - Consumer Transformation | I&C Baseline Demand Consumption (GWh) | KEADBY | Consumer Transformation | Dem_BB08b_NPgSubComponent | GWh | NPgY | Keadby |  | 1356.9186 | 1363.3586 | 1377.6694 | 1387.4323 | 1390.8049 | 1394.2919 | 1397.8948 | 1401.614 | 1405.4491 | 1409.3988 | 1413.461 | 1417.6326 | 1421.9099 | 1426.2881 | 1430.7615 | 1435.3236 | 1439.9672 | 1444.6839 | 1449.4647 | 1454.2995 | 1459.1777 | 1464.0873 | 1469.0159 | 1473.95 | 1478.8753 | 1483.7765 | 1488.6375 | 1493.4415 | 1498.1706
NPgY | GSP | NG FES - Consumer Transformation | I&C Baseline Demand Consumption (GWh) | KIRKSTALL B | Consumer Transformation | Dem_BB08b_NPgSubComponent | GWh | NPgY | Kirkstall B |  | 737.9756 | 763.34 | 774.1937 | 778.5148 | 771.1121 | 764.0566 | 757.3334 | 750.9273 | 744.8237 | 739.0075 | 733.464 | 728.1784 | 723.1359 | 718.3218 | 713.7215 | 709.3203 | 705.1037 | 701.0571 | 697.166 | 693.416 | 689.7925 | 686.2813 | 682.868 | 679.5382 | 676.2778 | 673.0723 | 669.9077 | 666.7698 | 663.6444
NPgY | GSP | NG FES - Consumer Transformation | I&C Baseline Demand Consumption (GWh) | NEEPSEND | Consumer Transformation | Dem_BB08b_NPgSubComponent | GWh | NPgY | Neepsend |  | 228.446 | 230.2708 | 234.142 | 231.5366 | 229.0528 | 226.6856 | 224.4298 | 222.2805 | 220.2327 | 218.2813 | 216.4215 | 214.6482 | 212.9565 | 211.3415 | 209.7982 | 208.3218 | 206.9073 | 205.5498 | 204.2446 | 202.9867 | 201.7712 | 200.5935 | 199.4485 | 198.3317 | 197.238 | 196.1629 | 195.1014 | 194.0489 | 193.0006
NPgY | GSP | NG FES - Consumer Transformation | I&C Baseline Demand Consumption (GWh) | NORTON LEES | Consumer Transformation | Dem_BB08b_NPgSubComponent | GWh | NPgY | Norton Lees |  | 92.1961 | 91.0402 | 89.9375 | 88.8858 | 87.8833 | 86.9278 | 86.0172 | 85.1497 | 84.3231 | 83.5354 | 82.7847 | 82.0689 | 81.3861 | 80.7341 | 80.1112 | 79.5152 | 78.9442 | 78.3962 | 77.8693 | 77.3615 | 76.8709 | 76.3955 | 75.9333 | 75.4824 | 75.0409 | 74.6069 | 74.1784 | 73.7535 | 73.3303
NPgY | GSP | NG FES - Consumer Transformation | I&C Baseline Demand Consumption (GWh) | PITSMOOR 3/4 | Consumer Transformation | Dem_BB08b_NPgSubComponent | GWh | NPgY | Pitsmoor |  | 184.251 | 196.6319 | 198.2963 | 196.4845 | 194.7575 | 193.1117 | 191.5438 | 190.0501 | 188.6272 | 187.2716 | 185.98 | 184.7487 | 183.5743 | 182.4535 | 181.3827 | 180.3585 | 179.3776 | 178.4365 | 177.5319 | 176.6602 | 175.8182 | 175.0025 | 174.2096 | 173.4363 | 172.6792 | 171.9349 | 171.2002 | 170.4715 | 169.7458
NPgY | GSP | NG FES - Consumer Transformation | I&C Baseline Demand Consumption (GWh) | SALTEND NORTH | Consumer Transformation | Dem_BB08b_NPgSubComponent | GWh | NPgY | Saltend North |  | 271.2192 | 273.4927 | 272.436 | 271.4585 | 270.5581 | 269.7323 | 268.9787 | 268.2946 | 267.6775 | 267.1245 | 266.6327 | 266.1994 | 265.8213 | 265.4953 | 265.2182 | 264.9867 | 264.7973 | 264.6464 | 264.5305 | 264.4458 | 264.3885 | 264.3547 | 264.3403 | 264.3412 | 264.3533 | 264.3722 | 264.3935 | 264.4127 | 264.4251
NPgY | GSP | NG FES - Consumer Transformation | I&C Baseline Demand Consumption (GWh) | SHEFFIELD CITY | Consumer Transformation | Dem_BB08b_NPgSubComponent | GWh | NPgY | Sheffield City |  | 284.4702 | 294.1229 | 301.4661 | 302.5557 | 299.462 | 296.5134 | 293.7037 | 291.0265 | 288.4758 | 286.0452 | 283.7285 | 281.5196 | 279.4124 | 277.4006 | 275.4782 | 273.639 | 271.877 | 270.186 | 268.56 | 266.9929 | 265.4788 | 264.0116 | 262.5852 | 261.1938 | 259.8314 | 258.492 | 257.1696 | 255.8584 | 254.5524
NPgY | GSP | NG FES - Consumer Transformation | I&C Baseline Demand Consumption (GWh) | SKELTON GRANGE | Consumer Transformation | Dem_BB08b_NPgSubComponent | GWh | NPgY | Skelton Grange |  | 1701.5162 | 1783.5802 | 1797.9447 | 1792.3359 | 1775.6075 | 1759.6981 | 1744.5731 | 1730.1979 | 1716.5379 | 1703.5585 | 1691.2251 | 1679.5031 | 1668.3577 | 1700.8216 | 1690.7255 | 1681.1021 | 1671.9167 | 1663.1344 | 1654.7205 | 1646.6402 | 1638.8588 | 1631.3414 | 1624.0531 | 1616.9592 | 1610.0247 | 1603.2147 | 1596.4943 | 1589.8286 | 1583.1824
NPgY | GSP | NG FES - Consumer Transformation | I&C Baseline Demand Consumption (GWh) | TEMPLEBOROUGH 275/33KV | Consumer Transformation | Dem_BB08b_NPgSubComponent | GWh | NPgY | Templeborough |  | 35.0239 | 34.9392 | 34.8636 | 34.797 | 34.739 | 34.6896 | 34.6484 | 34.6152 | 34.5898 | 34.5718 | 34.561 | 34.557 | 34.5595 | 34.5681 | 34.5825 | 34.6023 | 34.627 | 34.6562 | 34.6895 | 34.7264 | 34.7665 | 34.8092 | 34.8539 | 34.9003 | 34.9477 | 34.9955 | 35.0432 | 35.0902 | 35.1358
NPgY | GSP | NG FES - Consumer Transformation | I&C Baseline Demand Consumption (GWh) | THURCROFT | Consumer Transformation | Dem_BB08b_NPgSubComponent | GWh | NPgY | Thurcroft |  | 449.4629 | 477.2716 | 482.2415 | 492.4113 | 490.6203 | 488.9917 | 487.5202 | 486.2005 | 485.0297 | 483.9963 | 483.0968 | 482.325 | 481.6742 | 607.8232 | 607.3937 | 607.0639 | 606.8264 | 606.6733 | 606.5965 | 606.588 | 606.639 | 606.741 | 606.8849 | 607.0615 | 607.2613 | 607.4748 | 607.692 | 607.9026 | 608.0964
NPgY | GSP | NG FES - Consumer Transformation | I&C Baseline Demand Consumption (GWh) | WEST MELTON / THORPE MARSH | Consumer Transformation | Dem_BB08b_NPgSubComponent | GWh | NPgY | Thorpe Marsh |  | 1673.7828 | 1701.2549 | 1708.9325 | 1706.1016 | 1698.5373 | 1709.7209 | 1703.4012 | 1697.6718 | 1692.5099 | 1687.8921 | 1683.7944 | 1680.1916 | 1677.0578 | 1728.3591 | 1726.0825 | 1724.1924 | 1722.6596 | 1721.4541 | 1720.5449 | 1719.9005 | 1719.4884 | 1719.2751 | 1719.2266 | 1719.3077 | 1719.4827 | 1719.7149 | 1719.9667 | 1720.1999 | 1720.3752
NPgY | GSP | NG FES - Consumer Transformation | I&C Baseline Demand Consumption (GWh) | WEST MELTON SECTION 3 | Consumer Transformation | Dem_BB08b_NPgSubComponent | GWh | NPgY | West Melton |  | 554.8513 | 569.253 | 571.7223 | 573.4929 | 572.6994 | 572.002 | 571.3982 | 570.8848 | 570.4588 | 570.1167 | 569.8552 | 569.6704 | 569.5586 | 605.3747 | 605.3963 | 605.4782 | 605.6156 | 605.8039 | 606.0381 | 606.313 | 606.6233 | 606.9636 | 607.3281 | 607.7109 | 608.1061 | 608.5075 | 608.9085 | 609.3027 | 609.6832
NPgY | GSP | NG FES - Consumer Transformation | I&C Baseline Demand Consumption (GWh) | WINCOBANK | Consumer Transformation | Dem_BB08b_NPgSubComponent | GWh | NPgY | Wincobank |  | 176.5136 | 200.4935 | 199.8477 | 206.7633 | 205.1825 | 203.6849 | 202.267 | 200.9254 | 199.6567 | 198.4576 | 197.3244 | 196.2538 | 195.2422 | 194.2862 | 193.3821 | 192.5265 | 191.7158 | 190.9463 | 190.2144 | 189.5166 | 188.8491 | 188.2083 | 187.5905 | 186.9919 | 186.4089 | 185.8377 | 185.2745 | 184.7155 | 184.1569
NPgN | GSP | NG FES - Falling Short | I&C Baseline Demand Consumption (GWh) | BLYTH 66kV | Falling Short | Dem_BB08b_NPgSubComponent | GWh | NPgN | Blyth 66kV |  | 460.4724 | 458.8355 | 463.688 | 467.906 | 467.6809 | 466.5803 | 465.5981 | 464.7188 | 463.9472 | 463.2779 | 462.7055 | 462.2246 | 461.8299 | 461.5158 | 461.277 | 461.1079 | 461.0031 | 460.957 | 460.9643 | 461.0192 | 461.1163 | 461.25 | 461.4148 | 461.6049 | 461.8147 | 462.0387 | 462.2657 | 462.4928 | 462.7201
NPgN | GSP | NG FES - Falling Short | I&C Baseline Demand Consumption (GWh) | BLYTH 132kV | Falling Short | Dem_BB08b_NPgSubComponent | GWh | NPgN | Blyth 132kV |  | 183.0877 | 182.911 | 187.8998 | 193.2236 | 192.4388 | 191.719 | 191.0613 | 190.4628 | 189.9205 | 189.4316 | 188.9931 | 188.6022 | 188.2559 | 187.9513 | 187.6856 | 187.4558 | 187.2591 | 187.0925 | 186.9533 | 186.8384 | 186.745 | 186.6703 | 186.6113 | 186.5652 | 186.5291 | 186.5001 | 186.4726 | 186.4452 | 186.4179
NPgN | GSP | NG FES - Falling Short | I&C Baseline Demand Consumption (GWh) | FOURSTONES | Falling Short | Dem_BB08b_NPgSubComponent | GWh | NPgN | Fourstones |  | 63.7978 | 63.3925 | 63.0172 | 62.6706 | 62.3517 | 62.0591 | 61.7917 | 61.5483 | 61.3278 | 61.1289 | 60.9505 | 60.7915 | 60.6505 | 60.5265 | 60.4183 | 60.3246 | 60.2444 | 60.1764 | 60.1195 | 60.0725 | 60.0342 | 60.0035 | 59.9792 | 59.9601 | 59.9451 | 59.933 | 59.9215 | 59.91 | 59.8985
NPgN | GSP | NG FES - Falling Short | I&C Baseline Demand Consumption (GWh) | HARTMOOR | Falling Short | Dem_BB08b_NPgSubComponent | GWh | NPgN | Hart Moor |  | 301.0649 | 299.8099 | 318.8429 | 320.5256 | 322.3519 | 321.5424 | 320.8333 | 320.2203 | 319.699 | 319.2648 | 318.9133 | 318.64 | 318.4404 | 318.3098 | 318.2437 | 318.2375 | 318.2865 | 318.3861 | 318.5316 | 318.7182 | 318.9412 | 319.1958 | 319.4773 | 319.7807 | 320.1013 | 320.4342 | 320.7696 | 321.1052 | 321.4409
NPgN | GSP | NG FES - Falling Short | I&C Baseline Demand Consumption (GWh) | HAWTHORN PIT GRID | Falling Short | Dem_BB08b_NPgSubComponent | GWh | NPgN | Hawthorn Pit |  | 348.1686 | 349.3122 | 355.6315 | 360.1493 | 359.6669 | 359.3207 | 359.1057 | 359.0167 | 359.0485 | 359.1958 | 359.4531 | 359.815 | 360.2759 | 360.83 | 361.4715 | 362.1946 | 362.9932 | 363.8614 | 364.7929 | 365.7814 | 366.8206 | 367.904 | 369.0252 | 370.1773 | 371.3537 | 372.5476 | 373.7452 | 374.9429 | 376.1407
NPgN | GSP | NG FES - Falling Short | I&C Baseline Demand Consumption (GWh) | KNARESBOROUGH | Falling Short | Dem_BB08b_NPgSubComponent | GWh | NPgN | Knaresborough |  | 625.5749 | 625.9545 | 634.0087 | 641.6853 | 642.684 | 647.8219 | 649.2067 | 650.7759 | 652.523 | 654.4416 | 656.5249 | 658.7658 | 661.1569 | 663.6905 | 666.3587 | 669.1533 | 672.0658 | 675.0875 | 678.2092 | 681.4216 | 684.7151 | 688.0798 | 691.5056 | 694.9818 | 698.4979 | 702.0428 | 705.5937 | 709.1449 | 712.6963
NPgN | GSP | NG FES - Falling Short | I&C Baseline Demand Consumption (GWh) | LACKENBY | Falling Short | Dem_BB08b_NPgSubComponent | GWh | NPgN | Lackenby |  | 717.0967 | 716.2268 | 720.9472 | 721.2415 | 724.0507 | 723.6912 | 723.4482 | 723.317 | 723.2931 | 723.3715 | 723.5476 | 723.8163 | 724.1726 | 724.6116 | 725.1279 | 725.7165 | 726.3719 | 727.0887 | 727.8615 | 728.6848 | 729.5528 | 730.4599 | 731.4003 | 732.368 | 733.3572 | 734.3617 | 735.3695 | 736.3775 | 737.3856
NPgN | GSP | NG FES - Falling Short | I&C Baseline Demand Consumption (GWh) | NORTON | Falling Short | Dem_BB08b_NPgSubComponent | GWh | NPgN | Norton |  | 1308.5441 | 1317.2175 | 1369.787 | 1383.8154 | 1391.0414 | 1398.6861 | 1406.7421 | 1415.201 | 1435.5699 | 1444.8047 | 1454.4105 | 1464.3747 | 1474.6836 | 1555.5209 | 1566.4741 | 1577.7247 | 1589.255 | 1601.046 | 1613.0779 | 1625.3297 | 1637.7794 | 1650.404 | 1663.1796 | 1676.0809 | 1689.0819 | 1702.1553 | 1715.2441 | 1728.3334 | 1741.4232
NPgN | GSP | NG FES - Falling Short | I&C Baseline Demand Consumption (GWh) | OFFERTON | Falling Short | Dem_BB08b_NPgSubComponent | GWh | NPgN | Offerton |  | 133.8534 | 133.0194 | 133.1575 | 133.6737 | 133.0233 | 132.4291 | 131.8885 | 131.3992 | 130.9587 | 130.5643 | 130.2137 | 129.9043 | 129.6336 | 129.3992 | 129.1985 | 129.029 | 128.8882 | 128.7737 | 128.683 | 128.6134 | 128.5626 | 128.5281 | 128.5072 | 128.4976 | 128.4967 | 128.5021 | 128.5087 | 128.5154 | 128.5221
NPgN | GSP | NG FES - Falling Short | I&C Baseline Demand Consumption (GWh) | OSBALDWICK | Falling Short | Dem_BB08b_NPgSubComponent | GWh | NPgN | Osbaldwick |  | 811.1271 | 807.0937 | 810.5381 | 818.5262 | 815.5492 | 812.8971 | 810.5562 | 808.5128 | 806.7531 | 805.263 | 804.0286 | 803.036 | 802.2708 | 801.7191 | 801.3664 | 801.1985 | 801.201 | 801.3594 | 801.6591 | 802.0857 | 802.6243 | 803.2603 | 803.9788 | 804.765 | 805.6039 | 806.4804 | 807.3649 | 808.2497 | 809.1348
NPgN | GSP | NG FES - Falling Short | I&C Baseline Demand Consumption (GWh) | POPPLETON | Falling Short | Dem_BB08b_NPgSubComponent | GWh | NPgN | Poppleton |  | 143.5305 | 142.6767 | 142.9766 | 144.0099 | 146.2456 | 145.6474 | 145.1065 | 144.6203 | 144.1862 | 143.8015 | 143.4635 | 143.1697 | 142.9174 | 142.7039 | 142.5266 | 142.3828 | 142.2698 | 142.185 | 142.1257 | 142.0893 | 142.073 | 142.0742 | 142.0901 | 142.1182 | 142.1557 | 142.1999 | 142.2455 | 142.2912 | 142.3369
NPgN | GSP | NG FES - Falling Short | I&C Baseline Demand Consumption (GWh) | SALTHOLME | Falling Short | Dem_BB08b_NPgSubComponent | GWh | NPgN | Saltholme |  | 492.3524 | 527.0209 | 533.2761 | 533.1872 | 533.0332 | 532.9656 | 532.9813 | 533.0772 | 533.2501 | 533.4967 | 533.8137 | 534.1976 | 534.6449 | 535.1522 | 535.7157 | 536.3317 | 536.9965 | 537.7062 | 538.4568 | 539.2445 | 540.065 | 540.9142 | 541.788 | 542.682 | 543.5919 | 544.5131 | 545.4368 | 546.3606 | 547.2846
NPgN | GSP | NG FES - Falling Short | I&C Baseline Demand Consumption (GWh) | SOUTH SHIELDS | Falling Short | Dem_BB08b_NPgSubComponent | GWh | NPgN | South Shields |  | 140.9058 | 140.0759 | 141.493 | 141.5507 | 140.8981 | 140.2996 | 139.753 | 139.2557 | 138.8054 | 138.3996 | 138.0358 | 137.7118 | 137.4249 | 137.1729 | 136.9534 | 136.7638 | 136.6018 | 136.4649 | 136.3509 | 136.2572 | 136.1814 | 136.1212 | 136.0741 | 136.0378 | 136.0099 | 135.9879 | 135.9671 | 135.9464 | 135.9258
NPgN | GSP | NG FES - Falling Short | I&C Baseline Demand Consumption (GWh) | SPADEADAM | Falling Short | Dem_BB08b_NPgSubComponent | GWh | NPgN | Spadeadam - Not in NG FES |  | 23.0437 | 22.8943 | 22.7559 | 22.6281 | 22.5104 | 22.4025 | 22.3038 | 22.214 | 22.1326 | 22.0592 | 21.9933 | 21.9346 | 21.8824 | 21.8366 | 21.7965 | 21.7618 | 21.7321 | 21.7068 | 21.6856 | 21.6681 | 21.6538 | 21.6423 | 21.6331 | 21.6258 | 21.6201 | 21.6154 | 21.6109 | 21.6065 | 21.602
NPgN | GSP | NG FES - Falling Short | I&C Baseline Demand Consumption (GWh) | SPENNYMOOR | Falling Short | Dem_BB08b_NPgSubComponent | GWh | NPgN | Spennymoor |  | 778.6071 | 778.6006 | 790.1539 | 813.123 | 830.4829 | 831.6577 | 833.1069 | 834.8214 | 836.7918 | 839.0082 | 841.4605 | 844.1382 | 847.0304 | 850.1258 | 853.4128 | 856.8796 | 860.5137 | 864.3025 | 868.2329 | 872.2917 | 876.4649 | 880.7386 | 885.0982 | 889.5289 | 894.0156 | 898.5426 | 903.0781 | 907.614 | 912.1502
NPgN | GSP | NG FES - Falling Short | I&C Baseline Demand Consumption (GWh) | STELLA NORTH | Falling Short | Dem_BB08b_NPgSubComponent | GWh | NPgN | Stella North |  | 712.0633 | 707.6212 | 720.5291 | 726.0657 | 725.7289 | 722.5256 | 719.5993 | 716.9372 | 714.5262 | 712.3534 | 710.4059 | 708.6705 | 707.1345 | 705.7848 | 704.6085 | 703.5927 | 702.7245 | 701.9911 | 701.3794 | 700.8767 | 700.47 | 700.1465 | 699.8933 | 699.6976 | 699.5466 | 699.4274 | 699.3149 | 699.2027 | 699.0908
NPgN | GSP | NG FES - Falling Short | I&C Baseline Demand Consumption (GWh) | STELLA SOUTH | Falling Short | Dem_BB08b_NPgSubComponent | GWh | NPgN | Stella South |  | 799.7229 | 796.9985 | 816.237 | 824.959 | 823.1129 | 821.5382 | 820.2241 | 819.1596 | 819.3866 | 818.7879 | 818.4053 | 818.2272 | 818.2422 | 822.1021 | 822.4682 | 822.9921 | 823.6618 | 824.4652 | 825.3901 | 826.4242 | 827.5551 | 828.7701 | 830.0567 | 831.4021 | 832.7934 | 834.2176 | 835.6487 | 837.0801 | 838.5119
NPgN | GSP | NG FES - Falling Short | I&C Baseline Demand Consumption (GWh) | TYNEMOUTH | Falling Short | Dem_BB08b_NPgSubComponent | GWh | NPgN | Tynemouth 1 |  | 471.4036 | 470.6851 | 474.6351 | 478.3584 | 478.1625 | 478.13 | 478.2551 | 478.532 | 478.9547 | 479.5171 | 480.2129 | 481.0357 | 481.9789 | 483.0358 | 484.1995 | 485.4631 | 486.8194 | 488.261 | 489.7807 | 491.3706 | 493.0232 | 494.7306 | 496.4846 | 498.2772 | 500.1 | 501.9446 | 503.7937 | 505.643 | 507.4925
NPgN | GSP | NG FES - Falling Short | I&C Baseline Demand Consumption (GWh) | WEST BOLDON | Falling Short | Dem_BB08b_NPgSubComponent | GWh | NPgN | West Boldon |  | 702.325 | 699.1134 | 710.0897 | 718.1446 | 715.6463 | 713.3665 | 711.2954 | 709.4233 | 707.7407 | 706.2378 | 704.905 | 703.7325 | 702.7106 | 701.8297 | 701.0801 | 700.452 | 699.9357 | 699.5216 | 699.1998 | 698.9608 | 698.7947 | 698.6918 | 698.6424 | 698.6368 | 698.6652 | 698.7179 | 698.7757 | 698.8337 | 698.8919
NPgY | GSP | NG FES - Falling Short | I&C Baseline Demand Consumption (GWh) | BRADFORD WEST | Falling Short | Dem_BB08b_NPgSubComponent | GWh | NPgY | Bradford West |  | 1046.3407 | 1046.7739 | 1056.856 | 1060.1161 | 1054.9338 | 1050.1886 | 1045.8611 | 1041.9316 | 1038.3808 | 1035.189 | 1032.3368 | 1029.8047 | 1027.5733 | 1025.623 | 1023.9344 | 1022.4881 | 1021.2647 | 1020.2446 | 1019.4085 | 1018.7369 | 1018.2105 | 1017.8097 | 1017.5153 | 1017.3079 | 1017.168 | 1017.0762 | 1016.9946 | 1016.9135 | 1016.8329
NPgY | GSP | NG FES - Falling Short | I&C Baseline Demand Consumption (GWh) | CAMBLESFORTH | Falling Short | Dem_BB08b_NPgSubComponent | GWh | NPgY | Camblesforth |  | 180.0184 | 186.9399 | 194.6133 | 195.9541 | 197.3381 | 198.7655 | 200.236 | 201.7492 | 203.3047 | 204.9017 | 206.5395 | 208.217 | 209.9331 | 211.6865 | 213.4757 | 215.2991 | 217.1548 | 219.0409 | 220.9553 | 222.8957 | 224.8596 | 226.8445 | 228.8475 | 230.8657 | 232.8961 | 234.9353 | 236.9764 | 239.0176 | 241.0588
NPgY | GSP | NG FES - Falling Short | I&C Baseline Demand Consumption (GWh) | CREYKE BECK | Falling Short | Dem_BB08b_NPgSubComponent | GWh | NPgY | Creyke Beck |  | 1211.7247 | 1243.7714 | 1263.3255 | 1273.6098 | 1275.6876 | 1278.1949 | 1281.1192 | 1284.4473 | 1288.1653 | 1292.2589 | 1296.7131 | 1301.5123 | 1306.6403 | 1312.0802 | 1317.8146 | 1323.8256 | 1330.0944 | 1336.6018 | 1343.328 | 1350.2525 | 1357.3542 | 1364.6116 | 1372.0022 | 1379.5033 | 1387.0913 | 1394.7421 | 1402.4061 | 1410.0707 | 1417.7358
NPgY | GSP | NG FES - Falling Short | I&C Baseline Demand Consumption (GWh) | DRAX | Falling Short | Dem_BB08b_NPgSubComponent | GWh | NPgY | Drax |  | 434.9196 | 445.2213 | 449.4256 | 453.3238 | 462.2236 | 466.3833 | 470.673 | 475.0915 | 479.637 | 484.3076 | 489.1006 | 494.0129 | 499.041 | 504.181 | 509.4281 | 514.7776 | 520.224 | 525.7613 | 531.3831 | 537.0826 | 542.8525 | 548.6849 | 554.5714 | 560.5034 | 566.4716 | 572.4662 | 578.4664 | 584.4669 | 590.4674
NPgY | GSP | NG FES - Falling Short | I&C Baseline Demand Consumption (GWh) | ELLAND | Falling Short | Dem_BB08b_NPgSubComponent | GWh | NPgY | Elland |  | 989.6417 | 1004.9173 | 1012.7721 | 1010.546 | 1006.5049 | 1002.8729 | 999.6326 | 996.7665 | 994.2567 | 992.0857 | 990.2356 | 988.6886 | 987.4268 | 1045.6157 | 1044.8704 | 1044.3562 | 1044.055 | 1043.9486 | 1044.0187 | 1044.247 | 1044.615 | 1045.1043 | 1045.6964 | 1046.3728 | 1047.1146 | 1047.9034 | 1048.7019 | 1049.501 | 1050.3005
NPgY | GSP | NG FES - Falling Short | I&C Baseline Demand Consumption (GWh) | FERRYBRIDGE A | Falling Short | Dem_BB08b_NPgSubComponent | GWh | NPgY | Ferrybridge A |  | 373.8533 | 418.1032 | 427.4759 | 432.9353 | 435.1062 | 437.3848 | 439.7696 | 442.2587 | 444.8497 | 447.5402 | 450.3274 | 453.2082 | 456.1791 | 459.2482 | 462.3881 | 465.6062 | 468.898 | 472.2586 | 475.6828 | 479.1653 | 482.7002 | 486.2814 | 489.9028 | 493.5577 | 497.239 | 500.9397 | 504.6445 | 508.3495 | 512.0545
NPgY | GSP | NG FES - Falling Short | I&C Baseline Demand Consumption (GWh) | FERRYBRIDGE B | Falling Short | Dem_BB08b_NPgSubComponent | GWh | NPgY | Ferrybridge B (_M) |  | 1116.4036 | 1143.5964 | 1161.1523 | 1180.6175 | 1183.5855 | 1186.9336 | 1190.6519 | 1194.7295 | 1215.5659 | 1220.3276 | 1225.4126 | 1230.8077 | 1236.4992 | 1287.6022 | 1293.8419 | 1300.3324 | 1307.0573 | 1313.9994 | 1321.1412 | 1328.4643 | 1335.9497 | 1343.5778 | 1351.3285 | 1359.1809 | 1367.1134 | 1375.104 | 1383.1068 | 1391.11 | 1399.1138
NPgY | GSP | NG FES - Falling Short | I&C Baseline Demand Consumption (GWh) | GRIMSBY WEST | Falling Short | Dem_BB08b_NPgSubComponent | GWh | NPgY | Grimsby West |  | 698.1057 | 716.0752 | 717.8723 | 716.2051 | 714.7752 | 713.5737 | 712.5916 | 711.8196 | 711.2487 | 710.8694 | 710.6723 | 710.6479 | 710.7865 | 711.0783 | 711.5136 | 712.0822 | 712.7742 | 713.5794 | 714.4874 | 715.488 | 716.5705 | 717.7245 | 718.9391 | 720.2036 | 721.507 | 722.8384 | 724.1757 | 725.5132 | 726.851
NPgY | GSP | NG FES - Falling Short | I&C Baseline Demand Consumption (GWh) | JORDANTHORPE | Falling Short | Dem_BB08b_NPgSubComponent | GWh | NPgY | Jordanthorpe |  | 127.8717 | 131.1532 | 131.798 | 131.7319 | 131.6907 | 131.6738 | 131.6801 | 131.7089 | 131.7593 | 131.8302 | 131.9208 | 132.0302 | 132.1574 | 132.3013 | 132.4609 | 132.6352 | 132.8232 | 133.0238 | 133.2358 | 133.4582 | 133.6898 | 133.9294 | 134.1759 | 134.428 | 134.6846 | 134.9444 | 135.2049 | 135.4653 | 135.7259
NPgY | GSP | NG FES - Falling Short | I&C Baseline Demand Consumption (GWh) | KEADBY | Falling Short | Dem_BB08b_NPgSubComponent | GWh | NPgY | Keadby |  | 1356.9186 | 1369.2266 | 1389.44 | 1405.1423 | 1414.4933 | 1424.0001 | 1433.6659 | 1443.4931 | 1453.4832 | 1463.6366 | 1473.953 | 1484.431 | 1495.068 | 1505.8609 | 1516.8053 | 1527.8961 | 1539.127 | 1550.4908 | 1561.9795 | 1573.584 | 1585.2944 | 1597.0995 | 1608.9876 | 1620.9457 | 1632.9599 | 1645.0156 | 1657.08 | 1669.1446 | 1681.2096
NPgY | GSP | NG FES - Falling Short | I&C Baseline Demand Consumption (GWh) | KIRKSTALL B | Falling Short | Dem_BB08b_NPgSubComponent | GWh | NPgY | Kirkstall B |  | 737.9756 | 767.4719 | 782.3909 | 790.7128 | 787.2487 | 784.0716 | 781.1688 | 778.5273 | 776.1342 | 773.9768 | 772.0422 | 770.3175 | 768.79 | 767.4469 | 766.2753 | 765.2625 | 764.3957 | 763.6621 | 763.049 | 762.5437 | 762.1333 | 761.8053 | 761.5468 | 761.3452 | 761.1878 | 761.0619 | 760.9426 | 760.8236 | 760.7049
NPgY | GSP | NG FES - Falling Short | I&C Baseline Demand Consumption (GWh) | NEEPSEND | Falling Short | Dem_BB08b_NPgSubComponent | GWh | NPgY | Neepsend |  | 228.446 | 231.6572 | 236.8924 | 235.6295 | 234.4673 | 233.4014 | 232.4276 | 231.5414 | 230.7387 | 230.0151 | 229.3662 | 228.7879 | 228.2757 | 227.8254 | 227.4327 | 227.0932 | 226.8028 | 226.5571 | 226.3519 | 226.1828 | 226.0456 | 225.9361 | 225.8498 | 225.7827 | 225.7304 | 225.6887 | 225.6492 | 225.6099 | 225.5706
NPgY | GSP | NG FES - Falling Short | I&C Baseline Demand Consumption (GWh) | NORTON LEES | Falling Short | Dem_BB08b_NPgSubComponent | GWh | NPgY | Norton Lees |  | 92.1961 | 91.6008 | 91.0496 | 90.5408 | 90.0726 | 89.6433 | 89.2511 | 88.8944 | 88.5713 | 88.28 | 88.019 | 87.7864 | 87.5805 | 87.3996 | 87.2419 | 87.1058 | 86.9894 | 86.891 | 86.809 | 86.7416 | 86.687 | 86.6436 | 86.6096 | 86.5833 | 86.563 | 86.547 | 86.5318 | 86.5167 | 86.5017
NPgY | GSP | NG FES - Falling Short | I&C Baseline Demand Consumption (GWh) | PITSMOOR 3/4 | Falling Short | Dem_BB08b_NPgSubComponent | GWh | NPgY | Pitsmoor |  | 184.251 | 197.5957 | 200.2084 | 199.3299 | 198.5219 | 197.7812 | 197.1048 | 196.4898 | 195.933 | 195.4316 | 194.9825 | 194.5826 | 194.2291 | 193.9188 | 193.6488 | 193.4161 | 193.2176 | 193.0505 | 192.9117 | 192.7981 | 192.7069 | 192.6351 | 192.5796 | 192.5374 | 192.5057 | 192.4813 | 192.4585 | 192.4358 | 192.4132
NPgY | GSP | NG FES - Falling Short | I&C Baseline Demand Consumption (GWh) | SALTEND NORTH | Falling Short | Dem_BB08b_NPgSubComponent | GWh | NPgY | Saltend North |  | 271.2192 | 274.9255 | 275.2939 | 275.7346 | 276.2459 | 276.826 | 277.4732 | 278.1855 | 278.9608 | 279.7969 | 280.6914 | 281.6421 | 282.6463 | 283.7014 | 284.8047 | 285.9533 | 287.1442 | 288.3744 | 289.6405 | 290.9394 | 292.2676 | 293.6215 | 294.9976 | 296.3919 | 297.8007 | 299.22 | 300.6415 | 302.0631 | 303.4847
NPgY | GSP | NG FES - Falling Short | I&C Baseline Demand Consumption (GWh) | SHEFFIELD CITY | Falling Short | Dem_BB08b_NPgSubComponent | GWh | NPgY | Sheffield City |  | 284.4702 | 295.8563 | 304.9049 | 307.6729 | 306.2315 | 304.91 | 303.7031 | 302.6054 | 301.6114 | 300.716 | 299.9136 | 299.1989 | 298.5667 | 298.0114 | 297.5279 | 297.1107 | 296.7546 | 296.4541 | 296.204 | 295.9989 | 295.8335 | 295.7025 | 295.6006 | 295.5224 | 295.4627 | 295.4162 | 295.3724 | 295.3287 | 295.2851
NPgY | GSP | NG FES - Falling Short | I&C Baseline Demand Consumption (GWh) | SKELTON GRANGE | Falling Short | Dem_BB08b_NPgSubComponent | GWh | NPgY | Skelton Grange |  | 1701.5162 | 1793.9248 | 1818.4834 | 1822.9238 | 1816.105 | 1809.9709 | 1804.4919 | 1799.6388 | 1795.3818 | 1791.6913 | 1788.5375 | 1785.8906 | 1783.7206 | 1825.0646 | 1823.7581 | 1822.8379 | 1822.2738 | 1822.0352 | 1822.0916 | 1822.4123 | 1822.9666 | 1823.7236 | 1824.6523 | 1825.7217 | 1826.9006 | 1828.1578 | 1829.4314 | 1830.7058 | 1831.981
NPgY | GSP | NG FES - Falling Short | I&C Baseline Demand Consumption (GWh) | TEMPLEBOROUGH 275/33KV | Falling Short | Dem_BB08b_NPgSubComponent | GWh | NPgY | Templeborough |  | 35.0239 | 35.1366 | 35.258 | 35.3879 | 35.5263 | 35.673 | 35.8279 | 35.9908 | 36.1614 | 36.3396 | 36.5252 | 36.7179 | 36.9174 | 37.1234 | 37.3357 | 37.5538 | 37.7774 | 38.0062 | 38.2398 | 38.4777 | 38.7195 | 38.9647 | 39.2129 | 39.4637 | 39.7163 | 39.9704 | 40.2248 | 40.4792 | 40.7336
NPgY | GSP | NG FES - Falling Short | I&C Baseline Demand Consumption (GWh) | THURCROFT | Falling Short | Dem_BB08b_NPgSubComponent | GWh | NPgY | Thurcroft |  | 449.4629 | 480.5257 | 488.7344 | 502.1295 | 503.5514 | 505.1251 | 506.8465 | 508.7117 | 510.7191 | 512.8584 | 515.1276 | 517.5215 | 520.0346 | 649.347 | 652.0812 | 654.9167 | 657.847 | 660.8652 | 663.9644 | 667.137 | 670.3755 | 673.672 | 677.0183 | 680.406 | 683.8264 | 687.2704 | 690.7194 | 694.1686 | 697.6179
NPgY | GSP | NG FES - Falling Short | I&C Baseline Demand Consumption (GWh) | WEST MELTON / THORPE MARSH | Falling Short | Dem_BB08b_NPgSubComponent | GWh | NPgY | Thorpe Marsh |  | 1673.7828 | 1713.417 | 1733.1926 | 1742.4013 | 1746.8237 | 1769.9464 | 1775.5236 | 1781.6538 | 1788.3194 | 1795.5017 | 1803.1814 | 1811.3378 | 1819.9496 | 1882.9871 | 1892.4414 | 1902.281 | 1912.4806 | 1923.0139 | 1933.8537 | 1944.9718 | 1956.339 | 1967.9254 | 1979.6997 | 1991.63 | 2003.6833 | 2015.8256 | 2027.9866 | 2040.1483 | 2052.3106
NPgY | GSP | NG FES - Falling Short | I&C Baseline Demand Consumption (GWh) | WEST MELTON SECTION 3 | Falling Short | Dem_BB08b_NPgSubComponent | GWh | NPgY | West Melton |  | 554.8513 | 571.4041 | 576.0178 | 579.9273 | 581.268 | 582.7012 | 584.2252 | 585.8377 | 587.5365 | 589.3191 | 591.1828 | 593.1246 | 595.1414 | 633.089 | 635.2456 | 637.4666 | 639.748 | 642.0856 | 644.4752 | 646.912 | 649.3914 | 651.9082 | 654.4574 | 657.0335 | 659.6309 | 662.2438 | 664.8599 | 667.4761 | 670.0925
NPgY | GSP | NG FES - Falling Short | I&C Baseline Demand Consumption (GWh) | WINCOBANK | Falling Short | Dem_BB08b_NPgSubComponent | GWh | NPgY | Wincobank |  | 176.5136 | 201.6313 | 202.1093 | 210.1351 | 209.6517 | 209.239 | 208.8943 | 208.6145 | 208.397 | 208.2387 | 208.1367 | 208.088 | 208.0896 | 208.1385 | 208.2316 | 208.3658 | 208.538 | 208.745 | 208.9837 | 209.2509 | 209.5432 | 209.8575 | 210.1904 | 210.5386 | 210.8988 | 211.2676 | 211.6381 | 212.0087 | 212.3794
NPgN | GSP | NG FES - Leading the Way | I&C Baseline Demand Consumption (GWh) | BLYTH 66kV | Leading the Way | Dem_BB08b_NPgSubComponent | GWh | NPgN | Blyth 66kV |  | 460.4724 | 456.961 | 459.9663 | 462.3635 | 460.343 | 457.4715 | 454.7417 | 452.1375 | 449.6626 | 447.3108 | 445.0757 | 442.9511 | 440.9307 | 439.0084 | 437.1777 | 435.4325 | 433.7664 | 432.1732 | 430.6466 | 429.1804 | 427.7681 | 426.4036 | 425.0806 | 423.7927 | 422.5337 | 421.2973 | 420.0771 | 418.8668 | 417.6602
NPgN | GSP | NG FES - Leading the Way | I&C Baseline Demand Consumption (GWh) | BLYTH 132kV | Leading the Way | Dem_BB08b_NPgSubComponent | GWh | NPgN | Blyth 132kV |  | 183.0877 | 181.9704 | 186.0339 | 190.4471 | 188.7659 | 187.1634 | 185.6362 | 184.181 | 182.7943 | 181.4728 | 180.2131 | 179.0118 | 177.8657 | 176.7714 | 175.7255 | 174.7247 | 173.7658 | 172.8455 | 171.9604 | 171.1073 | 170.2828 | 169.4839 | 168.7071 | 167.9493 | 167.2073 | 166.4777 | 165.7575 | 165.0433 | 164.3321
NPgN | GSP | NG FES - Leading the Way | I&C Baseline Demand Consumption (GWh) | FOURSTONES | Leading the Way | Dem_BB08b_NPgSubComponent | GWh | NPgN | Fourstones |  | 63.7978 | 63.0115 | 62.2613 | 61.5458 | 60.8637 | 60.2135 | 59.5938 | 59.0034 | 58.4408 | 57.9046 | 57.3936 | 56.9062 | 56.4413 | 55.9973 | 55.573 | 55.167 | 54.778 | 54.4047 | 54.0457 | 53.6996 | 53.3652 | 53.0411 | 52.7261 | 52.4187 | 52.1177 | 51.8218 | 51.5297 | 51.24 | 50.9515
NPgN | GSP | NG FES - Leading the Way | I&C Baseline Demand Consumption (GWh) | HARTMOOR | Leading the Way | Dem_BB08b_NPgSubComponent | GWh | NPgN | Hart Moor |  | 301.0649 | 298.1773 | 315.6 | 315.6939 | 315.9521 | 313.5943 | 311.356 | 309.232 | 307.2172 | 305.3061 | 303.4937 | 301.7747 | 300.1437 | 298.5956 | 297.1249 | 295.7265 | 294.3951 | 293.1252 | 291.9115 | 290.7487 | 289.6315 | 288.5544 | 287.512 | 286.499 | 285.5099 | 284.5394 | 283.5818 | 282.6319 | 281.6841
NPgN | GSP | NG FES - Leading the Way | I&C Baseline Demand Consumption (GWh) | HAWTHORN PIT GRID | Leading the Way | Dem_BB08b_NPgSubComponent | GWh | NPgN | Hawthorn Pit |  | 348.1686 | 346.9423 | 350.9167 | 353.1136 | 350.333 | 347.7101 | 345.2388 | 342.9128 | 340.7257 | 338.6713 | 336.743 | 334.9343 | 333.2387 | 331.6493 | 330.1596 | 328.7627 | 327.4516 | 326.2196 | 325.0594 | 323.9641 | 322.9265 | 321.9393 | 320.9953 | 320.087 | 319.207 | 318.3478 | 317.5018 | 316.6613 | 315.8186
NPgN | GSP | NG FES - Leading the Way | I&C Baseline Demand Consumption (GWh) | KNARESBOROUGH | Leading the Way | Dem_BB08b_NPgSubComponent | GWh | NPgN | Knaresborough |  | 625.5749 | 621.9794 | 626.0843 | 629.8356 | 626.931 | 628.1858 | 625.706 | 623.4271 | 621.3411 | 619.4399 | 617.7151 | 616.1579 | 614.7596 | 613.5109 | 612.4025 | 611.4249 | 610.5681 | 609.8222 | 609.1769 | 608.6215 | 608.1455 | 607.7376 | 607.3868 | 607.0816 | 606.8102 | 606.5606 | 606.3209 | 606.0784 | 605.8206
NPgN | GSP | NG FES - Leading the Way | I&C Baseline Demand Consumption (GWh) | LACKENBY | Leading the Way | Dem_BB08b_NPgSubComponent | GWh | NPgN | Lackenby |  | 717.0967 | 714.1458 | 716.8076 | 715.0647 | 715.8571 | 713.5001 | 711.2779 | 709.1849 | 707.2155 | 705.364 | 703.6246 | 701.9915 | 700.4589 | 699.0208 | 697.6711 | 696.404 | 695.2132 | 694.0925 | 693.0358 | 692.0367 | 691.089 | 690.1861 | 689.3217 | 688.4892 | 687.682 | 686.8934 | 686.1168 | 685.3453 | 684.5723
NPgN | GSP | NG FES - Leading the Way | I&C Baseline Demand Consumption (GWh) | NORTON | Leading the Way | Dem_BB08b_NPgSubComponent | GWh | NPgN | Norton |  | 1308.5441 | 1307.1179 | 1349.6102 | 1353.579 | 1350.7587 | 1348.366 | 1346.3894 | 1344.8162 | 1355.15 | 1354.3424 | 1353.8953 | 1353.7923 | 1354.0163 | 1424.7477 | 1425.571 | 1426.6646 | 1428.0078 | 1429.5789 | 1431.3555 | 1433.314 | 1435.4301 | 1437.6785 | 1440.0329 | 1442.4664 | 1444.9509 | 1447.4574 | 1449.9561 | 1452.4162 | 1454.8062
NPgN | GSP | NG FES - Leading the Way | I&C Baseline Demand Consumption (GWh) | OFFERTON | Leading the Way | Dem_BB08b_NPgSubComponent | GWh | NPgN | Offerton |  | 133.8534 | 132.1963 | 131.5244 | 131.2431 | 129.8073 | 128.4394 | 127.1364 | 125.8956 | 124.7138 | 123.5884 | 122.5163 | 121.4947 | 120.5207 | 119.5914 | 118.704 | 117.8556 | 117.0433 | 116.2643 | 115.5157 | 114.7948 | 114.0986 | 113.4243 | 112.7691 | 112.1303 | 111.5049 | 110.8902 | 110.2834 | 109.6817 | 109.0823
NPgN | GSP | NG FES - Leading the Way | I&C Baseline Demand Consumption (GWh) | OSBALDWICK | Leading the Way | Dem_BB08b_NPgSubComponent | GWh | NPgN | Osbaldwick |  | 811.1271 | 802.072 | 800.5653 | 803.67 | 795.8747 | 788.467 | 781.4305 | 774.7492 | 768.4066 | 762.3866 | 756.6726 | 751.2485 | 746.0979 | 741.2042 | 736.5512 | 732.1223 | 727.9011 | 723.871 | 720.0155 | 716.3181 | 712.7621 | 709.3309 | 706.0079 | 702.7765 | 699.6198 | 696.5212 | 693.4638 | 690.431 | 687.4058
NPgN | GSP | NG FES - Leading the Way | I&C Baseline Demand Consumption (GWh) | POPPLETON | Leading the Way | Dem_BB08b_NPgSubComponent | GWh | NPgN | Poppleton |  | 143.5305 | 141.7858 | 141.2084 | 141.3776 | 142.762 | 141.3247 | 139.9566 | 138.6545 | 137.4154 | 136.2361 | 135.1137 | 134.0451 | 133.0272 | 132.057 | 131.1313 | 130.2472 | 129.4016 | 128.5914 | 127.8137 | 127.0653 | 126.3433 | 125.6446 | 124.9662 | 124.305 | 123.6582 | 123.0225 | 122.3951 | 121.7728 | 121.1528
NPgN | GSP | NG FES - Leading the Way | I&C Baseline Demand Consumption (GWh) | SALTHOLME | Leading the Way | Dem_BB08b_NPgSubComponent | GWh | NPgN | Saltholme |  | 492.3524 | 525.485 | 530.2188 | 528.6224 | 526.974 | 525.4244 | 523.9697 | 522.6061 | 521.3297 | 520.1367 | 519.023 | 517.9845 | 517.0171 | 516.1167 | 515.279 | 514.4998 | 513.7747 | 513.0992 | 512.469 | 511.8795 | 511.3261 | 510.8042 | 510.3091 | 509.836 | 509.3801 | 508.9366 | 508.5005 | 508.0668 | 507.6305
NPgN | GSP | NG FES - Leading the Way | I&C Baseline Demand Consumption (GWh) | SOUTH SHIELDS | Leading the Way | Dem_BB08b_NPgSubComponent | GWh | NPgN | South Shields |  | 140.9058 | 139.2864 | 139.9268 | 139.2201 | 137.815 | 136.4757 | 135.1993 | 133.9829 | 132.8238 | 131.7191 | 130.6661 | 129.6618 | 128.7036 | 127.7886 | 126.9141 | 126.0773 | 125.2754 | 124.5057 | 123.7654 | 123.0519 | 122.3623 | 121.694 | 121.0442 | 120.4103 | 119.7896 | 119.1793 | 118.5767 | 117.9793 | 117.3844
NPgN | GSP | NG FES - Leading the Way | I&C Baseline Demand Consumption (GWh) | SPADEADAM | Leading the Way | Dem_BB08b_NPgSubComponent | GWh | NPgN | Spadeadam - Not in NG FES |  | 23.0437 | 22.754 | 22.4776 | 22.2139 | 21.9626 | 21.723 | 21.4947 | 21.2771 | 21.0698 | 20.8722 | 20.6838 | 20.5042 | 20.3329 | 20.1692 | 20.0128 | 19.8632 | 19.7198 | 19.5821 | 19.4498 | 19.3222 | 19.1989 | 19.0794 | 18.9632 | 18.8499 | 18.7389 | 18.6298 | 18.5221 | 18.4152 | 18.3089
NPgN | GSP | NG FES - Leading the Way | I&C Baseline Demand Consumption (GWh) | SPENNYMOOR | Leading the Way | Dem_BB08b_NPgSubComponent | GWh | NPgN | Spennymoor |  | 778.6071 | 773.046 | 779.0853 | 796.5784 | 808.4973 | 804.2638 | 800.3348 | 796.6987 | 793.3435 | 790.2572 | 787.4274 | 784.8412 | 782.4857 | 780.3474 | 778.4129 | 776.668 | 775.0988 | 773.6905 | 772.4284 | 771.2975 | 770.2822 | 769.3669 | 768.5357 | 767.7721 | 767.0596 | 766.3813 | 765.72 | 765.0583 | 764.3782
NPgN | GSP | NG FES - Leading the Way | I&C Baseline Demand Consumption (GWh) | STELLA NORTH | Leading the Way | Dem_BB08b_NPgSubComponent | GWh | NPgN | Stella North |  | 712.0633 | 703.4253 | 712.2051 | 713.679 | 709.3428 | 702.2012 | 695.3955 | 688.9108 | 682.7319 | 676.8438 | 671.2315 | 665.8801 | 660.7745 | 655.9001 | 651.2418 | 646.785 | 642.5148 | 638.4167 | 634.4758 | 630.6776 | 627.0075 | 623.4509 | 619.9934 | 616.6204 | 613.3176 | 610.0705 | 606.8647 | 603.6861 | 600.5202
NPgN | GSP | NG FES - Leading the Way | I&C Baseline Demand Consumption (GWh) | STELLA SOUTH | Leading the Way | Dem_BB08b_NPgSubComponent | GWh | NPgN | Stella South |  | 799.7229 | 792.6053 | 807.5052 | 811.9409 | 805.8585 | 800.0956 | 794.6389 | 789.4755 | 785.6452 | 781.0288 | 776.6661 | 772.5435 | 768.6478 | 768.6288 | 765.146 | 761.8493 | 758.7249 | 755.7591 | 752.9378 | 750.2473 | 747.6733 | 745.202 | 742.8189 | 740.51 | 738.2609 | 736.0571 | 733.8843 | 731.7277 | 729.5728
NPgN | GSP | NG FES - Leading the Way | I&C Baseline Demand Consumption (GWh) | TYNEMOUTH | Leading the Way | Dem_BB08b_NPgSubComponent | GWh | NPgN | Tynemouth 1 |  | 471.4036 | 467.7038 | 468.7006 | 469.4972 | 466.3997 | 463.4892 | 460.7584 | 458.2003 | 455.8074 | 453.5723 | 451.4875 | 449.5452 | 447.7377 | 446.0571 | 444.4953 | 443.0443 | 441.6958 | 440.4414 | 439.2728 | 438.1812 | 437.158 | 436.1943 | 435.2814 | 434.41 | 433.5712 | 432.7555 | 431.9536 | 431.156 | 430.3532
NPgN | GSP | NG FES - Leading the Way | I&C Baseline Demand Consumption (GWh) | WEST BOLDON | Leading the Way | Dem_BB08b_NPgSubComponent | GWh | NPgN | West Boldon |  | 702.325 | 695.9098 | 703.7328 | 708.683 | 703.1267 | 697.834 | 692.7936 | 687.9941 | 683.4244 | 679.0731 | 674.929 | 670.981 | 667.2179 | 663.6284 | 660.2015 | 656.926 | 653.7909 | 650.785 | 647.8974 | 645.1169 | 642.4325 | 639.8333 | 637.3083 | 634.8465 | 632.4369 | 630.0687 | 627.7309 | 625.4127 | 623.1032
NPgY | GSP | NG FES - Leading the Way | I&C Baseline Demand Consumption (GWh) | BRADFORD WEST | Leading the Way | Dem_BB08b_NPgSubComponent | GWh | NPgY | Bradford West |  | 1046.3407 | 1040.4386 | 1044.2868 | 1041.4108 | 1030.1869 | 1019.4914 | 1009.3014 | 999.5943 | 990.3475 | 981.5382 | 973.1441 | 965.1425 | 957.5111 | 950.2274 | 943.2693 | 936.6144 | 930.2404 | 924.1253 | 918.247 | 912.5833 | 907.1123 | 901.8121 | 896.6608 | 891.6365 | 886.7174 | 881.8818 | 877.108 | 872.3744 | 867.6594
NPgY | GSP | NG FES - Leading the Way | I&C Baseline Demand Consumption (GWh) | CAMBLESFORTH | Leading the Way | Dem_BB08b_NPgSubComponent | GWh | NPgY | Camblesforth |  | 180.0184 | 185.7038 | 192.139 | 192.2391 | 192.3795 | 192.5596 | 192.7789 | 193.0365 | 193.3315 | 193.6627 | 194.0291 | 194.4291 | 194.8613 | 195.324 | 195.8154 | 196.3335 | 196.8763 | 197.4414 | 198.0265 | 198.6291 | 199.2464 | 199.8757 | 200.5138 | 201.1578 | 201.8044 | 202.45 | 203.0913 | 203.7243 | 204.3454
NPgY | GSP | NG FES - Leading the Way | I&C Baseline Demand Consumption (GWh) | CREYKE BECK | Leading the Way | Dem_BB08b_NPgSubComponent | GWh | NPgY | Creyke Beck |  | 1211.7247 | 1235.1755 | 1246.1892 | 1247.9846 | 1241.6209 | 1235.7301 | 1230.2959 | 1225.3015 | 1220.7293 | 1216.5614 | 1212.7795 | 1209.3645 | 1206.2971 | 1203.5571 | 1201.1243 | 1198.9775 | 1197.0953 | 1195.4556 | 1194.036 | 1192.8134 | 1191.7642 | 1190.8644 | 1190.0893 | 1189.414 | 1188.8127 | 1188.2594 | 1187.7274 | 1187.1896 | 1186.6182
NPgY | GSP | NG FES - Leading the Way | I&C Baseline Demand Consumption (GWh) | DRAX | Leading the Way | Dem_BB08b_NPgSubComponent | GWh | NPgY | Drax |  | 434.9196 | 441.6021 | 442.1805 | 442.4448 | 447.7012 | 448.2067 | 448.83 | 449.5687 | 450.4199 | 451.3804 | 452.4463 | 453.6137 | 454.8778 | 456.2337 | 457.6758 | 459.1984 | 460.795 | 462.4589 | 464.1829 | 465.9595 | 467.7805 | 469.6374 | 471.5213 | 473.4229 | 475.3323 | 477.2394 | 479.1334 | 481.0032 | 482.8374
NPgY | GSP | NG FES - Leading the Way | I&C Baseline Demand Consumption (GWh) | ELLAND | Leading the Way | Dem_BB08b_NPgSubComponent | GWh | NPgY | Elland |  | 989.6417 | 998.7267 | 1000.4804 | 992.2397 | 982.267 | 972.7836 | 963.7687 | 955.2017 | 947.062 | 939.329 | 931.9818 | 925 | 918.3627 | 971.2327 | 965.2225 | 959.4946 | 954.0284 | 948.803 | 943.7978 | 938.9919 | 934.3645 | 929.8948 | 925.5619 | 921.3451 | 917.2233 | 913.1758 | 909.1816 | 905.2197 | 901.2694
NPgY | GSP | NG FES - Leading the Way | I&C Baseline Demand Consumption (GWh) | FERRYBRIDGE A | Leading the Way | Dem_BB08b_NPgSubComponent | GWh | NPgY | Ferrybridge A |  | 373.8533 | 415.4212 | 422.1153 | 424.8982 | 424.3937 | 423.9968 | 423.705 | 423.5152 | 423.4241 | 423.4284 | 423.5242 | 423.7075 | 423.9741 | 424.3311 | 424.7503 | 425.2385 | 425.7902 | 426.4 | 427.0619 | 427.7699 | 428.5176 | 429.2984 | 430.1055 | 430.9317 | 431.7696 | 432.6116 | 433.4497 | 434.2757 | 435.0813
NPgY | GSP | NG FES - Leading the Way | I&C Baseline Demand Consumption (GWh) | FERRYBRIDGE B | Leading the Way | Dem_BB08b_NPgSubComponent | GWh | NPgY | Ferrybridge B (_M) |  | 1116.4036 | 1135.5999 | 1145.2018 | 1156.7518 | 1151.8396 | 1147.3391 | 1143.2367 | 1139.5182 | 1152.5798 | 1149.5847 | 1146.9278 | 1144.5929 | 1142.5633 | 1185.9513 | 1184.4794 | 1183.2589 | 1182.2709 | 1181.4959 | 1180.9137 | 1180.5038 | 1180.245 | 1180.1156 | 1180.0934 | 1180.1555 | 1180.2787 | 1180.439 | 1180.6122 | 1180.7731 | 1180.8963
NPgY | GSP | NG FES - Leading the Way | I&C Baseline Demand Consumption (GWh) | GRIMSBY WEST | Leading the Way | Dem_BB08b_NPgSubComponent | GWh | NPgY | Grimsby West |  | 698.1057 | 712.3494 | 710.4657 | 705.1607 | 700.1341 | 695.3751 | 690.873 | 686.6168 | 682.5956 | 678.7984 | 675.2139 | 671.8312 | 668.6388 | 665.6256 | 662.78 | 660.0906 | 657.5459 | 655.1343 | 652.844 | 650.6634 | 648.5805 | 646.5835 | 644.6604 | 642.7991 | 640.9875 | 639.2134 | 637.4644 | 635.7284 | 633.9927
NPgY | GSP | NG FES - Leading the Way | I&C Baseline Demand Consumption (GWh) | JORDANTHORPE | Leading the Way | Dem_BB08b_NPgSubComponent | GWh | NPgY | Jordanthorpe |  | 127.8717 | 130.7206 | 130.9368 | 130.4461 | 129.9841 | 129.5497 | 129.142 | 128.7597 | 128.4019 | 128.0674 | 127.7551 | 127.4638 | 127.1925 | 126.94 | 126.705 | 126.4863 | 126.2828 | 126.0933 | 125.9164 | 125.7508 | 125.5954 | 125.4489 | 125.3098 | 125.1769 | 125.0488 | 124.9241 | 124.8016 | 124.6797 | 124.5571
NPgY | GSP | NG FES - Leading the Way | I&C Baseline Demand Consumption (GWh) | KEADBY | Leading the Way | Dem_BB08b_NPgSubComponent | GWh | NPgY | Keadby |  | 1356.9186 | 1363.3586 | 1377.6694 | 1387.4323 | 1390.8049 | 1394.2919 | 1397.8948 | 1401.614 | 1405.4491 | 1409.3988 | 1413.461 | 1417.6326 | 1421.9099 | 1426.2881 | 1430.7615 | 1435.3236 | 1439.9672 | 1444.6839 | 1449.4647 | 1454.2995 | 1459.1777 | 1464.0873 | 1469.0159 | 1473.95 | 1478.8753 | 1483.7765 | 1488.6375 | 1493.4415 | 1498.1706
NPgY | GSP | NG FES - Leading the Way | I&C Baseline Demand Consumption (GWh) | KIRKSTALL B | Leading the Way | Dem_BB08b_NPgSubComponent | GWh | NPgY | Kirkstall B |  | 737.9756 | 763.34 | 774.1937 | 778.5148 | 771.1121 | 764.0566 | 757.3334 | 750.9273 | 744.8237 | 739.0075 | 733.464 | 728.1784 | 723.1359 | 718.3218 | 713.7215 | 709.3203 | 705.1037 | 701.0571 | 697.166 | 693.416 | 689.7925 | 686.2813 | 682.868 | 679.5382 | 676.2778 | 673.0723 | 669.9077 | 666.7698 | 663.6444
NPgY | GSP | NG FES - Leading the Way | I&C Baseline Demand Consumption (GWh) | NEEPSEND | Leading the Way | Dem_BB08b_NPgSubComponent | GWh | NPgY | Neepsend |  | 228.446 | 230.2708 | 234.142 | 231.5366 | 229.0528 | 226.6856 | 224.4298 | 222.2805 | 220.2327 | 218.2813 | 216.4215 | 214.6482 | 212.9565 | 211.3415 | 209.7982 | 208.3218 | 206.9073 | 205.5498 | 204.2446 | 202.9867 | 201.7712 | 200.5935 | 199.4485 | 198.3317 | 197.238 | 196.1629 | 195.1014 | 194.0489 | 193.0006
NPgY | GSP | NG FES - Leading the Way | I&C Baseline Demand Consumption (GWh) | NORTON LEES | Leading the Way | Dem_BB08b_NPgSubComponent | GWh | NPgY | Norton Lees |  | 92.1961 | 91.0402 | 89.9375 | 88.8858 | 87.8833 | 86.9278 | 86.0172 | 85.1497 | 84.3231 | 83.5354 | 82.7847 | 82.0689 | 81.3861 | 80.7341 | 80.1112 | 79.5152 | 78.9442 | 78.3962 | 77.8693 | 77.3615 | 76.8709 | 76.3955 | 75.9333 | 75.4824 | 75.0409 | 74.6069 | 74.1784 | 73.7535 | 73.3303
NPgY | GSP | NG FES - Leading the Way | I&C Baseline Demand Consumption (GWh) | PITSMOOR 3/4 | Leading the Way | Dem_BB08b_NPgSubComponent | GWh | NPgY | Pitsmoor |  | 184.251 | 196.6319 | 198.2963 | 196.4845 | 194.7575 | 193.1117 | 191.5438 | 190.0501 | 188.6272 | 187.2716 | 185.98 | 184.7487 | 183.5743 | 182.4535 | 181.3827 | 180.3585 | 179.3776 | 178.4365 | 177.5319 | 176.6602 | 175.8182 | 175.0025 | 174.2096 | 173.4363 | 172.6792 | 171.9349 | 171.2002 | 170.4715 | 169.7458
NPgY | GSP | NG FES - Leading the Way | I&C Baseline Demand Consumption (GWh) | SALTEND NORTH | Leading the Way | Dem_BB08b_NPgSubComponent | GWh | NPgY | Saltend North |  | 271.2192 | 273.4927 | 272.436 | 271.4585 | 270.5581 | 269.7323 | 268.9787 | 268.2946 | 267.6775 | 267.1245 | 266.6327 | 266.1994 | 265.8213 | 265.4953 | 265.2182 | 264.9867 | 264.7973 | 264.6464 | 264.5305 | 264.4458 | 264.3885 | 264.3547 | 264.3403 | 264.3412 | 264.3533 | 264.3722 | 264.3935 | 264.4127 | 264.4251
NPgY | GSP | NG FES - Leading the Way | I&C Baseline Demand Consumption (GWh) | SHEFFIELD CITY | Leading the Way | Dem_BB08b_NPgSubComponent | GWh | NPgY | Sheffield City |  | 284.4702 | 294.1229 | 301.4661 | 302.5557 | 299.462 | 296.5134 | 293.7037 | 291.0265 | 288.4758 | 286.0452 | 283.7285 | 281.5196 | 279.4124 | 277.4006 | 275.4782 | 273.639 | 271.877 | 270.186 | 268.56 | 266.9929 | 265.4788 | 264.0116 | 262.5852 | 261.1938 | 259.8314 | 258.492 | 257.1696 | 255.8584 | 254.5524
NPgY | GSP | NG FES - Leading the Way | I&C Baseline Demand Consumption (GWh) | SKELTON GRANGE | Leading the Way | Dem_BB08b_NPgSubComponent | GWh | NPgY | Skelton Grange |  | 1701.5162 | 1783.5802 | 1797.9447 | 1792.3359 | 1775.6075 | 1759.6981 | 1744.5731 | 1730.1979 | 1716.5379 | 1703.5585 | 1691.2251 | 1679.5031 | 1668.3577 | 1700.8216 | 1690.7255 | 1681.1021 | 1671.9167 | 1663.1344 | 1654.7205 | 1646.6402 | 1638.8588 | 1631.3414 | 1624.0531 | 1616.9592 | 1610.0247 | 1603.2147 | 1596.4943 | 1589.8286 | 1583.1824
NPgY | GSP | NG FES - Leading the Way | I&C Baseline Demand Consumption (GWh) | TEMPLEBOROUGH 275/33KV | Leading the Way | Dem_BB08b_NPgSubComponent | GWh | NPgY | Templeborough |  | 35.0239 | 34.9392 | 34.8636 | 34.797 | 34.739 | 34.6896 | 34.6484 | 34.6152 | 34.5898 | 34.5718 | 34.561 | 34.557 | 34.5595 | 34.5681 | 34.5825 | 34.6023 | 34.627 | 34.6562 | 34.6895 | 34.7264 | 34.7665 | 34.8092 | 34.8539 | 34.9003 | 34.9477 | 34.9955 | 35.0432 | 35.0902 | 35.1358
NPgY | GSP | NG FES - Leading the Way | I&C Baseline Demand Consumption (GWh) | THURCROFT | Leading the Way | Dem_BB08b_NPgSubComponent | GWh | NPgY | Thurcroft |  | 449.4629 | 477.2716 | 482.2415 | 492.4113 | 490.6203 | 488.9917 | 487.5202 | 486.2005 | 485.0297 | 483.9963 | 483.0968 | 482.325 | 481.6742 | 607.8232 | 607.3937 | 607.0639 | 606.8264 | 606.6733 | 606.5965 | 606.588 | 606.639 | 606.741 | 606.8849 | 607.0615 | 607.2613 | 607.4748 | 607.692 | 607.9026 | 608.0964
NPgY | GSP | NG FES - Leading the Way | I&C Baseline Demand Consumption (GWh) | WEST MELTON / THORPE MARSH | Leading the Way | Dem_BB08b_NPgSubComponent | GWh | NPgY | Thorpe Marsh |  | 1673.7828 | 1701.2549 | 1708.9325 | 1706.1016 | 1698.5373 | 1709.7209 | 1703.4012 | 1697.6718 | 1692.5099 | 1687.8921 | 1683.7944 | 1680.1916 | 1677.0578 | 1728.3591 | 1726.0825 | 1724.1924 | 1722.6596 | 1721.4541 | 1720.5449 | 1719.9005 | 1719.4884 | 1719.2751 | 1719.2266 | 1719.3077 | 1719.4827 | 1719.7149 | 1719.9667 | 1720.1999 | 1720.3752
NPgY | GSP | NG FES - Leading the Way | I&C Baseline Demand Consumption (GWh) | WEST MELTON SECTION 3 | Leading the Way | Dem_BB08b_NPgSubComponent | GWh | NPgY | West Melton |  | 554.8513 | 569.253 | 571.7223 | 573.4929 | 572.6994 | 572.002 | 571.3982 | 570.8848 | 570.4588 | 570.1167 | 569.8552 | 569.6704 | 569.5586 | 605.3747 | 605.3963 | 605.4782 | 605.6156 | 605.8039 | 606.0381 | 606.313 | 606.6233 | 606.9636 | 607.3281 | 607.7109 | 608.1061 | 608.5075 | 608.9085 | 609.3027 | 609.6832
NPgY | GSP | NG FES - Leading the Way | I&C Baseline Demand Consumption (GWh) | WINCOBANK | Leading the Way | Dem_BB08b_NPgSubComponent | GWh | NPgY | Wincobank |  | 176.5136 | 200.4935 | 199.8477 | 206.7633 | 205.1825 | 203.6849 | 202.267 | 200.9254 | 199.6567 | 198.4576 | 197.3244 | 196.2538 | 195.2422 | 194.2862 | 193.3821 | 192.5265 | 191.7158 | 190.9463 | 190.2144 | 189.5166 | 188.8491 | 188.2083 | 187.5905 | 186.9919 | 186.4089 | 185.8377 | 185.2745 | 184.7155 | 184.1569
NPgN | GSP | NG FES - System Transformation | I&C Baseline Demand Consumption (GWh) | BLYTH 66kV | System Transformation | Dem_BB08b_NPgSubComponent | GWh | NPgN | Blyth 66kV |  | 460.4724 | 457.8348 | 461.7806 | 465.1829 | 464.2297 | 462.4857 | 460.9413 | 459.5782 | 458.3979 | 457.3918 | 456.5514 | 455.8682 | 455.3337 | 454.9392 | 454.6762 | 454.536 | 454.5102 | 454.59 | 454.7212 | 454.8527 | 454.9845 | 455.1166 | 455.249 | 455.3818 | 455.5149 | 455.6482 | 455.7819 | 455.9159 | 456.0502
NPgN | GSP | NG FES - System Transformation | I&C Baseline Demand Consumption (GWh) | BLYTH 132kV | System Transformation | Dem_BB08b_NPgSubComponent | GWh | NPgN | Blyth 132kV |  | 183.0877 | 182.408 | 186.9429 | 191.8603 | 190.7147 | 189.678 | 188.7457 | 187.913 | 187.1754 | 186.5282 | 185.9669 | 185.4868 | 185.0833 | 184.7519 | 184.488 | 184.2871 | 184.1445 | 184.0558 | 183.9933 | 183.9309 | 183.8686 | 183.8066 | 183.7447 | 183.6829 | 183.6214 | 183.5599 | 183.4987 | 183.4376 | 183.3767
NPgN | GSP | NG FES - System Transformation | I&C Baseline Demand Consumption (GWh) | FOURSTONES | System Transformation | Dem_BB08b_NPgSubComponent | GWh | NPgN | Fourstones |  | 63.7978 | 63.1887 | 62.6295 | 62.1183 | 61.6532 | 61.2324 | 60.8539 | 60.5158 | 60.2163 | 59.9536 | 59.7257 | 59.5307 | 59.3669 | 59.2323 | 59.1252 | 59.0435 | 58.9856 | 58.9496 | 58.9241 | 58.8987 | 58.8734 | 58.8482 | 58.823 | 58.7979 | 58.7729 | 58.7479 | 58.723 | 58.6982 | 58.6734
NPgN | GSP | NG FES - System Transformation | I&C Baseline Demand Consumption (GWh) | HARTMOOR | System Transformation | Dem_BB08b_NPgSubComponent | GWh | NPgN | Hart Moor |  | 301.0649 | 298.9392 | 317.1815 | 318.1509 | 319.3387 | 317.9629 | 316.7571 | 315.7145 | 314.8278 | 314.09 | 313.4941 | 313.0328 | 312.699 | 312.4855 | 312.3852 | 312.3906 | 312.4946 | 312.6899 | 312.9296 | 313.1695 | 313.4098 | 313.6502 | 313.891 | 314.132 | 314.3733 | 314.6148 | 314.8566 | 315.0987 | 315.341
NPgN | GSP | NG FES - System Transformation | I&C Baseline Demand Consumption (GWh) | HAWTHORN PIT GRID | System Transformation | Dem_BB08b_NPgSubComponent | GWh | NPgN | Hawthorn Pit |  | 348.1686 | 348.0537 | 353.22 | 356.6876 | 355.2545 | 354.0543 | 353.0786 | 352.3194 | 351.7682 | 351.4166 | 351.256 | 351.2777 | 351.4727 | 351.8321 | 352.3469 | 353.0078 | 353.8054 | 354.7303 | 355.7175 | 356.7051 | 357.6929 | 358.6812 | 359.6697 | 360.6586 | 361.6479 | 362.6375 | 363.6274 | 364.6177 | 365.6083
NPgN | GSP | NG FES - System Transformation | I&C Baseline Demand Consumption (GWh) | KNARESBOROUGH | System Transformation | Dem_BB08b_NPgSubComponent | GWh | NPgN | Knaresborough |  | 625.5749 | 623.8542 | 629.9637 | 635.8479 | 635.2031 | 638.8427 | 638.8711 | 639.2217 | 639.8844 | 640.8489 | 642.1042 | 643.6391 | 645.442 | 647.501 | 649.8036 | 652.3371 | 655.0884 | 658.0439 | 661.0998 | 664.1562 | 667.2132 | 670.2706 | 673.3287 | 676.3872 | 679.4463 | 682.5059 | 685.566 | 688.6266 | 691.6878
NPgN | GSP | NG FES - System Transformation | I&C Baseline Demand Consumption (GWh) | LACKENBY | System Transformation | Dem_BB08b_NPgSubComponent | GWh | NPgN | Lackenby |  | 717.0967 | 715.1214 | 718.83 | 718.2034 | 720.1802 | 719.0737 | 718.1664 | 717.4511 | 716.9202 | 716.5661 | 716.3811 | 716.3576 | 716.4875 | 716.7628 | 717.1756 | 717.7175 | 718.3803 | 719.1555 | 719.9857 | 720.8163 | 721.6471 | 722.4782 | 723.3097 | 724.1414 | 724.9735 | 725.8058 | 726.6385 | 727.4714 | 728.3047
NPgN | GSP | NG FES - System Transformation | I&C Baseline Demand Consumption (GWh) | NORTON | System Transformation | Dem_BB08b_NPgSubComponent | GWh | NPgN | Norton |  | 1308.5441 | 1311.9136 | 1359.522 | 1368.9281 | 1371.866 | 1375.5521 | 1379.9736 | 1385.1165 | 1402.482 | 1409.0192 | 1416.2266 | 1424.0843 | 1432.5708 | 1511.8617 | 1521.5361 | 1531.7667 | 1542.5263 | 1553.7862 | 1565.2934 | 1576.8019 | 1588.3114 | 1599.8222 | 1611.3341 | 1622.8472 | 1634.3614 | 1645.8768 | 1657.3933 | 1668.911 | 1680.4299
NPgN | GSP | NG FES - System Transformation | I&C Baseline Demand Consumption (GWh) | OFFERTON | System Transformation | Dem_BB08b_NPgSubComponent | GWh | NPgN | Offerton |  | 133.8534 | 132.5793 | 132.32 | 132.4799 | 131.5126 | 130.6397 | 129.8572 | 129.161 | 128.5473 | 128.012 | 127.5512 | 127.1609 | 126.8372 | 126.5762 | 126.3739 | 126.2264 | 126.1297 | 126.0799 | 126.0529 | 126.0261 | 125.9994 | 125.9728 | 125.9464 | 125.9201 | 125.8939 | 125.8679 | 125.842 | 125.8162 | 125.7905
NPgN | GSP | NG FES - System Transformation | I&C Baseline Demand Consumption (GWh) | OSBALDWICK | System Transformation | Dem_BB08b_NPgSubComponent | GWh | NPgN | Osbaldwick |  | 811.1271 | 804.4147 | 805.428 | 811.2245 | 806.2874 | 801.8985 | 798.036 | 794.6779 | 791.8022 | 789.3868 | 787.4095 | 785.8481 | 784.6803 | 783.8837 | 783.4359 | 783.3143 | 783.4963 | 783.9592 | 784.559 | 785.1595 | 785.7609 | 786.363 | 786.9659 | 787.5697 | 788.1742 | 788.7795 | 789.3856 | 789.9925 | 790.6001
NPgN | GSP | NG FES - System Transformation | I&C Baseline Demand Consumption (GWh) | POPPLETON | System Transformation | Dem_BB08b_NPgSubComponent | GWh | NPgN | Poppleton |  | 143.5305 | 142.2006 | 142.0699 | 142.7166 | 144.6081 | 143.7064 | 142.9012 | 142.1885 | 141.5639 | 141.0233 | 140.5626 | 140.1774 | 139.8637 | 139.6173 | 139.4338 | 139.3093 | 139.2394 | 139.22 | 139.2252 | 139.2305 | 139.2359 | 139.2415 | 139.2472 | 139.2531 | 139.2591 | 139.2653 | 139.2716 | 139.2781 | 139.2847
NPgN | GSP | NG FES - System Transformation | I&C Baseline Demand Consumption (GWh) | SALTHOLME | System Transformation | Dem_BB08b_NPgSubComponent | GWh | NPgN | Saltholme |  | 492.3524 | 526.2057 | 531.7127 | 530.9411 | 530.1679 | 529.5428 | 529.0608 | 528.7169 | 528.5061 | 528.4231 | 528.4625 | 528.6191 | 528.8873 | 529.2615 | 529.736 | 530.3051 | 530.9628 | 531.7031 | 532.4839 | 533.265 | 534.0462 | 534.8278 | 535.6095 | 536.3915 | 537.1738 | 537.9562 | 538.7389 | 539.5219 | 540.305
NPgN | GSP | NG FES - System Transformation | I&C Baseline Demand Consumption (GWh) | SOUTH SHIELDS | System Transformation | Dem_BB08b_NPgSubComponent | GWh | NPgN | South Shields |  | 140.9058 | 139.6537 | 140.6897 | 140.4058 | 139.4498 | 138.5846 | 137.8066 | 137.1116 | 136.496 | 135.9559 | 135.4874 | 135.0867 | 134.75 | 134.4734 | 134.2532 | 134.0855 | 133.9665 | 133.8924 | 133.8402 | 133.7881 | 133.7362 | 133.6844 | 133.6327 | 133.5812 | 133.5298 | 133.4785 | 133.4274 | 133.3765 | 133.3256
NPgN | GSP | NG FES - System Transformation | I&C Baseline Demand Consumption (GWh) | SPADEADAM | System Transformation | Dem_BB08b_NPgSubComponent | GWh | NPgN | Spadeadam - Not in NG FES |  | 23.0437 | 22.8192 | 22.6131 | 22.4247 | 22.2533 | 22.0981 | 21.9586 | 21.8339 | 21.7234 | 21.6265 | 21.5423 | 21.4704 | 21.4098 | 21.36 | 21.3204 | 21.2901 | 21.2685 | 21.255 | 21.2454 | 21.2358 | 21.2263 | 21.2168 | 21.2073 | 21.1978 | 21.1883 | 21.1789 | 21.1695 | 21.1601 | 21.1508
NPgN | GSP | NG FES - System Transformation | I&C Baseline Demand Consumption (GWh) | SPENNYMOOR | System Transformation | Dem_BB08b_NPgSubComponent | GWh | NPgN | Spennymoor |  | 778.6071 | 775.6632 | 784.5028 | 804.9768 | 820.0547 | 819.1554 | 818.733 | 818.7726 | 819.2591 | 820.1768 | 821.5095 | 823.2406 | 825.3529 | 827.8289 | 830.6504 | 833.7988 | 837.255 | 840.9995 | 844.8856 | 848.7724 | 852.6599 | 856.5481 | 860.4371 | 864.3269 | 868.2173 | 872.1086 | 876.0005 | 879.8932 | 883.7866
NPgN | GSP | NG FES - System Transformation | I&C Baseline Demand Consumption (GWh) | STELLA NORTH | System Transformation | Dem_BB08b_NPgSubComponent | GWh | NPgN | Stella North |  | 712.0633 | 705.3763 | 716.2588 | 719.9815 | 718.0348 | 713.4176 | 709.2661 | 705.5595 | 702.2772 | 699.3988 | 696.9035 | 694.771 | 692.9807 | 691.5123 | 690.3453 | 689.4594 | 688.8342 | 688.4495 | 688.1816 | 687.9144 | 687.6479 | 687.3821 | 687.117 | 686.8527 | 686.589 | 686.326 | 686.0638 | 685.8022 | 685.5413
NPgN | GSP | NG FES - System Transformation | I&C Baseline Demand Consumption (GWh) | STELLA SOUTH | System Transformation | Dem_BB08b_NPgSubComponent | GWh | NPgN | Stella South |  | 799.7229 | 794.6588 | 811.7658 | 818.558 | 814.9775 | 811.8573 | 809.18 | 806.928 | 806.1368 | 804.6826 | 803.6004 | 802.8722 | 802.4797 | 806.0682 | 806.2922 | 806.7965 | 807.5625 | 808.5711 | 809.6981 | 810.8259 | 811.9543 | 813.0834 | 814.2133 | 815.3438 | 816.475 | 817.6069 | 818.7395 | 819.8728 | 821.0068
NPgN | GSP | NG FES - System Transformation | I&C Baseline Demand Consumption (GWh) | TYNEMOUTH | System Transformation | Dem_BB08b_NPgSubComponent | GWh | NPgN | Tynemouth 1 |  | 471.4036 | 469.1042 | 471.6009 | 473.9952 | 472.5911 | 471.4676 | 470.6155 | 470.0255 | 469.6879 | 469.5929 | 469.7305 | 470.0907 | 470.663 | 471.4368 | 472.4014 | 473.5459 | 474.8591 | 476.3297 | 477.8774 | 479.4255 | 480.974 | 482.5229 | 484.0722 | 485.622 | 487.1722 | 488.7228 | 490.2738 | 491.8252 | 493.377
NPgN | GSP | NG FES - System Transformation | I&C Baseline Demand Consumption (GWh) | WEST BOLDON | System Transformation | Dem_BB08b_NPgSubComponent | GWh | NPgN | West Boldon |  | 702.325 | 697.4006 | 706.8295 | 713.4968 | 709.7647 | 706.3992 | 703.3849 | 700.7065 | 698.3485 | 696.2956 | 694.5325 | 693.0438 | 691.8142 | 690.8284 | 690.0711 | 689.527 | 689.1809 | 689.0174 | 688.9427 | 688.8685 | 688.7949 | 688.7218 | 688.6493 | 688.5774 | 688.5059 | 688.4351 | 688.3647 | 688.2949 | 688.2256
NPgY | GSP | NG FES - System Transformation | I&C Baseline Demand Consumption (GWh) | BRADFORD WEST | System Transformation | Dem_BB08b_NPgSubComponent | GWh | NPgY | Bradford West |  | 1046.3407 | 1043.3841 | 1050.407 | 1050.9267 | 1043.3114 | 1036.429 | 1030.2484 | 1024.7385 | 1019.8686 | 1015.6076 | 1011.9247 | 1008.7891 | 1006.1699 | 1004.0366 | 1002.3583 | 1001.1044 | 1000.2444 | 999.7477 | 999.4276 | 999.1085 | 998.7905 | 998.4736 | 998.1578 | 997.8431 | 997.5294 | 997.2169 | 996.9054 | 996.595 | 996.2856
NPgY | GSP | NG FES - System Transformation | I&C Baseline Demand Consumption (GWh) | CAMBLESFORTH | System Transformation | Dem_BB08b_NPgSubComponent | GWh | NPgY | Camblesforth |  | 180.0184 | 186.2937 | 193.3576 | 194.1254 | 194.9731 | 195.9004 | 196.9069 | 197.992 | 199.1549 | 200.3944 | 201.7092 | 203.0978 | 204.5585 | 206.0891 | 207.6875 | 209.3513 | 211.0777 | 212.8638 | 214.6796 | 216.4956 | 218.3116 | 220.1278 | 221.9441 | 223.7606 | 225.5771 | 227.3939 | 229.2107 | 231.0276 | 232.8447
NPgY | GSP | NG FES - System Transformation | I&C Baseline Demand Consumption (GWh) | CREYKE BECK | System Transformation | Dem_BB08b_NPgSubComponent | GWh | NPgY | Creyke Beck |  | 1211.7247 | 1239.2292 | 1254.5813 | 1260.9966 | 1259.5308 | 1258.8122 | 1258.8204 | 1259.534 | 1260.9308 | 1262.988 | 1265.6816 | 1268.9871 | 1272.8789 | 1277.3308 | 1282.3157 | 1287.8055 | 1293.7716 | 1300.1842 | 1306.8162 | 1313.4494 | 1320.0837 | 1326.7191 | 1333.3557 | 1339.9933 | 1346.6321 | 1353.272 | 1359.9131 | 1366.5552 | 1373.1985
NPgY | GSP | NG FES - System Transformation | I&C Baseline Demand Consumption (GWh) | DRAX | System Transformation | Dem_BB08b_NPgSubComponent | GWh | NPgY | Drax |  | 434.9196 | 443.3285 | 445.7496 | 447.9743 | 455.3099 | 458.0141 | 460.9565 | 464.1349 | 467.5466 | 471.1882 | 475.0557 | 479.1443 | 483.4487 | 487.9626 | 492.6795 | 497.5918 | 502.6915 | 507.9698 | 513.3367 | 518.704 | 524.0717 | 529.4397 | 534.8082 | 540.177 | 545.5461 | 550.9157 | 556.2856 | 561.6559 | 567.0266
NPgY | GSP | NG FES - System Transformation | I&C Baseline Demand Consumption (GWh) | ELLAND | System Transformation | Dem_BB08b_NPgSubComponent | GWh | NPgY | Elland |  | 989.6417 | 1001.6107 | 1006.4698 | 1001.5489 | 995.1031 | 989.3464 | 984.2508 | 979.7883 | 975.931 | 972.6507 | 969.9193 | 967.7085 | 965.9901 | 1023.9192 | 1023.1006 | 1022.6893 | 1022.6567 | 1022.9743 | 1023.4623 | 1023.9514 | 1024.4415 | 1024.9325 | 1025.4246 | 1025.9177 | 1026.4117 | 1026.9068 | 1027.4028 | 1027.8998 | 1028.3978
NPgY | GSP | NG FES - System Transformation | I&C Baseline Demand Consumption (GWh) | FERRYBRIDGE A | System Transformation | Dem_BB08b_NPgSubComponent | GWh | NPgY | Ferrybridge A |  | 373.8533 | 416.6955 | 424.7493 | 428.9776 | 430.0043 | 431.2247 | 432.6359 | 434.2347 | 436.0174 | 437.9801 | 440.1181 | 442.4268 | 444.9007 | 447.5458 | 450.3328 | 453.2668 | 456.3409 | 459.5477 | 462.8201 | 466.0928 | 469.3659 | 472.6392 | 475.9129 | 479.1868 | 482.4611 | 485.7356 | 489.0105 | 492.2856 | 495.5611
NPgY | GSP | NG FES - System Transformation | I&C Baseline Demand Consumption (GWh) | FERRYBRIDGE B | System Transformation | Dem_BB08b_NPgSubComponent | GWh | NPgY | Ferrybridge B (_M) |  | 1116.4036 | 1139.377 | 1153.0171 | 1168.8644 | 1168.5063 | 1168.814 | 1169.7709 | 1171.3595 | 1189.9724 | 1192.7686 | 1196.139 | 1200.0626 | 1204.5176 | 1254.6113 | 1260.0602 | 1265.97 | 1272.3152 | 1279.0698 | 1286.0258 | 1292.9829 | 1299.9409 | 1306.8999 | 1313.86 | 1320.821 | 1327.7831 | 1334.7461 | 1341.7102 | 1348.6752 | 1355.6412
NPgY | GSP | NG FES - System Transformation | I&C Baseline Demand Consumption (GWh) | GRIMSBY WEST | System Transformation | Dem_BB08b_NPgSubComponent | GWh | NPgY | Grimsby West |  | 698.1057 | 714.0907 | 714.0786 | 710.7723 | 707.868 | 705.3514 | 703.208 | 701.4233 | 699.9825 | 698.8709 | 698.0735 | 697.5752 | 697.3607 | 697.4148 | 697.7219 | 698.2663 | 699.0325 | 700.0044 | 701.0767 | 702.1495 | 703.223 | 704.297 | 705.3716 | 706.4467 | 707.5225 | 708.5987 | 709.6756 | 710.753 | 711.8309
NPgY | GSP | NG FES - System Transformation | I&C Baseline Demand Consumption (GWh) | JORDANTHORPE | System Transformation | Dem_BB08b_NPgSubComponent | GWh | NPgY | Jordanthorpe |  | 127.8717 | 130.9236 | 131.3577 | 131.0991 | 130.8833 | 130.709 | 130.5748 | 130.4792 | 130.4208 | 130.3982 | 130.41 | 130.4545 | 130.5302 | 130.6356 | 130.7692 | 130.9291 | 131.1139 | 131.3219 | 131.5411 | 131.7605 | 131.9798 | 132.1993 | 132.4188 | 132.6384 | 132.858 | 133.0777 | 133.2974 | 133.5173 | 133.7371
NPgY | GSP | NG FES - System Transformation | I&C Baseline Demand Consumption (GWh) | KEADBY | System Transformation | Dem_BB08b_NPgSubComponent | GWh | NPgY | Keadby |  | 1356.9186 | 1366.1744 | 1383.4765 | 1396.4109 | 1403.1396 | 1410.1712 | 1417.5102 | 1425.1601 | 1433.1228 | 1441.3989 | 1449.9876 | 1458.8868 | 1468.0932 | 1477.6018 | 1487.4065 | 1497.4999 | 1507.873 | 1518.5157 | 1529.2932 | 1540.0712 | 1550.8498 | 1561.629 | 1572.4087 | 1583.1889 | 1593.9697 | 1604.7511 | 1615.533 | 1626.3154 | 1637.0984
NPgY | GSP | NG FES - System Transformation | I&C Baseline Demand Consumption (GWh) | KIRKSTALL B | System Transformation | Dem_BB08b_NPgSubComponent | GWh | NPgY | Kirkstall B |  | 737.9756 | 765.2603 | 778.1846 | 784.7211 | 779.673 | 775.106 | 770.9995 | 767.3331 | 764.0865 | 761.2393 | 758.7711 | 756.6617 | 754.8908 | 753.4382 | 752.2839 | 751.4075 | 750.789 | 750.4084 | 750.1433 | 749.8789 | 749.6152 | 749.3522 | 749.0899 | 748.8283 | 748.5674 | 748.3072 | 748.0477 | 747.7888 | 747.5306
NPgY | GSP | NG FES - System Transformation | I&C Baseline Demand Consumption (GWh) | NEEPSEND | System Transformation | Dem_BB08b_NPgSubComponent | GWh | NPgY | Neepsend |  | 228.446 | 230.9152 | 235.4813 | 233.6193 | 231.9258 | 230.3936 | 229.0161 | 227.7863 | 226.6974 | 225.7425 | 224.9149 | 224.2077 | 223.6141 | 223.1274 | 222.7408 | 222.4475 | 222.2408 | 222.1139 | 222.0258 | 221.9379 | 221.8503 | 221.7629 | 221.6757 | 221.5888 | 221.5021 | 221.4156 | 221.3294 | 221.2433 | 221.1575
NPgY | GSP | NG FES - System Transformation | I&C Baseline Demand Consumption (GWh) | NORTON LEES | System Transformation | Dem_BB08b_NPgSubComponent | GWh | NPgY | Norton Lees |  | 92.1961 | 91.3008 | 90.479 | 89.7279 | 89.0448 | 88.4268 | 87.8712 | 87.3753 | 86.9361 | 86.5511 | 86.2174 | 85.9324 | 85.6931 | 85.497 | 85.3413 | 85.2233 | 85.1402 | 85.0893 | 85.0541 | 85.019 | 84.9839 | 84.949 | 84.9141 | 84.8794 | 84.8447 | 84.8101 | 84.7756 | 84.7412 | 84.7069
NPgY | GSP | NG FES - System Transformation | I&C Baseline Demand Consumption (GWh) | PITSMOOR 3/4 | System Transformation | Dem_BB08b_NPgSubComponent | GWh | NPgY | Pitsmoor |  | 184.251 | 197.0797 | 199.2272 | 197.9326 | 196.7556 | 195.6915 | 194.7353 | 193.8825 | 193.1281 | 192.4674 | 191.8957 | 191.4082 | 191.0002 | 190.6669 | 190.4036 | 190.2056 | 190.0682 | 189.9867 | 189.9323 | 189.8781 | 189.824 | 189.7701 | 189.7164 | 189.6628 | 189.6094 | 189.5562 | 189.5031 | 189.4502 | 189.3975
NPgY | GSP | NG FES - System Transformation | I&C Baseline Demand Consumption (GWh) | SALTEND NORTH | System Transformation | Dem_BB08b_NPgSubComponent | GWh | NPgY | Saltend North |  | 271.2192 | 274.1693 | 273.8365 | 273.6297 | 273.5463 | 273.5834 | 273.7379 | 274.0067 | 274.3865 | 274.8736 | 275.4645 | 276.1554 | 276.9423 | 277.821 | 278.7874 | 279.8369 | 280.9651 | 282.1671 | 283.4054 | 284.6439 | 285.8826 | 287.1215 | 288.3605 | 289.5998 | 290.8392 | 292.0788 | 293.3186 | 294.5586 | 295.7988
NPgY | GSP | NG FES - System Transformation | I&C Baseline Demand Consumption (GWh) | SHEFFIELD CITY | System Transformation | Dem_BB08b_NPgSubComponent | GWh | NPgY | Sheffield City |  | 284.4702 | 294.9289 | 303.1407 | 305.1594 | 303.053 | 301.1476 | 299.4347 | 297.9057 | 296.5521 | 295.3655 | 294.3372 | 293.459 | 292.7222 | 292.1185 | 291.6394 | 291.2765 | 291.0214 | 290.8658 | 290.7584 | 290.6513 | 290.5446 | 290.438 | 290.3318 | 290.2259 | 290.1202 | 290.0148 | 289.9097 | 289.8049 | 289.7003
NPgY | GSP | NG FES - System Transformation | I&C Baseline Demand Consumption (GWh) | SKELTON GRANGE | System Transformation | Dem_BB08b_NPgSubComponent | GWh | NPgY | Skelton Grange |  | 1701.5162 | 1788.3989 | 1807.9519 | 1807.8897 | 1797.0538 | 1787.3705 | 1778.7931 | 1771.2746 | 1764.7681 | 1759.2265 | 1754.6026 | 1750.8492 | 1747.919 | 1788.8318 | 1787.4056 | 1786.66 | 1786.5474 | 1787.0199 | 1787.7772 | 1788.5363 | 1789.297 | 1790.0593 | 1790.8234 | 1791.5892 | 1792.3566 | 1793.1257 | 1793.8964 | 1794.6689 | 1795.4429
NPgY | GSP | NG FES - System Transformation | I&C Baseline Demand Consumption (GWh) | TEMPLEBOROUGH 275/33KV | System Transformation | Dem_BB08b_NPgSubComponent | GWh | NPgY | Templeborough |  | 35.0239 | 35.0329 | 35.0573 | 35.0969 | 35.1517 | 35.2212 | 35.3054 | 35.4038 | 35.5162 | 35.6422 | 35.7815 | 35.9336 | 36.0982 | 36.2747 | 36.4628 | 36.6618 | 36.8712 | 37.0906 | 37.3148 | 37.539 | 37.7633 | 37.9876 | 38.2119 | 38.4362 | 38.6606 | 38.8849 | 39.1093 | 39.3338 | 39.5582
NPgY | GSP | NG FES - System Transformation | I&C Baseline Demand Consumption (GWh) | THURCROFT | System Transformation | Dem_BB08b_NPgSubComponent | GWh | NPgY | Thurcroft |  | 449.4629 | 478.8106 | 485.4257 | 497.3464 | 497.4112 | 497.7423 | 498.3335 | 499.1782 | 500.2721 | 501.6021 | 503.1634 | 504.9477 | 506.9467 | 635.8369 | 638.2379 | 640.8255 | 643.5899 | 646.5205 | 649.533 | 652.5459 | 655.5592 | 658.5729 | 661.587 | 664.6014 | 667.6163 | 670.6316 | 673.6472 | 676.6632 | 679.6797
NPgY | GSP | NG FES - System Transformation | I&C Baseline Demand Consumption (GWh) | WEST MELTON / THORPE MARSH | System Transformation | Dem_BB08b_NPgSubComponent | GWh | NPgY | Thorpe Marsh |  | 1673.7828 | 1707.0004 | 1720.8257 | 1724.5413 | 1723.9188 | 1742.4352 | 1743.8346 | 1746.2051 | 1749.5186 | 1753.7454 | 1758.8544 | 1764.8136 | 1771.5892 | 1833.1391 | 1841.4416 | 1850.4518 | 1860.1308 | 1870.4384 | 1881.0552 | 1891.6734 | 1902.2932 | 1912.9144 | 1923.5371 | 1934.1613 | 1944.787 | 1955.4141 | 1966.0426 | 1976.6727 | 1987.3041
NPgY | GSP | NG FES - System Transformation | I&C Baseline Demand Consumption (GWh) | WEST MELTON SECTION 3 | System Transformation | Dem_BB08b_NPgSubComponent | GWh | NPgY | West Melton |  | 554.8513 | 570.2728 | 573.8306 | 576.7583 | 577.1903 | 577.7868 | 578.5445 | 579.46 | 580.5296 | 581.7492 | 583.1145 | 584.621 | 586.2636 | 623.8963 | 625.7955 | 627.8144 | 629.9471 | 632.1872 | 634.4803 | 636.7736 | 639.0672 | 641.3611 | 643.6552 | 645.9495 | 648.2441 | 650.539 | 652.8341 | 655.1295 | 657.4251
NPgY | GSP | NG FES - System Transformation | I&C Baseline Demand Consumption (GWh) | WINCOBANK | System Transformation | Dem_BB08b_NPgSubComponent | GWh | NPgY | Wincobank |  | 176.5136 | 201.025 | 200.9508 | 208.4771 | 207.545 | 206.7328 | 206.0359 | 205.45 | 204.9702 | 204.5921 | 204.3109 | 204.122 | 204.0205 | 204.0018 | 204.061 | 204.1932 | 204.3936 | 204.6573 | 204.9517 | 205.2464 | 205.5412 | 205.8362 | 206.1314 | 206.4268 | 206.7223 | 207.018 | 207.3138 | 207.6099 | 207.9061
NPgN | GSP | NPg Best View | Total installed PV capacity - I&C and large (MW) | BLYTH 66kV | NPg Best View (Not in FES) | Gen_BB012 | MW | NPgN | Blyth 66kV |  | 1.6 | 23.378 | 40.736 | 58.321 | 62.255 | 66.439 | 70.851 | 75.505 | 80.545 | 85.507 | 90.856 | 95.891 | 101.05 | 105.371 | 108.741 | 111.404 | 113.948 | 117.788 | 122.241 | 126.603 | 131.19 | 135.705 | 138.696 | 140.723 | 142.806 | 145.174 | 147.244 | 149.508 | 151.661
NPgN | GSP | NPg Best View | Total installed PV capacity - I&C and large (MW) | BLYTH 132kV | NPg Best View (Not in FES) | Gen_BB012 | MW | NPgN | Blyth 132kV |  | 1.403 | 39.387 | 69.403 | 99.556 | 105.247 | 111.071 | 117.022 | 123.107 | 129.54 | 136.461 | 143.994 | 150.967 | 158.156 | 163.779 | 167.636 | 170.262 | 172.614 | 177.201 | 182.789 | 188.134 | 193.822 | 199.445 | 202.199 | 203.397 | 204.629 | 206.04 | 207.26 | 208.603 | 209.874
NPgN | GSP | NPg Best View | Total installed PV capacity - I&C and large (MW) | FOURSTONES | NPg Best View (Not in FES) | Gen_BB012 | MW | NPgN | Fourstones |  | 0.267 | 2.334 | 4.024 | 5.774 | 6.321 | 6.935 | 7.612 | 8.353 | 9.18 | 9.906 | 10.679 | 11.424 | 12.181 | 12.873 | 13.491 | 14.042 | 14.591 | 15.267 | 16.011 | 16.759 | 17.536 | 18.296 | 18.944 | 19.481 | 20.033 | 20.658 | 21.207 | 21.807 | 22.377
NPgN | GSP | NPg Best View | Total installed PV capacity - I&C and large (MW) | HARTMOOR | NPg Best View (Not in FES) | Gen_BB012 | MW | NPgN | Hart Moor |  | 0.971 | 11.771 | 20.409 | 29.18 | 31.229 | 33.424 | 35.756 | 38.231 | 40.924 | 43.527 | 46.328 | 48.973 | 51.681 | 53.981 | 55.817 | 57.304 | 58.736 | 60.813 | 63.201 | 65.549 | 68.014 | 70.438 | 72.123 | 73.319 | 74.548 | 75.945 | 77.167 | 78.502 | 79.774
NPgN | GSP | NPg Best View | Total installed PV capacity - I&C and large (MW) | HAWTHORN PIT GRID | NPg Best View (Not in FES) | Gen_BB012 | MW | NPgN | Hawthorn Pit |  | 6.821 | 18.199 | 27.282 | 36.458 | 38.529 | 40.705 | 43.001 | 45.425 | 48.051 | 50.63 | 53.411 | 56.029 | 58.712 | 60.962 | 62.722 | 64.117 | 65.452 | 67.455 | 69.777 | 72.051 | 74.443 | 76.797 | 78.366 | 79.435 | 80.534 | 81.783 | 82.875 | 84.069 | 85.205
NPgN | GSP | NPg Best View | Total installed PV capacity - I&C and large (MW) | KNARESBOROUGH | NPg Best View (Not in FES) | Gen_BB012 | MW | NPgN | Knaresborough |  | 13.951 | 58.758 | 94.335 | 130.135 | 137.502 | 145.106 | 153.006 | 161.218 | 170.01 | 179.039 | 188.817 | 197.947 | 207.33 | 214.936 | 220.535 | 224.693 | 228.566 | 235.066 | 242.776 | 250.245 | 258.143 | 265.931 | 270.478 | 273.136 | 275.869 | 278.982 | 281.695 | 284.667 | 287.491
NPgN | GSP | NPg Best View | Total installed PV capacity - I&C and large (MW) | LACKENBY | NPg Best View (Not in FES) | Gen_BB012 | MW | NPgN | Lackenby |  | 14.005 | 25.801 | 35.316 | 45.051 | 47.628 | 50.452 | 53.503 | 56.794 | 60.416 | 63.76 | 67.339 | 70.751 | 74.231 | 77.295 | 79.885 | 82.091 | 84.258 | 87.136 | 90.373 | 93.592 | 96.952 | 100.25 | 102.801 | 104.782 | 106.818 | 109.128 | 111.152 | 113.363 | 115.469
NPgN | GSP | NPg Best View | Total installed PV capacity - I&C and large (MW) | NORTON | NPg Best View (Not in FES) | Gen_BB012 | MW | NPgN | Norton |  | 63.1 | 155.247 | 228.511 | 302.409 | 318.016 | 334.309 | 351.321 | 369.093 | 388.194 | 407.531 | 428.444 | 448.02 | 468.121 | 484.595 | 496.966 | 506.362 | 515.196 | 529.464 | 546.257 | 562.588 | 579.824 | 596.809 | 607.186 | 613.612 | 620.219 | 627.737 | 634.296 | 641.479 | 648.306
NPgN | GSP | NPg Best View | Total installed PV capacity - I&C and large (MW) | OFFERTON | NPg Best View (Not in FES) | Gen_BB012 | MW | NPgN | Offerton |  | 0.155 | 1.061 | 1.857 | 2.735 | 3.206 | 3.77 | 4.416 | 5.147 | 5.98 | 6.646 | 7.345 | 8.034 | 8.728 | 9.414 | 10.087 | 10.729 | 11.383 | 12.1 | 12.861 | 13.64 | 14.441 | 15.224 | 15.996 | 16.694 | 17.411 | 18.224 | 18.937 | 19.716 | 20.458
NPgN | GSP | NPg Best View | Total installed PV capacity - I&C and large (MW) | OSBALDWICK | NPg Best View (Not in FES) | Gen_BB012 | MW | NPgN | Osbaldwick |  | 10.825 | 119.287 | 205.049 | 291.184 | 307.619 | 324.42 | 341.62 | 359.246 | 377.909 | 397.872 | 419.588 | 439.71 | 460.449 | 476.74 | 488.017 | 495.789 | 502.788 | 516.156 | 532.386 | 547.936 | 564.472 | 580.812 | 589.011 | 592.759 | 596.614 | 601.023 | 604.843 | 609.042 | 613.021
NPgN | GSP | NPg Best View | Total installed PV capacity - I&C and large (MW) | POPPLETON | NPg Best View (Not in FES) | Gen_BB012 | MW | NPgN | Poppleton |  | 0.729 | 4.15 | 6.897 | 9.692 | 10.387 | 11.134 | 11.935 | 12.791 | 13.729 | 14.615 | 15.565 | 16.467 | 17.388 | 18.185 | 18.841 | 19.386 | 19.917 | 20.652 | 21.487 | 22.313 | 23.177 | 24.026 | 24.651 | 25.117 | 25.597 | 26.141 | 26.618 | 27.138 | 27.634
NPgN | GSP | NPg Best View | Total installed PV capacity - I&C and large (MW) | SALTHOLME | NPg Best View (Not in FES) | Gen_BB012 | MW | NPgN | Saltholme |  | 0.032 | 0.869 | 1.537 | 2.214 | 2.367 | 2.53 | 2.702 | 2.883 | 3.08 | 3.273 | 3.481 | 3.678 | 3.878 | 4.047 | 4.179 | 4.284 | 4.385 | 4.535 | 4.709 | 4.88 | 5.059 | 5.235 | 5.354 | 5.434 | 5.517 | 5.612 | 5.694 | 5.784 | 5.87
NPgN | GSP | NPg Best View | Total installed PV capacity - I&C and large (MW) | SOUTH SHIELDS | NPg Best View (Not in FES) | Gen_BB012 | MW | NPgN | South Shields |  | 0.761 | 0.948 | 1.178 | 1.474 | 1.839 | 2.282 | 2.802 | 3.405 | 4.102 | 4.623 | 5.165 | 5.707 | 6.251 | 6.818 | 7.409 | 7.994 | 8.597 | 9.216 | 9.859 | 10.524 | 11.205 | 11.869 | 12.581 | 13.251 | 13.939 | 14.719 | 15.404 | 16.151 | 16.863
NPgN | GSP | NPg Best View | Total installed PV capacity - I&C and large (MW) | SPADEADAM | NPg Best View (Not in FES) | Gen_BB012 | MW | NPgN | Spadeadam - Not in NG FES |  | 0.065 | 1.631 | 2.887 | 4.167 | 4.478 | 4.816 | 5.176 | 5.562 | 5.982 | 6.383 | 6.812 | 7.22 | 7.636 | 7.994 | 8.286 | 8.527 | 8.761 | 9.089 | 9.463 | 9.833 | 10.22 | 10.6 | 10.876 | 11.079 | 11.287 | 11.523 | 11.73 | 11.957 | 12.172
NPgN | GSP | NPg Best View | Total installed PV capacity - I&C and large (MW) | SPENNYMOOR | NPg Best View (Not in FES) | Gen_BB012 | MW | NPgN | Spennymoor |  | 5.767 | 78.449 | 136.047 | 194.011 | 205.552 | 217.473 | 229.785 | 242.51 | 256.076 | 270.234 | 285.596 | 299.894 | 314.606 | 326.384 | 334.848 | 340.963 | 346.59 | 356.496 | 368.352 | 379.79 | 391.91 | 403.872 | 410.473 | 414.033 | 417.694 | 421.869 | 425.501 | 429.484 | 433.265
NPgN | GSP | NPg Best View | Total installed PV capacity - I&C and large (MW) | STELLA NORTH | NPg Best View (Not in FES) | Gen_BB012 | MW | NPgN | Stella North |  | 4.199 | 9.812 | 14.532 | 19.5 | 21.505 | 23.799 | 26.38 | 29.264 | 32.517 | 35.226 | 38.088 | 40.879 | 43.702 | 46.401 | 48.949 | 51.317 | 53.712 | 56.453 | 59.41 | 62.412 | 65.514 | 68.545 | 71.369 | 73.844 | 76.386 | 79.268 | 81.797 | 84.557 | 87.187
NPgN | GSP | NPg Best View | Total installed PV capacity - I&C and large (MW) | STELLA SOUTH | NPg Best View (Not in FES) | Gen_BB012 | MW | NPgN | Stella South |  | 7.826 | 43.406 | 71.642 | 100.092 | 105.91 | 111.954 | 118.229 | 124.747 | 131.723 | 138.899 | 146.674 | 153.93 | 161.388 | 167.425 | 171.857 | 175.137 | 178.189 | 183.338 | 189.452 | 195.373 | 201.635 | 207.811 | 211.393 | 213.469 | 215.604 | 218.035 | 220.154 | 222.476 | 224.681
NPgN | GSP | NPg Best View | Total installed PV capacity - I&C and large (MW) | TYNEMOUTH | NPg Best View (Not in FES) | Gen_BB012 | MW | NPgN | Tynemouth 1 |  | 1.375 | 3.121 | 4.674 | 6.368 | 7.337 | 8.472 | 9.776 | 11.258 | 12.949 | 14.288 | 15.692 | 17.078 | 18.475 | 19.864 | 21.241 | 22.563 | 23.913 | 25.375 | 26.923 | 28.509 | 30.141 | 31.733 | 33.326 | 34.775 | 36.265 | 37.952 | 39.434 | 41.05 | 42.591
NPgN | GSP | NPg Best View | Total installed PV capacity - I&C and large (MW) | WEST BOLDON | NPg Best View (Not in FES) | Gen_BB012 | MW | NPgN | West Boldon |  | 12.303 | 17.178 | 21.296 | 25.625 | 27.434 | 29.49 | 31.809 | 34.406 | 37.34 | 39.768 | 42.33 | 44.832 | 47.362 | 49.793 | 52.104 | 54.261 | 56.445 | 58.926 | 61.596 | 64.31 | 67.111 | 69.85 | 72.426 | 74.695 | 77.027 | 79.67 | 81.989 | 84.521 | 86.934
NPgY | GSP | NPg Best View | Total installed PV capacity - I&C and large (MW) | BRADFORD WEST | NPg Best View (Not in FES) | Gen_BB012 | MW | NPgY | Bradford West |  | 5.517 | 13.482 | 17.99 | 22.554 | 24.812 | 27.185 | 29.672 | 32.277 | 35.083 | 37.94 | 41.021 | 43.919 | 46.889 | 49.369 | 51.293 | 52.807 | 54.249 | 56.445 | 58.997 | 61.493 | 64.12 | 66.705 | 68.399 | 69.534 | 70.701 | 72.026 | 73.184 | 74.451 | 75.656
NPgY | GSP | NPg Best View | Total installed PV capacity - I&C and large (MW) | CAMBLESFORTH | NPg Best View (Not in FES) | Gen_BB012 | MW | NPgY | Camblesforth |  | 1.447 | 3.007 | 4.051 | 5.218 | 6.128 | 7.162 | 8.319 | 9.606 | 11.05 | 12.313 | 13.647 | 14.95 | 16.267 | 17.534 | 18.741 | 19.87 | 21.014 | 22.309 | 23.701 | 25.117 | 26.577 | 28.005 | 29.352 | 30.541 | 31.762 | 33.146 | 34.36 | 35.685 | 36.947
NPgY | GSP | NPg Best View | Total installed PV capacity - I&C and large (MW) | CREYKE BECK | NPg Best View (Not in FES) | Gen_BB012 | MW | NPgY | Creyke Beck |  | 36.297 | 93.324 | 125.643 | 158.888 | 176.311 | 194.764 | 214.252 | 234.813 | 257.065 | 279.324 | 303.275 | 325.893 | 349.042 | 368.695 | 384.377 | 397.061 | 409.28 | 427.016 | 447.409 | 467.463 | 488.506 | 509.2 | 523.56 | 533.737 | 544.196 | 556.07 | 566.456 | 577.81 | 588.614
NPgY | GSP | NPg Best View | Total installed PV capacity - I&C and large (MW) | DRAX | NPg Best View (Not in FES) | Gen_BB012 | MW | NPgY | Drax |  | 2.128 | 8.99 | 12.943 | 17.084 | 19.441 | 21.975 | 24.686 | 27.581 | 30.741 | 33.807 | 37.091 | 40.216 | 43.405 | 46.193 | 48.52 | 50.484 | 52.406 | 55.002 | 57.934 | 60.843 | 63.883 | 66.866 | 69.126 | 70.853 | 72.626 | 74.638 | 76.4 | 78.325 | 80.158
NPgY | GSP | NPg Best View | Total installed PV capacity - I&C and large (MW) | ELLAND | NPg Best View (Not in FES) | Gen_BB012 | MW | NPgY | Elland |  | 5.22 | 13.004 | 17.352 | 21.729 | 23.8 | 25.951 | 28.184 | 30.5 | 32.976 | 35.561 | 38.358 | 40.974 | 43.661 | 45.852 | 47.483 | 48.711 | 49.86 | 51.746 | 53.974 | 56.137 | 58.421 | 60.672 | 62.021 | 62.836 | 63.674 | 64.627 | 65.458 | 66.368 | 67.233
NPgY | GSP | NPg Best View | Total installed PV capacity - I&C and large (MW) | FERRYBRIDGE A | NPg Best View (Not in FES) | Gen_BB012 | MW | NPgY | Ferrybridge A |  | 1.804 | 12.768 | 18.847 | 25.067 | 28.153 | 31.374 | 34.73 | 38.226 | 41.975 | 45.848 | 50.034 | 53.957 | 57.984 | 61.3 | 63.812 | 65.738 | 67.557 | 70.445 | 73.834 | 77.133 | 80.613 | 84.041 | 86.175 | 87.527 | 88.917 | 90.497 | 91.877 | 93.386 | 94.821
NPgY | GSP | NPg Best View | Total installed PV capacity - I&C and large (MW) | FERRYBRIDGE B | NPg Best View (Not in FES) | Gen_BB012 | MW | NPgY | Ferrybridge B (_M) |  | 29.175 | 57.384 | 73.108 | 89.243 | 97.406 | 105.964 | 114.919 | 124.287 | 134.361 | 144.662 | 155.781 | 166.226 | 176.937 | 185.843 | 192.706 | 198.066 | 203.16 | 211.009 | 220.154 | 229.09 | 238.498 | 247.76 | 253.742 | 257.689 | 261.746 | 266.356 | 270.384 | 274.79 | 278.979
NPgY | GSP | NPg Best View | Total installed PV capacity - I&C and large (MW) | GRIMSBY WEST | NPg Best View (Not in FES) | Gen_BB012 | MW | NPgY | Grimsby West |  | 5.611 | 23.811 | 33.942 | 44.266 | 49.349 | 54.654 | 60.184 | 65.945 | 72.123 | 78.504 | 85.399 | 91.862 | 98.495 | 103.96 | 108.102 | 111.282 | 114.283 | 119.046 | 124.631 | 130.071 | 135.806 | 141.457 | 144.98 | 147.215 | 149.513 | 152.126 | 154.407 | 156.903 | 159.275
NPgY | GSP | NPg Best View | Total installed PV capacity - I&C and large (MW) | JORDANTHORPE | NPg Best View (Not in FES) | Gen_BB012 | MW | NPgY | Jordanthorpe |  | 0.268 | 1.128 | 1.607 | 2.094 | 2.333 | 2.582 | 2.842 | 3.113 | 3.403 | 3.703 | 4.027 | 4.331 | 4.642 | 4.899 | 5.093 | 5.241 | 5.381 | 5.604 | 5.866 | 6.121 | 6.389 | 6.654 | 6.818 | 6.922 | 7.028 | 7.149 | 7.254 | 7.369 | 7.479
NPgY | GSP | NPg Best View | Total installed PV capacity - I&C and large (MW) | KEADBY | NPg Best View (Not in FES) | Gen_BB012 | MW | NPgY | Keadby |  | 84.265 | 178.103 | 231.084 | 286.031 | 315.438 | 346.635 | 379.626 | 414.481 | 452.24 | 489.882 | 530.368 | 568.629 | 607.78 | 641.122 | 667.866 | 689.603 | 710.585 | 740.782 | 775.434 | 809.543 | 845.317 | 880.49 | 905.15 | 922.792 | 940.922 | 961.503 | 979.508 | 999.19 | 1017.918
NPgY | GSP | NPg Best View | Total installed PV capacity - I&C and large (MW) | KIRKSTALL B | NPg Best View (Not in FES) | Gen_BB012 | MW | NPgY | Kirkstall B |  | 2.803 | 6.145 | 8.073 | 10.044 | 11.084 | 12.194 | 13.373 | 14.623 | 15.982 | 17.322 | 18.761 | 20.125 | 21.519 | 22.718 | 23.695 | 24.501 | 25.283 | 26.381 | 27.633 | 28.869 | 30.163 | 31.435 | 32.355 | 33.031 | 33.725 | 34.513 | 35.203 | 35.957 | 36.674
NPgY | GSP | NPg Best View | Total installed PV capacity - I&C and large (MW) | NEEPSEND | NPg Best View (Not in FES) | Gen_BB012 | MW | NPgY | Neepsend |  | 0.641 | 0.961 | 1.151 | 1.345 | 1.452 | 1.568 | 1.692 | 1.824 | 1.969 | 2.109 | 2.259 | 2.402 | 2.547 | 2.675 | 2.783 | 2.875 | 2.965 | 3.085 | 3.22 | 3.355 | 3.495 | 3.632 | 3.738 | 3.821 | 3.905 | 4.001 | 4.084 | 4.176 | 4.263
NPgY | GSP | NPg Best View | Total installed PV capacity - I&C and large (MW) | NORTON LEES | NPg Best View (Not in FES) | Gen_BB012 | MW | NPgY | Norton Lees |  | 0.334 | 0.379 | 0.424 | 0.471 | 0.515 | 0.568 | 0.63 | 0.7 | 0.781 | 0.846 | 0.914 | 0.982 | 1.05 | 1.12 | 1.194 | 1.267 | 1.342 | 1.42 | 1.5 | 1.583 | 1.668 | 1.75 | 1.839 | 1.923 | 2.008 | 2.105 | 2.191 | 2.284 | 2.372
NPgY | GSP | NPg Best View | Total installed PV capacity - I&C and large (MW) | PITSMOOR 3/4 | NPg Best View (Not in FES) | Gen_BB012 | MW | NPgY | Pitsmoor |  | 0.24 | 0.27 | 0.297 | 0.323 | 0.343 | 0.366 | 0.393 | 0.424 | 0.46 | 0.488 | 0.518 | 0.548 | 0.578 | 0.609 | 0.641 | 0.673 | 0.705 | 0.739 | 0.774 | 0.81 | 0.847 | 0.883 | 0.922 | 0.958 | 0.995 | 1.037 | 1.073 | 1.114 | 1.152
NPgY | GSP | NPg Best View | Total installed PV capacity - I&C and large (MW) | SALTEND NORTH | NPg Best View (Not in FES) | Gen_BB012 | MW | NPgY | Saltend North |  | 18.817 | 19.233 | 19.681 | 20.209 | 20.782 | 21.467 | 22.266 | 23.181 | 24.231 | 25.077 | 25.957 | 26.838 | 27.721 | 28.639 | 29.592 | 30.535 | 31.506 | 32.506 | 33.545 | 34.62 | 35.719 | 36.791 | 37.936 | 39.012 | 40.117 | 41.368 | 42.467 | 43.666 | 44.809
NPgY | GSP | NPg Best View | Total installed PV capacity - I&C and large (MW) | SHEFFIELD CITY | NPg Best View (Not in FES) | Gen_BB012 | MW | NPgY | Sheffield City |  | 0.394 | 0.481 | 0.539 | 0.598 | 0.634 | 0.675 | 0.72 | 0.769 | 0.825 | 0.874 | 0.927 | 0.978 | 1.029 | 1.078 | 1.124 | 1.166 | 1.208 | 1.257 | 1.311 | 1.364 | 1.42 | 1.475 | 1.525 | 1.568 | 1.613 | 1.663 | 1.708 | 1.756 | 1.802
NPgY | GSP | NPg Best View | Total installed PV capacity - I&C and large (MW) | SKELTON GRANGE | NPg Best View (Not in FES) | Gen_BB012 | MW | NPgY | Skelton Grange |  | 8.612 | 17.351 | 22.436 | 27.654 | 30.48 | 33.508 | 36.741 | 40.185 | 43.94 | 47.602 | 51.529 | 55.26 | 59.07 | 62.382 | 65.125 | 67.423 | 69.666 | 72.733 | 76.209 | 79.651 | 83.251 | 86.786 | 89.423 | 91.412 | 93.457 | 95.777 | 97.808 | 100.027 | 102.139
NPgY | GSP | NPg Best View | Total installed PV capacity - I&C and large (MW) | TEMPLEBOROUGH 275/33KV | NPg Best View (Not in FES) | Gen_BB012 | MW | NPgY | Templeborough |  | 0.007 | 0.239 | 0.375 | 0.521 | 0.61 | 0.706 | 0.811 | 0.924 | 1.048 | 1.166 | 1.291 | 1.411 | 1.533 | 1.643 | 1.737 | 1.82 | 1.901 | 2.005 | 2.121 | 2.238 | 2.359 | 2.477 | 2.573 | 2.649 | 2.728 | 2.817 | 2.895 | 2.98 | 3.061
NPgY | GSP | NPg Best View | Total installed PV capacity - I&C and large (MW) | THURCROFT | NPg Best View (Not in FES) | Gen_BB012 | MW | NPgY | Thurcroft |  | 4.183 | 27.471 | 40.262 | 53.278 | 59.505 | 65.946 | 72.602 | 79.481 | 86.811 | 94.542 | 102.92 | 110.735 | 118.77 | 125.261 | 130.008 | 133.51 | 136.76 | 142.283 | 148.849 | 155.202 | 161.923 | 168.553 | 172.365 | 174.549 | 176.794 | 179.35 | 181.577 | 184.017 | 186.334
NPgY | GSP | NPg Best View | Total installed PV capacity - I&C and large (MW) | WEST MELTON / THORPE MARSH | NPg Best View (Not in FES) | Gen_BB012 | MW | NPgY | Thorpe Marsh |  | 18.637 | 40.283 | 52.462 | 65.01 | 71.545 | 78.445 | 85.712 | 93.36 | 101.621 | 109.939 | 118.898 | 127.345 | 135.996 | 143.294 | 149.058 | 153.673 | 158.103 | 164.643 | 172.192 | 179.602 | 187.385 | 195.042 | 200.246 | 203.863 | 207.58 | 211.801 | 215.493 | 219.528 | 223.368
NPgY | GSP | NPg Best View | Total installed PV capacity - I&C and large (MW) | WEST MELTON SECTION 3 | NPg Best View (Not in FES) | Gen_BB012 | MW | NPgY | West Melton |  | 6.187 | 29.17 | 41.963 | 55.067 | 61.64 | 68.52 | 75.707 | 83.215 | 91.28 | 99.558 | 108.498 | 116.888 | 125.495 | 132.626 | 138.087 | 142.325 | 146.342 | 152.6 | 159.91 | 167.043 | 174.558 | 181.958 | 186.675 | 189.743 | 192.896 | 196.48 | 199.61 | 203.034 | 206.291
NPgY | GSP | NPg Best View | Total installed PV capacity - I&C and large (MW) | WINCOBANK | NPg Best View (Not in FES) | Gen_BB012 | MW | NPgY | Wincobank |  | 0.216 | 1.034 | 1.499 | 1.978 | 2.231 | 2.5 | 2.784 | 3.084 | 3.409 | 3.733 | 4.081 | 4.411 | 4.748 | 5.035 | 5.265 | 5.453 | 5.634 | 5.894 | 6.192 | 6.486 | 6.794 | 7.097 | 7.31 | 7.462 | 7.619 | 7.797 | 7.953 | 8.123 | 8.284
NPgN | GSP | NG FES - Consumer Transformation | Total installed PV capacity - I&C and large (MW) | BLYTH 66kV | Consumer Transformation | Gen_BB012 | MW | NPgN | Blyth 66kV |  | 1.6 | 17.399 | 28.779 | 40.385 | 42.5 | 44.873 | 47.747 | 51.131 | 55.39 | 59.356 | 63.545 | 67.426 | 71.868 | 75.305 | 78.394 | 80.608 | 82.876 | 85.357 | 88.75 | 92.203 | 95.695 | 99.122 | 102.361 | 105.462 | 108.613 | 112.042 | 115.166 | 118.478 | 121.673
NPgN | GSP | NG FES - Consumer Transformation | Total installed PV capacity - I&C and large (MW) | BLYTH 132kV | Consumer Transformation | Gen_BB012 | MW | NPgN | Blyth 132kV |  | 1.403 | 28.816 | 48.261 | 67.842 | 70.317 | 72.941 | 76.17 | 80.01 | 85.062 | 90.223 | 95.704 | 100.637 | 106.558 | 110.619 | 113.978 | 115.811 | 117.674 | 119.859 | 123.571 | 127.309 | 131.061 | 134.762 | 137.954 | 141.051 | 144.171 | 147.457 | 150.543 | 153.738 | 156.851
NPgN | GSP | NG FES - Consumer Transformation | Total installed PV capacity - I&C and large (MW) | FOURSTONES | Consumer Transformation | Gen_BB012 | MW | NPgN | Fourstones |  | 0.267 | 1.787 | 2.931 | 4.133 | 4.514 | 4.963 | 5.499 | 6.125 | 6.879 | 7.515 | 8.182 | 8.821 | 9.512 | 10.124 | 10.716 | 11.226 | 11.75 | 12.301 | 12.949 | 13.613 | 14.29 | 14.951 | 15.621 | 16.256 | 16.906 | 17.629 | 18.274 | 18.969 | 19.635
NPgN | GSP | NG FES - Consumer Transformation | Total installed PV capacity - I&C and large (MW) | HARTMOOR | Consumer Transformation | Gen_BB012 | MW | NPgN | Hart Moor |  | 0.971 | 8.816 | 14.499 | 20.315 | 21.465 | 22.766 | 24.337 | 26.185 | 28.492 | 30.603 | 32.83 | 34.905 | 37.258 | 39.121 | 40.819 | 42.083 | 43.379 | 44.785 | 46.648 | 48.548 | 50.471 | 52.357 | 54.165 | 55.892 | 57.649 | 59.57 | 61.313 | 63.167 | 64.953
NPgN | GSP | NG FES - Consumer Transformation | Total installed PV capacity - I&C and large (MW) | HAWTHORN PIT GRID | Consumer Transformation | Gen_BB012 | MW | NPgN | Hawthorn Pit |  | 6.821 | 15.111 | 21.107 | 27.196 | 28.328 | 29.568 | 31.07 | 32.838 | 35.06 | 37.126 | 39.307 | 41.33 | 43.642 | 45.436 | 47.051 | 48.214 | 49.406 | 50.708 | 52.481 | 54.287 | 56.113 | 57.905 | 59.602 | 61.226 | 62.876 | 64.673 | 66.31 | 68.045 | 69.719
NPgN | GSP | NG FES - Consumer Transformation | Total installed PV capacity - I&C and large (MW) | KNARESBOROUGH | Consumer Transformation | Gen_BB012 | MW | NPgN | Knaresborough |  | 13.951 | 46.469 | 69.757 | 93.268 | 96.895 | 100.78 | 105.517 | 111.118 | 118.306 | 125.288 | 132.681 | 139.439 | 147.348 | 153.138 | 158.159 | 161.394 | 164.699 | 168.407 | 173.936 | 179.537 | 185.184 | 190.738 | 195.794 | 200.66 | 205.587 | 210.88 | 215.761 | 220.887 | 225.852
NPgN | GSP | NG FES - Consumer Transformation | Total installed PV capacity - I&C and large (MW) | LACKENBY | Consumer Transformation | Gen_BB012 | MW | NPgN | Lackenby |  | 14.005 | 22.613 | 28.942 | 35.489 | 37.096 | 38.955 | 41.186 | 43.799 | 47.005 | 49.818 | 52.778 | 55.575 | 58.673 | 61.267 | 63.707 | 65.673 | 67.692 | 69.846 | 72.518 | 75.252 | 78.029 | 80.746 | 83.43 | 85.984 | 88.589 | 91.464 | 94.05 | 96.82 | 99.481
NPgN | GSP | NG FES - Consumer Transformation | Total installed PV capacity - I&C and large (MW) | NORTON | Consumer Transformation | Gen_BB012 | MW | NPgN | Norton |  | 63.1 | 129.93 | 177.875 | 226.456 | 234.359 | 242.989 | 253.484 | 265.878 | 281.672 | 296.794 | 312.792 | 327.483 | 344.546 | 357.279 | 368.459 | 375.954 | 383.617 | 392.134 | 404.433 | 416.917 | 429.515 | 441.896 | 453.322 | 464.296 | 475.423 | 487.433 | 498.46 | 510.08 | 521.318
NPgN | GSP | NG FES - Consumer Transformation | Total installed PV capacity - I&C and large (MW) | OFFERTON | Consumer Transformation | Gen_BB012 | MW | NPgN | Offerton |  | 0.155 | 0.842 | 1.419 | 2.078 | 2.482 | 2.98 | 3.57 | 4.254 | 5.058 | 5.688 | 6.345 | 6.991 | 7.659 | 8.312 | 8.975 | 9.601 | 10.245 | 10.912 | 11.634 | 12.379 | 13.141 | 13.883 | 14.665 | 15.402 | 16.159 | 17.01 | 17.762 | 18.579 | 19.359
NPgN | GSP | NG FES - Consumer Transformation | Total installed PV capacity - I&C and large (MW) | OSBALDWICK | Consumer Transformation | Gen_BB012 | MW | NPgN | Osbaldwick |  | 10.825 | 89.195 | 144.867 | 200.911 | 208.189 | 215.881 | 225.336 | 236.57 | 251.302 | 266.256 | 282.13 | 296.446 | 313.575 | 325.419 | 335.281 | 340.793 | 346.4 | 352.933 | 363.822 | 374.799 | 385.823 | 396.691 | 406.137 | 415.29 | 424.518 | 434.266 | 443.396 | 452.868 | 462.09
NPgN | GSP | NG FES - Consumer Transformation | Total installed PV capacity - I&C and large (MW) | POPPLETON | Consumer Transformation | Gen_BB012 | MW | NPgN | Poppleton |  | 0.729 | 3.226 | 5.05 | 6.921 | 7.335 | 7.803 | 8.366 | 9.026 | 9.843 | 10.575 | 11.346 | 12.07 | 12.88 | 13.541 | 14.153 | 14.629 | 15.117 | 15.642 | 16.313 | 16.999 | 17.694 | 18.375 | 19.038 | 19.671 | 20.315 | 21.023 | 21.662 | 22.345 | 23.002
NPgN | GSP | NG FES - Consumer Transformation | Total installed PV capacity - I&C and large (MW) | SALTHOLME | Consumer Transformation | Gen_BB012 | MW | NPgN | Saltholme |  | 0.032 | 0.639 | 1.076 | 1.523 | 1.606 | 1.699 | 1.812 | 1.945 | 2.112 | 2.266 | 2.43 | 2.582 | 2.755 | 2.889 | 3.011 | 3.098 | 3.188 | 3.286 | 3.419 | 3.555 | 3.692 | 3.827 | 3.955 | 4.077 | 4.201 | 4.336 | 4.459 | 4.59 | 4.715
NPgN | GSP | NG FES - Consumer Transformation | Total installed PV capacity - I&C and large (MW) | SOUTH SHIELDS | Consumer Transformation | Gen_BB012 | MW | NPgN | South Shields |  | 0.761 | 0.947 | 1.175 | 1.47 | 1.834 | 2.276 | 2.797 | 3.399 | 4.096 | 4.616 | 5.158 | 5.7 | 6.244 | 6.811 | 7.401 | 7.986 | 8.589 | 9.208 | 9.85 | 10.516 | 11.196 | 11.859 | 12.572 | 13.242 | 13.931 | 14.711 | 15.396 | 16.143 | 16.856
NPgN | GSP | NG FES - Consumer Transformation | Total installed PV capacity - I&C and large (MW) | SPADEADAM | Consumer Transformation | Gen_BB012 | MW | NPgN | Spadeadam - Not in NG FES |  | 0.065 | 1.203 | 2.03 | 2.881 | 3.062 | 3.27 | 3.521 | 3.815 | 4.18 | 4.509 | 4.855 | 5.18 | 5.545 | 5.839 | 6.111 | 6.32 | 6.534 | 6.765 | 7.063 | 7.368 | 7.677 | 7.979 | 8.272 | 8.552 | 8.837 | 9.149 | 9.432 | 9.733 | 10.023
NPgN | GSP | NG FES - Consumer Transformation | Total installed PV capacity - I&C and large (MW) | SPENNYMOOR | Consumer Transformation | Gen_BB012 | MW | NPgN | Spennymoor |  | 5.767 | 58.344 | 95.837 | 133.697 | 139.119 | 144.955 | 152.092 | 160.547 | 171.487 | 182.298 | 193.756 | 204.175 | 216.475 | 225.282 | 232.801 | 237.406 | 242.102 | 247.442 | 255.73 | 264.112 | 272.55 | 280.856 | 288.289 | 295.461 | 302.712 | 310.454 | 317.633 | 325.14 | 332.424
NPgN | GSP | NG FES - Consumer Transformation | Total installed PV capacity - I&C and large (MW) | STELLA NORTH | Consumer Transformation | Gen_BB012 | MW | NPgN | Stella North |  | 4.199 | 8.421 | 11.748 | 15.325 | 16.907 | 18.779 | 21.002 | 23.59 | 26.661 | 29.139 | 31.73 | 34.253 | 36.909 | 39.402 | 41.886 | 44.149 | 46.479 | 48.905 | 51.614 | 54.405 | 57.251 | 60.03 | 62.912 | 65.636 | 68.427 | 71.556 | 74.33 | 77.334 | 80.207
NPgN | GSP | NG FES - Consumer Transformation | Total installed PV capacity - I&C and large (MW) | STELLA SOUTH | Consumer Transformation | Gen_BB012 | MW | NPgN | Stella South |  | 7.826 | 33.587 | 52.005 | 70.636 | 73.466 | 76.538 | 80.286 | 84.718 | 90.411 | 95.953 | 101.821 | 107.183 | 113.463 | 118.049 | 122.019 | 124.562 | 127.16 | 130.079 | 134.45 | 138.878 | 143.342 | 147.732 | 151.721 | 155.561 | 159.449 | 163.623 | 167.474 | 171.516 | 175.432
NPgN | GSP | NG FES - Consumer Transformation | Total installed PV capacity - I&C and large (MW) | TYNEMOUTH | Consumer Transformation | Gen_BB012 | MW | NPgN | Tynemouth 1 |  | 1.375 | 2.744 | 3.919 | 5.235 | 6.09 | 7.111 | 8.318 | 9.719 | 11.361 | 12.637 | 13.968 | 15.282 | 16.633 | 17.967 | 19.326 | 20.619 | 21.952 | 23.328 | 24.809 | 26.338 | 27.9 | 29.424 | 31.032 | 32.55 | 34.107 | 35.861 | 37.409 | 39.092 | 40.698
NPgN | GSP | NG FES - Consumer Transformation | Total installed PV capacity - I&C and large (MW) | WEST BOLDON | Consumer Transformation | Gen_BB012 | MW | NPgN | West Boldon |  | 12.303 | 16.003 | 18.946 | 22.1 | 23.551 | 25.251 | 27.268 | 29.615 | 32.395 | 34.627 | 36.961 | 39.237 | 41.626 | 43.883 | 46.139 | 48.207 | 50.337 | 52.551 | 55.012 | 57.547 | 60.134 | 62.658 | 65.283 | 67.764 | 70.306 | 73.157 | 75.684 | 78.421 | 81.039
NPgY | GSP | NG FES - Consumer Transformation | Total installed PV capacity - I&C and large (MW) | BRADFORD WEST | Consumer Transformation | Gen_BB012 | MW | NPgY | Bradford West |  | 5.517 | 12.075 | 15.176 | 18.333 | 19.531 | 20.85 | 22.44 | 24.306 | 26.657 | 28.934 | 31.34 | 33.565 | 36.118 | 38.084 | 39.844 | 41.096 | 42.377 | 43.782 | 45.716 | 47.683 | 49.672 | 51.623 | 53.462 | 55.223 | 57.011 | 58.954 | 60.727 | 62.604 | 64.415
NPgY | GSP | NG FES - Consumer Transformation | Total installed PV capacity - I&C and large (MW) | CAMBLESFORTH | Consumer Transformation | Gen_BB012 | MW | NPgY | Camblesforth |  | 1.447 | 2.765 | 3.568 | 4.493 | 5.221 | 6.074 | 7.078 | 8.237 | 9.603 | 10.768 | 11.985 | 13.173 | 14.418 | 15.597 | 16.776 | 17.86 | 18.976 | 20.135 | 21.421 | 22.746 | 24.097 | 25.416 | 26.788 | 28.084 | 29.412 | 30.902 | 32.221 | 33.651 | 35.018
NPgY | GSP | NG FES - Consumer Transformation | Total installed PV capacity - I&C and large (MW) | CREYKE BECK | Consumer Transformation | Gen_BB012 | MW | NPgY | Creyke Beck |  | 36.297 | 83.1 | 105.195 | 128.216 | 137.938 | 148.734 | 161.709 | 176.897 | 195.844 | 213.892 | 232.931 | 250.666 | 270.78 | 286.696 | 301.186 | 311.97 | 323.019 | 335.009 | 350.912 | 367.121 | 383.531 | 399.622 | 415.031 | 429.754 | 444.728 | 461.094 | 475.943 | 491.732 | 506.942
NPgY | GSP | NG FES - Consumer Transformation | Total installed PV capacity - I&C and large (MW) | DRAX | Consumer Transformation | Gen_BB012 | MW | NPgY | Drax |  | 2.128 | 7.762 | 10.487 | 13.4 | 14.832 | 16.446 | 18.375 | 20.625 | 23.388 | 25.948 | 28.642 | 31.18 | 34.005 | 36.344 | 38.528 | 40.264 | 42.045 | 43.951 | 46.344 | 48.791 | 51.274 | 53.705 | 56.091 | 58.363 | 60.679 | 63.231 | 65.529 | 67.986 | 70.348
NPgY | GSP | NG FES - Consumer Transformation | Total installed PV capacity - I&C and large (MW) | ELLAND | Consumer Transformation | Gen_BB012 | MW | NPgY | Elland |  | 5.22 | 11.613 | 14.571 | 17.556 | 18.58 | 19.689 | 21.036 | 22.621 | 24.648 | 26.66 | 28.789 | 30.74 | 33.014 | 34.697 | 36.166 | 37.135 | 38.125 | 39.23 | 40.847 | 42.486 | 44.14 | 45.766 | 47.257 | 48.69 | 50.142 | 51.707 | 53.145 | 54.659 | 56.123
NPgY | GSP | NG FES - Consumer Transformation | Total installed PV capacity - I&C and large (MW) | FERRYBRIDGE A | Consumer Transformation | Gen_BB012 | MW | NPgY | Ferrybridge A |  | 1.804 | 10.757 | 14.824 | 19.032 | 20.604 | 22.318 | 24.393 | 26.832 | 29.93 | 32.975 | 36.195 | 39.157 | 42.586 | 45.167 | 47.444 | 48.998 | 50.586 | 52.344 | 54.849 | 57.392 | 59.96 | 62.482 | 64.823 | 67.07 | 69.348 | 71.812 | 74.069 | 76.451 | 78.753
NPgY | GSP | NG FES - Consumer Transformation | Total installed PV capacity - I&C and large (MW) | FERRYBRIDGE B | Consumer Transformation | Gen_BB012 | MW | NPgY | Ferrybridge B (_M) |  | 29.175 | 52.229 | 62.798 | 73.777 | 78.057 | 82.754 | 88.426 | 95.084 | 103.492 | 111.67 | 120.311 | 128.295 | 137.475 | 144.497 | 150.759 | 155.161 | 159.665 | 164.616 | 171.498 | 178.495 | 185.566 | 192.508 | 199.019 | 205.259 | 211.593 | 218.467 | 224.745 | 231.387 | 237.798
NPgY | GSP | NG FES - Consumer Transformation | Total installed PV capacity - I&C and large (MW) | GRIMSBY WEST | Consumer Transformation | Gen_BB012 | MW | NPgY | Grimsby West |  | 5.611 | 20.502 | 27.324 | 34.338 | 36.929 | 39.756 | 43.178 | 47.2 | 52.308 | 57.326 | 62.631 | 67.514 | 73.165 | 77.42 | 81.176 | 83.741 | 86.364 | 89.267 | 93.398 | 97.594 | 101.83 | 105.99 | 109.853 | 113.56 | 117.32 | 121.386 | 125.111 | 129.042 | 132.841
NPgY | GSP | NG FES - Consumer Transformation | Total installed PV capacity - I&C and large (MW) | JORDANTHORPE | Consumer Transformation | Gen_BB012 | MW | NPgY | Jordanthorpe |  | 0.268 | 0.972 | 1.293 | 1.624 | 1.745 | 1.878 | 2.038 | 2.226 | 2.465 | 2.701 | 2.95 | 3.179 | 3.444 | 3.643 | 3.819 | 3.938 | 4.06 | 4.195 | 4.388 | 4.584 | 4.782 | 4.976 | 5.157 | 5.329 | 5.505 | 5.694 | 5.868 | 6.051 | 6.228
NPgY | GSP | NG FES - Consumer Transformation | Total installed PV capacity - I&C and large (MW) | KEADBY | Consumer Transformation | Gen_BB012 | MW | NPgY | Keadby |  | 84.265 | 161.052 | 196.983 | 234.879 | 251.444 | 269.869 | 292.001 | 317.895 | 350.142 | 380.761 | 413.053 | 443.174 | 477.261 | 504.371 | 529.127 | 547.697 | 566.727 | 587.342 | 614.506 | 642.202 | 670.249 | 697.747 | 724.156 | 749.379 | 775.04 | 803.111 | 828.559 | 855.636 | 881.712
NPgY | GSP | NG FES - Consumer Transformation | Total installed PV capacity - I&C and large (MW) | KIRKSTALL B | Consumer Transformation | Gen_BB012 | MW | NPgY | Kirkstall B |  | 2.803 | 5.564 | 6.911 | 8.302 | 8.905 | 9.58 | 10.389 | 11.334 | 12.505 | 13.606 | 14.766 | 15.853 | 17.074 | 18.061 | 18.97 | 19.668 | 20.384 | 21.155 | 22.152 | 23.17 | 24.201 | 25.212 | 26.191 | 27.125 | 28.076 | 29.119 | 30.062 | 31.068 | 32.035
NPgY | GSP | NG FES - Consumer Transformation | Total installed PV capacity - I&C and large (MW) | NEEPSEND | Consumer Transformation | Gen_BB012 | MW | NPgY | Neepsend |  | 0.641 | 0.907 | 1.042 | 1.182 | 1.249 | 1.324 | 1.413 | 1.517 | 1.645 | 1.763 | 1.886 | 2.003 | 2.133 | 2.241 | 2.343 | 2.424 | 2.508 | 2.598 | 2.709 | 2.823 | 2.939 | 3.052 | 3.163 | 3.27 | 3.378 | 3.497 | 3.605 | 3.72 | 3.831
NPgY | GSP | NG FES - Consumer Transformation | Total installed PV capacity - I&C and large (MW) | NORTON LEES | Consumer Transformation | Gen_BB012 | MW | NPgY | Norton Lees |  | 0.334 | 0.379 | 0.424 | 0.471 | 0.515 | 0.568 | 0.629 | 0.7 | 0.78 | 0.845 | 0.913 | 0.981 | 1.049 | 1.12 | 1.193 | 1.266 | 1.341 | 1.419 | 1.499 | 1.582 | 1.666 | 1.749 | 1.838 | 1.921 | 2.007 | 2.104 | 2.19 | 2.283 | 2.371
NPgY | GSP | NG FES - Consumer Transformation | Total installed PV capacity - I&C and large (MW) | PITSMOOR 3/4 | Consumer Transformation | Gen_BB012 | MW | NPgY | Pitsmoor |  | 0.24 | 0.269 | 0.296 | 0.322 | 0.341 | 0.364 | 0.391 | 0.421 | 0.457 | 0.485 | 0.515 | 0.544 | 0.574 | 0.605 | 0.637 | 0.669 | 0.701 | 0.735 | 0.769 | 0.806 | 0.842 | 0.878 | 0.917 | 0.953 | 0.99 | 1.032 | 1.069 | 1.11 | 1.148
NPgY | GSP | NG FES - Consumer Transformation | Total installed PV capacity - I&C and large (MW) | SALTEND NORTH | Consumer Transformation | Gen_BB012 | MW | NPgY | Saltend North |  | 18.817 | 19.227 | 19.669 | 20.19 | 20.758 | 21.439 | 22.233 | 23.145 | 24.193 | 25.036 | 25.914 | 26.791 | 27.672 | 28.588 | 29.54 | 30.482 | 31.453 | 32.449 | 33.485 | 34.557 | 35.654 | 36.723 | 37.869 | 38.947 | 40.055 | 41.31 | 42.411 | 43.613 | 44.758
NPgY | GSP | NG FES - Consumer Transformation | Total installed PV capacity - I&C and large (MW) | SHEFFIELD CITY | Consumer Transformation | Gen_BB012 | MW | NPgY | Sheffield City |  | 0.394 | 0.47 | 0.517 | 0.564 | 0.592 | 0.624 | 0.662 | 0.706 | 0.758 | 0.803 | 0.85 | 0.895 | 0.943 | 0.988 | 1.032 | 1.072 | 1.114 | 1.156 | 1.205 | 1.255 | 1.305 | 1.355 | 1.406 | 1.454 | 1.504 | 1.559 | 1.608 | 1.662 | 1.713
NPgY | GSP | NG FES - Consumer Transformation | Total installed PV capacity - I&C and large (MW) | SKELTON GRANGE | Consumer Transformation | Gen_BB012 | MW | NPgY | Skelton Grange |  | 8.612 | 15.844 | 19.421 | 23.132 | 24.823 | 26.723 | 28.995 | 31.647 | 34.915 | 37.956 | 41.159 | 44.17 | 47.533 | 50.294 | 52.861 | 54.879 | 56.949 | 59.169 | 61.983 | 64.859 | 67.775 | 70.632 | 73.423 | 76.083 | 78.794 | 81.775 | 84.464 | 87.337 | 90.099
NPgY | GSP | NG FES - Consumer Transformation | Total installed PV capacity - I&C and large (MW) | TEMPLEBOROUGH 275/33KV | Consumer Transformation | Gen_BB012 | MW | NPgY | Templeborough |  | 0.007 | 0.198 | 0.293 | 0.397 | 0.454 | 0.52 | 0.599 | 0.69 | 0.801 | 0.901 | 1.007 | 1.107 | 1.217 | 1.311 | 1.401 | 1.476 | 1.552 | 1.633 | 1.731 | 1.832 | 1.934 | 2.034 | 2.134 | 2.229 | 2.326 | 2.433 | 2.529 | 2.632 | 2.731
NPgY | GSP | NG FES - Consumer Transformation | Total installed PV capacity - I&C and large (MW) | THURCROFT | Consumer Transformation | Gen_BB012 | MW | NPgY | Thurcroft |  | 4.183 | 23.17 | 31.661 | 40.376 | 43.364 | 46.583 | 50.499 | 55.118 | 61.058 | 67.018 | 73.329 | 79.091 | 85.849 | 90.767 | 95.013 | 97.716 | 100.474 | 103.58 | 108.257 | 112.992 | 117.765 | 122.458 | 126.711 | 130.808 | 134.952 | 139.398 | 143.502 | 147.807 | 151.978
NPgY | GSP | NG FES - Consumer Transformation | Total installed PV capacity - I&C and large (MW) | WEST MELTON / THORPE MARSH | Consumer Transformation | Gen_BB012 | MW | NPgY | Thorpe Marsh |  | 18.637 | 36.358 | 44.613 | 53.237 | 56.817 | 60.778 | 65.546 | 71.131 | 78.123 | 84.825 | 91.899 | 98.471 | 105.957 | 111.821 | 117.127 | 121.013 | 124.994 | 129.328 | 135.155 | 141.089 | 147.093 | 152.983 | 158.59 | 163.952 | 169.402 | 175.347 | 180.751 | 186.489 | 192.02
NPgY | GSP | NG FES - Consumer Transformation | Total installed PV capacity - I&C and large (MW) | WEST MELTON SECTION 3 | Consumer Transformation | Gen_BB012 | MW | NPgY | West Melton |  | 6.187 | 24.97 | 33.562 | 42.465 | 45.875 | 49.608 | 54.121 | 59.421 | 66.127 | 72.676 | 79.597 | 85.981 | 93.341 | 98.937 | 103.908 | 107.365 | 110.902 | 114.799 | 120.264 | 125.818 | 131.429 | 136.938 | 142.086 | 147.022 | 152.03 | 157.459 | 162.423 | 167.669 | 172.736
NPgY | GSP | NG FES - Consumer Transformation | Total installed PV capacity - I&C and large (MW) | WINCOBANK | Consumer Transformation | Gen_BB012 | MW | NPgY | Wincobank |  | 0.216 | 0.888 | 1.207 | 1.539 | 1.682 | 1.841 | 2.031 | 2.254 | 2.532 | 2.796 | 3.074 | 3.333 | 3.627 | 3.86 | 4.074 | 4.234 | 4.398 | 4.576 | 4.81 | 5.049 | 5.291 | 5.528 | 5.756 | 5.973 | 6.195 | 6.437 | 6.656 | 6.89 | 7.115
NPgN | GSP | NG FES - Falling Short | Total installed PV capacity - I&C and large (MW) | BLYTH 66kV | Falling Short | Gen_BB012 | MW | NPgN | Blyth 66kV |  | 1.6 | 11.42 | 16.706 | 22.003 | 22.755 | 23.715 | 24.81 | 26.161 | 27.789 | 29.438 | 31.4 | 33.316 | 35.719 | 37.554 | 39.022 | 39.655 | 40.449 | 41.743 | 43.83 | 45.915 | 47.94 | 49.85 | 52.112 | 54.329 | 56.55 | 59.354 | 61.668 | 63.782 | 65.588
NPgN | GSP | NG FES - Falling Short | Total installed PV capacity - I&C and large (MW) | BLYTH 132kV | Falling Short | Gen_BB012 | MW | NPgN | Blyth 132kV |  | 1.403 | 18.244 | 27.03 | 35.811 | 36.541 | 37.6 | 38.841 | 40.438 | 42.453 | 44.801 | 47.633 | 50.382 | 53.983 | 56.49 | 58.095 | 58.396 | 58.798 | 60.091 | 62.646 | 65.191 | 67.499 | 69.727 | 72.359 | 75.142 | 77.917 | 81.237 | 84.237 | 86.635 | 88.74
NPgN | GSP | NG FES - Falling Short | Total installed PV capacity - I&C and large (MW) | FOURSTONES | Falling Short | Gen_BB012 | MW | NPgN | Fourstones |  | 0.267 | 1.24 | 1.808 | 2.379 | 2.536 | 2.718 | 2.92 | 3.16 | 3.437 | 3.671 | 3.945 | 4.214 | 4.529 | 4.806 | 5.086 | 5.264 | 5.485 | 5.75 | 6.108 | 6.467 | 6.84 | 7.184 | 7.592 | 7.963 | 8.336 | 8.833 | 9.206 | 9.597 | 9.923
NPgN | GSP | NG FES - Falling Short | Total installed PV capacity - I&C and large (MW) | HARTMOOR | Falling Short | Gen_BB012 | MW | NPgN | Hart Moor |  | 0.971 | 5.861 | 8.521 | 11.187 | 11.607 | 12.134 | 12.732 | 13.464 | 14.339 | 15.2 | 16.222 | 17.221 | 18.461 | 19.428 | 20.235 | 20.614 | 21.088 | 21.809 | 22.933 | 24.057 | 25.161 | 26.199 | 27.428 | 28.617 | 29.808 | 31.327 | 32.56 | 33.714 | 34.696
NPgN | GSP | NG FES - Falling Short | Total installed PV capacity - I&C and large (MW) | HAWTHORN PIT GRID | Falling Short | Gen_BB012 | MW | NPgN | Hawthorn Pit |  | 6.821 | 12.023 | 14.808 | 17.549 | 17.943 | 18.445 | 19.017 | 19.722 | 20.571 | 21.428 | 22.447 | 23.442 | 24.69 | 25.644 | 26.412 | 26.746 | 27.166 | 27.843 | 28.932 | 30.02 | 31.077 | 32.075 | 33.255 | 34.411 | 35.569 | 37.032 | 38.238 | 39.342 | 40.285
NPgN | GSP | NG FES - Falling Short | Total installed PV capacity - I&C and large (MW) | KNARESBOROUGH | Falling Short | Gen_BB012 | MW | NPgN | Knaresborough |  | 13.951 | 34.178 | 44.833 | 55.351 | 56.517 | 58.087 | 59.899 | 62.175 | 64.976 | 68.007 | 71.637 | 75.171 | 79.701 | 83.007 | 85.399 | 86.182 | 87.181 | 89.212 | 92.785 | 96.349 | 99.707 | 102.907 | 106.692 | 110.53 | 114.368 | 119.096 | 123.162 | 126.661 | 129.686
NPgN | GSP | NG FES - Falling Short | Total installed PV capacity - I&C and large (MW) | LACKENBY | Falling Short | Gen_BB012 | MW | NPgN | Lackenby |  | 14.005 | 19.426 | 22.458 | 25.504 | 26.131 | 26.884 | 27.73 | 28.748 | 29.942 | 31.035 | 32.323 | 33.584 | 35.11 | 36.366 | 37.524 | 38.17 | 38.971 | 40.036 | 41.578 | 43.12 | 44.68 | 46.132 | 47.854 | 49.466 | 51.084 | 53.197 | 54.842 | 56.475 | 57.85
NPgN | GSP | NG FES - Falling Short | Total installed PV capacity - I&C and large (MW) | NORTON | Falling Short | Gen_BB012 | MW | NPgN | Norton |  | 63.1 | 104.61 | 126.649 | 148.554 | 151.194 | 154.683 | 158.692 | 163.696 | 169.811 | 176.281 | 184.014 | 191.548 | 201.139 | 208.243 | 213.566 | 215.506 | 217.963 | 222.542 | 230.356 | 238.153 | 245.578 | 252.628 | 260.969 | 269.331 | 277.696 | 288.087 | 296.899 | 304.641 | 311.306
NPgN | GSP | NG FES - Falling Short | Total installed PV capacity - I&C and large (MW) | OFFERTON | Falling Short | Gen_BB012 | MW | NPgN | Offerton |  | 0.155 | 0.623 | 0.956 | 1.303 | 1.488 | 1.69 | 1.912 | 2.168 | 2.453 | 2.662 | 2.901 | 3.138 | 3.395 | 3.655 | 3.968 | 4.205 | 4.496 | 4.804 | 5.177 | 5.552 | 5.959 | 6.33 | 6.77 | 7.149 | 7.531 | 8.062 | 8.432 | 8.86 | 9.211
NPgN | GSP | NG FES - Falling Short | Total installed PV capacity - I&C and large (MW) | OSBALDWICK | Falling Short | Gen_BB012 | MW | NPgN | Osbaldwick |  | 10.825 | 59.103 | 84.29 | 109.369 | 111.53 | 114.635 | 118.266 | 122.926 | 128.785 | 135.549 | 143.699 | 151.616 | 161.956 | 169.199 | 173.909 | 174.88 | 176.167 | 179.989 | 187.423 | 194.828 | 201.578 | 208.084 | 215.768 | 223.851 | 231.915 | 241.596 | 250.29 | 257.308 | 263.453
NPgN | GSP | NG FES - Falling Short | Total installed PV capacity - I&C and large (MW) | POPPLETON | Falling Short | Gen_BB012 | MW | NPgN | Poppleton |  | 0.729 | 2.302 | 3.165 | 4.021 | 4.176 | 4.365 | 4.579 | 4.838 | 5.145 | 5.437 | 5.781 | 6.118 | 6.531 | 6.861 | 7.152 | 7.302 | 7.489 | 7.753 | 8.149 | 8.544 | 8.939 | 9.308 | 9.745 | 10.161 | 10.578 | 11.116 | 11.544 | 11.956 | 12.305
NPgN | GSP | NG FES - Falling Short | Total installed PV capacity - I&C and large (MW) | SALTHOLME | Falling Short | Gen_BB012 | MW | NPgN | Saltholme |  | 0.032 | 0.408 | 0.612 | 0.817 | 0.846 | 0.884 | 0.927 | 0.98 | 1.044 | 1.108 | 1.184 | 1.258 | 1.352 | 1.423 | 1.481 | 1.506 | 1.538 | 1.589 | 1.671 | 1.752 | 1.832 | 1.906 | 1.995 | 2.082 | 2.169 | 2.278 | 2.369 | 2.452 | 2.522
NPgN | GSP | NG FES - Falling Short | Total installed PV capacity - I&C and large (MW) | SOUTH SHIELDS | Falling Short | Gen_BB012 | MW | NPgN | South Shields |  | 0.761 | 0.945 | 1.12 | 1.285 | 1.454 | 1.633 | 1.829 | 2.051 | 2.294 | 2.453 | 2.633 | 2.812 | 2.995 | 3.202 | 3.481 | 3.711 | 3.992 | 4.271 | 4.591 | 4.912 | 5.269 | 5.592 | 5.976 | 6.296 | 6.62 | 7.08 | 7.387 | 7.763 | 8.07
NPgN | GSP | NG FES - Falling Short | Total installed PV capacity - I&C and large (MW) | SPADEADAM | Falling Short | Gen_BB012 | MW | NPgN | Spadeadam - Not in NG FES |  | 0.065 | 0.774 | 1.165 | 1.558 | 1.627 | 1.711 | 1.806 | 1.922 | 2.059 | 2.191 | 2.347 | 2.5 | 2.688 | 2.837 | 2.966 | 3.031 | 3.112 | 3.229 | 3.406 | 3.582 | 3.758 | 3.923 | 4.118 | 4.304 | 4.491 | 4.731 | 4.923 | 5.107 | 5.263
NPgN | GSP | NG FES - Falling Short | Total installed PV capacity - I&C and large (MW) | SPENNYMOOR | Falling Short | Gen_BB012 | MW | NPgN | Spennymoor |  | 5.767 | 38.238 | 55.314 | 72.329 | 74.039 | 76.396 | 79.13 | 82.593 | 86.89 | 91.661 | 97.388 | 102.96 | 110.156 | 115.321 | 118.907 | 119.918 | 121.222 | 124.215 | 129.685 | 135.139 | 140.212 | 145.067 | 150.806 | 156.711 | 162.608 | 169.801 | 176.093 | 181.375 | 185.963
NPgN | GSP | NG FES - Falling Short | Total installed PV capacity - I&C and large (MW) | STELLA NORTH | Falling Short | Gen_BB012 | MW | NPgN | Stella North |  | 4.199 | 7.028 | 8.778 | 10.504 | 11.182 | 11.941 | 12.78 | 13.757 | 14.862 | 15.722 | 16.715 | 17.695 | 18.799 | 19.845 | 21.019 | 21.853 | 22.878 | 24.014 | 25.454 | 26.898 | 28.437 | 29.846 | 31.52 | 32.992 | 34.475 | 36.502 | 37.957 | 39.573 | 40.909
NPgN | GSP | NG FES - Falling Short | Total installed PV capacity - I&C and large (MW) | STELLA SOUTH | Falling Short | Gen_BB012 | MW | NPgN | Stella South |  | 7.826 | 23.768 | 32.191 | 40.584 | 41.504 | 42.746 | 44.179 | 45.982 | 48.203 | 50.613 | 53.5 | 56.312 | 59.918 | 62.544 | 64.436 | 65.046 | 65.824 | 67.426 | 70.258 | 73.083 | 75.741 | 78.275 | 81.271 | 84.316 | 87.359 | 91.103 | 94.33 | 97.099 | 99.494
NPgN | GSP | NG FES - Falling Short | Total installed PV capacity - I&C and large (MW) | TYNEMOUTH | Falling Short | Gen_BB012 | MW | NPgN | Tynemouth 1 |  | 1.375 | 2.366 | 3.046 | 3.705 | 4.085 | 4.499 | 4.954 | 5.476 | 6.058 | 6.476 | 6.954 | 7.428 | 7.939 | 8.463 | 9.105 | 9.598 | 10.202 | 10.835 | 11.596 | 12.36 | 13.193 | 13.95 | 14.85 | 15.62 | 16.399 | 17.483 | 18.233 | 19.109 | 19.826
NPgN | GSP | NG FES - Falling Short | Total installed PV capacity - I&C and large (MW) | WEST BOLDON | Falling Short | Gen_BB012 | MW | NPgN | West Boldon |  | 12.303 | 14.827 | 16.383 | 17.884 | 18.502 | 19.192 | 19.952 | 20.837 | 21.835 | 22.604 | 23.491 | 24.367 | 25.348 | 26.287 | 27.353 | 28.119 | 29.06 | 30.095 | 31.396 | 32.702 | 34.098 | 35.374 | 36.891 | 38.22 | 39.559 | 41.395 | 42.705 | 44.172 | 45.381
NPgY | GSP | NG FES - Falling Short | Total installed PV capacity - I&C and large (MW) | BRADFORD WEST | Falling Short | Gen_BB012 | MW | NPgY | Bradford West |  | 5.517 | 10.68 | 12.104 | 13.482 | 13.869 | 14.374 | 14.954 | 15.678 | 16.558 | 17.509 | 18.641 | 19.745 | 21.134 | 22.19 | 23.027 | 23.382 | 23.826 | 24.563 | 25.759 | 26.953 | 28.111 | 29.205 | 30.498 | 31.771 | 33.046 | 34.65 | 35.98 | 37.189 | 38.223
NPgY | GSP | NG FES - Falling Short | Total installed PV capacity - I&C and large (MW) | CAMBLESFORTH | Falling Short | Gen_BB012 | MW | NPgY | Camblesforth |  | 1.447 | 2.527 | 3.004 | 3.454 | 3.737 | 4.054 | 4.405 | 4.818 | 5.286 | 5.687 | 6.148 | 6.604 | 7.114 | 7.603 | 8.16 | 8.563 | 9.058 | 9.6 | 10.28 | 10.963 | 11.694 | 12.363 | 13.157 | 13.852 | 14.553 | 15.512 | 16.198 | 16.966 | 17.6
NPgY | GSP | NG FES - Falling Short | Total installed PV capacity - I&C and large (MW) | CREYKE BECK | Falling Short | Gen_BB012 | MW | NPgY | Creyke Beck |  | 36.297 | 72.923 | 83.634 | 94.063 | 97.291 | 101.406 | 106.109 | 111.93 | 118.943 | 126.31 | 135.054 | 143.594 | 154.214 | 162.485 | 169.368 | 172.607 | 176.65 | 182.807 | 192.418 | 202.026 | 211.471 | 220.35 | 230.861 | 241.034 | 251.233 | 264.217 | 274.766 | 284.636 | 293.038
NPgY | GSP | NG FES - Falling Short | Total installed PV capacity - I&C and large (MW) | DRAX | Falling Short | Gen_BB012 | MW | NPgY | Drax |  | 2.128 | 6.538 | 7.936 | 9.297 | 9.794 | 10.405 | 11.098 | 11.943 | 12.946 | 13.951 | 15.137 | 16.297 | 17.71 | 18.86 | 19.896 | 20.459 | 21.156 | 22.106 | 23.501 | 24.897 | 26.302 | 27.612 | 29.164 | 30.627 | 32.097 | 34.003 | 35.502 | 36.971 | 38.212
NPgY | GSP | NG FES - Falling Short | Total installed PV capacity - I&C and large (MW) | ELLAND | Falling Short | Gen_BB012 | MW | NPgY | Elland |  | 5.22 | 10.232 | 11.566 | 12.862 | 13.178 | 13.606 | 14.101 | 14.727 | 15.5 | 16.366 | 17.403 | 18.412 | 19.701 | 20.65 | 21.35 | 21.594 | 21.905 | 22.504 | 23.539 | 24.573 | 25.553 | 26.485 | 27.587 | 28.698 | 29.809 | 31.184 | 32.357 | 33.379 | 34.26
NPgY | GSP | NG FES - Falling Short | Total installed PV capacity - I&C and large (MW) | FERRYBRIDGE A | Falling Short | Gen_BB012 | MW | NPgY | Ferrybridge A |  | 1.804 | 8.75 | 10.695 | 12.607 | 13.101 | 13.759 | 14.52 | 15.476 | 16.649 | 17.943 | 19.489 | 20.995 | 22.907 | 24.332 | 25.416 | 25.83 | 26.351 | 27.291 | 28.871 | 30.449 | 31.959 | 33.391 | 35.085 | 36.775 | 38.466 | 40.573 | 42.35 | 43.925 | 45.279
NPgY | GSP | NG FES - Falling Short | Total installed PV capacity - I&C and large (MW) | FERRYBRIDGE B | Falling Short | Gen_BB012 | MW | NPgY | Ferrybridge B (_M) |  | 29.175 | 47.086 | 52.185 | 57.189 | 58.559 | 60.36 | 62.431 | 65.022 | 68.181 | 71.613 | 75.703 | 79.693 | 84.724 | 88.527 | 91.505 | 92.731 | 94.271 | 96.88 | 101.161 | 105.436 | 109.565 | 113.468 | 118.087 | 122.648 | 127.216 | 132.948 | 137.722 | 142.031 | 145.724
NPgY | GSP | NG FES - Falling Short | Total installed PV capacity - I&C and large (MW) | GRIMSBY WEST | Falling Short | Gen_BB012 | MW | NPgY | Grimsby West |  | 5.611 | 17.205 | 20.42 | 23.568 | 24.383 | 25.469 | 26.723 | 28.3 | 30.233 | 32.364 | 34.91 | 37.391 | 40.539 | 42.888 | 44.675 | 45.359 | 46.223 | 47.773 | 50.378 | 52.979 | 55.47 | 57.831 | 60.624 | 63.409 | 66.197 | 69.671 | 72.598 | 75.196 | 77.43
NPgY | GSP | NG FES - Falling Short | Total installed PV capacity - I&C and large (MW) | JORDANTHORPE | Falling Short | Gen_BB012 | MW | NPgY | Jordanthorpe |  | 0.268 | 0.816 | 0.967 | 1.116 | 1.154 | 1.205 | 1.263 | 1.337 | 1.428 | 1.528 | 1.648 | 1.765 | 1.913 | 2.023 | 2.107 | 2.138 | 2.178 | 2.25 | 2.372 | 2.494 | 2.611 | 2.721 | 2.852 | 2.983 | 3.113 | 3.276 | 3.413 | 3.535 | 3.639
NPgY | GSP | NG FES - Falling Short | Total installed PV capacity - I&C and large (MW) | KEADBY | Falling Short | Gen_BB012 | MW | NPgY | Keadby |  | 84.265 | 144.036 | 161.949 | 179.486 | 185.014 | 192.032 | 200.046 | 209.948 | 221.857 | 234.302 | 249.065 | 263.486 | 281.381 | 295.381 | 307.138 | 312.77 | 319.795 | 330.343 | 346.692 | 363.037 | 379.147 | 394.278 | 412.193 | 429.479 | 446.813 | 468.926 | 486.828 | 503.665 | 517.985
NPgY | GSP | NG FES - Falling Short | Total installed PV capacity - I&C and large (MW) | KIRKSTALL B | Falling Short | Gen_BB012 | MW | NPgY | Kirkstall B |  | 2.803 | 4.989 | 5.626 | 6.24 | 6.444 | 6.701 | 6.992 | 7.352 | 7.781 | 8.223 | 8.746 | 9.257 | 9.887 | 10.387 | 10.818 | 11.036 | 11.307 | 11.697 | 12.29 | 12.882 | 13.471 | 14.023 | 14.676 | 15.301 | 15.927 | 16.732 | 17.376 | 17.992 | 18.514
NPgY | GSP | NG FES - Falling Short | Total installed PV capacity - I&C and large (MW) | NEEPSEND | Falling Short | Gen_BB012 | MW | NPgY | Neepsend |  | 0.641 | 0.854 | 0.918 | 0.979 | 1.003 | 1.031 | 1.063 | 1.102 | 1.148 | 1.194 | 1.248 | 1.301 | 1.365 | 1.417 | 1.465 | 1.492 | 1.526 | 1.57 | 1.634 | 1.699 | 1.764 | 1.825 | 1.897 | 1.964 | 2.032 | 2.12 | 2.189 | 2.257 | 2.314
NPgY | GSP | NG FES - Falling Short | Total installed PV capacity - I&C and large (MW) | NORTON LEES | Falling Short | Gen_BB012 | MW | NPgY | Norton Lees |  | 0.334 | 0.38 | 0.401 | 0.419 | 0.438 | 0.457 | 0.478 | 0.502 | 0.529 | 0.549 | 0.572 | 0.594 | 0.617 | 0.643 | 0.677 | 0.706 | 0.741 | 0.776 | 0.816 | 0.856 | 0.901 | 0.941 | 0.99 | 1.03 | 1.07 | 1.128 | 1.166 | 1.213 | 1.252
NPgY | GSP | NG FES - Falling Short | Total installed PV capacity - I&C and large (MW) | PITSMOOR 3/4 | Falling Short | Gen_BB012 | MW | NPgY | Pitsmoor |  | 0.24 | 0.27 | 0.28 | 0.288 | 0.296 | 0.304 | 0.314 | 0.324 | 0.336 | 0.345 | 0.355 | 0.365 | 0.375 | 0.386 | 0.401 | 0.414 | 0.429 | 0.444 | 0.461 | 0.479 | 0.498 | 0.516 | 0.537 | 0.554 | 0.572 | 0.597 | 0.614 | 0.635 | 0.651
NPgY | GSP | NG FES - Falling Short | Total installed PV capacity - I&C and large (MW) | SALTEND NORTH | Falling Short | Gen_BB012 | MW | NPgY | Saltend North |  | 18.817 | 19.228 | 19.498 | 19.734 | 19.969 | 20.219 | 20.493 | 20.808 | 21.153 | 21.412 | 21.705 | 21.997 | 22.296 | 22.633 | 23.082 | 23.452 | 23.904 | 24.356 | 24.873 | 25.392 | 25.971 | 26.494 | 27.116 | 27.635 | 28.161 | 28.905 | 29.403 | 30.013 | 30.509
NPgY | GSP | NG FES - Falling Short | Total installed PV capacity - I&C and large (MW) | SHEFFIELD CITY | Falling Short | Gen_BB012 | MW | NPgY | Sheffield City |  | 0.394 | 0.459 | 0.48 | 0.498 | 0.509 | 0.521 | 0.534 | 0.55 | 0.568 | 0.583 | 0.602 | 0.62 | 0.64 | 0.659 | 0.68 | 0.695 | 0.713 | 0.733 | 0.759 | 0.785 | 0.812 | 0.838 | 0.868 | 0.894 | 0.921 | 0.958 | 0.984 | 1.013 | 1.037
NPgY | GSP | NG FES - Falling Short | Total installed PV capacity - I&C and large (MW) | SKELTON GRANGE | Falling Short | Gen_BB012 | MW | NPgY | Skelton Grange |  | 8.612 | 14.352 | 16.063 | 17.706 | 18.288 | 19.008 | 19.826 | 20.826 | 22.016 | 23.219 | 24.64 | 26.029 | 27.729 | 29.1 | 30.318 | 30.964 | 31.766 | 32.878 | 34.529 | 36.181 | 37.835 | 39.381 | 41.212 | 42.947 | 44.688 | 46.939 | 48.719 | 50.45 | 51.913
NPgY | GSP | NG FES - Falling Short | Total installed PV capacity - I&C and large (MW) | TEMPLEBOROUGH 275/33KV | Falling Short | Gen_BB012 | MW | NPgY | Templeborough |  | 0.007 | 0.157 | 0.208 | 0.258 | 0.278 | 0.303 | 0.331 | 0.365 | 0.405 | 0.443 | 0.488 | 0.532 | 0.584 | 0.629 | 0.671 | 0.696 | 0.728 | 0.767 | 0.823 | 0.879 | 0.936 | 0.989 | 1.052 | 1.11 | 1.168 | 1.245 | 1.304 | 1.364 | 1.414
NPgY | GSP | NG FES - Falling Short | Total installed PV capacity - I&C and large (MW) | THURCROFT | Falling Short | Gen_BB012 | MW | NPgY | Thurcroft |  | 4.183 | 18.877 | 22.869 | 26.805 | 27.707 | 28.952 | 30.399 | 32.238 | 34.52 | 37.118 | 40.233 | 43.264 | 47.158 | 49.987 | 52.011 | 52.651 | 53.47 | 55.182 | 58.224 | 61.258 | 64.108 | 66.828 | 70.043 | 73.316 | 76.589 | 80.607 | 84.08 | 87.049 | 89.621
NPgY | GSP | NG FES - Falling Short | Total installed PV capacity - I&C and large (MW) | WEST MELTON / THORPE MARSH | Falling Short | Gen_BB012 | MW | NPgY | Thorpe Marsh |  | 18.637 | 32.446 | 36.475 | 40.416 | 41.592 | 43.104 | 44.836 | 46.986 | 49.586 | 52.344 | 55.623 | 58.823 | 62.821 | 65.905 | 68.427 | 69.571 | 71.001 | 73.243 | 76.794 | 80.343 | 83.813 | 87.081 | 90.949 | 94.715 | 98.489 | 103.273 | 107.189 | 110.814 | 113.907
NPgY | GSP | NG FES - Falling Short | Total installed PV capacity - I&C and large (MW) | WEST MELTON SECTION 3 | Falling Short | Gen_BB012 | MW | NPgY | West Melton |  | 6.187 | 20.78 | 24.902 | 28.947 | 30.031 | 31.464 | 33.114 | 35.182 | 37.709 | 40.47 | 43.763 | 46.974 | 51.033 | 54.086 | 56.45 | 57.398 | 58.591 | 60.654 | 64.071 | 67.484 | 70.768 | 73.877 | 77.555 | 81.201 | 84.851 | 89.419 | 93.241 | 96.668 | 99.609
NPgY | GSP | NG FES - Falling Short | Total installed PV capacity - I&C and large (MW) | WINCOBANK | Falling Short | Gen_BB012 | MW | NPgY | Wincobank |  | 0.216 | 0.742 | 0.897 | 1.048 | 1.096 | 1.156 | 1.225 | 1.311 | 1.413 | 1.52 | 1.647 | 1.771 | 1.925 | 2.046 | 2.147 | 2.196 | 2.256 | 2.347 | 2.488 | 2.629 | 2.768 | 2.898 | 3.053 | 3.202 | 3.351 | 3.541 | 3.696 | 3.841 | 3.964
NPgN | GSP | NG FES - Leading the Way | Total installed PV capacity - I&C and large (MW) | BLYTH 66kV | Leading the Way | Gen_BB012 | MW | NPgN | Blyth 66kV |  | 1.6 | 23.378 | 40.736 | 58.321 | 62.255 | 66.439 | 70.851 | 75.505 | 80.545 | 85.507 | 90.856 | 95.891 | 101.05 | 105.371 | 108.741 | 111.404 | 113.948 | 117.788 | 122.241 | 126.603 | 131.19 | 135.705 | 138.696 | 140.723 | 142.806 | 145.174 | 147.244 | 149.508 | 151.661
NPgN | GSP | NG FES - Leading the Way | Total installed PV capacity - I&C and large (MW) | BLYTH 132kV | Leading the Way | Gen_BB012 | MW | NPgN | Blyth 132kV |  | 1.403 | 39.387 | 69.403 | 99.556 | 105.247 | 111.071 | 117.022 | 123.107 | 129.54 | 136.461 | 143.994 | 150.967 | 158.156 | 163.779 | 167.636 | 170.262 | 172.614 | 177.201 | 182.789 | 188.134 | 193.822 | 199.445 | 202.199 | 203.397 | 204.629 | 206.04 | 207.26 | 208.603 | 209.874
NPgN | GSP | NG FES - Leading the Way | Total installed PV capacity - I&C and large (MW) | FOURSTONES | Leading the Way | Gen_BB012 | MW | NPgN | Fourstones |  | 0.267 | 2.334 | 4.024 | 5.774 | 6.321 | 6.935 | 7.612 | 8.353 | 9.18 | 9.906 | 10.679 | 11.424 | 12.181 | 12.873 | 13.491 | 14.042 | 14.591 | 15.267 | 16.011 | 16.759 | 17.536 | 18.296 | 18.944 | 19.481 | 20.033 | 20.658 | 21.207 | 21.807 | 22.377
NPgN | GSP | NG FES - Leading the Way | Total installed PV capacity - I&C and large (MW) | HARTMOOR | Leading the Way | Gen_BB012 | MW | NPgN | Hart Moor |  | 0.971 | 11.771 | 20.409 | 29.18 | 31.229 | 33.424 | 35.756 | 38.231 | 40.924 | 43.527 | 46.328 | 48.973 | 51.681 | 53.981 | 55.817 | 57.304 | 58.736 | 60.813 | 63.201 | 65.549 | 68.014 | 70.438 | 72.123 | 73.319 | 74.548 | 75.945 | 77.167 | 78.502 | 79.774
NPgN | GSP | NG FES - Leading the Way | Total installed PV capacity - I&C and large (MW) | HAWTHORN PIT GRID | Leading the Way | Gen_BB012 | MW | NPgN | Hawthorn Pit |  | 6.821 | 18.199 | 27.282 | 36.458 | 38.529 | 40.705 | 43.001 | 45.425 | 48.051 | 50.63 | 53.411 | 56.029 | 58.712 | 60.962 | 62.722 | 64.117 | 65.452 | 67.455 | 69.777 | 72.051 | 74.443 | 76.797 | 78.366 | 79.435 | 80.534 | 81.783 | 82.875 | 84.069 | 85.205
NPgN | GSP | NG FES - Leading the Way | Total installed PV capacity - I&C and large (MW) | KNARESBOROUGH | Leading the Way | Gen_BB012 | MW | NPgN | Knaresborough |  | 13.951 | 58.758 | 94.335 | 130.135 | 137.502 | 145.106 | 153.006 | 161.218 | 170.01 | 179.039 | 188.817 | 197.947 | 207.33 | 214.936 | 220.535 | 224.693 | 228.566 | 235.066 | 242.776 | 250.245 | 258.143 | 265.931 | 270.478 | 273.136 | 275.869 | 278.982 | 281.695 | 284.667 | 287.491
NPgN | GSP | NG FES - Leading the Way | Total installed PV capacity - I&C and large (MW) | LACKENBY | Leading the Way | Gen_BB012 | MW | NPgN | Lackenby |  | 14.005 | 25.801 | 35.316 | 45.051 | 47.628 | 50.452 | 53.503 | 56.794 | 60.416 | 63.76 | 67.339 | 70.751 | 74.231 | 77.295 | 79.885 | 82.091 | 84.258 | 87.136 | 90.373 | 93.592 | 96.952 | 100.25 | 102.801 | 104.782 | 106.818 | 109.128 | 111.152 | 113.363 | 115.469
NPgN | GSP | NG FES - Leading the Way | Total installed PV capacity - I&C and large (MW) | NORTON | Leading the Way | Gen_BB012 | MW | NPgN | Norton |  | 63.1 | 155.247 | 228.511 | 302.409 | 318.016 | 334.309 | 351.321 | 369.093 | 388.194 | 407.531 | 428.444 | 448.02 | 468.121 | 484.595 | 496.966 | 506.362 | 515.196 | 529.464 | 546.257 | 562.588 | 579.824 | 596.809 | 607.186 | 613.612 | 620.219 | 627.737 | 634.296 | 641.479 | 648.306
NPgN | GSP | NG FES - Leading the Way | Total installed PV capacity - I&C and large (MW) | OFFERTON | Leading the Way | Gen_BB012 | MW | NPgN | Offerton |  | 0.155 | 1.061 | 1.857 | 2.735 | 3.206 | 3.77 | 4.416 | 5.147 | 5.98 | 6.646 | 7.345 | 8.034 | 8.728 | 9.414 | 10.087 | 10.729 | 11.383 | 12.1 | 12.861 | 13.64 | 14.441 | 15.224 | 15.996 | 16.694 | 17.411 | 18.224 | 18.937 | 19.716 | 20.458
NPgN | GSP | NG FES - Leading the Way | Total installed PV capacity - I&C and large (MW) | OSBALDWICK | Leading the Way | Gen_BB012 | MW | NPgN | Osbaldwick |  | 10.825 | 119.287 | 205.049 | 291.184 | 307.619 | 324.42 | 341.62 | 359.246 | 377.909 | 397.872 | 419.588 | 439.71 | 460.449 | 476.74 | 488.017 | 495.789 | 502.788 | 516.156 | 532.386 | 547.936 | 564.472 | 580.812 | 589.011 | 592.759 | 596.614 | 601.023 | 604.843 | 609.042 | 613.021
NPgN | GSP | NG FES - Leading the Way | Total installed PV capacity - I&C and large (MW) | POPPLETON | Leading the Way | Gen_BB012 | MW | NPgN | Poppleton |  | 0.729 | 4.15 | 6.897 | 9.692 | 10.387 | 11.134 | 11.935 | 12.791 | 13.729 | 14.615 | 15.565 | 16.467 | 17.388 | 18.185 | 18.841 | 19.386 | 19.917 | 20.652 | 21.487 | 22.313 | 23.177 | 24.026 | 24.651 | 25.117 | 25.597 | 26.141 | 26.618 | 27.138 | 27.634
NPgN | GSP | NG FES - Leading the Way | Total installed PV capacity - I&C and large (MW) | SALTHOLME | Leading the Way | Gen_BB012 | MW | NPgN | Saltholme |  | 0.032 | 0.869 | 1.537 | 2.214 | 2.367 | 2.53 | 2.702 | 2.883 | 3.08 | 3.273 | 3.481 | 3.678 | 3.878 | 4.047 | 4.179 | 4.284 | 4.385 | 4.535 | 4.709 | 4.88 | 5.059 | 5.235 | 5.354 | 5.434 | 5.517 | 5.612 | 5.694 | 5.784 | 5.87
NPgN | GSP | NG FES - Leading the Way | Total installed PV capacity - I&C and large (MW) | SOUTH SHIELDS | Leading the Way | Gen_BB012 | MW | NPgN | South Shields |  | 0.761 | 0.948 | 1.178 | 1.474 | 1.839 | 2.282 | 2.802 | 3.405 | 4.102 | 4.623 | 5.165 | 5.707 | 6.251 | 6.818 | 7.409 | 7.994 | 8.597 | 9.216 | 9.859 | 10.524 | 11.205 | 11.869 | 12.581 | 13.251 | 13.939 | 14.719 | 15.404 | 16.151 | 16.863
NPgN | GSP | NG FES - Leading the Way | Total installed PV capacity - I&C and large (MW) | SPADEADAM | Leading the Way | Gen_BB012 | MW | NPgN | Spadeadam - Not in NG FES |  | 0.065 | 1.631 | 2.887 | 4.167 | 4.478 | 4.816 | 5.176 | 5.562 | 5.982 | 6.383 | 6.812 | 7.22 | 7.636 | 7.994 | 8.286 | 8.527 | 8.761 | 9.089 | 9.463 | 9.833 | 10.22 | 10.6 | 10.876 | 11.079 | 11.287 | 11.523 | 11.73 | 11.957 | 12.172
NPgN | GSP | NG FES - Leading the Way | Total installed PV capacity - I&C and large (MW) | SPENNYMOOR | Leading the Way | Gen_BB012 | MW | NPgN | Spennymoor |  | 5.767 | 78.449 | 136.047 | 194.011 | 205.552 | 217.473 | 229.785 | 242.51 | 256.076 | 270.234 | 285.596 | 299.894 | 314.606 | 326.384 | 334.848 | 340.963 | 346.59 | 356.496 | 368.352 | 379.79 | 391.91 | 403.872 | 410.473 | 414.033 | 417.694 | 421.869 | 425.501 | 429.484 | 433.265
NPgN | GSP | NG FES - Leading the Way | Total installed PV capacity - I&C and large (MW) | STELLA NORTH | Leading the Way | Gen_BB012 | MW | NPgN | Stella North |  | 4.199 | 9.812 | 14.532 | 19.5 | 21.505 | 23.799 | 26.38 | 29.264 | 32.517 | 35.226 | 38.088 | 40.879 | 43.702 | 46.401 | 48.949 | 51.317 | 53.712 | 56.453 | 59.41 | 62.412 | 65.514 | 68.545 | 71.369 | 73.844 | 76.386 | 79.268 | 81.797 | 84.557 | 87.187
NPgN | GSP | NG FES - Leading the Way | Total installed PV capacity - I&C and large (MW) | STELLA SOUTH | Leading the Way | Gen_BB012 | MW | NPgN | Stella South |  | 7.826 | 43.406 | 71.642 | 100.092 | 105.91 | 111.954 | 118.229 | 124.747 | 131.723 | 138.899 | 146.674 | 153.93 | 161.388 | 167.425 | 171.857 | 175.137 | 178.189 | 183.338 | 189.452 | 195.373 | 201.635 | 207.811 | 211.393 | 213.469 | 215.604 | 218.035 | 220.154 | 222.476 | 224.681
NPgN | GSP | NG FES - Leading the Way | Total installed PV capacity - I&C and large (MW) | TYNEMOUTH | Leading the Way | Gen_BB012 | MW | NPgN | Tynemouth 1 |  | 1.375 | 3.121 | 4.674 | 6.368 | 7.337 | 8.472 | 9.776 | 11.258 | 12.949 | 14.288 | 15.692 | 17.078 | 18.475 | 19.864 | 21.241 | 22.563 | 23.913 | 25.375 | 26.923 | 28.509 | 30.141 | 31.733 | 33.326 | 34.775 | 36.265 | 37.952 | 39.434 | 41.05 | 42.591
NPgN | GSP | NG FES - Leading the Way | Total installed PV capacity - I&C and large (MW) | WEST BOLDON | Leading the Way | Gen_BB012 | MW | NPgN | West Boldon |  | 12.303 | 17.178 | 21.296 | 25.625 | 27.434 | 29.49 | 31.809 | 34.406 | 37.34 | 39.768 | 42.33 | 44.832 | 47.362 | 49.793 | 52.104 | 54.261 | 56.445 | 58.926 | 61.596 | 64.31 | 67.111 | 69.85 | 72.426 | 74.695 | 77.027 | 79.67 | 81.989 | 84.521 | 86.934
NPgY | GSP | NG FES - Leading the Way | Total installed PV capacity - I&C and large (MW) | BRADFORD WEST | Leading the Way | Gen_BB012 | MW | NPgY | Bradford West |  | 5.517 | 13.482 | 17.99 | 22.554 | 24.812 | 27.185 | 29.672 | 32.277 | 35.083 | 37.94 | 41.021 | 43.919 | 46.889 | 49.369 | 51.293 | 52.807 | 54.249 | 56.445 | 58.997 | 61.493 | 64.12 | 66.705 | 68.399 | 69.534 | 70.701 | 72.026 | 73.184 | 74.451 | 75.656
NPgY | GSP | NG FES - Leading the Way | Total installed PV capacity - I&C and large (MW) | CAMBLESFORTH | Leading the Way | Gen_BB012 | MW | NPgY | Camblesforth |  | 1.447 | 3.007 | 4.051 | 5.218 | 6.128 | 7.162 | 8.319 | 9.606 | 11.05 | 12.313 | 13.647 | 14.95 | 16.267 | 17.534 | 18.741 | 19.87 | 21.014 | 22.309 | 23.701 | 25.117 | 26.577 | 28.005 | 29.352 | 30.541 | 31.762 | 33.146 | 34.36 | 35.685 | 36.947
NPgY | GSP | NG FES - Leading the Way | Total installed PV capacity - I&C and large (MW) | CREYKE BECK | Leading the Way | Gen_BB012 | MW | NPgY | Creyke Beck |  | 36.297 | 93.324 | 125.643 | 158.888 | 176.311 | 194.764 | 214.252 | 234.813 | 257.065 | 279.324 | 303.275 | 325.893 | 349.042 | 368.695 | 384.377 | 397.061 | 409.28 | 427.016 | 447.409 | 467.463 | 488.506 | 509.2 | 523.56 | 533.737 | 544.196 | 556.07 | 566.456 | 577.81 | 588.614
NPgY | GSP | NG FES - Leading the Way | Total installed PV capacity - I&C and large (MW) | DRAX | Leading the Way | Gen_BB012 | MW | NPgY | Drax |  | 2.128 | 8.99 | 12.943 | 17.084 | 19.441 | 21.975 | 24.686 | 27.581 | 30.741 | 33.807 | 37.091 | 40.216 | 43.405 | 46.193 | 48.52 | 50.484 | 52.406 | 55.002 | 57.934 | 60.843 | 63.883 | 66.866 | 69.126 | 70.853 | 72.626 | 74.638 | 76.4 | 78.325 | 80.158
NPgY | GSP | NG FES - Leading the Way | Total installed PV capacity - I&C and large (MW) | ELLAND | Leading the Way | Gen_BB012 | MW | NPgY | Elland |  | 5.22 | 13.004 | 17.352 | 21.729 | 23.8 | 25.951 | 28.184 | 30.5 | 32.976 | 35.561 | 38.358 | 40.974 | 43.661 | 45.852 | 47.483 | 48.711 | 49.86 | 51.746 | 53.974 | 56.137 | 58.421 | 60.672 | 62.021 | 62.836 | 63.674 | 64.627 | 65.458 | 66.368 | 67.233
NPgY | GSP | NG FES - Leading the Way | Total installed PV capacity - I&C and large (MW) | FERRYBRIDGE A | Leading the Way | Gen_BB012 | MW | NPgY | Ferrybridge A |  | 1.804 | 12.768 | 18.847 | 25.067 | 28.153 | 31.374 | 34.73 | 38.226 | 41.975 | 45.848 | 50.034 | 53.957 | 57.984 | 61.3 | 63.812 | 65.738 | 67.557 | 70.445 | 73.834 | 77.133 | 80.613 | 84.041 | 86.175 | 87.527 | 88.917 | 90.497 | 91.877 | 93.386 | 94.821
NPgY | GSP | NG FES - Leading the Way | Total installed PV capacity - I&C and large (MW) | FERRYBRIDGE B | Leading the Way | Gen_BB012 | MW | NPgY | Ferrybridge B (_M) |  | 29.175 | 57.384 | 73.108 | 89.243 | 97.406 | 105.964 | 114.919 | 124.287 | 134.361 | 144.662 | 155.781 | 166.226 | 176.937 | 185.843 | 192.706 | 198.066 | 203.16 | 211.009 | 220.154 | 229.09 | 238.498 | 247.76 | 253.742 | 257.689 | 261.746 | 266.356 | 270.384 | 274.79 | 278.979
NPgY | GSP | NG FES - Leading the Way | Total installed PV capacity - I&C and large (MW) | GRIMSBY WEST | Leading the Way | Gen_BB012 | MW | NPgY | Grimsby West |  | 5.611 | 23.811 | 33.942 | 44.266 | 49.349 | 54.654 | 60.184 | 65.945 | 72.123 | 78.504 | 85.399 | 91.862 | 98.495 | 103.96 | 108.102 | 111.282 | 114.283 | 119.046 | 124.631 | 130.071 | 135.806 | 141.457 | 144.98 | 147.215 | 149.513 | 152.126 | 154.407 | 156.903 | 159.275
NPgY | GSP | NG FES - Leading the Way | Total installed PV capacity - I&C and large (MW) | JORDANTHORPE | Leading the Way | Gen_BB012 | MW | NPgY | Jordanthorpe |  | 0.268 | 1.128 | 1.607 | 2.094 | 2.333 | 2.582 | 2.842 | 3.113 | 3.403 | 3.703 | 4.027 | 4.331 | 4.642 | 4.899 | 5.093 | 5.241 | 5.381 | 5.604 | 5.866 | 6.121 | 6.389 | 6.654 | 6.818 | 6.922 | 7.028 | 7.149 | 7.254 | 7.369 | 7.479
NPgY | GSP | NG FES - Leading the Way | Total installed PV capacity - I&C and large (MW) | KEADBY | Leading the Way | Gen_BB012 | MW | NPgY | Keadby |  | 84.265 | 178.103 | 231.084 | 286.031 | 315.438 | 346.635 | 379.626 | 414.481 | 452.24 | 489.882 | 530.368 | 568.629 | 607.78 | 641.122 | 667.866 | 689.603 | 710.585 | 740.782 | 775.434 | 809.543 | 845.317 | 880.49 | 905.15 | 922.792 | 940.922 | 961.503 | 979.508 | 999.19 | 1017.918
NPgY | GSP | NG FES - Leading the Way | Total installed PV capacity - I&C and large (MW) | KIRKSTALL B | Leading the Way | Gen_BB012 | MW | NPgY | Kirkstall B |  | 2.803 | 6.145 | 8.073 | 10.044 | 11.084 | 12.194 | 13.373 | 14.623 | 15.982 | 17.322 | 18.761 | 20.125 | 21.519 | 22.718 | 23.695 | 24.501 | 25.283 | 26.381 | 27.633 | 28.869 | 30.163 | 31.435 | 32.355 | 33.031 | 33.725 | 34.513 | 35.203 | 35.957 | 36.674
NPgY | GSP | NG FES - Leading the Way | Total installed PV capacity - I&C and large (MW) | NEEPSEND | Leading the Way | Gen_BB012 | MW | NPgY | Neepsend |  | 0.641 | 0.961 | 1.151 | 1.345 | 1.452 | 1.568 | 1.692 | 1.824 | 1.969 | 2.109 | 2.259 | 2.402 | 2.547 | 2.675 | 2.783 | 2.875 | 2.965 | 3.085 | 3.22 | 3.355 | 3.495 | 3.632 | 3.738 | 3.821 | 3.905 | 4.001 | 4.084 | 4.176 | 4.263
NPgY | GSP | NG FES - Leading the Way | Total installed PV capacity - I&C and large (MW) | NORTON LEES | Leading the Way | Gen_BB012 | MW | NPgY | Norton Lees |  | 0.334 | 0.379 | 0.424 | 0.471 | 0.515 | 0.568 | 0.63 | 0.7 | 0.781 | 0.846 | 0.914 | 0.982 | 1.05 | 1.12 | 1.194 | 1.267 | 1.342 | 1.42 | 1.5 | 1.583 | 1.668 | 1.75 | 1.839 | 1.923 | 2.008 | 2.105 | 2.191 | 2.284 | 2.372
NPgY | GSP | NG FES - Leading the Way | Total installed PV capacity - I&C and large (MW) | PITSMOOR 3/4 | Leading the Way | Gen_BB012 | MW | NPgY | Pitsmoor |  | 0.24 | 0.27 | 0.297 | 0.323 | 0.343 | 0.366 | 0.393 | 0.424 | 0.46 | 0.488 | 0.518 | 0.548 | 0.578 | 0.609 | 0.641 | 0.673 | 0.705 | 0.739 | 0.774 | 0.81 | 0.847 | 0.883 | 0.922 | 0.958 | 0.995 | 1.037 | 1.073 | 1.114 | 1.152
NPgY | GSP | NG FES - Leading the Way | Total installed PV capacity - I&C and large (MW) | SALTEND NORTH | Leading the Way | Gen_BB012 | MW | NPgY | Saltend North |  | 18.817 | 19.233 | 19.681 | 20.209 | 20.782 | 21.467 | 22.266 | 23.181 | 24.231 | 25.077 | 25.957 | 26.838 | 27.721 | 28.639 | 29.592 | 30.535 | 31.506 | 32.506 | 33.545 | 34.62 | 35.719 | 36.791 | 37.936 | 39.012 | 40.117 | 41.368 | 42.467 | 43.666 | 44.809
NPgY | GSP | NG FES - Leading the Way | Total installed PV capacity - I&C and large (MW) | SHEFFIELD CITY | Leading the Way | Gen_BB012 | MW | NPgY | Sheffield City |  | 0.394 | 0.481 | 0.539 | 0.598 | 0.634 | 0.675 | 0.72 | 0.769 | 0.825 | 0.874 | 0.927 | 0.978 | 1.029 | 1.078 | 1.124 | 1.166 | 1.208 | 1.257 | 1.311 | 1.364 | 1.42 | 1.475 | 1.525 | 1.568 | 1.613 | 1.663 | 1.708 | 1.756 | 1.802
NPgY | GSP | NG FES - Leading the Way | Total installed PV capacity - I&C and large (MW) | SKELTON GRANGE | Leading the Way | Gen_BB012 | MW | NPgY | Skelton Grange |  | 8.612 | 17.351 | 22.436 | 27.654 | 30.48 | 33.508 | 36.741 | 40.185 | 43.94 | 47.602 | 51.529 | 55.26 | 59.07 | 62.382 | 65.125 | 67.423 | 69.666 | 72.733 | 76.209 | 79.651 | 83.251 | 86.786 | 89.423 | 91.412 | 93.457 | 95.777 | 97.808 | 100.027 | 102.139
NPgY | GSP | NG FES - Leading the Way | Total installed PV capacity - I&C and large (MW) | TEMPLEBOROUGH 275/33KV | Leading the Way | Gen_BB012 | MW | NPgY | Templeborough |  | 0.007 | 0.239 | 0.375 | 0.521 | 0.61 | 0.706 | 0.811 | 0.924 | 1.048 | 1.166 | 1.291 | 1.411 | 1.533 | 1.643 | 1.737 | 1.82 | 1.901 | 2.005 | 2.121 | 2.238 | 2.359 | 2.477 | 2.573 | 2.649 | 2.728 | 2.817 | 2.895 | 2.98 | 3.061
NPgY | GSP | NG FES - Leading the Way | Total installed PV capacity - I&C and large (MW) | THURCROFT | Leading the Way | Gen_BB012 | MW | NPgY | Thurcroft |  | 4.183 | 27.471 | 40.262 | 53.278 | 59.505 | 65.946 | 72.602 | 79.481 | 86.811 | 94.542 | 102.92 | 110.735 | 118.77 | 125.261 | 130.008 | 133.51 | 136.76 | 142.283 | 148.849 | 155.202 | 161.923 | 168.553 | 172.365 | 174.549 | 176.794 | 179.35 | 181.577 | 184.017 | 186.334
NPgY | GSP | NG FES - Leading the Way | Total installed PV capacity - I&C and large (MW) | WEST MELTON / THORPE MARSH | Leading the Way | Gen_BB012 | MW | NPgY | Thorpe Marsh |  | 18.637 | 40.283 | 52.462 | 65.01 | 71.545 | 78.445 | 85.712 | 93.36 | 101.621 | 109.939 | 118.898 | 127.345 | 135.996 | 143.294 | 149.058 | 153.673 | 158.103 | 164.643 | 172.192 | 179.602 | 187.385 | 195.042 | 200.246 | 203.863 | 207.58 | 211.801 | 215.493 | 219.528 | 223.368
NPgY | GSP | NG FES - Leading the Way | Total installed PV capacity - I&C and large (MW) | WEST MELTON SECTION 3 | Leading the Way | Gen_BB012 | MW | NPgY | West Melton |  | 6.187 | 29.17 | 41.963 | 55.067 | 61.64 | 68.52 | 75.707 | 83.215 | 91.28 | 99.558 | 108.498 | 116.888 | 125.495 | 132.626 | 138.087 | 142.325 | 146.342 | 152.6 | 159.91 | 167.043 | 174.558 | 181.958 | 186.675 | 189.743 | 192.896 | 196.48 | 199.61 | 203.034 | 206.291
NPgY | GSP | NG FES - Leading the Way | Total installed PV capacity - I&C and large (MW) | WINCOBANK | Leading the Way | Gen_BB012 | MW | NPgY | Wincobank |  | 0.216 | 1.034 | 1.499 | 1.978 | 2.231 | 2.5 | 2.784 | 3.084 | 3.409 | 3.733 | 4.081 | 4.411 | 4.748 | 5.035 | 5.265 | 5.453 | 5.634 | 5.894 | 6.192 | 6.486 | 6.794 | 7.097 | 7.31 | 7.462 | 7.619 | 7.797 | 7.953 | 8.123 | 8.284
NPgN | GSP | NG FES - System Transformation | Total installed PV capacity - I&C and large (MW) | BLYTH 66kV | System Transformation | Gen_BB012 | MW | NPgN | Blyth 66kV |  | 1.6 | 17.332 | 28.579 | 39.94 | 41.639 | 43.444 | 45.608 | 48.133 | 51.368 | 54.567 | 57.977 | 61.072 | 64.72 | 67.353 | 69.649 | 71.071 | 72.562 | 74.261 | 76.842 | 79.448 | 82.071 | 84.594 | 86.906 | 89.045 | 91.179 | 93.586 | 95.626 | 97.806 | 99.831
NPgN | GSP | NG FES - System Transformation | Total installed PV capacity - I&C and large (MW) | BLYTH 132kV | System Transformation | Gen_BB012 | MW | NPgN | Blyth 132kV |  | 1.403 | 28.762 | 48.108 | 67.515 | 69.722 | 71.988 | 74.77 | 78.069 | 82.477 | 87.155 | 92.146 | 96.584 | 102.005 | 105.56 | 108.421 | 109.755 | 111.128 | 112.821 | 116.022 | 119.228 | 122.432 | 125.563 | 128.173 | 130.664 | 133.144 | 135.787 | 138.19 | 140.673 | 143.049
NPgN | GSP | NG FES - System Transformation | Total installed PV capacity - I&C and large (MW) | FOURSTONES | System Transformation | Gen_BB012 | MW | NPgN | Fourstones |  | 0.267 | 1.77 | 2.879 | 4.019 | 4.292 | 4.594 | 4.945 | 5.348 | 5.837 | 6.274 | 6.739 | 7.174 | 7.66 | 8.063 | 8.45 | 8.754 | 9.076 | 9.425 | 9.862 | 10.307 | 10.758 | 11.185 | 11.614 | 12 | 12.386 | 12.844 | 13.208 | 13.609 | 13.972
NPgN | GSP | NG FES - System Transformation | Total installed PV capacity - I&C and large (MW) | HARTMOOR | System Transformation | Gen_BB012 | MW | NPgN | Hart Moor |  | 0.971 | 8.776 | 14.38 | 20.051 | 20.956 | 21.924 | 23.078 | 24.421 | 26.127 | 27.788 | 29.558 | 31.171 | 33.058 | 34.45 | 35.682 | 36.481 | 37.321 | 38.267 | 39.654 | 41.057 | 42.469 | 43.825 | 45.088 | 46.25 | 47.411 | 48.732 | 49.838 | 51.028 | 52.126
NPgN | GSP | NG FES - System Transformation | Total installed PV capacity - I&C and large (MW) | HAWTHORN PIT GRID | System Transformation | Gen_BB012 | MW | NPgN | Hawthorn Pit |  | 6.821 | 15.029 | 20.892 | 26.774 | 27.659 | 28.6 | 29.727 | 31.042 | 32.725 | 34.386 | 36.157 | 37.765 | 39.659 | 41.029 | 42.226 | 42.972 | 43.753 | 44.643 | 45.989 | 47.348 | 48.716 | 50.031 | 51.24 | 52.356 | 53.471 | 54.729 | 55.794 | 56.932 | 57.989
NPgN | GSP | NG FES - System Transformation | Total installed PV capacity - I&C and large (MW) | KNARESBOROUGH | System Transformation | Gen_BB012 | MW | NPgN | Knaresborough |  | 13.951 | 46.235 | 69.156 | 92.102 | 95.091 | 98.216 | 102.004 | 106.458 | 112.278 | 118.235 | 124.588 | 130.295 | 137.144 | 141.861 | 145.823 | 148 | 150.265 | 152.929 | 157.373 | 161.844 | 166.329 | 170.675 | 174.493 | 178.073 | 181.643 | 185.571 | 189.003 | 192.618 | 196.018
NPgN | GSP | NG FES - System Transformation | Total installed PV capacity - I&C and large (MW) | LACKENBY | System Transformation | Gen_BB012 | MW | NPgN | Lackenby |  | 14.005 | 22.55 | 28.753 | 35.067 | 36.275 | 37.587 | 39.133 | 40.92 | 43.139 | 45.214 | 47.425 | 49.464 | 51.798 | 53.617 | 55.294 | 56.498 | 57.768 | 59.169 | 61.06 | 62.978 | 64.917 | 66.764 | 68.556 | 70.183 | 71.809 | 73.701 | 75.243 | 76.923 | 78.456
NPgN | GSP | NG FES - System Transformation | Total installed PV capacity - I&C and large (MW) | NORTON | System Transformation | Gen_BB012 | MW | NPgN | Norton |  | 63.1 | 129.548 | 176.85 | 224.373 | 230.849 | 237.656 | 245.874 | 255.514 | 268.027 | 280.689 | 294.192 | 306.361 | 320.881 | 331.036 | 339.676 | 344.631 | 349.802 | 355.812 | 365.51 | 375.279 | 385.089 | 394.571 | 403.027 | 410.917 | 418.787 | 427.522 | 435.072 | 443.064 | 450.549
NPgN | GSP | NG FES - System Transformation | Total installed PV capacity - I&C and large (MW) | OFFERTON | System Transformation | Gen_BB012 | MW | NPgN | Offerton |  | 0.155 | 0.83 | 1.376 | 1.969 | 2.24 | 2.548 | 2.9 | 3.297 | 3.759 | 4.132 | 4.528 | 4.912 | 5.315 | 5.699 | 6.097 | 6.457 | 6.842 | 7.247 | 7.698 | 8.16 | 8.631 | 9.071 | 9.543 | 9.958 | 10.375 | 10.885 | 11.274 | 11.713 | 12.101
NPgN | GSP | NG FES - System Transformation | Total installed PV capacity - I&C and large (MW) | OSBALDWICK | System Transformation | Gen_BB012 | MW | NPgN | Osbaldwick |  | 10.825 | 88.938 | 144.183 | 199.541 | 205.934 | 212.516 | 220.584 | 230.14 | 242.872 | 256.327 | 270.681 | 283.46 | 299.039 | 309.314 | 317.627 | 321.592 | 325.68 | 330.686 | 339.99 | 349.313 | 358.638 | 367.739 | 375.377 | 382.65 | 389.893 | 397.645 | 404.657 | 411.919 | 418.853
NPgN | GSP | NG FES - System Transformation | Total installed PV capacity - I&C and large (MW) | POPPLETON | System Transformation | Gen_BB012 | MW | NPgN | Poppleton |  | 0.729 | 3.202 | 4.984 | 6.784 | 7.098 | 7.437 | 7.838 | 8.303 | 8.887 | 9.444 | 10.038 | 10.582 | 11.212 | 11.689 | 12.121 | 12.417 | 12.728 | 13.075 | 13.561 | 14.054 | 14.551 | 15.026 | 15.479 | 15.892 | 16.305 | 16.781 | 17.173 | 17.598 | 17.988
NPgN | GSP | NG FES - System Transformation | Total installed PV capacity - I&C and large (MW) | SALTHOLME | System Transformation | Gen_BB012 | MW | NPgN | Saltholme |  | 0.032 | 0.636 | 1.07 | 1.508 | 1.574 | 1.645 | 1.729 | 1.828 | 1.954 | 2.078 | 2.211 | 2.331 | 2.473 | 2.575 | 2.665 | 2.721 | 2.78 | 2.847 | 2.948 | 3.05 | 3.152 | 3.251 | 3.342 | 3.425 | 3.509 | 3.604 | 3.684 | 3.769 | 3.848
NPgN | GSP | NG FES - System Transformation | Total installed PV capacity - I&C and large (MW) | SOUTH SHIELDS | System Transformation | Gen_BB012 | MW | NPgN | South Shields |  | 0.761 | 0.913 | 1.084 | 1.28 | 1.505 | 1.765 | 2.058 | 2.386 | 2.755 | 3.03 | 3.323 | 3.614 | 3.903 | 4.213 | 4.55 | 4.882 | 5.236 | 5.605 | 5.988 | 6.382 | 6.785 | 7.159 | 7.575 | 7.937 | 8.301 | 8.754 | 9.092 | 9.478 | 9.816
NPgN | GSP | NG FES - System Transformation | Total installed PV capacity - I&C and large (MW) | SPADEADAM | System Transformation | Gen_BB012 | MW | NPgN | Spadeadam - Not in NG FES |  | 0.065 | 1.198 | 2.015 | 2.845 | 2.986 | 3.138 | 3.318 | 3.527 | 3.79 | 4.043 | 4.313 | 4.559 | 4.845 | 5.061 | 5.254 | 5.384 | 5.522 | 5.675 | 5.893 | 6.113 | 6.336 | 6.549 | 6.75 | 6.934 | 7.118 | 7.33 | 7.505 | 7.694 | 7.868
NPgN | GSP | NG FES - System Transformation | Total installed PV capacity - I&C and large (MW) | SPENNYMOOR | System Transformation | Gen_BB012 | MW | NPgN | Spennymoor |  | 5.767 | 58.144 | 95.294 | 132.581 | 137.206 | 142.013 | 147.865 | 154.766 | 163.854 | 173.276 | 183.327 | 192.323 | 203.187 | 210.539 | 216.625 | 219.796 | 223.086 | 227.011 | 233.831 | 240.681 | 247.545 | 254.215 | 259.973 | 265.404 | 270.816 | 276.709 | 281.927 | 287.386 | 292.552
NPgN | GSP | NG FES - System Transformation | Total installed PV capacity - I&C and large (MW) | STELLA NORTH | System Transformation | Gen_BB012 | MW | NPgN | Stella North |  | 4.199 | 8.303 | 11.425 | 14.649 | 15.715 | 16.912 | 18.291 | 19.857 | 21.712 | 23.277 | 24.944 | 26.531 | 28.244 | 29.782 | 31.323 | 32.645 | 34.05 | 35.546 | 37.292 | 39.076 | 40.888 | 42.592 | 44.373 | 45.953 | 47.537 | 49.451 | 50.935 | 52.595 | 54.076
NPgN | GSP | NG FES - System Transformation | Total installed PV capacity - I&C and large (MW) | STELLA SOUTH | System Transformation | Gen_BB012 | MW | NPgN | Stella South |  | 7.826 | 33.476 | 51.7 | 70.007 | 72.379 | 74.858 | 77.863 | 81.398 | 86.022 | 90.762 | 95.818 | 100.357 | 105.809 | 109.555 | 112.697 | 114.413 | 116.198 | 118.3 | 121.823 | 125.367 | 128.922 | 132.368 | 135.389 | 138.224 | 141.05 | 144.156 | 146.875 | 149.735 | 152.428
NPgN | GSP | NG FES - System Transformation | Total installed PV capacity - I&C and large (MW) | TYNEMOUTH | System Transformation | Gen_BB012 | MW | NPgN | Tynemouth 1 |  | 1.375 | 2.669 | 3.715 | 4.815 | 5.365 | 5.991 | 6.705 | 7.511 | 8.442 | 9.185 | 9.977 | 10.744 | 11.544 | 12.321 | 13.13 | 13.874 | 14.666 | 15.5 | 16.418 | 17.359 | 18.318 | 19.214 | 20.18 | 21.03 | 21.882 | 22.927 | 23.722 | 24.62 | 25.414
NPgN | GSP | NG FES - System Transformation | Total installed PV capacity - I&C and large (MW) | WEST BOLDON | System Transformation | Gen_BB012 | MW | NPgN | West Boldon |  | 12.303 | 15.865 | 18.578 | 21.358 | 22.319 | 23.399 | 24.642 | 26.053 | 27.718 | 29.114 | 30.6 | 32.018 | 33.543 | 34.924 | 36.316 | 37.521 | 38.804 | 40.166 | 41.742 | 43.355 | 44.994 | 46.533 | 48.148 | 49.58 | 51.015 | 52.753 | 54.098 | 55.602 | 56.944
NPgY | GSP | NG FES - System Transformation | Total installed PV capacity - I&C and large (MW) | BRADFORD WEST | System Transformation | Gen_BB012 | MW | NPgY | Bradford West |  | 5.517 | 11.875 | 14.701 | 17.545 | 18.488 | 19.486 | 20.683 | 22.082 | 23.883 | 25.729 | 27.697 | 29.481 | 31.588 | 33.103 | 34.418 | 35.226 | 36.072 | 37.039 | 38.518 | 40.012 | 41.514 | 42.961 | 44.282 | 45.505 | 46.726 | 48.099 | 49.266 | 50.511 | 51.669
NPgY | GSP | NG FES - System Transformation | Total installed PV capacity - I&C and large (MW) | CAMBLESFORTH | System Transformation | Gen_BB012 | MW | NPgY | Camblesforth |  | 1.447 | 2.711 | 3.419 | 4.171 | 4.639 | 5.165 | 5.768 | 6.452 | 7.259 | 7.984 | 8.757 | 9.494 | 10.287 | 11.007 | 11.733 | 12.365 | 13.037 | 13.752 | 14.575 | 15.418 | 16.275 | 17.079 | 17.924 | 18.674 | 19.424 | 20.333 | 21.037 | 21.824 | 22.525
NPgY | GSP | NG FES - System Transformation | Total installed PV capacity - I&C and large (MW) | CREYKE BECK | System Transformation | Gen_BB012 | MW | NPgY | Creyke Beck |  | 36.297 | 82.292 | 103.14 | 124.321 | 131.766 | 139.701 | 149.174 | 160.199 | 174.251 | 188.456 | 203.6 | 217.398 | 233.545 | 245.444 | 255.97 | 262.798 | 269.966 | 278.056 | 289.912 | 301.902 | 313.982 | 325.571 | 336.37 | 346.306 | 356.227 | 367.509 | 376.964 | 387.126 | 396.512
NPgY | GSP | NG FES - System Transformation | Total installed PV capacity - I&C and large (MW) | DRAX | System Transformation | Gen_BB012 | MW | NPgY | Drax |  | 2.128 | 7.703 | 10.312 | 12.99 | 14.039 | 15.172 | 16.511 | 18.06 | 20 | 21.914 | 23.953 | 25.829 | 27.986 | 29.649 | 31.166 | 32.237 | 33.365 | 34.614 | 36.327 | 38.064 | 39.818 | 41.492 | 43.103 | 44.569 | 46.035 | 47.731 | 49.122 | 50.633 | 52.015
NPgY | GSP | NG FES - System Transformation | Total installed PV capacity - I&C and large (MW) | ELLAND | System Transformation | Gen_BB012 | MW | NPgY | Elland |  | 5.22 | 11.438 | 14.159 | 16.89 | 17.727 | 18.603 | 19.664 | 20.91 | 22.536 | 24.235 | 26.046 | 27.676 | 29.626 | 30.981 | 32.126 | 32.772 | 33.445 | 34.232 | 35.519 | 36.814 | 38.114 | 39.372 | 40.487 | 41.529 | 42.569 | 43.718 | 44.716 | 45.77 | 46.759
NPgY | GSP | NG FES - System Transformation | Total installed PV capacity - I&C and large (MW) | FERRYBRIDGE A | System Transformation | Gen_BB012 | MW | NPgY | Ferrybridge A |  | 1.804 | 10.683 | 14.627 | 18.622 | 19.887 | 21.216 | 22.819 | 24.698 | 27.137 | 29.665 | 32.36 | 34.792 | 37.687 | 39.727 | 41.471 | 42.492 | 43.557 | 44.79 | 46.75 | 48.726 | 50.711 | 52.627 | 54.347 | 55.949 | 57.547 | 59.326 | 60.858 | 62.482 | 64
NPgY | GSP | NG FES - System Transformation | Total installed PV capacity - I&C and large (MW) | FERRYBRIDGE B | System Transformation | Gen_BB012 | MW | NPgY | Ferrybridge B (_M) |  | 29.175 | 52.022 | 62.24 | 72.605 | 75.995 | 79.573 | 83.875 | 88.905 | 95.398 | 102.074 | 109.192 | 115.635 | 123.264 | 128.715 | 133.427 | 136.282 | 139.268 | 142.694 | 147.994 | 153.341 | 158.718 | 163.899 | 168.608 | 172.975 | 177.332 | 182.219 | 186.387 | 190.828 | 194.962
NPgY | GSP | NG FES - System Transformation | Total installed PV capacity - I&C and large (MW) | GRIMSBY WEST | System Transformation | Gen_BB012 | MW | NPgY | Grimsby West |  | 5.611 | 20.291 | 26.797 | 33.371 | 35.455 | 37.645 | 40.288 | 43.384 | 47.402 | 51.565 | 56.003 | 60.01 | 64.778 | 68.139 | 71.013 | 72.698 | 74.457 | 76.491 | 79.722 | 82.979 | 86.251 | 89.41 | 92.247 | 94.888 | 97.523 | 100.458 | 102.983 | 105.661 | 108.164
NPgY | GSP | NG FES - System Transformation | Total installed PV capacity - I&C and large (MW) | JORDANTHORPE | System Transformation | Gen_BB012 | MW | NPgY | Jordanthorpe |  | 0.268 | 0.962 | 1.269 | 1.58 | 1.678 | 1.78 | 1.904 | 2.05 | 2.239 | 2.434 | 2.643 | 2.832 | 3.056 | 3.214 | 3.349 | 3.427 | 3.509 | 3.604 | 3.756 | 3.908 | 4.062 | 4.21 | 4.342 | 4.466 | 4.589 | 4.727 | 4.845 | 4.97 | 5.087
NPgY | GSP | NG FES - System Transformation | Total installed PV capacity - I&C and large (MW) | KEADBY | System Transformation | Gen_BB012 | MW | NPgY | Keadby |  | 84.265 | 160.473 | 195.261 | 230.762 | 243.385 | 256.856 | 272.923 | 291.609 | 315.379 | 339.343 | 364.891 | 388.193 | 415.412 | 435.566 | 453.457 | 465.177 | 477.485 | 491.346 | 511.503 | 531.893 | 552.441 | 572.144 | 590.57 | 607.503 | 624.413 | 643.683 | 659.79 | 677.121 | 693.114
NPgY | GSP | NG FES - System Transformation | Total installed PV capacity - I&C and large (MW) | KIRKSTALL B | System Transformation | Gen_BB012 | MW | NPgY | Kirkstall B |  | 2.803 | 5.469 | 6.683 | 7.912 | 8.365 | 8.851 | 9.428 | 10.098 | 10.945 | 11.792 | 12.694 | 13.52 | 14.48 | 15.201 | 15.848 | 16.284 | 16.743 | 17.257 | 17.986 | 18.725 | 19.47 | 20.183 | 20.857 | 21.474 | 22.091 | 22.798 | 23.384 | 24.018 | 24.6
NPgY | GSP | NG FES - System Transformation | Total installed PV capacity - I&C and large (MW) | NEEPSEND | System Transformation | Gen_BB012 | MW | NPgY | Neepsend |  | 0.641 | 0.895 | 1.013 | 1.133 | 1.181 | 1.233 | 1.294 | 1.365 | 1.454 | 1.541 | 1.633 | 1.719 | 1.817 | 1.893 | 1.963 | 2.013 | 2.066 | 2.124 | 2.203 | 2.283 | 2.364 | 2.441 | 2.516 | 2.584 | 2.652 | 2.731 | 2.795 | 2.865 | 2.929
NPgY | GSP | NG FES - System Transformation | Total installed PV capacity - I&C and large (MW) | NORTON LEES | System Transformation | Gen_BB012 | MW | NPgY | Norton Lees |  | 0.334 | 0.362 | 0.383 | 0.405 | 0.431 | 0.461 | 0.495 | 0.532 | 0.574 | 0.608 | 0.645 | 0.681 | 0.717 | 0.756 | 0.798 | 0.84 | 0.884 | 0.93 | 0.978 | 1.027 | 1.077 | 1.124 | 1.176 | 1.221 | 1.267 | 1.324 | 1.366 | 1.414 | 1.456
NPgY | GSP | NG FES - System Transformation | Total installed PV capacity - I&C and large (MW) | PITSMOOR 3/4 | System Transformation | Gen_BB012 | MW | NPgY | Pitsmoor |  | 0.24 | 0.257 | 0.268 | 0.278 | 0.29 | 0.303 | 0.317 | 0.334 | 0.352 | 0.368 | 0.384 | 0.4 | 0.416 | 0.433 | 0.451 | 0.469 | 0.489 | 0.509 | 0.529 | 0.551 | 0.573 | 0.593 | 0.616 | 0.636 | 0.656 | 0.68 | 0.699 | 0.719 | 0.738
NPgY | GSP | NG FES - System Transformation | Total installed PV capacity - I&C and large (MW) | SALTEND NORTH | System Transformation | Gen_BB012 | MW | NPgY | Saltend North |  | 18.817 | 19.108 | 19.377 | 19.674 | 20.008 | 20.394 | 20.829 | 21.313 | 21.857 | 22.305 | 22.782 | 23.255 | 23.728 | 24.231 | 24.776 | 25.311 | 25.883 | 26.478 | 27.098 | 27.736 | 28.388 | 28.994 | 29.666 | 30.252 | 30.841 | 31.572 | 32.119 | 32.742 | 33.289
NPgY | GSP | NG FES - System Transformation | Total installed PV capacity - I&C and large (MW) | SHEFFIELD CITY | System Transformation | Gen_BB012 | MW | NPgY | Sheffield City |  | 0.394 | 0.458 | 0.49 | 0.521 | 0.539 | 0.56 | 0.583 | 0.609 | 0.641 | 0.67 | 0.7 | 0.729 | 0.761 | 0.789 | 0.817 | 0.84 | 0.865 | 0.892 | 0.923 | 0.956 | 0.988 | 1.019 | 1.051 | 1.079 | 1.108 | 1.142 | 1.168 | 1.198 | 1.225
NPgY | GSP | NG FES - System Transformation | Total installed PV capacity - I&C and large (MW) | SKELTON GRANGE | System Transformation | Gen_BB012 | MW | NPgY | Skelton Grange |  | 8.612 | 15.582 | 18.788 | 22.04 | 23.288 | 24.633 | 26.225 | 28.069 | 30.386 | 32.681 | 35.127 | 37.374 | 39.966 | 41.947 | 43.745 | 44.995 | 46.311 | 47.774 | 49.802 | 51.858 | 53.934 | 55.916 | 57.813 | 59.543 | 61.272 | 63.267 | 64.908 | 66.689 | 68.32
NPgY | GSP | NG FES - System Transformation | Total installed PV capacity - I&C and large (MW) | TEMPLEBOROUGH 275/33KV | System Transformation | Gen_BB012 | MW | NPgY | Templeborough |  | 0.007 | 0.197 | 0.289 | 0.384 | 0.425 | 0.469 | 0.522 | 0.582 | 0.657 | 0.729 | 0.805 | 0.876 | 0.957 | 1.021 | 1.082 | 1.127 | 1.175 | 1.227 | 1.295 | 1.364 | 1.434 | 1.501 | 1.567 | 1.626 | 1.685 | 1.755 | 1.811 | 1.872 | 1.928
NPgY | GSP | NG FES - System Transformation | Total installed PV capacity - I&C and large (MW) | THURCROFT | System Transformation | Gen_BB012 | MW | NPgY | Thurcroft |  | 4.183 | 23.037 | 31.309 | 39.663 | 42.149 | 44.738 | 47.883 | 51.585 | 56.446 | 61.56 | 67.013 | 71.907 | 77.791 | 81.825 | 85.198 | 87.029 | 88.932 | 91.178 | 94.964 | 98.77 | 102.589 | 106.29 | 109.528 | 112.57 | 115.601 | 118.927 | 121.843 | 124.908 | 127.797
NPgY | GSP | NG FES - System Transformation | Total installed PV capacity - I&C and large (MW) | WEST MELTON / THORPE MARSH | System Transformation | Gen_BB012 | MW | NPgY | Thorpe Marsh |  | 18.637 | 36.158 | 44.078 | 52.131 | 54.9 | 57.842 | 61.362 | 65.465 | 70.713 | 76.047 | 81.733 | 86.903 | 92.976 | 97.409 | 101.303 | 103.78 | 106.378 | 109.324 | 113.709 | 118.14 | 122.602 | 126.889 | 130.854 | 134.51 | 138.161 | 142.295 | 145.778 | 149.511 | 152.968
NPgY | GSP | NG FES - System Transformation | Total installed PV capacity - I&C and large (MW) | WEST MELTON SECTION 3 | System Transformation | Gen_BB012 | MW | NPgY | West Melton |  | 6.187 | 24.789 | 33.084 | 41.49 | 44.206 | 47.069 | 50.515 | 54.548 | 59.764 | 65.142 | 70.877 | 76.063 | 82.215 | 86.588 | 90.352 | 92.605 | 94.959 | 97.669 | 101.902 | 106.171 | 110.463 | 114.602 | 118.346 | 121.824 | 125.294 | 129.175 | 132.497 | 136.029 | 139.323
NPgY | GSP | NG FES - System Transformation | Total installed PV capacity - I&C and large (MW) | WINCOBANK | System Transformation | Gen_BB012 | MW | NPgY | Wincobank |  | 0.216 | 0.876 | 1.176 | 1.481 | 1.59 | 1.706 | 1.844 | 2.005 | 2.21 | 2.416 | 2.636 | 2.836 | 3.07 | 3.244 | 3.398 | 3.499 | 3.605 | 3.725 | 3.898 | 4.074 | 4.251 | 4.421 | 4.58 | 4.726 | 4.871 | 5.037 | 5.176 | 5.325 | 5.463
NPgN | GSP | NPg Best View | Total installed non-renewable generation capacity (MW) | BLYTH 66kV | NPg Best View (Not in FES) | Gen_BB002_NPgAggregate | MW | NPgN | Blyth 66kV |  | 9 | 9.681 | 10.32 | 10.958 | 12.031 | 12.694 | 13.186 | 13.687 | 13.443 | 12.596 | 10.345 | 9.509 | 8.752 | 7.659 | 7.315 | 6.843 | 6.244 | 5.827 | 5.458 | 4.986 | 4.456 | 3.904 | 3.297 | 2.801 | 1.858 | 0.803 | 0 | 0 | 0
NPgN | GSP | NPg Best View | Total installed non-renewable generation capacity (MW) | BLYTH 132kV | NPg Best View (Not in FES) | Gen_BB002_NPgAggregate | MW | NPgN | Blyth 132kV |  | 0 | 1.129 | 2.257 | 3.386 | 5.283 | 6.455 | 7.325 | 8.212 | 7.779 | 6.301 | 2.352 | 1.297 | 1.17 | 1.055 | 0.913 | 0.719 | 0.472 | 0.301 | 0.149 | 0 | 0 | 0 | 0 | 0 | 0 | 0 | 0 | 0 | 0
NPgN | GSP | NPg Best View | Total installed non-renewable generation capacity (MW) | FOURSTONES | NPg Best View (Not in FES) | Gen_BB002_NPgAggregate | MW | NPgN | Fourstones |  | 0 | 0.058 | 0.117 | 0.175 | 0.273 | 0.334 | 0.379 | 0.425 | 0.402 | 0.326 | 0.122 | 0.067 | 0.061 | 0.055 | 0.047 | 0.037 | 0.024 | 0.016 | 0.008 | 0 | 0 | 0 | 0 | 0 | 0 | 0 | 0 | 0 | 0
NPgN | GSP | NPg Best View | Total installed non-renewable generation capacity (MW) | HARTMOOR | NPg Best View (Not in FES) | Gen_BB002_NPgAggregate | MW | NPgN | Hart Moor |  | 52.141 | 52.457 | 52.772 | 53.088 | 53.618 | 53.945 | 54.188 | 54.436 | 54.315 | 53.873 | 52.724 | 45.503 | 24.839 | 0.295 | 0.255 | 0.201 | 0.132 | 0.084 | 0.042 | 0 | 0 | 0 | 0 | 0 | 0 | 0 | 0 | 0 | 0
NPgN | GSP | NPg Best View | Total installed non-renewable generation capacity (MW) | HAWTHORN PIT GRID | NPg Best View (Not in FES) | Gen_BB002_NPgAggregate | MW | NPgN | Hawthorn Pit |  | 41.745 | 42.075 | 42.404 | 42.734 | 43.288 | 43.63 | 43.884 | 44.143 | 44.017 | 43.414 | 42.002 | 36.351 | 20.814 | 2.155 | 2.045 | 1.893 | 1.701 | 1.567 | 1.449 | 1.304 | 1.165 | 1.021 | 0.862 | 0.733 | 0.486 | 0.21 | 0 | 0 | 0
NPgN | GSP | NPg Best View | Total installed non-renewable generation capacity (MW) | KNARESBOROUGH | NPg Best View (Not in FES) | Gen_BB002_NPgAggregate | MW | NPgN | Knaresborough |  | 58.135 | 59.447 | 60.759 | 62.071 | 64.276 | 65.639 | 66.65 | 67.681 | 67.178 | 65.426 | 60.783 | 55.911 | 44.956 | 31.106 | 29.825 | 28.064 | 25.833 | 24.28 | 22.905 | 21.093 | 18.851 | 16.514 | 13.949 | 11.849 | 7.86 | 3.398 | 0 | 0 | 0
NPgN | GSP | NPg Best View | Total installed non-renewable generation capacity (MW) | LACKENBY | NPg Best View (Not in FES) | Gen_BB002_NPgAggregate | MW | NPgN | Lackenby |  | 19.197 | 19.537 | 19.878 | 20.218 | 20.79 | 21.143 | 21.406 | 21.673 | 21.543 | 21.097 | 19.906 | 17.864 | 12.669 | 6.343 | 6.075 | 5.707 | 5.24 | 4.916 | 4.628 | 4.253 | 3.801 | 3.33 | 2.812 | 2.389 | 1.585 | 0.685 | 0 | 0 | 0
NPgN | GSP | NPg Best View | Total installed non-renewable generation capacity (MW) | NORTON | NPg Best View (Not in FES) | Gen_BB002_NPgAggregate | MW | NPgN | Norton |  | 99.252 | 101.955 | 104.659 | 107.362 | 111.904 | 114.712 | 116.795 | 118.918 | 117.883 | 113.737 | 103.364 | 97.088 | 87.278 | 73.069 | 70.093 | 66.005 | 60.823 | 57.218 | 54.024 | 49.797 | 44.504 | 38.988 | 32.931 | 27.974 | 18.555 | 8.023 | 0 | 0 | 0
NPgN | GSP | NPg Best View | Total installed non-renewable generation capacity (MW) | OFFERTON | NPg Best View (Not in FES) | Gen_BB002_NPgAggregate | MW | NPgN | Offerton |  | 1.7 | 1.723 | 1.747 | 1.77 | 1.809 | 1.834 | 1.852 | 1.87 | 1.861 | 1.728 | 1.49 | 1.207 | 0.714 | 0.022 | 0.019 | 0.015 | 0.01 | 0.006 | 0.003 | 0 | 0 | 0 | 0 | 0 | 0 | 0 | 0 | 0 | 0
NPgN | GSP | NPg Best View | Total installed non-renewable generation capacity (MW) | OSBALDWICK | NPg Best View (Not in FES) | Gen_BB002_NPgAggregate | MW | NPgN | Osbaldwick |  | 15.138 | 18.351 | 21.564 | 24.777 | 30.176 | 33.513 | 35.988 | 38.512 | 37.281 | 32.685 | 20.855 | 15.91 | 10.834 | 4.46 | 4.003 | 3.374 | 2.578 | 2.024 | 1.534 | 1.029 | 0.92 | 0.806 | 0.681 | 0.578 | 0.384 | 0.166 | 0 | 0 | 0
NPgN | GSP | NPg Best View | Total installed non-renewable generation capacity (MW) | POPPLETON | NPg Best View (Not in FES) | Gen_BB002_NPgAggregate | MW | NPgN | Poppleton |  | 2.85 | 2.949 | 3.047 | 3.146 | 3.312 | 3.414 | 3.49 | 3.567 | 3.53 | 3.4 | 3.055 | 2.585 | 1.444 | 0.092 | 0.08 | 0.063 | 0.041 | 0.026 | 0.013 | 0 | 0 | 0 | 0 | 0 | 0 | 0 | 0 | 0 | 0
NPgN | GSP | NPg Best View | Total installed non-renewable generation capacity (MW) | SALTHOLME | NPg Best View (Not in FES) | Gen_BB002_NPgAggregate | MW | NPgN | Saltholme |  | 215.579 | 215.604 | 215.628 | 215.653 | 215.694 | 215.72 | 215.739 | 215.758 | 215.748 | 211.078 | 203.993 | 174.442 | 99.224 | 4.981 | 4.793 | 4.534 | 4.206 | 3.977 | 3.775 | 3.5 | 3.128 | 2.74 | 2.315 | 1.966 | 1.304 | 0.564 | 0 | 0 | 0
NPgN | GSP | NPg Best View | Total installed non-renewable generation capacity (MW) | SOUTH SHIELDS | NPg Best View (Not in FES) | Gen_BB002_NPgAggregate | MW | NPgN | South Shields |  | 0.212 | 0.212 | 0.212 | 0.212 | 0.213 | 0.213 | 0.213 | 0.213 | 0.213 | 0.213 | 0.212 | 0.184 | 0.1 | 0 | 0 | 0 | 0 | 0 | 0 | 0 | 0 | 0 | 0 | 0 | 0 | 0 | 0 | 0 | 0
NPgN | GSP | NPg Best View | Total installed non-renewable generation capacity (MW) | SPADEADAM | NPg Best View (Not in FES) | Gen_BB002_NPgAggregate | MW | NPgN | Spadeadam - Not in NG FES |  | 0 | 0.046 | 0.091 | 0.137 | 0.214 | 0.262 | 0.297 | 0.333 | 0.315 | 0.255 | 0.095 | 0.053 | 0.047 | 0.043 | 0.037 | 0.029 | 0.019 | 0.012 | 0.006 | 0 | 0 | 0 | 0 | 0 | 0 | 0 | 0 | 0 | 0
NPgN | GSP | NPg Best View | Total installed non-renewable generation capacity (MW) | SPENNYMOOR | NPg Best View (Not in FES) | Gen_BB002_NPgAggregate | MW | NPgN | Spennymoor |  | 8.026 | 10.173 | 12.319 | 14.466 | 18.073 | 20.303 | 21.957 | 23.643 | 22.821 | 19.997 | 12.467 | 9.658 | 7.049 | 3.95 | 3.608 | 3.138 | 2.544 | 2.129 | 1.763 | 1.373 | 1.227 | 1.075 | 0.908 | 0.771 | 0.511 | 0.221 | 0 | 0 | 0
NPgN | GSP | NPg Best View | Total installed non-renewable generation capacity (MW) | STELLA NORTH | NPg Best View (Not in FES) | Gen_BB002_NPgAggregate | MW | NPgN | Stella North |  | 28.05 | 28.199 | 28.347 | 28.496 | 28.745 | 28.9 | 29.014 | 29.131 | 29.074 | 27.713 | 25.433 | 22.138 | 15.978 | 7.25 | 6.966 | 6.575 | 6.08 | 5.735 | 5.43 | 5.02 | 4.487 | 3.93 | 3.32 | 2.82 | 1.871 | 0.809 | 0 | 0 | 0
NPgN | GSP | NPg Best View | Total installed non-renewable generation capacity (MW) | STELLA SOUTH | NPg Best View (Not in FES) | Gen_BB002_NPgAggregate | MW | NPgN | Stella South |  | 4.166 | 5.214 | 6.263 | 7.311 | 9.073 | 10.162 | 10.969 | 11.793 | 11.391 | 10.011 | 6.332 | 4.797 | 3.04 | 0.98 | 0.848 | 0.667 | 0.439 | 0.279 | 0.138 | 0 | 0 | 0 | 0 | 0 | 0 | 0 | 0 | 0 | 0
NPgN | GSP | NPg Best View | Total installed non-renewable generation capacity (MW) | TYNEMOUTH | NPg Best View (Not in FES) | Gen_BB002_NPgAggregate | MW | NPgN | Tynemouth 1 |  | 22.255 | 22.295 | 22.336 | 22.376 | 22.444 | 22.485 | 22.516 | 22.548 | 22.533 | 21.832 | 20.714 | 18.369 | 13.292 | 6.41 | 6.167 | 5.833 | 5.409 | 5.115 | 4.853 | 4.499 | 4.02 | 3.522 | 2.975 | 2.527 | 1.676 | 0.725 | 0 | 0 | 0
NPgN | GSP | NPg Best View | Total installed non-renewable generation capacity (MW) | WEST BOLDON | NPg Best View (Not in FES) | Gen_BB002_NPgAggregate | MW | NPgN | West Boldon |  | 1.05 | 1.175 | 1.301 | 1.426 | 1.637 | 1.768 | 1.864 | 1.963 | 1.915 | 1.712 | 1.215 | 0.945 | 0.583 | 0.117 | 0.102 | 0.08 | 0.053 | 0.033 | 0.017 | 0 | 0 | 0 | 0 | 0 | 0 | 0 | 0 | 0 | 0
NPgY | GSP | NPg Best View | Total installed non-renewable generation capacity (MW) | BRADFORD WEST | NPg Best View (Not in FES) | Gen_BB002_NPgAggregate | MW | NPgY | Bradford West |  | 20.708 | 21.576 | 22.443 | 23.311 | 22.742 | 23.106 | 23.402 | 23.703 | 23.556 | 22.29 | 19.81 | 15.996 | 8.973 | 0 | 0 | 0 | 0 | 0 | 0 | 0 | 0 | 0 | 0 | 0 | 0 | 0 | 0 | 0 | 0
NPgY | GSP | NPg Best View | Total installed non-renewable generation capacity (MW) | CAMBLESFORTH | NPg Best View (Not in FES) | Gen_BB002_NPgAggregate | MW | NPgY | Camblesforth |  | 13.08 | 13.229 | 13.378 | 13.527 | 13.429 | 13.492 | 13.542 | 13.594 | 13.569 | 12.612 | 11.07 | 8.895 | 5.23 | 0 | 0 | 0 | 0 | 0 | 0 | 0 | 0 | 0 | 0 | 0 | 0 | 0 | 0 | 0 | 0
NPgY | GSP | NPg Best View | Total installed non-renewable generation capacity (MW) | CREYKE BECK | NPg Best View (Not in FES) | Gen_BB002_NPgAggregate | MW | NPgY | Creyke Beck |  | 132.097 | 138.401 | 144.705 | 151.009 | 146.874 | 149.518 | 151.669 | 153.856 | 152.793 | 146.355 | 132.498 | 108.179 | 59.511 | 0 | 0 | 0 | 0 | 0 | 0 | 0 | 0 | 0 | 0 | 0 | 0 | 0 | 0 | 0 | 0
NPgY | GSP | NPg Best View | Total installed non-renewable generation capacity (MW) | DRAX | NPg Best View (Not in FES) | Gen_BB002_NPgAggregate | MW | NPgY | Drax |  | 77.316 | 78.073 | 78.83 | 79.588 | 79.091 | 79.408 | 79.667 | 79.93 | 79.802 | 78.623 | 76.348 | 65.136 | 35.638 | 0 | 0 | 0 | 0 | 0 | 0 | 0 | 0 | 0 | 0 | 0 | 0 | 0 | 0 | 0 | 0
NPgY | GSP | NPg Best View | Total installed non-renewable generation capacity (MW) | ELLAND | NPg Best View (Not in FES) | Gen_BB002_NPgAggregate | MW | NPgY | Elland |  | 56.6 | 57.458 | 58.315 | 59.173 | 58.61 | 58.97 | 59.263 | 59.56 | 59.415 | 54.029 | 45.337 | 35.337 | 21.439 | 0 | 0 | 0 | 0 | 0 | 0 | 0 | 0 | 0 | 0 | 0 | 0 | 0 | 0 | 0 | 0
NPgY | GSP | NPg Best View | Total installed non-renewable generation capacity (MW) | FERRYBRIDGE A | NPg Best View (Not in FES) | Gen_BB002_NPgAggregate | MW | NPgY | Ferrybridge A |  | 15.997 | 17.237 | 18.478 | 19.718 | 18.904 | 19.424 | 19.848 | 20.278 | 20.069 | 18.399 | 15.066 | 11.466 | 6.573 | 0 | 0 | 0 | 0 | 0 | 0 | 0 | 0 | 0 | 0 | 0 | 0 | 0 | 0 | 0 | 0
NPgY | GSP | NPg Best View | Total installed non-renewable generation capacity (MW) | FERRYBRIDGE B | NPg Best View (Not in FES) | Gen_BB002_NPgAggregate | MW | NPgY | Ferrybridge B (_M) |  | 174.357 | 177.536 | 180.714 | 183.893 | 181.808 | 183.141 | 184.226 | 185.329 | 184.793 | 182.67 | 177.378 | 162.091 | 125.334 | 79.72 | 76.74 | 72.646 | 67.457 | 63.846 | 60.648 | 56.274 | 50.294 | 44.06 | 37.215 | 31.613 | 20.969 | 9.067 | 0 | 0 | 0
NPgY | GSP | NPg Best View | Total installed non-renewable generation capacity (MW) | GRIMSBY WEST | NPg Best View (Not in FES) | Gen_BB002_NPgAggregate | MW | NPgY | Grimsby West |  | 119.205 | 125.245 | 127.286 | 129.326 | 127.988 | 128.844 | 129.54 | 130.248 | 129.904 | 122.531 | 110.066 | 89.686 | 51.456 | 0 | 0 | 0 | 0 | 0 | 0 | 0 | 0 | 0 | 0 | 0 | 0 | 0 | 0 | 0 | 0
NPgY | GSP | NPg Best View | Total installed non-renewable generation capacity (MW) | JORDANTHORPE | NPg Best View (Not in FES) | Gen_BB002_NPgAggregate | MW | NPgY | Jordanthorpe |  | 0 | 0.097 | 0.193 | 0.29 | 0.226 | 0.267 | 0.3 | 0.333 | 0.317 | 0.257 | 0.103 | 0.013 | 0.001 | 0 | 0 | 0 | 0 | 0 | 0 | 0 | 0 | 0 | 0 | 0 | 0 | 0 | 0 | 0 | 0
NPgY | GSP | NPg Best View | Total installed non-renewable generation capacity (MW) | KEADBY | NPg Best View (Not in FES) | Gen_BB002_NPgAggregate | MW | NPgY | Keadby |  | 197.477 | 207.99 | 218.504 | 229.017 | 222.121 | 226.53 | 230.117 | 233.765 | 231.992 | 223.424 | 203.585 | 167.18 | 92.313 | 2.722 | 2.62 | 2.481 | 2.303 | 2.18 | 2.071 | 1.922 | 1.717 | 1.504 | 1.271 | 1.079 | 0.716 | 0.31 | 0 | 0 | 0
NPgY | GSP | NPg Best View | Total installed non-renewable generation capacity (MW) | KIRKSTALL B | NPg Best View (Not in FES) | Gen_BB002_NPgAggregate | MW | NPgY | Kirkstall B |  | 20.376 | 20.734 | 21.092 | 21.45 | 21.215 | 21.365 | 21.488 | 21.612 | 21.551 | 20.037 | 17.518 | 14.03 | 8.208 | 0 | 0 | 0 | 0 | 0 | 0 | 0 | 0 | 0 | 0 | 0 | 0 | 0 | 0 | 0 | 0
NPgY | GSP | NPg Best View | Total installed non-renewable generation capacity (MW) | NEEPSEND | NPg Best View (Not in FES) | Gen_BB002_NPgAggregate | MW | NPgY | Neepsend |  | 0 | 0.033 | 0.067 | 0.1 | 0.078 | 0.092 | 0.104 | 0.115 | 0.11 | 0.089 | 0.036 | 0.004 | 0 | 0 | 0 | 0 | 0 | 0 | 0 | 0 | 0 | 0 | 0 | 0 | 0 | 0 | 0 | 0 | 0
NPgY | GSP | NPg Best View | Total installed non-renewable generation capacity (MW) | NORTON LEES | NPg Best View (Not in FES) | Gen_BB002_NPgAggregate | MW | NPgY | Norton Lees |  | 0.236 | 0.236 | 0.236 | 0.236 | 0.236 | 0.236 | 0.236 | 0.236 | 0.236 | 0.216 | 0.185 | 0.147 | 0.089 | 0 | 0 | 0 | 0 | 0 | 0 | 0 | 0 | 0 | 0 | 0 | 0 | 0 | 0 | 0 | 0
NPgY | GSP | NPg Best View | Total installed non-renewable generation capacity (MW) | PITSMOOR 3/4 | NPg Best View (Not in FES) | Gen_BB002_NPgAggregate | MW | NPgY | Pitsmoor |  | 0.105 | 0.105 | 0.106 | 0.106 | 0.106 | 0.106 | 0.106 | 0.106 | 0.106 | 0.097 | 0.083 | 0.065 | 0.04 | 0 | 0 | 0 | 0 | 0 | 0 | 0 | 0 | 0 | 0 | 0 | 0 | 0 | 0 | 0 | 0
NPgY | GSP | NPg Best View | Total installed non-renewable generation capacity (MW) | SALTEND NORTH | NPg Best View (Not in FES) | Gen_BB002_NPgAggregate | MW | NPgY | Saltend North |  | 22.699 | 22.703 | 22.707 | 22.711 | 22.708 | 22.71 | 22.711 | 22.712 | 22.712 | 20.762 | 17.818 | 14.127 | 8.596 | 0 | 0 | 0 | 0 | 0 | 0 | 0 | 0 | 0 | 0 | 0 | 0 | 0 | 0 | 0 | 0
NPgY | GSP | NPg Best View | Total installed non-renewable generation capacity (MW) | SHEFFIELD CITY | NPg Best View (Not in FES) | Gen_BB002_NPgAggregate | MW | NPgY | Sheffield City |  | 0 | 0.007 | 0.014 | 0.021 | 0.016 | 0.019 | 0.021 | 0.024 | 0.023 | 0.018 | 0.007 | 0.001 | 0 | 0 | 0 | 0 | 0 | 0 | 0 | 0 | 0 | 0 | 0 | 0 | 0 | 0 | 0 | 0 | 0
NPgY | GSP | NPg Best View | Total installed non-renewable generation capacity (MW) | SKELTON GRANGE | NPg Best View (Not in FES) | Gen_BB002_NPgAggregate | MW | NPgY | Skelton Grange |  | 75.772 | 76.701 | 77.631 | 78.56 | 77.95 | 78.34 | 78.657 | 78.98 | 78.823 | 74.724 | 67.929 | 58.974 | 44.629 | 23.392 | 22.518 | 21.316 | 19.794 | 18.734 | 17.796 | 16.512 | 14.758 | 12.928 | 10.92 | 9.276 | 6.153 | 2.66 | 0 | 0 | 0
NPgY | GSP | NPg Best View | Total installed non-renewable generation capacity (MW) | TEMPLEBOROUGH 275/33KV | NPg Best View (Not in FES) | Gen_BB002_NPgAggregate | MW | NPgY | Templeborough |  | 0 | 0.025 | 0.051 | 0.076 | 0.06 | 0.07 | 0.079 | 0.088 | 0.084 | 0.068 | 0.027 | 0.003 | 0 | 0 | 0 | 0 | 0 | 0 | 0 | 0 | 0 | 0 | 0 | 0 | 0 | 0 | 0 | 0 | 0
NPgY | GSP | NPg Best View | Total installed non-renewable generation capacity (MW) | THURCROFT | NPg Best View (Not in FES) | Gen_BB002_NPgAggregate | MW | NPgY | Thurcroft |  | 71.7 | 74.352 | 77.004 | 79.656 | 77.916 | 79.028 | 79.933 | 80.853 | 80.406 | 76.189 | 68.083 | 55.945 | 34.025 | 5.542 | 5.334 | 5.05 | 4.689 | 4.438 | 4.216 | 3.912 | 3.496 | 3.063 | 2.587 | 2.198 | 1.458 | 0.63 | 0 | 0 | 0
NPgY | GSP | NPg Best View | Total installed non-renewable generation capacity (MW) | WEST MELTON / THORPE MARSH | NPg Best View (Not in FES) | Gen_BB002_NPgAggregate | MW | NPgY | Thorpe Marsh |  | 59.313 | 61.733 | 64.152 | 66.572 | 64.985 | 66 | 66.825 | 67.665 | 67.257 | 65.574 | 61.444 | 53.801 | 37.956 | 18.763 | 18.062 | 17.098 | 15.877 | 15.027 | 14.274 | 13.245 | 11.837 | 10.37 | 8.759 | 7.441 | 4.935 | 2.134 | 0 | 0 | 0
NPgY | GSP | NPg Best View | Total installed non-renewable generation capacity (MW) | WEST MELTON SECTION 3 | NPg Best View (Not in FES) | Gen_BB002_NPgAggregate | MW | NPgY | West Melton |  | 17.683 | 20.273 | 22.863 | 25.453 | 23.754 | 24.84 | 25.724 | 26.623 | 26.186 | 24.545 | 20.367 | 15.577 | 8.305 | 0 | 0 | 0 | 0 | 0 | 0 | 0 | 0 | 0 | 0 | 0 | 0 | 0 | 0 | 0 | 0
NPgY | GSP | NPg Best View | Total installed non-renewable generation capacity (MW) | WINCOBANK | NPg Best View (Not in FES) | Gen_BB002_NPgAggregate | MW | NPgY | Wincobank |  | 0 | 0.09 | 0.181 | 0.271 | 0.212 | 0.249 | 0.28 | 0.312 | 0.296 | 0.24 | 0.097 | 0.012 | 0.001 | 0 | 0 | 0 | 0 | 0 | 0 | 0 | 0 | 0 | 0 | 0 | 0 | 0 | 0 | 0 | 0
NPgN | GSP | NG FES - Consumer Transformation | Total installed non-renewable generation capacity (MW) | BLYTH 66kV | Consumer Transformation | Gen_BB002_NPgAggregate | MW | NPgN | Blyth 66kV |  | 9 | 9.621 | 10.199 | 10.777 | 13.129 | 15.381 | 17.043 | 18.514 | 18.793 | 18.503 | 17.707 | 15.574 | 12.242 | 10.635 | 10.297 | 9.979 | 9.671 | 9.407 | 8.856 | 8.157 | 7.278 | 6.45 | 5.66 | 5.013 | 3.784 | 2.41 | 0.598 | 0 | 0
NPgN | GSP | NG FES - Consumer Transformation | Total installed non-renewable generation capacity (MW) | BLYTH 132kV | Consumer Transformation | Gen_BB002_NPgAggregate | MW | NPgN | Blyth 132kV |  | 0 | 1.022 | 2.044 | 3.065 | 7.225 | 11.206 | 14.145 | 16.747 | 17.239 | 16.736 | 15.35 | 11.603 | 5.751 | 3.366 | 3.224 | 3.03 | 2.784 | 2.612 | 2.46 | 2.253 | 1.969 | 1.673 | 1.347 | 1.081 | 0.576 | 0.011 | 0 | 0 | 0
NPgN | GSP | NG FES - Consumer Transformation | Total installed non-renewable generation capacity (MW) | FOURSTONES | Consumer Transformation | Gen_BB002_NPgAggregate | MW | NPgN | Fourstones |  | 0 | 0.053 | 0.106 | 0.159 | 0.374 | 0.58 | 0.732 | 0.866 | 0.892 | 0.866 | 0.794 | 0.6 | 0.297 | 0.174 | 0.167 | 0.157 | 0.144 | 0.135 | 0.127 | 0.116 | 0.102 | 0.087 | 0.07 | 0.056 | 0.03 | 0.001 | 0 | 0 | 0
NPgN | GSP | NG FES - Consumer Transformation | Total installed non-renewable generation capacity (MW) | HARTMOOR | Consumer Transformation | Gen_BB002_NPgAggregate | MW | NPgN | Hart Moor |  | 52.141 | 52.427 | 52.712 | 52.998 | 54.161 | 55.273 | 56.095 | 56.822 | 56.96 | 56.804 | 56.384 | 55.3 | 53.356 | 44.983 | 37.266 | 31.062 | 26.049 | 21.29 | 15.795 | 9.869 | 3.95 | 0.468 | 0.377 | 0.302 | 0.161 | 0.003 | 0 | 0 | 0
NPgN | GSP | NG FES - Consumer Transformation | Total installed non-renewable generation capacity (MW) | HAWTHORN PIT GRID | Consumer Transformation | Gen_BB002_NPgAggregate | MW | NPgN | Hawthorn Pit |  | 41.745 | 42.043 | 42.342 | 42.64 | 43.855 | 45.018 | 45.876 | 46.636 | 46.78 | 46.546 | 45.952 | 44.652 | 42.532 | 36.012 | 30.155 | 25.431 | 21.584 | 17.946 | 13.723 | 9.167 | 4.643 | 1.928 | 1.674 | 1.467 | 1.073 | 0.632 | 0.156 | 0 | 0
NPgN | GSP | NG FES - Consumer Transformation | Total installed non-renewable generation capacity (MW) | KNARESBOROUGH | Consumer Transformation | Gen_BB002_NPgAggregate | MW | NPgN | Knaresborough |  | 58.135 | 59.323 | 60.511 | 61.698 | 66.534 | 71.161 | 74.578 | 77.603 | 78.175 | 77.573 | 75.924 | 71.526 | 64.539 | 57.726 | 53.533 | 50.079 | 47.195 | 44.488 | 40.256 | 35.302 | 29.682 | 25.229 | 22.285 | 19.877 | 15.3 | 10.182 | 2.53 | 0 | 0
NPgN | GSP | NG FES - Consumer Transformation | Total installed non-renewable generation capacity (MW) | LACKENBY | Consumer Transformation | Gen_BB002_NPgAggregate | MW | NPgN | Lackenby |  | 19.197 | 19.505 | 19.813 | 20.121 | 21.375 | 22.576 | 23.462 | 24.247 | 24.395 | 24.243 | 23.825 | 22.695 | 20.863 | 18.219 | 16.26 | 14.666 | 13.359 | 12.125 | 10.475 | 8.614 | 6.613 | 5.199 | 4.584 | 4.08 | 3.123 | 2.054 | 0.51 | 0 | 0
NPgN | GSP | NG FES - Consumer Transformation | Total installed non-renewable generation capacity (MW) | NORTON | Consumer Transformation | Gen_BB002_NPgAggregate | MW | NPgN | Norton |  | 99.252 | 101.699 | 104.146 | 106.593 | 116.556 | 126.089 | 133.128 | 139.36 | 140.538 | 139.025 | 135.036 | 125.336 | 110.465 | 101.07 | 97.006 | 93.517 | 90.41 | 87.564 | 81.828 | 74.817 | 66.492 | 58.978 | 52.142 | 46.548 | 35.919 | 24.033 | 5.973 | 0 | 0
NPgN | GSP | NG FES - Consumer Transformation | Total installed non-renewable generation capacity (MW) | OFFERTON | Consumer Transformation | Gen_BB002_NPgAggregate | MW | NPgN | Offerton |  | 1.7 | 1.721 | 1.742 | 1.764 | 1.85 | 1.932 | 1.993 | 2.047 | 2.057 | 1.994 | 1.852 | 1.651 | 1.399 | 1.144 | 0.926 | 0.743 | 0.579 | 0.431 | 0.293 | 0.16 | 0.074 | 0.035 | 0.028 | 0.022 | 0.012 | 0 | 0 | 0 | 0
NPgN | GSP | NG FES - Consumer Transformation | Total installed non-renewable generation capacity (MW) | OSBALDWICK | Consumer Transformation | Gen_BB002_NPgAggregate | MW | NPgN | Osbaldwick |  | 15.138 | 18.047 | 20.955 | 23.864 | 35.704 | 47.035 | 55.401 | 62.808 | 64.209 | 62.579 | 58.203 | 47.071 | 29.881 | 21.246 | 18.967 | 16.886 | 14.9 | 13.215 | 11.459 | 9.486 | 7.451 | 5.897 | 4.847 | 3.987 | 2.354 | 0.527 | 0.123 | 0 | 0
NPgN | GSP | NG FES - Consumer Transformation | Total installed non-renewable generation capacity (MW) | POPPLETON | Consumer Transformation | Gen_BB002_NPgAggregate | MW | NPgN | Poppleton |  | 2.85 | 2.939 | 3.029 | 3.118 | 3.481 | 3.829 | 4.086 | 4.313 | 4.356 | 4.312 | 4.191 | 3.864 | 3.337 | 2.707 | 2.275 | 1.921 | 1.629 | 1.357 | 1.045 | 0.705 | 0.359 | 0.146 | 0.118 | 0.094 | 0.05 | 0.001 | 0 | 0 | 0
NPgN | GSP | NG FES - Consumer Transformation | Total installed non-renewable generation capacity (MW) | SALTHOLME | Consumer Transformation | Gen_BB002_NPgAggregate | MW | NPgN | Saltholme |  | 215.579 | 215.601 | 215.624 | 215.646 | 215.736 | 215.823 | 215.887 | 215.944 | 215.954 | 213.576 | 208.416 | 202.788 | 196.076 | 166.914 | 137.485 | 113.611 | 93.752 | 75.158 | 54.851 | 33.643 | 14.56 | 3.9 | 3.467 | 3.113 | 2.44 | 1.688 | 0.42 | 0 | 0
NPgN | GSP | NG FES - Consumer Transformation | Total installed non-renewable generation capacity (MW) | SOUTH SHIELDS | Consumer Transformation | Gen_BB002_NPgAggregate | MW | NPgN | South Shields |  | 0.212 | 0.212 | 0.212 | 0.212 | 0.213 | 0.214 | 0.214 | 0.214 | 0.214 | 0.214 | 0.214 | 0.214 | 0.212 | 0.18 | 0.149 | 0.124 | 0.104 | 0.084 | 0.062 | 0.038 | 0.014 | 0 | 0 | 0 | 0 | 0 | 0 | 0 | 0
NPgN | GSP | NG FES - Consumer Transformation | Total installed non-renewable generation capacity (MW) | SPADEADAM | Consumer Transformation | Gen_BB002_NPgAggregate | MW | NPgN | Spadeadam - Not in NG FES |  | 0 | 0.041 | 0.083 | 0.124 | 0.293 | 0.454 | 0.573 | 0.679 | 0.699 | 0.678 | 0.622 | 0.47 | 0.233 | 0.136 | 0.131 | 0.123 | 0.113 | 0.106 | 0.1 | 0.091 | 0.08 | 0.068 | 0.055 | 0.044 | 0.023 | 0 | 0 | 0 | 0
NPgN | GSP | NG FES - Consumer Transformation | Total installed non-renewable generation capacity (MW) | SPENNYMOOR | Consumer Transformation | Gen_BB002_NPgAggregate | MW | NPgN | Spennymoor |  | 8.026 | 9.969 | 11.913 | 13.856 | 21.767 | 29.337 | 34.927 | 39.876 | 40.811 | 39.849 | 37.199 | 30.057 | 18.881 | 13.459 | 12.305 | 11.227 | 10.187 | 9.315 | 8.322 | 7.148 | 5.797 | 4.696 | 3.911 | 3.268 | 2.048 | 0.682 | 0.165 | 0 | 0
NPgN | GSP | NG FES - Consumer Transformation | Total installed non-renewable generation capacity (MW) | STELLA NORTH | Consumer Transformation | Gen_BB002_NPgAggregate | MW | NPgN | Stella North |  | 28.05 | 28.185 | 28.319 | 28.454 | 29.001 | 29.525 | 29.912 | 30.255 | 30.319 | 29.658 | 28.185 | 26.297 | 24.039 | 21.171 | 18.5 | 16.273 | 14.301 | 12.507 | 10.521 | 8.474 | 6.825 | 5.762 | 5.109 | 4.574 | 3.558 | 2.422 | 0.602 | 0 | 0
NPgN | GSP | NG FES - Consumer Transformation | Total installed non-renewable generation capacity (MW) | STELLA SOUTH | Consumer Transformation | Gen_BB002_NPgAggregate | MW | NPgN | Stella South |  | 4.166 | 5.115 | 6.064 | 7.013 | 10.877 | 14.574 | 17.304 | 19.721 | 20.178 | 19.707 | 18.412 | 14.922 | 9.456 | 6.627 | 5.884 | 5.213 | 4.59 | 4.055 | 3.48 | 2.821 | 2.096 | 1.554 | 1.251 | 1.005 | 0.535 | 0.01 | 0 | 0 | 0
NPgN | GSP | NG FES - Consumer Transformation | Total installed non-renewable generation capacity (MW) | TYNEMOUTH | Consumer Transformation | Gen_BB002_NPgAggregate | MW | NPgN | Tynemouth 1 |  | 22.255 | 22.291 | 22.328 | 22.364 | 22.513 | 22.655 | 22.76 | 22.853 | 22.87 | 22.522 | 21.756 | 20.848 | 19.792 | 17.669 | 15.573 | 13.85 | 12.367 | 10.996 | 9.362 | 7.628 | 6.07 | 5.026 | 4.467 | 4.01 | 3.141 | 2.169 | 0.54 | 0 | 0
NPgN | GSP | NG FES - Consumer Transformation | Total installed non-renewable generation capacity (MW) | WEST BOLDON | Consumer Transformation | Gen_BB002_NPgAggregate | MW | NPgN | West Boldon |  | 1.05 | 1.164 | 1.277 | 1.391 | 1.853 | 2.296 | 2.623 | 2.912 | 2.967 | 2.891 | 2.694 | 2.231 | 1.53 | 1.126 | 0.969 | 0.832 | 0.705 | 0.595 | 0.485 | 0.366 | 0.258 | 0.186 | 0.15 | 0.12 | 0.064 | 0.001 | 0 | 0 | 0
NPgY | GSP | NG FES - Consumer Transformation | Total installed non-renewable generation capacity (MW) | BRADFORD WEST | Consumer Transformation | Gen_BB002_NPgAggregate | MW | NPgY | Bradford West |  | 20.708 | 21.158 | 21.608 | 22.058 | 22.186 | 23.419 | 24.353 | 25.183 | 25.321 | 24.713 | 23.316 | 21.195 | 18.426 | 15.584 | 12.663 | 10.207 | 8.051 | 6.106 | 4.243 | 2.349 | 0.802 | 0 | 0 | 0 | 0 | 0 | 0 | 0 | 0
NPgY | GSP | NG FES - Consumer Transformation | Total installed non-renewable generation capacity (MW) | CAMBLESFORTH | Consumer Transformation | Gen_BB002_NPgAggregate | MW | NPgY | Camblesforth |  | 13.08 | 13.157 | 13.235 | 13.312 | 13.334 | 13.545 | 13.706 | 13.848 | 13.872 | 13.39 | 12.332 | 11.084 | 9.684 | 8.113 | 6.464 | 5.074 | 3.818 | 2.693 | 1.687 | 0.738 | 0.197 | 0 | 0 | 0 | 0 | 0 | 0 | 0 | 0
NPgY | GSP | NG FES - Consumer Transformation | Total installed non-renewable generation capacity (MW) | CREYKE BECK | Consumer Transformation | Gen_BB002_NPgAggregate | MW | NPgY | Creyke Beck |  | 132.097 | 135.367 | 138.637 | 141.907 | 142.837 | 151.794 | 158.579 | 164.609 | 165.616 | 162.602 | 155.505 | 143.398 | 126.639 | 107.486 | 88.013 | 71.752 | 57.762 | 45.031 | 32.252 | 18.883 | 6.734 | 0 | 0 | 0 | 0 | 0 | 0 | 0 | 0
NPgY | GSP | NG FES - Consumer Transformation | Total installed non-renewable generation capacity (MW) | DRAX | Consumer Transformation | Gen_BB002_NPgAggregate | MW | NPgY | Drax |  | 77.316 | 77.709 | 78.102 | 78.494 | 78.606 | 79.682 | 80.497 | 81.221 | 81.342 | 80.773 | 79.473 | 77.534 | 74.721 | 63.501 | 52.242 | 43.12 | 35.621 | 28.576 | 20.771 | 12.475 | 4.532 | 0 | 0 | 0 | 0 | 0 | 0 | 0 | 0
NPgY | GSP | NG FES - Consumer Transformation | Total installed non-renewable generation capacity (MW) | ELLAND | Consumer Transformation | Gen_BB002_NPgAggregate | MW | NPgY | Elland |  | 56.6 | 57.045 | 57.49 | 57.935 | 58.061 | 59.28 | 60.203 | 61.023 | 61.16 | 58.448 | 52.493 | 45.452 | 37.639 | 31.31 | 24.529 | 18.709 | 13.246 | 8.454 | 4.569 | 1.143 | 0 | 0 | 0 | 0 | 0 | 0 | 0 | 0 | 0
NPgY | GSP | NG FES - Consumer Transformation | Total installed non-renewable generation capacity (MW) | FERRYBRIDGE A | Consumer Transformation | Gen_BB002_NPgAggregate | MW | NPgY | Ferrybridge A |  | 15.997 | 16.64 | 17.284 | 17.927 | 18.11 | 19.872 | 21.207 | 22.393 | 22.592 | 21.793 | 19.952 | 17.088 | 13.367 | 11.257 | 9.038 | 7.104 | 5.308 | 3.745 | 2.448 | 1.192 | 0.361 | 0 | 0 | 0 | 0 | 0 | 0 | 0 | 0
NPgY | GSP | NG FES - Consumer Transformation | Total installed non-renewable generation capacity (MW) | FERRYBRIDGE B | Consumer Transformation | Gen_BB002_NPgAggregate | MW | NPgY | Ferrybridge B (_M) |  | 174.357 | 176.006 | 177.655 | 179.304 | 179.772 | 184.289 | 187.71 | 190.751 | 191.258 | 190.312 | 187.976 | 183.215 | 175.957 | 161.99 | 147.985 | 136.509 | 126.987 | 118.041 | 105.227 | 90.519 | 74.302 | 62.123 | 55.278 | 49.677 | 39.032 | 27.13 | 6.75 | 0 | 0
NPgY | GSP | NG FES - Consumer Transformation | Total installed non-renewable generation capacity (MW) | GRIMSBY WEST | Consumer Transformation | Gen_BB002_NPgAggregate | MW | NPgY | Grimsby West |  | 119.205 | 124.263 | 125.322 | 126.38 | 126.681 | 129.58 | 131.776 | 133.728 | 134.054 | 130.379 | 122.233 | 111.99 | 99.894 | 84.124 | 67.793 | 54.149 | 42.113 | 31.225 | 20.887 | 10.707 | 3.413 | 0 | 0 | 0 | 0 | 0 | 0 | 0 | 0
NPgY | GSP | NG FES - Consumer Transformation | Total installed non-renewable generation capacity (MW) | JORDANTHORPE | Consumer Transformation | Gen_BB002_NPgAggregate | MW | NPgY | Jordanthorpe |  | 0 | 0.05 | 0.1 | 0.15 | 0.164 | 0.302 | 0.406 | 0.498 | 0.513 | 0.487 | 0.421 | 0.282 | 0.082 | 0.071 | 0.057 | 0.039 | 0.016 | 0 | 0 | 0 | 0 | 0 | 0 | 0 | 0 | 0 | 0 | 0 | 0
NPgY | GSP | NG FES - Consumer Transformation | Total installed non-renewable generation capacity (MW) | KEADBY | Consumer Transformation | Gen_BB002_NPgAggregate | MW | NPgY | Keadby |  | 197.477 | 202.931 | 208.384 | 213.838 | 215.388 | 230.326 | 241.641 | 251.698 | 253.377 | 249.457 | 240.019 | 222.421 | 197.168 | 168.061 | 138.611 | 114.061 | 93.109 | 73.982 | 54.333 | 33.458 | 13.542 | 2.121 | 1.888 | 1.696 | 1.333 | 0.926 | 0.23 | 0 | 0
NPgY | GSP | NG FES - Consumer Transformation | Total installed non-renewable generation capacity (MW) | KIRKSTALL B | Consumer Transformation | Gen_BB002_NPgAggregate | MW | NPgY | Kirkstall B |  | 20.376 | 20.562 | 20.747 | 20.933 | 20.986 | 21.495 | 21.88 | 22.223 | 22.28 | 21.522 | 19.849 | 17.788 | 15.412 | 12.926 | 10.32 | 8.12 | 6.131 | 4.354 | 2.763 | 1.251 | 0.349 | 0 | 0 | 0 | 0 | 0 | 0 | 0 | 0
NPgY | GSP | NG FES - Consumer Transformation | Total installed non-renewable generation capacity (MW) | NEEPSEND | Consumer Transformation | Gen_BB002_NPgAggregate | MW | NPgY | Neepsend |  | 0 | 0.017 | 0.035 | 0.052 | 0.057 | 0.104 | 0.14 | 0.172 | 0.178 | 0.168 | 0.146 | 0.098 | 0.028 | 0.025 | 0.02 | 0.014 | 0.005 | 0 | 0 | 0 | 0 | 0 | 0 | 0 | 0 | 0 | 0 | 0 | 0
NPgY | GSP | NG FES - Consumer Transformation | Total installed non-renewable generation capacity (MW) | NORTON LEES | Consumer Transformation | Gen_BB002_NPgAggregate | MW | NPgY | Norton Lees |  | 0.236 | 0.236 | 0.236 | 0.236 | 0.236 | 0.236 | 0.236 | 0.236 | 0.236 | 0.226 | 0.204 | 0.179 | 0.154 | 0.128 | 0.1 | 0.077 | 0.055 | 0.035 | 0.019 | 0.005 | 0 | 0 | 0 | 0 | 0 | 0 | 0 | 0 | 0
NPgY | GSP | NG FES - Consumer Transformation | Total installed non-renewable generation capacity (MW) | PITSMOOR 3/4 | Consumer Transformation | Gen_BB002_NPgAggregate | MW | NPgY | Pitsmoor |  | 0.105 | 0.105 | 0.105 | 0.105 | 0.106 | 0.106 | 0.106 | 0.107 | 0.107 | 0.102 | 0.092 | 0.081 | 0.069 | 0.057 | 0.045 | 0.034 | 0.024 | 0.016 | 0.008 | 0.002 | 0 | 0 | 0 | 0 | 0 | 0 | 0 | 0 | 0
NPgY | GSP | NG FES - Consumer Transformation | Total installed non-renewable generation capacity (MW) | SALTEND NORTH | Consumer Transformation | Gen_BB002_NPgAggregate | MW | NPgY | Saltend North |  | 22.699 | 22.701 | 22.703 | 22.705 | 22.706 | 22.711 | 22.715 | 22.719 | 22.72 | 21.725 | 19.569 | 17.235 | 14.807 | 12.307 | 9.635 | 7.366 | 5.257 | 3.39 | 1.832 | 0.458 | 0 | 0 | 0 | 0 | 0 | 0 | 0 | 0 | 0
NPgY | GSP | NG FES - Consumer Transformation | Total installed non-renewable generation capacity (MW) | SHEFFIELD CITY | Consumer Transformation | Gen_BB002_NPgAggregate | MW | NPgY | Sheffield City |  | 0 | 0.004 | 0.007 | 0.011 | 0.012 | 0.022 | 0.029 | 0.036 | 0.037 | 0.035 | 0.03 | 0.02 | 0.006 | 0.005 | 0.004 | 0.003 | 0.001 | 0 | 0 | 0 | 0 | 0 | 0 | 0 | 0 | 0 | 0 | 0 | 0
NPgY | GSP | NG FES - Consumer Transformation | Total installed non-renewable generation capacity (MW) | SKELTON GRANGE | Consumer Transformation | Gen_BB002_NPgAggregate | MW | NPgY | Skelton Grange |  | 75.772 | 76.254 | 76.736 | 77.218 | 77.355 | 78.676 | 79.676 | 80.565 | 80.713 | 78.662 | 74.132 | 68.581 | 62.22 | 56.017 | 49.485 | 43.947 | 38.9 | 34.383 | 29.51 | 24.54 | 20.757 | 18.229 | 16.22 | 14.576 | 11.453 | 7.961 | 1.981 | 0 | 0
NPgY | GSP | NG FES - Consumer Transformation | Total installed non-renewable generation capacity (MW) | TEMPLEBOROUGH 275/33KV | Consumer Transformation | Gen_BB002_NPgAggregate | MW | NPgY | Templeborough |  | 0 | 0.013 | 0.026 | 0.04 | 0.043 | 0.08 | 0.107 | 0.131 | 0.136 | 0.129 | 0.111 | 0.074 | 0.022 | 0.019 | 0.015 | 0.01 | 0.004 | 0 | 0 | 0 | 0 | 0 | 0 | 0 | 0 | 0 | 0 | 0 | 0
NPgY | GSP | NG FES - Consumer Transformation | Total installed non-renewable generation capacity (MW) | THURCROFT | Consumer Transformation | Gen_BB002_NPgAggregate | MW | NPgY | Thurcroft |  | 71.7 | 73.076 | 74.451 | 75.827 | 76.218 | 79.986 | 82.84 | 85.377 | 85.8 | 83.762 | 79.108 | 72.211 | 63.323 | 54.389 | 45.183 | 37.43 | 30.59 | 24.429 | 18.374 | 12.19 | 7.115 | 4.318 | 3.842 | 3.453 | 2.713 | 1.886 | 0.469 | 0 | 0
NPgY | GSP | NG FES - Consumer Transformation | Total installed non-renewable generation capacity (MW) | WEST MELTON / THORPE MARSH | Consumer Transformation | Gen_BB002_NPgAggregate | MW | NPgY | Thorpe Marsh |  | 59.313 | 60.568 | 61.823 | 63.078 | 63.435 | 66.873 | 69.477 | 71.792 | 72.178 | 71.424 | 69.571 | 65.866 | 60.421 | 54.304 | 48.132 | 42.987 | 38.612 | 34.595 | 29.726 | 24.291 | 18.575 | 14.622 | 13.011 | 11.692 | 9.187 | 6.385 | 1.589 | 0 | 0
NPgY | GSP | NG FES - Consumer Transformation | Total installed non-renewable generation capacity (MW) | WEST MELTON SECTION 3 | Consumer Transformation | Gen_BB002_NPgAggregate | MW | NPgY | West Melton |  | 17.683 | 19.026 | 20.37 | 21.713 | 22.095 | 25.775 | 28.563 | 31.041 | 31.454 | 30.728 | 28.923 | 25.15 | 19.642 | 16.746 | 13.793 | 11.22 | 8.919 | 6.899 | 5.061 | 3.086 | 1.133 | 0 | 0 | 0 | 0 | 0 | 0 | 0 | 0
NPgY | GSP | NG FES - Consumer Transformation | Total installed non-renewable generation capacity (MW) | WINCOBANK | Consumer Transformation | Gen_BB002_NPgAggregate | MW | NPgY | Wincobank |  | 0 | 0.047 | 0.094 | 0.14 | 0.154 | 0.282 | 0.379 | 0.466 | 0.48 | 0.455 | 0.394 | 0.264 | 0.076 | 0.066 | 0.054 | 0.037 | 0.015 | 0 | 0 | 0 | 0 | 0 | 0 | 0 | 0 | 0 | 0 | 0 | 0
NPgN | GSP | NG FES - Falling Short | Total installed non-renewable generation capacity (MW) | BLYTH 66kV | Falling Short | Gen_BB002_NPgAggregate | MW | NPgN | Blyth 66kV |  | 9 | 10.526 | 12.009 | 13.492 | 17.25 | 20.931 | 23.954 | 26.877 | 29.524 | 31.837 | 33.674 | 34.262 | 34.405 | 34.018 | 33.132 | 32.638 | 32.31 | 31.751 | 31.211 | 30.39 | 29.502 | 28.485 | 27.707 | 26.729 | 25.832 | 25.003 | 24.017 | 23.215 | 22.659
NPgN | GSP | NG FES - Falling Short | Total installed non-renewable generation capacity (MW) | BLYTH 132kV | Falling Short | Gen_BB002_NPgAggregate | MW | NPgN | Blyth 132kV |  | 0 | 2.622 | 5.245 | 7.867 | 14.511 | 21.02 | 26.365 | 31.532 | 36.214 | 40.302 | 43.551 | 44.591 | 44.843 | 44.16 | 42.592 | 41.719 | 41.138 | 40.151 | 39.196 | 37.744 | 36.174 | 34.376 | 33 | 31.272 | 29.684 | 28.22 | 26.476 | 25.058 | 24.095
NPgN | GSP | NG FES - Falling Short | Total installed non-renewable generation capacity (MW) | FOURSTONES | Falling Short | Gen_BB002_NPgAggregate | MW | NPgN | Fourstones |  | 0 | 0.136 | 0.271 | 0.407 | 0.75 | 1.087 | 1.363 | 1.631 | 1.873 | 2.084 | 2.252 | 2.306 | 2.319 | 2.284 | 2.203 | 2.158 | 2.128 | 2.076 | 2.027 | 1.952 | 1.871 | 1.778 | 1.707 | 1.617 | 1.535 | 1.459 | 1.369 | 1.296 | 1.246
NPgN | GSP | NG FES - Falling Short | Total installed non-renewable generation capacity (MW) | HARTMOOR | Falling Short | Gen_BB002_NPgAggregate | MW | NPgN | Hart Moor |  | 52.141 | 52.874 | 53.607 | 54.34 | 56.197 | 58.016 | 59.51 | 60.955 | 62.263 | 63.406 | 64.314 | 64.605 | 64.676 | 64.484 | 64.046 | 63.802 | 63.64 | 63.364 | 63.097 | 62.691 | 62.252 | 61.75 | 61.365 | 60.882 | 60.438 | 60.029 | 59.542 | 59.145 | 58.844
NPgN | GSP | NG FES - Falling Short | Total installed non-renewable generation capacity (MW) | HAWTHORN PIT GRID | Falling Short | Gen_BB002_NPgAggregate | MW | NPgN | Hawthorn Pit |  | 41.745 | 42.511 | 43.277 | 44.043 | 45.983 | 47.884 | 49.445 | 50.954 | 52.322 | 53.516 | 54.465 | 54.768 | 54.842 | 54.642 | 54.185 | 53.93 | 53.76 | 53.472 | 53.193 | 52.769 | 52.31 | 51.785 | 51.383 | 50.878 | 50.415 | 49.987 | 49.478 | 49.063 | 48.599
NPgN | GSP | NG FES - Falling Short | Total installed non-renewable generation capacity (MW) | KNARESBOROUGH | Falling Short | Gen_BB002_NPgAggregate | MW | NPgN | Knaresborough |  | 58.135 | 61.184 | 64.232 | 67.281 | 75.004 | 82.57 | 88.784 | 94.791 | 100.233 | 104.986 | 108.762 | 109.972 | 110.265 | 109.47 | 107.648 | 106.633 | 105.958 | 104.81 | 103.7 | 102.012 | 100.187 | 98.096 | 96.498 | 94.488 | 92.643 | 90.94 | 88.913 | 87.264 | 86.109
NPgN | GSP | NG FES - Falling Short | Total installed non-renewable generation capacity (MW) | LACKENBY | Falling Short | Gen_BB002_NPgAggregate | MW | NPgN | Lackenby |  | 19.197 | 19.988 | 20.778 | 21.569 | 23.572 | 25.535 | 27.146 | 28.705 | 30.116 | 31.349 | 32.328 | 32.642 | 32.718 | 32.512 | 32.039 | 31.776 | 31.601 | 31.303 | 31.015 | 30.578 | 30.104 | 29.562 | 29.147 | 28.626 | 28.147 | 27.706 | 27.18 | 26.752 | 26.462
NPgN | GSP | NG FES - Falling Short | Total installed non-renewable generation capacity (MW) | NORTON | Falling Short | Gen_BB002_NPgAggregate | MW | NPgN | Norton |  | 99.252 | 105.533 | 111.813 | 118.094 | 134.005 | 149.593 | 162.394 | 174.771 | 185.983 | 195.774 | 203.554 | 206.046 | 206.65 | 205.012 | 201.259 | 199.168 | 197.777 | 195.412 | 193.125 | 189.647 | 185.887 | 181.58 | 178.286 | 174.147 | 170.345 | 166.837 | 162.661 | 159.264 | 156.311
NPgN | GSP | NG FES - Falling Short | Total installed non-renewable generation capacity (MW) | OFFERTON | Falling Short | Gen_BB002_NPgAggregate | MW | NPgN | Offerton |  | 1.7 | 1.754 | 1.809 | 1.863 | 2.001 | 2.136 | 2.246 | 2.353 | 2.45 | 2.535 | 2.602 | 2.624 | 2.629 | 2.615 | 2.582 | 2.564 | 2.552 | 2.532 | 2.512 | 2.482 | 2.45 | 2.412 | 2.384 | 2.348 | 2.315 | 2.285 | 2.249 | 2.219 | 2.089
NPgN | GSP | NG FES - Falling Short | Total installed non-renewable generation capacity (MW) | OSBALDWICK | Falling Short | Gen_BB002_NPgAggregate | MW | NPgN | Osbaldwick |  | 15.138 | 22.603 | 30.068 | 37.532 | 56.444 | 74.97 | 90.185 | 104.895 | 118.222 | 129.859 | 139.106 | 142.068 | 142.785 | 140.839 | 136.378 | 133.893 | 132.239 | 129.428 | 126.71 | 122.577 | 118.108 | 112.989 | 109.074 | 104.154 | 99.635 | 95.466 | 90.503 | 86.465 | 83.309
NPgN | GSP | NG FES - Falling Short | Total installed non-renewable generation capacity (MW) | POPPLETON | Falling Short | Gen_BB002_NPgAggregate | MW | NPgN | Poppleton |  | 2.85 | 3.079 | 3.308 | 3.537 | 4.118 | 4.686 | 5.153 | 5.605 | 6.014 | 6.371 | 6.655 | 6.746 | 6.768 | 6.708 | 6.571 | 6.495 | 6.444 | 6.358 | 6.274 | 6.147 | 6.01 | 5.853 | 5.733 | 5.582 | 5.443 | 5.315 | 5.163 | 5.039 | 4.955
NPgN | GSP | NG FES - Falling Short | Total installed non-renewable generation capacity (MW) | SALTHOLME | Falling Short | Gen_BB002_NPgAggregate | MW | NPgN | Saltholme |  | 215.579 | 215.636 | 215.693 | 215.75 | 215.895 | 216.037 | 216.153 | 216.266 | 216.368 | 216.457 | 216.527 | 216.55 | 216.556 | 216.541 | 216.507 | 216.488 | 216.475 | 216.453 | 216.433 | 216.401 | 216.367 | 216.328 | 216.298 | 216.26 | 216.225 | 216.194 | 216.156 | 216.125 | 211.143
NPgN | GSP | NG FES - Falling Short | Total installed non-renewable generation capacity (MW) | SOUTH SHIELDS | Falling Short | Gen_BB002_NPgAggregate | MW | NPgN | South Shields |  | 0.212 | 0.212 | 0.213 | 0.213 | 0.214 | 0.215 | 0.216 | 0.216 | 0.217 | 0.218 | 0.218 | 0.218 | 0.218 | 0.218 | 0.218 | 0.218 | 0.218 | 0.218 | 0.218 | 0.217 | 0.217 | 0.217 | 0.217 | 0.216 | 0.216 | 0.216 | 0.216 | 0.216 | 0.215
NPgN | GSP | NG FES - Falling Short | Total installed non-renewable generation capacity (MW) | SPADEADAM | Falling Short | Gen_BB002_NPgAggregate | MW | NPgN | Spadeadam - Not in NG FES |  | 0 | 0.106 | 0.213 | 0.319 | 0.588 | 0.852 | 1.068 | 1.278 | 1.468 | 1.633 | 1.765 | 1.807 | 1.817 | 1.79 | 1.726 | 1.691 | 1.667 | 1.627 | 1.589 | 1.53 | 1.466 | 1.393 | 1.337 | 1.267 | 1.203 | 1.144 | 1.073 | 1.016 | 0.977
NPgN | GSP | NG FES - Falling Short | Total installed non-renewable generation capacity (MW) | SPENNYMOOR | Falling Short | Gen_BB002_NPgAggregate | MW | NPgN | Spennymoor |  | 8.026 | 13.013 | 18.001 | 22.988 | 35.624 | 48.002 | 58.167 | 67.995 | 76.899 | 84.675 | 90.853 | 92.831 | 93.311 | 92.011 | 89.03 | 87.369 | 86.265 | 84.387 | 82.571 | 79.809 | 76.823 | 73.403 | 70.787 | 67.5 | 64.481 | 61.695 | 58.38 | 55.682 | 53.838
NPgN | GSP | NG FES - Falling Short | Total installed non-renewable generation capacity (MW) | STELLA NORTH | Falling Short | Gen_BB002_NPgAggregate | MW | NPgN | Stella North |  | 28.05 | 28.395 | 28.74 | 29.086 | 29.96 | 30.817 | 31.521 | 32.201 | 32.817 | 33.356 | 33.783 | 33.92 | 33.954 | 33.864 | 33.657 | 33.542 | 33.466 | 33.336 | 33.21 | 33.019 | 32.812 | 32.575 | 32.394 | 32.167 | 31.958 | 31.765 | 31.536 | 31.349 | 29.975
NPgN | GSP | NG FES - Falling Short | Total installed non-renewable generation capacity (MW) | STELLA SOUTH | Falling Short | Gen_BB002_NPgAggregate | MW | NPgN | Stella South |  | 4.166 | 6.602 | 9.038 | 11.473 | 17.644 | 23.689 | 28.654 | 33.454 | 37.802 | 41.6 | 44.617 | 45.583 | 45.817 | 45.182 | 43.726 | 42.916 | 42.376 | 41.459 | 40.572 | 39.223 | 37.765 | 36.095 | 34.817 | 33.212 | 31.737 | 30.377 | 28.758 | 27.44 | 26.538
NPgN | GSP | NG FES - Falling Short | Total installed non-renewable generation capacity (MW) | TYNEMOUTH | Falling Short | Gen_BB002_NPgAggregate | MW | NPgN | Tynemouth 1 |  | 22.255 | 22.349 | 22.442 | 22.536 | 22.773 | 23.005 | 23.196 | 23.381 | 23.548 | 23.694 | 23.81 | 23.847 | 23.856 | 23.831 | 23.776 | 23.744 | 23.724 | 23.688 | 23.654 | 23.602 | 23.546 | 23.482 | 23.433 | 23.371 | 23.315 | 23.262 | 23.2 | 23.15 | 22.423
NPgN | GSP | NG FES - Falling Short | Total installed non-renewable generation capacity (MW) | WEST BOLDON | Falling Short | Gen_BB002_NPgAggregate | MW | NPgN | West Boldon |  | 1.05 | 1.342 | 1.633 | 1.925 | 2.663 | 3.387 | 3.981 | 4.556 | 5.076 | 5.531 | 5.892 | 6.008 | 6.036 | 5.96 | 5.785 | 5.688 | 5.624 | 5.514 | 5.408 | 5.246 | 5.072 | 4.872 | 4.719 | 4.527 | 4.35 | 4.187 | 3.994 | 3.836 | 3.688
NPgY | GSP | NG FES - Falling Short | Total installed non-renewable generation capacity (MW) | BRADFORD WEST | Falling Short | Gen_BB002_NPgAggregate | MW | NPgY | Bradford West |  | 20.708 | 22.43 | 24.153 | 25.875 | 27.941 | 29.956 | 31.703 | 33.386 | 33.734 | 35.054 | 36.109 | 36.457 | 36.558 | 36.363 | 35.859 | 35.564 | 35.371 | 34.98 | 34.606 | 34.092 | 33.517 | 32.867 | 32.347 | 31.709 | 31.071 | 30.463 | 29.761 | 29.113 | 27.827
NPgY | GSP | NG FES - Falling Short | Total installed non-renewable generation capacity (MW) | CAMBLESFORTH | Falling Short | Gen_BB002_NPgAggregate | MW | NPgY | Camblesforth |  | 13.08 | 13.376 | 13.671 | 13.967 | 14.322 | 14.667 | 14.967 | 15.256 | 15.316 | 15.542 | 15.724 | 15.783 | 15.801 | 15.767 | 15.681 | 15.63 | 15.597 | 15.53 | 15.466 | 15.377 | 15.279 | 15.167 | 15.078 | 14.968 | 14.859 | 14.755 | 14.634 | 14.523 | 13.511
NPgY | GSP | NG FES - Falling Short | Total installed non-renewable generation capacity (MW) | CREYKE BECK | Falling Short | Gen_BB002_NPgAggregate | MW | NPgY | Creyke Beck |  | 132.097 | 144.611 | 157.126 | 169.64 | 184.65 | 199.292 | 211.983 | 224.213 | 226.738 | 236.328 | 243.997 | 246.528 | 247.257 | 245.839 | 242.184 | 240.04 | 238.633 | 235.796 | 233.079 | 229.339 | 225.162 | 220.444 | 216.662 | 212.031 | 207.39 | 202.977 | 197.872 | 193.169 | 186.771
NPgY | GSP | NG FES - Falling Short | Total installed non-renewable generation capacity (MW) | DRAX | Falling Short | Gen_BB002_NPgAggregate | MW | NPgY | Drax |  | 77.316 | 78.819 | 80.322 | 81.825 | 83.628 | 85.387 | 86.911 | 88.38 | 88.683 | 89.835 | 90.756 | 91.06 | 91.148 | 90.978 | 90.538 | 90.281 | 90.112 | 89.771 | 89.445 | 88.996 | 88.494 | 87.927 | 87.473 | 86.917 | 86.359 | 85.829 | 85.216 | 84.651 | 83.45
NPgY | GSP | NG FES - Falling Short | Total installed non-renewable generation capacity (MW) | ELLAND | Falling Short | Gen_BB002_NPgAggregate | MW | NPgY | Elland |  | 56.6 | 58.302 | 60.005 | 61.707 | 63.749 | 65.741 | 67.468 | 69.131 | 69.475 | 70.779 | 71.823 | 72.167 | 72.266 | 72.073 | 71.576 | 71.284 | 71.093 | 70.707 | 70.337 | 69.829 | 69.26 | 68.619 | 68.104 | 67.474 | 66.843 | 66.242 | 65.548 | 64.908 | 59.214
NPgY | GSP | NG FES - Falling Short | Total installed non-renewable generation capacity (MW) | FERRYBRIDGE A | Falling Short | Gen_BB002_NPgAggregate | MW | NPgY | Ferrybridge A |  | 15.997 | 18.459 | 20.921 | 23.383 | 26.336 | 29.217 | 31.714 | 34.12 | 34.617 | 36.504 | 38.012 | 38.51 | 38.654 | 38.375 | 37.656 | 37.234 | 36.957 | 36.399 | 35.864 | 35.129 | 34.307 | 33.379 | 32.634 | 31.723 | 30.81 | 29.942 | 28.938 | 28.012 | 26.323
NPgY | GSP | NG FES - Falling Short | Total installed non-renewable generation capacity (MW) | FERRYBRIDGE B | Falling Short | Gen_BB002_NPgAggregate | MW | NPgY | Ferrybridge B (_M) |  | 174.357 | 180.667 | 186.977 | 193.287 | 200.856 | 208.238 | 214.638 | 220.804 | 222.077 | 226.913 | 230.78 | 232.056 | 232.423 | 231.709 | 229.865 | 228.785 | 228.075 | 226.645 | 225.274 | 223.389 | 221.283 | 218.904 | 216.997 | 214.661 | 212.322 | 210.097 | 207.522 | 205.151 | 203.126
NPgY | GSP | NG FES - Falling Short | Total installed non-renewable generation capacity (MW) | GRIMSBY WEST | Falling Short | Gen_BB002_NPgAggregate | MW | NPgY | Grimsby West |  | 119.205 | 127.255 | 131.306 | 135.356 | 140.214 | 144.953 | 149.061 | 153.019 | 153.837 | 156.941 | 159.423 | 160.242 | 160.478 | 160.019 | 158.836 | 158.142 | 157.687 | 156.769 | 155.889 | 154.679 | 153.327 | 151.8 | 150.576 | 149.076 | 147.575 | 146.146 | 144.494 | 142.972 | 135.245
NPgY | GSP | NG FES - Falling Short | Total installed non-renewable generation capacity (MW) | JORDANTHORPE | Falling Short | Gen_BB002_NPgAggregate | MW | NPgY | Jordanthorpe |  | 0 | 0.192 | 0.383 | 0.575 | 0.805 | 1.029 | 1.223 | 1.411 | 1.449 | 1.596 | 1.713 | 1.752 | 1.763 | 1.742 | 1.686 | 1.653 | 1.631 | 1.588 | 1.546 | 1.489 | 1.425 | 1.353 | 1.295 | 1.224 | 1.153 | 1.085 | 1.007 | 0.935 | 0.879
NPgY | GSP | NG FES - Falling Short | Total installed non-renewable generation capacity (MW) | KEADBY | Falling Short | Gen_BB002_NPgAggregate | MW | NPgY | Keadby |  | 197.477 | 218.347 | 239.218 | 260.088 | 285.12 | 309.538 | 330.704 | 351.099 | 355.311 | 371.304 | 384.093 | 388.315 | 389.529 | 387.166 | 381.069 | 377.494 | 375.147 | 370.417 | 365.885 | 359.649 | 352.682 | 344.814 | 338.507 | 330.783 | 323.044 | 315.685 | 307.17 | 299.327 | 290.975
NPgY | GSP | NG FES - Falling Short | Total installed non-renewable generation capacity (MW) | KIRKSTALL B | Falling Short | Gen_BB002_NPgAggregate | MW | NPgY | Kirkstall B |  | 20.376 | 21.087 | 21.798 | 22.508 | 23.361 | 24.192 | 24.913 | 25.608 | 25.751 | 26.296 | 26.731 | 26.875 | 26.916 | 26.836 | 26.628 | 26.507 | 26.427 | 26.266 | 26.111 | 25.899 | 25.662 | 25.394 | 25.179 | 24.916 | 24.652 | 24.402 | 24.112 | 23.845 | 22.253
NPgY | GSP | NG FES - Falling Short | Total installed non-renewable generation capacity (MW) | NEEPSEND | Falling Short | Gen_BB002_NPgAggregate | MW | NPgY | Neepsend |  | 0 | 0.066 | 0.133 | 0.199 | 0.278 | 0.356 | 0.423 | 0.488 | 0.501 | 0.552 | 0.593 | 0.606 | 0.61 | 0.603 | 0.583 | 0.572 | 0.564 | 0.549 | 0.535 | 0.515 | 0.493 | 0.468 | 0.448 | 0.423 | 0.399 | 0.376 | 0.348 | 0.324 | 0.304
NPgY | GSP | NG FES - Falling Short | Total installed non-renewable generation capacity (MW) | NORTON LEES | Falling Short | Gen_BB002_NPgAggregate | MW | NPgY | Norton Lees |  | 0.236 | 0.236 | 0.236 | 0.236 | 0.237 | 0.237 | 0.237 | 0.237 | 0.237 | 0.237 | 0.237 | 0.237 | 0.237 | 0.237 | 0.237 | 0.237 | 0.237 | 0.237 | 0.237 | 0.237 | 0.237 | 0.237 | 0.237 | 0.237 | 0.237 | 0.237 | 0.237 | 0.237 | 0.215
NPgY | GSP | NG FES - Falling Short | Total installed non-renewable generation capacity (MW) | PITSMOOR 3/4 | Falling Short | Gen_BB002_NPgAggregate | MW | NPgY | Pitsmoor |  | 0.105 | 0.106 | 0.106 | 0.107 | 0.107 | 0.108 | 0.109 | 0.109 | 0.109 | 0.11 | 0.11 | 0.11 | 0.11 | 0.11 | 0.11 | 0.11 | 0.11 | 0.11 | 0.11 | 0.11 | 0.109 | 0.109 | 0.109 | 0.109 | 0.109 | 0.108 | 0.108 | 0.108 | 0.098
NPgY | GSP | NG FES - Falling Short | Total installed non-renewable generation capacity (MW) | SALTEND NORTH | Falling Short | Gen_BB002_NPgAggregate | MW | NPgY | Saltend North |  | 22.699 | 22.707 | 22.715 | 22.722 | 22.732 | 22.741 | 22.749 | 22.756 | 22.758 | 22.764 | 22.768 | 22.77 | 22.77 | 22.77 | 22.767 | 22.766 | 22.765 | 22.763 | 22.762 | 22.759 | 22.757 | 22.754 | 22.751 | 22.749 | 22.746 | 22.743 | 22.74 | 22.737 | 20.652
NPgY | GSP | NG FES - Falling Short | Total installed non-renewable generation capacity (MW) | SHEFFIELD CITY | Falling Short | Gen_BB002_NPgAggregate | MW | NPgY | Sheffield City |  | 0 | 0.014 | 0.027 | 0.041 | 0.058 | 0.074 | 0.087 | 0.101 | 0.104 | 0.114 | 0.123 | 0.125 | 0.126 | 0.125 | 0.121 | 0.118 | 0.117 | 0.114 | 0.111 | 0.107 | 0.102 | 0.097 | 0.093 | 0.088 | 0.082 | 0.078 | 0.072 | 0.067 | 0.063
NPgY | GSP | NG FES - Falling Short | Total installed non-renewable generation capacity (MW) | SKELTON GRANGE | Falling Short | Gen_BB002_NPgAggregate | MW | NPgY | Skelton Grange |  | 75.772 | 77.617 | 79.462 | 81.307 | 83.519 | 85.678 | 87.549 | 89.352 | 89.724 | 91.138 | 92.268 | 92.641 | 92.749 | 92.54 | 92.001 | 91.685 | 91.477 | 91.059 | 90.659 | 90.107 | 89.492 | 88.796 | 88.239 | 87.556 | 86.872 | 86.221 | 85.468 | 84.775 | 80.464
NPgY | GSP | NG FES - Falling Short | Total installed non-renewable generation capacity (MW) | TEMPLEBOROUGH 275/33KV | Falling Short | Gen_BB002_NPgAggregate | MW | NPgY | Templeborough |  | 0 | 0.051 | 0.101 | 0.152 | 0.212 | 0.272 | 0.323 | 0.372 | 0.383 | 0.421 | 0.452 | 0.463 | 0.466 | 0.46 | 0.445 | 0.436 | 0.431 | 0.419 | 0.408 | 0.393 | 0.376 | 0.357 | 0.342 | 0.323 | 0.304 | 0.287 | 0.266 | 0.247 | 0.232
NPgY | GSP | NG FES - Falling Short | Total installed non-renewable generation capacity (MW) | THURCROFT | Falling Short | Gen_BB002_NPgAggregate | MW | NPgY | Thurcroft |  | 71.7 | 76.964 | 82.229 | 87.493 | 93.807 | 99.966 | 105.305 | 110.449 | 111.512 | 115.546 | 118.772 | 119.837 | 120.143 | 119.547 | 118.009 | 117.107 | 116.515 | 115.322 | 114.179 | 112.606 | 110.849 | 108.864 | 107.273 | 105.325 | 103.373 | 101.516 | 99.369 | 97.391 | 93.085
NPgY | GSP | NG FES - Falling Short | Total installed non-renewable generation capacity (MW) | WEST MELTON / THORPE MARSH | Falling Short | Gen_BB002_NPgAggregate | MW | NPgY | Thorpe Marsh |  | 59.313 | 64.116 | 68.92 | 73.723 | 79.484 | 85.104 | 89.975 | 94.669 | 95.639 | 99.319 | 102.263 | 103.234 | 103.514 | 102.97 | 101.567 | 100.744 | 100.204 | 99.115 | 98.072 | 96.637 | 95.034 | 93.223 | 91.771 | 89.993 | 88.212 | 86.519 | 84.559 | 82.754 | 81.141
NPgY | GSP | NG FES - Falling Short | Total installed non-renewable generation capacity (MW) | WEST MELTON SECTION 3 | Falling Short | Gen_BB002_NPgAggregate | MW | NPgY | West Melton |  | 17.683 | 22.824 | 27.966 | 33.107 | 39.274 | 45.29 | 50.504 | 55.528 | 56.566 | 60.506 | 63.657 | 64.697 | 64.996 | 64.414 | 62.912 | 62.031 | 61.453 | 60.287 | 59.171 | 57.635 | 55.918 | 53.98 | 52.426 | 50.523 | 48.617 | 46.804 | 44.706 | 42.774 | 41.219
NPgY | GSP | NG FES - Falling Short | Total installed non-renewable generation capacity (MW) | WINCOBANK | Falling Short | Gen_BB002_NPgAggregate | MW | NPgY | Wincobank |  | 0 | 0.179 | 0.358 | 0.538 | 0.753 | 0.962 | 1.144 | 1.319 | 1.355 | 1.493 | 1.603 | 1.639 | 1.649 | 1.629 | 1.577 | 1.546 | 1.526 | 1.485 | 1.446 | 1.393 | 1.333 | 1.265 | 1.211 | 1.145 | 1.078 | 1.015 | 0.942 | 0.875 | 0.822
NPgN | GSP | NG FES - Leading the Way | Total installed non-renewable generation capacity (MW) | BLYTH 66kV | Leading the Way | Gen_BB002_NPgAggregate | MW | NPgN | Blyth 66kV |  | 9 | 9.681 | 10.32 | 10.958 | 12.031 | 12.694 | 13.186 | 13.687 | 13.443 | 12.596 | 10.345 | 9.509 | 8.752 | 7.659 | 7.315 | 6.843 | 6.244 | 5.827 | 5.458 | 4.986 | 4.456 | 3.904 | 3.297 | 2.801 | 1.858 | 0.803 | 0 | 0 | 0
NPgN | GSP | NG FES - Leading the Way | Total installed non-renewable generation capacity (MW) | BLYTH 132kV | Leading the Way | Gen_BB002_NPgAggregate | MW | NPgN | Blyth 132kV |  | 0 | 1.129 | 2.257 | 3.386 | 5.283 | 6.455 | 7.325 | 8.212 | 7.779 | 6.301 | 2.352 | 1.297 | 1.17 | 1.055 | 0.913 | 0.719 | 0.472 | 0.301 | 0.149 | 0 | 0 | 0 | 0 | 0 | 0 | 0 | 0 | 0 | 0
NPgN | GSP | NG FES - Leading the Way | Total installed non-renewable generation capacity (MW) | FOURSTONES | Leading the Way | Gen_BB002_NPgAggregate | MW | NPgN | Fourstones |  | 0 | 0.058 | 0.117 | 0.175 | 0.273 | 0.334 | 0.379 | 0.425 | 0.402 | 0.326 | 0.122 | 0.067 | 0.061 | 0.055 | 0.047 | 0.037 | 0.024 | 0.016 | 0.008 | 0 | 0 | 0 | 0 | 0 | 0 | 0 | 0 | 0 | 0
NPgN | GSP | NG FES - Leading the Way | Total installed non-renewable generation capacity (MW) | HARTMOOR | Leading the Way | Gen_BB002_NPgAggregate | MW | NPgN | Hart Moor |  | 52.141 | 52.457 | 52.772 | 53.088 | 53.618 | 53.945 | 54.188 | 54.436 | 54.315 | 53.873 | 52.724 | 45.503 | 24.839 | 0.295 | 0.255 | 0.201 | 0.132 | 0.084 | 0.042 | 0 | 0 | 0 | 0 | 0 | 0 | 0 | 0 | 0 | 0
NPgN | GSP | NG FES - Leading the Way | Total installed non-renewable generation capacity (MW) | HAWTHORN PIT GRID | Leading the Way | Gen_BB002_NPgAggregate | MW | NPgN | Hawthorn Pit |  | 41.745 | 42.075 | 42.404 | 42.734 | 43.288 | 43.63 | 43.884 | 44.143 | 44.017 | 43.414 | 42.002 | 36.351 | 20.814 | 2.155 | 2.045 | 1.893 | 1.701 | 1.567 | 1.449 | 1.304 | 1.165 | 1.021 | 0.862 | 0.733 | 0.486 | 0.21 | 0 | 0 | 0
NPgN | GSP | NG FES - Leading the Way | Total installed non-renewable generation capacity (MW) | KNARESBOROUGH | Leading the Way | Gen_BB002_NPgAggregate | MW | NPgN | Knaresborough |  | 58.135 | 59.447 | 60.759 | 62.071 | 64.276 | 65.639 | 66.65 | 67.681 | 67.178 | 65.426 | 60.783 | 55.911 | 44.956 | 31.106 | 29.825 | 28.064 | 25.833 | 24.28 | 22.905 | 21.093 | 18.851 | 16.514 | 13.949 | 11.849 | 7.86 | 3.398 | 0 | 0 | 0
NPgN | GSP | NG FES - Leading the Way | Total installed non-renewable generation capacity (MW) | LACKENBY | Leading the Way | Gen_BB002_NPgAggregate | MW | NPgN | Lackenby |  | 19.197 | 19.537 | 19.878 | 20.218 | 20.79 | 21.143 | 21.406 | 21.673 | 21.543 | 21.097 | 19.906 | 17.864 | 12.669 | 6.343 | 6.075 | 5.707 | 5.24 | 4.916 | 4.628 | 4.253 | 3.801 | 3.33 | 2.812 | 2.389 | 1.585 | 0.685 | 0 | 0 | 0
NPgN | GSP | NG FES - Leading the Way | Total installed non-renewable generation capacity (MW) | NORTON | Leading the Way | Gen_BB002_NPgAggregate | MW | NPgN | Norton |  | 99.252 | 101.955 | 104.659 | 107.362 | 111.904 | 114.712 | 116.795 | 118.918 | 117.883 | 113.737 | 103.364 | 97.088 | 87.278 | 73.069 | 70.093 | 66.005 | 60.823 | 57.218 | 54.024 | 49.797 | 44.504 | 38.988 | 32.931 | 27.974 | 18.555 | 8.023 | 0 | 0 | 0
NPgN | GSP | NG FES - Leading the Way | Total installed non-renewable generation capacity (MW) | OFFERTON | Leading the Way | Gen_BB002_NPgAggregate | MW | NPgN | Offerton |  | 1.7 | 1.723 | 1.747 | 1.77 | 1.809 | 1.834 | 1.852 | 1.87 | 1.861 | 1.728 | 1.49 | 1.207 | 0.714 | 0.022 | 0.019 | 0.015 | 0.01 | 0.006 | 0.003 | 0 | 0 | 0 | 0 | 0 | 0 | 0 | 0 | 0 | 0
NPgN | GSP | NG FES - Leading the Way | Total installed non-renewable generation capacity (MW) | OSBALDWICK | Leading the Way | Gen_BB002_NPgAggregate | MW | NPgN | Osbaldwick |  | 15.138 | 18.351 | 21.564 | 24.777 | 30.176 | 33.513 | 35.988 | 38.512 | 37.281 | 32.685 | 20.855 | 15.91 | 10.834 | 4.46 | 4.003 | 3.374 | 2.578 | 2.024 | 1.534 | 1.029 | 0.92 | 0.806 | 0.681 | 0.578 | 0.384 | 0.166 | 0 | 0 | 0
NPgN | GSP | NG FES - Leading the Way | Total installed non-renewable generation capacity (MW) | POPPLETON | Leading the Way | Gen_BB002_NPgAggregate | MW | NPgN | Poppleton |  | 2.85 | 2.949 | 3.047 | 3.146 | 3.312 | 3.414 | 3.49 | 3.567 | 3.53 | 3.4 | 3.055 | 2.585 | 1.444 | 0.092 | 0.08 | 0.063 | 0.041 | 0.026 | 0.013 | 0 | 0 | 0 | 0 | 0 | 0 | 0 | 0 | 0 | 0
NPgN | GSP | NG FES - Leading the Way | Total installed non-renewable generation capacity (MW) | SALTHOLME | Leading the Way | Gen_BB002_NPgAggregate | MW | NPgN | Saltholme |  | 215.579 | 215.604 | 215.628 | 215.653 | 215.694 | 215.72 | 215.739 | 215.758 | 215.748 | 211.078 | 203.993 | 174.442 | 99.224 | 4.981 | 4.793 | 4.534 | 4.206 | 3.977 | 3.775 | 3.5 | 3.128 | 2.74 | 2.315 | 1.966 | 1.304 | 0.564 | 0 | 0 | 0
NPgN | GSP | NG FES - Leading the Way | Total installed non-renewable generation capacity (MW) | SOUTH SHIELDS | Leading the Way | Gen_BB002_NPgAggregate | MW | NPgN | South Shields |  | 0.212 | 0.212 | 0.212 | 0.212 | 0.213 | 0.213 | 0.213 | 0.213 | 0.213 | 0.213 | 0.212 | 0.184 | 0.1 | 0 | 0 | 0 | 0 | 0 | 0 | 0 | 0 | 0 | 0 | 0 | 0 | 0 | 0 | 0 | 0
NPgN | GSP | NG FES - Leading the Way | Total installed non-renewable generation capacity (MW) | SPADEADAM | Leading the Way | Gen_BB002_NPgAggregate | MW | NPgN | Spadeadam - Not in NG FES |  | 0 | 0.046 | 0.091 | 0.137 | 0.214 | 0.262 | 0.297 | 0.333 | 0.315 | 0.255 | 0.095 | 0.053 | 0.047 | 0.043 | 0.037 | 0.029 | 0.019 | 0.012 | 0.006 | 0 | 0 | 0 | 0 | 0 | 0 | 0 | 0 | 0 | 0
NPgN | GSP | NG FES - Leading the Way | Total installed non-renewable generation capacity (MW) | SPENNYMOOR | Leading the Way | Gen_BB002_NPgAggregate | MW | NPgN | Spennymoor |  | 8.026 | 10.173 | 12.319 | 14.466 | 18.073 | 20.303 | 21.957 | 23.643 | 22.821 | 19.997 | 12.467 | 9.658 | 7.049 | 3.95 | 3.608 | 3.138 | 2.544 | 2.129 | 1.763 | 1.373 | 1.227 | 1.075 | 0.908 | 0.771 | 0.511 | 0.221 | 0 | 0 | 0
NPgN | GSP | NG FES - Leading the Way | Total installed non-renewable generation capacity (MW) | STELLA NORTH | Leading the Way | Gen_BB002_NPgAggregate | MW | NPgN | Stella North |  | 28.05 | 28.199 | 28.347 | 28.496 | 28.745 | 28.9 | 29.014 | 29.131 | 29.074 | 27.713 | 25.433 | 22.138 | 15.978 | 7.25 | 6.966 | 6.575 | 6.08 | 5.735 | 5.43 | 5.02 | 4.487 | 3.93 | 3.32 | 2.82 | 1.871 | 0.809 | 0 | 0 | 0
NPgN | GSP | NG FES - Leading the Way | Total installed non-renewable generation capacity (MW) | STELLA SOUTH | Leading the Way | Gen_BB002_NPgAggregate | MW | NPgN | Stella South |  | 4.166 | 5.214 | 6.263 | 7.311 | 9.073 | 10.162 | 10.969 | 11.793 | 11.391 | 10.011 | 6.332 | 4.797 | 3.04 | 0.98 | 0.848 | 0.667 | 0.439 | 0.279 | 0.138 | 0 | 0 | 0 | 0 | 0 | 0 | 0 | 0 | 0 | 0
NPgN | GSP | NG FES - Leading the Way | Total installed non-renewable generation capacity (MW) | TYNEMOUTH | Leading the Way | Gen_BB002_NPgAggregate | MW | NPgN | Tynemouth 1 |  | 22.255 | 22.295 | 22.336 | 22.376 | 22.444 | 22.485 | 22.516 | 22.548 | 22.533 | 21.832 | 20.714 | 18.369 | 13.292 | 6.41 | 6.167 | 5.833 | 5.409 | 5.115 | 4.853 | 4.499 | 4.02 | 3.522 | 2.975 | 2.527 | 1.676 | 0.725 | 0 | 0 | 0
NPgN | GSP | NG FES - Leading the Way | Total installed non-renewable generation capacity (MW) | WEST BOLDON | Leading the Way | Gen_BB002_NPgAggregate | MW | NPgN | West Boldon |  | 1.05 | 1.175 | 1.301 | 1.426 | 1.637 | 1.768 | 1.864 | 1.963 | 1.915 | 1.712 | 1.215 | 0.945 | 0.583 | 0.117 | 0.102 | 0.08 | 0.053 | 0.033 | 0.017 | 0 | 0 | 0 | 0 | 0 | 0 | 0 | 0 | 0 | 0
NPgY | GSP | NG FES - Leading the Way | Total installed non-renewable generation capacity (MW) | BRADFORD WEST | Leading the Way | Gen_BB002_NPgAggregate | MW | NPgY | Bradford West |  | 20.708 | 21.576 | 22.443 | 23.311 | 22.742 | 23.106 | 23.402 | 23.703 | 23.556 | 22.29 | 19.81 | 15.996 | 8.973 | 0 | 0 | 0 | 0 | 0 | 0 | 0 | 0 | 0 | 0 | 0 | 0 | 0 | 0 | 0 | 0
NPgY | GSP | NG FES - Leading the Way | Total installed non-renewable generation capacity (MW) | CAMBLESFORTH | Leading the Way | Gen_BB002_NPgAggregate | MW | NPgY | Camblesforth |  | 13.08 | 13.229 | 13.378 | 13.527 | 13.429 | 13.492 | 13.542 | 13.594 | 13.569 | 12.612 | 11.07 | 8.895 | 5.23 | 0 | 0 | 0 | 0 | 0 | 0 | 0 | 0 | 0 | 0 | 0 | 0 | 0 | 0 | 0 | 0
NPgY | GSP | NG FES - Leading the Way | Total installed non-renewable generation capacity (MW) | CREYKE BECK | Leading the Way | Gen_BB002_NPgAggregate | MW | NPgY | Creyke Beck |  | 132.097 | 138.401 | 144.705 | 151.009 | 146.874 | 149.518 | 151.669 | 153.856 | 152.793 | 146.355 | 132.498 | 108.179 | 59.511 | 0 | 0 | 0 | 0 | 0 | 0 | 0 | 0 | 0 | 0 | 0 | 0 | 0 | 0 | 0 | 0
NPgY | GSP | NG FES - Leading the Way | Total installed non-renewable generation capacity (MW) | DRAX | Leading the Way | Gen_BB002_NPgAggregate | MW | NPgY | Drax |  | 77.316 | 78.073 | 78.83 | 79.588 | 79.091 | 79.408 | 79.667 | 79.93 | 79.802 | 78.623 | 76.348 | 65.136 | 35.638 | 0 | 0 | 0 | 0 | 0 | 0 | 0 | 0 | 0 | 0 | 0 | 0 | 0 | 0 | 0 | 0
NPgY | GSP | NG FES - Leading the Way | Total installed non-renewable generation capacity (MW) | ELLAND | Leading the Way | Gen_BB002_NPgAggregate | MW | NPgY | Elland |  | 56.6 | 57.458 | 58.315 | 59.173 | 58.61 | 58.97 | 59.263 | 59.56 | 59.415 | 54.029 | 45.337 | 35.337 | 21.439 | 0 | 0 | 0 | 0 | 0 | 0 | 0 | 0 | 0 | 0 | 0 | 0 | 0 | 0 | 0 | 0
NPgY | GSP | NG FES - Leading the Way | Total installed non-renewable generation capacity (MW) | FERRYBRIDGE A | Leading the Way | Gen_BB002_NPgAggregate | MW | NPgY | Ferrybridge A |  | 15.997 | 17.237 | 18.478 | 19.718 | 18.904 | 19.424 | 19.848 | 20.278 | 20.069 | 18.399 | 15.066 | 11.466 | 6.573 | 0 | 0 | 0 | 0 | 0 | 0 | 0 | 0 | 0 | 0 | 0 | 0 | 0 | 0 | 0 | 0
NPgY | GSP | NG FES - Leading the Way | Total installed non-renewable generation capacity (MW) | FERRYBRIDGE B | Leading the Way | Gen_BB002_NPgAggregate | MW | NPgY | Ferrybridge B (_M) |  | 174.357 | 177.536 | 180.714 | 183.893 | 181.808 | 183.141 | 184.226 | 185.329 | 184.793 | 182.67 | 177.378 | 162.091 | 125.334 | 79.72 | 76.74 | 72.646 | 67.457 | 63.846 | 60.648 | 56.274 | 50.294 | 44.06 | 37.215 | 31.613 | 20.969 | 9.067 | 0 | 0 | 0
NPgY | GSP | NG FES - Leading the Way | Total installed non-renewable generation capacity (MW) | GRIMSBY WEST | Leading the Way | Gen_BB002_NPgAggregate | MW | NPgY | Grimsby West |  | 119.205 | 125.245 | 127.286 | 129.326 | 127.988 | 128.844 | 129.54 | 130.248 | 129.904 | 122.531 | 110.066 | 89.686 | 51.456 | 0 | 0 | 0 | 0 | 0 | 0 | 0 | 0 | 0 | 0 | 0 | 0 | 0 | 0 | 0 | 0
NPgY | GSP | NG FES - Leading the Way | Total installed non-renewable generation capacity (MW) | JORDANTHORPE | Leading the Way | Gen_BB002_NPgAggregate | MW | NPgY | Jordanthorpe |  | 0 | 0.097 | 0.193 | 0.29 | 0.226 | 0.267 | 0.3 | 0.333 | 0.317 | 0.257 | 0.103 | 0.013 | 0.001 | 0 | 0 | 0 | 0 | 0 | 0 | 0 | 0 | 0 | 0 | 0 | 0 | 0 | 0 | 0 | 0
NPgY | GSP | NG FES - Leading the Way | Total installed non-renewable generation capacity (MW) | KEADBY | Leading the Way | Gen_BB002_NPgAggregate | MW | NPgY | Keadby |  | 197.477 | 207.99 | 218.504 | 229.017 | 222.121 | 226.53 | 230.117 | 233.765 | 231.992 | 223.424 | 203.585 | 167.18 | 92.313 | 2.722 | 2.62 | 2.481 | 2.303 | 2.18 | 2.071 | 1.922 | 1.717 | 1.504 | 1.271 | 1.079 | 0.716 | 0.31 | 0 | 0 | 0
NPgY | GSP | NG FES - Leading the Way | Total installed non-renewable generation capacity (MW) | KIRKSTALL B | Leading the Way | Gen_BB002_NPgAggregate | MW | NPgY | Kirkstall B |  | 20.376 | 20.734 | 21.092 | 21.45 | 21.215 | 21.365 | 21.488 | 21.612 | 21.551 | 20.037 | 17.518 | 14.03 | 8.208 | 0 | 0 | 0 | 0 | 0 | 0 | 0 | 0 | 0 | 0 | 0 | 0 | 0 | 0 | 0 | 0
NPgY | GSP | NG FES - Leading the Way | Total installed non-renewable generation capacity (MW) | NEEPSEND | Leading the Way | Gen_BB002_NPgAggregate | MW | NPgY | Neepsend |  | 0 | 0.033 | 0.067 | 0.1 | 0.078 | 0.092 | 0.104 | 0.115 | 0.11 | 0.089 | 0.036 | 0.004 | 0 | 0 | 0 | 0 | 0 | 0 | 0 | 0 | 0 | 0 | 0 | 0 | 0 | 0 | 0 | 0 | 0
NPgY | GSP | NG FES - Leading the Way | Total installed non-renewable generation capacity (MW) | NORTON LEES | Leading the Way | Gen_BB002_NPgAggregate | MW | NPgY | Norton Lees |  | 0.236 | 0.236 | 0.236 | 0.236 | 0.236 | 0.236 | 0.236 | 0.236 | 0.236 | 0.216 | 0.185 | 0.147 | 0.089 | 0 | 0 | 0 | 0 | 0 | 0 | 0 | 0 | 0 | 0 | 0 | 0 | 0 | 0 | 0 | 0
NPgY | GSP | NG FES - Leading the Way | Total installed non-renewable generation capacity (MW) | PITSMOOR 3/4 | Leading the Way | Gen_BB002_NPgAggregate | MW | NPgY | Pitsmoor |  | 0.105 | 0.105 | 0.106 | 0.106 | 0.106 | 0.106 | 0.106 | 0.106 | 0.106 | 0.097 | 0.083 | 0.065 | 0.04 | 0 | 0 | 0 | 0 | 0 | 0 | 0 | 0 | 0 | 0 | 0 | 0 | 0 | 0 | 0 | 0
NPgY | GSP | NG FES - Leading the Way | Total installed non-renewable generation capacity (MW) | SALTEND NORTH | Leading the Way | Gen_BB002_NPgAggregate | MW | NPgY | Saltend North |  | 22.699 | 22.703 | 22.707 | 22.711 | 22.708 | 22.71 | 22.711 | 22.712 | 22.712 | 20.762 | 17.818 | 14.127 | 8.596 | 0 | 0 | 0 | 0 | 0 | 0 | 0 | 0 | 0 | 0 | 0 | 0 | 0 | 0 | 0 | 0
NPgY | GSP | NG FES - Leading the Way | Total installed non-renewable generation capacity (MW) | SHEFFIELD CITY | Leading the Way | Gen_BB002_NPgAggregate | MW | NPgY | Sheffield City |  | 0 | 0.007 | 0.014 | 0.021 | 0.016 | 0.019 | 0.021 | 0.024 | 0.023 | 0.018 | 0.007 | 0.001 | 0 | 0 | 0 | 0 | 0 | 0 | 0 | 0 | 0 | 0 | 0 | 0 | 0 | 0 | 0 | 0 | 0
NPgY | GSP | NG FES - Leading the Way | Total installed non-renewable generation capacity (MW) | SKELTON GRANGE | Leading the Way | Gen_BB002_NPgAggregate | MW | NPgY | Skelton Grange |  | 75.772 | 76.701 | 77.631 | 78.56 | 77.95 | 78.34 | 78.657 | 78.98 | 78.823 | 74.724 | 67.929 | 58.974 | 44.629 | 23.392 | 22.518 | 21.316 | 19.794 | 18.734 | 17.796 | 16.512 | 14.758 | 12.928 | 10.92 | 9.276 | 6.153 | 2.66 | 0 | 0 | 0
NPgY | GSP | NG FES - Leading the Way | Total installed non-renewable generation capacity (MW) | TEMPLEBOROUGH 275/33KV | Leading the Way | Gen_BB002_NPgAggregate | MW | NPgY | Templeborough |  | 0 | 0.025 | 0.051 | 0.076 | 0.06 | 0.07 | 0.079 | 0.088 | 0.084 | 0.068 | 0.027 | 0.003 | 0 | 0 | 0 | 0 | 0 | 0 | 0 | 0 | 0 | 0 | 0 | 0 | 0 | 0 | 0 | 0 | 0
NPgY | GSP | NG FES - Leading the Way | Total installed non-renewable generation capacity (MW) | THURCROFT | Leading the Way | Gen_BB002_NPgAggregate | MW | NPgY | Thurcroft |  | 71.7 | 74.352 | 77.004 | 79.656 | 77.916 | 79.028 | 79.933 | 80.853 | 80.406 | 76.189 | 68.083 | 55.945 | 34.025 | 5.542 | 5.334 | 5.05 | 4.689 | 4.438 | 4.216 | 3.912 | 3.496 | 3.063 | 2.587 | 2.198 | 1.458 | 0.63 | 0 | 0 | 0
NPgY | GSP | NG FES - Leading the Way | Total installed non-renewable generation capacity (MW) | WEST MELTON / THORPE MARSH | Leading the Way | Gen_BB002_NPgAggregate | MW | NPgY | Thorpe Marsh |  | 59.313 | 61.733 | 64.152 | 66.572 | 64.985 | 66 | 66.825 | 67.665 | 67.257 | 65.574 | 61.444 | 53.801 | 37.956 | 18.763 | 18.062 | 17.098 | 15.877 | 15.027 | 14.274 | 13.245 | 11.837 | 10.37 | 8.759 | 7.441 | 4.935 | 2.134 | 0 | 0 | 0
NPgY | GSP | NG FES - Leading the Way | Total installed non-renewable generation capacity (MW) | WEST MELTON SECTION 3 | Leading the Way | Gen_BB002_NPgAggregate | MW | NPgY | West Melton |  | 17.683 | 20.273 | 22.863 | 25.453 | 23.754 | 24.84 | 25.724 | 26.623 | 26.186 | 24.545 | 20.367 | 15.577 | 8.305 | 0 | 0 | 0 | 0 | 0 | 0 | 0 | 0 | 0 | 0 | 0 | 0 | 0 | 0 | 0 | 0
NPgY | GSP | NG FES - Leading the Way | Total installed non-renewable generation capacity (MW) | WINCOBANK | Leading the Way | Gen_BB002_NPgAggregate | MW | NPgY | Wincobank |  | 0 | 0.09 | 0.181 | 0.271 | 0.212 | 0.249 | 0.28 | 0.312 | 0.296 | 0.24 | 0.097 | 0.012 | 0.001 | 0 | 0 | 0 | 0 | 0 | 0 | 0 | 0 | 0 | 0 | 0 | 0 | 0 | 0 | 0 | 0
NPgN | GSP | NG FES - System Transformation | Total installed non-renewable generation capacity (MW) | BLYTH 66kV | System Transformation | Gen_BB002_NPgAggregate | MW | NPgN | Blyth 66kV |  | 9 | 9.681 | 10.32 | 10.958 | 13.042 | 15.032 | 16.728 | 18.233 | 18.544 | 18.26 | 17.54 | 15.408 | 12.064 | 9.668 | 9.278 | 8.62 | 7.97 | 7.395 | 6.746 | 6.002 | 5.262 | 4.456 | 3.877 | 3.325 | 2.45 | 1.264 | 0 | 0 | 0
NPgN | GSP | NG FES - System Transformation | Total installed non-renewable generation capacity (MW) | BLYTH 132kV | System Transformation | Gen_BB002_NPgAggregate | MW | NPgN | Blyth 132kV |  | 0 | 1.129 | 2.257 | 3.386 | 7.072 | 10.59 | 13.588 | 16.249 | 16.8 | 16.297 | 15.025 | 11.278 | 5.387 | 1.266 | 1.131 | 0.946 | 0.748 | 0.578 | 0.388 | 0.165 | 0 | 0 | 0 | 0 | 0 | 0 | 0 | 0 | 0
NPgN | GSP | NG FES - System Transformation | Total installed non-renewable generation capacity (MW) | FOURSTONES | System Transformation | Gen_BB002_NPgAggregate | MW | NPgN | Fourstones |  | 0 | 0.058 | 0.117 | 0.175 | 0.366 | 0.548 | 0.703 | 0.84 | 0.869 | 0.843 | 0.777 | 0.583 | 0.279 | 0.065 | 0.059 | 0.049 | 0.039 | 0.03 | 0.02 | 0.009 | 0 | 0 | 0 | 0 | 0 | 0 | 0 | 0 | 0
NPgN | GSP | NG FES - System Transformation | Total installed non-renewable generation capacity (MW) | HARTMOOR | System Transformation | Gen_BB002_NPgAggregate | MW | NPgN | Hart Moor |  | 52.141 | 52.457 | 52.772 | 53.088 | 54.118 | 55.101 | 55.939 | 56.683 | 56.837 | 56.696 | 56.337 | 55.257 | 53.577 | 50.739 | 43.03 | 36.83 | 31.83 | 27.068 | 21.548 | 15.598 | 9.686 | 0 | 0 | 0 | 0 | 0 | 0 | 0 | 0
NPgN | GSP | NG FES - System Transformation | Total installed non-renewable generation capacity (MW) | HAWTHORN PIT GRID | System Transformation | Gen_BB002_NPgAggregate | MW | NPgN | Hawthorn Pit |  | 41.745 | 42.075 | 42.404 | 42.734 | 43.81 | 44.838 | 45.713 | 46.491 | 46.652 | 46.505 | 46.114 | 44.832 | 42.919 | 40.313 | 34.48 | 29.677 | 25.744 | 22.006 | 17.674 | 12.992 | 8.374 | 1.165 | 1.014 | 0.87 | 0.641 | 0.33 | 0 | 0 | 0
NPgN | GSP | NG FES - System Transformation | Total installed non-renewable generation capacity (MW) | KNARESBOROUGH | System Transformation | Gen_BB002_NPgAggregate | MW | NPgN | Knaresborough |  | 58.135 | 59.447 | 60.759 | 62.071 | 66.356 | 70.446 | 73.931 | 77.024 | 77.665 | 77.08 | 75.598 | 71.204 | 64.317 | 58.626 | 54.201 | 49.296 | 44.907 | 40.886 | 36.29 | 31.175 | 26.007 | 18.851 | 16.403 | 14.066 | 10.365 | 5.346 | 0 | 0 | 0
NPgN | GSP | NG FES - System Transformation | Total installed non-renewable generation capacity (MW) | LACKENBY | System Transformation | Gen_BB002_NPgAggregate | MW | NPgN | Lackenby |  | 19.197 | 19.537 | 19.878 | 20.218 | 21.329 | 22.39 | 23.294 | 24.096 | 24.262 | 24.111 | 23.727 | 22.597 | 20.821 | 19.164 | 17.156 | 15.271 | 13.663 | 12.166 | 10.443 | 8.553 | 6.657 | 3.801 | 3.307 | 2.836 | 2.09 | 1.078 | 0 | 0 | 0
NPgN | GSP | NG FES - System Transformation | Total installed non-renewable generation capacity (MW) | NORTON | System Transformation | Gen_BB002_NPgAggregate | MW | NPgN | Norton |  | 99.252 | 101.955 | 104.659 | 107.362 | 116.188 | 124.614 | 131.794 | 138.167 | 139.487 | 138.283 | 135.167 | 125.528 | 110.74 | 99.556 | 95.055 | 88.165 | 81.474 | 75.468 | 68.644 | 60.908 | 53.148 | 44.505 | 38.726 | 33.207 | 24.471 | 12.621 | 0 | 0 | 0
NPgN | GSP | NG FES - System Transformation | Total installed non-renewable generation capacity (MW) | OFFERTON | System Transformation | Gen_BB002_NPgAggregate | MW | NPgN | Offerton |  | 1.7 | 1.723 | 1.747 | 1.77 | 1.847 | 1.919 | 1.982 | 2.037 | 2.048 | 2.038 | 1.999 | 1.809 | 1.571 | 1.353 | 1.158 | 0.981 | 0.815 | 0.656 | 0.47 | 0.268 | 0.094 | 0 | 0 | 0 | 0 | 0 | 0 | 0 | 0
NPgN | GSP | NG FES - System Transformation | Total installed non-renewable generation capacity (MW) | OSBALDWICK | System Transformation | Gen_BB002_NPgAggregate | MW | NPgN | Osbaldwick |  | 15.138 | 18.351 | 21.564 | 24.777 | 35.267 | 45.282 | 53.816 | 61.39 | 62.959 | 61.528 | 57.862 | 46.769 | 29.564 | 17.101 | 14.915 | 12.808 | 10.876 | 9.086 | 7.025 | 4.745 | 2.725 | 0.92 | 0.801 | 0.686 | 0.506 | 0.261 | 0 | 0 | 0
NPgN | GSP | NG FES - System Transformation | Total installed non-renewable generation capacity (MW) | POPPLETON | System Transformation | Gen_BB002_NPgAggregate | MW | NPgN | Poppleton |  | 2.85 | 2.949 | 3.047 | 3.146 | 3.468 | 3.775 | 4.037 | 4.27 | 4.318 | 4.274 | 4.163 | 3.835 | 3.321 | 2.87 | 2.438 | 2.085 | 1.797 | 1.525 | 1.21 | 0.868 | 0.533 | 0 | 0 | 0 | 0 | 0 | 0 | 0 | 0
NPgN | GSP | NG FES - System Transformation | Total installed non-renewable generation capacity (MW) | SALTHOLME | System Transformation | Gen_BB002_NPgAggregate | MW | NPgN | Saltholme |  | 215.579 | 215.604 | 215.628 | 215.653 | 215.733 | 215.81 | 215.875 | 215.933 | 215.945 | 215.934 | 215.37 | 210.209 | 204.866 | 194.517 | 166.063 | 142.197 | 121.97 | 102.641 | 80.128 | 55.825 | 32.728 | 3.128 | 2.722 | 2.334 | 1.72 | 0.887 | 0 | 0 | 0
NPgN | GSP | NG FES - System Transformation | Total installed non-renewable generation capacity (MW) | SOUTH SHIELDS | System Transformation | Gen_BB002_NPgAggregate | MW | NPgN | South Shields |  | 0.212 | 0.212 | 0.212 | 0.212 | 0.213 | 0.213 | 0.214 | 0.214 | 0.214 | 0.214 | 0.214 | 0.214 | 0.213 | 0.205 | 0.174 | 0.149 | 0.129 | 0.11 | 0.088 | 0.064 | 0.04 | 0 | 0 | 0 | 0 | 0 | 0 | 0 | 0
NPgN | GSP | NG FES - System Transformation | Total installed non-renewable generation capacity (MW) | SPADEADAM | System Transformation | Gen_BB002_NPgAggregate | MW | NPgN | Spadeadam - Not in NG FES |  | 0 | 0.046 | 0.091 | 0.137 | 0.287 | 0.429 | 0.551 | 0.659 | 0.681 | 0.66 | 0.609 | 0.457 | 0.218 | 0.051 | 0.046 | 0.038 | 0.03 | 0.023 | 0.016 | 0.007 | 0 | 0 | 0 | 0 | 0 | 0 | 0 | 0 | 0
NPgN | GSP | NG FES - System Transformation | Total installed non-renewable generation capacity (MW) | SPENNYMOOR | System Transformation | Gen_BB002_NPgAggregate | MW | NPgN | Spennymoor |  | 8.026 | 10.173 | 12.319 | 14.466 | 21.475 | 28.166 | 33.868 | 38.929 | 39.977 | 39.021 | 36.6 | 29.459 | 18.242 | 10.203 | 9.049 | 7.893 | 6.844 | 5.887 | 4.795 | 3.576 | 2.463 | 1.227 | 1.067 | 0.915 | 0.675 | 0.348 | 0 | 0 | 0
NPgN | GSP | NG FES - System Transformation | Total installed non-renewable generation capacity (MW) | STELLA NORTH | System Transformation | Gen_BB002_NPgAggregate | MW | NPgN | Stella North |  | 28.05 | 28.199 | 28.347 | 28.496 | 28.981 | 29.444 | 29.839 | 30.189 | 30.262 | 30.195 | 29.893 | 28.122 | 26.035 | 23.94 | 21.466 | 18.955 | 16.59 | 14.354 | 11.749 | 8.898 | 6.322 | 4.487 | 3.904 | 3.348 | 2.467 | 1.272 | 0 | 0 | 0
NPgN | GSP | NG FES - System Transformation | Total installed non-renewable generation capacity (MW) | STELLA SOUTH | System Transformation | Gen_BB002_NPgAggregate | MW | NPgN | Stella South |  | 4.166 | 5.214 | 6.263 | 7.311 | 10.734 | 14.002 | 16.787 | 19.258 | 19.77 | 19.303 | 18.121 | 14.632 | 9.152 | 5.186 | 4.451 | 3.789 | 3.21 | 2.675 | 2.061 | 1.384 | 0.763 | 0 | 0 | 0 | 0 | 0 | 0 | 0 | 0
NPgN | GSP | NG FES - System Transformation | Total installed non-renewable generation capacity (MW) | TYNEMOUTH | System Transformation | Gen_BB002_NPgAggregate | MW | NPgN | Tynemouth 1 |  | 22.255 | 22.295 | 22.336 | 22.376 | 22.507 | 22.633 | 22.74 | 22.835 | 22.855 | 22.837 | 22.717 | 21.874 | 20.935 | 19.793 | 17.787 | 15.786 | 13.957 | 12.234 | 10.234 | 8.044 | 5.994 | 4.021 | 3.498 | 3 | 2.211 | 1.14 | 0 | 0 | 0
NPgN | GSP | NG FES - System Transformation | Total installed non-renewable generation capacity (MW) | WEST BOLDON | System Transformation | Gen_BB002_NPgAggregate | MW | NPgN | West Boldon |  | 1.05 | 1.175 | 1.301 | 1.426 | 1.836 | 2.227 | 2.561 | 2.857 | 2.918 | 2.862 | 2.716 | 2.257 | 1.559 | 1.038 | 0.89 | 0.755 | 0.634 | 0.519 | 0.386 | 0.241 | 0.112 | 0 | 0 | 0 | 0 | 0 | 0 | 0 | 0
NPgY | GSP | NG FES - System Transformation | Total installed non-renewable generation capacity (MW) | BRADFORD WEST | System Transformation | Gen_BB002_NPgAggregate | MW | NPgY | Bradford West |  | 20.708 | 21.576 | 22.443 | 23.311 | 23.293 | 24.38 | 25.364 | 26.244 | 26.433 | 26.196 | 25.617 | 23.569 | 20.846 | 17.879 | 15.15 | 12.898 | 10.934 | 9.05 | 6.848 | 4.472 | 2.285 | 0 | 0 | 0 | 0 | 0 | 0 | 0 | 0
NPgY | GSP | NG FES - System Transformation | Total installed non-renewable generation capacity (MW) | CAMBLESFORTH | System Transformation | Gen_BB002_NPgAggregate | MW | NPgY | Camblesforth |  | 13.08 | 13.229 | 13.378 | 13.527 | 13.524 | 13.71 | 13.879 | 14.03 | 14.063 | 14.022 | 13.837 | 12.676 | 11.377 | 9.998 | 8.544 | 7.229 | 5.988 | 4.792 | 3.384 | 1.862 | 0.561 | 0 | 0 | 0 | 0 | 0 | 0 | 0 | 0
NPgY | GSP | NG FES - System Transformation | Total installed non-renewable generation capacity (MW) | CREYKE BECK | System Transformation | Gen_BB002_NPgAggregate | MW | NPgY | Creyke Beck |  | 132.097 | 138.401 | 144.705 | 151.009 | 150.88 | 158.778 | 165.927 | 172.321 | 173.691 | 171.969 | 168.08 | 156.228 | 139.542 | 120.678 | 101.995 | 87.07 | 74.542 | 62.559 | 48.605 | 33.559 | 19.187 | 0 | 0 | 0 | 0 | 0 | 0 | 0 | 0
NPgY | GSP | NG FES - System Transformation | Total installed non-renewable generation capacity (MW) | DRAX | System Transformation | Gen_BB002_NPgAggregate | MW | NPgY | Drax |  | 77.316 | 78.073 | 78.83 | 79.588 | 79.572 | 80.521 | 81.379 | 82.147 | 82.312 | 82.105 | 81.591 | 79.724 | 77.264 | 72.728 | 61.653 | 52.713 | 45.38 | 38.379 | 30.245 | 21.479 | 12.913 | 0 | 0 | 0 | 0 | 0 | 0 | 0 | 0
NPgY | GSP | NG FES - System Transformation | Total installed non-renewable generation capacity (MW) | ELLAND | System Transformation | Gen_BB002_NPgAggregate | MW | NPgY | Elland |  | 56.6 | 57.458 | 58.315 | 59.173 | 59.155 | 60.23 | 61.202 | 62.072 | 62.258 | 62.024 | 60.973 | 54.422 | 47.08 | 39.837 | 34.152 | 28.756 | 23.387 | 18.192 | 12.052 | 5.408 | 0 | 0 | 0 | 0 | 0 | 0 | 0 | 0 | 0
NPgY | GSP | NG FES - System Transformation | Total installed non-renewable generation capacity (MW) | FERRYBRIDGE A | System Transformation | Gen_BB002_NPgAggregate | MW | NPgY | Ferrybridge A |  | 15.997 | 17.237 | 18.478 | 19.718 | 19.692 | 21.246 | 22.653 | 23.911 | 24.18 | 23.841 | 23.03 | 20.257 | 16.522 | 12.822 | 10.847 | 9.197 | 7.68 | 6.219 | 4.504 | 2.651 | 1.028 | 0 | 0 | 0 | 0 | 0 | 0 | 0 | 0
NPgY | GSP | NG FES - System Transformation | Total installed non-renewable generation capacity (MW) | FERRYBRIDGE B | System Transformation | Gen_BB002_NPgAggregate | MW | NPgY | Ferrybridge B (_M) |  | 174.357 | 177.536 | 180.714 | 183.893 | 183.828 | 187.81 | 191.415 | 194.639 | 195.33 | 194.461 | 192.631 | 187.885 | 180.734 | 171.258 | 156.744 | 141.976 | 129.053 | 117.112 | 103.419 | 88.287 | 72.853 | 50.295 | 43.764 | 37.527 | 27.655 | 14.263 | 0 | 0 | 0
NPgY | GSP | NG FES - System Transformation | Total installed non-renewable generation capacity (MW) | GRIMSBY WEST | System Transformation | Gen_BB002_NPgAggregate | MW | NPgY | Grimsby West |  | 119.205 | 125.245 | 127.286 | 129.326 | 129.284 | 131.841 | 134.154 | 136.224 | 136.667 | 136.11 | 134.24 | 124.613 | 113.265 | 100.554 | 85.638 | 72.711 | 61.024 | 49.788 | 36.614 | 22.383 | 9.725 | 0 | 0 | 0 | 0 | 0 | 0 | 0 | 0
NPgY | GSP | NG FES - System Transformation | Total installed non-renewable generation capacity (MW) | JORDANTHORPE | System Transformation | Gen_BB002_NPgAggregate | MW | NPgY | Jordanthorpe |  | 0 | 0.097 | 0.193 | 0.29 | 0.288 | 0.409 | 0.518 | 0.616 | 0.637 | 0.611 | 0.555 | 0.416 | 0.204 | 0.01 | 0 | 0 | 0 | 0 | 0 | 0 | 0 | 0 | 0 | 0 | 0 | 0 | 0 | 0 | 0
NPgY | GSP | NG FES - System Transformation | Total installed non-renewable generation capacity (MW) | KEADBY | System Transformation | Gen_BB002_NPgAggregate | MW | NPgY | Keadby |  | 197.477 | 207.99 | 218.504 | 229.017 | 228.802 | 241.974 | 253.895 | 264.558 | 266.844 | 263.971 | 257.737 | 240.345 | 214.956 | 185.969 | 157.34 | 134.767 | 116.161 | 98.406 | 77.777 | 55.53 | 33.843 | 1.717 | 1.494 | 1.281 | 0.944 | 0.487 | 0 | 0 | 0
NPgY | GSP | NG FES - System Transformation | Total installed non-renewable generation capacity (MW) | KIRKSTALL B | System Transformation | Gen_BB002_NPgAggregate | MW | NPgY | Kirkstall B |  | 20.376 | 20.734 | 21.092 | 21.45 | 21.443 | 21.891 | 22.297 | 22.66 | 22.738 | 22.641 | 22.287 | 20.356 | 18.117 | 15.758 | 13.449 | 11.386 | 9.453 | 7.59 | 5.399 | 3.031 | 0.994 | 0 | 0 | 0 | 0 | 0 | 0 | 0 | 0
NPgY | GSP | NG FES - System Transformation | Total installed non-renewable generation capacity (MW) | NEEPSEND | System Transformation | Gen_BB002_NPgAggregate | MW | NPgY | Neepsend |  | 0 | 0.033 | 0.067 | 0.1 | 0.1 | 0.141 | 0.179 | 0.213 | 0.22 | 0.211 | 0.192 | 0.144 | 0.071 | 0.003 | 0 | 0 | 0 | 0 | 0 | 0 | 0 | 0 | 0 | 0 | 0 | 0 | 0 | 0 | 0
NPgY | GSP | NG FES - System Transformation | Total installed non-renewable generation capacity (MW) | NORTON LEES | System Transformation | Gen_BB002_NPgAggregate | MW | NPgY | Norton Lees |  | 0.236 | 0.236 | 0.236 | 0.236 | 0.236 | 0.236 | 0.236 | 0.236 | 0.236 | 0.236 | 0.234 | 0.212 | 0.189 | 0.166 | 0.142 | 0.12 | 0.098 | 0.076 | 0.05 | 0.023 | 0 | 0 | 0 | 0 | 0 | 0 | 0 | 0 | 0
NPgY | GSP | NG FES - System Transformation | Total installed non-renewable generation capacity (MW) | PITSMOOR 3/4 | System Transformation | Gen_BB002_NPgAggregate | MW | NPgY | Pitsmoor |  | 0.105 | 0.105 | 0.106 | 0.106 | 0.106 | 0.106 | 0.107 | 0.107 | 0.107 | 0.107 | 0.106 | 0.095 | 0.085 | 0.074 | 0.063 | 0.053 | 0.043 | 0.034 | 0.022 | 0.01 | 0 | 0 | 0 | 0 | 0 | 0 | 0 | 0 | 0
NPgY | GSP | NG FES - System Transformation | Total installed non-renewable generation capacity (MW) | SALTEND NORTH | System Transformation | Gen_BB002_NPgAggregate | MW | NPgY | Saltend North |  | 22.699 | 22.703 | 22.707 | 22.711 | 22.711 | 22.716 | 22.72 | 22.724 | 22.725 | 22.724 | 22.496 | 20.359 | 18.161 | 15.942 | 13.697 | 11.533 | 9.379 | 7.296 | 4.834 | 2.169 | 0 | 0 | 0 | 0 | 0 | 0 | 0 | 0 | 0
NPgY | GSP | NG FES - System Transformation | Total installed non-renewable generation capacity (MW) | SHEFFIELD CITY | System Transformation | Gen_BB002_NPgAggregate | MW | NPgY | Sheffield City |  | 0 | 0.007 | 0.014 | 0.021 | 0.021 | 0.029 | 0.037 | 0.044 | 0.046 | 0.044 | 0.04 | 0.03 | 0.015 | 0.001 | 0 | 0 | 0 | 0 | 0 | 0 | 0 | 0 | 0 | 0 | 0 | 0 | 0 | 0 | 0
NPgY | GSP | NG FES - System Transformation | Total installed non-renewable generation capacity (MW) | SKELTON GRANGE | System Transformation | Gen_BB002_NPgAggregate | MW | NPgY | Skelton Grange |  | 75.772 | 76.701 | 77.631 | 78.56 | 78.541 | 79.705 | 80.759 | 81.702 | 81.904 | 81.65 | 80.712 | 75.517 | 69.516 | 63.301 | 57.382 | 51.065 | 44.937 | 39.153 | 32.407 | 25.006 | 18.397 | 14.758 | 12.841 | 11.011 | 8.115 | 4.185 | 0 | 0 | 0
NPgY | GSP | NG FES - System Transformation | Total installed non-renewable generation capacity (MW) | TEMPLEBOROUGH 275/33KV | System Transformation | Gen_BB002_NPgAggregate | MW | NPgY | Templeborough |  | 0 | 0.025 | 0.051 | 0.076 | 0.076 | 0.108 | 0.137 | 0.163 | 0.168 | 0.161 | 0.147 | 0.11 | 0.054 | 0.003 | 0 | 0 | 0 | 0 | 0 | 0 | 0 | 0 | 0 | 0 | 0 | 0 | 0 | 0 | 0
NPgY | GSP | NG FES - System Transformation | Total installed non-renewable generation capacity (MW) | THURCROFT | System Transformation | Gen_BB002_NPgAggregate | MW | NPgY | Thurcroft |  | 71.7 | 74.352 | 77.004 | 79.656 | 79.601 | 82.924 | 85.931 | 88.62 | 89.197 | 88.472 | 86.662 | 80.024 | 71.309 | 61.888 | 53.299 | 45.917 | 39.368 | 33.11 | 25.804 | 17.891 | 10.619 | 3.496 | 3.042 | 2.609 | 1.922 | 0.991 | 0 | 0 | 0
NPgY | GSP | NG FES - System Transformation | Total installed non-renewable generation capacity (MW) | WEST MELTON / THORPE MARSH | System Transformation | Gen_BB002_NPgAggregate | MW | NPgY | Thorpe Marsh |  | 59.313 | 61.733 | 64.152 | 66.572 | 66.522 | 69.554 | 72.298 | 74.752 | 75.278 | 74.617 | 73.215 | 69.529 | 64.01 | 57.713 | 51.516 | 45.922 | 41.147 | 36.682 | 31.537 | 25.905 | 20.244 | 11.838 | 10.3 | 8.833 | 6.509 | 3.357 | 0 | 0 | 0
NPgY | GSP | NG FES - System Transformation | Total installed non-renewable generation capacity (MW) | WEST MELTON SECTION 3 | System Transformation | Gen_BB002_NPgAggregate | MW | NPgY | West Melton |  | 17.683 | 20.273 | 22.863 | 25.453 | 25.4 | 28.645 | 31.582 | 34.209 | 34.772 | 34.064 | 32.583 | 28.813 | 23.086 | 17.27 | 14.421 | 12.343 | 10.666 | 9.067 | 7.212 | 5.214 | 3.229 | 0 | 0 | 0 | 0 | 0 | 0 | 0 | 0
NPgY | GSP | NG FES - System Transformation | Total installed non-renewable generation capacity (MW) | WINCOBANK | System Transformation | Gen_BB002_NPgAggregate | MW | NPgY | Wincobank |  | 0 | 0.09 | 0.181 | 0.271 | 0.269 | 0.382 | 0.484 | 0.576 | 0.596 | 0.571 | 0.52 | 0.389 | 0.191 | 0.009 | 0 | 0 | 0 | 0 | 0 | 0 | 0 | 0 | 0 | 0 | 0 | 0 | 0 | 0 | 0
NPgN | GSP | NPg Best View | Number of domestic customers | BLYTH 66kV | NPg Best View (Not in FES) | Dem_BB001a | Number of | NPgN | Blyth 66kV |  | 104308 | 104683 | 105043 | 105381 | 105726 | 106034 | 106324 | 106593 | 106846 | 107090 | 107302 | 107503 | 107697 | 107871 | 108035 | 108175 | 108319 | 108467 | 108615 | 108766 | 108916 | 109061 | 109206 | 109351 | 109497 | 109642 | 109787 | 109932 | 110078
NPgN | GSP | NPg Best View | Number of domestic customers | BLYTH 132kV | NPg Best View (Not in FES) | Dem_BB001a | Number of | NPgN | Blyth 132kV |  | 28756 | 28836 | 28912 | 28981 | 29050 | 29109 | 29164 | 29214 | 29260 | 29304 | 29341 | 29378 | 29415 | 29445 | 29473 | 29496 | 29523 | 29550 | 29576 | 29602 | 29628 | 29654 | 29679 | 29704 | 29729 | 29754 | 29779 | 29805 | 29830
NPgN | GSP | NPg Best View | Number of domestic customers | FOURSTONES | NPg Best View (Not in FES) | Dem_BB001a | Number of | NPgN | Fourstones |  | 8216 | 8229 | 8241 | 8252 | 8263 | 8273 | 8281 | 8289 | 8296 | 8303 | 8309 | 8314 | 8319 | 8324 | 8328 | 8331 | 8335 | 8339 | 8342 | 8346 | 8350 | 8353 | 8356 | 8360 | 8363 | 8367 | 8370 | 8374 | 8377
NPgN | GSP | NPg Best View | Number of domestic customers | HARTMOOR | NPg Best View (Not in FES) | Dem_BB001a | Number of | NPgN | Hart Moor |  | 52752 | 52802 | 52840 | 52867 | 52896 | 52914 | 52929 | 52940 | 52946 | 52958 | 52962 | 52968 | 52975 | 52982 | 52993 | 52998 | 53006 | 53018 | 53030 | 53044 | 53054 | 53064 | 53073 | 53082 | 53091 | 53101 | 53110 | 53119 | 53128
NPgN | GSP | NPg Best View | Number of domestic customers | HAWTHORN PIT GRID | NPg Best View (Not in FES) | Dem_BB001a | Number of | NPgN | Hawthorn Pit |  | 66540 | 66669 | 66789 | 66904 | 67015 | 67114 | 67204 | 67285 | 67361 | 67432 | 67483 | 67528 | 67568 | 67610 | 67646 | 67673 | 67699 | 67731 | 67768 | 67808 | 67848 | 67887 | 67927 | 67966 | 68005 | 68044 | 68084 | 68123 | 68162
NPgN | GSP | NPg Best View | Number of domestic customers | KNARESBOROUGH | NPg Best View (Not in FES) | Dem_BB001a | Number of | NPgN | Knaresborough |  | 72715 | 72766 | 72788 | 72789 | 72781 | 72764 | 72750 | 72727 | 72706 | 72697 | 72692 | 72703 | 72718 | 72723 | 72740 | 72759 | 72803 | 72852 | 72906 | 72961 | 73022 | 73083 | 73145 | 73206 | 73268 | 73329 | 73391 | 73452 | 73514
NPgN | GSP | NPg Best View | Number of domestic customers | LACKENBY | NPg Best View (Not in FES) | Dem_BB001a | Number of | NPgN | Lackenby |  | 92452 | 92600 | 92730 | 92829 | 92925 | 93003 | 93079 | 93140 | 93186 | 93224 | 93248 | 93275 | 93301 | 93331 | 93351 | 93365 | 93387 | 93412 | 93444 | 93477 | 93513 | 93543 | 93573 | 93604 | 93634 | 93665 | 93695 | 93726 | 93756
NPgN | GSP | NPg Best View | Number of domestic customers | NORTON | NPg Best View (Not in FES) | Dem_BB001a | Number of | NPgN | Norton |  | 223557 | 223704 | 223817 | 223884 | 223927 | 223926 | 223917 | 223878 | 223846 | 223798 | 223721 | 223673 | 223631 | 223600 | 223575 | 223546 | 223553 | 223581 | 223623 | 223665 | 223712 | 223756 | 223800 | 223844 | 223889 | 223933 | 223977 | 224021 | 224065
NPgN | GSP | NPg Best View | Number of domestic customers | OFFERTON | NPg Best View (Not in FES) | Dem_BB001a | Number of | NPgN | Offerton |  | 35664 | 35664 | 35660 | 35653 | 35644 | 35632 | 35619 | 35605 | 35589 | 35570 | 35548 | 35528 | 35507 | 35487 | 35466 | 35443 | 35424 | 35408 | 35394 | 35381 | 35369 | 35358 | 35347 | 35335 | 35324 | 35313 | 35302 | 35291 | 35279
NPgN | GSP | NPg Best View | Number of domestic customers | OSBALDWICK | NPg Best View (Not in FES) | Dem_BB001a | Number of | NPgN | Osbaldwick |  | 142348 | 142724 | 143114 | 143521 | 143935 | 144340 | 144698 | 145028 | 145352 | 145669 | 145917 | 146105 | 146264 | 146448 | 146613 | 146723 | 146809 | 146926 | 147071 | 147235 | 147402 | 147574 | 147745 | 147917 | 148088 | 148260 | 148431 | 148603 | 148774
NPgN | GSP | NPg Best View | Number of domestic customers | POPPLETON | NPg Best View (Not in FES) | Dem_BB001a | Number of | NPgN | Poppleton |  | 24704 | 24730 | 24767 | 24815 | 24869 | 24926 | 24971 | 25013 | 25056 | 25103 | 25128 | 25135 | 25139 | 25152 | 25160 | 25153 | 25134 | 25127 | 25131 | 25141 | 25154 | 25170 | 25185 | 25201 | 25217 | 25232 | 25248 | 25264 | 25279
NPgN | GSP | NPg Best View | Number of domestic customers | SALTHOLME | NPg Best View (Not in FES) | Dem_BB001a | Number of | NPgN | Saltholme |  | 1326 | 1326 | 1326 | 1326 | 1325 | 1325 | 1324 | 1323 | 1323 | 1322 | 1321 | 1321 | 1320 | 1320 | 1319 | 1319 | 1318 | 1318 | 1318 | 1317 | 1317 | 1316 | 1316 | 1316 | 1315 | 1315 | 1314 | 1314 | 1313
NPgN | GSP | NPg Best View | Number of domestic customers | SOUTH SHIELDS | NPg Best View (Not in FES) | Dem_BB001a | Number of | NPgN | South Shields |  | 34527 | 34639 | 34746 | 34847 | 34945 | 35033 | 35118 | 35201 | 35280 | 35355 | 35428 | 35500 | 35571 | 35637 | 35703 | 35768 | 35833 | 35899 | 35964 | 36028 | 36092 | 36151 | 36210 | 36269 | 36328 | 36388 | 36447 | 36506 | 36565
NPgN | GSP | NPg Best View | Number of domestic customers | SPADEADAM | NPg Best View (Not in FES) | Dem_BB001a | Number of | NPgN | Spadeadam - Not in NG FES |  | 3631 | 3640 | 3649 | 3657 | 3666 | 3673 | 3679 | 3685 | 3690 | 3695 | 3700 | 3704 | 3708 | 3712 | 3715 | 3718 | 3721 | 3724 | 3727 | 3730 | 3733 | 3736 | 3739 | 3742 | 3745 | 3748 | 3751 | 3754 | 3757
NPgN | GSP | NPg Best View | Number of domestic customers | SPENNYMOOR | NPg Best View (Not in FES) | Dem_BB001a | Number of | NPgN | Spennymoor |  | 142493 | 142966 | 143420 | 143861 | 144294 | 144693 | 145063 | 145403 | 145730 | 146051 | 146306 | 146534 | 146748 | 146964 | 147164 | 147336 | 147497 | 147668 | 147852 | 148040 | 148227 | 148408 | 148589 | 148770 | 148952 | 149133 | 149314 | 149495 | 149676
NPgN | GSP | NPg Best View | Number of domestic customers | STELLA NORTH | NPg Best View (Not in FES) | Dem_BB001a | Number of | NPgN | Stella North |  | 122537 | 122668 | 122839 | 123057 | 123312 | 123593 | 123847 | 124094 | 124341 | 124595 | 124789 | 124935 | 125058 | 125190 | 125314 | 125386 | 125421 | 125468 | 125538 | 125627 | 125725 | 125825 | 125926 | 126026 | 126126 | 126227 | 126327 | 126427 | 126528
NPgN | GSP | NPg Best View | Number of domestic customers | STELLA SOUTH | NPg Best View (Not in FES) | Dem_BB001a | Number of | NPgN | Stella South |  | 83742 | 83946 | 84140 | 84323 | 84503 | 84665 | 84816 | 84954 | 85086 | 85214 | 85317 | 85412 | 85502 | 85589 | 85671 | 85739 | 85808 | 85883 | 85962 | 86043 | 86125 | 86204 | 86282 | 86361 | 86440 | 86519 | 86598 | 86677 | 86756
NPgN | GSP | NPg Best View | Number of domestic customers | TYNEMOUTH | NPg Best View (Not in FES) | Dem_BB001a | Number of | NPgN | Tynemouth 1 |  | 102343 | 102770 | 103187 | 103595 | 104013 | 104414 | 104792 | 105155 | 105506 | 105852 | 106161 | 106439 | 106707 | 106965 | 107215 | 107438 | 107652 | 107873 | 108097 | 108325 | 108553 | 108774 | 108996 | 109217 | 109438 | 109659 | 109880 | 110101 | 110323
NPgN | GSP | NPg Best View | Number of domestic customers | WEST BOLDON | NPg Best View (Not in FES) | Dem_BB001a | Number of | NPgN | West Boldon |  | 138912 | 139038 | 139159 | 139277 | 139397 | 139509 | 139611 | 139712 | 139810 | 139904 | 139982 | 140055 | 140123 | 140190 | 140259 | 140313 | 140370 | 140436 | 140511 | 140590 | 140673 | 140751 | 140830 | 140909 | 140987 | 141066 | 141145 | 141224 | 141302
NPgY | GSP | NPg Best View | Number of domestic customers | BRADFORD WEST | NPg Best View (Not in FES) | Dem_BB001a | Number of | NPgY | Bradford West |  | 239561 | 240111 | 240608 | 241034 | 241467 | 241858 | 242241 | 242621 | 243010 | 243388 | 243755 | 244134 | 244525 | 244925 | 245349 | 245773 | 246232 | 246714 | 247209 | 247715 | 248225 | 248730 | 249236 | 249741 | 250246 | 250752 | 251257 | 251762 | 252267
NPgY | GSP | NPg Best View | Number of domestic customers | CAMBLESFORTH | NPg Best View (Not in FES) | Dem_BB001a | Number of | NPgY | Camblesforth |  | 16864 | 16919 | 16968 | 17013 | 17055 | 17090 | 17121 | 17153 | 17181 | 17207 | 17228 | 17250 | 17272 | 17293 | 17313 | 17331 | 17351 | 17374 | 17397 | 17420 | 17444 | 17467 | 17490 | 17513 | 17536 | 17560 | 17583 | 17606 | 17629
NPgY | GSP | NPg Best View | Number of domestic customers | CREYKE BECK | NPg Best View (Not in FES) | Dem_BB001a | Number of | NPgY | Creyke Beck |  | 227974 | 228358 | 228720 | 229060 | 229387 | 229658 | 229917 | 230164 | 230395 | 230611 | 230790 | 230958 | 231127 | 231298 | 231459 | 231584 | 231725 | 231893 | 232077 | 232273 | 232475 | 232675 | 232876 | 233076 | 233276 | 233477 | 233677 | 233877 | 234078
NPgY | GSP | NPg Best View | Number of domestic customers | DRAX | NPg Best View (Not in FES) | Dem_BB001a | Number of | NPgY | Drax |  | 22249 | 22486 | 22712 | 22921 | 23114 | 23294 | 23466 | 23633 | 23794 | 23945 | 24088 | 24225 | 24356 | 24481 | 24606 | 24728 | 24854 | 24976 | 25097 | 25215 | 25332 | 25445 | 25559 | 25672 | 25786 | 25899 | 26012 | 26126 | 26239
NPgY | GSP | NPg Best View | Number of domestic customers | ELLAND | NPg Best View (Not in FES) | Dem_BB001a | Number of | NPgY | Elland |  | 186417 | 186890 | 187325 | 187726 | 188115 | 188471 | 188817 | 189158 | 189488 | 189811 | 190117 | 190438 | 190766 | 191101 | 191445 | 191792 | 192168 | 192559 | 192963 | 193374 | 193794 | 194213 | 194631 | 195050 | 195468 | 195887 | 196305 | 196724 | 197142
NPgY | GSP | NPg Best View | Number of domestic customers | FERRYBRIDGE A | NPg Best View (Not in FES) | Dem_BB001a | Number of | NPgY | Ferrybridge A |  | 56059 | 56524 | 56973 | 57403 | 57823 | 58231 | 58626 | 59011 | 59388 | 59754 | 60110 | 60464 | 60811 | 61154 | 61493 | 61826 | 62164 | 62500 | 62833 | 63161 | 63484 | 63799 | 64115 | 64430 | 64745 | 65060 | 65375 | 65690 | 66005
NPgY | GSP | NPg Best View | Number of domestic customers | FERRYBRIDGE B | NPg Best View (Not in FES) | Dem_BB001a | Number of | NPgY | Ferrybridge B (_M) |  | 125517 | 126215 | 126899 | 127569 | 128233 | 128887 | 129516 | 130129 | 130736 | 131326 | 131880 | 132413 | 132931 | 133446 | 133946 | 134421 | 134892 | 135367 | 135849 | 136328 | 136806 | 137278 | 137749 | 138221 | 138693 | 139164 | 139636 | 140107 | 140579
NPgY | GSP | NPg Best View | Number of domestic customers | GRIMSBY WEST | NPg Best View (Not in FES) | Dem_BB001a | Number of | NPgY | Grimsby West |  | 78987 | 78990 | 78956 | 78904 | 78853 | 78790 | 78724 | 78650 | 78583 | 78514 | 78451 | 78398 | 78350 | 78313 | 78278 | 78245 | 78229 | 78222 | 78221 | 78219 | 78220 | 78220 | 78219 | 78218 | 78218 | 78217 | 78216 | 78216 | 78215
NPgY | GSP | NPg Best View | Number of domestic customers | JORDANTHORPE | NPg Best View (Not in FES) | Dem_BB001a | Number of | NPgY | Jordanthorpe |  | 36241 | 36413 | 36587 | 36766 | 36951 | 37139 | 37318 | 37493 | 37671 | 37850 | 38015 | 38169 | 38318 | 38472 | 38620 | 38757 | 38884 | 39014 | 39148 | 39283 | 39419 | 39554 | 39688 | 39823 | 39958 | 40092 | 40227 | 40362 | 40497
NPgY | GSP | NPg Best View | Number of domestic customers | KEADBY | NPg Best View (Not in FES) | Dem_BB001a | Number of | NPgY | Keadby |  | 110976 | 111379 | 111746 | 112067 | 112369 | 112630 | 112879 | 113110 | 113329 | 113539 | 113726 | 113915 | 114104 | 114281 | 114465 | 114640 | 114829 | 115023 | 115214 | 115407 | 115603 | 115794 | 115986 | 116177 | 116368 | 116560 | 116751 | 116942 | 117134
NPgY | GSP | NPg Best View | Number of domestic customers | KIRKSTALL B | NPg Best View (Not in FES) | Dem_BB001a | Number of | NPgY | Kirkstall B |  | 115929 | 116239 | 116565 | 116914 | 117288 | 117680 | 118051 | 118416 | 118790 | 119161 | 119475 | 119750 | 120011 | 120282 | 120529 | 120733 | 120912 | 121109 | 121326 | 121552 | 121787 | 122029 | 122271 | 122513 | 122755 | 122996 | 123238 | 123480 | 123722
NPgY | GSP | NPg Best View | Number of domestic customers | NEEPSEND | NPg Best View (Not in FES) | Dem_BB001a | Number of | NPgY | Neepsend |  | 50263 | 50491 | 50725 | 50970 | 51226 | 51489 | 51739 | 51984 | 52236 | 52490 | 52721 | 52933 | 53139 | 53350 | 53551 | 53732 | 53895 | 54063 | 54238 | 54416 | 54593 | 54770 | 54947 | 55124 | 55301 | 55477 | 55654 | 55831 | 56008
NPgY | GSP | NPg Best View | Number of domestic customers | NORTON LEES | NPg Best View (Not in FES) | Dem_BB001a | Number of | NPgY | Norton Lees |  | 50141 | 50351 | 50567 | 50793 | 51028 | 51271 | 51501 | 51727 | 51959 | 52193 | 52406 | 52601 | 52790 | 52985 | 53170 | 53337 | 53486 | 53641 | 53802 | 53965 | 54129 | 54292 | 54454 | 54617 | 54779 | 54942 | 55105 | 55267 | 55430
NPgY | GSP | NPg Best View | Number of domestic customers | PITSMOOR 3/4 | NPg Best View (Not in FES) | Dem_BB001a | Number of | NPgY | Pitsmoor |  | 21526 | 21629 | 21735 | 21846 | 21962 | 22081 | 22194 | 22305 | 22419 | 22534 | 22638 | 22734 | 22827 | 22923 | 23014 | 23096 | 23170 | 23246 | 23326 | 23406 | 23487 | 23567 | 23647 | 23727 | 23807 | 23887 | 23967 | 24047 | 24128
NPgY | GSP | NPg Best View | Number of domestic customers | SALTEND NORTH | NPg Best View (Not in FES) | Dem_BB001a | Number of | NPgY | Saltend North |  | 30871 | 30908 | 30943 | 30977 | 31011 | 31040 | 31068 | 31094 | 31120 | 31145 | 31167 | 31186 | 31205 | 31226 | 31245 | 31260 | 31276 | 31295 | 31317 | 31340 | 31364 | 31388 | 31412 | 31436 | 31459 | 31483 | 31507 | 31531 | 31555
NPgY | GSP | NPg Best View | Number of domestic customers | SHEFFIELD CITY | NPg Best View (Not in FES) | Dem_BB001a | Number of | NPgY | Sheffield City |  | 26254 | 26360 | 26468 | 26582 | 26700 | 26822 | 26938 | 27052 | 27169 | 27287 | 27394 | 27492 | 27587 | 27685 | 27778 | 27862 | 27937 | 28015 | 28096 | 28178 | 28260 | 28342 | 28424 | 28505 | 28587 | 28669 | 28751 | 28832 | 28914
NPgY | GSP | NPg Best View | Number of domestic customers | SKELTON GRANGE | NPg Best View (Not in FES) | Dem_BB001a | Number of | NPgY | Skelton Grange |  | 284831 | 285766 | 286688 | 287607 | 288547 | 289482 | 290376 | 291256 | 292138 | 293008 | 293792 | 294530 | 295251 | 295986 | 296696 | 297347 | 297988 | 298660 | 299365 | 300085 | 300819 | 301557 | 302294 | 303032 | 303769 | 304507 | 305244 | 305982 | 306719
NPgY | GSP | NPg Best View | Number of domestic customers | TEMPLEBOROUGH 275/33KV | NPg Best View (Not in FES) | Dem_BB001a | Number of | NPgY | Templeborough |  | 3376 | 3388 | 3399 | 3409 | 3418 | 3428 | 3437 | 3445 | 3454 | 3463 | 3472 | 3481 | 3491 | 3500 | 3509 | 3519 | 3529 | 3540 | 3550 | 3561 | 3571 | 3581 | 3592 | 3602 | 3612 | 3622 | 3633 | 3643 | 3653
NPgY | GSP | NPg Best View | Number of domestic customers | THURCROFT | NPg Best View (Not in FES) | Dem_BB001a | Number of | NPgY | Thurcroft |  | 93565 | 93993 | 94392 | 94773 | 95153 | 95513 | 95860 | 96204 | 96547 | 96890 | 97221 | 97550 | 97880 | 98208 | 98540 | 98868 | 99204 | 99545 | 99888 | 100231 | 100573 | 100908 | 101244 | 101579 | 101914 | 102249 | 102585 | 102920 | 103255
NPgY | GSP | NPg Best View | Number of domestic customers | WEST MELTON / THORPE MARSH | NPg Best View (Not in FES) | Dem_BB001a | Number of | NPgY | Thorpe Marsh |  | 174635 | 175376 | 176056 | 176695 | 177324 | 177910 | 178475 | 179044 | 179613 | 180180 | 180731 | 181285 | 181839 | 182395 | 182953 | 183505 | 184077 | 184656 | 185237 | 185812 | 186383 | 186941 | 187498 | 188055 | 188613 | 189170 | 189728 | 190285 | 190843
NPgY | GSP | NPg Best View | Number of domestic customers | WEST MELTON SECTION 3 | NPg Best View (Not in FES) | Dem_BB001a | Number of | NPgY | West Melton |  | 173432 | 174411 | 175349 | 176248 | 177131 | 177990 | 178825 | 179645 | 180453 | 181243 | 182013 | 182786 | 183549 | 184309 | 185062 | 185806 | 186559 | 187313 | 188064 | 188804 | 189533 | 190245 | 190957 | 191669 | 192381 | 193093 | 193805 | 194517 | 195229
NPgY | GSP | NPg Best View | Number of domestic customers | WINCOBANK | NPg Best View (Not in FES) | Dem_BB001a | Number of | NPgY | Wincobank |  | 7402 | 7437 | 7468 | 7498 | 7528 | 7556 | 7583 | 7609 | 7636 | 7663 | 7690 | 7717 | 7745 | 7772 | 7800 | 7828 | 7858 | 7888 | 7919 | 7949 | 7979 | 8009 | 8039 | 8069 | 8099 | 8128 | 8158 | 8188 | 8218
NPgN | GSP | NG FES - Consumer Transformation | Number of domestic customers | BLYTH 66kV | Consumer Transformation | Dem_BB001a | Number of | NPgN | Blyth 66kV |  | 104308 | 104683 | 105043 | 105381 | 105726 | 106034 | 106324 | 106593 | 106846 | 107090 | 107302 | 107503 | 107697 | 107871 | 108035 | 108175 | 108319 | 108467 | 108615 | 108766 | 108916 | 109061 | 109206 | 109351 | 109497 | 109642 | 109787 | 109932 | 110078
NPgN | GSP | NG FES - Consumer Transformation | Number of domestic customers | BLYTH 132kV | Consumer Transformation | Dem_BB001a | Number of | NPgN | Blyth 132kV |  | 28756 | 28836 | 28912 | 28981 | 29050 | 29109 | 29164 | 29214 | 29260 | 29304 | 29341 | 29378 | 29415 | 29445 | 29473 | 29496 | 29523 | 29550 | 29576 | 29602 | 29628 | 29654 | 29679 | 29704 | 29729 | 29754 | 29779 | 29805 | 29830
NPgN | GSP | NG FES - Consumer Transformation | Number of domestic customers | FOURSTONES | Consumer Transformation | Dem_BB001a | Number of | NPgN | Fourstones |  | 8216 | 8229 | 8241 | 8252 | 8263 | 8273 | 8281 | 8289 | 8296 | 8303 | 8309 | 8314 | 8319 | 8324 | 8328 | 8331 | 8335 | 8339 | 8342 | 8346 | 8350 | 8353 | 8356 | 8360 | 8363 | 8367 | 8370 | 8374 | 8377
NPgN | GSP | NG FES - Consumer Transformation | Number of domestic customers | HARTMOOR | Consumer Transformation | Dem_BB001a | Number of | NPgN | Hart Moor |  | 52752 | 52802 | 52840 | 52867 | 52896 | 52914 | 52929 | 52940 | 52946 | 52958 | 52962 | 52968 | 52975 | 52982 | 52993 | 52998 | 53006 | 53018 | 53030 | 53044 | 53054 | 53064 | 53073 | 53082 | 53091 | 53101 | 53110 | 53119 | 53128
NPgN | GSP | NG FES - Consumer Transformation | Number of domestic customers | HAWTHORN PIT GRID | Consumer Transformation | Dem_BB001a | Number of | NPgN | Hawthorn Pit |  | 66540 | 66669 | 66789 | 66904 | 67015 | 67114 | 67204 | 67285 | 67361 | 67432 | 67483 | 67528 | 67568 | 67610 | 67646 | 67673 | 67699 | 67731 | 67768 | 67808 | 67848 | 67887 | 67927 | 67966 | 68005 | 68044 | 68084 | 68123 | 68162
NPgN | GSP | NG FES - Consumer Transformation | Number of domestic customers | KNARESBOROUGH | Consumer Transformation | Dem_BB001a | Number of | NPgN | Knaresborough |  | 72715 | 72766 | 72788 | 72789 | 72781 | 72764 | 72750 | 72727 | 72706 | 72697 | 72692 | 72703 | 72718 | 72723 | 72740 | 72759 | 72803 | 72852 | 72906 | 72961 | 73022 | 73083 | 73145 | 73206 | 73268 | 73329 | 73391 | 73452 | 73514
NPgN | GSP | NG FES - Consumer Transformation | Number of domestic customers | LACKENBY | Consumer Transformation | Dem_BB001a | Number of | NPgN | Lackenby |  | 92452 | 92600 | 92730 | 92829 | 92925 | 93003 | 93079 | 93140 | 93186 | 93224 | 93248 | 93275 | 93301 | 93331 | 93351 | 93365 | 93387 | 93412 | 93444 | 93477 | 93513 | 93543 | 93573 | 93604 | 93634 | 93665 | 93695 | 93726 | 93756
NPgN | GSP | NG FES - Consumer Transformation | Number of domestic customers | NORTON | Consumer Transformation | Dem_BB001a | Number of | NPgN | Norton |  | 223557 | 223704 | 223817 | 223884 | 223927 | 223926 | 223917 | 223878 | 223846 | 223798 | 223721 | 223673 | 223631 | 223600 | 223575 | 223546 | 223553 | 223581 | 223623 | 223665 | 223712 | 223756 | 223800 | 223844 | 223889 | 223933 | 223977 | 224021 | 224065
NPgN | GSP | NG FES - Consumer Transformation | Number of domestic customers | OFFERTON | Consumer Transformation | Dem_BB001a | Number of | NPgN | Offerton |  | 35664 | 35664 | 35660 | 35653 | 35644 | 35632 | 35619 | 35605 | 35589 | 35570 | 35548 | 35528 | 35507 | 35487 | 35466 | 35443 | 35424 | 35408 | 35394 | 35381 | 35369 | 35358 | 35347 | 35335 | 35324 | 35313 | 35302 | 35291 | 35279
NPgN | GSP | NG FES - Consumer Transformation | Number of domestic customers | OSBALDWICK | Consumer Transformation | Dem_BB001a | Number of | NPgN | Osbaldwick |  | 142348 | 142724 | 143114 | 143521 | 143935 | 144340 | 144698 | 145028 | 145352 | 145669 | 145917 | 146105 | 146264 | 146448 | 146613 | 146723 | 146809 | 146926 | 147071 | 147235 | 147402 | 147574 | 147745 | 147917 | 148088 | 148260 | 148431 | 148603 | 148774
NPgN | GSP | NG FES - Consumer Transformation | Number of domestic customers | POPPLETON | Consumer Transformation | Dem_BB001a | Number of | NPgN | Poppleton |  | 24704 | 24730 | 24767 | 24815 | 24869 | 24926 | 24971 | 25013 | 25056 | 25103 | 25128 | 25135 | 25139 | 25152 | 25160 | 25153 | 25134 | 25127 | 25131 | 25141 | 25154 | 25170 | 25185 | 25201 | 25217 | 25232 | 25248 | 25264 | 25279
NPgN | GSP | NG FES - Consumer Transformation | Number of domestic customers | SALTHOLME | Consumer Transformation | Dem_BB001a | Number of | NPgN | Saltholme |  | 1326 | 1326 | 1326 | 1326 | 1325 | 1325 | 1324 | 1323 | 1323 | 1322 | 1321 | 1321 | 1320 | 1320 | 1319 | 1319 | 1318 | 1318 | 1318 | 1317 | 1317 | 1316 | 1316 | 1316 | 1315 | 1315 | 1314 | 1314 | 1313
NPgN | GSP | NG FES - Consumer Transformation | Number of domestic customers | SOUTH SHIELDS | Consumer Transformation | Dem_BB001a | Number of | NPgN | South Shields |  | 34527 | 34639 | 34746 | 34847 | 34945 | 35033 | 35118 | 35201 | 35280 | 35355 | 35428 | 35500 | 35571 | 35637 | 35703 | 35768 | 35833 | 35899 | 35964 | 36028 | 36092 | 36151 | 36210 | 36269 | 36328 | 36388 | 36447 | 36506 | 36565
NPgN | GSP | NG FES - Consumer Transformation | Number of domestic customers | SPADEADAM | Consumer Transformation | Dem_BB001a | Number of | NPgN | Spadeadam - Not in NG FES |  | 3631 | 3640 | 3649 | 3657 | 3666 | 3673 | 3679 | 3685 | 3690 | 3695 | 3700 | 3704 | 3708 | 3712 | 3715 | 3718 | 3721 | 3724 | 3727 | 3730 | 3733 | 3736 | 3739 | 3742 | 3745 | 3748 | 3751 | 3754 | 3757
NPgN | GSP | NG FES - Consumer Transformation | Number of domestic customers | SPENNYMOOR | Consumer Transformation | Dem_BB001a | Number of | NPgN | Spennymoor |  | 142493 | 142966 | 143420 | 143861 | 144294 | 144693 | 145063 | 145403 | 145730 | 146051 | 146306 | 146534 | 146748 | 146964 | 147164 | 147336 | 147497 | 147668 | 147852 | 148040 | 148227 | 148408 | 148589 | 148770 | 148952 | 149133 | 149314 | 149495 | 149676
NPgN | GSP | NG FES - Consumer Transformation | Number of domestic customers | STELLA NORTH | Consumer Transformation | Dem_BB001a | Number of | NPgN | Stella North |  | 122537 | 122668 | 122839 | 123057 | 123312 | 123593 | 123847 | 124094 | 124341 | 124595 | 124789 | 124935 | 125058 | 125190 | 125314 | 125386 | 125421 | 125468 | 125538 | 125627 | 125725 | 125825 | 125926 | 126026 | 126126 | 126227 | 126327 | 126427 | 126528
NPgN | GSP | NG FES - Consumer Transformation | Number of domestic customers | STELLA SOUTH | Consumer Transformation | Dem_BB001a | Number of | NPgN | Stella South |  | 83742 | 83946 | 84140 | 84323 | 84503 | 84665 | 84816 | 84954 | 85086 | 85214 | 85317 | 85412 | 85502 | 85589 | 85671 | 85739 | 85808 | 85883 | 85962 | 86043 | 86125 | 86204 | 86282 | 86361 | 86440 | 86519 | 86598 | 86677 | 86756
NPgN | GSP | NG FES - Consumer Transformation | Number of domestic customers | TYNEMOUTH | Consumer Transformation | Dem_BB001a | Number of | NPgN | Tynemouth 1 |  | 102343 | 102770 | 103187 | 103595 | 104013 | 104414 | 104792 | 105155 | 105506 | 105852 | 106161 | 106439 | 106707 | 106965 | 107215 | 107438 | 107652 | 107873 | 108097 | 108325 | 108553 | 108774 | 108996 | 109217 | 109438 | 109659 | 109880 | 110101 | 110323
NPgN | GSP | NG FES - Consumer Transformation | Number of domestic customers | WEST BOLDON | Consumer Transformation | Dem_BB001a | Number of | NPgN | West Boldon |  | 138912 | 139038 | 139159 | 139277 | 139397 | 139509 | 139611 | 139712 | 139810 | 139904 | 139982 | 140055 | 140123 | 140190 | 140259 | 140313 | 140370 | 140436 | 140511 | 140590 | 140673 | 140751 | 140830 | 140909 | 140987 | 141066 | 141145 | 141224 | 141302
NPgY | GSP | NG FES - Consumer Transformation | Number of domestic customers | BRADFORD WEST | Consumer Transformation | Dem_BB001a | Number of | NPgY | Bradford West |  | 239561 | 240111 | 240608 | 241034 | 241467 | 241858 | 242241 | 242621 | 243010 | 243388 | 243755 | 244134 | 244525 | 244925 | 245349 | 245773 | 246232 | 246714 | 247209 | 247715 | 248225 | 248730 | 249236 | 249741 | 250246 | 250752 | 251257 | 251762 | 252267
NPgY | GSP | NG FES - Consumer Transformation | Number of domestic customers | CAMBLESFORTH | Consumer Transformation | Dem_BB001a | Number of | NPgY | Camblesforth |  | 16864 | 16919 | 16968 | 17013 | 17055 | 17090 | 17121 | 17153 | 17181 | 17207 | 17228 | 17250 | 17272 | 17293 | 17313 | 17331 | 17351 | 17374 | 17397 | 17420 | 17444 | 17467 | 17490 | 17513 | 17536 | 17560 | 17583 | 17606 | 17629
NPgY | GSP | NG FES - Consumer Transformation | Number of domestic customers | CREYKE BECK | Consumer Transformation | Dem_BB001a | Number of | NPgY | Creyke Beck |  | 227974 | 228358 | 228720 | 229060 | 229387 | 229658 | 229917 | 230164 | 230395 | 230611 | 230790 | 230958 | 231127 | 231298 | 231459 | 231584 | 231725 | 231893 | 232077 | 232273 | 232475 | 232675 | 232876 | 233076 | 233276 | 233477 | 233677 | 233877 | 234078
NPgY | GSP | NG FES - Consumer Transformation | Number of domestic customers | DRAX | Consumer Transformation | Dem_BB001a | Number of | NPgY | Drax |  | 22249 | 22486 | 22712 | 22921 | 23114 | 23294 | 23466 | 23633 | 23794 | 23945 | 24088 | 24225 | 24356 | 24481 | 24606 | 24728 | 24854 | 24976 | 25097 | 25215 | 25332 | 25445 | 25559 | 25672 | 25786 | 25899 | 26012 | 26126 | 26239
NPgY | GSP | NG FES - Consumer Transformation | Number of domestic customers | ELLAND | Consumer Transformation | Dem_BB001a | Number of | NPgY | Elland |  | 186417 | 186890 | 187325 | 187726 | 188115 | 188471 | 188817 | 189158 | 189488 | 189811 | 190117 | 190438 | 190766 | 191101 | 191445 | 191792 | 192168 | 192559 | 192963 | 193374 | 193794 | 194213 | 194631 | 195050 | 195468 | 195887 | 196305 | 196724 | 197142
NPgY | GSP | NG FES - Consumer Transformation | Number of domestic customers | FERRYBRIDGE A | Consumer Transformation | Dem_BB001a | Number of | NPgY | Ferrybridge A |  | 56059 | 56524 | 56973 | 57403 | 57823 | 58231 | 58626 | 59011 | 59388 | 59754 | 60110 | 60464 | 60811 | 61154 | 61493 | 61826 | 62164 | 62500 | 62833 | 63161 | 63484 | 63799 | 64115 | 64430 | 64745 | 65060 | 65375 | 65690 | 66005
NPgY | GSP | NG FES - Consumer Transformation | Number of domestic customers | FERRYBRIDGE B | Consumer Transformation | Dem_BB001a | Number of | NPgY | Ferrybridge B (_M) |  | 125517 | 126215 | 126899 | 127569 | 128233 | 128887 | 129516 | 130129 | 130736 | 131326 | 131880 | 132413 | 132931 | 133446 | 133946 | 134421 | 134892 | 135367 | 135849 | 136328 | 136806 | 137278 | 137749 | 138221 | 138693 | 139164 | 139636 | 140107 | 140579
NPgY | GSP | NG FES - Consumer Transformation | Number of domestic customers | GRIMSBY WEST | Consumer Transformation | Dem_BB001a | Number of | NPgY | Grimsby West |  | 78987 | 78990 | 78956 | 78904 | 78853 | 78790 | 78724 | 78650 | 78583 | 78514 | 78451 | 78398 | 78350 | 78313 | 78278 | 78245 | 78229 | 78222 | 78221 | 78219 | 78220 | 78220 | 78219 | 78218 | 78218 | 78217 | 78216 | 78216 | 78215
NPgY | GSP | NG FES - Consumer Transformation | Number of domestic customers | JORDANTHORPE | Consumer Transformation | Dem_BB001a | Number of | NPgY | Jordanthorpe |  | 36241 | 36413 | 36587 | 36766 | 36951 | 37139 | 37318 | 37493 | 37671 | 37850 | 38015 | 38169 | 38318 | 38472 | 38620 | 38757 | 38884 | 39014 | 39148 | 39283 | 39419 | 39554 | 39688 | 39823 | 39958 | 40092 | 40227 | 40362 | 40497
NPgY | GSP | NG FES - Consumer Transformation | Number of domestic customers | KEADBY | Consumer Transformation | Dem_BB001a | Number of | NPgY | Keadby |  | 110976 | 111379 | 111746 | 112067 | 112369 | 112630 | 112879 | 113110 | 113329 | 113539 | 113726 | 113915 | 114104 | 114281 | 114465 | 114640 | 114829 | 115023 | 115214 | 115407 | 115603 | 115794 | 115986 | 116177 | 116368 | 116560 | 116751 | 116942 | 117134
NPgY | GSP | NG FES - Consumer Transformation | Number of domestic customers | KIRKSTALL B | Consumer Transformation | Dem_BB001a | Number of | NPgY | Kirkstall B |  | 115929 | 116239 | 116565 | 116914 | 117288 | 117680 | 118051 | 118416 | 118790 | 119161 | 119475 | 119750 | 120011 | 120282 | 120529 | 120733 | 120912 | 121109 | 121326 | 121552 | 121787 | 122029 | 122271 | 122513 | 122755 | 122996 | 123238 | 123480 | 123722
NPgY | GSP | NG FES - Consumer Transformation | Number of domestic customers | NEEPSEND | Consumer Transformation | Dem_BB001a | Number of | NPgY | Neepsend |  | 50263 | 50491 | 50725 | 50970 | 51226 | 51489 | 51739 | 51984 | 52236 | 52490 | 52721 | 52933 | 53139 | 53350 | 53551 | 53732 | 53895 | 54063 | 54238 | 54416 | 54593 | 54770 | 54947 | 55124 | 55301 | 55477 | 55654 | 55831 | 56008
NPgY | GSP | NG FES - Consumer Transformation | Number of domestic customers | NORTON LEES | Consumer Transformation | Dem_BB001a | Number of | NPgY | Norton Lees |  | 50141 | 50351 | 50567 | 50793 | 51028 | 51271 | 51501 | 51727 | 51959 | 52193 | 52406 | 52601 | 52790 | 52985 | 53170 | 53337 | 53486 | 53641 | 53802 | 53965 | 54129 | 54292 | 54454 | 54617 | 54779 | 54942 | 55105 | 55267 | 55430
NPgY | GSP | NG FES - Consumer Transformation | Number of domestic customers | PITSMOOR 3/4 | Consumer Transformation | Dem_BB001a | Number of | NPgY | Pitsmoor |  | 21526 | 21629 | 21735 | 21846 | 21962 | 22081 | 22194 | 22305 | 22419 | 22534 | 22638 | 22734 | 22827 | 22923 | 23014 | 23096 | 23170 | 23246 | 23326 | 23406 | 23487 | 23567 | 23647 | 23727 | 23807 | 23887 | 23967 | 24047 | 24128
NPgY | GSP | NG FES - Consumer Transformation | Number of domestic customers | SALTEND NORTH | Consumer Transformation | Dem_BB001a | Number of | NPgY | Saltend North |  | 30871 | 30908 | 30943 | 30977 | 31011 | 31040 | 31068 | 31094 | 31120 | 31145 | 31167 | 31186 | 31205 | 31226 | 31245 | 31260 | 31276 | 31295 | 31317 | 31340 | 31364 | 31388 | 31412 | 31436 | 31459 | 31483 | 31507 | 31531 | 31555
NPgY | GSP | NG FES - Consumer Transformation | Number of domestic customers | SHEFFIELD CITY | Consumer Transformation | Dem_BB001a | Number of | NPgY | Sheffield City |  | 26254 | 26360 | 26468 | 26582 | 26700 | 26822 | 26938 | 27052 | 27169 | 27287 | 27394 | 27492 | 27587 | 27685 | 27778 | 27862 | 27937 | 28015 | 28096 | 28178 | 28260 | 28342 | 28424 | 28505 | 28587 | 28669 | 28751 | 28832 | 28914
NPgY | GSP | NG FES - Consumer Transformation | Number of domestic customers | SKELTON GRANGE | Consumer Transformation | Dem_BB001a | Number of | NPgY | Skelton Grange |  | 284831 | 285766 | 286688 | 287607 | 288547 | 289482 | 290376 | 291256 | 292138 | 293008 | 293792 | 294530 | 295251 | 295986 | 296696 | 297347 | 297988 | 298660 | 299365 | 300085 | 300819 | 301557 | 302294 | 303032 | 303769 | 304507 | 305244 | 305982 | 306719
NPgY | GSP | NG FES - Consumer Transformation | Number of domestic customers | TEMPLEBOROUGH 275/33KV | Consumer Transformation | Dem_BB001a | Number of | NPgY | Templeborough |  | 3376 | 3388 | 3399 | 3409 | 3418 | 3428 | 3437 | 3445 | 3454 | 3463 | 3472 | 3481 | 3491 | 3500 | 3509 | 3519 | 3529 | 3540 | 3550 | 3561 | 3571 | 3581 | 3592 | 3602 | 3612 | 3622 | 3633 | 3643 | 3653
NPgY | GSP | NG FES - Consumer Transformation | Number of domestic customers | THURCROFT | Consumer Transformation | Dem_BB001a | Number of | NPgY | Thurcroft |  | 93565 | 93993 | 94392 | 94773 | 95153 | 95513 | 95860 | 96204 | 96547 | 96890 | 97221 | 97550 | 97880 | 98208 | 98540 | 98868 | 99204 | 99545 | 99888 | 100231 | 100573 | 100908 | 101244 | 101579 | 101914 | 102249 | 102585 | 102920 | 103255
NPgY | GSP | NG FES - Consumer Transformation | Number of domestic customers | WEST MELTON / THORPE MARSH | Consumer Transformation | Dem_BB001a | Number of | NPgY | Thorpe Marsh |  | 174635 | 175376 | 176056 | 176695 | 177324 | 177910 | 178475 | 179044 | 179613 | 180180 | 180731 | 181285 | 181839 | 182395 | 182953 | 183505 | 184077 | 184656 | 185237 | 185812 | 186383 | 186941 | 187498 | 188055 | 188613 | 189170 | 189728 | 190285 | 190843
NPgY | GSP | NG FES - Consumer Transformation | Number of domestic customers | WEST MELTON SECTION 3 | Consumer Transformation | Dem_BB001a | Number of | NPgY | West Melton |  | 173432 | 174411 | 175349 | 176248 | 177131 | 177990 | 178825 | 179645 | 180453 | 181243 | 182013 | 182786 | 183549 | 184309 | 185062 | 185806 | 186559 | 187313 | 188064 | 188804 | 189533 | 190245 | 190957 | 191669 | 192381 | 193093 | 193805 | 194517 | 195229
NPgY | GSP | NG FES - Consumer Transformation | Number of domestic customers | WINCOBANK | Consumer Transformation | Dem_BB001a | Number of | NPgY | Wincobank |  | 7402 | 7437 | 7468 | 7498 | 7528 | 7556 | 7583 | 7609 | 7636 | 7663 | 7690 | 7717 | 7745 | 7772 | 7800 | 7828 | 7858 | 7888 | 7919 | 7949 | 7979 | 8009 | 8039 | 8069 | 8099 | 8128 | 8158 | 8188 | 8218
NPgN | GSP | NG FES - Falling Short | Number of domestic customers | BLYTH 66kV | Falling Short | Dem_BB001a | Number of | NPgN | Blyth 66kV |  | 104308 | 104683 | 105043 | 105381 | 105726 | 106034 | 106324 | 106593 | 106846 | 107090 | 107302 | 107503 | 107697 | 107871 | 108035 | 108175 | 108319 | 108467 | 108615 | 108766 | 108916 | 109061 | 109206 | 109351 | 109497 | 109642 | 109787 | 109932 | 110078
NPgN | GSP | NG FES - Falling Short | Number of domestic customers | BLYTH 132kV | Falling Short | Dem_BB001a | Number of | NPgN | Blyth 132kV |  | 28756 | 28836 | 28912 | 28981 | 29050 | 29109 | 29164 | 29214 | 29260 | 29304 | 29341 | 29378 | 29415 | 29445 | 29473 | 29496 | 29523 | 29550 | 29576 | 29602 | 29628 | 29654 | 29679 | 29704 | 29729 | 29754 | 29779 | 29805 | 29830
NPgN | GSP | NG FES - Falling Short | Number of domestic customers | FOURSTONES | Falling Short | Dem_BB001a | Number of | NPgN | Fourstones |  | 8216 | 8229 | 8241 | 8252 | 8263 | 8273 | 8281 | 8289 | 8296 | 8303 | 8309 | 8314 | 8319 | 8324 | 8328 | 8331 | 8335 | 8339 | 8342 | 8346 | 8350 | 8353 | 8356 | 8360 | 8363 | 8367 | 8370 | 8374 | 8377
NPgN | GSP | NG FES - Falling Short | Number of domestic customers | HARTMOOR | Falling Short | Dem_BB001a | Number of | NPgN | Hart Moor |  | 52752 | 52802 | 52840 | 52867 | 52896 | 52914 | 52929 | 52940 | 52946 | 52958 | 52962 | 52968 | 52975 | 52982 | 52993 | 52998 | 53006 | 53018 | 53030 | 53044 | 53054 | 53064 | 53073 | 53082 | 53091 | 53101 | 53110 | 53119 | 53128
NPgN | GSP | NG FES - Falling Short | Number of domestic customers | HAWTHORN PIT GRID | Falling Short | Dem_BB001a | Number of | NPgN | Hawthorn Pit |  | 66540 | 66669 | 66789 | 66904 | 67015 | 67114 | 67204 | 67285 | 67361 | 67432 | 67483 | 67528 | 67568 | 67610 | 67646 | 67673 | 67699 | 67731 | 67768 | 67808 | 67848 | 67887 | 67927 | 67966 | 68005 | 68044 | 68084 | 68123 | 68162
NPgN | GSP | NG FES - Falling Short | Number of domestic customers | KNARESBOROUGH | Falling Short | Dem_BB001a | Number of | NPgN | Knaresborough |  | 72715 | 72766 | 72788 | 72789 | 72781 | 72764 | 72750 | 72727 | 72706 | 72697 | 72692 | 72703 | 72718 | 72723 | 72740 | 72759 | 72803 | 72852 | 72906 | 72961 | 73022 | 73083 | 73145 | 73206 | 73268 | 73329 | 73391 | 73452 | 73514
NPgN | GSP | NG FES - Falling Short | Number of domestic customers | LACKENBY | Falling Short | Dem_BB001a | Number of | NPgN | Lackenby |  | 92452 | 92600 | 92730 | 92829 | 92925 | 93003 | 93079 | 93140 | 93186 | 93224 | 93248 | 93275 | 93301 | 93331 | 93351 | 93365 | 93387 | 93412 | 93444 | 93477 | 93513 | 93543 | 93573 | 93604 | 93634 | 93665 | 93695 | 93726 | 93756
NPgN | GSP | NG FES - Falling Short | Number of domestic customers | NORTON | Falling Short | Dem_BB001a | Number of | NPgN | Norton |  | 223557 | 223704 | 223817 | 223884 | 223927 | 223926 | 223917 | 223878 | 223846 | 223798 | 223721 | 223673 | 223631 | 223600 | 223575 | 223546 | 223553 | 223581 | 223623 | 223665 | 223712 | 223756 | 223800 | 223844 | 223889 | 223933 | 223977 | 224021 | 224065
NPgN | GSP | NG FES - Falling Short | Number of domestic customers | OFFERTON | Falling Short | Dem_BB001a | Number of | NPgN | Offerton |  | 35664 | 35664 | 35660 | 35653 | 35644 | 35632 | 35619 | 35605 | 35589 | 35570 | 35548 | 35528 | 35507 | 35487 | 35466 | 35443 | 35424 | 35408 | 35394 | 35381 | 35369 | 35358 | 35347 | 35335 | 35324 | 35313 | 35302 | 35291 | 35279
NPgN | GSP | NG FES - Falling Short | Number of domestic customers | OSBALDWICK | Falling Short | Dem_BB001a | Number of | NPgN | Osbaldwick |  | 142348 | 142724 | 143114 | 143521 | 143935 | 144340 | 144698 | 145028 | 145352 | 145669 | 145917 | 146105 | 146264 | 146448 | 146613 | 146723 | 146809 | 146926 | 147071 | 147235 | 147402 | 147574 | 147745 | 147917 | 148088 | 148260 | 148431 | 148603 | 148774
NPgN | GSP | NG FES - Falling Short | Number of domestic customers | POPPLETON | Falling Short | Dem_BB001a | Number of | NPgN | Poppleton |  | 24704 | 24730 | 24767 | 24815 | 24869 | 24926 | 24971 | 25013 | 25056 | 25103 | 25128 | 25135 | 25139 | 25152 | 25160 | 25153 | 25134 | 25127 | 25131 | 25141 | 25154 | 25170 | 25185 | 25201 | 25217 | 25232 | 25248 | 25264 | 25279
NPgN | GSP | NG FES - Falling Short | Number of domestic customers | SALTHOLME | Falling Short | Dem_BB001a | Number of | NPgN | Saltholme |  | 1326 | 1326 | 1326 | 1326 | 1325 | 1325 | 1324 | 1323 | 1323 | 1322 | 1321 | 1321 | 1320 | 1320 | 1319 | 1319 | 1318 | 1318 | 1318 | 1317 | 1317 | 1316 | 1316 | 1316 | 1315 | 1315 | 1314 | 1314 | 1313
NPgN | GSP | NG FES - Falling Short | Number of domestic customers | SOUTH SHIELDS | Falling Short | Dem_BB001a | Number of | NPgN | South Shields |  | 34527 | 34639 | 34746 | 34847 | 34945 | 35033 | 35118 | 35201 | 35280 | 35355 | 35428 | 35500 | 35571 | 35637 | 35703 | 35768 | 35833 | 35899 | 35964 | 36028 | 36092 | 36151 | 36210 | 36269 | 36328 | 36388 | 36447 | 36506 | 36565
NPgN | GSP | NG FES - Falling Short | Number of domestic customers | SPADEADAM | Falling Short | Dem_BB001a | Number of | NPgN | Spadeadam - Not in NG FES |  | 3631 | 3640 | 3649 | 3657 | 3666 | 3673 | 3679 | 3685 | 3690 | 3695 | 3700 | 3704 | 3708 | 3712 | 3715 | 3718 | 3721 | 3724 | 3727 | 3730 | 3733 | 3736 | 3739 | 3742 | 3745 | 3748 | 3751 | 3754 | 3757
NPgN | GSP | NG FES - Falling Short | Number of domestic customers | SPENNYMOOR | Falling Short | Dem_BB001a | Number of | NPgN | Spennymoor |  | 142493 | 142966 | 143420 | 143861 | 144294 | 144693 | 145063 | 145403 | 145730 | 146051 | 146306 | 146534 | 146748 | 146964 | 147164 | 147336 | 147497 | 147668 | 147852 | 148040 | 148227 | 148408 | 148589 | 148770 | 148952 | 149133 | 149314 | 149495 | 149676
NPgN | GSP | NG FES - Falling Short | Number of domestic customers | STELLA NORTH | Falling Short | Dem_BB001a | Number of | NPgN | Stella North |  | 122537 | 122668 | 122839 | 123057 | 123312 | 123593 | 123847 | 124094 | 124341 | 124595 | 124789 | 124935 | 125058 | 125190 | 125314 | 125386 | 125421 | 125468 | 125538 | 125627 | 125725 | 125825 | 125926 | 126026 | 126126 | 126227 | 126327 | 126427 | 126528
NPgN | GSP | NG FES - Falling Short | Number of domestic customers | STELLA SOUTH | Falling Short | Dem_BB001a | Number of | NPgN | Stella South |  | 83742 | 83946 | 84140 | 84323 | 84503 | 84665 | 84816 | 84954 | 85086 | 85214 | 85317 | 85412 | 85502 | 85589 | 85671 | 85739 | 85808 | 85883 | 85962 | 86043 | 86125 | 86204 | 86282 | 86361 | 86440 | 86519 | 86598 | 86677 | 86756
NPgN | GSP | NG FES - Falling Short | Number of domestic customers | TYNEMOUTH | Falling Short | Dem_BB001a | Number of | NPgN | Tynemouth 1 |  | 102343 | 102770 | 103187 | 103595 | 104013 | 104414 | 104792 | 105155 | 105506 | 105852 | 106161 | 106439 | 106707 | 106965 | 107215 | 107438 | 107652 | 107873 | 108097 | 108325 | 108553 | 108774 | 108996 | 109217 | 109438 | 109659 | 109880 | 110101 | 110323
NPgN | GSP | NG FES - Falling Short | Number of domestic customers | WEST BOLDON | Falling Short | Dem_BB001a | Number of | NPgN | West Boldon |  | 138912 | 139038 | 139159 | 139277 | 139397 | 139509 | 139611 | 139712 | 139810 | 139904 | 139982 | 140055 | 140123 | 140190 | 140259 | 140313 | 140370 | 140436 | 140511 | 140590 | 140673 | 140751 | 140830 | 140909 | 140987 | 141066 | 141145 | 141224 | 141302
NPgY | GSP | NG FES - Falling Short | Number of domestic customers | BRADFORD WEST | Falling Short | Dem_BB001a | Number of | NPgY | Bradford West |  | 239561 | 240111 | 240608 | 241034 | 241467 | 241858 | 242241 | 242621 | 243010 | 243388 | 243755 | 244134 | 244525 | 244925 | 245349 | 245773 | 246232 | 246714 | 247209 | 247715 | 248225 | 248730 | 249236 | 249741 | 250246 | 250752 | 251257 | 251762 | 252267
NPgY | GSP | NG FES - Falling Short | Number of domestic customers | CAMBLESFORTH | Falling Short | Dem_BB001a | Number of | NPgY | Camblesforth |  | 16864 | 16919 | 16968 | 17013 | 17055 | 17090 | 17121 | 17153 | 17181 | 17207 | 17228 | 17250 | 17272 | 17293 | 17313 | 17331 | 17351 | 17374 | 17397 | 17420 | 17444 | 17467 | 17490 | 17513 | 17536 | 17560 | 17583 | 17606 | 17629
NPgY | GSP | NG FES - Falling Short | Number of domestic customers | CREYKE BECK | Falling Short | Dem_BB001a | Number of | NPgY | Creyke Beck |  | 227974 | 228358 | 228720 | 229060 | 229387 | 229658 | 229917 | 230164 | 230395 | 230611 | 230790 | 230958 | 231127 | 231298 | 231459 | 231584 | 231725 | 231893 | 232077 | 232273 | 232475 | 232675 | 232876 | 233076 | 233276 | 233477 | 233677 | 233877 | 234078
NPgY | GSP | NG FES - Falling Short | Number of domestic customers | DRAX | Falling Short | Dem_BB001a | Number of | NPgY | Drax |  | 22249 | 22486 | 22712 | 22921 | 23114 | 23294 | 23466 | 23633 | 23794 | 23945 | 24088 | 24225 | 24356 | 24481 | 24606 | 24728 | 24854 | 24976 | 25097 | 25215 | 25332 | 25445 | 25559 | 25672 | 25786 | 25899 | 26012 | 26126 | 26239
NPgY | GSP | NG FES - Falling Short | Number of domestic customers | ELLAND | Falling Short | Dem_BB001a | Number of | NPgY | Elland |  | 186417 | 186890 | 187325 | 187726 | 188115 | 188471 | 188817 | 189158 | 189488 | 189811 | 190117 | 190438 | 190766 | 191101 | 191445 | 191792 | 192168 | 192559 | 192963 | 193374 | 193794 | 194213 | 194631 | 195050 | 195468 | 195887 | 196305 | 196724 | 197142
NPgY | GSP | NG FES - Falling Short | Number of domestic customers | FERRYBRIDGE A | Falling Short | Dem_BB001a | Number of | NPgY | Ferrybridge A |  | 56059 | 56524 | 56973 | 57403 | 57823 | 58231 | 58626 | 59011 | 59388 | 59754 | 60110 | 60464 | 60811 | 61154 | 61493 | 61826 | 62164 | 62500 | 62833 | 63161 | 63484 | 63799 | 64115 | 64430 | 64745 | 65060 | 65375 | 65690 | 66005
NPgY | GSP | NG FES - Falling Short | Number of domestic customers | FERRYBRIDGE B | Falling Short | Dem_BB001a | Number of | NPgY | Ferrybridge B (_M) |  | 125517 | 126215 | 126899 | 127569 | 128233 | 128887 | 129516 | 130129 | 130736 | 131326 | 131880 | 132413 | 132931 | 133446 | 133946 | 134421 | 134892 | 135367 | 135849 | 136328 | 136806 | 137278 | 137749 | 138221 | 138693 | 139164 | 139636 | 140107 | 140579
NPgY | GSP | NG FES - Falling Short | Number of domestic customers | GRIMSBY WEST | Falling Short | Dem_BB001a | Number of | NPgY | Grimsby West |  | 78987 | 78990 | 78956 | 78904 | 78853 | 78790 | 78724 | 78650 | 78583 | 78514 | 78451 | 78398 | 78350 | 78313 | 78278 | 78245 | 78229 | 78222 | 78221 | 78219 | 78220 | 78220 | 78219 | 78218 | 78218 | 78217 | 78216 | 78216 | 78215
NPgY | GSP | NG FES - Falling Short | Number of domestic customers | JORDANTHORPE | Falling Short | Dem_BB001a | Number of | NPgY | Jordanthorpe |  | 36241 | 36413 | 36587 | 36766 | 36951 | 37139 | 37318 | 37493 | 37671 | 37850 | 38015 | 38169 | 38318 | 38472 | 38620 | 38757 | 38884 | 39014 | 39148 | 39283 | 39419 | 39554 | 39688 | 39823 | 39958 | 40092 | 40227 | 40362 | 40497
NPgY | GSP | NG FES - Falling Short | Number of domestic customers | KEADBY | Falling Short | Dem_BB001a | Number of | NPgY | Keadby |  | 110976 | 111379 | 111746 | 112067 | 112369 | 112630 | 112879 | 113110 | 113329 | 113539 | 113726 | 113915 | 114104 | 114281 | 114465 | 114640 | 114829 | 115023 | 115214 | 115407 | 115603 | 115794 | 115986 | 116177 | 116368 | 116560 | 116751 | 116942 | 117134
NPgY | GSP | NG FES - Falling Short | Number of domestic customers | KIRKSTALL B | Falling Short | Dem_BB001a | Number of | NPgY | Kirkstall B |  | 115929 | 116239 | 116565 | 116914 | 117288 | 117680 | 118051 | 118416 | 118790 | 119161 | 119475 | 119750 | 120011 | 120282 | 120529 | 120733 | 120912 | 121109 | 121326 | 121552 | 121787 | 122029 | 122271 | 122513 | 122755 | 122996 | 123238 | 123480 | 123722
NPgY | GSP | NG FES - Falling Short | Number of domestic customers | NEEPSEND | Falling Short | Dem_BB001a | Number of | NPgY | Neepsend |  | 50263 | 50491 | 50725 | 50970 | 51226 | 51489 | 51739 | 51984 | 52236 | 52490 | 52721 | 52933 | 53139 | 53350 | 53551 | 53732 | 53895 | 54063 | 54238 | 54416 | 54593 | 54770 | 54947 | 55124 | 55301 | 55477 | 55654 | 55831 | 56008
NPgY | GSP | NG FES - Falling Short | Number of domestic customers | NORTON LEES | Falling Short | Dem_BB001a | Number of | NPgY | Norton Lees |  | 50141 | 50351 | 50567 | 50793 | 51028 | 51271 | 51501 | 51727 | 51959 | 52193 | 52406 | 52601 | 52790 | 52985 | 53170 | 53337 | 53486 | 53641 | 53802 | 53965 | 54129 | 54292 | 54454 | 54617 | 54779 | 54942 | 55105 | 55267 | 55430
NPgY | GSP | NG FES - Falling Short | Number of domestic customers | PITSMOOR 3/4 | Falling Short | Dem_BB001a | Number of | NPgY | Pitsmoor |  | 21526 | 21629 | 21735 | 21846 | 21962 | 22081 | 22194 | 22305 | 22419 | 22534 | 22638 | 22734 | 22827 | 22923 | 23014 | 23096 | 23170 | 23246 | 23326 | 23406 | 23487 | 23567 | 23647 | 23727 | 23807 | 23887 | 23967 | 24047 | 24128
NPgY | GSP | NG FES - Falling Short | Number of domestic customers | SALTEND NORTH | Falling Short | Dem_BB001a | Number of | NPgY | Saltend North |  | 30871 | 30908 | 30943 | 30977 | 31011 | 31040 | 31068 | 31094 | 31120 | 31145 | 31167 | 31186 | 31205 | 31226 | 31245 | 31260 | 31276 | 31295 | 31317 | 31340 | 31364 | 31388 | 31412 | 31436 | 31459 | 31483 | 31507 | 31531 | 31555
NPgY | GSP | NG FES - Falling Short | Number of domestic customers | SHEFFIELD CITY | Falling Short | Dem_BB001a | Number of | NPgY | Sheffield City |  | 26254 | 26360 | 26468 | 26582 | 26700 | 26822 | 26938 | 27052 | 27169 | 27287 | 27394 | 27492 | 27587 | 27685 | 27778 | 27862 | 27937 | 28015 | 28096 | 28178 | 28260 | 28342 | 28424 | 28505 | 28587 | 28669 | 28751 | 28832 | 28914
NPgY | GSP | NG FES - Falling Short | Number of domestic customers | SKELTON GRANGE | Falling Short | Dem_BB001a | Number of | NPgY | Skelton Grange |  | 284831 | 285766 | 286688 | 287607 | 288547 | 289482 | 290376 | 291256 | 292138 | 293008 | 293792 | 294530 | 295251 | 295986 | 296696 | 297347 | 297988 | 298660 | 299365 | 300085 | 300819 | 301557 | 302294 | 303032 | 303769 | 304507 | 305244 | 305982 | 306719
NPgY | GSP | NG FES - Falling Short | Number of domestic customers | TEMPLEBOROUGH 275/33KV | Falling Short | Dem_BB001a | Number of | NPgY | Templeborough |  | 3376 | 3388 | 3399 | 3409 | 3418 | 3428 | 3437 | 3445 | 3454 | 3463 | 3472 | 3481 | 3491 | 3500 | 3509 | 3519 | 3529 | 3540 | 3550 | 3561 | 3571 | 3581 | 3592 | 3602 | 3612 | 3622 | 3633 | 3643 | 3653
NPgY | GSP | NG FES - Falling Short | Number of domestic customers | THURCROFT | Falling Short | Dem_BB001a | Number of | NPgY | Thurcroft |  | 93565 | 93993 | 94392 | 94773 | 95153 | 95513 | 95860 | 96204 | 96547 | 96890 | 97221 | 97550 | 97880 | 98208 | 98540 | 98868 | 99204 | 99545 | 99888 | 100231 | 100573 | 100908 | 101244 | 101579 | 101914 | 102249 | 102585 | 102920 | 103255
NPgY | GSP | NG FES - Falling Short | Number of domestic customers | WEST MELTON / THORPE MARSH | Falling Short | Dem_BB001a | Number of | NPgY | Thorpe Marsh |  | 174635 | 175376 | 176056 | 176695 | 177324 | 177910 | 178475 | 179044 | 179613 | 180180 | 180731 | 181285 | 181839 | 182395 | 182953 | 183505 | 184077 | 184656 | 185237 | 185812 | 186383 | 186941 | 187498 | 188055 | 188613 | 189170 | 189728 | 190285 | 190843
NPgY | GSP | NG FES - Falling Short | Number of domestic customers | WEST MELTON SECTION 3 | Falling Short | Dem_BB001a | Number of | NPgY | West Melton |  | 173432 | 174411 | 175349 | 176248 | 177131 | 177990 | 178825 | 179645 | 180453 | 181243 | 182013 | 182786 | 183549 | 184309 | 185062 | 185806 | 186559 | 187313 | 188064 | 188804 | 189533 | 190245 | 190957 | 191669 | 192381 | 193093 | 193805 | 194517 | 195229
NPgY | GSP | NG FES - Falling Short | Number of domestic customers | WINCOBANK | Falling Short | Dem_BB001a | Number of | NPgY | Wincobank |  | 7402 | 7437 | 7468 | 7498 | 7528 | 7556 | 7583 | 7609 | 7636 | 7663 | 7690 | 7717 | 7745 | 7772 | 7800 | 7828 | 7858 | 7888 | 7919 | 7949 | 7979 | 8009 | 8039 | 8069 | 8099 | 8128 | 8158 | 8188 | 8218
NPgN | GSP | NG FES - Leading the Way | Number of domestic customers | BLYTH 66kV | Leading the Way | Dem_BB001a | Number of | NPgN | Blyth 66kV |  | 104308 | 104683 | 105043 | 105381 | 105726 | 106034 | 106324 | 106593 | 106846 | 107090 | 107302 | 107503 | 107697 | 107871 | 108035 | 108175 | 108319 | 108467 | 108615 | 108766 | 108916 | 109061 | 109206 | 109351 | 109497 | 109642 | 109787 | 109932 | 110078
NPgN | GSP | NG FES - Leading the Way | Number of domestic customers | BLYTH 132kV | Leading the Way | Dem_BB001a | Number of | NPgN | Blyth 132kV |  | 28756 | 28836 | 28912 | 28981 | 29050 | 29109 | 29164 | 29214 | 29260 | 29304 | 29341 | 29378 | 29415 | 29445 | 29473 | 29496 | 29523 | 29550 | 29576 | 29602 | 29628 | 29654 | 29679 | 29704 | 29729 | 29754 | 29779 | 29805 | 29830
NPgN | GSP | NG FES - Leading the Way | Number of domestic customers | FOURSTONES | Leading the Way | Dem_BB001a | Number of | NPgN | Fourstones |  | 8216 | 8229 | 8241 | 8252 | 8263 | 8273 | 8281 | 8289 | 8296 | 8303 | 8309 | 8314 | 8319 | 8324 | 8328 | 8331 | 8335 | 8339 | 8342 | 8346 | 8350 | 8353 | 8356 | 8360 | 8363 | 8367 | 8370 | 8374 | 8377
NPgN | GSP | NG FES - Leading the Way | Number of domestic customers | HARTMOOR | Leading the Way | Dem_BB001a | Number of | NPgN | Hart Moor |  | 52752 | 52802 | 52840 | 52867 | 52896 | 52914 | 52929 | 52940 | 52946 | 52958 | 52962 | 52968 | 52975 | 52982 | 52993 | 52998 | 53006 | 53018 | 53030 | 53044 | 53054 | 53064 | 53073 | 53082 | 53091 | 53101 | 53110 | 53119 | 53128
NPgN | GSP | NG FES - Leading the Way | Number of domestic customers | HAWTHORN PIT GRID | Leading the Way | Dem_BB001a | Number of | NPgN | Hawthorn Pit |  | 66540 | 66669 | 66789 | 66904 | 67015 | 67114 | 67204 | 67285 | 67361 | 67432 | 67483 | 67528 | 67568 | 67610 | 67646 | 67673 | 67699 | 67731 | 67768 | 67808 | 67848 | 67887 | 67927 | 67966 | 68005 | 68044 | 68084 | 68123 | 68162
NPgN | GSP | NG FES - Leading the Way | Number of domestic customers | KNARESBOROUGH | Leading the Way | Dem_BB001a | Number of | NPgN | Knaresborough |  | 72715 | 72766 | 72788 | 72789 | 72781 | 72764 | 72750 | 72727 | 72706 | 72697 | 72692 | 72703 | 72718 | 72723 | 72740 | 72759 | 72803 | 72852 | 72906 | 72961 | 73022 | 73083 | 73145 | 73206 | 73268 | 73329 | 73391 | 73452 | 73514
NPgN | GSP | NG FES - Leading the Way | Number of domestic customers | LACKENBY | Leading the Way | Dem_BB001a | Number of | NPgN | Lackenby |  | 92452 | 92600 | 92730 | 92829 | 92925 | 93003 | 93079 | 93140 | 93186 | 93224 | 93248 | 93275 | 93301 | 93331 | 93351 | 93365 | 93387 | 93412 | 93444 | 93477 | 93513 | 93543 | 93573 | 93604 | 93634 | 93665 | 93695 | 93726 | 93756
NPgN | GSP | NG FES - Leading the Way | Number of domestic customers | NORTON | Leading the Way | Dem_BB001a | Number of | NPgN | Norton |  | 223557 | 223704 | 223817 | 223884 | 223927 | 223926 | 223917 | 223878 | 223846 | 223798 | 223721 | 223673 | 223631 | 223600 | 223575 | 223546 | 223553 | 223581 | 223623 | 223665 | 223712 | 223756 | 223800 | 223844 | 223889 | 223933 | 223977 | 224021 | 224065
NPgN | GSP | NG FES - Leading the Way | Number of domestic customers | OFFERTON | Leading the Way | Dem_BB001a | Number of | NPgN | Offerton |  | 35664 | 35664 | 35660 | 35653 | 35644 | 35632 | 35619 | 35605 | 35589 | 35570 | 35548 | 35528 | 35507 | 35487 | 35466 | 35443 | 35424 | 35408 | 35394 | 35381 | 35369 | 35358 | 35347 | 35335 | 35324 | 35313 | 35302 | 35291 | 35279
NPgN | GSP | NG FES - Leading the Way | Number of domestic customers | OSBALDWICK | Leading the Way | Dem_BB001a | Number of | NPgN | Osbaldwick |  | 142348 | 142724 | 143114 | 143521 | 143935 | 144340 | 144698 | 145028 | 145352 | 145669 | 145917 | 146105 | 146264 | 146448 | 146613 | 146723 | 146809 | 146926 | 147071 | 147235 | 147402 | 147574 | 147745 | 147917 | 148088 | 148260 | 148431 | 148603 | 148774
NPgN | GSP | NG FES - Leading the Way | Number of domestic customers | POPPLETON | Leading the Way | Dem_BB001a | Number of | NPgN | Poppleton |  | 24704 | 24730 | 24767 | 24815 | 24869 | 24926 | 24971 | 25013 | 25056 | 25103 | 25128 | 25135 | 25139 | 25152 | 25160 | 25153 | 25134 | 25127 | 25131 | 25141 | 25154 | 25170 | 25185 | 25201 | 25217 | 25232 | 25248 | 25264 | 25279
NPgN | GSP | NG FES - Leading the Way | Number of domestic customers | SALTHOLME | Leading the Way | Dem_BB001a | Number of | NPgN | Saltholme |  | 1326 | 1326 | 1326 | 1326 | 1325 | 1325 | 1324 | 1323 | 1323 | 1322 | 1321 | 1321 | 1320 | 1320 | 1319 | 1319 | 1318 | 1318 | 1318 | 1317 | 1317 | 1316 | 1316 | 1316 | 1315 | 1315 | 1314 | 1314 | 1313
NPgN | GSP | NG FES - Leading the Way | Number of domestic customers | SOUTH SHIELDS | Leading the Way | Dem_BB001a | Number of | NPgN | South Shields |  | 34527 | 34639 | 34746 | 34847 | 34945 | 35033 | 35118 | 35201 | 35280 | 35355 | 35428 | 35500 | 35571 | 35637 | 35703 | 35768 | 35833 | 35899 | 35964 | 36028 | 36092 | 36151 | 36210 | 36269 | 36328 | 36388 | 36447 | 36506 | 36565
NPgN | GSP | NG FES - Leading the Way | Number of domestic customers | SPADEADAM | Leading the Way | Dem_BB001a | Number of | NPgN | Spadeadam - Not in NG FES |  | 3631 | 3640 | 3649 | 3657 | 3666 | 3673 | 3679 | 3685 | 3690 | 3695 | 3700 | 3704 | 3708 | 3712 | 3715 | 3718 | 3721 | 3724 | 3727 | 3730 | 3733 | 3736 | 3739 | 3742 | 3745 | 3748 | 3751 | 3754 | 3757
NPgN | GSP | NG FES - Leading the Way | Number of domestic customers | SPENNYMOOR | Leading the Way | Dem_BB001a | Number of | NPgN | Spennymoor |  | 142493 | 142966 | 143420 | 143861 | 144294 | 144693 | 145063 | 145403 | 145730 | 146051 | 146306 | 146534 | 146748 | 146964 | 147164 | 147336 | 147497 | 147668 | 147852 | 148040 | 148227 | 148408 | 148589 | 148770 | 148952 | 149133 | 149314 | 149495 | 149676
NPgN | GSP | NG FES - Leading the Way | Number of domestic customers | STELLA NORTH | Leading the Way | Dem_BB001a | Number of | NPgN | Stella North |  | 122537 | 122668 | 122839 | 123057 | 123312 | 123593 | 123847 | 124094 | 124341 | 124595 | 124789 | 124935 | 125058 | 125190 | 125314 | 125386 | 125421 | 125468 | 125538 | 125627 | 125725 | 125825 | 125926 | 126026 | 126126 | 126227 | 126327 | 126427 | 126528
NPgN | GSP | NG FES - Leading the Way | Number of domestic customers | STELLA SOUTH | Leading the Way | Dem_BB001a | Number of | NPgN | Stella South |  | 83742 | 83946 | 84140 | 84323 | 84503 | 84665 | 84816 | 84954 | 85086 | 85214 | 85317 | 85412 | 85502 | 85589 | 85671 | 85739 | 85808 | 85883 | 85962 | 86043 | 86125 | 86204 | 86282 | 86361 | 86440 | 86519 | 86598 | 86677 | 86756
NPgN | GSP | NG FES - Leading the Way | Number of domestic customers | TYNEMOUTH | Leading the Way | Dem_BB001a | Number of | NPgN | Tynemouth 1 |  | 102343 | 102770 | 103187 | 103595 | 104013 | 104414 | 104792 | 105155 | 105506 | 105852 | 106161 | 106439 | 106707 | 106965 | 107215 | 107438 | 107652 | 107873 | 108097 | 108325 | 108553 | 108774 | 108996 | 109217 | 109438 | 109659 | 109880 | 110101 | 110323
NPgN | GSP | NG FES - Leading the Way | Number of domestic customers | WEST BOLDON | Leading the Way | Dem_BB001a | Number of | NPgN | West Boldon |  | 138912 | 139038 | 139159 | 139277 | 139397 | 139509 | 139611 | 139712 | 139810 | 139904 | 139982 | 140055 | 140123 | 140190 | 140259 | 140313 | 140370 | 140436 | 140511 | 140590 | 140673 | 140751 | 140830 | 140909 | 140987 | 141066 | 141145 | 141224 | 141302
NPgY | GSP | NG FES - Leading the Way | Number of domestic customers | BRADFORD WEST | Leading the Way | Dem_BB001a | Number of | NPgY | Bradford West |  | 239561 | 240111 | 240608 | 241034 | 241467 | 241858 | 242241 | 242621 | 243010 | 243388 | 243755 | 244134 | 244525 | 244925 | 245349 | 245773 | 246232 | 246714 | 247209 | 247715 | 248225 | 248730 | 249236 | 249741 | 250246 | 250752 | 251257 | 251762 | 252267
NPgY | GSP | NG FES - Leading the Way | Number of domestic customers | CAMBLESFORTH | Leading the Way | Dem_BB001a | Number of | NPgY | Camblesforth |  | 16864 | 16919 | 16968 | 17013 | 17055 | 17090 | 17121 | 17153 | 17181 | 17207 | 17228 | 17250 | 17272 | 17293 | 17313 | 17331 | 17351 | 17374 | 17397 | 17420 | 17444 | 17467 | 17490 | 17513 | 17536 | 17560 | 17583 | 17606 | 17629
NPgY | GSP | NG FES - Leading the Way | Number of domestic customers | CREYKE BECK | Leading the Way | Dem_BB001a | Number of | NPgY | Creyke Beck |  | 227974 | 228358 | 228720 | 229060 | 229387 | 229658 | 229917 | 230164 | 230395 | 230611 | 230790 | 230958 | 231127 | 231298 | 231459 | 231584 | 231725 | 231893 | 232077 | 232273 | 232475 | 232675 | 232876 | 233076 | 233276 | 233477 | 233677 | 233877 | 234078
NPgY | GSP | NG FES - Leading the Way | Number of domestic customers | DRAX | Leading the Way | Dem_BB001a | Number of | NPgY | Drax |  | 22249 | 22486 | 22712 | 22921 | 23114 | 23294 | 23466 | 23633 | 23794 | 23945 | 24088 | 24225 | 24356 | 24481 | 24606 | 24728 | 24854 | 24976 | 25097 | 25215 | 25332 | 25445 | 25559 | 25672 | 25786 | 25899 | 26012 | 26126 | 26239
NPgY | GSP | NG FES - Leading the Way | Number of domestic customers | ELLAND | Leading the Way | Dem_BB001a | Number of | NPgY | Elland |  | 186417 | 186890 | 187325 | 187726 | 188115 | 188471 | 188817 | 189158 | 189488 | 189811 | 190117 | 190438 | 190766 | 191101 | 191445 | 191792 | 192168 | 192559 | 192963 | 193374 | 193794 | 194213 | 194631 | 195050 | 195468 | 195887 | 196305 | 196724 | 197142
NPgY | GSP | NG FES - Leading the Way | Number of domestic customers | FERRYBRIDGE A | Leading the Way | Dem_BB001a | Number of | NPgY | Ferrybridge A |  | 56059 | 56524 | 56973 | 57403 | 57823 | 58231 | 58626 | 59011 | 59388 | 59754 | 60110 | 60464 | 60811 | 61154 | 61493 | 61826 | 62164 | 62500 | 62833 | 63161 | 63484 | 63799 | 64115 | 64430 | 64745 | 65060 | 65375 | 65690 | 66005
NPgY | GSP | NG FES - Leading the Way | Number of domestic customers | FERRYBRIDGE B | Leading the Way | Dem_BB001a | Number of | NPgY | Ferrybridge B (_M) |  | 125517 | 126215 | 126899 | 127569 | 128233 | 128887 | 129516 | 130129 | 130736 | 131326 | 131880 | 132413 | 132931 | 133446 | 133946 | 134421 | 134892 | 135367 | 135849 | 136328 | 136806 | 137278 | 137749 | 138221 | 138693 | 139164 | 139636 | 140107 | 140579
NPgY | GSP | NG FES - Leading the Way | Number of domestic customers | GRIMSBY WEST | Leading the Way | Dem_BB001a | Number of | NPgY | Grimsby West |  | 78987 | 78990 | 78956 | 78904 | 78853 | 78790 | 78724 | 78650 | 78583 | 78514 | 78451 | 78398 | 78350 | 78313 | 78278 | 78245 | 78229 | 78222 | 78221 | 78219 | 78220 | 78220 | 78219 | 78218 | 78218 | 78217 | 78216 | 78216 | 78215
NPgY | GSP | NG FES - Leading the Way | Number of domestic customers | JORDANTHORPE | Leading the Way | Dem_BB001a | Number of | NPgY | Jordanthorpe |  | 36241 | 36413 | 36587 | 36766 | 36951 | 37139 | 37318 | 37493 | 37671 | 37850 | 38015 | 38169 | 38318 | 38472 | 38620 | 38757 | 38884 | 39014 | 39148 | 39283 | 39419 | 39554 | 39688 | 39823 | 39958 | 40092 | 40227 | 40362 | 40497
NPgY | GSP | NG FES - Leading the Way | Number of domestic customers | KEADBY | Leading the Way | Dem_BB001a | Number of | NPgY | Keadby |  | 110976 | 111379 | 111746 | 112067 | 112369 | 112630 | 112879 | 113110 | 113329 | 113539 | 113726 | 113915 | 114104 | 114281 | 114465 | 114640 | 114829 | 115023 | 115214 | 115407 | 115603 | 115794 | 115986 | 116177 | 116368 | 116560 | 116751 | 116942 | 117134
NPgY | GSP | NG FES - Leading the Way | Number of domestic customers | KIRKSTALL B | Leading the Way | Dem_BB001a | Number of | NPgY | Kirkstall B |  | 115929 | 116239 | 116565 | 116914 | 117288 | 117680 | 118051 | 118416 | 118790 | 119161 | 119475 | 119750 | 120011 | 120282 | 120529 | 120733 | 120912 | 121109 | 121326 | 121552 | 121787 | 122029 | 122271 | 122513 | 122755 | 122996 | 123238 | 123480 | 123722
NPgY | GSP | NG FES - Leading the Way | Number of domestic customers | NEEPSEND | Leading the Way | Dem_BB001a | Number of | NPgY | Neepsend |  | 50263 | 50491 | 50725 | 50970 | 51226 | 51489 | 51739 | 51984 | 52236 | 52490 | 52721 | 52933 | 53139 | 53350 | 53551 | 53732 | 53895 | 54063 | 54238 | 54416 | 54593 | 54770 | 54947 | 55124 | 55301 | 55477 | 55654 | 55831 | 56008
NPgY | GSP | NG FES - Leading the Way | Number of domestic customers | NORTON LEES | Leading the Way | Dem_BB001a | Number of | NPgY | Norton Lees |  | 50141 | 50351 | 50567 | 50793 | 51028 | 51271 | 51501 | 51727 | 51959 | 52193 | 52406 | 52601 | 52790 | 52985 | 53170 | 53337 | 53486 | 53641 | 53802 | 53965 | 54129 | 54292 | 54454 | 54617 | 54779 | 54942 | 55105 | 55267 | 55430
NPgY | GSP | NG FES - Leading the Way | Number of domestic customers | PITSMOOR 3/4 | Leading the Way | Dem_BB001a | Number of | NPgY | Pitsmoor |  | 21526 | 21629 | 21735 | 21846 | 21962 | 22081 | 22194 | 22305 | 22419 | 22534 | 22638 | 22734 | 22827 | 22923 | 23014 | 23096 | 23170 | 23246 | 23326 | 23406 | 23487 | 23567 | 23647 | 23727 | 23807 | 23887 | 23967 | 24047 | 24128
NPgY | GSP | NG FES - Leading the Way | Number of domestic customers | SALTEND NORTH | Leading the Way | Dem_BB001a | Number of | NPgY | Saltend North |  | 30871 | 30908 | 30943 | 30977 | 31011 | 31040 | 31068 | 31094 | 31120 | 31145 | 31167 | 31186 | 31205 | 31226 | 31245 | 31260 | 31276 | 31295 | 31317 | 31340 | 31364 | 31388 | 31412 | 31436 | 31459 | 31483 | 31507 | 31531 | 31555
NPgY | GSP | NG FES - Leading the Way | Number of domestic customers | SHEFFIELD CITY | Leading the Way | Dem_BB001a | Number of | NPgY | Sheffield City |  | 26254 | 26360 | 26468 | 26582 | 26700 | 26822 | 26938 | 27052 | 27169 | 27287 | 27394 | 27492 | 27587 | 27685 | 27778 | 27862 | 27937 | 28015 | 28096 | 28178 | 28260 | 28342 | 28424 | 28505 | 28587 | 28669 | 28751 | 28832 | 28914
NPgY | GSP | NG FES - Leading the Way | Number of domestic customers | SKELTON GRANGE | Leading the Way | Dem_BB001a | Number of | NPgY | Skelton Grange |  | 284831 | 285766 | 286688 | 287607 | 288547 | 289482 | 290376 | 291256 | 292138 | 293008 | 293792 | 294530 | 295251 | 295986 | 296696 | 297347 | 297988 | 298660 | 299365 | 300085 | 300819 | 301557 | 302294 | 303032 | 303769 | 304507 | 305244 | 305982 | 306719
NPgY | GSP | NG FES - Leading the Way | Number of domestic customers | TEMPLEBOROUGH 275/33KV | Leading the Way | Dem_BB001a | Number of | NPgY | Templeborough |  | 3376 | 3388 | 3399 | 3409 | 3418 | 3428 | 3437 | 3445 | 3454 | 3463 | 3472 | 3481 | 3491 | 3500 | 3509 | 3519 | 3529 | 3540 | 3550 | 3561 | 3571 | 3581 | 3592 | 3602 | 3612 | 3622 | 3633 | 3643 | 3653
NPgY | GSP | NG FES - Leading the Way | Number of domestic customers | THURCROFT | Leading the Way | Dem_BB001a | Number of | NPgY | Thurcroft |  | 93565 | 93993 | 94392 | 94773 | 95153 | 95513 | 95860 | 96204 | 96547 | 96890 | 97221 | 97550 | 97880 | 98208 | 98540 | 98868 | 99204 | 99545 | 99888 | 100231 | 100573 | 100908 | 101244 | 101579 | 101914 | 102249 | 102585 | 102920 | 103255
NPgY | GSP | NG FES - Leading the Way | Number of domestic customers | WEST MELTON / THORPE MARSH | Leading the Way | Dem_BB001a | Number of | NPgY | Thorpe Marsh |  | 174635 | 175376 | 176056 | 176695 | 177324 | 177910 | 178475 | 179044 | 179613 | 180180 | 180731 | 181285 | 181839 | 182395 | 182953 | 183505 | 184077 | 184656 | 185237 | 185812 | 186383 | 186941 | 187498 | 188055 | 188613 | 189170 | 189728 | 190285 | 190843
NPgY | GSP | NG FES - Leading the Way | Number of domestic customers | WEST MELTON SECTION 3 | Leading the Way | Dem_BB001a | Number of | NPgY | West Melton |  | 173432 | 174411 | 175349 | 176248 | 177131 | 177990 | 178825 | 179645 | 180453 | 181243 | 182013 | 182786 | 183549 | 184309 | 185062 | 185806 | 186559 | 187313 | 188064 | 188804 | 189533 | 190245 | 190957 | 191669 | 192381 | 193093 | 193805 | 194517 | 195229
NPgY | GSP | NG FES - Leading the Way | Number of domestic customers | WINCOBANK | Leading the Way | Dem_BB001a | Number of | NPgY | Wincobank |  | 7402 | 7437 | 7468 | 7498 | 7528 | 7556 | 7583 | 7609 | 7636 | 7663 | 7690 | 7717 | 7745 | 7772 | 7800 | 7828 | 7858 | 7888 | 7919 | 7949 | 7979 | 8009 | 8039 | 8069 | 8099 | 8128 | 8158 | 8188 | 8218
NPgN | GSP | NG FES - System Transformation | Number of domestic customers | BLYTH 66kV | System Transformation | Dem_BB001a | Number of | NPgN | Blyth 66kV |  | 104308 | 104683 | 105043 | 105381 | 105726 | 106034 | 106324 | 106593 | 106846 | 107090 | 107302 | 107503 | 107697 | 107871 | 108035 | 108175 | 108319 | 108467 | 108615 | 108766 | 108916 | 109061 | 109206 | 109351 | 109497 | 109642 | 109787 | 109932 | 110078
NPgN | GSP | NG FES - System Transformation | Number of domestic customers | BLYTH 132kV | System Transformation | Dem_BB001a | Number of | NPgN | Blyth 132kV |  | 28756 | 28836 | 28912 | 28981 | 29050 | 29109 | 29164 | 29214 | 29260 | 29304 | 29341 | 29378 | 29415 | 29445 | 29473 | 29496 | 29523 | 29550 | 29576 | 29602 | 29628 | 29654 | 29679 | 29704 | 29729 | 29754 | 29779 | 29805 | 29830
NPgN | GSP | NG FES - System Transformation | Number of domestic customers | FOURSTONES | System Transformation | Dem_BB001a | Number of | NPgN | Fourstones |  | 8216 | 8229 | 8241 | 8252 | 8263 | 8273 | 8281 | 8289 | 8296 | 8303 | 8309 | 8314 | 8319 | 8324 | 8328 | 8331 | 8335 | 8339 | 8342 | 8346 | 8350 | 8353 | 8356 | 8360 | 8363 | 8367 | 8370 | 8374 | 8377
NPgN | GSP | NG FES - System Transformation | Number of domestic customers | HARTMOOR | System Transformation | Dem_BB001a | Number of | NPgN | Hart Moor |  | 52752 | 52802 | 52840 | 52867 | 52896 | 52914 | 52929 | 52940 | 52946 | 52958 | 52962 | 52968 | 52975 | 52982 | 52993 | 52998 | 53006 | 53018 | 53030 | 53044 | 53054 | 53064 | 53073 | 53082 | 53091 | 53101 | 53110 | 53119 | 53128
NPgN | GSP | NG FES - System Transformation | Number of domestic customers | HAWTHORN PIT GRID | System Transformation | Dem_BB001a | Number of | NPgN | Hawthorn Pit |  | 66540 | 66669 | 66789 | 66904 | 67015 | 67114 | 67204 | 67285 | 67361 | 67432 | 67483 | 67528 | 67568 | 67610 | 67646 | 67673 | 67699 | 67731 | 67768 | 67808 | 67848 | 67887 | 67927 | 67966 | 68005 | 68044 | 68084 | 68123 | 68162
NPgN | GSP | NG FES - System Transformation | Number of domestic customers | KNARESBOROUGH | System Transformation | Dem_BB001a | Number of | NPgN | Knaresborough |  | 72715 | 72766 | 72788 | 72789 | 72781 | 72764 | 72750 | 72727 | 72706 | 72697 | 72692 | 72703 | 72718 | 72723 | 72740 | 72759 | 72803 | 72852 | 72906 | 72961 | 73022 | 73083 | 73145 | 73206 | 73268 | 73329 | 73391 | 73452 | 73514
NPgN | GSP | NG FES - System Transformation | Number of domestic customers | LACKENBY | System Transformation | Dem_BB001a | Number of | NPgN | Lackenby |  | 92452 | 92600 | 92730 | 92829 | 92925 | 93003 | 93079 | 93140 | 93186 | 93224 | 93248 | 93275 | 93301 | 93331 | 93351 | 93365 | 93387 | 93412 | 93444 | 93477 | 93513 | 93543 | 93573 | 93604 | 93634 | 93665 | 93695 | 93726 | 93756
NPgN | GSP | NG FES - System Transformation | Number of domestic customers | NORTON | System Transformation | Dem_BB001a | Number of | NPgN | Norton |  | 223557 | 223704 | 223817 | 223884 | 223927 | 223926 | 223917 | 223878 | 223846 | 223798 | 223721 | 223673 | 223631 | 223600 | 223575 | 223546 | 223553 | 223581 | 223623 | 223665 | 223712 | 223756 | 223800 | 223844 | 223889 | 223933 | 223977 | 224021 | 224065
NPgN | GSP | NG FES - System Transformation | Number of domestic customers | OFFERTON | System Transformation | Dem_BB001a | Number of | NPgN | Offerton |  | 35664 | 35664 | 35660 | 35653 | 35644 | 35632 | 35619 | 35605 | 35589 | 35570 | 35548 | 35528 | 35507 | 35487 | 35466 | 35443 | 35424 | 35408 | 35394 | 35381 | 35369 | 35358 | 35347 | 35335 | 35324 | 35313 | 35302 | 35291 | 35279
NPgN | GSP | NG FES - System Transformation | Number of domestic customers | OSBALDWICK | System Transformation | Dem_BB001a | Number of | NPgN | Osbaldwick |  | 142348 | 142724 | 143114 | 143521 | 143935 | 144340 | 144698 | 145028 | 145352 | 145669 | 145917 | 146105 | 146264 | 146448 | 146613 | 146723 | 146809 | 146926 | 147071 | 147235 | 147402 | 147574 | 147745 | 147917 | 148088 | 148260 | 148431 | 148603 | 148774
NPgN | GSP | NG FES - System Transformation | Number of domestic customers | POPPLETON | System Transformation | Dem_BB001a | Number of | NPgN | Poppleton |  | 24704 | 24730 | 24767 | 24815 | 24869 | 24926 | 24971 | 25013 | 25056 | 25103 | 25128 | 25135 | 25139 | 25152 | 25160 | 25153 | 25134 | 25127 | 25131 | 25141 | 25154 | 25170 | 25185 | 25201 | 25217 | 25232 | 25248 | 25264 | 25279
NPgN | GSP | NG FES - System Transformation | Number of domestic customers | SALTHOLME | System Transformation | Dem_BB001a | Number of | NPgN | Saltholme |  | 1326 | 1326 | 1326 | 1326 | 1325 | 1325 | 1324 | 1323 | 1323 | 1322 | 1321 | 1321 | 1320 | 1320 | 1319 | 1319 | 1318 | 1318 | 1318 | 1317 | 1317 | 1316 | 1316 | 1316 | 1315 | 1315 | 1314 | 1314 | 1313
NPgN | GSP | NG FES - System Transformation | Number of domestic customers | SOUTH SHIELDS | System Transformation | Dem_BB001a | Number of | NPgN | South Shields |  | 34527 | 34639 | 34746 | 34847 | 34945 | 35033 | 35118 | 35201 | 35280 | 35355 | 35428 | 35500 | 35571 | 35637 | 35703 | 35768 | 35833 | 35899 | 35964 | 36028 | 36092 | 36151 | 36210 | 36269 | 36328 | 36388 | 36447 | 36506 | 36565
NPgN | GSP | NG FES - System Transformation | Number of domestic customers | SPADEADAM | System Transformation | Dem_BB001a | Number of | NPgN | Spadeadam - Not in NG FES |  | 3631 | 3640 | 3649 | 3657 | 3666 | 3673 | 3679 | 3685 | 3690 | 3695 | 3700 | 3704 | 3708 | 3712 | 3715 | 3718 | 3721 | 3724 | 3727 | 3730 | 3733 | 3736 | 3739 | 3742 | 3745 | 3748 | 3751 | 3754 | 3757
NPgN | GSP | NG FES - System Transformation | Number of domestic customers | SPENNYMOOR | System Transformation | Dem_BB001a | Number of | NPgN | Spennymoor |  | 142493 | 142966 | 143420 | 143861 | 144294 | 144693 | 145063 | 145403 | 145730 | 146051 | 146306 | 146534 | 146748 | 146964 | 147164 | 147336 | 147497 | 147668 | 147852 | 148040 | 148227 | 148408 | 148589 | 148770 | 148952 | 149133 | 149314 | 149495 | 149676
NPgN | GSP | NG FES - System Transformation | Number of domestic customers | STELLA NORTH | System Transformation | Dem_BB001a | Number of | NPgN | Stella North |  | 122537 | 122668 | 122839 | 123057 | 123312 | 123593 | 123847 | 124094 | 124341 | 124595 | 124789 | 124935 | 125058 | 125190 | 125314 | 125386 | 125421 | 125468 | 125538 | 125627 | 125725 | 125825 | 125926 | 126026 | 126126 | 126227 | 126327 | 126427 | 126528
NPgN | GSP | NG FES - System Transformation | Number of domestic customers | STELLA SOUTH | System Transformation | Dem_BB001a | Number of | NPgN | Stella South |  | 83742 | 83946 | 84140 | 84323 | 84503 | 84665 | 84816 | 84954 | 85086 | 85214 | 85317 | 85412 | 85502 | 85589 | 85671 | 85739 | 85808 | 85883 | 85962 | 86043 | 86125 | 86204 | 86282 | 86361 | 86440 | 86519 | 86598 | 86677 | 86756
NPgN | GSP | NG FES - System Transformation | Number of domestic customers | TYNEMOUTH | System Transformation | Dem_BB001a | Number of | NPgN | Tynemouth 1 |  | 102343 | 102770 | 103187 | 103595 | 104013 | 104414 | 104792 | 105155 | 105506 | 105852 | 106161 | 106439 | 106707 | 106965 | 107215 | 107438 | 107652 | 107873 | 108097 | 108325 | 108553 | 108774 | 108996 | 109217 | 109438 | 109659 | 109880 | 110101 | 110323
NPgN | GSP | NG FES - System Transformation | Number of domestic customers | WEST BOLDON | System Transformation | Dem_BB001a | Number of | NPgN | West Boldon |  | 138912 | 139038 | 139159 | 139277 | 139397 | 139509 | 139611 | 139712 | 139810 | 139904 | 139982 | 140055 | 140123 | 140190 | 140259 | 140313 | 140370 | 140436 | 140511 | 140590 | 140673 | 140751 | 140830 | 140909 | 140987 | 141066 | 141145 | 141224 | 141302
NPgY | GSP | NG FES - System Transformation | Number of domestic customers | BRADFORD WEST | System Transformation | Dem_BB001a | Number of | NPgY | Bradford West |  | 239561 | 240111 | 240608 | 241034 | 241467 | 241858 | 242241 | 242621 | 243010 | 243388 | 243755 | 244134 | 244525 | 244925 | 245349 | 245773 | 246232 | 246714 | 247209 | 247715 | 248225 | 248730 | 249236 | 249741 | 250246 | 250752 | 251257 | 251762 | 252267
NPgY | GSP | NG FES - System Transformation | Number of domestic customers | CAMBLESFORTH | System Transformation | Dem_BB001a | Number of | NPgY | Camblesforth |  | 16864 | 16919 | 16968 | 17013 | 17055 | 17090 | 17121 | 17153 | 17181 | 17207 | 17228 | 17250 | 17272 | 17293 | 17313 | 17331 | 17351 | 17374 | 17397 | 17420 | 17444 | 17467 | 17490 | 17513 | 17536 | 17560 | 17583 | 17606 | 17629
NPgY | GSP | NG FES - System Transformation | Number of domestic customers | CREYKE BECK | System Transformation | Dem_BB001a | Number of | NPgY | Creyke Beck |  | 227974 | 228358 | 228720 | 229060 | 229387 | 229658 | 229917 | 230164 | 230395 | 230611 | 230790 | 230958 | 231127 | 231298 | 231459 | 231584 | 231725 | 231893 | 232077 | 232273 | 232475 | 232675 | 232876 | 233076 | 233276 | 233477 | 233677 | 233877 | 234078
NPgY | GSP | NG FES - System Transformation | Number of domestic customers | DRAX | System Transformation | Dem_BB001a | Number of | NPgY | Drax |  | 22249 | 22486 | 22712 | 22921 | 23114 | 23294 | 23466 | 23633 | 23794 | 23945 | 24088 | 24225 | 24356 | 24481 | 24606 | 24728 | 24854 | 24976 | 25097 | 25215 | 25332 | 25445 | 25559 | 25672 | 25786 | 25899 | 26012 | 26126 | 26239
NPgY | GSP | NG FES - System Transformation | Number of domestic customers | ELLAND | System Transformation | Dem_BB001a | Number of | NPgY | Elland |  | 186417 | 186890 | 187325 | 187726 | 188115 | 188471 | 188817 | 189158 | 189488 | 189811 | 190117 | 190438 | 190766 | 191101 | 191445 | 191792 | 192168 | 192559 | 192963 | 193374 | 193794 | 194213 | 194631 | 195050 | 195468 | 195887 | 196305 | 196724 | 197142
NPgY | GSP | NG FES - System Transformation | Number of domestic customers | FERRYBRIDGE A | System Transformation | Dem_BB001a | Number of | NPgY | Ferrybridge A |  | 56059 | 56524 | 56973 | 57403 | 57823 | 58231 | 58626 | 59011 | 59388 | 59754 | 60110 | 60464 | 60811 | 61154 | 61493 | 61826 | 62164 | 62500 | 62833 | 63161 | 63484 | 63799 | 64115 | 64430 | 64745 | 65060 | 65375 | 65690 | 66005
NPgY | GSP | NG FES - System Transformation | Number of domestic customers | FERRYBRIDGE B | System Transformation | Dem_BB001a | Number of | NPgY | Ferrybridge B (_M) |  | 125517 | 126215 | 126899 | 127569 | 128233 | 128887 | 129516 | 130129 | 130736 | 131326 | 131880 | 132413 | 132931 | 133446 | 133946 | 134421 | 134892 | 135367 | 135849 | 136328 | 136806 | 137278 | 137749 | 138221 | 138693 | 139164 | 139636 | 140107 | 140579
NPgY | GSP | NG FES - System Transformation | Number of domestic customers | GRIMSBY WEST | System Transformation | Dem_BB001a | Number of | NPgY | Grimsby West |  | 78987 | 78990 | 78956 | 78904 | 78853 | 78790 | 78724 | 78650 | 78583 | 78514 | 78451 | 78398 | 78350 | 78313 | 78278 | 78245 | 78229 | 78222 | 78221 | 78219 | 78220 | 78220 | 78219 | 78218 | 78218 | 78217 | 78216 | 78216 | 78215
NPgY | GSP | NG FES - System Transformation | Number of domestic customers | JORDANTHORPE | System Transformation | Dem_BB001a | Number of | NPgY | Jordanthorpe |  | 36241 | 36413 | 36587 | 36766 | 36951 | 37139 | 37318 | 37493 | 37671 | 37850 | 38015 | 38169 | 38318 | 38472 | 38620 | 38757 | 38884 | 39014 | 39148 | 39283 | 39419 | 39554 | 39688 | 39823 | 39958 | 40092 | 40227 | 40362 | 40497
NPgY | GSP | NG FES - System Transformation | Number of domestic customers | KEADBY | System Transformation | Dem_BB001a | Number of | NPgY | Keadby |  | 110976 | 111379 | 111746 | 112067 | 112369 | 112630 | 112879 | 113110 | 113329 | 113539 | 113726 | 113915 | 114104 | 114281 | 114465 | 114640 | 114829 | 115023 | 115214 | 115407 | 115603 | 115794 | 115986 | 116177 | 116368 | 116560 | 116751 | 116942 | 117134
NPgY | GSP | NG FES - System Transformation | Number of domestic customers | KIRKSTALL B | System Transformation | Dem_BB001a | Number of | NPgY | Kirkstall B |  | 115929 | 116239 | 116565 | 116914 | 117288 | 117680 | 118051 | 118416 | 118790 | 119161 | 119475 | 119750 | 120011 | 120282 | 120529 | 120733 | 120912 | 121109 | 121326 | 121552 | 121787 | 122029 | 122271 | 122513 | 122755 | 122996 | 123238 | 123480 | 123722
NPgY | GSP | NG FES - System Transformation | Number of domestic customers | NEEPSEND | System Transformation | Dem_BB001a | Number of | NPgY | Neepsend |  | 50263 | 50491 | 50725 | 50970 | 51226 | 51489 | 51739 | 51984 | 52236 | 52490 | 52721 | 52933 | 53139 | 53350 | 53551 | 53732 | 53895 | 54063 | 54238 | 54416 | 54593 | 54770 | 54947 | 55124 | 55301 | 55477 | 55654 | 55831 | 56008
NPgY | GSP | NG FES - System Transformation | Number of domestic customers | NORTON LEES | System Transformation | Dem_BB001a | Number of | NPgY | Norton Lees |  | 50141 | 50351 | 50567 | 50793 | 51028 | 51271 | 51501 | 51727 | 51959 | 52193 | 52406 | 52601 | 52790 | 52985 | 53170 | 53337 | 53486 | 53641 | 53802 | 53965 | 54129 | 54292 | 54454 | 54617 | 54779 | 54942 | 55105 | 55267 | 55430
NPgY | GSP | NG FES - System Transformation | Number of domestic customers | PITSMOOR 3/4 | System Transformation | Dem_BB001a | Number of | NPgY | Pitsmoor |  | 21526 | 21629 | 21735 | 21846 | 21962 | 22081 | 22194 | 22305 | 22419 | 22534 | 22638 | 22734 | 22827 | 22923 | 23014 | 23096 | 23170 | 23246 | 23326 | 23406 | 23487 | 23567 | 23647 | 23727 | 23807 | 23887 | 23967 | 24047 | 24128
NPgY | GSP | NG FES - System Transformation | Number of domestic customers | SALTEND NORTH | System Transformation | Dem_BB001a | Number of | NPgY | Saltend North |  | 30871 | 30908 | 30943 | 30977 | 31011 | 31040 | 31068 | 31094 | 31120 | 31145 | 31167 | 31186 | 31205 | 31226 | 31245 | 31260 | 31276 | 31295 | 31317 | 31340 | 31364 | 31388 | 31412 | 31436 | 31459 | 31483 | 31507 | 31531 | 31555
NPgY | GSP | NG FES - System Transformation | Number of domestic customers | SHEFFIELD CITY | System Transformation | Dem_BB001a | Number of | NPgY | Sheffield City |  | 26254 | 26360 | 26468 | 26582 | 26700 | 26822 | 26938 | 27052 | 27169 | 27287 | 27394 | 27492 | 27587 | 27685 | 27778 | 27862 | 27937 | 28015 | 28096 | 28178 | 28260 | 28342 | 28424 | 28505 | 28587 | 28669 | 28751 | 28832 | 28914
NPgY | GSP | NG FES - System Transformation | Number of domestic customers | SKELTON GRANGE | System Transformation | Dem_BB001a | Number of | NPgY | Skelton Grange |  | 284831 | 285766 | 286688 | 287607 | 288547 | 289482 | 290376 | 291256 | 292138 | 293008 | 293792 | 294530 | 295251 | 295986 | 296696 | 297347 | 297988 | 298660 | 299365 | 300085 | 300819 | 301557 | 302294 | 303032 | 303769 | 304507 | 305244 | 305982 | 306719
NPgY | GSP | NG FES - System Transformation | Number of domestic customers | TEMPLEBOROUGH 275/33KV | System Transformation | Dem_BB001a | Number of | NPgY | Templeborough |  | 3376 | 3388 | 3399 | 3409 | 3418 | 3428 | 3437 | 3445 | 3454 | 3463 | 3472 | 3481 | 3491 | 3500 | 3509 | 3519 | 3529 | 3540 | 3550 | 3561 | 3571 | 3581 | 3592 | 3602 | 3612 | 3622 | 3633 | 3643 | 3653
NPgY | GSP | NG FES - System Transformation | Number of domestic customers | THURCROFT | System Transformation | Dem_BB001a | Number of | NPgY | Thurcroft |  | 93565 | 93993 | 94392 | 94773 | 95153 | 95513 | 95860 | 96204 | 96547 | 96890 | 97221 | 97550 | 97880 | 98208 | 98540 | 98868 | 99204 | 99545 | 99888 | 100231 | 100573 | 100908 | 101244 | 101579 | 101914 | 102249 | 102585 | 102920 | 103255
NPgY | GSP | NG FES - System Transformation | Number of domestic customers | WEST MELTON / THORPE MARSH | System Transformation | Dem_BB001a | Number of | NPgY | Thorpe Marsh |  | 174635 | 175376 | 176056 | 176695 | 177324 | 177910 | 178475 | 179044 | 179613 | 180180 | 180731 | 181285 | 181839 | 182395 | 182953 | 183505 | 184077 | 184656 | 185237 | 185812 | 186383 | 186941 | 187498 | 188055 | 188613 | 189170 | 189728 | 190285 | 190843
NPgY | GSP | NG FES - System Transformation | Number of domestic customers | WEST MELTON SECTION 3 | System Transformation | Dem_BB001a | Number of | NPgY | West Melton |  | 173432 | 174411 | 175349 | 176248 | 177131 | 177990 | 178825 | 179645 | 180453 | 181243 | 182013 | 182786 | 183549 | 184309 | 185062 | 185806 | 186559 | 187313 | 188064 | 188804 | 189533 | 190245 | 190957 | 191669 | 192381 | 193093 | 193805 | 194517 | 195229
NPgY | GSP | NG FES - System Transformation | Number of domestic customers | WINCOBANK | System Transformation | Dem_BB001a | Number of | NPgY | Wincobank |  | 7402 | 7437 | 7468 | 7498 | 7528 | 7556 | 7583 | 7609 | 7636 | 7663 | 7690 | 7717 | 7745 | 7772 | 7800 | 7828 | 7858 | 7888 | 7919 | 7949 | 7979 | 8009 | 8039 | 8069 | 8099 | 8128 | 8158 | 8188 | 8218
NPgN | GSP | NPg Best View | Number of electric cars (hybrid and full electric) | BLYTH 66kV | NPg Best View (Not in FES) | Lct_BB002a_NPgSubComponent | Number of | NPgN | Blyth 66kV |  | 1854 | 3542 | 7346 | 12386 | 19526 | 26358 | 33630 | 41112 | 49729 | 58217 | 66072 | 73290 | 79861 | 85434 | 89986 | 94016 | 97542 | 100512 | 102792 | 104547 | 105869 | 106743 | 107230 | 107396 | 107227 | 106824 | 106192 | 105293 | 104050
NPgN | GSP | NPg Best View | Number of electric cars (hybrid and full electric) | BLYTH 132kV | NPg Best View (Not in FES) | Lct_BB002a_NPgSubComponent | Number of | NPgN | Blyth 132kV |  | 664 | 1242 | 2518 | 4146 | 6380 | 8403 | 10558 | 12769 | 15308 | 17808 | 20124 | 22253 | 24191 | 25835 | 27178 | 28367 | 29408 | 30284 | 30956 | 31474 | 31863 | 32120 | 32262 | 32309 | 32257 | 32134 | 31943 | 31671 | 31295
NPgN | GSP | NPg Best View | Number of electric cars (hybrid and full electric) | FOURSTONES | NPg Best View (Not in FES) | Lct_BB002a_NPgSubComponent | Number of | NPgN | Fourstones |  | 262 | 475 | 934 | 1487 | 2206 | 2791 | 3416 | 4054 | 4781 | 5498 | 6162 | 6773 | 7330 | 7803 | 8188 | 8530 | 8830 | 9082 | 9275 | 9423 | 9535 | 9608 | 9648 | 9660 | 9644 | 9606 | 9548 | 9466 | 9353
NPgN | GSP | NPg Best View | Number of electric cars (hybrid and full electric) | HARTMOOR | NPg Best View (Not in FES) | Lct_BB002a_NPgSubComponent | Number of | NPgN | Hart Moor |  | 575 | 1156 | 2518 | 4449 | 7335 | 10335 | 13523 | 16815 | 20625 | 24377 | 27845 | 31032 | 33931 | 36390 | 38399 | 40176 | 41730 | 43040 | 44047 | 44822 | 45407 | 45794 | 46012 | 46089 | 46020 | 45850 | 45582 | 45199 | 44668
NPgN | GSP | NPg Best View | Number of electric cars (hybrid and full electric) | HAWTHORN PIT GRID | NPg Best View (Not in FES) | Lct_BB002a_NPgSubComponent | Number of | NPgN | Hawthorn Pit |  | 753 | 1509 | 3279 | 5779 | 9509 | 13371 | 17475 | 21714 | 26618 | 31448 | 35912 | 40014 | 43747 | 46911 | 49497 | 51785 | 53786 | 55472 | 56768 | 57766 | 58519 | 59017 | 59297 | 59397 | 59307 | 59087 | 58742 | 58248 | 57565
NPgN | GSP | NPg Best View | Number of electric cars (hybrid and full electric) | KNARESBOROUGH | NPg Best View (Not in FES) | Lct_BB002a_NPgSubComponent | Number of | NPgN | Knaresborough |  | 2667 | 4861 | 9595 | 15347 | 22876 | 29111 | 35767 | 42562 | 50320 | 57960 | 65049 | 71564 | 77502 | 82539 | 86653 | 90298 | 93490 | 96176 | 98232 | 99814 | 101005 | 101787 | 102215 | 102348 | 102174 | 101778 | 101164 | 100296 | 99098
NPgN | GSP | NPg Best View | Number of electric cars (hybrid and full electric) | LACKENBY | NPg Best View (Not in FES) | Lct_BB002a_NPgSubComponent | Number of | NPgN | Lackenby |  | 1036 | 2094 | 4585 | 8140 | 13483 | 19073 | 25014 | 31152 | 38255 | 45254 | 51719 | 57662 | 63068 | 67651 | 71397 | 74710 | 77608 | 80051 | 81928 | 83374 | 84464 | 85186 | 85592 | 85738 | 85609 | 85293 | 84794 | 84082 | 83096
NPgN | GSP | NPg Best View | Number of electric cars (hybrid and full electric) | NORTON | NPg Best View (Not in FES) | Lct_BB002a_NPgSubComponent | Number of | NPgN | Norton |  | 3624 | 7081 | 15016 | 25876 | 41677 | 57448 | 74221 | 91513 | 111477 | 131143 | 149327 | 166040 | 181247 | 194144 | 204680 | 214004 | 222161 | 229034 | 234314 | 238378 | 241441 | 243469 | 244602 | 244999 | 244622 | 243709 | 242276 | 240233 | 237406
NPgN | GSP | NPg Best View | Number of electric cars (hybrid and full electric) | OFFERTON | NPg Best View (Not in FES) | Lct_BB002a_NPgSubComponent | Number of | NPgN | Offerton |  | 332 | 679 | 1501 | 2689 | 4490 | 6397 | 8424 | 10519 | 12946 | 15336 | 17544 | 19574 | 21420 | 22985 | 24264 | 25395 | 26385 | 27219 | 27860 | 28354 | 28726 | 28973 | 29112 | 29162 | 29119 | 29011 | 28842 | 28600 | 28265
NPgN | GSP | NPg Best View | Number of electric cars (hybrid and full electric) | OSBALDWICK | NPg Best View (Not in FES) | Lct_BB002a_NPgSubComponent | Number of | NPgN | Osbaldwick |  | 2674 | 5064 | 10411 | 17394 | 27168 | 36335 | 46096 | 56128 | 67670 | 79040 | 89563 | 99235 | 108041 | 115508 | 121609 | 127010 | 131736 | 135717 | 138771 | 141123 | 142894 | 144063 | 144713 | 144933 | 144702 | 144155 | 143301 | 142085 | 140405
NPgN | GSP | NPg Best View | Number of electric cars (hybrid and full electric) | POPPLETON | NPg Best View (Not in FES) | Lct_BB002a_NPgSubComponent | Number of | NPgN | Poppleton |  | 479 | 896 | 1816 | 2991 | 4603 | 6063 | 7619 | 9214 | 11047 | 12851 | 14523 | 16059 | 17458 | 18644 | 19613 | 20472 | 21223 | 21855 | 22340 | 22714 | 22995 | 23180 | 23283 | 23317 | 23279 | 23191 | 23052 | 22856 | 22585
NPgN | GSP | NPg Best View | Number of electric cars (hybrid and full electric) | SALTHOLME | NPg Best View (Not in FES) | Lct_BB002a_NPgSubComponent | Number of | NPgN | Saltholme |  | 13 | 26 | 57 | 103 | 172 | 246 | 325 | 406 | 499 | 592 | 677 | 756 | 827 | 888 | 937 | 981 | 1019 | 1051 | 1076 | 1095 | 1110 | 1119 | 1125 | 1127 | 1125 | 1121 | 1114 | 1105 | 1092
NPgN | GSP | NPg Best View | Number of electric cars (hybrid and full electric) | SOUTH SHIELDS | NPg Best View (Not in FES) | Lct_BB002a_NPgSubComponent | Number of | NPgN | South Shields |  | 354 | 704 | 1519 | 2659 | 4349 | 6081 | 7923 | 9823 | 12021 | 14186 | 16187 | 18026 | 19699 | 21117 | 22276 | 23302 | 24199 | 24955 | 25536 | 25983 | 26320 | 26544 | 26669 | 26713 | 26673 | 26574 | 26418 | 26196 | 25888
NPgN | GSP | NPg Best View | Number of electric cars (hybrid and full electric) | SPADEADAM | NPg Best View (Not in FES) | Lct_BB002a_NPgSubComponent | Number of | NPgN | Spadeadam - Not in NG FES |  | 70 | 134 | 277 | 466 | 733 | 987 | 1258 | 1536 | 1856 | 2171 | 2463 | 2731 | 2975 | 3182 | 3351 | 3501 | 3632 | 3742 | 3827 | 3892 | 3941 | 3974 | 3992 | 3998 | 3992 | 3977 | 3953 | 3920 | 3873
NPgN | GSP | NPg Best View | Number of electric cars (hybrid and full electric) | SPENNYMOOR | NPg Best View (Not in FES) | Lct_BB002a_NPgSubComponent | Number of | NPgN | Spennymoor |  | 2254 | 4351 | 9123 | 15545 | 24765 | 33777 | 43367 | 53243 | 64632 | 75851 | 86228 | 95766 | 104446 | 111807 | 117820 | 123143 | 127799 | 131723 | 134735 | 137055 | 138802 | 139958 | 140603 | 140826 | 140607 | 140080 | 139254 | 138078 | 136450
NPgN | GSP | NPg Best View | Number of electric cars (hybrid and full electric) | STELLA NORTH | NPg Best View (Not in FES) | Lct_BB002a_NPgSubComponent | Number of | NPgN | Stella North |  | 1855 | 3489 | 7124 | 11816 | 18318 | 24312 | 30697 | 37253 | 44788 | 52211 | 59083 | 65400 | 71151 | 76028 | 80013 | 83541 | 86629 | 89229 | 91223 | 92759 | 93915 | 94678 | 95101 | 95243 | 95090 | 94729 | 94166 | 93366 | 92260
NPgN | GSP | NPg Best View | Number of electric cars (hybrid and full electric) | STELLA SOUTH | NPg Best View (Not in FES) | Lct_BB002a_NPgSubComponent | Number of | NPgN | Stella South |  | 1466 | 2787 | 5751 | 9646 | 15125 | 20309 | 25827 | 31502 | 38033 | 44467 | 50421 | 55894 | 60876 | 65101 | 68552 | 71608 | 74281 | 76533 | 78262 | 79592 | 80594 | 81256 | 81624 | 81750 | 81620 | 81312 | 80831 | 80146 | 79199
NPgN | GSP | NPg Best View | Number of electric cars (hybrid and full electric) | TYNEMOUTH | NPg Best View (Not in FES) | Lct_BB002a_NPgSubComponent | Number of | NPgN | Tynemouth 1 |  | 1489 | 2851 | 5927 | 10016 | 15826 | 21412 | 27357 | 33475 | 40523 | 47466 | 53890 | 59794 | 65168 | 69725 | 73449 | 76744 | 79628 | 82057 | 83922 | 85357 | 86439 | 87154 | 87552 | 87689 | 87551 | 87222 | 86706 | 85973 | 84958
NPgN | GSP | NPg Best View | Number of electric cars (hybrid and full electric) | WEST BOLDON | NPg Best View (Not in FES) | Lct_BB002a_NPgSubComponent | Number of | NPgN | West Boldon |  | 1713 | 3325 | 7008 | 12005 | 19224 | 26353 | 33936 | 41749 | 50765 | 59646 | 67859 | 75407 | 82277 | 88102 | 92861 | 97073 | 100758 | 103863 | 106248 | 108083 | 109466 | 110382 | 110893 | 111071 | 110899 | 110484 | 109834 | 108907 | 107624
NPgY | GSP | NPg Best View | Number of electric cars (hybrid and full electric) | BRADFORD WEST | NPg Best View (Not in FES) | Lct_BB002a_NPgSubComponent | Number of | NPgY | Bradford West |  | 6486 | 10538 | 18895 | 29218 | 43438 | 58300 | 74120 | 90396 | 109143 | 127400 | 144279 | 159778 | 173872 | 185795 | 195702 | 204472 | 212145 | 218610 | 223571 | 227391 | 230269 | 232171 | 233230 | 233593 | 233225 | 232348 | 230975 | 229020 | 226316
NPgY | GSP | NPg Best View | Number of electric cars (hybrid and full electric) | CAMBLESFORTH | NPg Best View (Not in FES) | Lct_BB002a_NPgSubComponent | Number of | NPgY | Camblesforth |  | 256 | 479 | 975 | 1688 | 2779 | 4082 | 5465 | 6900 | 8566 | 10189 | 11685 | 13059 | 14307 | 15363 | 16240 | 17016 | 17695 | 18267 | 18707 | 19046 | 19302 | 19472 | 19568 | 19604 | 19576 | 19504 | 19391 | 19230 | 19006
NPgY | GSP | NPg Best View | Number of electric cars (hybrid and full electric) | CREYKE BECK | NPg Best View (Not in FES) | Lct_BB002a_NPgSubComponent | Number of | NPgY | Creyke Beck |  | 3466 | 6238 | 12279 | 20693 | 33315 | 48046 | 63692 | 79893 | 98689 | 116996 | 133884 | 149392 | 163478 | 175394 | 185298 | 194057 | 201716 | 208176 | 213144 | 216969 | 219855 | 221770 | 222851 | 223247 | 222922 | 222105 | 220815 | 218970 | 216411
NPgY | GSP | NPg Best View | Number of electric cars (hybrid and full electric) | DRAX | NPg Best View (Not in FES) | Lct_BB002a_NPgSubComponent | Number of | NPgY | Drax |  | 452 | 812 | 1594 | 2681 | 4310 | 6207 | 8223 | 10309 | 12730 | 15087 | 17262 | 19259 | 21073 | 22608 | 23883 | 25011 | 25997 | 26829 | 27469 | 27962 | 28333 | 28580 | 28719 | 28770 | 28728 | 28623 | 28456 | 28219 | 27889
NPgY | GSP | NPg Best View | Number of electric cars (hybrid and full electric) | ELLAND | NPg Best View (Not in FES) | Lct_BB002a_NPgSubComponent | Number of | NPgY | Elland |  | 3361 | 5819 | 11079 | 18139 | 28473 | 40182 | 52624 | 65487 | 80383 | 94890 | 108281 | 120577 | 131749 | 141200 | 149055 | 156003 | 162080 | 167203 | 171142 | 174174 | 176461 | 177977 | 178829 | 179137 | 178871 | 178210 | 177171 | 175685 | 173627
NPgY | GSP | NPg Best View | Number of electric cars (hybrid and full electric) | FERRYBRIDGE A | NPg Best View (Not in FES) | Lct_BB002a_NPgSubComponent | Number of | NPgY | Ferrybridge A |  | 1011 | 1779 | 3436 | 5697 | 9044 | 12888 | 16973 | 21198 | 26096 | 30866 | 35268 | 39310 | 42982 | 46088 | 48670 | 50953 | 52950 | 54634 | 55929 | 56926 | 57677 | 58176 | 58457 | 58559 | 58473 | 58258 | 57919 | 57434 | 56762
NPgY | GSP | NPg Best View | Number of electric cars (hybrid and full electric) | FERRYBRIDGE B | NPg Best View (Not in FES) | Lct_BB002a_NPgSubComponent | Number of | NPgY | Ferrybridge B (_M) |  | 5063 | 7995 | 13917 | 20872 | 30059 | 39076 | 48686 | 58535 | 69826 | 80822 | 91002 | 100350 | 108855 | 116051 | 122030 | 127325 | 131960 | 135862 | 138853 | 141155 | 142888 | 144031 | 144661 | 144868 | 144630 | 144078 | 143217 | 141996 | 140309
NPgY | GSP | NPg Best View | Number of electric cars (hybrid and full electric) | GRIMSBY WEST | NPg Best View (Not in FES) | Lct_BB002a_NPgSubComponent | Number of | NPgY | Grimsby West |  | 1080 | 1976 | 3942 | 6719 | 10920 | 15873 | 21133 | 26582 | 32908 | 39069 | 44752 | 49970 | 54710 | 58719 | 62051 | 64998 | 67575 | 69748 | 71420 | 72707 | 73678 | 74323 | 74688 | 74822 | 74714 | 74440 | 74009 | 73391 | 72535
NPgY | GSP | NPg Best View | Number of electric cars (hybrid and full electric) | JORDANTHORPE | NPg Best View (Not in FES) | Lct_BB002a_NPgSubComponent | Number of | NPgY | Jordanthorpe |  | 828 | 1367 | 2491 | 3912 | 5907 | 8048 | 10325 | 12671 | 15379 | 18016 | 20452 | 22689 | 24723 | 26444 | 27874 | 29139 | 30246 | 31179 | 31895 | 32447 | 32862 | 33137 | 33291 | 33344 | 33293 | 33168 | 32973 | 32695 | 32310
NPgY | GSP | NPg Best View | Number of electric cars (hybrid and full electric) | KEADBY | NPg Best View (Not in FES) | Lct_BB002a_NPgSubComponent | Number of | NPgY | Keadby |  | 1889 | 3454 | 6887 | 11729 | 19054 | 27685 | 36849 | 46344 | 57366 | 68102 | 78003 | 87096 | 95354 | 102340 | 108146 | 113281 | 117770 | 121557 | 124471 | 126714 | 128405 | 129529 | 130164 | 130398 | 130209 | 129733 | 128981 | 127904 | 126411
NPgY | GSP | NPg Best View | Number of electric cars (hybrid and full electric) | KIRKSTALL B | NPg Best View (Not in FES) | Lct_BB002a_NPgSubComponent | Number of | NPgY | Kirkstall B |  | 12053 | 17827 | 28794 | 39595 | 51485 | 59462 | 68052 | 76589 | 86030 | 95219 | 103820 | 111719 | 118942 | 125058 | 130134 | 134647 | 138611 | 141929 | 144446 | 146382 | 147831 | 148764 | 149244 | 149332 | 149023 | 148401 | 147455 | 146138 | 144336
NPgY | GSP | NPg Best View | Number of electric cars (hybrid and full electric) | NEEPSEND | NPg Best View (Not in FES) | Lct_BB002a_NPgSubComponent | Number of | NPgY | Neepsend |  | 1077 | 1775 | 3228 | 5062 | 7632 | 10381 | 13305 | 16318 | 19795 | 23180 | 26309 | 29182 | 31793 | 34002 | 35838 | 37463 | 38885 | 40082 | 41002 | 41710 | 42244 | 42597 | 42794 | 42863 | 42797 | 42636 | 42385 | 42028 | 41533
NPgY | GSP | NPg Best View | Number of electric cars (hybrid and full electric) | NORTON LEES | NPg Best View (Not in FES) | Lct_BB002a_NPgSubComponent | Number of | NPgY | Norton Lees |  | 883 | 1497 | 2798 | 4504 | 6962 | 9690 | 12591 | 15586 | 19051 | 22424 | 25540 | 28400 | 31000 | 33199 | 35027 | 36644 | 38058 | 39250 | 40166 | 40872 | 41403 | 41756 | 41953 | 42024 | 41960 | 41805 | 41560 | 41211 | 40727
NPgY | GSP | NPg Best View | Number of electric cars (hybrid and full electric) | PITSMOOR 3/4 | NPg Best View (Not in FES) | Lct_BB002a_NPgSubComponent | Number of | NPgY | Pitsmoor |  | 317 | 555 | 1066 | 1759 | 2780 | 3947 | 5187 | 6470 | 7956 | 9403 | 10739 | 11965 | 13080 | 14022 | 14806 | 15499 | 16105 | 16616 | 17009 | 17311 | 17539 | 17691 | 17776 | 17807 | 17780 | 17715 | 17612 | 17464 | 17260
NPgY | GSP | NPg Best View | Number of electric cars (hybrid and full electric) | SALTEND NORTH | NPg Best View (Not in FES) | Lct_BB002a_NPgSubComponent | Number of | NPgY | Saltend North |  | 294 | 590 | 1262 | 2268 | 3846 | 5782 | 7835 | 9967 | 12448 | 14865 | 17092 | 19137 | 20994 | 22565 | 23871 | 25025 | 26034 | 26886 | 27541 | 28046 | 28427 | 28680 | 28824 | 28878 | 28837 | 28732 | 28567 | 28330 | 28000
NPgY | GSP | NPg Best View | Number of electric cars (hybrid and full electric) | SHEFFIELD CITY | NPg Best View (Not in FES) | Lct_BB002a_NPgSubComponent | Number of | NPgY | Sheffield City |  | 317 | 576 | 1145 | 1945 | 3151 | 4570 | 6076 | 7636 | 9447 | 11211 | 12838 | 14332 | 15689 | 16836 | 17790 | 18634 | 19372 | 19994 | 20473 | 20841 | 21119 | 21304 | 21408 | 21447 | 21415 | 21337 | 21213 | 21036 | 20791
NPgY | GSP | NPg Best View | Number of electric cars (hybrid and full electric) | SKELTON GRANGE | NPg Best View (Not in FES) | Lct_BB002a_NPgSubComponent | Number of | NPgY | Skelton Grange |  | 11096 | 17408 | 30091 | 44789 | 63978 | 82461 | 102170 | 122341 | 145436 | 167925 | 188754 | 207881 | 225287 | 240014 | 252250 | 263088 | 272576 | 280561 | 286681 | 291391 | 294935 | 297270 | 298555 | 298969 | 298472 | 297328 | 295546 | 293020 | 289534
NPgY | GSP | NPg Best View | Number of electric cars (hybrid and full electric) | TEMPLEBOROUGH 275/33KV | NPg Best View (Not in FES) | Lct_BB002a_NPgSubComponent | Number of | NPgY | Templeborough |  | 56 | 99 | 191 | 318 | 506 | 723 | 953 | 1191 | 1466 | 1735 | 1983 | 2211 | 2418 | 2592 | 2738 | 2867 | 2979 | 3074 | 3147 | 3203 | 3245 | 3273 | 3289 | 3295 | 3290 | 3278 | 3259 | 3232 | 3194
NPgY | GSP | NPg Best View | Number of electric cars (hybrid and full electric) | THURCROFT | NPg Best View (Not in FES) | Lct_BB002a_NPgSubComponent | Number of | NPgY | Thurcroft |  | 1294 | 2375 | 4750 | 8110 | 13202 | 19215 | 25600 | 32216 | 39897 | 47377 | 54277 | 60613 | 66367 | 71235 | 75281 | 78859 | 81987 | 84626 | 86656 | 88219 | 89398 | 90181 | 90623 | 90787 | 90656 | 90324 | 89801 | 89052 | 88012
NPgY | GSP | NPg Best View | Number of electric cars (hybrid and full electric) | WEST MELTON / THORPE MARSH | NPg Best View (Not in FES) | Lct_BB002a_NPgSubComponent | Number of | NPgY | Thorpe Marsh |  | 3493 | 5970 | 11234 | 18197 | 28289 | 39583 | 51588 | 63988 | 78338 | 92313 | 105216 | 117063 | 127830 | 136937 | 144506 | 151203 | 157059 | 161997 | 165791 | 168713 | 170916 | 172376 | 173195 | 173489 | 173228 | 172587 | 171578 | 170138 | 168142
NPgY | GSP | NPg Best View | Number of electric cars (hybrid and full electric) | WEST MELTON SECTION 3 | NPg Best View (Not in FES) | Lct_BB002a_NPgSubComponent | Number of | NPgY | West Melton |  | 4061 | 6744 | 12358 | 19522 | 29641 | 40589 | 52235 | 64241 | 78103 | 91604 | 104076 | 115529 | 125939 | 134746 | 142065 | 148541 | 154207 | 158981 | 162649 | 165472 | 167600 | 169008 | 169796 | 170072 | 169811 | 169177 | 168183 | 166765 | 164803
NPgY | GSP | NPg Best View | Number of electric cars (hybrid and full electric) | WINCOBANK | NPg Best View (Not in FES) | Lct_BB002a_NPgSubComponent | Number of | NPgY | Wincobank |  | 70 | 141 | 301 | 543 | 921 | 1386 | 1879 | 2391 | 2987 | 3567 | 4102 | 4593 | 5039 | 5416 | 5729 | 6007 | 6249 | 6453 | 6611 | 6732 | 6823 | 6884 | 6919 | 6932 | 6922 | 6897 | 6857 | 6800 | 6721
NPgN | GSP | NG FES - Consumer Transformation | Number of electric cars (hybrid and full electric) | BLYTH 66kV | Consumer Transformation | Lct_BB002a_NPgSubComponent | Number of | NPgN | Blyth 66kV |  | 1856 | 3629 | 7579 | 12904 | 20592 | 27933 | 35691 | 43668 | 52821 | 61861 | 70406 | 78405 | 85915 | 92177 | 97427 | 102193 | 106470 | 110198 | 113355 | 115670 | 117490 | 118898 | 119959 | 120758 | 121147 | 121405 | 121607 | 121724 | 121786
NPgN | GSP | NG FES - Consumer Transformation | Number of electric cars (hybrid and full electric) | BLYTH 132kV | Consumer Transformation | Lct_BB002a_NPgSubComponent | Number of | NPgN | Blyth 132kV |  | 665 | 1272 | 2597 | 4320 | 6728 | 8908 | 11205 | 13562 | 16253 | 18911 | 21428 | 23787 | 26003 | 27850 | 29399 | 30806 | 32068 | 33169 | 34101 | 34784 | 35321 | 35736 | 36049 | 36283 | 36398 | 36472 | 36530 | 36562 | 36578
NPgN | GSP | NG FES - Consumer Transformation | Number of electric cars (hybrid and full electric) | FOURSTONES | Consumer Transformation | Lct_BB002a_NPgSubComponent | Number of | NPgN | Fourstones |  | 262 | 487 | 963 | 1549 | 2326 | 2961 | 3625 | 4305 | 5073 | 5831 | 6552 | 7229 | 7867 | 8397 | 8842 | 9247 | 9610 | 9927 | 10195 | 10392 | 10546 | 10665 | 10754 | 10821 | 10854 | 10874 | 10890 | 10898 | 10901
NPgN | GSP | NG FES - Consumer Transformation | Number of electric cars (hybrid and full electric) | HARTMOOR | Consumer Transformation | Lct_BB002a_NPgSubComponent | Number of | NPgN | Hart Moor |  | 576 | 1185 | 2598 | 4634 | 7736 | 10945 | 14352 | 17865 | 21920 | 25928 | 29704 | 33236 | 36548 | 39312 | 41628 | 43730 | 45614 | 47257 | 48648 | 49669 | 50473 | 51095 | 51564 | 51918 | 52091 | 52208 | 52301 | 52357 | 52390
NPgN | GSP | NG FES - Consumer Transformation | Number of electric cars (hybrid and full electric) | HAWTHORN PIT GRID | Consumer Transformation | Lct_BB002a_NPgSubComponent | Number of | NPgN | Hawthorn Pit |  | 754 | 1547 | 3383 | 6021 | 10028 | 14161 | 18547 | 23069 | 28289 | 33447 | 38308 | 42855 | 47117 | 50675 | 53658 | 56363 | 58788 | 60904 | 62694 | 64009 | 65043 | 65844 | 66447 | 66903 | 67126 | 67276 | 67395 | 67468 | 67510
NPgN | GSP | NG FES - Consumer Transformation | Number of electric cars (hybrid and full electric) | KNARESBOROUGH | Consumer Transformation | Lct_BB002a_NPgSubComponent | Number of | NPgN | Knaresborough |  | 2670 | 4981 | 9899 | 15989 | 24124 | 30880 | 37957 | 45195 | 53395 | 61487 | 69182 | 76401 | 83196 | 88851 | 93593 | 97908 | 101783 | 105159 | 108019 | 110112 | 111756 | 113027 | 113981 | 114697 | 115042 | 115263 | 115432 | 115518 | 115550
NPgN | GSP | NG FES - Consumer Transformation | Number of electric cars (hybrid and full electric) | LACKENBY | Consumer Transformation | Lct_BB002a_NPgSubComponent | Number of | NPgN | Lackenby |  | 1037 | 2146 | 4731 | 8481 | 14219 | 20198 | 26548 | 33096 | 40661 | 48135 | 55178 | 61764 | 67937 | 73091 | 77411 | 81329 | 84841 | 87905 | 90498 | 92402 | 93900 | 95060 | 95934 | 96594 | 96918 | 97136 | 97310 | 97416 | 97478
NPgN | GSP | NG FES - Consumer Transformation | Number of electric cars (hybrid and full electric) | NORTON | Consumer Transformation | Lct_BB002a_NPgSubComponent | Number of | NPgN | Norton |  | 3628 | 7255 | 15493 | 26957 | 43952 | 60861 | 78772 | 97215 | 118446 | 139418 | 159212 | 177734 | 195107 | 209604 | 221755 | 232782 | 242672 | 251296 | 258597 | 263954 | 268166 | 271428 | 273886 | 275738 | 276645 | 277249 | 277727 | 278011 | 278170
NPgN | GSP | NG FES - Consumer Transformation | Number of electric cars (hybrid and full electric) | OFFERTON | Consumer Transformation | Lct_BB002a_NPgSubComponent | Number of | NPgN | Offerton |  | 332 | 695 | 1549 | 2801 | 4735 | 6774 | 8941 | 11176 | 13761 | 16315 | 18721 | 20970 | 23078 | 24838 | 26313 | 27651 | 28850 | 29896 | 30781 | 31431 | 31943 | 32339 | 32638 | 32863 | 32974 | 33049 | 33108 | 33145 | 33167
NPgN | GSP | NG FES - Consumer Transformation | Number of electric cars (hybrid and full electric) | OSBALDWICK | Consumer Transformation | Lct_BB002a_NPgSubComponent | Number of | NPgN | Osbaldwick |  | 2677 | 5189 | 10741 | 18121 | 28651 | 38512 | 48921 | 59616 | 71868 | 83967 | 95413 | 106131 | 116196 | 124587 | 131622 | 138011 | 143744 | 148741 | 152972 | 156075 | 158513 | 160401 | 161822 | 162890 | 163411 | 163754 | 164023 | 164176 | 164254
NPgN | GSP | NG FES - Consumer Transformation | Number of electric cars (hybrid and full electric) | POPPLETON | Consumer Transformation | Lct_BB002a_NPgSubComponent | Number of | NPgN | Poppleton |  | 480 | 918 | 1874 | 3116 | 4855 | 6428 | 8085 | 9786 | 11729 | 13647 | 15464 | 17166 | 18766 | 20099 | 21216 | 22232 | 23143 | 23937 | 24610 | 25103 | 25490 | 25790 | 26016 | 26185 | 26267 | 26321 | 26363 | 26386 | 26397
NPgN | GSP | NG FES - Consumer Transformation | Number of electric cars (hybrid and full electric) | SALTHOLME | Consumer Transformation | Lct_BB002a_NPgSubComponent | Number of | NPgN | Saltholme |  | 13 | 27 | 59 | 107 | 182 | 261 | 344 | 431 | 531 | 630 | 723 | 810 | 891 | 959 | 1016 | 1068 | 1114 | 1155 | 1189 | 1214 | 1234 | 1249 | 1261 | 1270 | 1274 | 1277 | 1279 | 1281 | 1281
NPgN | GSP | NG FES - Consumer Transformation | Number of electric cars (hybrid and full electric) | SOUTH SHIELDS | Consumer Transformation | Lct_BB002a_NPgSubComponent | Number of | NPgN | South Shields |  | 354 | 721 | 1567 | 2770 | 4587 | 6441 | 8409 | 10436 | 12775 | 15086 | 17264 | 19302 | 21213 | 22808 | 24145 | 25358 | 26445 | 27394 | 28196 | 28786 | 29249 | 29608 | 29879 | 30083 | 30183 | 30250 | 30303 | 30335 | 30354
NPgN | GSP | NG FES - Consumer Transformation | Number of electric cars (hybrid and full electric) | SPADEADAM | Consumer Transformation | Lct_BB002a_NPgSubComponent | Number of | NPgN | Spadeadam - Not in NG FES |  | 70 | 137 | 286 | 486 | 773 | 1046 | 1335 | 1631 | 1971 | 2307 | 2624 | 2921 | 3200 | 3433 | 3628 | 3805 | 3964 | 4103 | 4220 | 4306 | 4373 | 4426 | 4465 | 4495 | 4509 | 4519 | 4526 | 4531 | 4533
NPgN | GSP | NG FES - Consumer Transformation | Number of electric cars (hybrid and full electric) | SPENNYMOOR | Consumer Transformation | Lct_BB002a_NPgSubComponent | Number of | NPgN | Spennymoor |  | 2256 | 4459 | 9412 | 16194 | 26116 | 35790 | 46025 | 56557 | 68662 | 80618 | 91911 | 102480 | 112398 | 120671 | 127606 | 133902 | 139549 | 144472 | 148641 | 151698 | 154103 | 155964 | 157366 | 158422 | 158938 | 159281 | 159551 | 159710 | 159796
NPgN | GSP | NG FES - Consumer Transformation | Number of electric cars (hybrid and full electric) | STELLA NORTH | Consumer Transformation | Lct_BB002a_NPgSubComponent | Number of | NPgN | Stella North |  | 1858 | 3576 | 7350 | 12310 | 19318 | 25772 | 32577 | 39566 | 47561 | 55455 | 62927 | 69927 | 76501 | 81982 | 86576 | 90750 | 94496 | 97760 | 100525 | 102551 | 104144 | 105376 | 106304 | 107001 | 107341 | 107564 | 107737 | 107835 | 107884
NPgN | GSP | NG FES - Consumer Transformation | Number of electric cars (hybrid and full electric) | STELLA SOUTH | Consumer Transformation | Lct_BB002a_NPgSubComponent | Number of | NPgN | Stella South |  | 1468 | 2856 | 5934 | 10049 | 15951 | 21524 | 27410 | 33460 | 40395 | 47244 | 53720 | 59785 | 65479 | 70227 | 74207 | 77821 | 81064 | 83891 | 86285 | 88040 | 89420 | 90488 | 91292 | 91897 | 92192 | 92386 | 92539 | 92626 | 92672
NPgN | GSP | NG FES - Consumer Transformation | Number of electric cars (hybrid and full electric) | TYNEMOUTH | Consumer Transformation | Lct_BB002a_NPgSubComponent | Number of | NPgN | Tynemouth 1 |  | 1491 | 2921 | 6115 | 10435 | 16690 | 22690 | 29034 | 35557 | 43044 | 50439 | 57429 | 63972 | 70113 | 75235 | 79528 | 83426 | 86923 | 89972 | 92554 | 94447 | 95935 | 97088 | 97955 | 98609 | 98928 | 99138 | 99304 | 99401 | 99452
NPgN | GSP | NG FES - Consumer Transformation | Number of electric cars (hybrid and full electric) | WEST BOLDON | Consumer Transformation | Lct_BB002a_NPgSubComponent | Number of | NPgN | West Boldon |  | 1715 | 3407 | 7231 | 12506 | 20274 | 27921 | 36016 | 44349 | 53934 | 63401 | 72340 | 80706 | 88554 | 95102 | 100591 | 105572 | 110040 | 113936 | 117235 | 119655 | 121557 | 123030 | 124141 | 124977 | 125386 | 125658 | 125873 | 126000 | 126069
NPgY | GSP | NG FES - Consumer Transformation | Number of electric cars (hybrid and full electric) | BRADFORD WEST | Consumer Transformation | Lct_BB002a_NPgSubComponent | Number of | NPgY | Bradford West |  | 6494 | 10841 | 19532 | 30409 | 45742 | 61712 | 78589 | 95942 | 115852 | 135311 | 153698 | 170901 | 187040 | 200468 | 211893 | 222266 | 231572 | 239685 | 246555 | 251593 | 255553 | 258619 | 260928 | 262666 | 263514 | 264075 | 264516 | 264771 | 264906
NPgY | GSP | NG FES - Consumer Transformation | Number of electric cars (hybrid and full electric) | CAMBLESFORTH | Consumer Transformation | Lct_BB002a_NPgSubComponent | Number of | NPgY | Camblesforth |  | 256 | 493 | 1008 | 1757 | 2927 | 4315 | 5796 | 7327 | 9104 | 10843 | 12477 | 14002 | 15430 | 16620 | 17632 | 18549 | 19371 | 20088 | 20695 | 21141 | 21492 | 21764 | 21969 | 22125 | 22201 | 22253 | 22295 | 22322 | 22339
NPgY | GSP | NG FES - Consumer Transformation | Number of electric cars (hybrid and full electric) | CREYKE BECK | Consumer Transformation | Lct_BB002a_NPgSubComponent | Number of | NPgY | Creyke Beck |  | 3470 | 6417 | 12693 | 21536 | 35082 | 50805 | 67545 | 84832 | 104870 | 124468 | 142898 | 160112 | 176228 | 189658 | 201082 | 211437 | 220719 | 228817 | 235670 | 240703 | 244665 | 247733 | 250049 | 251798 | 252660 | 253242 | 253711 | 254005 | 254185
NPgY | GSP | NG FES - Consumer Transformation | Number of electric cars (hybrid and full electric) | DRAX | Consumer Transformation | Lct_BB002a_NPgSubComponent | Number of | NPgY | Drax |  | 453 | 835 | 1648 | 2791 | 4539 | 6564 | 8720 | 10946 | 13527 | 16050 | 18423 | 20640 | 22716 | 24445 | 25916 | 27250 | 28445 | 29488 | 30371 | 31019 | 31529 | 31924 | 32223 | 32448 | 32559 | 32634 | 32694 | 32732 | 32755
NPgY | GSP | NG FES - Consumer Transformation | Number of electric cars (hybrid and full electric) | ELLAND | Consumer Transformation | Lct_BB002a_NPgSubComponent | Number of | NPgY | Elland |  | 3365 | 5986 | 11453 | 18878 | 29983 | 42502 | 55805 | 69527 | 85392 | 100905 | 115511 | 129160 | 141945 | 152594 | 161654 | 169870 | 177235 | 183660 | 189098 | 193090 | 196232 | 198664 | 200500 | 201884 | 202565 | 203022 | 203389 | 203614 | 203748
NPgY | GSP | NG FES - Consumer Transformation | Number of electric cars (hybrid and full electric) | FERRYBRIDGE A | Consumer Transformation | Lct_BB002a_NPgSubComponent | Number of | NPgY | Ferrybridge A |  | 1012 | 1830 | 3552 | 5929 | 9524 | 13631 | 17999 | 22507 | 27726 | 32829 | 37632 | 42118 | 46320 | 49820 | 52798 | 55498 | 57918 | 60030 | 61816 | 63128 | 64161 | 64961 | 65564 | 66020 | 66244 | 66395 | 66516 | 66591 | 66637
NPgY | GSP | NG FES - Consumer Transformation | Number of electric cars (hybrid and full electric) | FERRYBRIDGE B | Consumer Transformation | Lct_BB002a_NPgSubComponent | Number of | NPgY | Ferrybridge B (_M) |  | 5069 | 8225 | 14387 | 21723 | 31654 | 41383 | 51618 | 62112 | 74075 | 85762 | 96839 | 107213 | 116959 | 125060 | 131953 | 138218 | 143842 | 148742 | 152894 | 155935 | 158324 | 160172 | 161562 | 162607 | 163114 | 163443 | 163699 | 163838 | 163902
NPgY | GSP | NG FES - Consumer Transformation | Number of electric cars (hybrid and full electric) | GRIMSBY WEST | Consumer Transformation | Lct_BB002a_NPgSubComponent | Number of | NPgY | Grimsby West |  | 1081 | 2033 | 4075 | 6993 | 11500 | 16783 | 22411 | 28226 | 34973 | 41571 | 47773 | 53566 | 58988 | 63507 | 67350 | 70834 | 73957 | 76681 | 78986 | 80680 | 82013 | 83045 | 83825 | 84414 | 84704 | 84901 | 85059 | 85159 | 85221
NPgY | GSP | NG FES - Consumer Transformation | Number of electric cars (hybrid and full electric) | JORDANTHORPE | Consumer Transformation | Lct_BB002a_NPgSubComponent | Number of | NPgY | Jordanthorpe |  | 829 | 1407 | 2575 | 4072 | 6221 | 8517 | 10948 | 13450 | 16328 | 19142 | 21797 | 24280 | 26609 | 28547 | 30196 | 31692 | 33035 | 34205 | 35196 | 35923 | 36495 | 36937 | 37271 | 37522 | 37645 | 37726 | 37791 | 37829 | 37850
NPgY | GSP | NG FES - Consumer Transformation | Number of electric cars (hybrid and full electric) | KEADBY | Consumer Transformation | Lct_BB002a_NPgSubComponent | Number of | NPgY | Keadby |  | 1892 | 3553 | 7119 | 12207 | 20065 | 29271 | 39079 | 49211 | 60965 | 72462 | 83269 | 93362 | 102809 | 110683 | 117380 | 123451 | 128892 | 133638 | 137655 | 140606 | 142929 | 144728 | 146086 | 147112 | 147618 | 147960 | 148237 | 148411 | 148518
NPgY | GSP | NG FES - Consumer Transformation | Number of electric cars (hybrid and full electric) | KIRKSTALL B | Consumer Transformation | Lct_BB002a_NPgSubComponent | Number of | NPgY | Kirkstall B |  | 12067 | 18340 | 29766 | 41209 | 54217 | 63097 | 72121 | 81181 | 90986 | 100532 | 109806 | 118567 | 126884 | 133744 | 139586 | 144941 | 149768 | 153959 | 157520 | 160108 | 162129 | 163689 | 164847 | 165703 | 166099 | 166323 | 166466 | 166486 | 166423
NPgY | GSP | NG FES - Consumer Transformation | Number of electric cars (hybrid and full electric) | NEEPSEND | Consumer Transformation | Lct_BB002a_NPgSubComponent | Number of | NPgY | Neepsend |  | 1078 | 1826 | 3337 | 5269 | 8036 | 10986 | 14108 | 17321 | 21016 | 24628 | 28038 | 31226 | 34216 | 36705 | 38822 | 40744 | 42467 | 43970 | 45243 | 46176 | 46910 | 47479 | 47907 | 48229 | 48387 | 48492 | 48575 | 48624 | 48650
NPgY | GSP | NG FES - Consumer Transformation | Number of electric cars (hybrid and full electric) | NORTON LEES | Consumer Transformation | Lct_BB002a_NPgSubComponent | Number of | NPgY | Norton Lees |  | 884 | 1540 | 2893 | 4688 | 7331 | 10252 | 13352 | 16547 | 20234 | 23838 | 27235 | 30411 | 33386 | 35864 | 37972 | 39884 | 41598 | 43094 | 44359 | 45288 | 46019 | 46585 | 47012 | 47334 | 47492 | 47597 | 47682 | 47733 | 47762
NPgY | GSP | NG FES - Consumer Transformation | Number of electric cars (hybrid and full electric) | PITSMOOR 3/4 | Consumer Transformation | Lct_BB002a_NPgSubComponent | Number of | NPgY | Pitsmoor |  | 318 | 571 | 1102 | 1830 | 2927 | 4175 | 5501 | 6869 | 8452 | 10000 | 11457 | 12819 | 14094 | 15156 | 16060 | 16879 | 17614 | 18255 | 18797 | 19195 | 19508 | 19751 | 19934 | 20072 | 20140 | 20186 | 20223 | 20245 | 20259
NPgY | GSP | NG FES - Consumer Transformation | Number of electric cars (hybrid and full electric) | SALTEND NORTH | Consumer Transformation | Lct_BB002a_NPgSubComponent | Number of | NPgY | Saltend North |  | 294 | 607 | 1305 | 2361 | 4051 | 6110 | 8310 | 10586 | 13235 | 15826 | 18259 | 20529 | 22653 | 24424 | 25930 | 27294 | 28517 | 29584 | 30486 | 31150 | 31672 | 32077 | 32383 | 32614 | 32728 | 32806 | 32870 | 32910 | 32937
NPgY | GSP | NG FES - Consumer Transformation | Number of electric cars (hybrid and full electric) | SHEFFIELD CITY | Consumer Transformation | Lct_BB002a_NPgSubComponent | Number of | NPgY | Sheffield City |  | 317 | 593 | 1184 | 2024 | 3319 | 4832 | 6444 | 8108 | 10040 | 11928 | 13704 | 15362 | 16914 | 18208 | 19309 | 20306 | 21200 | 21980 | 22640 | 23125 | 23507 | 23802 | 24025 | 24194 | 24277 | 24333 | 24379 | 24407 | 24425
NPgY | GSP | NG FES - Consumer Transformation | Number of electric cars (hybrid and full electric) | SKELTON GRANGE | Consumer Transformation | Lct_BB002a_NPgSubComponent | Number of | NPgY | Skelton Grange |  | 11110 | 17909 | 31107 | 46615 | 67372 | 87342 | 108319 | 129810 | 154258 | 178140 | 200796 | 222024 | 241972 | 258549 | 272654 | 285479 | 296994 | 307025 | 315525 | 321748 | 326637 | 330419 | 333262 | 335396 | 336430 | 337100 | 337615 | 337891 | 338011
NPgY | GSP | NG FES - Consumer Transformation | Number of electric cars (hybrid and full electric) | TEMPLEBOROUGH 275/33KV | Consumer Transformation | Lct_BB002a_NPgSubComponent | Number of | NPgY | Templeborough |  | 56 | 102 | 198 | 331 | 533 | 764 | 1010 | 1264 | 1558 | 1846 | 2116 | 2369 | 2605 | 2803 | 2970 | 3122 | 3259 | 3378 | 3478 | 3552 | 3610 | 3655 | 3689 | 3715 | 3728 | 3736 | 3743 | 3747 | 3750
NPgY | GSP | NG FES - Consumer Transformation | Number of electric cars (hybrid and full electric) | THURCROFT | Consumer Transformation | Lct_BB002a_NPgSubComponent | Number of | NPgY | Thurcroft |  | 1296 | 2443 | 4910 | 8441 | 13903 | 20316 | 27149 | 34209 | 42401 | 50412 | 57943 | 64976 | 71559 | 77046 | 81713 | 85943 | 89734 | 93041 | 95840 | 97896 | 99515 | 100768 | 101715 | 102430 | 102782 | 103021 | 103214 | 103336 | 103411
NPgY | GSP | NG FES - Consumer Transformation | Number of electric cars (hybrid and full electric) | WEST MELTON / THORPE MARSH | Consumer Transformation | Lct_BB002a_NPgSubComponent | Number of | NPgY | Thorpe Marsh |  | 3497 | 6141 | 11613 | 18939 | 29790 | 41874 | 54704 | 67932 | 83209 | 98146 | 112217 | 125368 | 137690 | 147951 | 156681 | 164599 | 171699 | 177891 | 183133 | 186980 | 190007 | 192351 | 194119 | 195452 | 196107 | 196546 | 196896 | 197110 | 197235
NPgY | GSP | NG FES - Consumer Transformation | Number of electric cars (hybrid and full electric) | WEST MELTON SECTION 3 | Consumer Transformation | Lct_BB002a_NPgSubComponent | Number of | NPgY | West Melton |  | 4066 | 6938 | 12775 | 20318 | 31213 | 42952 | 55387 | 68192 | 82932 | 97342 | 110936 | 123649 | 135566 | 145487 | 153927 | 161587 | 168457 | 174446 | 179518 | 183238 | 186165 | 188430 | 190138 | 191425 | 192054 | 192474 | 192807 | 193005 | 193115
NPgY | GSP | NG FES - Consumer Transformation | Number of electric cars (hybrid and full electric) | WINCOBANK | Consumer Transformation | Lct_BB002a_NPgSubComponent | Number of | NPgY | Wincobank |  | 70 | 145 | 312 | 565 | 970 | 1465 | 1993 | 2539 | 3175 | 3798 | 4382 | 4927 | 5437 | 5862 | 6224 | 6551 | 6845 | 7101 | 7318 | 7477 | 7603 | 7700 | 7773 | 7829 | 7856 | 7875 | 7890 | 7900 | 7906
NPgN | GSP | NG FES - Falling Short | Number of electric cars (hybrid and full electric) | BLYTH 66kV | Falling Short | Lct_BB002a_NPgSubComponent | Number of | NPgN | Blyth 66kV |  | 1861 | 3170 | 5118 | 7832 | 11503 | 15837 | 21340 | 27612 | 33812 | 39993 | 45849 | 51324 | 56371 | 60954 | 64669 | 67990 | 70980 | 73674 | 75892 | 77667 | 79170 | 80427 | 81469 | 82313 | 82720 | 83075 | 83396 | 83707 | 84006
NPgN | GSP | NG FES - Falling Short | Number of electric cars (hybrid and full electric) | BLYTH 132kV | Falling Short | Lct_BB002a_NPgSubComponent | Number of | NPgN | Blyth 132kV |  | 667 | 1111 | 1754 | 2622 | 3759 | 5047 | 6672 | 8522 | 10352 | 12178 | 13908 | 15524 | 17014 | 18366 | 19462 | 20442 | 21324 | 22118 | 22772 | 23294 | 23737 | 24108 | 24415 | 24664 | 24783 | 24888 | 24982 | 25074 | 25162
NPgN | GSP | NG FES - Falling Short | Number of electric cars (hybrid and full electric) | FOURSTONES | Falling Short | Lct_BB002a_NPgSubComponent | Number of | NPgN | Fourstones |  | 263 | 425 | 651 | 940 | 1299 | 1676 | 2143 | 2674 | 3201 | 3727 | 4225 | 4691 | 5119 | 5508 | 5823 | 6105 | 6358 | 6586 | 6773 | 6923 | 7050 | 7156 | 7244 | 7316 | 7350 | 7379 | 7406 | 7433 | 7458
NPgN | GSP | NG FES - Falling Short | Number of electric cars (hybrid and full electric) | HARTMOOR | Falling Short | Lct_BB002a_NPgSubComponent | Number of | NPgN | Hart Moor |  | 577 | 1035 | 1754 | 2813 | 4321 | 6213 | 8638 | 11406 | 14139 | 16861 | 19441 | 21853 | 24079 | 26099 | 27738 | 29204 | 30523 | 31713 | 32693 | 33478 | 34142 | 34697 | 35158 | 35530 | 35711 | 35868 | 36010 | 36148 | 36280
NPgN | GSP | NG FES - Falling Short | Number of electric cars (hybrid and full electric) | HAWTHORN PIT GRID | Falling Short | Lct_BB002a_NPgSubComponent | Number of | NPgN | Hawthorn Pit |  | 756 | 1351 | 2284 | 3654 | 5602 | 8038 | 11159 | 14723 | 18241 | 21745 | 25066 | 28172 | 31037 | 33638 | 35747 | 37634 | 39333 | 40864 | 42126 | 43136 | 43991 | 44706 | 45298 | 45778 | 46010 | 46213 | 46396 | 46573 | 46743
NPgN | GSP | NG FES - Falling Short | Number of electric cars (hybrid and full electric) | KNARESBOROUGH | Falling Short | Lct_BB002a_NPgSubComponent | Number of | NPgN | Knaresborough |  | 2678 | 4351 | 6684 | 9705 | 13477 | 17477 | 22464 | 28127 | 33743 | 39350 | 44658 | 49615 | 54184 | 58331 | 61690 | 64690 | 67390 | 69823 | 71820 | 73417 | 74770 | 75903 | 76843 | 77605 | 77969 | 78287 | 78574 | 78853 | 79122
NPgN | GSP | NG FES - Falling Short | Number of electric cars (hybrid and full electric) | LACKENBY | Falling Short | Lct_BB002a_NPgSubComponent | Number of | NPgN | Lackenby |  | 1040 | 1874 | 3194 | 5147 | 7943 | 11467 | 15987 | 21150 | 26244 | 31318 | 36128 | 40626 | 44774 | 48542 | 51597 | 54330 | 56790 | 59008 | 60836 | 62299 | 63539 | 64574 | 65432 | 66127 | 66464 | 66757 | 67022 | 67279 | 67526
NPgN | GSP | NG FES - Falling Short | Number of electric cars (hybrid and full electric) | NORTON | Falling Short | Lct_BB002a_NPgSubComponent | Number of | NPgN | Norton |  | 3638 | 6337 | 10461 | 16362 | 24553 | 34527 | 47253 | 61773 | 76114 | 90404 | 103947 | 116610 | 128286 | 138889 | 147485 | 155173 | 162093 | 168331 | 173469 | 177581 | 181063 | 183974 | 186388 | 188342 | 189287 | 190109 | 190853 | 191574 | 192268
NPgN | GSP | NG FES - Falling Short | Number of electric cars (hybrid and full electric) | OFFERTON | Falling Short | Lct_BB002a_NPgSubComponent | Number of | NPgN | Offerton |  | 333 | 607 | 1046 | 1700 | 2645 | 3846 | 5390 | 7153 | 8892 | 10624 | 12266 | 13802 | 15219 | 16505 | 17548 | 18482 | 19322 | 20079 | 20704 | 21203 | 21627 | 21980 | 22274 | 22511 | 22626 | 22726 | 22817 | 22904 | 22989
NPgN | GSP | NG FES - Falling Short | Number of electric cars (hybrid and full electric) | OSBALDWICK | Falling Short | Lct_BB002a_NPgSubComponent | Number of | NPgN | Osbaldwick |  | 2685 | 4532 | 7252 | 10999 | 16005 | 21829 | 29205 | 37610 | 45921 | 54208 | 62059 | 69397 | 76162 | 82304 | 87283 | 91734 | 95740 | 99350 | 102321 | 104697 | 106711 | 108394 | 109791 | 110922 | 111467 | 111942 | 112371 | 112787 | 113188
NPgN | GSP | NG FES - Falling Short | Number of electric cars (hybrid and full electric) | POPPLETON | Falling Short | Lct_BB002a_NPgSubComponent | Number of | NPgN | Poppleton |  | 481 | 802 | 1265 | 1892 | 2712 | 3642 | 4815 | 6150 | 7471 | 8788 | 10037 | 11203 | 12278 | 13254 | 14046 | 14753 | 15389 | 15962 | 16434 | 16811 | 17131 | 17398 | 17620 | 17800 | 17886 | 17961 | 18029 | 18095 | 18159
NPgN | GSP | NG FES - Falling Short | Number of electric cars (hybrid and full electric) | SALTHOLME | Falling Short | Lct_BB002a_NPgSubComponent | Number of | NPgN | Saltholme |  | 13 | 23 | 40 | 65 | 102 | 148 | 208 | 276 | 343 | 410 | 474 | 533 | 588 | 638 | 678 | 714 | 746 | 776 | 800 | 819 | 836 | 849 | 861 | 870 | 874 | 878 | 882 | 885 | 888
NPgN | GSP | NG FES - Falling Short | Number of electric cars (hybrid and full electric) | SOUTH SHIELDS | Falling Short | Lct_BB002a_NPgSubComponent | Number of | NPgN | South Shields |  | 355 | 630 | 1058 | 1682 | 2562 | 3656 | 5055 | 6653 | 8230 | 9801 | 11290 | 12682 | 13966 | 15133 | 16078 | 16924 | 17685 | 18372 | 18937 | 19390 | 19773 | 20094 | 20359 | 20574 | 20678 | 20769 | 20851 | 20930 | 21007
NPgN | GSP | NG FES - Falling Short | Number of electric cars (hybrid and full electric) | SPADEADAM | Falling Short | Lct_BB002a_NPgSubComponent | Number of | NPgN | Spadeadam - Not in NG FES |  | 71 | 120 | 193 | 295 | 432 | 593 | 798 | 1031 | 1261 | 1491 | 1708 | 1912 | 2099 | 2270 | 2408 | 2531 | 2642 | 2742 | 2825 | 2890 | 2946 | 2993 | 3032 | 3063 | 3078 | 3091 | 3103 | 3115 | 3126
NPgN | GSP | NG FES - Falling Short | Number of electric cars (hybrid and full electric) | SPENNYMOOR | Falling Short | Lct_BB002a_NPgSubComponent | Number of | NPgN | Spennymoor |  | 2262 | 3895 | 6355 | 9829 | 14590 | 20298 | 27564 | 35851 | 44038 | 52199 | 59931 | 67161 | 73827 | 79880 | 84786 | 89174 | 93124 | 96684 | 99615 | 101960 | 103947 | 105608 | 106985 | 108100 | 108639 | 109108 | 109532 | 109943 | 110339
NPgN | GSP | NG FES - Falling Short | Number of electric cars (hybrid and full electric) | STELLA NORTH | Falling Short | Lct_BB002a_NPgSubComponent | Number of | NPgN | Stella North |  | 1863 | 3123 | 4962 | 7472 | 10792 | 14605 | 19424 | 24913 | 30342 | 35757 | 40887 | 45681 | 50100 | 54113 | 57365 | 60272 | 62888 | 65246 | 67185 | 68737 | 70051 | 71151 | 72063 | 72801 | 73157 | 73466 | 73746 | 74018 | 74280
NPgN | GSP | NG FES - Falling Short | Number of electric cars (hybrid and full electric) | STELLA SOUTH | Falling Short | Lct_BB002a_NPgSubComponent | Number of | NPgN | Stella South |  | 1472 | 2494 | 4006 | 6099 | 8911 | 12202 | 16374 | 21130 | 25831 | 30518 | 34959 | 39111 | 42938 | 46413 | 49229 | 51747 | 54014 | 56057 | 57738 | 59083 | 60222 | 61175 | 61965 | 62605 | 62913 | 63182 | 63425 | 63661 | 63888
NPgN | GSP | NG FES - Falling Short | Number of electric cars (hybrid and full electric) | TYNEMOUTH | Falling Short | Lct_BB002a_NPgSubComponent | Number of | NPgN | Tynemouth 1 |  | 1495 | 2552 | 4129 | 6334 | 9323 | 12866 | 17365 | 22496 | 27566 | 32620 | 37409 | 41886 | 46014 | 49762 | 52800 | 55516 | 57961 | 60165 | 61980 | 63431 | 64660 | 65688 | 66541 | 67232 | 67565 | 67855 | 68117 | 68371 | 68616
NPgN | GSP | NG FES - Falling Short | Number of electric cars (hybrid and full electric) | WEST BOLDON | Falling Short | Lct_BB002a_NPgSubComponent | Number of | NPgN | West Boldon |  | 1719 | 2976 | 4882 | 7591 | 11326 | 15837 | 21586 | 28145 | 34624 | 41080 | 47199 | 52920 | 58194 | 62984 | 66867 | 70340 | 73466 | 76283 | 78604 | 80460 | 82033 | 83347 | 84438 | 85320 | 85747 | 86118 | 86454 | 86780 | 87093
NPgY | GSP | NG FES - Falling Short | Number of electric cars (hybrid and full electric) | BRADFORD WEST | Falling Short | Lct_BB002a_NPgSubComponent | Number of | NPgY | Bradford West |  | 6511 | 9911 | 14474 | 20397 | 28131 | 37141 | 48492 | 62138 | 75626 | 88644 | 100959 | 112445 | 123005 | 132559 | 140644 | 147873 | 154379 | 160244 | 165071 | 168933 | 172205 | 174940 | 177209 | 179047 | 179933 | 180705 | 181403 | 182080 | 182731
NPgY | GSP | NG FES - Falling Short | Number of electric cars (hybrid and full electric) | CAMBLESFORTH | Falling Short | Lct_BB002a_NPgSubComponent | Number of | NPgY | Camblesforth |  | 257 | 451 | 747 | 1178 | 1800 | 2586 | 3586 | 4795 | 5985 | 7132 | 8218 | 9232 | 10165 | 11009 | 11724 | 12364 | 12940 | 13460 | 13889 | 14232 | 14523 | 14765 | 14967 | 15129 | 15209 | 15278 | 15340 | 15400 | 15458
NPgY | GSP | NG FES - Falling Short | Number of electric cars (hybrid and full electric) | CREYKE BECK | Falling Short | Lct_BB002a_NPgSubComponent | Number of | NPgY | Creyke Beck |  | 3479 | 5866 | 9406 | 14445 | 21575 | 30469 | 41770 | 55412 | 68857 | 81814 | 94080 | 105530 | 116061 | 125592 | 133663 | 140889 | 147393 | 153257 | 158096 | 161968 | 165249 | 167987 | 170257 | 172095 | 172989 | 173766 | 174469 | 175149 | 175803
NPgY | GSP | NG FES - Falling Short | Number of electric cars (hybrid and full electric) | DRAX | Falling Short | Lct_BB002a_NPgSubComponent | Number of | NPgY | Drax |  | 454 | 763 | 1221 | 1872 | 2791 | 3937 | 5392 | 7149 | 8881 | 10549 | 12129 | 13604 | 14960 | 16187 | 17227 | 18157 | 18995 | 19750 | 20373 | 20872 | 21294 | 21647 | 21939 | 22176 | 22291 | 22391 | 22482 | 22569 | 22653
NPgY | GSP | NG FES - Falling Short | Number of electric cars (hybrid and full electric) | ELLAND | Falling Short | Lct_BB002a_NPgSubComponent | Number of | NPgY | Elland |  | 3374 | 5473 | 8487 | 12663 | 18439 | 25516 | 34488 | 45307 | 55978 | 66265 | 76002 | 85090 | 93447 | 101010 | 107413 | 113144 | 118302 | 122952 | 126787 | 129856 | 132456 | 134627 | 136427 | 137884 | 138592 | 139207 | 139763 | 140302 | 140820
NPgY | GSP | NG FES - Falling Short | Number of electric cars (hybrid and full electric) | FERRYBRIDGE A | Falling Short | Lct_BB002a_NPgSubComponent | Number of | NPgY | Ferrybridge A |  | 1015 | 1673 | 2632 | 3977 | 5857 | 8179 | 11127 | 14683 | 18189 | 21568 | 24767 | 27753 | 30499 | 32984 | 35089 | 36972 | 38668 | 40196 | 41457 | 42466 | 43321 | 44035 | 44626 | 45105 | 45338 | 45540 | 45723 | 45901 | 46071
NPgY | GSP | NG FES - Falling Short | Number of electric cars (hybrid and full electric) | FERRYBRIDGE B | Falling Short | Lct_BB002a_NPgSubComponent | Number of | NPgY | Ferrybridge B (_M) |  | 5082 | 7519 | 10661 | 14571 | 19467 | 24947 | 31814 | 40049 | 48202 | 56080 | 63528 | 70472 | 76854 | 82626 | 87509 | 91872 | 95798 | 99337 | 102245 | 104571 | 106542 | 108191 | 109559 | 110668 | 111199 | 111663 | 112082 | 112489 | 112881
NPgY | GSP | NG FES - Falling Short | Number of electric cars (hybrid and full electric) | GRIMSBY WEST | Falling Short | Lct_BB002a_NPgSubComponent | Number of | NPgY | Grimsby West |  | 1084 | 1858 | 3020 | 4690 | 7072 | 10061 | 13863 | 18452 | 22975 | 27333 | 31459 | 35311 | 38854 | 42060 | 44775 | 47206 | 49395 | 51368 | 52996 | 54300 | 55404 | 56325 | 57089 | 57707 | 58009 | 58270 | 58507 | 58736 | 58956
NPgY | GSP | NG FES - Falling Short | Number of electric cars (hybrid and full electric) | JORDANTHORPE | Falling Short | Lct_BB002a_NPgSubComponent | Number of | NPgY | Jordanthorpe |  | 831 | 1286 | 1908 | 2731 | 3826 | 5122 | 6759 | 8728 | 10673 | 12550 | 14325 | 15982 | 17505 | 18883 | 20049 | 21093 | 22032 | 22878 | 23575 | 24133 | 24606 | 25000 | 25328 | 25593 | 25721 | 25833 | 25934 | 26032 | 26126
NPgY | GSP | NG FES - Falling Short | Number of electric cars (hybrid and full electric) | KEADBY | Falling Short | Lct_BB002a_NPgSubComponent | Number of | NPgY | Keadby |  | 1897 | 3248 | 5276 | 8188 | 12340 | 17548 | 24172 | 32169 | 40050 | 47644 | 54833 | 61544 | 67717 | 73304 | 78035 | 82271 | 86084 | 89522 | 92360 | 94631 | 96554 | 98160 | 99491 | 100568 | 101093 | 101549 | 101961 | 102360 | 102743
NPgY | GSP | NG FES - Falling Short | Number of electric cars (hybrid and full electric) | KIRKSTALL B | Falling Short | Lct_BB002a_NPgSubComponent | Number of | NPgY | Kirkstall B |  | 12100 | 16766 | 22058 | 27641 | 33343 | 38286 | 44231 | 51221 | 58237 | 65071 | 71505 | 77481 | 82963 | 87913 | 92084 | 95789 | 99122 | 102123 | 104557 | 106500 | 108148 | 109537 | 110694 | 111633 | 112063 | 112442 | 112785 | 113121 | 113447
NPgY | GSP | NG FES - Falling Short | Number of electric cars (hybrid and full electric) | NEEPSEND | Falling Short | Lct_BB002a_NPgSubComponent | Number of | NPgY | Neepsend |  | 1081 | 1670 | 2473 | 3534 | 4942 | 6607 | 8709 | 11238 | 13735 | 16146 | 18426 | 20553 | 22509 | 24278 | 25776 | 27116 | 28321 | 29408 | 30303 | 31020 | 31626 | 32133 | 32554 | 32894 | 33059 | 33202 | 33332 | 33457 | 33578
NPgY | GSP | NG FES - Falling Short | Number of electric cars (hybrid and full electric) | NORTON LEES | Falling Short | Lct_BB002a_NPgSubComponent | Number of | NPgY | Norton Lees |  | 886 | 1408 | 2144 | 3144 | 4509 | 6159 | 8248 | 10765 | 13250 | 15645 | 17912 | 20028 | 21973 | 23734 | 25224 | 26557 | 27758 | 28840 | 29732 | 30445 | 31050 | 31555 | 31974 | 32313 | 32477 | 32620 | 32749 | 32874 | 32995
NPgY | GSP | NG FES - Falling Short | Number of electric cars (hybrid and full electric) | PITSMOOR 3/4 | Falling Short | Lct_BB002a_NPgSubComponent | Number of | NPgY | Pitsmoor |  | 319 | 522 | 816 | 1228 | 1800 | 2505 | 3400 | 4479 | 5543 | 6569 | 7540 | 8446 | 9280 | 10034 | 10672 | 11244 | 11759 | 12222 | 12605 | 12911 | 13170 | 13387 | 13567 | 13712 | 13783 | 13844 | 13899 | 13953 | 14005
NPgY | GSP | NG FES - Falling Short | Number of electric cars (hybrid and full electric) | SALTEND NORTH | Falling Short | Lct_BB002a_NPgSubComponent | Number of | NPgY | Saltend North |  | 295 | 555 | 967 | 1584 | 2491 | 3657 | 5145 | 6943 | 8714 | 10419 | 12034 | 13541 | 14928 | 16184 | 17247 | 18200 | 19057 | 19830 | 20469 | 20980 | 21413 | 21775 | 22074 | 22316 | 22435 | 22537 | 22630 | 22720 | 22806
NPgY | GSP | NG FES - Falling Short | Number of electric cars (hybrid and full electric) | SHEFFIELD CITY | Falling Short | Lct_BB002a_NPgSubComponent | Number of | NPgY | Sheffield City |  | 318 | 542 | 877 | 1358 | 2041 | 2897 | 3985 | 5299 | 6594 | 7842 | 9024 | 10126 | 11141 | 12059 | 12836 | 13532 | 14159 | 14723 | 15190 | 15563 | 15879 | 16143 | 16361 | 16538 | 16625 | 16699 | 16767 | 16833 | 16896
NPgY | GSP | NG FES - Falling Short | Number of electric cars (hybrid and full electric) | SKELTON GRANGE | Falling Short | Lct_BB002a_NPgSubComponent | Number of | NPgY | Skelton Grange |  | 11139 | 16372 | 23051 | 31267 | 41433 | 52677 | 66741 | 83593 | 100287 | 116423 | 131676 | 145894 | 158961 | 170779 | 180774 | 189703 | 197738 | 204979 | 210927 | 215684 | 219715 | 223089 | 225889 | 228157 | 229243 | 230191 | 231047 | 231880 | 232681
NPgY | GSP | NG FES - Falling Short | Number of electric cars (hybrid and full electric) | TEMPLEBOROUGH 275/33KV | Falling Short | Lct_BB002a_NPgSubComponent | Number of | NPgY | Templeborough |  | 56 | 93 | 147 | 222 | 328 | 458 | 624 | 825 | 1022 | 1213 | 1393 | 1561 | 1716 | 1856 | 1974 | 2080 | 2176 | 2262 | 2333 | 2390 | 2438 | 2478 | 2511 | 2538 | 2551 | 2563 | 2573 | 2583 | 2593
NPgY | GSP | NG FES - Falling Short | Number of electric cars (hybrid and full electric) | THURCROFT | Falling Short | Lct_BB002a_NPgSubComponent | Number of | NPgY | Thurcroft |  | 1299 | 2234 | 3639 | 5662 | 8550 | 12179 | 16794 | 22366 | 27858 | 33148 | 38158 | 42834 | 47135 | 51028 | 54325 | 57276 | 59933 | 62329 | 64306 | 65889 | 67229 | 68348 | 69276 | 70026 | 70392 | 70710 | 70997 | 71275 | 71542
NPgY | GSP | NG FES - Falling Short | Number of electric cars (hybrid and full electric) | WEST MELTON / THORPE MARSH | Falling Short | Lct_BB002a_NPgSubComponent | Number of | NPgY | Thorpe Marsh |  | 3507 | 5614 | 8606 | 12703 | 18321 | 25149 | 33799 | 44225 | 54511 | 64429 | 73816 | 82576 | 90631 | 97920 | 104092 | 109614 | 114585 | 119066 | 122760 | 125717 | 128221 | 130313 | 132047 | 133451 | 134132 | 134725 | 135261 | 135779 | 136278
NPgY | GSP | NG FES - Falling Short | Number of electric cars (hybrid and full electric) | WEST MELTON SECTION 3 | Falling Short | Lct_BB002a_NPgSubComponent | Number of | NPgY | West Melton |  | 4076 | 6343 | 9467 | 13628 | 19196 | 25824 | 34198 | 44279 | 54233 | 63836 | 72922 | 81400 | 89194 | 96247 | 102217 | 107557 | 112363 | 116695 | 120265 | 123120 | 125540 | 127561 | 129238 | 130596 | 131252 | 131824 | 132341 | 132841 | 133323
NPgY | GSP | NG FES - Falling Short | Number of electric cars (hybrid and full electric) | WINCOBANK | Falling Short | Lct_BB002a_NPgSubComponent | Number of | NPgY | Wincobank |  | 70 | 132 | 231 | 379 | 597 | 877 | 1234 | 1666 | 2091 | 2500 | 2888 | 3250 | 3583 | 3884 | 4140 | 4369 | 4574 | 4760 | 4913 | 5036 | 5140 | 5227 | 5299 | 5357 | 5385 | 5410 | 5432 | 5454 | 5475
NPgN | GSP | NG FES - Leading the Way | Number of electric cars (hybrid and full electric) | BLYTH 66kV | Leading the Way | Lct_BB002a_NPgSubComponent | Number of | NPgN | Blyth 66kV |  | 1854 | 3542 | 7346 | 12386 | 19526 | 26358 | 33630 | 41112 | 49729 | 58217 | 66072 | 73290 | 79861 | 85434 | 89986 | 94016 | 97542 | 100512 | 102792 | 104547 | 105869 | 106743 | 107230 | 107396 | 107227 | 106824 | 106192 | 105293 | 104050
NPgN | GSP | NG FES - Leading the Way | Number of electric cars (hybrid and full electric) | BLYTH 132kV | Leading the Way | Lct_BB002a_NPgSubComponent | Number of | NPgN | Blyth 132kV |  | 664 | 1242 | 2518 | 4146 | 6380 | 8403 | 10558 | 12769 | 15308 | 17808 | 20124 | 22253 | 24191 | 25835 | 27178 | 28367 | 29408 | 30284 | 30956 | 31474 | 31863 | 32120 | 32262 | 32309 | 32257 | 32134 | 31943 | 31671 | 31295
NPgN | GSP | NG FES - Leading the Way | Number of electric cars (hybrid and full electric) | FOURSTONES | Leading the Way | Lct_BB002a_NPgSubComponent | Number of | NPgN | Fourstones |  | 262 | 475 | 934 | 1487 | 2206 | 2791 | 3416 | 4054 | 4781 | 5498 | 6162 | 6773 | 7330 | 7803 | 8188 | 8530 | 8830 | 9082 | 9275 | 9423 | 9535 | 9608 | 9648 | 9660 | 9644 | 9606 | 9548 | 9466 | 9353
NPgN | GSP | NG FES - Leading the Way | Number of electric cars (hybrid and full electric) | HARTMOOR | Leading the Way | Lct_BB002a_NPgSubComponent | Number of | NPgN | Hart Moor |  | 575 | 1156 | 2518 | 4449 | 7335 | 10335 | 13523 | 16815 | 20625 | 24377 | 27845 | 31032 | 33931 | 36390 | 38399 | 40176 | 41730 | 43040 | 44047 | 44822 | 45407 | 45794 | 46012 | 46089 | 46020 | 45850 | 45582 | 45199 | 44668
NPgN | GSP | NG FES - Leading the Way | Number of electric cars (hybrid and full electric) | HAWTHORN PIT GRID | Leading the Way | Lct_BB002a_NPgSubComponent | Number of | NPgN | Hawthorn Pit |  | 753 | 1509 | 3279 | 5779 | 9509 | 13371 | 17475 | 21714 | 26618 | 31448 | 35912 | 40014 | 43747 | 46911 | 49497 | 51785 | 53786 | 55472 | 56768 | 57766 | 58519 | 59017 | 59297 | 59397 | 59307 | 59087 | 58742 | 58248 | 57565
NPgN | GSP | NG FES - Leading the Way | Number of electric cars (hybrid and full electric) | KNARESBOROUGH | Leading the Way | Lct_BB002a_NPgSubComponent | Number of | NPgN | Knaresborough |  | 2667 | 4861 | 9595 | 15347 | 22876 | 29111 | 35767 | 42562 | 50320 | 57960 | 65049 | 71564 | 77502 | 82539 | 86653 | 90298 | 93490 | 96176 | 98232 | 99814 | 101005 | 101787 | 102215 | 102348 | 102174 | 101778 | 101164 | 100296 | 99098
NPgN | GSP | NG FES - Leading the Way | Number of electric cars (hybrid and full electric) | LACKENBY | Leading the Way | Lct_BB002a_NPgSubComponent | Number of | NPgN | Lackenby |  | 1036 | 2094 | 4585 | 8140 | 13483 | 19073 | 25014 | 31152 | 38255 | 45254 | 51719 | 57662 | 63068 | 67651 | 71397 | 74710 | 77608 | 80051 | 81928 | 83374 | 84464 | 85186 | 85592 | 85738 | 85609 | 85293 | 84794 | 84082 | 83096
NPgN | GSP | NG FES - Leading the Way | Number of electric cars (hybrid and full electric) | NORTON | Leading the Way | Lct_BB002a_NPgSubComponent | Number of | NPgN | Norton |  | 3624 | 7081 | 15016 | 25876 | 41677 | 57448 | 74221 | 91513 | 111477 | 131143 | 149327 | 166040 | 181247 | 194144 | 204680 | 214004 | 222161 | 229034 | 234314 | 238378 | 241441 | 243469 | 244602 | 244999 | 244622 | 243709 | 242276 | 240233 | 237406
NPgN | GSP | NG FES - Leading the Way | Number of electric cars (hybrid and full electric) | OFFERTON | Leading the Way | Lct_BB002a_NPgSubComponent | Number of | NPgN | Offerton |  | 332 | 679 | 1501 | 2689 | 4490 | 6397 | 8424 | 10519 | 12946 | 15336 | 17544 | 19574 | 21420 | 22985 | 24264 | 25395 | 26385 | 27219 | 27860 | 28354 | 28726 | 28973 | 29112 | 29162 | 29119 | 29011 | 28842 | 28600 | 28265
NPgN | GSP | NG FES - Leading the Way | Number of electric cars (hybrid and full electric) | OSBALDWICK | Leading the Way | Lct_BB002a_NPgSubComponent | Number of | NPgN | Osbaldwick |  | 2674 | 5064 | 10411 | 17394 | 27168 | 36335 | 46096 | 56128 | 67670 | 79040 | 89563 | 99235 | 108041 | 115508 | 121609 | 127010 | 131736 | 135717 | 138771 | 141123 | 142894 | 144063 | 144713 | 144933 | 144702 | 144155 | 143301 | 142085 | 140405
NPgN | GSP | NG FES - Leading the Way | Number of electric cars (hybrid and full electric) | POPPLETON | Leading the Way | Lct_BB002a_NPgSubComponent | Number of | NPgN | Poppleton |  | 479 | 896 | 1816 | 2991 | 4603 | 6063 | 7619 | 9214 | 11047 | 12851 | 14523 | 16059 | 17458 | 18644 | 19613 | 20472 | 21223 | 21855 | 22340 | 22714 | 22995 | 23180 | 23283 | 23317 | 23279 | 23191 | 23052 | 22856 | 22585
NPgN | GSP | NG FES - Leading the Way | Number of electric cars (hybrid and full electric) | SALTHOLME | Leading the Way | Lct_BB002a_NPgSubComponent | Number of | NPgN | Saltholme |  | 13 | 26 | 57 | 103 | 172 | 246 | 325 | 406 | 499 | 592 | 677 | 756 | 827 | 888 | 937 | 981 | 1019 | 1051 | 1076 | 1095 | 1110 | 1119 | 1125 | 1127 | 1125 | 1121 | 1114 | 1105 | 1092
NPgN | GSP | NG FES - Leading the Way | Number of electric cars (hybrid and full electric) | SOUTH SHIELDS | Leading the Way | Lct_BB002a_NPgSubComponent | Number of | NPgN | South Shields |  | 354 | 704 | 1519 | 2659 | 4349 | 6081 | 7923 | 9823 | 12021 | 14186 | 16187 | 18026 | 19699 | 21117 | 22276 | 23302 | 24199 | 24955 | 25536 | 25983 | 26320 | 26544 | 26669 | 26713 | 26673 | 26574 | 26418 | 26196 | 25888
NPgN | GSP | NG FES - Leading the Way | Number of electric cars (hybrid and full electric) | SPADEADAM | Leading the Way | Lct_BB002a_NPgSubComponent | Number of | NPgN | Spadeadam - Not in NG FES |  | 70 | 134 | 277 | 466 | 733 | 987 | 1258 | 1536 | 1856 | 2171 | 2463 | 2731 | 2975 | 3182 | 3351 | 3501 | 3632 | 3742 | 3827 | 3892 | 3941 | 3974 | 3992 | 3998 | 3992 | 3977 | 3953 | 3920 | 3873
NPgN | GSP | NG FES - Leading the Way | Number of electric cars (hybrid and full electric) | SPENNYMOOR | Leading the Way | Lct_BB002a_NPgSubComponent | Number of | NPgN | Spennymoor |  | 2254 | 4351 | 9123 | 15545 | 24765 | 33777 | 43367 | 53243 | 64632 | 75851 | 86228 | 95766 | 104446 | 111807 | 117820 | 123143 | 127799 | 131723 | 134735 | 137055 | 138802 | 139958 | 140603 | 140826 | 140607 | 140080 | 139254 | 138078 | 136450
NPgN | GSP | NG FES - Leading the Way | Number of electric cars (hybrid and full electric) | STELLA NORTH | Leading the Way | Lct_BB002a_NPgSubComponent | Number of | NPgN | Stella North |  | 1855 | 3489 | 7124 | 11816 | 18318 | 24312 | 30697 | 37253 | 44788 | 52211 | 59083 | 65400 | 71151 | 76028 | 80013 | 83541 | 86629 | 89229 | 91223 | 92759 | 93915 | 94678 | 95101 | 95243 | 95090 | 94729 | 94166 | 93366 | 92260
NPgN | GSP | NG FES - Leading the Way | Number of electric cars (hybrid and full electric) | STELLA SOUTH | Leading the Way | Lct_BB002a_NPgSubComponent | Number of | NPgN | Stella South |  | 1466 | 2787 | 5751 | 9646 | 15125 | 20309 | 25827 | 31502 | 38033 | 44467 | 50421 | 55894 | 60876 | 65101 | 68552 | 71608 | 74281 | 76533 | 78262 | 79592 | 80594 | 81256 | 81624 | 81750 | 81620 | 81312 | 80831 | 80146 | 79199
NPgN | GSP | NG FES - Leading the Way | Number of electric cars (hybrid and full electric) | TYNEMOUTH | Leading the Way | Lct_BB002a_NPgSubComponent | Number of | NPgN | Tynemouth 1 |  | 1489 | 2851 | 5927 | 10016 | 15826 | 21412 | 27357 | 33475 | 40523 | 47466 | 53890 | 59794 | 65168 | 69725 | 73449 | 76744 | 79628 | 82057 | 83922 | 85357 | 86439 | 87154 | 87552 | 87689 | 87551 | 87222 | 86706 | 85973 | 84958
NPgN | GSP | NG FES - Leading the Way | Number of electric cars (hybrid and full electric) | WEST BOLDON | Leading the Way | Lct_BB002a_NPgSubComponent | Number of | NPgN | West Boldon |  | 1713 | 3325 | 7008 | 12005 | 19224 | 26353 | 33936 | 41749 | 50765 | 59646 | 67859 | 75407 | 82277 | 88102 | 92861 | 97073 | 100758 | 103863 | 106248 | 108083 | 109466 | 110382 | 110893 | 111071 | 110899 | 110484 | 109834 | 108907 | 107624
NPgY | GSP | NG FES - Leading the Way | Number of electric cars (hybrid and full electric) | BRADFORD WEST | Leading the Way | Lct_BB002a_NPgSubComponent | Number of | NPgY | Bradford West |  | 6486 | 10538 | 18895 | 29218 | 43438 | 58300 | 74120 | 90396 | 109143 | 127400 | 144279 | 159778 | 173872 | 185795 | 195702 | 204472 | 212145 | 218610 | 223571 | 227391 | 230269 | 232171 | 233230 | 233593 | 233225 | 232348 | 230975 | 229020 | 226316
NPgY | GSP | NG FES - Leading the Way | Number of electric cars (hybrid and full electric) | CAMBLESFORTH | Leading the Way | Lct_BB002a_NPgSubComponent | Number of | NPgY | Camblesforth |  | 256 | 479 | 975 | 1688 | 2779 | 4082 | 5465 | 6900 | 8566 | 10189 | 11685 | 13059 | 14307 | 15363 | 16240 | 17016 | 17695 | 18267 | 18707 | 19046 | 19302 | 19472 | 19568 | 19604 | 19576 | 19504 | 19391 | 19230 | 19006
NPgY | GSP | NG FES - Leading the Way | Number of electric cars (hybrid and full electric) | CREYKE BECK | Leading the Way | Lct_BB002a_NPgSubComponent | Number of | NPgY | Creyke Beck |  | 3466 | 6238 | 12279 | 20693 | 33315 | 48046 | 63692 | 79893 | 98689 | 116996 | 133884 | 149392 | 163478 | 175394 | 185298 | 194057 | 201716 | 208176 | 213144 | 216969 | 219855 | 221770 | 222851 | 223247 | 222922 | 222105 | 220815 | 218970 | 216411
NPgY | GSP | NG FES - Leading the Way | Number of electric cars (hybrid and full electric) | DRAX | Leading the Way | Lct_BB002a_NPgSubComponent | Number of | NPgY | Drax |  | 452 | 812 | 1594 | 2681 | 4310 | 6207 | 8223 | 10309 | 12730 | 15087 | 17262 | 19259 | 21073 | 22608 | 23883 | 25011 | 25997 | 26829 | 27469 | 27962 | 28333 | 28580 | 28719 | 28770 | 28728 | 28623 | 28456 | 28219 | 27889
NPgY | GSP | NG FES - Leading the Way | Number of electric cars (hybrid and full electric) | ELLAND | Leading the Way | Lct_BB002a_NPgSubComponent | Number of | NPgY | Elland |  | 3361 | 5819 | 11079 | 18139 | 28473 | 40182 | 52624 | 65487 | 80383 | 94890 | 108281 | 120577 | 131749 | 141200 | 149055 | 156003 | 162080 | 167203 | 171142 | 174174 | 176461 | 177977 | 178829 | 179137 | 178871 | 178210 | 177171 | 175685 | 173627
NPgY | GSP | NG FES - Leading the Way | Number of electric cars (hybrid and full electric) | FERRYBRIDGE A | Leading the Way | Lct_BB002a_NPgSubComponent | Number of | NPgY | Ferrybridge A |  | 1011 | 1779 | 3436 | 5697 | 9044 | 12888 | 16973 | 21198 | 26096 | 30866 | 35268 | 39310 | 42982 | 46088 | 48670 | 50953 | 52950 | 54634 | 55929 | 56926 | 57677 | 58176 | 58457 | 58559 | 58473 | 58258 | 57919 | 57434 | 56762
NPgY | GSP | NG FES - Leading the Way | Number of electric cars (hybrid and full electric) | FERRYBRIDGE B | Leading the Way | Lct_BB002a_NPgSubComponent | Number of | NPgY | Ferrybridge B (_M) |  | 5063 | 7995 | 13917 | 20872 | 30059 | 39076 | 48686 | 58535 | 69826 | 80822 | 91002 | 100350 | 108855 | 116051 | 122030 | 127325 | 131960 | 135862 | 138853 | 141155 | 142888 | 144031 | 144661 | 144868 | 144630 | 144078 | 143217 | 141996 | 140309
NPgY | GSP | NG FES - Leading the Way | Number of electric cars (hybrid and full electric) | GRIMSBY WEST | Leading the Way | Lct_BB002a_NPgSubComponent | Number of | NPgY | Grimsby West |  | 1080 | 1976 | 3942 | 6719 | 10920 | 15873 | 21133 | 26582 | 32908 | 39069 | 44752 | 49970 | 54710 | 58719 | 62051 | 64998 | 67575 | 69748 | 71420 | 72707 | 73678 | 74323 | 74688 | 74822 | 74714 | 74440 | 74009 | 73391 | 72535
NPgY | GSP | NG FES - Leading the Way | Number of electric cars (hybrid and full electric) | JORDANTHORPE | Leading the Way | Lct_BB002a_NPgSubComponent | Number of | NPgY | Jordanthorpe |  | 828 | 1367 | 2491 | 3912 | 5907 | 8048 | 10325 | 12671 | 15379 | 18016 | 20452 | 22689 | 24723 | 26444 | 27874 | 29139 | 30246 | 31179 | 31895 | 32447 | 32862 | 33137 | 33291 | 33344 | 33293 | 33168 | 32973 | 32695 | 32310
NPgY | GSP | NG FES - Leading the Way | Number of electric cars (hybrid and full electric) | KEADBY | Leading the Way | Lct_BB002a_NPgSubComponent | Number of | NPgY | Keadby |  | 1889 | 3454 | 6887 | 11729 | 19054 | 27685 | 36849 | 46344 | 57366 | 68102 | 78003 | 87096 | 95354 | 102340 | 108146 | 113281 | 117770 | 121557 | 124471 | 126714 | 128405 | 129529 | 130164 | 130398 | 130209 | 129733 | 128981 | 127904 | 126411
NPgY | GSP | NG FES - Leading the Way | Number of electric cars (hybrid and full electric) | KIRKSTALL B | Leading the Way | Lct_BB002a_NPgSubComponent | Number of | NPgY | Kirkstall B |  | 12053 | 17827 | 28794 | 39595 | 51485 | 59462 | 68052 | 76589 | 86030 | 95219 | 103820 | 111719 | 118942 | 125058 | 130134 | 134647 | 138611 | 141929 | 144446 | 146382 | 147831 | 148764 | 149244 | 149332 | 149023 | 148401 | 147455 | 146138 | 144336
NPgY | GSP | NG FES - Leading the Way | Number of electric cars (hybrid and full electric) | NEEPSEND | Leading the Way | Lct_BB002a_NPgSubComponent | Number of | NPgY | Neepsend |  | 1077 | 1775 | 3228 | 5062 | 7632 | 10381 | 13305 | 16318 | 19795 | 23180 | 26309 | 29182 | 31793 | 34002 | 35838 | 37463 | 38885 | 40082 | 41002 | 41710 | 42244 | 42597 | 42794 | 42863 | 42797 | 42636 | 42385 | 42028 | 41533
NPgY | GSP | NG FES - Leading the Way | Number of electric cars (hybrid and full electric) | NORTON LEES | Leading the Way | Lct_BB002a_NPgSubComponent | Number of | NPgY | Norton Lees |  | 883 | 1497 | 2798 | 4504 | 6962 | 9690 | 12591 | 15586 | 19051 | 22424 | 25540 | 28400 | 31000 | 33199 | 35027 | 36644 | 38058 | 39250 | 40166 | 40872 | 41403 | 41756 | 41953 | 42024 | 41960 | 41805 | 41560 | 41211 | 40727
NPgY | GSP | NG FES - Leading the Way | Number of electric cars (hybrid and full electric) | PITSMOOR 3/4 | Leading the Way | Lct_BB002a_NPgSubComponent | Number of | NPgY | Pitsmoor |  | 317 | 555 | 1066 | 1759 | 2780 | 3947 | 5187 | 6470 | 7956 | 9403 | 10739 | 11965 | 13080 | 14022 | 14806 | 15499 | 16105 | 16616 | 17009 | 17311 | 17539 | 17691 | 17776 | 17807 | 17780 | 17715 | 17612 | 17464 | 17260
NPgY | GSP | NG FES - Leading the Way | Number of electric cars (hybrid and full electric) | SALTEND NORTH | Leading the Way | Lct_BB002a_NPgSubComponent | Number of | NPgY | Saltend North |  | 294 | 590 | 1262 | 2268 | 3846 | 5782 | 7835 | 9967 | 12448 | 14865 | 17092 | 19137 | 20994 | 22565 | 23871 | 25025 | 26034 | 26886 | 27541 | 28046 | 28427 | 28680 | 28824 | 28878 | 28837 | 28732 | 28567 | 28330 | 28000
NPgY | GSP | NG FES - Leading the Way | Number of electric cars (hybrid and full electric) | SHEFFIELD CITY | Leading the Way | Lct_BB002a_NPgSubComponent | Number of | NPgY | Sheffield City |  | 317 | 576 | 1145 | 1945 | 3151 | 4570 | 6076 | 7636 | 9447 | 11211 | 12838 | 14332 | 15689 | 16836 | 17790 | 18634 | 19372 | 19994 | 20473 | 20841 | 21119 | 21304 | 21408 | 21447 | 21415 | 21337 | 21213 | 21036 | 20791
NPgY | GSP | NG FES - Leading the Way | Number of electric cars (hybrid and full electric) | SKELTON GRANGE | Leading the Way | Lct_BB002a_NPgSubComponent | Number of | NPgY | Skelton Grange |  | 11096 | 17408 | 30091 | 44789 | 63978 | 82461 | 102170 | 122341 | 145436 | 167925 | 188754 | 207881 | 225287 | 240014 | 252250 | 263088 | 272576 | 280561 | 286681 | 291391 | 294935 | 297270 | 298555 | 298969 | 298472 | 297328 | 295546 | 293020 | 289534
NPgY | GSP | NG FES - Leading the Way | Number of electric cars (hybrid and full electric) | TEMPLEBOROUGH 275/33KV | Leading the Way | Lct_BB002a_NPgSubComponent | Number of | NPgY | Templeborough |  | 56 | 99 | 191 | 318 | 506 | 723 | 953 | 1191 | 1466 | 1735 | 1983 | 2211 | 2418 | 2592 | 2738 | 2867 | 2979 | 3074 | 3147 | 3203 | 3245 | 3273 | 3289 | 3295 | 3290 | 3278 | 3259 | 3232 | 3194
NPgY | GSP | NG FES - Leading the Way | Number of electric cars (hybrid and full electric) | THURCROFT | Leading the Way | Lct_BB002a_NPgSubComponent | Number of | NPgY | Thurcroft |  | 1294 | 2375 | 4750 | 8110 | 13202 | 19215 | 25600 | 32216 | 39897 | 47377 | 54277 | 60613 | 66367 | 71235 | 75281 | 78859 | 81987 | 84626 | 86656 | 88219 | 89398 | 90181 | 90623 | 90787 | 90656 | 90324 | 89801 | 89052 | 88012
NPgY | GSP | NG FES - Leading the Way | Number of electric cars (hybrid and full electric) | WEST MELTON / THORPE MARSH | Leading the Way | Lct_BB002a_NPgSubComponent | Number of | NPgY | Thorpe Marsh |  | 3493 | 5970 | 11234 | 18197 | 28289 | 39583 | 51588 | 63988 | 78338 | 92313 | 105216 | 117063 | 127830 | 136937 | 144506 | 151203 | 157059 | 161997 | 165791 | 168713 | 170916 | 172376 | 173195 | 173489 | 173228 | 172587 | 171578 | 170138 | 168142
NPgY | GSP | NG FES - Leading the Way | Number of electric cars (hybrid and full electric) | WEST MELTON SECTION 3 | Leading the Way | Lct_BB002a_NPgSubComponent | Number of | NPgY | West Melton |  | 4061 | 6744 | 12358 | 19522 | 29641 | 40589 | 52235 | 64241 | 78103 | 91604 | 104076 | 115529 | 125939 | 134746 | 142065 | 148541 | 154207 | 158981 | 162649 | 165472 | 167600 | 169008 | 169796 | 170072 | 169811 | 169177 | 168183 | 166765 | 164803
NPgY | GSP | NG FES - Leading the Way | Number of electric cars (hybrid and full electric) | WINCOBANK | Leading the Way | Lct_BB002a_NPgSubComponent | Number of | NPgY | Wincobank |  | 70 | 141 | 301 | 543 | 921 | 1386 | 1879 | 2391 | 2987 | 3567 | 4102 | 4593 | 5039 | 5416 | 5729 | 6007 | 6249 | 6453 | 6611 | 6732 | 6823 | 6884 | 6919 | 6932 | 6922 | 6897 | 6857 | 6800 | 6721
NPgN | GSP | NG FES - System Transformation | Number of electric cars (hybrid and full electric) | BLYTH 66kV | System Transformation | Lct_BB002a_NPgSubComponent | Number of | NPgN | Blyth 66kV |  | 1858 | 3638 | 7771 | 13212 | 20613 | 27709 | 35273 | 43128 | 51112 | 59019 | 66513 | 73501 | 79923 | 85619 | 90195 | 94244 | 97854 | 101073 | 103919 | 106207 | 108121 | 109698 | 111032 | 112139 | 112873 | 113490 | 114134 | 114764 | 115382
NPgN | GSP | NG FES - System Transformation | Number of electric cars (hybrid and full electric) | BLYTH 132kV | System Transformation | Lct_BB002a_NPgSubComponent | Number of | NPgN | Blyth 132kV |  | 666 | 1276 | 2663 | 4423 | 6735 | 8843 | 11084 | 13409 | 15767 | 18100 | 20311 | 22372 | 24266 | 25946 | 27294 | 28486 | 29550 | 30499 | 31339 | 32014 | 32580 | 33046 | 33441 | 33769 | 33987 | 34170 | 34361 | 34549 | 34732
NPgN | GSP | NG FES - System Transformation | Number of electric cars (hybrid and full electric) | FOURSTONES | System Transformation | Lct_BB002a_NPgSubComponent | Number of | NPgN | Fourstones |  | 262 | 488 | 988 | 1586 | 2328 | 2943 | 3592 | 4264 | 4944 | 5615 | 6250 | 6842 | 7386 | 7869 | 8255 | 8596 | 8901 | 9173 | 9414 | 9609 | 9772 | 9907 | 10021 | 10116 | 10179 | 10233 | 10288 | 10343 | 10397
NPgN | GSP | NG FES - System Transformation | Number of electric cars (hybrid and full electric) | HARTMOOR | System Transformation | Lct_BB002a_NPgSubComponent | Number of | NPgN | Hart Moor |  | 576 | 1188 | 2664 | 4745 | 7744 | 10845 | 14162 | 17613 | 21129 | 24617 | 27923 | 31007 | 33840 | 36355 | 38378 | 40169 | 41764 | 43186 | 44441 | 45449 | 46292 | 46985 | 47571 | 48057 | 48378 | 48648 | 48929 | 49205 | 49474
NPgN | GSP | NG FES - System Transformation | Number of electric cars (hybrid and full electric) | HAWTHORN PIT GRID | System Transformation | Lct_BB002a_NPgSubComponent | Number of | NPgN | Hawthorn Pit |  | 755 | 1551 | 3468 | 6164 | 10039 | 14032 | 18303 | 22746 | 27272 | 31763 | 36019 | 39988 | 43635 | 46872 | 49476 | 51781 | 53835 | 55666 | 57281 | 58579 | 59663 | 60556 | 61310 | 61936 | 62349 | 62697 | 63059 | 63414 | 63761
NPgN | GSP | NG FES - System Transformation | Number of electric cars (hybrid and full electric) | KNARESBOROUGH | System Transformation | Lct_BB002a_NPgSubComponent | Number of | NPgN | Knaresborough |  | 2673 | 4994 | 10150 | 16370 | 24150 | 30683 | 37603 | 44760 | 52002 | 59151 | 65925 | 72237 | 78041 | 83183 | 87303 | 90943 | 94195 | 97097 | 99670 | 101744 | 103483 | 104918 | 106135 | 107147 | 107821 | 108388 | 108981 | 109561 | 110131
NPgN | GSP | NG FES - System Transformation | Number of electric cars (hybrid and full electric) | LACKENBY | System Transformation | Lct_BB002a_NPgSubComponent | Number of | NPgN | Lackenby |  | 1038 | 2151 | 4850 | 8683 | 14234 | 20011 | 26193 | 32626 | 39180 | 45683 | 51848 | 57597 | 62880 | 67569 | 71341 | 74681 | 77656 | 80308 | 82648 | 84527 | 86097 | 87389 | 88481 | 89387 | 89985 | 90488 | 91012 | 91526 | 92028
NPgN | GSP | NG FES - System Transformation | Number of electric cars (hybrid and full electric) | NORTON | System Transformation | Lct_BB002a_NPgSubComponent | Number of | NPgN | Norton |  | 3632 | 7274 | 15885 | 27600 | 43998 | 60338 | 77788 | 95929 | 114387 | 132686 | 150029 | 166202 | 181065 | 194252 | 204855 | 214237 | 222600 | 230054 | 236638 | 241929 | 246354 | 249996 | 253077 | 255632 | 257322 | 258745 | 260228 | 261679 | 263101
NPgN | GSP | NG FES - System Transformation | Number of electric cars (hybrid and full electric) | OFFERTON | System Transformation | Lct_BB002a_NPgSubComponent | Number of | NPgN | Offerton |  | 333 | 697 | 1588 | 2868 | 4740 | 6710 | 8819 | 11014 | 13252 | 15473 | 17578 | 19541 | 21345 | 22946 | 24235 | 25376 | 26392 | 27298 | 28097 | 28738 | 29274 | 29715 | 30088 | 30397 | 30601 | 30772 | 30951 | 31126 | 31298
NPgN | GSP | NG FES - System Transformation | Number of electric cars (hybrid and full electric) | OSBALDWICK | System Transformation | Lct_BB002a_NPgSubComponent | Number of | NPgN | Osbaldwick |  | 2680 | 5202 | 11013 | 18553 | 28681 | 38212 | 48365 | 58903 | 69606 | 80204 | 90246 | 99610 | 108216 | 115848 | 121978 | 127400 | 132236 | 136548 | 140361 | 143429 | 145996 | 148110 | 149901 | 151387 | 152372 | 153201 | 154066 | 154913 | 155743
NPgN | GSP | NG FES - System Transformation | Number of electric cars (hybrid and full electric) | POPPLETON | System Transformation | Lct_BB002a_NPgSubComponent | Number of | NPgN | Poppleton |  | 480 | 920 | 1921 | 3191 | 4860 | 6381 | 7998 | 9676 | 11378 | 13062 | 14657 | 16145 | 17512 | 18724 | 19697 | 20558 | 21325 | 22010 | 22616 | 23104 | 23512 | 23849 | 24134 | 24370 | 24528 | 24660 | 24798 | 24933 | 25065
NPgN | GSP | NG FES - System Transformation | Number of electric cars (hybrid and full electric) | SALTHOLME | System Transformation | Lct_BB002a_NPgSubComponent | Number of | NPgN | Saltholme |  | 13 | 27 | 61 | 110 | 182 | 258 | 340 | 425 | 511 | 597 | 678 | 754 | 824 | 886 | 936 | 980 | 1019 | 1054 | 1085 | 1110 | 1131 | 1148 | 1162 | 1174 | 1182 | 1189 | 1196 | 1202 | 1209
NPgN | GSP | NG FES - System Transformation | Number of electric cars (hybrid and full electric) | SOUTH SHIELDS | System Transformation | Lct_BB002a_NPgSubComponent | Number of | NPgN | South Shields |  | 355 | 723 | 1607 | 2837 | 4591 | 6383 | 8299 | 10292 | 12322 | 14335 | 16242 | 18022 | 19657 | 21108 | 22275 | 23308 | 24228 | 25048 | 25773 | 26354 | 26841 | 27241 | 27579 | 27860 | 28046 | 28202 | 28364 | 28523 | 28679
NPgN | GSP | NG FES - System Transformation | Number of electric cars (hybrid and full electric) | SPADEADAM | System Transformation | Lct_BB002a_NPgSubComponent | Number of | NPgN | Spadeadam - Not in NG FES |  | 71 | 138 | 293 | 497 | 774 | 1038 | 1319 | 1611 | 1908 | 2201 | 2480 | 2740 | 2978 | 3190 | 3360 | 3510 | 3644 | 3764 | 3870 | 3955 | 4026 | 4084 | 4134 | 4175 | 4202 | 4225 | 4249 | 4273 | 4296
NPgN | GSP | NG FES - System Transformation | Number of electric cars (hybrid and full electric) | SPENNYMOOR | System Transformation | Lct_BB002a_NPgSubComponent | Number of | NPgN | Spennymoor |  | 2259 | 4471 | 9651 | 16580 | 26144 | 35493 | 45468 | 55833 | 66374 | 76819 | 86718 | 95948 | 104432 | 111957 | 118006 | 123358 | 128129 | 132382 | 136141 | 139162 | 141689 | 143770 | 145530 | 146991 | 147958 | 148771 | 149620 | 150450 | 151264
NPgN | GSP | NG FES - System Transformation | Number of electric cars (hybrid and full electric) | STELLA NORTH | System Transformation | Lct_BB002a_NPgSubComponent | Number of | NPgN | Stella North |  | 1859 | 3585 | 7536 | 12603 | 19338 | 25577 | 32217 | 39106 | 46100 | 53022 | 59582 | 65697 | 71318 | 76302 | 80304 | 83844 | 87001 | 89817 | 92308 | 94312 | 95989 | 97372 | 98542 | 99514 | 100159 | 100701 | 101268 | 101822 | 102365
NPgN | GSP | NG FES - System Transformation | Number of electric cars (hybrid and full electric) | STELLA SOUTH | System Transformation | Lct_BB002a_NPgSubComponent | Number of | NPgN | Stella South |  | 1470 | 2863 | 6084 | 10288 | 15967 | 21354 | 27094 | 33054 | 39108 | 45104 | 50785 | 56083 | 60952 | 65270 | 68739 | 71807 | 74544 | 76984 | 79142 | 80877 | 82329 | 83525 | 84537 | 85377 | 85934 | 86403 | 86891 | 87370 | 87839
NPgN | GSP | NG FES - System Transformation | Number of electric cars (hybrid and full electric) | TYNEMOUTH | System Transformation | Lct_BB002a_NPgSubComponent | Number of | NPgN | Tynemouth 1 |  | 1492 | 2929 | 6270 | 10683 | 16707 | 22507 | 28691 | 35114 | 41642 | 48109 | 54238 | 59953 | 65205 | 69864 | 73607 | 76919 | 79872 | 82505 | 84832 | 86703 | 88268 | 89557 | 90648 | 91554 | 92153 | 92658 | 93184 | 93699 | 94204
NPgN | GSP | NG FES - System Transformation | Number of electric cars (hybrid and full electric) | WEST BOLDON | System Transformation | Lct_BB002a_NPgSubComponent | Number of | NPgN | West Boldon |  | 1716 | 3416 | 7414 | 12805 | 20295 | 27685 | 35574 | 43772 | 52112 | 60378 | 68212 | 75517 | 82231 | 88187 | 92975 | 97212 | 100989 | 104355 | 107330 | 109720 | 111719 | 113365 | 114758 | 115913 | 116677 | 117320 | 117991 | 118648 | 119291
NPgY | GSP | NG FES - System Transformation | Number of electric cars (hybrid and full electric) | BRADFORD WEST | System Transformation | Lct_BB002a_NPgSubComponent | Number of | NPgY | Bradford West |  | 6500 | 10862 | 20018 | 31159 | 45837 | 61274 | 77731 | 94821 | 112188 | 129174 | 145262 | 160250 | 174011 | 186194 | 196154 | 204965 | 212822 | 219828 | 226020 | 230999 | 235165 | 238596 | 241500 | 243910 | 245506 | 246849 | 248250 | 249622 | 250966
NPgY | GSP | NG FES - System Transformation | Number of electric cars (hybrid and full electric) | CAMBLESFORTH | System Transformation | Lct_BB002a_NPgSubComponent | Number of | NPgY | Camblesforth |  | 256 | 494 | 1033 | 1800 | 2933 | 4274 | 5714 | 7215 | 8748 | 10251 | 11675 | 13003 | 14221 | 15301 | 16187 | 16971 | 17669 | 18291 | 18839 | 19278 | 19646 | 19947 | 20202 | 20413 | 20552 | 20669 | 20791 | 20911 | 21027
NPgY | GSP | NG FES - System Transformation | Number of electric cars (hybrid and full electric) | CREYKE BECK | System Transformation | Lct_BB002a_NPgSubComponent | Number of | NPgY | Creyke Beck |  | 3473 | 6429 | 13009 | 22067 | 35155 | 50345 | 66629 | 83595 | 100902 | 117872 | 133950 | 148934 | 162688 | 174876 | 184863 | 193706 | 201582 | 208597 | 214784 | 219748 | 223897 | 227307 | 230187 | 232575 | 234148 | 235473 | 236853 | 238203 | 239524
NPgY | GSP | NG FES - System Transformation | Number of electric cars (hybrid and full electric) | DRAX | System Transformation | Lct_BB002a_NPgSubComponent | Number of | NPgY | Drax |  | 453 | 837 | 1689 | 2860 | 4548 | 6505 | 8602 | 10787 | 13016 | 15202 | 17272 | 19202 | 20973 | 22543 | 23829 | 24967 | 25982 | 26885 | 27682 | 28321 | 28855 | 29295 | 29666 | 29973 | 30176 | 30346 | 30524 | 30698 | 30868
NPgY | GSP | NG FES - System Transformation | Number of electric cars (hybrid and full electric) | ELLAND | System Transformation | Lct_BB002a_NPgSubComponent | Number of | NPgY | Elland |  | 3368 | 5998 | 11738 | 19344 | 30046 | 42141 | 55090 | 68570 | 82307 | 95767 | 108519 | 120403 | 131311 | 140975 | 148890 | 155896 | 162138 | 167699 | 172606 | 176546 | 179840 | 182548 | 184837 | 186735 | 187987 | 189041 | 190140 | 191215 | 192267
NPgY | GSP | NG FES - System Transformation | Number of electric cars (hybrid and full electric) | FERRYBRIDGE A | System Transformation | Lct_BB002a_NPgSubComponent | Number of | NPgY | Ferrybridge A |  | 1013 | 1834 | 3640 | 6075 | 9544 | 13512 | 17762 | 22189 | 26703 | 31127 | 35318 | 39223 | 42809 | 45985 | 48588 | 50892 | 52944 | 54772 | 56385 | 57679 | 58761 | 59651 | 60402 | 61026 | 61437 | 61783 | 62143 | 62496 | 62841
NPgY | GSP | NG FES - System Transformation | Number of electric cars (hybrid and full electric) | FERRYBRIDGE B | System Transformation | Lct_BB002a_NPgSubComponent | Number of | NPgY | Ferrybridge B (_M) |  | 5074 | 8240 | 14744 | 22258 | 31720 | 41127 | 51122 | 61479 | 71980 | 82234 | 91944 | 100988 | 109293 | 116641 | 122640 | 127944 | 132677 | 136900 | 140638 | 143647 | 146167 | 148246 | 150007 | 151469 | 152441 | 153258 | 154112 | 154947 | 155766
NPgY | GSP | NG FES - System Transformation | Number of electric cars (hybrid and full electric) | GRIMSBY WEST | System Transformation | Lct_BB002a_NPgSubComponent | Number of | NPgY | Grimsby West |  | 1082 | 2037 | 4177 | 7165 | 11523 | 16627 | 22102 | 27807 | 33629 | 39338 | 44748 | 49789 | 54417 | 58518 | 61880 | 64856 | 67507 | 69867 | 71949 | 73619 | 75014 | 76161 | 77129 | 77932 | 78461 | 78906 | 79370 | 79823 | 80267
NPgY | GSP | NG FES - System Transformation | Number of electric cars (hybrid and full electric) | JORDANTHORPE | System Transformation | Lct_BB002a_NPgSubComponent | Number of | NPgY | Jordanthorpe |  | 830 | 1409 | 2639 | 4172 | 6234 | 8453 | 10822 | 13284 | 15789 | 18240 | 20561 | 22724 | 24710 | 26469 | 27907 | 29180 | 30315 | 31326 | 32220 | 32938 | 33538 | 34033 | 34451 | 34798 | 35028 | 35221 | 35422 | 35620 | 35813
NPgY | GSP | NG FES - System Transformation | Number of electric cars (hybrid and full electric) | KEADBY | System Transformation | Lct_BB002a_NPgSubComponent | Number of | NPgY | Keadby |  | 1893 | 3560 | 7296 | 12508 | 20107 | 29000 | 38539 | 48481 | 58625 | 68573 | 77999 | 86783 | 94847 | 101992 | 107849 | 113035 | 117654 | 121767 | 125394 | 128304 | 130735 | 132733 | 134420 | 135820 | 136741 | 137517 | 138325 | 139115 | 139889
NPgY | GSP | NG FES - System Transformation | Number of electric cars (hybrid and full electric) | KIRKSTALL B | System Transformation | Lct_BB002a_NPgSubComponent | Number of | NPgY | Kirkstall B |  | 12079 | 18375 | 30506 | 42225 | 54330 | 62937 | 71847 | 80940 | 89993 | 98722 | 106975 | 114649 | 121702 | 127916 | 132929 | 137341 | 141303 | 144856 | 148037 | 150623 | 152805 | 154620 | 156173 | 157467 | 158350 | 159090 | 159869 | 160632 | 161383
NPgY | GSP | NG FES - System Transformation | Number of electric cars (hybrid and full electric) | NEEPSEND | System Transformation | Lct_BB002a_NPgSubComponent | Number of | NPgY | Neepsend |  | 1080 | 1830 | 3420 | 5399 | 8053 | 10904 | 13947 | 17109 | 20325 | 23472 | 26453 | 29231 | 31780 | 34039 | 35885 | 37520 | 38977 | 40275 | 41423 | 42345 | 43116 | 43751 | 44288 | 44734 | 45029 | 45277 | 45536 | 45789 | 46037
NPgY | GSP | NG FES - System Transformation | Number of electric cars (hybrid and full electric) | NORTON LEES | System Transformation | Lct_BB002a_NPgSubComponent | Number of | NPgY | Norton Lees |  | 885 | 1543 | 2965 | 4804 | 7346 | 10169 | 13187 | 16328 | 19526 | 22658 | 25626 | 28391 | 30929 | 33177 | 35018 | 36647 | 38098 | 39392 | 40534 | 41451 | 42218 | 42849 | 43382 | 43825 | 44117 | 44363 | 44619 | 44870 | 45115
NPgY | GSP | NG FES - System Transformation | Number of electric cars (hybrid and full electric) | PITSMOOR 3/4 | System Transformation | Lct_BB002a_NPgSubComponent | Number of | NPgY | Pitsmoor |  | 318 | 572 | 1129 | 1875 | 2933 | 4138 | 5429 | 6773 | 8143 | 9485 | 10757 | 11942 | 13030 | 13994 | 14784 | 15483 | 16106 | 16660 | 17150 | 17543 | 17871 | 18141 | 18369 | 18559 | 18683 | 18788 | 18898 | 19005 | 19110
NPgY | GSP | NG FES - System Transformation | Number of electric cars (hybrid and full electric) | SALTEND NORTH | System Transformation | Lct_BB002a_NPgSubComponent | Number of | NPgY | Saltend North |  | 295 | 609 | 1337 | 2419 | 4059 | 6048 | 8186 | 10417 | 12695 | 14932 | 17051 | 19027 | 20840 | 22447 | 23766 | 24933 | 25973 | 26898 | 27714 | 28367 | 28914 | 29362 | 29740 | 30054 | 30260 | 30434 | 30615 | 30792 | 30965
NPgY | GSP | NG FES - System Transformation | Number of electric cars (hybrid and full electric) | SHEFFIELD CITY | System Transformation | Lct_BB002a_NPgSubComponent | Number of | NPgY | Sheffield City |  | 317 | 594 | 1213 | 2074 | 3326 | 4787 | 6355 | 7989 | 9656 | 11290 | 12839 | 14282 | 15607 | 16781 | 17744 | 18596 | 19354 | 20030 | 20626 | 21104 | 21504 | 21832 | 22109 | 22339 | 22491 | 22618 | 22751 | 22881 | 23008
NPgY | GSP | NG FES - System Transformation | Number of electric cars (hybrid and full electric) | SKELTON GRANGE | System Transformation | Lct_BB002a_NPgSubComponent | Number of | NPgY | Skelton Grange |  | 11120 | 17943 | 31880 | 47764 | 67512 | 86824 | 107317 | 128542 | 150046 | 171033 | 190905 | 209414 | 226409 | 241446 | 253714 | 264560 | 274241 | 282880 | 290531 | 296692 | 301854 | 306111 | 309721 | 312718 | 314712 | 316389 | 318141 | 319857 | 321538
NPgY | GSP | NG FES - System Transformation | Number of electric cars (hybrid and full electric) | TEMPLEBOROUGH 275/33KV | System Transformation | Lct_BB002a_NPgSubComponent | Number of | NPgY | Templeborough |  | 56 | 102 | 203 | 339 | 534 | 757 | 997 | 1246 | 1500 | 1749 | 1986 | 2206 | 2407 | 2586 | 2733 | 2863 | 2978 | 3081 | 3172 | 3245 | 3306 | 3356 | 3398 | 3434 | 3457 | 3476 | 3496 | 3516 | 3536
NPgY | GSP | NG FES - System Transformation | Number of electric cars (hybrid and full electric) | THURCROFT | System Transformation | Lct_BB002a_NPgSubComponent | Number of | NPgY | Thurcroft |  | 1297 | 2448 | 5032 | 8649 | 13932 | 20127 | 26773 | 33699 | 40767 | 47699 | 54267 | 60389 | 66007 | 70986 | 75068 | 78682 | 81900 | 84766 | 87294 | 89321 | 91015 | 92407 | 93583 | 94558 | 95200 | 95740 | 96303 | 96853 | 97392
NPgY | GSP | NG FES - System Transformation | Number of electric cars (hybrid and full electric) | WEST MELTON / THORPE MARSH | System Transformation | Lct_BB002a_NPgSubComponent | Number of | NPgY | Thorpe Marsh |  | 3501 | 6153 | 11901 | 19406 | 29852 | 41528 | 54020 | 67020 | 80262 | 93234 | 105523 | 116974 | 127486 | 136798 | 144422 | 151170 | 157184 | 162542 | 167271 | 171068 | 174243 | 176855 | 179062 | 180893 | 182102 | 183119 | 184180 | 185217 | 186233
NPgY | GSP | NG FES - System Transformation | Number of electric cars (hybrid and full electric) | WEST MELTON SECTION 3 | System Transformation | Lct_BB002a_NPgSubComponent | Number of | NPgY | West Melton |  | 4070 | 6952 | 13092 | 20819 | 31278 | 42623 | 54739 | 67335 | 80152 | 92697 | 104580 | 115652 | 125817 | 134819 | 142184 | 148701 | 154510 | 159688 | 164262 | 167937 | 171010 | 173540 | 175679 | 177455 | 178629 | 179616 | 180646 | 181654 | 182642
NPgY | GSP | NG FES - System Transformation | Number of electric cars (hybrid and full electric) | WINCOBANK | System Transformation | Lct_BB002a_NPgSubComponent | Number of | NPgY | Wincobank |  | 70 | 145 | 319 | 579 | 972 | 1450 | 1963 | 2499 | 3046 | 3583 | 4092 | 4566 | 5001 | 5387 | 5704 | 5984 | 6234 | 6456 | 6652 | 6809 | 6940 | 7048 | 7139 | 7214 | 7263 | 7305 | 7349 | 7391 | 7433
NPgN | GSP | NPg Best View | Number of electric vans (hybrid and full electric) | BLYTH 66kV | NPg Best View (Not in FES) | Lct_BB002b_NPgSubComponent | Number of | NPgN | Blyth 66kV |  | 84 | 174 | 391 | 710 | 1208 | 1780 | 2456 | 3251 | 4272 | 5437 | 6793 | 8226 | 9634 | 10870 | 11838 | 12623 | 13250 | 13812 | 14433 | 14985 | 15485 | 15996 | 16541 | 17152 | 17848 | 18679 | 19698 | 20970 | 22593
NPgN | GSP | NPg Best View | Number of electric vans (hybrid and full electric) | BLYTH 132kV | NPg Best View (Not in FES) | Lct_BB002b_NPgSubComponent | Number of | NPgN | Blyth 132kV |  | 30 | 61 | 134 | 238 | 395 | 567 | 771 | 1010 | 1315 | 1663 | 2069 | 2497 | 2918 | 3287 | 3575 | 3809 | 3995 | 4162 | 4347 | 4511 | 4661 | 4813 | 4977 | 5160 | 5369 | 5619 | 5925 | 6307 | 6795
NPgN | GSP | NPg Best View | Number of electric vans (hybrid and full electric) | FOURSTONES | NPg Best View (Not in FES) | Lct_BB002b_NPgSubComponent | Number of | NPgN | Fourstones |  | 12 | 23 | 50 | 85 | 136 | 188 | 249 | 321 | 411 | 513 | 634 | 760 | 884 | 993 | 1077 | 1145 | 1199 | 1248 | 1302 | 1351 | 1395 | 1440 | 1488 | 1543 | 1605 | 1680 | 1771 | 1885 | 2031
NPgN | GSP | NPg Best View | Number of electric vans (hybrid and full electric) | HARTMOOR | NPg Best View (Not in FES) | Lct_BB002b_NPgSubComponent | Number of | NPgN | Hart Moor |  | 26 | 57 | 134 | 255 | 454 | 698 | 987 | 1330 | 1772 | 2277 | 2863 | 3483 | 4093 | 4630 | 5052 | 5394 | 5669 | 5914 | 6185 | 6425 | 6642 | 6863 | 7098 | 7361 | 7660 | 8017 | 8455 | 9002 | 9699
NPgN | GSP | NPg Best View | Number of electric vans (hybrid and full electric) | HAWTHORN PIT GRID | NPg Best View (Not in FES) | Lct_BB002b_NPgSubComponent | Number of | NPgN | Hawthorn Pit |  | 34 | 74 | 174 | 331 | 588 | 903 | 1276 | 1717 | 2287 | 2937 | 3692 | 4491 | 5277 | 5969 | 6512 | 6953 | 7306 | 7623 | 7971 | 8280 | 8559 | 8844 | 9147 | 9486 | 9871 | 10332 | 10896 | 11601 | 12499
NPgN | GSP | NPg Best View | Number of electric vans (hybrid and full electric) | KNARESBOROUGH | NPg Best View (Not in FES) | Lct_BB002b_NPgSubComponent | Number of | NPgN | Knaresborough |  | 121 | 240 | 510 | 879 | 1416 | 1966 | 2612 | 3366 | 4323 | 5413 | 6688 | 8032 | 9350 | 10502 | 11400 | 12124 | 12700 | 13216 | 13793 | 14307 | 14774 | 15253 | 15768 | 16346 | 17006 | 17797 | 18765 | 19975 | 21518
NPgN | GSP | NPg Best View | Number of electric vans (hybrid and full electric) | LACKENBY | NPg Best View (Not in FES) | Lct_BB002b_NPgSubComponent | Number of | NPgN | Lackenby |  | 47 | 103 | 244 | 466 | 834 | 1288 | 1826 | 2464 | 3286 | 4226 | 5318 | 6472 | 7608 | 8608 | 9393 | 10031 | 10542 | 11000 | 11503 | 11950 | 12354 | 12766 | 13204 | 13693 | 14249 | 14914 | 15728 | 16746 | 18043
NPgN | GSP | NPg Best View | Number of electric vans (hybrid and full electric) | NORTON | NPg Best View (Not in FES) | Lct_BB002b_NPgSubComponent | Number of | NPgN | Norton |  | 164 | 349 | 799 | 1483 | 2579 | 3879 | 5419 | 7238 | 9577 | 12247 | 15353 | 18635 | 21865 | 24703 | 26927 | 28734 | 30179 | 31473 | 32900 | 34168 | 35315 | 36485 | 37733 | 39128 | 40717 | 42614 | 44940 | 47844 | 51550
NPgN | GSP | NPg Best View | Number of electric vans (hybrid and full electric) | OFFERTON | NPg Best View (Not in FES) | Lct_BB002b_NPgSubComponent | Number of | NPgN | Offerton |  | 15 | 33 | 80 | 154 | 278 | 432 | 615 | 832 | 1112 | 1432 | 1804 | 2197 | 2584 | 2925 | 3192 | 3410 | 3584 | 3740 | 3912 | 4064 | 4202 | 4342 | 4491 | 4657 | 4847 | 5073 | 5350 | 5696 | 6137
NPgN | GSP | NPg Best View | Number of electric vans (hybrid and full electric) | OSBALDWICK | NPg Best View (Not in FES) | Lct_BB002b_NPgSubComponent | Number of | NPgN | Osbaldwick |  | 121 | 250 | 554 | 997 | 1681 | 2454 | 3366 | 4439 | 5813 | 7381 | 9209 | 11138 | 13034 | 14697 | 15999 | 17053 | 17895 | 18650 | 19485 | 20228 | 20901 | 21589 | 22324 | 23147 | 24085 | 25207 | 26581 | 28297 | 30487
NPgN | GSP | NPg Best View | Number of electric vans (hybrid and full electric) | POPPLETON | NPg Best View (Not in FES) | Lct_BB002b_NPgSubComponent | Number of | NPgN | Poppleton |  | 22 | 44 | 97 | 171 | 285 | 409 | 556 | 729 | 949 | 1200 | 1493 | 1802 | 2106 | 2372 | 2580 | 2749 | 2883 | 3003 | 3137 | 3256 | 3363 | 3474 | 3592 | 3724 | 3875 | 4055 | 4276 | 4552 | 4904
NPgN | GSP | NPg Best View | Number of electric vans (hybrid and full electric) | SALTHOLME | NPg Best View (Not in FES) | Lct_BB002b_NPgSubComponent | Number of | NPgN | Saltholme |  | 1 | 1 | 3 | 6 | 11 | 17 | 24 | 32 | 43 | 55 | 70 | 85 | 100 | 113 | 123 | 132 | 138 | 144 | 151 | 157 | 162 | 168 | 173 | 180 | 187 | 196 | 207 | 220 | 237
NPgN | GSP | NPg Best View | Number of electric vans (hybrid and full electric) | SOUTH SHIELDS | NPg Best View (Not in FES) | Lct_BB002b_NPgSubComponent | Number of | NPgN | South Shields |  | 16 | 35 | 81 | 152 | 269 | 411 | 578 | 777 | 1033 | 1325 | 1664 | 2023 | 2376 | 2687 | 2931 | 3129 | 3287 | 3429 | 3585 | 3724 | 3850 | 3978 | 4114 | 4266 | 4440 | 4647 | 4900 | 5217 | 5621
NPgN | GSP | NPg Best View | Number of electric vans (hybrid and full electric) | SPADEADAM | NPg Best View (Not in FES) | Lct_BB002b_NPgSubComponent | Number of | NPgN | Spadeadam - Not in NG FES |  | 3 | 7 | 15 | 27 | 45 | 67 | 92 | 121 | 159 | 203 | 253 | 307 | 359 | 405 | 441 | 470 | 493 | 514 | 537 | 558 | 576 | 596 | 616 | 639 | 664 | 695 | 733 | 781 | 841
NPgN | GSP | NPg Best View | Number of electric vans (hybrid and full electric) | SPENNYMOOR | NPg Best View (Not in FES) | Lct_BB002b_NPgSubComponent | Number of | NPgN | Spennymoor |  | 102 | 214 | 485 | 891 | 1532 | 2281 | 3167 | 4211 | 5552 | 7084 | 8866 | 10748 | 12600 | 14226 | 15500 | 16534 | 17361 | 18101 | 18918 | 19645 | 20302 | 20973 | 21690 | 22491 | 23404 | 24494 | 25830 | 27499 | 29629
NPgN | GSP | NPg Best View | Number of electric vans (hybrid and full electric) | STELLA NORTH | NPg Best View (Not in FES) | Lct_BB002b_NPgSubComponent | Number of | NPgN | Stella North |  | 84 | 172 | 379 | 677 | 1133 | 1642 | 2241 | 2946 | 3848 | 4876 | 6075 | 7340 | 8583 | 9674 | 10526 | 11217 | 11768 | 12261 | 12809 | 13295 | 13737 | 14188 | 14670 | 15211 | 15827 | 16564 | 17467 | 18595 | 20033
NPgN | GSP | NPg Best View | Number of electric vans (hybrid and full electric) | STELLA SOUTH | NPg Best View (Not in FES) | Lct_BB002b_NPgSubComponent | Number of | NPgN | Stella South |  | 66 | 137 | 306 | 553 | 936 | 1371 | 1886 | 2491 | 3267 | 4153 | 5184 | 6273 | 7344 | 8283 | 9019 | 9615 | 10091 | 10517 | 10989 | 11408 | 11788 | 12177 | 12592 | 13056 | 13585 | 14218 | 14993 | 15962 | 17197
NPgN | GSP | NPg Best View | Number of electric vans (hybrid and full electric) | TYNEMOUTH | NPg Best View (Not in FES) | Lct_BB002b_NPgSubComponent | Number of | NPgN | Tynemouth 1 |  | 67 | 140 | 315 | 574 | 979 | 1446 | 1998 | 2647 | 3481 | 4433 | 5541 | 6711 | 7862 | 8872 | 9663 | 10304 | 10817 | 11276 | 11783 | 12235 | 12643 | 13060 | 13506 | 14005 | 14573 | 15251 | 16083 | 17122 | 18448
NPgN | GSP | NPg Best View | Number of electric vans (hybrid and full electric) | WEST BOLDON | NPg Best View (Not in FES) | Lct_BB002b_NPgSubComponent | Number of | NPgN | West Boldon |  | 78 | 164 | 373 | 688 | 1190 | 1779 | 2478 | 3302 | 4361 | 5570 | 6977 | 8463 | 9926 | 11210 | 12217 | 13034 | 13687 | 14272 | 14918 | 15492 | 16011 | 16541 | 17107 | 17739 | 18459 | 19319 | 20373 | 21690 | 23369
NPgY | GSP | NPg Best View | Number of electric vans (hybrid and full electric) | BRADFORD WEST | NPg Best View (Not in FES) | Lct_BB002b_NPgSubComponent | Number of | NPgY | Bradford West |  | 294 | 519 | 1005 | 1674 | 2688 | 3937 | 5412 | 7149 | 9376 | 11898 | 14834 | 17933 | 20975 | 23640 | 25746 | 27454 | 28818 | 30040 | 31391 | 32593 | 33681 | 34792 | 35978 | 37307 | 38820 | 40628 | 42843 | 45611 | 49142
NPgY | GSP | NPg Best View | Number of electric vans (hybrid and full electric) | CAMBLESFORTH | NPg Best View (Not in FES) | Lct_BB002b_NPgSubComponent | Number of | NPgY | Camblesforth |  | 12 | 24 | 52 | 97 | 172 | 276 | 399 | 546 | 736 | 952 | 1201 | 1466 | 1726 | 1955 | 2137 | 2285 | 2404 | 2510 | 2627 | 2730 | 2823 | 2918 | 3019 | 3131 | 3258 | 3410 | 3597 | 3830 | 4127
NPgY | GSP | NPg Best View | Number of electric vans (hybrid and full electric) | CREYKE BECK | NPg Best View (Not in FES) | Lct_BB002b_NPgSubComponent | Number of | NPgY | Creyke Beck |  | 157 | 307 | 653 | 1186 | 2061 | 3244 | 4651 | 6319 | 8478 | 10926 | 13766 | 16767 | 19721 | 22317 | 24377 | 26056 | 27402 | 28606 | 29927 | 31099 | 32158 | 33233 | 34377 | 35654 | 37105 | 38837 | 40959 | 43610 | 46991
NPgY | GSP | NPg Best View | Number of electric vans (hybrid and full electric) | DRAX | NPg Best View (Not in FES) | Lct_BB002b_NPgSubComponent | Number of | NPgY | Drax |  | 20 | 40 | 85 | 154 | 267 | 419 | 600 | 815 | 1094 | 1409 | 1775 | 2162 | 2542 | 2877 | 3142 | 3358 | 3532 | 3687 | 3857 | 4008 | 4144 | 4283 | 4430 | 4595 | 4782 | 5005 | 5278 | 5620 | 6056
NPgY | GSP | NPg Best View | Number of electric vans (hybrid and full electric) | ELLAND | NPg Best View (Not in FES) | Lct_BB002b_NPgSubComponent | Number of | NPgY | Elland |  | 152 | 287 | 589 | 1039 | 1762 | 2713 | 3842 | 5179 | 6905 | 8862 | 11133 | 13533 | 15894 | 17966 | 19609 | 20946 | 22017 | 22976 | 24030 | 24965 | 25810 | 26671 | 27587 | 28610 | 29772 | 31161 | 32863 | 34989 | 37701
NPgY | GSP | NPg Best View | Number of electric vans (hybrid and full electric) | FERRYBRIDGE A | NPg Best View (Not in FES) | Lct_BB002b_NPgSubComponent | Number of | NPgY | Ferrybridge A |  | 46 | 88 | 183 | 326 | 560 | 870 | 1239 | 1677 | 2242 | 2883 | 3626 | 4412 | 5185 | 5864 | 6403 | 6841 | 7193 | 7507 | 7853 | 8159 | 8436 | 8718 | 9018 | 9352 | 9733 | 10187 | 10743 | 11438 | 12325
NPgY | GSP | NPg Best View | Number of electric vans (hybrid and full electric) | FERRYBRIDGE B | NPg Best View (Not in FES) | Lct_BB002b_NPgSubComponent | Number of | NPgY | Ferrybridge B (_M) |  | 229 | 394 | 740 | 1196 | 1860 | 2639 | 3555 | 4629 | 5998 | 7548 | 9357 | 11263 | 13132 | 14766 | 16054 | 17096 | 17926 | 18669 | 19496 | 20232 | 20900 | 21584 | 22316 | 23137 | 24073 | 25193 | 26565 | 28280 | 30467
NPgY | GSP | NPg Best View | Number of electric vans (hybrid and full electric) | GRIMSBY WEST | NPg Best View (Not in FES) | Lct_BB002b_NPgSubComponent | Number of | NPgY | Grimsby West |  | 49 | 97 | 210 | 385 | 676 | 1072 | 1543 | 2102 | 2827 | 3649 | 4601 | 5608 | 6600 | 7471 | 8163 | 8727 | 9180 | 9584 | 10028 | 10421 | 10777 | 11138 | 11521 | 11950 | 12436 | 13016 | 13728 | 14616 | 15750
NPgY | GSP | NPg Best View | Number of electric vans (hybrid and full electric) | JORDANTHORPE | NPg Best View (Not in FES) | Lct_BB002b_NPgSubComponent | Number of | NPgY | Jordanthorpe |  | 37 | 67 | 132 | 224 | 366 | 543 | 754 | 1002 | 1321 | 1682 | 2103 | 2547 | 2983 | 3365 | 3667 | 3912 | 4109 | 4284 | 4478 | 4651 | 4807 | 4966 | 5135 | 5325 | 5541 | 5800 | 6116 | 6511 | 7016
NPgY | GSP | NPg Best View | Number of electric vans (hybrid and full electric) | KEADBY | NPg Best View (Not in FES) | Lct_BB002b_NPgSubComponent | Number of | NPgY | Keadby |  | 86 | 170 | 366 | 672 | 1179 | 1869 | 2691 | 3665 | 4928 | 6360 | 8020 | 9775 | 11503 | 13022 | 14227 | 15210 | 15998 | 16704 | 17477 | 18162 | 18782 | 19411 | 20079 | 20826 | 21673 | 22685 | 23925 | 25473 | 27449
NPgY | GSP | NPg Best View | Number of electric vans (hybrid and full electric) | KIRKSTALL B | NPg Best View (Not in FES) | Lct_BB002b_NPgSubComponent | Number of | NPgY | Kirkstall B |  | 546 | 878 | 1532 | 2269 | 3186 | 4015 | 4969 | 6057 | 7390 | 8892 | 10674 | 12539 | 14349 | 15912 | 17120 | 18079 | 18829 | 19503 | 20282 | 20982 | 21623 | 22293 | 23023 | 23849 | 24804 | 25949 | 27351 | 29104 | 31341
NPgY | GSP | NPg Best View | Number of electric vans (hybrid and full electric) | NEEPSEND | NPg Best View (Not in FES) | Lct_BB002b_NPgSubComponent | Number of | NPgY | Neepsend |  | 49 | 87 | 172 | 290 | 472 | 701 | 972 | 1291 | 1700 | 2165 | 2705 | 3275 | 3835 | 4326 | 4715 | 5030 | 5282 | 5508 | 5757 | 5979 | 6179 | 6383 | 6602 | 6846 | 7123 | 7455 | 7862 | 8370 | 9018
NPgY | GSP | NPg Best View | Number of electric vans (hybrid and full electric) | NORTON LEES | NPg Best View (Not in FES) | Lct_BB002b_NPgSubComponent | Number of | NPgY | Norton Lees |  | 40 | 74 | 149 | 258 | 431 | 654 | 919 | 1233 | 1637 | 2094 | 2626 | 3187 | 3740 | 4224 | 4608 | 4920 | 5170 | 5394 | 5640 | 5858 | 6056 | 6257 | 6472 | 6712 | 6984 | 7310 | 7709 | 8207 | 8843
NPgY | GSP | NPg Best View | Number of electric vans (hybrid and full electric) | PITSMOOR 3/4 | NPg Best View (Not in FES) | Lct_BB002b_NPgSubComponent | Number of | NPgY | Pitsmoor |  | 14 | 27 | 57 | 101 | 172 | 267 | 379 | 512 | 683 | 878 | 1104 | 1343 | 1578 | 1784 | 1948 | 2081 | 2188 | 2283 | 2388 | 2481 | 2565 | 2651 | 2742 | 2844 | 2959 | 3098 | 3267 | 3478 | 3748
NPgY | GSP | NPg Best View | Number of electric vans (hybrid and full electric) | SALTEND NORTH | NPg Best View (Not in FES) | Lct_BB002b_NPgSubComponent | Number of | NPgY | Saltend North |  | 13 | 29 | 67 | 130 | 238 | 390 | 572 | 788 | 1069 | 1388 | 1757 | 2148 | 2533 | 2871 | 3140 | 3360 | 3537 | 3694 | 3867 | 4020 | 4158 | 4298 | 4446 | 4612 | 4800 | 5024 | 5299 | 5642 | 6080
NPgY | GSP | NPg Best View | Number of electric vans (hybrid and full electric) | SHEFFIELD CITY | NPg Best View (Not in FES) | Lct_BB002b_NPgSubComponent | Number of | NPgY | Sheffield City |  | 14 | 28 | 61 | 111 | 195 | 309 | 444 | 604 | 812 | 1047 | 1320 | 1609 | 1893 | 2142 | 2340 | 2502 | 2632 | 2747 | 2875 | 2987 | 3089 | 3193 | 3302 | 3425 | 3565 | 3731 | 3935 | 4190 | 4514
NPgY | GSP | NPg Best View | Number of electric vans (hybrid and full electric) | SKELTON GRANGE | NPg Best View (Not in FES) | Lct_BB002b_NPgSubComponent | Number of | NPgY | Skelton Grange |  | 502 | 858 | 1601 | 2566 | 3959 | 5568 | 7460 | 9676 | 12494 | 15682 | 19407 | 23331 | 27178 | 30539 | 33186 | 35324 | 37027 | 38553 | 40252 | 41766 | 43140 | 44547 | 46056 | 47748 | 49680 | 51990 | 54821 | 58357 | 62869
NPgY | GSP | NPg Best View | Number of electric vans (hybrid and full electric) | TEMPLEBOROUGH 275/33KV | NPg Best View (Not in FES) | Lct_BB002b_NPgSubComponent | Number of | NPgY | Templeborough |  | 3 | 5 | 10 | 18 | 31 | 49 | 70 | 94 | 126 | 162 | 204 | 248 | 292 | 330 | 360 | 385 | 405 | 422 | 442 | 459 | 475 | 491 | 507 | 526 | 548 | 573 | 604 | 644 | 694
NPgY | GSP | NPg Best View | Number of electric vans (hybrid and full electric) | THURCROFT | NPg Best View (Not in FES) | Lct_BB002b_NPgSubComponent | Number of | NPgY | Thurcroft |  | 59 | 117 | 253 | 465 | 817 | 1298 | 1869 | 2548 | 3427 | 4424 | 5581 | 6803 | 8006 | 9064 | 9904 | 10588 | 11137 | 11629 | 12167 | 12645 | 13076 | 13514 | 13980 | 14499 | 15089 | 15794 | 16657 | 17735 | 19111
NPgY | GSP | NPg Best View | Number of electric vans (hybrid and full electric) | WEST MELTON / THORPE MARSH | NPg Best View (Not in FES) | Lct_BB002b_NPgSubComponent | Number of | NPgY | Thorpe Marsh |  | 158 | 294 | 598 | 1043 | 1751 | 2673 | 3767 | 5061 | 6730 | 8621 | 10818 | 13138 | 15421 | 17424 | 19011 | 20302 | 21335 | 22261 | 23279 | 24182 | 24999 | 25831 | 26717 | 27708 | 28833 | 30178 | 31826 | 33884 | 36510
NPgY | GSP | NPg Best View | Number of electric vans (hybrid and full electric) | WEST MELTON SECTION 3 | NPg Best View (Not in FES) | Lct_BB002b_NPgSubComponent | Number of | NPgY | West Melton |  | 184 | 332 | 657 | 1119 | 1834 | 2741 | 3814 | 5081 | 6710 | 8555 | 10701 | 12966 | 15193 | 17145 | 18690 | 19944 | 20948 | 21846 | 22837 | 23718 | 24514 | 25327 | 26193 | 27162 | 28264 | 29582 | 31196 | 33213 | 35785
NPgY | GSP | NPg Best View | Number of electric vans (hybrid and full electric) | WINCOBANK | NPg Best View (Not in FES) | Lct_BB002b_NPgSubComponent | Number of | NPgY | Wincobank |  | 3 | 7 | 16 | 31 | 57 | 94 | 137 | 189 | 257 | 333 | 422 | 515 | 608 | 689 | 754 | 806 | 849 | 887 | 928 | 965 | 998 | 1032 | 1067 | 1107 | 1152 | 1206 | 1272 | 1354 | 1459
NPgN | GSP | NG FES - Consumer Transformation | Number of electric vans (hybrid and full electric) | BLYTH 66kV | Consumer Transformation | Lct_BB002b_NPgSubComponent | Number of | NPgN | Blyth 66kV |  | 82 | 170 | 381 | 701 | 1217 | 1819 | 2581 | 3516 | 4787 | 6170 | 7630 | 9116 | 10449 | 11806 | 12851 | 13672 | 14298 | 14821 | 15254 | 15697 | 16110 | 16476 | 16816 | 17151 | 17474 | 17834 | 18225 | 18671 | 19186
NPgN | GSP | NG FES - Consumer Transformation | Number of electric vans (hybrid and full electric) | BLYTH 132kV | Consumer Transformation | Lct_BB002b_NPgSubComponent | Number of | NPgN | Blyth 132kV |  | 29 | 60 | 131 | 235 | 398 | 580 | 810 | 1092 | 1473 | 1886 | 2322 | 2766 | 3162 | 3567 | 3878 | 4121 | 4307 | 4461 | 4589 | 4721 | 4843 | 4952 | 5053 | 5153 | 5250 | 5358 | 5475 | 5608 | 5762
NPgN | GSP | NG FES - Consumer Transformation | Number of electric vans (hybrid and full electric) | FOURSTONES | Consumer Transformation | Lct_BB002b_NPgSubComponent | Number of | NPgN | Fourstones |  | 12 | 23 | 48 | 84 | 137 | 193 | 262 | 347 | 460 | 582 | 710 | 841 | 957 | 1076 | 1166 | 1237 | 1291 | 1335 | 1372 | 1410 | 1446 | 1478 | 1508 | 1537 | 1566 | 1597 | 1632 | 1672 | 1717
NPgN | GSP | NG FES - Consumer Transformation | Number of electric vans (hybrid and full electric) | HARTMOOR | Consumer Transformation | Lct_BB002b_NPgSubComponent | Number of | NPgN | Hart Moor |  | 25 | 56 | 131 | 252 | 457 | 713 | 1038 | 1438 | 1987 | 2586 | 3219 | 3864 | 4445 | 5035 | 5491 | 5850 | 6126 | 6356 | 6546 | 6741 | 6921 | 7080 | 7228 | 7374 | 7513 | 7669 | 7838 | 8031 | 8253
NPgN | GSP | NG FES - Consumer Transformation | Number of electric vans (hybrid and full electric) | HAWTHORN PIT GRID | Consumer Transformation | Lct_BB002b_NPgSubComponent | Number of | NPgN | Hawthorn Pit |  | 33 | 73 | 170 | 327 | 593 | 922 | 1341 | 1857 | 2564 | 3336 | 4151 | 4983 | 5730 | 6491 | 7077 | 7541 | 7895 | 8191 | 8437 | 8687 | 8919 | 9124 | 9315 | 9502 | 9682 | 9882 | 10100 | 10349 | 10635
NPgN | GSP | NG FES - Consumer Transformation | Number of electric vans (hybrid and full electric) | KNARESBOROUGH | Consumer Transformation | Lct_BB002b_NPgSubComponent | Number of | NPgN | Knaresborough |  | 118 | 234 | 498 | 868 | 1426 | 2011 | 2745 | 3639 | 4839 | 6133 | 7497 | 8883 | 10118 | 11380 | 12345 | 13099 | 13669 | 14144 | 14536 | 14943 | 15324 | 15662 | 15978 | 16290 | 16593 | 16932 | 17299 | 17719 | 18203
NPgN | GSP | NG FES - Consumer Transformation | Number of electric vans (hybrid and full electric) | LACKENBY | Consumer Transformation | Lct_BB002b_NPgSubComponent | Number of | NPgN | Lackenby |  | 46 | 101 | 238 | 461 | 840 | 1315 | 1920 | 2665 | 3685 | 4801 | 5979 | 7181 | 8262 | 9362 | 10210 | 10881 | 11394 | 11823 | 12178 | 12540 | 12875 | 13172 | 13448 | 13719 | 13979 | 14269 | 14583 | 14942 | 15356
NPgN | GSP | NG FES - Consumer Transformation | Number of electric vans (hybrid and full electric) | NORTON | Consumer Transformation | Lct_BB002b_NPgSubComponent | Number of | NPgN | Norton |  | 160 | 341 | 779 | 1464 | 2598 | 3963 | 5696 | 7827 | 10734 | 13906 | 17253 | 20664 | 23728 | 26847 | 29249 | 31143 | 32589 | 33798 | 34799 | 35821 | 36771 | 37612 | 38394 | 39162 | 39902 | 40726 | 41622 | 42643 | 43821
NPgN | GSP | NG FES - Consumer Transformation | Number of electric vans (hybrid and full electric) | OFFERTON | Consumer Transformation | Lct_BB002b_NPgSubComponent | Number of | NPgN | Offerton |  | 15 | 33 | 78 | 152 | 280 | 441 | 647 | 900 | 1247 | 1627 | 2029 | 2438 | 2807 | 3181 | 3471 | 3699 | 3874 | 4021 | 4142 | 4266 | 4380 | 4481 | 4575 | 4668 | 4756 | 4855 | 4962 | 5084 | 5225
NPgN | GSP | NG FES - Consumer Transformation | Number of electric vans (hybrid and full electric) | OSBALDWICK | Consumer Transformation | Lct_BB002b_NPgSubComponent | Number of | NPgN | Osbaldwick |  | 118 | 244 | 540 | 984 | 1693 | 2508 | 3538 | 4800 | 6513 | 8375 | 10339 | 12339 | 14131 | 15958 | 17361 | 18464 | 19304 | 20005 | 20585 | 21181 | 21735 | 22227 | 22684 | 23135 | 23570 | 24055 | 24582 | 25182 | 25876
NPgN | GSP | NG FES - Consumer Transformation | Number of electric vans (hybrid and full electric) | POPPLETON | Consumer Transformation | Lct_BB002b_NPgSubComponent | Number of | NPgN | Poppleton |  | 21 | 43 | 94 | 169 | 287 | 419 | 585 | 788 | 1063 | 1361 | 1676 | 1996 | 2282 | 2574 | 2798 | 2974 | 3108 | 3219 | 3312 | 3407 | 3495 | 3574 | 3647 | 3719 | 3789 | 3866 | 3951 | 4047 | 4159
NPgN | GSP | NG FES - Consumer Transformation | Number of electric vans (hybrid and full electric) | SALTHOLME | Consumer Transformation | Lct_BB002b_NPgSubComponent | Number of | NPgN | Saltholme |  | 1 | 1 | 3 | 6 | 11 | 17 | 25 | 35 | 48 | 63 | 78 | 94 | 108 | 123 | 134 | 143 | 150 | 155 | 160 | 165 | 169 | 173 | 177 | 180 | 184 | 188 | 192 | 196 | 202
NPgN | GSP | NG FES - Consumer Transformation | Number of electric vans (hybrid and full electric) | SOUTH SHIELDS | Consumer Transformation | Lct_BB002b_NPgSubComponent | Number of | NPgN | South Shields |  | 16 | 34 | 79 | 150 | 271 | 419 | 608 | 840 | 1158 | 1505 | 1871 | 2244 | 2580 | 2921 | 3185 | 3392 | 3551 | 3684 | 3794 | 3906 | 4011 | 4103 | 4188 | 4273 | 4353 | 4444 | 4541 | 4653 | 4782
NPgN | GSP | NG FES - Consumer Transformation | Number of electric vans (hybrid and full electric) | SPADEADAM | Consumer Transformation | Lct_BB002b_NPgSubComponent | Number of | NPgN | Spadeadam - Not in NG FES |  | 3 | 6 | 14 | 26 | 46 | 68 | 97 | 131 | 179 | 230 | 284 | 340 | 389 | 440 | 479 | 509 | 532 | 552 | 568 | 584 | 600 | 613 | 626 | 638 | 650 | 664 | 678 | 695 | 714
NPgN | GSP | NG FES - Consumer Transformation | Number of electric vans (hybrid and full electric) | SPENNYMOOR | Consumer Transformation | Lct_BB002b_NPgSubComponent | Number of | NPgN | Spennymoor |  | 99 | 209 | 473 | 879 | 1544 | 2330 | 3328 | 4554 | 6223 | 8041 | 9960 | 11915 | 13669 | 15456 | 16831 | 17914 | 18740 | 19431 | 20002 | 20587 | 21130 | 21612 | 22060 | 22500 | 22925 | 23397 | 23911 | 24497 | 25173
NPgN | GSP | NG FES - Consumer Transformation | Number of electric vans (hybrid and full electric) | STELLA NORTH | Consumer Transformation | Lct_BB002b_NPgSubComponent | Number of | NPgN | Stella North |  | 82 | 168 | 370 | 668 | 1142 | 1678 | 2356 | 3186 | 4310 | 5531 | 6819 | 8130 | 9304 | 10501 | 11419 | 12141 | 12690 | 13148 | 13527 | 13917 | 14280 | 14602 | 14902 | 15197 | 15482 | 15801 | 16146 | 16540 | 16995
NPgN | GSP | NG FES - Consumer Transformation | Number of electric vans (hybrid and full electric) | STELLA SOUTH | Consumer Transformation | Lct_BB002b_NPgSubComponent | Number of | NPgN | Stella South |  | 65 | 134 | 298 | 546 | 943 | 1401 | 1982 | 2694 | 3661 | 4712 | 5821 | 6951 | 7963 | 8995 | 9788 | 10411 | 10886 | 11283 | 11611 | 11948 | 12261 | 12539 | 12797 | 13052 | 13297 | 13571 | 13869 | 14208 | 14599
NPgN | GSP | NG FES - Consumer Transformation | Number of electric vans (hybrid and full electric) | TYNEMOUTH | Consumer Transformation | Lct_BB002b_NPgSubComponent | Number of | NPgN | Tynemouth 1 |  | 66 | 137 | 308 | 567 | 986 | 1477 | 2100 | 2863 | 3901 | 5031 | 6223 | 7438 | 8527 | 9636 | 10490 | 11161 | 11673 | 12101 | 12455 | 12817 | 13155 | 13454 | 13732 | 14005 | 14269 | 14563 | 14882 | 15247 | 15667
NPgN | GSP | NG FES - Consumer Transformation | Number of electric vans (hybrid and full electric) | WEST BOLDON | Consumer Transformation | Lct_BB002b_NPgSubComponent | Number of | NPgN | West Boldon |  | 75 | 160 | 364 | 679 | 1198 | 1818 | 2604 | 3571 | 4888 | 6324 | 7839 | 9383 | 10770 | 12181 | 13268 | 14124 | 14778 | 15324 | 15776 | 16238 | 16668 | 17048 | 17402 | 17750 | 18085 | 18458 | 18864 | 19326 | 19860
NPgY | GSP | NG FES - Consumer Transformation | Number of electric vans (hybrid and full electric) | BRADFORD WEST | Consumer Transformation | Lct_BB002b_NPgSubComponent | Number of | NPgY | Bradford West |  | 286 | 509 | 982 | 1651 | 2703 | 4018 | 5683 | 7725 | 10499 | 13496 | 16656 | 19870 | 22747 | 25677 | 27949 | 29736 | 31099 | 32237 | 33178 | 34143 | 35041 | 35837 | 36577 | 37306 | 38008 | 38791 | 39642 | 40612 | 41732
NPgY | GSP | NG FES - Consumer Transformation | Number of electric vans (hybrid and full electric) | CAMBLESFORTH | Consumer Transformation | Lct_BB002b_NPgSubComponent | Number of | NPgY | Camblesforth |  | 11 | 23 | 51 | 95 | 173 | 281 | 419 | 590 | 825 | 1082 | 1352 | 1628 | 1877 | 2129 | 2326 | 2482 | 2601 | 2702 | 2785 | 2869 | 2947 | 3016 | 3080 | 3142 | 3202 | 3269 | 3341 | 3424 | 3519
NPgY | GSP | NG FES - Consumer Transformation | Number of electric vans (hybrid and full electric) | CREYKE BECK | Consumer Transformation | Lct_BB002b_NPgSubComponent | Number of | NPgY | Creyke Beck |  | 153 | 301 | 638 | 1170 | 2073 | 3308 | 4884 | 6830 | 9504 | 12414 | 15485 | 18616 | 21432 | 24292 | 26523 | 28287 | 29641 | 30775 | 31713 | 32666 | 33548 | 34329 | 35052 | 35762 | 36443 | 37200 | 38023 | 38961 | 40043
NPgY | GSP | NG FES - Consumer Transformation | Number of electric vans (hybrid and full electric) | DRAX | Consumer Transformation | Lct_BB002b_NPgSubComponent | Number of | NPgY | Drax |  | 20 | 39 | 83 | 152 | 268 | 427 | 631 | 881 | 1226 | 1601 | 1996 | 2400 | 2763 | 3131 | 3418 | 3646 | 3820 | 3966 | 4087 | 4210 | 4323 | 4424 | 4517 | 4608 | 4696 | 4794 | 4900 | 5021 | 5160
NPgY | GSP | NG FES - Consumer Transformation | Number of electric vans (hybrid and full electric) | ELLAND | Consumer Transformation | Lct_BB002b_NPgSubComponent | Number of | NPgY | Elland |  | 148 | 281 | 576 | 1025 | 1772 | 2767 | 4035 | 5598 | 7739 | 10064 | 12517 | 15017 | 17263 | 19545 | 21322 | 22726 | 23802 | 24702 | 25446 | 26204 | 26907 | 27529 | 28106 | 28673 | 29217 | 29823 | 30481 | 31231 | 32097
NPgY | GSP | NG FES - Consumer Transformation | Number of electric vans (hybrid and full electric) | FERRYBRIDGE A | Consumer Transformation | Lct_BB002b_NPgSubComponent | Number of | NPgY | Ferrybridge A |  | 45 | 86 | 179 | 322 | 563 | 888 | 1302 | 1812 | 2513 | 3274 | 4078 | 4897 | 5633 | 6381 | 6964 | 7425 | 7778 | 8074 | 8318 | 8567 | 8798 | 9002 | 9191 | 9377 | 9555 | 9753 | 9969 | 10214 | 10498
NPgY | GSP | NG FES - Consumer Transformation | Number of electric vans (hybrid and full electric) | FERRYBRIDGE B | Consumer Transformation | Lct_BB002b_NPgSubComponent | Number of | NPgY | Ferrybridge B (_M) |  | 223 | 386 | 723 | 1180 | 1871 | 2695 | 3733 | 5001 | 6713 | 8554 | 10494 | 12465 | 14224 | 16018 | 17405 | 18492 | 19317 | 20005 | 20575 | 21162 | 21709 | 22195 | 22648 | 23095 | 23527 | 24009 | 24533 | 25130 | 25820
NPgY | GSP | NG FES - Consumer Transformation | Number of electric vans (hybrid and full electric) | GRIMSBY WEST | Consumer Transformation | Lct_BB002b_NPgSubComponent | Number of | NPgY | Grimsby West |  | 48 | 95 | 205 | 380 | 680 | 1093 | 1621 | 2273 | 3169 | 4146 | 5177 | 6228 | 7174 | 8134 | 8883 | 9477 | 9932 | 10313 | 10629 | 10949 | 11246 | 11508 | 11751 | 11989 | 12217 | 12471 | 12748 | 13062 | 13425
NPgY | GSP | NG FES - Consumer Transformation | Number of electric vans (hybrid and full electric) | JORDANTHORPE | Consumer Transformation | Lct_BB002b_NPgSubComponent | Number of | NPgY | Jordanthorpe |  | 36 | 66 | 129 | 221 | 368 | 555 | 792 | 1083 | 1480 | 1909 | 2362 | 2823 | 3236 | 3656 | 3983 | 4240 | 4436 | 4600 | 4736 | 4875 | 5004 | 5118 | 5225 | 5329 | 5430 | 5542 | 5664 | 5802 | 5963
NPgY | GSP | NG FES - Consumer Transformation | Number of electric vans (hybrid and full electric) | KEADBY | Consumer Transformation | Lct_BB002b_NPgSubComponent | Number of | NPgY | Keadby |  | 83 | 167 | 358 | 663 | 1186 | 1906 | 2826 | 3962 | 5525 | 7227 | 9023 | 10855 | 12503 | 14177 | 15482 | 16516 | 17309 | 17974 | 18524 | 19082 | 19598 | 20055 | 20479 | 20894 | 21292 | 21735 | 22216 | 22764 | 23397
NPgY | GSP | NG FES - Consumer Transformation | Number of electric vans (hybrid and full electric) | KIRKSTALL B | Consumer Transformation | Lct_BB002b_NPgSubComponent | Number of | NPgY | Kirkstall B |  | 531 | 861 | 1497 | 2238 | 3204 | 4108 | 5215 | 6536 | 8246 | 10027 | 11899 | 13785 | 15431 | 17131 | 18411 | 19391 | 20113 | 20707 | 21197 | 21728 | 22231 | 22682 | 23109 | 23534 | 23957 | 24432 | 24948 | 25536 | 26217
NPgY | GSP | NG FES - Consumer Transformation | Number of electric vans (hybrid and full electric) | NEEPSEND | Consumer Transformation | Lct_BB002b_NPgSubComponent | Number of | NPgY | Neepsend |  | 47 | 86 | 168 | 286 | 475 | 715 | 1020 | 1395 | 1905 | 2456 | 3038 | 3631 | 4161 | 4701 | 5121 | 5451 | 5703 | 5914 | 6088 | 6267 | 6432 | 6579 | 6716 | 6850 | 6979 | 7123 | 7280 | 7458 | 7664
NPgY | GSP | NG FES - Consumer Transformation | Number of electric vans (hybrid and full electric) | NORTON LEES | Consumer Transformation | Lct_BB002b_NPgSubComponent | Number of | NPgY | Norton Lees |  | 39 | 72 | 145 | 255 | 433 | 668 | 966 | 1332 | 1834 | 2378 | 2951 | 3536 | 4060 | 4594 | 5008 | 5336 | 5586 | 5796 | 5969 | 6146 | 6310 | 6455 | 6590 | 6723 | 6850 | 6992 | 7146 | 7321 | 7524
NPgY | GSP | NG FES - Consumer Transformation | Number of electric vans (hybrid and full electric) | PITSMOOR 3/4 | Consumer Transformation | Lct_BB002b_NPgSubComponent | Number of | NPgY | Pitsmoor |  | 14 | 27 | 55 | 99 | 173 | 272 | 398 | 553 | 766 | 997 | 1242 | 1490 | 1714 | 1941 | 2118 | 2258 | 2365 | 2455 | 2529 | 2605 | 2675 | 2737 | 2794 | 2851 | 2905 | 2965 | 3031 | 3105 | 3192
NPgY | GSP | NG FES - Consumer Transformation | Number of electric vans (hybrid and full electric) | SALTEND NORTH | Consumer Transformation | Lct_BB002b_NPgSubComponent | Number of | NPgY | Saltend North |  | 13 | 29 | 66 | 128 | 239 | 398 | 601 | 852 | 1199 | 1579 | 1979 | 2387 | 2755 | 3128 | 3420 | 3652 | 3830 | 3979 | 4102 | 4227 | 4343 | 4445 | 4539 | 4632 | 4721 | 4819 | 4926 | 5048 | 5189
NPgY | GSP | NG FES - Consumer Transformation | Number of electric vans (hybrid and full electric) | SHEFFIELD CITY | Consumer Transformation | Lct_BB002b_NPgSubComponent | Number of | NPgY | Sheffield City |  | 14 | 28 | 60 | 110 | 196 | 315 | 466 | 653 | 910 | 1190 | 1485 | 1786 | 2057 | 2332 | 2547 | 2717 | 2847 | 2956 | 3047 | 3138 | 3223 | 3298 | 3368 | 3436 | 3502 | 3574 | 3654 | 3744 | 3848
NPgY | GSP | NG FES - Consumer Transformation | Number of electric vans (hybrid and full electric) | SKELTON GRANGE | Consumer Transformation | Lct_BB002b_NPgSubComponent | Number of | NPgY | Skelton Grange |  | 489 | 841 | 1564 | 2531 | 3982 | 5687 | 7833 | 10452 | 13980 | 17768 | 21759 | 25814 | 29428 | 33116 | 35963 | 38193 | 39884 | 41294 | 42459 | 43664 | 44788 | 45786 | 46717 | 47636 | 48525 | 49518 | 50597 | 51828 | 53248
NPgY | GSP | NG FES - Consumer Transformation | Number of electric vans (hybrid and full electric) | TEMPLEBOROUGH 275/33KV | Consumer Transformation | Lct_BB002b_NPgSubComponent | Number of | NPgY | Templeborough |  | 2 | 5 | 10 | 18 | 31 | 50 | 73 | 102 | 141 | 184 | 229 | 275 | 317 | 359 | 392 | 418 | 438 | 454 | 468 | 482 | 495 | 507 | 517 | 528 | 538 | 549 | 561 | 575 | 591
NPgY | GSP | NG FES - Consumer Transformation | Number of electric vans (hybrid and full electric) | THURCROFT | Consumer Transformation | Lct_BB002b_NPgSubComponent | Number of | NPgY | Thurcroft |  | 57 | 115 | 247 | 458 | 822 | 1323 | 1963 | 2754 | 3843 | 5028 | 6279 | 7555 | 8703 | 9868 | 10778 | 11498 | 12051 | 12514 | 12897 | 13285 | 13645 | 13964 | 14259 | 14548 | 14825 | 15133 | 15468 | 15850 | 16291
NPgY | GSP | NG FES - Consumer Transformation | Number of electric vans (hybrid and full electric) | WEST MELTON / THORPE MARSH | Consumer Transformation | Lct_BB002b_NPgSubComponent | Number of | NPgY | Thorpe Marsh |  | 154 | 288 | 584 | 1029 | 1761 | 2727 | 3956 | 5470 | 7541 | 9789 | 12160 | 14576 | 16745 | 18950 | 20666 | 22021 | 23058 | 23926 | 24644 | 25375 | 26053 | 26654 | 27212 | 27760 | 28286 | 28872 | 29508 | 30234 | 31071
NPgY | GSP | NG FES - Consumer Transformation | Number of electric vans (hybrid and full electric) | WEST MELTON SECTION 3 | Consumer Transformation | Lct_BB002b_NPgSubComponent | Number of | NPgY | West Melton |  | 179 | 326 | 642 | 1103 | 1845 | 2797 | 4005 | 5491 | 7516 | 9709 | 12022 | 14376 | 16487 | 18635 | 20303 | 21618 | 22623 | 23462 | 24157 | 24867 | 25527 | 26111 | 26654 | 27188 | 27701 | 28273 | 28895 | 29604 | 30422
NPgY | GSP | NG FES - Consumer Transformation | Number of electric vans (hybrid and full electric) | WINCOBANK | Consumer Transformation | Lct_BB002b_NPgSubComponent | Number of | NPgY | Wincobank |  | 3 | 7 | 16 | 31 | 57 | 95 | 144 | 204 | 288 | 379 | 475 | 573 | 661 | 751 | 821 | 876 | 919 | 955 | 985 | 1015 | 1042 | 1067 | 1090 | 1112 | 1133 | 1157 | 1182 | 1212 | 1246
NPgN | GSP | NG FES - Falling Short | Number of electric vans (hybrid and full electric) | BLYTH 66kV | Falling Short | Lct_BB002b_NPgSubComponent | Number of | NPgN | Blyth 66kV |  | 77 | 133 | 219 | 344 | 521 | 745 | 1049 | 1426 | 1846 | 2321 | 2835 | 3399 | 3999 | 4667 | 5252 | 5852 | 6432 | 6967 | 7627 | 8221 | 8743 | 9173 | 9522 | 9800 | 10157 | 10427 | 10629 | 10783 | 10901
NPgN | GSP | NG FES - Falling Short | Number of electric vans (hybrid and full electric) | BLYTH 132kV | Falling Short | Lct_BB002b_NPgSubComponent | Number of | NPgN | Blyth 132kV |  | 27 | 46 | 75 | 115 | 170 | 237 | 328 | 440 | 565 | 707 | 860 | 1028 | 1207 | 1406 | 1580 | 1760 | 1932 | 2092 | 2288 | 2466 | 2621 | 2750 | 2853 | 2937 | 3043 | 3124 | 3184 | 3230 | 3265
NPgN | GSP | NG FES - Falling Short | Number of electric vans (hybrid and full electric) | FOURSTONES | Falling Short | Lct_BB002b_NPgSubComponent | Number of | NPgN | Fourstones |  | 11 | 18 | 28 | 41 | 59 | 79 | 105 | 138 | 175 | 216 | 261 | 311 | 363 | 422 | 473 | 525 | 576 | 623 | 681 | 733 | 779 | 816 | 847 | 871 | 902 | 926 | 944 | 957 | 968
NPgN | GSP | NG FES - Falling Short | Number of electric vans (hybrid and full electric) | HARTMOOR | Falling Short | Lct_BB002b_NPgSubComponent | Number of | NPgN | Hart Moor |  | 24 | 43 | 75 | 124 | 196 | 292 | 425 | 589 | 772 | 978 | 1202 | 1447 | 1708 | 1998 | 2252 | 2514 | 2766 | 2999 | 3285 | 3543 | 3770 | 3957 | 4109 | 4230 | 4385 | 4502 | 4590 | 4656 | 4708
NPgN | GSP | NG FES - Falling Short | Number of electric vans (hybrid and full electric) | HAWTHORN PIT GRID | Falling Short | Lct_BB002b_NPgSubComponent | Number of | NPgN | Hawthorn Pit |  | 31 | 57 | 98 | 161 | 254 | 378 | 549 | 760 | 996 | 1262 | 1550 | 1866 | 2202 | 2576 | 2903 | 3239 | 3564 | 3865 | 4233 | 4566 | 4858 | 5099 | 5294 | 5450 | 5650 | 5800 | 5913 | 5999 | 6066
NPgN | GSP | NG FES - Falling Short | Number of electric vans (hybrid and full electric) | KNARESBOROUGH | Falling Short | Lct_BB002b_NPgSubComponent | Number of | NPgN | Knaresborough |  | 110 | 182 | 286 | 427 | 610 | 822 | 1105 | 1453 | 1842 | 2283 | 2761 | 3286 | 3844 | 4466 | 5010 | 5568 | 6107 | 6603 | 7217 | 7771 | 8257 | 8657 | 8981 | 9240 | 9574 | 9826 | 10014 | 10158 | 10267
NPgN | GSP | NG FES - Falling Short | Number of electric vans (hybrid and full electric) | LACKENBY | Falling Short | Lct_BB002b_NPgSubComponent | Number of | NPgN | Lackenby |  | 43 | 78 | 137 | 226 | 360 | 539 | 786 | 1092 | 1432 | 1817 | 2234 | 2690 | 3177 | 3717 | 4190 | 4676 | 5146 | 5580 | 6114 | 6594 | 7017 | 7365 | 7647 | 7873 | 8161 | 8379 | 8542 | 8667 | 8762
NPgN | GSP | NG FES - Falling Short | Number of electric vans (hybrid and full electric) | NORTON | Falling Short | Lct_BB002b_NPgSubComponent | Number of | NPgN | Norton |  | 150 | 265 | 447 | 719 | 1112 | 1624 | 2324 | 3190 | 4155 | 5246 | 6428 | 7722 | 9101 | 10635 | 11977 | 13356 | 14689 | 15919 | 17433 | 18796 | 19996 | 20983 | 21784 | 22425 | 23242 | 23861 | 24325 | 24678 | 24950
NPgN | GSP | NG FES - Falling Short | Number of electric vans (hybrid and full electric) | OFFERTON | Falling Short | Lct_BB002b_NPgSubComponent | Number of | NPgN | Offerton |  | 14 | 25 | 45 | 75 | 120 | 181 | 265 | 369 | 485 | 616 | 759 | 914 | 1080 | 1264 | 1425 | 1591 | 1751 | 1899 | 2081 | 2244 | 2388 | 2507 | 2603 | 2680 | 2778 | 2852 | 2908 | 2950 | 2983
NPgN | GSP | NG FES - Falling Short | Number of electric vans (hybrid and full electric) | OSBALDWICK | Falling Short | Lct_BB002b_NPgSubComponent | Number of | NPgN | Osbaldwick |  | 111 | 190 | 310 | 483 | 725 | 1027 | 1436 | 1942 | 2507 | 3145 | 3837 | 4596 | 5403 | 6302 | 7088 | 7896 | 8676 | 9396 | 10283 | 11082 | 11785 | 12363 | 12832 | 13207 | 13687 | 14050 | 14322 | 14529 | 14688
NPgN | GSP | NG FES - Falling Short | Number of electric vans (hybrid and full electric) | POPPLETON | Falling Short | Lct_BB002b_NPgSubComponent | Number of | NPgN | Poppleton |  | 20 | 34 | 54 | 83 | 123 | 171 | 237 | 318 | 408 | 510 | 621 | 742 | 871 | 1015 | 1141 | 1270 | 1395 | 1510 | 1652 | 1779 | 1892 | 1984 | 2059 | 2119 | 2196 | 2254 | 2298 | 2331 | 2356
NPgN | GSP | NG FES - Falling Short | Number of electric vans (hybrid and full electric) | SALTHOLME | Falling Short | Lct_BB002b_NPgSubComponent | Number of | NPgN | Saltholme |  | 1 | 1 | 2 | 3 | 5 | 7 | 10 | 14 | 19 | 24 | 29 | 35 | 42 | 49 | 55 | 61 | 68 | 73 | 80 | 87 | 92 | 97 | 101 | 104 | 107 | 110 | 112 | 114 | 115
NPgN | GSP | NG FES - Falling Short | Number of electric vans (hybrid and full electric) | SOUTH SHIELDS | Falling Short | Lct_BB002b_NPgSubComponent | Number of | NPgN | South Shields |  | 15 | 26 | 45 | 74 | 116 | 172 | 249 | 344 | 449 | 569 | 698 | 840 | 991 | 1159 | 1306 | 1457 | 1603 | 1737 | 1903 | 2052 | 2184 | 2292 | 2379 | 2450 | 2539 | 2607 | 2657 | 2696 | 2726
NPgN | GSP | NG FES - Falling Short | Number of electric vans (hybrid and full electric) | SPADEADAM | Falling Short | Lct_BB002b_NPgSubComponent | Number of | NPgN | Spadeadam - Not in NG FES |  | 3 | 5 | 8 | 13 | 20 | 28 | 39 | 53 | 69 | 86 | 106 | 127 | 149 | 174 | 196 | 218 | 239 | 259 | 284 | 306 | 325 | 341 | 354 | 365 | 378 | 388 | 396 | 401 | 406
NPgN | GSP | NG FES - Falling Short | Number of electric vans (hybrid and full electric) | SPENNYMOOR | Falling Short | Lct_BB002b_NPgSubComponent | Number of | NPgN | Spennymoor |  | 93 | 163 | 272 | 432 | 661 | 955 | 1356 | 1851 | 2404 | 3029 | 3706 | 4447 | 5238 | 6117 | 6885 | 7676 | 8439 | 9143 | 10011 | 10792 | 11479 | 12045 | 12504 | 12871 | 13340 | 13694 | 13960 | 14163 | 14318
NPgN | GSP | NG FES - Falling Short | Number of electric vans (hybrid and full electric) | STELLA NORTH | Falling Short | Lct_BB002b_NPgSubComponent | Number of | NPgN | Stella North |  | 77 | 131 | 212 | 328 | 489 | 687 | 955 | 1287 | 1656 | 2075 | 2528 | 3025 | 3554 | 4144 | 4658 | 5188 | 5699 | 6170 | 6752 | 7276 | 7736 | 8115 | 8422 | 8668 | 8983 | 9221 | 9399 | 9535 | 9639
NPgN | GSP | NG FES - Falling Short | Number of electric vans (hybrid and full electric) | STELLA SOUTH | Falling Short | Lct_BB002b_NPgSubComponent | Number of | NPgN | Stella South |  | 61 | 104 | 171 | 268 | 404 | 574 | 805 | 1091 | 1410 | 1771 | 2162 | 2590 | 3046 | 3554 | 3998 | 4454 | 4895 | 5301 | 5802 | 6254 | 6651 | 6977 | 7242 | 7454 | 7725 | 7930 | 8084 | 8201 | 8290
NPgN | GSP | NG FES - Falling Short | Number of electric vans (hybrid and full electric) | TYNEMOUTH | Falling Short | Lct_BB002b_NPgSubComponent | Number of | NPgN | Tynemouth 1 |  | 62 | 107 | 177 | 278 | 422 | 605 | 854 | 1162 | 1505 | 1893 | 2313 | 2774 | 3265 | 3810 | 4288 | 4779 | 5252 | 5690 | 6229 | 6714 | 7141 | 7492 | 7777 | 8005 | 8296 | 8517 | 8682 | 8807 | 8904
NPgN | GSP | NG FES - Falling Short | Number of electric vans (hybrid and full electric) | WEST BOLDON | Falling Short | Lct_BB002b_NPgSubComponent | Number of | NPgN | West Boldon |  | 71 | 125 | 209 | 334 | 513 | 745 | 1062 | 1453 | 1890 | 2384 | 2919 | 3504 | 4129 | 4823 | 5430 | 6054 | 6657 | 7214 | 7899 | 8516 | 9059 | 9506 | 9868 | 10159 | 10529 | 10809 | 11019 | 11179 | 11302
NPgY | GSP | NG FES - Falling Short | Number of electric vans (hybrid and full electric) | BRADFORD WEST | Falling Short | Lct_BB002b_NPgSubComponent | Number of | NPgY | Bradford West |  | 268 | 415 | 619 | 896 | 1274 | 1747 | 2385 | 3209 | 4128 | 5144 | 6243 | 7446 | 8727 | 10150 | 11421 | 12728 | 13990 | 15154 | 16589 | 17881 | 19018 | 19952 | 20711 | 21318 | 22094 | 22681 | 23120 | 23455 | 23712
NPgY | GSP | NG FES - Falling Short | Number of electric vans (hybrid and full electric) | CAMBLESFORTH | Falling Short | Lct_BB002b_NPgSubComponent | Number of | NPgY | Camblesforth |  | 11 | 19 | 32 | 52 | 82 | 122 | 176 | 248 | 327 | 414 | 508 | 611 | 721 | 843 | 952 | 1064 | 1173 | 1273 | 1396 | 1506 | 1604 | 1684 | 1749 | 1801 | 1867 | 1918 | 1955 | 1984 | 2006
NPgY | GSP | NG FES - Falling Short | Number of electric vans (hybrid and full electric) | CREYKE BECK | Falling Short | Lct_BB002b_NPgSubComponent | Number of | NPgY | Creyke Beck |  | 143 | 245 | 402 | 635 | 977 | 1433 | 2054 | 2862 | 3758 | 4747 | 5818 | 6988 | 8234 | 9617 | 10854 | 12127 | 13357 | 14494 | 15888 | 17144 | 18249 | 19159 | 19898 | 20490 | 21241 | 21810 | 22236 | 22562 | 22813
NPgY | GSP | NG FES - Falling Short | Number of electric vans (hybrid and full electric) | DRAX | Falling Short | Lct_BB002b_NPgSubComponent | Number of | NPgY | Drax |  | 19 | 32 | 52 | 82 | 126 | 185 | 265 | 369 | 485 | 612 | 750 | 901 | 1061 | 1239 | 1399 | 1563 | 1721 | 1868 | 2047 | 2209 | 2352 | 2469 | 2564 | 2640 | 2737 | 2810 | 2865 | 2907 | 2940
NPgY | GSP | NG FES - Falling Short | Number of electric vans (hybrid and full electric) | ELLAND | Falling Short | Lct_BB002b_NPgSubComponent | Number of | NPgY | Elland |  | 139 | 229 | 363 | 557 | 835 | 1200 | 1696 | 2340 | 3055 | 3845 | 4700 | 5635 | 6630 | 7735 | 8723 | 9739 | 10720 | 11628 | 12741 | 13745 | 14628 | 15355 | 15945 | 16417 | 17017 | 17472 | 17813 | 18073 | 18273
NPgY | GSP | NG FES - Falling Short | Number of electric vans (hybrid and full electric) | FERRYBRIDGE A | Falling Short | Lct_BB002b_NPgSubComponent | Number of | NPgY | Ferrybridge A |  | 42 | 70 | 113 | 175 | 265 | 385 | 547 | 758 | 993 | 1252 | 1532 | 1838 | 2164 | 2526 | 2849 | 3182 | 3504 | 3801 | 4166 | 4495 | 4784 | 5022 | 5216 | 5370 | 5567 | 5716 | 5828 | 5913 | 5978
NPgY | GSP | NG FES - Falling Short | Number of electric vans (hybrid and full electric) | FERRYBRIDGE B | Falling Short | Lct_BB002b_NPgSubComponent | Number of | NPgY | Ferrybridge B (_M) |  | 209 | 315 | 456 | 640 | 882 | 1174 | 1565 | 2068 | 2631 | 3254 | 3928 | 4667 | 5453 | 6327 | 7106 | 7908 | 8681 | 9394 | 10275 | 11068 | 11766 | 12339 | 12804 | 13176 | 13654 | 14015 | 14285 | 14490 | 14648
NPgY | GSP | NG FES - Falling Short | Number of electric vans (hybrid and full electric) | GRIMSBY WEST | Falling Short | Lct_BB002b_NPgSubComponent | Number of | NPgY | Grimsby West |  | 45 | 78 | 129 | 206 | 320 | 473 | 682 | 953 | 1254 | 1586 | 1945 | 2338 | 2757 | 3221 | 3636 | 4063 | 4476 | 4858 | 5326 | 5747 | 6119 | 6424 | 6672 | 6871 | 7123 | 7314 | 7457 | 7566 | 7650
NPgY | GSP | NG FES - Falling Short | Number of electric vans (hybrid and full electric) | JORDANTHORPE | Falling Short | Lct_BB002b_NPgSubComponent | Number of | NPgY | Jordanthorpe |  | 34 | 54 | 82 | 120 | 173 | 241 | 332 | 451 | 583 | 728 | 886 | 1058 | 1242 | 1446 | 1628 | 1816 | 1996 | 2164 | 2369 | 2554 | 2717 | 2851 | 2960 | 3047 | 3158 | 3242 | 3305 | 3353 | 3390
NPgY | GSP | NG FES - Falling Short | Number of electric vans (hybrid and full electric) | KEADBY | Falling Short | Lct_BB002b_NPgSubComponent | Number of | NPgY | Keadby |  | 78 | 136 | 226 | 360 | 559 | 826 | 1189 | 1661 | 2186 | 2765 | 3391 | 4076 | 4804 | 5613 | 6337 | 7081 | 7801 | 8466 | 9282 | 10016 | 10663 | 11195 | 11628 | 11974 | 12413 | 12746 | 12995 | 13186 | 13332
NPgY | GSP | NG FES - Falling Short | Number of electric vans (hybrid and full electric) | KIRKSTALL B | Falling Short | Lct_BB002b_NPgSubComponent | Number of | NPgY | Kirkstall B |  | 499 | 701 | 943 | 1215 | 1510 | 1801 | 2175 | 2645 | 3179 | 3776 | 4422 | 5131 | 5886 | 6732 | 7478 | 8245 | 8982 | 9658 | 10507 | 11273 | 11943 | 12493 | 12937 | 13291 | 13760 | 14113 | 14375 | 14572 | 14721
NPgY | GSP | NG FES - Falling Short | Number of electric vans (hybrid and full electric) | NEEPSEND | Falling Short | Lct_BB002b_NPgSubComponent | Number of | NPgY | Neepsend |  | 45 | 70 | 106 | 155 | 224 | 311 | 428 | 580 | 750 | 937 | 1139 | 1361 | 1597 | 1859 | 2093 | 2334 | 2566 | 2781 | 3045 | 3283 | 3493 | 3665 | 3805 | 3917 | 4059 | 4167 | 4248 | 4310 | 4357
NPgY | GSP | NG FES - Falling Short | Number of electric vans (hybrid and full electric) | NORTON LEES | Falling Short | Lct_BB002b_NPgSubComponent | Number of | NPgY | Norton Lees |  | 37 | 59 | 92 | 138 | 204 | 290 | 406 | 556 | 723 | 908 | 1108 | 1326 | 1559 | 1817 | 2048 | 2286 | 2515 | 2727 | 2988 | 3223 | 3429 | 3599 | 3737 | 3847 | 3988 | 4094 | 4174 | 4235 | 4282
NPgY | GSP | NG FES - Falling Short | Number of electric vans (hybrid and full electric) | PITSMOOR 3/4 | Falling Short | Lct_BB002b_NPgSubComponent | Number of | NPgY | Pitsmoor |  | 13 | 22 | 35 | 54 | 82 | 118 | 167 | 231 | 303 | 381 | 466 | 559 | 658 | 768 | 867 | 968 | 1066 | 1156 | 1267 | 1367 | 1454 | 1527 | 1586 | 1633 | 1692 | 1738 | 1772 | 1797 | 1817
NPgY | GSP | NG FES - Falling Short | Number of electric vans (hybrid and full electric) | SALTEND NORTH | Falling Short | Lct_BB002b_NPgSubComponent | Number of | NPgY | Saltend North |  | 12 | 23 | 41 | 70 | 113 | 172 | 253 | 359 | 476 | 605 | 744 | 897 | 1059 | 1239 | 1401 | 1567 | 1727 | 1875 | 2057 | 2221 | 2365 | 2483 | 2580 | 2657 | 2755 | 2829 | 2884 | 2927 | 2959
NPgY | GSP | NG FES - Falling Short | Number of electric vans (hybrid and full electric) | SHEFFIELD CITY | Falling Short | Lct_BB002b_NPgSubComponent | Number of | NPgY | Sheffield City |  | 13 | 23 | 38 | 60 | 92 | 136 | 196 | 274 | 360 | 455 | 558 | 671 | 790 | 923 | 1042 | 1165 | 1283 | 1392 | 1526 | 1647 | 1754 | 1841 | 1912 | 1969 | 2041 | 2096 | 2137 | 2168 | 2192
NPgY | GSP | NG FES - Falling Short | Number of electric vans (hybrid and full electric) | SKELTON GRANGE | Falling Short | Lct_BB002b_NPgSubComponent | Number of | NPgY | Skelton Grange |  | 459 | 685 | 985 | 1374 | 1877 | 2478 | 3282 | 4317 | 5474 | 6756 | 8142 | 9661 | 11278 | 13077 | 14680 | 16329 | 17919 | 19385 | 21197 | 22829 | 24264 | 25444 | 26400 | 27165 | 28148 | 28892 | 29447 | 29870 | 30194
NPgY | GSP | NG FES - Falling Short | Number of electric vans (hybrid and full electric) | TEMPLEBOROUGH 275/33KV | Falling Short | Lct_BB002b_NPgSubComponent | Number of | NPgY | Templeborough |  | 2 | 4 | 6 | 10 | 15 | 22 | 31 | 43 | 56 | 70 | 86 | 103 | 122 | 142 | 160 | 179 | 197 | 214 | 234 | 253 | 269 | 283 | 294 | 302 | 313 | 322 | 328 | 333 | 336
NPgY | GSP | NG FES - Falling Short | Number of electric vans (hybrid and full electric) | THURCROFT | Falling Short | Lct_BB002b_NPgSubComponent | Number of | NPgY | Thurcroft |  | 54 | 93 | 156 | 249 | 387 | 573 | 826 | 1155 | 1521 | 1923 | 2360 | 2837 | 3344 | 3907 | 4412 | 4930 | 5431 | 5895 | 6462 | 6974 | 7424 | 7795 | 8096 | 8338 | 8643 | 8875 | 9049 | 9181 | 9284
NPgY | GSP | NG FES - Falling Short | Number of electric vans (hybrid and full electric) | WEST MELTON / THORPE MARSH | Falling Short | Lct_BB002b_NPgSubComponent | Number of | NPgY | Thorpe Marsh |  | 145 | 235 | 368 | 558 | 830 | 1183 | 1662 | 2284 | 2975 | 3739 | 4564 | 5468 | 6430 | 7498 | 8453 | 9435 | 10384 | 11260 | 12337 | 13307 | 14160 | 14862 | 15433 | 15889 | 16470 | 16910 | 17239 | 17491 | 17684
NPgY | GSP | NG FES - Falling Short | Number of electric vans (hybrid and full electric) | WEST MELTON SECTION 3 | Falling Short | Lct_BB002b_NPgSubComponent | Number of | NPgY | West Melton |  | 168 | 265 | 405 | 599 | 870 | 1215 | 1682 | 2287 | 2960 | 3704 | 4509 | 5390 | 6328 | 7370 | 8301 | 9258 | 10182 | 11036 | 12086 | 13032 | 13864 | 14549 | 15104 | 15549 | 16116 | 16546 | 16867 | 17112 | 17301
NPgY | GSP | NG FES - Falling Short | Number of electric vans (hybrid and full electric) | WINCOBANK | Falling Short | Lct_BB002b_NPgSubComponent | Number of | NPgY | Wincobank |  | 3 | 6 | 10 | 17 | 27 | 41 | 61 | 86 | 114 | 145 | 179 | 215 | 254 | 297 | 336 | 376 | 415 | 450 | 494 | 533 | 568 | 596 | 619 | 638 | 661 | 679 | 692 | 703 | 710
NPgN | GSP | NG FES - Leading the Way | Number of electric vans (hybrid and full electric) | BLYTH 66kV | Leading the Way | Lct_BB002b_NPgSubComponent | Number of | NPgN | Blyth 66kV |  | 84 | 174 | 391 | 710 | 1208 | 1780 | 2456 | 3251 | 4272 | 5437 | 6793 | 8226 | 9634 | 10870 | 11838 | 12623 | 13250 | 13812 | 14433 | 14985 | 15485 | 15996 | 16541 | 17152 | 17848 | 18679 | 19698 | 20970 | 22593
NPgN | GSP | NG FES - Leading the Way | Number of electric vans (hybrid and full electric) | BLYTH 132kV | Leading the Way | Lct_BB002b_NPgSubComponent | Number of | NPgN | Blyth 132kV |  | 30 | 61 | 134 | 238 | 395 | 567 | 771 | 1010 | 1315 | 1663 | 2069 | 2497 | 2918 | 3287 | 3575 | 3809 | 3995 | 4162 | 4347 | 4511 | 4661 | 4813 | 4977 | 5160 | 5369 | 5619 | 5925 | 6307 | 6795
NPgN | GSP | NG FES - Leading the Way | Number of electric vans (hybrid and full electric) | FOURSTONES | Leading the Way | Lct_BB002b_NPgSubComponent | Number of | NPgN | Fourstones |  | 12 | 23 | 50 | 85 | 136 | 188 | 249 | 321 | 411 | 513 | 634 | 760 | 884 | 993 | 1077 | 1145 | 1199 | 1248 | 1302 | 1351 | 1395 | 1440 | 1488 | 1543 | 1605 | 1680 | 1771 | 1885 | 2031
NPgN | GSP | NG FES - Leading the Way | Number of electric vans (hybrid and full electric) | HARTMOOR | Leading the Way | Lct_BB002b_NPgSubComponent | Number of | NPgN | Hart Moor |  | 26 | 57 | 134 | 255 | 454 | 698 | 987 | 1330 | 1772 | 2277 | 2863 | 3483 | 4093 | 4630 | 5052 | 5394 | 5669 | 5914 | 6185 | 6425 | 6642 | 6863 | 7098 | 7361 | 7660 | 8017 | 8455 | 9002 | 9699
NPgN | GSP | NG FES - Leading the Way | Number of electric vans (hybrid and full electric) | HAWTHORN PIT GRID | Leading the Way | Lct_BB002b_NPgSubComponent | Number of | NPgN | Hawthorn Pit |  | 34 | 74 | 174 | 331 | 588 | 903 | 1276 | 1717 | 2287 | 2937 | 3692 | 4491 | 5277 | 5969 | 6512 | 6953 | 7306 | 7623 | 7971 | 8280 | 8559 | 8844 | 9147 | 9486 | 9871 | 10332 | 10896 | 11601 | 12499
NPgN | GSP | NG FES - Leading the Way | Number of electric vans (hybrid and full electric) | KNARESBOROUGH | Leading the Way | Lct_BB002b_NPgSubComponent | Number of | NPgN | Knaresborough |  | 121 | 240 | 510 | 879 | 1416 | 1966 | 2612 | 3366 | 4323 | 5413 | 6688 | 8032 | 9350 | 10502 | 11400 | 12124 | 12700 | 13216 | 13793 | 14307 | 14774 | 15253 | 15768 | 16346 | 17006 | 17797 | 18765 | 19975 | 21518
NPgN | GSP | NG FES - Leading the Way | Number of electric vans (hybrid and full electric) | LACKENBY | Leading the Way | Lct_BB002b_NPgSubComponent | Number of | NPgN | Lackenby |  | 47 | 103 | 244 | 466 | 834 | 1288 | 1826 | 2464 | 3286 | 4226 | 5318 | 6472 | 7608 | 8608 | 9393 | 10031 | 10542 | 11000 | 11503 | 11950 | 12354 | 12766 | 13204 | 13693 | 14249 | 14914 | 15728 | 16746 | 18043
NPgN | GSP | NG FES - Leading the Way | Number of electric vans (hybrid and full electric) | NORTON | Leading the Way | Lct_BB002b_NPgSubComponent | Number of | NPgN | Norton |  | 164 | 349 | 799 | 1483 | 2579 | 3879 | 5419 | 7238 | 9577 | 12247 | 15353 | 18635 | 21865 | 24703 | 26927 | 28734 | 30179 | 31473 | 32900 | 34168 | 35315 | 36485 | 37733 | 39128 | 40717 | 42614 | 44940 | 47844 | 51550
NPgN | GSP | NG FES - Leading the Way | Number of electric vans (hybrid and full electric) | OFFERTON | Leading the Way | Lct_BB002b_NPgSubComponent | Number of | NPgN | Offerton |  | 15 | 33 | 80 | 154 | 278 | 432 | 615 | 832 | 1112 | 1432 | 1804 | 2197 | 2584 | 2925 | 3192 | 3410 | 3584 | 3740 | 3912 | 4064 | 4202 | 4342 | 4491 | 4657 | 4847 | 5073 | 5350 | 5696 | 6137
NPgN | GSP | NG FES - Leading the Way | Number of electric vans (hybrid and full electric) | OSBALDWICK | Leading the Way | Lct_BB002b_NPgSubComponent | Number of | NPgN | Osbaldwick |  | 121 | 250 | 554 | 997 | 1681 | 2454 | 3366 | 4439 | 5813 | 7381 | 9209 | 11138 | 13034 | 14697 | 15999 | 17053 | 17895 | 18650 | 19485 | 20228 | 20901 | 21589 | 22324 | 23147 | 24085 | 25207 | 26581 | 28297 | 30487
NPgN | GSP | NG FES - Leading the Way | Number of electric vans (hybrid and full electric) | POPPLETON | Leading the Way | Lct_BB002b_NPgSubComponent | Number of | NPgN | Poppleton |  | 22 | 44 | 97 | 171 | 285 | 409 | 556 | 729 | 949 | 1200 | 1493 | 1802 | 2106 | 2372 | 2580 | 2749 | 2883 | 3003 | 3137 | 3256 | 3363 | 3474 | 3592 | 3724 | 3875 | 4055 | 4276 | 4552 | 4904
NPgN | GSP | NG FES - Leading the Way | Number of electric vans (hybrid and full electric) | SALTHOLME | Leading the Way | Lct_BB002b_NPgSubComponent | Number of | NPgN | Saltholme |  | 1 | 1 | 3 | 6 | 11 | 17 | 24 | 32 | 43 | 55 | 70 | 85 | 100 | 113 | 123 | 132 | 138 | 144 | 151 | 157 | 162 | 168 | 173 | 180 | 187 | 196 | 207 | 220 | 237
NPgN | GSP | NG FES - Leading the Way | Number of electric vans (hybrid and full electric) | SOUTH SHIELDS | Leading the Way | Lct_BB002b_NPgSubComponent | Number of | NPgN | South Shields |  | 16 | 35 | 81 | 152 | 269 | 411 | 578 | 777 | 1033 | 1325 | 1664 | 2023 | 2376 | 2687 | 2931 | 3129 | 3287 | 3429 | 3585 | 3724 | 3850 | 3978 | 4114 | 4266 | 4440 | 4647 | 4900 | 5217 | 5621
NPgN | GSP | NG FES - Leading the Way | Number of electric vans (hybrid and full electric) | SPADEADAM | Leading the Way | Lct_BB002b_NPgSubComponent | Number of | NPgN | Spadeadam - Not in NG FES |  | 3 | 7 | 15 | 27 | 45 | 67 | 92 | 121 | 159 | 203 | 253 | 307 | 359 | 405 | 441 | 470 | 493 | 514 | 537 | 558 | 576 | 596 | 616 | 639 | 664 | 695 | 733 | 781 | 841
NPgN | GSP | NG FES - Leading the Way | Number of electric vans (hybrid and full electric) | SPENNYMOOR | Leading the Way | Lct_BB002b_NPgSubComponent | Number of | NPgN | Spennymoor |  | 102 | 214 | 485 | 891 | 1532 | 2281 | 3167 | 4211 | 5552 | 7084 | 8866 | 10748 | 12600 | 14226 | 15500 | 16534 | 17361 | 18101 | 18918 | 19645 | 20302 | 20973 | 21690 | 22491 | 23404 | 24494 | 25830 | 27499 | 29629
NPgN | GSP | NG FES - Leading the Way | Number of electric vans (hybrid and full electric) | STELLA NORTH | Leading the Way | Lct_BB002b_NPgSubComponent | Number of | NPgN | Stella North |  | 84 | 172 | 379 | 677 | 1133 | 1642 | 2241 | 2946 | 3848 | 4876 | 6075 | 7340 | 8583 | 9674 | 10526 | 11217 | 11768 | 12261 | 12809 | 13295 | 13737 | 14188 | 14670 | 15211 | 15827 | 16564 | 17467 | 18595 | 20033
NPgN | GSP | NG FES - Leading the Way | Number of electric vans (hybrid and full electric) | STELLA SOUTH | Leading the Way | Lct_BB002b_NPgSubComponent | Number of | NPgN | Stella South |  | 66 | 137 | 306 | 553 | 936 | 1371 | 1886 | 2491 | 3267 | 4153 | 5184 | 6273 | 7344 | 8283 | 9019 | 9615 | 10091 | 10517 | 10989 | 11408 | 11788 | 12177 | 12592 | 13056 | 13585 | 14218 | 14993 | 15962 | 17197
NPgN | GSP | NG FES - Leading the Way | Number of electric vans (hybrid and full electric) | TYNEMOUTH | Leading the Way | Lct_BB002b_NPgSubComponent | Number of | NPgN | Tynemouth 1 |  | 67 | 140 | 315 | 574 | 979 | 1446 | 1998 | 2647 | 3481 | 4433 | 5541 | 6711 | 7862 | 8872 | 9663 | 10304 | 10817 | 11276 | 11783 | 12235 | 12643 | 13060 | 13506 | 14005 | 14573 | 15251 | 16083 | 17122 | 18448
NPgN | GSP | NG FES - Leading the Way | Number of electric vans (hybrid and full electric) | WEST BOLDON | Leading the Way | Lct_BB002b_NPgSubComponent | Number of | NPgN | West Boldon |  | 78 | 164 | 373 | 688 | 1190 | 1779 | 2478 | 3302 | 4361 | 5570 | 6977 | 8463 | 9926 | 11210 | 12217 | 13034 | 13687 | 14272 | 14918 | 15492 | 16011 | 16541 | 17107 | 17739 | 18459 | 19319 | 20373 | 21690 | 23369
NPgY | GSP | NG FES - Leading the Way | Number of electric vans (hybrid and full electric) | BRADFORD WEST | Leading the Way | Lct_BB002b_NPgSubComponent | Number of | NPgY | Bradford West |  | 294 | 519 | 1005 | 1674 | 2688 | 3937 | 5412 | 7149 | 9376 | 11898 | 14834 | 17933 | 20975 | 23640 | 25746 | 27454 | 28818 | 30040 | 31391 | 32593 | 33681 | 34792 | 35978 | 37307 | 38820 | 40628 | 42843 | 45611 | 49142
NPgY | GSP | NG FES - Leading the Way | Number of electric vans (hybrid and full electric) | CAMBLESFORTH | Leading the Way | Lct_BB002b_NPgSubComponent | Number of | NPgY | Camblesforth |  | 12 | 24 | 52 | 97 | 172 | 276 | 399 | 546 | 736 | 952 | 1201 | 1466 | 1726 | 1955 | 2137 | 2285 | 2404 | 2510 | 2627 | 2730 | 2823 | 2918 | 3019 | 3131 | 3258 | 3410 | 3597 | 3830 | 4127
NPgY | GSP | NG FES - Leading the Way | Number of electric vans (hybrid and full electric) | CREYKE BECK | Leading the Way | Lct_BB002b_NPgSubComponent | Number of | NPgY | Creyke Beck |  | 157 | 307 | 653 | 1186 | 2061 | 3244 | 4651 | 6319 | 8478 | 10926 | 13766 | 16767 | 19721 | 22317 | 24377 | 26056 | 27402 | 28606 | 29927 | 31099 | 32158 | 33233 | 34377 | 35654 | 37105 | 38837 | 40959 | 43610 | 46991
NPgY | GSP | NG FES - Leading the Way | Number of electric vans (hybrid and full electric) | DRAX | Leading the Way | Lct_BB002b_NPgSubComponent | Number of | NPgY | Drax |  | 20 | 40 | 85 | 154 | 267 | 419 | 600 | 815 | 1094 | 1409 | 1775 | 2162 | 2542 | 2877 | 3142 | 3358 | 3532 | 3687 | 3857 | 4008 | 4144 | 4283 | 4430 | 4595 | 4782 | 5005 | 5278 | 5620 | 6056
NPgY | GSP | NG FES - Leading the Way | Number of electric vans (hybrid and full electric) | ELLAND | Leading the Way | Lct_BB002b_NPgSubComponent | Number of | NPgY | Elland |  | 152 | 287 | 589 | 1039 | 1762 | 2713 | 3842 | 5179 | 6905 | 8862 | 11133 | 13533 | 15894 | 17966 | 19609 | 20946 | 22017 | 22976 | 24030 | 24965 | 25810 | 26671 | 27587 | 28610 | 29772 | 31161 | 32863 | 34989 | 37701
NPgY | GSP | NG FES - Leading the Way | Number of electric vans (hybrid and full electric) | FERRYBRIDGE A | Leading the Way | Lct_BB002b_NPgSubComponent | Number of | NPgY | Ferrybridge A |  | 46 | 88 | 183 | 326 | 560 | 870 | 1239 | 1677 | 2242 | 2883 | 3626 | 4412 | 5185 | 5864 | 6403 | 6841 | 7193 | 7507 | 7853 | 8159 | 8436 | 8718 | 9018 | 9352 | 9733 | 10187 | 10743 | 11438 | 12325
NPgY | GSP | NG FES - Leading the Way | Number of electric vans (hybrid and full electric) | FERRYBRIDGE B | Leading the Way | Lct_BB002b_NPgSubComponent | Number of | NPgY | Ferrybridge B (_M) |  | 229 | 394 | 740 | 1196 | 1860 | 2639 | 3555 | 4629 | 5998 | 7548 | 9357 | 11263 | 13132 | 14766 | 16054 | 17096 | 17926 | 18669 | 19496 | 20232 | 20900 | 21584 | 22316 | 23137 | 24073 | 25193 | 26565 | 28280 | 30467
NPgY | GSP | NG FES - Leading the Way | Number of electric vans (hybrid and full electric) | GRIMSBY WEST | Leading the Way | Lct_BB002b_NPgSubComponent | Number of | NPgY | Grimsby West |  | 49 | 97 | 210 | 385 | 676 | 1072 | 1543 | 2102 | 2827 | 3649 | 4601 | 5608 | 6600 | 7471 | 8163 | 8727 | 9180 | 9584 | 10028 | 10421 | 10777 | 11138 | 11521 | 11950 | 12436 | 13016 | 13728 | 14616 | 15750
NPgY | GSP | NG FES - Leading the Way | Number of electric vans (hybrid and full electric) | JORDANTHORPE | Leading the Way | Lct_BB002b_NPgSubComponent | Number of | NPgY | Jordanthorpe |  | 37 | 67 | 132 | 224 | 366 | 543 | 754 | 1002 | 1321 | 1682 | 2103 | 2547 | 2983 | 3365 | 3667 | 3912 | 4109 | 4284 | 4478 | 4651 | 4807 | 4966 | 5135 | 5325 | 5541 | 5800 | 6116 | 6511 | 7016
NPgY | GSP | NG FES - Leading the Way | Number of electric vans (hybrid and full electric) | KEADBY | Leading the Way | Lct_BB002b_NPgSubComponent | Number of | NPgY | Keadby |  | 86 | 170 | 366 | 672 | 1179 | 1869 | 2691 | 3665 | 4928 | 6360 | 8020 | 9775 | 11503 | 13022 | 14227 | 15210 | 15998 | 16704 | 17477 | 18162 | 18782 | 19411 | 20079 | 20826 | 21673 | 22685 | 23925 | 25473 | 27449
NPgY | GSP | NG FES - Leading the Way | Number of electric vans (hybrid and full electric) | KIRKSTALL B | Leading the Way | Lct_BB002b_NPgSubComponent | Number of | NPgY | Kirkstall B |  | 546 | 878 | 1532 | 2269 | 3186 | 4015 | 4969 | 6057 | 7390 | 8892 | 10674 | 12539 | 14349 | 15912 | 17120 | 18079 | 18829 | 19503 | 20282 | 20982 | 21623 | 22293 | 23023 | 23849 | 24804 | 25949 | 27351 | 29104 | 31341
NPgY | GSP | NG FES - Leading the Way | Number of electric vans (hybrid and full electric) | NEEPSEND | Leading the Way | Lct_BB002b_NPgSubComponent | Number of | NPgY | Neepsend |  | 49 | 87 | 172 | 290 | 472 | 701 | 972 | 1291 | 1700 | 2165 | 2705 | 3275 | 3835 | 4326 | 4715 | 5030 | 5282 | 5508 | 5757 | 5979 | 6179 | 6383 | 6602 | 6846 | 7123 | 7455 | 7862 | 8370 | 9018
NPgY | GSP | NG FES - Leading the Way | Number of electric vans (hybrid and full electric) | NORTON LEES | Leading the Way | Lct_BB002b_NPgSubComponent | Number of | NPgY | Norton Lees |  | 40 | 74 | 149 | 258 | 431 | 654 | 919 | 1233 | 1637 | 2094 | 2626 | 3187 | 3740 | 4224 | 4608 | 4920 | 5170 | 5394 | 5640 | 5858 | 6056 | 6257 | 6472 | 6712 | 6984 | 7310 | 7709 | 8207 | 8843
NPgY | GSP | NG FES - Leading the Way | Number of electric vans (hybrid and full electric) | PITSMOOR 3/4 | Leading the Way | Lct_BB002b_NPgSubComponent | Number of | NPgY | Pitsmoor |  | 14 | 27 | 57 | 101 | 172 | 267 | 379 | 512 | 683 | 878 | 1104 | 1343 | 1578 | 1784 | 1948 | 2081 | 2188 | 2283 | 2388 | 2481 | 2565 | 2651 | 2742 | 2844 | 2959 | 3098 | 3267 | 3478 | 3748
NPgY | GSP | NG FES - Leading the Way | Number of electric vans (hybrid and full electric) | SALTEND NORTH | Leading the Way | Lct_BB002b_NPgSubComponent | Number of | NPgY | Saltend North |  | 13 | 29 | 67 | 130 | 238 | 390 | 572 | 788 | 1069 | 1388 | 1757 | 2148 | 2533 | 2871 | 3140 | 3360 | 3537 | 3694 | 3867 | 4020 | 4158 | 4298 | 4446 | 4612 | 4800 | 5024 | 5299 | 5642 | 6080
NPgY | GSP | NG FES - Leading the Way | Number of electric vans (hybrid and full electric) | SHEFFIELD CITY | Leading the Way | Lct_BB002b_NPgSubComponent | Number of | NPgY | Sheffield City |  | 14 | 28 | 61 | 111 | 195 | 309 | 444 | 604 | 812 | 1047 | 1320 | 1609 | 1893 | 2142 | 2340 | 2502 | 2632 | 2747 | 2875 | 2987 | 3089 | 3193 | 3302 | 3425 | 3565 | 3731 | 3935 | 4190 | 4514
NPgY | GSP | NG FES - Leading the Way | Number of electric vans (hybrid and full electric) | SKELTON GRANGE | Leading the Way | Lct_BB002b_NPgSubComponent | Number of | NPgY | Skelton Grange |  | 502 | 858 | 1601 | 2566 | 3959 | 5568 | 7460 | 9676 | 12494 | 15682 | 19407 | 23331 | 27178 | 30539 | 33186 | 35324 | 37027 | 38553 | 40252 | 41766 | 43140 | 44547 | 46056 | 47748 | 49680 | 51990 | 54821 | 58357 | 62869
NPgY | GSP | NG FES - Leading the Way | Number of electric vans (hybrid and full electric) | TEMPLEBOROUGH 275/33KV | Leading the Way | Lct_BB002b_NPgSubComponent | Number of | NPgY | Templeborough |  | 3 | 5 | 10 | 18 | 31 | 49 | 70 | 94 | 126 | 162 | 204 | 248 | 292 | 330 | 360 | 385 | 405 | 422 | 442 | 459 | 475 | 491 | 507 | 526 | 548 | 573 | 604 | 644 | 694
NPgY | GSP | NG FES - Leading the Way | Number of electric vans (hybrid and full electric) | THURCROFT | Leading the Way | Lct_BB002b_NPgSubComponent | Number of | NPgY | Thurcroft |  | 59 | 117 | 253 | 465 | 817 | 1298 | 1869 | 2548 | 3427 | 4424 | 5581 | 6803 | 8006 | 9064 | 9904 | 10588 | 11137 | 11629 | 12167 | 12645 | 13076 | 13514 | 13980 | 14499 | 15089 | 15794 | 16657 | 17735 | 19111
NPgY | GSP | NG FES - Leading the Way | Number of electric vans (hybrid and full electric) | WEST MELTON / THORPE MARSH | Leading the Way | Lct_BB002b_NPgSubComponent | Number of | NPgY | Thorpe Marsh |  | 158 | 294 | 598 | 1043 | 1751 | 2673 | 3767 | 5061 | 6730 | 8621 | 10818 | 13138 | 15421 | 17424 | 19011 | 20302 | 21335 | 22261 | 23279 | 24182 | 24999 | 25831 | 26717 | 27708 | 28833 | 30178 | 31826 | 33884 | 36510
NPgY | GSP | NG FES - Leading the Way | Number of electric vans (hybrid and full electric) | WEST MELTON SECTION 3 | Leading the Way | Lct_BB002b_NPgSubComponent | Number of | NPgY | West Melton |  | 184 | 332 | 657 | 1119 | 1834 | 2741 | 3814 | 5081 | 6710 | 8555 | 10701 | 12966 | 15193 | 17145 | 18690 | 19944 | 20948 | 21846 | 22837 | 23718 | 24514 | 25327 | 26193 | 27162 | 28264 | 29582 | 31196 | 33213 | 35785
NPgY | GSP | NG FES - Leading the Way | Number of electric vans (hybrid and full electric) | WINCOBANK | Leading the Way | Lct_BB002b_NPgSubComponent | Number of | NPgY | Wincobank |  | 3 | 7 | 16 | 31 | 57 | 94 | 137 | 189 | 257 | 333 | 422 | 515 | 608 | 689 | 754 | 806 | 849 | 887 | 928 | 965 | 998 | 1032 | 1067 | 1107 | 1152 | 1206 | 1272 | 1354 | 1459
NPgN | GSP | NG FES - System Transformation | Number of electric vans (hybrid and full electric) | BLYTH 66kV | System Transformation | Lct_BB002b_NPgSubComponent | Number of | NPgN | Blyth 66kV |  | 80 | 165 | 373 | 676 | 1125 | 1622 | 2226 | 2941 | 3791 | 4733 | 5755 | 6847 | 7957 | 9207 | 10348 | 11386 | 12260 | 12970 | 13511 | 13880 | 14168 | 14400 | 14552 | 14670 | 14748 | 14809 | 14776 | 14696 | 14584
NPgN | GSP | NG FES - System Transformation | Number of electric vans (hybrid and full electric) | BLYTH 132kV | System Transformation | Lct_BB002b_NPgSubComponent | Number of | NPgN | Blyth 132kV |  | 29 | 58 | 128 | 226 | 367 | 518 | 699 | 914 | 1169 | 1451 | 1757 | 2084 | 2416 | 2790 | 3131 | 3441 | 3702 | 3914 | 4075 | 4184 | 4269 | 4338 | 4383 | 4418 | 4441 | 4459 | 4449 | 4424 | 4390
NPgN | GSP | NG FES - System Transformation | Number of electric vans (hybrid and full electric) | FOURSTONES | System Transformation | Lct_BB002b_NPgSubComponent | Number of | NPgN | Fourstones |  | 11 | 22 | 47 | 81 | 127 | 172 | 227 | 291 | 367 | 450 | 541 | 637 | 735 | 846 | 947 | 1038 | 1115 | 1177 | 1224 | 1256 | 1280 | 1300 | 1313 | 1323 | 1330 | 1335 | 1332 | 1324 | 1314
NPgN | GSP | NG FES - System Transformation | Number of electric vans (hybrid and full electric) | HARTMOOR | System Transformation | Lct_BB002b_NPgSubComponent | Number of | NPgN | Hart Moor |  | 25 | 54 | 128 | 243 | 423 | 635 | 894 | 1201 | 1567 | 1974 | 2416 | 2888 | 3369 | 3910 | 4403 | 4853 | 5233 | 5542 | 5778 | 5940 | 6066 | 6168 | 6235 | 6287 | 6321 | 6348 | 6335 | 6301 | 6253
NPgN | GSP | NG FES - System Transformation | Number of electric vans (hybrid and full electric) | HAWTHORN PIT GRID | System Transformation | Lct_BB002b_NPgSubComponent | Number of | NPgN | Hawthorn Pit |  | 32 | 70 | 167 | 315 | 548 | 822 | 1155 | 1551 | 2023 | 2547 | 3117 | 3725 | 4344 | 5041 | 5676 | 6256 | 6745 | 7143 | 7447 | 7656 | 7818 | 7949 | 8035 | 8102 | 8146 | 8181 | 8164 | 8120 | 8059
NPgN | GSP | NG FES - System Transformation | Number of electric vans (hybrid and full electric) | KNARESBOROUGH | System Transformation | Lct_BB002b_NPgSubComponent | Number of | NPgN | Knaresborough |  | 115 | 226 | 487 | 837 | 1318 | 1796 | 2373 | 3052 | 3857 | 4743 | 5704 | 6729 | 7770 | 8945 | 10016 | 10987 | 11802 | 12460 | 12959 | 13297 | 13560 | 13772 | 13910 | 14017 | 14087 | 14144 | 14109 | 14029 | 13920
NPgN | GSP | NG FES - System Transformation | Number of electric vans (hybrid and full electric) | LACKENBY | System Transformation | Lct_BB002b_NPgSubComponent | Number of | NPgN | Lackenby |  | 45 | 97 | 233 | 444 | 777 | 1172 | 1653 | 2225 | 2906 | 3663 | 4486 | 5365 | 6261 | 7266 | 8185 | 9022 | 9730 | 10306 | 10746 | 11047 | 11282 | 11472 | 11596 | 11693 | 11757 | 11808 | 11783 | 11720 | 11632
NPgN | GSP | NG FES - System Transformation | Number of electric vans (hybrid and full electric) | NORTON | System Transformation | Lct_BB002b_NPgSubComponent | Number of | NPgN | Norton |  | 156 | 329 | 763 | 1412 | 2401 | 3533 | 4909 | 6541 | 8485 | 10640 | 12982 | 15482 | 18027 | 20890 | 23503 | 25882 | 27890 | 29522 | 30767 | 31617 | 32281 | 32817 | 33169 | 33441 | 33621 | 33764 | 33690 | 33508 | 33255
NPgN | GSP | NG FES - System Transformation | Number of electric vans (hybrid and full electric) | OFFERTON | System Transformation | Lct_BB002b_NPgSubComponent | Number of | NPgN | Offerton |  | 14 | 32 | 76 | 147 | 259 | 393 | 556 | 751 | 983 | 1241 | 1521 | 1820 | 2125 | 2468 | 2780 | 3066 | 3307 | 3503 | 3653 | 3756 | 3836 | 3901 | 3943 | 3976 | 3998 | 4016 | 4007 | 3986 | 3956
NPgN | GSP | NG FES - System Transformation | Number of electric vans (hybrid and full electric) | OSBALDWICK | System Transformation | Lct_BB002b_NPgSubComponent | Number of | NPgN | Osbaldwick |  | 115 | 236 | 529 | 949 | 1565 | 2237 | 3052 | 4017 | 5163 | 6431 | 7809 | 9279 | 10774 | 12458 | 13995 | 15391 | 16568 | 17523 | 18249 | 18745 | 19131 | 19442 | 19646 | 19804 | 19908 | 19991 | 19946 | 19837 | 19685
NPgN | GSP | NG FES - System Transformation | Number of electric vans (hybrid and full electric) | POPPLETON | System Transformation | Lct_BB002b_NPgSubComponent | Number of | NPgN | Poppleton |  | 21 | 42 | 92 | 163 | 265 | 374 | 505 | 660 | 844 | 1047 | 1268 | 1504 | 1744 | 2014 | 2260 | 2484 | 2672 | 2824 | 2940 | 3019 | 3081 | 3131 | 3163 | 3188 | 3205 | 3218 | 3210 | 3193 | 3168
NPgN | GSP | NG FES - System Transformation | Number of electric vans (hybrid and full electric) | SALTHOLME | System Transformation | Lct_BB002b_NPgSubComponent | Number of | NPgN | Saltholme |  | 1 | 1 | 3 | 6 | 10 | 15 | 21 | 29 | 38 | 48 | 59 | 70 | 82 | 95 | 107 | 118 | 128 | 135 | 141 | 145 | 148 | 151 | 152 | 154 | 154 | 155 | 155 | 154 | 153
NPgN | GSP | NG FES - System Transformation | Number of electric vans (hybrid and full electric) | SOUTH SHIELDS | System Transformation | Lct_BB002b_NPgSubComponent | Number of | NPgN | South Shields |  | 15 | 33 | 77 | 145 | 251 | 374 | 524 | 702 | 914 | 1149 | 1405 | 1679 | 1957 | 2270 | 2556 | 2816 | 3036 | 3214 | 3351 | 3444 | 3517 | 3576 | 3615 | 3645 | 3664 | 3680 | 3672 | 3652 | 3625
NPgN | GSP | NG FES - System Transformation | Number of electric vans (hybrid and full electric) | SPADEADAM | System Transformation | Lct_BB002b_NPgSubComponent | Number of | NPgN | Spadeadam - Not in NG FES |  | 3 | 6 | 14 | 25 | 42 | 61 | 83 | 110 | 142 | 177 | 215 | 255 | 297 | 343 | 385 | 424 | 457 | 483 | 503 | 517 | 528 | 536 | 542 | 546 | 549 | 551 | 550 | 547 | 543
NPgN | GSP | NG FES - System Transformation | Number of electric vans (hybrid and full electric) | SPENNYMOOR | System Transformation | Lct_BB002b_NPgSubComponent | Number of | NPgN | Spennymoor |  | 97 | 202 | 463 | 848 | 1426 | 2078 | 2869 | 3807 | 4923 | 6160 | 7504 | 8938 | 10398 | 12040 | 13539 | 14903 | 16054 | 16988 | 17700 | 18187 | 18566 | 18873 | 19073 | 19229 | 19332 | 19413 | 19370 | 19265 | 19119
NPgN | GSP | NG FES - System Transformation | Number of electric vans (hybrid and full electric) | STELLA NORTH | System Transformation | Lct_BB002b_NPgSubComponent | Number of | NPgN | Stella North |  | 80 | 162 | 362 | 645 | 1055 | 1497 | 2033 | 2667 | 3419 | 4252 | 5156 | 6120 | 7101 | 8205 | 9213 | 10129 | 10901 | 11526 | 12001 | 12325 | 12578 | 12782 | 12915 | 13018 | 13086 | 13141 | 13111 | 13038 | 12938
NPgN | GSP | NG FES - System Transformation | Number of electric vans (hybrid and full electric) | STELLA SOUTH | System Transformation | Lct_BB002b_NPgSubComponent | Number of | NPgN | Stella South |  | 63 | 130 | 292 | 526 | 871 | 1250 | 1710 | 2254 | 2901 | 3617 | 4394 | 5224 | 6069 | 7019 | 7886 | 8675 | 9340 | 9879 | 10290 | 10570 | 10788 | 10964 | 11080 | 11169 | 11228 | 11275 | 11249 | 11188 | 11102
NPgN | GSP | NG FES - System Transformation | Number of electric vans (hybrid and full electric) | TYNEMOUTH | System Transformation | Lct_BB002b_NPgSubComponent | Number of | NPgN | Tynemouth 1 |  | 64 | 133 | 301 | 546 | 912 | 1318 | 1810 | 2394 | 3089 | 3858 | 4693 | 5585 | 6492 | 7513 | 8445 | 9292 | 10007 | 10588 | 11029 | 11331 | 11566 | 11756 | 11880 | 11977 | 12040 | 12091 | 12064 | 11998 | 11907
NPgN | GSP | NG FES - System Transformation | Number of electric vans (hybrid and full electric) | WEST BOLDON | System Transformation | Lct_BB002b_NPgSubComponent | Number of | NPgN | West Boldon |  | 74 | 155 | 356 | 655 | 1107 | 1621 | 2245 | 2985 | 3865 | 4842 | 5902 | 7035 | 8187 | 9484 | 10667 | 11744 | 12653 | 13392 | 13955 | 14339 | 14639 | 14881 | 15040 | 15163 | 15245 | 15309 | 15276 | 15193 | 15078
NPgY | GSP | NG FES - System Transformation | Number of electric vans (hybrid and full electric) | BRADFORD WEST | System Transformation | Lct_BB002b_NPgSubComponent | Number of | NPgY | Bradford West |  | 279 | 492 | 961 | 1594 | 2501 | 3587 | 4905 | 6466 | 8322 | 10358 | 12569 | 14928 | 17325 | 20023 | 22505 | 24762 | 26665 | 28210 | 29386 | 30189 | 30815 | 31320 | 31651 | 31908 | 32077 | 32211 | 32140 | 31964 | 31721
NPgY | GSP | NG FES - System Transformation | Number of electric vans (hybrid and full electric) | CAMBLESFORTH | System Transformation | Lct_BB002b_NPgSubComponent | Number of | NPgY | Camblesforth |  | 11 | 22 | 50 | 92 | 160 | 250 | 361 | 492 | 649 | 822 | 1010 | 1211 | 1416 | 1645 | 1857 | 2050 | 2214 | 2347 | 2449 | 2519 | 2574 | 2618 | 2648 | 2670 | 2685 | 2697 | 2692 | 2678 | 2658
NPgY | GSP | NG FES - System Transformation | Number of electric vans (hybrid and full electric) | CREYKE BECK | System Transformation | Lct_BB002b_NPgSubComponent | Number of | NPgY | Creyke Beck |  | 149 | 291 | 625 | 1129 | 1918 | 2947 | 4204 | 5700 | 7484 | 9452 | 11591 | 13874 | 16198 | 18806 | 21209 | 23401 | 25257 | 26769 | 27925 | 28719 | 29339 | 29838 | 30169 | 30425 | 30593 | 30727 | 30664 | 30502 | 30275
NPgY | GSP | NG FES - System Transformation | Number of electric vans (hybrid and full electric) | DRAX | System Transformation | Lct_BB002b_NPgSubComponent | Number of | NPgY | Drax |  | 19 | 38 | 81 | 146 | 248 | 381 | 543 | 736 | 965 | 1219 | 1495 | 1789 | 2088 | 2424 | 2734 | 3016 | 3255 | 3450 | 3599 | 3701 | 3781 | 3845 | 3888 | 3921 | 3943 | 3960 | 3952 | 3931 | 3902
NPgY | GSP | NG FES - System Transformation | Number of electric vans (hybrid and full electric) | ELLAND | System Transformation | Lct_BB002b_NPgSubComponent | Number of | NPgY | Elland |  | 145 | 272 | 564 | 990 | 1639 | 2467 | 3476 | 4676 | 6105 | 7679 | 9390 | 11216 | 13074 | 15160 | 17082 | 18834 | 20315 | 21520 | 22442 | 23073 | 23566 | 23963 | 24225 | 24428 | 24562 | 24668 | 24616 | 24485 | 24302
NPgY | GSP | NG FES - System Transformation | Number of electric vans (hybrid and full electric) | FERRYBRIDGE A | System Transformation | Lct_BB002b_NPgSubComponent | Number of | NPgY | Ferrybridge A |  | 44 | 83 | 175 | 311 | 521 | 791 | 1121 | 1513 | 1981 | 2496 | 3056 | 3654 | 4262 | 4945 | 5574 | 6148 | 6634 | 7029 | 7331 | 7538 | 7700 | 7830 | 7916 | 7983 | 8027 | 8062 | 8045 | 8003 | 7943
NPgY | GSP | NG FES - System Transformation | Number of electric vans (hybrid and full electric) | FERRYBRIDGE B | System Transformation | Lct_BB002b_NPgSubComponent | Number of | NPgY | Ferrybridge B (_M) |  | 218 | 373 | 708 | 1139 | 1731 | 2408 | 3226 | 4192 | 5339 | 6594 | 7956 | 9407 | 10882 | 12543 | 14071 | 15457 | 16624 | 17568 | 18285 | 18773 | 19153 | 19460 | 19660 | 19815 | 19917 | 19999 | 19952 | 19841 | 19688
NPgY | GSP | NG FES - System Transformation | Number of electric vans (hybrid and full electric) | GRIMSBY WEST | System Transformation | Lct_BB002b_NPgSubComponent | Number of | NPgY | Grimsby West |  | 47 | 92 | 201 | 367 | 629 | 973 | 1395 | 1896 | 2494 | 3154 | 3872 | 4638 | 5418 | 6293 | 7099 | 7835 | 8458 | 8966 | 9354 | 9621 | 9830 | 9998 | 10109 | 10195 | 10251 | 10296 | 10276 | 10221 | 10145
NPgY | GSP | NG FES - System Transformation | Number of electric vans (hybrid and full electric) | JORDANTHORPE | System Transformation | Lct_BB002b_NPgSubComponent | Number of | NPgY | Jordanthorpe |  | 36 | 64 | 127 | 213 | 340 | 495 | 683 | 906 | 1171 | 1463 | 1779 | 2117 | 2460 | 2846 | 3202 | 3525 | 3798 | 4020 | 4189 | 4305 | 4395 | 4467 | 4515 | 4552 | 4577 | 4596 | 4586 | 4561 | 4527
NPgY | GSP | NG FES - System Transformation | Number of electric vans (hybrid and full electric) | KEADBY | System Transformation | Lct_BB002b_NPgSubComponent | Number of | NPgY | Keadby |  | 81 | 161 | 350 | 640 | 1097 | 1698 | 2432 | 3306 | 4348 | 5499 | 6749 | 8084 | 9443 | 10968 | 12374 | 13656 | 14741 | 15626 | 16303 | 16768 | 17131 | 17424 | 17617 | 17768 | 17866 | 17945 | 17908 | 17814 | 17681
NPgY | GSP | NG FES - System Transformation | Number of electric vans (hybrid and full electric) | KIRKSTALL B | System Transformation | Lct_BB002b_NPgSubComponent | Number of | NPgY | Kirkstall B |  | 519 | 832 | 1465 | 2160 | 2964 | 3685 | 4534 | 5519 | 6675 | 7916 | 9256 | 10680 | 12117 | 13756 | 15251 | 16592 | 17704 | 18589 | 19247 | 19685 | 20023 | 20297 | 20468 | 20599 | 20689 | 20760 | 20697 | 20569 | 20398
NPgY | GSP | NG FES - System Transformation | Number of electric vans (hybrid and full electric) | NEEPSEND | System Transformation | Lct_BB002b_NPgSubComponent | Number of | NPgY | Neepsend |  | 46 | 83 | 164 | 276 | 439 | 638 | 880 | 1167 | 1508 | 1882 | 2289 | 2723 | 3164 | 3660 | 4117 | 4533 | 4884 | 5168 | 5386 | 5534 | 5650 | 5743 | 5804 | 5852 | 5883 | 5908 | 5895 | 5863 | 5819
NPgY | GSP | NG FES - System Transformation | Number of electric vans (hybrid and full electric) | NORTON LEES | System Transformation | Lct_BB002b_NPgSubComponent | Number of | NPgY | Norton Lees |  | 38 | 70 | 142 | 246 | 401 | 595 | 832 | 1113 | 1448 | 1817 | 2217 | 2645 | 3079 | 3568 | 4018 | 4427 | 4773 | 5055 | 5270 | 5417 | 5532 | 5625 | 5686 | 5733 | 5764 | 5789 | 5777 | 5746 | 5702
NPgY | GSP | NG FES - System Transformation | Number of electric vans (hybrid and full electric) | PITSMOOR 3/4 | System Transformation | Lct_BB002b_NPgSubComponent | Number of | NPgY | Pitsmoor |  | 14 | 26 | 54 | 96 | 160 | 242 | 343 | 462 | 604 | 761 | 931 | 1112 | 1297 | 1505 | 1696 | 1870 | 2018 | 2138 | 2230 | 2293 | 2342 | 2381 | 2408 | 2428 | 2441 | 2452 | 2447 | 2434 | 2415
NPgY | GSP | NG FES - System Transformation | Number of electric vans (hybrid and full electric) | SALTEND NORTH | System Transformation | Lct_BB002b_NPgSubComponent | Number of | NPgY | Saltend North |  | 13 | 28 | 64 | 124 | 221 | 354 | 517 | 710 | 942 | 1197 | 1475 | 1772 | 2075 | 2414 | 2727 | 3012 | 3254 | 3452 | 3603 | 3707 | 3789 | 3854 | 3898 | 3932 | 3954 | 3971 | 3964 | 3943 | 3914
NPgY | GSP | NG FES - System Transformation | Number of electric vans (hybrid and full electric) | SHEFFIELD CITY | System Transformation | Lct_BB002b_NPgSubComponent | Number of | NPgY | Sheffield City |  | 14 | 27 | 58 | 106 | 181 | 280 | 401 | 545 | 716 | 905 | 1111 | 1330 | 1554 | 1805 | 2036 | 2247 | 2425 | 2570 | 2682 | 2758 | 2818 | 2866 | 2898 | 2922 | 2939 | 2951 | 2945 | 2930 | 2908
NPgY | GSP | NG FES - System Transformation | Number of electric vans (hybrid and full electric) | SKELTON GRANGE | System Transformation | Lct_BB002b_NPgSubComponent | Number of | NPgY | Skelton Grange |  | 478 | 812 | 1531 | 2443 | 3684 | 5083 | 6772 | 8765 | 11130 | 13715 | 16519 | 19507 | 22542 | 25965 | 29109 | 31961 | 34361 | 36301 | 37774 | 38774 | 39554 | 40183 | 40592 | 40909 | 41119 | 41286 | 41188 | 40958 | 40641
NPgY | GSP | NG FES - System Transformation | Number of electric vans (hybrid and full electric) | TEMPLEBOROUGH 275/33KV | System Transformation | Lct_BB002b_NPgSubComponent | Number of | NPgY | Templeborough |  | 2 | 5 | 10 | 17 | 29 | 44 | 63 | 85 | 111 | 140 | 172 | 205 | 240 | 278 | 314 | 346 | 373 | 395 | 412 | 424 | 433 | 441 | 445 | 449 | 452 | 454 | 453 | 450 | 447
NPgY | GSP | NG FES - System Transformation | Number of electric vans (hybrid and full electric) | THURCROFT | System Transformation | Lct_BB002b_NPgSubComponent | Number of | NPgY | Thurcroft |  | 56 | 111 | 242 | 442 | 760 | 1178 | 1689 | 2298 | 3024 | 3825 | 4696 | 5625 | 6572 | 7634 | 8613 | 9505 | 10262 | 10878 | 11350 | 11673 | 11926 | 12130 | 12265 | 12370 | 12438 | 12493 | 12468 | 12402 | 12310
NPgY | GSP | NG FES - System Transformation | Number of electric vans (hybrid and full electric) | WEST MELTON / THORPE MARSH | System Transformation | Lct_BB002b_NPgSubComponent | Number of | NPgY | Thorpe Marsh |  | 150 | 279 | 572 | 993 | 1629 | 2431 | 3409 | 4570 | 5953 | 7476 | 9131 | 10896 | 12693 | 14711 | 16570 | 18263 | 19694 | 20858 | 21748 | 22357 | 22832 | 23216 | 23468 | 23664 | 23793 | 23895 | 23845 | 23717 | 23539
NPgY | GSP | NG FES - System Transformation | Number of electric vans (hybrid and full electric) | WEST MELTON SECTION 3 | System Transformation | Lct_BB002b_NPgSubComponent | Number of | NPgY | West Melton |  | 175 | 315 | 629 | 1065 | 1707 | 2495 | 3454 | 4592 | 5945 | 7433 | 9049 | 10773 | 12527 | 14498 | 16313 | 17964 | 19359 | 20492 | 21357 | 21947 | 22409 | 22780 | 23025 | 23214 | 23339 | 23438 | 23387 | 23261 | 23085
NPgY | GSP | NG FES - System Transformation | Number of electric vans (hybrid and full electric) | WINCOBANK | System Transformation | Lct_BB002b_NPgSubComponent | Number of | NPgY | Wincobank |  | 3 | 7 | 15 | 30 | 53 | 85 | 124 | 170 | 226 | 287 | 354 | 425 | 498 | 579 | 654 | 723 | 781 | 829 | 865 | 890 | 909 | 925 | 936 | 944 | 949 | 953 | 951 | 946 | 939
NPgN | GSP | NPg Best View | Number of I&C customers | BLYTH 66kV | NPg Best View (Not in FES) | Dem_BB002a | Number of | NPgN | Blyth 66kV |  | 7172 | 7180 | 7187 | 7195 | 7203 | 7210 | 7218 | 7226 | 7234 | 7241 | 7249 | 7257 | 7264 | 7272 | 7280 | 7287 | 7295 | 7303 | 7311 | 7318 | 7326 | 7334 | 7341 | 7349 | 7357 | 7364 | 7372 | 7380 | 7388
NPgN | GSP | NPg Best View | Number of I&C customers | BLYTH 132kV | NPg Best View (Not in FES) | Dem_BB002a | Number of | NPgN | Blyth 132kV |  | 4139 | 4139 | 4139 | 4139 | 4139 | 4139 | 4139 | 4139 | 4139 | 4139 | 4139 | 4139 | 4139 | 4139 | 4139 | 4139 | 4139 | 4139 | 4139 | 4139 | 4139 | 4139 | 4139 | 4139 | 4139 | 4139 | 4139 | 4139 | 4139
NPgN | GSP | NPg Best View | Number of I&C customers | FOURSTONES | NPg Best View (Not in FES) | Dem_BB002a | Number of | NPgN | Fourstones |  | 1698 | 1698 | 1698 | 1698 | 1698 | 1698 | 1698 | 1698 | 1698 | 1698 | 1698 | 1698 | 1698 | 1698 | 1698 | 1698 | 1698 | 1698 | 1698 | 1698 | 1698 | 1698 | 1698 | 1698 | 1699 | 1699 | 1699 | 1699 | 1699
NPgN | GSP | NPg Best View | Number of I&C customers | HARTMOOR | NPg Best View (Not in FES) | Dem_BB002a | Number of | NPgN | Hart Moor |  | 4037 | 4044 | 4051 | 4058 | 4065 | 4071 | 4078 | 4085 | 4092 | 4099 | 4106 | 4113 | 4120 | 4126 | 4133 | 4140 | 4147 | 4154 | 4161 | 4168 | 4175 | 4182 | 4188 | 4195 | 4202 | 4209 | 4216 | 4223 | 4230
NPgN | GSP | NPg Best View | Number of I&C customers | HAWTHORN PIT GRID | NPg Best View (Not in FES) | Dem_BB002a | Number of | NPgN | Hawthorn Pit |  | 3775 | 3791 | 3806 | 3822 | 3837 | 3853 | 3868 | 3884 | 3899 | 3915 | 3931 | 3946 | 3962 | 3977 | 3993 | 4008 | 4024 | 4039 | 4055 | 4071 | 4086 | 4102 | 4117 | 4133 | 4148 | 4164 | 4179 | 4195 | 4211
NPgN | GSP | NPg Best View | Number of I&C customers | KNARESBOROUGH | NPg Best View (Not in FES) | Dem_BB002a | Number of | NPgN | Knaresborough |  | 9622 | 9697 | 9772 | 9847 | 9922 | 9998 | 10073 | 10148 | 10223 | 10298 | 10373 | 10448 | 10523 | 10598 | 10673 | 10749 | 10824 | 10899 | 10974 | 11049 | 11124 | 11199 | 11274 | 11349 | 11424 | 11500 | 11575 | 11650 | 11725
NPgN | GSP | NPg Best View | Number of I&C customers | LACKENBY | NPg Best View (Not in FES) | Dem_BB002a | Number of | NPgN | Lackenby |  | 6158 | 6182 | 6206 | 6231 | 6255 | 6279 | 6303 | 6328 | 6352 | 6376 | 6400 | 6424 | 6449 | 6473 | 6497 | 6521 | 6546 | 6570 | 6594 | 6618 | 6642 | 6667 | 6691 | 6715 | 6739 | 6764 | 6788 | 6812 | 6836
NPgN | GSP | NPg Best View | Number of I&C customers | NORTON | NPg Best View (Not in FES) | Dem_BB002a | Number of | NPgN | Norton |  | 22312 | 22582 | 22853 | 23123 | 23393 | 23664 | 23934 | 24204 | 24475 | 24745 | 25016 | 25286 | 25556 | 25827 | 26097 | 26367 | 26638 | 26908 | 27178 | 27449 | 27719 | 27989 | 28260 | 28530 | 28801 | 29071 | 29341 | 29612 | 29882
NPgN | GSP | NPg Best View | Number of I&C customers | OFFERTON | NPg Best View (Not in FES) | Dem_BB002a | Number of | NPgN | Offerton |  | 2553 | 2554 | 2554 | 2555 | 2555 | 2556 | 2557 | 2557 | 2558 | 2558 | 2559 | 2560 | 2560 | 2561 | 2561 | 2562 | 2563 | 2563 | 2564 | 2564 | 2565 | 2566 | 2566 | 2567 | 2567 | 2568 | 2569 | 2569 | 2570
NPgN | GSP | NPg Best View | Number of I&C customers | OSBALDWICK | NPg Best View (Not in FES) | Dem_BB002a | Number of | NPgN | Osbaldwick |  | 17961 | 17987 | 18014 | 18040 | 18066 | 18093 | 18119 | 18145 | 18172 | 18198 | 18224 | 18251 | 18277 | 18303 | 18330 | 18356 | 18382 | 18409 | 18435 | 18461 | 18488 | 18514 | 18540 | 18567 | 18593 | 18619 | 18646 | 18672 | 18698
NPgN | GSP | NPg Best View | Number of I&C customers | POPPLETON | NPg Best View (Not in FES) | Dem_BB002a | Number of | NPgN | Poppleton |  | 2347 | 2348 | 2350 | 2351 | 2352 | 2353 | 2355 | 2356 | 2357 | 2358 | 2360 | 2361 | 2362 | 2364 | 2365 | 2366 | 2367 | 2369 | 2370 | 2371 | 2372 | 2374 | 2375 | 2376 | 2378 | 2379 | 2380 | 2381 | 2383
NPgN | GSP | NPg Best View | Number of I&C customers | SALTHOLME | NPg Best View (Not in FES) | Dem_BB002a | Number of | NPgN | Saltholme |  | 282 | 283 | 285 | 286 | 288 | 289 | 291 | 292 | 293 | 295 | 296 | 298 | 299 | 300 | 302 | 303 | 305 | 306 | 308 | 309 | 310 | 312 | 313 | 315 | 316 | 318 | 319 | 320 | 322
NPgN | GSP | NPg Best View | Number of I&C customers | SOUTH SHIELDS | NPg Best View (Not in FES) | Dem_BB002a | Number of | NPgN | South Shields |  | 2888 | 2888 | 2888 | 2888 | 2888 | 2888 | 2888 | 2888 | 2888 | 2888 | 2888 | 2888 | 2889 | 2889 | 2889 | 2889 | 2889 | 2889 | 2889 | 2889 | 2889 | 2889 | 2889 | 2889 | 2889 | 2889 | 2889 | 2889 | 2889
NPgN | GSP | NPg Best View | Number of I&C customers | SPADEADAM | NPg Best View (Not in FES) | Dem_BB002a | Number of | NPgN | Spadeadam - Not in NG FES |  | 648 | 648 | 648 | 648 | 648 | 648 | 648 | 648 | 648 | 648 | 648 | 648 | 648 | 648 | 648 | 648 | 648 | 648 | 648 | 648 | 648 | 648 | 648 | 648 | 648 | 648 | 648 | 648 | 648
NPgN | GSP | NPg Best View | Number of I&C customers | SPENNYMOOR | NPg Best View (Not in FES) | Dem_BB002a | Number of | NPgN | Spennymoor |  | 12414 | 12501 | 12588 | 12674 | 12761 | 12848 | 12935 | 13022 | 13109 | 13195 | 13282 | 13369 | 13456 | 13543 | 13630 | 13716 | 13803 | 13890 | 13977 | 14064 | 14151 | 14237 | 14324 | 14411 | 14498 | 14585 | 14671 | 14758 | 14845
NPgN | GSP | NPg Best View | Number of I&C customers | STELLA NORTH | NPg Best View (Not in FES) | Dem_BB002a | Number of | NPgN | Stella North |  | 11642 | 11642 | 11642 | 11642 | 11642 | 11642 | 11642 | 11642 | 11642 | 11642 | 11642 | 11643 | 11643 | 11643 | 11643 | 11643 | 11643 | 11643 | 11643 | 11643 | 11643 | 11643 | 11643 | 11643 | 11643 | 11643 | 11643 | 11643 | 11643
NPgN | GSP | NPg Best View | Number of I&C customers | STELLA SOUTH | NPg Best View (Not in FES) | Dem_BB002a | Number of | NPgN | Stella South |  | 7416 | 7436 | 7455 | 7475 | 7495 | 7515 | 7534 | 7554 | 7574 | 7594 | 7613 | 7633 | 7653 | 7672 | 7692 | 7712 | 7732 | 7751 | 7771 | 7791 | 7811 | 7830 | 7850 | 7870 | 7889 | 7909 | 7929 | 7949 | 7968
NPgN | GSP | NPg Best View | Number of I&C customers | TYNEMOUTH | NPg Best View (Not in FES) | Dem_BB002a | Number of | NPgN | Tynemouth 1 |  | 7055 | 7091 | 7128 | 7164 | 7200 | 7237 | 7273 | 7309 | 7346 | 7382 | 7418 | 7455 | 7491 | 7527 | 7563 | 7600 | 7636 | 7672 | 7709 | 7745 | 7781 | 7818 | 7854 | 7890 | 7927 | 7963 | 7999 | 8036 | 8072
NPgN | GSP | NPg Best View | Number of I&C customers | WEST BOLDON | NPg Best View (Not in FES) | Dem_BB002a | Number of | NPgN | West Boldon |  | 9165 | 9168 | 9171 | 9174 | 9177 | 9180 | 9183 | 9186 | 9189 | 9192 | 9195 | 9198 | 9201 | 9204 | 9207 | 9210 | 9214 | 9217 | 9220 | 9223 | 9226 | 9229 | 9232 | 9235 | 9238 | 9241 | 9244 | 9247 | 9250
NPgY | GSP | NPg Best View | Number of I&C customers | BRADFORD WEST | NPg Best View (Not in FES) | Dem_BB002a | Number of | NPgY | Bradford West |  | 23037 | 23040 | 23043 | 23045 | 23048 | 23051 | 23054 | 23056 | 23059 | 23062 | 23065 | 23067 | 23070 | 23073 | 23076 | 23078 | 23081 | 23084 | 23087 | 23089 | 23092 | 23095 | 23098 | 23100 | 23103 | 23106 | 23109 | 23111 | 23114
NPgY | GSP | NPg Best View | Number of I&C customers | CAMBLESFORTH | NPg Best View (Not in FES) | Dem_BB002a | Number of | NPgY | Camblesforth |  | 1746 | 1775 | 1804 | 1832 | 1861 | 1890 | 1919 | 1948 | 1976 | 2005 | 2034 | 2063 | 2092 | 2120 | 2149 | 2178 | 2207 | 2236 | 2264 | 2293 | 2322 | 2351 | 2380 | 2408 | 2437 | 2466 | 2495 | 2524 | 2552
NPgY | GSP | NPg Best View | Number of I&C customers | CREYKE BECK | NPg Best View (Not in FES) | Dem_BB002a | Number of | NPgY | Creyke Beck |  | 22713 | 22887 | 23061 | 23236 | 23410 | 23584 | 23758 | 23932 | 24106 | 24281 | 24455 | 24629 | 24803 | 24977 | 25151 | 25326 | 25500 | 25674 | 25848 | 26022 | 26197 | 26371 | 26545 | 26719 | 26893 | 27067 | 27242 | 27416 | 27590
NPgY | GSP | NPg Best View | Number of I&C customers | DRAX | NPg Best View (Not in FES) | Dem_BB002a | Number of | NPgY | Drax |  | 2352 | 2390 | 2428 | 2466 | 2504 | 2542 | 2580 | 2619 | 2657 | 2695 | 2733 | 2771 | 2809 | 2847 | 2885 | 2923 | 2961 | 2999 | 3037 | 3076 | 3114 | 3152 | 3190 | 3228 | 3266 | 3304 | 3342 | 3380 | 3418
NPgY | GSP | NPg Best View | Number of I&C customers | ELLAND | NPg Best View (Not in FES) | Dem_BB002a | Number of | NPgY | Elland |  | 17651 | 17671 | 17691 | 17711 | 17731 | 17751 | 17771 | 17791 | 17811 | 17831 | 17851 | 17871 | 17891 | 17911 | 17931 | 17951 | 17972 | 17992 | 18012 | 18032 | 18052 | 18072 | 18092 | 18112 | 18132 | 18152 | 18172 | 18192 | 18212
NPgY | GSP | NPg Best View | Number of I&C customers | FERRYBRIDGE A | NPg Best View (Not in FES) | Dem_BB002a | Number of | NPgY | Ferrybridge A |  | 3524 | 3570 | 3616 | 3662 | 3708 | 3754 | 3800 | 3846 | 3892 | 3938 | 3984 | 4030 | 4076 | 4122 | 4168 | 4214 | 4260 | 4306 | 4352 | 4398 | 4444 | 4490 | 4536 | 4582 | 4628 | 4674 | 4720 | 4766 | 4812
NPgY | GSP | NPg Best View | Number of I&C customers | FERRYBRIDGE B | NPg Best View (Not in FES) | Dem_BB002a | Number of | NPgY | Ferrybridge B (_M) |  | 10625 | 10719 | 10812 | 10906 | 10999 | 11093 | 11187 | 11280 | 11374 | 11467 | 11561 | 11654 | 11748 | 11842 | 11935 | 12029 | 12122 | 12216 | 12310 | 12403 | 12497 | 12590 | 12684 | 12777 | 12871 | 12965 | 13058 | 13152 | 13245
NPgY | GSP | NPg Best View | Number of I&C customers | GRIMSBY WEST | NPg Best View (Not in FES) | Dem_BB002a | Number of | NPgY | Grimsby West |  | 6436 | 6455 | 6473 | 6492 | 6511 | 6530 | 6548 | 6567 | 6586 | 6604 | 6623 | 6642 | 6661 | 6679 | 6698 | 6717 | 6735 | 6754 | 6773 | 6792 | 6810 | 6829 | 6848 | 6866 | 6885 | 6904 | 6923 | 6941 | 6960
NPgY | GSP | NPg Best View | Number of I&C customers | JORDANTHORPE | NPg Best View (Not in FES) | Dem_BB002a | Number of | NPgY | Jordanthorpe |  | 1917 | 1927 | 1936 | 1946 | 1955 | 1965 | 1974 | 1984 | 1993 | 2003 | 2012 | 2022 | 2031 | 2041 | 2050 | 2060 | 2069 | 2079 | 2088 | 2098 | 2107 | 2117 | 2126 | 2136 | 2145 | 2155 | 2164 | 2174 | 2184
NPgY | GSP | NPg Best View | Number of I&C customers | KEADBY | NPg Best View (Not in FES) | Dem_BB002a | Number of | NPgY | Keadby |  | 11881 | 12154 | 12427 | 12700 | 12973 | 13246 | 13519 | 13792 | 14065 | 14338 | 14611 | 14884 | 15157 | 15430 | 15703 | 15976 | 16249 | 16522 | 16795 | 17068 | 17341 | 17614 | 17887 | 18160 | 18433 | 18706 | 18979 | 19252 | 19525
NPgY | GSP | NPg Best View | Number of I&C customers | KIRKSTALL B | NPg Best View (Not in FES) | Dem_BB002a | Number of | NPgY | Kirkstall B |  | 10656 | 10656 | 10656 | 10656 | 10656 | 10656 | 10656 | 10656 | 10656 | 10656 | 10656 | 10656 | 10656 | 10656 | 10656 | 10656 | 10656 | 10656 | 10656 | 10656 | 10656 | 10656 | 10656 | 10656 | 10656 | 10656 | 10656 | 10656 | 10656
NPgY | GSP | NPg Best View | Number of I&C customers | NEEPSEND | NPg Best View (Not in FES) | Dem_BB002a | Number of | NPgY | Neepsend |  | 4112 | 4112 | 4112 | 4112 | 4112 | 4112 | 4112 | 4112 | 4112 | 4112 | 4112 | 4112 | 4112 | 4112 | 4112 | 4112 | 4112 | 4112 | 4112 | 4112 | 4112 | 4112 | 4112 | 4112 | 4112 | 4112 | 4112 | 4112 | 4112
NPgY | GSP | NPg Best View | Number of I&C customers | NORTON LEES | NPg Best View (Not in FES) | Dem_BB002a | Number of | NPgY | Norton Lees |  | 3234 | 3234 | 3234 | 3234 | 3234 | 3234 | 3234 | 3234 | 3234 | 3234 | 3234 | 3234 | 3234 | 3234 | 3234 | 3234 | 3234 | 3234 | 3234 | 3234 | 3234 | 3234 | 3234 | 3234 | 3234 | 3234 | 3234 | 3234 | 3234
NPgY | GSP | NPg Best View | Number of I&C customers | PITSMOOR 3/4 | NPg Best View (Not in FES) | Dem_BB002a | Number of | NPgY | Pitsmoor |  | 2296 | 2296 | 2296 | 2296 | 2297 | 2297 | 2297 | 2297 | 2297 | 2297 | 2298 | 2298 | 2298 | 2298 | 2298 | 2298 | 2299 | 2299 | 2299 | 2299 | 2299 | 2299 | 2300 | 2300 | 2300 | 2300 | 2300 | 2300 | 2301
NPgY | GSP | NPg Best View | Number of I&C customers | SALTEND NORTH | NPg Best View (Not in FES) | Dem_BB002a | Number of | NPgY | Saltend North |  | 2287 | 2307 | 2327 | 2347 | 2367 | 2386 | 2406 | 2426 | 2446 | 2466 | 2486 | 2506 | 2526 | 2546 | 2565 | 2585 | 2605 | 2625 | 2645 | 2665 | 2685 | 2705 | 2725 | 2744 | 2764 | 2784 | 2804 | 2824 | 2844
NPgY | GSP | NPg Best View | Number of I&C customers | SHEFFIELD CITY | NPg Best View (Not in FES) | Dem_BB002a | Number of | NPgY | Sheffield City |  | 4234 | 4234 | 4234 | 4234 | 4234 | 4234 | 4234 | 4234 | 4234 | 4234 | 4234 | 4234 | 4234 | 4234 | 4234 | 4234 | 4234 | 4234 | 4234 | 4234 | 4234 | 4234 | 4234 | 4234 | 4234 | 4234 | 4234 | 4234 | 4234
NPgY | GSP | NPg Best View | Number of I&C customers | SKELTON GRANGE | NPg Best View (Not in FES) | Dem_BB002a | Number of | NPgY | Skelton Grange |  | 26025 | 26053 | 26082 | 26110 | 26139 | 26167 | 26195 | 26224 | 26252 | 26281 | 26309 | 26337 | 26366 | 26394 | 26423 | 26451 | 26479 | 26508 | 26536 | 26565 | 26593 | 26621 | 26650 | 26678 | 26707 | 26735 | 26763 | 26792 | 26820
NPgY | GSP | NPg Best View | Number of I&C customers | TEMPLEBOROUGH 275/33KV | NPg Best View (Not in FES) | Dem_BB002a | Number of | NPgY | Templeborough |  | 108 | 109 | 111 | 112 | 113 | 114 | 116 | 117 | 118 | 120 | 121 | 122 | 123 | 125 | 126 | 127 | 129 | 130 | 131 | 132 | 134 | 135 | 136 | 138 | 139 | 140 | 141 | 143 | 144
NPgY | GSP | NPg Best View | Number of I&C customers | THURCROFT | NPg Best View (Not in FES) | Dem_BB002a | Number of | NPgY | Thurcroft |  | 6134 | 6191 | 6249 | 6306 | 6364 | 6421 | 6479 | 6536 | 6593 | 6651 | 6708 | 6766 | 6823 | 6880 | 6938 | 6995 | 7053 | 7110 | 7168 | 7225 | 7282 | 7340 | 7397 | 7455 | 7512 | 7569 | 7627 | 7684 | 7742
NPgY | GSP | NPg Best View | Number of I&C customers | WEST MELTON / THORPE MARSH | NPg Best View (Not in FES) | Dem_BB002a | Number of | NPgY | Thorpe Marsh |  | 16032 | 16171 | 16310 | 16449 | 16588 | 16727 | 16866 | 17005 | 17144 | 17283 | 17422 | 17561 | 17700 | 17839 | 17978 | 18116 | 18255 | 18394 | 18533 | 18672 | 18811 | 18950 | 19089 | 19228 | 19367 | 19506 | 19645 | 19784 | 19923
NPgY | GSP | NPg Best View | Number of I&C customers | WEST MELTON SECTION 3 | NPg Best View (Not in FES) | Dem_BB002a | Number of | NPgY | West Melton |  | 14059 | 14216 | 14373 | 14530 | 14687 | 14844 | 15002 | 15159 | 15316 | 15473 | 15630 | 15787 | 15944 | 16101 | 16258 | 16415 | 16573 | 16730 | 16887 | 17044 | 17201 | 17358 | 17515 | 17672 | 17829 | 17986 | 18144 | 18301 | 18458
NPgY | GSP | NPg Best View | Number of I&C customers | WINCOBANK | NPg Best View (Not in FES) | Dem_BB002a | Number of | NPgY | Wincobank |  | 770 | 772 | 774 | 776 | 778 | 780 | 782 | 784 | 786 | 788 | 790 | 792 | 794 | 796 | 798 | 800 | 802 | 804 | 806 | 808 | 810 | 812 | 814 | 816 | 818 | 821 | 823 | 825 | 827
NPgN | GSP | NG FES - Consumer Transformation | Number of I&C customers | BLYTH 66kV | Consumer Transformation | Dem_BB002a | Number of | NPgN | Blyth 66kV |  | 7172 | 7180 | 7187 | 7195 | 7203 | 7210 | 7218 | 7226 | 7234 | 7241 | 7249 | 7257 | 7264 | 7272 | 7280 | 7287 | 7295 | 7303 | 7311 | 7318 | 7326 | 7334 | 7341 | 7349 | 7357 | 7364 | 7372 | 7380 | 7388
NPgN | GSP | NG FES - Consumer Transformation | Number of I&C customers | BLYTH 132kV | Consumer Transformation | Dem_BB002a | Number of | NPgN | Blyth 132kV |  | 4139 | 4139 | 4139 | 4139 | 4139 | 4139 | 4139 | 4139 | 4139 | 4139 | 4139 | 4139 | 4139 | 4139 | 4139 | 4139 | 4139 | 4139 | 4139 | 4139 | 4139 | 4139 | 4139 | 4139 | 4139 | 4139 | 4139 | 4139 | 4139
NPgN | GSP | NG FES - Consumer Transformation | Number of I&C customers | FOURSTONES | Consumer Transformation | Dem_BB002a | Number of | NPgN | Fourstones |  | 1698 | 1698 | 1698 | 1698 | 1698 | 1698 | 1698 | 1698 | 1698 | 1698 | 1698 | 1698 | 1698 | 1698 | 1698 | 1698 | 1698 | 1698 | 1698 | 1698 | 1698 | 1698 | 1698 | 1698 | 1699 | 1699 | 1699 | 1699 | 1699
NPgN | GSP | NG FES - Consumer Transformation | Number of I&C customers | HARTMOOR | Consumer Transformation | Dem_BB002a | Number of | NPgN | Hart Moor |  | 4037 | 4044 | 4051 | 4058 | 4065 | 4071 | 4078 | 4085 | 4092 | 4099 | 4106 | 4113 | 4120 | 4126 | 4133 | 4140 | 4147 | 4154 | 4161 | 4168 | 4175 | 4182 | 4188 | 4195 | 4202 | 4209 | 4216 | 4223 | 4230
NPgN | GSP | NG FES - Consumer Transformation | Number of I&C customers | HAWTHORN PIT GRID | Consumer Transformation | Dem_BB002a | Number of | NPgN | Hawthorn Pit |  | 3775 | 3791 | 3806 | 3822 | 3837 | 3853 | 3868 | 3884 | 3899 | 3915 | 3931 | 3946 | 3962 | 3977 | 3993 | 4008 | 4024 | 4039 | 4055 | 4071 | 4086 | 4102 | 4117 | 4133 | 4148 | 4164 | 4179 | 4195 | 4211
NPgN | GSP | NG FES - Consumer Transformation | Number of I&C customers | KNARESBOROUGH | Consumer Transformation | Dem_BB002a | Number of | NPgN | Knaresborough |  | 9622 | 9697 | 9772 | 9847 | 9922 | 9998 | 10073 | 10148 | 10223 | 10298 | 10373 | 10448 | 10523 | 10598 | 10673 | 10749 | 10824 | 10899 | 10974 | 11049 | 11124 | 11199 | 11274 | 11349 | 11424 | 11500 | 11575 | 11650 | 11725
NPgN | GSP | NG FES - Consumer Transformation | Number of I&C customers | LACKENBY | Consumer Transformation | Dem_BB002a | Number of | NPgN | Lackenby |  | 6158 | 6182 | 6206 | 6231 | 6255 | 6279 | 6303 | 6328 | 6352 | 6376 | 6400 | 6424 | 6449 | 6473 | 6497 | 6521 | 6546 | 6570 | 6594 | 6618 | 6642 | 6667 | 6691 | 6715 | 6739 | 6764 | 6788 | 6812 | 6836
NPgN | GSP | NG FES - Consumer Transformation | Number of I&C customers | NORTON | Consumer Transformation | Dem_BB002a | Number of | NPgN | Norton |  | 22312 | 22582 | 22853 | 23123 | 23393 | 23664 | 23934 | 24204 | 24475 | 24745 | 25016 | 25286 | 25556 | 25827 | 26097 | 26367 | 26638 | 26908 | 27178 | 27449 | 27719 | 27989 | 28260 | 28530 | 28801 | 29071 | 29341 | 29612 | 29882
NPgN | GSP | NG FES - Consumer Transformation | Number of I&C customers | OFFERTON | Consumer Transformation | Dem_BB002a | Number of | NPgN | Offerton |  | 2553 | 2554 | 2554 | 2555 | 2555 | 2556 | 2557 | 2557 | 2558 | 2558 | 2559 | 2560 | 2560 | 2561 | 2561 | 2562 | 2563 | 2563 | 2564 | 2564 | 2565 | 2566 | 2566 | 2567 | 2567 | 2568 | 2569 | 2569 | 2570
NPgN | GSP | NG FES - Consumer Transformation | Number of I&C customers | OSBALDWICK | Consumer Transformation | Dem_BB002a | Number of | NPgN | Osbaldwick |  | 17961 | 17987 | 18014 | 18040 | 18066 | 18093 | 18119 | 18145 | 18172 | 18198 | 18224 | 18251 | 18277 | 18303 | 18330 | 18356 | 18382 | 18409 | 18435 | 18461 | 18488 | 18514 | 18540 | 18567 | 18593 | 18619 | 18646 | 18672 | 18698
NPgN | GSP | NG FES - Consumer Transformation | Number of I&C customers | POPPLETON | Consumer Transformation | Dem_BB002a | Number of | NPgN | Poppleton |  | 2347 | 2348 | 2350 | 2351 | 2352 | 2353 | 2355 | 2356 | 2357 | 2358 | 2360 | 2361 | 2362 | 2364 | 2365 | 2366 | 2367 | 2369 | 2370 | 2371 | 2372 | 2374 | 2375 | 2376 | 2378 | 2379 | 2380 | 2381 | 2383
NPgN | GSP | NG FES - Consumer Transformation | Number of I&C customers | SALTHOLME | Consumer Transformation | Dem_BB002a | Number of | NPgN | Saltholme |  | 282 | 283 | 285 | 286 | 288 | 289 | 291 | 292 | 293 | 295 | 296 | 298 | 299 | 300 | 302 | 303 | 305 | 306 | 308 | 309 | 310 | 312 | 313 | 315 | 316 | 318 | 319 | 320 | 322
NPgN | GSP | NG FES - Consumer Transformation | Number of I&C customers | SOUTH SHIELDS | Consumer Transformation | Dem_BB002a | Number of | NPgN | South Shields |  | 2888 | 2888 | 2888 | 2888 | 2888 | 2888 | 2888 | 2888 | 2888 | 2888 | 2888 | 2888 | 2889 | 2889 | 2889 | 2889 | 2889 | 2889 | 2889 | 2889 | 2889 | 2889 | 2889 | 2889 | 2889 | 2889 | 2889 | 2889 | 2889
NPgN | GSP | NG FES - Consumer Transformation | Number of I&C customers | SPADEADAM | Consumer Transformation | Dem_BB002a | Number of | NPgN | Spadeadam - Not in NG FES |  | 648 | 648 | 648 | 648 | 648 | 648 | 648 | 648 | 648 | 648 | 648 | 648 | 648 | 648 | 648 | 648 | 648 | 648 | 648 | 648 | 648 | 648 | 648 | 648 | 648 | 648 | 648 | 648 | 648
NPgN | GSP | NG FES - Consumer Transformation | Number of I&C customers | SPENNYMOOR | Consumer Transformation | Dem_BB002a | Number of | NPgN | Spennymoor |  | 12414 | 12501 | 12588 | 12674 | 12761 | 12848 | 12935 | 13022 | 13109 | 13195 | 13282 | 13369 | 13456 | 13543 | 13630 | 13716 | 13803 | 13890 | 13977 | 14064 | 14151 | 14237 | 14324 | 14411 | 14498 | 14585 | 14671 | 14758 | 14845
NPgN | GSP | NG FES - Consumer Transformation | Number of I&C customers | STELLA NORTH | Consumer Transformation | Dem_BB002a | Number of | NPgN | Stella North |  | 11642 | 11642 | 11642 | 11642 | 11642 | 11642 | 11642 | 11642 | 11642 | 11642 | 11642 | 11643 | 11643 | 11643 | 11643 | 11643 | 11643 | 11643 | 11643 | 11643 | 11643 | 11643 | 11643 | 11643 | 11643 | 11643 | 11643 | 11643 | 11643
NPgN | GSP | NG FES - Consumer Transformation | Number of I&C customers | STELLA SOUTH | Consumer Transformation | Dem_BB002a | Number of | NPgN | Stella South |  | 7416 | 7436 | 7455 | 7475 | 7495 | 7515 | 7534 | 7554 | 7574 | 7594 | 7613 | 7633 | 7653 | 7672 | 7692 | 7712 | 7732 | 7751 | 7771 | 7791 | 7811 | 7830 | 7850 | 7870 | 7889 | 7909 | 7929 | 7949 | 7968
NPgN | GSP | NG FES - Consumer Transformation | Number of I&C customers | TYNEMOUTH | Consumer Transformation | Dem_BB002a | Number of | NPgN | Tynemouth 1 |  | 7055 | 7091 | 7128 | 7164 | 7200 | 7237 | 7273 | 7309 | 7346 | 7382 | 7418 | 7455 | 7491 | 7527 | 7563 | 7600 | 7636 | 7672 | 7709 | 7745 | 7781 | 7818 | 7854 | 7890 | 7927 | 7963 | 7999 | 8036 | 8072
NPgN | GSP | NG FES - Consumer Transformation | Number of I&C customers | WEST BOLDON | Consumer Transformation | Dem_BB002a | Number of | NPgN | West Boldon |  | 9165 | 9168 | 9171 | 9174 | 9177 | 9180 | 9183 | 9186 | 9189 | 9192 | 9195 | 9198 | 9201 | 9204 | 9207 | 9210 | 9214 | 9217 | 9220 | 9223 | 9226 | 9229 | 9232 | 9235 | 9238 | 9241 | 9244 | 9247 | 9250
NPgY | GSP | NG FES - Consumer Transformation | Number of I&C customers | BRADFORD WEST | Consumer Transformation | Dem_BB002a | Number of | NPgY | Bradford West |  | 23037 | 23040 | 23043 | 23045 | 23048 | 23051 | 23054 | 23056 | 23059 | 23062 | 23065 | 23067 | 23070 | 23073 | 23076 | 23078 | 23081 | 23084 | 23087 | 23089 | 23092 | 23095 | 23098 | 23100 | 23103 | 23106 | 23109 | 23111 | 23114
NPgY | GSP | NG FES - Consumer Transformation | Number of I&C customers | CAMBLESFORTH | Consumer Transformation | Dem_BB002a | Number of | NPgY | Camblesforth |  | 1746 | 1775 | 1804 | 1832 | 1861 | 1890 | 1919 | 1948 | 1976 | 2005 | 2034 | 2063 | 2092 | 2120 | 2149 | 2178 | 2207 | 2236 | 2264 | 2293 | 2322 | 2351 | 2380 | 2408 | 2437 | 2466 | 2495 | 2524 | 2552
NPgY | GSP | NG FES - Consumer Transformation | Number of I&C customers | CREYKE BECK | Consumer Transformation | Dem_BB002a | Number of | NPgY | Creyke Beck |  | 22713 | 22887 | 23061 | 23236 | 23410 | 23584 | 23758 | 23932 | 24106 | 24281 | 24455 | 24629 | 24803 | 24977 | 25151 | 25326 | 25500 | 25674 | 25848 | 26022 | 26197 | 26371 | 26545 | 26719 | 26893 | 27067 | 27242 | 27416 | 27590
NPgY | GSP | NG FES - Consumer Transformation | Number of I&C customers | DRAX | Consumer Transformation | Dem_BB002a | Number of | NPgY | Drax |  | 2352 | 2390 | 2428 | 2466 | 2504 | 2542 | 2580 | 2619 | 2657 | 2695 | 2733 | 2771 | 2809 | 2847 | 2885 | 2923 | 2961 | 2999 | 3037 | 3076 | 3114 | 3152 | 3190 | 3228 | 3266 | 3304 | 3342 | 3380 | 3418
NPgY | GSP | NG FES - Consumer Transformation | Number of I&C customers | ELLAND | Consumer Transformation | Dem_BB002a | Number of | NPgY | Elland |  | 17651 | 17671 | 17691 | 17711 | 17731 | 17751 | 17771 | 17791 | 17811 | 17831 | 17851 | 17871 | 17891 | 17911 | 17931 | 17951 | 17972 | 17992 | 18012 | 18032 | 18052 | 18072 | 18092 | 18112 | 18132 | 18152 | 18172 | 18192 | 18212
NPgY | GSP | NG FES - Consumer Transformation | Number of I&C customers | FERRYBRIDGE A | Consumer Transformation | Dem_BB002a | Number of | NPgY | Ferrybridge A |  | 3524 | 3570 | 3616 | 3662 | 3708 | 3754 | 3800 | 3846 | 3892 | 3938 | 3984 | 4030 | 4076 | 4122 | 4168 | 4214 | 4260 | 4306 | 4352 | 4398 | 4444 | 4490 | 4536 | 4582 | 4628 | 4674 | 4720 | 4766 | 4812
NPgY | GSP | NG FES - Consumer Transformation | Number of I&C customers | FERRYBRIDGE B | Consumer Transformation | Dem_BB002a | Number of | NPgY | Ferrybridge B (_M) |  | 10625 | 10719 | 10812 | 10906 | 10999 | 11093 | 11187 | 11280 | 11374 | 11467 | 11561 | 11654 | 11748 | 11842 | 11935 | 12029 | 12122 | 12216 | 12310 | 12403 | 12497 | 12590 | 12684 | 12777 | 12871 | 12965 | 13058 | 13152 | 13245
NPgY | GSP | NG FES - Consumer Transformation | Number of I&C customers | GRIMSBY WEST | Consumer Transformation | Dem_BB002a | Number of | NPgY | Grimsby West |  | 6436 | 6455 | 6473 | 6492 | 6511 | 6530 | 6548 | 6567 | 6586 | 6604 | 6623 | 6642 | 6661 | 6679 | 6698 | 6717 | 6735 | 6754 | 6773 | 6792 | 6810 | 6829 | 6848 | 6866 | 6885 | 6904 | 6923 | 6941 | 6960
NPgY | GSP | NG FES - Consumer Transformation | Number of I&C customers | JORDANTHORPE | Consumer Transformation | Dem_BB002a | Number of | NPgY | Jordanthorpe |  | 1917 | 1927 | 1936 | 1946 | 1955 | 1965 | 1974 | 1984 | 1993 | 2003 | 2012 | 2022 | 2031 | 2041 | 2050 | 2060 | 2069 | 2079 | 2088 | 2098 | 2107 | 2117 | 2126 | 2136 | 2145 | 2155 | 2164 | 2174 | 2184
NPgY | GSP | NG FES - Consumer Transformation | Number of I&C customers | KEADBY | Consumer Transformation | Dem_BB002a | Number of | NPgY | Keadby |  | 11881 | 12154 | 12427 | 12700 | 12973 | 13246 | 13519 | 13792 | 14065 | 14338 | 14611 | 14884 | 15157 | 15430 | 15703 | 15976 | 16249 | 16522 | 16795 | 17068 | 17341 | 17614 | 17887 | 18160 | 18433 | 18706 | 18979 | 19252 | 19525
NPgY | GSP | NG FES - Consumer Transformation | Number of I&C customers | KIRKSTALL B | Consumer Transformation | Dem_BB002a | Number of | NPgY | Kirkstall B |  | 10656 | 10656 | 10656 | 10656 | 10656 | 10656 | 10656 | 10656 | 10656 | 10656 | 10656 | 10656 | 10656 | 10656 | 10656 | 10656 | 10656 | 10656 | 10656 | 10656 | 10656 | 10656 | 10656 | 10656 | 10656 | 10656 | 10656 | 10656 | 10656
NPgY | GSP | NG FES - Consumer Transformation | Number of I&C customers | NEEPSEND | Consumer Transformation | Dem_BB002a | Number of | NPgY | Neepsend |  | 4112 | 4112 | 4112 | 4112 | 4112 | 4112 | 4112 | 4112 | 4112 | 4112 | 4112 | 4112 | 4112 | 4112 | 4112 | 4112 | 4112 | 4112 | 4112 | 4112 | 4112 | 4112 | 4112 | 4112 | 4112 | 4112 | 4112 | 4112 | 4112
NPgY | GSP | NG FES - Consumer Transformation | Number of I&C customers | NORTON LEES | Consumer Transformation | Dem_BB002a | Number of | NPgY | Norton Lees |  | 3234 | 3234 | 3234 | 3234 | 3234 | 3234 | 3234 | 3234 | 3234 | 3234 | 3234 | 3234 | 3234 | 3234 | 3234 | 3234 | 3234 | 3234 | 3234 | 3234 | 3234 | 3234 | 3234 | 3234 | 3234 | 3234 | 3234 | 3234 | 3234
NPgY | GSP | NG FES - Consumer Transformation | Number of I&C customers | PITSMOOR 3/4 | Consumer Transformation | Dem_BB002a | Number of | NPgY | Pitsmoor |  | 2296 | 2296 | 2296 | 2296 | 2297 | 2297 | 2297 | 2297 | 2297 | 2297 | 2298 | 2298 | 2298 | 2298 | 2298 | 2298 | 2299 | 2299 | 2299 | 2299 | 2299 | 2299 | 2300 | 2300 | 2300 | 2300 | 2300 | 2300 | 2301
NPgY | GSP | NG FES - Consumer Transformation | Number of I&C customers | SALTEND NORTH | Consumer Transformation | Dem_BB002a | Number of | NPgY | Saltend North |  | 2287 | 2307 | 2327 | 2347 | 2367 | 2386 | 2406 | 2426 | 2446 | 2466 | 2486 | 2506 | 2526 | 2546 | 2565 | 2585 | 2605 | 2625 | 2645 | 2665 | 2685 | 2705 | 2725 | 2744 | 2764 | 2784 | 2804 | 2824 | 2844
NPgY | GSP | NG FES - Consumer Transformation | Number of I&C customers | SHEFFIELD CITY | Consumer Transformation | Dem_BB002a | Number of | NPgY | Sheffield City |  | 4234 | 4234 | 4234 | 4234 | 4234 | 4234 | 4234 | 4234 | 4234 | 4234 | 4234 | 4234 | 4234 | 4234 | 4234 | 4234 | 4234 | 4234 | 4234 | 4234 | 4234 | 4234 | 4234 | 4234 | 4234 | 4234 | 4234 | 4234 | 4234
NPgY | GSP | NG FES - Consumer Transformation | Number of I&C customers | SKELTON GRANGE | Consumer Transformation | Dem_BB002a | Number of | NPgY | Skelton Grange |  | 26025 | 26053 | 26082 | 26110 | 26139 | 26167 | 26195 | 26224 | 26252 | 26281 | 26309 | 26337 | 26366 | 26394 | 26423 | 26451 | 26479 | 26508 | 26536 | 26565 | 26593 | 26621 | 26650 | 26678 | 26707 | 26735 | 26763 | 26792 | 26820
NPgY | GSP | NG FES - Consumer Transformation | Number of I&C customers | TEMPLEBOROUGH 275/33KV | Consumer Transformation | Dem_BB002a | Number of | NPgY | Templeborough |  | 108 | 109 | 111 | 112 | 113 | 114 | 116 | 117 | 118 | 120 | 121 | 122 | 123 | 125 | 126 | 127 | 129 | 130 | 131 | 132 | 134 | 135 | 136 | 138 | 139 | 140 | 141 | 143 | 144
NPgY | GSP | NG FES - Consumer Transformation | Number of I&C customers | THURCROFT | Consumer Transformation | Dem_BB002a | Number of | NPgY | Thurcroft |  | 6134 | 6191 | 6249 | 6306 | 6364 | 6421 | 6479 | 6536 | 6593 | 6651 | 6708 | 6766 | 6823 | 6880 | 6938 | 6995 | 7053 | 7110 | 7168 | 7225 | 7282 | 7340 | 7397 | 7455 | 7512 | 7569 | 7627 | 7684 | 7742
NPgY | GSP | NG FES - Consumer Transformation | Number of I&C customers | WEST MELTON / THORPE MARSH | Consumer Transformation | Dem_BB002a | Number of | NPgY | Thorpe Marsh |  | 16032 | 16171 | 16310 | 16449 | 16588 | 16727 | 16866 | 17005 | 17144 | 17283 | 17422 | 17561 | 17700 | 17839 | 17978 | 18116 | 18255 | 18394 | 18533 | 18672 | 18811 | 18950 | 19089 | 19228 | 19367 | 19506 | 19645 | 19784 | 19923
NPgY | GSP | NG FES - Consumer Transformation | Number of I&C customers | WEST MELTON SECTION 3 | Consumer Transformation | Dem_BB002a | Number of | NPgY | West Melton |  | 14059 | 14216 | 14373 | 14530 | 14687 | 14844 | 15002 | 15159 | 15316 | 15473 | 15630 | 15787 | 15944 | 16101 | 16258 | 16415 | 16573 | 16730 | 16887 | 17044 | 17201 | 17358 | 17515 | 17672 | 17829 | 17986 | 18144 | 18301 | 18458
NPgY | GSP | NG FES - Consumer Transformation | Number of I&C customers | WINCOBANK | Consumer Transformation | Dem_BB002a | Number of | NPgY | Wincobank |  | 770 | 772 | 774 | 776 | 778 | 780 | 782 | 784 | 786 | 788 | 790 | 792 | 794 | 796 | 798 | 800 | 802 | 804 | 806 | 808 | 810 | 812 | 814 | 816 | 818 | 821 | 823 | 825 | 827
NPgN | GSP | NG FES - Falling Short | Number of I&C customers | BLYTH 66kV | Falling Short | Dem_BB002a | Number of | NPgN | Blyth 66kV |  | 7172 | 7180 | 7187 | 7195 | 7203 | 7210 | 7218 | 7226 | 7234 | 7241 | 7249 | 7257 | 7264 | 7272 | 7280 | 7287 | 7295 | 7303 | 7311 | 7318 | 7326 | 7334 | 7341 | 7349 | 7357 | 7364 | 7372 | 7380 | 7388
NPgN | GSP | NG FES - Falling Short | Number of I&C customers | BLYTH 132kV | Falling Short | Dem_BB002a | Number of | NPgN | Blyth 132kV |  | 4139 | 4139 | 4139 | 4139 | 4139 | 4139 | 4139 | 4139 | 4139 | 4139 | 4139 | 4139 | 4139 | 4139 | 4139 | 4139 | 4139 | 4139 | 4139 | 4139 | 4139 | 4139 | 4139 | 4139 | 4139 | 4139 | 4139 | 4139 | 4139
NPgN | GSP | NG FES - Falling Short | Number of I&C customers | FOURSTONES | Falling Short | Dem_BB002a | Number of | NPgN | Fourstones |  | 1698 | 1698 | 1698 | 1698 | 1698 | 1698 | 1698 | 1698 | 1698 | 1698 | 1698 | 1698 | 1698 | 1698 | 1698 | 1698 | 1698 | 1698 | 1698 | 1698 | 1698 | 1698 | 1698 | 1698 | 1699 | 1699 | 1699 | 1699 | 1699
NPgN | GSP | NG FES - Falling Short | Number of I&C customers | HARTMOOR | Falling Short | Dem_BB002a | Number of | NPgN | Hart Moor |  | 4037 | 4044 | 4051 | 4058 | 4065 | 4071 | 4078 | 4085 | 4092 | 4099 | 4106 | 4113 | 4120 | 4126 | 4133 | 4140 | 4147 | 4154 | 4161 | 4168 | 4175 | 4182 | 4188 | 4195 | 4202 | 4209 | 4216 | 4223 | 4230
NPgN | GSP | NG FES - Falling Short | Number of I&C customers | HAWTHORN PIT GRID | Falling Short | Dem_BB002a | Number of | NPgN | Hawthorn Pit |  | 3775 | 3791 | 3806 | 3822 | 3837 | 3853 | 3868 | 3884 | 3899 | 3915 | 3931 | 3946 | 3962 | 3977 | 3993 | 4008 | 4024 | 4039 | 4055 | 4071 | 4086 | 4102 | 4117 | 4133 | 4148 | 4164 | 4179 | 4195 | 4211
NPgN | GSP | NG FES - Falling Short | Number of I&C customers | KNARESBOROUGH | Falling Short | Dem_BB002a | Number of | NPgN | Knaresborough |  | 9622 | 9697 | 9772 | 9847 | 9922 | 9998 | 10073 | 10148 | 10223 | 10298 | 10373 | 10448 | 10523 | 10598 | 10673 | 10749 | 10824 | 10899 | 10974 | 11049 | 11124 | 11199 | 11274 | 11349 | 11424 | 11500 | 11575 | 11650 | 11725
NPgN | GSP | NG FES - Falling Short | Number of I&C customers | LACKENBY | Falling Short | Dem_BB002a | Number of | NPgN | Lackenby |  | 6158 | 6182 | 6206 | 6231 | 6255 | 6279 | 6303 | 6328 | 6352 | 6376 | 6400 | 6424 | 6449 | 6473 | 6497 | 6521 | 6546 | 6570 | 6594 | 6618 | 6642 | 6667 | 6691 | 6715 | 6739 | 6764 | 6788 | 6812 | 6836
NPgN | GSP | NG FES - Falling Short | Number of I&C customers | NORTON | Falling Short | Dem_BB002a | Number of | NPgN | Norton |  | 22312 | 22582 | 22853 | 23123 | 23393 | 23664 | 23934 | 24204 | 24475 | 24745 | 25016 | 25286 | 25556 | 25827 | 26097 | 26367 | 26638 | 26908 | 27178 | 27449 | 27719 | 27989 | 28260 | 28530 | 28801 | 29071 | 29341 | 29612 | 29882
NPgN | GSP | NG FES - Falling Short | Number of I&C customers | OFFERTON | Falling Short | Dem_BB002a | Number of | NPgN | Offerton |  | 2553 | 2554 | 2554 | 2555 | 2555 | 2556 | 2557 | 2557 | 2558 | 2558 | 2559 | 2560 | 2560 | 2561 | 2561 | 2562 | 2563 | 2563 | 2564 | 2564 | 2565 | 2566 | 2566 | 2567 | 2567 | 2568 | 2569 | 2569 | 2570
NPgN | GSP | NG FES - Falling Short | Number of I&C customers | OSBALDWICK | Falling Short | Dem_BB002a | Number of | NPgN | Osbaldwick |  | 17961 | 17987 | 18014 | 18040 | 18066 | 18093 | 18119 | 18145 | 18172 | 18198 | 18224 | 18251 | 18277 | 18303 | 18330 | 18356 | 18382 | 18409 | 18435 | 18461 | 18488 | 18514 | 18540 | 18567 | 18593 | 18619 | 18646 | 18672 | 18698
NPgN | GSP | NG FES - Falling Short | Number of I&C customers | POPPLETON | Falling Short | Dem_BB002a | Number of | NPgN | Poppleton |  | 2347 | 2348 | 2350 | 2351 | 2352 | 2353 | 2355 | 2356 | 2357 | 2358 | 2360 | 2361 | 2362 | 2364 | 2365 | 2366 | 2367 | 2369 | 2370 | 2371 | 2372 | 2374 | 2375 | 2376 | 2378 | 2379 | 2380 | 2381 | 2383
NPgN | GSP | NG FES - Falling Short | Number of I&C customers | SALTHOLME | Falling Short | Dem_BB002a | Number of | NPgN | Saltholme |  | 282 | 283 | 285 | 286 | 288 | 289 | 291 | 292 | 293 | 295 | 296 | 298 | 299 | 300 | 302 | 303 | 305 | 306 | 308 | 309 | 310 | 312 | 313 | 315 | 316 | 318 | 319 | 320 | 322
NPgN | GSP | NG FES - Falling Short | Number of I&C customers | SOUTH SHIELDS | Falling Short | Dem_BB002a | Number of | NPgN | South Shields |  | 2888 | 2888 | 2888 | 2888 | 2888 | 2888 | 2888 | 2888 | 2888 | 2888 | 2888 | 2888 | 2889 | 2889 | 2889 | 2889 | 2889 | 2889 | 2889 | 2889 | 2889 | 2889 | 2889 | 2889 | 2889 | 2889 | 2889 | 2889 | 2889
NPgN | GSP | NG FES - Falling Short | Number of I&C customers | SPADEADAM | Falling Short | Dem_BB002a | Number of | NPgN | Spadeadam - Not in NG FES |  | 648 | 648 | 648 | 648 | 648 | 648 | 648 | 648 | 648 | 648 | 648 | 648 | 648 | 648 | 648 | 648 | 648 | 648 | 648 | 648 | 648 | 648 | 648 | 648 | 648 | 648 | 648 | 648 | 648
NPgN | GSP | NG FES - Falling Short | Number of I&C customers | SPENNYMOOR | Falling Short | Dem_BB002a | Number of | NPgN | Spennymoor |  | 12414 | 12501 | 12588 | 12674 | 12761 | 12848 | 12935 | 13022 | 13109 | 13195 | 13282 | 13369 | 13456 | 13543 | 13630 | 13716 | 13803 | 13890 | 13977 | 14064 | 14151 | 14237 | 14324 | 14411 | 14498 | 14585 | 14671 | 14758 | 14845
NPgN | GSP | NG FES - Falling Short | Number of I&C customers | STELLA NORTH | Falling Short | Dem_BB002a | Number of | NPgN | Stella North |  | 11642 | 11642 | 11642 | 11642 | 11642 | 11642 | 11642 | 11642 | 11642 | 11642 | 11642 | 11643 | 11643 | 11643 | 11643 | 11643 | 11643 | 11643 | 11643 | 11643 | 11643 | 11643 | 11643 | 11643 | 11643 | 11643 | 11643 | 11643 | 11643
NPgN | GSP | NG FES - Falling Short | Number of I&C customers | STELLA SOUTH | Falling Short | Dem_BB002a | Number of | NPgN | Stella South |  | 7416 | 7436 | 7455 | 7475 | 7495 | 7515 | 7534 | 7554 | 7574 | 7594 | 7613 | 7633 | 7653 | 7672 | 7692 | 7712 | 7732 | 7751 | 7771 | 7791 | 7811 | 7830 | 7850 | 7870 | 7889 | 7909 | 7929 | 7949 | 7968
NPgN | GSP | NG FES - Falling Short | Number of I&C customers | TYNEMOUTH | Falling Short | Dem_BB002a | Number of | NPgN | Tynemouth 1 |  | 7055 | 7091 | 7128 | 7164 | 7200 | 7237 | 7273 | 7309 | 7346 | 7382 | 7418 | 7455 | 7491 | 7527 | 7563 | 7600 | 7636 | 7672 | 7709 | 7745 | 7781 | 7818 | 7854 | 7890 | 7927 | 7963 | 7999 | 8036 | 8072
NPgN | GSP | NG FES - Falling Short | Number of I&C customers | WEST BOLDON | Falling Short | Dem_BB002a | Number of | NPgN | West Boldon |  | 9165 | 9168 | 9171 | 9174 | 9177 | 9180 | 9183 | 9186 | 9189 | 9192 | 9195 | 9198 | 9201 | 9204 | 9207 | 9210 | 9214 | 9217 | 9220 | 9223 | 9226 | 9229 | 9232 | 9235 | 9238 | 9241 | 9244 | 9247 | 9250
NPgY | GSP | NG FES - Falling Short | Number of I&C customers | BRADFORD WEST | Falling Short | Dem_BB002a | Number of | NPgY | Bradford West |  | 23037 | 23040 | 23043 | 23045 | 23048 | 23051 | 23054 | 23056 | 23059 | 23062 | 23065 | 23067 | 23070 | 23073 | 23076 | 23078 | 23081 | 23084 | 23087 | 23089 | 23092 | 23095 | 23098 | 23100 | 23103 | 23106 | 23109 | 23111 | 23114
NPgY | GSP | NG FES - Falling Short | Number of I&C customers | CAMBLESFORTH | Falling Short | Dem_BB002a | Number of | NPgY | Camblesforth |  | 1746 | 1775 | 1804 | 1832 | 1861 | 1890 | 1919 | 1948 | 1976 | 2005 | 2034 | 2063 | 2092 | 2120 | 2149 | 2178 | 2207 | 2236 | 2264 | 2293 | 2322 | 2351 | 2380 | 2408 | 2437 | 2466 | 2495 | 2524 | 2552
NPgY | GSP | NG FES - Falling Short | Number of I&C customers | CREYKE BECK | Falling Short | Dem_BB002a | Number of | NPgY | Creyke Beck |  | 22713 | 22887 | 23061 | 23236 | 23410 | 23584 | 23758 | 23932 | 24106 | 24281 | 24455 | 24629 | 24803 | 24977 | 25151 | 25326 | 25500 | 25674 | 25848 | 26022 | 26197 | 26371 | 26545 | 26719 | 26893 | 27067 | 27242 | 27416 | 27590
NPgY | GSP | NG FES - Falling Short | Number of I&C customers | DRAX | Falling Short | Dem_BB002a | Number of | NPgY | Drax |  | 2352 | 2390 | 2428 | 2466 | 2504 | 2542 | 2580 | 2619 | 2657 | 2695 | 2733 | 2771 | 2809 | 2847 | 2885 | 2923 | 2961 | 2999 | 3037 | 3076 | 3114 | 3152 | 3190 | 3228 | 3266 | 3304 | 3342 | 3380 | 3418
NPgY | GSP | NG FES - Falling Short | Number of I&C customers | ELLAND | Falling Short | Dem_BB002a | Number of | NPgY | Elland |  | 17651 | 17671 | 17691 | 17711 | 17731 | 17751 | 17771 | 17791 | 17811 | 17831 | 17851 | 17871 | 17891 | 17911 | 17931 | 17951 | 17972 | 17992 | 18012 | 18032 | 18052 | 18072 | 18092 | 18112 | 18132 | 18152 | 18172 | 18192 | 18212
NPgY | GSP | NG FES - Falling Short | Number of I&C customers | FERRYBRIDGE A | Falling Short | Dem_BB002a | Number of | NPgY | Ferrybridge A |  | 3524 | 3570 | 3616 | 3662 | 3708 | 3754 | 3800 | 3846 | 3892 | 3938 | 3984 | 4030 | 4076 | 4122 | 4168 | 4214 | 4260 | 4306 | 4352 | 4398 | 4444 | 4490 | 4536 | 4582 | 4628 | 4674 | 4720 | 4766 | 4812
NPgY | GSP | NG FES - Falling Short | Number of I&C customers | FERRYBRIDGE B | Falling Short | Dem_BB002a | Number of | NPgY | Ferrybridge B (_M) |  | 10625 | 10719 | 10812 | 10906 | 10999 | 11093 | 11187 | 11280 | 11374 | 11467 | 11561 | 11654 | 11748 | 11842 | 11935 | 12029 | 12122 | 12216 | 12310 | 12403 | 12497 | 12590 | 12684 | 12777 | 12871 | 12965 | 13058 | 13152 | 13245
NPgY | GSP | NG FES - Falling Short | Number of I&C customers | GRIMSBY WEST | Falling Short | Dem_BB002a | Number of | NPgY | Grimsby West |  | 6436 | 6455 | 6473 | 6492 | 6511 | 6530 | 6548 | 6567 | 6586 | 6604 | 6623 | 6642 | 6661 | 6679 | 6698 | 6717 | 6735 | 6754 | 6773 | 6792 | 6810 | 6829 | 6848 | 6866 | 6885 | 6904 | 6923 | 6941 | 6960
NPgY | GSP | NG FES - Falling Short | Number of I&C customers | JORDANTHORPE | Falling Short | Dem_BB002a | Number of | NPgY | Jordanthorpe |  | 1917 | 1927 | 1936 | 1946 | 1955 | 1965 | 1974 | 1984 | 1993 | 2003 | 2012 | 2022 | 2031 | 2041 | 2050 | 2060 | 2069 | 2079 | 2088 | 2098 | 2107 | 2117 | 2126 | 2136 | 2145 | 2155 | 2164 | 2174 | 2184
NPgY | GSP | NG FES - Falling Short | Number of I&C customers | KEADBY | Falling Short | Dem_BB002a | Number of | NPgY | Keadby |  | 11881 | 12154 | 12427 | 12700 | 12973 | 13246 | 13519 | 13792 | 14065 | 14338 | 14611 | 14884 | 15157 | 15430 | 15703 | 15976 | 16249 | 16522 | 16795 | 17068 | 17341 | 17614 | 17887 | 18160 | 18433 | 18706 | 18979 | 19252 | 19525
NPgY | GSP | NG FES - Falling Short | Number of I&C customers | KIRKSTALL B | Falling Short | Dem_BB002a | Number of | NPgY | Kirkstall B |  | 10656 | 10656 | 10656 | 10656 | 10656 | 10656 | 10656 | 10656 | 10656 | 10656 | 10656 | 10656 | 10656 | 10656 | 10656 | 10656 | 10656 | 10656 | 10656 | 10656 | 10656 | 10656 | 10656 | 10656 | 10656 | 10656 | 10656 | 10656 | 10656
NPgY | GSP | NG FES - Falling Short | Number of I&C customers | NEEPSEND | Falling Short | Dem_BB002a | Number of | NPgY | Neepsend |  | 4112 | 4112 | 4112 | 4112 | 4112 | 4112 | 4112 | 4112 | 4112 | 4112 | 4112 | 4112 | 4112 | 4112 | 4112 | 4112 | 4112 | 4112 | 4112 | 4112 | 4112 | 4112 | 4112 | 4112 | 4112 | 4112 | 4112 | 4112 | 4112
NPgY | GSP | NG FES - Falling Short | Number of I&C customers | NORTON LEES | Falling Short | Dem_BB002a | Number of | NPgY | Norton Lees |  | 3234 | 3234 | 3234 | 3234 | 3234 | 3234 | 3234 | 3234 | 3234 | 3234 | 3234 | 3234 | 3234 | 3234 | 3234 | 3234 | 3234 | 3234 | 3234 | 3234 | 3234 | 3234 | 3234 | 3234 | 3234 | 3234 | 3234 | 3234 | 3234
NPgY | GSP | NG FES - Falling Short | Number of I&C customers | PITSMOOR 3/4 | Falling Short | Dem_BB002a | Number of | NPgY | Pitsmoor |  | 2296 | 2296 | 2296 | 2296 | 2297 | 2297 | 2297 | 2297 | 2297 | 2297 | 2298 | 2298 | 2298 | 2298 | 2298 | 2298 | 2299 | 2299 | 2299 | 2299 | 2299 | 2299 | 2300 | 2300 | 2300 | 2300 | 2300 | 2300 | 2301
NPgY | GSP | NG FES - Falling Short | Number of I&C customers | SALTEND NORTH | Falling Short | Dem_BB002a | Number of | NPgY | Saltend North |  | 2287 | 2307 | 2327 | 2347 | 2367 | 2386 | 2406 | 2426 | 2446 | 2466 | 2486 | 2506 | 2526 | 2546 | 2565 | 2585 | 2605 | 2625 | 2645 | 2665 | 2685 | 2705 | 2725 | 2744 | 2764 | 2784 | 2804 | 2824 | 2844
NPgY | GSP | NG FES - Falling Short | Number of I&C customers | SHEFFIELD CITY | Falling Short | Dem_BB002a | Number of | NPgY | Sheffield City |  | 4234 | 4234 | 4234 | 4234 | 4234 | 4234 | 4234 | 4234 | 4234 | 4234 | 4234 | 4234 | 4234 | 4234 | 4234 | 4234 | 4234 | 4234 | 4234 | 4234 | 4234 | 4234 | 4234 | 4234 | 4234 | 4234 | 4234 | 4234 | 4234
NPgY | GSP | NG FES - Falling Short | Number of I&C customers | SKELTON GRANGE | Falling Short | Dem_BB002a | Number of | NPgY | Skelton Grange |  | 26025 | 26053 | 26082 | 26110 | 26139 | 26167 | 26195 | 26224 | 26252 | 26281 | 26309 | 26337 | 26366 | 26394 | 26423 | 26451 | 26479 | 26508 | 26536 | 26565 | 26593 | 26621 | 26650 | 26678 | 26707 | 26735 | 26763 | 26792 | 26820
NPgY | GSP | NG FES - Falling Short | Number of I&C customers | TEMPLEBOROUGH 275/33KV | Falling Short | Dem_BB002a | Number of | NPgY | Templeborough |  | 108 | 109 | 111 | 112 | 113 | 114 | 116 | 117 | 118 | 120 | 121 | 122 | 123 | 125 | 126 | 127 | 129 | 130 | 131 | 132 | 134 | 135 | 136 | 138 | 139 | 140 | 141 | 143 | 144
NPgY | GSP | NG FES - Falling Short | Number of I&C customers | THURCROFT | Falling Short | Dem_BB002a | Number of | NPgY | Thurcroft |  | 6134 | 6191 | 6249 | 6306 | 6364 | 6421 | 6479 | 6536 | 6593 | 6651 | 6708 | 6766 | 6823 | 6880 | 6938 | 6995 | 7053 | 7110 | 7168 | 7225 | 7282 | 7340 | 7397 | 7455 | 7512 | 7569 | 7627 | 7684 | 7742
NPgY | GSP | NG FES - Falling Short | Number of I&C customers | WEST MELTON / THORPE MARSH | Falling Short | Dem_BB002a | Number of | NPgY | Thorpe Marsh |  | 16032 | 16171 | 16310 | 16449 | 16588 | 16727 | 16866 | 17005 | 17144 | 17283 | 17422 | 17561 | 17700 | 17839 | 17978 | 18116 | 18255 | 18394 | 18533 | 18672 | 18811 | 18950 | 19089 | 19228 | 19367 | 19506 | 19645 | 19784 | 19923
NPgY | GSP | NG FES - Falling Short | Number of I&C customers | WEST MELTON SECTION 3 | Falling Short | Dem_BB002a | Number of | NPgY | West Melton |  | 14059 | 14216 | 14373 | 14530 | 14687 | 14844 | 15002 | 15159 | 15316 | 15473 | 15630 | 15787 | 15944 | 16101 | 16258 | 16415 | 16573 | 16730 | 16887 | 17044 | 17201 | 17358 | 17515 | 17672 | 17829 | 17986 | 18144 | 18301 | 18458
NPgY | GSP | NG FES - Falling Short | Number of I&C customers | WINCOBANK | Falling Short | Dem_BB002a | Number of | NPgY | Wincobank |  | 770 | 772 | 774 | 776 | 778 | 780 | 782 | 784 | 786 | 788 | 790 | 792 | 794 | 796 | 798 | 800 | 802 | 804 | 806 | 808 | 810 | 812 | 814 | 816 | 818 | 821 | 823 | 825 | 827
NPgN | GSP | NG FES - Leading the Way | Number of I&C customers | BLYTH 66kV | Leading the Way | Dem_BB002a | Number of | NPgN | Blyth 66kV |  | 7172 | 7180 | 7187 | 7195 | 7203 | 7210 | 7218 | 7226 | 7234 | 7241 | 7249 | 7257 | 7264 | 7272 | 7280 | 7287 | 7295 | 7303 | 7311 | 7318 | 7326 | 7334 | 7341 | 7349 | 7357 | 7364 | 7372 | 7380 | 7388
NPgN | GSP | NG FES - Leading the Way | Number of I&C customers | BLYTH 132kV | Leading the Way | Dem_BB002a | Number of | NPgN | Blyth 132kV |  | 4139 | 4139 | 4139 | 4139 | 4139 | 4139 | 4139 | 4139 | 4139 | 4139 | 4139 | 4139 | 4139 | 4139 | 4139 | 4139 | 4139 | 4139 | 4139 | 4139 | 4139 | 4139 | 4139 | 4139 | 4139 | 4139 | 4139 | 4139 | 4139
NPgN | GSP | NG FES - Leading the Way | Number of I&C customers | FOURSTONES | Leading the Way | Dem_BB002a | Number of | NPgN | Fourstones |  | 1698 | 1698 | 1698 | 1698 | 1698 | 1698 | 1698 | 1698 | 1698 | 1698 | 1698 | 1698 | 1698 | 1698 | 1698 | 1698 | 1698 | 1698 | 1698 | 1698 | 1698 | 1698 | 1698 | 1698 | 1699 | 1699 | 1699 | 1699 | 1699
NPgN | GSP | NG FES - Leading the Way | Number of I&C customers | HARTMOOR | Leading the Way | Dem_BB002a | Number of | NPgN | Hart Moor |  | 4037 | 4044 | 4051 | 4058 | 4065 | 4071 | 4078 | 4085 | 4092 | 4099 | 4106 | 4113 | 4120 | 4126 | 4133 | 4140 | 4147 | 4154 | 4161 | 4168 | 4175 | 4182 | 4188 | 4195 | 4202 | 4209 | 4216 | 4223 | 4230
NPgN | GSP | NG FES - Leading the Way | Number of I&C customers | HAWTHORN PIT GRID | Leading the Way | Dem_BB002a | Number of | NPgN | Hawthorn Pit |  | 3775 | 3791 | 3806 | 3822 | 3837 | 3853 | 3868 | 3884 | 3899 | 3915 | 3931 | 3946 | 3962 | 3977 | 3993 | 4008 | 4024 | 4039 | 4055 | 4071 | 4086 | 4102 | 4117 | 4133 | 4148 | 4164 | 4179 | 4195 | 4211
NPgN | GSP | NG FES - Leading the Way | Number of I&C customers | KNARESBOROUGH | Leading the Way | Dem_BB002a | Number of | NPgN | Knaresborough |  | 9622 | 9697 | 9772 | 9847 | 9922 | 9998 | 10073 | 10148 | 10223 | 10298 | 10373 | 10448 | 10523 | 10598 | 10673 | 10749 | 10824 | 10899 | 10974 | 11049 | 11124 | 11199 | 11274 | 11349 | 11424 | 11500 | 11575 | 11650 | 11725
NPgN | GSP | NG FES - Leading the Way | Number of I&C customers | LACKENBY | Leading the Way | Dem_BB002a | Number of | NPgN | Lackenby |  | 6158 | 6182 | 6206 | 6231 | 6255 | 6279 | 6303 | 6328 | 6352 | 6376 | 6400 | 6424 | 6449 | 6473 | 6497 | 6521 | 6546 | 6570 | 6594 | 6618 | 6642 | 6667 | 6691 | 6715 | 6739 | 6764 | 6788 | 6812 | 6836
NPgN | GSP | NG FES - Leading the Way | Number of I&C customers | NORTON | Leading the Way | Dem_BB002a | Number of | NPgN | Norton |  | 22312 | 22582 | 22853 | 23123 | 23393 | 23664 | 23934 | 24204 | 24475 | 24745 | 25016 | 25286 | 25556 | 25827 | 26097 | 26367 | 26638 | 26908 | 27178 | 27449 | 27719 | 27989 | 28260 | 28530 | 28801 | 29071 | 29341 | 29612 | 29882
NPgN | GSP | NG FES - Leading the Way | Number of I&C customers | OFFERTON | Leading the Way | Dem_BB002a | Number of | NPgN | Offerton |  | 2553 | 2554 | 2554 | 2555 | 2555 | 2556 | 2557 | 2557 | 2558 | 2558 | 2559 | 2560 | 2560 | 2561 | 2561 | 2562 | 2563 | 2563 | 2564 | 2564 | 2565 | 2566 | 2566 | 2567 | 2567 | 2568 | 2569 | 2569 | 2570
NPgN | GSP | NG FES - Leading the Way | Number of I&C customers | OSBALDWICK | Leading the Way | Dem_BB002a | Number of | NPgN | Osbaldwick |  | 17961 | 17987 | 18014 | 18040 | 18066 | 18093 | 18119 | 18145 | 18172 | 18198 | 18224 | 18251 | 18277 | 18303 | 18330 | 18356 | 18382 | 18409 | 18435 | 18461 | 18488 | 18514 | 18540 | 18567 | 18593 | 18619 | 18646 | 18672 | 18698
NPgN | GSP | NG FES - Leading the Way | Number of I&C customers | POPPLETON | Leading the Way | Dem_BB002a | Number of | NPgN | Poppleton |  | 2347 | 2348 | 2350 | 2351 | 2352 | 2353 | 2355 | 2356 | 2357 | 2358 | 2360 | 2361 | 2362 | 2364 | 2365 | 2366 | 2367 | 2369 | 2370 | 2371 | 2372 | 2374 | 2375 | 2376 | 2378 | 2379 | 2380 | 2381 | 2383
NPgN | GSP | NG FES - Leading the Way | Number of I&C customers | SALTHOLME | Leading the Way | Dem_BB002a | Number of | NPgN | Saltholme |  | 282 | 283 | 285 | 286 | 288 | 289 | 291 | 292 | 293 | 295 | 296 | 298 | 299 | 300 | 302 | 303 | 305 | 306 | 308 | 309 | 310 | 312 | 313 | 315 | 316 | 318 | 319 | 320 | 322
NPgN | GSP | NG FES - Leading the Way | Number of I&C customers | SOUTH SHIELDS | Leading the Way | Dem_BB002a | Number of | NPgN | South Shields |  | 2888 | 2888 | 2888 | 2888 | 2888 | 2888 | 2888 | 2888 | 2888 | 2888 | 2888 | 2888 | 2889 | 2889 | 2889 | 2889 | 2889 | 2889 | 2889 | 2889 | 2889 | 2889 | 2889 | 2889 | 2889 | 2889 | 2889 | 2889 | 2889
NPgN | GSP | NG FES - Leading the Way | Number of I&C customers | SPADEADAM | Leading the Way | Dem_BB002a | Number of | NPgN | Spadeadam - Not in NG FES |  | 648 | 648 | 648 | 648 | 648 | 648 | 648 | 648 | 648 | 648 | 648 | 648 | 648 | 648 | 648 | 648 | 648 | 648 | 648 | 648 | 648 | 648 | 648 | 648 | 648 | 648 | 648 | 648 | 648
NPgN | GSP | NG FES - Leading the Way | Number of I&C customers | SPENNYMOOR | Leading the Way | Dem_BB002a | Number of | NPgN | Spennymoor |  | 12414 | 12501 | 12588 | 12674 | 12761 | 12848 | 12935 | 13022 | 13109 | 13195 | 13282 | 13369 | 13456 | 13543 | 13630 | 13716 | 13803 | 13890 | 13977 | 14064 | 14151 | 14237 | 14324 | 14411 | 14498 | 14585 | 14671 | 14758 | 14845
NPgN | GSP | NG FES - Leading the Way | Number of I&C customers | STELLA NORTH | Leading the Way | Dem_BB002a | Number of | NPgN | Stella North |  | 11642 | 11642 | 11642 | 11642 | 11642 | 11642 | 11642 | 11642 | 11642 | 11642 | 11642 | 11643 | 11643 | 11643 | 11643 | 11643 | 11643 | 11643 | 11643 | 11643 | 11643 | 11643 | 11643 | 11643 | 11643 | 11643 | 11643 | 11643 | 11643
NPgN | GSP | NG FES - Leading the Way | Number of I&C customers | STELLA SOUTH | Leading the Way | Dem_BB002a | Number of | NPgN | Stella South |  | 7416 | 7436 | 7455 | 7475 | 7495 | 7515 | 7534 | 7554 | 7574 | 7594 | 7613 | 7633 | 7653 | 7672 | 7692 | 7712 | 7732 | 7751 | 7771 | 7791 | 7811 | 7830 | 7850 | 7870 | 7889 | 7909 | 7929 | 7949 | 7968
NPgN | GSP | NG FES - Leading the Way | Number of I&C customers | TYNEMOUTH | Leading the Way | Dem_BB002a | Number of | NPgN | Tynemouth 1 |  | 7055 | 7091 | 7128 | 7164 | 7200 | 7237 | 7273 | 7309 | 7346 | 7382 | 7418 | 7455 | 7491 | 7527 | 7563 | 7600 | 7636 | 7672 | 7709 | 7745 | 7781 | 7818 | 7854 | 7890 | 7927 | 7963 | 7999 | 8036 | 8072
NPgN | GSP | NG FES - Leading the Way | Number of I&C customers | WEST BOLDON | Leading the Way | Dem_BB002a | Number of | NPgN | West Boldon |  | 9165 | 9168 | 9171 | 9174 | 9177 | 9180 | 9183 | 9186 | 9189 | 9192 | 9195 | 9198 | 9201 | 9204 | 9207 | 9210 | 9214 | 9217 | 9220 | 9223 | 9226 | 9229 | 9232 | 9235 | 9238 | 9241 | 9244 | 9247 | 9250
NPgY | GSP | NG FES - Leading the Way | Number of I&C customers | BRADFORD WEST | Leading the Way | Dem_BB002a | Number of | NPgY | Bradford West |  | 23037 | 23040 | 23043 | 23045 | 23048 | 23051 | 23054 | 23056 | 23059 | 23062 | 23065 | 23067 | 23070 | 23073 | 23076 | 23078 | 23081 | 23084 | 23087 | 23089 | 23092 | 23095 | 23098 | 23100 | 23103 | 23106 | 23109 | 23111 | 23114
NPgY | GSP | NG FES - Leading the Way | Number of I&C customers | CAMBLESFORTH | Leading the Way | Dem_BB002a | Number of | NPgY | Camblesforth |  | 1746 | 1775 | 1804 | 1832 | 1861 | 1890 | 1919 | 1948 | 1976 | 2005 | 2034 | 2063 | 2092 | 2120 | 2149 | 2178 | 2207 | 2236 | 2264 | 2293 | 2322 | 2351 | 2380 | 2408 | 2437 | 2466 | 2495 | 2524 | 2552
NPgY | GSP | NG FES - Leading the Way | Number of I&C customers | CREYKE BECK | Leading the Way | Dem_BB002a | Number of | NPgY | Creyke Beck |  | 22713 | 22887 | 23061 | 23236 | 23410 | 23584 | 23758 | 23932 | 24106 | 24281 | 24455 | 24629 | 24803 | 24977 | 25151 | 25326 | 25500 | 25674 | 25848 | 26022 | 26197 | 26371 | 26545 | 26719 | 26893 | 27067 | 27242 | 27416 | 27590
NPgY | GSP | NG FES - Leading the Way | Number of I&C customers | DRAX | Leading the Way | Dem_BB002a | Number of | NPgY | Drax |  | 2352 | 2390 | 2428 | 2466 | 2504 | 2542 | 2580 | 2619 | 2657 | 2695 | 2733 | 2771 | 2809 | 2847 | 2885 | 2923 | 2961 | 2999 | 3037 | 3076 | 3114 | 3152 | 3190 | 3228 | 3266 | 3304 | 3342 | 3380 | 3418
NPgY | GSP | NG FES - Leading the Way | Number of I&C customers | ELLAND | Leading the Way | Dem_BB002a | Number of | NPgY | Elland |  | 17651 | 17671 | 17691 | 17711 | 17731 | 17751 | 17771 | 17791 | 17811 | 17831 | 17851 | 17871 | 17891 | 17911 | 17931 | 17951 | 17972 | 17992 | 18012 | 18032 | 18052 | 18072 | 18092 | 18112 | 18132 | 18152 | 18172 | 18192 | 18212
NPgY | GSP | NG FES - Leading the Way | Number of I&C customers | FERRYBRIDGE A | Leading the Way | Dem_BB002a | Number of | NPgY | Ferrybridge A |  | 3524 | 3570 | 3616 | 3662 | 3708 | 3754 | 3800 | 3846 | 3892 | 3938 | 3984 | 4030 | 4076 | 4122 | 4168 | 4214 | 4260 | 4306 | 4352 | 4398 | 4444 | 4490 | 4536 | 4582 | 4628 | 4674 | 4720 | 4766 | 4812
NPgY | GSP | NG FES - Leading the Way | Number of I&C customers | FERRYBRIDGE B | Leading the Way | Dem_BB002a | Number of | NPgY | Ferrybridge B (_M) |  | 10625 | 10719 | 10812 | 10906 | 10999 | 11093 | 11187 | 11280 | 11374 | 11467 | 11561 | 11654 | 11748 | 11842 | 11935 | 12029 | 12122 | 12216 | 12310 | 12403 | 12497 | 12590 | 12684 | 12777 | 12871 | 12965 | 13058 | 13152 | 13245
NPgY | GSP | NG FES - Leading the Way | Number of I&C customers | GRIMSBY WEST | Leading the Way | Dem_BB002a | Number of | NPgY | Grimsby West |  | 6436 | 6455 | 6473 | 6492 | 6511 | 6530 | 6548 | 6567 | 6586 | 6604 | 6623 | 6642 | 6661 | 6679 | 6698 | 6717 | 6735 | 6754 | 6773 | 6792 | 6810 | 6829 | 6848 | 6866 | 6885 | 6904 | 6923 | 6941 | 6960
NPgY | GSP | NG FES - Leading the Way | Number of I&C customers | JORDANTHORPE | Leading the Way | Dem_BB002a | Number of | NPgY | Jordanthorpe |  | 1917 | 1927 | 1936 | 1946 | 1955 | 1965 | 1974 | 1984 | 1993 | 2003 | 2012 | 2022 | 2031 | 2041 | 2050 | 2060 | 2069 | 2079 | 2088 | 2098 | 2107 | 2117 | 2126 | 2136 | 2145 | 2155 | 2164 | 2174 | 2184
NPgY | GSP | NG FES - Leading the Way | Number of I&C customers | KEADBY | Leading the Way | Dem_BB002a | Number of | NPgY | Keadby |  | 11881 | 12154 | 12427 | 12700 | 12973 | 13246 | 13519 | 13792 | 14065 | 14338 | 14611 | 14884 | 15157 | 15430 | 15703 | 15976 | 16249 | 16522 | 16795 | 17068 | 17341 | 17614 | 17887 | 18160 | 18433 | 18706 | 18979 | 19252 | 19525
NPgY | GSP | NG FES - Leading the Way | Number of I&C customers | KIRKSTALL B | Leading the Way | Dem_BB002a | Number of | NPgY | Kirkstall B |  | 10656 | 10656 | 10656 | 10656 | 10656 | 10656 | 10656 | 10656 | 10656 | 10656 | 10656 | 10656 | 10656 | 10656 | 10656 | 10656 | 10656 | 10656 | 10656 | 10656 | 10656 | 10656 | 10656 | 10656 | 10656 | 10656 | 10656 | 10656 | 10656
NPgY | GSP | NG FES - Leading the Way | Number of I&C customers | NEEPSEND | Leading the Way | Dem_BB002a | Number of | NPgY | Neepsend |  | 4112 | 4112 | 4112 | 4112 | 4112 | 4112 | 4112 | 4112 | 4112 | 4112 | 4112 | 4112 | 4112 | 4112 | 4112 | 4112 | 4112 | 4112 | 4112 | 4112 | 4112 | 4112 | 4112 | 4112 | 4112 | 4112 | 4112 | 4112 | 4112
NPgY | GSP | NG FES - Leading the Way | Number of I&C customers | NORTON LEES | Leading the Way | Dem_BB002a | Number of | NPgY | Norton Lees |  | 3234 | 3234 | 3234 | 3234 | 3234 | 3234 | 3234 | 3234 | 3234 | 3234 | 3234 | 3234 | 3234 | 3234 | 3234 | 3234 | 3234 | 3234 | 3234 | 3234 | 3234 | 3234 | 3234 | 3234 | 3234 | 3234 | 3234 | 3234 | 3234
NPgY | GSP | NG FES - Leading the Way | Number of I&C customers | PITSMOOR 3/4 | Leading the Way | Dem_BB002a | Number of | NPgY | Pitsmoor |  | 2296 | 2296 | 2296 | 2296 | 2297 | 2297 | 2297 | 2297 | 2297 | 2297 | 2298 | 2298 | 2298 | 2298 | 2298 | 2298 | 2299 | 2299 | 2299 | 2299 | 2299 | 2299 | 2300 | 2300 | 2300 | 2300 | 2300 | 2300 | 2301
NPgY | GSP | NG FES - Leading the Way | Number of I&C customers | SALTEND NORTH | Leading the Way | Dem_BB002a | Number of | NPgY | Saltend North |  | 2287 | 2307 | 2327 | 2347 | 2367 | 2386 | 2406 | 2426 | 2446 | 2466 | 2486 | 2506 | 2526 | 2546 | 2565 | 2585 | 2605 | 2625 | 2645 | 2665 | 2685 | 2705 | 2725 | 2744 | 2764 | 2784 | 2804 | 2824 | 2844
NPgY | GSP | NG FES - Leading the Way | Number of I&C customers | SHEFFIELD CITY | Leading the Way | Dem_BB002a | Number of | NPgY | Sheffield City |  | 4234 | 4234 | 4234 | 4234 | 4234 | 4234 | 4234 | 4234 | 4234 | 4234 | 4234 | 4234 | 4234 | 4234 | 4234 | 4234 | 4234 | 4234 | 4234 | 4234 | 4234 | 4234 | 4234 | 4234 | 4234 | 4234 | 4234 | 4234 | 4234
NPgY | GSP | NG FES - Leading the Way | Number of I&C customers | SKELTON GRANGE | Leading the Way | Dem_BB002a | Number of | NPgY | Skelton Grange |  | 26025 | 26053 | 26082 | 26110 | 26139 | 26167 | 26195 | 26224 | 26252 | 26281 | 26309 | 26337 | 26366 | 26394 | 26423 | 26451 | 26479 | 26508 | 26536 | 26565 | 26593 | 26621 | 26650 | 26678 | 26707 | 26735 | 26763 | 26792 | 26820
NPgY | GSP | NG FES - Leading the Way | Number of I&C customers | TEMPLEBOROUGH 275/33KV | Leading the Way | Dem_BB002a | Number of | NPgY | Templeborough |  | 108 | 109 | 111 | 112 | 113 | 114 | 116 | 117 | 118 | 120 | 121 | 122 | 123 | 125 | 126 | 127 | 129 | 130 | 131 | 132 | 134 | 135 | 136 | 138 | 139 | 140 | 141 | 143 | 144
NPgY | GSP | NG FES - Leading the Way | Number of I&C customers | THURCROFT | Leading the Way | Dem_BB002a | Number of | NPgY | Thurcroft |  | 6134 | 6191 | 6249 | 6306 | 6364 | 6421 | 6479 | 6536 | 6593 | 6651 | 6708 | 6766 | 6823 | 6880 | 6938 | 6995 | 7053 | 7110 | 7168 | 7225 | 7282 | 7340 | 7397 | 7455 | 7512 | 7569 | 7627 | 7684 | 7742
NPgY | GSP | NG FES - Leading the Way | Number of I&C customers | WEST MELTON / THORPE MARSH | Leading the Way | Dem_BB002a | Number of | NPgY | Thorpe Marsh |  | 16032 | 16171 | 16310 | 16449 | 16588 | 16727 | 16866 | 17005 | 17144 | 17283 | 17422 | 17561 | 17700 | 17839 | 17978 | 18116 | 18255 | 18394 | 18533 | 18672 | 18811 | 18950 | 19089 | 19228 | 19367 | 19506 | 19645 | 19784 | 19923
NPgY | GSP | NG FES - Leading the Way | Number of I&C customers | WEST MELTON SECTION 3 | Leading the Way | Dem_BB002a | Number of | NPgY | West Melton |  | 14059 | 14216 | 14373 | 14530 | 14687 | 14844 | 15002 | 15159 | 15316 | 15473 | 15630 | 15787 | 15944 | 16101 | 16258 | 16415 | 16573 | 16730 | 16887 | 17044 | 17201 | 17358 | 17515 | 17672 | 17829 | 17986 | 18144 | 18301 | 18458
NPgY | GSP | NG FES - Leading the Way | Number of I&C customers | WINCOBANK | Leading the Way | Dem_BB002a | Number of | NPgY | Wincobank |  | 770 | 772 | 774 | 776 | 778 | 780 | 782 | 784 | 786 | 788 | 790 | 792 | 794 | 796 | 798 | 800 | 802 | 804 | 806 | 808 | 810 | 812 | 814 | 816 | 818 | 821 | 823 | 825 | 827
NPgN | GSP | NG FES - System Transformation | Number of I&C customers | BLYTH 66kV | System Transformation | Dem_BB002a | Number of | NPgN | Blyth 66kV |  | 7172 | 7180 | 7187 | 7195 | 7203 | 7210 | 7218 | 7226 | 7234 | 7241 | 7249 | 7257 | 7264 | 7272 | 7280 | 7287 | 7295 | 7303 | 7311 | 7318 | 7326 | 7334 | 7341 | 7349 | 7357 | 7364 | 7372 | 7380 | 7388
NPgN | GSP | NG FES - System Transformation | Number of I&C customers | BLYTH 132kV | System Transformation | Dem_BB002a | Number of | NPgN | Blyth 132kV |  | 4139 | 4139 | 4139 | 4139 | 4139 | 4139 | 4139 | 4139 | 4139 | 4139 | 4139 | 4139 | 4139 | 4139 | 4139 | 4139 | 4139 | 4139 | 4139 | 4139 | 4139 | 4139 | 4139 | 4139 | 4139 | 4139 | 4139 | 4139 | 4139
NPgN | GSP | NG FES - System Transformation | Number of I&C customers | FOURSTONES | System Transformation | Dem_BB002a | Number of | NPgN | Fourstones |  | 1698 | 1698 | 1698 | 1698 | 1698 | 1698 | 1698 | 1698 | 1698 | 1698 | 1698 | 1698 | 1698 | 1698 | 1698 | 1698 | 1698 | 1698 | 1698 | 1698 | 1698 | 1698 | 1698 | 1698 | 1699 | 1699 | 1699 | 1699 | 1699
NPgN | GSP | NG FES - System Transformation | Number of I&C customers | HARTMOOR | System Transformation | Dem_BB002a | Number of | NPgN | Hart Moor |  | 4037 | 4044 | 4051 | 4058 | 4065 | 4071 | 4078 | 4085 | 4092 | 4099 | 4106 | 4113 | 4120 | 4126 | 4133 | 4140 | 4147 | 4154 | 4161 | 4168 | 4175 | 4182 | 4188 | 4195 | 4202 | 4209 | 4216 | 4223 | 4230
NPgN | GSP | NG FES - System Transformation | Number of I&C customers | HAWTHORN PIT GRID | System Transformation | Dem_BB002a | Number of | NPgN | Hawthorn Pit |  | 3775 | 3791 | 3806 | 3822 | 3837 | 3853 | 3868 | 3884 | 3899 | 3915 | 3931 | 3946 | 3962 | 3977 | 3993 | 4008 | 4024 | 4039 | 4055 | 4071 | 4086 | 4102 | 4117 | 4133 | 4148 | 4164 | 4179 | 4195 | 4211
NPgN | GSP | NG FES - System Transformation | Number of I&C customers | KNARESBOROUGH | System Transformation | Dem_BB002a | Number of | NPgN | Knaresborough |  | 9622 | 9697 | 9772 | 9847 | 9922 | 9998 | 10073 | 10148 | 10223 | 10298 | 10373 | 10448 | 10523 | 10598 | 10673 | 10749 | 10824 | 10899 | 10974 | 11049 | 11124 | 11199 | 11274 | 11349 | 11424 | 11500 | 11575 | 11650 | 11725
NPgN | GSP | NG FES - System Transformation | Number of I&C customers | LACKENBY | System Transformation | Dem_BB002a | Number of | NPgN | Lackenby |  | 6158 | 6182 | 6206 | 6231 | 6255 | 6279 | 6303 | 6328 | 6352 | 6376 | 6400 | 6424 | 6449 | 6473 | 6497 | 6521 | 6546 | 6570 | 6594 | 6618 | 6642 | 6667 | 6691 | 6715 | 6739 | 6764 | 6788 | 6812 | 6836
NPgN | GSP | NG FES - System Transformation | Number of I&C customers | NORTON | System Transformation | Dem_BB002a | Number of | NPgN | Norton |  | 22312 | 22582 | 22853 | 23123 | 23393 | 23664 | 23934 | 24204 | 24475 | 24745 | 25016 | 25286 | 25556 | 25827 | 26097 | 26367 | 26638 | 26908 | 27178 | 27449 | 27719 | 27989 | 28260 | 28530 | 28801 | 29071 | 29341 | 29612 | 29882
NPgN | GSP | NG FES - System Transformation | Number of I&C customers | OFFERTON | System Transformation | Dem_BB002a | Number of | NPgN | Offerton |  | 2553 | 2554 | 2554 | 2555 | 2555 | 2556 | 2557 | 2557 | 2558 | 2558 | 2559 | 2560 | 2560 | 2561 | 2561 | 2562 | 2563 | 2563 | 2564 | 2564 | 2565 | 2566 | 2566 | 2567 | 2567 | 2568 | 2569 | 2569 | 2570
NPgN | GSP | NG FES - System Transformation | Number of I&C customers | OSBALDWICK | System Transformation | Dem_BB002a | Number of | NPgN | Osbaldwick |  | 17961 | 17987 | 18014 | 18040 | 18066 | 18093 | 18119 | 18145 | 18172 | 18198 | 18224 | 18251 | 18277 | 18303 | 18330 | 18356 | 18382 | 18409 | 18435 | 18461 | 18488 | 18514 | 18540 | 18567 | 18593 | 18619 | 18646 | 18672 | 18698
NPgN | GSP | NG FES - System Transformation | Number of I&C customers | POPPLETON | System Transformation | Dem_BB002a | Number of | NPgN | Poppleton |  | 2347 | 2348 | 2350 | 2351 | 2352 | 2353 | 2355 | 2356 | 2357 | 2358 | 2360 | 2361 | 2362 | 2364 | 2365 | 2366 | 2367 | 2369 | 2370 | 2371 | 2372 | 2374 | 2375 | 2376 | 2378 | 2379 | 2380 | 2381 | 2383
NPgN | GSP | NG FES - System Transformation | Number of I&C customers | SALTHOLME | System Transformation | Dem_BB002a | Number of | NPgN | Saltholme |  | 282 | 283 | 285 | 286 | 288 | 289 | 291 | 292 | 293 | 295 | 296 | 298 | 299 | 300 | 302 | 303 | 305 | 306 | 308 | 309 | 310 | 312 | 313 | 315 | 316 | 318 | 319 | 320 | 322
NPgN | GSP | NG FES - System Transformation | Number of I&C customers | SOUTH SHIELDS | System Transformation | Dem_BB002a | Number of | NPgN | South Shields |  | 2888 | 2888 | 2888 | 2888 | 2888 | 2888 | 2888 | 2888 | 2888 | 2888 | 2888 | 2888 | 2889 | 2889 | 2889 | 2889 | 2889 | 2889 | 2889 | 2889 | 2889 | 2889 | 2889 | 2889 | 2889 | 2889 | 2889 | 2889 | 2889
NPgN | GSP | NG FES - System Transformation | Number of I&C customers | SPADEADAM | System Transformation | Dem_BB002a | Number of | NPgN | Spadeadam - Not in NG FES |  | 648 | 648 | 648 | 648 | 648 | 648 | 648 | 648 | 648 | 648 | 648 | 648 | 648 | 648 | 648 | 648 | 648 | 648 | 648 | 648 | 648 | 648 | 648 | 648 | 648 | 648 | 648 | 648 | 648
NPgN | GSP | NG FES - System Transformation | Number of I&C customers | SPENNYMOOR | System Transformation | Dem_BB002a | Number of | NPgN | Spennymoor |  | 12414 | 12501 | 12588 | 12674 | 12761 | 12848 | 12935 | 13022 | 13109 | 13195 | 13282 | 13369 | 13456 | 13543 | 13630 | 13716 | 13803 | 13890 | 13977 | 14064 | 14151 | 14237 | 14324 | 14411 | 14498 | 14585 | 14671 | 14758 | 14845
NPgN | GSP | NG FES - System Transformation | Number of I&C customers | STELLA NORTH | System Transformation | Dem_BB002a | Number of | NPgN | Stella North |  | 11642 | 11642 | 11642 | 11642 | 11642 | 11642 | 11642 | 11642 | 11642 | 11642 | 11642 | 11643 | 11643 | 11643 | 11643 | 11643 | 11643 | 11643 | 11643 | 11643 | 11643 | 11643 | 11643 | 11643 | 11643 | 11643 | 11643 | 11643 | 11643
NPgN | GSP | NG FES - System Transformation | Number of I&C customers | STELLA SOUTH | System Transformation | Dem_BB002a | Number of | NPgN | Stella South |  | 7416 | 7436 | 7455 | 7475 | 7495 | 7515 | 7534 | 7554 | 7574 | 7594 | 7613 | 7633 | 7653 | 7672 | 7692 | 7712 | 7732 | 7751 | 7771 | 7791 | 7811 | 7830 | 7850 | 7870 | 7889 | 7909 | 7929 | 7949 | 7968
NPgN | GSP | NG FES - System Transformation | Number of I&C customers | TYNEMOUTH | System Transformation | Dem_BB002a | Number of | NPgN | Tynemouth 1 |  | 7055 | 7091 | 7128 | 7164 | 7200 | 7237 | 7273 | 7309 | 7346 | 7382 | 7418 | 7455 | 7491 | 7527 | 7563 | 7600 | 7636 | 7672 | 7709 | 7745 | 7781 | 7818 | 7854 | 7890 | 7927 | 7963 | 7999 | 8036 | 8072
NPgN | GSP | NG FES - System Transformation | Number of I&C customers | WEST BOLDON | System Transformation | Dem_BB002a | Number of | NPgN | West Boldon |  | 9165 | 9168 | 9171 | 9174 | 9177 | 9180 | 9183 | 9186 | 9189 | 9192 | 9195 | 9198 | 9201 | 9204 | 9207 | 9210 | 9214 | 9217 | 9220 | 9223 | 9226 | 9229 | 9232 | 9235 | 9238 | 9241 | 9244 | 9247 | 9250
NPgY | GSP | NG FES - System Transformation | Number of I&C customers | BRADFORD WEST | System Transformation | Dem_BB002a | Number of | NPgY | Bradford West |  | 23037 | 23040 | 23043 | 23045 | 23048 | 23051 | 23054 | 23056 | 23059 | 23062 | 23065 | 23067 | 23070 | 23073 | 23076 | 23078 | 23081 | 23084 | 23087 | 23089 | 23092 | 23095 | 23098 | 23100 | 23103 | 23106 | 23109 | 23111 | 23114
NPgY | GSP | NG FES - System Transformation | Number of I&C customers | CAMBLESFORTH | System Transformation | Dem_BB002a | Number of | NPgY | Camblesforth |  | 1746 | 1775 | 1804 | 1832 | 1861 | 1890 | 1919 | 1948 | 1976 | 2005 | 2034 | 2063 | 2092 | 2120 | 2149 | 2178 | 2207 | 2236 | 2264 | 2293 | 2322 | 2351 | 2380 | 2408 | 2437 | 2466 | 2495 | 2524 | 2552
NPgY | GSP | NG FES - System Transformation | Number of I&C customers | CREYKE BECK | System Transformation | Dem_BB002a | Number of | NPgY | Creyke Beck |  | 22713 | 22887 | 23061 | 23236 | 23410 | 23584 | 23758 | 23932 | 24106 | 24281 | 24455 | 24629 | 24803 | 24977 | 25151 | 25326 | 25500 | 25674 | 25848 | 26022 | 26197 | 26371 | 26545 | 26719 | 26893 | 27067 | 27242 | 27416 | 27590
NPgY | GSP | NG FES - System Transformation | Number of I&C customers | DRAX | System Transformation | Dem_BB002a | Number of | NPgY | Drax |  | 2352 | 2390 | 2428 | 2466 | 2504 | 2542 | 2580 | 2619 | 2657 | 2695 | 2733 | 2771 | 2809 | 2847 | 2885 | 2923 | 2961 | 2999 | 3037 | 3076 | 3114 | 3152 | 3190 | 3228 | 3266 | 3304 | 3342 | 3380 | 3418
NPgY | GSP | NG FES - System Transformation | Number of I&C customers | ELLAND | System Transformation | Dem_BB002a | Number of | NPgY | Elland |  | 17651 | 17671 | 17691 | 17711 | 17731 | 17751 | 17771 | 17791 | 17811 | 17831 | 17851 | 17871 | 17891 | 17911 | 17931 | 17951 | 17972 | 17992 | 18012 | 18032 | 18052 | 18072 | 18092 | 18112 | 18132 | 18152 | 18172 | 18192 | 18212
NPgY | GSP | NG FES - System Transformation | Number of I&C customers | FERRYBRIDGE A | System Transformation | Dem_BB002a | Number of | NPgY | Ferrybridge A |  | 3524 | 3570 | 3616 | 3662 | 3708 | 3754 | 3800 | 3846 | 3892 | 3938 | 3984 | 4030 | 4076 | 4122 | 4168 | 4214 | 4260 | 4306 | 4352 | 4398 | 4444 | 4490 | 4536 | 4582 | 4628 | 4674 | 4720 | 4766 | 4812
NPgY | GSP | NG FES - System Transformation | Number of I&C customers | FERRYBRIDGE B | System Transformation | Dem_BB002a | Number of | NPgY | Ferrybridge B (_M) |  | 10625 | 10719 | 10812 | 10906 | 10999 | 11093 | 11187 | 11280 | 11374 | 11467 | 11561 | 11654 | 11748 | 11842 | 11935 | 12029 | 12122 | 12216 | 12310 | 12403 | 12497 | 12590 | 12684 | 12777 | 12871 | 12965 | 13058 | 13152 | 13245
NPgY | GSP | NG FES - System Transformation | Number of I&C customers | GRIMSBY WEST | System Transformation | Dem_BB002a | Number of | NPgY | Grimsby West |  | 6436 | 6455 | 6473 | 6492 | 6511 | 6530 | 6548 | 6567 | 6586 | 6604 | 6623 | 6642 | 6661 | 6679 | 6698 | 6717 | 6735 | 6754 | 6773 | 6792 | 6810 | 6829 | 6848 | 6866 | 6885 | 6904 | 6923 | 6941 | 6960
NPgY | GSP | NG FES - System Transformation | Number of I&C customers | JORDANTHORPE | System Transformation | Dem_BB002a | Number of | NPgY | Jordanthorpe |  | 1917 | 1927 | 1936 | 1946 | 1955 | 1965 | 1974 | 1984 | 1993 | 2003 | 2012 | 2022 | 2031 | 2041 | 2050 | 2060 | 2069 | 2079 | 2088 | 2098 | 2107 | 2117 | 2126 | 2136 | 2145 | 2155 | 2164 | 2174 | 2184
NPgY | GSP | NG FES - System Transformation | Number of I&C customers | KEADBY | System Transformation | Dem_BB002a | Number of | NPgY | Keadby |  | 11881 | 12154 | 12427 | 12700 | 12973 | 13246 | 13519 | 13792 | 14065 | 14338 | 14611 | 14884 | 15157 | 15430 | 15703 | 15976 | 16249 | 16522 | 16795 | 17068 | 17341 | 17614 | 17887 | 18160 | 18433 | 18706 | 18979 | 19252 | 19525
NPgY | GSP | NG FES - System Transformation | Number of I&C customers | KIRKSTALL B | System Transformation | Dem_BB002a | Number of | NPgY | Kirkstall B |  | 10656 | 10656 | 10656 | 10656 | 10656 | 10656 | 10656 | 10656 | 10656 | 10656 | 10656 | 10656 | 10656 | 10656 | 10656 | 10656 | 10656 | 10656 | 10656 | 10656 | 10656 | 10656 | 10656 | 10656 | 10656 | 10656 | 10656 | 10656 | 10656
NPgY | GSP | NG FES - System Transformation | Number of I&C customers | NEEPSEND | System Transformation | Dem_BB002a | Number of | NPgY | Neepsend |  | 4112 | 4112 | 4112 | 4112 | 4112 | 4112 | 4112 | 4112 | 4112 | 4112 | 4112 | 4112 | 4112 | 4112 | 4112 | 4112 | 4112 | 4112 | 4112 | 4112 | 4112 | 4112 | 4112 | 4112 | 4112 | 4112 | 4112 | 4112 | 4112
NPgY | GSP | NG FES - System Transformation | Number of I&C customers | NORTON LEES | System Transformation | Dem_BB002a | Number of | NPgY | Norton Lees |  | 3234 | 3234 | 3234 | 3234 | 3234 | 3234 | 3234 | 3234 | 3234 | 3234 | 3234 | 3234 | 3234 | 3234 | 3234 | 3234 | 3234 | 3234 | 3234 | 3234 | 3234 | 3234 | 3234 | 3234 | 3234 | 3234 | 3234 | 3234 | 3234
NPgY | GSP | NG FES - System Transformation | Number of I&C customers | PITSMOOR 3/4 | System Transformation | Dem_BB002a | Number of | NPgY | Pitsmoor |  | 2296 | 2296 | 2296 | 2296 | 2297 | 2297 | 2297 | 2297 | 2297 | 2297 | 2298 | 2298 | 2298 | 2298 | 2298 | 2298 | 2299 | 2299 | 2299 | 2299 | 2299 | 2299 | 2300 | 2300 | 2300 | 2300 | 2300 | 2300 | 2301
NPgY | GSP | NG FES - System Transformation | Number of I&C customers | SALTEND NORTH | System Transformation | Dem_BB002a | Number of | NPgY | Saltend North |  | 2287 | 2307 | 2327 | 2347 | 2367 | 2386 | 2406 | 2426 | 2446 | 2466 | 2486 | 2506 | 2526 | 2546 | 2565 | 2585 | 2605 | 2625 | 2645 | 2665 | 2685 | 2705 | 2725 | 2744 | 2764 | 2784 | 2804 | 2824 | 2844
NPgY | GSP | NG FES - System Transformation | Number of I&C customers | SHEFFIELD CITY | System Transformation | Dem_BB002a | Number of | NPgY | Sheffield City |  | 4234 | 4234 | 4234 | 4234 | 4234 | 4234 | 4234 | 4234 | 4234 | 4234 | 4234 | 4234 | 4234 | 4234 | 4234 | 4234 | 4234 | 4234 | 4234 | 4234 | 4234 | 4234 | 4234 | 4234 | 4234 | 4234 | 4234 | 4234 | 4234
NPgY | GSP | NG FES - System Transformation | Number of I&C customers | SKELTON GRANGE | System Transformation | Dem_BB002a | Number of | NPgY | Skelton Grange |  | 26025 | 26053 | 26082 | 26110 | 26139 | 26167 | 26195 | 26224 | 26252 | 26281 | 26309 | 26337 | 26366 | 26394 | 26423 | 26451 | 26479 | 26508 | 26536 | 26565 | 26593 | 26621 | 26650 | 26678 | 26707 | 26735 | 26763 | 26792 | 26820
NPgY | GSP | NG FES - System Transformation | Number of I&C customers | TEMPLEBOROUGH 275/33KV | System Transformation | Dem_BB002a | Number of | NPgY | Templeborough |  | 108 | 109 | 111 | 112 | 113 | 114 | 116 | 117 | 118 | 120 | 121 | 122 | 123 | 125 | 126 | 127 | 129 | 130 | 131 | 132 | 134 | 135 | 136 | 138 | 139 | 140 | 141 | 143 | 144
NPgY | GSP | NG FES - System Transformation | Number of I&C customers | THURCROFT | System Transformation | Dem_BB002a | Number of | NPgY | Thurcroft |  | 6134 | 6191 | 6249 | 6306 | 6364 | 6421 | 6479 | 6536 | 6593 | 6651 | 6708 | 6766 | 6823 | 6880 | 6938 | 6995 | 7053 | 7110 | 7168 | 7225 | 7282 | 7340 | 7397 | 7455 | 7512 | 7569 | 7627 | 7684 | 7742
NPgY | GSP | NG FES - System Transformation | Number of I&C customers | WEST MELTON / THORPE MARSH | System Transformation | Dem_BB002a | Number of | NPgY | Thorpe Marsh |  | 16032 | 16171 | 16310 | 16449 | 16588 | 16727 | 16866 | 17005 | 17144 | 17283 | 17422 | 17561 | 17700 | 17839 | 17978 | 18116 | 18255 | 18394 | 18533 | 18672 | 18811 | 18950 | 19089 | 19228 | 19367 | 19506 | 19645 | 19784 | 19923
NPgY | GSP | NG FES - System Transformation | Number of I&C customers | WEST MELTON SECTION 3 | System Transformation | Dem_BB002a | Number of | NPgY | West Melton |  | 14059 | 14216 | 14373 | 14530 | 14687 | 14844 | 15002 | 15159 | 15316 | 15473 | 15630 | 15787 | 15944 | 16101 | 16258 | 16415 | 16573 | 16730 | 16887 | 17044 | 17201 | 17358 | 17515 | 17672 | 17829 | 17986 | 18144 | 18301 | 18458
NPgY | GSP | NG FES - System Transformation | Number of I&C customers | WINCOBANK | System Transformation | Dem_BB002a | Number of | NPgY | Wincobank |  | 770 | 772 | 774 | 776 | 778 | 780 | 782 | 784 | 786 | 788 | 790 | 792 | 794 | 796 | 798 | 800 | 802 | 804 | 806 | 808 | 810 | 812 | 814 | 816 | 818 | 821 | 823 | 825 | 827
NPgN | GSP | NPg Best View | Total peak demand (MW) | BLYTH 66kV | NPg Best View (Not in FES) | Dem_BB000a_NPgExtra | MW | NPgN | Blyth 66kV |  | 192.9 | 192.161 | 195.146 | 198.703 | 201.162 | 243.767 | 285.344 | 286.603 | 288.215 | 289.96 | 291.592 | 293.183 | 294.698 | 297.037 | 304.704 | 312.257 | 319.5 | 326.358 | 332.405 | 337.764 | 342.593 | 348.438 | 354.599 | 360.69 | 366.686 | 372.617 | 378.494 | 384.313 | 388.805
NPgN | GSP | NPg Best View | Total peak demand (MW) | BLYTH 132kV | NPg Best View (Not in FES) | Dem_BB000a_NPgExtra | MW | NPgN | Blyth 132kV |  | 55.928 | 56.451 | 60.08 | 64.271 | 66.308 | 68.351 | 70.096 | 71.813 | 73.905 | 76.002 | 77.896 | 79.65 | 81.232 | 82.891 | 86.203 | 89.347 | 92.297 | 95.055 | 97.49 | 99.626 | 101.517 | 103.646 | 105.813 | 107.927 | 109.973 | 111.991 | 113.999 | 115.991 | 117.579
NPgN | GSP | NPg Best View | Total peak demand (MW) | FOURSTONES | NPg Best View (Not in FES) | Dem_BB000a_NPgExtra | MW | NPgN | Fourstones |  | 22.425 | 22.221 | 22.078 | 22.018 | 22.038 | 22.109 | 22.07 | 21.998 | 21.946 | 21.907 | 21.87 | 21.838 | 21.808 | 21.86 | 22.374 | 22.886 | 23.374 | 23.837 | 24.23 | 24.566 | 24.857 | 25.261 | 25.703 | 26.143 | 26.577 | 27.007 | 27.433 | 27.855 | 28.17
NPgN | GSP | NPg Best View | Total peak demand (MW) | HARTMOOR | NPg Best View (Not in FES) | Dem_BB000a_NPgExtra | MW | NPgN | Hart Moor |  | 88.099 | 87.918 | 97.717 | 100.352 | 103.889 | 106.558 | 108.487 | 110.174 | 112.214 | 114.293 | 116.197 | 117.985 | 119.63 | 121.416 | 126.281 | 131.098 | 135.652 | 139.88 | 143.442 | 146.498 | 149.181 | 152.552 | 156.18 | 159.752 | 163.244 | 166.693 | 170.112 | 173.498 | 176.241
NPgN | GSP | NPg Best View | Total peak demand (MW) | HAWTHORN PIT GRID | NPg Best View (Not in FES) | Dem_BB000a_NPgExtra | MW | NPgN | Hawthorn Pit |  | 106.745 | 107.406 | 111.11 | 114.682 | 116.823 | 119.445 | 121.277 | 122.923 | 124.931 | 126.981 | 128.839 | 130.585 | 132.2 | 134.248 | 139.442 | 144.474 | 149.248 | 153.724 | 157.62 | 160.99 | 163.9 | 167.536 | 171.381 | 175.169 | 178.876 | 182.536 | 186.163 | 189.75 | 192.515
NPgN | GSP | NPg Best View | Total peak demand (MW) | KNARESBOROUGH | NPg Best View (Not in FES) | Dem_BB000a_NPgExtra | MW | NPgN | Knaresborough |  | 179.706 | 179.225 | 182.901 | 186.85 | 188.336 | 191.831 | 193.188 | 194.554 | 196.33 | 198.284 | 200.216 | 202.143 | 203.985 | 206.012 | 210.502 | 214.857 | 218.962 | 222.786 | 226.12 | 229.051 | 231.66 | 234.688 | 237.848 | 240.957 | 244.002 | 247.013 | 250.002 | 252.966 | 255.427
NPgN | GSP | NPg Best View | Total peak demand (MW) | LACKENBY | NPg Best View (Not in FES) | Dem_BB000a_NPgExtra | MW | NPgN | Lackenby |  | 181.941 | 181.738 | 184.796 | 186.444 | 190.049 | 192.682 | 194.845 | 197.007 | 199.633 | 202.417 | 205.039 | 207.59 | 210.004 | 212.821 | 219.053 | 225.009 | 230.619 | 235.85 | 240.478 | 244.586 | 248.236 | 252.381 | 256.634 | 260.798 | 264.862 | 268.863 | 272.818 | 276.724 | 279.818
NPgN | GSP | NPg Best View | Total peak demand (MW) | NORTON | NPg Best View (Not in FES) | Dem_BB000a_NPgExtra | MW | NPgN | Norton |  | 417.476 | 418.961 | 442.547 | 450.498 | 457.733 | 466.292 | 473.066 | 479.615 | 492.683 | 500.875 | 508.634 | 516.201 | 523.416 | 563.793 | 582.616 | 600.93 | 618.355 | 634.793 | 649.364 | 662.397 | 674.177 | 687.795 | 701.924 | 715.855 | 729.533 | 743.062 | 756.478 | 769.77 | 780.736
NPgN | GSP | NPg Best View | Total peak demand (MW) | OFFERTON | NPg Best View (Not in FES) | Dem_BB000a_NPgExtra | MW | NPgN | Offerton |  | 47.002 | 46.784 | 47.362 | 48.481 | 49.511 | 50.758 | 51.55 | 52.225 | 53.076 | 53.938 | 54.696 | 55.394 | 56.022 | 57.003 | 59.885 | 62.694 | 65.383 | 67.929 | 70.183 | 72.163 | 73.932 | 76.109 | 78.398 | 80.656 | 82.871 | 85.06 | 87.23 | 89.379 | 90.986
NPgN | GSP | NPg Best View | Total peak demand (MW) | OSBALDWICK | NPg Best View (Not in FES) | Dem_BB000a_NPgExtra | MW | NPgN | Osbaldwick |  | 248.273 | 247.68 | 252.535 | 260.848 | 265.947 | 271.592 | 276.036 | 280.204 | 285.35 | 290.626 | 295.495 | 300.063 | 304.25 | 309.01 | 321.391 | 333.319 | 344.571 | 355.161 | 364.577 | 372.983 | 380.544 | 389.203 | 398.192 | 407.037 | 415.678 | 424.219 | 432.699 | 441.105 | 447.878
NPgN | GSP | NPg Best View | Total peak demand (MW) | POPPLETON | NPg Best View (Not in FES) | Dem_BB000a_NPgExtra | MW | NPgN | Poppleton |  | 43.155 | 43.056 | 43.892 | 45.412 | 47.877 | 49.1 | 49.952 | 50.695 | 51.625 | 52.58 | 53.445 | 54.248 | 54.982 | 55.832 | 57.936 | 59.995 | 61.925 | 63.723 | 65.235 | 66.51 | 67.62 | 69.073 | 70.646 | 72.196 | 73.71 | 75.207 | 76.695 | 78.17 | 79.305
NPgN | GSP | NPg Best View | Total peak demand (MW) | SALTHOLME | NPg Best View (Not in FES) | Dem_BB000a_NPgExtra | MW | NPgN | Saltholme |  | 73.095 | 88.848 | 91.63 | 91.523 | 91.397 | 91.3 | 91.193 | 91.085 | 91.003 | 90.934 | 90.872 | 90.816 | 90.763 | 90.711 | 90.83 | 90.96 | 91.087 | 91.209 | 91.307 | 91.389 | 91.462 | 91.561 | 91.676 | 91.792 | 91.907 | 92.022 | 92.138 | 92.252 | 92.347
NPgN | GSP | NPg Best View | Total peak demand (MW) | SOUTH SHIELDS | NPg Best View (Not in FES) | Dem_BB000a_NPgExtra | MW | NPgN | South Shields |  | 45.687 | 45.379 | 46.272 | 46.785 | 47.233 | 47.852 | 48.186 | 48.456 | 48.831 | 49.246 | 49.639 | 50.024 | 50.39 | 51.069 | 53.367 | 55.632 | 57.813 | 59.896 | 61.761 | 63.431 | 64.95 | 66.755 | 68.648 | 70.522 | 72.371 | 74.203 | 76.022 | 77.825 | 79.181
NPgN | GSP | NPg Best View | Total peak demand (MW) | SPADEADAM | NPg Best View (Not in FES) | Dem_BB000a_NPgExtra | MW | NPgN | Spadeadam - Not in NG FES |  | 6.071 | 6.054 | 6.094 | 6.176 | 6.318 | 6.48 | 6.604 | 6.724 | 6.874 | 7.029 | 7.176 | 7.315 | 7.444 | 7.597 | 7.985 | 8.356 | 8.707 | 9.04 | 9.341 | 9.61 | 9.851 | 10.125 | 10.405 | 10.682 | 10.952 | 11.22 | 11.486 | 11.751 | 11.961
NPgN | GSP | NPg Best View | Total peak demand (MW) | SPENNYMOOR | NPg Best View (Not in FES) | Dem_BB000a_NPgExtra | MW | NPgN | Spennymoor |  | 242.279 | 241.805 | 247.917 | 260.428 | 271.83 | 276.264 | 279.617 | 282.778 | 286.694 | 290.743 | 294.461 | 297.989 | 301.266 | 305.009 | 313.762 | 322.298 | 330.373 | 337.93 | 344.449 | 350.13 | 355.175 | 361.264 | 367.66 | 373.951 | 380.095 | 386.163 | 392.178 | 398.13 | 402.895
NPgN | GSP | NPg Best View | Total peak demand (MW) | STELLA NORTH | NPg Best View (Not in FES) | Dem_BB000a_NPgExtra | MW | NPgN | Stella North |  | 219.851 | 218.281 | 225.519 | 230.232 | 233.209 | 235.279 | 236.416 | 237.379 | 238.775 | 240.322 | 241.681 | 242.97 | 244.173 | 246.334 | 254.483 | 262.458 | 270.103 | 277.376 | 283.879 | 289.718 | 295.024 | 301.275 | 307.79 | 314.227 | 320.557 | 326.816 | 333.015 | 339.148 | 343.807
NPgN | GSP | NPg Best View | Total peak demand (MW) | STELLA SOUTH | NPg Best View (Not in FES) | Dem_BB000a_NPgExtra | MW | NPgN | Stella South |  | 215.243 | 214.441 | 224.708 | 231.113 | 233.887 | 237.205 | 239.607 | 241.909 | 245.338 | 248.469 | 251.433 | 254.292 | 256.968 | 261.808 | 269.107 | 276.138 | 282.749 | 288.931 | 294.267 | 298.828 | 302.75 | 307.587 | 312.665 | 317.65 | 322.515 | 327.318 | 332.078 | 336.791 | 340.404
NPgN | GSP | NPg Best View | Total peak demand (MW) | TYNEMOUTH | NPg Best View (Not in FES) | Dem_BB000a_NPgExtra | MW | NPgN | Tynemouth 1 |  | 148.761 | 148.674 | 151.84 | 155.883 | 159.31 | 163.092 | 165.841 | 168.328 | 171.346 | 174.43 | 177.189 | 179.762 | 182.13 | 185.194 | 192.92 | 200.499 | 207.749 | 214.615 | 220.678 | 226.052 | 230.921 | 236.739 | 242.848 | 248.882 | 254.807 | 260.676 | 266.508 | 272.298 | 276.783
NPgN | GSP | NPg Best View | Total peak demand (MW) | WEST BOLDON | NPg Best View (Not in FES) | Dem_BB000a_NPgExtra | MW | NPgN | West Boldon |  | 211.726 | 211.145 | 248.536 | 255.878 | 260.024 | 264.869 | 268.398 | 271.651 | 275.68 | 279.874 | 283.716 | 287.361 | 290.736 | 295.04 | 305.792 | 316.254 | 326.188 | 335.529 | 343.728 | 350.911 | 357.307 | 364.955 | 372.973 | 380.864 | 388.589 | 396.222 | 403.791 | 411.292 | 417.032
NPgY | GSP | NPg Best View | Total peak demand (MW) | BRADFORD WEST | NPg Best View (Not in FES) | Dem_BB000a_NPgExtra | MW | NPgY | Bradford West |  | 367.404 | 381.339 | 392.528 | 403.134 | 413.504 | 425.785 | 433.579 | 442.032 | 452.486 | 463.033 | 472.698 | 481.769 | 490.057 | 500.324 | 524.418 | 547.415 | 569.086 | 589.367 | 607.054 | 622.377 | 635.782 | 653.17 | 670.017 | 686.473 | 702.428 | 718.135 | 733.681 | 749.055 | 761.101
NPgY | GSP | NPg Best View | Total peak demand (MW) | CAMBLESFORTH | NPg Best View (Not in FES) | Dem_BB000a_NPgExtra | MW | NPgY | Camblesforth |  | 64.783 | 67.481 | 70.647 | 71.024 | 71.588 | 72.299 | 73.058 | 73.954 | 75.049 | 76.243 | 77.473 | 78.712 | 79.913 | 81.068 | 82.286 | 83.401 | 84.406 | 85.305 | 86.086 | 86.761 | 87.352 | 87.949 | 88.504 | 89.03 | 89.53 | 90.018 | 90.498 | 90.973 | 91.396
NPgY | GSP | NPg Best View | Total peak demand (MW) | CREYKE BECK | NPg Best View (Not in FES) | Dem_BB000a_NPgExtra | MW | NPgY | Creyke Beck |  | 368.646 | 382.141 | 391.463 | 397.925 | 402.548 | 408.785 | 413.382 | 418.577 | 424.985 | 431.66 | 437.946 | 444.025 | 449.748 | 456.63 | 472.952 | 488.663 | 503.594 | 517.703 | 530.338 | 541.744 | 552.062 | 564.06 | 575.755 | 587.238 | 598.456 | 609.537 | 620.525 | 631.416 | 640.455
NPgY | GSP | NPg Best View | Total peak demand (MW) | DRAX | NPg Best View (Not in FES) | Dem_BB000a_NPgExtra | MW | NPgY | Drax |  | 88.652 | 92.119 | 93.169 | 94.326 | 98.14 | 100.014 | 101.854 | 103.856 | 106.211 | 108.627 | 110.947 | 113.191 | 115.319 | 117.553 | 121.02 | 124.317 | 127.442 | 130.39 | 133.091 | 135.594 | 137.916 | 140.301 | 142.616 | 144.885 | 147.089 | 149.27 | 151.443 | 153.607 | 155.471
NPgY | GSP | NPg Best View | Total peak demand (MW) | ELLAND | NPg Best View (Not in FES) | Dem_BB000a_NPgExtra | MW | NPgY | Elland |  | 302.183 | 309.795 | 315.24 | 317.427 | 320.37 | 324.666 | 326.712 | 329.266 | 332.677 | 336.397 | 339.925 | 343.403 | 346.702 | 378.392 | 391.578 | 404.363 | 416.458 | 427.758 | 437.54 | 446.074 | 453.589 | 463.358 | 472.868 | 482.184 | 491.27 | 500.214 | 509.044 | 517.762 | 524.586
NPgY | GSP | NPg Best View | Total peak demand (MW) | FERRYBRIDGE A | NPg Best View (Not in FES) | Dem_BB000a_NPgExtra | MW | NPgY | Ferrybridge A |  | 102.474 | 122.609 | 127.929 | 132.314 | 136.396 | 141.216 | 145.166 | 149.424 | 154.471 | 159.57 | 164.266 | 168.712 | 172.843 | 224.024 | 231.489 | 238.569 | 245.206 | 251.366 | 256.741 | 261.446 | 265.594 | 270.522 | 275.257 | 279.858 | 284.285 | 288.637 | 292.949 | 297.219 | 300.635
NPgY | GSP | NPg Best View | Total peak demand (MW) | FERRYBRIDGE B | NPg Best View (Not in FES) | Dem_BB000a_NPgExtra | MW | NPgY | Ferrybridge B (_M) |  | 285.985 | 299.42 | 311.782 | 326.655 | 336.646 | 347.513 | 356.301 | 365.901 | 384.983 | 396.76 | 407.622 | 417.923 | 427.463 | 458.114 | 474.357 | 489.766 | 504.084 | 517.196 | 528.36 | 537.936 | 546.257 | 556.53 | 566.339 | 575.833 | 584.942 | 593.89 | 602.755 | 611.529 | 618.6
NPgY | GSP | NPg Best View | Total peak demand (MW) | GRIMSBY WEST | NPg Best View (Not in FES) | Dem_BB000a_NPgExtra | MW | NPgY | Grimsby West |  | 174.011 | 183.002 | 185.947 | 188.349 | 192.481 | 197.737 | 202.341 | 207.514 | 213.941 | 220.584 | 226.826 | 232.793 | 238.317 | 244.406 | 254.601 | 264.166 | 273.061 | 281.264 | 288.476 | 294.809 | 300.416 | 306.674 | 312.634 | 318.388 | 323.906 | 329.319 | 334.677 | 339.978 | 344.051
NPgY | GSP | NPg Best View | Total peak demand (MW) | JORDANTHORPE | NPg Best View (Not in FES) | Dem_BB000a_NPgExtra | MW | NPgY | Jordanthorpe |  | 54.109 | 55.919 | 57.196 | 58.59 | 60.574 | 62.785 | 64.302 | 65.876 | 67.743 | 69.561 | 71.114 | 72.514 | 73.767 | 75.244 | 78.2 | 81.078 | 83.8 | 86.345 | 88.503 | 90.345 | 91.958 | 94.173 | 96.319 | 98.419 | 100.451 | 102.457 | 104.451 | 106.429 | 107.967
NPgY | GSP | NPg Best View | Total peak demand (MW) | KEADBY | NPg Best View (Not in FES) | Dem_BB000a_NPgExtra | MW | NPgY | Keadby |  | 316.215 | 319.035 | 326.233 | 332.038 | 335.926 | 340.682 | 344.918 | 349.575 | 354.967 | 360.594 | 366.063 | 371.448 | 376.621 | 382.169 | 392.154 | 401.759 | 410.907 | 419.565 | 427.437 | 434.68 | 441.347 | 448.631 | 455.741 | 462.734 | 469.592 | 476.385 | 483.135 | 489.844 | 495.784
NPgY | GSP | NPg Best View | Total peak demand (MW) | KIRKSTALL B | NPg Best View (Not in FES) | Dem_BB000a_NPgExtra | MW | NPgY | Kirkstall B |  | 215.159 | 231.894 | 245.015 | 255.421 | 261.595 | 266.909 | 270.683 | 274.822 | 279.974 | 285.196 | 289.882 | 294.282 | 298.327 | 303.43 | 315.049 | 326.101 | 336.509 | 346.292 | 354.961 | 362.632 | 369.441 | 377.652 | 385.6 | 393.358 | 400.87 | 408.266 | 415.588 | 422.834 | 428.474
NPgY | GSP | NPg Best View | Total peak demand (MW) | NEEPSEND | NPg Best View (Not in FES) | Dem_BB000a_NPgExtra | MW | NPgY | Neepsend |  | 77.434 | 79.68 | 83.748 | 85.437 | 88.007 | 90.995 | 92.954 | 95.03 | 97.564 | 100.077 | 102.302 | 104.343 | 106.183 | 108.457 | 113.469 | 118.241 | 122.73 | 126.917 | 130.556 | 133.695 | 136.434 | 140.066 | 143.585 | 147.024 | 150.355 | 153.638 | 156.893 | 160.116 | 162.618
NPgY | GSP | NPg Best View | Total peak demand (MW) | NORTON LEES | NPg Best View (Not in FES) | Dem_BB000a_NPgExtra | MW | NPgY | Norton Lees |  | 52.779 | 53.17 | 54.525 | 56.725 | 59.93 | 63.584 | 65.87 | 68.258 | 71.104 | 73.888 | 76.303 | 78.492 | 80.455 | 82.86 | 87.837 | 92.704 | 97.293 | 101.541 | 105.085 | 108.06 | 110.641 | 114.427 | 118.099 | 121.691 | 125.174 | 128.612 | 132.026 | 135.411 | 137.979
NPgY | GSP | NPg Best View | Total peak demand (MW) | PITSMOOR 3/4 | NPg Best View (Not in FES) | Dem_BB000a_NPgExtra | MW | NPgY | Pitsmoor |  | 50.659 | 56.894 | 58.355 | 58.372 | 58.609 | 59.033 | 59.115 | 59.242 | 59.451 | 59.689 | 59.913 | 60.134 | 60.345 | 60.858 | 62.823 | 64.715 | 66.526 | 68.253 | 69.814 | 71.213 | 72.464 | 74.043 | 75.595 | 77.126 | 78.628 | 80.111 | 81.579 | 83.033 | 84.156
NPgY | GSP | NPg Best View | Total peak demand (MW) | SALTEND NORTH | NPg Best View (Not in FES) | Dem_BB000a_NPgExtra | MW | NPgY | Saltend North |  | 112.416 | 113.726 | 113.782 | 114.108 | 114.828 | 115.833 | 116.783 | 117.924 | 119.391 | 120.972 | 122.549 | 124.104 | 125.578 | 127.069 | 128.968 | 130.71 | 132.289 | 133.71 | 134.925 | 135.944 | 136.81 | 137.783 | 138.691 | 139.555 | 140.373 | 141.172 | 141.963 | 142.746 | 143.356
NPgY | GSP | NPg Best View | Total peak demand (MW) | SHEFFIELD CITY | NPg Best View (Not in FES) | Dem_BB000a_NPgExtra | MW | NPgY | Sheffield City |  | 74.122 | 79.725 | 84.657 | 87.025 | 87.883 | 89.069 | 89.798 | 90.629 | 91.73 | 92.878 | 93.998 | 95.068 | 96.051 | 97.145 | 99.9 | 102.505 | 104.921 | 107.161 | 109.109 | 110.786 | 112.232 | 114.109 | 115.924 | 117.698 | 119.418 | 121.113 | 122.795 | 124.462 | 125.819
NPgY | GSP | NPg Best View | Total peak demand (MW) | SKELTON GRANGE | NPg Best View (Not in FES) | Dem_BB000a_NPgExtra | MW | NPgY | Skelton Grange |  | 512.468 | 558.898 | 579.212 | 593.186 | 606.217 | 621.106 | 631.384 | 642.799 | 656.962 | 671.525 | 685.113 | 698.054 | 710.038 | 743.741 | 773.633 | 802.157 | 828.887 | 853.746 | 875.314 | 894.009 | 910.357 | 931.001 | 950.938 | 970.371 | 989.18 | 1007.687 | 1026.004 | 1044.128 | 1058.405
NPgY | GSP | NPg Best View | Total peak demand (MW) | TEMPLEBOROUGH 275/33KV | NPg Best View (Not in FES) | Dem_BB000a_NPgExtra | MW | NPgY | Templeborough |  | 14.561 | 14.564 | 14.621 | 14.711 | 14.858 | 15.036 | 15.208 | 15.399 | 15.633 | 15.87 | 16.085 | 16.287 | 16.473 | 16.65 | 16.843 | 17.02 | 17.181 | 17.324 | 17.442 | 17.54 | 17.622 | 17.71 | 17.79 | 17.864 | 17.93 | 17.994 | 18.057 | 18.117 | 18.168
NPgY | GSP | NPg Best View | Total peak demand (MW) | THURCROFT | NPg Best View (Not in FES) | Dem_BB000a_NPgExtra | MW | NPgY | Thurcroft |  | 174.511 | 188.061 | 191.893 | 204.464 | 206.946 | 210.207 | 212.286 | 214.749 | 229.244 | 232.534 | 235.79 | 239.044 | 242.198 | 303.775 | 311.41 | 318.786 | 325.723 | 332.139 | 337.651 | 342.451 | 346.685 | 352.18 | 357.524 | 362.76 | 367.871 | 372.911 | 377.9 | 382.841 | 386.874
NPgY | GSP | NPg Best View | Total peak demand (MW) | WEST MELTON / THORPE MARSH | NPg Best View (Not in FES) | Dem_BB000a_NPgExtra | MW | NPgY | Thorpe Marsh |  | 400.043 | 417.557 | 428.804 | 437.46 | 447.013 | 466.865 | 475.374 | 484.713 | 496.044 | 507.646 | 518.584 | 529.05 | 538.818 | 574.661 | 597.058 | 618.48 | 638.674 | 657.552 | 674.173 | 688.852 | 701.929 | 717.902 | 733.405 | 748.582 | 763.339 | 777.911 | 792.378 | 806.733 | 818.422
NPgY | GSP | NPg Best View | Total peak demand (MW) | WEST MELTON SECTION 3 | NPg Best View (Not in FES) | Dem_BB000a_NPgExtra | MW | NPgY | West Melton |  | 231.833 | 239.527 | 243.047 | 247.353 | 251.828 | 257.314 | 261.387 | 265.912 | 271.236 | 276.81 | 282.152 | 287.385 | 292.395 | 314.636 | 326.879 | 338.694 | 349.893 | 360.404 | 369.692 | 377.996 | 385.426 | 394.295 | 402.939 | 411.421 | 419.698 | 427.87 | 435.969 | 444.003 | 450.688
NPgY | GSP | NPg Best View | Total peak demand (MW) | WINCOBANK | NPg Best View (Not in FES) | Dem_BB000a_NPgExtra | MW | NPgY | Wincobank |  | 37.301 | 48.808 | 49.106 | 52.887 | 52.838 | 52.899 | 52.936 | 53.019 | 53.158 | 53.329 | 53.513 | 53.708 | 53.901 | 54.106 | 54.957 | 55.776 | 56.542 | 57.257 | 57.889 | 58.463 | 58.973 | 59.532 | 60.073 | 60.601 | 61.114 | 61.617 | 62.11 | 62.593 | 63.033
NPgN | GSP | NG FES - Consumer Transformation | Total peak demand (MW) | BLYTH 66kV | Consumer Transformation | Dem_BB000a_NPgExtra | MW | NPgN | Blyth 66kV |  | 192.9 | 192.161 | 195.156 | 198.732 | 201.158 | 243.688 | 285.196 | 286.334 | 287.831 | 289.462 | 290.991 | 292.514 | 294.057 | 296.503 | 304.372 | 312.195 | 319.746 | 326.924 | 333.291 | 338.919 | 343.979 | 350.016 | 356.335 | 362.546 | 368.621 | 374.615 | 380.543 | 386.41 | 390.947
NPgN | GSP | NG FES - Consumer Transformation | Total peak demand (MW) | BLYTH 132kV | Consumer Transformation | Dem_BB000a_NPgExtra | MW | NPgN | Blyth 132kV |  | 55.928 | 56.473 | 60.156 | 64.437 | 66.515 | 68.578 | 70.416 | 72.209 | 74.46 | 76.754 | 78.803 | 80.692 | 82.41 | 84.246 | 87.738 | 91.047 | 94.161 | 97.083 | 99.667 | 101.925 | 103.933 | 106.17 | 108.441 | 110.647 | 112.752 | 114.831 | 116.892 | 118.941 | 120.583
NPgN | GSP | NG FES - Consumer Transformation | Total peak demand (MW) | FOURSTONES | Consumer Transformation | Dem_BB000a_NPgExtra | MW | NPgN | Fourstones |  | 22.425 | 22.221 | 22.079 | 22.021 | 22.04 | 22.11 | 22.071 | 22 | 21.951 | 21.915 | 21.877 | 21.844 | 21.814 | 21.874 | 22.397 | 22.916 | 23.413 | 23.885 | 24.285 | 24.628 | 24.927 | 25.337 | 25.785 | 26.228 | 26.665 | 27.098 | 27.525 | 27.948 | 28.265
NPgN | GSP | NG FES - Consumer Transformation | Total peak demand (MW) | HARTMOOR | Consumer Transformation | Dem_BB000a_NPgExtra | MW | NPgN | Hart Moor |  | 88.099 | 87.929 | 97.758 | 100.448 | 104.006 | 106.671 | 108.652 | 110.363 | 112.49 | 114.679 | 116.663 | 118.527 | 120.274 | 122.217 | 127.266 | 132.276 | 137.031 | 141.465 | 145.22 | 148.436 | 151.266 | 154.767 | 158.511 | 162.18 | 165.735 | 169.243 | 172.714 | 176.152 | 178.945
NPgN | GSP | NG FES - Consumer Transformation | Total peak demand (MW) | HAWTHORN PIT GRID | Consumer Transformation | Dem_BB000a_NPgExtra | MW | NPgN | Hawthorn Pit |  | 106.745 | 107.415 | 111.147 | 114.77 | 116.926 | 119.535 | 121.397 | 123.042 | 125.092 | 127.21 | 129.134 | 130.952 | 132.684 | 134.864 | 140.231 | 145.461 | 150.448 | 155.144 | 159.26 | 162.802 | 165.863 | 169.632 | 173.597 | 177.484 | 181.256 | 184.976 | 188.658 | 192.301 | 195.12
NPgN | GSP | NG FES - Consumer Transformation | Total peak demand (MW) | KNARESBOROUGH | Consumer Transformation | Dem_BB000a_NPgExtra | MW | NPgN | Knaresborough |  | 179.706 | 179.228 | 182.919 | 186.893 | 188.335 | 191.737 | 193.009 | 194.235 | 195.885 | 197.71 | 199.486 | 201.296 | 203.115 | 205.283 | 210.024 | 214.69 | 219.148 | 223.341 | 227.024 | 230.267 | 233.153 | 236.407 | 239.748 | 242.993 | 246.125 | 249.204 | 252.244 | 255.254 | 257.755
NPgN | GSP | NG FES - Consumer Transformation | Total peak demand (MW) | LACKENBY | Consumer Transformation | Dem_BB000a_NPgExtra | MW | NPgN | Lackenby |  | 181.941 | 181.729 | 184.785 | 186.435 | 189.979 | 192.488 | 194.521 | 196.473 | 198.877 | 201.436 | 203.865 | 206.285 | 208.725 | 211.67 | 218.184 | 224.537 | 230.603 | 236.314 | 241.425 | 245.937 | 249.931 | 254.361 | 258.843 | 263.181 | 267.359 | 271.449 | 275.477 | 279.451 | 282.607
NPgN | GSP | NG FES - Consumer Transformation | Total peak demand (MW) | NORTON | Consumer Transformation | Dem_BB000a_NPgExtra | MW | NPgN | Norton |  | 417.476 | 418.957 | 442.573 | 450.585 | 457.708 | 466.005 | 472.546 | 478.674 | 491.341 | 499.148 | 506.568 | 513.925 | 521.275 | 562.031 | 581.573 | 600.849 | 619.369 | 636.951 | 652.667 | 666.656 | 679.257 | 693.561 | 708.251 | 722.614 | 736.576 | 750.333 | 763.941 | 777.412 | 788.546
NPgN | GSP | NG FES - Consumer Transformation | Total peak demand (MW) | OFFERTON | Consumer Transformation | Dem_BB000a_NPgExtra | MW | NPgN | Offerton |  | 47.002 | 46.79 | 47.385 | 48.535 | 49.584 | 50.842 | 51.677 | 52.388 | 53.31 | 54.261 | 55.09 | 55.852 | 56.546 | 57.603 | 60.562 | 63.442 | 66.202 | 68.819 | 71.14 | 73.173 | 74.992 | 77.215 | 79.549 | 81.848 | 84.088 | 86.304 | 88.499 | 90.673 | 92.305
NPgN | GSP | NG FES - Consumer Transformation | Total peak demand (MW) | OSBALDWICK | Consumer Transformation | Dem_BB000a_NPgExtra | MW | NPgN | Osbaldwick |  | 248.273 | 247.725 | 252.688 | 261.188 | 266.365 | 272.035 | 276.677 | 281 | 286.516 | 292.231 | 297.366 | 302.159 | 306.569 | 311.807 | 324.691 | 337.074 | 348.788 | 359.84 | 369.65 | 378.412 | 386.323 | 395.289 | 404.559 | 413.641 | 422.435 | 431.121 | 439.722 | 448.254 | 455.142
NPgN | GSP | NG FES - Consumer Transformation | Total peak demand (MW) | POPPLETON | Consumer Transformation | Dem_BB000a_NPgExtra | MW | NPgN | Poppleton |  | 43.155 | 43.065 | 43.924 | 45.482 | 47.961 | 49.187 | 50.071 | 50.838 | 51.827 | 52.856 | 53.772 | 54.621 | 55.404 | 56.339 | 58.534 | 60.682 | 62.702 | 64.59 | 66.185 | 67.53 | 68.707 | 70.219 | 71.846 | 73.442 | 74.986 | 76.511 | 78.023 | 79.524 | 80.682
NPgN | GSP | NG FES - Consumer Transformation | Total peak demand (MW) | SALTHOLME | Consumer Transformation | Dem_BB000a_NPgExtra | MW | NPgN | Saltholme |  | 73.095 | 88.849 | 91.633 | 91.529 | 91.404 | 91.31 | 91.208 | 91.107 | 91.036 | 90.979 | 90.924 | 90.872 | 90.822 | 90.78 | 90.907 | 91.043 | 91.175 | 91.301 | 91.401 | 91.486 | 91.563 | 91.665 | 91.784 | 91.903 | 92.02 | 92.137 | 92.254 | 92.37 | 92.466
NPgN | GSP | NG FES - Consumer Transformation | Total peak demand (MW) | SOUTH SHIELDS | Consumer Transformation | Dem_BB000a_NPgExtra | MW | NPgN | South Shields |  | 45.687 | 45.378 | 46.273 | 46.789 | 47.229 | 47.828 | 48.145 | 48.384 | 48.731 | 49.119 | 49.484 | 49.85 | 50.222 | 50.934 | 53.29 | 55.629 | 57.894 | 60.065 | 62.017 | 63.76 | 65.344 | 67.201 | 69.138 | 71.045 | 72.916 | 74.765 | 76.598 | 78.414 | 79.782
NPgN | GSP | NG FES - Consumer Transformation | Total peak demand (MW) | SPADEADAM | Consumer Transformation | Dem_BB000a_NPgExtra | MW | NPgN | Spadeadam - Not in NG FES |  | 6.071 | 6.055 | 6.099 | 6.186 | 6.331 | 6.493 | 6.625 | 6.75 | 6.914 | 7.084 | 7.238 | 7.384 | 7.516 | 7.686 | 8.09 | 8.475 | 8.84 | 9.186 | 9.498 | 9.778 | 10.029 | 10.312 | 10.601 | 10.885 | 11.16 | 11.432 | 11.701 | 11.969 | 12.182
NPgN | GSP | NG FES - Consumer Transformation | Total peak demand (MW) | SPENNYMOOR | Consumer Transformation | Dem_BB000a_NPgExtra | MW | NPgN | Spennymoor |  | 242.279 | 241.823 | 247.992 | 260.602 | 272.008 | 276.379 | 279.74 | 282.828 | 286.744 | 290.833 | 294.597 | 298.201 | 301.677 | 305.682 | 314.811 | 323.803 | 332.377 | 340.449 | 347.484 | 353.579 | 358.986 | 365.386 | 372.053 | 378.564 | 384.853 | 391.049 | 397.177 | 403.243 | 408.116
NPgN | GSP | NG FES - Consumer Transformation | Total peak demand (MW) | STELLA NORTH | Consumer Transformation | Dem_BB000a_NPgExtra | MW | NPgN | Stella North |  | 219.851 | 218.289 | 225.553 | 230.308 | 233.268 | 235.28 | 236.381 | 237.258 | 238.589 | 240.085 | 241.405 | 242.684 | 243.962 | 246.249 | 254.607 | 262.851 | 270.795 | 278.38 | 285.196 | 291.292 | 296.819 | 303.258 | 309.931 | 316.493 | 322.906 | 329.234 | 335.493 | 341.685 | 346.398
NPgN | GSP | NG FES - Consumer Transformation | Total peak demand (MW) | STELLA SOUTH | Consumer Transformation | Dem_BB000a_NPgExtra | MW | NPgN | Stella South |  | 215.243 | 214.449 | 224.75 | 231.215 | 233.964 | 237.195 | 239.557 | 241.748 | 245.122 | 248.216 | 251.106 | 253.925 | 256.671 | 261.748 | 269.403 | 276.856 | 283.934 | 290.599 | 296.397 | 301.358 | 305.636 | 310.772 | 316.099 | 321.28 | 326.273 | 331.182 | 336.03 | 340.827 | 344.516
NPgN | GSP | NG FES - Consumer Transformation | Total peak demand (MW) | TYNEMOUTH | Consumer Transformation | Dem_BB000a_NPgExtra | MW | NPgN | Tynemouth 1 |  | 148.761 | 148.697 | 151.92 | 156.063 | 159.527 | 163.312 | 166.145 | 168.678 | 171.831 | 175.093 | 177.997 | 180.709 | 183.25 | 186.531 | 194.505 | 202.343 | 209.864 | 217.003 | 223.331 | 228.915 | 233.977 | 239.965 | 246.233 | 252.402 | 258.414 | 264.366 | 270.274 | 276.141 | 280.702
NPgN | GSP | NG FES - Consumer Transformation | Total peak demand (MW) | WEST BOLDON | Consumer Transformation | Dem_BB000a_NPgExtra | MW | NPgN | West Boldon |  | 211.726 | 211.156 | 248.595 | 256.026 | 260.168 | 264.945 | 268.485 | 271.673 | 275.726 | 279.98 | 283.847 | 287.541 | 291.073 | 295.674 | 306.833 | 317.763 | 328.208 | 338.074 | 346.781 | 354.392 | 361.169 | 369.145 | 377.445 | 385.565 | 393.439 | 401.204 | 408.886 | 416.497 | 422.341
NPgY | GSP | NG FES - Consumer Transformation | Total peak demand (MW) | BRADFORD WEST | Consumer Transformation | Dem_BB000a_NPgExtra | MW | NPgY | Bradford West |  | 367.404 | 381.483 | 392.897 | 403.821 | 414.265 | 426.566 | 434.715 | 443.414 | 454.508 | 465.843 | 476.032 | 485.568 | 494.372 | 505.547 | 530.625 | 554.566 | 577.204 | 598.461 | 617.024 | 633.105 | 647.231 | 665.256 | 682.687 | 699.638 | 715.915 | 731.926 | 747.734 | 763.379 | 775.676
NPgY | GSP | NG FES - Consumer Transformation | Total peak demand (MW) | CAMBLESFORTH | Consumer Transformation | Dem_BB000a_NPgExtra | MW | NPgY | Camblesforth |  | 64.783 | 67.473 | 70.627 | 70.985 | 71.5 | 72.134 | 72.803 | 73.572 | 74.525 | 75.564 | 76.633 | 77.746 | 78.896 | 80.109 | 81.466 | 82.774 | 84.005 | 85.141 | 86.151 | 87.033 | 87.803 | 88.544 | 89.209 | 89.814 | 90.365 | 90.889 | 91.395 | 91.89 | 92.33
NPgY | GSP | NG FES - Consumer Transformation | Total peak demand (MW) | CREYKE BECK | Consumer Transformation | Dem_BB000a_NPgExtra | MW | NPgY | Creyke Beck |  | 368.646 | 382.152 | 391.501 | 398.001 | 402.52 | 408.55 | 412.996 | 417.878 | 424.028 | 430.467 | 436.52 | 442.466 | 448.337 | 455.609 | 472.6 | 489.173 | 505.073 | 520.193 | 533.829 | 546.075 | 557.119 | 569.728 | 581.928 | 593.803 | 605.277 | 616.569 | 627.734 | 638.792 | 647.988
NPgY | GSP | NG FES - Consumer Transformation | Total peak demand (MW) | DRAX | Consumer Transformation | Dem_BB000a_NPgExtra | MW | NPgY | Drax |  | 88.652 | 92.123 | 93.184 | 94.356 | 98.146 | 99.969 | 101.78 | 103.712 | 106.022 | 108.402 | 110.672 | 112.889 | 115.059 | 117.418 | 121.081 | 124.619 | 128.011 | 131.237 | 134.208 | 136.942 | 139.466 | 142.022 | 144.479 | 146.859 | 149.135 | 151.376 | 153.599 | 155.81 | 157.718
NPgY | GSP | NG FES - Consumer Transformation | Total peak demand (MW) | ELLAND | Consumer Transformation | Dem_BB000a_NPgExtra | MW | NPgY | Elland |  | 302.183 | 309.792 | 315.235 | 317.413 | 320.233 | 324.315 | 326.141 | 328.342 | 331.387 | 334.734 | 337.909 | 341.139 | 344.445 | 376.369 | 390.048 | 403.509 | 416.379 | 428.494 | 439.083 | 448.307 | 456.414 | 466.671 | 476.571 | 486.181 | 495.458 | 504.55 | 513.5 | 522.326 | 529.248
NPgY | GSP | NG FES - Consumer Transformation | Total peak demand (MW) | FERRYBRIDGE A | Consumer Transformation | Dem_BB000a_NPgExtra | MW | NPgY | Ferrybridge A |  | 102.474 | 122.63 | 127.992 | 132.437 | 136.486 | 141.213 | 145.132 | 149.258 | 154.226 | 159.285 | 163.979 | 168.471 | 172.816 | 224.252 | 232.122 | 239.723 | 246.939 | 253.702 | 259.692 | 264.885 | 269.451 | 274.738 | 279.782 | 284.632 | 289.223 | 293.718 | 298.157 | 302.553 | 306.091
NPgY | GSP | NG FES - Consumer Transformation | Total peak demand (MW) | FERRYBRIDGE B | Consumer Transformation | Dem_BB000a_NPgExtra | MW | NPgY | Ferrybridge B (_M) |  | 285.985 | 299.553 | 312.117 | 327.227 | 337.105 | 347.712 | 356.386 | 365.623 | 384.48 | 396.139 | 406.963 | 417.346 | 427.381 | 458.691 | 475.977 | 492.71 | 508.497 | 523.138 | 535.849 | 546.67 | 556.066 | 567.259 | 577.856 | 587.981 | 597.509 | 606.817 | 616.001 | 625.088 | 632.457
NPgY | GSP | NG FES - Consumer Transformation | Total peak demand (MW) | GRIMSBY WEST | Consumer Transformation | Dem_BB000a_NPgExtra | MW | NPgY | Grimsby West |  | 174.011 | 183.011 | 185.981 | 188.425 | 192.454 | 197.501 | 201.964 | 206.83 | 213.015 | 219.443 | 225.47 | 231.32 | 237.014 | 243.521 | 254.415 | 264.872 | 274.77 | 284.017 | 292.263 | 299.462 | 305.822 | 312.713 | 319.199 | 325.363 | 331.15 | 336.786 | 342.332 | 347.812 | 352.051
NPgY | GSP | NG FES - Consumer Transformation | Total peak demand (MW) | JORDANTHORPE | Consumer Transformation | Dem_BB000a_NPgExtra | MW | NPgY | Jordanthorpe |  | 54.109 | 55.949 | 57.272 | 58.732 | 60.748 | 62.986 | 64.586 | 66.225 | 68.212 | 70.188 | 71.91 | 73.466 | 74.886 | 76.473 | 79.539 | 82.53 | 85.364 | 88.021 | 90.3 | 92.22 | 93.9 | 96.181 | 98.398 | 100.564 | 102.641 | 104.695 | 106.736 | 108.766 | 110.357
NPgY | GSP | NG FES - Consumer Transformation | Total peak demand (MW) | KEADBY | Consumer Transformation | Dem_BB000a_NPgExtra | MW | NPgY | Keadby |  | 316.215 | 319.021 | 326.201 | 331.975 | 335.728 | 340.254 | 344.236 | 348.502 | 353.468 | 358.652 | 363.72 | 368.819 | 373.98 | 379.728 | 390.186 | 400.464 | 410.391 | 419.869 | 428.562 | 436.502 | 443.763 | 451.536 | 459.033 | 466.315 | 473.363 | 480.299 | 487.165 | 493.977 | 500.011
NPgY | GSP | NG FES - Consumer Transformation | Total peak demand (MW) | KIRKSTALL B | Consumer Transformation | Dem_BB000a_NPgExtra | MW | NPgY | Kirkstall B |  | 215.159 | 232.122 | 245.551 | 256.291 | 262.444 | 267.702 | 271.538 | 275.66 | 280.938 | 286.392 | 291.312 | 295.946 | 300.319 | 305.815 | 317.924 | 329.514 | 340.492 | 350.859 | 360.096 | 368.228 | 375.453 | 384.03 | 392.308 | 400.344 | 408.041 | 415.608 | 423.083 | 430.484 | 436.273
NPgY | GSP | NG FES - Consumer Transformation | Total peak demand (MW) | NEEPSEND | Consumer Transformation | Dem_BB000a_NPgExtra | MW | NPgY | Neepsend |  | 77.434 | 79.719 | 83.848 | 85.625 | 88.231 | 91.247 | 93.32 | 95.488 | 98.208 | 100.952 | 103.369 | 105.582 | 107.598 | 110.068 | 115.278 | 120.237 | 124.911 | 129.283 | 133.096 | 136.37 | 139.237 | 142.987 | 146.622 | 150.164 | 153.562 | 156.913 | 160.231 | 163.521 | 166.088
NPgY | GSP | NG FES - Consumer Transformation | Total peak demand (MW) | NORTON LEES | Consumer Transformation | Dem_BB000a_NPgExtra | MW | NPgY | Norton Lees |  | 52.779 | 53.198 | 54.607 | 56.889 | 60.132 | 63.817 | 66.227 | 68.714 | 71.752 | 74.785 | 77.448 | 79.867 | 82.07 | 84.661 | 89.82 | 94.864 | 99.628 | 104.052 | 107.781 | 110.882 | 113.58 | 117.481 | 121.272 | 124.976 | 128.538 | 132.056 | 135.549 | 139.017 | 141.667
NPgY | GSP | NG FES - Consumer Transformation | Total peak demand (MW) | PITSMOOR 3/4 | Consumer Transformation | Dem_BB000a_NPgExtra | MW | NPgY | Pitsmoor |  | 50.659 | 56.895 | 58.358 | 58.379 | 58.611 | 59.025 | 59.104 | 59.22 | 59.424 | 59.659 | 59.872 | 60.084 | 60.297 | 60.839 | 62.844 | 64.781 | 66.643 | 68.422 | 70.031 | 71.474 | 72.764 | 74.375 | 75.954 | 77.506 | 79.021 | 80.515 | 81.992 | 83.453 | 84.584
NPgY | GSP | NG FES - Consumer Transformation | Total peak demand (MW) | SALTEND NORTH | Consumer Transformation | Dem_BB000a_NPgExtra | MW | NPgY | Saltend North |  | 112.416 | 113.716 | 113.759 | 114.071 | 114.74 | 115.661 | 116.531 | 117.546 | 118.893 | 120.348 | 121.785 | 123.237 | 124.694 | 126.293 | 128.39 | 130.388 | 132.259 | 133.986 | 135.495 | 136.777 | 137.874 | 139.038 | 140.099 | 141.078 | 141.972 | 142.831 | 143.668 | 144.492 | 145.137
NPgY | GSP | NG FES - Consumer Transformation | Total peak demand (MW) | SHEFFIELD CITY | Consumer Transformation | Dem_BB000a_NPgExtra | MW | NPgY | Sheffield City |  | 74.122 | 79.736 | 84.687 | 87.085 | 87.953 | 89.145 | 89.93 | 90.812 | 92.029 | 93.303 | 94.465 | 95.562 | 96.556 | 97.795 | 100.697 | 103.42 | 105.955 | 108.312 | 110.343 | 112.113 | 113.657 | 115.616 | 117.504 | 119.337 | 121.092 | 122.821 | 124.527 | 126.219 | 127.595
NPgY | GSP | NG FES - Consumer Transformation | Total peak demand (MW) | SKELTON GRANGE | Consumer Transformation | Dem_BB000a_NPgExtra | MW | NPgY | Skelton Grange |  | 512.468 | 559.099 | 579.704 | 594.033 | 606.971 | 621.61 | 631.916 | 643.104 | 657.372 | 672.167 | 685.788 | 698.832 | 711.269 | 746.06 | 777.425 | 807.606 | 836.138 | 862.85 | 886.168 | 906.37 | 924.077 | 945.876 | 966.799 | 987.023 | 1006.343 | 1025.294 | 1043.982 | 1062.47 | 1077.083
NPgY | GSP | NG FES - Consumer Transformation | Total peak demand (MW) | TEMPLEBOROUGH 275/33KV | Consumer Transformation | Dem_BB000a_NPgExtra | MW | NPgY | Templeborough |  | 14.561 | 14.566 | 14.624 | 14.718 | 14.863 | 15.035 | 15.204 | 15.385 | 15.612 | 15.843 | 16.058 | 16.264 | 16.464 | 16.652 | 16.865 | 17.072 | 17.265 | 17.442 | 17.596 | 17.72 | 17.826 | 17.934 | 18.03 | 18.117 | 18.193 | 18.265 | 18.335 | 18.403 | 18.46
NPgY | GSP | NG FES - Consumer Transformation | Total peak demand (MW) | THURCROFT | Consumer Transformation | Dem_BB000a_NPgExtra | MW | NPgY | Thurcroft |  | 174.511 | 188.04 | 191.842 | 204.364 | 206.714 | 209.762 | 211.581 | 213.673 | 227.741 | 230.575 | 233.411 | 236.353 | 239.429 | 301.134 | 309.136 | 317.054 | 324.627 | 331.715 | 337.897 | 343.276 | 348.002 | 353.897 | 359.55 | 365.012 | 370.269 | 375.417 | 380.487 | 385.497 | 389.59
NPgY | GSP | NG FES - Consumer Transformation | Total peak demand (MW) | WEST MELTON / THORPE MARSH | Consumer Transformation | Dem_BB000a_NPgExtra | MW | NPgY | Thorpe Marsh |  | 400.043 | 417.628 | 428.993 | 437.819 | 447.312 | 466.984 | 475.516 | 484.684 | 496.075 | 507.817 | 518.752 | 529.278 | 539.377 | 575.995 | 599.455 | 622.088 | 643.603 | 663.842 | 681.759 | 697.546 | 711.615 | 728.432 | 744.654 | 760.407 | 775.538 | 790.434 | 805.171 | 819.793 | 831.729
NPgY | GSP | NG FES - Consumer Transformation | Total peak demand (MW) | WEST MELTON SECTION 3 | Consumer Transformation | Dem_BB000a_NPgExtra | MW | NPgY | West Melton |  | 231.833 | 239.527 | 243.049 | 247.344 | 251.681 | 256.93 | 260.746 | 264.871 | 269.762 | 274.893 | 279.84 | 284.796 | 289.812 | 312.269 | 325.01 | 337.53 | 349.543 | 360.911 | 371.059 | 380.09 | 388.139 | 397.518 | 406.568 | 415.355 | 423.832 | 432.156 | 440.379 | 448.524 | 455.312
NPgY | GSP | NG FES - Consumer Transformation | Total peak demand (MW) | WINCOBANK | Consumer Transformation | Dem_BB000a_NPgExtra | MW | NPgY | Wincobank |  | 37.301 | 48.805 | 49.099 | 52.874 | 52.809 | 52.847 | 52.856 | 52.898 | 52.99 | 53.111 | 53.246 | 53.403 | 53.582 | 53.8 | 54.69 | 55.564 | 56.397 | 57.181 | 57.881 | 58.516 | 59.078 | 59.678 | 60.251 | 60.802 | 61.33 | 61.843 | 62.343 | 62.833 | 63.277
NPgN | GSP | NG FES - Falling Short | Total peak demand (MW) | BLYTH 66kV | Falling Short | Dem_BB000a_NPgExtra | MW | NPgN | Blyth 66kV |  | 193.6 | 193.489 | 196.436 | 199.451 | 200.632 | 241.693 | 283.083 | 284.633 | 286.252 | 287.95 | 289.603 | 291.26 | 292.659 | 294.066 | 295.424 | 296.849 | 298.206 | 299.556 | 300.832 | 302.026 | 303.13 | 304.125 | 305.018 | 305.814 | 306.498 | 307.119 | 307.693 | 308.213 | 308.572
NPgN | GSP | NG FES - Falling Short | Total peak demand (MW) | BLYTH 132kV | Falling Short | Dem_BB000a_NPgExtra | MW | NPgN | Blyth 132kV |  | 56.1 | 56.687 | 59.83 | 63.34 | 64.238 | 65.313 | 66.71 | 68.308 | 69.849 | 71.359 | 72.754 | 74.075 | 75.246 | 76.353 | 77.289 | 78.191 | 79 | 79.748 | 80.441 | 81.028 | 81.545 | 81.985 | 82.363 | 82.685 | 82.943 | 83.168 | 83.372 | 83.554 | 83.673
NPgN | GSP | NG FES - Falling Short | Total peak demand (MW) | FOURSTONES | Falling Short | Dem_BB000a_NPgExtra | MW | NPgN | Fourstones |  | 22.497 | 22.401 | 22.315 | 22.247 | 22.199 | 22.17 | 22.164 | 22.174 | 22.191 | 22.217 | 22.242 | 22.274 | 22.303 | 22.348 | 22.395 | 22.449 | 22.495 | 22.545 | 22.598 | 22.646 | 22.694 | 22.738 | 22.78 | 22.82 | 22.86 | 22.897 | 22.933 | 22.963 | 22.974
NPgN | GSP | NG FES - Falling Short | Total peak demand (MW) | HARTMOOR | Falling Short | Dem_BB000a_NPgExtra | MW | NPgN | Hart Moor |  | 88.845 | 88.913 | 98.391 | 100.178 | 102.245 | 103.351 | 104.798 | 106.456 | 108.09 | 109.723 | 111.264 | 112.755 | 114.053 | 115.367 | 116.553 | 117.756 | 118.842 | 119.881 | 120.853 | 121.724 | 122.518 | 123.227 | 123.863 | 124.432 | 124.925 | 125.378 | 125.804 | 126.186 | 126.411
NPgN | GSP | NG FES - Falling Short | Total peak demand (MW) | HAWTHORN PIT GRID | Falling Short | Dem_BB000a_NPgExtra | MW | NPgN | Hawthorn Pit |  | 107.249 | 108.402 | 111.958 | 115.004 | 115.962 | 117.193 | 118.761 | 120.549 | 122.333 | 124.128 | 125.84 | 127.505 | 129.006 | 130.644 | 132.171 | 133.692 | 135.128 | 136.547 | 137.892 | 139.158 | 140.356 | 141.475 | 142.525 | 143.511 | 144.408 | 145.27 | 146.107 | 146.852 | 147.317
NPgN | GSP | NG FES - Falling Short | Total peak demand (MW) | KNARESBOROUGH | Falling Short | Dem_BB000a_NPgExtra | MW | NPgN | Knaresborough |  | 179.735 | 180.085 | 184.098 | 188.017 | 188.995 | 191.979 | 193.486 | 195.231 | 197.062 | 199 | 200.939 | 202.922 | 204.893 | 206.952 | 208.976 | 211.101 | 213.201 | 215.295 | 217.35 | 219.29 | 221.124 | 222.832 | 224.418 | 225.887 | 227.248 | 228.523 | 229.732 | 230.886 | 231.92
NPgN | GSP | NG FES - Falling Short | Total peak demand (MW) | LACKENBY | Falling Short | Dem_BB000a_NPgExtra | MW | NPgN | Lackenby |  | 182.278 | 182.423 | 185.266 | 186.411 | 188.928 | 190.263 | 191.988 | 193.986 | 196.058 | 198.22 | 200.327 | 202.433 | 204.366 | 206.377 | 208.325 | 210.341 | 212.305 | 214.26 | 216.094 | 217.807 | 219.376 | 220.782 | 222.03 | 223.129 | 224.052 | 224.878 | 225.632 | 226.298 | 226.751
NPgN | GSP | NG FES - Falling Short | Total peak demand (MW) | NORTON | Falling Short | Dem_BB000a_NPgExtra | MW | NPgN | Norton |  | 418.943 | 422.589 | 446.662 | 453.971 | 458.773 | 464.459 | 471.251 | 478.809 | 491.813 | 499.783 | 507.617 | 515.466 | 522.821 | 562.431 | 569.842 | 577.479 | 584.91 | 592.347 | 599.501 | 606.356 | 612.89 | 619.048 | 624.846 | 630.308 | 635.367 | 640.211 | 644.891 | 649.367 | 653.259
NPgN | GSP | NG FES - Falling Short | Total peak demand (MW) | OFFERTON | Falling Short | Dem_BB000a_NPgExtra | MW | NPgN | Offerton |  | 47.223 | 47.149 | 47.587 | 48.351 | 48.687 | 49.157 | 49.795 | 50.538 | 51.268 | 51.994 | 52.658 | 53.291 | 53.818 | 54.323 | 54.758 | 55.178 | 55.555 | 55.913 | 56.247 | 56.54 | 56.808 | 57.045 | 57.258 | 57.449 | 57.611 | 57.762 | 57.905 | 58.032 | 58.105
NPgN | GSP | NG FES - Falling Short | Total peak demand (MW) | OSBALDWICK | Falling Short | Dem_BB000a_NPgExtra | MW | NPgN | Osbaldwick |  | 249.347 | 249.572 | 253.669 | 260.493 | 262.772 | 265.684 | 269.461 | 273.782 | 278.049 | 282.324 | 286.31 | 290.146 | 293.478 | 296.805 | 299.745 | 302.695 | 305.323 | 307.843 | 310.291 | 312.444 | 314.416 | 316.171 | 317.742 | 319.151 | 320.421 | 321.576 | 322.651 | 323.627 | 324.276
NPgN | GSP | NG FES - Falling Short | Total peak demand (MW) | POPPLETON | Falling Short | Dem_BB000a_NPgExtra | MW | NPgN | Poppleton |  | 43.465 | 43.485 | 44.105 | 45.198 | 46.928 | 47.441 | 48.113 | 48.891 | 49.662 | 50.438 | 51.156 | 51.84 | 52.421 | 52.976 | 53.465 | 53.94 | 54.365 | 54.781 | 55.182 | 55.534 | 55.853 | 56.133 | 56.38 | 56.597 | 56.783 | 56.949 | 57.102 | 57.24 | 57.336
NPgN | GSP | NG FES - Falling Short | Total peak demand (MW) | SALTHOLME | Falling Short | Dem_BB000a_NPgExtra | MW | NPgN | Saltholme |  | 73.144 | 89.12 | 92.104 | 92.167 | 92.183 | 92.226 | 92.295 | 92.383 | 92.478 | 92.583 | 92.694 | 92.811 | 92.931 | 93.065 | 93.198 | 93.341 | 93.482 | 93.625 | 93.775 | 93.922 | 94.072 | 94.222 | 94.373 | 94.524 | 94.678 | 94.831 | 94.983 | 95.133 | 95.274
NPgN | GSP | NG FES - Falling Short | Total peak demand (MW) | SOUTH SHIELDS | Falling Short | Dem_BB000a_NPgExtra | MW | NPgN | South Shields |  | 45.881 | 45.763 | 46.692 | 47.102 | 47.237 | 47.453 | 47.762 | 48.139 | 48.539 | 48.963 | 49.379 | 49.799 | 50.149 | 50.498 | 50.835 | 51.188 | 51.525 | 51.867 | 52.192 | 52.494 | 52.772 | 53.02 | 53.239 | 53.432 | 53.596 | 53.743 | 53.875 | 53.991 | 54.067
NPgN | GSP | NG FES - Falling Short | Total peak demand (MW) | SPADEADAM | Falling Short | Dem_BB000a_NPgExtra | MW | NPgN | Spadeadam - Not in NG FES |  | 6.089 | 6.09 | 6.109 | 6.148 | 6.205 | 6.28 | 6.38 | 6.497 | 6.611 | 6.726 | 6.834 | 6.938 | 7.031 | 7.124 | 7.204 | 7.286 | 7.359 | 7.427 | 7.495 | 7.553 | 7.605 | 7.649 | 7.687 | 7.72 | 7.75 | 7.776 | 7.799 | 7.818 | 7.829
NPgN | GSP | NG FES - Falling Short | Total peak demand (MW) | SPENNYMOOR | Falling Short | Dem_BB000a_NPgExtra | MW | NPgN | Spennymoor |  | 243.19 | 243.971 | 250.257 | 262.213 | 271.97 | 274.709 | 278.118 | 281.981 | 285.865 | 289.802 | 293.618 | 297.374 | 300.836 | 304.311 | 307.605 | 310.943 | 314.138 | 317.304 | 320.319 | 323.172 | 325.874 | 328.402 | 330.774 | 333.001 | 335.032 | 336.98 | 338.865 | 340.67 | 342.234
NPgN | GSP | NG FES - Falling Short | Total peak demand (MW) | STELLA NORTH | Falling Short | Dem_BB000a_NPgExtra | MW | NPgN | Stella North |  | 220.502 | 219.856 | 227.291 | 231.804 | 233.821 | 234.741 | 236.068 | 237.679 | 239.37 | 241.158 | 242.851 | 244.526 | 245.864 | 247.189 | 248.446 | 249.755 | 250.963 | 252.169 | 253.303 | 254.367 | 255.353 | 256.24 | 257.034 | 257.741 | 258.337 | 258.878 | 259.379 | 259.829 | 260.109
NPgN | GSP | NG FES - Falling Short | Total peak demand (MW) | STELLA SOUTH | Falling Short | Dem_BB000a_NPgExtra | MW | NPgN | Stella South |  | 215.912 | 215.926 | 226.109 | 231.891 | 233.1 | 234.684 | 236.799 | 239.294 | 242.336 | 244.989 | 247.569 | 250.131 | 252.495 | 256.67 | 259.041 | 261.454 | 263.776 | 266.096 | 268.331 | 270.394 | 272.306 | 274.041 | 275.61 | 277.026 | 278.282 | 279.431 | 280.502 | 281.445 | 282.082
NPgN | GSP | NG FES - Falling Short | Total peak demand (MW) | TYNEMOUTH | Falling Short | Dem_BB000a_NPgExtra | MW | NPgN | Tynemouth 1 |  | 149.495 | 149.885 | 152.67 | 155.781 | 157.384 | 159.323 | 161.747 | 164.481 | 167.196 | 169.926 | 172.467 | 174.91 | 177.037 | 179.067 | 180.908 | 182.717 | 184.412 | 186.053 | 187.609 | 189.042 | 190.382 | 191.611 | 192.749 | 193.805 | 194.754 | 195.656 | 196.528 | 197.358 | 198.06
NPgN | GSP | NG FES - Falling Short | Total peak demand (MW) | WEST BOLDON | Falling Short | Dem_BB000a_NPgExtra | MW | NPgN | West Boldon |  | 212.664 | 212.534 | 249.276 | 255.215 | 256.728 | 258.747 | 261.447 | 264.603 | 267.791 | 271.049 | 274.113 | 277.099 | 279.712 | 282.308 | 284.698 | 287.097 | 289.356 | 291.558 | 293.63 | 295.499 | 297.193 | 298.682 | 299.989 | 301.126 | 302.073 | 302.911 | 303.671 | 304.326 | 304.719
NPgY | GSP | NG FES - Falling Short | Total peak demand (MW) | BRADFORD WEST | Falling Short | Dem_BB000a_NPgExtra | MW | NPgY | Bradford West |  | 368.942 | 383.7 | 392.81 | 399.774 | 403.697 | 408.723 | 415.371 | 423.435 | 431.36 | 439.044 | 446.19 | 453.062 | 459.66 | 466.454 | 472.791 | 478.948 | 484.134 | 488.967 | 493.55 | 497.548 | 501.164 | 504.332 | 507.123 | 509.579 | 511.697 | 513.595 | 515.343 | 516.94 | 518.098
NPgY | GSP | NG FES - Falling Short | Total peak demand (MW) | CAMBLESFORTH | Falling Short | Dem_BB000a_NPgExtra | MW | NPgY | Camblesforth |  | 64.784 | 67.867 | 71.342 | 71.975 | 72.687 | 73.487 | 74.406 | 75.448 | 76.553 | 77.712 | 78.909 | 80.137 | 81.387 | 82.664 | 83.964 | 85.309 | 86.682 | 88.063 | 89.425 | 90.728 | 91.962 | 93.117 | 94.192 | 95.191 | 96.119 | 96.989 | 97.814 | 98.607 | 99.378
NPgY | GSP | NG FES - Falling Short | Total peak demand (MW) | CREYKE BECK | Falling Short | Dem_BB000a_NPgExtra | MW | NPgY | Creyke Beck |  | 369.467 | 384.851 | 394.96 | 401.364 | 404.539 | 408.566 | 413.586 | 419.477 | 425.482 | 431.544 | 437.479 | 443.404 | 449.303 | 455.529 | 461.662 | 467.919 | 473.669 | 479.293 | 484.653 | 489.715 | 494.479 | 498.9 | 502.997 | 506.79 | 510.225 | 513.467 | 516.562 | 519.536 | 522.145
NPgY | GSP | NG FES - Falling Short | Total peak demand (MW) | DRAX | Falling Short | Dem_BB000a_NPgExtra | MW | NPgY | Drax |  | 88.787 | 92.838 | 94.209 | 95.669 | 99.533 | 101.376 | 103.481 | 105.835 | 108.214 | 110.597 | 112.951 | 115.287 | 117.609 | 119.98 | 122.328 | 124.665 | 126.85 | 128.979 | 131.054 | 133.035 | 134.932 | 136.73 | 138.437 | 140.059 | 141.585 | 143.055 | 144.482 | 145.878 | 147.221
NPgY | GSP | NG FES - Falling Short | Total peak demand (MW) | ELLAND | Falling Short | Dem_BB000a_NPgExtra | MW | NPgY | Elland |  | 303.323 | 312.211 | 317.895 | 319.313 | 320.223 | 321.741 | 323.957 | 326.781 | 329.783 | 332.932 | 336.027 | 339.184 | 342.407 | 373.067 | 376.761 | 380.579 | 384.015 | 387.397 | 390.6 | 393.59 | 396.351 | 398.84 | 401.065 | 403.04 | 404.739 | 406.269 | 407.67 | 408.928 | 409.812
NPgY | GSP | NG FES - Falling Short | Total peak demand (MW) | FERRYBRIDGE A | Falling Short | Dem_BB000a_NPgExtra | MW | NPgY | Ferrybridge A |  | 102.985 | 123.505 | 128.347 | 131.965 | 134.454 | 137.386 | 140.915 | 145.006 | 149.084 | 153.098 | 156.969 | 160.733 | 164.412 | 214.768 | 218.391 | 221.917 | 225.096 | 228.155 | 231.005 | 233.667 | 236.135 | 238.388 | 240.448 | 242.328 | 243.958 | 245.487 | 246.945 | 248.337 | 249.605
NPgY | GSP | NG FES - Falling Short | Total peak demand (MW) | FERRYBRIDGE B | Falling Short | Dem_BB000a_NPgExtra | MW | NPgY | Ferrybridge B (_M) |  | 287.15 | 301.479 | 312.024 | 324.312 | 329.698 | 335.929 | 343.648 | 352.767 | 369.377 | 378.373 | 387.055 | 395.514 | 403.752 | 432.644 | 440.676 | 448.593 | 455.938 | 463.039 | 469.659 | 475.794 | 481.439 | 486.543 | 491.151 | 495.293 | 498.826 | 502.084 | 505.149 | 508.043 | 510.62
NPgY | GSP | NG FES - Falling Short | Total peak demand (MW) | GRIMSBY WEST | Falling Short | Dem_BB000a_NPgExtra | MW | NPgY | Grimsby West |  | 174.36 | 183.802 | 186.291 | 187.783 | 189.913 | 192.723 | 196.428 | 200.981 | 205.598 | 210.212 | 214.699 | 219.106 | 223.41 | 227.722 | 231.909 | 236.077 | 239.991 | 243.769 | 247.288 | 250.473 | 253.321 | 255.792 | 257.91 | 259.696 | 261.092 | 262.275 | 263.303 | 264.218 | 264.994
NPgY | GSP | NG FES - Falling Short | Total peak demand (MW) | JORDANTHORPE | Falling Short | Dem_BB000a_NPgExtra | MW | NPgY | Jordanthorpe |  | 54.503 | 56.402 | 57.254 | 58.003 | 58.922 | 60.005 | 61.336 | 62.886 | 64.38 | 65.795 | 67.079 | 68.272 | 69.388 | 70.471 | 71.462 | 72.367 | 73.098 | 73.768 | 74.358 | 74.893 | 75.386 | 75.836 | 76.252 | 76.64 | 76.962 | 77.28 | 77.599 | 77.915 | 78.207
NPgY | GSP | NG FES - Falling Short | Total peak demand (MW) | KEADBY | Falling Short | Dem_BB000a_NPgExtra | MW | NPgY | Keadby |  | 316.283 | 320.179 | 327.967 | 333.928 | 337.287 | 341.103 | 345.465 | 350.326 | 355.316 | 360.405 | 365.49 | 370.619 | 375.759 | 381.078 | 386.397 | 391.881 | 397.215 | 402.505 | 407.602 | 412.498 | 417.159 | 421.552 | 425.681 | 429.56 | 433.155 | 436.584 | 439.888 | 443.1 | 446.091
NPgY | GSP | NG FES - Falling Short | Total peak demand (MW) | KIRKSTALL B | Falling Short | Dem_BB000a_NPgExtra | MW | NPgY | Kirkstall B |  | 215.745 | 232.764 | 243.388 | 251.347 | 253.848 | 256.411 | 259.783 | 263.881 | 267.95 | 271.931 | 275.653 | 279.233 | 282.693 | 286.269 | 289.669 | 292.951 | 295.699 | 298.299 | 300.719 | 302.891 | 304.868 | 306.62 | 308.172 | 309.543 | 310.691 | 311.731 | 312.693 | 313.576 | 314.245
NPgY | GSP | NG FES - Falling Short | Total peak demand (MW) | NEEPSEND | Falling Short | Dem_BB000a_NPgExtra | MW | NPgY | Neepsend |  | 77.794 | 80.215 | 83.741 | 84.572 | 85.651 | 86.988 | 88.693 | 90.726 | 92.701 | 94.593 | 96.32 | 97.944 | 99.478 | 101.017 | 102.429 | 103.752 | 104.836 | 105.828 | 106.747 | 107.553 | 108.284 | 108.932 | 109.513 | 110.036 | 110.481 | 110.895 | 111.292 | 111.667 | 111.967
NPgY | GSP | NG FES - Falling Short | Total peak demand (MW) | NORTON LEES | Falling Short | Dem_BB000a_NPgExtra | MW | NPgY | Norton Lees |  | 53.448 | 53.845 | 54.467 | 55.423 | 56.661 | 58.172 | 60.064 | 62.3 | 64.457 | 66.503 | 68.366 | 70.099 | 71.718 | 73.304 | 74.766 | 76.097 | 77.189 | 78.186 | 79.074 | 79.861 | 80.576 | 81.214 | 81.793 | 82.322 | 82.755 | 83.171 | 83.581 | 83.968 | 84.281
NPgY | GSP | NG FES - Falling Short | Total peak demand (MW) | PITSMOOR 3/4 | Falling Short | Dem_BB000a_NPgExtra | MW | NPgY | Pitsmoor |  | 50.741 | 57.184 | 58.727 | 58.734 | 58.799 | 58.936 | 59.144 | 59.41 | 59.695 | 59.994 | 60.282 | 60.573 | 60.875 | 61.234 | 61.593 | 61.954 | 62.237 | 62.508 | 62.773 | 63.019 | 63.251 | 63.464 | 63.66 | 63.84 | 64.007 | 64.161 | 64.306 | 64.441 | 64.538
NPgY | GSP | NG FES - Falling Short | Total peak demand (MW) | SALTEND NORTH | Falling Short | Dem_BB000a_NPgExtra | MW | NPgY | Saltend North |  | 112.471 | 114.271 | 114.653 | 115.196 | 115.899 | 116.772 | 117.86 | 119.164 | 120.532 | 121.949 | 123.388 | 124.847 | 126.315 | 127.804 | 129.296 | 130.816 | 132.329 | 133.832 | 135.301 | 136.678 | 137.962 | 139.14 | 140.214 | 141.189 | 142.067 | 142.873 | 143.623 | 144.333 | 145.011
NPgY | GSP | NG FES - Falling Short | Total peak demand (MW) | SHEFFIELD CITY | Falling Short | Dem_BB000a_NPgExtra | MW | NPgY | Sheffield City |  | 74.36 | 80.263 | 85.186 | 87.332 | 87.651 | 88.148 | 88.851 | 89.733 | 90.616 | 91.488 | 92.313 | 93.121 | 93.908 | 94.767 | 95.572 | 96.382 | 97.067 | 97.708 | 98.363 | 98.919 | 99.426 | 99.868 | 100.257 | 100.597 | 100.919 | 101.2 | 101.45 | 101.668 | 101.798
NPgY | GSP | NG FES - Falling Short | Total peak demand (MW) | SKELTON GRANGE | Falling Short | Dem_BB000a_NPgExtra | MW | NPgY | Skelton Grange |  | 514.642 | 562.411 | 580.073 | 589.772 | 595.185 | 601.9 | 610.72 | 621.443 | 632.211 | 642.89 | 653.059 | 662.984 | 672.695 | 702.537 | 712.335 | 722.022 | 730.565 | 738.725 | 746.486 | 753.463 | 759.809 | 765.42 | 770.367 | 774.704 | 778.404 | 781.692 | 784.685 | 787.378 | 789.381
NPgY | GSP | NG FES - Falling Short | Total peak demand (MW) | TEMPLEBOROUGH 275/33KV | Falling Short | Dem_BB000a_NPgExtra | MW | NPgY | Templeborough |  | 14.561 | 14.632 | 14.724 | 14.836 | 14.973 | 15.133 | 15.326 | 15.551 | 15.776 | 15.999 | 16.217 | 16.431 | 16.64 | 16.844 | 17.043 | 17.241 | 17.438 | 17.632 | 17.814 | 17.989 | 18.155 | 18.311 | 18.458 | 18.596 | 18.72 | 18.839 | 18.954 | 19.068 | 19.18
NPgY | GSP | NG FES - Falling Short | Total peak demand (MW) | THURCROFT | Falling Short | Dem_BB000a_NPgExtra | MW | NPgY | Thurcroft |  | 175.26 | 189.737 | 193.881 | 206.238 | 207.823 | 209.763 | 212.107 | 214.833 | 229.201 | 232.252 | 235.341 | 238.5 | 241.729 | 303.04 | 306.599 | 310.252 | 313.704 | 317.134 | 320.441 | 323.598 | 326.567 | 329.317 | 331.85 | 334.176 | 336.278 | 338.235 | 340.082 | 341.834 | 343.399
NPgY | GSP | NG FES - Falling Short | Total peak demand (MW) | WEST MELTON / THORPE MARSH | Falling Short | Dem_BB000a_NPgExtra | MW | NPgY | Thorpe Marsh |  | 401.517 | 420.778 | 431.524 | 438.44 | 443.951 | 458.892 | 467.094 | 476.697 | 486.332 | 495.899 | 505.165 | 514.277 | 523.235 | 557.159 | 566.189 | 575.172 | 583.325 | 591.195 | 598.752 | 605.754 | 612.302 | 618.322 | 623.87 | 628.983 | 633.625 | 637.981 | 642.13 | 646.082 | 649.553
NPgY | GSP | NG FES - Falling Short | Total peak demand (MW) | WEST MELTON SECTION 3 | Falling Short | Dem_BB000a_NPgExtra | MW | NPgY | West Melton |  | 232.788 | 241.088 | 244.214 | 247.635 | 250.247 | 253.357 | 257.083 | 261.362 | 265.785 | 270.312 | 274.775 | 279.249 | 283.779 | 305.07 | 310.016 | 315.005 | 319.492 | 323.861 | 328.012 | 331.934 | 335.595 | 338.957 | 342.032 | 344.839 | 347.339 | 349.662 | 351.853 | 353.908 | 355.619
NPgY | GSP | NG FES - Falling Short | Total peak demand (MW) | WINCOBANK | Falling Short | Dem_BB000a_NPgExtra | MW | NPgY | Wincobank |  | 37.365 | 49.087 | 49.555 | 53.461 | 53.487 | 53.57 | 53.705 | 53.88 | 54.078 | 54.296 | 54.528 | 54.779 | 55.043 | 55.366 | 55.703 | 56.075 | 56.415 | 56.754 | 57.08 | 57.391 | 57.684 | 57.956 | 58.206 | 58.434 | 58.643 | 58.835 | 59.016 | 59.182 | 59.299
NPgN | GSP | NG FES - Leading the Way | Total peak demand (MW) | BLYTH 66kV | Leading the Way | Dem_BB000a_NPgExtra | MW | NPgN | Blyth 66kV |  | 192.9 | 192.27 | 195.464 | 199.661 | 202.959 | 246.358 | 288.242 | 289.439 | 292.492 | 301.638 | 310.416 | 318.859 | 326.918 | 334.591 | 341.992 | 349.174 | 355.964 | 362.218 | 367.242 | 371.415 | 375.12 | 380.155 | 385.835 | 390.18 | 389.281 | 388.388 | 387.51 | 386.643 | 385.879
NPgN | GSP | NG FES - Leading the Way | Total peak demand (MW) | BLYTH 132kV | Leading the Way | Dem_BB000a_NPgExtra | MW | NPgN | Blyth 132kV |  | 55.928 | 56.472 | 60.152 | 64.532 | 66.823 | 69.1 | 70.929 | 72.626 | 75.172 | 79.789 | 84.108 | 88.194 | 92.017 | 95.52 | 98.736 | 101.76 | 104.565 | 107.131 | 109.234 | 110.987 | 112.521 | 114.397 | 116.414 | 117.987 | 117.719 | 117.449 | 117.193 | 116.945 | 116.738
NPgN | GSP | NG FES - Leading the Way | Total peak demand (MW) | FOURSTONES | Leading the Way | Dem_BB000a_NPgExtra | MW | NPgN | Fourstones |  | 22.425 | 22.233 | 22.111 | 22.113 | 22.211 | 22.353 | 22.339 | 22.257 | 22.314 | 22.886 | 23.444 | 23.988 | 24.514 | 25.015 | 25.503 | 25.978 | 26.424 | 26.831 | 27.133 | 27.366 | 27.564 | 27.898 | 28.296 | 28.59 | 28.446 | 28.303 | 28.164 | 28.026 | 27.897
NPgN | GSP | NG FES - Leading the Way | Total peak demand (MW) | HARTMOOR | Leading the Way | Dem_BB000a_NPgExtra | MW | NPgN | Hart Moor |  | 88.099 | 88.016 | 97.982 | 101.114 | 105.255 | 108.432 | 110.566 | 112.183 | 114.804 | 120.976 | 126.924 | 132.622 | 137.997 | 142.982 | 147.709 | 152.3 | 156.587 | 160.473 | 163.446 | 165.856 | 167.98 | 170.936 | 174.306 | 177.01 | 176.523 | 176.038 | 175.568 | 175.109 | 174.711
NPgN | GSP | NG FES - Leading the Way | Total peak demand (MW) | HAWTHORN PIT GRID | Leading the Way | Dem_BB000a_NPgExtra | MW | NPgN | Hawthorn Pit |  | 106.745 | 107.462 | 111.352 | 115.541 | 118.394 | 121.592 | 123.668 | 125.286 | 128.147 | 134.588 | 140.725 | 146.584 | 152.128 | 157.357 | 162.324 | 167.065 | 171.489 | 175.484 | 178.549 | 181.028 | 183.181 | 186.243 | 189.719 | 192.355 | 191.796 | 191.234 | 190.681 | 190.132 | 189.646
NPgN | GSP | NG FES - Leading the Way | Total peak demand (MW) | KNARESBOROUGH | Leading the Way | Dem_BB000a_NPgExtra | MW | NPgN | Knaresborough |  | 179.706 | 179.274 | 183.043 | 187.301 | 189.172 | 192.994 | 194.467 | 195.78 | 198.06 | 203.383 | 208.602 | 213.725 | 218.659 | 223.295 | 227.684 | 231.884 | 235.804 | 239.384 | 242.28 | 244.721 | 246.905 | 249.622 | 252.595 | 255.038 | 254.864 | 254.684 | 254.509 | 254.337 | 254.205
NPgN | GSP | NG FES - Leading the Way | Total peak demand (MW) | LACKENBY | Leading the Way | Dem_BB000a_NPgExtra | MW | NPgN | Lackenby |  | 181.941 | 181.768 | 184.955 | 187.079 | 191.26 | 194.379 | 196.742 | 198.881 | 202.386 | 209.971 | 217.235 | 224.237 | 230.912 | 237.249 | 243.247 | 248.923 | 254.197 | 258.982 | 262.854 | 266.123 | 269.025 | 272.613 | 276.509 | 279.554 | 279.084 | 278.599 | 278.114 | 277.626 | 277.194
NPgN | GSP | NG FES - Leading the Way | Total peak demand (MW) | NORTON | Leading the Way | Dem_BB000a_NPgExtra | MW | NPgN | Norton |  | 417.476 | 419.152 | 443.172 | 452.525 | 461.512 | 471.61 | 478.995 | 485.423 | 500.918 | 523.308 | 544.917 | 565.856 | 585.917 | 637.067 | 655.345 | 672.922 | 689.448 | 704.695 | 717.21 | 727.935 | 737.644 | 749.719 | 762.87 | 773.63 | 773.547 | 773.423 | 773.292 | 773.147 | 773.151
NPgN | GSP | NG FES - Leading the Way | Total peak demand (MW) | OFFERTON | Leading the Way | Dem_BB000a_NPgExtra | MW | NPgN | Offerton |  | 47.002 | 46.818 | 47.472 | 48.82 | 50.157 | 51.701 | 52.6 | 53.248 | 54.711 | 58.37 | 61.803 | 65.062 | 68.139 | 71.031 | 73.776 | 76.411 | 78.888 | 81.158 | 82.97 | 84.444 | 85.724 | 87.53 | 89.576 | 91.073 | 90.686 | 90.302 | 89.927 | 89.558 | 89.233
NPgN | GSP | NG FES - Leading the Way | Total peak demand (MW) | OSBALDWICK | Leading the Way | Dem_BB000a_NPgExtra | MW | NPgN | Osbaldwick |  | 248.273 | 247.776 | 252.887 | 262.108 | 268.345 | 274.97 | 279.808 | 283.885 | 290.786 | 306.71 | 321.887 | 336.363 | 350.035 | 362.763 | 374.683 | 386.025 | 396.586 | 406.29 | 414.227 | 420.966 | 427.011 | 434.547 | 442.825 | 449.393 | 448.074 | 446.77 | 445.516 | 444.299 | 443.245
NPgN | GSP | NG FES - Leading the Way | Total peak demand (MW) | POPPLETON | Leading the Way | Dem_BB000a_NPgExtra | MW | NPgN | Poppleton |  | 43.155 | 43.095 | 44.002 | 45.725 | 48.452 | 49.922 | 50.87 | 51.581 | 52.849 | 55.612 | 58.248 | 60.754 | 63.105 | 65.276 | 67.316 | 69.271 | 71.076 | 72.709 | 73.953 | 74.922 | 75.744 | 76.985 | 78.431 | 79.522 | 79.289 | 79.057 | 78.833 | 78.617 | 78.433
NPgN | GSP | NG FES - Leading the Way | Total peak demand (MW) | SALTHOLME | Leading the Way | Dem_BB000a_NPgExtra | MW | NPgN | Saltholme |  | 73.095 | 88.855 | 91.644 | 91.559 | 91.458 | 91.38 | 91.28 | 91.168 | 91.101 | 91.229 | 91.364 | 91.501 | 91.633 | 91.752 | 91.867 | 91.989 | 92.106 | 92.215 | 92.29 | 92.348 | 92.402 | 92.487 | 92.593 | 92.682 | 92.603 | 92.527 | 92.453 | 92.38 | 92.309
NPgN | GSP | NG FES - Leading the Way | Total peak demand (MW) | SOUTH SHIELDS | Leading the Way | Dem_BB000a_NPgExtra | MW | NPgN | South Shields |  | 45.687 | 45.412 | 46.37 | 47.07 | 47.766 | 48.627 | 49.055 | 49.311 | 50.195 | 52.942 | 55.569 | 58.094 | 60.507 | 62.81 | 65.034 | 67.195 | 69.241 | 71.139 | 72.681 | 73.968 | 75.116 | 76.662 | 78.413 | 79.715 | 79.425 | 79.139 | 78.859 | 78.583 | 78.342
NPgN | GSP | NG FES - Leading the Way | Total peak demand (MW) | SPADEADAM | Leading the Way | Dem_BB000a_NPgExtra | MW | NPgN | Spadeadam - Not in NG FES |  | 6.071 | 6.057 | 6.104 | 6.21 | 6.385 | 6.577 | 6.711 | 6.829 | 7.042 | 7.538 | 8.013 | 8.467 | 8.899 | 9.3 | 9.674 | 10.029 | 10.36 | 10.667 | 10.923 | 11.14 | 11.331 | 11.571 | 11.831 | 12.034 | 11.993 | 11.953 | 11.915 | 11.878 | 11.847
NPgN | GSP | NG FES - Leading the Way | Total peak demand (MW) | SPENNYMOOR | Leading the Way | Dem_BB000a_NPgExtra | MW | NPgN | Spennymoor |  | 242.279 | 241.932 | 248.287 | 261.527 | 273.844 | 279.09 | 282.76 | 285.837 | 290.961 | 301.97 | 312.482 | 322.561 | 332.109 | 341.059 | 349.535 | 357.677 | 365.278 | 372.216 | 377.701 | 382.226 | 386.225 | 391.521 | 397.408 | 402.066 | 401.498 | 400.919 | 400.351 | 399.784 | 399.305
NPgN | GSP | NG FES - Leading the Way | Total peak demand (MW) | STELLA NORTH | Leading the Way | Dem_BB000a_NPgExtra | MW | NPgN | Stella North |  | 219.851 | 218.37 | 225.802 | 231.151 | 234.959 | 237.805 | 239.256 | 240.184 | 243.247 | 253.159 | 262.546 | 271.505 | 280.017 | 288.134 | 295.937 | 303.473 | 310.584 | 317.16 | 322.506 | 327.006 | 331.035 | 336.345 | 342.279 | 346.734 | 345.366 | 344.014 | 342.685 | 341.373 | 340.176
NPgN | GSP | NG FES - Leading the Way | Total peak demand (MW) | STELLA SOUTH | Leading the Way | Dem_BB000a_NPgExtra | MW | NPgN | Stella South |  | 215.243 | 214.52 | 225.002 | 232.127 | 235.77 | 239.826 | 242.529 | 244.786 | 249.38 | 258.471 | 267.228 | 275.649 | 283.635 | 292.783 | 299.815 | 306.488 | 312.665 | 318.257 | 322.571 | 326.014 | 328.955 | 333.062 | 337.685 | 341.161 | 340.318 | 339.469 | 338.636 | 337.812 | 337.081
NPgN | GSP | NG FES - Leading the Way | Total peak demand (MW) | TYNEMOUTH | Leading the Way | Dem_BB000a_NPgExtra | MW | NPgN | Tynemouth 1 |  | 148.761 | 148.785 | 152.161 | 156.81 | 161.039 | 165.599 | 168.638 | 171.051 | 175.501 | 185.406 | 194.74 | 203.627 | 212.027 | 219.908 | 227.405 | 234.647 | 241.474 | 247.762 | 252.847 | 257.076 | 260.84 | 265.869 | 271.519 | 275.835 | 275.364 | 274.899 | 274.453 | 274.021 | 273.694
NPgN | GSP | NG FES - Leading the Way | Total peak demand (MW) | WEST BOLDON | Leading the Way | Dem_BB000a_NPgExtra | MW | NPgN | West Boldon |  | 211.726 | 211.288 | 248.971 | 257.193 | 262.476 | 268.388 | 272.331 | 275.5 | 281.456 | 295.052 | 307.959 | 320.303 | 331.992 | 342.958 | 353.353 | 363.322 | 372.647 | 381.162 | 387.957 | 393.523 | 398.388 | 404.94 | 412.305 | 417.853 | 416.794 | 415.732 | 414.694 | 413.673 | 412.797
NPgY | GSP | NG FES - Leading the Way | Total peak demand (MW) | BRADFORD WEST | Leading the Way | Dem_BB000a_NPgExtra | MW | NPgY | Bradford West |  | 367.404 | 381.257 | 392.39 | 403.31 | 414.019 | 426.384 | 434.079 | 442.45 | 456.336 | 485.944 | 514.309 | 541.682 | 567.82 | 592.245 | 615.266 | 637.039 | 657.415 | 676.27 | 692.199 | 705.823 | 717.83 | 733.628 | 748.736 | 760.254 | 757.816 | 755.385 | 753.036 | 750.748 | 748.467
NPgY | GSP | NG FES - Leading the Way | Total peak demand (MW) | CAMBLESFORTH | Leading the Way | Dem_BB000a_NPgExtra | MW | NPgY | Camblesforth |  | 64.783 | 67.48 | 70.647 | 71.026 | 71.593 | 72.307 | 73.065 | 73.96 | 75.104 | 76.521 | 77.972 | 79.429 | 80.843 | 82.162 | 83.374 | 84.479 | 85.475 | 86.361 | 87.128 | 87.788 | 88.366 | 88.95 | 89.49 | 89.955 | 90.235 | 90.504 | 90.768 | 91.027 | 91.281
NPgY | GSP | NG FES - Leading the Way | Total peak demand (MW) | CREYKE BECK | Leading the Way | Dem_BB000a_NPgExtra | MW | NPgY | Creyke Beck |  | 368.646 | 382.127 | 391.453 | 398.217 | 403.162 | 409.511 | 414.079 | 419.25 | 427.548 | 446.542 | 464.958 | 482.975 | 500.42 | 517.063 | 532.99 | 548.241 | 562.681 | 576.225 | 588.002 | 598.567 | 608.287 | 619.7 | 630.766 | 639.853 | 639.265 | 638.662 | 638.072 | 637.484 | 636.86
NPgY | GSP | NG FES - Leading the Way | Total peak demand (MW) | DRAX | Leading the Way | Dem_BB000a_NPgExtra | MW | NPgY | Drax |  | 88.652 | 92.118 | 93.177 | 94.391 | 98.268 | 100.183 | 102.022 | 104.025 | 106.688 | 110.863 | 114.924 | 118.893 | 122.726 | 126.363 | 129.815 | 133.088 | 136.178 | 139.06 | 141.63 | 144.009 | 146.255 | 148.595 | 150.86 | 152.79 | 153.3 | 153.802 | 154.302 | 154.798 | 155.272
NPgY | GSP | NG FES - Leading the Way | Total peak demand (MW) | ELLAND | Leading the Way | Dem_BB000a_NPgExtra | MW | NPgY | Elland |  | 302.183 | 309.781 | 315.24 | 317.715 | 320.951 | 325.343 | 327.348 | 329.867 | 335.193 | 350.154 | 364.717 | 379.005 | 392.845 | 433.071 | 445.773 | 457.959 | 469.413 | 479.989 | 488.794 | 496.384 | 503.168 | 512.166 | 520.846 | 527.537 | 525.875 | 524.211 | 522.566 | 520.935 | 519.272
NPgY | GSP | NG FES - Leading the Way | Total peak demand (MW) | FERRYBRIDGE A | Leading the Way | Dem_BB000a_NPgExtra | MW | NPgY | Ferrybridge A |  | 102.474 | 122.539 | 127.808 | 132.236 | 136.387 | 141.243 | 145.168 | 149.413 | 155.349 | 164.779 | 173.729 | 182.352 | 190.572 | 244.945 | 252.249 | 259.125 | 265.536 | 271.406 | 276.372 | 280.684 | 284.528 | 289.136 | 293.523 | 296.959 | 297.146 | 297.302 | 297.453 | 297.594 | 297.713
NPgY | GSP | NG FES - Leading the Way | Total peak demand (MW) | FERRYBRIDGE B | Leading the Way | Dem_BB000a_NPgExtra | MW | NPgY | Ferrybridge B (_M) |  | 285.985 | 299.364 | 311.69 | 326.722 | 336.891 | 347.818 | 356.553 | 366.111 | 386.894 | 407.842 | 427.775 | 447.007 | 465.285 | 502.928 | 518.892 | 533.906 | 547.795 | 560.393 | 570.855 | 579.774 | 587.622 | 597.362 | 606.556 | 613.796 | 613.907 | 613.949 | 613.99 | 614.017 | 613.992
NPgY | GSP | NG FES - Leading the Way | Total peak demand (MW) | GRIMSBY WEST | Leading the Way | Dem_BB000a_NPgExtra | MW | NPgY | Grimsby West |  | 174.011 | 182.999 | 185.952 | 188.463 | 192.725 | 198.072 | 202.665 | 207.829 | 215.554 | 228.451 | 240.832 | 252.827 | 264.258 | 274.924 | 284.857 | 294.127 | 302.7 | 310.521 | 317.23 | 323.051 | 328.209 | 334.042 | 339.548 | 343.66 | 343.164 | 342.636 | 342.112 | 341.587 | 341.04
NPgY | GSP | NG FES - Leading the Way | Total peak demand (MW) | JORDANTHORPE | Leading the Way | Dem_BB000a_NPgExtra | MW | NPgY | Jordanthorpe |  | 54.109 | 55.865 | 57.091 | 58.468 | 60.46 | 62.676 | 64.167 | 65.724 | 68.037 | 71.999 | 75.661 | 79.131 | 82.401 | 85.45 | 88.349 | 91.134 | 93.755 | 96.18 | 98.187 | 99.887 | 101.388 | 103.477 | 105.478 | 107.004 | 106.939 | 106.87 | 106.806 | 106.744 | 106.672
NPgY | GSP | NG FES - Leading the Way | Total peak demand (MW) | KEADBY | Leading the Way | Dem_BB000a_NPgExtra | MW | NPgY | Keadby |  | 316.215 | 319.026 | 326.22 | 332.167 | 336.21 | 341.017 | 345.242 | 349.891 | 356.072 | 367.379 | 378.487 | 389.466 | 400.179 | 410.48 | 420.373 | 429.86 | 438.873 | 447.357 | 454.895 | 461.806 | 468.274 | 475.361 | 482.25 | 488.29 | 489.485 | 490.635 | 491.76 | 492.856 | 493.91
NPgY | GSP | NG FES - Leading the Way | Total peak demand (MW) | KIRKSTALL B | Leading the Way | Dem_BB000a_NPgExtra | MW | NPgY | Kirkstall B |  | 215.159 | 231.874 | 244.995 | 255.588 | 261.973 | 267.396 | 271.146 | 275.266 | 282.085 | 296.324 | 309.854 | 322.925 | 335.452 | 347.281 | 358.481 | 369.067 | 378.972 | 388.173 | 396.063 | 402.961 | 409.135 | 416.724 | 424.001 | 429.546 | 428.446 | 427.34 | 426.264 | 425.206 | 424.141
NPgY | GSP | NG FES - Leading the Way | Total peak demand (MW) | NEEPSEND | Leading the Way | Dem_BB000a_NPgExtra | MW | NPgY | Neepsend |  | 77.434 | 79.639 | 83.675 | 85.406 | 88.033 | 91.042 | 92.975 | 95.034 | 98.319 | 104.711 | 110.735 | 116.494 | 121.965 | 127.076 | 131.89 | 136.433 | 140.677 | 144.588 | 147.88 | 150.683 | 153.144 | 156.47 | 159.656 | 162.063 | 161.653 | 161.243 | 160.85 | 160.468 | 160.087
NPgY | GSP | NG FES - Leading the Way | Total peak demand (MW) | NORTON LEES | Leading the Way | Dem_BB000a_NPgExtra | MW | NPgY | Norton Lees |  | 52.779 | 53.154 | 54.498 | 56.734 | 59.987 | 63.67 | 65.935 | 68.306 | 71.992 | 78.546 | 84.683 | 90.528 | 96.047 | 101.177 | 106.059 | 110.757 | 115.159 | 119.19 | 122.471 | 125.194 | 127.565 | 131.108 | 134.508 | 137.025 | 136.82 | 136.608 | 136.408 | 136.214 | 136.006
NPgY | GSP | NG FES - Leading the Way | Total peak demand (MW) | PITSMOOR 3/4 | Leading the Way | Dem_BB000a_NPgExtra | MW | NPgY | Pitsmoor |  | 50.659 | 56.89 | 58.352 | 58.411 | 58.694 | 59.139 | 59.216 | 59.34 | 59.892 | 62.025 | 64.107 | 66.147 | 68.141 | 70.071 | 71.942 | 73.734 | 75.44 | 77.047 | 78.446 | 79.685 | 80.805 | 82.254 | 83.668 | 84.745 | 84.442 | 84.144 | 83.852 | 83.566 | 83.28
NPgY | GSP | NG FES - Leading the Way | Total peak demand (MW) | SALTEND NORTH | Leading the Way | Dem_BB000a_NPgExtra | MW | NPgY | Saltend North |  | 112.416 | 113.725 | 113.781 | 114.118 | 114.852 | 115.871 | 116.819 | 117.958 | 119.609 | 121.967 | 124.309 | 126.618 | 128.832 | 130.878 | 132.752 | 134.464 | 136.009 | 137.388 | 138.549 | 139.512 | 140.327 | 141.254 | 142.11 | 142.753 | 142.813 | 142.862 | 142.908 | 142.952 | 142.993
NPgY | GSP | NG FES - Leading the Way | Total peak demand (MW) | SHEFFIELD CITY | Leading the Way | Dem_BB000a_NPgExtra | MW | NPgY | Sheffield City |  | 74.122 | 79.699 | 84.609 | 87.014 | 87.914 | 89.098 | 89.811 | 90.632 | 92.054 | 95.457 | 98.783 | 102.009 | 105.091 | 107.931 | 110.566 | 113.034 | 115.308 | 117.394 | 119.139 | 120.623 | 121.928 | 123.641 | 125.28 | 126.575 | 126.16 | 125.754 | 125.365 | 124.991 | 124.628
NPgY | GSP | NG FES - Leading the Way | Total peak demand (MW) | SKELTON GRANGE | Leading the Way | Dem_BB000a_NPgExtra | MW | NPgY | Skelton Grange |  | 512.468 | 558.832 | 579.133 | 593.604 | 607.155 | 622.225 | 632.402 | 643.734 | 661.832 | 698.478 | 733.766 | 767.969 | 800.693 | 850.985 | 879.847 | 907.12 | 932.514 | 955.847 | 975.411 | 992.175 | 1007.005 | 1026.017 | 1044.166 | 1058.114 | 1055.652 | 1053.17 | 1050.762 | 1048.406 | 1046.03
NPgY | GSP | NG FES - Leading the Way | Total peak demand (MW) | TEMPLEBOROUGH 275/33KV | Leading the Way | Dem_BB000a_NPgExtra | MW | NPgY | Templeborough |  | 14.561 | 14.564 | 14.619 | 14.71 | 14.857 | 15.034 | 15.206 | 15.396 | 15.64 | 15.921 | 16.179 | 16.424 | 16.652 | 16.86 | 17.049 | 17.223 | 17.38 | 17.519 | 17.631 | 17.724 | 17.803 | 17.886 | 17.96 | 18.018 | 18.04 | 18.059 | 18.078 | 18.095 | 18.111
NPgY | GSP | NG FES - Leading the Way | Total peak demand (MW) | THURCROFT | Leading the Way | Dem_BB000a_NPgExtra | MW | NPgY | Thurcroft |  | 174.511 | 188.014 | 191.809 | 204.46 | 207.034 | 210.316 | 212.366 | 214.811 | 230.217 | 238.744 | 247.165 | 255.5 | 263.622 | 329.253 | 336.758 | 343.934 | 350.653 | 356.808 | 361.94 | 366.387 | 370.381 | 375.597 | 380.632 | 384.693 | 384.714 | 384.713 | 384.706 | 384.691 | 384.647
NPgY | GSP | NG FES - Leading the Way | Total peak demand (MW) | WEST MELTON / THORPE MARSH | Leading the Way | Dem_BB000a_NPgExtra | MW | NPgY | Thorpe Marsh |  | 400.043 | 417.502 | 428.725 | 437.687 | 447.572 | 467.545 | 475.998 | 485.295 | 499.389 | 526.48 | 552.677 | 578.149 | 602.62 | 650.32 | 672.159 | 692.89 | 712.334 | 730.326 | 745.72 | 759.216 | 771.402 | 786.415 | 800.867 | 812.412 | 812.128 | 811.817 | 811.541 | 811.283 | 810.99
NPgY | GSP | NG FES - Leading the Way | Total peak demand (MW) | WEST MELTON SECTION 3 | Leading the Way | Dem_BB000a_NPgExtra | MW | NPgY | West Melton |  | 231.833 | 239.441 | 242.911 | 247.422 | 252.111 | 257.641 | 261.675 | 266.177 | 272.866 | 286.838 | 300.46 | 313.845 | 326.848 | 355.703 | 367.728 | 379.241 | 390.109 | 400.192 | 408.786 | 416.446 | 423.475 | 431.915 | 440.086 | 446.81 | 446.933 | 447.027 | 447.115 | 447.194 | 447.23
NPgY | GSP | NG FES - Leading the Way | Total peak demand (MW) | WINCOBANK | Leading the Way | Dem_BB000a_NPgExtra | MW | NPgY | Wincobank |  | 37.301 | 48.8 | 49.092 | 52.899 | 52.875 | 52.933 | 52.966 | 53.045 | 53.216 | 54.125 | 55.033 | 55.936 | 56.82 | 57.669 | 58.484 | 59.263 | 59.991 | 60.667 | 61.233 | 61.747 | 62.227 | 62.751 | 63.254 | 63.709 | 63.54 | 63.371 | 63.203 | 63.036 | 62.868
NPgN | GSP | NG FES - System Transformation | Total peak demand (MW) | BLYTH 66kV | System Transformation | Dem_BB000a_NPgExtra | MW | NPgN | Blyth 66kV |  | 193.6 | 193.195 | 196.588 | 199.783 | 201.274 | 242.511 | 283.997 | 285.624 | 287.564 | 289.576 | 291.565 | 293.58 | 295.647 | 299.926 | 305.775 | 310.861 | 315.907 | 321.048 | 326.265 | 331.472 | 336.942 | 342.798 | 349.25 | 356.433 | 364.288 | 372.661 | 381.483 | 390.825 | 400.076
NPgN | GSP | NG FES - System Transformation | Total peak demand (MW) | BLYTH 132kV | System Transformation | Dem_BB000a_NPgExtra | MW | NPgN | Blyth 132kV |  | 56.089 | 56.724 | 60.572 | 64.788 | 66.538 | 68.159 | 69.921 | 71.769 | 73.74 | 75.721 | 77.583 | 79.352 | 81.018 | 83.321 | 86.241 | 88.724 | 91.042 | 93.289 | 95.455 | 97.502 | 99.56 | 101.678 | 103.935 | 106.386 | 108.983 | 111.738 | 114.62 | 117.655 | 120.656
NPgN | GSP | NG FES - System Transformation | Total peak demand (MW) | FOURSTONES | System Transformation | Dem_BB000a_NPgExtra | MW | NPgN | Fourstones |  | 22.494 | 22.344 | 22.262 | 22.168 | 22.103 | 22.054 | 22.029 | 22.025 | 22.063 | 22.104 | 22.15 | 22.207 | 22.278 | 22.532 | 22.968 | 23.344 | 23.71 | 24.088 | 24.482 | 24.878 | 25.299 | 25.754 | 26.258 | 26.821 | 27.44 | 28.102 | 28.798 | 29.534 | 30.26
NPgN | GSP | NG FES - System Transformation | Total peak demand (MW) | HARTMOOR | System Transformation | Dem_BB000a_NPgExtra | MW | NPgN | Hart Moor |  | 88.822 | 88.79 | 98.82 | 101.032 | 103.696 | 105.233 | 106.952 | 108.81 | 110.969 | 113.08 | 115.111 | 117.083 | 119.033 | 121.714 | 125.183 | 128.675 | 132.109 | 135.533 | 138.951 | 142.287 | 145.708 | 149.278 | 153.117 | 157.293 | 161.759 | 166.512 | 171.476 | 176.695 | 181.888
NPgN | GSP | NG FES - System Transformation | Total peak demand (MW) | HAWTHORN PIT GRID | System Transformation | Dem_BB000a_NPgExtra | MW | NPgN | Hawthorn Pit |  | 107.236 | 108.207 | 112.282 | 115.627 | 117.067 | 118.627 | 120.375 | 122.33 | 124.688 | 127.094 | 129.431 | 131.729 | 134.041 | 137.556 | 140.862 | 144.128 | 147.497 | 150.963 | 154.53 | 158.07 | 161.775 | 165.726 | 170.038 | 174.748 | 179.861 | 185.288 | 190.996 | 197.026 | 203.011
NPgN | GSP | NG FES - System Transformation | Total peak demand (MW) | KNARESBOROUGH | System Transformation | Dem_BB000a_NPgExtra | MW | NPgN | Knaresborough |  | 179.717 | 179.657 | 183.818 | 187.875 | 189.105 | 192.148 | 193.655 | 195.384 | 197.433 | 199.596 | 201.807 | 204.108 | 206.498 | 209.402 | 213.456 | 217.323 | 221.03 | 224.644 | 228.124 | 231.424 | 234.644 | 237.824 | 241.043 | 244.354 | 247.74 | 251.263 | 254.86 | 258.564 | 262.258
NPgN | GSP | NG FES - System Transformation | Total peak demand (MW) | LACKENBY | System Transformation | Dem_BB000a_NPgExtra | MW | NPgN | Lackenby |  | 182.258 | 182.257 | 185.605 | 187.072 | 190.088 | 191.8 | 193.779 | 195.999 | 198.565 | 201.264 | 203.921 | 206.603 | 209.326 | 213.426 | 218.203 | 222.571 | 226.905 | 231.221 | 235.497 | 239.649 | 243.865 | 248.221 | 252.868 | 257.883 | 263.25 | 268.925 | 274.866 | 281.122 | 287.336
NPgN | GSP | NG FES - System Transformation | Total peak demand (MW) | NORTON | System Transformation | Dem_BB000a_NPgExtra | MW | NPgN | Norton |  | 418.87 | 421.51 | 446.56 | 454.352 | 460.132 | 466.362 | 473.363 | 481.036 | 494.978 | 503.944 | 512.832 | 521.805 | 530.893 | 575.833 | 591.661 | 606.577 | 621.434 | 636.374 | 651.299 | 665.951 | 680.88 | 696.3 | 712.646 | 730.157 | 748.739 | 768.312 | 788.679 | 809.987 | 831.221
NPgN | GSP | NG FES - System Transformation | Total peak demand (MW) | OFFERTON | System Transformation | Dem_BB000a_NPgExtra | MW | NPgN | Offerton |  | 47.217 | 47.095 | 47.81 | 48.77 | 49.394 | 50.076 | 50.845 | 51.678 | 52.619 | 53.569 | 54.459 | 55.312 | 56.135 | 57.906 | 60.189 | 61.998 | 63.745 | 65.518 | 67.339 | 69.152 | 71.082 | 73.184 | 75.535 | 78.186 | 81.107 | 84.225 | 87.525 | 91.03 | 94.48
NPgN | GSP | NG FES - System Transformation | Total peak demand (MW) | OSBALDWICK | System Transformation | Dem_BB000a_NPgExtra | MW | NPgN | Osbaldwick |  | 249.295 | 249.247 | 254.915 | 263.026 | 266.998 | 270.994 | 275.468 | 280.291 | 285.676 | 291.102 | 296.269 | 301.267 | 306.106 | 313.634 | 323.671 | 332.696 | 341.344 | 349.925 | 358.406 | 366.642 | 375.076 | 383.881 | 393.347 | 403.662 | 414.69 | 426.415 | 438.634 | 451.468 | 464.194
NPgN | GSP | NG FES - System Transformation | Total peak demand (MW) | POPPLETON | System Transformation | Dem_BB000a_NPgExtra | MW | NPgN | Poppleton |  | 43.46 | 43.46 | 44.437 | 45.801 | 47.874 | 48.599 | 49.409 | 50.283 | 51.269 | 52.26 | 53.199 | 54.1 | 54.976 | 56.337 | 57.866 | 59.284 | 60.664 | 62.053 | 63.464 | 64.848 | 66.29 | 67.828 | 69.516 | 71.394 | 73.435 | 75.608 | 77.896 | 80.32 | 82.716
NPgN | GSP | NG FES - System Transformation | Total peak demand (MW) | SALTHOLME | System Transformation | Dem_BB000a_NPgExtra | MW | NPgN | Saltholme |  | 73.142 | 88.999 | 91.897 | 91.886 | 91.844 | 91.829 | 91.843 | 91.88 | 91.953 | 92.035 | 92.131 | 92.241 | 92.366 | 92.512 | 92.757 | 93.033 | 93.312 | 93.6 | 93.886 | 94.166 | 94.448 | 94.732 | 95.024 | 95.326 | 95.636 | 95.958 | 96.286 | 96.621 | 96.957
NPgN | GSP | NG FES - System Transformation | Total peak demand (MW) | SOUTH SHIELDS | System Transformation | Dem_BB000a_NPgExtra | MW | NPgN | South Shields |  | 45.876 | 45.668 | 46.685 | 47.124 | 47.33 | 47.593 | 47.928 | 48.327 | 48.813 | 49.33 | 49.847 | 50.375 | 50.92 | 52.258 | 54.064 | 55.536 | 56.985 | 58.475 | 59.995 | 61.523 | 63.147 | 64.913 | 66.885 | 69.11 | 71.569 | 74.195 | 76.977 | 79.936 | 82.859
NPgN | GSP | NG FES - System Transformation | Total peak demand (MW) | SPADEADAM | System Transformation | Dem_BB000a_NPgExtra | MW | NPgN | Spadeadam - Not in NG FES |  | 6.087 | 6.083 | 6.146 | 6.226 | 6.336 | 6.447 | 6.572 | 6.708 | 6.86 | 7.013 | 7.161 | 7.306 | 7.446 | 7.689 | 8.033 | 8.319 | 8.586 | 8.847 | 9.103 | 9.35 | 9.602 | 9.867 | 10.154 | 10.469 | 10.807 | 11.168 | 11.544 | 11.94 | 12.331
NPgN | GSP | NG FES - System Transformation | Total peak demand (MW) | SPENNYMOOR | System Transformation | Dem_BB000a_NPgExtra | MW | NPgN | Spennymoor |  | 243.16 | 243.403 | 250.413 | 262.91 | 273.538 | 276.785 | 280.436 | 284.418 | 288.916 | 293.505 | 298.006 | 302.464 | 306.912 | 313.064 | 320.464 | 327.448 | 334.358 | 341.29 | 348.218 | 354.973 | 361.851 | 368.969 | 376.546 | 384.71 | 393.382 | 402.529 | 412.073 | 422.082 | 432.027
NPgN | GSP | NG FES - System Transformation | Total peak demand (MW) | STELLA NORTH | System Transformation | Dem_BB000a_NPgExtra | MW | NPgN | Stella North |  | 220.477 | 219.398 | 227.276 | 231.972 | 234.334 | 235.403 | 236.782 | 238.415 | 240.358 | 242.448 | 244.464 | 246.483 | 248.518 | 253.166 | 259.481 | 264.848 | 270.204 | 275.71 | 281.303 | 286.908 | 292.825 | 299.186 | 306.223 | 314.086 | 322.697 | 331.887 | 341.576 | 351.845 | 362.013
NPgN | GSP | NG FES - System Transformation | Total peak demand (MW) | STELLA SOUTH | System Transformation | Dem_BB000a_NPgExtra | MW | NPgN | Stella South |  | 215.894 | 215.594 | 226.477 | 232.762 | 234.721 | 236.771 | 239.177 | 241.934 | 245.735 | 249.207 | 252.649 | 256.113 | 259.639 | 266.552 | 271.991 | 277.162 | 282.313 | 287.51 | 292.709 | 297.767 | 302.962 | 308.409 | 314.281 | 320.667 | 327.554 | 334.843 | 342.485 | 350.548 | 358.534
NPgN | GSP | NG FES - System Transformation | Total peak demand (MW) | TYNEMOUTH | System Transformation | Dem_BB000a_NPgExtra | MW | NPgN | Tynemouth 1 |  | 149.48 | 149.72 | 153.338 | 157.107 | 159.596 | 162.1 | 164.861 | 167.808 | 171.047 | 174.333 | 177.434 | 180.427 | 183.339 | 188.357 | 194.554 | 199.824 | 204.965 | 210.163 | 215.424 | 220.637 | 226.105 | 231.958 | 238.404 | 245.582 | 253.403 | 261.724 | 270.501 | 279.801 | 288.995
NPgN | GSP | NG FES - System Transformation | Total peak demand (MW) | WEST BOLDON | System Transformation | Dem_BB000a_NPgExtra | MW | NPgN | West Boldon |  | 212.64 | 212.381 | 250.26 | 257.085 | 259.799 | 262.657 | 265.915 | 269.505 | 273.615 | 277.837 | 281.882 | 285.852 | 289.775 | 296.565 | 304.853 | 311.978 | 318.914 | 325.875 | 332.864 | 339.725 | 346.871 | 354.483 | 362.836 | 372.109 | 382.219 | 392.979 | 404.329 | 416.362 | 428.248
NPgY | GSP | NG FES - System Transformation | Total peak demand (MW) | BRADFORD WEST | System Transformation | Dem_BB000a_NPgExtra | MW | NPgY | Bradford West |  | 368.876 | 383.516 | 396.132 | 406.957 | 415.656 | 425.197 | 434.401 | 444.164 | 454.799 | 465.408 | 475.445 | 485.115 | 494.459 | 508.342 | 523.514 | 538.737 | 553.836 | 569.001 | 583.934 | 598.246 | 612.866 | 628.854 | 646.127 | 665.04 | 685.324 | 706.856 | 729.373 | 753.074 | 776.421
NPgY | GSP | NG FES - System Transformation | Total peak demand (MW) | CAMBLESFORTH | System Transformation | Dem_BB000a_NPgExtra | MW | NPgY | Camblesforth |  | 64.784 | 67.668 | 71.04 | 71.61 | 72.318 | 73.144 | 74.069 | 75.104 | 76.253 | 77.492 | 78.789 | 80.147 | 81.557 | 83.046 | 84.536 | 86.007 | 87.425 | 88.778 | 90.047 | 91.213 | 92.295 | 93.309 | 94.267 | 95.188 | 96.075 | 96.947 | 97.813 | 98.679 | 99.536
NPgY | GSP | NG FES - System Transformation | Total peak demand (MW) | CREYKE BECK | System Transformation | Dem_BB000a_NPgExtra | MW | NPgY | Creyke Beck |  | 369.389 | 383.782 | 394.434 | 401.648 | 406.22 | 411.759 | 417.504 | 423.776 | 430.766 | 437.917 | 444.977 | 452.071 | 459.231 | 468.892 | 481.729 | 494.476 | 507.114 | 519.771 | 532.226 | 544.303 | 556.461 | 568.955 | 582.078 | 596.048 | 610.747 | 626.257 | 642.355 | 659.17 | 675.921
NPgY | GSP | NG FES - System Transformation | Total peak demand (MW) | DRAX | System Transformation | Dem_BB000a_NPgExtra | MW | NPgY | Drax |  | 88.777 | 92.544 | 93.978 | 95.43 | 99.391 | 101.347 | 103.528 | 105.857 | 108.333 | 110.895 | 113.444 | 115.991 | 118.522 | 121.465 | 124.546 | 127.623 | 130.68 | 133.719 | 136.725 | 139.663 | 142.621 | 145.45 | 148.366 | 151.408 | 154.552 | 157.816 | 161.181 | 164.672 | 168.167
NPgY | GSP | NG FES - System Transformation | Total peak demand (MW) | ELLAND | System Transformation | Dem_BB000a_NPgExtra | MW | NPgY | Elland |  | 303.276 | 311.448 | 317.796 | 320.098 | 322.332 | 325.263 | 328.213 | 331.61 | 335.63 | 339.835 | 344.013 | 348.296 | 352.739 | 386.881 | 395.119 | 403.856 | 412.783 | 421.857 | 430.827 | 439.523 | 448.385 | 457.988 | 468.296 | 479.506 | 491.536 | 504.29 | 517.62 | 531.641 | 545.522
NPgY | GSP | NG FES - System Transformation | Total peak demand (MW) | FERRYBRIDGE A | System Transformation | Dem_BB000a_NPgExtra | MW | NPgY | Ferrybridge A |  | 102.972 | 123.415 | 129.111 | 133.508 | 137.114 | 141.196 | 145.488 | 150.015 | 154.799 | 159.681 | 164.394 | 168.985 | 173.449 | 225.618 | 230.463 | 235.443 | 240.498 | 245.554 | 250.543 | 255.322 | 260.125 | 265.035 | 270.229 | 275.806 | 281.689 | 287.861 | 294.329 | 301.135 | 307.898
NPgY | GSP | NG FES - System Transformation | Total peak demand (MW) | FERRYBRIDGE B | System Transformation | Dem_BB000a_NPgExtra | MW | NPgY | Ferrybridge B (_M) |  | 287.114 | 301.36 | 315.051 | 330.444 | 339.456 | 348.827 | 358.553 | 368.888 | 387.438 | 398.729 | 409.662 | 420.353 | 430.808 | 463.809 | 475.282 | 487.2 | 499.124 | 510.869 | 522.189 | 532.819 | 543.302 | 554.185 | 565.517 | 577.525 | 590.046 | 603.156 | 616.848 | 631.212 | 645.475
NPgY | GSP | NG FES - System Transformation | Total peak demand (MW) | GRIMSBY WEST | System Transformation | Dem_BB000a_NPgExtra | MW | NPgY | Grimsby West |  | 174.346 | 183.632 | 187.101 | 189.782 | 193.604 | 198.198 | 203.079 | 208.376 | 214.14 | 220.121 | 225.972 | 231.762 | 237.458 | 244.683 | 252.661 | 260.093 | 267.274 | 274.268 | 281.063 | 287.483 | 293.862 | 300.12 | 306.678 | 313.699 | 321.102 | 328.877 | 337.035 | 345.642 | 354.125
NPgY | GSP | NG FES - System Transformation | Total peak demand (MW) | JORDANTHORPE | System Transformation | Dem_BB000a_NPgExtra | MW | NPgY | Jordanthorpe |  | 54.499 | 56.406 | 57.806 | 59.109 | 60.742 | 62.497 | 64.241 | 66.027 | 67.888 | 69.722 | 71.397 | 72.946 | 74.389 | 76.311 | 77.833 | 79.489 | 81.21 | 82.978 | 84.743 | 86.449 | 88.226 | 90.231 | 92.433 | 94.875 | 97.512 | 100.317 | 103.293 | 106.454 | 109.589
NPgY | GSP | NG FES - System Transformation | Total peak demand (MW) | KEADBY | System Transformation | Dem_BB000a_NPgExtra | MW | NPgY | Keadby |  | 316.241 | 319.549 | 327.372 | 333.501 | 337.294 | 341.614 | 346.215 | 351.152 | 356.52 | 362.045 | 367.6 | 373.254 | 379.01 | 385.391 | 393.776 | 402.136 | 410.336 | 418.394 | 426.17 | 433.623 | 440.896 | 448.047 | 455.23 | 462.532 | 469.92 | 477.583 | 485.392 | 493.404 | 501.471
NPgY | GSP | NG FES - System Transformation | Total peak demand (MW) | KIRKSTALL B | System Transformation | Dem_BB000a_NPgExtra | MW | NPgY | Kirkstall B |  | 215.716 | 233.214 | 247.548 | 258.54 | 263.907 | 268.21 | 272.612 | 277.337 | 282.471 | 287.705 | 292.666 | 297.459 | 302.095 | 308.849 | 316.389 | 323.767 | 331.104 | 338.51 | 345.915 | 353.111 | 360.498 | 368.191 | 376.499 | 385.592 | 395.342 | 405.692 | 416.553 | 428.013 | 439.344
NPgY | GSP | NG FES - System Transformation | Total peak demand (MW) | NEEPSEND | System Transformation | Dem_BB000a_NPgExtra | MW | NPgY | Neepsend |  | 77.782 | 80.217 | 84.586 | 86.294 | 88.467 | 90.849 | 93.157 | 95.565 | 98.136 | 100.686 | 103.052 | 105.281 | 107.393 | 110.454 | 113.445 | 116.442 | 119.441 | 122.47 | 125.481 | 128.372 | 131.342 | 134.64 | 138.233 | 142.193 | 146.456 | 150.985 | 155.749 | 160.782 | 165.746
NPgY | GSP | NG FES - System Transformation | Total peak demand (MW) | NORTON LEES | System Transformation | Dem_BB000a_NPgExtra | MW | NPgY | Norton Lees |  | 53.443 | 53.874 | 55.425 | 57.445 | 59.999 | 62.777 | 65.444 | 68.185 | 71.051 | 73.883 | 76.487 | 78.907 | 81.17 | 84.372 | 86.637 | 89.222 | 91.944 | 94.747 | 97.537 | 100.223 | 103.045 | 106.386 | 110.091 | 114.238 | 118.756 | 123.567 | 128.676 | 134.113 | 139.476
NPgY | GSP | NG FES - System Transformation | Total peak demand (MW) | PITSMOOR 3/4 | System Transformation | Dem_BB000a_NPgExtra | MW | NPgY | Pitsmoor |  | 50.734 | 57.081 | 58.694 | 58.768 | 58.955 | 59.232 | 59.473 | 59.762 | 60.126 | 60.505 | 60.88 | 61.265 | 61.668 | 62.573 | 63.806 | 65.005 | 66.223 | 67.489 | 68.795 | 70.101 | 71.471 | 72.947 | 74.57 | 76.37 | 78.333 | 80.427 | 82.625 | 84.945 | 87.238
NPgY | GSP | NG FES - System Transformation | Total peak demand (MW) | SALTEND NORTH | System Transformation | Dem_BB000a_NPgExtra | MW | NPgY | Saltend North |  | 112.47 | 114.025 | 114.371 | 114.965 | 115.849 | 116.954 | 118.172 | 119.544 | 121.076 | 122.722 | 124.411 | 126.149 | 127.921 | 129.962 | 131.966 | 133.908 | 135.785 | 137.598 | 139.321 | 140.907 | 142.416 | 143.886 | 145.349 | 146.841 | 148.354 | 149.897 | 151.479 | 153.116 | 154.726
NPgY | GSP | NG FES - System Transformation | Total peak demand (MW) | SHEFFIELD CITY | System Transformation | Dem_BB000a_NPgExtra | MW | NPgY | Sheffield City |  | 74.347 | 80.102 | 85.268 | 87.706 | 88.452 | 89.4 | 90.388 | 91.476 | 92.716 | 93.963 | 95.176 | 96.371 | 97.549 | 99.226 | 101.196 | 103.233 | 105.192 | 107.119 | 108.96 | 110.688 | 112.411 | 114.278 | 116.245 | 118.355 | 120.575 | 122.928 | 125.348 | 127.867 | 130.354
NPgY | GSP | NG FES - System Transformation | Total peak demand (MW) | SKELTON GRANGE | System Transformation | Dem_BB000a_NPgExtra | MW | NPgY | Skelton Grange |  | 514.561 | 562.048 | 584.359 | 598.756 | 609.755 | 621.439 | 633.304 | 646.106 | 660.172 | 674.504 | 688.322 | 701.871 | 715.197 | 753.408 | 772.728 | 792.556 | 812.28 | 831.98 | 851.241 | 869.621 | 888.204 | 907.987 | 929.113 | 952.026 | 976.44 | 1002.266 | 1029.239 | 1057.603 | 1085.622
NPgY | GSP | NG FES - System Transformation | Total peak demand (MW) | TEMPLEBOROUGH 275/33KV | System Transformation | Dem_BB000a_NPgExtra | MW | NPgY | Templeborough |  | 14.561 | 14.602 | 14.701 | 14.834 | 15.007 | 15.207 | 15.422 | 15.652 | 15.895 | 16.147 | 16.394 | 16.638 | 16.878 | 17.111 | 17.331 | 17.549 | 17.764 | 17.972 | 18.168 | 18.347 | 18.513 | 18.67 | 18.82 | 18.965 | 19.103 | 19.24 | 19.38 | 19.522 | 19.664
NPgY | GSP | NG FES - System Transformation | Total peak demand (MW) | THURCROFT | System Transformation | Dem_BB000a_NPgExtra | MW | NPgY | Thurcroft |  | 175.234 | 189.218 | 193.593 | 206.191 | 208.243 | 210.725 | 213.345 | 216.283 | 231.092 | 234.626 | 238.223 | 241.941 | 245.809 | 308.873 | 313.94 | 319.538 | 325.305 | 331.115 | 336.797 | 342.265 | 347.746 | 353.625 | 359.802 | 366.382 | 373.341 | 380.644 | 388.235 | 396.177 | 404.082
NPgY | GSP | NG FES - System Transformation | Total peak demand (MW) | WEST MELTON / THORPE MARSH | System Transformation | Dem_BB000a_NPgExtra | MW | NPgY | Thorpe Marsh |  | 401.441 | 419.969 | 432.822 | 442.034 | 450.679 | 468.751 | 478.8 | 489.55 | 501.203 | 513.07 | 524.64 | 536.05 | 547.309 | 586.893 | 602.596 | 618.643 | 634.666 | 650.694 | 666.441 | 681.597 | 696.915 | 713.012 | 730.061 | 748.373 | 767.745 | 788.162 | 809.418 | 831.691 | 853.79
NPgY | GSP | NG FES - System Transformation | Total peak demand (MW) | WEST MELTON SECTION 3 | System Transformation | Dem_BB000a_NPgExtra | MW | NPgY | West Melton |  | 232.74 | 240.76 | 244.756 | 248.841 | 252.402 | 256.474 | 260.826 | 265.552 | 270.765 | 276.151 | 281.479 | 286.851 | 292.299 | 316.052 | 323.704 | 331.958 | 340.403 | 348.933 | 357.359 | 365.561 | 373.854 | 382.443 | 391.533 | 401.275 | 411.599 | 422.494 | 433.836 | 445.721 | 457.596
NPgY | GSP | NG FES - System Transformation | Total peak demand (MW) | WINCOBANK | System Transformation | Dem_BB000a_NPgExtra | MW | NPgY | Wincobank |  | 37.357 | 48.951 | 49.365 | 53.214 | 53.204 | 53.267 | 53.388 | 53.556 | 53.787 | 54.032 | 54.302 | 54.599 | 54.924 | 55.326 | 56.09 | 56.917 | 57.733 | 58.538 | 59.303 | 60.034 | 60.743 | 61.439 | 62.135 | 62.838 | 63.545 | 64.287 | 65.032 | 65.79 | 66.557
NPgN | GSP | NPg Best View | Total peak demand (MW) | BLYTH 66kV | NPg Best View (Not in FES) | Dem_BB000a_NPgExtra | MW | NPgN | Blyth 66kV |  | 192.6 | 191.635 | 191.39 | 191.851 | 193.511 | 195.623 | 197.088 | 198.293 | 199.831 | 201.479 | 202.832 | 204.181 | 205.488 | 207.669 | 215.196 | 222.624 | 229.756 | 236.52 | 242.499 | 247.806 | 252.595 | 258.412 | 264.557 | 270.639 | 276.636 | 282.57 | 288.451 | 294.276 | 298.779
NPgN | GSP | NPg Best View | Total peak demand (MW) | BLYTH 132kV | NPg Best View (Not in FES) | Dem_BB000a_NPgExtra | MW | NPgN | Blyth 132kV |  | 55.806 | 55.743 | 56.352 | 57.328 | 58.854 | 60.43 | 61.694 | 62.935 | 64.497 | 66.077 | 67.516 | 68.853 | 70.065 | 71.421 | 74.491 | 77.427 | 80.202 | 82.811 | 85.125 | 87.169 | 88.991 | 91.07 | 93.202 | 95.292 | 97.324 | 99.331 | 101.325 | 103.302 | 104.873
NPgN | GSP | NPg Best View | Total peak demand (MW) | FOURSTONES | NPg Best View (Not in FES) | Dem_BB000a_NPgExtra | MW | NPgN | Fourstones |  | 22.389 | 22.235 | 22.176 | 22.209 | 22.394 | 22.605 | 22.736 | 22.846 | 23.02 | 23.201 | 23.357 | 23.503 | 23.633 | 23.82 | 24.441 | 25.042 | 25.607 | 26.135 | 26.583 | 26.96 | 27.283 | 27.711 | 28.171 | 28.624 | 29.068 | 29.506 | 29.942 | 30.375 | 30.702
NPgN | GSP | NPg Best View | Total peak demand (MW) | HARTMOOR | NPg Best View (Not in FES) | Dem_BB000a_NPgExtra | MW | NPgN | Hart Moor |  | 87.999 | 87.707 | 88.116 | 89.213 | 91.234 | 93.576 | 95.34 | 96.837 | 98.629 | 100.444 | 102.004 | 103.476 | 104.84 | 106.398 | 111.071 | 115.725 | 120.139 | 124.247 | 127.708 | 130.686 | 133.307 | 136.632 | 140.223 | 143.766 | 147.237 | 150.666 | 154.064 | 157.428 | 160.149
NPgN | GSP | NPg Best View | Total peak demand (MW) | HAWTHORN PIT GRID | NPg Best View (Not in FES) | Dem_BB000a_NPgExtra | MW | NPgN | Hawthorn Pit |  | 106.589 | 106.171 | 106.431 | 107.325 | 109.192 | 111.489 | 113.165 | 114.647 | 116.455 | 118.295 | 119.864 | 121.35 | 122.735 | 124.601 | 129.648 | 134.553 | 139.22 | 143.606 | 147.43 | 150.746 | 153.616 | 157.223 | 161.05 | 164.825 | 168.526 | 172.182 | 175.804 | 179.386 | 182.145
NPgN | GSP | NPg Best View | Total peak demand (MW) | KNARESBOROUGH | NPg Best View (Not in FES) | Dem_BB000a_NPgExtra | MW | NPgN | Knaresborough |  | 179.299 | 178.472 | 178.259 | 178.429 | 179.367 | 180.556 | 181.6 | 182.691 | 184.236 | 185.96 | 187.621 | 189.31 | 190.946 | 192.816 | 197.173 | 201.407 | 205.406 | 209.14 | 212.407 | 215.285 | 217.853 | 220.852 | 223.993 | 227.089 | 230.13 | 233.139 | 236.128 | 239.092 | 241.557
NPgN | GSP | NPg Best View | Total peak demand (MW) | LACKENBY | NPg Best View (Not in FES) | Dem_BB000a_NPgExtra | MW | NPgN | Lackenby |  | 181.659 | 181.247 | 181.501 | 182.221 | 183.956 | 186.131 | 188.148 | 190.158 | 192.61 | 195.202 | 197.495 | 199.755 | 201.918 | 204.539 | 210.6 | 216.406 | 221.883 | 227.002 | 231.544 | 235.586 | 239.183 | 243.29 | 247.516 | 251.663 | 255.719 | 259.715 | 263.665 | 267.568 | 270.662
NPgN | GSP | NPg Best View | Total peak demand (MW) | NORTON | NPg Best View (Not in FES) | Dem_BB000a_NPgExtra | MW | NPgN | Norton |  | 417.008 | 416.807 | 418.613 | 422.052 | 428.45 | 435.899 | 442.419 | 448.635 | 455.955 | 463.598 | 470.396 | 477.113 | 483.587 | 491.311 | 509.605 | 527.447 | 544.457 | 560.536 | 574.825 | 587.632 | 599.227 | 612.702 | 626.723 | 640.569 | 654.191 | 667.671 | 681.039 | 694.286 | 705.22
NPgN | GSP | NPg Best View | Total peak demand (MW) | OFFERTON | NPg Best View (Not in FES) | Dem_BB000a_NPgExtra | MW | NPgN | Offerton |  | 46.961 | 46.699 | 46.788 | 47.211 | 48.137 | 49.24 | 49.981 | 50.592 | 51.345 | 52.101 | 52.7 | 53.252 | 53.751 | 54.628 | 57.427 | 60.165 | 62.794 | 65.29 | 67.503 | 69.453 | 71.198 | 73.359 | 75.636 | 77.886 | 80.096 | 82.282 | 84.447 | 86.59 | 88.191
NPgN | GSP | NPg Best View | Total peak demand (MW) | OSBALDWICK | NPg Best View (Not in FES) | Dem_BB000a_NPgExtra | MW | NPgN | Osbaldwick |  | 248.029 | 247.117 | 248.225 | 250.564 | 254.992 | 259.837 | 263.944 | 267.705 | 272.279 | 276.93 | 280.899 | 284.629 | 288.062 | 292.224 | 304.128 | 315.656 | 326.576 | 336.885 | 346.064 | 354.291 | 361.72 | 370.282 | 379.201 | 387.991 | 396.598 | 405.106 | 413.545 | 421.905 | 428.625
NPgN | GSP | NPg Best View | Total peak demand (MW) | POPPLETON | NPg Best View (Not in FES) | Dem_BB000a_NPgExtra | MW | NPgN | Poppleton |  | 43.097 | 42.919 | 43.14 | 43.69 | 44.665 | 45.714 | 46.446 | 47.063 | 47.841 | 48.64 | 49.328 | 49.967 | 50.553 | 51.285 | 53.293 | 55.27 | 57.131 | 58.87 | 60.334 | 61.571 | 62.653 | 64.084 | 65.643 | 67.181 | 68.687 | 70.177 | 71.655 | 73.122 | 74.246
NPgN | GSP | NPg Best View | Total peak demand (MW) | SALTHOLME | NPg Best View (Not in FES) | Dem_BB000a_NPgExtra | MW | NPgN | Saltholme |  | 72.877 | 72.468 | 72.065 | 71.671 | 71.361 | 71.107 | 70.874 | 70.676 | 70.561 | 70.459 | 70.367 | 70.283 | 70.205 | 70.142 | 70.252 | 70.375 | 70.497 | 70.614 | 70.708 | 70.788 | 70.858 | 70.957 | 71.071 | 71.187 | 71.302 | 71.417 | 71.532 | 71.647 | 71.741
NPgN | GSP | NPg Best View | Total peak demand (MW) | SOUTH SHIELDS | NPg Best View (Not in FES) | Dem_BB000a_NPgExtra | MW | NPgN | South Shields |  | 45.63 | 45.28 | 45.112 | 45.154 | 45.536 | 46.056 | 46.394 | 46.66 | 47.017 | 47.407 | 47.723 | 48.04 | 48.349 | 48.983 | 51.244 | 53.475 | 55.626 | 57.684 | 59.532 | 61.189 | 62.699 | 64.497 | 66.387 | 68.26 | 70.111 | 71.946 | 73.767 | 75.573 | 76.933
NPgN | GSP | NPg Best View | Total peak demand (MW) | SPADEADAM | NPg Best View (Not in FES) | Dem_BB000a_NPgExtra | MW | NPgN | Spadeadam - Not in NG FES |  | 6.063 | 6.036 | 6.061 | 6.119 | 6.238 | 6.375 | 6.484 | 6.586 | 6.714 | 6.846 | 6.964 | 7.077 | 7.181 | 7.315 | 7.688 | 8.046 | 8.387 | 8.711 | 9.005 | 9.269 | 9.505 | 9.776 | 10.055 | 10.329 | 10.599 | 10.865 | 11.13 | 11.393 | 11.601
NPgN | GSP | NPg Best View | Total peak demand (MW) | SPENNYMOOR | NPg Best View (Not in FES) | Dem_BB000a_NPgExtra | MW | NPgN | Spennymoor |  | 241.869 | 241.035 | 241.478 | 242.956 | 246.185 | 249.879 | 252.906 | 255.734 | 259.269 | 262.91 | 266.04 | 269.042 | 271.858 | 275.24 | 283.691 | 291.967 | 299.82 | 307.188 | 313.561 | 319.132 | 324.094 | 330.124 | 336.482 | 342.747 | 348.882 | 354.944 | 360.952 | 366.897 | 371.656
NPgN | GSP | NPg Best View | Total peak demand (MW) | STELLA NORTH | NPg Best View (Not in FES) | Dem_BB000a_NPgExtra | MW | NPgN | Stella North |  | 219.589 | 217.803 | 216.946 | 216.811 | 218.044 | 219.684 | 220.901 | 221.903 | 223.277 | 224.764 | 225.789 | 226.787 | 227.741 | 229.709 | 237.69 | 245.515 | 253.028 | 260.19 | 266.612 | 272.39 | 277.651 | 283.872 | 290.37 | 296.798 | 303.132 | 309.397 | 315.602 | 321.744 | 326.415
NPgN | GSP | NPg Best View | Total peak demand (MW) | STELLA SOUTH | NPg Best View (Not in FES) | Dem_BB000a_NPgExtra | MW | NPgN | Stella South |  | 214.864 | 213.749 | 213.676 | 214.471 | 216.709 | 219.455 | 221.566 | 223.585 | 226.238 | 229.051 | 231.566 | 234.015 | 236.324 | 239.209 | 246.281 | 253.12 | 259.571 | 265.617 | 270.842 | 275.32 | 279.181 | 283.974 | 289.022 | 293.986 | 298.841 | 303.633 | 308.381 | 313.08 | 316.678
NPgN | GSP | NPg Best View | Total peak demand (MW) | TYNEMOUTH | NPg Best View (Not in FES) | Dem_BB000a_NPgExtra | MW | NPgN | Tynemouth 1 |  | 148.636 | 148.393 | 149.257 | 150.996 | 154.094 | 157.453 | 160.08 | 162.403 | 165.166 | 167.968 | 170.275 | 172.437 | 174.438 | 177.211 | 184.698 | 192.075 | 199.155 | 205.876 | 211.823 | 217.108 | 221.911 | 227.68 | 233.757 | 239.767 | 245.678 | 251.536 | 257.355 | 263.129 | 267.599
NPgN | GSP | NPg Best View | Total peak demand (MW) | WEST BOLDON | NPg Best View (Not in FES) | Dem_BB000a_NPgExtra | MW | NPgN | West Boldon |  | 211.504 | 210.694 | 211.317 | 213.124 | 216.814 | 221.079 | 224.426 | 227.451 | 231.151 | 234.977 | 238.234 | 241.346 | 244.246 | 248.175 | 258.623 | 268.826 | 278.544 | 287.701 | 295.752 | 302.824 | 309.136 | 316.724 | 324.702 | 332.564 | 340.274 | 347.895 | 355.449 | 362.931 | 368.653
NPgY | GSP | NPg Best View | Total peak demand (MW) | BRADFORD WEST | NPg Best View (Not in FES) | Dem_BB000a_NPgExtra | MW | NPgY | Bradford West |  | 367.154 | 380.387 | 390.662 | 399.89 | 409.049 | 419.748 | 426.705 | 434.155 | 443.203 | 452.288 | 460.085 | 467.434 | 474.183 | 483.204 | 506.262 | 528.381 | 549.314 | 568.963 | 586.124 | 601.042 | 614.137 | 631.292 | 647.967 | 664.286 | 680.15 | 695.77 | 711.215 | 726.482 | 738.414
NPgY | GSP | NPg Best View | Total peak demand (MW) | CAMBLESFORTH | NPg Best View (Not in FES) | Dem_BB000a_NPgExtra | MW | NPgY | Camblesforth |  | 64.595 | 67.246 | 70.367 | 70.693 | 71.33 | 72.169 | 73.114 | 74.237 | 75.665 | 77.177 | 78.667 | 80.138 | 81.539 | 82.871 | 84.234 | 85.476 | 86.59 | 87.58 | 88.431 | 89.158 | 89.788 | 90.41 | 90.98 | 91.515 | 92.014 | 92.5 | 92.978 | 93.45 | 93.871
NPgY | GSP | NPg Best View | Total peak demand (MW) | CREYKE BECK | NPg Best View (Not in FES) | Dem_BB000a_NPgExtra | MW | NPgY | Creyke Beck |  | 368.042 | 380.997 | 389.571 | 394.876 | 398.57 | 403.63 | 407.63 | 412.214 | 417.926 | 423.891 | 429.248 | 434.504 | 439.511 | 445.828 | 461.666 | 476.953 | 491.515 | 505.312 | 517.708 | 528.931 | 539.107 | 551.005 | 562.635 | 574.074 | 585.275 | 596.348 | 607.326 | 618.209 | 627.246
NPgY | GSP | NPg Best View | Total peak demand (MW) | DRAX | NPg Best View (Not in FES) | Dem_BB000a_NPgExtra | MW | NPgY | Drax |  | 88.439 | 91.711 | 92.497 | 93.315 | 96.769 | 98.27 | 99.772 | 101.458 | 103.502 | 105.616 | 107.652 | 109.638 | 111.536 | 113.587 | 116.904 | 120.073 | 123.086 | 125.939 | 128.563 | 131.006 | 133.28 | 135.63 | 137.918 | 140.166 | 142.355 | 144.524 | 146.683 | 148.832 | 150.681
NPgY | GSP | NPg Best View | Total peak demand (MW) | ELLAND | NPg Best View (Not in FES) | Dem_BB000a_NPgExtra | MW | NPgY | Elland |  | 302.017 | 309.457 | 314.645 | 316.148 | 318.931 | 322.655 | 325.069 | 327.852 | 331.287 | 334.963 | 337.908 | 340.882 | 343.751 | 375.095 | 387.961 | 400.458 | 412.299 | 423.382 | 433.004 | 441.413 | 448.827 | 458.525 | 467.988 | 477.273 | 486.348 | 495.287 | 504.114 | 512.833 | 519.67
NPgY | GSP | NPg Best View | Total peak demand (MW) | FERRYBRIDGE A | NPg Best View (Not in FES) | Dem_BB000a_NPgExtra | MW | NPgY | Ferrybridge A |  | 102.254 | 122.05 | 126.902 | 130.711 | 134.017 | 138.024 | 141.108 | 144.516 | 148.637 | 152.854 | 156.824 | 160.624 | 164.189 | 214.903 | 221.979 | 228.717 | 235.06 | 240.968 | 246.148 | 250.703 | 254.735 | 259.579 | 264.259 | 268.821 | 273.231 | 277.572 | 281.871 | 286.13 | 289.536
NPgY | GSP | NPg Best View | Total peak demand (MW) | FERRYBRIDGE B | NPg Best View (Not in FES) | Dem_BB000a_NPgExtra | MW | NPgY | Ferrybridge B (_M) |  | 285.19 | 297.223 | 307.835 | 320.817 | 328.331 | 336.958 | 343.195 | 350.366 | 366.917 | 376.308 | 385.336 | 393.995 | 402.094 | 431.568 | 446.844 | 461.411 | 475.005 | 487.503 | 498.195 | 507.412 | 515.458 | 525.541 | 535.228 | 544.642 | 553.726 | 562.662 | 571.511 | 580.273 | 587.325
NPgY | GSP | NPg Best View | Total peak demand (MW) | GRIMSBY WEST | NPg Best View (Not in FES) | Dem_BB000a_NPgExtra | MW | NPgY | Grimsby West |  | 173.539 | 181.972 | 184.147 | 185.639 | 188.523 | 192.528 | 195.715 | 199.534 | 204.551 | 209.855 | 215.042 | 220.061 | 224.751 | 230.163 | 239.8 | 248.882 | 257.365 | 265.216 | 272.154 | 278.28 | 283.729 | 289.876 | 295.764 | 301.469 | 306.969 | 312.37 | 317.713 | 323 | 327.056
NPgY | GSP | NPg Best View | Total peak demand (MW) | JORDANTHORPE | NPg Best View (Not in FES) | Dem_BB000a_NPgExtra | MW | NPgY | Jordanthorpe |  | 54.043 | 55.695 | 56.764 | 57.898 | 59.562 | 61.431 | 62.625 | 63.87 | 65.358 | 66.811 | 68.035 | 69.14 | 70.134 | 71.398 | 74.176 | 76.899 | 79.487 | 81.918 | 83.988 | 85.763 | 87.323 | 89.501 | 91.622 | 93.705 | 95.73 | 97.732 | 99.72 | 101.693 | 103.226
NPgY | GSP | NPg Best View | Total peak demand (MW) | KEADBY | NPg Best View (Not in FES) | Dem_BB000a_NPgExtra | MW | NPgY | Keadby |  | 315.425 | 317.656 | 324.053 | 328.781 | 331.689 | 335.426 | 338.895 | 342.879 | 347.704 | 352.783 | 357.699 | 362.597 | 367.348 | 372.574 | 382.278 | 391.633 | 400.559 | 409.024 | 416.751 | 423.876 | 430.448 | 437.661 | 444.72 | 451.675 | 458.512 | 465.288 | 472.024 | 478.72 | 484.652
NPgY | GSP | NPg Best View | Total peak demand (MW) | KIRKSTALL B | NPg Best View (Not in FES) | Dem_BB000a_NPgExtra | MW | NPgY | Kirkstall B |  | 214.857 | 230.574 | 242.572 | 251.739 | 256.81 | 261.189 | 264.406 | 267.961 | 272.388 | 276.883 | 280.697 | 284.301 | 287.638 | 292.169 | 303.313 | 313.958 | 324.021 | 333.511 | 341.946 | 349.439 | 356.113 | 364.228 | 372.11 | 379.821 | 387.309 | 394.683 | 401.98 | 409.198 | 414.809
NPgY | GSP | NPg Best View | Total peak demand (MW) | NEEPSEND | NPg Best View (Not in FES) | Dem_BB000a_NPgExtra | MW | NPgY | Neepsend |  | 77.323 | 79.337 | 83.102 | 84.414 | 86.524 | 89.022 | 90.516 | 92.122 | 94.111 | 96.095 | 97.827 | 99.419 | 100.861 | 102.811 | 107.557 | 112.102 | 116.398 | 120.421 | 123.928 | 126.967 | 129.631 | 133.209 | 136.691 | 140.103 | 143.421 | 146.693 | 149.935 | 153.144 | 155.629
NPgY | GSP | NPg Best View | Total peak demand (MW) | NORTON LEES | NPg Best View (Not in FES) | Dem_BB000a_NPgExtra | MW | NPgY | Norton Lees |  | 52.693 | 52.858 | 53.907 | 55.745 | 58.427 | 61.534 | 63.221 | 65.008 | 67.173 | 69.307 | 71.183 | 72.887 | 74.424 | 76.477 | 81.164 | 85.779 | 90.152 | 94.217 | 97.618 | 100.484 | 102.983 | 106.71 | 110.343 | 113.908 | 117.381 | 120.813 | 124.218 | 127.596 | 130.155
NPgY | GSP | NPg Best View | Total peak demand (MW) | PITSMOOR 3/4 | NPg Best View (Not in FES) | Dem_BB000a_NPgExtra | MW | NPgY | Pitsmoor |  | 50.574 | 56.753 | 58.139 | 58.035 | 58.204 | 58.536 | 58.611 | 58.733 | 58.938 | 59.168 | 59.342 | 59.518 | 59.692 | 60.179 | 62.12 | 63.989 | 65.781 | 67.493 | 69.042 | 70.433 | 71.678 | 73.253 | 74.804 | 76.334 | 77.837 | 79.322 | 80.792 | 82.248 | 83.374
NPgY | GSP | NPg Best View | Total peak demand (MW) | SALTEND NORTH | NPg Best View (Not in FES) | Dem_BB000a_NPgExtra | MW | NPgY | Saltend North |  | 112.153 | 113.276 | 113.078 | 113.047 | 113.472 | 114.149 | 114.894 | 115.849 | 117.152 | 118.563 | 119.921 | 121.276 | 122.57 | 123.926 | 125.712 | 127.359 | 128.857 | 130.207 | 131.364 | 132.338 | 133.168 | 134.114 | 135.002 | 135.849 | 136.655 | 137.443 | 138.223 | 138.993 | 139.589
NPgY | GSP | NPg Best View | Total peak demand (MW) | SHEFFIELD CITY | NPg Best View (Not in FES) | Dem_BB000a_NPgExtra | MW | NPgY | Sheffield City |  | 74.009 | 79.498 | 84.278 | 86.419 | 87.082 | 88.027 | 88.615 | 89.296 | 90.214 | 91.168 | 92.031 | 92.859 | 93.621 | 94.543 | 97.16 | 99.651 | 101.975 | 104.135 | 106.014 | 107.638 | 109.046 | 110.893 | 112.687 | 114.442 | 116.148 | 117.829 | 119.495 | 121.144 | 122.478
NPgY | GSP | NPg Best View | Total peak demand (MW) | SKELTON GRANGE | NPg Best View (Not in FES) | Dem_BB000a_NPgExtra | MW | NPgY | Skelton Grange |  | 511.908 | 557.136 | 575.961 | 587.901 | 599.142 | 611.954 | 621.067 | 631.177 | 643.63 | 656.437 | 667.826 | 678.748 | 688.933 | 721.186 | 749.871 | 777.368 | 803.232 | 827.352 | 848.313 | 866.542 | 882.536 | 902.918 | 922.666 | 941.953 | 960.671 | 979.093 | 997.313 | 1015.332 | 1029.499
NPgY | GSP | NPg Best View | Total peak demand (MW) | TEMPLEBOROUGH 275/33KV | NPg Best View (Not in FES) | Dem_BB000a_NPgExtra | MW | NPgY | Templeborough |  | 14.515 | 14.48 | 14.484 | 14.511 | 14.587 | 14.696 | 14.8 | 14.93 | 15.108 | 15.293 | 15.466 | 15.632 | 15.787 | 15.939 | 16.111 | 16.27 | 16.415 | 16.544 | 16.651 | 16.741 | 16.817 | 16.901 | 16.978 | 17.049 | 17.116 | 17.179 | 17.242 | 17.303 | 17.353
NPgY | GSP | NPg Best View | Total peak demand (MW) | THURCROFT | NPg Best View (Not in FES) | Dem_BB000a_NPgExtra | MW | NPgY | Thurcroft |  | 174.34 | 187.758 | 191.395 | 203.549 | 205.85 | 208.74 | 210.883 | 213.364 | 227.805 | 231.015 | 233.957 | 236.94 | 239.86 | 301.252 | 308.714 | 315.934 | 322.731 | 329.027 | 334.448 | 339.176 | 343.35 | 348.799 | 354.111 | 359.323 | 364.421 | 369.451 | 374.431 | 379.365 | 383.398
NPgY | GSP | NPg Best View | Total peak demand (MW) | WEST MELTON / THORPE MARSH | NPg Best View (Not in FES) | Dem_BB000a_NPgExtra | MW | NPgY | Thorpe Marsh |  | 399.209 | 415.751 | 425.701 | 432.715 | 440.414 | 458.33 | 465.037 | 472.627 | 482.097 | 491.881 | 501.115 | 510.024 | 518.406 | 553.142 | 574.632 | 595.281 | 614.821 | 633.14 | 649.308 | 663.64 | 676.452 | 692.231 | 707.596 | 722.669 | 737.367 | 751.884 | 766.288 | 780.576 | 792.189
NPgY | GSP | NPg Best View | Total peak demand (MW) | WEST MELTON SECTION 3 | NPg Best View (Not in FES) | Dem_BB000a_NPgExtra | MW | NPgY | West Melton |  | 231.631 | 239.041 | 242.177 | 245.784 | 249.85 | 254.672 | 258.693 | 263.091 | 268.146 | 273.425 | 278.174 | 282.893 | 287.463 | 309.346 | 321.269 | 332.795 | 343.738 | 354.031 | 363.158 | 371.335 | 378.662 | 387.458 | 396.053 | 404.503 | 412.768 | 420.934 | 429.029 | 437.063 | 443.757
NPgY | GSP | NPg Best View | Total peak demand (MW) | WINCOBANK | NPg Best View (Not in FES) | Dem_BB000a_NPgExtra | MW | NPgY | Wincobank |  | 37.233 | 48.702 | 48.949 | 52.643 | 52.555 | 52.559 | 52.608 | 52.704 | 52.861 | 53.045 | 53.204 | 53.377 | 53.551 | 53.743 | 54.579 | 55.384 | 56.137 | 56.841 | 57.464 | 58.03 | 58.533 | 59.086 | 59.622 | 60.146 | 60.656 | 61.155 | 61.645 | 62.126 | 62.563
NPgN | GSP | NG FES - Consumer Transformation | Total peak demand (MW) | BLYTH 66kV | Consumer Transformation | Dem_BB000a_NPgExtra | MW | NPgN | Blyth 66kV |  | 192.6 | 191.632 | 191.391 | 191.857 | 193.474 | 195.505 | 196.887 | 197.962 | 199.369 | 200.88 | 202.091 | 203.335 | 204.624 | 206.898 | 214.611 | 222.285 | 229.701 | 236.762 | 243.029 | 248.59 | 253.598 | 259.595 | 265.883 | 272.071 | 278.137 | 284.125 | 290.046 | 295.907 | 300.441
NPgN | GSP | NG FES - Consumer Transformation | Total peak demand (MW) | BLYTH 132kV | Consumer Transformation | Dem_BB000a_NPgExtra | MW | NPgN | Blyth 132kV |  | 55.806 | 55.761 | 56.413 | 57.459 | 59.011 | 60.598 | 61.927 | 63.218 | 64.893 | 66.614 | 68.16 | 69.592 | 70.901 | 72.393 | 75.604 | 78.672 | 81.58 | 84.322 | 86.759 | 88.904 | 90.823 | 92.99 | 95.206 | 97.368 | 99.448 | 101.502 | 103.538 | 105.559 | 107.171
NPgN | GSP | NG FES - Consumer Transformation | Total peak demand (MW) | FOURSTONES | Consumer Transformation | Dem_BB000a_NPgExtra | MW | NPgN | Fourstones |  | 22.389 | 22.237 | 22.184 | 22.228 | 22.418 | 22.633 | 22.777 | 22.899 | 23.097 | 23.307 | 23.48 | 23.641 | 23.783 | 23.997 | 24.644 | 25.268 | 25.853 | 26.402 | 26.866 | 27.258 | 27.598 | 28.04 | 28.514 | 28.979 | 29.43 | 29.876 | 30.318 | 30.756 | 31.09
NPgN | GSP | NG FES - Consumer Transformation | Total peak demand (MW) | HARTMOOR | Consumer Transformation | Dem_BB000a_NPgExtra | MW | NPgN | Hart Moor |  | 87.999 | 87.715 | 88.148 | 89.289 | 91.322 | 93.652 | 95.446 | 96.948 | 98.789 | 100.672 | 102.278 | 103.798 | 105.238 | 106.921 | 111.749 | 116.571 | 121.164 | 125.455 | 129.092 | 132.215 | 134.968 | 138.407 | 142.1 | 145.727 | 149.252 | 152.731 | 156.172 | 159.58 | 162.343
NPgN | GSP | NG FES - Consumer Transformation | Total peak demand (MW) | HAWTHORN PIT GRID | Consumer Transformation | Dem_BB000a_NPgExtra | MW | NPgN | Hawthorn Pit |  | 106.589 | 106.179 | 106.461 | 107.395 | 109.269 | 111.547 | 113.237 | 114.701 | 116.524 | 118.397 | 120.003 | 121.533 | 123.009 | 124.983 | 130.179 | 135.262 | 140.123 | 144.709 | 148.735 | 152.21 | 155.219 | 158.948 | 162.881 | 166.744 | 170.504 | 174.212 | 177.881 | 181.511 | 184.316
NPgN | GSP | NG FES - Consumer Transformation | Total peak demand (MW) | KNARESBOROUGH | Consumer Transformation | Dem_BB000a_NPgExtra | MW | NPgN | Knaresborough |  | 179.299 | 178.471 | 178.265 | 178.443 | 179.327 | 180.419 | 181.363 | 182.306 | 183.711 | 185.282 | 186.751 | 188.289 | 189.862 | 191.859 | 196.449 | 200.974 | 205.305 | 209.386 | 212.973 | 216.15 | 218.983 | 222.197 | 225.506 | 228.726 | 231.845 | 234.913 | 237.942 | 240.941 | 243.433
NPgN | GSP | NG FES - Consumer Transformation | Total peak demand (MW) | LACKENBY | Consumer Transformation | Dem_BB000a_NPgExtra | MW | NPgN | Lackenby |  | 181.659 | 181.237 | 181.481 | 182.192 | 183.855 | 185.9 | 187.77 | 189.557 | 191.765 | 194.101 | 196.159 | 198.251 | 200.396 | 203.124 | 209.447 | 215.624 | 221.533 | 227.105 | 232.101 | 236.53 | 240.458 | 244.836 | 249.277 | 253.583 | 257.743 | 261.818 | 265.83 | 269.789 | 272.932
NPgN | GSP | NG FES - Consumer Transformation | Total peak demand (MW) | NORTON | Consumer Transformation | Dem_BB000a_NPgExtra | MW | NPgN | Norton |  | 417.008 | 416.796 | 418.61 | 422.07 | 428.327 | 435.496 | 441.731 | 447.487 | 454.338 | 461.503 | 467.847 | 474.245 | 480.731 | 488.772 | 507.721 | 526.454 | 544.487 | 561.639 | 576.99 | 590.705 | 603.081 | 617.203 | 631.742 | 645.979 | 659.856 | 673.536 | 687.064 | 700.457 | 711.523
NPgN | GSP | NG FES - Consumer Transformation | Total peak demand (MW) | OFFERTON | Consumer Transformation | Dem_BB000a_NPgExtra | MW | NPgN | Offerton |  | 46.961 | 46.704 | 46.808 | 47.257 | 48.196 | 49.306 | 50.081 | 50.718 | 51.526 | 52.35 | 53.005 | 53.607 | 54.161 | 55.099 | 57.96 | 60.759 | 63.449 | 66.007 | 68.278 | 70.274 | 72.062 | 74.262 | 76.578 | 78.863 | 81.095 | 83.303 | 85.489 | 87.654 | 89.277
NPgN | GSP | NG FES - Consumer Transformation | Total peak demand (MW) | OSBALDWICK | Consumer Transformation | Dem_BB000a_NPgExtra | MW | NPgN | Osbaldwick |  | 248.029 | 247.155 | 248.353 | 250.846 | 255.327 | 260.176 | 264.422 | 268.28 | 273.115 | 278.081 | 282.236 | 286.129 | 289.742 | 294.286 | 306.608 | 318.532 | 329.86 | 340.579 | 350.12 | 358.669 | 366.406 | 375.239 | 384.403 | 393.399 | 402.138 | 410.77 | 419.314 | 427.782 | 434.601
NPgN | GSP | NG FES - Consumer Transformation | Total peak demand (MW) | POPPLETON | Consumer Transformation | Dem_BB000a_NPgExtra | MW | NPgN | Poppleton |  | 43.097 | 42.927 | 43.167 | 43.747 | 44.731 | 45.779 | 46.532 | 47.161 | 47.979 | 48.829 | 49.55 | 50.22 | 50.845 | 51.643 | 53.727 | 55.78 | 57.72 | 59.539 | 61.077 | 62.377 | 63.517 | 65 | 66.605 | 68.182 | 69.714 | 71.227 | 72.727 | 74.214 | 75.358
NPgN | GSP | NG FES - Consumer Transformation | Total peak demand (MW) | SALTHOLME | Consumer Transformation | Dem_BB000a_NPgExtra | MW | NPgN | Saltholme |  | 72.877 | 72.469 | 72.067 | 71.675 | 71.367 | 71.115 | 70.886 | 70.693 | 70.587 | 70.494 | 70.407 | 70.327 | 70.25 | 70.195 | 70.311 | 70.439 | 70.564 | 70.685 | 70.78 | 70.863 | 70.936 | 71.037 | 71.154 | 71.272 | 71.389 | 71.505 | 71.622 | 71.737 | 71.832
NPgN | GSP | NG FES - Consumer Transformation | Total peak demand (MW) | SOUTH SHIELDS | Consumer Transformation | Dem_BB000a_NPgExtra | MW | NPgN | South Shields |  | 45.63 | 45.279 | 45.111 | 45.153 | 45.524 | 46.022 | 46.339 | 46.572 | 46.896 | 47.252 | 47.529 | 47.817 | 48.119 | 48.782 | 51.094 | 53.394 | 55.623 | 57.762 | 59.688 | 61.414 | 62.984 | 64.832 | 66.762 | 68.665 | 70.534 | 72.383 | 74.215 | 76.032 | 77.4
NPgN | GSP | NG FES - Consumer Transformation | Total peak demand (MW) | SPADEADAM | Consumer Transformation | Dem_BB000a_NPgExtra | MW | NPgN | Spadeadam - Not in NG FES |  | 6.063 | 6.037 | 6.064 | 6.127 | 6.248 | 6.385 | 6.499 | 6.605 | 6.743 | 6.886 | 7.009 | 7.126 | 7.233 | 7.38 | 7.767 | 8.137 | 8.49 | 8.826 | 9.13 | 9.403 | 9.649 | 9.928 | 10.214 | 10.495 | 10.768 | 11.038 | 11.306 | 11.572 | 11.783
NPgN | GSP | NG FES - Consumer Transformation | Total peak demand (MW) | SPENNYMOOR | Consumer Transformation | Dem_BB000a_NPgExtra | MW | NPgN | Spennymoor |  | 241.869 | 241.049 | 241.535 | 243.087 | 246.303 | 249.921 | 252.922 | 255.649 | 259.133 | 262.749 | 265.86 | 268.877 | 271.83 | 275.427 | 284.212 | 292.901 | 301.211 | 309.054 | 315.901 | 321.859 | 327.158 | 333.476 | 340.08 | 346.542 | 352.807 | 358.98 | 365.086 | 371.127 | 375.977
NPgN | GSP | NG FES - Consumer Transformation | Total peak demand (MW) | STELLA NORTH | Consumer Transformation | Dem_BB000a_NPgExtra | MW | NPgN | Stella North |  | 219.589 | 217.807 | 216.965 | 216.856 | 218.061 | 219.636 | 220.798 | 221.702 | 222.989 | 224.394 | 225.335 | 226.279 | 227.256 | 229.331 | 237.498 | 245.564 | 253.349 | 260.795 | 267.495 | 273.512 | 278.98 | 285.374 | 292.014 | 298.551 | 304.956 | 311.278 | 317.531 | 323.717 | 328.429
NPgN | GSP | NG FES - Consumer Transformation | Total peak demand (MW) | STELLA SOUTH | Consumer Transformation | Dem_BB000a_NPgExtra | MW | NPgN | Stella South |  | 214.864 | 213.754 | 213.705 | 214.542 | 216.743 | 219.392 | 221.435 | 223.318 | 225.868 | 228.587 | 230.986 | 233.358 | 235.707 | 238.787 | 246.176 | 253.406 | 260.296 | 266.798 | 272.463 | 277.323 | 281.52 | 286.594 | 291.874 | 297.017 | 301.988 | 306.877 | 311.703 | 316.475 | 320.139
NPgN | GSP | NG FES - Consumer Transformation | Total peak demand (MW) | TYNEMOUTH | Consumer Transformation | Dem_BB000a_NPgExtra | MW | NPgN | Tynemouth 1 |  | 148.636 | 148.412 | 149.325 | 151.144 | 154.266 | 157.619 | 160.302 | 162.645 | 165.496 | 168.418 | 170.827 | 173.088 | 175.228 | 178.174 | 185.872 | 193.477 | 200.797 | 207.764 | 213.95 | 219.426 | 224.402 | 230.324 | 236.539 | 242.666 | 248.655 | 254.584 | 260.468 | 266.309 | 270.843
NPgN | GSP | NG FES - Consumer Transformation | Total peak demand (MW) | WEST BOLDON | Consumer Transformation | Dem_BB000a_NPgExtra | MW | NPgN | West Boldon |  | 211.504 | 210.702 | 211.36 | 213.234 | 216.905 | 221.088 | 224.409 | 227.336 | 230.998 | 234.812 | 238.036 | 241.147 | 244.16 | 248.332 | 259.137 | 269.769 | 279.958 | 289.605 | 298.132 | 305.607 | 312.275 | 320.167 | 328.403 | 336.471 | 344.318 | 352.055 | 359.708 | 367.287 | 373.097
NPgY | GSP | NG FES - Consumer Transformation | Total peak demand (MW) | BRADFORD WEST | Consumer Transformation | Dem_BB000a_NPgExtra | MW | NPgY | Bradford West |  | 367.154 | 380.511 | 390.967 | 400.444 | 409.634 | 420.31 | 427.503 | 435.083 | 444.556 | 454.179 | 462.321 | 469.987 | 477.133 | 486.869 | 510.741 | 533.674 | 555.454 | 575.963 | 593.913 | 609.509 | 623.24 | 640.952 | 658.131 | 674.872 | 691.012 | 706.888 | 722.554 | 738.046 | 750.187
NPgY | GSP | NG FES - Consumer Transformation | Total peak demand (MW) | CAMBLESFORTH | Consumer Transformation | Dem_BB000a_NPgExtra | MW | NPgY | Camblesforth |  | 64.595 | 67.24 | 70.354 | 70.669 | 71.264 | 72.034 | 72.904 | 73.913 | 75.223 | 76.611 | 77.973 | 79.349 | 80.734 | 82.143 | 83.667 | 85.123 | 86.485 | 87.734 | 88.836 | 89.784 | 90.605 | 91.384 | 92.078 | 92.704 | 93.264 | 93.794 | 94.308 | 94.81 | 95.258
NPgY | GSP | NG FES - Consumer Transformation | Total peak demand (MW) | CREYKE BECK | Consumer Transformation | Dem_BB000a_NPgExtra | MW | NPgY | Creyke Beck |  | 368.042 | 381 | 389.582 | 394.895 | 398.462 | 403.295 | 407.093 | 411.323 | 416.703 | 422.334 | 427.347 | 432.366 | 437.405 | 444.046 | 460.488 | 476.566 | 492.028 | 506.765 | 520.083 | 532.099 | 542.963 | 555.432 | 567.523 | 579.314 | 590.745 | 601.999 | 613.124 | 624.143 | 633.303
NPgY | GSP | NG FES - Consumer Transformation | Total peak demand (MW) | DRAX | Consumer Transformation | Dem_BB000a_NPgExtra | MW | NPgY | Drax |  | 88.439 | 91.714 | 92.505 | 93.33 | 96.753 | 98.196 | 99.653 | 101.254 | 103.227 | 105.27 | 107.228 | 109.162 | 111.078 | 113.231 | 116.722 | 120.111 | 123.374 | 126.487 | 129.364 | 132.025 | 134.489 | 136.997 | 139.415 | 141.763 | 144.017 | 146.238 | 148.44 | 150.629 | 152.514
NPgY | GSP | NG FES - Consumer Transformation | Total peak demand (MW) | ELLAND | Consumer Transformation | Dem_BB000a_NPgExtra | MW | NPgY | Elland |  | 302.017 | 309.448 | 314.62 | 316.091 | 318.735 | 322.232 | 324.395 | 326.804 | 329.838 | 333.085 | 335.596 | 338.241 | 341.021 | 372.566 | 385.887 | 399.011 | 411.577 | 423.423 | 433.786 | 442.851 | 450.831 | 460.99 | 470.814 | 480.362 | 489.608 | 498.674 | 507.596 | 516.396 | 523.304
NPgY | GSP | NG FES - Consumer Transformation | Total peak demand (MW) | FERRYBRIDGE A | Consumer Transformation | Dem_BB000a_NPgExtra | MW | NPgY | Ferrybridge A |  | 102.254 | 122.065 | 126.943 | 130.788 | 134.043 | 137.941 | 140.952 | 144.195 | 148.176 | 152.274 | 156.157 | 159.921 | 163.613 | 214.527 | 221.955 | 229.158 | 236.024 | 242.48 | 248.214 | 253.221 | 257.638 | 262.81 | 267.763 | 272.541 | 277.093 | 281.553 | 285.956 | 290.315 | 293.815
NPgY | GSP | NG FES - Consumer Transformation | Total peak demand (MW) | FERRYBRIDGE B | Consumer Transformation | Dem_BB000a_NPgExtra | MW | NPgY | Ferrybridge B (_M) |  | 285.19 | 297.329 | 308.081 | 321.214 | 328.569 | 336.896 | 342.915 | 349.638 | 365.81 | 374.879 | 383.65 | 392.188 | 400.566 | 430.556 | 446.736 | 462.487 | 477.412 | 491.301 | 503.39 | 513.759 | 522.799 | 533.721 | 544.108 | 554.071 | 563.519 | 572.756 | 581.865 | 590.874 | 598.157
NPgY | GSP | NG FES - Consumer Transformation | Total peak demand (MW) | GRIMSBY WEST | Consumer Transformation | Dem_BB000a_NPgExtra | MW | NPgY | Grimsby West |  | 173.539 | 181.973 | 184.154 | 185.654 | 188.409 | 192.182 | 195.165 | 198.623 | 203.301 | 208.267 | 213.12 | 217.914 | 222.662 | 228.404 | 238.657 | 248.552 | 257.96 | 266.778 | 274.672 | 281.611 | 287.765 | 294.498 | 300.863 | 306.932 | 312.67 | 318.261 | 323.76 | 329.191 | 333.378
NPgY | GSP | NG FES - Consumer Transformation | Total peak demand (MW) | JORDANTHORPE | Consumer Transformation | Dem_BB000a_NPgExtra | MW | NPgY | Jordanthorpe |  | 54.043 | 55.721 | 56.828 | 58.015 | 59.703 | 61.59 | 62.849 | 64.143 | 65.723 | 67.297 | 68.65 | 69.874 | 70.998 | 72.346 | 75.208 | 78.019 | 80.694 | 83.212 | 85.377 | 87.212 | 88.825 | 91.055 | 93.231 | 95.366 | 97.426 | 99.464 | 101.489 | 103.503 | 105.077
NPgY | GSP | NG FES - Consumer Transformation | Total peak demand (MW) | KEADBY | Consumer Transformation | Dem_BB000a_NPgExtra | MW | NPgY | Keadby |  | 315.425 | 317.637 | 324.006 | 328.686 | 331.447 | 334.944 | 338.131 | 341.706 | 346.072 | 350.66 | 355.109 | 359.659 | 364.32 | 369.717 | 379.863 | 389.85 | 399.514 | 408.758 | 417.253 | 425.049 | 432.194 | 439.873 | 447.295 | 454.516 | 461.525 | 468.428 | 475.26 | 482.039 | 488.043
NPgY | GSP | NG FES - Consumer Transformation | Total peak demand (MW) | KIRKSTALL B | Consumer Transformation | Dem_BB000a_NPgExtra | MW | NPgY | Kirkstall B |  | 214.857 | 230.774 | 243.024 | 252.456 | 257.485 | 261.787 | 265.016 | 268.508 | 272.975 | 277.59 | 281.54 | 285.291 | 288.878 | 293.72 | 305.277 | 316.396 | 326.968 | 336.983 | 345.934 | 353.847 | 360.897 | 369.34 | 377.513 | 385.465 | 393.114 | 400.635 | 408.061 | 415.409 | 421.143
NPgY | GSP | NG FES - Consumer Transformation | Total peak demand (MW) | NEEPSEND | Consumer Transformation | Dem_BB000a_NPgExtra | MW | NPgY | Neepsend |  | 77.323 | 79.37 | 83.184 | 84.566 | 86.7 | 89.216 | 90.794 | 92.463 | 94.588 | 96.741 | 98.613 | 100.33 | 101.905 | 104.005 | 108.908 | 113.603 | 118.05 | 122.224 | 125.875 | 129.027 | 131.795 | 135.469 | 139.045 | 142.54 | 145.911 | 149.237 | 152.528 | 155.79 | 158.326
NPgY | GSP | NG FES - Consumer Transformation | Total peak demand (MW) | NORTON LEES | Consumer Transformation | Dem_BB000a_NPgExtra | MW | NPgY | Norton Lees |  | 52.693 | 52.881 | 53.971 | 55.872 | 58.578 | 61.705 | 63.483 | 65.342 | 67.65 | 69.971 | 72.032 | 73.909 | 75.627 | 77.822 | 82.647 | 87.399 | 91.907 | 96.108 | 99.651 | 102.617 | 105.207 | 109.025 | 112.753 | 116.406 | 119.941 | 123.436 | 126.903 | 130.345 | 132.967
NPgY | GSP | NG FES - Consumer Transformation | Total peak demand (MW) | PITSMOOR 3/4 | Consumer Transformation | Dem_BB000a_NPgExtra | MW | NPgY | Pitsmoor |  | 50.574 | 56.754 | 58.141 | 58.038 | 58.201 | 58.523 | 58.591 | 58.7 | 58.897 | 59.119 | 59.275 | 59.436 | 59.604 | 60.116 | 62.093 | 64.004 | 65.843 | 67.602 | 69.194 | 70.626 | 71.907 | 73.513 | 75.088 | 76.636 | 78.151 | 79.645 | 81.122 | 82.583 | 83.714
NPgY | GSP | NG FES - Consumer Transformation | Total peak demand (MW) | SALTEND NORTH | Consumer Transformation | Dem_BB000a_NPgExtra | MW | NPgY | Saltend North |  | 112.153 | 113.265 | 113.052 | 113 | 113.369 | 113.958 | 114.61 | 115.427 | 116.586 | 117.846 | 119.044 | 120.279 | 121.542 | 122.985 | 124.952 | 126.84 | 128.617 | 130.26 | 131.7 | 132.928 | 133.979 | 135.107 | 136.138 | 137.093 | 137.97 | 138.812 | 139.632 | 140.438 | 141.064
NPgY | GSP | NG FES - Consumer Transformation | Total peak demand (MW) | SHEFFIELD CITY | Consumer Transformation | Dem_BB000a_NPgExtra | MW | NPgY | Sheffield City |  | 74.009 | 79.508 | 84.302 | 86.466 | 87.135 | 88.08 | 88.705 | 89.417 | 90.417 | 91.458 | 92.344 | 93.184 | 93.953 | 94.989 | 97.727 | 100.32 | 102.748 | 105.013 | 106.969 | 108.678 | 110.171 | 112.09 | 113.946 | 115.752 | 117.489 | 119.198 | 120.884 | 122.553 | 123.904
NPgY | GSP | NG FES - Consumer Transformation | Total peak demand (MW) | SKELTON GRANGE | Consumer Transformation | Dem_BB000a_NPgExtra | MW | NPgY | Skelton Grange |  | 511.908 | 557.306 | 576.356 | 588.559 | 599.654 | 612.165 | 621.168 | 630.92 | 643.237 | 655.988 | 667.187 | 678.025 | 688.502 | 721.626 | 751.588 | 780.585 | 808.105 | 833.938 | 856.534 | 876.175 | 893.426 | 914.868 | 935.507 | 955.496 | 974.67 | 993.478 | 1012.016 | 1030.342 | 1044.79
NPgY | GSP | NG FES - Consumer Transformation | Total peak demand (MW) | TEMPLEBOROUGH 275/33KV | Consumer Transformation | Dem_BB000a_NPgExtra | MW | NPgY | Templeborough |  | 14.515 | 14.481 | 14.486 | 14.515 | 14.588 | 14.691 | 14.79 | 14.908 | 15.076 | 15.251 | 15.42 | 15.584 | 15.747 | 15.908 | 16.098 | 16.283 | 16.457 | 16.617 | 16.756 | 16.87 | 16.968 | 17.069 | 17.161 | 17.244 | 17.318 | 17.389 | 17.457 | 17.523 | 17.579
NPgY | GSP | NG FES - Consumer Transformation | Total peak demand (MW) | THURCROFT | Consumer Transformation | Dem_BB000a_NPgExtra | MW | NPgY | Thurcroft |  | 174.34 | 187.735 | 191.335 | 203.429 | 205.59 | 208.26 | 210.128 | 212.227 | 226.223 | 228.949 | 231.428 | 234.057 | 236.849 | 298.352 | 306.162 | 313.898 | 321.305 | 328.246 | 334.302 | 339.591 | 344.244 | 350.079 | 355.685 | 361.107 | 366.34 | 371.466 | 376.515 | 381.504 | 385.583
NPgY | GSP | NG FES - Consumer Transformation | Total peak demand (MW) | WEST MELTON / THORPE MARSH | Consumer Transformation | Dem_BB000a_NPgExtra | MW | NPgY | Thorpe Marsh |  | 399.209 | 415.807 | 425.84 | 432.967 | 440.568 | 458.266 | 464.892 | 472.213 | 481.565 | 491.276 | 500.337 | 509.158 | 517.739 | 553.09 | 575.499 | 597.239 | 617.987 | 637.557 | 654.926 | 670.289 | 684.017 | 700.568 | 716.579 | 732.16 | 747.187 | 761.982 | 776.615 | 791.123 | 802.938
NPgY | GSP | NG FES - Consumer Transformation | Total peak demand (MW) | WEST MELTON SECTION 3 | Consumer Transformation | Dem_BB000a_NPgExtra | MW | NPgY | West Melton |  | 231.631 | 239.034 | 242.155 | 245.726 | 249.638 | 254.211 | 257.944 | 261.921 | 266.509 | 271.291 | 275.563 | 279.925 | 284.403 | 306.47 | 318.854 | 331.036 | 342.744 | 353.841 | 363.761 | 372.631 | 380.553 | 389.832 | 398.803 | 407.528 | 415.971 | 424.268 | 432.463 | 440.582 | 447.35
NPgY | GSP | NG FES - Consumer Transformation | Total peak demand (MW) | WINCOBANK | Consumer Transformation | Dem_BB000a_NPgExtra | MW | NPgY | Wincobank |  | 37.233 | 48.699 | 48.942 | 52.628 | 52.525 | 52.504 | 52.524 | 52.578 | 52.687 | 52.819 | 52.925 | 53.057 | 53.214 | 53.417 | 54.29 | 55.149 | 55.966 | 56.738 | 57.426 | 58.051 | 58.605 | 59.199 | 59.765 | 60.311 | 60.835 | 61.344 | 61.84 | 62.325 | 62.767
NPgN | GSP | NG FES - Falling Short | Total peak demand (MW) | BLYTH 66kV | Falling Short | Dem_BB000a_NPgExtra | MW | NPgN | Blyth 66kV |  | 193.6 | 193.409 | 193.403 | 193.763 | 194.375 | 195.19 | 196.326 | 197.641 | 199.032 | 200.53 | 201.97 | 203.459 | 204.7 | 205.97 | 207.229 | 208.55 | 209.829 | 211.105 | 212.331 | 213.485 | 214.546 | 215.512 | 216.376 | 217.145 | 217.82 | 218.425 | 218.979 | 219.477 | 219.813
NPgN | GSP | NG FES - Falling Short | Total peak demand (MW) | BLYTH 132kV | Falling Short | Dem_BB000a_NPgExtra | MW | NPgN | Blyth 132kV |  | 56.078 | 56.155 | 56.463 | 56.985 | 57.666 | 58.494 | 59.577 | 60.818 | 62.015 | 63.197 | 64.288 | 65.326 | 66.241 | 67.119 | 67.868 | 68.602 | 69.259 | 69.874 | 70.445 | 70.935 | 71.371 | 71.746 | 72.07 | 72.349 | 72.578 | 72.779 | 72.962 | 73.125 | 73.227
NPgN | GSP | NG FES - Falling Short | Total peak demand (MW) | FOURSTONES | Falling Short | Dem_BB000a_NPgExtra | MW | NPgN | Fourstones |  | 22.498 | 22.464 | 22.439 | 22.443 | 22.486 | 22.555 | 22.673 | 22.823 | 22.977 | 23.133 | 23.279 | 23.425 | 23.556 | 23.696 | 23.818 | 23.942 | 24.05 | 24.156 | 24.261 | 24.351 | 24.432 | 24.504 | 24.568 | 24.625 | 24.677 | 24.723 | 24.766 | 24.802 | 24.818
NPgN | GSP | NG FES - Falling Short | Total peak demand (MW) | HARTMOOR | Falling Short | Dem_BB000a_NPgExtra | MW | NPgN | Hart Moor |  | 88.844 | 88.857 | 89.07 | 89.526 | 90.224 | 91.159 | 92.403 | 93.816 | 95.212 | 96.623 | 97.943 | 99.24 | 100.358 | 101.508 | 102.566 | 103.645 | 104.626 | 105.57 | 106.453 | 107.256 | 107.989 | 108.652 | 109.249 | 109.787 | 110.257 | 110.689 | 111.097 | 111.463 | 111.673
NPgN | GSP | NG FES - Falling Short | Total peak demand (MW) | HAWTHORN PIT GRID | Falling Short | Dem_BB000a_NPgExtra | MW | NPgN | Hawthorn Pit |  | 107.242 | 107.401 | 107.669 | 108.281 | 109.135 | 110.213 | 111.601 | 113.175 | 114.751 | 116.352 | 117.871 | 119.369 | 120.717 | 122.217 | 123.635 | 125.052 | 126.402 | 127.742 | 129.017 | 130.229 | 131.377 | 132.46 | 133.479 | 134.439 | 135.319 | 136.165 | 136.987 | 137.717 | 138.168
NPgN | GSP | NG FES - Falling Short | Total peak demand (MW) | KNARESBOROUGH | Falling Short | Dem_BB000a_NPgExtra | MW | NPgN | Knaresborough |  | 179.695 | 179.919 | 180.418 | 181.058 | 181.883 | 182.886 | 184.186 | 185.69 | 187.288 | 189.013 | 190.744 | 192.548 | 194.356 | 196.273 | 198.184 | 200.203 | 202.215 | 204.227 | 206.222 | 208.109 | 209.895 | 211.563 | 213.112 | 214.548 | 215.891 | 217.144 | 218.329 | 219.456 | 220.463
NPgN | GSP | NG FES - Falling Short | Total peak demand (MW) | LACKENBY | Falling Short | Dem_BB000a_NPgExtra | MW | NPgN | Lackenby |  | 182.269 | 182.352 | 182.651 | 183.282 | 184.177 | 185.319 | 186.829 | 188.563 | 190.379 | 192.311 | 194.182 | 196.093 | 197.846 | 199.7 | 201.528 | 203.426 | 205.298 | 207.166 | 208.936 | 210.597 | 212.116 | 213.486 | 214.701 | 215.771 | 216.681 | 217.49 | 218.225 | 218.87 | 219.301
NPgN | GSP | NG FES - Falling Short | Total peak demand (MW) | NORTON | Falling Short | Dem_BB000a_NPgExtra | MW | NPgN | Norton |  | 418.952 | 421.162 | 423.978 | 427.677 | 432.134 | 437.276 | 443.461 | 450.273 | 457.299 | 464.616 | 471.779 | 479.076 | 485.915 | 493.019 | 500.087 | 507.384 | 514.545 | 521.728 | 528.691 | 535.39 | 541.773 | 547.822 | 553.521 | 558.894 | 563.91 | 568.698 | 573.319 | 577.732 | 581.558
NPgN | GSP | NG FES - Falling Short | Total peak demand (MW) | OFFERTON | Falling Short | Dem_BB000a_NPgExtra | MW | NPgN | Offerton |  | 47.225 | 47.129 | 47.131 | 47.294 | 47.579 | 47.971 | 48.519 | 49.151 | 49.773 | 50.399 | 50.962 | 51.508 | 51.953 | 52.384 | 52.762 | 53.126 | 53.456 | 53.771 | 54.065 | 54.328 | 54.568 | 54.785 | 54.981 | 55.159 | 55.311 | 55.453 | 55.589 | 55.71 | 55.777
NPgN | GSP | NG FES - Falling Short | Total peak demand (MW) | OSBALDWICK | Falling Short | Dem_BB000a_NPgExtra | MW | NPgN | Osbaldwick |  | 249.348 | 249.395 | 250.08 | 251.481 | 253.458 | 255.949 | 259.235 | 262.963 | 266.653 | 270.386 | 273.825 | 277.183 | 280.064 | 282.975 | 285.59 | 288.218 | 290.576 | 292.849 | 295.048 | 297.017 | 298.823 | 300.456 | 301.928 | 303.258 | 304.459 | 305.558 | 306.588 | 307.528 | 308.148
NPgN | GSP | NG FES - Falling Short | Total peak demand (MW) | POPPLETON | Falling Short | Dem_BB000a_NPgExtra | MW | NPgN | Poppleton |  | 43.461 | 43.436 | 43.517 | 43.75 | 44.087 | 44.51 | 45.073 | 45.724 | 46.372 | 47.031 | 47.636 | 48.218 | 48.704 | 49.173 | 49.594 | 50.004 | 50.372 | 50.737 | 51.089 | 51.404 | 51.69 | 51.945 | 52.172 | 52.372 | 52.545 | 52.7 | 52.844 | 52.974 | 53.063
NPgN | GSP | NG FES - Falling Short | Total peak demand (MW) | SALTHOLME | Falling Short | Dem_BB000a_NPgExtra | MW | NPgN | Saltholme |  | 73.119 | 73.05 | 73.011 | 72.99 | 72.989 | 73.012 | 73.059 | 73.123 | 73.195 | 73.277 | 73.366 | 73.463 | 73.565 | 73.68 | 73.798 | 73.927 | 74.054 | 74.186 | 74.323 | 74.46 | 74.6 | 74.741 | 74.883 | 75.027 | 75.173 | 75.319 | 75.464 | 75.607 | 75.741
NPgN | GSP | NG FES - Falling Short | Total peak demand (MW) | SOUTH SHIELDS | Falling Short | Dem_BB000a_NPgExtra | MW | NPgN | South Shields |  | 45.882 | 45.751 | 45.672 | 45.707 | 45.815 | 45.983 | 46.242 | 46.554 | 46.891 | 47.26 | 47.618 | 47.991 | 48.298 | 48.609 | 48.918 | 49.243 | 49.559 | 49.88 | 50.191 | 50.482 | 50.748 | 50.988 | 51.2 | 51.386 | 51.548 | 51.69 | 51.818 | 51.929 | 51.998
NPgN | GSP | NG FES - Falling Short | Total peak demand (MW) | SPADEADAM | Falling Short | Dem_BB000a_NPgExtra | MW | NPgN | Spadeadam - Not in NG FES |  | 6.089 | 6.084 | 6.098 | 6.129 | 6.176 | 6.238 | 6.323 | 6.421 | 6.517 | 6.615 | 6.705 | 6.794 | 6.873 | 6.952 | 7.022 | 7.093 | 7.157 | 7.218 | 7.277 | 7.328 | 7.375 | 7.415 | 7.45 | 7.48 | 7.508 | 7.532 | 7.553 | 7.571 | 7.581
NPgN | GSP | NG FES - Falling Short | Total peak demand (MW) | SPENNYMOOR | Falling Short | Dem_BB000a_NPgExtra | MW | NPgN | Spennymoor |  | 243.168 | 243.811 | 244.834 | 246.376 | 248.381 | 250.789 | 253.818 | 257.225 | 260.67 | 264.202 | 267.614 | 271.025 | 274.168 | 277.36 | 280.436 | 283.562 | 286.584 | 289.591 | 292.474 | 295.222 | 297.828 | 300.286 | 302.597 | 304.772 | 306.773 | 308.688 | 310.542 | 312.316 | 313.849
NPgN | GSP | NG FES - Falling Short | Total peak demand (MW) | STELLA NORTH | Falling Short | Dem_BB000a_NPgExtra | MW | NPgN | Stella North |  | 220.509 | 219.778 | 219.38 | 219.504 | 219.96 | 220.673 | 221.791 | 223.132 | 224.563 | 226.124 | 227.567 | 229.051 | 230.206 | 231.373 | 232.516 | 233.702 | 234.822 | 235.942 | 237.016 | 238.033 | 238.968 | 239.822 | 240.586 | 241.264 | 241.85 | 242.374 | 242.854 | 243.282 | 243.538
NPgN | GSP | NG FES - Falling Short | Total peak demand (MW) | STELLA SOUTH | Falling Short | Dem_BB000a_NPgExtra | MW | NPgN | Stella South |  | 215.885 | 215.79 | 215.987 | 216.669 | 217.71 | 219.063 | 220.911 | 223.087 | 225.338 | 227.702 | 229.992 | 232.302 | 234.43 | 236.717 | 238.92 | 241.168 | 243.352 | 245.545 | 247.66 | 249.631 | 251.459 | 253.131 | 254.647 | 256.019 | 257.24 | 258.357 | 259.4 | 260.318 | 260.932
NPgN | GSP | NG FES - Falling Short | Total peak demand (MW) | TYNEMOUTH | Falling Short | Dem_BB000a_NPgExtra | MW | NPgN | Tynemouth 1 |  | 149.501 | 149.803 | 150.459 | 151.567 | 153.016 | 154.728 | 156.893 | 159.311 | 161.719 | 164.166 | 166.418 | 168.615 | 170.512 | 172.333 | 174.013 | 175.663 | 177.226 | 178.747 | 180.192 | 181.542 | 182.804 | 183.978 | 185.07 | 186.087 | 187.01 | 187.887 | 188.737 | 189.548 | 190.233
NPgN | GSP | NG FES - Falling Short | Total peak demand (MW) | WEST BOLDON | Falling Short | Dem_BB000a_NPgExtra | MW | NPgN | West Boldon |  | 212.666 | 212.43 | 212.663 | 213.508 | 214.826 | 216.552 | 218.918 | 221.666 | 224.458 | 227.35 | 230.04 | 232.708 | 235.021 | 237.346 | 239.528 | 241.719 | 243.808 | 245.854 | 247.78 | 249.541 | 251.134 | 252.551 | 253.797 | 254.885 | 255.796 | 256.6 | 257.332 | 257.962 | 258.332
NPgY | GSP | NG FES - Falling Short | Total peak demand (MW) | BRADFORD WEST | Falling Short | Dem_BB000a_NPgExtra | MW | NPgY | Bradford West |  | 368.943 | 383.141 | 391.816 | 398.2 | 401.465 | 405.606 | 411.218 | 417.973 | 424.627 | 431.16 | 437.166 | 443.036 | 448.699 | 454.644 | 460.282 | 465.763 | 470.374 | 474.683 | 478.762 | 482.379 | 485.657 | 488.571 | 491.155 | 493.446 | 495.435 | 497.224 | 498.884 | 500.406 | 501.501
NPgY | GSP | NG FES - Falling Short | Total peak demand (MW) | CAMBLESFORTH | Falling Short | Dem_BB000a_NPgExtra | MW | NPgY | Camblesforth |  | 64.768 | 67.901 | 71.436 | 72.149 | 72.976 | 73.921 | 75.028 | 76.298 | 77.62 | 78.978 | 80.357 | 81.751 | 83.149 | 84.552 | 85.959 | 87.397 | 88.852 | 90.305 | 91.723 | 93.07 | 94.34 | 95.522 | 96.618 | 97.632 | 98.561 | 99.431 | 100.256 | 101.05 | 101.822
NPgY | GSP | NG FES - Falling Short | Total peak demand (MW) | CREYKE BECK | Falling Short | Dem_BB000a_NPgExtra | MW | NPgY | Creyke Beck |  | 369.432 | 384.591 | 394.51 | 400.614 | 403.431 | 406.935 | 411.351 | 416.478 | 421.749 | 427.158 | 432.447 | 437.822 | 443.216 | 449 | 454.773 | 460.686 | 466.154 | 471.516 | 476.673 | 481.569 | 486.181 | 490.487 | 494.482 | 498.187 | 501.579 | 504.769 | 507.81 | 510.728 | 513.278
NPgY | GSP | NG FES - Falling Short | Total peak demand (MW) | DRAX | Falling Short | Dem_BB000a_NPgExtra | MW | NPgY | Drax |  | 88.76 | 92.735 | 94.035 | 95.405 | 99.15 | 100.846 | 102.768 | 104.902 | 107.069 | 109.255 | 111.425 | 113.591 | 115.76 | 117.993 | 120.224 | 122.453 | 124.542 | 126.585 | 128.582 | 130.5 | 132.343 | 134.095 | 135.764 | 137.353 | 138.855 | 140.303 | 141.71 | 143.086 | 144.41
NPgY | GSP | NG FES - Falling Short | Total peak demand (MW) | ELLAND | Falling Short | Dem_BB000a_NPgExtra | MW | NPgY | Elland |  | 303.378 | 312.156 | 317.781 | 319.024 | 319.78 | 320.966 | 322.857 | 325.215 | 327.767 | 330.544 | 333.219 | 336.066 | 338.991 | 369.395 | 372.897 | 376.507 | 379.797 | 383.035 | 386.144 | 389.062 | 391.742 | 394.182 | 396.359 | 398.29 | 399.98 | 401.484 | 402.855 | 404.078 | 404.923
NPgY | GSP | NG FES - Falling Short | Total peak demand (MW) | FERRYBRIDGE A | Falling Short | Dem_BB000a_NPgExtra | MW | NPgY | Ferrybridge A |  | 102.943 | 123.251 | 127.887 | 131.253 | 133.398 | 135.918 | 138.92 | 142.383 | 145.858 | 149.318 | 152.682 | 155.98 | 159.243 | 209.235 | 212.55 | 215.803 | 218.739 | 221.58 | 224.258 | 226.775 | 229.123 | 231.276 | 233.252 | 235.063 | 236.659 | 238.156 | 239.58 | 240.938 | 242.17
NPgY | GSP | NG FES - Falling Short | Total peak demand (MW) | FERRYBRIDGE B | Falling Short | Dem_BB000a_NPgExtra | MW | NPgY | Ferrybridge B (_M) |  | 286.97 | 300.354 | 310.125 | 321.6 | 325.973 | 331.121 | 337.459 | 344.964 | 360.03 | 367.599 | 374.996 | 382.257 | 389.427 | 417.386 | 424.619 | 431.84 | 438.551 | 445.089 | 451.255 | 457.006 | 462.336 | 467.173 | 471.56 | 475.523 | 478.957 | 482.128 | 485.105 | 487.908 | 490.393
NPgY | GSP | NG FES - Falling Short | Total peak demand (MW) | GRIMSBY WEST | Falling Short | Dem_BB000a_NPgExtra | MW | NPgY | Grimsby West |  | 174.274 | 183.424 | 185.618 | 186.754 | 188.384 | 190.604 | 193.542 | 197.191 | 200.94 | 204.748 | 208.506 | 212.232 | 215.927 | 219.704 | 223.433 | 227.2 | 230.75 | 234.204 | 237.455 | 240.416 | 243.081 | 245.398 | 247.39 | 249.074 | 250.411 | 251.543 | 252.522 | 253.387 | 254.115
NPgY | GSP | NG FES - Falling Short | Total peak demand (MW) | JORDANTHORPE | Falling Short | Dem_BB000a_NPgExtra | MW | NPgY | Jordanthorpe |  | 54.49 | 56.271 | 57.02 | 57.648 | 58.412 | 59.31 | 60.41 | 61.682 | 62.909 | 64.08 | 65.138 | 66.126 | 67.058 | 67.979 | 68.835 | 69.618 | 70.242 | 70.816 | 71.328 | 71.8 | 72.24 | 72.646 | 73.027 | 73.386 | 73.694 | 73.998 | 74.303 | 74.606 | 74.884
NPgY | GSP | NG FES - Falling Short | Total peak demand (MW) | KEADBY | Falling Short | Dem_BB000a_NPgExtra | MW | NPgY | Keadby |  | 316.2 | 319.933 | 327.576 | 333.34 | 336.45 | 339.934 | 343.9 | 348.282 | 352.812 | 357.486 | 362.176 | 366.956 | 371.782 | 376.829 | 381.919 | 387.194 | 392.349 | 397.474 | 402.45 | 407.24 | 411.804 | 416.116 | 420.173 | 423.986 | 427.544 | 430.931 | 434.187 | 437.349 | 440.285
NPgY | GSP | NG FES - Falling Short | Total peak demand (MW) | KIRKSTALL B | Falling Short | Dem_BB000a_NPgExtra | MW | NPgY | Kirkstall B |  | 215.683 | 231.853 | 241.927 | 249.354 | 251.357 | 253.425 | 256.243 | 259.669 | 263.094 | 266.498 | 269.658 | 272.746 | 275.751 | 278.922 | 281.986 | 284.948 | 287.423 | 289.775 | 291.969 | 293.967 | 295.789 | 297.423 | 298.878 | 300.17 | 301.265 | 302.256 | 303.176 | 304.02 | 304.655
NPgY | GSP | NG FES - Falling Short | Total peak demand (MW) | NEEPSEND | Falling Short | Dem_BB000a_NPgExtra | MW | NPgY | Neepsend |  | 77.773 | 80.028 | 83.41 | 84.069 | 84.932 | 86.01 | 87.393 | 89.035 | 90.635 | 92.181 | 93.586 | 94.914 | 96.18 | 97.481 | 98.692 | 99.832 | 100.753 | 101.6 | 102.39 | 103.093 | 103.737 | 104.316 | 104.841 | 105.319 | 105.734 | 106.123 | 106.498 | 106.853 | 107.134
NPgY | GSP | NG FES - Falling Short | Total peak demand (MW) | NORTON LEES | Falling Short | Dem_BB000a_NPgExtra | MW | NPgY | Norton Lees |  | 53.424 | 53.647 | 54.109 | 54.873 | 55.858 | 57.069 | 58.578 | 60.357 | 62.076 | 63.718 | 65.211 | 66.604 | 67.918 | 69.236 | 70.47 | 71.601 | 72.512 | 73.349 | 74.104 | 74.783 | 75.408 | 75.972 | 76.491 | 76.972 | 77.379 | 77.773 | 78.161 | 78.526 | 78.818
NPgY | GSP | NG FES - Falling Short | Total peak demand (MW) | PITSMOOR 3/4 | Falling Short | Dem_BB000a_NPgExtra | MW | NPgY | Pitsmoor |  | 50.737 | 57.166 | 58.701 | 58.69 | 58.738 | 58.844 | 59.02 | 59.244 | 59.487 | 59.751 | 60 | 60.262 | 60.536 | 60.871 | 61.21 | 61.552 | 61.821 | 62.077 | 62.331 | 62.569 | 62.793 | 63 | 63.19 | 63.365 | 63.529 | 63.68 | 63.821 | 63.952 | 64.044
NPgY | GSP | NG FES - Falling Short | Total peak demand (MW) | SALTEND NORTH | Falling Short | Dem_BB000a_NPgExtra | MW | NPgY | Saltend North |  | 112.448 | 114.201 | 114.544 | 115.027 | 115.656 | 116.422 | 117.386 | 118.534 | 119.749 | 121.028 | 122.329 | 123.666 | 125.02 | 126.405 | 127.811 | 129.247 | 130.687 | 132.123 | 133.529 | 134.856 | 136.094 | 137.235 | 138.276 | 139.224 | 140.079 | 140.863 | 141.593 | 142.283 | 142.943
NPgY | GSP | NG FES - Falling Short | Total peak demand (MW) | SHEFFIELD CITY | Falling Short | Dem_BB000a_NPgExtra | MW | NPgY | Sheffield City |  | 74.352 | 80.204 | 85.084 | 87.166 | 87.41 | 87.8 | 88.376 | 89.097 | 89.822 | 90.549 | 91.228 | 91.906 | 92.569 | 93.311 | 94.02 | 94.735 | 95.337 | 95.903 | 96.477 | 96.973 | 97.426 | 97.828 | 98.184 | 98.499 | 98.795 | 99.055 | 99.29 | 99.496 | 99.617
NPgY | GSP | NG FES - Falling Short | Total peak demand (MW) | SKELTON GRANGE | Falling Short | Dem_BB000a_NPgExtra | MW | NPgY | Skelton Grange |  | 514.597 | 561.471 | 578.478 | 587.382 | 591.926 | 597.545 | 605.089 | 614.216 | 623.439 | 632.723 | 641.516 | 650.233 | 658.822 | 687.651 | 696.614 | 705.496 | 713.355 | 720.892 | 728.067 | 734.597 | 740.545 | 745.858 | 750.559 | 754.697 | 758.249 | 761.408 | 764.293 | 766.891 | 768.811
NPgY | GSP | NG FES - Falling Short | Total peak demand (MW) | TEMPLEBOROUGH 275/33KV | Falling Short | Dem_BB000a_NPgExtra | MW | NPgY | Templeborough |  | 14.555 | 14.612 | 14.69 | 14.786 | 14.901 | 15.035 | 15.196 | 15.383 | 15.572 | 15.761 | 15.949 | 16.135 | 16.319 | 16.501 | 16.682 | 16.864 | 17.046 | 17.228 | 17.4 | 17.567 | 17.725 | 17.875 | 18.017 | 18.15 | 18.271 | 18.387 | 18.5 | 18.611 | 18.719
NPgY | GSP | NG FES - Falling Short | Total peak demand (MW) | THURCROFT | Falling Short | Dem_BB000a_NPgExtra | MW | NPgY | Thurcroft |  | 175.274 | 189.701 | 193.812 | 206.078 | 207.573 | 209.333 | 211.494 | 213.965 | 228.087 | 230.93 | 233.795 | 236.781 | 239.846 | 301.016 | 304.467 | 308.006 | 311.375 | 314.723 | 317.977 | 321.091 | 324.013 | 326.732 | 329.234 | 331.531 | 333.624 | 335.563 | 337.389 | 339.116 | 340.655
NPgY | GSP | NG FES - Falling Short | Total peak demand (MW) | WEST MELTON / THORPE MARSH | Falling Short | Dem_BB000a_NPgExtra | MW | NPgY | Thorpe Marsh |  | 401.4 | 420.155 | 430.449 | 436.81 | 441.603 | 455.67 | 462.779 | 471.066 | 479.43 | 487.823 | 495.989 | 504.091 | 512.129 | 545.227 | 553.559 | 561.903 | 569.486 | 576.845 | 583.936 | 590.567 | 596.797 | 602.559 | 607.895 | 612.836 | 617.351 | 621.599 | 625.651 | 629.514 | 632.902
NPgY | GSP | NG FES - Falling Short | Total peak demand (MW) | WEST MELTON SECTION 3 | Falling Short | Dem_BB000a_NPgExtra | MW | NPgY | West Melton |  | 232.805 | 240.92 | 243.917 | 247.126 | 249.517 | 252.277 | 255.624 | 259.404 | 263.347 | 267.462 | 271.497 | 275.63 | 279.842 | 300.863 | 305.596 | 310.373 | 314.697 | 318.912 | 322.962 | 326.801 | 330.379 | 333.683 | 336.705 | 339.462 | 341.952 | 344.25 | 346.41 | 348.43 | 350.102
NPgY | GSP | NG FES - Falling Short | Total peak demand (MW) | WINCOBANK | Falling Short | Dem_BB000a_NPgExtra | MW | NPgY | Wincobank |  | 37.363 | 49.08 | 49.548 | 53.447 | 53.469 | 53.537 | 53.659 | 53.815 | 53.994 | 54.197 | 54.411 | 54.648 | 54.899 | 55.211 | 55.54 | 55.901 | 56.234 | 56.567 | 56.888 | 57.195 | 57.483 | 57.752 | 57.998 | 58.224 | 58.43 | 58.62 | 58.797 | 58.959 | 59.073
NPgN | GSP | NG FES - Leading the Way | Total peak demand (MW) | BLYTH 66kV | Leading the Way | Dem_BB000a_NPgExtra | MW | NPgN | Blyth 66kV |  | 192.6 | 191.744 | 191.708 | 192.808 | 195.307 | 198.212 | 199.983 | 201.124 | 204.1 | 213.138 | 221.625 | 229.816 | 237.658 | 245.165 | 252.426 | 259.483 | 266.161 | 272.321 | 277.278 | 281.4 | 285.065 | 290.073 | 295.736 | 300.075 | 299.185 | 298.304 | 297.439 | 296.588 | 295.84
NPgN | GSP | NG FES - Leading the Way | Total peak demand (MW) | BLYTH 132kV | Leading the Way | Dem_BB000a_NPgExtra | MW | NPgN | Blyth 132kV |  | 55.806 | 55.764 | 56.425 | 57.589 | 59.368 | 61.179 | 62.527 | 63.748 | 65.764 | 69.865 | 73.729 | 77.398 | 80.852 | 84.053 | 87.026 | 89.843 | 92.472 | 94.889 | 96.872 | 98.533 | 99.998 | 101.824 | 103.806 | 105.354 | 105.072 | 104.791 | 104.52 | 104.257 | 104.034
NPgN | GSP | NG FES - Leading the Way | Total peak demand (MW) | FOURSTONES | Leading the Way | Dem_BB000a_NPgExtra | MW | NPgN | Fourstones |  | 22.389 | 22.247 | 22.209 | 22.304 | 22.567 | 22.849 | 23.005 | 23.106 | 23.387 | 24.179 | 24.929 | 25.65 | 26.335 | 26.97 | 27.565 | 28.131 | 28.652 | 29.125 | 29.481 | 29.756 | 29.986 | 30.344 | 30.759 | 31.068 | 30.933 | 30.8 | 30.671 | 30.545 | 30.429
NPgN | GSP | NG FES - Leading the Way | Total peak demand (MW) | HARTMOOR | Leading the Way | Dem_BB000a_NPgExtra | MW | NPgN | Hart Moor |  | 87.999 | 87.804 | 88.38 | 89.975 | 92.599 | 95.448 | 97.416 | 98.843 | 101.21 | 107.103 | 112.692 | 118.061 | 123.142 | 127.889 | 132.424 | 136.851 | 140.998 | 144.763 | 147.638 | 149.972 | 152.035 | 154.944 | 158.278 | 160.957 | 160.461 | 159.968 | 159.488 | 159.02 | 158.609
NPgN | GSP | NG FES - Leading the Way | Total peak demand (MW) | HAWTHORN PIT GRID | Leading the Way | Dem_BB000a_NPgExtra | MW | NPgN | Hawthorn Pit |  | 106.589 | 106.227 | 106.673 | 108.182 | 110.761 | 113.634 | 115.552 | 117.004 | 119.664 | 125.889 | 131.735 | 137.329 | 142.639 | 147.684 | 152.503 | 157.117 | 161.433 | 165.338 | 168.331 | 170.756 | 172.868 | 175.902 | 179.358 | 181.982 | 181.421 | 180.858 | 180.302 | 179.751 | 179.261
NPgN | GSP | NG FES - Leading the Way | Total peak demand (MW) | KNARESBOROUGH | Leading the Way | Dem_BB000a_NPgExtra | MW | NPgN | Knaresborough |  | 179.299 | 178.521 | 178.401 | 178.88 | 180.203 | 181.718 | 182.877 | 183.915 | 185.962 | 191.05 | 195.994 | 200.875 | 205.599 | 210.076 | 214.329 | 218.41 | 222.224 | 225.713 | 228.542 | 230.931 | 233.074 | 235.762 | 238.716 | 241.147 | 240.972 | 240.794 | 240.622 | 240.454 | 240.328
NPgN | GSP | NG FES - Leading the Way | Total peak demand (MW) | LACKENBY | Leading the Way | Dem_BB000a_NPgExtra | MW | NPgN | Lackenby |  | 181.659 | 181.277 | 181.66 | 182.855 | 185.165 | 187.825 | 190.04 | 192.025 | 195.352 | 202.732 | 209.654 | 216.355 | 222.767 | 228.9 | 234.727 | 240.251 | 245.392 | 250.065 | 253.851 | 257.055 | 259.905 | 263.456 | 267.326 | 270.355 | 269.886 | 269.406 | 268.926 | 268.444 | 268.019
NPgN | GSP | NG FES - Leading the Way | Total peak demand (MW) | NORTON | Leading the Way | Dem_BB000a_NPgExtra | MW | NPgN | Norton |  | 417.008 | 416.998 | 419.236 | 424.076 | 432.224 | 441.21 | 448.337 | 454.427 | 464.157 | 485.941 | 506.541 | 526.583 | 545.856 | 564.32 | 582.067 | 599.171 | 615.282 | 630.17 | 642.407 | 652.91 | 662.439 | 674.374 | 687.417 | 698.102 | 698.004 | 697.873 | 697.736 | 697.587 | 697.589
NPgN | GSP | NG FES - Leading the Way | Total peak demand (MW) | OFFERTON | Leading the Way | Dem_BB000a_NPgExtra | MW | NPgN | Offerton |  | 46.961 | 46.733 | 46.898 | 47.551 | 48.782 | 50.182 | 51.03 | 51.613 | 52.978 | 56.528 | 59.8 | 62.91 | 65.856 | 68.642 | 71.304 | 73.868 | 76.286 | 78.505 | 80.277 | 81.72 | 82.977 | 84.766 | 86.801 | 88.291 | 87.901 | 87.515 | 87.137 | 86.765 | 86.435
NPgN | GSP | NG FES - Leading the Way | Total peak demand (MW) | OSBALDWICK | Leading the Way | Dem_BB000a_NPgExtra | MW | NPgN | Osbaldwick |  | 248.029 | 247.212 | 248.575 | 251.822 | 257.385 | 263.209 | 267.705 | 271.373 | 277.695 | 292.978 | 307.242 | 320.867 | 333.773 | 345.894 | 357.334 | 368.276 | 378.503 | 387.925 | 395.625 | 402.186 | 408.1 | 415.539 | 423.746 | 430.262 | 428.919 | 427.592 | 426.307 | 425.055 | 423.956
NPgN | GSP | NG FES - Leading the Way | Total peak demand (MW) | POPPLETON | Leading the Way | Dem_BB000a_NPgExtra | MW | NPgN | Poppleton |  | 43.097 | 42.959 | 43.251 | 44.003 | 45.24 | 46.536 | 47.363 | 47.948 | 49.062 | 51.666 | 54.121 | 56.459 | 58.659 | 60.709 | 62.653 | 64.526 | 66.262 | 67.837 | 69.032 | 69.964 | 70.758 | 71.978 | 73.409 | 74.489 | 74.25 | 74.014 | 73.785 | 73.562 | 73.37
NPgN | GSP | NG FES - Leading the Way | Total peak demand (MW) | SALTHOLME | Leading the Way | Dem_BB000a_NPgExtra | MW | NPgN | Saltholme |  | 72.877 | 72.475 | 72.079 | 71.707 | 71.422 | 71.187 | 70.961 | 70.76 | 70.659 | 70.754 | 70.859 | 70.968 | 71.074 | 71.182 | 71.288 | 71.403 | 71.515 | 71.62 | 71.691 | 71.746 | 71.798 | 71.883 | 71.988 | 72.076 | 71.998 | 71.921 | 71.847 | 71.774 | 71.703
NPgN | GSP | NG FES - Leading the Way | Total peak demand (MW) | SOUTH SHIELDS | Leading the Way | Dem_BB000a_NPgExtra | MW | NPgN | South Shields |  | 45.63 | 45.314 | 45.21 | 45.439 | 46.069 | 46.831 | 47.263 | 47.514 | 48.38 | 51.101 | 53.649 | 56.105 | 58.458 | 60.715 | 62.901 | 65.028 | 67.045 | 68.918 | 70.442 | 71.717 | 72.855 | 74.395 | 76.143 | 77.444 | 77.158 | 76.875 | 76.599 | 76.327 | 76.091
NPgN | GSP | NG FES - Leading the Way | Total peak demand (MW) | SPADEADAM | Leading the Way | Dem_BB000a_NPgExtra | MW | NPgN | Spadeadam - Not in NG FES |  | 6.063 | 6.039 | 6.07 | 6.153 | 6.305 | 6.472 | 6.591 | 6.691 | 6.882 | 7.355 | 7.801 | 8.229 | 8.636 | 9.017 | 9.376 | 9.718 | 10.039 | 10.338 | 10.586 | 10.797 | 10.985 | 11.221 | 11.48 | 11.681 | 11.639 | 11.598 | 11.559 | 11.52 | 11.488
NPgN | GSP | NG FES - Leading the Way | Total peak demand (MW) | SPENNYMOOR | Leading the Way | Dem_BB000a_NPgExtra | MW | NPgN | Spennymoor |  | 241.869 | 241.163 | 241.847 | 244.054 | 248.197 | 252.701 | 256.043 | 258.786 | 263.524 | 274.109 | 284.019 | 293.559 | 302.631 | 311.21 | 319.385 | 327.266 | 334.645 | 341.394 | 346.734 | 351.15 | 355.066 | 360.305 | 366.153 | 370.788 | 370.223 | 369.649 | 369.086 | 368.524 | 368.048
NPgN | GSP | NG FES - Leading the Way | Total peak demand (MW) | STELLA NORTH | Leading the Way | Dem_BB000a_NPgExtra | MW | NPgN | Stella North |  | 219.589 | 217.891 | 217.227 | 217.729 | 219.793 | 222.208 | 223.736 | 224.702 | 227.737 | 237.573 | 246.612 | 255.266 | 263.514 | 271.428 | 279.063 | 286.448 | 293.427 | 299.892 | 305.158 | 309.599 | 313.583 | 318.864 | 324.781 | 329.23 | 327.877 | 326.544 | 325.233 | 323.941 | 322.765
NPgN | GSP | NG FES - Leading the Way | Total peak demand (MW) | STELLA SOUTH | Leading the Way | Dem_BB000a_NPgExtra | MW | NPgN | Stella South |  | 214.864 | 213.828 | 213.97 | 215.483 | 218.589 | 222.073 | 224.484 | 226.457 | 230.271 | 239.035 | 247.335 | 255.338 | 262.95 | 270.137 | 276.942 | 283.422 | 289.438 | 294.894 | 299.098 | 302.458 | 305.338 | 309.402 | 313.995 | 317.451 | 316.603 | 315.751 | 314.911 | 314.08 | 313.338
NPgN | GSP | NG FES - Leading the Way | Total peak demand (MW) | TYNEMOUTH | Leading the Way | Dem_BB000a_NPgExtra | MW | NPgN | Tynemouth 1 |  | 148.636 | 148.504 | 149.578 | 151.922 | 155.822 | 159.958 | 162.875 | 165.122 | 169.315 | 178.927 | 187.802 | 196.269 | 204.294 | 211.878 | 219.136 | 226.176 | 232.833 | 238.976 | 243.944 | 248.086 | 251.784 | 256.766 | 262.382 | 266.675 | 266.199 | 265.729 | 265.277 | 264.837 | 264.499
NPgN | GSP | NG FES - Leading the Way | Total peak demand (MW) | WEST BOLDON | Leading the Way | Dem_BB000a_NPgExtra | MW | NPgN | West Boldon |  | 211.504 | 210.837 | 211.751 | 214.439 | 219.266 | 224.597 | 228.356 | 231.296 | 236.919 | 250.136 | 262.449 | 274.25 | 285.455 | 296.039 | 306.13 | 315.841 | 324.948 | 333.28 | 339.927 | 345.382 | 350.165 | 356.658 | 363.983 | 369.504 | 368.438 | 367.371 | 366.325 | 365.295 | 364.405
NPgY | GSP | NG FES - Leading the Way | Total peak demand (MW) | BRADFORD WEST | Leading the Way | Dem_BB000a_NPgExtra | MW | NPgY | Bradford West |  | 367.154 | 380.305 | 390.523 | 400.063 | 409.559 | 420.339 | 427.192 | 434.556 | 447.019 | 475.112 | 501.563 | 527.17 | 551.724 | 574.871 | 596.854 | 617.748 | 637.385 | 655.608 | 671.015 | 684.238 | 695.94 | 711.508 | 726.443 | 737.833 | 735.343 | 732.864 | 730.455 | 728.099 | 725.733
NPgY | GSP | NG FES - Leading the Way | Total peak demand (MW) | CAMBLESFORTH | Leading the Way | Dem_BB000a_NPgExtra | MW | NPgY | Camblesforth |  | 64.595 | 67.245 | 70.366 | 70.694 | 71.335 | 72.177 | 73.121 | 74.243 | 75.72 | 77.453 | 79.164 | 80.851 | 82.465 | 83.96 | 85.317 | 86.549 | 87.654 | 88.632 | 89.467 | 90.18 | 90.797 | 91.406 | 91.961 | 92.435 | 92.715 | 92.983 | 93.246 | 93.503 | 93.755
NPgY | GSP | NG FES - Leading the Way | Total peak demand (MW) | CREYKE BECK | Leading the Way | Dem_BB000a_NPgExtra | MW | NPgY | Creyke Beck |  | 368.042 | 380.983 | 389.56 | 395.168 | 399.182 | 404.352 | 408.322 | 412.881 | 420.476 | 438.741 | 456.212 | 473.39 | 490.103 | 506.169 | 521.611 | 536.438 | 550.509 | 563.741 | 575.28 | 585.663 | 595.243 | 606.557 | 617.557 | 626.603 | 626.014 | 625.414 | 624.828 | 624.248 | 623.63
NPgY | GSP | NG FES - Leading the Way | Total peak demand (MW) | DRAX | Leading the Way | Dem_BB000a_NPgExtra | MW | NPgY | Drax |  | 88.439 | 91.71 | 92.505 | 93.38 | 96.896 | 98.438 | 99.94 | 101.627 | 103.979 | 107.851 | 111.629 | 115.339 | 118.941 | 122.396 | 125.698 | 128.842 | 131.822 | 134.608 | 137.101 | 139.419 | 141.618 | 143.922 | 146.16 | 148.069 | 148.565 | 149.054 | 149.541 | 150.022 | 150.481
NPgY | GSP | NG FES - Leading the Way | Total peak demand (MW) | ELLAND | Leading the Way | Dem_BB000a_NPgExtra | MW | NPgY | Elland |  | 302.017 | 309.443 | 314.644 | 316.434 | 319.506 | 323.324 | 325.693 | 328.437 | 333.774 | 348.643 | 362.583 | 376.327 | 389.7 | 429.551 | 441.932 | 453.828 | 465.028 | 475.386 | 484.034 | 491.502 | 498.19 | 507.119 | 515.752 | 522.42 | 520.781 | 519.147 | 517.533 | 515.937 | 514.311
NPgY | GSP | NG FES - Leading the Way | Total peak demand (MW) | FERRYBRIDGE A | Leading the Way | Dem_BB000a_NPgExtra | MW | NPgY | Ferrybridge A |  | 102.254 | 121.981 | 126.781 | 130.634 | 134.009 | 138.052 | 141.111 | 144.507 | 149.518 | 158.069 | 166.295 | 174.273 | 181.928 | 235.836 | 242.75 | 249.286 | 255.402 | 261.02 | 265.792 | 269.954 | 273.682 | 278.207 | 282.538 | 285.935 | 286.104 | 286.246 | 286.384 | 286.513 | 286.621
NPgY | GSP | NG FES - Leading the Way | Total peak demand (MW) | FERRYBRIDGE B | Leading the Way | Dem_BB000a_NPgExtra | MW | NPgY | Ferrybridge B (_M) |  | 285.19 | 297.168 | 307.743 | 320.886 | 328.579 | 337.268 | 343.454 | 350.586 | 368.848 | 387.438 | 405.564 | 423.179 | 440.041 | 476.525 | 491.523 | 505.697 | 518.862 | 530.845 | 540.834 | 549.391 | 556.962 | 566.51 | 575.583 | 582.737 | 582.801 | 582.808 | 582.812 | 582.804 | 582.743
NPgY | GSP | NG FES - Leading the Way | Total peak demand (MW) | GRIMSBY WEST | Leading the Way | Dem_BB000a_NPgExtra | MW | NPgY | Grimsby West |  | 173.539 | 181.969 | 184.153 | 185.753 | 188.767 | 192.863 | 196.04 | 199.851 | 206.166 | 217.729 | 229.059 | 240.109 | 250.711 | 260.702 | 270.077 | 278.865 | 287.024 | 294.494 | 300.93 | 306.542 | 311.542 | 317.264 | 322.699 | 326.76 | 326.244 | 325.7 | 325.159 | 324.617 | 324.051
NPgY | GSP | NG FES - Leading the Way | Total peak demand (MW) | JORDANTHORPE | Leading the Way | Dem_BB000a_NPgExtra | MW | NPgY | Jordanthorpe |  | 54.043 | 55.64 | 56.659 | 57.777 | 59.448 | 61.321 | 62.488 | 63.717 | 65.651 | 69.247 | 72.578 | 75.752 | 78.763 | 81.598 | 84.319 | 86.948 | 89.436 | 91.747 | 93.666 | 95.298 | 96.747 | 98.799 | 100.775 | 102.284 | 102.213 | 102.14 | 102.072 | 102.006 | 101.928
NPgY | GSP | NG FES - Leading the Way | Total peak demand (MW) | KEADBY | Leading the Way | Dem_BB000a_NPgExtra | MW | NPgY | Keadby |  | 315.425 | 317.646 | 324.04 | 328.91 | 331.972 | 335.76 | 339.217 | 343.193 | 348.805 | 359.558 | 370.108 | 380.596 | 390.882 | 400.857 | 410.471 | 419.706 | 428.496 | 436.789 | 444.181 | 450.976 | 457.349 | 464.365 | 471.203 | 477.205 | 478.384 | 479.521 | 480.635 | 481.723 | 482.772
NPgY | GSP | NG FES - Leading the Way | Total peak demand (MW) | KIRKSTALL B | Leading the Way | Dem_BB000a_NPgExtra | MW | NPgY | Kirkstall B |  | 214.857 | 230.554 | 242.551 | 251.904 | 257.187 | 261.673 | 264.865 | 268.399 | 274.49 | 287.987 | 300.633 | 312.896 | 324.703 | 335.951 | 346.676 | 356.854 | 366.414 | 375.323 | 382.979 | 389.7 | 395.741 | 403.234 | 410.445 | 415.945 | 414.831 | 413.715 | 412.623 | 411.548 | 410.461
NPgY | GSP | NG FES - Leading the Way | Total peak demand (MW) | NEEPSEND | Leading the Way | Dem_BB000a_NPgExtra | MW | NPgY | Neepsend |  | 77.323 | 79.296 | 83.029 | 84.382 | 86.549 | 89.069 | 90.537 | 92.124 | 94.866 | 100.727 | 106.256 | 111.566 | 116.638 | 121.425 | 125.973 | 130.289 | 134.34 | 138.086 | 141.247 | 143.95 | 146.336 | 149.607 | 152.756 | 155.137 | 154.715 | 154.294 | 153.889 | 153.493 | 153.096
NPgY | GSP | NG FES - Leading the Way | Total peak demand (MW) | NORTON LEES | Leading the Way | Dem_BB000a_NPgExtra | MW | NPgY | Norton Lees |  | 52.693 | 52.842 | 53.88 | 55.754 | 58.484 | 61.621 | 63.287 | 65.058 | 68.063 | 73.971 | 79.572 | 84.935 | 90.031 | 94.811 | 99.403 | 103.849 | 108.036 | 111.883 | 115.021 | 117.635 | 119.922 | 123.407 | 126.768 | 129.259 | 129.04 | 128.819 | 128.608 | 128.404 | 128.184
NPgY | GSP | NG FES - Leading the Way | Total peak demand (MW) | PITSMOOR 3/4 | Leading the Way | Dem_BB000a_NPgExtra | MW | NPgY | Pitsmoor |  | 50.574 | 56.749 | 58.136 | 58.074 | 58.288 | 58.641 | 58.712 | 58.829 | 59.376 | 61.498 | 63.526 | 65.519 | 67.472 | 69.374 | 71.22 | 72.991 | 74.677 | 76.268 | 77.656 | 78.887 | 80.001 | 81.447 | 82.859 | 83.936 | 83.637 | 83.344 | 83.056 | 82.775 | 82.494
NPgY | GSP | NG FES - Leading the Way | Total peak demand (MW) | SALTEND NORTH | Leading the Way | Dem_BB000a_NPgExtra | MW | NPgY | Saltend North |  | 112.153 | 113.275 | 113.078 | 113.056 | 113.495 | 114.186 | 114.93 | 115.883 | 117.367 | 119.553 | 121.675 | 123.781 | 125.814 | 127.723 | 129.485 | 131.101 | 132.565 | 133.873 | 134.976 | 135.894 | 136.674 | 137.573 | 138.409 | 139.036 | 139.087 | 139.126 | 139.162 | 139.195 | 139.224
NPgY | GSP | NG FES - Leading the Way | Total peak demand (MW) | SHEFFIELD CITY | Leading the Way | Dem_BB000a_NPgExtra | MW | NPgY | Sheffield City |  | 74.009 | 79.472 | 84.229 | 86.406 | 87.112 | 88.055 | 88.626 | 89.295 | 90.533 | 93.737 | 96.802 | 99.78 | 102.637 | 105.301 | 107.799 | 110.152 | 112.333 | 114.34 | 116.016 | 117.448 | 118.714 | 120.398 | 122.015 | 123.292 | 122.868 | 122.451 | 122.049 | 121.659 | 121.278
NPgY | GSP | NG FES - Leading the Way | Total peak demand (MW) | SKELTON GRANGE | Leading the Way | Dem_BB000a_NPgExtra | MW | NPgY | Skelton Grange |  | 511.908 | 557.069 | 575.879 | 588.316 | 600.074 | 613.064 | 622.071 | 632.094 | 648.465 | 683.297 | 716.335 | 748.472 | 779.348 | 828.155 | 855.809 | 882.053 | 906.58 | 929.174 | 948.135 | 964.438 | 978.918 | 997.672 | 1015.631 | 1029.443 | 1026.934 | 1024.41 | 1021.947 | 1019.529 | 1017.073
NPgY | GSP | NG FES - Leading the Way | Total peak demand (MW) | TEMPLEBOROUGH 275/33KV | Leading the Way | Dem_BB000a_NPgExtra | MW | NPgY | Templeborough |  | 14.515 | 14.48 | 14.483 | 14.51 | 14.586 | 14.695 | 14.799 | 14.927 | 15.115 | 15.344 | 15.561 | 15.77 | 15.967 | 16.151 | 16.319 | 16.475 | 16.615 | 16.74 | 16.842 | 16.927 | 17 | 17.078 | 17.149 | 17.206 | 17.226 | 17.245 | 17.264 | 17.281 | 17.296
NPgY | GSP | NG FES - Leading the Way | Total peak demand (MW) | THURCROFT | Leading the Way | Dem_BB000a_NPgExtra | MW | NPgY | Thurcroft |  | 174.34 | 187.711 | 191.31 | 203.541 | 205.932 | 208.841 | 210.953 | 213.411 | 228.756 | 237.178 | 245.264 | 253.308 | 261.177 | 326.608 | 333.938 | 340.957 | 347.536 | 353.57 | 358.613 | 362.988 | 366.924 | 372.095 | 377.097 | 381.138 | 381.162 | 381.168 | 381.168 | 381.164 | 381.131
NPgY | GSP | NG FES - Leading the Way | Total peak demand (MW) | WEST MELTON / THORPE MARSH | Leading the Way | Dem_BB000a_NPgExtra | MW | NPgY | Thorpe Marsh |  | 399.209 | 415.696 | 425.622 | 432.941 | 440.972 | 459.01 | 465.66 | 473.207 | 485.439 | 510.709 | 535.199 | 559.11 | 582.193 | 628.782 | 649.715 | 669.673 | 688.462 | 705.896 | 720.836 | 733.985 | 745.907 | 760.726 | 775.041 | 786.483 | 786.142 | 785.778 | 785.442 | 785.12 | 784.753
NPgY | GSP | NG FES - Leading the Way | Total peak demand (MW) | WEST MELTON SECTION 3 | Leading the Way | Dem_BB000a_NPgExtra | MW | NPgY | West Melton |  | 231.631 | 238.955 | 242.039 | 245.849 | 250.125 | 254.989 | 258.966 | 263.335 | 269.747 | 283.399 | 296.406 | 309.255 | 321.797 | 350.278 | 361.981 | 373.204 | 383.815 | 393.678 | 402.111 | 409.645 | 416.574 | 424.941 | 433.062 | 439.757 | 439.885 | 439.991 | 440.092 | 440.188 | 440.245
NPgY | GSP | NG FES - Leading the Way | Total peak demand (MW) | WINCOBANK | Leading the Way | Dem_BB000a_NPgExtra | MW | NPgY | Wincobank |  | 37.233 | 48.694 | 48.935 | 52.655 | 52.592 | 52.592 | 52.636 | 52.727 | 52.913 | 53.827 | 54.703 | 55.577 | 56.437 | 57.268 | 58.067 | 58.832 | 59.547 | 60.211 | 60.769 | 61.276 | 61.749 | 62.268 | 62.766 | 63.218 | 63.051 | 62.884 | 62.719 | 62.555 | 62.39
NPgN | GSP | NG FES - System Transformation | Total peak demand (MW) | BLYTH 66kV | System Transformation | Dem_BB000a_NPgExtra | MW | NPgN | Blyth 66kV |  | 193.5 | 192.953 | 193.242 | 193.59 | 194.368 | 195.214 | 196.45 | 197.86 | 199.561 | 201.356 | 203.053 | 204.84 | 206.699 | 210.814 | 216.541 | 221.498 | 226.435 | 231.467 | 236.583 | 241.713 | 247.105 | 252.904 | 259.299 | 266.429 | 274.245 | 282.575 | 291.347 | 300.636 | 309.832
NPgN | GSP | NG FES - System Transformation | Total peak demand (MW) | BLYTH 132kV | System Transformation | Dem_BB000a_NPgExtra | MW | NPgN | Blyth 132kV |  | 56.027 | 56.107 | 56.963 | 58.001 | 59.294 | 60.491 | 61.801 | 63.191 | 64.695 | 66.213 | 67.65 | 69.025 | 70.333 | 72.316 | 74.968 | 77.212 | 79.324 | 81.394 | 83.411 | 85.345 | 87.312 | 89.358 | 91.558 | 93.963 | 96.532 | 99.265 | 102.127 | 105.143 | 108.126
NPgN | GSP | NG FES - System Transformation | Total peak demand (MW) | FOURSTONES | System Transformation | Dem_BB000a_NPgExtra | MW | NPgN | Fourstones |  | 22.481 | 22.396 | 22.426 | 22.47 | 22.584 | 22.69 | 22.838 | 23.012 | 23.235 | 23.461 | 23.677 | 23.894 | 24.112 | 24.503 | 25.054 | 25.531 | 25.982 | 26.432 | 26.885 | 27.324 | 27.778 | 28.258 | 28.782 | 29.359 | 29.984 | 30.651 | 31.349 | 32.085 | 32.811
NPgN | GSP | NG FES - System Transformation | Total peak demand (MW) | HARTMOOR | System Transformation | Dem_BB000a_NPgExtra | MW | NPgN | Hart Moor |  | 88.788 | 88.676 | 89.354 | 90.108 | 91.276 | 92.517 | 93.991 | 95.577 | 97.442 | 99.266 | 100.98 | 102.674 | 104.367 | 106.81 | 110.08 | 113.389 | 116.673 | 119.965 | 123.272 | 126.525 | 129.874 | 133.389 | 137.182 | 141.316 | 145.756 | 150.482 | 155.422 | 160.618 | 165.79
NPgN | GSP | NG FES - System Transformation | Total peak demand (MW) | HAWTHORN PIT GRID | System Transformation | Dem_BB000a_NPgExtra | MW | NPgN | Hawthorn Pit |  | 107.176 | 107.118 | 107.81 | 108.593 | 109.805 | 111.092 | 112.622 | 114.337 | 116.441 | 118.6 | 120.663 | 122.724 | 124.818 | 128.138 | 131.289 | 134.407 | 137.654 | 141.011 | 144.484 | 147.953 | 151.597 | 155.501 | 159.772 | 164.447 | 169.537 | 174.942 | 180.628 | 186.637 | 192.602
NPgN | GSP | NG FES - System Transformation | Total peak demand (MW) | KNARESBOROUGH | System Transformation | Dem_BB000a_NPgExtra | MW | NPgN | Knaresborough |  | 179.537 | 179.256 | 179.691 | 180.236 | 181.094 | 181.982 | 183.196 | 184.625 | 186.373 | 188.255 | 190.174 | 192.229 | 194.399 | 197.124 | 201.035 | 204.766 | 208.347 | 211.84 | 215.21 | 218.42 | 221.555 | 224.665 | 227.818 | 231.068 | 234.406 | 237.881 | 241.423 | 245.07 | 248.705
NPgN | GSP | NG FES - System Transformation | Total peak demand (MW) | LACKENBY | System Transformation | Dem_BB000a_NPgExtra | MW | NPgN | Lackenby |  | 182.151 | 182.033 | 182.698 | 183.469 | 184.709 | 186.069 | 187.805 | 189.752 | 192.027 | 194.451 | 196.779 | 199.193 | 201.671 | 205.57 | 210.191 | 214.405 | 218.606 | 222.797 | 226.96 | 231.025 | 235.158 | 239.452 | 244.04 | 249 | 254.328 | 259.962 | 265.857 | 272.064 | 278.227
NPgN | GSP | NG FES - System Transformation | Total peak demand (MW) | NORTON | System Transformation | Dem_BB000a_NPgExtra | MW | NPgN | Norton |  | 418.719 | 419.824 | 423.284 | 426.997 | 432.038 | 437.323 | 443.685 | 450.62 | 458.494 | 466.69 | 474.644 | 482.845 | 491.224 | 503.512 | 518.866 | 533.317 | 547.776 | 562.339 | 576.926 | 591.313 | 605.991 | 621.216 | 637.378 | 654.717 | 673.169 | 692.605 | 712.82 | 733.97 | 755.042
NPgN | GSP | NG FES - System Transformation | Total peak demand (MW) | OFFERTON | System Transformation | Dem_BB000a_NPgExtra | MW | NPgN | Offerton |  | 47.206 | 47.052 | 47.294 | 47.596 | 48.117 | 48.666 | 49.333 | 50.05 | 50.862 | 51.687 | 52.431 | 53.159 | 53.864 | 55.528 | 57.723 | 59.449 | 61.129 | 62.844 | 64.616 | 66.395 | 68.294 | 70.374 | 72.707 | 75.343 | 78.256 | 81.365 | 84.657 | 88.157 | 91.601
NPgN | GSP | NG FES - System Transformation | Total peak demand (MW) | OSBALDWICK | System Transformation | Dem_BB000a_NPgExtra | MW | NPgN | Osbaldwick |  | 249.215 | 248.924 | 250.928 | 253.265 | 256.6 | 259.867 | 263.763 | 267.932 | 272.599 | 277.32 | 281.684 | 285.971 | 290.145 | 297.037 | 306.549 | 315.08 | 323.343 | 331.59 | 339.799 | 347.842 | 356.111 | 364.796 | 374.165 | 384.401 | 395.389 | 407.076 | 419.27 | 432.087 | 444.805
NPgN | GSP | NG FES - System Transformation | Total peak demand (MW) | POPPLETON | System Transformation | Dem_BB000a_NPgExtra | MW | NPgN | Poppleton |  | 43.436 | 43.375 | 43.754 | 44.183 | 44.782 | 45.352 | 46.019 | 46.742 | 47.567 | 48.401 | 49.177 | 49.931 | 50.671 | 51.906 | 53.329 | 54.65 | 55.95 | 57.271 | 58.625 | 59.966 | 61.374 | 62.884 | 64.55 | 66.41 | 68.44 | 70.603 | 72.882 | 75.299 | 77.689
NPgN | GSP | NG FES - System Transformation | Total peak demand (MW) | SALTHOLME | System Transformation | Dem_BB000a_NPgExtra | MW | NPgN | Saltholme |  | 73.041 | 72.808 | 72.618 | 72.463 | 72.349 | 72.266 | 72.217 | 72.198 | 72.22 | 72.258 | 72.315 | 72.392 | 72.487 | 72.606 | 72.826 | 73.08 | 73.339 | 73.608 | 73.877 | 74.142 | 74.409 | 74.68 | 74.959 | 75.248 | 75.548 | 75.861 | 76.179 | 76.504 | 76.831
NPgN | GSP | NG FES - System Transformation | Total peak demand (MW) | SOUTH SHIELDS | System Transformation | Dem_BB000a_NPgExtra | MW | NPgN | South Shields |  | 45.858 | 45.627 | 45.605 | 45.625 | 45.774 | 45.954 | 46.245 | 46.589 | 47.012 | 47.471 | 47.908 | 48.374 | 48.861 | 50.153 | 51.925 | 53.362 | 54.782 | 56.242 | 57.736 | 59.243 | 60.848 | 62.6 | 64.558 | 66.77 | 69.221 | 71.837 | 74.607 | 77.554 | 80.464
NPgN | GSP | NG FES - System Transformation | Total peak demand (MW) | SPADEADAM | System Transformation | Dem_BB000a_NPgExtra | MW | NPgN | Spadeadam - Not in NG FES |  | 6.084 | 6.073 | 6.122 | 6.183 | 6.273 | 6.361 | 6.466 | 6.58 | 6.708 | 6.838 | 6.961 | 7.082 | 7.201 | 7.423 | 7.75 | 8.019 | 8.273 | 8.524 | 8.771 | 9.011 | 9.259 | 9.521 | 9.805 | 10.117 | 10.455 | 10.814 | 11.191 | 11.587 | 11.979
NPgN | GSP | NG FES - System Transformation | Total peak demand (MW) | SPENNYMOOR | System Transformation | Dem_BB000a_NPgExtra | MW | NPgN | Spennymoor |  | 242.998 | 243.011 | 244.514 | 246.285 | 248.872 | 251.521 | 254.713 | 258.195 | 262.162 | 266.243 | 270.169 | 274.14 | 278.143 | 283.908 | 290.998 | 297.686 | 304.348 | 311.053 | 317.784 | 324.39 | 331.133 | 338.148 | 345.633 | 353.715 | 362.333 | 371.423 | 380.908 | 390.857 | 400.742
NPgN | GSP | NG FES - System Transformation | Total peak demand (MW) | STELLA NORTH | System Transformation | Dem_BB000a_NPgExtra | MW | NPgN | Stella North |  | 220.395 | 219.18 | 219.068 | 219.157 | 219.813 | 220.526 | 221.741 | 223.158 | 224.85 | 226.712 | 228.386 | 230.143 | 231.935 | 236.386 | 242.555 | 247.767 | 252.995 | 258.374 | 263.852 | 269.371 | 275.202 | 281.502 | 288.48 | 296.286 | 304.859 | 314.002 | 323.641 | 333.854 | 343.965
NPgN | GSP | NG FES - System Transformation | Total peak demand (MW) | STELLA SOUTH | System Transformation | Dem_BB000a_NPgExtra | MW | NPgN | Stella South |  | 215.737 | 215.243 | 215.941 | 216.883 | 218.448 | 220.061 | 222.12 | 224.501 | 227.423 | 230.512 | 233.529 | 236.622 | 239.807 | 244.731 | 249.912 | 254.838 | 259.791 | 264.813 | 269.863 | 274.812 | 279.91 | 285.282 | 291.09 | 297.421 | 304.273 | 311.526 | 319.137 | 327.172 | 335.132
NPgN | GSP | NG FES - System Transformation | Total peak demand (MW) | TYNEMOUTH | System Transformation | Dem_BB000a_NPgExtra | MW | NPgN | Tynemouth 1 |  | 149.445 | 149.567 | 150.926 | 152.507 | 154.674 | 156.792 | 159.27 | 161.891 | 164.771 | 167.707 | 170.395 | 173.033 | 175.614 | 180.33 | 186.281 | 191.316 | 196.272 | 201.304 | 206.426 | 211.539 | 216.918 | 222.707 | 229.099 | 236.23 | 244.026 | 252.318 | 261.071 | 270.348 | 279.522
NPgN | GSP | NG FES - System Transformation | Total peak demand (MW) | WEST BOLDON | System Transformation | Dem_BB000a_NPgExtra | MW | NPgN | West Boldon |  | 212.567 | 212.152 | 213.347 | 214.832 | 217.131 | 219.48 | 222.365 | 225.528 | 229.169 | 232.935 | 236.442 | 239.951 | 243.445 | 249.842 | 257.812 | 264.633 | 271.328 | 278.074 | 284.885 | 291.617 | 298.649 | 306.177 | 314.46 | 323.674 | 333.751 | 344.477 | 355.797 | 367.802 | 379.663
NPgY | GSP | NG FES - System Transformation | Total peak demand (MW) | BRADFORD WEST | System Transformation | Dem_BB000a_NPgExtra | MW | NPgY | Bradford West |  | 368.805 | 382.803 | 394.536 | 404.176 | 411.639 | 419.647 | 427.542 | 435.854 | 444.909 | 453.984 | 462.349 | 470.527 | 478.489 | 491.075 | 505.155 | 519.365 | 533.653 | 548.112 | 562.462 | 576.351 | 590.613 | 606.334 | 623.392 | 642.125 | 662.309 | 683.744 | 706.184 | 729.821 | 753.117
NPgY | GSP | NG FES - System Transformation | Total peak demand (MW) | CAMBLESFORTH | System Transformation | Dem_BB000a_NPgExtra | MW | NPgY | Camblesforth |  | 64.701 | 67.604 | 71.028 | 71.697 | 72.577 | 73.613 | 74.781 | 76.068 | 77.481 | 78.982 | 80.517 | 82.095 | 83.701 | 85.354 | 86.979 | 88.566 | 90.088 | 91.532 | 92.874 | 94.094 | 95.217 | 96.258 | 97.235 | 98.168 | 99.056 | 99.928 | 100.794 | 101.662 | 102.522
NPgY | GSP | NG FES - System Transformation | Total peak demand (MW) | CREYKE BECK | System Transformation | Dem_BB000a_NPgExtra | MW | NPgY | Creyke Beck |  | 369.148 | 383.19 | 393.335 | 399.846 | 403.689 | 408.263 | 413.227 | 418.654 | 424.755 | 431.065 | 437.207 | 443.519 | 449.971 | 459.035 | 471.388 | 483.674 | 495.912 | 508.201 | 520.329 | 532.153 | 544.082 | 556.397 | 569.36 | 583.185 | 597.783 | 613.189 | 629.173 | 645.87 | 662.5
NPgY | GSP | NG FES - System Transformation | Total peak demand (MW) | DRAX | System Transformation | Dem_BB000a_NPgExtra | MW | NPgY | Drax |  | 88.677 | 92.317 | 93.573 | 94.814 | 98.519 | 100.188 | 102.078 | 104.113 | 106.29 | 108.565 | 110.842 | 113.141 | 115.446 | 118.188 | 121.097 | 124.018 | 126.939 | 129.858 | 132.761 | 135.615 | 138.504 | 141.274 | 144.138 | 147.136 | 150.247 | 153.481 | 156.817 | 160.279 | 163.745
NPgY | GSP | NG FES - System Transformation | Total peak demand (MW) | ELLAND | System Transformation | Dem_BB000a_NPgExtra | MW | NPgY | Elland |  | 303.276 | 311.326 | 317.483 | 319.369 | 321.356 | 323.732 | 326.49 | 329.578 | 333.21 | 337.068 | 340.667 | 344.517 | 348.555 | 382.374 | 390.369 | 398.844 | 407.559 | 416.422 | 425.197 | 433.747 | 442.46 | 451.96 | 462.167 | 473.279 | 485.237 | 497.908 | 511.141 | 525.057 | 538.829
NPgY | GSP | NG FES - System Transformation | Total peak demand (MW) | FERRYBRIDGE A | System Transformation | Dem_BB000a_NPgExtra | MW | NPgY | Ferrybridge A |  | 102.858 | 123.021 | 128.309 | 132.211 | 135.148 | 138.5 | 141.998 | 145.728 | 149.707 | 153.807 | 157.817 | 161.763 | 165.652 | 217.337 | 221.775 | 226.396 | 231.122 | 235.887 | 240.625 | 245.205 | 249.844 | 254.621 | 259.704 | 265.187 | 271.009 | 277.125 | 283.532 | 290.274 | 296.971
NPgY | GSP | NG FES - System Transformation | Total peak demand (MW) | FERRYBRIDGE B | System Transformation | Dem_BB000a_NPgExtra | MW | NPgY | Ferrybridge B (_M) |  | 286.679 | 299.715 | 311.847 | 325.593 | 332.554 | 339.974 | 347.525 | 355.719 | 372.136 | 381.358 | 390.499 | 399.525 | 408.503 | 440.255 | 450.673 | 461.666 | 472.74 | 483.737 | 494.415 | 504.533 | 514.603 | 525.148 | 536.199 | 547.974 | 560.349 | 573.33 | 586.881 | 601.101 | 615.217
NPgY | GSP | NG FES - System Transformation | Total peak demand (MW) | GRIMSBY WEST | System Transformation | Dem_BB000a_NPgExtra | MW | NPgY | Grimsby West |  | 174.1 | 182.965 | 185.822 | 187.783 | 190.6 | 194.119 | 197.792 | 201.89 | 206.454 | 211.267 | 216.095 | 220.934 | 225.783 | 232.278 | 239.636 | 246.527 | 253.22 | 259.787 | 266.218 | 272.352 | 278.501 | 284.571 | 290.974 | 297.868 | 305.192 | 312.899 | 320.985 | 329.52 | 337.93
NPgY | GSP | NG FES - System Transformation | Total peak demand (MW) | JORDANTHORPE | System Transformation | Dem_BB000a_NPgExtra | MW | NPgY | Jordanthorpe |  | 54.465 | 56.23 | 57.432 | 58.497 | 59.834 | 61.268 | 62.683 | 64.132 | 65.647 | 67.146 | 68.506 | 69.77 | 70.957 | 72.662 | 74.003 | 75.497 | 77.073 | 78.713 | 80.369 | 81.99 | 83.697 | 85.646 | 87.803 | 90.207 | 92.82 | 95.605 | 98.557 | 101.694 | 104.804
NPgY | GSP | NG FES - System Transformation | Total peak demand (MW) | KEADBY | System Transformation | Dem_BB000a_NPgExtra | MW | NPgY | Keadby |  | 315.885 | 318.859 | 326.225 | 331.817 | 335.016 | 338.647 | 342.621 | 346.926 | 351.666 | 356.605 | 361.586 | 366.746 | 372.061 | 378.085 | 386.175 | 394.26 | 402.203 | 410.02 | 417.575 | 424.846 | 431.952 | 438.961 | 446.011 | 453.191 | 460.484 | 468.051 | 475.755 | 483.656 | 491.608
NPgY | GSP | NG FES - System Transformation | Total peak demand (MW) | KIRKSTALL B | System Transformation | Dem_BB000a_NPgExtra | MW | NPgY | Kirkstall B |  | 215.57 | 232.089 | 245.301 | 255.167 | 259.517 | 262.954 | 266.624 | 270.581 | 274.907 | 279.369 | 283.516 | 287.59 | 291.567 | 297.729 | 304.775 | 311.69 | 318.644 | 325.713 | 332.834 | 339.82 | 347.03 | 354.589 | 362.787 | 371.787 | 381.484 | 391.782 | 402.596 | 414.012 | 425.302
NPgY | GSP | NG FES - System Transformation | Total peak demand (MW) | NEEPSEND | System Transformation | Dem_BB000a_NPgExtra | MW | NPgY | Neepsend |  | 77.727 | 79.957 | 84.043 | 85.412 | 87.167 | 89.094 | 90.933 | 92.858 | 94.931 | 96.996 | 98.902 | 100.709 | 102.439 | 105.159 | 107.863 | 110.602 | 113.38 | 116.216 | 119.066 | 121.835 | 124.706 | 127.927 | 131.458 | 135.368 | 139.601 | 144.106 | 148.846 | 153.857 | 158.8
NPgY | GSP | NG FES - System Transformation | Total peak demand (MW) | NORTON LEES | System Transformation | Dem_BB000a_NPgExtra | MW | NPgY | Norton Lees |  | 53.393 | 53.615 | 54.866 | 56.526 | 58.596 | 60.856 | 62.955 | 65.122 | 67.404 | 69.667 | 71.759 | 73.704 | 75.545 | 78.383 | 80.342 | 82.657 | 85.138 | 87.73 | 90.341 | 92.888 | 95.598 | 98.85 | 102.483 | 106.571 | 111.055 | 115.836 | 120.913 | 126.318 | 131.648
NPgY | GSP | NG FES - System Transformation | Total peak demand (MW) | PITSMOOR 3/4 | System Transformation | Dem_BB000a_NPgExtra | MW | NPgY | Pitsmoor |  | 50.701 | 57.018 | 58.592 | 58.612 | 58.759 | 58.972 | 59.18 | 59.43 | 59.75 | 60.091 | 60.411 | 60.754 | 61.118 | 61.992 | 63.2 | 64.374 | 65.571 | 66.816 | 68.102 | 69.394 | 70.75 | 72.214 | 73.826 | 75.616 | 77.571 | 79.656 | 81.844 | 84.154 | 86.437
NPgY | GSP | NG FES - System Transformation | Total peak demand (MW) | SALTEND NORTH | System Transformation | Dem_BB000a_NPgExtra | MW | NPgY | Saltend North |  | 112.356 | 113.809 | 114.018 | 114.439 | 115.144 | 116.025 | 117.053 | 118.224 | 119.547 | 120.996 | 122.474 | 124.027 | 125.629 | 127.513 | 129.383 | 131.2 | 132.973 | 134.692 | 136.333 | 137.855 | 139.307 | 140.729 | 142.15 | 143.604 | 145.089 | 146.604 | 148.16 | 149.771 | 151.357
NPgY | GSP | NG FES - System Transformation | Total peak demand (MW) | SHEFFIELD CITY | System Transformation | Dem_BB000a_NPgExtra | MW | NPgY | Sheffield City |  | 74.301 | 79.979 | 85.038 | 87.328 | 87.917 | 88.661 | 89.474 | 90.367 | 91.395 | 92.436 | 93.424 | 94.413 | 95.398 | 96.883 | 98.688 | 100.572 | 102.413 | 104.24 | 106.001 | 107.672 | 109.348 | 111.179 | 113.119 | 115.206 | 117.415 | 119.757 | 122.173 | 124.692 | 127.182
NPgY | GSP | NG FES - System Transformation | Total peak demand (MW) | SKELTON GRANGE | System Transformation | Dem_BB000a_NPgExtra | MW | NPgY | Skelton Grange |  | 514.344 | 560.765 | 581.702 | 594.425 | 603.732 | 613.487 | 623.701 | 634.706 | 646.841 | 659.309 | 671.117 | 682.883 | 694.563 | 731.253 | 749.295 | 767.936 | 786.698 | 805.555 | 824.114 | 841.979 | 860.124 | 879.576 | 900.432 | 923.118 | 947.4 | 973.098 | 999.961 | 1028.226 | 1056.159
NPgY | GSP | NG FES - System Transformation | Total peak demand (MW) | TEMPLEBOROUGH 275/33KV | System Transformation | Dem_BB000a_NPgExtra | MW | NPgY | Templeborough |  | 14.539 | 14.555 | 14.62 | 14.715 | 14.841 | 14.99 | 15.152 | 15.329 | 15.521 | 15.724 | 15.929 | 16.134 | 16.339 | 16.545 | 16.743 | 16.94 | 17.135 | 17.325 | 17.505 | 17.671 | 17.825 | 17.972 | 18.113 | 18.251 | 18.383 | 18.514 | 18.648 | 18.784 | 18.919
NPgY | GSP | NG FES - System Transformation | Total peak demand (MW) | THURCROFT | System Transformation | Dem_BB000a_NPgExtra | MW | NPgY | Thurcroft |  | 175.19 | 189.097 | 193.352 | 205.721 | 207.605 | 209.769 | 212.233 | 214.964 | 229.534 | 232.851 | 236.132 | 239.606 | 243.249 | 306.133 | 311.063 | 316.516 | 322.16 | 327.848 | 333.416 | 338.796 | 344.187 | 349.999 | 356.109 | 362.625 | 369.534 | 376.781 | 384.31 | 392.184 | 400.02
NPgY | GSP | NG FES - System Transformation | Total peak demand (MW) | WEST MELTON / THORPE MARSH | System Transformation | Dem_BB000a_NPgExtra | MW | NPgY | Thorpe Marsh |  | 401.044 | 418.85 | 430.699 | 438.717 | 445.888 | 462.337 | 470.718 | 479.767 | 489.676 | 499.85 | 509.82 | 519.759 | 529.685 | 568.062 | 582.737 | 597.86 | 613.094 | 628.434 | 643.601 | 658.312 | 673.262 | 689.06 | 705.863 | 723.97 | 743.211 | 763.511 | 784.659 | 806.83 | 828.834
NPgY | GSP | NG FES - System Transformation | Total peak demand (MW) | WEST MELTON SECTION 3 | System Transformation | Dem_BB000a_NPgExtra | MW | NPgY | West Melton |  | 232.691 | 240.486 | 244.169 | 247.779 | 250.935 | 254.403 | 258.377 | 262.653 | 267.366 | 272.29 | 277.03 | 281.933 | 286.953 | 310.368 | 317.763 | 325.756 | 333.973 | 342.282 | 350.506 | 358.552 | 366.696 | 375.174 | 384.16 | 393.804 | 404.057 | 414.875 | 426.127 | 437.912 | 449.684
NPgY | GSP | NG FES - System Transformation | Total peak demand (MW) | WINCOBANK | System Transformation | Dem_BB000a_NPgExtra | MW | NPgY | Wincobank |  | 37.331 | 48.91 | 49.303 | 53.121 | 53.095 | 53.123 | 53.236 | 53.39 | 53.603 | 53.835 | 54.076 | 54.353 | 54.659 | 55.045 | 55.796 | 56.609 | 57.412 | 58.205 | 58.959 | 59.68 | 60.378 | 61.066 | 61.752 | 62.446 | 63.144 | 63.877 | 64.613 | 65.36 | 66.117
NPgN | GSP | NPg Best View | Total installed renewable generation capacity (MW) | BLYTH 66kV | NPg Best View (Not in FES) | Gen_BB001_NPgAggregate | MW | NPgN | Blyth 66kV |  | 139.8 | 166.637 | 189.46 | 212.953 | 223.076 | 233.633 | 254.103 | 276.158 | 300.746 | 327.668 | 356.489 | 385.695 | 416.978 | 449.288 | 482.688 | 516.536 | 553.385 | 592.456 | 633.053 | 671.768 | 709.845 | 749.414 | 784.132 | 816.453 | 835.838 | 845.781 | 856.024 | 866.013 | 873.543
NPgN | GSP | NPg Best View | Total installed renewable generation capacity (MW) | BLYTH 132kV | NPg Best View (Not in FES) | Gen_BB001_NPgAggregate | MW | NPgN | Blyth 132kV |  | 493.833 | 533.49 | 565.146 | 597.075 | 604.629 | 612.373 | 621.52 | 631.788 | 642.485 | 654.711 | 667.925 | 680.393 | 693.867 | 695.115 | 706.716 | 701.236 | 712.426 | 709.892 | 724.853 | 723.014 | 707.501 | 706.195 | 717.488 | 710.763 | 717.358 | 721.93 | 726.542 | 731.216 | 735.36
NPgN | GSP | NPg Best View | Total installed renewable generation capacity (MW) | FOURSTONES | NPg Best View (Not in FES) | Gen_BB001_NPgAggregate | MW | NPgN | Fourstones |  | 91.371 | 93.568 | 95.403 | 97.336 | 98.091 | 98.93 | 99.781 | 100.738 | 101.757 | 102.793 | 103.906 | 104.94 | 106.04 | 107.069 | 107.972 | 108.88 | 109.78 | 110.838 | 111.972 | 113.132 | 114.32 | 115.51 | 116.569 | 117.541 | 118.53 | 119.553 | 120.552 | 121.589 | 122.629
NPgN | GSP | NPg Best View | Total installed renewable generation capacity (MW) | HARTMOOR | NPg Best View (Not in FES) | Gen_BB001_NPgAggregate | MW | NPgN | Hart Moor |  | 53.572 | 65.056 | 74.433 | 84.113 | 87.177 | 90.459 | 93.862 | 97.65 | 101.592 | 105.968 | 110.681 | 115.031 | 119.731 | 124.06 | 127.747 | 131.435 | 135.082 | 139.56 | 144.364 | 149.204 | 154.163 | 159.163 | 163.231 | 166.9 | 170.244 | 173.347 | 176.5 | 179.701 | 182.906
NPgN | GSP | NPg Best View | Total installed renewable generation capacity (MW) | HAWTHORN PIT GRID | NPg Best View (Not in FES) | Gen_BB001_NPgAggregate | MW | NPgN | Hawthorn Pit |  | 37.658 | 50.094 | 60.338 | 70.897 | 74.491 | 78.282 | 82.825 | 87.805 | 93.072 | 99.01 | 105.401 | 111.454 | 117.999 | 124.321 | 130.009 | 135.889 | 141.827 | 148.788 | 156.055 | 163.337 | 170.76 | 178.261 | 184.472 | 190.284 | 194.853 | 198.519 | 202.324 | 206.127 | 209.811
NPgN | GSP | NPg Best View | Total installed renewable generation capacity (MW) | KNARESBOROUGH | NPg Best View (Not in FES) | Gen_BB001_NPgAggregate | MW | NPgN | Knaresborough |  | 41.414 | 87.731 | 124.817 | 162.473 | 171.916 | 181.742 | 190.668 | 200.817 | 211.015 | 222.773 | 235.529 | 246.931 | 259.324 | 269.85 | 277.931 | 285.187 | 292.114 | 301.931 | 313.039 | 324.081 | 335.528 | 347.045 | 355.18 | 361.613 | 368.157 | 374.729 | 381.368 | 388.148 | 395.066
NPgN | GSP | NPg Best View | Total installed renewable generation capacity (MW) | LACKENBY | NPg Best View (Not in FES) | Gen_BB001_NPgAggregate | MW | NPgN | Lackenby |  | 91.221 | 104.535 | 115.747 | 127.512 | 132.331 | 137.536 | 144.043 | 151.146 | 158.767 | 167.119 | 176.078 | 184.654 | 193.889 | 203.004 | 211.436 | 220.303 | 229.322 | 239.562 | 250.162 | 260.822 | 271.641 | 282.587 | 292.053 | 301.084 | 308.303 | 314.233 | 320.32 | 326.439 | 332.365
NPgN | GSP | NPg Best View | Total installed renewable generation capacity (MW) | NORTON | NPg Best View (Not in FES) | Gen_BB001_NPgAggregate | MW | NPgN | Norton |  | 128.161 | 224.452 | 301.994 | 381.043 | 402.353 | 424.713 | 447.11 | 472.297 | 498.134 | 527.445 | 559.134 | 588.124 | 619.527 | 647.609 | 670.729 | 692.765 | 714.384 | 742.482 | 773.161 | 803.747 | 835.274 | 866.984 | 890.905 | 911.337 | 929.514 | 946.127 | 962.945 | 980.038 | 997.023
NPgN | GSP | NPg Best View | Total installed renewable generation capacity (MW) | OFFERTON | NPg Best View (Not in FES) | Gen_BB001_NPgAggregate | MW | NPgN | Offerton |  | 5.743 | 7.238 | 8.53 | 10.017 | 11.169 | 12.462 | 14.144 | 15.957 | 17.939 | 20.041 | 22.286 | 24.458 | 26.788 | 29.173 | 31.448 | 33.951 | 36.5 | 39.263 | 42.072 | 44.94 | 47.837 | 50.772 | 53.505 | 56.219 | 58.516 | 60.507 | 62.549 | 64.608 | 66.639
NPgN | GSP | NPg Best View | Total installed renewable generation capacity (MW) | OSBALDWICK | NPg Best View (Not in FES) | Gen_BB001_NPgAggregate | MW | NPgN | Osbaldwick |  | 32.91 | 145.833 | 236.017 | 327.159 | 348.972 | 371.397 | 395.495 | 422.618 | 450.46 | 482.706 | 517.614 | 549.941 | 584.999 | 616.671 | 643.241 | 668.075 | 692.802 | 725.163 | 760.279 | 794.75 | 830.309 | 866.04 | 891.515 | 912.732 | 928.136 | 939.651 | 951.367 | 963.138 | 974.044
NPgN | GSP | NPg Best View | Total installed renewable generation capacity (MW) | POPPLETON | NPg Best View (Not in FES) | Gen_BB001_NPgAggregate | MW | NPgN | Poppleton |  | 9.545 | 13.24 | 16.298 | 19.487 | 20.632 | 21.865 | 23.07 | 24.401 | 25.774 | 27.322 | 28.99 | 30.508 | 32.156 | 33.66 | 34.911 | 36.209 | 37.475 | 39.015 | 40.669 | 42.362 | 44.09 | 45.843 | 47.33 | 48.71 | 50.105 | 51.477 | 52.896 | 54.33 | 55.808
NPgN | GSP | NPg Best View | Total installed renewable generation capacity (MW) | SALTHOLME | NPg Best View (Not in FES) | Gen_BB001_NPgAggregate | MW | NPgN | Saltholme |  | 49.208 | 50.075 | 50.772 | 51.482 | 51.67 | 51.871 | 52.08 | 52.317 | 52.565 | 52.831 | 53.117 | 53.382 | 53.667 | 52.469 | 52.771 | 50.93 | 51.222 | 49.443 | 49.827 | 48.082 | 44.53 | 42.805 | 43.143 | 41.323 | 41.608 | 41.886 | 42.164 | 42.455 | 42.744
NPgN | GSP | NPg Best View | Total installed renewable generation capacity (MW) | SOUTH SHIELDS | NPg Best View (Not in FES) | Gen_BB001_NPgAggregate | MW | NPgN | South Shields |  | 4.404 | 5.026 | 5.641 | 6.421 | 7.333 | 8.363 | 9.651 | 11.035 | 12.555 | 14.129 | 15.804 | 17.42 | 19.149 | 20.926 | 22.623 | 24.523 | 26.451 | 28.505 | 30.591 | 32.742 | 34.911 | 37.11 | 39.238 | 41.377 | 43.307 | 45.08 | 46.888 | 48.72 | 50.553
NPgN | GSP | NPg Best View | Total installed renewable generation capacity (MW) | SPADEADAM | NPg Best View (Not in FES) | Gen_BB001_NPgAggregate | MW | NPgN | Spadeadam - Not in NG FES |  | 6.673 | 8.509 | 10.031 | 11.594 | 12.2 | 12.839 | 13.984 | 15.231 | 16.619 | 18.103 | 19.69 | 21.292 | 23.001 | 24.797 | 26.588 | 28.447 | 30.39 | 32.541 | 34.712 | 36.854 | 39.031 | 41.217 | 43.06 | 44.824 | 45.857 | 46.424 | 46.986 | 47.545 | 47.969
NPgN | GSP | NPg Best View | Total installed renewable generation capacity (MW) | SPENNYMOOR | NPg Best View (Not in FES) | Gen_BB001_NPgAggregate | MW | NPgN | Spennymoor |  | 117.835 | 193.826 | 254.771 | 316.583 | 332.289 | 348.586 | 366.234 | 386.042 | 406.502 | 429.864 | 455.111 | 478.557 | 503.941 | 526.585 | 546.276 | 564.26 | 582.95 | 606.117 | 631.933 | 656.653 | 681.481 | 707.094 | 726.592 | 742.489 | 755.159 | 765.18 | 775.332 | 785.58 | 795.261
NPgN | GSP | NPg Best View | Total installed renewable generation capacity (MW) | STELLA NORTH | NPg Best View (Not in FES) | Gen_BB001_NPgAggregate | MW | NPgN | Stella North |  | 13.685 | 21.182 | 27.461 | 34.339 | 38.474 | 43.044 | 48.814 | 55.078 | 61.897 | 69.092 | 76.779 | 84.185 | 92.121 | 100.137 | 107.71 | 115.906 | 124.237 | 133.388 | 142.759 | 152.3 | 161.961 | 171.728 | 180.681 | 189.456 | 196.904 | 203.427 | 210.06 | 216.774 | 223.375
NPgN | GSP | NPg Best View | Total installed renewable generation capacity (MW) | STELLA SOUTH | NPg Best View (Not in FES) | Gen_BB001_NPgAggregate | MW | NPgN | Stella South |  | 52.405 | 90.522 | 121.409 | 152.814 | 161.78 | 171.1 | 183.312 | 196.813 | 211.193 | 227.282 | 244.6 | 261.26 | 279.208 | 296.59 | 312.648 | 328.57 | 345 | 364.311 | 384.597 | 404.474 | 424.668 | 445.111 | 461.379 | 476.058 | 485.874 | 492.4 | 499.021 | 505.636 | 511.424
NPgN | GSP | NPg Best View | Total installed renewable generation capacity (MW) | TYNEMOUTH | NPg Best View (Not in FES) | Gen_BB001_NPgAggregate | MW | NPgN | Tynemouth 1 |  | 11.401 | 14.258 | 17.099 | 20.386 | 23.141 | 26.188 | 30.168 | 34.422 | 39.056 | 44.089 | 49.467 | 54.66 | 60.253 | 65.984 | 71.43 | 77.502 | 83.674 | 90.349 | 97.12 | 104.045 | 111.029 | 118.125 | 124.744 | 131.372 | 136.986 | 141.802 | 146.815 | 151.834 | 156.823
NPgN | GSP | NPg Best View | Total installed renewable generation capacity (MW) | WEST BOLDON | NPg Best View (Not in FES) | Gen_BB001_NPgAggregate | MW | NPgN | West Boldon |  | 35.366 | 41.642 | 47.398 | 53.775 | 57.892 | 62.427 | 67.86 | 73.721 | 80.043 | 86.863 | 94.157 | 101.101 | 108.579 | 116.059 | 122.999 | 130.649 | 138.365 | 146.843 | 155.541 | 164.46 | 173.477 | 182.627 | 191.116 | 199.515 | 207.018 | 213.786 | 220.774 | 227.811 | 234.877
NPgY | GSP | NPg Best View | Total installed renewable generation capacity (MW) | BRADFORD WEST | NPg Best View (Not in FES) | Gen_BB001_NPgAggregate | MW | NPgY | Bradford West |  | 51.623 | 62.391 | 70.235 | 79.043 | 86.151 | 93.987 | 101.774 | 110.15 | 118.627 | 128.889 | 146.974 | 164.737 | 184.305 | 204.085 | 222.972 | 243.75 | 264.984 | 288.446 | 312.209 | 336.168 | 360.344 | 384.968 | 406.568 | 428.024 | 444.061 | 455.81 | 468.597 | 481.082 | 493.209
NPgY | GSP | NPg Best View | Total installed renewable generation capacity (MW) | CAMBLESFORTH | NPg Best View (Not in FES) | Gen_BB001_NPgAggregate | MW | NPgY | Camblesforth |  | 123.689 | 125.557 | 126.965 | 128.589 | 130.02 | 131.648 | 133.356 | 135.267 | 137.311 | 139.372 | 142.071 | 144.669 | 147.473 | 150.252 | 152.93 | 155.748 | 158.615 | 161.764 | 165.01 | 168.315 | 171.67 | 175.042 | 178.167 | 181.182 | 183.837 | 186.306 | 188.731 | 191.229 | 193.668
NPgY | GSP | NPg Best View | Total installed renewable generation capacity (MW) | CREYKE BECK | NPg Best View (Not in FES) | Gen_BB001_NPgAggregate | MW | NPgY | Creyke Beck |  | 284.822 | 346.885 | 385.032 | 425.121 | 450.064 | 476.751 | 519.251 | 566.888 | 617.947 | 673.822 | 727.876 | 777.912 | 833.575 | 886.002 | 937.237 | 987.632 | 1040.646 | 1100.527 | 1164.012 | 1225.651 | 1287.246 | 1350.346 | 1403.432 | 1451.214 | 1485.949 | 1511.556 | 1537.034 | 1562.85 | 1586.162
NPgY | GSP | NPg Best View | Total installed renewable generation capacity (MW) | DRAX | NPg Best View (Not in FES) | Gen_BB001_NPgAggregate | MW | NPgY | Drax |  | 41.556 | 48.973 | 53.549 | 58.433 | 61.612 | 65.064 | 68.28 | 72.022 | 75.851 | 79.981 | 87.847 | 95.6 | 104.113 | 112.556 | 120.861 | 129.334 | 138.083 | 147.959 | 158.083 | 168.127 | 178.342 | 188.591 | 197.222 | 205.331 | 210.803 | 214.66 | 218.427 | 222.263 | 225.598
NPgY | GSP | NPg Best View | Total installed renewable generation capacity (MW) | ELLAND | NPg Best View (Not in FES) | Gen_BB001_NPgAggregate | MW | NPgY | Elland |  | 71.837 | 81.782 | 88.691 | 96.309 | 102.075 | 108.298 | 114.268 | 120.763 | 127.292 | 135.265 | 146.869 | 157.776 | 169.972 | 181.781 | 192.614 | 204.547 | 216.564 | 230.174 | 244.14 | 258.303 | 272.6 | 287.202 | 299.849 | 312.306 | 322.468 | 330.549 | 339.405 | 348.06 | 356.776
NPgY | GSP | NPg Best View | Total installed renewable generation capacity (MW) | FERRYBRIDGE A | NPg Best View (Not in FES) | Gen_BB001_NPgAggregate | MW | NPgY | Ferrybridge A |  | 17.209 | 29.186 | 36.432 | 44.033 | 48.644 | 53.509 | 60.391 | 68.148 | 76.324 | 85.507 | 93.474 | 100.437 | 108.364 | 115.41 | 121.868 | 128.164 | 134.571 | 142.273 | 150.551 | 158.696 | 166.924 | 175.302 | 181.998 | 187.904 | 192.702 | 196.661 | 200.704 | 204.779 | 208.715
NPgY | GSP | NPg Best View | Total installed renewable generation capacity (MW) | FERRYBRIDGE B | NPg Best View (Not in FES) | Gen_BB001_NPgAggregate | MW | NPgY | Ferrybridge B (_M) |  | 90.299 | 120.889 | 139.337 | 158.676 | 170.361 | 182.721 | 199.335 | 218.175 | 237.971 | 260.066 | 280.652 | 298.874 | 319.535 | 338.168 | 355.305 | 372.125 | 389.112 | 409.607 | 431.382 | 452.97 | 474.952 | 497.117 | 514.742 | 530.456 | 542.809 | 552.932 | 563.107 | 573.427 | 583.246
NPgY | GSP | NPg Best View | Total installed renewable generation capacity (MW) | GRIMSBY WEST | NPg Best View (Not in FES) | Gen_BB001_NPgAggregate | MW | NPgY | Grimsby West |  | 48.213 | 67.996 | 79.916 | 92.38 | 99.837 | 107.71 | 114.622 | 122.693 | 130.704 | 140.018 | 152.382 | 163.449 | 176.075 | 187.3 | 197.424 | 207.395 | 217.368 | 229.582 | 242.605 | 255.57 | 268.793 | 282.13 | 292.632 | 301.989 | 309.634 | 316.073 | 322.643 | 329.272 | 335.721
NPgY | GSP | NPg Best View | Total installed renewable generation capacity (MW) | JORDANTHORPE | NPg Best View (Not in FES) | Gen_BB001_NPgAggregate | MW | NPgY | Jordanthorpe |  | 3.913 | 5.111 | 5.994 | 6.993 | 7.816 | 8.707 | 9.979 | 11.341 | 12.783 | 14.469 | 16.341 | 18.108 | 20.068 | 22.019 | 23.844 | 25.874 | 27.933 | 30.224 | 32.553 | 34.912 | 37.289 | 39.717 | 41.846 | 43.966 | 45.621 | 46.88 | 48.264 | 49.612 | 50.952
NPgY | GSP | NPg Best View | Total installed renewable generation capacity (MW) | KEADBY | NPg Best View (Not in FES) | Gen_BB001_NPgAggregate | MW | NPgY | Keadby |  | 327.157 | 425.434 | 483.139 | 543.293 | 578.231 | 615.329 | 647.811 | 686.802 | 726.058 | 768.718 | 826.598 | 878.895 | 938.046 | 988.714 | 1037.539 | 1080.515 | 1126.597 | 1180.674 | 1241.578 | 1299.032 | 1355.744 | 1414.564 | 1462.479 | 1500.707 | 1532.798 | 1560.787 | 1586.862 | 1614.279 | 1639.377
NPgY | GSP | NPg Best View | Total installed renewable generation capacity (MW) | KIRKSTALL B | NPg Best View (Not in FES) | Gen_BB001_NPgAggregate | MW | NPgY | Kirkstall B |  | 15.079 | 19.762 | 23.349 | 27.362 | 30.701 | 34.306 | 46.591 | 59.718 | 74.445 | 90.583 | 96.793 | 101.749 | 107.294 | 112.585 | 117.309 | 122.617 | 127.898 | 133.875 | 140.044 | 146.377 | 152.761 | 159.302 | 165.13 | 170.922 | 176.172 | 180.758 | 185.749 | 190.661 | 195.734
NPgY | GSP | NPg Best View | Total installed renewable generation capacity (MW) | NEEPSEND | NPg Best View (Not in FES) | Gen_BB001_NPgAggregate | MW | NPgY | Neepsend |  | 7.113 | 7.918 | 8.69 | 9.637 | 10.608 | 11.675 | 12.876 | 14.123 | 15.416 | 16.994 | 19.274 | 21.486 | 23.92 | 26.403 | 28.722 | 31.395 | 34.103 | 37.052 | 40.022 | 43.056 | 46.103 | 49.229 | 52.069 | 54.97 | 57.318 | 59.147 | 61.184 | 63.16 | 65.16
NPgY | GSP | NPg Best View | Total installed renewable generation capacity (MW) | NORTON LEES | NPg Best View (Not in FES) | Gen_BB001_NPgAggregate | MW | NPgY | Norton Lees |  | 4.233 | 4.75 | 5.368 | 6.156 | 7.052 | 8.044 | 9.191 | 10.371 | 11.601 | 13.098 | 15.288 | 17.431 | 19.779 | 22.204 | 24.481 | 27.126 | 29.811 | 32.709 | 35.616 | 38.59 | 41.574 | 44.638 | 47.453 | 50.348 | 52.692 | 54.517 | 56.551 | 58.523 | 60.519
NPgY | GSP | NPg Best View | Total installed renewable generation capacity (MW) | PITSMOOR 3/4 | NPg Best View (Not in FES) | Gen_BB001_NPgAggregate | MW | NPgY | Pitsmoor |  | 1.285 | 1.518 | 1.791 | 2.136 | 2.521 | 2.948 | 3.442 | 3.95 | 4.481 | 5.126 | 6.067 | 6.988 | 7.996 | 9.038 | 10.016 | 11.152 | 12.305 | 13.549 | 14.798 | 16.076 | 17.357 | 18.673 | 19.882 | 21.125 | 22.132 | 22.916 | 23.789 | 24.636 | 25.493
NPgY | GSP | NPg Best View | Total installed renewable generation capacity (MW) | SALTEND NORTH | NPg Best View (Not in FES) | Gen_BB001_NPgAggregate | MW | NPgY | Saltend North |  | 61.402 | 62.193 | 63.093 | 64.207 | 65.454 | 66.905 | 68.524 | 70.275 | 72.177 | 74.098 | 78.231 | 82.545 | 87.138 | 92.069 | 97.051 | 102.461 | 108.082 | 114.061 | 120.042 | 126.057 | 132.131 | 138.258 | 143.887 | 149.488 | 153.486 | 156.441 | 159.42 | 162.421 | 165.165
NPgY | GSP | NPg Best View | Total installed renewable generation capacity (MW) | SHEFFIELD CITY | NPg Best View (Not in FES) | Gen_BB001_NPgAggregate | MW | NPgY | Sheffield City |  | 1.871 | 2.208 | 2.568 | 3.017 | 3.501 | 4.035 | 4.647 | 5.278 | 5.934 | 6.734 | 7.898 | 9.033 | 10.279 | 11.56 | 12.759 | 14.149 | 15.558 | 17.084 | 18.618 | 20.186 | 21.76 | 23.376 | 24.854 | 26.369 | 27.596 | 28.551 | 29.616 | 30.648 | 31.694
NPgY | GSP | NPg Best View | Total installed renewable generation capacity (MW) | SKELTON GRANGE | NPg Best View (Not in FES) | Gen_BB001_NPgAggregate | MW | NPgY | Skelton Grange |  | 44.511 | 57.146 | 66.268 | 76.513 | 85.025 | 94.256 | 117.461 | 142.308 | 169.834 | 200.27 | 216.633 | 230.668 | 246.292 | 261.378 | 275.113 | 290.399 | 305.747 | 322.96 | 340.691 | 358.781 | 376.993 | 395.645 | 412.29 | 428.771 | 443.199 | 455.498 | 468.806 | 481.918 | 495.306
NPgY | GSP | NPg Best View | Total installed renewable generation capacity (MW) | TEMPLEBOROUGH 275/33KV | NPg Best View (Not in FES) | Gen_BB001_NPgAggregate | MW | NPgY | Templeborough |  | 0.397 | 0.682 | 0.883 | 1.106 | 1.282 | 1.472 | 2.11 | 2.798 | 3.572 | 4.404 | 4.721 | 4.975 | 5.256 | 5.522 | 5.765 | 6.023 | 6.281 | 6.576 | 6.884 | 7.198 | 7.516 | 7.838 | 8.121 | 8.393 | 8.636 | 8.858 | 9.086 | 9.317 | 9.548
NPgY | GSP | NPg Best View | Total installed renewable generation capacity (MW) | THURCROFT | NPg Best View (Not in FES) | Gen_BB001_NPgAggregate | MW | NPgY | Thurcroft |  | 64.345 | 89.417 | 104.211 | 119.58 | 128.395 | 137.62 | 146.64 | 157.154 | 167.687 | 179.973 | 194.22 | 206.694 | 221.063 | 233.557 | 244.666 | 255.377 | 266.017 | 279.448 | 293.872 | 308.185 | 322.837 | 337.579 | 348.719 | 358.393 | 366.156 | 372.594 | 379.168 | 385.796 | 392.211
NPgY | GSP | NPg Best View | Total installed renewable generation capacity (MW) | WEST MELTON / THORPE MARSH | NPg Best View (Not in FES) | Gen_BB001_NPgAggregate | MW | NPgY | Thorpe Marsh |  | 207.655 | 231.982 | 247.254 | 263.597 | 274.397 | 285.959 | 296.578 | 308.705 | 320.92 | 334.967 | 355.489 | 374.607 | 396.031 | 415.249 | 434.05 | 452.066 | 471.684 | 493.13 | 516.911 | 539.353 | 560.999 | 584.081 | 604.458 | 622.176 | 637.197 | 649.298 | 661.8 | 674.326 | 686.431
NPgY | GSP | NPg Best View | Total installed renewable generation capacity (MW) | WEST MELTON SECTION 3 | NPg Best View (Not in FES) | Gen_BB001_NPgAggregate | MW | NPgY | West Melton |  | 87.987 | 113.531 | 129.277 | 145.962 | 156.536 | 167.759 | 180.017 | 193.934 | 208.21 | 224.573 | 243.311 | 260.208 | 279.332 | 296.549 | 312.533 | 328.356 | 344.664 | 363.688 | 384.147 | 404.196 | 424.251 | 444.881 | 461.971 | 477.277 | 489.942 | 500.355 | 511.142 | 521.947 | 532.491
NPgY | GSP | NPg Best View | Total installed renewable generation capacity (MW) | WINCOBANK | NPg Best View (Not in FES) | Gen_BB001_NPgAggregate | MW | NPgY | Wincobank |  | 44.655 | 45.596 | 46.209 | 46.864 | 47.313 | 47.792 | 49.118 | 50.561 | 52.164 | 53.907 | 54.669 | 55.279 | 55.968 | 55.323 | 55.954 | 54.745 | 55.394 | 54.296 | 55.104 | 54.065 | 51.454 | 50.445 | 51.174 | 50.005 | 50.636 | 51.222 | 51.829 | 52.444 | 53.067
NPgN | GSP | NG FES - Consumer Transformation | Total installed renewable generation capacity (MW) | BLYTH 66kV | Consumer Transformation | Gen_BB001_NPgAggregate | MW | NPgN | Blyth 66kV |  | 139.8 | 160.572 | 177.325 | 194.747 | 202.961 | 211.619 | 230.607 | 251.397 | 274.875 | 300.827 | 328.515 | 354.156 | 384.76 | 414.843 | 447.947 | 481.33 | 517.885 | 555.583 | 595.098 | 632.882 | 672.393 | 708.296 | 743.235 | 776.602 | 797.024 | 807.998 | 819.263 | 830.266 | 838.801
NPgN | GSP | NG FES - Consumer Transformation | Total installed renewable generation capacity (MW) | BLYTH 132kV | Consumer Transformation | Gen_BB001_NPgAggregate | MW | NPgN | Blyth 132kV |  | 493.833 | 522.766 | 543.689 | 564.884 | 569.064 | 573.45 | 579.975 | 588.007 | 590.669 | 601.411 | 612.878 | 592.22 | 604.798 | 588.263 | 599.117 | 592.583 | 603.003 | 597.795 | 610.568 | 606.797 | 619.646 | 585.413 | 596.778 | 591.552 | 599.63 | 605.648 | 611.682 | 617.734 | 623.233
NPgN | GSP | NG FES - Consumer Transformation | Total installed renewable generation capacity (MW) | FOURSTONES | Consumer Transformation | Gen_BB001_NPgAggregate | MW | NPgN | Fourstones |  | 91.371 | 93.014 | 94.293 | 95.671 | 96.252 | 96.917 | 97.632 | 98.474 | 99.446 | 100.391 | 101.398 | 102.345 | 103.381 | 104.329 | 105.208 | 106.076 | 106.951 | 107.885 | 108.923 | 110 | 111.088 | 112.18 | 113.262 | 114.332 | 115.419 | 116.541 | 117.636 | 118.769 | 119.905
NPgN | GSP | NG FES - Consumer Transformation | Total installed renewable generation capacity (MW) | HARTMOOR | Consumer Transformation | Gen_BB001_NPgAggregate | MW | NPgN | Hart Moor |  | 53.572 | 62.058 | 68.436 | 75.115 | 77.236 | 79.579 | 82.249 | 85.413 | 89.1 | 92.985 | 97.125 | 101.009 | 105.359 | 109.256 | 112.807 | 116.277 | 119.791 | 123.602 | 127.884 | 132.278 | 136.698 | 141.164 | 145.356 | 149.559 | 153.433 | 157.063 | 160.741 | 164.462 | 168.185
NPgN | GSP | NG FES - Consumer Transformation | Total installed renewable generation capacity (MW) | HAWTHORN PIT GRID | Consumer Transformation | Gen_BB001_NPgAggregate | MW | NPgN | Hawthorn Pit |  | 37.658 | 46.962 | 54.071 | 61.495 | 64.104 | 66.914 | 70.692 | 75.018 | 80.018 | 85.444 | 91.237 | 96.803 | 102.982 | 108.852 | 114.398 | 120.051 | 125.849 | 132.113 | 138.836 | 145.652 | 152.511 | 159.454 | 165.795 | 172.165 | 177.287 | 181.505 | 185.857 | 190.204 | 194.428
NPgN | GSP | NG FES - Consumer Transformation | Total installed renewable generation capacity (MW) | KNARESBOROUGH | Consumer Transformation | Gen_BB001_NPgAggregate | MW | NPgN | Knaresborough |  | 41.414 | 75.265 | 99.873 | 125.052 | 130.571 | 136.494 | 142.373 | 149.922 | 159.05 | 168.769 | 179.145 | 188.568 | 199.505 | 208.214 | 215.73 | 222.078 | 228.451 | 235.492 | 244.434 | 253.618 | 262.862 | 272.116 | 280.771 | 289.421 | 298.17 | 306.934 | 315.751 | 324.697 | 333.767
NPgN | GSP | NG FES - Consumer Transformation | Total installed renewable generation capacity (MW) | LACKENBY | Consumer Transformation | Gen_BB001_NPgAggregate | MW | NPgN | Lackenby |  | 91.221 | 101.302 | 109.277 | 117.806 | 121.607 | 125.8 | 131.517 | 137.945 | 145.283 | 153.107 | 161.448 | 169.49 | 178.347 | 186.979 | 195.265 | 203.896 | 212.771 | 222.29 | 232.329 | 242.506 | 252.775 | 263.113 | 272.713 | 282.32 | 290.11 | 296.608 | 303.26 | 309.94 | 316.424
NPgN | GSP | NG FES - Consumer Transformation | Total installed renewable generation capacity (MW) | NORTON | Consumer Transformation | Gen_BB001_NPgAggregate | MW | NPgN | Norton |  | 128.161 | 198.769 | 250.605 | 303.948 | 317.175 | 331.494 | 347.613 | 367.443 | 391.093 | 416.205 | 442.989 | 467.983 | 496.386 | 520.765 | 542.723 | 562.889 | 583.366 | 605.746 | 631.963 | 658.722 | 685.633 | 712.761 | 737.754 | 762.755 | 785.476 | 806.604 | 827.914 | 849.467 | 870.887
NPgN | GSP | NG FES - Consumer Transformation | Total installed renewable generation capacity (MW) | OFFERTON | Consumer Transformation | Gen_BB001_NPgAggregate | MW | NPgN | Offerton |  | 5.743 | 7.016 | 8.086 | 9.35 | 10.432 | 11.655 | 13.284 | 15.05 | 17.013 | 19.079 | 21.281 | 23.419 | 25.723 | 28.075 | 30.34 | 32.828 | 35.367 | 38.08 | 40.85 | 43.685 | 46.542 | 49.438 | 52.18 | 54.934 | 57.269 | 59.3 | 61.381 | 63.479 | 65.548
NPgN | GSP | NG FES - Consumer Transformation | Total installed renewable generation capacity (MW) | OSBALDWICK | Consumer Transformation | Gen_BB001_NPgAggregate | MW | NPgN | Osbaldwick |  | 32.91 | 115.309 | 174.938 | 235.528 | 247.734 | 260.602 | 277.238 | 297.996 | 323.228 | 350.482 | 379.562 | 407.098 | 438.59 | 465.84 | 491.029 | 513.639 | 537.01 | 562.573 | 592.386 | 622.309 | 652.421 | 682.665 | 709.412 | 736.06 | 756.864 | 773.746 | 790.798 | 807.87 | 824.048
NPgN | GSP | NG FES - Consumer Transformation | Total installed renewable generation capacity (MW) | POPPLETON | Consumer Transformation | Gen_BB001_NPgAggregate | MW | NPgN | Poppleton |  | 9.545 | 12.303 | 14.423 | 16.675 | 17.524 | 18.464 | 19.441 | 20.576 | 21.87 | 23.264 | 24.754 | 26.126 | 27.664 | 29.033 | 30.242 | 31.471 | 32.696 | 34.027 | 35.519 | 37.071 | 38.632 | 40.217 | 41.744 | 43.29 | 44.851 | 46.388 | 47.97 | 49.567 | 51.207
NPgN | GSP | NG FES - Consumer Transformation | Total installed renewable generation capacity (MW) | SALTHOLME | Consumer Transformation | Gen_BB001_NPgAggregate | MW | NPgN | Saltholme |  | 49.208 | 49.841 | 50.304 | 50.781 | 50.896 | 51.023 | 51.175 | 51.364 | 50.674 | 50.936 | 51.216 | 47.389 | 47.692 | 44.367 | 44.624 | 42.731 | 42.976 | 41.107 | 41.409 | 39.586 | 39.898 | 34.131 | 34.431 | 32.599 | 32.873 | 33.135 | 33.396 | 33.664 | 33.93
NPgN | GSP | NG FES - Consumer Transformation | Total installed renewable generation capacity (MW) | SOUTH SHIELDS | Consumer Transformation | Gen_BB001_NPgAggregate | MW | NPgN | South Shields |  | 4.404 | 5.024 | 5.638 | 6.417 | 7.328 | 8.358 | 9.645 | 11.029 | 12.549 | 14.122 | 15.798 | 17.413 | 19.142 | 20.918 | 22.616 | 24.516 | 26.443 | 28.497 | 30.582 | 32.733 | 34.902 | 37.101 | 39.229 | 41.368 | 43.299 | 45.072 | 46.881 | 48.712 | 50.546
NPgN | GSP | NG FES - Consumer Transformation | Total installed renewable generation capacity (MW) | SPADEADAM | Consumer Transformation | Gen_BB001_NPgAggregate | MW | NPgN | Spadeadam - Not in NG FES |  | 6.673 | 8.075 | 9.162 | 10.29 | 10.758 | 11.261 | 12.3 | 13.457 | 14.808 | 16.221 | 17.725 | 19.258 | 20.917 | 22.651 | 24.422 | 26.25 | 28.173 | 30.227 | 32.323 | 34.4 | 36.498 | 38.607 | 40.468 | 42.31 | 43.419 | 44.063 | 44.701 | 45.336 | 45.834
NPgN | GSP | NG FES - Consumer Transformation | Total installed renewable generation capacity (MW) | SPENNYMOOR | Consumer Transformation | Gen_BB001_NPgAggregate | MW | NPgN | Spennymoor |  | 117.835 | 173.432 | 213.962 | 255.362 | 264.649 | 274.561 | 287.223 | 302.777 | 321.17 | 341.208 | 362.575 | 381.385 | 404.403 | 423.352 | 442.108 | 458.593 | 476.364 | 494.976 | 517.234 | 538.9 | 561.472 | 582.003 | 602.334 | 621.841 | 638.099 | 651.686 | 665.383 | 679.151 | 692.331
NPgN | GSP | NG FES - Consumer Transformation | Total installed renewable generation capacity (MW) | STELLA NORTH | Consumer Transformation | Gen_BB001_NPgAggregate | MW | NPgN | Stella North |  | 13.685 | 19.77 | 24.636 | 30.101 | 33.792 | 37.92 | 43.344 | 49.314 | 56.013 | 62.978 | 70.394 | 77.581 | 85.352 | 93.165 | 100.673 | 108.767 | 117.035 | 125.872 | 134.997 | 144.328 | 153.735 | 163.251 | 172.262 | 181.289 | 188.986 | 195.758 | 202.638 | 209.597 | 216.441
NPgN | GSP | NG FES - Consumer Transformation | Total installed renewable generation capacity (MW) | STELLA SOUTH | Consumer Transformation | Gen_BB001_NPgAggregate | MW | NPgN | Stella South |  | 52.405 | 80.562 | 101.479 | 122.914 | 128.746 | 134.948 | 144.725 | 156.148 | 169.615 | 184.077 | 199.496 | 214.316 | 231.104 | 246.901 | 262.506 | 277.7 | 293.685 | 310.775 | 329.328 | 347.718 | 366.4 | 384.78 | 401.461 | 417.908 | 429.483 | 437.755 | 446.114 | 454.454 | 461.958
NPgN | GSP | NG FES - Consumer Transformation | Total installed renewable generation capacity (MW) | TYNEMOUTH | Consumer Transformation | Gen_BB001_NPgAggregate | MW | NPgN | Tynemouth 1 |  | 11.401 | 13.875 | 16.333 | 19.237 | 21.871 | 24.798 | 28.685 | 32.859 | 37.46 | 42.431 | 47.736 | 52.869 | 58.417 | 64.093 | 69.522 | 75.566 | 81.721 | 88.311 | 95.015 | 101.883 | 108.799 | 115.826 | 122.461 | 129.157 | 134.839 | 139.723 | 144.802 | 149.888 | 154.943
NPgN | GSP | NG FES - Consumer Transformation | Total installed renewable generation capacity (MW) | WEST BOLDON | Consumer Transformation | Gen_BB001_NPgAggregate | MW | NPgN | West Boldon |  | 35.366 | 40.45 | 45.013 | 50.197 | 53.938 | 58.1 | 63.242 | 68.853 | 75.074 | 81.699 | 88.765 | 95.524 | 102.862 | 110.171 | 117.057 | 124.62 | 132.283 | 140.496 | 148.986 | 157.728 | 166.53 | 175.468 | 184.006 | 192.618 | 200.332 | 207.309 | 214.506 | 221.75 | 229.022
NPgY | GSP | NG FES - Consumer Transformation | Total installed renewable generation capacity (MW) | BRADFORD WEST | Consumer Transformation | Gen_BB001_NPgAggregate | MW | NPgY | Bradford West |  | 51.623 | 60.843 | 67.138 | 74.398 | 80.305 | 86.946 | 93.8 | 101.399 | 109.47 | 119.111 | 136.476 | 153.908 | 173.018 | 192.45 | 211.145 | 231.637 | 252.688 | 275.343 | 298.476 | 321.892 | 345.426 | 369.413 | 391.154 | 413.232 | 429.887 | 442.25 | 455.649 | 468.741 | 481.472
NPgY | GSP | NG FES - Consumer Transformation | Total installed renewable generation capacity (MW) | CAMBLESFORTH | Consumer Transformation | Gen_BB001_NPgAggregate | MW | NPgY | Camblesforth |  | 123.689 | 125.291 | 126.433 | 127.792 | 129.016 | 130.439 | 131.988 | 133.765 | 135.739 | 137.693 | 140.269 | 142.811 | 145.536 | 148.255 | 150.9 | 153.669 | 156.504 | 159.514 | 162.653 | 165.865 | 169.11 | 172.372 | 175.521 | 178.643 | 181.404 | 183.978 | 186.508 | 189.111 | 191.653
NPgY | GSP | NG FES - Consumer Transformation | Total installed renewable generation capacity (MW) | CREYKE BECK | Consumer Transformation | Gen_BB001_NPgAggregate | MW | NPgY | Creyke Beck |  | 284.822 | 335.636 | 362.532 | 391.372 | 407.588 | 425.59 | 461.314 | 503.306 | 550.807 | 602.194 | 651.05 | 696.012 | 748.37 | 796.894 | 846.712 | 895.012 | 946.669 | 1000.656 | 1059.539 | 1117.208 | 1176.707 | 1232.548 | 1286.625 | 1338.891 | 1378.079 | 1408.118 | 1437.997 | 1468.184 | 1495.837
NPgY | GSP | NG FES - Consumer Transformation | Total installed renewable generation capacity (MW) | DRAX | Consumer Transformation | Gen_BB001_NPgAggregate | MW | NPgY | Drax |  | 41.556 | 47.621 | 50.846 | 54.379 | 56.51 | 58.919 | 61.321 | 64.385 | 67.86 | 71.448 | 78.686 | 86.15 | 94.262 | 102.402 | 110.54 | 118.763 | 127.353 | 136.524 | 146.098 | 155.669 | 165.323 | 175.017 | 183.77 | 192.422 | 198.433 | 202.827 | 207.127 | 211.493 | 215.355
NPgY | GSP | NG FES - Consumer Transformation | Total installed renewable generation capacity (MW) | ELLAND | Consumer Transformation | Gen_BB001_NPgAggregate | MW | NPgY | Elland |  | 71.837 | 80.251 | 85.63 | 91.717 | 96.297 | 101.339 | 106.386 | 112.113 | 118.24 | 125.6 | 136.493 | 147.073 | 158.815 | 170.28 | 180.924 | 192.575 | 204.411 | 217.222 | 230.566 | 244.192 | 257.855 | 271.827 | 284.614 | 297.685 | 308.458 | 317.147 | 326.607 | 335.862 | 345.174
NPgY | GSP | NG FES - Consumer Transformation | Total installed renewable generation capacity (MW) | FERRYBRIDGE A | Consumer Transformation | Gen_BB001_NPgAggregate | MW | NPgY | Ferrybridge A |  | 17.209 | 26.973 | 32.006 | 37.393 | 40.287 | 43.444 | 48.992 | 55.639 | 63.188 | 71.486 | 78.427 | 84.718 | 91.991 | 98.437 | 104.619 | 110.506 | 116.649 | 123.194 | 130.57 | 137.938 | 145.44 | 152.711 | 159.606 | 166.398 | 172.076 | 176.912 | 181.825 | 186.765 | 191.561
NPgY | GSP | NG FES - Consumer Transformation | Total installed renewable generation capacity (MW) | FERRYBRIDGE B | Consumer Transformation | Gen_BB001_NPgAggregate | MW | NPgY | Ferrybridge B (_M) |  | 90.299 | 115.217 | 127.992 | 141.658 | 148.944 | 156.924 | 170.121 | 186.115 | 204.388 | 224.21 | 242.164 | 259.024 | 278.004 | 295.287 | 311.719 | 327.494 | 343.808 | 361.341 | 380.809 | 400.407 | 420.18 | 439.865 | 458.004 | 475.994 | 490.609 | 502.983 | 515.395 | 527.936 | 539.963
NPgY | GSP | NG FES - Consumer Transformation | Total installed renewable generation capacity (MW) | GRIMSBY WEST | Consumer Transformation | Gen_BB001_NPgAggregate | MW | NPgY | Grimsby West |  | 48.213 | 64.355 | 72.634 | 81.456 | 86.089 | 91.152 | 95.87 | 102.114 | 109.16 | 117.014 | 127.688 | 137.934 | 149.48 | 159.867 | 169.539 | 178.84 | 188.38 | 198.694 | 210.236 | 221.925 | 233.678 | 245.476 | 256.309 | 267.128 | 276.225 | 284.109 | 292.116 | 300.173 | 308.04
NPgY | GSP | NG FES - Consumer Transformation | Total installed renewable generation capacity (MW) | JORDANTHORPE | Consumer Transformation | Gen_BB001_NPgAggregate | MW | NPgY | Jordanthorpe |  | 3.913 | 4.938 | 5.649 | 6.476 | 7.166 | 7.923 | 9.092 | 10.368 | 11.765 | 13.381 | 15.173 | 16.903 | 18.812 | 20.724 | 22.529 | 24.526 | 26.565 | 28.766 | 31.025 | 33.323 | 35.629 | 37.986 | 40.131 | 42.32 | 44.044 | 45.371 | 46.824 | 48.239 | 49.646
NPgY | GSP | NG FES - Consumer Transformation | Total installed renewable generation capacity (MW) | KEADBY | Consumer Transformation | Gen_BB001_NPgAggregate | MW | NPgY | Keadby |  | 327.157 | 406.673 | 445.616 | 487.008 | 507.393 | 530.009 | 551.188 | 580.765 | 613.905 | 649.086 | 698.305 | 741.328 | 794.975 | 838.714 | 885.169 | 924.645 | 968.456 | 1012.696 | 1065.917 | 1116.741 | 1170.74 | 1216.654 | 1266.212 | 1311.906 | 1351.413 | 1386.782 | 1420.186 | 1454.879 | 1487.204
NPgY | GSP | NG FES - Consumer Transformation | Total installed renewable generation capacity (MW) | KIRKSTALL B | Consumer Transformation | Gen_BB001_NPgAggregate | MW | NPgY | Kirkstall B |  | 15.079 | 19.123 | 22.071 | 25.446 | 28.288 | 31.4 | 43.301 | 56.106 | 70.666 | 86.548 | 92.461 | 97.281 | 102.636 | 107.784 | 112.428 | 117.619 | 122.824 | 128.468 | 134.377 | 140.486 | 146.605 | 152.883 | 158.769 | 164.818 | 170.322 | 175.163 | 180.406 | 185.568 | 190.891
NPgY | GSP | NG FES - Consumer Transformation | Total installed renewable generation capacity (MW) | NEEPSEND | Consumer Transformation | Gen_BB001_NPgAggregate | MW | NPgY | Neepsend |  | 7.113 | 7.858 | 8.571 | 9.458 | 10.383 | 11.404 | 12.569 | 13.786 | 15.063 | 16.618 | 18.87 | 21.069 | 23.486 | 25.956 | 28.267 | 30.928 | 33.63 | 36.548 | 39.493 | 42.506 | 45.528 | 48.63 | 51.476 | 54.4 | 56.773 | 58.625 | 60.686 | 62.685 | 64.709
NPgY | GSP | NG FES - Consumer Transformation | Total installed renewable generation capacity (MW) | NORTON LEES | Consumer Transformation | Gen_BB001_NPgAggregate | MW | NPgY | Norton Lees |  | 4.233 | 4.75 | 5.367 | 6.155 | 7.052 | 8.044 | 9.191 | 10.37 | 11.6 | 13.097 | 15.287 | 17.43 | 19.778 | 22.203 | 24.48 | 27.125 | 29.81 | 32.707 | 35.614 | 38.589 | 41.573 | 44.636 | 47.452 | 50.347 | 52.691 | 54.516 | 56.55 | 58.522 | 60.518
NPgY | GSP | NG FES - Consumer Transformation | Total installed renewable generation capacity (MW) | PITSMOOR 3/4 | Consumer Transformation | Gen_BB001_NPgAggregate | MW | NPgY | Pitsmoor |  | 1.285 | 1.517 | 1.79 | 2.134 | 2.519 | 2.945 | 3.439 | 3.947 | 4.478 | 5.122 | 6.063 | 6.984 | 7.993 | 9.034 | 10.012 | 11.148 | 12.301 | 13.545 | 14.793 | 16.071 | 17.352 | 18.668 | 19.877 | 21.12 | 22.127 | 22.911 | 23.784 | 24.631 | 25.489
NPgY | GSP | NG FES - Consumer Transformation | Total installed renewable generation capacity (MW) | SALTEND NORTH | Consumer Transformation | Gen_BB001_NPgAggregate | MW | NPgY | Saltend North |  | 61.402 | 62.186 | 63.079 | 64.186 | 65.428 | 66.873 | 68.488 | 70.235 | 72.135 | 74.054 | 78.184 | 82.496 | 87.088 | 92.016 | 96.997 | 102.406 | 108.027 | 114.002 | 119.98 | 125.992 | 132.063 | 138.188 | 143.817 | 149.421 | 153.422 | 156.379 | 159.361 | 162.365 | 165.113
NPgY | GSP | NG FES - Consumer Transformation | Total installed renewable generation capacity (MW) | SHEFFIELD CITY | Consumer Transformation | Gen_BB001_NPgAggregate | MW | NPgY | Sheffield City |  | 1.871 | 2.196 | 2.544 | 2.98 | 3.455 | 3.979 | 4.583 | 5.208 | 5.861 | 6.656 | 7.815 | 8.947 | 10.189 | 11.467 | 12.665 | 14.052 | 15.46 | 16.98 | 18.509 | 20.073 | 21.641 | 23.252 | 24.731 | 26.251 | 27.483 | 28.444 | 29.513 | 30.55 | 31.6
NPgY | GSP | NG FES - Consumer Transformation | Total installed renewable generation capacity (MW) | SKELTON GRANGE | Consumer Transformation | Gen_BB001_NPgAggregate | MW | NPgY | Skelton Grange |  | 44.511 | 55.487 | 62.951 | 71.538 | 78.763 | 86.714 | 108.92 | 132.935 | 160.009 | 189.78 | 205.374 | 218.979 | 234.112 | 248.787 | 262.316 | 277.296 | 292.447 | 308.793 | 325.849 | 343.358 | 360.954 | 378.85 | 395.645 | 412.791 | 427.88 | 440.837 | 454.798 | 468.56 | 482.592
NPgY | GSP | NG FES - Consumer Transformation | Total installed renewable generation capacity (MW) | TEMPLEBOROUGH 275/33KV | Consumer Transformation | Gen_BB001_NPgAggregate | MW | NPgY | Templeborough |  | 0.397 | 0.636 | 0.792 | 0.97 | 1.11 | 1.266 | 1.876 | 2.541 | 3.303 | 4.116 | 4.413 | 4.657 | 4.925 | 5.18 | 5.418 | 5.667 | 5.92 | 6.191 | 6.481 | 6.779 | 7.078 | 7.381 | 7.669 | 7.958 | 8.22 | 8.46 | 8.706 | 8.954 | 9.203
NPgY | GSP | NG FES - Consumer Transformation | Total installed renewable generation capacity (MW) | THURCROFT | Consumer Transformation | Gen_BB001_NPgAggregate | MW | NPgY | Thurcroft |  | 64.345 | 84.684 | 94.746 | 105.383 | 110.527 | 116.099 | 122.268 | 130.408 | 139.698 | 150.086 | 162.136 | 173.598 | 186.563 | 197.995 | 208.516 | 218.357 | 228.436 | 239.398 | 251.897 | 264.553 | 277.242 | 290.037 | 301.608 | 313.182 | 322.833 | 331.151 | 339.593 | 348.077 | 356.336
NPgY | GSP | NG FES - Consumer Transformation | Total installed renewable generation capacity (MW) | WEST MELTON / THORPE MARSH | Consumer Transformation | Gen_BB001_NPgAggregate | MW | NPgY | Thorpe Marsh |  | 207.655 | 227.664 | 238.618 | 250.644 | 258.094 | 266.322 | 274.34 | 284.3 | 294.782 | 307.121 | 325.663 | 341.208 | 361.381 | 378.263 | 396.506 | 413.704 | 432.786 | 451.955 | 473.953 | 494.854 | 517.261 | 535.954 | 556.692 | 576.11 | 592.819 | 606.598 | 620.766 | 634.944 | 648.69
NPgY | GSP | NG FES - Consumer Transformation | Total installed renewable generation capacity (MW) | WEST MELTON SECTION 3 | Consumer Transformation | Gen_BB001_NPgAggregate | MW | NPgY | West Melton |  | 87.987 | 108.909 | 120.033 | 132.096 | 139.084 | 146.74 | 156.214 | 167.811 | 180.689 | 195.205 | 211.805 | 226.895 | 244.658 | 260.416 | 275.819 | 290.784 | 306.537 | 323.142 | 341.713 | 360.134 | 379.06 | 396.983 | 414.483 | 431.634 | 446.133 | 458.37 | 470.97 | 483.574 | 495.906
NPgY | GSP | NG FES - Consumer Transformation | Total installed renewable generation capacity (MW) | WINCOBANK | Consumer Transformation | Gen_BB001_NPgAggregate | MW | NPgY | Wincobank |  | 44.655 | 45.435 | 45.887 | 46.381 | 46.705 | 47.059 | 48.289 | 49.65 | 50.41 | 52.119 | 52.84 | 49.876 | 50.558 | 48.049 | 48.631 | 47.362 | 47.959 | 46.745 | 47.451 | 46.318 | 47.047 | 42.483 | 43.184 | 42.034 | 42.683 | 43.284 | 43.902 | 44.527 | 45.157
NPgN | GSP | NG FES - Falling Short | Total installed renewable generation capacity (MW) | BLYTH 66kV | Falling Short | Gen_BB001_NPgAggregate | MW | NPgN | Blyth 66kV |  | 139.8 | 152.248 | 159.591 | 166.436 | 168.606 | 170.98 | 172.948 | 175.287 | 179.332 | 185.805 | 193.5 | 200.764 | 207.504 | 213.553 | 218.832 | 223.647 | 228.548 | 232.736 | 239.069 | 245.633 | 252.271 | 259.105 | 266.085 | 273.404 | 280.853 | 288.228 | 295.92 | 303.204 | 310.586
NPgN | GSP | NG FES - Falling Short | Total installed renewable generation capacity (MW) | BLYTH 132kV | Falling Short | Gen_BB001_NPgAggregate | MW | NPgN | Blyth 132kV |  | 493.833 | 511.814 | 521.548 | 531.121 | 532.603 | 534.412 | 535.867 | 537.699 | 540.283 | 543.773 | 547.97 | 551.966 | 556.614 | 560.131 | 562.62 | 563.919 | 565.296 | 565.18 | 568.752 | 572.385 | 575.823 | 579.276 | 583.069 | 587.131 | 591.224 | 595.658 | 600.022 | 603.724 | 607.26
NPgN | GSP | NG FES - Falling Short | Total installed renewable generation capacity (MW) | FOURSTONES | Falling Short | Gen_BB001_NPgAggregate | MW | NPgN | Fourstones |  | 91.371 | 92.502 | 93.155 | 93.767 | 93.953 | 94.164 | 94.374 | 94.632 | 94.928 | 95.208 | 95.546 | 95.845 | 96.225 | 96.554 | 96.851 | 97.079 | 97.342 | 97.537 | 97.949 | 98.382 | 98.84 | 99.297 | 99.799 | 100.297 | 100.808 | 101.385 | 101.908 | 102.431 | 102.925
NPgN | GSP | NG FES - Falling Short | Total installed renewable generation capacity (MW) | HARTMOOR | Falling Short | Gen_BB001_NPgAggregate | MW | NPgN | Hart Moor |  | 53.572 | 59.193 | 62.278 | 65.176 | 65.778 | 66.485 | 67.137 | 67.964 | 68.979 | 70.15 | 71.577 | 72.833 | 74.442 | 75.73 | 76.701 | 77.386 | 78.135 | 78.511 | 79.96 | 81.496 | 83.063 | 84.68 | 86.408 | 88.24 | 90.122 | 92.08 | 94.054 | 95.864 | 97.656
NPgN | GSP | NG FES - Falling Short | Total installed renewable generation capacity (MW) | HAWTHORN PIT GRID | Falling Short | Gen_BB001_NPgAggregate | MW | NPgN | Hawthorn Pit |  | 37.658 | 43.829 | 47.196 | 50.266 | 50.923 | 51.687 | 52.372 | 53.246 | 54.402 | 55.905 | 57.735 | 59.347 | 61.279 | 62.856 | 64.041 | 64.979 | 65.961 | 66.571 | 68.29 | 70.121 | 71.989 | 73.95 | 75.99 | 78.194 | 80.463 | 82.706 | 85.09 | 87.261 | 89.473
NPgN | GSP | NG FES - Falling Short | Total installed renewable generation capacity (MW) | KNARESBOROUGH | Falling Short | Gen_BB001_NPgAggregate | MW | NPgN | Knaresborough |  | 41.414 | 63.389 | 75.147 | 86.372 | 88.142 | 90.313 | 92.198 | 94.625 | 97.601 | 101.044 | 105.247 | 109.05 | 114.15 | 117.927 | 120.469 | 121.693 | 123.068 | 122.772 | 126.824 | 131.047 | 135.166 | 139.367 | 143.988 | 148.96 | 154.027 | 159.466 | 164.871 | 169.54 | 174.053
NPgN | GSP | NG FES - Falling Short | Total installed renewable generation capacity (MW) | LACKENBY | Falling Short | Gen_BB001_NPgAggregate | MW | NPgN | Lackenby |  | 91.221 | 98.032 | 101.872 | 105.342 | 106.297 | 107.373 | 108.387 | 109.659 | 111.31 | 113.366 | 115.863 | 118.042 | 120.591 | 122.777 | 124.554 | 126.1 | 127.741 | 129.033 | 131.514 | 134.169 | 136.94 | 139.836 | 142.843 | 146.027 | 149.31 | 152.589 | 156.002 | 159.231 | 162.506
NPgN | GSP | NG FES - Falling Short | Total installed renewable generation capacity (MW) | NORTON | Falling Short | Gen_BB001_NPgAggregate | MW | NPgN | Norton |  | 128.161 | 173.942 | 198.687 | 222.295 | 226.386 | 231.315 | 235.64 | 241.161 | 248.091 | 256.334 | 266.362 | 275.432 | 287.072 | 295.979 | 302.3 | 305.965 | 309.99 | 310.624 | 320.264 | 330.339 | 340.298 | 350.488 | 361.555 | 373.39 | 385.469 | 398.273 | 411.071 | 422.367 | 433.387
NPgN | GSP | NG FES - Falling Short | Total installed renewable generation capacity (MW) | OFFERTON | Falling Short | Gen_BB001_NPgAggregate | MW | NPgN | Offerton |  | 5.743 | 6.796 | 7.348 | 7.784 | 8.024 | 8.281 | 8.548 | 8.88 | 9.289 | 9.764 | 10.343 | 10.821 | 11.375 | 11.899 | 12.372 | 12.864 | 13.388 | 13.92 | 14.562 | 15.263 | 16.03 | 16.839 | 17.664 | 18.525 | 19.421 | 20.296 | 21.214 | 22.131 | 23.074
NPgN | GSP | NG FES - Falling Short | Total installed renewable generation capacity (MW) | OSBALDWICK | Falling Short | Gen_BB001_NPgAggregate | MW | NPgN | Osbaldwick |  | 32.91 | 84.91 | 112.848 | 140.004 | 144.071 | 149.076 | 153.167 | 158.401 | 165.465 | 174.71 | 185.903 | 196.352 | 209.154 | 218.692 | 225.157 | 228.374 | 231.803 | 231.052 | 240.804 | 250.832 | 260.379 | 270.089 | 280.701 | 292.216 | 303.876 | 316.278 | 328.755 | 339.275 | 349.467
NPgN | GSP | NG FES - Falling Short | Total installed renewable generation capacity (MW) | POPPLETON | Falling Short | Gen_BB001_NPgAggregate | MW | NPgN | Poppleton |  | 9.545 | 11.453 | 12.491 | 13.424 | 13.63 | 13.871 | 14.101 | 14.399 | 14.749 | 15.142 | 15.628 | 16.031 | 16.585 | 17.032 | 17.36 | 17.619 | 17.899 | 18.074 | 18.588 | 19.146 | 19.729 | 20.345 | 20.989 | 21.685 | 22.406 | 23.12 | 23.878 | 24.576 | 25.29
NPgN | GSP | NG FES - Falling Short | Total installed renewable generation capacity (MW) | SALTHOLME | Falling Short | Gen_BB001_NPgAggregate | MW | NPgN | Saltholme |  | 49.208 | 49.611 | 49.834 | 50.053 | 50.097 | 50.148 | 50.193 | 50.25 | 50.32 | 50.399 | 50.493 | 50.581 | 50.689 | 50.774 | 50.842 | 50.88 | 50.924 | 50.936 | 51.032 | 51.129 | 51.225 | 51.32 | 51.427 | 51.535 | 51.645 | 51.771 | 51.885 | 51.99 | 52.087
NPgN | GSP | NG FES - Falling Short | Total installed renewable generation capacity (MW) | SOUTH SHIELDS | Falling Short | Gen_BB001_NPgAggregate | MW | NPgN | South Shields |  | 4.404 | 5.048 | 5.393 | 5.616 | 5.812 | 6.019 | 6.245 | 6.525 | 6.852 | 7.198 | 7.62 | 7.956 | 8.358 | 8.757 | 9.136 | 9.548 | 9.994 | 10.474 | 10.988 | 11.554 | 12.186 | 12.852 | 13.533 | 14.234 | 14.966 | 15.687 | 16.432 | 17.195 | 17.978
NPgN | GSP | NG FES - Falling Short | Total installed renewable generation capacity (MW) | SPADEADAM | Falling Short | Gen_BB001_NPgAggregate | MW | NPgN | Spadeadam - Not in NG FES |  | 6.673 | 7.524 | 8.017 | 8.494 | 8.64 | 8.801 | 8.941 | 9.104 | 9.363 | 9.736 | 10.177 | 10.599 | 11 | 11.358 | 11.68 | 11.953 | 12.239 | 12.468 | 12.855 | 13.251 | 13.651 | 14.052 | 14.476 | 14.906 | 15.342 | 15.805 | 16.252 | 16.683 | 17.101
NPgN | GSP | NG FES - Falling Short | Total installed renewable generation capacity (MW) | SPENNYMOOR | Falling Short | Gen_BB001_NPgAggregate | MW | NPgN | Spennymoor |  | 117.835 | 153.173 | 172.266 | 190.722 | 193.727 | 197.374 | 200.442 | 204.346 | 209.524 | 216.12 | 224.107 | 231.5 | 240.552 | 247.432 | 252.27 | 254.953 | 257.839 | 257.968 | 265.17 | 272.616 | 279.83 | 287.176 | 295.168 | 303.755 | 312.475 | 321.744 | 331.016 | 339.031 | 346.816
NPgN | GSP | NG FES - Falling Short | Total installed renewable generation capacity (MW) | STELLA NORTH | Falling Short | Gen_BB001_NPgAggregate | MW | NPgN | Stella North |  | 13.685 | 18.374 | 20.835 | 22.87 | 23.757 | 24.721 | 25.702 | 26.915 | 28.409 | 30.103 | 32.159 | 33.899 | 35.928 | 37.799 | 39.477 | 41.106 | 42.864 | 44.538 | 46.814 | 49.275 | 51.934 | 54.706 | 57.577 | 60.544 | 63.62 | 66.719 | 69.873 | 73.008 | 76.179
NPgN | GSP | NG FES - Falling Short | Total installed renewable generation capacity (MW) | STELLA SOUTH | Falling Short | Gen_BB001_NPgAggregate | MW | NPgN | Stella South |  | 52.405 | 70.126 | 79.861 | 89.216 | 91.008 | 93.119 | 94.895 | 97.11 | 100.259 | 104.55 | 109.708 | 114.524 | 119.907 | 124.224 | 127.526 | 129.801 | 132.192 | 133.258 | 137.795 | 142.484 | 147.097 | 151.799 | 156.82 | 162.152 | 167.568 | 173.232 | 178.93 | 184.022 | 189.021
NPgN | GSP | NG FES - Falling Short | Total installed renewable generation capacity (MW) | TYNEMOUTH | Falling Short | Gen_BB001_NPgAggregate | MW | NPgN | Tynemouth 1 |  | 11.401 | 13.513 | 14.761 | 15.639 | 16.15 | 16.691 | 17.259 | 17.979 | 18.875 | 19.971 | 21.318 | 22.396 | 23.671 | 24.873 | 25.913 | 27.058 | 28.259 | 29.511 | 30.959 | 32.567 | 34.333 | 36.235 | 38.135 | 40.166 | 42.288 | 44.264 | 46.451 | 48.606 | 50.878
NPgN | GSP | NG FES - Falling Short | Total installed renewable generation capacity (MW) | WEST BOLDON | Falling Short | Gen_BB001_NPgAggregate | MW | NPgN | West Boldon |  | 35.366 | 39.393 | 41.711 | 43.504 | 44.294 | 45.151 | 46.041 | 47.166 | 48.517 | 50.063 | 51.962 | 53.493 | 55.39 | 57.128 | 58.615 | 60.144 | 61.774 | 63.374 | 65.487 | 67.815 | 70.354 | 73.059 | 75.81 | 78.722 | 81.761 | 84.682 | 87.815 | 90.89 | 94.082
NPgY | GSP | NG FES - Falling Short | Total installed renewable generation capacity (MW) | BRADFORD WEST | Falling Short | Gen_BB001_NPgAggregate | MW | NPgY | Bradford West |  | 51.623 | 60.337 | 63.736 | 66.105 | 67.24 | 68.495 | 69.537 | 70.973 | 72.625 | 74.687 | 77.344 | 79.188 | 82.09 | 84.404 | 85.692 | 87.291 | 88.82 | 90.958 | 93.495 | 96.493 | 99.718 | 103.5 | 107.056 | 111.357 | 115.91 | 120.013 | 126.289 | 131.976 | 138.305
NPgY | GSP | NG FES - Falling Short | Total installed renewable generation capacity (MW) | CAMBLESFORTH | Falling Short | Gen_BB001_NPgAggregate | MW | NPgY | Camblesforth |  | 123.689 | 125.164 | 125.873 | 126.453 | 126.84 | 127.262 | 127.662 | 128.15 | 128.698 | 129.215 | 129.835 | 130.368 | 131.035 | 131.656 | 132.261 | 132.798 | 133.41 | 134.102 | 134.925 | 135.799 | 136.749 | 137.701 | 138.734 | 139.748 | 140.794 | 141.999 | 143.158 | 144.351 | 145.495
NPgY | GSP | NG FES - Falling Short | Total installed renewable generation capacity (MW) | CREYKE BECK | Falling Short | Gen_BB001_NPgAggregate | MW | NPgY | Creyke Beck |  | 284.822 | 327.848 | 343.306 | 357.427 | 364.076 | 371.613 | 377.998 | 385.718 | 396.582 | 410.995 | 428.198 | 444.322 | 461.521 | 476.081 | 488.364 | 497.905 | 508.078 | 520.716 | 536.723 | 553.25 | 569.92 | 586.724 | 604.694 | 623.187 | 641.996 | 661.635 | 679.956 | 697.082 | 713.655
NPgY | GSP | NG FES - Falling Short | Total installed renewable generation capacity (MW) | DRAX | Falling Short | Gen_BB001_NPgAggregate | MW | NPgY | Drax |  | 41.556 | 46.723 | 48.672 | 50.455 | 51.344 | 52.346 | 53.112 | 54.056 | 55.165 | 56.32 | 57.71 | 58.972 | 60.589 | 61.907 | 63.009 | 63.745 | 64.596 | 65.739 | 67.317 | 68.956 | 70.639 | 72.309 | 74.165 | 76.033 | 77.94 | 80.385 | 83.042 | 85.611 | 88.058
NPgY | GSP | NG FES - Falling Short | Total installed renewable generation capacity (MW) | ELLAND | Falling Short | Gen_BB001_NPgAggregate | MW | NPgY | Elland |  | 71.837 | 79.605 | 82.513 | 84.646 | 85.617 | 86.701 | 87.547 | 88.709 | 90.061 | 91.763 | 93.944 | 95.508 | 97.933 | 99.826 | 100.855 | 102.002 | 103.093 | 104.711 | 106.719 | 109.072 | 111.569 | 114.484 | 117.249 | 120.598 | 124.133 | 127.167 | 131.562 | 135.455 | 139.819
NPgY | GSP | NG FES - Falling Short | Total installed renewable generation capacity (MW) | FERRYBRIDGE A | Falling Short | Gen_BB001_NPgAggregate | MW | NPgY | Ferrybridge A |  | 17.209 | 25.464 | 28.363 | 31.003 | 32.167 | 33.496 | 34.537 | 35.82 | 37.602 | 39.985 | 42.852 | 45.494 | 48.46 | 50.877 | 52.762 | 54.157 | 55.624 | 57.582 | 60.163 | 62.853 | 65.538 | 68.293 | 71.211 | 74.306 | 77.463 | 80.569 | 83.499 | 86.118 | 88.71
NPgY | GSP | NG FES - Falling Short | Total installed renewable generation capacity (MW) | FERRYBRIDGE B | Falling Short | Gen_BB001_NPgAggregate | MW | NPgY | Ferrybridge B (_M) |  | 90.299 | 111.322 | 118.737 | 125.552 | 128.604 | 132.088 | 134.789 | 138.107 | 142.614 | 148.45 | 155.461 | 161.955 | 169.318 | 175.315 | 180.059 | 183.46 | 187.093 | 191.959 | 198.455 | 205.193 | 211.926 | 218.765 | 226.097 | 233.779 | 241.602 | 249.633 | 257.185 | 264.025 | 270.681
NPgY | GSP | NG FES - Falling Short | Total installed renewable generation capacity (MW) | GRIMSBY WEST | Falling Short | Gen_BB001_NPgAggregate | MW | NPgY | Grimsby West |  | 48.213 | 61.957 | 66.712 | 71.02 | 72.901 | 75.054 | 76.522 | 78.387 | 80.633 | 83.207 | 86.357 | 89.137 | 92.885 | 95.732 | 97.701 | 98.863 | 100.142 | 102.227 | 105.337 | 108.622 | 111.9 | 115.289 | 118.946 | 122.893 | 126.938 | 131.338 | 136.09 | 140.332 | 144.525
NPgY | GSP | NG FES - Falling Short | Total installed renewable generation capacity (MW) | JORDANTHORPE | Falling Short | Gen_BB001_NPgAggregate | MW | NPgY | Jordanthorpe |  | 3.913 | 4.878 | 5.263 | 5.529 | 5.656 | 5.796 | 5.933 | 6.114 | 6.361 | 6.719 | 7.166 | 7.518 | 7.951 | 8.317 | 8.558 | 8.838 | 9.106 | 9.445 | 9.827 | 10.263 | 10.725 | 11.255 | 11.755 | 12.345 | 12.966 | 13.464 | 14.135 | 14.734 | 15.413
NPgY | GSP | NG FES - Falling Short | Total installed renewable generation capacity (MW) | KEADBY | Falling Short | Gen_BB001_NPgAggregate | MW | NPgY | Keadby |  | 327.157 | 393.402 | 416.948 | 439.593 | 450.101 | 462.098 | 470.565 | 480.927 | 493.333 | 506.447 | 522.109 | 537.006 | 555.795 | 570.535 | 582.612 | 589.003 | 596.705 | 608.079 | 625.182 | 642.53 | 659.791 | 676.407 | 695.586 | 714.548 | 733.697 | 757.879 | 780.148 | 801.11 | 819.994
NPgY | GSP | NG FES - Falling Short | Total installed renewable generation capacity (MW) | KIRKSTALL B | Falling Short | Gen_BB001_NPgAggregate | MW | NPgY | Kirkstall B |  | 15.079 | 18.757 | 20.276 | 21.377 | 21.966 | 22.608 | 23.598 | 24.763 | 26.921 | 30.58 | 34.945 | 38.969 | 42.546 | 45.888 | 48.817 | 51.852 | 54.875 | 58.155 | 61.614 | 65.27 | 69.036 | 73.029 | 76.948 | 81.162 | 85.487 | 88.544 | 90.804 | 92.838 | 95.121
NPgY | GSP | NG FES - Falling Short | Total installed renewable generation capacity (MW) | NEEPSEND | Falling Short | Gen_BB001_NPgAggregate | MW | NPgY | Neepsend |  | 7.113 | 7.926 | 8.299 | 8.486 | 8.591 | 8.701 | 8.822 | 8.998 | 9.202 | 9.485 | 9.857 | 10.083 | 10.453 | 10.765 | 10.919 | 11.192 | 11.442 | 11.761 | 12.09 | 12.505 | 12.969 | 13.544 | 14.051 | 14.696 | 15.387 | 15.896 | 16.753 | 17.523 | 18.433
NPgY | GSP | NG FES - Falling Short | Total installed renewable generation capacity (MW) | NORTON LEES | Falling Short | Gen_BB001_NPgAggregate | MW | NPgY | Norton Lees |  | 4.233 | 4.862 | 5.176 | 5.305 | 5.389 | 5.475 | 5.584 | 5.744 | 5.928 | 6.184 | 6.524 | 6.719 | 7.047 | 7.331 | 7.472 | 7.746 | 7.996 | 8.305 | 8.609 | 8.999 | 9.441 | 9.995 | 10.477 | 11.092 | 11.754 | 12.232 | 13.057 | 13.803 | 14.692
NPgY | GSP | NG FES - Falling Short | Total installed renewable generation capacity (MW) | PITSMOOR 3/4 | Falling Short | Gen_BB001_NPgAggregate | MW | NPgY | Pitsmoor |  | 1.285 | 1.565 | 1.701 | 1.757 | 1.793 | 1.831 | 1.878 | 1.947 | 2.026 | 2.137 | 2.283 | 2.368 | 2.509 | 2.632 | 2.693 | 2.811 | 2.919 | 3.052 | 3.183 | 3.351 | 3.541 | 3.779 | 3.987 | 4.252 | 4.537 | 4.742 | 5.097 | 5.418 | 5.799
NPgY | GSP | NG FES - Falling Short | Total installed renewable generation capacity (MW) | SALTEND NORTH | Falling Short | Gen_BB001_NPgAggregate | MW | NPgY | Saltend North |  | 61.402 | 62.277 | 62.78 | 63.105 | 63.393 | 63.697 | 64.037 | 64.455 | 64.912 | 65.333 | 65.849 | 66.248 | 66.767 | 67.288 | 67.802 | 68.354 | 68.965 | 69.621 | 70.334 | 71.118 | 72 | 72.917 | 73.87 | 74.833 | 75.839 | 77.034 | 78.469 | 79.947 | 81.432
NPgY | GSP | NG FES - Falling Short | Total installed renewable generation capacity (MW) | SHEFFIELD CITY | Falling Short | Gen_BB001_NPgAggregate | MW | NPgY | Sheffield City |  | 1.871 | 2.245 | 2.422 | 2.502 | 2.55 | 2.6 | 2.659 | 2.747 | 2.847 | 2.986 | 3.171 | 3.279 | 3.459 | 3.614 | 3.69 | 3.833 | 3.964 | 4.128 | 4.292 | 4.501 | 4.737 | 5.031 | 5.288 | 5.616 | 5.968 | 6.225 | 6.663 | 7.058 | 7.528
NPgY | GSP | NG FES - Falling Short | Total installed renewable generation capacity (MW) | SKELTON GRANGE | Falling Short | Gen_BB001_NPgAggregate | MW | NPgY | Skelton Grange |  | 44.511 | 54.568 | 58.634 | 61.466 | 62.974 | 64.621 | 66.753 | 69.344 | 73.636 | 80.482 | 88.721 | 96.078 | 103.148 | 109.615 | 115.039 | 120.717 | 126.379 | 132.703 | 139.502 | 146.809 | 154.411 | 162.584 | 170.585 | 179.324 | 188.347 | 195.128 | 201.262 | 206.836 | 213.03
NPgY | GSP | NG FES - Falling Short | Total installed renewable generation capacity (MW) | TEMPLEBOROUGH 275/33KV | Falling Short | Gen_BB001_NPgAggregate | MW | NPgY | Templeborough |  | 0.397 | 0.604 | 0.692 | 0.766 | 0.807 | 0.852 | 0.913 | 0.983 | 1.107 | 1.303 | 1.535 | 1.756 | 1.949 | 2.131 | 2.3 | 2.462 | 2.628 | 2.808 | 3.002 | 3.203 | 3.41 | 3.622 | 3.837 | 4.059 | 4.285 | 4.464 | 4.581 | 4.692 | 4.805
NPgY | GSP | NG FES - Falling Short | Total installed renewable generation capacity (MW) | THURCROFT | Falling Short | Gen_BB001_NPgAggregate | MW | NPgY | Thurcroft |  | 64.345 | 81.468 | 87.286 | 92.671 | 94.927 | 97.527 | 99.267 | 101.466 | 104.251 | 107.659 | 111.804 | 115.562 | 120.365 | 124 | 126.515 | 127.944 | 129.49 | 132.049 | 135.903 | 139.931 | 143.878 | 147.937 | 152.327 | 157.074 | 161.918 | 167.069 | 172.416 | 177.08 | 181.662
NPgY | GSP | NG FES - Falling Short | Total installed renewable generation capacity (MW) | WEST MELTON / THORPE MARSH | Falling Short | Gen_BB001_NPgAggregate | MW | NPgY | Thorpe Marsh |  | 207.655 | 225.009 | 231.362 | 236.866 | 239.418 | 242.307 | 244.432 | 247.148 | 250.359 | 253.991 | 258.464 | 262.25 | 267.434 | 271.503 | 274.378 | 276.468 | 278.72 | 282.026 | 286.588 | 291.505 | 296.55 | 301.872 | 307.467 | 313.553 | 319.841 | 326.534 | 334.247 | 341.309 | 348.469
NPgY | GSP | NG FES - Falling Short | Total installed renewable generation capacity (MW) | WEST MELTON SECTION 3 | Falling Short | Gen_BB001_NPgAggregate | MW | NPgY | West Melton |  | 87.987 | 105.941 | 112.348 | 118.004 | 120.531 | 123.407 | 125.543 | 128.246 | 131.673 | 135.904 | 141.067 | 145.604 | 151.303 | 155.816 | 159.075 | 161.445 | 163.951 | 167.544 | 172.44 | 177.653 | 182.923 | 188.447 | 194.248 | 200.548 | 207.026 | 213.587 | 220.65 | 226.996 | 233.42
NPgY | GSP | NG FES - Falling Short | Total installed renewable generation capacity (MW) | WINCOBANK | Falling Short | Gen_BB001_NPgAggregate | MW | NPgY | Wincobank |  | 44.655 | 45.321 | 45.571 | 45.789 | 45.897 | 46.017 | 46.152 | 46.311 | 46.58 | 46.999 | 47.497 | 47.967 | 48.402 | 48.795 | 49.144 | 49.464 | 49.791 | 50.159 | 50.575 | 51.005 | 51.442 | 51.89 | 52.349 | 52.827 | 53.313 | 53.711 | 53.991 | 54.248 | 54.508
NPgN | GSP | NG FES - Leading the Way | Total installed renewable generation capacity (MW) | BLYTH 66kV | Leading the Way | Gen_BB001_NPgAggregate | MW | NPgN | Blyth 66kV |  | 139.8 | 165.268 | 186.722 | 208.846 | 217.6 | 226.788 | 242.802 | 260.028 | 280.01 | 301.77 | 324.888 | 347.85 | 372.397 | 396.868 | 421.728 | 446.291 | 473.056 | 501.189 | 532.543 | 562.276 | 591.283 | 621.746 | 648.98 | 673.96 | 691.138 | 702.194 | 713.58 | 724.85 | 734.653
NPgN | GSP | NG FES - Leading the Way | Total installed renewable generation capacity (MW) | BLYTH 132kV | Leading the Way | Gen_BB001_NPgAggregate | MW | NPgN | Blyth 132kV |  | 493.833 | 533.178 | 564.522 | 596.14 | 603.382 | 610.814 | 618.946 | 628.114 | 637.762 | 648.799 | 660.693 | 671.716 | 683.645 | 683.098 | 692.746 | 685.141 | 694.025 | 688.991 | 701.838 | 697.944 | 680.355 | 676.966 | 686.546 | 678.139 | 684.223 | 689.039 | 693.902 | 698.858 | 703.511
NPgN | GSP | NG FES - Leading the Way | Total installed renewable generation capacity (MW) | FOURSTONES | Leading the Way | Gen_BB001_NPgAggregate | MW | NPgN | Fourstones |  | 91.371 | 93.568 | 95.403 | 97.336 | 98.091 | 98.93 | 99.781 | 100.738 | 101.757 | 102.783 | 103.88 | 104.899 | 105.992 | 107.014 | 107.911 | 108.812 | 109.705 | 110.757 | 111.885 | 113.037 | 114.219 | 115.402 | 116.455 | 117.42 | 118.403 | 119.42 | 120.412 | 121.442 | 122.476
NPgN | GSP | NG FES - Leading the Way | Total installed renewable generation capacity (MW) | HARTMOOR | Leading the Way | Gen_BB001_NPgAggregate | MW | NPgN | Hart Moor |  | 53.572 | 65.021 | 74.364 | 84.009 | 87.038 | 90.285 | 93.575 | 97.241 | 101.067 | 105.308 | 109.87 | 114.056 | 118.584 | 122.711 | 126.179 | 129.63 | 133.019 | 137.217 | 141.784 | 146.394 | 151.121 | 155.888 | 159.763 | 163.244 | 166.529 | 169.659 | 172.838 | 176.069 | 179.329
NPgN | GSP | NG FES - Leading the Way | Total installed renewable generation capacity (MW) | HAWTHORN PIT GRID | Leading the Way | Gen_BB001_NPgAggregate | MW | NPgN | Hawthorn Pit |  | 37.658 | 49.972 | 60.094 | 70.531 | 74.004 | 77.673 | 81.819 | 86.369 | 91.225 | 96.701 | 102.579 | 108.071 | 114.014 | 119.635 | 124.56 | 129.612 | 134.65 | 140.634 | 147.076 | 153.557 | 160.17 | 166.858 | 172.4 | 177.557 | 181.927 | 185.69 | 189.594 | 193.509 | 197.393
NPgN | GSP | NG FES - Leading the Way | Total installed renewable generation capacity (MW) | KNARESBOROUGH | Leading the Way | Gen_BB001_NPgAggregate | MW | NPgN | Knaresborough |  | 41.414 | 87.731 | 124.817 | 162.473 | 171.916 | 181.742 | 190.668 | 200.817 | 211.015 | 222.723 | 235.402 | 246.725 | 259.08 | 269.573 | 277.62 | 284.844 | 291.737 | 301.521 | 312.597 | 323.605 | 335.019 | 346.503 | 354.605 | 361.004 | 367.515 | 374.054 | 380.659 | 387.407 | 394.292
NPgN | GSP | NG FES - Leading the Way | Total installed renewable generation capacity (MW) | LACKENBY | Leading the Way | Gen_BB001_NPgAggregate | MW | NPgN | Lackenby |  | 91.221 | 104.355 | 115.386 | 126.971 | 131.609 | 136.635 | 142.555 | 149.021 | 156.035 | 163.708 | 171.917 | 179.673 | 188.021 | 196.103 | 203.411 | 211.056 | 218.747 | 227.547 | 236.93 | 246.407 | 256.032 | 265.78 | 274.26 | 282.325 | 289.254 | 295.331 | 301.569 | 307.857 | 314.083
NPgN | GSP | NG FES - Leading the Way | Total installed renewable generation capacity (MW) | NORTON | Leading the Way | Gen_BB001_NPgAggregate | MW | NPgN | Norton |  | 128.161 | 224.217 | 301.524 | 380.338 | 401.413 | 423.539 | 445.17 | 469.528 | 494.575 | 522.929 | 553.531 | 581.337 | 611.529 | 638.219 | 659.826 | 680.222 | 700.063 | 726.237 | 755.283 | 784.28 | 814.203 | 844.304 | 866.894 | 886.019 | 903.771 | 920.526 | 937.494 | 954.76 | 972.087
NPgN | GSP | NG FES - Leading the Way | Total installed renewable generation capacity (MW) | OFFERTON | Leading the Way | Gen_BB001_NPgAggregate | MW | NPgN | Offerton |  | 5.743 | 7.197 | 8.446 | 9.891 | 11.001 | 12.252 | 13.798 | 15.463 | 17.303 | 19.249 | 21.32 | 23.303 | 25.428 | 27.572 | 29.587 | 31.806 | 34.047 | 36.475 | 39.001 | 41.595 | 44.215 | 46.871 | 49.375 | 51.866 | 54.095 | 56.122 | 58.2 | 60.299 | 62.4
NPgN | GSP | NG FES - Leading the Way | Total installed renewable generation capacity (MW) | OSBALDWICK | Leading the Way | Gen_BB001_NPgAggregate | MW | NPgN | Osbaldwick |  | 32.91 | 145.266 | 234.881 | 325.456 | 346.701 | 368.558 | 390.809 | 415.929 | 441.861 | 471.922 | 504.399 | 534.067 | 566.298 | 594.69 | 617.69 | 638.645 | 659.161 | 686.957 | 718.211 | 748.928 | 780.697 | 812.623 | 834.965 | 853.109 | 867.569 | 879.517 | 891.677 | 903.95 | 915.771
NPgN | GSP | NG FES - Leading the Way | Total installed renewable generation capacity (MW) | POPPLETON | Leading the Way | Gen_BB001_NPgAggregate | MW | NPgN | Poppleton |  | 9.545 | 13.24 | 16.298 | 19.487 | 20.632 | 21.865 | 23.07 | 24.401 | 25.774 | 27.319 | 28.983 | 30.496 | 32.141 | 33.643 | 34.892 | 36.188 | 37.452 | 38.99 | 40.642 | 42.333 | 44.059 | 45.81 | 47.295 | 48.673 | 50.066 | 51.436 | 52.853 | 54.285 | 55.761
NPgN | GSP | NG FES - Leading the Way | Total installed renewable generation capacity (MW) | SALTHOLME | Leading the Way | Gen_BB001_NPgAggregate | MW | NPgN | Saltholme |  | 49.208 | 50.072 | 50.766 | 51.473 | 51.658 | 51.856 | 52.055 | 52.282 | 52.52 | 52.775 | 53.048 | 53.3 | 53.57 | 52.355 | 52.639 | 50.778 | 51.048 | 49.245 | 49.609 | 47.845 | 44.273 | 42.527 | 42.85 | 41.013 | 41.294 | 41.575 | 41.855 | 42.149 | 42.443
NPgN | GSP | NG FES - Leading the Way | Total installed renewable generation capacity (MW) | SOUTH SHIELDS | Leading the Way | Gen_BB001_NPgAggregate | MW | NPgN | South Shields |  | 4.404 | 5.004 | 5.597 | 6.356 | 7.245 | 8.254 | 9.47 | 10.778 | 12.224 | 13.716 | 15.302 | 16.819 | 18.442 | 20.093 | 21.655 | 23.407 | 25.174 | 27.054 | 28.993 | 31.001 | 33.026 | 35.08 | 37.089 | 39.112 | 41.007 | 42.798 | 44.626 | 46.478 | 48.348
NPgN | GSP | NG FES - Leading the Way | Total installed renewable generation capacity (MW) | SPADEADAM | Leading the Way | Gen_BB001_NPgAggregate | MW | NPgN | Spadeadam - Not in NG FES |  | 6.673 | 8.439 | 9.891 | 11.384 | 11.919 | 12.488 | 13.405 | 14.405 | 15.556 | 16.776 | 18.071 | 19.353 | 20.717 | 22.112 | 23.465 | 24.849 | 26.275 | 27.865 | 29.562 | 31.245 | 32.956 | 34.676 | 36.136 | 37.523 | 38.443 | 39.068 | 39.688 | 40.314 | 40.854
NPgN | GSP | NG FES - Leading the Way | Total installed renewable generation capacity (MW) | SPENNYMOOR | Leading the Way | Gen_BB001_NPgAggregate | MW | NPgN | Spennymoor |  | 117.835 | 193.435 | 253.988 | 315.408 | 330.723 | 346.628 | 363 | 381.426 | 400.569 | 422.433 | 446.019 | 467.647 | 491.088 | 511.476 | 528.71 | 544.024 | 559.815 | 579.839 | 602.998 | 625.134 | 647.354 | 670.348 | 687.692 | 701.475 | 713.5 | 723.826 | 734.292 | 744.893 | 755.212
NPgN | GSP | NG FES - Leading the Way | Total installed renewable generation capacity (MW) | STELLA NORTH | Leading the Way | Gen_BB001_NPgAggregate | MW | NPgN | Stella North |  | 13.685 | 21.048 | 27.194 | 33.937 | 37.939 | 42.375 | 47.709 | 53.501 | 59.87 | 66.564 | 73.696 | 80.496 | 87.776 | 95.027 | 101.767 | 109.058 | 116.404 | 124.488 | 132.957 | 141.622 | 150.398 | 159.276 | 167.5 | 175.559 | 182.793 | 189.427 | 196.173 | 203.014 | 209.838
NPgN | GSP | NG FES - Leading the Way | Total installed renewable generation capacity (MW) | STELLA SOUTH | Leading the Way | Gen_BB001_NPgAggregate | MW | NPgN | Stella South |  | 52.405 | 90.039 | 120.441 | 151.363 | 159.845 | 168.682 | 179.32 | 191.114 | 203.867 | 218.129 | 233.426 | 247.874 | 263.44 | 278.05 | 291.089 | 303.728 | 316.594 | 332.038 | 349.056 | 365.757 | 382.744 | 399.967 | 413.59 | 425.672 | 434.707 | 441.623 | 448.646 | 455.71 | 462.299
NPgN | GSP | NG FES - Leading the Way | Total installed renewable generation capacity (MW) | TYNEMOUTH | Leading the Way | Gen_BB001_NPgAggregate | MW | NPgN | Tynemouth 1 |  | 11.401 | 14.157 | 16.897 | 20.083 | 22.736 | 25.682 | 29.333 | 33.23 | 37.523 | 42.177 | 47.138 | 51.874 | 56.971 | 62.124 | 66.941 | 72.328 | 77.757 | 83.625 | 89.715 | 95.978 | 102.293 | 108.718 | 114.785 | 120.873 | 126.325 | 131.225 | 136.324 | 141.44 | 146.598
NPgN | GSP | NG FES - Leading the Way | Total installed renewable generation capacity (MW) | WEST BOLDON | Leading the Way | Gen_BB001_NPgAggregate | MW | NPgN | West Boldon |  | 35.366 | 41.55 | 47.213 | 53.498 | 57.522 | 61.965 | 67.097 | 72.632 | 78.642 | 85.117 | 92.03 | 98.557 | 105.582 | 112.535 | 118.9 | 125.924 | 132.961 | 140.703 | 148.778 | 157.093 | 165.498 | 174.036 | 182.021 | 189.926 | 197.282 | 204.127 | 211.194 | 218.319 | 225.541
NPgY | GSP | NG FES - Leading the Way | Total installed renewable generation capacity (MW) | BRADFORD WEST | Leading the Way | Gen_BB001_NPgAggregate | MW | NPgY | Bradford West |  | 51.623 | 62.391 | 70.235 | 79.043 | 86.151 | 93.805 | 101.245 | 109.44 | 117.756 | 127.838 | 138.725 | 151.363 | 168.207 | 184.838 | 200.308 | 217.385 | 234.613 | 253.745 | 273.823 | 294.196 | 314.752 | 335.743 | 354.33 | 372.827 | 387.865 | 399.883 | 412.951 | 425.766 | 438.605
NPgY | GSP | NG FES - Leading the Way | Total installed renewable generation capacity (MW) | CAMBLESFORTH | Leading the Way | Gen_BB001_NPgAggregate | MW | NPgY | Camblesforth |  | 123.689 | 125.557 | 126.965 | 128.589 | 130.02 | 131.619 | 133.271 | 135.153 | 137.171 | 139.203 | 141.365 | 143.578 | 146.168 | 148.704 | 151.118 | 153.653 | 156.214 | 159.034 | 161.998 | 165.028 | 168.106 | 171.199 | 174.09 | 176.875 | 179.442 | 181.914 | 184.344 | 186.85 | 189.325
NPgY | GSP | NG FES - Leading the Way | Total installed renewable generation capacity (MW) | CREYKE BECK | Leading the Way | Gen_BB001_NPgAggregate | MW | NPgY | Creyke Beck |  | 284.822 | 346.693 | 384.648 | 424.545 | 449.296 | 475.56 | 511.641 | 552.572 | 597.249 | 646.098 | 698.229 | 743.926 | 792.513 | 836.721 | 879.018 | 919.709 | 962.197 | 1010.676 | 1064.501 | 1116.746 | 1168.856 | 1222.435 | 1267.667 | 1307.741 | 1340.043 | 1366.63 | 1393.118 | 1420.08 | 1445.562
NPgY | GSP | NG FES - Leading the Way | Total installed renewable generation capacity (MW) | DRAX | Leading the Way | Gen_BB001_NPgAggregate | MW | NPgY | Drax |  | 41.556 | 48.973 | 53.549 | 58.433 | 61.612 | 65.024 | 68.163 | 71.866 | 75.66 | 79.75 | 84.139 | 89.429 | 96.656 | 103.605 | 110.285 | 116.993 | 123.828 | 131.631 | 139.998 | 148.333 | 156.824 | 165.342 | 172.545 | 179.252 | 184.283 | 188.321 | 192.274 | 196.321 | 200.053
NPgY | GSP | NG FES - Leading the Way | Total installed renewable generation capacity (MW) | ELLAND | Leading the Way | Gen_BB001_NPgAggregate | MW | NPgY | Elland |  | 71.837 | 81.782 | 88.691 | 96.309 | 102.075 | 108.245 | 114.113 | 120.557 | 127.038 | 134.959 | 143.52 | 152.267 | 163.325 | 173.816 | 183.218 | 193.598 | 203.931 | 215.719 | 228.139 | 240.797 | 253.576 | 266.654 | 278.041 | 289.26 | 299.021 | 307.242 | 316.241 | 325.061 | 334.105
NPgY | GSP | NG FES - Leading the Way | Total installed renewable generation capacity (MW) | FERRYBRIDGE A | Leading the Way | Gen_BB001_NPgAggregate | MW | NPgY | Ferrybridge A |  | 17.209 | 29.159 | 36.378 | 43.952 | 48.535 | 53.355 | 59.354 | 66.174 | 73.457 | 81.657 | 90.439 | 97.558 | 104.885 | 111.232 | 116.931 | 122.402 | 127.915 | 134.648 | 142.105 | 149.453 | 156.875 | 164.444 | 170.473 | 175.725 | 180.317 | 184.362 | 188.492 | 192.667 | 196.79
NPgY | GSP | NG FES - Leading the Way | Total installed renewable generation capacity (MW) | FERRYBRIDGE B | Leading the Way | Gen_BB001_NPgAggregate | MW | NPgY | Ferrybridge B (_M) |  | 90.299 | 120.829 | 139.218 | 158.496 | 170.121 | 182.37 | 197.023 | 213.792 | 231.617 | 251.543 | 272.882 | 290.711 | 309.669 | 326.324 | 341.308 | 355.792 | 370.244 | 387.992 | 407.441 | 426.767 | 446.466 | 466.338 | 482.073 | 495.931 | 507.702 | 518.066 | 528.489 | 539.09 | 549.437
NPgY | GSP | NG FES - Leading the Way | Total installed renewable generation capacity (MW) | GRIMSBY WEST | Leading the Way | Gen_BB001_NPgAggregate | MW | NPgY | Grimsby West |  | 48.213 | 67.996 | 79.916 | 92.38 | 99.837 | 107.684 | 114.544 | 122.588 | 130.575 | 139.862 | 149.889 | 159.301 | 171.062 | 181.283 | 190.314 | 199.1 | 207.785 | 218.606 | 230.448 | 242.264 | 254.329 | 266.502 | 276.044 | 284.459 | 291.808 | 298.367 | 305.062 | 311.833 | 318.549
NPgY | GSP | NG FES - Leading the Way | Total installed renewable generation capacity (MW) | JORDANTHORPE | Leading the Way | Gen_BB001_NPgAggregate | MW | NPgY | Jordanthorpe |  | 3.913 | 5.106 | 5.985 | 6.98 | 7.799 | 8.679 | 9.809 | 11.023 | 12.324 | 13.854 | 15.496 | 17.036 | 18.772 | 20.462 | 22.005 | 23.726 | 25.452 | 27.381 | 29.404 | 31.465 | 33.541 | 35.667 | 37.548 | 39.423 | 41.003 | 42.294 | 43.711 | 45.097 | 46.507
NPgY | GSP | NG FES - Leading the Way | Total installed renewable generation capacity (MW) | KEADBY | Leading the Way | Gen_BB001_NPgAggregate | MW | NPgY | Keadby |  | 327.157 | 425.434 | 483.139 | 543.293 | 578.231 | 615.189 | 647.402 | 686.254 | 725.386 | 767.906 | 813.61 | 857.283 | 911.931 | 957.366 | 1000.501 | 1037.298 | 1076.676 | 1123.492 | 1178.245 | 1229.718 | 1280.391 | 1333.148 | 1376.064 | 1409.385 | 1439.932 | 1468.552 | 1495.278 | 1523.432 | 1549.92
NPgY | GSP | NG FES - Leading the Way | Total installed renewable generation capacity (MW) | KIRKSTALL B | Leading the Way | Gen_BB001_NPgAggregate | MW | NPgY | Kirkstall B |  | 15.079 | 19.67 | 23.166 | 27.087 | 30.334 | 33.831 | 43.235 | 53.256 | 65.023 | 77.903 | 91.562 | 100.373 | 105.636 | 110.601 | 114.97 | 119.895 | 124.76 | 130.288 | 136.075 | 142.035 | 148.044 | 154.208 | 159.724 | 165.209 | 170.357 | 174.975 | 179.998 | 184.946 | 190.097
NPgY | GSP | NG FES - Leading the Way | Total installed renewable generation capacity (MW) | NEEPSEND | Leading the Way | Gen_BB001_NPgAggregate | MW | NPgY | Neepsend |  | 7.113 | 7.916 | 8.688 | 9.634 | 10.604 | 11.663 | 12.817 | 14.022 | 15.274 | 16.808 | 18.461 | 20.213 | 22.381 | 24.554 | 26.536 | 28.843 | 31.154 | 33.673 | 36.279 | 38.959 | 41.648 | 44.415 | 46.96 | 49.571 | 51.829 | 53.696 | 55.774 | 57.794 | 59.879
NPgY | GSP | NG FES - Leading the Way | Total installed renewable generation capacity (MW) | NORTON LEES | Leading the Way | Gen_BB001_NPgAggregate | MW | NPgY | Norton Lees |  | 4.233 | 4.749 | 5.366 | 6.153 | 7.048 | 8.032 | 9.133 | 10.269 | 11.46 | 12.912 | 14.477 | 16.161 | 18.243 | 20.359 | 22.3 | 24.58 | 26.869 | 29.338 | 31.882 | 34.503 | 37.13 | 39.836 | 42.357 | 44.962 | 47.216 | 49.08 | 51.153 | 53.17 | 55.251
NPgY | GSP | NG FES - Leading the Way | Total installed renewable generation capacity (MW) | PITSMOOR 3/4 | Leading the Way | Gen_BB001_NPgAggregate | MW | NPgY | Pitsmoor |  | 1.285 | 1.518 | 1.79 | 2.134 | 2.519 | 2.942 | 3.416 | 3.906 | 4.419 | 5.044 | 5.718 | 6.442 | 7.337 | 8.246 | 9.08 | 10.059 | 11.042 | 12.102 | 13.195 | 14.321 | 15.45 | 16.612 | 17.694 | 18.813 | 19.781 | 20.581 | 21.472 | 22.338 | 23.231
NPgY | GSP | NG FES - Leading the Way | Total installed renewable generation capacity (MW) | SALTEND NORTH | Leading the Way | Gen_BB001_NPgAggregate | MW | NPgY | Saltend North |  | 61.402 | 62.193 | 63.093 | 64.207 | 65.454 | 66.878 | 68.444 | 70.168 | 72.046 | 73.939 | 75.953 | 78.765 | 82.572 | 86.59 | 90.579 | 94.912 | 99.365 | 104.079 | 108.987 | 113.959 | 118.98 | 124.051 | 128.807 | 133.552 | 137.279 | 140.34 | 143.43 | 146.556 | 149.539
NPgY | GSP | NG FES - Leading the Way | Total installed renewable generation capacity (MW) | SHEFFIELD CITY | Leading the Way | Gen_BB001_NPgAggregate | MW | NPgY | Sheffield City |  | 1.871 | 2.208 | 2.567 | 3.015 | 3.499 | 4.029 | 4.616 | 5.225 | 5.86 | 6.637 | 7.473 | 8.368 | 9.475 | 10.594 | 11.617 | 12.816 | 14.018 | 15.319 | 16.663 | 18.046 | 19.433 | 20.861 | 22.185 | 23.549 | 24.729 | 25.704 | 26.79 | 27.846 | 28.935
NPgY | GSP | NG FES - Leading the Way | Total installed renewable generation capacity (MW) | SKELTON GRANGE | Leading the Way | Gen_BB001_NPgAggregate | MW | NPgY | Skelton Grange |  | 44.511 | 56.998 | 65.973 | 76.07 | 84.434 | 93.47 | 111.988 | 131.806 | 154.54 | 179.7 | 206.453 | 225.553 | 240.121 | 253.982 | 266.385 | 280.227 | 294.01 | 309.528 | 325.821 | 342.514 | 359.314 | 376.548 | 392.022 | 407.353 | 421.409 | 433.84 | 447.283 | 460.552 | 474.246
NPgY | GSP | NG FES - Leading the Way | Total installed renewable generation capacity (MW) | TEMPLEBOROUGH 275/33KV | Leading the Way | Gen_BB001_NPgAggregate | MW | NPgY | Templeborough |  | 0.397 | 0.677 | 0.873 | 1.092 | 1.263 | 1.448 | 1.937 | 2.464 | 3.085 | 3.748 | 4.45 | 4.903 | 5.17 | 5.419 | 5.644 | 5.881 | 6.118 | 6.39 | 6.678 | 6.972 | 7.271 | 7.573 | 7.84 | 8.095 | 8.334 | 8.558 | 8.787 | 9.02 | 9.255
NPgY | GSP | NG FES - Leading the Way | Total installed renewable generation capacity (MW) | THURCROFT | Leading the Way | Gen_BB001_NPgAggregate | MW | NPgY | Thurcroft |  | 64.345 | 89.405 | 104.187 | 119.544 | 128.347 | 137.53 | 146.118 | 156.195 | 166.314 | 178.143 | 190.904 | 202.139 | 215.559 | 226.95 | 236.86 | 246.27 | 255.497 | 267.398 | 280.526 | 293.579 | 306.958 | 320.423 | 330.51 | 339.149 | 346.587 | 353.158 | 359.869 | 366.651 | 373.359
NPgY | GSP | NG FES - Leading the Way | Total installed renewable generation capacity (MW) | WEST MELTON / THORPE MARSH | Leading the Way | Gen_BB001_NPgAggregate | MW | NPgY | Thorpe Marsh |  | 207.655 | 231.982 | 247.254 | 263.597 | 274.397 | 285.896 | 296.394 | 308.459 | 320.618 | 334.603 | 349.675 | 364.935 | 384.342 | 401.219 | 417.473 | 432.723 | 449.342 | 467.538 | 488.566 | 508.331 | 527.274 | 547.643 | 565.782 | 581.304 | 595.634 | 608.017 | 620.81 | 633.666 | 646.394
NPgY | GSP | NG FES - Leading the Way | Total installed renewable generation capacity (MW) | WEST MELTON SECTION 3 | Leading the Way | Gen_BB001_NPgAggregate | MW | NPgY | West Melton |  | 87.987 | 113.508 | 129.231 | 145.894 | 156.444 | 167.6 | 179.061 | 192.163 | 205.664 | 221.173 | 237.852 | 252.937 | 270.544 | 285.999 | 300.065 | 313.806 | 327.855 | 344.432 | 362.818 | 380.852 | 398.872 | 417.459 | 432.865 | 446.518 | 458.665 | 469.293 | 480.302 | 491.358 | 502.374
NPgY | GSP | NG FES - Leading the Way | Total installed renewable generation capacity (MW) | WINCOBANK | Leading the Way | Gen_BB001_NPgAggregate | MW | NPgY | Wincobank |  | 44.655 | 45.587 | 46.191 | 46.837 | 47.276 | 47.744 | 48.78 | 49.909 | 51.213 | 52.628 | 54.129 | 55.12 | 55.776 | 55.092 | 55.683 | 54.429 | 55.03 | 53.879 | 54.643 | 53.561 | 50.906 | 49.853 | 50.546 | 49.341 | 49.96 | 50.551 | 51.161 | 51.781 | 52.413
NPgN | GSP | NG FES - System Transformation | Total installed renewable generation capacity (MW) | BLYTH 66kV | System Transformation | Gen_BB001_NPgAggregate | MW | NPgN | Blyth 66kV |  | 139.8 | 158.537 | 173.032 | 187.757 | 192.926 | 198.211 | 203.262 | 209.113 | 219.522 | 230.382 | 241.13 | 251.683 | 263.049 | 272.826 | 283.088 | 291.533 | 301.425 | 310.336 | 321.731 | 332.072 | 344.007 | 354.51 | 366.427 | 378.308 | 387.225 | 399.682 | 411.668 | 424.165 | 434.213
NPgN | GSP | NG FES - System Transformation | Total installed renewable generation capacity (MW) | BLYTH 132kV | System Transformation | Gen_BB001_NPgAggregate | MW | NPgN | Blyth 132kV |  | 493.833 | 522.341 | 542.754 | 563.264 | 566.605 | 570.01 | 572.924 | 577.06 | 582.896 | 589.452 | 596.216 | 601.984 | 609.272 | 614.511 | 619.303 | 612.144 | 616.707 | 606.939 | 613.6 | 605.686 | 612.633 | 604.846 | 611.417 | 617.984 | 593.842 | 600.8 | 607.558 | 614.597 | 620.898
NPgN | GSP | NG FES - System Transformation | Total installed renewable generation capacity (MW) | FOURSTONES | System Transformation | Gen_BB001_NPgAggregate | MW | NPgN | Fourstones |  | 91.371 | 92.944 | 94.123 | 95.343 | 95.705 | 96.097 | 96.486 | 96.963 | 97.541 | 98.104 | 98.661 | 99.192 | 99.791 | 100.25 | 100.759 | 101.171 | 101.632 | 102.115 | 102.711 | 103.322 | 103.961 | 104.559 | 105.187 | 105.774 | 106.318 | 106.988 | 107.545 | 108.164 | 108.532
NPgN | GSP | NG FES - System Transformation | Total installed renewable generation capacity (MW) | HARTMOOR | System Transformation | Gen_BB001_NPgAggregate | MW | NPgN | Hart Moor |  | 53.572 | 61.765 | 67.751 | 73.848 | 75.219 | 76.657 | 77.997 | 79.726 | 81.953 | 84.321 | 86.651 | 88.808 | 91.348 | 93.148 | 95.076 | 96.514 | 98.124 | 99.824 | 102.077 | 104.356 | 106.748 | 109.008 | 111.295 | 113.5 | 115.512 | 117.921 | 120.039 | 122.344 | 123.648
NPgN | GSP | NG FES - System Transformation | Total installed renewable generation capacity (MW) | HAWTHORN PIT GRID | System Transformation | Gen_BB001_NPgAggregate | MW | NPgN | Hawthorn Pit |  | 37.658 | 46.459 | 52.937 | 59.492 | 61.102 | 62.774 | 64.333 | 66.292 | 69.029 | 71.964 | 74.819 | 77.536 | 80.646 | 82.915 | 85.391 | 87.346 | 89.514 | 91.773 | 94.639 | 97.539 | 100.587 | 103.49 | 106.447 | 109.342 | 111.988 | 115.094 | 117.912 | 120.947 | 122.707
NPgN | GSP | NG FES - System Transformation | Total installed renewable generation capacity (MW) | KNARESBOROUGH | System Transformation | Gen_BB001_NPgAggregate | MW | NPgN | Knaresborough |  | 41.414 | 74.671 | 98.436 | 122.318 | 126.325 | 130.476 | 134.121 | 139.245 | 145.612 | 152.711 | 159.899 | 166.067 | 173.927 | 179.149 | 184.201 | 187.337 | 190.84 | 194.686 | 200.557 | 206.47 | 212.623 | 218.462 | 224.033 | 229.4 | 234.321 | 240.121 | 245.265 | 250.8 | 254.246
NPgN | GSP | NG FES - System Transformation | Total installed renewable generation capacity (MW) | LACKENBY | System Transformation | Gen_BB001_NPgAggregate | MW | NPgN | Lackenby |  | 91.221 | 100.587 | 107.666 | 114.944 | 117.195 | 119.557 | 121.844 | 124.592 | 128.434 | 132.411 | 136.236 | 140.01 | 144.158 | 147.316 | 150.903 | 153.902 | 157.246 | 160.678 | 164.844 | 169.052 | 173.502 | 177.707 | 182.114 | 186.402 | 190.285 | 194.941 | 199.105 | 203.621 | 206.193
NPgN | GSP | NG FES - System Transformation | Total installed renewable generation capacity (MW) | NORTON | System Transformation | Gen_BB001_NPgAggregate | MW | NPgN | Norton |  | 128.161 | 197.169 | 246.848 | 296.973 | 306.26 | 315.898 | 324.534 | 336.275 | 351.401 | 367.987 | 384.655 | 399.363 | 417.521 | 430.058 | 442.56 | 451.093 | 460.52 | 470.706 | 485.161 | 499.771 | 514.953 | 529.43 | 543.499 | 557.103 | 569.703 | 584.396 | 597.515 | 611.62 | 620.521
NPgN | GSP | NG FES - System Transformation | Total installed renewable generation capacity (MW) | OFFERTON | System Transformation | Gen_BB001_NPgAggregate | MW | NPgN | Offerton |  | 5.743 | 6.789 | 7.572 | 8.431 | 8.996 | 9.6 | 10.224 | 10.912 | 11.866 | 12.795 | 13.65 | 14.578 | 15.505 | 16.252 | 17.205 | 18.085 | 19.077 | 20.08 | 21.206 | 22.35 | 23.572 | 24.715 | 25.97 | 27.184 | 28.271 | 29.611 | 30.781 | 32.072 | 32.701
NPgN | GSP | NG FES - System Transformation | Total installed renewable generation capacity (MW) | OSBALDWICK | System Transformation | Gen_BB001_NPgAggregate | MW | NPgN | Osbaldwick |  | 32.91 | 114.009 | 171.986 | 230.226 | 239.643 | 249.262 | 257.503 | 269.232 | 285.136 | 303.118 | 321.512 | 337.219 | 357.18 | 371.011 | 383.901 | 392.259 | 401.236 | 411.08 | 425.657 | 440.326 | 455.399 | 470 | 483.599 | 496.929 | 509.555 | 523.584 | 536.639 | 550.339 | 560.59
NPgN | GSP | NG FES - System Transformation | Total installed renewable generation capacity (MW) | POPPLETON | System Transformation | Gen_BB001_NPgAggregate | MW | NPgN | Poppleton |  | 9.545 | 12.16 | 14.087 | 16.055 | 16.557 | 17.085 | 17.587 | 18.215 | 19.004 | 19.839 | 20.635 | 21.404 | 22.283 | 22.884 | 23.584 | 24.119 | 24.735 | 25.377 | 26.214 | 27.063 | 27.966 | 28.809 | 29.689 | 30.538 | 31.288 | 32.22 | 33.028 | 33.922 | 34.315
NPgN | GSP | NG FES - System Transformation | Total installed renewable generation capacity (MW) | SALTHOLME | System Transformation | Gen_BB001_NPgAggregate | MW | NPgN | Saltholme |  | 49.208 | 49.833 | 50.284 | 50.741 | 50.828 | 50.918 | 51.001 | 51.113 | 51.256 | 51.408 | 51.565 | 51.7 | 51.868 | 51.991 | 52.108 | 50.85 | 51.089 | 49.445 | 49.75 | 48.17 | 48.497 | 46.934 | 47.269 | 47.609 | 44.003 | 44.376 | 44.743 | 45.13 | 45.5
NPgN | GSP | NG FES - System Transformation | Total installed renewable generation capacity (MW) | SOUTH SHIELDS | System Transformation | Gen_BB001_NPgAggregate | MW | NPgN | South Shields |  | 4.404 | 4.816 | 5.16 | 5.557 | 6.005 | 6.491 | 7.007 | 7.562 | 8.3 | 8.993 | 9.617 | 10.324 | 11.002 | 11.557 | 12.308 | 13.02 | 13.832 | 14.648 | 15.545 | 16.459 | 17.44 | 18.349 | 19.37 | 20.349 | 21.217 | 22.313 | 23.25 | 24.295 | 24.758
NPgN | GSP | NG FES - System Transformation | Total installed renewable generation capacity (MW) | SPADEADAM | System Transformation | Gen_BB001_NPgAggregate | MW | NPgN | Spadeadam - Not in NG FES |  | 6.673 | 7.979 | 8.959 | 9.957 | 10.269 | 10.593 | 10.903 | 11.272 | 11.884 | 12.512 | 13.146 | 13.751 | 14.417 | 14.991 | 15.575 | 16.095 | 16.639 | 17.201 | 17.842 | 18.494 | 19.161 | 19.816 | 20.476 | 21.125 | 21.758 | 22.448 | 23.098 | 23.778 | 24.354
NPgN | GSP | NG FES - System Transformation | Total installed renewable generation capacity (MW) | SPENNYMOOR | System Transformation | Gen_BB001_NPgAggregate | MW | NPgN | Spennymoor |  | 117.835 | 172.354 | 211.5 | 250.913 | 257.784 | 264.849 | 271.043 | 279.625 | 291.187 | 304.044 | 317.106 | 328.463 | 342.63 | 352.574 | 362.118 | 368.115 | 375.173 | 382.152 | 393.065 | 403.39 | 414.737 | 425.009 | 435.427 | 445.597 | 453.778 | 464.592 | 474.528 | 485.041 | 492.585
NPgN | GSP | NG FES - System Transformation | Total installed renewable generation capacity (MW) | STELLA NORTH | System Transformation | Gen_BB001_NPgAggregate | MW | NPgN | Stella North |  | 13.685 | 18.999 | 22.879 | 26.952 | 28.952 | 31.089 | 33.268 | 35.738 | 39.105 | 42.405 | 45.503 | 48.75 | 52.102 | 54.776 | 58.049 | 60.991 | 64.291 | 67.651 | 71.496 | 75.403 | 79.553 | 83.445 | 87.663 | 91.726 | 95.398 | 99.894 | 103.809 | 108.117 | 110.365
NPgN | GSP | NG FES - System Transformation | Total installed renewable generation capacity (MW) | STELLA SOUTH | System Transformation | Gen_BB001_NPgAggregate | MW | NPgN | Stella South |  | 52.405 | 79.636 | 99.444 | 119.413 | 123.52 | 127.741 | 131.548 | 136.548 | 143.86 | 151.8 | 159.81 | 167.053 | 175.665 | 182.153 | 188.576 | 193.4 | 198.661 | 204.098 | 211.32 | 218.483 | 226.004 | 233.174 | 240.298 | 247.297 | 253.689 | 261.101 | 268.016 | 275.293 | 280.79
NPgN | GSP | NG FES - System Transformation | Total installed renewable generation capacity (MW) | TYNEMOUTH | System Transformation | Gen_BB001_NPgAggregate | MW | NPgN | Tynemouth 1 |  | 11.401 | 13.235 | 14.888 | 16.674 | 17.983 | 19.375 | 20.812 | 22.374 | 24.579 | 26.761 | 28.725 | 30.909 | 33.063 | 34.755 | 36.997 | 39.076 | 41.44 | 43.819 | 46.486 | 49.195 | 52.107 | 54.826 | 57.831 | 60.756 | 63.341 | 66.548 | 69.37 | 72.486 | 73.858
NPgN | GSP | NG FES - System Transformation | Total installed renewable generation capacity (MW) | WEST BOLDON | System Transformation | Gen_BB001_NPgAggregate | MW | NPgN | West Boldon |  | 35.366 | 39.602 | 43.076 | 46.724 | 48.65 | 50.706 | 52.802 | 55.156 | 58.322 | 61.461 | 64.33 | 67.422 | 70.567 | 72.976 | 76.091 | 78.885 | 82.074 | 85.304 | 89.02 | 92.796 | 96.844 | 100.614 | 104.75 | 108.75 | 112.286 | 116.701 | 120.539 | 124.79 | 126.661
NPgY | GSP | NG FES - System Transformation | Total installed renewable generation capacity (MW) | BRADFORD WEST | System Transformation | Gen_BB001_NPgAggregate | MW | NPgY | Bradford West |  | 51.623 | 59.392 | 63.696 | 68.223 | 71.098 | 74.266 | 77.142 | 80.601 | 84.407 | 88.896 | 93.937 | 97.63 | 102.772 | 106.738 | 109.524 | 113.258 | 116.76 | 122.16 | 129.504 | 137.493 | 145.544 | 154.1 | 162.159 | 170.775 | 179.529 | 187.434 | 196.417 | 205.097 | 214.267
NPgY | GSP | NG FES - System Transformation | Total installed renewable generation capacity (MW) | CAMBLESFORTH | System Transformation | Gen_BB001_NPgAggregate | MW | NPgY | Camblesforth |  | 123.689 | 125.117 | 125.995 | 126.939 | 127.625 | 128.393 | 129.152 | 130.054 | 131.065 | 132.073 | 133.172 | 134.092 | 135.208 | 136.17 | 137.057 | 137.998 | 138.954 | 140.101 | 141.458 | 142.899 | 144.358 | 145.822 | 147.287 | 148.723 | 150.175 | 151.68 | 153.112 | 154.587 | 156.035
NPgY | GSP | NG FES - System Transformation | Total installed renewable generation capacity (MW) | CREYKE BECK | System Transformation | Gen_BB001_NPgAggregate | MW | NPgY | Creyke Beck |  | 284.822 | 334.105 | 358.514 | 383.484 | 394.997 | 407.265 | 420.113 | 437.051 | 460.804 | 486.607 | 513.935 | 536.494 | 564.989 | 586.708 | 607.986 | 626.073 | 645.513 | 664.564 | 687.34 | 709.761 | 733.56 | 756.31 | 779.163 | 801.946 | 822.34 | 845.641 | 868.614 | 891.935 | 915.198
NPgY | GSP | NG FES - System Transformation | Total installed renewable generation capacity (MW) | DRAX | System Transformation | Gen_BB001_NPgAggregate | MW | NPgY | Drax |  | 41.556 | 47.503 | 50.494 | 53.58 | 55.07 | 56.675 | 58.019 | 59.872 | 61.984 | 64.285 | 66.769 | 68.671 | 71.27 | 73.061 | 74.812 | 76.265 | 77.769 | 80.016 | 83.461 | 87.026 | 90.616 | 94.212 | 97.708 | 101.158 | 104.641 | 108.236 | 111.705 | 115.259 | 118.774
NPgY | GSP | NG FES - System Transformation | Total installed renewable generation capacity (MW) | ELLAND | System Transformation | Gen_BB001_NPgAggregate | MW | NPgY | Elland |  | 71.837 | 79.173 | 83.063 | 87.115 | 89.461 | 92.024 | 94.274 | 97.06 | 100.117 | 103.766 | 107.85 | 110.795 | 114.991 | 118.077 | 120.285 | 123.072 | 125.693 | 129.402 | 134.187 | 139.436 | 144.716 | 150.364 | 155.58 | 161.203 | 166.909 | 171.964 | 177.818 | 183.43 | 189.399
NPgY | GSP | NG FES - System Transformation | Total installed renewable generation capacity (MW) | FERRYBRIDGE A | System Transformation | Gen_BB001_NPgAggregate | MW | NPgY | Ferrybridge A |  | 17.209 | 26.745 | 31.391 | 36.135 | 38.208 | 40.402 | 42.521 | 45.409 | 49.324 | 53.703 | 58.368 | 62.078 | 66.963 | 70.486 | 73.867 | 76.751 | 79.749 | 82.695 | 86.034 | 89.441 | 92.948 | 96.428 | 99.717 | 103.043 | 106.204 | 109.503 | 112.859 | 116.218 | 119.609
NPgY | GSP | NG FES - System Transformation | Total installed renewable generation capacity (MW) | FERRYBRIDGE B | System Transformation | Gen_BB001_NPgAggregate | MW | NPgY | Ferrybridge B (_M) |  | 90.299 | 114.733 | 126.635 | 138.793 | 144.107 | 149.734 | 155.036 | 162.325 | 172.014 | 182.81 | 194.31 | 203.42 | 215.478 | 224.075 | 232.424 | 239.493 | 246.755 | 254.274 | 263.017 | 272.067 | 281.212 | 290.392 | 298.98 | 307.577 | 316.096 | 324.767 | 333.402 | 342.115 | 350.833
NPgY | GSP | NG FES - System Transformation | Total installed renewable generation capacity (MW) | GRIMSBY WEST | System Transformation | Gen_BB001_NPgAggregate | MW | NPgY | Grimsby West |  | 48.213 | 63.938 | 71.514 | 79.239 | 82.569 | 86.098 | 88.819 | 92.793 | 97.306 | 102.559 | 108.26 | 112.37 | 118.39 | 122.147 | 125.649 | 128.402 | 131.214 | 134.896 | 140.25 | 145.847 | 151.474 | 157.184 | 162.447 | 167.767 | 173.089 | 178.363 | 183.723 | 189.087 | 194.499
NPgY | GSP | NG FES - System Transformation | Total installed renewable generation capacity (MW) | JORDANTHORPE | System Transformation | Gen_BB001_NPgAggregate | MW | NPgY | Jordanthorpe |  | 3.913 | 4.775 | 5.263 | 5.779 | 6.111 | 6.476 | 6.873 | 7.332 | 7.933 | 8.617 | 9.367 | 9.963 | 10.728 | 11.361 | 11.854 | 12.466 | 13.051 | 13.741 | 14.491 | 15.315 | 16.144 | 17.034 | 17.863 | 18.759 | 19.669 | 20.474 | 21.41 | 22.307 | 23.262
NPgY | GSP | NG FES - System Transformation | Total installed renewable generation capacity (MW) | KEADBY | System Transformation | Gen_BB001_NPgAggregate | MW | NPgY | Keadby |  | 327.157 | 407.062 | 445.583 | 484.925 | 501.522 | 519.095 | 532.701 | 553.012 | 576.347 | 602.277 | 630.047 | 650.773 | 680.223 | 698.583 | 717.786 | 729.215 | 743.458 | 758.988 | 785.815 | 810.795 | 838.33 | 862.917 | 888.546 | 913.089 | 932.621 | 959.166 | 983.293 | 1008.506 | 1032.752
NPgY | GSP | NG FES - System Transformation | Total installed renewable generation capacity (MW) | KIRKSTALL B | System Transformation | Gen_BB001_NPgAggregate | MW | NPgY | Kirkstall B |  | 15.079 | 18.408 | 20.408 | 22.508 | 23.938 | 25.5 | 28.352 | 31.468 | 37.068 | 42.979 | 49.17 | 54.843 | 61.166 | 67.053 | 72.493 | 78.384 | 84.233 | 88.748 | 91.078 | 93.668 | 96.276 | 99.078 | 101.674 | 104.479 | 107.325 | 109.829 | 112.741 | 115.528 | 118.497
NPgY | GSP | NG FES - System Transformation | Total installed renewable generation capacity (MW) | NEEPSEND | System Transformation | Gen_BB001_NPgAggregate | MW | NPgY | Neepsend |  | 7.113 | 7.592 | 7.949 | 8.345 | 8.715 | 9.134 | 9.567 | 10.028 | 10.54 | 11.142 | 11.83 | 12.349 | 13.036 | 13.641 | 14.01 | 14.638 | 15.213 | 16.012 | 16.94 | 17.981 | 19.032 | 20.18 | 21.254 | 22.44 | 23.646 | 24.674 | 25.923 | 27.104 | 28.383
NPgY | GSP | NG FES - System Transformation | Total installed renewable generation capacity (MW) | NORTON LEES | System Transformation | Gen_BB001_NPgAggregate | MW | NPgY | Norton Lees |  | 4.233 | 4.475 | 4.724 | 5.013 | 5.35 | 5.736 | 6.152 | 6.576 | 7.045 | 7.592 | 8.221 | 8.702 | 9.324 | 9.901 | 10.239 | 10.857 | 11.422 | 12.205 | 13.1 | 14.107 | 15.125 | 16.24 | 17.288 | 18.448 | 19.629 | 20.633 | 21.857 | 23.013 | 24.266
NPgY | GSP | NG FES - System Transformation | Total installed renewable generation capacity (MW) | PITSMOOR 3/4 | System Transformation | Gen_BB001_NPgAggregate | MW | NPgY | Pitsmoor |  | 1.285 | 1.394 | 1.503 | 1.628 | 1.773 | 1.939 | 2.118 | 2.301 | 2.503 | 2.739 | 3.01 | 3.218 | 3.486 | 3.734 | 3.881 | 4.147 | 4.39 | 4.727 | 5.111 | 5.544 | 5.981 | 6.46 | 6.911 | 7.409 | 7.916 | 8.348 | 8.873 | 9.37 | 9.908
NPgY | GSP | NG FES - System Transformation | Total installed renewable generation capacity (MW) | SALTEND NORTH | System Transformation | Gen_BB001_NPgAggregate | MW | NPgY | Saltend North |  | 61.402 | 61.863 | 62.312 | 62.82 | 63.401 | 64.069 | 64.791 | 65.571 | 66.428 | 67.258 | 68.178 | 68.976 | 69.887 | 70.788 | 71.542 | 72.509 | 73.466 | 74.875 | 76.752 | 78.745 | 80.765 | 82.826 | 84.904 | 86.998 | 89.12 | 91.243 | 93.375 | 95.532 | 97.704
NPgY | GSP | NG FES - System Transformation | Total installed renewable generation capacity (MW) | SHEFFIELD CITY | System Transformation | Gen_BB001_NPgAggregate | MW | NPgY | Sheffield City |  | 1.871 | 2.05 | 2.203 | 2.376 | 2.56 | 2.768 | 2.989 | 3.218 | 3.473 | 3.77 | 4.112 | 4.371 | 4.71 | 5.017 | 5.201 | 5.526 | 5.823 | 6.236 | 6.711 | 7.245 | 7.784 | 8.374 | 8.928 | 9.54 | 10.163 | 10.693 | 11.339 | 11.948 | 12.609
NPgY | GSP | NG FES - System Transformation | Total installed renewable generation capacity (MW) | SKELTON GRANGE | System Transformation | Gen_BB001_NPgAggregate | MW | NPgY | Skelton Grange |  | 44.511 | 53.714 | 58.79 | 64.134 | 67.746 | 71.713 | 77.66 | 84.282 | 95.057 | 106.571 | 118.776 | 129.593 | 142.048 | 153.336 | 163.431 | 174.616 | 185.681 | 195.148 | 201.651 | 208.798 | 216.035 | 223.732 | 230.951 | 238.692 | 246.475 | 253.482 | 261.509 | 269.233 | 277.413
NPgY | GSP | NG FES - System Transformation | Total installed renewable generation capacity (MW) | TEMPLEBOROUGH 275/33KV | System Transformation | Gen_BB001_NPgAggregate | MW | NPgY | Templeborough |  | 0.397 | 0.615 | 0.74 | 0.872 | 0.953 | 1.041 | 1.194 | 1.366 | 1.67 | 1.986 | 2.315 | 2.618 | 2.955 | 3.265 | 3.563 | 3.869 | 4.177 | 4.412 | 4.541 | 4.678 | 4.817 | 4.961 | 5.097 | 5.237 | 5.378 | 5.514 | 5.655 | 5.796 | 5.939
NPgY | GSP | NG FES - System Transformation | Total installed renewable generation capacity (MW) | THURCROFT | System Transformation | Gen_BB001_NPgAggregate | MW | NPgY | Thurcroft |  | 64.345 | 84.433 | 93.977 | 103.681 | 107.615 | 111.744 | 114.97 | 119.79 | 125.574 | 132.337 | 139.618 | 144.932 | 152.648 | 157.438 | 162.025 | 165.492 | 169.034 | 173.33 | 179.334 | 185.597 | 191.859 | 198.222 | 203.978 | 209.791 | 215.645 | 221.406 | 227.254 | 233.104 | 239.001
NPgY | GSP | NG FES - System Transformation | Total installed renewable generation capacity (MW) | WEST MELTON / THORPE MARSH | System Transformation | Gen_BB001_NPgAggregate | MW | NPgY | Thorpe Marsh |  | 207.655 | 226.78 | 236.356 | 246.223 | 250.999 | 256.132 | 260.367 | 266.141 | 272.637 | 280.07 | 288.192 | 294.173 | 302.658 | 308.405 | 313.479 | 317.275 | 322.031 | 327.26 | 336.263 | 344.561 | 354.149 | 362.765 | 372.017 | 381.474 | 388.453 | 397.73 | 407.356 | 416.946 | 426.715
NPgY | GSP | NG FES - System Transformation | Total installed renewable generation capacity (MW) | WEST MELTON SECTION 3 | System Transformation | Gen_BB001_NPgAggregate | MW | NPgY | West Melton |  | 87.987 | 108.164 | 118.105 | 128.299 | 132.975 | 137.962 | 142.295 | 148.238 | 155.481 | 163.746 | 172.681 | 179.447 | 188.801 | 195.249 | 201.132 | 206.124 | 211.432 | 217.36 | 225.374 | 233.466 | 241.972 | 250.328 | 258.415 | 266.688 | 274.244 | 282.315 | 290.713 | 299.058 | 307.563
NPgY | GSP | NG FES - System Transformation | Total installed renewable generation capacity (MW) | WINCOBANK | System Transformation | Gen_BB001_NPgAggregate | MW | NPgY | Wincobank |  | 44.655 | 45.385 | 45.766 | 46.159 | 46.363 | 46.582 | 46.909 | 47.297 | 47.949 | 48.641 | 49.364 | 50.009 | 50.755 | 51.402 | 52.028 | 51.477 | 52.231 | 51.203 | 51.657 | 50.488 | 50.98 | 49.838 | 50.334 | 50.845 | 47.922 | 48.443 | 48.986 | 49.538 | 50.105
NPgN | GSP | NPg Best View | Total installed storage capacity (MW) | BLYTH 66kV | NPg Best View (Not in FES) | Srg_BB001_NPgAggregate | MW | NPgN | Blyth 66kV |  | 0.3 | 11.196 | 22.908 | 34.705 | 35.598 | 36.477 | 37.429 | 38.197 | 40.856 | 41.666 | 43.012 | 45.884 | 46.98 | 50.639 | 56.609 | 59.73 | 62.658 | 65.818 | 70.069 | 77.967 | 84.17 | 86.391 | 91.359 | 93.303 | 96.381 | 98.566 | 100.901 | 104.49 | 107.125
NPgN | GSP | NPg Best View | Total installed storage capacity (MW) | BLYTH 132kV | NPg Best View (Not in FES) | Srg_BB001_NPgAggregate | MW | NPgN | Blyth 132kV |  | 0.123 | 9.118 | 18.854 | 28.688 | 29.413 | 30.113 | 30.697 | 31.065 | 34.507 | 34.685 | 35.2 | 36.841 | 37.022 | 41.527 | 42.96 | 45.71 | 48.391 | 51.424 | 56.232 | 58.289 | 61.777 | 62.586 | 63.609 | 63.663 | 65.495 | 65.642 | 65.855 | 68.042 | 68.361
NPgN | GSP | NPg Best View | Total installed storage capacity (MW) | FOURSTONES | NPg Best View (Not in FES) | Srg_BB001_NPgAggregate | MW | NPgN | Fourstones |  | 0.047 | 0.432 | 0.845 | 1.27 | 1.367 | 1.464 | 1.57 | 1.645 | 1.884 | 1.972 | 2.079 | 2.264 | 2.394 | 2.732 | 2.896 | 3.188 | 3.496 | 3.8 | 4.182 | 4.392 | 4.68 | 4.887 | 5.071 | 5.241 | 5.504 | 5.695 | 5.9 | 6.206 | 6.437
NPgN | GSP | NPg Best View | Total installed storage capacity (MW) | HARTMOOR | NPg Best View (Not in FES) | Srg_BB001_NPgAggregate | MW | NPgN | Hart Moor |  | 0.123 | 2.36 | 4.769 | 7.217 | 7.569 | 7.927 | 8.291 | 8.579 | 9.734 | 10.044 | 10.464 | 11.21 | 11.636 | 13.227 | 13.883 | 15.097 | 16.346 | 17.688 | 19.509 | 20.462 | 21.885 | 22.749 | 23.582 | 24.28 | 25.486 | 26.278 | 27.129 | 28.538 | 29.505
NPgN | GSP | NPg Best View | Total installed storage capacity (MW) | HAWTHORN PIT GRID | NPg Best View (Not in FES) | Srg_BB001_NPgAggregate | MW | NPgN | Hawthorn Pit |  | 0.14 | 3.293 | 6.649 | 10.048 | 10.452 | 10.869 | 11.301 | 11.666 | 13.096 | 13.495 | 14.051 | 15.04 | 15.587 | 17.557 | 18.643 | 20.158 | 21.697 | 23.353 | 25.621 | 27.166 | 29.136 | 30.249 | 31.527 | 32.493 | 34.087 | 35.175 | 36.338 | 38.197 | 39.511
NPgN | GSP | NPg Best View | Total installed storage capacity (MW) | KNARESBOROUGH | NPg Best View (Not in FES) | Srg_BB001_NPgAggregate | MW | NPgN | Knaresborough |  | 0.292 | 8.541 | 17.497 | 26.589 | 27.652 | 28.705 | 29.676 | 30.37 | 34.466 | 35.061 | 35.997 | 38.05 | 38.832 | 44.328 | 45.436 | 49.136 | 52.904 | 57.048 | 63.1 | 64.836 | 68.806 | 70.675 | 72.045 | 73.093 | 76.115 | 77.37 | 78.759 | 82.327 | 83.964
NPgN | GSP | NPg Best View | Total installed storage capacity (MW) | LACKENBY | NPg Best View (Not in FES) | Srg_BB001_NPgAggregate | MW | NPgN | Lackenby |  | 6.218 | 9.715 | 13.425 | 17.192 | 17.74 | 18.31 | 18.928 | 19.462 | 21.103 | 21.727 | 22.547 | 23.889 | 24.76 | 27.074 | 28.733 | 30.686 | 32.688 | 34.804 | 37.542 | 39.859 | 42.466 | 44.13 | 46.098 | 47.646 | 49.854 | 51.583 | 53.421 | 55.988 | 58.051
NPgN | GSP | NPg Best View | Total installed storage capacity (MW) | NORTON | NPg Best View (Not in FES) | Srg_BB001_NPgAggregate | MW | NPgN | Norton |  | 0.685 | 19.827 | 40.489 | 61.442 | 63.807 | 66.163 | 68.399 | 70.048 | 79.15 | 80.671 | 83.008 | 87.932 | 89.96 | 102.205 | 105.751 | 114.201 | 122.78 | 132.154 | 145.726 | 150.998 | 160.623 | 165.225 | 169.334 | 172.31 | 179.605 | 183.089 | 186.897 | 195.481 | 199.902
NPgN | GSP | NPg Best View | Total installed storage capacity (MW) | OFFERTON | NPg Best View (Not in FES) | Srg_BB001_NPgAggregate | MW | NPgN | Offerton |  | 0.077 | 0.987 | 1.621 | 2.268 | 2.344 | 2.458 | 2.573 | 2.713 | 3.048 | 3.261 | 3.525 | 3.903 | 4.22 | 4.741 | 5.258 | 5.782 | 6.333 | 6.887 | 7.539 | 8.245 | 8.943 | 9.498 | 10.153 | 10.732 | 11.421 | 12.059 | 12.734 | 13.529 | 14.278
NPgN | GSP | NPg Best View | Total installed storage capacity (MW) | OSBALDWICK | NPg Best View (Not in FES) | Srg_BB001_NPgAggregate | MW | NPgN | Osbaldwick |  | 3.753 | 26.776 | 51.767 | 77.06 | 79.36 | 81.612 | 83.592 | 84.912 | 94.607 | 95.524 | 97.345 | 102.16 | 103.279 | 116.11 | 119.812 | 128.054 | 136.241 | 145.391 | 159.297 | 164.727 | 174.562 | 177.841 | 181.074 | 182.261 | 188.297 | 189.854 | 191.657 | 198.825 | 201.061
NPgN | GSP | NPg Best View | Total installed storage capacity (MW) | POPPLETON | NPg Best View (Not in FES) | Srg_BB001_NPgAggregate | MW | NPgN | Poppleton |  | 0.496 | 1.408 | 2.365 | 3.339 | 3.492 | 3.65 | 3.82 | 3.962 | 4.48 | 4.645 | 4.857 | 5.204 | 5.438 | 6.159 | 6.445 | 7.014 | 7.608 | 8.225 | 9.053 | 9.462 | 10.094 | 10.527 | 10.933 | 11.324 | 11.934 | 12.372 | 12.839 | 13.548 | 14.072
NPgN | GSP | NPg Best View | Total installed storage capacity (MW) | SALTHOLME | NPg Best View (Not in FES) | Srg_BB001_NPgAggregate | MW | NPgN | Saltholme |  | 0.007 | 0.937 | 1.883 | 2.831 | 2.852 | 2.872 | 2.89 | 2.901 | 3.279 | 3.287 | 3.321 | 3.451 | 3.463 | 3.941 | 3.969 | 4.225 | 4.482 | 4.742 | 5.226 | 5.264 | 5.524 | 5.549 | 5.57 | 5.577 | 5.784 | 5.794 | 5.805 | 6.046 | 6.061
NPgN | GSP | NPg Best View | Total installed storage capacity (MW) | SOUTH SHIELDS | NPg Best View (Not in FES) | Srg_BB001_NPgAggregate | MW | NPgN | South Shields |  | 35.078 | 35.77 | 36.262 | 36.765 | 36.848 | 36.958 | 37.081 | 37.21 | 37.519 | 37.718 | 37.954 | 38.291 | 38.589 | 39.061 | 39.485 | 39.962 | 40.471 | 40.963 | 41.542 | 42.107 | 42.686 | 43.172 | 43.721 | 44.238 | 44.851 | 45.42 | 46.019 | 46.726 | 47.39
NPgN | GSP | NPg Best View | Total installed storage capacity (MW) | SPADEADAM | NPg Best View (Not in FES) | Srg_BB001_NPgAggregate | MW | NPgN | Spadeadam - Not in NG FES |  | 0.019 | 0.663 | 1.32 | 1.982 | 2.028 | 2.075 | 2.121 | 2.155 | 2.307 | 2.342 | 2.404 | 2.557 | 2.606 | 2.816 | 3.12 | 3.292 | 3.455 | 3.625 | 3.859 | 4.25 | 4.562 | 4.654 | 4.88 | 4.943 | 5.075 | 5.148 | 5.228 | 5.383 | 5.475
NPgN | GSP | NPg Best View | Total installed storage capacity (MW) | SPENNYMOOR | NPg Best View (Not in FES) | Srg_BB001_NPgAggregate | MW | NPgN | Spennymoor |  | 0.388 | 16.415 | 33.747 | 51.287 | 52.926 | 54.537 | 55.996 | 57.031 | 63.889 | 64.698 | 66.156 | 69.693 | 70.716 | 79.841 | 82.666 | 88.657 | 94.634 | 101.28 | 111.256 | 115.407 | 122.622 | 125.334 | 128.066 | 129.432 | 134.179 | 135.848 | 137.716 | 143.329 | 145.558
NPgN | GSP | NPg Best View | Total installed storage capacity (MW) | STELLA NORTH | NPg Best View (Not in FES) | Srg_BB001_NPgAggregate | MW | NPgN | Stella North |  | 0.292 | 4.776 | 8.413 | 12.103 | 12.428 | 12.86 | 13.298 | 13.753 | 15.48 | 16.171 | 17.053 | 18.506 | 19.545 | 22.035 | 23.74 | 25.882 | 28.122 | 30.337 | 33.223 | 35.488 | 38.081 | 39.822 | 41.84 | 43.576 | 46 | 47.922 | 49.955 | 52.76 | 55.025
NPgN | GSP | NPg Best View | Total installed storage capacity (MW) | STELLA SOUTH | NPg Best View (Not in FES) | Srg_BB001_NPgAggregate | MW | NPgN | Stella South |  | 0.24 | 10.645 | 21.782 | 33.029 | 33.939 | 34.827 | 35.673 | 36.273 | 40.229 | 40.755 | 41.703 | 44 | 44.688 | 49.93 | 52.516 | 56.046 | 59.528 | 63.324 | 69.043 | 72.611 | 77.331 | 78.954 | 81.22 | 82.202 | 85.105 | 86.267 | 87.543 | 90.961 | 92.453
NPgN | GSP | NPg Best View | Total installed storage capacity (MW) | TYNEMOUTH | NPg Best View (Not in FES) | Srg_BB001_NPgAggregate | MW | NPgN | Tynemouth 1 |  | 17.713 | 20.184 | 22.652 | 25.154 | 25.541 | 25.955 | 26.456 | 26.909 | 28.187 | 28.794 | 29.54 | 30.661 | 31.536 | 33.353 | 34.711 | 36.332 | 38.031 | 39.722 | 41.88 | 43.723 | 45.77 | 47.258 | 48.996 | 50.56 | 52.592 | 54.314 | 56.131 | 58.476 | 60.493
NPgN | GSP | NPg Best View | Total installed storage capacity (MW) | WEST BOLDON | NPg Best View (Not in FES) | Srg_BB001_NPgAggregate | MW | NPgN | West Boldon |  | 6.842 | 8.886 | 10.978 | 13.122 | 13.68 | 14.269 | 14.966 | 15.586 | 16.907 | 17.719 | 18.687 | 20.04 | 21.205 | 23.156 | 24.831 | 26.763 | 28.806 | 30.865 | 33.287 | 35.59 | 38.018 | 40.036 | 42.269 | 44.34 | 46.827 | 49.113 | 51.529 | 54.402 | 57.089
NPgY | GSP | NPg Best View | Total installed storage capacity (MW) | BRADFORD WEST | NPg Best View (Not in FES) | Srg_BB001_NPgAggregate | MW | NPgY | Bradford West |  | 0.597 | 6.139 | 11.563 | 17.182 | 18.532 | 19.941 | 21.435 | 22.84 | 25.847 | 27.472 | 31.198 | 34.731 | 38.122 | 41.461 | 44.734 | 48.353 | 53.479 | 58.296 | 62.231 | 66.446 | 70.722 | 75.238 | 79.715 | 84.249 | 90.444 | 95.398 | 100.61 | 106.112 | 111.924
NPgY | GSP | NPg Best View | Total installed storage capacity (MW) | CAMBLESFORTH | NPg Best View (Not in FES) | Srg_BB001_NPgAggregate | MW | NPgY | Camblesforth |  | 0.208 | 1.755 | 3.122 | 4.53 | 4.822 | 5.088 | 5.388 | 5.595 | 6.212 | 6.453 | 6.845 | 7.33 | 7.803 | 8.267 | 8.773 | 9.344 | 10.247 | 10.969 | 11.478 | 12.032 | 12.508 | 13.02 | 13.496 | 13.947 | 14.712 | 15.212 | 15.738 | 16.296 | 16.885
NPgY | GSP | NPg Best View | Total installed storage capacity (MW) | CREYKE BECK | NPg Best View (Not in FES) | Srg_BB001_NPgAggregate | MW | NPgY | Creyke Beck |  | 50.336 | 76.924 | 109.393 | 142.796 | 147.599 | 151.915 | 156.627 | 158.907 | 170.031 | 171.297 | 171.523 | 172.614 | 174.185 | 176.274 | 178.222 | 181.346 | 190.813 | 199.411 | 203.494 | 207.785 | 212.532 | 217.555 | 221.522 | 224.871 | 234.768 | 238.899 | 243.293 | 248.075 | 253.282
NPgY | GSP | NPg Best View | Total installed storage capacity (MW) | DRAX | NPg Best View (Not in FES) | Srg_BB001_NPgAggregate | MW | NPgY | Drax |  | 0.19 | 3.692 | 7.314 | 11.059 | 11.649 | 12.192 | 12.664 | 12.969 | 14.274 | 14.49 | 15.656 | 16.713 | 17.591 | 18.405 | 19.142 | 19.964 | 21.683 | 23.113 | 23.837 | 24.57 | 25.254 | 25.967 | 26.51 | 26.949 | 28.341 | 28.828 | 29.343 | 29.902 | 30.506
NPgY | GSP | NPg Best View | Total installed storage capacity (MW) | ELLAND | NPg Best View (Not in FES) | Srg_BB001_NPgAggregate | MW | NPgY | Elland |  | 0.384 | 4.806 | 9.314 | 13.992 | 15.053 | 16.161 | 17.282 | 18.339 | 20.693 | 21.86 | 24.017 | 26.165 | 28.31 | 30.511 | 32.684 | 35.174 | 38.779 | 42.262 | 45.098 | 48.146 | 51.296 | 54.627 | 57.908 | 61.217 | 65.743 | 69.395 | 73.242 | 77.309 | 81.615
NPgY | GSP | NPg Best View | Total installed storage capacity (MW) | FERRYBRIDGE A | NPg Best View (Not in FES) | Srg_BB001_NPgAggregate | MW | NPgY | Ferrybridge A |  | 0.473 | 6.101 | 12.196 | 18.508 | 19.74 | 20.819 | 22.001 | 22.601 | 24.89 | 25.365 | 25.412 | 25.931 | 26.523 | 27.257 | 28.104 | 29.254 | 31.63 | 33.615 | 34.721 | 35.922 | 36.989 | 38.148 | 39.049 | 39.775 | 41.673 | 42.566 | 43.521 | 44.557 | 45.68
NPgY | GSP | NPg Best View | Total installed storage capacity (MW) | FERRYBRIDGE B | NPg Best View (Not in FES) | Srg_BB001_NPgAggregate | MW | NPgY | Ferrybridge B (_M) |  | 0.402 | 14.527 | 30.717 | 47.394 | 49.792 | 51.965 | 54.135 | 55.288 | 60.876 | 61.556 | 61.631 | 62.281 | 63.143 | 64.273 | 65.398 | 67.133 | 72.052 | 76.405 | 78.471 | 80.653 | 82.941 | 85.376 | 87.243 | 88.759 | 93.514 | 95.409 | 97.431 | 99.638 | 102.046
NPgY | GSP | NPg Best View | Total installed storage capacity (MW) | GRIMSBY WEST | NPg Best View (Not in FES) | Srg_BB001_NPgAggregate | MW | NPgY | Grimsby West |  | 1.006 | 9.038 | 16.749 | 24.836 | 26.859 | 28.66 | 30.391 | 31.429 | 34.592 | 35.484 | 37.083 | 39.209 | 41.084 | 43.083 | 45.198 | 47.751 | 52.123 | 55.73 | 57.899 | 60.21 | 62.139 | 64.216 | 65.808 | 67.062 | 70.08 | 71.543 | 73.115 | 74.818 | 76.653
NPgY | GSP | NPg Best View | Total installed storage capacity (MW) | JORDANTHORPE | NPg Best View (Not in FES) | Srg_BB001_NPgAggregate | MW | NPgY | Jordanthorpe |  | 0.125 | 0.979 | 1.817 | 2.682 | 2.904 | 3.114 | 3.376 | 3.564 | 4.004 | 4.226 | 4.49 | 4.823 | 5.175 | 5.541 | 5.936 | 6.393 | 7.044 | 7.624 | 8.102 | 8.624 | 9.124 | 9.659 | 10.187 | 10.715 | 11.433 | 12.02 | 12.638 | 13.29 | 13.979
NPgY | GSP | NPg Best View | Total installed storage capacity (MW) | KEADBY | NPg Best View (Not in FES) | Srg_BB001_NPgAggregate | MW | NPgY | Keadby |  | 0.878 | 33.199 | 69.127 | 106.593 | 112.774 | 118.374 | 122.446 | 124.662 | 136.247 | 136.557 | 140.455 | 144.451 | 147.275 | 150.512 | 153.017 | 156.762 | 168.338 | 178.488 | 181.907 | 185.149 | 188.396 | 191.744 | 192.838 | 192.457 | 200.343 | 200.358 | 200.498 | 200.909 | 201.582
NPgY | GSP | NPg Best View | Total installed storage capacity (MW) | KIRKSTALL B | NPg Best View (Not in FES) | Srg_BB001_NPgAggregate | MW | NPgY | Kirkstall B |  | 0.216 | 5.924 | 13.232 | 20.618 | 21.554 | 22.363 | 23.801 | 24.438 | 27.215 | 27.893 | 25.784 | 24.591 | 24.181 | 24.07 | 24.281 | 24.87 | 26.512 | 28.02 | 29.156 | 30.507 | 31.969 | 33.58 | 35.255 | 36.986 | 39.633 | 41.706 | 43.884 | 46.186 | 48.636
NPgY | GSP | NPg Best View | Total installed storage capacity (MW) | NEEPSEND | NPg Best View (Not in FES) | Srg_BB001_NPgAggregate | MW | NPgY | Neepsend |  | 0.071 | 0.591 | 1.102 | 1.63 | 1.788 | 1.97 | 2.187 | 2.418 | 2.812 | 3.103 | 3.593 | 4.069 | 4.566 | 5.07 | 5.576 | 6.139 | 6.847 | 7.559 | 8.226 | 8.95 | 9.709 | 10.511 | 11.343 | 12.211 | 13.245 | 14.194 | 15.192 | 16.243 | 17.35
NPgY | GSP | NPg Best View | Total installed storage capacity (MW) | NORTON LEES | NPg Best View (Not in FES) | Srg_BB001_NPgAggregate | MW | NPgY | Norton Lees |  | 0.16 | 0.679 | 1.06 | 1.458 | 1.674 | 1.898 | 2.183 | 2.441 | 2.835 | 3.176 | 3.706 | 4.279 | 4.86 | 5.448 | 6.068 | 6.753 | 7.573 | 8.337 | 9.064 | 9.859 | 10.634 | 11.46 | 12.308 | 13.183 | 14.193 | 15.149 | 16.154 | 17.211 | 18.324
NPgY | GSP | NPg Best View | Total installed storage capacity (MW) | PITSMOOR 3/4 | NPg Best View (Not in FES) | Srg_BB001_NPgAggregate | MW | NPgY | Pitsmoor |  | 0.055 | 0.29 | 0.483 | 0.683 | 0.764 | 0.852 | 0.962 | 1.068 | 1.241 | 1.379 | 1.601 | 1.831 | 2.068 | 2.308 | 2.556 | 2.831 | 3.167 | 3.487 | 3.789 | 4.119 | 4.448 | 4.799 | 5.161 | 5.537 | 5.977 | 6.387 | 6.818 | 7.272 | 7.75
NPgY | GSP | NPg Best View | Total installed storage capacity (MW) | SALTEND NORTH | NPg Best View (Not in FES) | Srg_BB001_NPgAggregate | MW | NPgY | Saltend North |  | 0.541 | 1.978 | 2.745 | 3.562 | 4.082 | 4.523 | 5.106 | 5.461 | 6.098 | 6.586 | 7.624 | 8.84 | 9.934 | 10.971 | 12.125 | 13.357 | 14.924 | 16.077 | 17.009 | 18.03 | 18.777 | 19.592 | 20.354 | 21.068 | 22.052 | 22.814 | 23.617 | 24.46 | 25.342
NPgY | GSP | NPg Best View | Total installed storage capacity (MW) | SHEFFIELD CITY | NPg Best View (Not in FES) | Srg_BB001_NPgAggregate | MW | NPgY | Sheffield City |  | 0.426 | 1.31 | 1.673 | 2.075 | 2.481 | 2.819 | 3.271 | 3.531 | 3.94 | 4.298 | 4.731 | 5.405 | 6.037 | 6.673 | 7.434 | 8.277 | 9.28 | 10.002 | 10.629 | 11.329 | 11.813 | 12.351 | 12.848 | 13.304 | 13.847 | 14.346 | 14.874 | 15.429 | 16.01
NPgY | GSP | NPg Best View | Total installed storage capacity (MW) | SKELTON GRANGE | NPg Best View (Not in FES) | Srg_BB001_NPgAggregate | MW | NPgY | Skelton Grange |  | 0.657 | 20.451 | 32.613 | 44.987 | 44.582 | 44.99 | 42.686 | 43.946 | 49.014 | 50.731 | 48.505 | 47.827 | 48.367 | 49.464 | 51.104 | 53.535 | 57.882 | 62.018 | 65.454 | 69.369 | 73.456 | 77.89 | 82.409 | 87.037 | 93.385 | 98.741 | 104.383 | 110.343 | 116.67
NPgY | GSP | NPg Best View | Total installed storage capacity (MW) | TEMPLEBOROUGH 275/33KV | NPg Best View (Not in FES) | Srg_BB001_NPgAggregate | MW | NPgY | Templeborough |  | 0.253 | 1.178 | 1.867 | 2.581 | 2.834 | 3.029 | 3.312 | 3.425 | 3.762 | 3.914 | 3.902 | 4.093 | 4.295 | 4.506 | 4.812 | 5.167 | 5.679 | 5.987 | 6.196 | 6.441 | 6.542 | 6.67 | 6.76 | 6.813 | 6.962 | 7.03 | 7.103 | 7.18 | 7.261
NPgY | GSP | NPg Best View | Total installed storage capacity (MW) | THURCROFT | NPg Best View (Not in FES) | Srg_BB001_NPgAggregate | MW | NPgY | Thurcroft |  | 50.357 | 59.335 | 69.197 | 79.473 | 81.388 | 83.144 | 84.673 | 85.598 | 89.152 | 89.705 | 90.677 | 91.948 | 93.083 | 94.417 | 95.687 | 97.412 | 101.238 | 104.669 | 106.436 | 108.273 | 110.085 | 112.005 | 113.4 | 114.461 | 117.689 | 118.99 | 120.393 | 121.936 | 123.624
NPgY | GSP | NPg Best View | Total installed storage capacity (MW) | WEST MELTON / THORPE MARSH | NPg Best View (Not in FES) | Srg_BB001_NPgAggregate | MW | NPgY | Thorpe Marsh |  | 20.247 | 27.924 | 36.56 | 45.569 | 47.3 | 49.035 | 50.487 | 51.716 | 55.247 | 56.243 | 58.927 | 61.405 | 63.667 | 66.047 | 68.188 | 70.77 | 75.369 | 79.87 | 82.868 | 86.001 | 89.372 | 92.904 | 96.071 | 99.073 | 104.317 | 107.685 | 111.253 | 115.065 | 119.14
NPgY | GSP | NPg Best View | Total installed storage capacity (MW) | WEST MELTON SECTION 3 | NPg Best View (Not in FES) | Srg_BB001_NPgAggregate | MW | NPgY | West Melton |  | 1.421 | 11.149 | 22.323 | 33.889 | 35.749 | 37.55 | 39.176 | 40.343 | 44.533 | 45.389 | 46.8 | 48.315 | 49.851 | 51.588 | 53.181 | 55.276 | 59.709 | 63.963 | 66.539 | 69.247 | 72.2 | 75.307 | 78.02 | 80.531 | 85.542 | 88.437 | 91.508 | 94.802 | 98.341
NPgY | GSP | NPg Best View | Total installed storage capacity (MW) | WINCOBANK | NPg Best View (Not in FES) | Srg_BB001_NPgAggregate | MW | NPgY | Wincobank |  | 0.01 | 0.998 | 2.184 | 3.383 | 3.49 | 3.581 | 3.722 | 3.777 | 4.172 | 4.214 | 3.978 | 3.829 | 3.761 | 3.717 | 3.699 | 3.719 | 3.932 | 4.109 | 4.182 | 4.271 | 4.375 | 4.49 | 4.599 | 4.705 | 4.993 | 5.13 | 5.274 | 5.428 | 5.593
NPgN | GSP | NG FES - Consumer Transformation | Total installed storage capacity (MW) | BLYTH 66kV | Consumer Transformation | Srg_BB001_NPgAggregate | MW | NPgN | Blyth 66kV |  | 0.3 | 10.106 | 20.374 | 30.679 | 31.242 | 31.792 | 32.504 | 33.107 | 35.137 | 35.908 | 37.137 | 39.71 | 40.802 | 43.576 | 49.457 | 51.986 | 54.337 | 56.674 | 59.873 | 67.477 | 72.945 | 74.8 | 79.644 | 81.632 | 84.422 | 86.602 | 88.901 | 92.122 | 94.668
NPgN | GSP | NG FES - Consumer Transformation | Total installed storage capacity (MW) | BLYTH 132kV | Consumer Transformation | Srg_BB001_NPgAggregate | MW | NPgN | Blyth 132kV |  | 0.123 | 7.253 | 14.479 | 21.722 | 21.93 | 22.138 | 22.4 | 22.603 | 25.075 | 25.343 | 25.838 | 27.146 | 27.54 | 30.72 | 32.236 | 34.211 | 36.167 | 38.074 | 41.369 | 43.291 | 45.889 | 46.479 | 47.746 | 48.359 | 50.196 | 50.868 | 51.578 | 53.706 | 54.49
NPgN | GSP | NG FES - Consumer Transformation | Total installed storage capacity (MW) | FOURSTONES | Consumer Transformation | Srg_BB001_NPgAggregate | MW | NPgN | Fourstones |  | 0.047 | 0.332 | 0.614 | 0.902 | 0.969 | 1.037 | 1.12 | 1.181 | 1.362 | 1.448 | 1.544 | 1.702 | 1.832 | 2.09 | 2.247 | 2.485 | 2.741 | 2.97 | 3.257 | 3.441 | 3.663 | 3.837 | 4.011 | 4.186 | 4.424 | 4.616 | 4.819 | 5.092 | 5.317
NPgN | GSP | NG FES - Consumer Transformation | Total installed storage capacity (MW) | HARTMOOR | Consumer Transformation | Srg_BB001_NPgAggregate | MW | NPgN | Hart Moor |  | 0.123 | 1.826 | 3.525 | 5.239 | 5.433 | 5.636 | 5.888 | 6.105 | 6.961 | 7.263 | 7.64 | 8.254 | 8.694 | 9.867 | 10.497 | 11.44 | 12.426 | 13.387 | 14.715 | 15.552 | 16.645 | 17.359 | 18.168 | 18.925 | 20.028 | 20.859 | 21.736 | 23.009 | 23.979
NPgN | GSP | NG FES - Consumer Transformation | Total installed storage capacity (MW) | HAWTHORN PIT GRID | Consumer Transformation | Srg_BB001_NPgAggregate | MW | NPgN | Hawthorn Pit |  | 0.14 | 2.731 | 5.342 | 7.97 | 8.205 | 8.453 | 8.762 | 9.043 | 10.15 | 10.531 | 11.028 | 11.865 | 12.412 | 13.928 | 14.97 | 16.183 | 17.426 | 18.661 | 20.39 | 21.787 | 23.382 | 24.311 | 25.53 | 26.524 | 27.975 | 29.066 | 30.217 | 31.892 | 33.166
NPgN | GSP | NG FES - Consumer Transformation | Total installed storage capacity (MW) | KNARESBOROUGH | Consumer Transformation | Srg_BB001_NPgAggregate | MW | NPgN | Knaresborough |  | 0.292 | 6.354 | 12.381 | 18.446 | 18.889 | 19.344 | 19.911 | 20.376 | 23.303 | 23.957 | 24.815 | 26.424 | 27.389 | 31.276 | 32.409 | 35.13 | 37.968 | 40.708 | 44.9 | 46.366 | 49.183 | 50.672 | 52.191 | 53.748 | 56.628 | 58.336 | 60.14 | 63.466 | 65.462
NPgN | GSP | NG FES - Consumer Transformation | Total installed storage capacity (MW) | LACKENBY | Consumer Transformation | Srg_BB001_NPgAggregate | MW | NPgN | Lackenby |  | 6.218 | 9.124 | 12.059 | 15.022 | 15.384 | 15.765 | 16.24 | 16.667 | 17.951 | 18.53 | 19.26 | 20.413 | 21.248 | 23.054 | 24.628 | 26.225 | 27.874 | 29.502 | 31.626 | 33.727 | 35.882 | 37.285 | 39.117 | 40.615 | 42.593 | 44.237 | 45.972 | 48.252 | 50.173
NPgN | GSP | NG FES - Consumer Transformation | Total installed storage capacity (MW) | NORTON | Consumer Transformation | Srg_BB001_NPgAggregate | MW | NPgN | Norton |  | 0.685 | 15.307 | 29.923 | 44.628 | 45.701 | 46.804 | 48.182 | 49.329 | 55.988 | 57.592 | 59.724 | 63.685 | 66.036 | 74.907 | 78.449 | 84.814 | 91.406 | 97.809 | 107.464 | 112.088 | 119.238 | 122.953 | 127.258 | 131.166 | 138.043 | 142.331 | 146.859 | 154.803 | 159.813
NPgN | GSP | NG FES - Consumer Transformation | Total installed storage capacity (MW) | OFFERTON | Consumer Transformation | Srg_BB001_NPgAggregate | MW | NPgN | Offerton |  | 0.077 | 0.938 | 1.513 | 2.098 | 2.151 | 2.24 | 2.331 | 2.446 | 2.736 | 2.924 | 3.155 | 3.493 | 3.777 | 4.229 | 4.707 | 5.168 | 5.654 | 6.128 | 6.69 | 7.326 | 7.937 | 8.413 | 8.995 | 9.503 | 10.104 | 10.662 | 11.251 | 11.944 | 12.595
NPgN | GSP | NG FES - Consumer Transformation | Total installed storage capacity (MW) | OSBALDWICK | Consumer Transformation | Srg_BB001_NPgAggregate | MW | NPgN | Osbaldwick |  | 3.753 | 21.446 | 39.281 | 57.183 | 57.993 | 58.818 | 59.848 | 60.66 | 67.551 | 68.675 | 70.383 | 74.19 | 75.847 | 84.834 | 88.7 | 94.65 | 100.681 | 106.53 | 116.021 | 120.949 | 128.127 | 130.65 | 134.436 | 137.066 | 142.962 | 145.847 | 148.895 | 155.712 | 159.083
NPgN | GSP | NG FES - Consumer Transformation | Total installed storage capacity (MW) | POPPLETON | Consumer Transformation | Srg_BB001_NPgAggregate | MW | NPgN | Poppleton |  | 0.496 | 1.238 | 1.971 | 2.713 | 2.813 | 2.918 | 3.048 | 3.161 | 3.578 | 3.733 | 3.922 | 4.218 | 4.445 | 5.023 | 5.288 | 5.758 | 6.255 | 6.736 | 7.392 | 7.746 | 8.253 | 8.618 | 8.992 | 9.377 | 9.929 | 10.351 | 10.797 | 11.434 | 11.928
NPgN | GSP | NG FES - Consumer Transformation | Total installed storage capacity (MW) | SALTHOLME | Consumer Transformation | Srg_BB001_NPgAggregate | MW | NPgN | Saltholme |  | 0.007 | 0.897 | 1.787 | 2.679 | 2.689 | 2.698 | 2.709 | 2.716 | 3.072 | 3.082 | 3.115 | 3.238 | 3.254 | 3.702 | 3.732 | 3.971 | 4.211 | 4.447 | 4.897 | 4.931 | 5.171 | 5.19 | 5.216 | 5.234 | 5.44 | 5.46 | 5.482 | 5.72 | 5.744
NPgN | GSP | NG FES - Consumer Transformation | Total installed storage capacity (MW) | SOUTH SHIELDS | Consumer Transformation | Srg_BB001_NPgAggregate | MW | NPgN | South Shields |  | 35.078 | 35.76 | 36.245 | 36.741 | 36.813 | 36.91 | 37.017 | 37.127 | 37.414 | 37.588 | 37.796 | 38.103 | 38.367 | 38.803 | 39.19 | 39.625 | 40.088 | 40.53 | 41.056 | 41.562 | 42.078 | 42.499 | 42.977 | 43.42 | 43.955 | 44.442 | 44.955 | 45.572 | 46.14
NPgN | GSP | NG FES - Consumer Transformation | Total installed storage capacity (MW) | SPADEADAM | Consumer Transformation | Srg_BB001_NPgAggregate | MW | NPgN | Spadeadam - Not in NG FES |  | 0.019 | 0.587 | 1.141 | 1.697 | 1.72 | 1.747 | 1.777 | 1.802 | 1.912 | 1.948 | 2.006 | 2.142 | 2.196 | 2.348 | 2.65 | 2.786 | 2.915 | 3.033 | 3.199 | 3.578 | 3.846 | 3.922 | 4.149 | 4.226 | 4.349 | 4.434 | 4.524 | 4.666 | 4.765
NPgN | GSP | NG FES - Consumer Transformation | Total installed storage capacity (MW) | SPENNYMOOR | Consumer Transformation | Srg_BB001_NPgAggregate | MW | NPgN | Spennymoor |  | 0.388 | 12.844 | 25.387 | 37.98 | 38.613 | 39.255 | 40.063 | 40.736 | 45.697 | 46.618 | 47.968 | 50.799 | 52.144 | 58.66 | 61.554 | 65.968 | 70.455 | 74.839 | 81.806 | 85.556 | 90.927 | 93.061 | 96.085 | 98.333 | 102.899 | 105.366 | 107.97 | 113.249 | 116.131
NPgN | GSP | NG FES - Consumer Transformation | Total installed storage capacity (MW) | STELLA NORTH | Consumer Transformation | Srg_BB001_NPgAggregate | MW | NPgN | Stella North |  | 0.292 | 4.499 | 7.784 | 11.108 | 11.33 | 11.652 | 11.995 | 12.364 | 13.891 | 14.512 | 15.296 | 16.604 | 17.558 | 19.752 | 21.344 | 23.245 | 25.238 | 27.137 | 29.646 | 31.695 | 33.963 | 35.455 | 37.269 | 38.831 | 40.994 | 42.71 | 44.523 | 47.017 | 49.023
NPgN | GSP | NG FES - Consumer Transformation | Total installed storage capacity (MW) | STELLA SOUTH | Consumer Transformation | Srg_BB001_NPgAggregate | MW | NPgN | Stella South |  | 0.24 | 8.895 | 17.69 | 26.516 | 26.928 | 27.335 | 27.853 | 28.265 | 31.281 | 31.847 | 32.725 | 34.659 | 35.483 | 39.429 | 42.026 | 44.761 | 47.488 | 50.148 | 54.366 | 57.702 | 61.484 | 62.784 | 65.15 | 66.518 | 69.286 | 70.786 | 72.37 | 75.57 | 77.323
NPgN | GSP | NG FES - Consumer Transformation | Total installed storage capacity (MW) | TYNEMOUTH | Consumer Transformation | Srg_BB001_NPgAggregate | MW | NPgN | Tynemouth 1 |  | 17.713 | 20.089 | 22.447 | 24.834 | 25.172 | 25.528 | 25.97 | 26.359 | 27.536 | 28.073 | 28.732 | 29.751 | 30.531 | 32.191 | 33.44 | 34.909 | 36.445 | 37.944 | 39.887 | 41.548 | 43.374 | 44.656 | 46.19 | 47.551 | 49.346 | 50.839 | 52.416 | 54.486 | 56.23
NPgN | GSP | NG FES - Consumer Transformation | Total installed storage capacity (MW) | WEST BOLDON | Consumer Transformation | Srg_BB001_NPgAggregate | MW | NPgN | West Boldon |  | 6.842 | 8.641 | 10.428 | 12.254 | 12.713 | 13.194 | 13.793 | 14.317 | 15.443 | 16.168 | 17.019 | 18.217 | 19.27 | 20.928 | 22.464 | 24.145 | 25.926 | 27.659 | 29.701 | 31.753 | 33.834 | 35.565 | 37.543 | 39.382 | 41.556 | 43.573 | 45.703 | 48.208 | 50.565
NPgY | GSP | NG FES - Consumer Transformation | Total installed storage capacity (MW) | BRADFORD WEST | Consumer Transformation | Srg_BB001_NPgAggregate | MW | NPgY | Bradford West |  | 0.597 | 5.586 | 10.104 | 14.686 | 15.512 | 16.41 | 17.521 | 18.642 | 21.211 | 22.689 | 26.199 | 29.466 | 32.664 | 35.668 | 38.662 | 41.866 | 46.362 | 50.4 | 53.8 | 57.453 | 61.111 | 64.976 | 68.943 | 73.058 | 78.587 | 83.035 | 87.701 | 92.601 | 97.755
NPgY | GSP | NG FES - Consumer Transformation | Total installed storage capacity (MW) | CAMBLESFORTH | Consumer Transformation | Srg_BB001_NPgAggregate | MW | NPgY | Camblesforth |  | 0.208 | 1.666 | 2.881 | 4.116 | 4.325 | 4.511 | 4.755 | 4.925 | 5.481 | 5.712 | 6.084 | 6.542 | 7.002 | 7.431 | 7.913 | 8.438 | 9.26 | 9.88 | 10.33 | 10.824 | 11.231 | 11.673 | 12.105 | 12.529 | 13.228 | 13.692 | 14.177 | 14.687 | 15.222
NPgY | GSP | NG FES - Consumer Transformation | Total installed storage capacity (MW) | CREYKE BECK | Consumer Transformation | Srg_BB001_NPgAggregate | MW | NPgY | Creyke Beck |  | 50.336 | 73.435 | 99.679 | 125.975 | 127.545 | 128.906 | 131.713 | 133.004 | 142.172 | 143.727 | 143.987 | 144.819 | 146.871 | 148.565 | 150.571 | 152.966 | 160.391 | 166.159 | 169.312 | 172.819 | 176.533 | 180.509 | 184.705 | 189.128 | 198.571 | 203.59 | 208.784 | 214.24 | 220
NPgY | GSP | NG FES - Consumer Transformation | Total installed storage capacity (MW) | DRAX | Consumer Transformation | Srg_BB001_NPgAggregate | MW | NPgY | Drax |  | 0.19 | 3.273 | 6.147 | 9.04 | 9.242 | 9.43 | 9.673 | 9.86 | 10.931 | 11.183 | 12.354 | 13.38 | 14.318 | 15.085 | 15.831 | 16.566 | 18.042 | 19.134 | 19.747 | 20.388 | 20.951 | 21.54 | 22.113 | 22.683 | 24.023 | 24.619 | 25.233 | 25.877 | 26.55
NPgY | GSP | NG FES - Consumer Transformation | Total installed storage capacity (MW) | ELLAND | Consumer Transformation | Srg_BB001_NPgAggregate | MW | NPgY | Elland |  | 0.384 | 4.28 | 7.906 | 11.576 | 12.141 | 12.774 | 13.551 | 14.368 | 16.337 | 17.411 | 19.418 | 21.368 | 23.395 | 25.344 | 27.323 | 29.491 | 32.571 | 35.395 | 37.817 | 40.438 | 43.111 | 45.943 | 48.872 | 51.926 | 55.965 | 59.294 | 62.787 | 66.455 | 70.318
NPgY | GSP | NG FES - Consumer Transformation | Total installed storage capacity (MW) | FERRYBRIDGE A | Consumer Transformation | Srg_BB001_NPgAggregate | MW | NPgY | Ferrybridge A |  | 0.473 | 5.413 | 10.282 | 15.195 | 15.79 | 16.285 | 17.09 | 17.492 | 19.394 | 19.922 | 19.971 | 20.435 | 21.116 | 21.767 | 22.62 | 23.621 | 25.588 | 27.009 | 27.924 | 28.962 | 29.817 | 30.76 | 31.697 | 32.622 | 34.42 | 35.475 | 36.575 | 37.731 | 38.948
NPgY | GSP | NG FES - Consumer Transformation | Total installed storage capacity (MW) | FERRYBRIDGE B | Consumer Transformation | Srg_BB001_NPgAggregate | MW | NPgY | Ferrybridge B (_M) |  | 0.402 | 12.77 | 25.824 | 38.919 | 39.691 | 40.378 | 41.593 | 42.254 | 46.863 | 47.697 | 47.799 | 48.327 | 49.442 | 50.386 | 51.552 | 52.933 | 56.837 | 59.78 | 61.394 | 63.201 | 64.988 | 66.917 | 68.922 | 71.004 | 75.555 | 77.925 | 80.378 | 82.955 | 85.673
NPgY | GSP | NG FES - Consumer Transformation | Total installed storage capacity (MW) | GRIMSBY WEST | Consumer Transformation | Srg_BB001_NPgAggregate | MW | NPgY | Grimsby West |  | 1.006 | 7.906 | 13.601 | 19.387 | 20.361 | 21.202 | 22.313 | 23.027 | 25.552 | 26.532 | 28.135 | 30.17 | 32.194 | 34.056 | 36.182 | 38.49 | 42.191 | 44.87 | 46.726 | 48.771 | 50.35 | 52.075 | 53.724 | 55.309 | 58.162 | 59.895 | 61.706 | 63.607 | 65.599
NPgY | GSP | NG FES - Consumer Transformation | Total installed storage capacity (MW) | JORDANTHORPE | Consumer Transformation | Srg_BB001_NPgAggregate | MW | NPgY | Jordanthorpe |  | 0.125 | 0.917 | 1.654 | 2.403 | 2.566 | 2.718 | 2.936 | 3.091 | 3.481 | 3.686 | 3.924 | 4.225 | 4.554 | 4.88 | 5.242 | 5.649 | 6.228 | 6.718 | 7.133 | 7.588 | 8.015 | 8.474 | 8.941 | 9.418 | 10.057 | 10.582 | 11.133 | 11.713 | 12.322
NPgY | GSP | NG FES - Consumer Transformation | Total installed storage capacity (MW) | KEADBY | Consumer Transformation | Srg_BB001_NPgAggregate | MW | NPgY | Keadby |  | 0.878 | 27.493 | 53.118 | 78.825 | 79.738 | 80.573 | 81.658 | 82.459 | 91.048 | 92.131 | 96.434 | 100.36 | 104.393 | 107.414 | 110.466 | 113.49 | 122.21 | 128.25 | 130.759 | 133.407 | 135.68 | 138.08 | 140.407 | 142.709 | 150.784 | 153.268 | 155.774 | 158.403 | 161.151
NPgY | GSP | NG FES - Consumer Transformation | Total installed storage capacity (MW) | KIRKSTALL B | Consumer Transformation | Srg_BB001_NPgAggregate | MW | NPgY | Kirkstall B |  | 0.216 | 5.695 | 12.629 | 19.586 | 20.306 | 20.902 | 22.182 | 22.699 | 25.294 | 25.909 | 23.709 | 22.404 | 21.912 | 21.659 | 21.753 | 22.167 | 23.545 | 24.728 | 25.639 | 26.754 | 27.956 | 29.293 | 30.752 | 32.305 | 34.671 | 36.528 | 38.474 | 40.521 | 42.692
NPgY | GSP | NG FES - Consumer Transformation | Total installed storage capacity (MW) | NEEPSEND | Consumer Transformation | Srg_BB001_NPgAggregate | MW | NPgY | Neepsend |  | 0.071 | 0.557 | 1.025 | 1.502 | 1.627 | 1.771 | 1.952 | 2.146 | 2.494 | 2.747 | 3.191 | 3.617 | 4.062 | 4.504 | 4.949 | 5.441 | 6.065 | 6.679 | 7.255 | 7.879 | 8.531 | 9.221 | 9.939 | 10.692 | 11.596 | 12.417 | 13.28 | 14.186 | 15.141
NPgY | GSP | NG FES - Consumer Transformation | Total installed storage capacity (MW) | NORTON LEES | Consumer Transformation | Srg_BB001_NPgAggregate | MW | NPgY | Norton Lees |  | 0.16 | 0.663 | 1.033 | 1.418 | 1.617 | 1.818 | 2.077 | 2.302 | 2.66 | 2.959 | 3.442 | 3.964 | 4.489 | 5.015 | 5.572 | 6.189 | 6.932 | 7.611 | 8.25 | 8.946 | 9.616 | 10.331 | 11.062 | 11.813 | 12.691 | 13.51 | 14.372 | 15.277 | 16.23
NPgY | GSP | NG FES - Consumer Transformation | Total installed storage capacity (MW) | PITSMOOR 3/4 | Consumer Transformation | Srg_BB001_NPgAggregate | MW | NPgY | Pitsmoor |  | 0.055 | 0.283 | 0.471 | 0.665 | 0.739 | 0.816 | 0.916 | 1.008 | 1.164 | 1.285 | 1.486 | 1.695 | 1.908 | 2.121 | 2.342 | 2.588 | 2.891 | 3.174 | 3.438 | 3.726 | 4.01 | 4.313 | 4.625 | 4.947 | 5.331 | 5.682 | 6.052 | 6.441 | 6.85
NPgY | GSP | NG FES - Consumer Transformation | Total installed storage capacity (MW) | SALTEND NORTH | Consumer Transformation | Srg_BB001_NPgAggregate | MW | NPgY | Saltend North |  | 0.541 | 1.964 | 2.718 | 3.521 | 4.025 | 4.445 | 5.007 | 5.336 | 5.943 | 6.399 | 7.398 | 8.575 | 9.624 | 10.612 | 11.718 | 12.895 | 14.4 | 15.484 | 16.346 | 17.288 | 17.952 | 18.679 | 19.347 | 19.964 | 20.844 | 21.499 | 22.189 | 22.913 | 23.668
NPgY | GSP | NG FES - Consumer Transformation | Total installed storage capacity (MW) | SHEFFIELD CITY | Consumer Transformation | Srg_BB001_NPgAggregate | MW | NPgY | Sheffield City |  | 0.426 | 1.298 | 1.649 | 2.037 | 2.43 | 2.753 | 3.189 | 3.431 | 3.819 | 4.156 | 4.564 | 5.212 | 5.815 | 6.419 | 7.148 | 7.954 | 8.916 | 9.591 | 10.17 | 10.819 | 11.247 | 11.727 | 12.163 | 12.557 | 13.031 | 13.46 | 13.915 | 14.392 | 14.891
NPgY | GSP | NG FES - Consumer Transformation | Total installed storage capacity (MW) | SKELTON GRANGE | Consumer Transformation | Srg_BB001_NPgAggregate | MW | NPgY | Skelton Grange |  | 0.657 | 19.858 | 31.048 | 42.309 | 41.342 | 41.2 | 38.484 | 39.436 | 44.033 | 45.588 | 43.127 | 42.159 | 42.487 | 43.219 | 44.556 | 46.536 | 50.2 | 53.495 | 56.35 | 59.655 | 63.068 | 66.795 | 70.758 | 74.925 | 80.549 | 85.35 | 90.394 | 95.696 | 101.303
NPgY | GSP | NG FES - Consumer Transformation | Total installed storage capacity (MW) | TEMPLEBOROUGH 275/33KV | Consumer Transformation | Srg_BB001_NPgAggregate | MW | NPgY | Templeborough |  | 0.253 | 1.163 | 1.826 | 2.511 | 2.75 | 2.931 | 3.206 | 3.313 | 3.64 | 3.791 | 3.777 | 3.964 | 4.165 | 4.371 | 4.674 | 5.022 | 5.522 | 5.814 | 6.014 | 6.251 | 6.343 | 6.46 | 6.545 | 6.596 | 6.736 | 6.8 | 6.869 | 6.941 | 7.015
NPgY | GSP | NG FES - Consumer Transformation | Total installed storage capacity (MW) | THURCROFT | Consumer Transformation | Srg_BB001_NPgAggregate | MW | NPgY | Thurcroft |  | 50.357 | 57.874 | 65.122 | 72.414 | 72.978 | 73.501 | 74.24 | 74.764 | 77.512 | 78.205 | 79.212 | 80.398 | 81.761 | 82.956 | 84.278 | 85.728 | 88.729 | 91.008 | 92.424 | 93.976 | 95.401 | 96.93 | 98.475 | 100.044 | 103.139 | 104.876 | 106.68 | 108.575 | 110.568
NPgY | GSP | NG FES - Consumer Transformation | Total installed storage capacity (MW) | WEST MELTON / THORPE MARSH | Consumer Transformation | Srg_BB001_NPgAggregate | MW | NPgY | Thorpe Marsh |  | 20.247 | 26.555 | 32.781 | 39.039 | 39.497 | 40.055 | 40.726 | 41.516 | 44.228 | 45.258 | 47.865 | 50.151 | 52.491 | 54.605 | 56.652 | 58.826 | 62.498 | 65.755 | 68.23 | 70.877 | 73.657 | 76.581 | 79.616 | 82.799 | 87.623 | 91.075 | 94.683 | 98.472 | 102.459
NPgY | GSP | NG FES - Consumer Transformation | Total installed storage capacity (MW) | WEST MELTON SECTION 3 | Consumer Transformation | Srg_BB001_NPgAggregate | MW | NPgY | West Melton |  | 1.421 | 9.695 | 18.298 | 26.928 | 27.438 | 27.997 | 28.807 | 29.527 | 32.867 | 33.791 | 35.155 | 36.5 | 38.163 | 39.661 | 41.199 | 42.908 | 46.406 | 49.391 | 51.472 | 53.734 | 56.131 | 58.67 | 61.328 | 64.125 | 68.783 | 71.871 | 75.09 | 78.471 | 82.035
NPgY | GSP | NG FES - Consumer Transformation | Total installed storage capacity (MW) | WINCOBANK | Consumer Transformation | Srg_BB001_NPgAggregate | MW | NPgY | Wincobank |  | 0.01 | 0.947 | 2.042 | 3.139 | 3.198 | 3.245 | 3.357 | 3.394 | 3.759 | 3.802 | 3.562 | 3.405 | 3.339 | 3.285 | 3.262 | 3.266 | 3.444 | 3.573 | 3.626 | 3.695 | 3.776 | 3.867 | 3.97 | 4.081 | 4.352 | 4.491 | 4.634 | 4.785 | 4.945
NPgN | GSP | NG FES - Falling Short | Total installed storage capacity (MW) | BLYTH 66kV | Falling Short | Srg_BB001_NPgAggregate | MW | NPgN | Blyth 66kV |  | 0.2 | 1.059 | 1.904 | 2.754 | 3.264 | 3.409 | 3.575 | 3.684 | 5.101 | 5.238 | 5.378 | 5.572 | 6.283 | 6.485 | 6.719 | 6.977 | 7.269 | 7.505 | 7.739 | 7.995 | 8.216 | 8.462 | 8.709 | 11.512 | 11.782 | 12.051 | 16.812 | 18.39 | 18.855
NPgN | GSP | NG FES - Falling Short | Total installed storage capacity (MW) | BLYTH 132kV | Falling Short | Srg_BB001_NPgAggregate | MW | NPgN | Blyth 132kV |  | 0.087 | 1.399 | 2.714 | 4.033 | 4.721 | 4.786 | 4.864 | 4.909 | 7.165 | 7.223 | 7.28 | 7.374 | 8.344 | 8.436 | 8.547 | 8.67 | 8.811 | 8.912 | 9.006 | 9.111 | 9.186 | 9.271 | 9.352 | 13.826 | 13.924 | 14.007 | 21.787 | 24.079 | 24.439
NPgN | GSP | NG FES - Falling Short | Total installed storage capacity (MW) | FOURSTONES | Falling Short | Srg_BB001_NPgAggregate | MW | NPgN | Fourstones |  | 0.031 | 0.103 | 0.175 | 0.25 | 0.306 | 0.33 | 0.361 | 0.378 | 0.497 | 0.519 | 0.539 | 0.577 | 0.651 | 0.686 | 0.731 | 0.78 | 0.836 | 0.874 | 0.908 | 0.946 | 0.97 | 0.997 | 1.022 | 1.237 | 1.261 | 1.284 | 1.648 | 1.771 | 1.81
NPgN | GSP | NG FES - Falling Short | Total installed storage capacity (MW) | HARTMOOR | Falling Short | Srg_BB001_NPgAggregate | MW | NPgN | Hart Moor |  | 0.092 | 0.459 | 0.828 | 1.201 | 1.427 | 1.492 | 1.568 | 1.615 | 2.234 | 2.294 | 2.354 | 2.444 | 2.757 | 2.848 | 2.956 | 3.074 | 3.21 | 3.313 | 3.413 | 3.522 | 3.61 | 3.708 | 3.804 | 5.016 | 5.12 | 5.222 | 7.287 | 7.96 | 8.146
NPgN | GSP | NG FES - Falling Short | Total installed storage capacity (MW) | HAWTHORN PIT GRID | Falling Short | Srg_BB001_NPgAggregate | MW | NPgN | Hawthorn Pit |  | 0.11 | 0.59 | 1.071 | 1.556 | 1.841 | 1.914 | 1.999 | 2.055 | 2.865 | 2.934 | 3.005 | 3.105 | 3.502 | 3.605 | 3.725 | 3.856 | 4.006 | 4.126 | 4.244 | 4.374 | 4.485 | 4.609 | 4.733 | 6.336 | 6.472 | 6.607 | 9.341 | 10.231 | 10.476
NPgN | GSP | NG FES - Falling Short | Total installed storage capacity (MW) | KNARESBOROUGH | Falling Short | Srg_BB001_NPgAggregate | MW | NPgN | Knaresborough |  | 0.21 | 1.628 | 3.05 | 4.483 | 5.291 | 5.444 | 5.628 | 5.736 | 8.154 | 8.294 | 8.431 | 8.651 | 9.777 | 9.994 | 10.257 | 10.545 | 10.876 | 11.119 | 11.346 | 11.598 | 11.786 | 11.997 | 12.2 | 16.947 | 17.17 | 17.381 | 25.571 | 28.084 | 28.602
NPgN | GSP | NG FES - Falling Short | Total installed storage capacity (MW) | LACKENBY | Falling Short | Srg_BB001_NPgAggregate | MW | NPgN | Lackenby |  | 6.169 | 6.67 | 7.173 | 7.682 | 8.007 | 8.121 | 8.254 | 8.34 | 9.176 | 9.284 | 9.393 | 9.549 | 9.998 | 10.158 | 10.346 | 10.552 | 10.786 | 10.973 | 11.155 | 11.355 | 11.524 | 11.712 | 11.9 | 13.538 | 13.741 | 13.944 | 16.704 | 17.656 | 17.979
NPgN | GSP | NG FES - Falling Short | Total installed storage capacity (MW) | NORTON | Falling Short | Srg_BB001_NPgAggregate | MW | NPgN | Norton |  | 0.502 | 3.673 | 6.855 | 10.057 | 11.872 | 12.23 | 12.659 | 12.915 | 18.316 | 18.646 | 18.974 | 19.483 | 22.012 | 22.52 | 23.129 | 23.798 | 24.564 | 25.137 | 25.679 | 26.278 | 26.74 | 27.259 | 27.763 | 38.383 | 38.938 | 39.467 | 57.762 | 63.42 | 64.643
NPgN | GSP | NG FES - Falling Short | Total installed storage capacity (MW) | OFFERTON | Falling Short | Srg_BB001_NPgAggregate | MW | NPgN | Offerton |  | 0.059 | 0.156 | 0.253 | 0.352 | 0.429 | 0.469 | 0.517 | 0.547 | 0.703 | 0.741 | 0.78 | 0.836 | 0.939 | 0.996 | 1.063 | 1.137 | 1.222 | 1.287 | 1.351 | 1.421 | 1.48 | 1.544 | 1.608 | 1.906 | 1.974 | 2.043 | 2.527 | 2.721 | 2.815
NPgN | GSP | NG FES - Falling Short | Total installed storage capacity (MW) | OSBALDWICK | Falling Short | Srg_BB001_NPgAggregate | MW | NPgN | Osbaldwick |  | 3.606 | 7.107 | 10.615 | 14.14 | 16.05 | 16.316 | 16.639 | 16.825 | 22.819 | 23.062 | 23.3 | 23.685 | 26.361 | 26.74 | 27.2 | 27.705 | 28.285 | 28.706 | 29.099 | 29.534 | 29.854 | 30.216 | 30.561 | 42.391 | 42.783 | 43.139 | 63.639 | 69.789 | 70.892
NPgN | GSP | NG FES - Falling Short | Total installed storage capacity (MW) | POPPLETON | Falling Short | Srg_BB001_NPgAggregate | MW | NPgN | Poppleton |  | 0.479 | 0.656 | 0.835 | 1.015 | 1.127 | 1.161 | 1.201 | 1.226 | 1.524 | 1.556 | 1.587 | 1.635 | 1.789 | 1.837 | 1.894 | 1.957 | 2.029 | 2.084 | 2.136 | 2.193 | 2.238 | 2.289 | 2.338 | 2.919 | 2.972 | 3.024 | 4.012 | 4.337 | 4.43
NPgN | GSP | NG FES - Falling Short | Total installed storage capacity (MW) | SALTHOLME | Falling Short | Srg_BB001_NPgAggregate | MW | NPgN | Saltholme |  | 0.004 | 0.204 | 0.405 | 0.605 | 0.706 | 0.709 | 0.714 | 0.716 | 1.062 | 1.065 | 1.067 | 1.073 | 1.215 | 1.22 | 1.226 | 1.233 | 1.242 | 1.247 | 1.251 | 1.256 | 1.259 | 1.263 | 1.265 | 1.954 | 1.959 | 1.962 | 3.164 | 3.51 | 3.555
NPgN | GSP | NG FES - Falling Short | Total installed storage capacity (MW) | SOUTH SHIELDS | Falling Short | Srg_BB001_NPgAggregate | MW | NPgN | South Shields |  | 35.057 | 35.156 | 35.255 | 35.357 | 35.437 | 35.477 | 35.526 | 35.555 | 35.716 | 35.754 | 35.791 | 35.849 | 35.955 | 36.013 | 36.082 | 36.159 | 36.246 | 36.311 | 36.373 | 36.441 | 36.494 | 36.553 | 36.61 | 36.909 | 36.968 | 37.028 | 37.521 | 37.71 | 37.794
NPgN | GSP | NG FES - Falling Short | Total installed storage capacity (MW) | SPADEADAM | Falling Short | Srg_BB001_NPgAggregate | MW | NPgN | Spadeadam - Not in NG FES |  | 0.013 | 0.063 | 0.113 | 0.164 | 0.197 | 0.207 | 0.219 | 0.225 | 0.31 | 0.319 | 0.327 | 0.342 | 0.386 | 0.4 | 0.417 | 0.436 | 0.459 | 0.474 | 0.487 | 0.503 | 0.513 | 0.524 | 0.535 | 0.696 | 0.707 | 0.717 | 0.993 | 1.081 | 1.102
NPgN | GSP | NG FES - Falling Short | Total installed storage capacity (MW) | SPENNYMOOR | Falling Short | Srg_BB001_NPgAggregate | MW | NPgN | Spennymoor |  | 0.286 | 2.761 | 5.242 | 7.734 | 9.091 | 9.294 | 9.537 | 9.683 | 13.916 | 14.103 | 14.289 | 14.577 | 16.48 | 16.768 | 17.112 | 17.49 | 17.924 | 18.249 | 18.557 | 18.898 | 19.163 | 19.46 | 19.749 | 28.119 | 28.447 | 28.751 | 43.228 | 47.614 | 48.453
NPgN | GSP | NG FES - Falling Short | Total installed storage capacity (MW) | STELLA NORTH | Falling Short | Srg_BB001_NPgAggregate | MW | NPgN | Stella North |  | 0.21 | 0.854 | 1.503 | 2.161 | 2.594 | 2.746 | 2.93 | 3.038 | 4.118 | 4.258 | 4.395 | 4.615 | 5.204 | 5.421 | 5.683 | 5.971 | 6.301 | 6.544 | 6.771 | 7.023 | 7.211 | 7.423 | 7.627 | 9.694 | 9.908 | 10.12 | 13.624 | 14.797 | 15.155
NPgN | GSP | NG FES - Falling Short | Total installed storage capacity (MW) | STELLA SOUTH | Falling Short | Srg_BB001_NPgAggregate | MW | NPgN | Stella South |  | 0.176 | 1.671 | 3.17 | 4.676 | 5.499 | 5.624 | 5.774 | 5.864 | 8.421 | 8.536 | 8.651 | 8.829 | 9.981 | 10.159 | 10.372 | 10.607 | 10.875 | 11.075 | 11.265 | 11.475 | 11.637 | 11.818 | 11.994 | 17.047 | 17.246 | 17.431 | 26.169 | 28.817 | 29.325
NPgN | GSP | NG FES - Falling Short | Total installed storage capacity (MW) | TYNEMOUTH | Falling Short | Srg_BB001_NPgAggregate | MW | NPgN | Tynemouth 1 |  | 17.662 | 18.119 | 18.58 | 19.046 | 19.351 | 19.463 | 19.595 | 19.677 | 20.441 | 20.545 | 20.65 | 20.805 | 21.223 | 21.381 | 21.567 | 21.772 | 22.005 | 22.186 | 22.36 | 22.552 | 22.709 | 22.883 | 23.055 | 24.539 | 24.723 | 24.907 | 27.405 | 28.268 | 28.561
NPgN | GSP | NG FES - Falling Short | Total installed storage capacity (MW) | WEST BOLDON | Falling Short | Srg_BB001_NPgAggregate | MW | NPgN | West Boldon |  | 6.773 | 7.123 | 7.477 | 7.838 | 8.119 | 8.27 | 8.447 | 8.558 | 9.126 | 9.266 | 9.408 | 9.617 | 9.995 | 10.208 | 10.458 | 10.734 | 11.048 | 11.291 | 11.526 | 11.785 | 11.996 | 12.232 | 12.465 | 13.539 | 13.784 | 14.034 | 15.784 | 16.485 | 16.825
NPgY | GSP | NG FES - Falling Short | Total installed storage capacity (MW) | BRADFORD WEST | Falling Short | Srg_BB001_NPgAggregate | MW | NPgY | Bradford West |  | 0.462 | 1.697 | 2.749 | 3.807 | 8.549 | 8.811 | 9.104 | 9.308 | 9.56 | 9.811 | 10.073 | 10.413 | 10.766 | 11.128 | 11.539 | 11.99 | 12.499 | 12.933 | 14.552 | 15.029 | 15.468 | 15.95 | 16.442 | 16.93 | 18.641 | 19.339 | 20.209 | 21.081 | 21.96
NPgY | GSP | NG FES - Falling Short | Total installed storage capacity (MW) | CAMBLESFORTH | Falling Short | Srg_BB001_NPgAggregate | MW | NPgY | Camblesforth |  | 0.123 | 0.525 | 0.81 | 1.101 | 2.418 | 2.493 | 2.589 | 2.638 | 2.706 | 2.772 | 2.833 | 2.95 | 3.059 | 3.168 | 3.307 | 3.46 | 3.637 | 3.752 | 4.175 | 4.286 | 4.349 | 4.422 | 4.485 | 4.536 | 4.917 | 4.989 | 5.071 | 5.154 | 5.237
NPgY | GSP | NG FES - Falling Short | Total installed storage capacity (MW) | CREYKE BECK | Falling Short | Srg_BB001_NPgAggregate | MW | NPgY | Creyke Beck |  | 50.297 | 54.025 | 59.113 | 64.74 | 90.822 | 92.065 | 94.661 | 95.481 | 96.247 | 96.734 | 97.072 | 97.368 | 97.67 | 97.975 | 98.295 | 98.641 | 99.02 | 99.401 | 107.331 | 107.77 | 108.237 | 108.743 | 109.278 | 109.826 | 117.951 | 118.607 | 119 | 119.448 | 119.953
NPgY | GSP | NG FES - Falling Short | Total installed storage capacity (MW) | DRAX | Falling Short | Srg_BB001_NPgAggregate | MW | NPgY | Drax |  | 0.118 | 0.851 | 1.484 | 2.124 | 5.266 | 5.337 | 5.426 | 5.473 | 5.538 | 5.601 | 5.661 | 5.768 | 5.869 | 5.972 | 6.099 | 6.238 | 6.4 | 6.509 | 7.415 | 7.525 | 7.595 | 7.676 | 7.749 | 7.813 | 8.693 | 8.844 | 9.066 | 9.278 | 9.481
NPgY | GSP | NG FES - Falling Short | Total installed storage capacity (MW) | ELLAND | Falling Short | Srg_BB001_NPgAggregate | MW | NPgY | Elland |  | 0.314 | 1.24 | 2.071 | 2.905 | 6.725 | 6.9 | 7.092 | 7.233 | 7.403 | 7.574 | 7.756 | 7.975 | 8.208 | 8.448 | 8.715 | 9.007 | 9.335 | 9.629 | 10.897 | 11.228 | 11.549 | 11.9 | 12.264 | 12.63 | 13.988 | 14.471 | 15.026 | 15.592 | 16.17
NPgY | GSP | NG FES - Falling Short | Total installed storage capacity (MW) | FERRYBRIDGE A | Falling Short | Srg_BB001_NPgAggregate | MW | NPgY | Ferrybridge A |  | 0.279 | 1.362 | 2.376 | 3.484 | 8.43 | 8.746 | 9.302 | 9.502 | 9.736 | 9.923 | 10.076 | 10.349 | 10.598 | 10.849 | 11.165 | 11.513 | 11.917 | 12.177 | 13.752 | 14.007 | 14.149 | 14.316 | 14.46 | 14.575 | 16.057 | 16.178 | 16.234 | 16.304 | 16.387
NPgY | GSP | NG FES - Falling Short | Total installed storage capacity (MW) | FERRYBRIDGE B | Falling Short | Srg_BB001_NPgAggregate | MW | NPgY | Ferrybridge B (_M) |  | 0.288 | 2.658 | 5.31 | 8.139 | 21.607 | 22.094 | 23.028 | 23.35 | 23.68 | 23.92 | 24.109 | 24.352 | 24.587 | 24.826 | 25.104 | 25.408 | 25.753 | 26.025 | 30.013 | 30.303 | 30.546 | 30.815 | 31.083 | 31.341 | 35.352 | 35.657 | 35.825 | 36.022 | 36.245
NPgY | GSP | NG FES - Falling Short | Total installed storage capacity (MW) | GRIMSBY WEST | Falling Short | Srg_BB001_NPgAggregate | MW | NPgY | Grimsby West |  | 0.576 | 2.505 | 3.838 | 5.207 | 11.401 | 11.756 | 12.219 | 12.442 | 12.764 | 13.07 | 13.352 | 13.918 | 14.435 | 14.957 | 15.624 | 16.36 | 17.216 | 17.752 | 19.726 | 20.24 | 20.499 | 20.808 | 21.061 | 21.249 | 22.988 | 23.271 | 23.595 | 23.92 | 24.246
NPgY | GSP | NG FES - Falling Short | Total installed storage capacity (MW) | JORDANTHORPE | Falling Short | Srg_BB001_NPgAggregate | MW | NPgY | Jordanthorpe |  | 0.083 | 0.272 | 0.434 | 0.611 | 1.338 | 1.41 | 1.521 | 1.569 | 1.627 | 1.677 | 1.723 | 1.795 | 1.864 | 1.934 | 2.019 | 2.112 | 2.219 | 2.297 | 2.561 | 2.641 | 2.699 | 2.765 | 2.828 | 2.886 | 3.142 | 3.211 | 3.282 | 3.355 | 3.432
NPgY | GSP | NG FES - Falling Short | Total installed storage capacity (MW) | KEADBY | Falling Short | Srg_BB001_NPgAggregate | MW | NPgY | Keadby |  | 0.533 | 6.546 | 12.081 | 17.645 | 45.82 | 46.143 | 46.552 | 46.765 | 47.061 | 47.346 | 47.616 | 48.111 | 48.575 | 49.043 | 49.629 | 50.275 | 51.023 | 51.52 | 59.297 | 59.79 | 60.088 | 60.434 | 60.742 | 61.002 | 68.643 | 69.303 | 70.125 | 70.914 | 71.675
NPgY | GSP | NG FES - Falling Short | Total installed storage capacity (MW) | KIRKSTALL B | Falling Short | Srg_BB001_NPgAggregate | MW | NPgY | Kirkstall B |  | 0.176 | 0.801 | 2.046 | 3.549 | 9.849 | 10.437 | 11.676 | 12.058 | 12.416 | 12.64 | 12.79 | 12.935 | 13.076 | 13.218 | 13.373 | 13.541 | 13.728 | 13.896 | 16.035 | 16.223 | 16.406 | 16.605 | 16.811 | 17.017 | 19.21 | 19.277 | 19.047 | 18.874 | 18.753
NPgY | GSP | NG FES - Falling Short | Total installed storage capacity (MW) | NEEPSEND | Falling Short | Srg_BB001_NPgAggregate | MW | NPgY | Neepsend |  | 0.065 | 0.174 | 0.284 | 0.395 | 0.852 | 0.894 | 0.943 | 0.977 | 1.016 | 1.053 | 1.093 | 1.134 | 1.181 | 1.228 | 1.279 | 1.334 | 1.395 | 1.457 | 1.64 | 1.711 | 1.788 | 1.871 | 1.959 | 2.05 | 2.263 | 2.377 | 2.507 | 2.641 | 2.778
NPgY | GSP | NG FES - Falling Short | Total installed storage capacity (MW) | NORTON LEES | Falling Short | Srg_BB001_NPgAggregate | MW | NPgY | Norton Lees |  | 0.111 | 0.269 | 0.368 | 0.473 | 0.821 | 0.891 | 0.981 | 1.031 | 1.095 | 1.156 | 1.217 | 1.308 | 1.398 | 1.489 | 1.598 | 1.717 | 1.853 | 1.957 | 2.133 | 2.243 | 2.329 | 2.426 | 2.521 | 2.611 | 2.787 | 2.9 | 3.03 | 3.164 | 3.301
NPgY | GSP | NG FES - Falling Short | Total installed storage capacity (MW) | PITSMOOR 3/4 | Falling Short | Srg_BB001_NPgAggregate | MW | NPgY | Pitsmoor |  | 0.041 | 0.104 | 0.151 | 0.2 | 0.382 | 0.408 | 0.44 | 0.46 | 0.483 | 0.506 | 0.529 | 0.56 | 0.592 | 0.624 | 0.662 | 0.703 | 0.75 | 0.788 | 0.869 | 0.91 | 0.946 | 0.986 | 1.025 | 1.064 | 1.149 | 1.198 | 1.254 | 1.311 | 1.37
NPgY | GSP | NG FES - Falling Short | Total installed storage capacity (MW) | SALTEND NORTH | Falling Short | Srg_BB001_NPgAggregate | MW | NPgY | Saltend North |  | 0.3 | 0.862 | 1.089 | 1.337 | 2.134 | 2.32 | 2.568 | 2.682 | 2.85 | 3.01 | 3.153 | 3.458 | 3.732 | 4.008 | 4.366 | 4.76 | 5.221 | 5.5 | 5.879 | 6.142 | 6.259 | 6.401 | 6.51 | 6.581 | 6.814 | 6.935 | 7.111 | 7.282 | 7.448
NPgY | GSP | NG FES - Falling Short | Total installed storage capacity (MW) | SHEFFIELD CITY | Falling Short | Srg_BB001_NPgAggregate | MW | NPgY | Sheffield City |  | 0.233 | 0.622 | 0.747 | 0.891 | 1.246 | 1.395 | 1.596 | 1.686 | 1.818 | 1.943 | 2.054 | 2.294 | 2.509 | 2.725 | 3.006 | 3.316 | 3.679 | 3.896 | 4.12 | 4.323 | 4.408 | 4.513 | 4.59 | 4.638 | 4.741 | 4.801 | 4.871 | 4.942 | 5.014
NPgY | GSP | NG FES - Falling Short | Total installed storage capacity (MW) | SKELTON GRANGE | Falling Short | Srg_BB001_NPgAggregate | MW | NPgY | Skelton Grange |  | 0.506 | 7.52 | 11.196 | 13.675 | 31.619 | 29.628 | 24.675 | 23.488 | 22.538 | 22.215 | 22.28 | 22.551 | 22.893 | 23.258 | 23.686 | 24.163 | 24.708 | 25.17 | 28.774 | 29.285 | 29.754 | 30.272 | 30.801 | 31.325 | 35.028 | 35.379 | 35.304 | 35.327 | 35.44
NPgY | GSP | NG FES - Falling Short | Total installed storage capacity (MW) | TEMPLEBOROUGH 275/33KV | Falling Short | Srg_BB001_NPgAggregate | MW | NPgY | Templeborough |  | 0.132 | 0.422 | 0.58 | 0.761 | 1.425 | 1.534 | 1.707 | 1.771 | 1.859 | 1.935 | 1.998 | 2.141 | 2.267 | 2.393 | 2.559 | 2.743 | 2.958 | 3.081 | 3.34 | 3.451 | 3.486 | 3.531 | 3.558 | 3.565 | 3.74 | 3.741 | 3.726 | 3.714 | 3.703
NPgY | GSP | NG FES - Falling Short | Total installed storage capacity (MW) | THURCROFT | Falling Short | Srg_BB001_NPgAggregate | MW | NPgY | Thurcroft |  | 50.194 | 51.893 | 53.455 | 55.064 | 62.809 | 63.049 | 63.413 | 63.574 | 63.772 | 63.947 | 64.107 | 64.368 | 64.617 | 64.869 | 65.178 | 65.516 | 65.906 | 66.182 | 68.47 | 68.751 | 68.947 | 69.169 | 69.378 | 69.567 | 71.813 | 72.083 | 72.347 | 72.619 | 72.898
NPgY | GSP | NG FES - Falling Short | Total installed storage capacity (MW) | WEST MELTON / THORPE MARSH | Falling Short | Srg_BB001_NPgAggregate | MW | NPgY | Thorpe Marsh |  | 20.247 | 21.609 | 22.975 | 24.337 | 31.023 | 31.155 | 31.286 | 31.404 | 31.537 | 31.673 | 31.825 | 31.968 | 32.136 | 32.31 | 32.488 | 32.682 | 32.894 | 33.127 | 35.122 | 35.4 | 35.715 | 36.054 | 36.417 | 36.795 | 38.938 | 39.493 | 40.164 | 40.836 | 41.514
NPgY | GSP | NG FES - Falling Short | Total installed storage capacity (MW) | WEST MELTON SECTION 3 | Falling Short | Srg_BB001_NPgAggregate | MW | NPgY | West Melton |  | 1.421 | 3.049 | 4.847 | 6.706 | 15.724 | 15.965 | 16.364 | 16.545 | 16.729 | 16.883 | 17.031 | 17.164 | 17.316 | 17.474 | 17.634 | 17.809 | 17.999 | 18.208 | 20.877 | 21.126 | 21.407 | 21.711 | 22.036 | 22.373 | 25.176 | 25.623 | 26.065 | 26.523 | 26.999
NPgY | GSP | NG FES - Falling Short | Total installed storage capacity (MW) | WINCOBANK | Falling Short | Srg_BB001_NPgAggregate | MW | NPgY | Wincobank |  | 0.01 | 0.15 | 0.357 | 0.591 | 1.667 | 1.721 | 1.841 | 1.876 | 1.908 | 1.926 | 1.937 | 1.945 | 1.953 | 1.96 | 1.968 | 1.976 | 1.985 | 1.995 | 2.321 | 2.333 | 2.346 | 2.36 | 2.374 | 2.39 | 2.723 | 2.726 | 2.697 | 2.673 | 2.654
NPgN | GSP | NG FES - Leading the Way | Total installed storage capacity (MW) | BLYTH 66kV | Leading the Way | Srg_BB001_NPgAggregate | MW | NPgN | Blyth 66kV |  | 0.3 | 2.711 | 5.099 | 7.526 | 8.001 | 8.52 | 9.16 | 10.175 | 11.138 | 11.988 | 13.023 | 15.057 | 18.109 | 21.245 | 23.552 | 25.133 | 26.844 | 29.498 | 31.308 | 33.298 | 36.222 | 38.363 | 40.589 | 43.695 | 46.144 | 48.69 | 51.371 | 55.11 | 58.085
NPgN | GSP | NG FES - Leading the Way | Total installed storage capacity (MW) | BLYTH 132kV | Leading the Way | Srg_BB001_NPgAggregate | MW | NPgN | Blyth 132kV |  | 0.114 | 3.876 | 7.62 | 11.38 | 11.571 | 11.765 | 12.009 | 12.859 | 13.444 | 13.734 | 14.181 | 16.157 | 19.736 | 23.338 | 25.411 | 25.973 | 26.588 | 28.747 | 29.343 | 30 | 32.208 | 32.884 | 33.578 | 35.649 | 36.405 | 37.19 | 38.018 | 40.465 | 41.382
NPgN | GSP | NG FES - Leading the Way | Total installed storage capacity (MW) | FOURSTONES | Leading the Way | Srg_BB001_NPgAggregate | MW | NPgN | Fourstones |  | 0.043 | 0.245 | 0.441 | 0.643 | 0.712 | 0.778 | 0.863 | 0.959 | 1.06 | 1.151 | 1.256 | 1.459 | 1.735 | 2.019 | 2.252 | 2.436 | 2.64 | 2.892 | 3.074 | 3.276 | 3.529 | 3.728 | 3.929 | 4.192 | 4.409 | 4.633 | 4.869 | 5.187 | 5.449
NPgN | GSP | NG FES - Leading the Way | Total installed storage capacity (MW) | HARTMOOR | Leading the Way | Srg_BB001_NPgAggregate | MW | NPgN | Hart Moor |  | 0.115 | 1.177 | 2.215 | 3.271 | 3.473 | 3.686 | 3.952 | 4.369 | 4.76 | 5.097 | 5.507 | 6.361 | 7.651 | 8.972 | 9.935 | 10.573 | 11.267 | 12.352 | 13.06 | 13.84 | 15.011 | 15.835 | 16.687 | 17.916 | 18.85 | 19.821 | 20.843 | 22.32 | 23.454
NPgN | GSP | NG FES - Leading the Way | Total installed storage capacity (MW) | HAWTHORN PIT GRID | Leading the Way | Srg_BB001_NPgAggregate | MW | NPgN | Hawthorn Pit |  | 0.133 | 1.526 | 2.889 | 4.271 | 4.512 | 4.773 | 5.097 | 5.635 | 6.133 | 6.56 | 7.085 | 8.179 | 9.853 | 11.57 | 12.801 | 13.597 | 14.458 | 15.861 | 16.77 | 17.769 | 19.305 | 20.377 | 21.492 | 23.109 | 24.334 | 25.609 | 26.951 | 28.895 | 30.383
NPgN | GSP | NG FES - Leading the Way | Total installed storage capacity (MW) | KNARESBOROUGH | Leading the Way | Srg_BB001_NPgAggregate | MW | NPgN | Knaresborough |  | 0.273 | 4.342 | 8.365 | 12.427 | 12.889 | 13.364 | 13.959 | 15.159 | 16.156 | 16.878 | 17.811 | 20.434 | 24.754 | 29.14 | 31.998 | 33.387 | 34.905 | 37.995 | 39.49 | 41.138 | 44.368 | 46.079 | 47.84 | 51.061 | 52.984 | 54.98 | 57.083 | 60.929 | 63.26
NPgN | GSP | NG FES - Leading the Way | Total installed storage capacity (MW) | LACKENBY | Leading the Way | Srg_BB001_NPgAggregate | MW | NPgN | Lackenby |  | 6.206 | 7.666 | 9.08 | 10.525 | 10.895 | 11.296 | 11.792 | 12.495 | 13.195 | 13.844 | 14.618 | 15.998 | 17.973 | 20.012 | 21.601 | 22.815 | 24.13 | 25.975 | 27.351 | 28.864 | 30.903 | 32.523 | 34.205 | 36.401 | 38.249 | 40.17 | 42.194 | 44.844 | 47.088
NPgN | GSP | NG FES - Leading the Way | Total installed storage capacity (MW) | NORTON | Leading the Way | Srg_BB001_NPgAggregate | MW | NPgN | Norton |  | 0.641 | 9.759 | 18.759 | 27.854 | 28.956 | 30.104 | 31.539 | 34.34 | 36.712 | 38.49 | 40.764 | 46.81 | 56.663 | 66.68 | 73.304 | 76.696 | 80.393 | 87.625 | 91.33 | 95.411 | 103.04 | 107.314 | 111.726 | 119.411 | 124.237 | 129.248 | 134.528 | 143.717 | 149.57
NPgN | GSP | NG FES - Leading the Way | Total installed storage capacity (MW) | OFFERTON | Leading the Way | Srg_BB001_NPgAggregate | MW | NPgN | Offerton |  | 0.073 | 0.357 | 0.624 | 0.903 | 1.033 | 1.172 | 1.345 | 1.548 | 1.77 | 1.992 | 2.25 | 2.631 | 3.121 | 3.633 | 4.085 | 4.504 | 4.959 | 5.497 | 5.967 | 6.485 | 7.086 | 7.637 | 8.208 | 8.874 | 9.502 | 10.154 | 10.841 | 11.648 | 12.409
NPgN | GSP | NG FES - Leading the Way | Total installed storage capacity (MW) | OSBALDWICK | Leading the Way | Srg_BB001_NPgAggregate | MW | NPgN | Osbaldwick |  | 3.718 | 13.754 | 23.712 | 33.739 | 34.537 | 35.352 | 36.377 | 38.957 | 40.927 | 42.159 | 43.853 | 49.67 | 59.721 | 69.88 | 76.101 | 78.478 | 81.078 | 87.681 | 90.222 | 93.024 | 99.851 | 102.747 | 105.727 | 112.342 | 115.591 | 118.962 | 122.516 | 130.378 | 134.317
NPgN | GSP | NG FES - Leading the Way | Total installed storage capacity (MW) | POPPLETON | Leading the Way | Srg_BB001_NPgAggregate | MW | NPgN | Poppleton |  | 0.492 | 1.004 | 1.504 | 2.013 | 2.119 | 2.23 | 2.368 | 2.576 | 2.774 | 2.947 | 3.156 | 3.582 | 4.215 | 4.866 | 5.347 | 5.676 | 6.034 | 6.577 | 6.94 | 7.339 | 7.923 | 8.343 | 8.777 | 9.391 | 9.866 | 10.36 | 10.88 | 11.619 | 12.195
NPgN | GSP | NG FES - Leading the Way | Total installed storage capacity (MW) | SALTHOLME | Leading the Way | Srg_BB001_NPgAggregate | MW | NPgN | Saltholme |  | 0.006 | 0.579 | 1.152 | 1.725 | 1.734 | 1.743 | 1.754 | 1.86 | 1.92 | 1.931 | 1.962 | 2.224 | 2.733 | 3.242 | 3.508 | 3.531 | 3.556 | 3.823 | 3.844 | 3.868 | 4.134 | 4.155 | 4.177 | 4.411 | 4.434 | 4.458 | 4.483 | 4.755 | 4.783
NPgN | GSP | NG FES - Leading the Way | Total installed storage capacity (MW) | SOUTH SHIELDS | Leading the Way | Srg_BB001_NPgAggregate | MW | NPgN | South Shields |  | 35.073 | 35.358 | 35.63 | 35.913 | 36.038 | 36.169 | 36.332 | 36.52 | 36.725 | 36.926 | 37.159 | 37.521 | 37.99 | 38.479 | 38.906 | 39.292 | 39.712 | 40.209 | 40.629 | 41.093 | 41.634 | 42.119 | 42.619 | 43.212 | 43.76 | 44.328 | 44.927 | 45.645 | 46.309
NPgN | GSP | NG FES - Leading the Way | Total installed storage capacity (MW) | SPADEADAM | Leading the Way | Srg_BB001_NPgAggregate | MW | NPgN | Spadeadam - Not in NG FES |  | 0.017 | 0.16 | 0.3 | 0.443 | 0.471 | 0.498 | 0.533 | 0.584 | 0.631 | 0.67 | 0.717 | 0.827 | 0.993 | 1.163 | 1.286 | 1.363 | 1.448 | 1.58 | 1.659 | 1.745 | 1.88 | 1.967 | 2.056 | 2.192 | 2.288 | 2.387 | 2.492 | 2.656 | 2.772
NPgN | GSP | NG FES - Leading the Way | Total installed storage capacity (MW) | SPENNYMOOR | Leading the Way | Srg_BB001_NPgAggregate | MW | NPgN | Spennymoor |  | 0.364 | 7.476 | 14.522 | 21.62 | 22.247 | 22.903 | 23.721 | 25.654 | 27.175 | 28.194 | 29.563 | 33.841 | 41.121 | 48.495 | 53.105 | 55.045 | 57.158 | 62.119 | 64.244 | 66.585 | 71.782 | 74.238 | 76.774 | 81.891 | 84.666 | 87.548 | 90.585 | 96.681 | 100.047
NPgN | GSP | NG FES - Leading the Way | Total installed storage capacity (MW) | STELLA NORTH | Leading the Way | Srg_BB001_NPgAggregate | MW | NPgN | Stella North |  | 0.272 | 2.124 | 3.929 | 5.774 | 6.236 | 6.711 | 7.307 | 8.125 | 8.931 | 9.656 | 10.515 | 12.181 | 14.583 | 17.053 | 18.953 | 20.346 | 21.867 | 24.004 | 25.505 | 27.159 | 29.436 | 31.155 | 32.925 | 35.329 | 37.261 | 39.267 | 41.382 | 44.278 | 46.621
NPgN | GSP | NG FES - Leading the Way | Total installed storage capacity (MW) | STELLA SOUTH | Leading the Way | Srg_BB001_NPgAggregate | MW | NPgN | Stella South |  | 0.224 | 4.52 | 8.775 | 13.063 | 13.449 | 13.851 | 14.353 | 15.525 | 16.451 | 17.073 | 17.907 | 20.501 | 24.906 | 29.368 | 32.164 | 33.352 | 34.646 | 37.654 | 38.95 | 40.379 | 43.527 | 45.022 | 46.566 | 49.667 | 51.356 | 53.109 | 54.956 | 58.65 | 60.698
NPgN | GSP | NG FES - Leading the Way | Total installed storage capacity (MW) | TYNEMOUTH | Leading the Way | Srg_BB001_NPgAggregate | MW | NPgN | Tynemouth 1 |  | 17.701 | 19.031 | 20.319 | 21.637 | 21.991 | 22.369 | 22.838 | 23.483 | 24.131 | 24.732 | 25.444 | 26.719 | 28.53 | 30.399 | 31.867 | 33 | 34.229 | 35.923 | 37.188 | 38.581 | 40.436 | 41.913 | 43.444 | 45.438 | 47.117 | 48.862 | 50.7 | 53.106 | 55.144
NPgN | GSP | NG FES - Leading the Way | Total installed storage capacity (MW) | WEST BOLDON | Leading the Way | Srg_BB001_NPgAggregate | MW | NPgN | West Boldon |  | 6.826 | 7.853 | 8.824 | 9.835 | 10.313 | 10.822 | 11.455 | 12.194 | 13.001 | 13.812 | 14.748 | 16.137 | 17.916 | 19.775 | 21.424 | 22.952 | 24.612 | 26.567 | 28.275 | 30.155 | 32.328 | 34.324 | 36.392 | 38.8 | 41.068 | 43.426 | 45.909 | 48.827 | 51.58
NPgY | GSP | NG FES - Leading the Way | Total installed storage capacity (MW) | BRADFORD WEST | Leading the Way | Srg_BB001_NPgAggregate | MW | NPgY | Bradford West |  | 0.565 | 4.112 | 7.203 | 10.368 | 11.259 | 13.615 | 14.84 | 16.126 | 17.659 | 19.466 | 21.38 | 24.181 | 28.527 | 31.863 | 35.16 | 38.708 | 42.406 | 46.91 | 50.786 | 54.962 | 59.187 | 63.649 | 68.259 | 73.05 | 79.405 | 84.608 | 90.059 | 95.789 | 101.822
NPgY | GSP | NG FES - Leading the Way | Total installed storage capacity (MW) | CAMBLESFORTH | Leading the Way | Srg_BB001_NPgAggregate | MW | NPgY | Camblesforth |  | 0.188 | 1.217 | 2.027 | 2.856 | 3.058 | 3.615 | 3.856 | 4.036 | 4.268 | 4.545 | 4.803 | 5.215 | 5.91 | 6.356 | 6.846 | 7.382 | 7.969 | 8.631 | 9.117 | 9.652 | 10.114 | 10.612 | 11.107 | 11.601 | 12.4 | 12.942 | 13.509 | 14.104 | 14.73
NPgY | GSP | NG FES - Leading the Way | Total installed storage capacity (MW) | CREYKE BECK | Leading the Way | Srg_BB001_NPgAggregate | MW | NPgY | Creyke Beck |  | 50.327 | 64.158 | 81.084 | 98.074 | 99.732 | 109.502 | 112.765 | 114.261 | 115.914 | 118.505 | 120.567 | 122.271 | 129.619 | 131.651 | 133.938 | 136.723 | 139.801 | 146.438 | 150.108 | 154.196 | 158.529 | 163.164 | 168.068 | 173.234 | 184.035 | 189.888 | 195.94 | 202.305 | 209.027
NPgY | GSP | NG FES - Leading the Way | Total installed storage capacity (MW) | DRAX | Leading the Way | Srg_BB001_NPgAggregate | MW | NPgY | Drax |  | 0.172 | 2.231 | 4.1 | 5.987 | 6.187 | 7.307 | 7.553 | 7.757 | 8.013 | 8.37 | 8.665 | 9.363 | 10.905 | 11.714 | 12.482 | 13.251 | 14.03 | 15.194 | 15.867 | 16.57 | 17.208 | 17.874 | 18.532 | 19.192 | 20.699 | 21.398 | 22.118 | 22.874 | 23.665
NPgY | GSP | NG FES - Leading the Way | Total installed storage capacity (MW) | ELLAND | Leading the Way | Srg_BB001_NPgAggregate | MW | NPgY | Elland |  | 0.367 | 3.099 | 5.563 | 8.076 | 8.697 | 10.516 | 11.385 | 12.328 | 13.445 | 14.777 | 16.187 | 18.022 | 20.942 | 23.137 | 25.347 | 27.777 | 30.336 | 33.525 | 36.303 | 39.318 | 42.414 | 45.693 | 49.103 | 52.662 | 57.318 | 61.209 | 65.288 | 69.575 | 74.093
NPgY | GSP | NG FES - Leading the Way | Total installed storage capacity (MW) | FERRYBRIDGE A | Leading the Way | Srg_BB001_NPgAggregate | MW | NPgY | Ferrybridge A |  | 0.427 | 3.631 | 6.814 | 10.039 | 10.616 | 12.608 | 13.45 | 13.879 | 14.414 | 15.112 | 15.699 | 16.367 | 17.956 | 18.633 | 19.49 | 20.509 | 21.682 | 23.236 | 24.227 | 25.35 | 26.324 | 27.392 | 28.471 | 29.553 | 31.615 | 32.845 | 34.125 | 35.471 | 36.89
NPgY | GSP | NG FES - Leading the Way | Total installed storage capacity (MW) | FERRYBRIDGE B | Leading the Way | Srg_BB001_NPgAggregate | MW | NPgY | Ferrybridge B (_M) |  | 0.375 | 8.111 | 16.543 | 25.021 | 25.816 | 30.712 | 32.073 | 32.82 | 33.69 | 35.019 | 36.068 | 37.025 | 40.728 | 41.808 | 43.074 | 44.607 | 46.326 | 49.666 | 51.507 | 53.568 | 55.642 | 57.874 | 60.209 | 62.642 | 67.846 | 70.609 | 73.466 | 76.471 | 79.642
NPgY | GSP | NG FES - Leading the Way | Total installed storage capacity (MW) | GRIMSBY WEST | Leading the Way | Srg_BB001_NPgAggregate | MW | NPgY | Grimsby West |  | 0.904 | 5.769 | 9.553 | 13.423 | 14.347 | 16.913 | 17.989 | 18.734 | 19.714 | 20.886 | 21.937 | 23.734 | 26.822 | 28.724 | 30.842 | 33.154 | 35.7 | 38.527 | 40.502 | 42.673 | 44.451 | 46.378 | 48.261 | 50.107 | 53.357 | 55.383 | 57.496 | 59.717 | 62.048
NPgY | GSP | NG FES - Leading the Way | Total installed storage capacity (MW) | JORDANTHORPE | Leading the Way | Srg_BB001_NPgAggregate | MW | NPgY | Jordanthorpe |  | 0.115 | 0.66 | 1.16 | 1.673 | 1.838 | 2.211 | 2.444 | 2.616 | 2.826 | 3.072 | 3.321 | 3.637 | 4.121 | 4.477 | 4.865 | 5.302 | 5.78 | 6.324 | 6.788 | 7.299 | 7.79 | 8.317 | 8.858 | 9.414 | 10.152 | 10.765 | 11.408 | 12.085 | 12.798
NPgY | GSP | NG FES - Leading the Way | Total installed storage capacity (MW) | KEADBY | Leading the Way | Srg_BB001_NPgAggregate | MW | NPgY | Keadby |  | 0.796 | 18.176 | 34.658 | 51.222 | 52.116 | 61.377 | 62.466 | 63.331 | 64.428 | 66.361 | 67.606 | 70.381 | 79.545 | 82.718 | 85.805 | 88.941 | 92.172 | 98.689 | 101.427 | 104.315 | 106.89 | 109.598 | 112.266 | 114.936 | 123.995 | 126.905 | 129.84 | 132.923 | 136.152
NPgY | GSP | NG FES - Leading the Way | Total installed storage capacity (MW) | KIRKSTALL B | Leading the Way | Srg_BB001_NPgAggregate | MW | NPgY | Kirkstall B |  | 0.206 | 3.268 | 7.769 | 12.298 | 13.045 | 15.775 | 17.252 | 17.846 | 18.5 | 19.412 | 20.211 | 20.115 | 20.929 | 20.759 | 20.937 | 21.47 | 22.238 | 23.727 | 24.806 | 26.117 | 27.538 | 29.111 | 30.826 | 32.651 | 35.434 | 37.59 | 39.847 | 42.224 | 44.745
NPgY | GSP | NG FES - Leading the Way | Total installed storage capacity (MW) | NEEPSEND | Leading the Way | Srg_BB001_NPgAggregate | MW | NPgY | Neepsend |  | 0.07 | 0.424 | 0.759 | 1.103 | 1.244 | 1.541 | 1.749 | 1.975 | 2.24 | 2.546 | 2.885 | 3.302 | 3.886 | 4.391 | 4.898 | 5.459 | 6.048 | 6.75 | 7.416 | 8.139 | 8.896 | 9.697 | 10.534 | 11.412 | 12.458 | 13.418 | 14.426 | 15.485 | 16.602
NPgY | GSP | NG FES - Leading the Way | Total installed storage capacity (MW) | NORTON LEES | Leading the Way | Srg_BB001_NPgAggregate | MW | NPgY | Norton Lees |  | 0.148 | 0.552 | 0.832 | 1.129 | 1.335 | 1.637 | 1.913 | 2.168 | 2.476 | 2.818 | 3.192 | 3.694 | 4.323 | 4.902 | 5.507 | 6.177 | 6.896 | 7.651 | 8.372 | 9.158 | 9.931 | 10.754 | 11.601 | 12.477 | 13.495 | 14.451 | 15.457 | 16.515 | 17.629
NPgY | GSP | NG FES - Leading the Way | Total installed storage capacity (MW) | PITSMOOR 3/4 | Leading the Way | Srg_BB001_NPgAggregate | MW | NPgY | Pitsmoor |  | 0.052 | 0.226 | 0.364 | 0.508 | 0.587 | 0.72 | 0.829 | 0.933 | 1.059 | 1.201 | 1.356 | 1.558 | 1.824 | 2.061 | 2.305 | 2.576 | 2.864 | 3.182 | 3.482 | 3.81 | 4.139 | 4.488 | 4.85 | 5.226 | 5.67 | 6.081 | 6.513 | 6.967 | 7.445
NPgY | GSP | NG FES - Leading the Way | Total installed storage capacity (MW) | SALTEND NORTH | Leading the Way | Srg_BB001_NPgAggregate | MW | NPgY | Saltend North |  | 0.484 | 1.636 | 2.192 | 2.793 | 3.262 | 3.835 | 4.367 | 4.7 | 5.151 | 5.625 | 6.088 | 7.032 | 8.195 | 9.186 | 10.271 | 11.427 | 12.691 | 13.791 | 14.687 | 15.664 | 16.401 | 17.201 | 17.957 | 18.673 | 19.674 | 20.441 | 21.247 | 22.094 | 22.979
NPgY | GSP | NG FES - Leading the Way | Total installed storage capacity (MW) | SHEFFIELD CITY | Leading the Way | Srg_BB001_NPgAggregate | MW | NPgY | Sheffield City |  | 0.38 | 1.124 | 1.404 | 1.718 | 2.082 | 2.44 | 2.851 | 3.094 | 3.426 | 3.766 | 4.099 | 4.692 | 5.316 | 5.91 | 6.614 | 7.392 | 8.27 | 8.949 | 9.543 | 10.206 | 10.679 | 11.203 | 11.694 | 12.153 | 12.7 | 13.201 | 13.731 | 14.287 | 14.871
NPgY | GSP | NG FES - Leading the Way | Total installed storage capacity (MW) | SKELTON GRANGE | Leading the Way | Srg_BB001_NPgAggregate | MW | NPgY | Skelton Grange |  | 0.621 | 15.9 | 23.259 | 30.698 | 29.82 | 34.151 | 30.881 | 31.984 | 33.535 | 35.642 | 37.694 | 38.606 | 41.134 | 42.121 | 43.71 | 46.006 | 48.778 | 52.727 | 56.039 | 59.865 | 63.86 | 68.208 | 72.843 | 77.724 | 84.311 | 89.901 | 95.765 | 101.936 | 108.464
NPgY | GSP | NG FES - Leading the Way | Total installed storage capacity (MW) | TEMPLEBOROUGH 275/33KV | Leading the Way | Srg_BB001_NPgAggregate | MW | NPgY | Templeborough |  | 0.224 | 0.883 | 1.332 | 1.801 | 2.017 | 2.36 | 2.618 | 2.719 | 2.864 | 3.02 | 3.146 | 3.363 | 3.643 | 3.824 | 4.092 | 4.404 | 4.78 | 5.061 | 5.246 | 5.465 | 5.558 | 5.674 | 5.764 | 5.824 | 5.984 | 6.058 | 6.137 | 6.219 | 6.305
NPgY | GSP | NG FES - Leading the Way | Total installed storage capacity (MW) | THURCROFT | Leading the Way | Srg_BB001_NPgAggregate | MW | NPgY | Thurcroft |  | 50.318 | 55.269 | 59.988 | 64.753 | 65.319 | 68.177 | 68.957 | 69.535 | 70.244 | 71.216 | 72.048 | 73.197 | 76.014 | 77.306 | 78.692 | 80.233 | 81.905 | 84.417 | 85.994 | 87.723 | 89.359 | 91.109 | 92.896 | 94.725 | 98.255 | 100.284 | 102.389 | 104.602 | 106.933
NPgY | GSP | NG FES - Leading the Way | Total installed storage capacity (MW) | WEST MELTON / THORPE MARSH | Leading the Way | Srg_BB001_NPgAggregate | MW | NPgY | Thorpe Marsh |  | 20.247 | 24.459 | 28.568 | 32.718 | 33.248 | 35.891 | 36.673 | 37.598 | 38.678 | 40.062 | 41.457 | 43.413 | 47.214 | 49.609 | 51.914 | 54.388 | 56.933 | 60.61 | 63.472 | 66.544 | 69.769 | 73.162 | 76.698 | 80.404 | 85.931 | 89.969 | 94.184 | 98.615 | 103.282
NPgY | GSP | NG FES - Leading the Way | Total installed storage capacity (MW) | WEST MELTON SECTION 3 | Leading the Way | Srg_BB001_NPgAggregate | MW | NPgY | West Melton |  | 1.421 | 6.722 | 12.329 | 17.972 | 18.544 | 21.94 | 22.885 | 23.729 | 24.7 | 26.033 | 27.282 | 28.702 | 32.219 | 33.952 | 35.703 | 37.673 | 39.752 | 43.164 | 45.581 | 48.216 | 51.004 | 53.958 | 57.06 | 60.321 | 65.664 | 69.271 | 73.028 | 76.978 | 81.143
NPgY | GSP | NG FES - Leading the Way | Total installed storage capacity (MW) | WINCOBANK | Leading the Way | Srg_BB001_NPgAggregate | MW | NPgY | Wincobank |  | 0.01 | 0.557 | 1.26 | 1.965 | 2.027 | 2.423 | 2.554 | 2.598 | 2.644 | 2.727 | 2.783 | 2.745 | 2.888 | 2.838 | 2.821 | 2.834 | 2.867 | 3.028 | 3.093 | 3.177 | 3.274 | 3.382 | 3.504 | 3.635 | 3.948 | 4.109 | 4.275 | 4.45 | 4.636
NPgN | GSP | NG FES - System Transformation | Total installed storage capacity (MW) | BLYTH 66kV | System Transformation | Srg_BB001_NPgAggregate | MW | NPgN | Blyth 66kV |  | 0.2 | 3.698 | 7.184 | 10.684 | 10.827 | 10.973 | 11.153 | 11.32 | 11.519 | 11.725 | 12.102 | 12.958 | 13.249 | 13.555 | 16.189 | 16.709 | 17.111 | 17.509 | 17.915 | 21.304 | 23.213 | 23.691 | 25.649 | 26.157 | 26.694 | 27.243 | 27.824 | 28.428 | 29.06
NPgN | GSP | NG FES - System Transformation | Total installed storage capacity (MW) | BLYTH 132kV | System Transformation | Srg_BB001_NPgAggregate | MW | NPgN | Blyth 132kV |  | 0.072 | 5.933 | 11.789 | 17.651 | 17.711 | 17.768 | 17.841 | 17.899 | 17.971 | 18.045 | 18.377 | 19.489 | 19.597 | 19.71 | 23.814 | 24.208 | 24.364 | 24.504 | 24.643 | 29.839 | 32.5 | 32.653 | 35.327 | 35.484 | 35.65 | 35.819 | 35.998 | 36.185 | 36.38
NPgN | GSP | NG FES - System Transformation | Total installed storage capacity (MW) | FOURSTONES | System Transformation | Srg_BB001_NPgAggregate | MW | NPgN | Fourstones |  | 0.025 | 0.295 | 0.564 | 0.835 | 0.858 | 0.878 | 0.904 | 0.923 | 0.947 | 0.971 | 1.008 | 1.089 | 1.126 | 1.164 | 1.382 | 1.442 | 1.497 | 1.543 | 1.587 | 1.858 | 2.01 | 2.056 | 2.212 | 2.257 | 2.304 | 2.353 | 2.404 | 2.457 | 2.513
NPgN | GSP | NG FES - System Transformation | Total installed storage capacity (MW) | HARTMOOR | System Transformation | Srg_BB001_NPgAggregate | MW | NPgN | Hart Moor |  | 0.08 | 1.608 | 3.129 | 4.657 | 4.719 | 4.78 | 4.857 | 4.924 | 5.005 | 5.088 | 5.244 | 5.613 | 5.733 | 5.858 | 7.003 | 7.222 | 7.391 | 7.551 | 7.712 | 9.175 | 9.987 | 10.172 | 11.002 | 11.195 | 11.4 | 11.61 | 11.831 | 12.062 | 12.302
NPgN | GSP | NG FES - System Transformation | Total installed storage capacity (MW) | HAWTHORN PIT GRID | System Transformation | Srg_BB001_NPgAggregate | MW | NPgN | Hawthorn Pit |  | 0.098 | 2.118 | 4.128 | 6.146 | 6.218 | 6.292 | 6.383 | 6.467 | 6.568 | 6.671 | 6.872 | 7.348 | 7.495 | 7.649 | 9.15 | 9.424 | 9.627 | 9.827 | 10.031 | 11.958 | 13.029 | 13.269 | 14.364 | 14.618 | 14.887 | 15.162 | 15.453 | 15.755 | 16.071
NPgN | GSP | NG FES - System Transformation | Total installed storage capacity (MW) | KNARESBOROUGH | System Transformation | Srg_BB001_NPgAggregate | MW | NPgN | Knaresborough |  | 0.178 | 6.309 | 12.428 | 18.561 | 18.706 | 18.845 | 19.02 | 19.165 | 19.343 | 19.525 | 19.984 | 21.282 | 21.546 | 21.823 | 26.245 | 26.853 | 27.232 | 27.58 | 27.926 | 33.535 | 36.5 | 36.887 | 39.888 | 40.286 | 40.708 | 41.139 | 41.594 | 42.068 | 42.563
NPgN | GSP | NG FES - System Transformation | Total installed storage capacity (MW) | LACKENBY | System Transformation | Srg_BB001_NPgAggregate | MW | NPgN | Lackenby |  | 6.15 | 8.166 | 10.169 | 12.183 | 12.295 | 12.409 | 12.55 | 12.678 | 12.83 | 12.989 | 13.248 | 13.791 | 14.016 | 14.251 | 15.815 | 16.187 | 16.499 | 16.804 | 17.114 | 19.131 | 20.3 | 20.662 | 21.868 | 22.251 | 22.656 | 23.071 | 23.509 | 23.965 | 24.441
NPgN | GSP | NG FES - System Transformation | Total installed storage capacity (MW) | NORTON | System Transformation | Srg_BB001_NPgAggregate | MW | NPgN | Norton |  | 0.43 | 14.1 | 27.738 | 41.408 | 41.751 | 42.084 | 42.503 | 42.858 | 43.29 | 43.734 | 44.801 | 47.734 | 48.376 | 49.047 | 58.942 | 60.36 | 61.271 | 62.121 | 62.972 | 75.548 | 82.245 | 83.208 | 89.995 | 90.995 | 92.054 | 93.135 | 94.279 | 95.469 | 96.711
NPgN | GSP | NG FES - System Transformation | Total installed storage capacity (MW) | OFFERTON | System Transformation | Srg_BB001_NPgAggregate | MW | NPgN | Offerton |  | 0.052 | 0.395 | 0.734 | 1.076 | 1.116 | 1.156 | 1.205 | 1.249 | 1.302 | 1.357 | 1.431 | 1.557 | 1.635 | 1.717 | 2.016 | 2.13 | 2.239 | 2.344 | 2.451 | 2.84 | 3.09 | 3.213 | 3.474 | 3.604 | 3.742 | 3.883 | 4.032 | 4.186 | 4.348
NPgN | GSP | NG FES - System Transformation | Total installed storage capacity (MW) | OSBALDWICK | System Transformation | Srg_BB001_NPgAggregate | MW | NPgN | Osbaldwick |  | 3.549 | 18.95 | 34.33 | 49.733 | 49.985 | 50.224 | 50.528 | 50.775 | 51.08 | 51.391 | 52.389 | 55.462 | 55.918 | 56.392 | 67.321 | 68.577 | 69.231 | 69.826 | 70.416 | 84.263 | 91.457 | 92.113 | 99.366 | 100.039 | 100.752 | 101.48 | 102.25 | 103.05 | 103.887
NPgN | GSP | NG FES - System Transformation | Total installed storage capacity (MW) | POPPLETON | System Transformation | Srg_BB001_NPgAggregate | MW | NPgN | Poppleton |  | 0.473 | 1.203 | 1.931 | 2.662 | 2.694 | 2.726 | 2.766 | 2.801 | 2.843 | 2.886 | 2.964 | 3.145 | 3.207 | 3.271 | 3.824 | 3.935 | 4.022 | 4.105 | 4.188 | 4.893 | 5.286 | 5.38 | 5.782 | 5.88 | 5.985 | 6.091 | 6.204 | 6.321 | 6.444
NPgN | GSP | NG FES - System Transformation | Total installed storage capacity (MW) | SALTHOLME | System Transformation | Srg_BB001_NPgAggregate | MW | NPgN | Saltholme |  | 0.003 | 0.913 | 1.822 | 2.731 | 2.734 | 2.737 | 2.741 | 2.743 | 2.746 | 2.749 | 2.791 | 2.953 | 2.958 | 2.963 | 3.59 | 3.635 | 3.642 | 3.648 | 3.653 | 4.445 | 4.843 | 4.848 | 5.246 | 5.251 | 5.256 | 5.261 | 5.267 | 5.272 | 5.278
NPgN | GSP | NG FES - System Transformation | Total installed storage capacity (MW) | SOUTH SHIELDS | System Transformation | Srg_BB001_NPgAggregate | MW | NPgN | South Shields |  | 35.049 | 35.402 | 35.752 | 36.105 | 36.145 | 36.182 | 36.23 | 36.27 | 36.319 | 36.37 | 36.439 | 36.565 | 36.638 | 36.714 | 37.017 | 37.126 | 37.23 | 37.327 | 37.423 | 37.813 | 38.054 | 38.163 | 38.415 | 38.528 | 38.648 | 38.771 | 38.901 | 39.036 | 39.177
NPgN | GSP | NG FES - System Transformation | Total installed storage capacity (MW) | SPADEADAM | System Transformation | Srg_BB001_NPgAggregate | MW | NPgN | Spadeadam - Not in NG FES |  | 0.01 | 0.217 | 0.423 | 0.629 | 0.638 | 0.647 | 0.657 | 0.665 | 0.675 | 0.685 | 0.705 | 0.754 | 0.77 | 0.785 | 0.94 | 0.969 | 0.991 | 1.011 | 1.029 | 1.224 | 1.329 | 1.349 | 1.455 | 1.475 | 1.496 | 1.518 | 1.54 | 1.564 | 1.588
NPgN | GSP | NG FES - System Transformation | Total installed storage capacity (MW) | SPENNYMOOR | System Transformation | Srg_BB001_NPgAggregate | MW | NPgN | Spennymoor |  | 0.245 | 11.098 | 21.932 | 32.784 | 32.979 | 33.169 | 33.407 | 33.61 | 33.857 | 34.111 | 34.853 | 37.055 | 37.421 | 37.804 | 45.539 | 46.48 | 46.999 | 47.486 | 47.973 | 57.795 | 62.941 | 63.494 | 68.693 | 69.268 | 69.877 | 70.499 | 71.157 | 71.841 | 72.556
NPgN | GSP | NG FES - System Transformation | Total installed storage capacity (MW) | STELLA NORTH | System Transformation | Srg_BB001_NPgAggregate | MW | NPgN | Stella North |  | 0.178 | 2.765 | 5.339 | 7.927 | 8.072 | 8.211 | 8.386 | 8.531 | 8.709 | 8.892 | 9.198 | 9.882 | 10.147 | 10.424 | 12.42 | 12.875 | 13.255 | 13.604 | 13.951 | 16.49 | 17.922 | 18.31 | 19.777 | 20.178 | 20.602 | 21.035 | 21.493 | 21.969 | 22.467
NPgN | GSP | NG FES - System Transformation | Total installed storage capacity (MW) | STELLA SOUTH | System Transformation | Srg_BB001_NPgAggregate | MW | NPgN | Stella South |  | 0.15 | 6.701 | 13.24 | 19.79 | 19.91 | 20.026 | 20.173 | 20.297 | 20.448 | 20.604 | 21.054 | 22.386 | 22.611 | 22.846 | 27.517 | 28.09 | 28.409 | 28.706 | 29.004 | 34.935 | 38.044 | 38.381 | 41.521 | 41.871 | 42.241 | 42.619 | 43.02 | 43.436 | 43.871
NPgN | GSP | NG FES - System Transformation | Total installed storage capacity (MW) | TYNEMOUTH | System Transformation | Srg_BB001_NPgAggregate | MW | NPgN | Tynemouth 1 |  | 17.642 | 19.469 | 21.284 | 23.11 | 23.218 | 23.326 | 23.461 | 23.58 | 23.723 | 23.871 | 24.11 | 24.611 | 24.822 | 25.043 | 26.469 | 26.817 | 27.114 | 27.398 | 27.685 | 29.517 | 30.578 | 30.909 | 32.002 | 32.351 | 32.719 | 33.096 | 33.494 | 33.908 | 34.341
NPgN | GSP | NG FES - System Transformation | Total installed storage capacity (MW) | WEST BOLDON | System Transformation | Srg_BB001_NPgAggregate | MW | NPgN | West Boldon |  | 6.746 | 7.986 | 9.21 | 10.447 | 10.594 | 10.739 | 10.921 | 11.082 | 11.275 | 11.475 | 11.744 | 12.207 | 12.492 | 12.79 | 13.875 | 14.292 | 14.692 | 15.076 | 15.463 | 16.874 | 17.775 | 18.222 | 19.167 | 19.637 | 20.135 | 20.644 | 21.181 | 21.741 | 22.326
NPgY | GSP | NG FES - System Transformation | Total installed storage capacity (MW) | BRADFORD WEST | System Transformation | Srg_BB001_NPgAggregate | MW | NPgY | Bradford West |  | 0.409 | 4.613 | 8.663 | 12.736 | 13.001 | 13.277 | 13.616 | 13.944 | 14.33 | 14.732 | 15.186 | 15.697 | 18.286 | 18.875 | 20.994 | 21.706 | 22.469 | 23.645 | 25.278 | 26.9 | 29.33 | 30.84 | 32.313 | 33.77 | 35.236 | 36.688 | 38.17 | 39.67 | 41.2
NPgY | GSP | NG FES - System Transformation | Total installed storage capacity (MW) | CAMBLESFORTH | System Transformation | Srg_BB001_NPgAggregate | MW | NPgY | Camblesforth |  | 0.09 | 1.263 | 2.359 | 3.46 | 3.528 | 3.586 | 3.663 | 3.714 | 3.781 | 3.847 | 3.916 | 4.021 | 4.679 | 4.786 | 5.324 | 5.465 | 5.622 | 5.775 | 5.952 | 6.141 | 6.517 | 6.671 | 6.816 | 6.953 | 7.095 | 7.235 | 7.38 | 7.527 | 7.678
NPgY | GSP | NG FES - System Transformation | Total installed storage capacity (MW) | CREYKE BECK | System Transformation | Srg_BB001_NPgAggregate | MW | NPgY | Creyke Beck |  | 50.282 | 70.145 | 94.924 | 119.724 | 121.204 | 122.214 | 124.489 | 125.241 | 125.939 | 126.453 | 126.979 | 127.501 | 140.98 | 141.585 | 151.838 | 152.54 | 153.279 | 153.761 | 153.923 | 154.406 | 159.878 | 160.476 | 161.175 | 161.979 | 162.882 | 163.849 | 164.913 | 166.054 | 167.278
NPgY | GSP | NG FES - System Transformation | Total installed storage capacity (MW) | DRAX | System Transformation | Srg_BB001_NPgAggregate | MW | NPgY | Drax |  | 0.089 | 2.835 | 5.513 | 8.197 | 8.262 | 8.321 | 8.397 | 8.453 | 8.523 | 8.595 | 8.671 | 8.777 | 10.271 | 10.382 | 11.545 | 11.688 | 11.848 | 12.177 | 12.716 | 13.222 | 14.256 | 14.662 | 15.034 | 15.377 | 15.706 | 16.018 | 16.322 | 16.617 | 16.907
NPgY | GSP | NG FES - System Transformation | Total installed storage capacity (MW) | ELLAND | System Transformation | Srg_BB001_NPgAggregate | MW | NPgY | Elland |  | 0.286 | 3.655 | 6.935 | 10.231 | 10.412 | 10.606 | 10.842 | 11.081 | 11.358 | 11.649 | 11.979 | 12.341 | 14.394 | 14.816 | 16.478 | 16.982 | 17.52 | 18.254 | 19.194 | 20.166 | 21.795 | 22.742 | 23.687 | 24.64 | 25.616 | 26.595 | 27.606 | 28.64 | 29.706
NPgY | GSP | NG FES - System Transformation | Total installed storage capacity (MW) | FERRYBRIDGE A | System Transformation | Srg_BB001_NPgAggregate | MW | NPgY | Ferrybridge A |  | 0.204 | 4.17 | 8.667 | 13.179 | 13.509 | 13.749 | 14.201 | 14.376 | 14.571 | 14.738 | 14.901 | 15.143 | 17.695 | 17.939 | 19.953 | 20.274 | 20.633 | 20.81 | 20.851 | 20.983 | 21.933 | 22.044 | 22.164 | 22.293 | 22.45 | 22.622 | 22.819 | 23.034 | 23.268
NPgY | GSP | NG FES - System Transformation | Total installed storage capacity (MW) | FERRYBRIDGE B | System Transformation | Srg_BB001_NPgAggregate | MW | NPgY | Ferrybridge B (_M) |  | 0.244 | 11.089 | 23.371 | 35.668 | 36.221 | 36.618 | 37.433 | 37.745 | 38.061 | 38.32 | 38.589 | 38.899 | 45.617 | 45.96 | 51.101 | 51.52 | 51.972 | 52.234 | 52.306 | 52.548 | 55.218 | 55.487 | 55.798 | 56.152 | 56.558 | 56.994 | 57.478 | 58.001 | 58.564
NPgY | GSP | NG FES - System Transformation | Total installed storage capacity (MW) | GRIMSBY WEST | System Transformation | Srg_BB001_NPgAggregate | MW | NPgY | Grimsby West |  | 0.408 | 5.933 | 11.069 | 16.235 | 16.548 | 16.814 | 17.165 | 17.382 | 17.672 | 17.96 | 18.248 | 18.72 | 21.783 | 22.251 | 24.755 | 25.383 | 26.093 | 26.756 | 27.519 | 28.33 | 30.003 | 30.632 | 31.213 | 31.751 | 32.304 | 32.846 | 33.404 | 33.97 | 34.547
NPgY | GSP | NG FES - System Transformation | Total installed storage capacity (MW) | JORDANTHORPE | System Transformation | Srg_BB001_NPgAggregate | MW | NPgY | Jordanthorpe |  | 0.066 | 0.657 | 1.315 | 1.978 | 2.052 | 2.112 | 2.211 | 2.265 | 2.328 | 2.387 | 2.45 | 2.53 | 2.944 | 3.031 | 3.372 | 3.482 | 3.601 | 3.714 | 3.828 | 3.958 | 4.204 | 4.328 | 4.452 | 4.577 | 4.71 | 4.844 | 4.986 | 5.134 | 5.287
NPgY | GSP | NG FES - System Transformation | Total installed storage capacity (MW) | KEADBY | System Transformation | Srg_BB001_NPgAggregate | MW | NPgY | Keadby |  | 0.399 | 24.862 | 49.004 | 73.174 | 73.468 | 73.73 | 74.069 | 74.31 | 74.617 | 74.927 | 75.251 | 75.721 | 88.784 | 89.272 | 99.25 | 99.885 | 100.591 | 101.855 | 103.839 | 105.796 | 112.55 | 114.064 | 115.45 | 116.731 | 117.967 | 119.143 | 120.296 | 121.425 | 122.538
NPgY | GSP | NG FES - System Transformation | Total installed storage capacity (MW) | KIRKSTALL B | System Transformation | Srg_BB001_NPgAggregate | MW | NPgY | Kirkstall B |  | 0.161 | 4.339 | 10.847 | 17.365 | 18.061 | 18.527 | 19.595 | 19.926 | 20.229 | 20.442 | 20.653 | 20.871 | 24.477 | 24.723 | 27.493 | 27.782 | 28.089 | 27.786 | 26.809 | 26.1 | 26.645 | 26.179 | 25.836 | 25.601 | 25.464 | 25.4 | 25.416 | 25.498 | 25.642
NPgY | GSP | NG FES - System Transformation | Total installed storage capacity (MW) | NEEPSEND | System Transformation | Srg_BB001_NPgAggregate | MW | NPgY | Neepsend |  | 0.063 | 0.456 | 0.865 | 1.277 | 1.322 | 1.369 | 1.432 | 1.49 | 1.556 | 1.625 | 1.704 | 1.785 | 2.075 | 2.173 | 2.417 | 2.531 | 2.651 | 2.817 | 3.024 | 3.24 | 3.542 | 3.761 | 3.982 | 4.208 | 4.441 | 4.675 | 4.918 | 5.167 | 5.425
NPgY | GSP | NG FES - System Transformation | Total installed storage capacity (MW) | NORTON LEES | System Transformation | Srg_BB001_NPgAggregate | MW | NPgY | Norton Lees |  | 0.092 | 0.406 | 0.699 | 0.997 | 1.066 | 1.132 | 1.219 | 1.288 | 1.37 | 1.453 | 1.545 | 1.657 | 1.908 | 2.032 | 2.263 | 2.417 | 2.584 | 2.776 | 3.004 | 3.242 | 3.523 | 3.751 | 3.976 | 4.201 | 4.434 | 4.668 | 4.91 | 5.159 | 5.416
NPgY | GSP | NG FES - System Transformation | Total installed storage capacity (MW) | PITSMOOR 3/4 | System Transformation | Srg_BB001_NPgAggregate | MW | NPgY | Pitsmoor |  | 0.035 | 0.196 | 0.353 | 0.512 | 0.538 | 0.564 | 0.598 | 0.625 | 0.658 | 0.692 | 0.729 | 0.772 | 0.893 | 0.943 | 1.049 | 1.109 | 1.174 | 1.252 | 1.346 | 1.445 | 1.571 | 1.668 | 1.763 | 1.86 | 1.96 | 2.06 | 2.164 | 2.271 | 2.381
NPgY | GSP | NG FES - System Transformation | Total installed storage capacity (MW) | SALTEND NORTH | System Transformation | Srg_BB001_NPgAggregate | MW | NPgY | Saltend North |  | 0.206 | 0.991 | 1.56 | 2.146 | 2.308 | 2.441 | 2.62 | 2.721 | 2.86 | 2.996 | 3.129 | 3.364 | 3.84 | 4.067 | 4.532 | 4.843 | 5.197 | 5.565 | 6.036 | 6.502 | 6.986 | 7.336 | 7.648 | 7.927 | 8.204 | 8.468 | 8.733 | 8.996 | 9.259
NPgY | GSP | NG FES - System Transformation | Total installed storage capacity (MW) | SHEFFIELD CITY | System Transformation | Srg_BB001_NPgAggregate | MW | NPgY | Sheffield City |  | 0.158 | 0.533 | 0.751 | 0.982 | 1.111 | 1.216 | 1.358 | 1.434 | 1.54 | 1.641 | 1.739 | 1.919 | 2.167 | 2.338 | 2.608 | 2.845 | 3.115 | 3.318 | 3.516 | 3.733 | 3.909 | 4.062 | 4.198 | 4.316 | 4.441 | 4.563 | 4.691 | 4.823 | 4.957
NPgY | GSP | NG FES - System Transformation | Total installed storage capacity (MW) | SKELTON GRANGE | System Transformation | Srg_BB001_NPgAggregate | MW | NPgY | Skelton Grange |  | 0.447 | 22.101 | 32.484 | 42.893 | 40.409 | 39.046 | 35.056 | 34.496 | 34.23 | 34.437 | 34.815 | 35.304 | 41.255 | 41.859 | 46.511 | 47.263 | 48.077 | 47.994 | 46.933 | 46.318 | 47.688 | 47.449 | 47.403 | 47.533 | 47.834 | 48.256 | 48.825 | 49.514 | 50.321
NPgY | GSP | NG FES - System Transformation | Total installed storage capacity (MW) | TEMPLEBOROUGH 275/33KV | System Transformation | Srg_BB001_NPgAggregate | MW | NPgY | Templeborough |  | 0.085 | 0.636 | 1.204 | 1.779 | 1.88 | 1.952 | 2.075 | 2.118 | 2.176 | 2.226 | 2.269 | 2.364 | 2.728 | 2.812 | 3.132 | 3.254 | 3.396 | 3.448 | 3.448 | 3.472 | 3.553 | 3.546 | 3.534 | 3.514 | 3.501 | 3.49 | 3.483 | 3.479 | 3.477
NPgY | GSP | NG FES - System Transformation | Total installed storage capacity (MW) | THURCROFT | System Transformation | Srg_BB001_NPgAggregate | MW | NPgY | Thurcroft |  | 50.131 | 56.725 | 63.477 | 70.244 | 70.486 | 70.686 | 71.005 | 71.184 | 71.394 | 71.594 | 71.806 | 72.086 | 75.866 | 76.165 | 79.106 | 79.485 | 79.901 | 80.326 | 80.806 | 81.345 | 83.189 | 83.66 | 84.122 | 84.581 | 85.057 | 85.535 | 86.034 | 86.547 | 87.077
NPgY | GSP | NG FES - System Transformation | Total installed storage capacity (MW) | WEST MELTON / THORPE MARSH | System Transformation | Srg_BB001_NPgAggregate | MW | NPgY | Thorpe Marsh |  | 20.247 | 26.064 | 31.852 | 37.653 | 37.8 | 37.969 | 38.171 | 38.399 | 38.659 | 38.934 | 39.253 | 39.574 | 42.919 | 43.309 | 45.915 | 46.368 | 46.844 | 47.687 | 48.896 | 50.103 | 52.519 | 53.663 | 54.788 | 55.913 | 57.043 | 58.164 | 59.308 | 60.466 | 61.648
NPgY | GSP | NG FES - System Transformation | Total installed storage capacity (MW) | WEST MELTON SECTION 3 | System Transformation | Srg_BB001_NPgAggregate | MW | NPgY | West Melton |  | 1.421 | 8.92 | 16.988 | 25.067 | 25.346 | 25.587 | 26.001 | 26.254 | 26.523 | 26.781 | 27.073 | 27.363 | 31.873 | 32.224 | 35.692 | 36.098 | 36.524 | 37.07 | 37.714 | 38.435 | 40.806 | 41.539 | 42.291 | 43.072 | 43.883 | 44.707 | 45.569 | 46.459 | 47.383
NPgY | GSP | NG FES - System Transformation | Total installed storage capacity (MW) | WINCOBANK | System Transformation | Srg_BB001_NPgAggregate | MW | NPgY | Wincobank |  | 0.01 | 0.809 | 1.847 | 2.886 | 2.952 | 2.995 | 3.097 | 3.126 | 3.151 | 3.167 | 3.183 | 3.197 | 3.755 | 3.771 | 4.193 | 4.212 | 4.231 | 4.191 | 4.084 | 4.004 | 4.129 | 4.072 | 4.027 | 3.992 | 3.966 | 3.948 | 3.937 | 3.931 | 3.932
NPgN | GSP | NPg Best View | Total installed biomass capacity (MW) | BLYTH 66kV | NPg Best View (Not in FES) | Gen_BB010 | MW | NPgN | Blyth 66kV |  | 31.7 | 31.842 | 32.017 | 32.193 | 32.368 | 32.544 | 32.107 | 32.111 | 31.857 | 31.861 | 31.867 | 31.666 | 31.666 | 30.725 | 30.778 | 29.457 | 29.516 | 28.198 | 28.263 | 26.955 | 24.472 | 23.17 | 23.247 | 21.952 | 22.037 | 22.126 | 22.218 | 22.315 | 22.416
NPgN | GSP | NPg Best View | Total installed biomass capacity (MW) | BLYTH 132kV | NPg Best View (Not in FES) | Gen_BB010 | MW | NPgN | Blyth 132kV |  | 380 | 380.31 | 380.621 | 380.931 | 381.242 | 381.552 | 380.779 | 380.787 | 380.337 | 380.345 | 380.356 | 380 | 380 | 368.708 | 369.349 | 353.495 | 354.196 | 338.383 | 339.165 | 323.462 | 293.67 | 278.045 | 278.974 | 263.433 | 264.448 | 265.513 | 266.622 | 267.785 | 268.994
NPgN | GSP | NPg Best View | Total installed biomass capacity (MW) | FOURSTONES | NPg Best View (Not in FES) | Gen_BB010 | MW | NPgN | Fourstones |  | 0 | 0.016 | 0.032 | 0.048 | 0.064 | 0.08 | 0.04 | 0.041 | 0.017 | 0.018 | 0.018 | 0 | 0 | 0 | 0 | 0 | 0 | 0 | 0 | 0 | 0 | 0 | 0 | 0 | 0 | 0 | 0 | 0 | 0
NPgN | GSP | NPg Best View | Total installed biomass capacity (MW) | HARTMOOR | NPg Best View (Not in FES) | Gen_BB010 | MW | NPgN | Hart Moor |  | 0 | 0.087 | 0.174 | 0.26 | 0.347 | 0.434 | 0.218 | 0.22 | 0.094 | 0.097 | 0.099 | 0 | 0 | 0 | 0 | 0 | 0 | 0 | 0 | 0 | 0 | 0 | 0 | 0 | 0 | 0 | 0 | 0 | 0
NPgN | GSP | NPg Best View | Total installed biomass capacity (MW) | HAWTHORN PIT GRID | NPg Best View (Not in FES) | Gen_BB010 | MW | NPgN | Hawthorn Pit |  | 0 | 0.091 | 0.181 | 0.272 | 0.363 | 0.453 | 0.228 | 0.23 | 0.098 | 0.101 | 0.104 | 0 | 0 | 0 | 0 | 0 | 0 | 0 | 0 | 0 | 0 | 0 | 0 | 0 | 0 | 0 | 0 | 0 | 0
NPgN | GSP | NPg Best View | Total installed biomass capacity (MW) | KNARESBOROUGH | NPg Best View (Not in FES) | Gen_BB010 | MW | NPgN | Knaresborough |  | 0.475 | 0.836 | 1.197 | 1.558 | 1.919 | 2.28 | 1.381 | 1.39 | 0.867 | 0.877 | 0.888 | 0.475 | 0.475 | 0.461 | 0.462 | 0.442 | 0.443 | 0.423 | 0.424 | 0.404 | 0.367 | 0.348 | 0.349 | 0.329 | 0.331 | 0.332 | 0.333 | 0.335 | 0.336
NPgN | GSP | NPg Best View | Total installed biomass capacity (MW) | LACKENBY | NPg Best View (Not in FES) | Gen_BB010 | MW | NPgN | Lackenby |  | 0.39 | 0.484 | 0.577 | 0.671 | 0.764 | 0.858 | 0.625 | 0.627 | 0.492 | 0.494 | 0.497 | 0.39 | 0.39 | 0.378 | 0.379 | 0.363 | 0.364 | 0.347 | 0.348 | 0.332 | 0.301 | 0.285 | 0.286 | 0.27 | 0.271 | 0.272 | 0.274 | 0.275 | 0.276
NPgN | GSP | NPg Best View | Total installed biomass capacity (MW) | NORTON | NPg Best View (Not in FES) | Gen_BB010 | MW | NPgN | Norton |  | 0 | 0.744 | 1.487 | 2.231 | 2.974 | 3.718 | 1.866 | 1.884 | 0.807 | 0.827 | 0.851 | 0 | 0 | 0 | 0 | 0 | 0 | 0 | 0 | 0 | 0 | 0 | 0 | 0 | 0 | 0 | 0 | 0 | 0
NPgN | GSP | NPg Best View | Total installed biomass capacity (MW) | OFFERTON | NPg Best View (Not in FES) | Gen_BB010 | MW | NPgN | Offerton |  | 0 | 0.006 | 0.013 | 0.019 | 0.026 | 0.032 | 0.016 | 0.016 | 0.007 | 0.007 | 0.007 | 0 | 0 | 0 | 0 | 0 | 0 | 0 | 0 | 0 | 0 | 0 | 0 | 0 | 0 | 0 | 0 | 0 | 0
NPgN | GSP | NPg Best View | Total installed biomass capacity (MW) | OSBALDWICK | NPg Best View (Not in FES) | Gen_BB010 | MW | NPgN | Osbaldwick |  | 0.5 | 1.384 | 2.268 | 3.151 | 4.035 | 4.919 | 2.718 | 2.74 | 1.459 | 1.483 | 1.512 | 0.5 | 0.5 | 0.485 | 0.486 | 0.465 | 0.466 | 0.445 | 0.446 | 0.426 | 0.386 | 0.366 | 0.367 | 0.347 | 0.348 | 0.349 | 0.351 | 0.352 | 0.354
NPgN | GSP | NPg Best View | Total installed biomass capacity (MW) | POPPLETON | NPg Best View (Not in FES) | Gen_BB010 | MW | NPgN | Poppleton |  | 0 | 0.027 | 0.054 | 0.081 | 0.109 | 0.136 | 0.068 | 0.069 | 0.029 | 0.03 | 0.031 | 0 | 0 | 0 | 0 | 0 | 0 | 0 | 0 | 0 | 0 | 0 | 0 | 0 | 0 | 0 | 0 | 0 | 0
NPgN | GSP | NPg Best View | Total installed biomass capacity (MW) | SALTHOLME | NPg Best View (Not in FES) | Gen_BB010 | MW | NPgN | Saltholme |  | 49 | 49.007 | 49.014 | 49.02 | 49.027 | 49.034 | 49.017 | 49.017 | 49.007 | 49.008 | 49.008 | 49 | 49 | 47.544 | 47.627 | 45.582 | 45.673 | 43.634 | 43.734 | 41.71 | 37.868 | 35.853 | 35.973 | 33.969 | 34.1 | 34.237 | 34.38 | 34.53 | 34.686
NPgN | GSP | NPg Best View | Total installed biomass capacity (MW) | SOUTH SHIELDS | NPg Best View (Not in FES) | Gen_BB010 | MW | NPgN | South Shields |  | 0 | 0 | 0 | 0 | 0 | 0 | 0 | 0 | 0 | 0 | 0 | 0 | 0 | 0 | 0 | 0 | 0 | 0 | 0 | 0 | 0 | 0 | 0 | 0 | 0 | 0 | 0 | 0 | 0
NPgN | GSP | NPg Best View | Total installed biomass capacity (MW) | SPADEADAM | NPg Best View (Not in FES) | Gen_BB010 | MW | NPgN | Spadeadam - Not in NG FES |  | 0 | 0.013 | 0.025 | 0.038 | 0.05 | 0.063 | 0.032 | 0.032 | 0.014 | 0.014 | 0.014 | 0 | 0 | 0 | 0 | 0 | 0 | 0 | 0 | 0 | 0 | 0 | 0 | 0 | 0 | 0 | 0 | 0 | 0
NPgN | GSP | NPg Best View | Total installed biomass capacity (MW) | SPENNYMOOR | NPg Best View (Not in FES) | Gen_BB010 | MW | NPgN | Spennymoor |  | 17.673 | 18.264 | 18.854 | 19.445 | 20.035 | 20.626 | 19.155 | 19.169 | 18.314 | 18.33 | 18.349 | 17.673 | 17.673 | 17.148 | 17.178 | 16.44 | 16.473 | 15.737 | 15.774 | 15.044 | 13.658 | 12.931 | 12.975 | 12.252 | 12.299 | 12.348 | 12.4 | 12.454 | 12.51
NPgN | GSP | NPg Best View | Total installed biomass capacity (MW) | STELLA NORTH | NPg Best View (Not in FES) | Gen_BB010 | MW | NPgN | Stella North |  | 0 | 0.041 | 0.082 | 0.123 | 0.164 | 0.204 | 0.103 | 0.104 | 0.044 | 0.045 | 0.047 | 0 | 0 | 0 | 0 | 0 | 0 | 0 | 0 | 0 | 0 | 0 | 0 | 0 | 0 | 0 | 0 | 0 | 0
NPgN | GSP | NPg Best View | Total installed biomass capacity (MW) | STELLA SOUTH | NPg Best View (Not in FES) | Gen_BB010 | MW | NPgN | Stella South |  | 3.5 | 3.788 | 4.077 | 4.365 | 4.654 | 4.942 | 4.224 | 4.231 | 3.813 | 3.821 | 3.83 | 3.5 | 3.5 | 3.396 | 3.402 | 3.256 | 3.262 | 3.117 | 3.124 | 2.979 | 2.705 | 2.561 | 2.57 | 2.426 | 2.436 | 2.446 | 2.456 | 2.466 | 2.478
NPgN | GSP | NPg Best View | Total installed biomass capacity (MW) | TYNEMOUTH | NPg Best View (Not in FES) | Gen_BB010 | MW | NPgN | Tynemouth 1 |  | 0 | 0.011 | 0.022 | 0.033 | 0.044 | 0.055 | 0.028 | 0.028 | 0.012 | 0.012 | 0.013 | 0 | 0 | 0 | 0 | 0 | 0 | 0 | 0 | 0 | 0 | 0 | 0 | 0 | 0 | 0 | 0 | 0 | 0
NPgN | GSP | NPg Best View | Total installed biomass capacity (MW) | WEST BOLDON | NPg Best View (Not in FES) | Gen_BB010 | MW | NPgN | West Boldon |  | 0 | 0.035 | 0.069 | 0.104 | 0.138 | 0.173 | 0.087 | 0.087 | 0.037 | 0.038 | 0.04 | 0 | 0 | 0 | 0 | 0 | 0 | 0 | 0 | 0 | 0 | 0 | 0 | 0 | 0 | 0 | 0 | 0 | 0
NPgY | GSP | NPg Best View | Total installed biomass capacity (MW) | BRADFORD WEST | NPg Best View (Not in FES) | Gen_BB010 | MW | NPgY | Bradford West |  | 0 | 0.227 | 0.455 | 0.682 | 0.91 | 1.137 | 0.764 | 0.769 | 0.552 | 0.557 | 0.564 | 0.186 | 0.193 | 0 | 0 | 0 | 0 | 0 | 0 | 0 | 0 | 0 | 0 | 0 | 0 | 0 | 0 | 0 | 0
NPgY | GSP | NPg Best View | Total installed biomass capacity (MW) | CAMBLESFORTH | NPg Best View (Not in FES) | Gen_BB010 | MW | NPgY | Camblesforth |  | 0 | 0.039 | 0.078 | 0.117 | 0.156 | 0.195 | 0.131 | 0.132 | 0.095 | 0.096 | 0.097 | 0.032 | 0.033 | 0 | 0 | 0 | 0 | 0 | 0 | 0 | 0 | 0 | 0 | 0 | 0 | 0 | 0 | 0 | 0
NPgY | GSP | NPg Best View | Total installed biomass capacity (MW) | CREYKE BECK | NPg Best View (Not in FES) | Gen_BB010 | MW | NPgY | Creyke Beck |  | 32.216 | 33.869 | 35.522 | 37.175 | 38.828 | 40.481 | 37.765 | 37.8 | 36.225 | 36.264 | 36.311 | 33.567 | 33.62 | 31.259 | 31.313 | 29.969 | 30.028 | 28.688 | 28.754 | 27.423 | 24.897 | 23.572 | 23.651 | 22.334 | 22.42 | 22.51 | 22.604 | 22.702 | 22.805
NPgY | GSP | NPg Best View | Total installed biomass capacity (MW) | DRAX | NPg Best View (Not in FES) | Gen_BB010 | MW | NPgY | Drax |  | 0 | 0.199 | 0.397 | 0.596 | 0.794 | 0.993 | 0.666 | 0.671 | 0.481 | 0.486 | 0.492 | 0.162 | 0.169 | 0 | 0 | 0 | 0 | 0 | 0 | 0 | 0 | 0 | 0 | 0 | 0 | 0 | 0 | 0 | 0
NPgY | GSP | NPg Best View | Total installed biomass capacity (MW) | ELLAND | NPg Best View (Not in FES) | Gen_BB010 | MW | NPgY | Elland |  | 0 | 0.225 | 0.45 | 0.675 | 0.899 | 1.124 | 0.755 | 0.76 | 0.545 | 0.551 | 0.557 | 0.184 | 0.191 | 0 | 0 | 0 | 0 | 0 | 0 | 0 | 0 | 0 | 0 | 0 | 0 | 0 | 0 | 0 | 0
NPgY | GSP | NPg Best View | Total installed biomass capacity (MW) | FERRYBRIDGE A | NPg Best View (Not in FES) | Gen_BB010 | MW | NPgY | Ferrybridge A |  | 2.4 | 2.725 | 3.05 | 3.376 | 3.701 | 4.026 | 3.492 | 3.499 | 3.189 | 3.196 | 3.206 | 2.666 | 2.676 | 2.329 | 2.333 | 2.233 | 2.237 | 2.137 | 2.142 | 2.043 | 1.855 | 1.756 | 1.762 | 1.664 | 1.67 | 1.677 | 1.684 | 1.691 | 1.699
NPgY | GSP | NPg Best View | Total installed biomass capacity (MW) | FERRYBRIDGE B | NPg Best View (Not in FES) | Gen_BB010 | MW | NPgY | Ferrybridge B (_M) |  | 1.792 | 2.625 | 3.459 | 4.292 | 5.126 | 5.959 | 4.59 | 4.608 | 3.813 | 3.833 | 3.857 | 2.473 | 2.5 | 1.739 | 1.742 | 1.667 | 1.67 | 1.596 | 1.599 | 1.525 | 1.385 | 1.311 | 1.316 | 1.242 | 1.247 | 1.252 | 1.257 | 1.263 | 1.269
NPgY | GSP | NPg Best View | Total installed biomass capacity (MW) | GRIMSBY WEST | NPg Best View (Not in FES) | Gen_BB010 | MW | NPgY | Grimsby West |  | 0.5 | 1.035 | 1.57 | 2.105 | 2.64 | 3.175 | 2.296 | 2.307 | 1.797 | 1.81 | 1.825 | 0.937 | 0.954 | 0.485 | 0.486 | 0.465 | 0.466 | 0.445 | 0.446 | 0.426 | 0.386 | 0.366 | 0.367 | 0.347 | 0.348 | 0.349 | 0.351 | 0.352 | 0.354
NPgY | GSP | NPg Best View | Total installed biomass capacity (MW) | JORDANTHORPE | NPg Best View (Not in FES) | Gen_BB010 | MW | NPgY | Jordanthorpe |  | 0 | 0.025 | 0.051 | 0.076 | 0.101 | 0.127 | 0.085 | 0.086 | 0.061 | 0.062 | 0.063 | 0.021 | 0.021 | 0 | 0 | 0 | 0 | 0 | 0 | 0 | 0 | 0 | 0 | 0 | 0 | 0 | 0 | 0 | 0
NPgY | GSP | NPg Best View | Total installed biomass capacity (MW) | KEADBY | NPg Best View (Not in FES) | Gen_BB010 | MW | NPgY | Keadby |  | 63.554 | 66.311 | 69.067 | 71.824 | 74.581 | 77.337 | 72.808 | 72.867 | 70.239 | 70.306 | 70.383 | 65.808 | 65.895 | 61.665 | 61.773 | 59.121 | 59.238 | 56.594 | 56.724 | 54.098 | 49.116 | 46.502 | 46.658 | 44.058 | 44.228 | 44.406 | 44.592 | 44.786 | 44.989
NPgY | GSP | NPg Best View | Total installed biomass capacity (MW) | KIRKSTALL B | NPg Best View (Not in FES) | Gen_BB010 | MW | NPgY | Kirkstall B |  | 0 | 0.094 | 0.188 | 0.282 | 0.376 | 0.469 | 0.315 | 0.317 | 0.228 | 0.23 | 0.233 | 0.077 | 0.08 | 0 | 0 | 0 | 0 | 0 | 0 | 0 | 0 | 0 | 0 | 0 | 0 | 0 | 0 | 0 | 0
NPgY | GSP | NPg Best View | Total installed biomass capacity (MW) | NEEPSEND | NPg Best View (Not in FES) | Gen_BB010 | MW | NPgY | Neepsend |  | 0 | 0.009 | 0.018 | 0.026 | 0.035 | 0.044 | 0.029 | 0.03 | 0.021 | 0.021 | 0.022 | 0.007 | 0.007 | 0 | 0 | 0 | 0 | 0 | 0 | 0 | 0 | 0 | 0 | 0 | 0 | 0 | 0 | 0 | 0
NPgY | GSP | NPg Best View | Total installed biomass capacity (MW) | NORTON LEES | NPg Best View (Not in FES) | Gen_BB010 | MW | NPgY | Norton Lees |  | 0 | 0 | 0 | 0 | 0 | 0 | 0 | 0 | 0 | 0 | 0 | 0 | 0 | 0 | 0 | 0 | 0 | 0 | 0 | 0 | 0 | 0 | 0 | 0 | 0 | 0 | 0 | 0 | 0
NPgY | GSP | NPg Best View | Total installed biomass capacity (MW) | PITSMOOR 3/4 | NPg Best View (Not in FES) | Gen_BB010 | MW | NPgY | Pitsmoor |  | 0 | 0 | 0 | 0 | 0 | 0 | 0 | 0 | 0 | 0 | 0 | 0 | 0 | 0 | 0 | 0 | 0 | 0 | 0 | 0 | 0 | 0 | 0 | 0 | 0 | 0 | 0 | 0 | 0
NPgY | GSP | NPg Best View | Total installed biomass capacity (MW) | SALTEND NORTH | NPg Best View (Not in FES) | Gen_BB010 | MW | NPgY | Saltend North |  | 0 | 0.001 | 0.002 | 0.003 | 0.004 | 0.005 | 0.003 | 0.003 | 0.002 | 0.003 | 0.003 | 0.001 | 0.001 | 0 | 0 | 0 | 0 | 0 | 0 | 0 | 0 | 0 | 0 | 0 | 0 | 0 | 0 | 0 | 0
NPgY | GSP | NPg Best View | Total installed biomass capacity (MW) | SHEFFIELD CITY | NPg Best View (Not in FES) | Gen_BB010 | MW | NPgY | Sheffield City |  | 0 | 0.002 | 0.004 | 0.005 | 0.007 | 0.009 | 0.006 | 0.006 | 0.004 | 0.004 | 0.004 | 0.001 | 0.002 | 0 | 0 | 0 | 0 | 0 | 0 | 0 | 0 | 0 | 0 | 0 | 0 | 0 | 0 | 0 | 0
NPgY | GSP | NPg Best View | Total installed biomass capacity (MW) | SKELTON GRANGE | NPg Best View (Not in FES) | Gen_BB010 | MW | NPgY | Skelton Grange |  | 0.903 | 1.147 | 1.39 | 1.634 | 1.878 | 2.121 | 1.721 | 1.726 | 1.494 | 1.5 | 1.507 | 1.102 | 1.11 | 0.876 | 0.878 | 0.84 | 0.842 | 0.804 | 0.806 | 0.769 | 0.698 | 0.661 | 0.663 | 0.626 | 0.628 | 0.631 | 0.634 | 0.636 | 0.639
NPgY | GSP | NPg Best View | Total installed biomass capacity (MW) | TEMPLEBOROUGH 275/33KV | NPg Best View (Not in FES) | Gen_BB010 | MW | NPgY | Templeborough |  | 0 | 0.007 | 0.013 | 0.02 | 0.027 | 0.033 | 0.022 | 0.023 | 0.016 | 0.016 | 0.017 | 0.005 | 0.006 | 0 | 0 | 0 | 0 | 0 | 0 | 0 | 0 | 0 | 0 | 0 | 0 | 0 | 0 | 0 | 0
NPgY | GSP | NPg Best View | Total installed biomass capacity (MW) | THURCROFT | NPg Best View (Not in FES) | Gen_BB010 | MW | NPgY | Thurcroft |  | 0 | 0.695 | 1.391 | 2.086 | 2.781 | 3.477 | 2.334 | 2.349 | 1.686 | 1.703 | 1.722 | 0.568 | 0.591 | 0 | 0 | 0 | 0 | 0 | 0 | 0 | 0 | 0 | 0 | 0 | 0 | 0 | 0 | 0 | 0
NPgY | GSP | NPg Best View | Total installed biomass capacity (MW) | WEST MELTON / THORPE MARSH | NPg Best View (Not in FES) | Gen_BB010 | MW | NPgY | Thorpe Marsh |  | 32 | 32.634 | 33.269 | 33.903 | 34.538 | 35.172 | 34.13 | 34.143 | 33.539 | 33.554 | 33.572 | 32.519 | 32.539 | 31.049 | 31.103 | 29.768 | 29.827 | 28.495 | 28.561 | 27.239 | 24.73 | 23.414 | 23.493 | 22.184 | 22.269 | 22.359 | 22.452 | 22.55 | 22.652
NPgY | GSP | NPg Best View | Total installed biomass capacity (MW) | WEST MELTON SECTION 3 | NPg Best View (Not in FES) | Gen_BB010 | MW | NPgY | West Melton |  | 9.88 | 10.559 | 11.238 | 11.917 | 12.596 | 13.276 | 12.16 | 12.174 | 11.527 | 11.543 | 11.562 | 10.435 | 10.457 | 9.586 | 9.603 | 9.191 | 9.209 | 8.798 | 8.818 | 8.41 | 7.635 | 7.229 | 7.253 | 6.849 | 6.876 | 6.903 | 6.932 | 6.962 | 6.994
NPgY | GSP | NPg Best View | Total installed biomass capacity (MW) | WINCOBANK | NPg Best View (Not in FES) | Gen_BB010 | MW | NPgY | Wincobank |  | 42.75 | 42.774 | 42.797 | 42.821 | 42.845 | 42.868 | 42.829 | 42.83 | 42.807 | 42.808 | 42.809 | 42.769 | 42.77 | 41.48 | 41.552 | 39.768 | 39.847 | 38.068 | 38.156 | 36.39 | 33.038 | 31.28 | 31.385 | 29.636 | 29.75 | 29.87 | 29.995 | 30.126 | 30.262
NPgN | GSP | NG FES - Consumer Transformation | Total installed biomass capacity (MW) | BLYTH 66kV | Consumer Transformation | Gen_BB010 | MW | NPgN | Blyth 66kV |  | 31.7 | 31.744 | 31.822 | 31.9 | 31.978 | 32.056 | 31.666 | 31.666 | 31.073 | 31.095 | 31.12 | 28.499 | 28.528 | 26.234 | 26.266 | 24.922 | 24.956 | 23.614 | 23.653 | 22.316 | 22.358 | 18.471 | 18.517 | 17.188 | 17.238 | 17.29 | 17.345 | 17.401 | 17.461
NPgN | GSP | NG FES - Consumer Transformation | Total installed biomass capacity (MW) | BLYTH 132kV | Consumer Transformation | Gen_BB010 | MW | NPgN | Blyth 132kV |  | 380 | 380.138 | 380.276 | 380.414 | 380.552 | 380.69 | 380 | 380 | 372.878 | 373.148 | 373.448 | 341.991 | 342.348 | 314.82 | 315.198 | 299.072 | 299.479 | 283.379 | 283.837 | 267.799 | 268.297 | 221.658 | 222.212 | 206.262 | 206.862 | 207.488 | 208.143 | 208.822 | 209.535
NPgN | GSP | NG FES - Consumer Transformation | Total installed biomass capacity (MW) | FOURSTONES | Consumer Transformation | Gen_BB010 | MW | NPgN | Fourstones |  | 0 | 0.007 | 0.014 | 0.021 | 0.029 | 0.036 | 0 | 0 | 0 | 0 | 0 | 0 | 0 | 0 | 0 | 0 | 0 | 0 | 0 | 0 | 0 | 0 | 0 | 0 | 0 | 0 | 0 | 0 | 0
NPgN | GSP | NG FES - Consumer Transformation | Total installed biomass capacity (MW) | HARTMOOR | Consumer Transformation | Gen_BB010 | MW | NPgN | Hart Moor |  | 0 | 0.039 | 0.077 | 0.116 | 0.154 | 0.193 | 0 | 0 | 0 | 0 | 0 | 0 | 0 | 0 | 0 | 0 | 0 | 0 | 0 | 0 | 0 | 0 | 0 | 0 | 0 | 0 | 0 | 0 | 0
NPgN | GSP | NG FES - Consumer Transformation | Total installed biomass capacity (MW) | HAWTHORN PIT GRID | Consumer Transformation | Gen_BB010 | MW | NPgN | Hawthorn Pit |  | 0 | 0.04 | 0.081 | 0.121 | 0.161 | 0.202 | 0 | 0 | 0 | 0 | 0 | 0 | 0 | 0 | 0 | 0 | 0 | 0 | 0 | 0 | 0 | 0 | 0 | 0 | 0 | 0 | 0 | 0 | 0
NPgN | GSP | NG FES - Consumer Transformation | Total installed biomass capacity (MW) | KNARESBOROUGH | Consumer Transformation | Gen_BB010 | MW | NPgN | Knaresborough |  | 0.475 | 0.635 | 0.796 | 0.956 | 1.117 | 1.277 | 0.475 | 0.475 | 0.466 | 0.466 | 0.467 | 0.427 | 0.428 | 0.394 | 0.394 | 0.374 | 0.374 | 0.354 | 0.355 | 0.335 | 0.335 | 0.277 | 0.278 | 0.258 | 0.259 | 0.259 | 0.26 | 0.261 | 0.262
NPgN | GSP | NG FES - Consumer Transformation | Total installed biomass capacity (MW) | LACKENBY | Consumer Transformation | Gen_BB010 | MW | NPgN | Lackenby |  | 0.39 | 0.432 | 0.473 | 0.515 | 0.556 | 0.598 | 0.39 | 0.39 | 0.383 | 0.383 | 0.383 | 0.351 | 0.351 | 0.323 | 0.323 | 0.307 | 0.307 | 0.291 | 0.291 | 0.275 | 0.275 | 0.227 | 0.228 | 0.212 | 0.212 | 0.213 | 0.214 | 0.214 | 0.215
NPgN | GSP | NG FES - Consumer Transformation | Total installed biomass capacity (MW) | NORTON | Consumer Transformation | Gen_BB010 | MW | NPgN | Norton |  | 0 | 0.33 | 0.661 | 0.991 | 1.322 | 1.652 | 0 | 0 | 0 | 0 | 0 | 0 | 0 | 0 | 0 | 0 | 0 | 0 | 0 | 0 | 0 | 0 | 0 | 0 | 0 | 0 | 0 | 0 | 0
NPgN | GSP | NG FES - Consumer Transformation | Total installed biomass capacity (MW) | OFFERTON | Consumer Transformation | Gen_BB010 | MW | NPgN | Offerton |  | 0 | 0.003 | 0.006 | 0.009 | 0.011 | 0.014 | 0 | 0 | 0 | 0 | 0 | 0 | 0 | 0 | 0 | 0 | 0 | 0 | 0 | 0 | 0 | 0 | 0 | 0 | 0 | 0 | 0 | 0 | 0
NPgN | GSP | NG FES - Consumer Transformation | Total installed biomass capacity (MW) | OSBALDWICK | Consumer Transformation | Gen_BB010 | MW | NPgN | Osbaldwick |  | 0.5 | 0.893 | 1.286 | 1.678 | 2.071 | 2.464 | 0.5 | 0.5 | 0.491 | 0.491 | 0.491 | 0.45 | 0.45 | 0.414 | 0.415 | 0.394 | 0.394 | 0.373 | 0.373 | 0.352 | 0.353 | 0.292 | 0.292 | 0.271 | 0.272 | 0.273 | 0.274 | 0.275 | 0.276
NPgN | GSP | NG FES - Consumer Transformation | Total installed biomass capacity (MW) | POPPLETON | Consumer Transformation | Gen_BB010 | MW | NPgN | Poppleton |  | 0 | 0.012 | 0.024 | 0.036 | 0.048 | 0.06 | 0 | 0 | 0 | 0 | 0 | 0 | 0 | 0 | 0 | 0 | 0 | 0 | 0 | 0 | 0 | 0 | 0 | 0 | 0 | 0 | 0 | 0 | 0
NPgN | GSP | NG FES - Consumer Transformation | Total installed biomass capacity (MW) | SALTHOLME | Consumer Transformation | Gen_BB010 | MW | NPgN | Saltholme |  | 49 | 49.003 | 49.006 | 49.009 | 49.012 | 49.015 | 49 | 49 | 48.082 | 48.116 | 48.155 | 44.099 | 44.145 | 40.595 | 40.644 | 38.565 | 38.617 | 36.541 | 36.6 | 34.532 | 34.596 | 28.582 | 28.654 | 26.597 | 26.674 | 26.755 | 26.84 | 26.927 | 27.019
NPgN | GSP | NG FES - Consumer Transformation | Total installed biomass capacity (MW) | SOUTH SHIELDS | Consumer Transformation | Gen_BB010 | MW | NPgN | South Shields |  | 0 | 0 | 0 | 0 | 0 | 0 | 0 | 0 | 0 | 0 | 0 | 0 | 0 | 0 | 0 | 0 | 0 | 0 | 0 | 0 | 0 | 0 | 0 | 0 | 0 | 0 | 0 | 0 | 0
NPgN | GSP | NG FES - Consumer Transformation | Total installed biomass capacity (MW) | SPADEADAM | Consumer Transformation | Gen_BB010 | MW | NPgN | Spadeadam - Not in NG FES |  | 0 | 0.006 | 0.011 | 0.017 | 0.022 | 0.028 | 0 | 0 | 0 | 0 | 0 | 0 | 0 | 0 | 0 | 0 | 0 | 0 | 0 | 0 | 0 | 0 | 0 | 0 | 0 | 0 | 0 | 0 | 0
NPgN | GSP | NG FES - Consumer Transformation | Total installed biomass capacity (MW) | SPENNYMOOR | Consumer Transformation | Gen_BB010 | MW | NPgN | Spennymoor |  | 17.673 | 17.935 | 18.198 | 18.46 | 18.723 | 18.985 | 17.673 | 17.673 | 17.342 | 17.354 | 17.368 | 15.905 | 15.922 | 14.642 | 14.659 | 13.909 | 13.928 | 13.179 | 13.201 | 12.455 | 12.478 | 10.309 | 10.335 | 9.593 | 9.621 | 9.65 | 9.68 | 9.712 | 9.745
NPgN | GSP | NG FES - Consumer Transformation | Total installed biomass capacity (MW) | STELLA NORTH | Consumer Transformation | Gen_BB010 | MW | NPgN | Stella North |  | 0 | 0.018 | 0.036 | 0.055 | 0.073 | 0.091 | 0 | 0 | 0 | 0 | 0 | 0 | 0 | 0 | 0 | 0 | 0 | 0 | 0 | 0 | 0 | 0 | 0 | 0 | 0 | 0 | 0 | 0 | 0
NPgN | GSP | NG FES - Consumer Transformation | Total installed biomass capacity (MW) | STELLA SOUTH | Consumer Transformation | Gen_BB010 | MW | NPgN | Stella South |  | 3.5 | 3.628 | 3.756 | 3.885 | 4.013 | 4.141 | 3.5 | 3.5 | 3.434 | 3.437 | 3.44 | 3.15 | 3.153 | 2.9 | 2.903 | 2.755 | 2.758 | 2.61 | 2.614 | 2.467 | 2.471 | 2.042 | 2.047 | 1.9 | 1.905 | 1.911 | 1.917 | 1.923 | 1.93
NPgN | GSP | NG FES - Consumer Transformation | Total installed biomass capacity (MW) | TYNEMOUTH | Consumer Transformation | Gen_BB010 | MW | NPgN | Tynemouth 1 |  | 0 | 0.005 | 0.01 | 0.015 | 0.02 | 0.025 | 0 | 0 | 0 | 0 | 0 | 0 | 0 | 0 | 0 | 0 | 0 | 0 | 0 | 0 | 0 | 0 | 0 | 0 | 0 | 0 | 0 | 0 | 0
NPgN | GSP | NG FES - Consumer Transformation | Total installed biomass capacity (MW) | WEST BOLDON | Consumer Transformation | Gen_BB010 | MW | NPgN | West Boldon |  | 0 | 0.015 | 0.031 | 0.046 | 0.061 | 0.077 | 0 | 0 | 0 | 0 | 0 | 0 | 0 | 0 | 0 | 0 | 0 | 0 | 0 | 0 | 0 | 0 | 0 | 0 | 0 | 0 | 0 | 0 | 0
NPgY | GSP | NG FES - Consumer Transformation | Total installed biomass capacity (MW) | BRADFORD WEST | Consumer Transformation | Gen_BB010 | MW | NPgY | Bradford West |  | 0 | 0.101 | 0.202 | 0.303 | 0.404 | 0.506 | 0.13 | 0.133 | 0 | 0 | 0 | 0 | 0 | 0 | 0 | 0 | 0 | 0 | 0 | 0 | 0 | 0 | 0 | 0 | 0 | 0 | 0 | 0 | 0
NPgY | GSP | NG FES - Consumer Transformation | Total installed biomass capacity (MW) | CAMBLESFORTH | Consumer Transformation | Gen_BB010 | MW | NPgY | Camblesforth |  | 0 | 0.017 | 0.035 | 0.052 | 0.069 | 0.087 | 0.022 | 0.023 | 0 | 0 | 0 | 0 | 0 | 0 | 0 | 0 | 0 | 0 | 0 | 0 | 0 | 0 | 0 | 0 | 0 | 0 | 0 | 0 | 0
NPgY | GSP | NG FES - Consumer Transformation | Total installed biomass capacity (MW) | CREYKE BECK | Consumer Transformation | Gen_BB010 | MW | NPgY | Creyke Beck |  | 32.216 | 32.951 | 33.685 | 34.42 | 35.155 | 35.889 | 33.161 | 33.181 | 31.612 | 31.635 | 31.661 | 28.994 | 29.024 | 26.69 | 26.722 | 25.355 | 25.389 | 24.025 | 24.063 | 22.704 | 22.746 | 18.792 | 18.839 | 17.487 | 17.538 | 17.591 | 17.646 | 17.704 | 17.764
NPgY | GSP | NG FES - Consumer Transformation | Total installed biomass capacity (MW) | DRAX | Consumer Transformation | Gen_BB010 | MW | NPgY | Drax |  | 0 | 0.088 | 0.176 | 0.265 | 0.353 | 0.441 | 0.113 | 0.116 | 0 | 0 | 0 | 0 | 0 | 0 | 0 | 0 | 0 | 0 | 0 | 0 | 0 | 0 | 0 | 0 | 0 | 0 | 0 | 0 | 0
NPgY | GSP | NG FES - Consumer Transformation | Total installed biomass capacity (MW) | ELLAND | Consumer Transformation | Gen_BB010 | MW | NPgY | Elland |  | 0 | 0.1 | 0.2 | 0.3 | 0.4 | 0.5 | 0.129 | 0.131 | 0 | 0 | 0 | 0 | 0 | 0 | 0 | 0 | 0 | 0 | 0 | 0 | 0 | 0 | 0 | 0 | 0 | 0 | 0 | 0 | 0
NPgY | GSP | NG FES - Consumer Transformation | Total installed biomass capacity (MW) | FERRYBRIDGE A | Consumer Transformation | Gen_BB010 | MW | NPgY | Ferrybridge A |  | 2.4 | 2.545 | 2.689 | 2.834 | 2.978 | 3.123 | 2.586 | 2.59 | 2.355 | 2.357 | 2.359 | 2.16 | 2.162 | 1.988 | 1.991 | 1.889 | 1.891 | 1.79 | 1.793 | 1.691 | 1.695 | 1.4 | 1.403 | 1.303 | 1.306 | 1.31 | 1.315 | 1.319 | 1.323
NPgY | GSP | NG FES - Consumer Transformation | Total installed biomass capacity (MW) | FERRYBRIDGE B | Consumer Transformation | Gen_BB010 | MW | NPgY | Ferrybridge B (_M) |  | 1.792 | 2.162 | 2.533 | 2.903 | 3.274 | 3.644 | 2.268 | 2.279 | 1.758 | 1.76 | 1.761 | 1.613 | 1.614 | 1.485 | 1.486 | 1.41 | 1.412 | 1.336 | 1.339 | 1.263 | 1.265 | 1.045 | 1.048 | 0.973 | 0.976 | 0.978 | 0.982 | 0.985 | 0.988
NPgY | GSP | NG FES - Consumer Transformation | Total installed biomass capacity (MW) | GRIMSBY WEST | Consumer Transformation | Gen_BB010 | MW | NPgY | Grimsby West |  | 0.5 | 0.738 | 0.976 | 1.213 | 1.451 | 1.689 | 0.806 | 0.812 | 0.491 | 0.491 | 0.491 | 0.45 | 0.45 | 0.414 | 0.415 | 0.394 | 0.394 | 0.373 | 0.373 | 0.352 | 0.353 | 0.292 | 0.292 | 0.271 | 0.272 | 0.273 | 0.274 | 0.275 | 0.276
NPgY | GSP | NG FES - Consumer Transformation | Total installed biomass capacity (MW) | JORDANTHORPE | Consumer Transformation | Gen_BB010 | MW | NPgY | Jordanthorpe |  | 0 | 0.011 | 0.022 | 0.034 | 0.045 | 0.056 | 0.014 | 0.015 | 0 | 0 | 0 | 0 | 0 | 0 | 0 | 0 | 0 | 0 | 0 | 0 | 0 | 0 | 0 | 0 | 0 | 0 | 0 | 0 | 0
NPgY | GSP | NG FES - Consumer Transformation | Total installed biomass capacity (MW) | KEADBY | Consumer Transformation | Gen_BB010 | MW | NPgY | Keadby |  | 63.554 | 64.779 | 66.004 | 67.23 | 68.455 | 69.68 | 65.129 | 65.164 | 62.363 | 62.408 | 62.458 | 57.197 | 57.257 | 52.653 | 52.716 | 50.019 | 50.087 | 47.394 | 47.471 | 44.789 | 44.872 | 37.072 | 37.164 | 34.497 | 34.597 | 34.702 | 34.811 | 34.925 | 35.044
NPgY | GSP | NG FES - Consumer Transformation | Total installed biomass capacity (MW) | KIRKSTALL B | Consumer Transformation | Gen_BB010 | MW | NPgY | Kirkstall B |  | 0 | 0.042 | 0.083 | 0.125 | 0.167 | 0.209 | 0.054 | 0.055 | 0 | 0 | 0 | 0 | 0 | 0 | 0 | 0 | 0 | 0 | 0 | 0 | 0 | 0 | 0 | 0 | 0 | 0 | 0 | 0 | 0
NPgY | GSP | NG FES - Consumer Transformation | Total installed biomass capacity (MW) | NEEPSEND | Consumer Transformation | Gen_BB010 | MW | NPgY | Neepsend |  | 0 | 0.004 | 0.008 | 0.012 | 0.016 | 0.019 | 0.005 | 0.005 | 0 | 0 | 0 | 0 | 0 | 0 | 0 | 0 | 0 | 0 | 0 | 0 | 0 | 0 | 0 | 0 | 0 | 0 | 0 | 0 | 0
NPgY | GSP | NG FES - Consumer Transformation | Total installed biomass capacity (MW) | NORTON LEES | Consumer Transformation | Gen_BB010 | MW | NPgY | Norton Lees |  | 0 | 0 | 0 | 0 | 0 | 0 | 0 | 0 | 0 | 0 | 0 | 0 | 0 | 0 | 0 | 0 | 0 | 0 | 0 | 0 | 0 | 0 | 0 | 0 | 0 | 0 | 0 | 0 | 0
NPgY | GSP | NG FES - Consumer Transformation | Total installed biomass capacity (MW) | PITSMOOR 3/4 | Consumer Transformation | Gen_BB010 | MW | NPgY | Pitsmoor |  | 0 | 0 | 0 | 0 | 0 | 0 | 0 | 0 | 0 | 0 | 0 | 0 | 0 | 0 | 0 | 0 | 0 | 0 | 0 | 0 | 0 | 0 | 0 | 0 | 0 | 0 | 0 | 0 | 0
NPgY | GSP | NG FES - Consumer Transformation | Total installed biomass capacity (MW) | SALTEND NORTH | Consumer Transformation | Gen_BB010 | MW | NPgY | Saltend North |  | 0 | 0 | 0.001 | 0.001 | 0.002 | 0.002 | 0.001 | 0.001 | 0 | 0 | 0 | 0 | 0 | 0 | 0 | 0 | 0 | 0 | 0 | 0 | 0 | 0 | 0 | 0 | 0 | 0 | 0 | 0 | 0
NPgY | GSP | NG FES - Consumer Transformation | Total installed biomass capacity (MW) | SHEFFIELD CITY | Consumer Transformation | Gen_BB010 | MW | NPgY | Sheffield City |  | 0 | 0.001 | 0.002 | 0.002 | 0.003 | 0.004 | 0.001 | 0.001 | 0 | 0 | 0 | 0 | 0 | 0 | 0 | 0 | 0 | 0 | 0 | 0 | 0 | 0 | 0 | 0 | 0 | 0 | 0 | 0 | 0
NPgY | GSP | NG FES - Consumer Transformation | Total installed biomass capacity (MW) | SKELTON GRANGE | Consumer Transformation | Gen_BB010 | MW | NPgY | Skelton Grange |  | 0.903 | 1.011 | 1.12 | 1.228 | 1.336 | 1.445 | 1.042 | 1.045 | 0.886 | 0.887 | 0.887 | 0.813 | 0.814 | 0.748 | 0.749 | 0.711 | 0.712 | 0.673 | 0.674 | 0.636 | 0.638 | 0.527 | 0.528 | 0.49 | 0.492 | 0.493 | 0.495 | 0.496 | 0.498
NPgY | GSP | NG FES - Consumer Transformation | Total installed biomass capacity (MW) | TEMPLEBOROUGH 275/33KV | Consumer Transformation | Gen_BB010 | MW | NPgY | Templeborough |  | 0 | 0.003 | 0.006 | 0.009 | 0.012 | 0.015 | 0.004 | 0.004 | 0 | 0 | 0 | 0 | 0 | 0 | 0 | 0 | 0 | 0 | 0 | 0 | 0 | 0 | 0 | 0 | 0 | 0 | 0 | 0 | 0
NPgY | GSP | NG FES - Consumer Transformation | Total installed biomass capacity (MW) | THURCROFT | Consumer Transformation | Gen_BB010 | MW | NPgY | Thurcroft |  | 0 | 0.309 | 0.618 | 0.927 | 1.236 | 1.545 | 0.397 | 0.406 | 0 | 0 | 0 | 0 | 0 | 0 | 0 | 0 | 0 | 0 | 0 | 0 | 0 | 0 | 0 | 0 | 0 | 0 | 0 | 0 | 0
NPgY | GSP | NG FES - Consumer Transformation | Total installed biomass capacity (MW) | WEST MELTON / THORPE MARSH | Consumer Transformation | Gen_BB010 | MW | NPgY | Thorpe Marsh |  | 32 | 32.282 | 32.564 | 32.846 | 33.128 | 33.41 | 32.363 | 32.37 | 31.4 | 31.423 | 31.448 | 28.799 | 28.829 | 26.511 | 26.543 | 25.185 | 25.219 | 23.864 | 23.902 | 22.551 | 22.593 | 18.666 | 18.713 | 17.369 | 17.42 | 17.473 | 17.528 | 17.585 | 17.645
NPgY | GSP | NG FES - Consumer Transformation | Total installed biomass capacity (MW) | WEST MELTON SECTION 3 | Consumer Transformation | Gen_BB010 | MW | NPgY | West Melton |  | 9.88 | 10.182 | 10.484 | 10.785 | 11.087 | 11.389 | 10.268 | 10.277 | 9.695 | 9.702 | 9.71 | 8.892 | 8.901 | 8.185 | 8.195 | 7.776 | 7.786 | 7.368 | 7.38 | 6.963 | 6.976 | 5.763 | 5.778 | 5.363 | 5.378 | 5.395 | 5.412 | 5.429 | 5.448
NPgY | GSP | NG FES - Consumer Transformation | Total installed biomass capacity (MW) | WINCOBANK | Consumer Transformation | Gen_BB010 | MW | NPgY | Wincobank |  | 42.75 | 42.761 | 42.771 | 42.782 | 42.792 | 42.803 | 42.764 | 42.764 | 41.949 | 41.979 | 42.013 | 38.474 | 38.514 | 35.417 | 35.46 | 33.646 | 33.691 | 31.88 | 31.932 | 30.127 | 30.183 | 24.937 | 24.999 | 23.204 | 23.272 | 23.342 | 23.416 | 23.492 | 23.573
NPgN | GSP | NG FES - Falling Short | Total installed biomass capacity (MW) | BLYTH 66kV | Falling Short | Gen_BB010 | MW | NPgN | Blyth 66kV |  | 31.7 | 31.939 | 32.212 | 32.485 | 32.759 | 33.032 | 33.042 | 33.042 | 33.042 | 33.042 | 33.042 | 33.042 | 33.042 | 33.042 | 33.042 | 33.042 | 33.042 | 31.666 | 31.666 | 31.666 | 31.666 | 31.666 | 31.666 | 31.666 | 31.666 | 31.666 | 31.666 | 31.666 | 31.666
NPgN | GSP | NG FES - Falling Short | Total installed biomass capacity (MW) | BLYTH 132kV | Falling Short | Gen_BB010 | MW | NPgN | Blyth 132kV |  | 380 | 380.483 | 380.966 | 381.449 | 381.932 | 382.415 | 382.433 | 382.433 | 382.433 | 382.433 | 382.433 | 382.433 | 382.433 | 382.433 | 382.433 | 382.433 | 382.433 | 380 | 380 | 380 | 380 | 380 | 380 | 380 | 380 | 380 | 380 | 380 | 380
NPgN | GSP | NG FES - Falling Short | Total installed biomass capacity (MW) | FOURSTONES | Falling Short | Gen_BB010 | MW | NPgN | Fourstones |  | 0 | 0.025 | 0.05 | 0.075 | 0.1 | 0.125 | 0.126 | 0.126 | 0.126 | 0.126 | 0.126 | 0.126 | 0.126 | 0.126 | 0.126 | 0.126 | 0.126 | 0 | 0 | 0 | 0 | 0 | 0 | 0 | 0 | 0 | 0 | 0 | 0
NPgN | GSP | NG FES - Falling Short | Total installed biomass capacity (MW) | HARTMOOR | Falling Short | Gen_BB010 | MW | NPgN | Hart Moor |  | 0 | 0.135 | 0.27 | 0.405 | 0.54 | 0.675 | 0.68 | 0.68 | 0.68 | 0.68 | 0.68 | 0.68 | 0.68 | 0.68 | 0.68 | 0.68 | 0.68 | 0 | 0 | 0 | 0 | 0 | 0 | 0 | 0 | 0 | 0 | 0 | 0
NPgN | GSP | NG FES - Falling Short | Total installed biomass capacity (MW) | HAWTHORN PIT GRID | Falling Short | Gen_BB010 | MW | NPgN | Hawthorn Pit |  | 0 | 0.141 | 0.282 | 0.423 | 0.564 | 0.705 | 0.711 | 0.711 | 0.711 | 0.711 | 0.711 | 0.711 | 0.711 | 0.711 | 0.711 | 0.711 | 0.711 | 0 | 0 | 0 | 0 | 0 | 0 | 0 | 0 | 0 | 0 | 0 | 0
NPgN | GSP | NG FES - Falling Short | Total installed biomass capacity (MW) | KNARESBOROUGH | Falling Short | Gen_BB010 | MW | NPgN | Knaresborough |  | 0.475 | 1.036 | 1.598 | 2.159 | 2.721 | 3.282 | 3.304 | 3.304 | 3.304 | 3.304 | 3.304 | 3.304 | 3.304 | 3.304 | 3.304 | 3.304 | 3.304 | 0.475 | 0.475 | 0.475 | 0.475 | 0.475 | 0.475 | 0.475 | 0.475 | 0.475 | 0.475 | 0.475 | 0.475
NPgN | GSP | NG FES - Falling Short | Total installed biomass capacity (MW) | LACKENBY | Falling Short | Gen_BB010 | MW | NPgN | Lackenby |  | 0.39 | 0.536 | 0.681 | 0.827 | 0.973 | 1.118 | 1.124 | 1.124 | 1.124 | 1.124 | 1.124 | 1.124 | 1.124 | 1.124 | 1.124 | 1.124 | 1.124 | 0.39 | 0.39 | 0.39 | 0.39 | 0.39 | 0.39 | 0.39 | 0.39 | 0.39 | 0.39 | 0.39 | 0.39
NPgN | GSP | NG FES - Falling Short | Total installed biomass capacity (MW) | NORTON | Falling Short | Gen_BB010 | MW | NPgN | Norton |  | 0 | 1.157 | 2.313 | 3.47 | 4.627 | 5.784 | 5.828 | 5.828 | 5.828 | 5.828 | 5.828 | 5.828 | 5.828 | 5.828 | 5.828 | 5.828 | 5.828 | 0 | 0 | 0 | 0 | 0 | 0 | 0 | 0 | 0 | 0 | 0 | 0
NPgN | GSP | NG FES - Falling Short | Total installed biomass capacity (MW) | OFFERTON | Falling Short | Gen_BB010 | MW | NPgN | Offerton |  | 0 | 0.01 | 0.02 | 0.03 | 0.04 | 0.05 | 0.05 | 0.05 | 0.05 | 0.05 | 0.05 | 0.05 | 0.05 | 0.05 | 0.05 | 0.05 | 0.05 | 0 | 0 | 0 | 0 | 0 | 0 | 0 | 0 | 0 | 0 | 0 | 0
NPgN | GSP | NG FES - Falling Short | Total installed biomass capacity (MW) | OSBALDWICK | Falling Short | Gen_BB010 | MW | NPgN | Osbaldwick |  | 0.5 | 1.875 | 3.25 | 4.625 | 5.999 | 7.374 | 7.426 | 7.426 | 7.426 | 7.426 | 7.426 | 7.426 | 7.426 | 7.426 | 7.426 | 7.426 | 7.426 | 0.5 | 0.5 | 0.5 | 0.5 | 0.5 | 0.5 | 0.5 | 0.5 | 0.5 | 0.5 | 0.5 | 0.5
NPgN | GSP | NG FES - Falling Short | Total installed biomass capacity (MW) | POPPLETON | Falling Short | Gen_BB010 | MW | NPgN | Poppleton |  | 0 | 0.042 | 0.084 | 0.127 | 0.169 | 0.211 | 0.213 | 0.213 | 0.213 | 0.213 | 0.213 | 0.213 | 0.213 | 0.213 | 0.213 | 0.213 | 0.213 | 0 | 0 | 0 | 0 | 0 | 0 | 0 | 0 | 0 | 0 | 0 | 0
NPgN | GSP | NG FES - Falling Short | Total installed biomass capacity (MW) | SALTHOLME | Falling Short | Gen_BB010 | MW | NPgN | Saltholme |  | 49 | 49.011 | 49.021 | 49.032 | 49.042 | 49.053 | 49.053 | 49.053 | 49.053 | 49.053 | 49.053 | 49.053 | 49.053 | 49.053 | 49.053 | 49.053 | 49.053 | 49 | 49 | 49 | 49 | 49 | 49 | 49 | 49 | 49 | 49 | 49 | 49
NPgN | GSP | NG FES - Falling Short | Total installed biomass capacity (MW) | SOUTH SHIELDS | Falling Short | Gen_BB010 | MW | NPgN | South Shields |  | 0 | 0 | 0 | 0 | 0 | 0 | 0 | 0 | 0 | 0 | 0 | 0 | 0 | 0 | 0 | 0 | 0 | 0 | 0 | 0 | 0 | 0 | 0 | 0 | 0 | 0 | 0 | 0 | 0
NPgN | GSP | NG FES - Falling Short | Total installed biomass capacity (MW) | SPADEADAM | Falling Short | Gen_BB010 | MW | NPgN | Spadeadam - Not in NG FES |  | 0 | 0.02 | 0.039 | 0.059 | 0.078 | 0.098 | 0.099 | 0.099 | 0.099 | 0.099 | 0.099 | 0.099 | 0.099 | 0.099 | 0.099 | 0.099 | 0.099 | 0 | 0 | 0 | 0 | 0 | 0 | 0 | 0 | 0 | 0 | 0 | 0
NPgN | GSP | NG FES - Falling Short | Total installed biomass capacity (MW) | SPENNYMOOR | Falling Short | Gen_BB010 | MW | NPgN | Spennymoor |  | 17.673 | 18.592 | 19.51 | 20.429 | 21.347 | 22.266 | 22.301 | 22.301 | 22.301 | 22.301 | 22.301 | 22.301 | 22.301 | 22.301 | 22.301 | 22.301 | 22.301 | 17.673 | 17.673 | 17.673 | 17.673 | 17.673 | 17.673 | 17.673 | 17.673 | 17.673 | 17.673 | 17.673 | 17.673
NPgN | GSP | NG FES - Falling Short | Total installed biomass capacity (MW) | STELLA NORTH | Falling Short | Gen_BB010 | MW | NPgN | Stella North |  | 0 | 0.064 | 0.127 | 0.191 | 0.254 | 0.318 | 0.32 | 0.32 | 0.32 | 0.32 | 0.32 | 0.32 | 0.32 | 0.32 | 0.32 | 0.32 | 0.32 | 0 | 0 | 0 | 0 | 0 | 0 | 0 | 0 | 0 | 0 | 0 | 0
NPgN | GSP | NG FES - Falling Short | Total installed biomass capacity (MW) | STELLA SOUTH | Falling Short | Gen_BB010 | MW | NPgN | Stella South |  | 3.5 | 3.949 | 4.397 | 4.846 | 5.294 | 5.743 | 5.76 | 5.76 | 5.76 | 5.76 | 5.76 | 5.76 | 5.76 | 5.76 | 5.76 | 5.76 | 5.76 | 3.5 | 3.5 | 3.5 | 3.5 | 3.5 | 3.5 | 3.5 | 3.5 | 3.5 | 3.5 | 3.5 | 3.5
NPgN | GSP | NG FES - Falling Short | Total installed biomass capacity (MW) | TYNEMOUTH | Falling Short | Gen_BB010 | MW | NPgN | Tynemouth 1 |  | 0 | 0.017 | 0.034 | 0.052 | 0.069 | 0.086 | 0.087 | 0.087 | 0.087 | 0.087 | 0.087 | 0.087 | 0.087 | 0.087 | 0.087 | 0.087 | 0.087 | 0 | 0 | 0 | 0 | 0 | 0 | 0 | 0 | 0 | 0 | 0 | 0
NPgN | GSP | NG FES - Falling Short | Total installed biomass capacity (MW) | WEST BOLDON | Falling Short | Gen_BB010 | MW | NPgN | West Boldon |  | 0 | 0.054 | 0.107 | 0.161 | 0.215 | 0.268 | 0.271 | 0.271 | 0.271 | 0.271 | 0.271 | 0.271 | 0.271 | 0.271 | 0.271 | 0.271 | 0.271 | 0 | 0 | 0 | 0 | 0 | 0 | 0 | 0 | 0 | 0 | 0 | 0
NPgY | GSP | NG FES - Falling Short | Total installed biomass capacity (MW) | BRADFORD WEST | Falling Short | Gen_BB010 | MW | NPgY | Bradford West |  | 0 | 0.354 | 0.708 | 1.062 | 1.416 | 1.769 | 1.778 | 1.778 | 1.778 | 1.778 | 1.778 | 1.778 | 1.778 | 1.778 | 1.778 | 1.778 | 1.778 | 1.778 | 1.778 | 1.778 | 1.778 | 1.778 | 1.778 | 1.778 | 1.778 | 1.778 | 1.778 | 1.778 | 1.778
NPgY | GSP | NG FES - Falling Short | Total installed biomass capacity (MW) | CAMBLESFORTH | Falling Short | Gen_BB010 | MW | NPgY | Camblesforth |  | 0 | 0.061 | 0.121 | 0.182 | 0.243 | 0.304 | 0.305 | 0.305 | 0.305 | 0.305 | 0.305 | 0.305 | 0.305 | 0.305 | 0.305 | 0.305 | 0.305 | 0.305 | 0.305 | 0.305 | 0.305 | 0.305 | 0.305 | 0.305 | 0.305 | 0.305 | 0.305 | 0.305 | 0.305
NPgY | GSP | NG FES - Falling Short | Total installed biomass capacity (MW) | CREYKE BECK | Falling Short | Gen_BB010 | MW | NPgY | Creyke Beck |  | 32.216 | 34.787 | 37.359 | 39.93 | 42.501 | 45.072 | 45.137 | 45.137 | 45.137 | 45.137 | 45.137 | 45.137 | 45.137 | 45.137 | 45.137 | 45.137 | 45.137 | 45.137 | 45.137 | 45.137 | 45.137 | 45.137 | 45.137 | 45.137 | 45.137 | 45.137 | 45.137 | 45.137 | 45.137
NPgY | GSP | NG FES - Falling Short | Total installed biomass capacity (MW) | DRAX | Falling Short | Gen_BB010 | MW | NPgY | Drax |  | 0 | 0.309 | 0.618 | 0.927 | 1.235 | 1.544 | 1.552 | 1.552 | 1.552 | 1.552 | 1.552 | 1.552 | 1.552 | 1.552 | 1.552 | 1.552 | 1.552 | 1.552 | 1.552 | 1.552 | 1.552 | 1.552 | 1.552 | 1.552 | 1.552 | 1.552 | 1.552 | 1.552 | 1.552
NPgY | GSP | NG FES - Falling Short | Total installed biomass capacity (MW) | ELLAND | Falling Short | Gen_BB010 | MW | NPgY | Elland |  | 0 | 0.35 | 0.7 | 1.049 | 1.399 | 1.749 | 1.758 | 1.758 | 1.758 | 1.758 | 1.758 | 1.758 | 1.758 | 1.758 | 1.758 | 1.758 | 1.758 | 1.758 | 1.758 | 1.758 | 1.758 | 1.758 | 1.758 | 1.758 | 1.758 | 1.758 | 1.758 | 1.758 | 1.758
NPgY | GSP | NG FES - Falling Short | Total installed biomass capacity (MW) | FERRYBRIDGE A | Falling Short | Gen_BB010 | MW | NPgY | Ferrybridge A |  | 2.4 | 2.906 | 3.412 | 3.918 | 4.423 | 4.929 | 4.942 | 4.942 | 4.942 | 4.942 | 4.942 | 4.942 | 4.942 | 4.942 | 4.942 | 4.942 | 4.942 | 4.942 | 4.942 | 4.942 | 4.942 | 4.942 | 4.942 | 4.942 | 4.942 | 4.942 | 4.942 | 4.942 | 4.942
NPgY | GSP | NG FES - Falling Short | Total installed biomass capacity (MW) | FERRYBRIDGE B | Falling Short | Gen_BB010 | MW | NPgY | Ferrybridge B (_M) |  | 1.792 | 3.088 | 4.385 | 5.681 | 6.978 | 8.274 | 8.307 | 8.307 | 8.307 | 8.307 | 8.307 | 8.307 | 8.307 | 8.307 | 8.307 | 8.307 | 8.307 | 8.307 | 8.307 | 8.307 | 8.307 | 8.307 | 8.307 | 8.307 | 8.307 | 8.307 | 8.307 | 8.307 | 8.307
NPgY | GSP | NG FES - Falling Short | Total installed biomass capacity (MW) | GRIMSBY WEST | Falling Short | Gen_BB010 | MW | NPgY | Grimsby West |  | 0.5 | 1.332 | 2.164 | 2.997 | 3.829 | 4.661 | 4.682 | 4.682 | 4.682 | 4.682 | 4.682 | 4.682 | 4.682 | 4.682 | 4.682 | 4.682 | 4.682 | 4.682 | 4.682 | 4.682 | 4.682 | 4.682 | 4.682 | 4.682 | 4.682 | 4.682 | 4.682 | 4.682 | 4.682
NPgY | GSP | NG FES - Falling Short | Total installed biomass capacity (MW) | JORDANTHORPE | Falling Short | Gen_BB010 | MW | NPgY | Jordanthorpe |  | 0 | 0.039 | 0.079 | 0.118 | 0.157 | 0.197 | 0.198 | 0.198 | 0.198 | 0.198 | 0.198 | 0.198 | 0.198 | 0.198 | 0.198 | 0.198 | 0.198 | 0.198 | 0.198 | 0.198 | 0.198 | 0.198 | 0.198 | 0.198 | 0.198 | 0.198 | 0.198 | 0.198 | 0.198
NPgY | GSP | NG FES - Falling Short | Total installed biomass capacity (MW) | KEADBY | Falling Short | Gen_BB010 | MW | NPgY | Keadby |  | 63.554 | 67.842 | 72.13 | 76.418 | 80.706 | 84.995 | 85.102 | 85.102 | 85.102 | 85.102 | 85.102 | 85.102 | 85.102 | 85.102 | 85.102 | 85.102 | 85.102 | 85.102 | 85.102 | 85.102 | 85.102 | 85.102 | 85.102 | 85.102 | 85.102 | 85.102 | 85.102 | 85.102 | 85.102
NPgY | GSP | NG FES - Falling Short | Total installed biomass capacity (MW) | KIRKSTALL B | Falling Short | Gen_BB010 | MW | NPgY | Kirkstall B |  | 0 | 0.146 | 0.292 | 0.438 | 0.584 | 0.73 | 0.734 | 0.734 | 0.734 | 0.734 | 0.734 | 0.734 | 0.734 | 0.734 | 0.734 | 0.734 | 0.734 | 0.734 | 0.734 | 0.734 | 0.734 | 0.734 | 0.734 | 0.734 | 0.734 | 0.734 | 0.734 | 0.734 | 0.734
NPgY | GSP | NG FES - Falling Short | Total installed biomass capacity (MW) | NEEPSEND | Falling Short | Gen_BB010 | MW | NPgY | Neepsend |  | 0 | 0.014 | 0.027 | 0.041 | 0.054 | 0.068 | 0.068 | 0.068 | 0.068 | 0.068 | 0.068 | 0.068 | 0.068 | 0.068 | 0.068 | 0.068 | 0.068 | 0.068 | 0.068 | 0.068 | 0.068 | 0.068 | 0.068 | 0.068 | 0.068 | 0.068 | 0.068 | 0.068 | 0.068
NPgY | GSP | NG FES - Falling Short | Total installed biomass capacity (MW) | NORTON LEES | Falling Short | Gen_BB010 | MW | NPgY | Norton Lees |  | 0 | 0 | 0 | 0 | 0 | 0 | 0 | 0 | 0 | 0 | 0 | 0 | 0 | 0 | 0 | 0 | 0 | 0 | 0 | 0 | 0 | 0 | 0 | 0 | 0 | 0 | 0 | 0 | 0
NPgY | GSP | NG FES - Falling Short | Total installed biomass capacity (MW) | PITSMOOR 3/4 | Falling Short | Gen_BB010 | MW | NPgY | Pitsmoor |  | 0 | 0 | 0 | 0 | 0 | 0.001 | 0.001 | 0.001 | 0.001 | 0.001 | 0.001 | 0.001 | 0.001 | 0.001 | 0.001 | 0.001 | 0.001 | 0.001 | 0.001 | 0.001 | 0.001 | 0.001 | 0.001 | 0.001 | 0.001 | 0.001 | 0.001 | 0.001 | 0.001
NPgY | GSP | NG FES - Falling Short | Total installed biomass capacity (MW) | SALTEND NORTH | Falling Short | Gen_BB010 | MW | NPgY | Saltend North |  | 0 | 0.002 | 0.003 | 0.005 | 0.006 | 0.008 | 0.008 | 0.008 | 0.008 | 0.008 | 0.008 | 0.008 | 0.008 | 0.008 | 0.008 | 0.008 | 0.008 | 0.008 | 0.008 | 0.008 | 0.008 | 0.008 | 0.008 | 0.008 | 0.008 | 0.008 | 0.008 | 0.008 | 0.008
NPgY | GSP | NG FES - Falling Short | Total installed biomass capacity (MW) | SHEFFIELD CITY | Falling Short | Gen_BB010 | MW | NPgY | Sheffield City |  | 0 | 0.003 | 0.006 | 0.008 | 0.011 | 0.014 | 0.014 | 0.014 | 0.014 | 0.014 | 0.014 | 0.014 | 0.014 | 0.014 | 0.014 | 0.014 | 0.014 | 0.014 | 0.014 | 0.014 | 0.014 | 0.014 | 0.014 | 0.014 | 0.014 | 0.014 | 0.014 | 0.014 | 0.014
NPgY | GSP | NG FES - Falling Short | Total installed biomass capacity (MW) | SKELTON GRANGE | Falling Short | Gen_BB010 | MW | NPgY | Skelton Grange |  | 0.903 | 1.282 | 1.661 | 2.04 | 2.419 | 2.798 | 2.808 | 2.808 | 2.808 | 2.808 | 2.808 | 2.808 | 2.808 | 2.808 | 2.808 | 2.808 | 2.808 | 2.808 | 2.808 | 2.808 | 2.808 | 2.808 | 2.808 | 2.808 | 2.808 | 2.808 | 2.808 | 2.808 | 2.808
NPgY | GSP | NG FES - Falling Short | Total installed biomass capacity (MW) | TEMPLEBOROUGH 275/33KV | Falling Short | Gen_BB010 | MW | NPgY | Templeborough |  | 0 | 0.01 | 0.021 | 0.031 | 0.042 | 0.052 | 0.052 | 0.052 | 0.052 | 0.052 | 0.052 | 0.052 | 0.052 | 0.052 | 0.052 | 0.052 | 0.052 | 0.052 | 0.052 | 0.052 | 0.052 | 0.052 | 0.052 | 0.052 | 0.052 | 0.052 | 0.052 | 0.052 | 0.052
NPgY | GSP | NG FES - Falling Short | Total installed biomass capacity (MW) | THURCROFT | Falling Short | Gen_BB010 | MW | NPgY | Thurcroft |  | 0 | 1.082 | 2.163 | 3.245 | 4.326 | 5.408 | 5.435 | 5.435 | 5.435 | 5.435 | 5.435 | 5.435 | 5.435 | 5.435 | 5.435 | 5.435 | 5.435 | 5.435 | 5.435 | 5.435 | 5.435 | 5.435 | 5.435 | 5.435 | 5.435 | 5.435 | 5.435 | 5.435 | 5.435
NPgY | GSP | NG FES - Falling Short | Total installed biomass capacity (MW) | WEST MELTON / THORPE MARSH | Falling Short | Gen_BB010 | MW | NPgY | Thorpe Marsh |  | 32 | 32.987 | 33.974 | 34.961 | 35.948 | 36.935 | 36.959 | 36.959 | 36.959 | 36.959 | 36.959 | 36.959 | 36.959 | 36.959 | 36.959 | 36.959 | 36.959 | 36.959 | 36.959 | 36.959 | 36.959 | 36.959 | 36.959 | 36.959 | 36.959 | 36.959 | 36.959 | 36.959 | 36.959
NPgY | GSP | NG FES - Falling Short | Total installed biomass capacity (MW) | WEST MELTON SECTION 3 | Falling Short | Gen_BB010 | MW | NPgY | West Melton |  | 9.88 | 10.936 | 11.993 | 13.049 | 14.106 | 15.162 | 15.188 | 15.188 | 15.188 | 15.188 | 15.188 | 15.188 | 15.188 | 15.188 | 15.188 | 15.188 | 15.188 | 15.188 | 15.188 | 15.188 | 15.188 | 15.188 | 15.188 | 15.188 | 15.188 | 15.188 | 15.188 | 15.188 | 15.188
NPgY | GSP | NG FES - Falling Short | Total installed biomass capacity (MW) | WINCOBANK | Falling Short | Gen_BB010 | MW | NPgY | Wincobank |  | 42.75 | 42.787 | 42.824 | 42.86 | 42.897 | 42.934 | 42.935 | 42.935 | 42.935 | 42.935 | 42.935 | 42.935 | 42.935 | 42.935 | 42.935 | 42.935 | 42.935 | 42.935 | 42.935 | 42.935 | 42.935 | 42.935 | 42.935 | 42.935 | 42.935 | 42.935 | 42.935 | 42.935 | 42.935
NPgN | GSP | NG FES - Leading the Way | Total installed biomass capacity (MW) | BLYTH 66kV | Leading the Way | Gen_BB010 | MW | NPgN | Blyth 66kV |  | 31.7 | 31.842 | 32.017 | 32.193 | 32.368 | 32.544 | 32.107 | 32.111 | 31.857 | 31.861 | 31.867 | 31.666 | 31.666 | 30.725 | 30.778 | 29.457 | 29.516 | 28.198 | 28.263 | 26.955 | 24.472 | 23.17 | 23.247 | 21.952 | 22.037 | 22.126 | 22.218 | 22.315 | 22.416
NPgN | GSP | NG FES - Leading the Way | Total installed biomass capacity (MW) | BLYTH 132kV | Leading the Way | Gen_BB010 | MW | NPgN | Blyth 132kV |  | 380 | 380.31 | 380.621 | 380.931 | 381.242 | 381.552 | 380.779 | 380.787 | 380.337 | 380.345 | 380.356 | 380 | 380 | 368.708 | 369.349 | 353.495 | 354.196 | 338.383 | 339.165 | 323.462 | 293.67 | 278.045 | 278.974 | 263.433 | 264.448 | 265.513 | 266.622 | 267.785 | 268.994
NPgN | GSP | NG FES - Leading the Way | Total installed biomass capacity (MW) | FOURSTONES | Leading the Way | Gen_BB010 | MW | NPgN | Fourstones |  | 0 | 0.016 | 0.032 | 0.048 | 0.064 | 0.08 | 0.04 | 0.041 | 0.017 | 0.018 | 0.018 | 0 | 0 | 0 | 0 | 0 | 0 | 0 | 0 | 0 | 0 | 0 | 0 | 0 | 0 | 0 | 0 | 0 | 0
NPgN | GSP | NG FES - Leading the Way | Total installed biomass capacity (MW) | HARTMOOR | Leading the Way | Gen_BB010 | MW | NPgN | Hart Moor |  | 0 | 0.087 | 0.174 | 0.26 | 0.347 | 0.434 | 0.218 | 0.22 | 0.094 | 0.097 | 0.099 | 0 | 0 | 0 | 0 | 0 | 0 | 0 | 0 | 0 | 0 | 0 | 0 | 0 | 0 | 0 | 0 | 0 | 0
NPgN | GSP | NG FES - Leading the Way | Total installed biomass capacity (MW) | HAWTHORN PIT GRID | Leading the Way | Gen_BB010 | MW | NPgN | Hawthorn Pit |  | 0 | 0.091 | 0.181 | 0.272 | 0.363 | 0.453 | 0.228 | 0.23 | 0.098 | 0.101 | 0.104 | 0 | 0 | 0 | 0 | 0 | 0 | 0 | 0 | 0 | 0 | 0 | 0 | 0 | 0 | 0 | 0 | 0 | 0
NPgN | GSP | NG FES - Leading the Way | Total installed biomass capacity (MW) | KNARESBOROUGH | Leading the Way | Gen_BB010 | MW | NPgN | Knaresborough |  | 0.475 | 0.836 | 1.197 | 1.558 | 1.919 | 2.28 | 1.381 | 1.39 | 0.867 | 0.877 | 0.888 | 0.475 | 0.475 | 0.461 | 0.462 | 0.442 | 0.443 | 0.423 | 0.424 | 0.404 | 0.367 | 0.348 | 0.349 | 0.329 | 0.331 | 0.332 | 0.333 | 0.335 | 0.336
NPgN | GSP | NG FES - Leading the Way | Total installed biomass capacity (MW) | LACKENBY | Leading the Way | Gen_BB010 | MW | NPgN | Lackenby |  | 0.39 | 0.484 | 0.577 | 0.671 | 0.764 | 0.858 | 0.625 | 0.627 | 0.492 | 0.494 | 0.497 | 0.39 | 0.39 | 0.378 | 0.379 | 0.363 | 0.364 | 0.347 | 0.348 | 0.332 | 0.301 | 0.285 | 0.286 | 0.27 | 0.271 | 0.272 | 0.274 | 0.275 | 0.276
NPgN | GSP | NG FES - Leading the Way | Total installed biomass capacity (MW) | NORTON | Leading the Way | Gen_BB010 | MW | NPgN | Norton |  | 0 | 0.744 | 1.487 | 2.231 | 2.974 | 3.718 | 1.866 | 1.884 | 0.807 | 0.827 | 0.851 | 0 | 0 | 0 | 0 | 0 | 0 | 0 | 0 | 0 | 0 | 0 | 0 | 0 | 0 | 0 | 0 | 0 | 0
NPgN | GSP | NG FES - Leading the Way | Total installed biomass capacity (MW) | OFFERTON | Leading the Way | Gen_BB010 | MW | NPgN | Offerton |  | 0 | 0.006 | 0.013 | 0.019 | 0.026 | 0.032 | 0.016 | 0.016 | 0.007 | 0.007 | 0.007 | 0 | 0 | 0 | 0 | 0 | 0 | 0 | 0 | 0 | 0 | 0 | 0 | 0 | 0 | 0 | 0 | 0 | 0
NPgN | GSP | NG FES - Leading the Way | Total installed biomass capacity (MW) | OSBALDWICK | Leading the Way | Gen_BB010 | MW | NPgN | Osbaldwick |  | 0.5 | 1.384 | 2.268 | 3.151 | 4.035 | 4.919 | 2.718 | 2.74 | 1.459 | 1.483 | 1.512 | 0.5 | 0.5 | 0.485 | 0.486 | 0.465 | 0.466 | 0.445 | 0.446 | 0.426 | 0.386 | 0.366 | 0.367 | 0.347 | 0.348 | 0.349 | 0.351 | 0.352 | 0.354
NPgN | GSP | NG FES - Leading the Way | Total installed biomass capacity (MW) | POPPLETON | Leading the Way | Gen_BB010 | MW | NPgN | Poppleton |  | 0 | 0.027 | 0.054 | 0.081 | 0.109 | 0.136 | 0.068 | 0.069 | 0.029 | 0.03 | 0.031 | 0 | 0 | 0 | 0 | 0 | 0 | 0 | 0 | 0 | 0 | 0 | 0 | 0 | 0 | 0 | 0 | 0 | 0
NPgN | GSP | NG FES - Leading the Way | Total installed biomass capacity (MW) | SALTHOLME | Leading the Way | Gen_BB010 | MW | NPgN | Saltholme |  | 49 | 49.007 | 49.014 | 49.02 | 49.027 | 49.034 | 49.017 | 49.017 | 49.007 | 49.008 | 49.008 | 49 | 49 | 47.544 | 47.627 | 45.582 | 45.673 | 43.634 | 43.734 | 41.71 | 37.868 | 35.853 | 35.973 | 33.969 | 34.1 | 34.237 | 34.38 | 34.53 | 34.686
NPgN | GSP | NG FES - Leading the Way | Total installed biomass capacity (MW) | SOUTH SHIELDS | Leading the Way | Gen_BB010 | MW | NPgN | South Shields |  | 0 | 0 | 0 | 0 | 0 | 0 | 0 | 0 | 0 | 0 | 0 | 0 | 0 | 0 | 0 | 0 | 0 | 0 | 0 | 0 | 0 | 0 | 0 | 0 | 0 | 0 | 0 | 0 | 0
NPgN | GSP | NG FES - Leading the Way | Total installed biomass capacity (MW) | SPADEADAM | Leading the Way | Gen_BB010 | MW | NPgN | Spadeadam - Not in NG FES |  | 0 | 0.013 | 0.025 | 0.038 | 0.05 | 0.063 | 0.032 | 0.032 | 0.014 | 0.014 | 0.014 | 0 | 0 | 0 | 0 | 0 | 0 | 0 | 0 | 0 | 0 | 0 | 0 | 0 | 0 | 0 | 0 | 0 | 0
NPgN | GSP | NG FES - Leading the Way | Total installed biomass capacity (MW) | SPENNYMOOR | Leading the Way | Gen_BB010 | MW | NPgN | Spennymoor |  | 17.673 | 18.264 | 18.854 | 19.445 | 20.035 | 20.626 | 19.155 | 19.169 | 18.314 | 18.33 | 18.349 | 17.673 | 17.673 | 17.148 | 17.178 | 16.44 | 16.473 | 15.737 | 15.774 | 15.044 | 13.658 | 12.931 | 12.975 | 12.252 | 12.299 | 12.348 | 12.4 | 12.454 | 12.51
NPgN | GSP | NG FES - Leading the Way | Total installed biomass capacity (MW) | STELLA NORTH | Leading the Way | Gen_BB010 | MW | NPgN | Stella North |  | 0 | 0.041 | 0.082 | 0.123 | 0.164 | 0.204 | 0.103 | 0.104 | 0.044 | 0.045 | 0.047 | 0 | 0 | 0 | 0 | 0 | 0 | 0 | 0 | 0 | 0 | 0 | 0 | 0 | 0 | 0 | 0 | 0 | 0
NPgN | GSP | NG FES - Leading the Way | Total installed biomass capacity (MW) | STELLA SOUTH | Leading the Way | Gen_BB010 | MW | NPgN | Stella South |  | 3.5 | 3.788 | 4.077 | 4.365 | 4.654 | 4.942 | 4.224 | 4.231 | 3.813 | 3.821 | 3.83 | 3.5 | 3.5 | 3.396 | 3.402 | 3.256 | 3.262 | 3.117 | 3.124 | 2.979 | 2.705 | 2.561 | 2.57 | 2.426 | 2.436 | 2.446 | 2.456 | 2.466 | 2.478
NPgN | GSP | NG FES - Leading the Way | Total installed biomass capacity (MW) | TYNEMOUTH | Leading the Way | Gen_BB010 | MW | NPgN | Tynemouth 1 |  | 0 | 0.011 | 0.022 | 0.033 | 0.044 | 0.055 | 0.028 | 0.028 | 0.012 | 0.012 | 0.013 | 0 | 0 | 0 | 0 | 0 | 0 | 0 | 0 | 0 | 0 | 0 | 0 | 0 | 0 | 0 | 0 | 0 | 0
NPgN | GSP | NG FES - Leading the Way | Total installed biomass capacity (MW) | WEST BOLDON | Leading the Way | Gen_BB010 | MW | NPgN | West Boldon |  | 0 | 0.035 | 0.069 | 0.104 | 0.138 | 0.173 | 0.087 | 0.087 | 0.037 | 0.038 | 0.04 | 0 | 0 | 0 | 0 | 0 | 0 | 0 | 0 | 0 | 0 | 0 | 0 | 0 | 0 | 0 | 0 | 0 | 0
NPgY | GSP | NG FES - Leading the Way | Total installed biomass capacity (MW) | BRADFORD WEST | Leading the Way | Gen_BB010 | MW | NPgY | Bradford West |  | 0 | 0.227 | 0.455 | 0.682 | 0.91 | 1.137 | 0.764 | 0.769 | 0.552 | 0.557 | 0.564 | 0.186 | 0.193 | 0 | 0 | 0 | 0 | 0 | 0 | 0 | 0 | 0 | 0 | 0 | 0 | 0 | 0 | 0 | 0
NPgY | GSP | NG FES - Leading the Way | Total installed biomass capacity (MW) | CAMBLESFORTH | Leading the Way | Gen_BB010 | MW | NPgY | Camblesforth |  | 0 | 0.039 | 0.078 | 0.117 | 0.156 | 0.195 | 0.131 | 0.132 | 0.095 | 0.096 | 0.097 | 0.032 | 0.033 | 0 | 0 | 0 | 0 | 0 | 0 | 0 | 0 | 0 | 0 | 0 | 0 | 0 | 0 | 0 | 0
NPgY | GSP | NG FES - Leading the Way | Total installed biomass capacity (MW) | CREYKE BECK | Leading the Way | Gen_BB010 | MW | NPgY | Creyke Beck |  | 32.216 | 33.869 | 35.522 | 37.175 | 38.828 | 40.481 | 37.765 | 37.8 | 36.225 | 36.264 | 36.311 | 33.567 | 33.62 | 31.259 | 31.313 | 29.969 | 30.028 | 28.688 | 28.754 | 27.423 | 24.897 | 23.572 | 23.651 | 22.334 | 22.42 | 22.51 | 22.604 | 22.702 | 22.805
NPgY | GSP | NG FES - Leading the Way | Total installed biomass capacity (MW) | DRAX | Leading the Way | Gen_BB010 | MW | NPgY | Drax |  | 0 | 0.199 | 0.397 | 0.596 | 0.794 | 0.993 | 0.666 | 0.671 | 0.481 | 0.486 | 0.492 | 0.162 | 0.169 | 0 | 0 | 0 | 0 | 0 | 0 | 0 | 0 | 0 | 0 | 0 | 0 | 0 | 0 | 0 | 0
NPgY | GSP | NG FES - Leading the Way | Total installed biomass capacity (MW) | ELLAND | Leading the Way | Gen_BB010 | MW | NPgY | Elland |  | 0 | 0.225 | 0.45 | 0.675 | 0.899 | 1.124 | 0.755 | 0.76 | 0.545 | 0.551 | 0.557 | 0.184 | 0.191 | 0 | 0 | 0 | 0 | 0 | 0 | 0 | 0 | 0 | 0 | 0 | 0 | 0 | 0 | 0 | 0
NPgY | GSP | NG FES - Leading the Way | Total installed biomass capacity (MW) | FERRYBRIDGE A | Leading the Way | Gen_BB010 | MW | NPgY | Ferrybridge A |  | 2.4 | 2.725 | 3.05 | 3.376 | 3.701 | 4.026 | 3.492 | 3.499 | 3.189 | 3.196 | 3.206 | 2.666 | 2.676 | 2.329 | 2.333 | 2.233 | 2.237 | 2.137 | 2.142 | 2.043 | 1.855 | 1.756 | 1.762 | 1.664 | 1.67 | 1.677 | 1.684 | 1.691 | 1.699
NPgY | GSP | NG FES - Leading the Way | Total installed biomass capacity (MW) | FERRYBRIDGE B | Leading the Way | Gen_BB010 | MW | NPgY | Ferrybridge B (_M) |  | 1.792 | 2.625 | 3.459 | 4.292 | 5.126 | 5.959 | 4.59 | 4.608 | 3.813 | 3.833 | 3.857 | 2.473 | 2.5 | 1.739 | 1.742 | 1.667 | 1.67 | 1.596 | 1.599 | 1.525 | 1.385 | 1.311 | 1.316 | 1.242 | 1.247 | 1.252 | 1.257 | 1.263 | 1.269
NPgY | GSP | NG FES - Leading the Way | Total installed biomass capacity (MW) | GRIMSBY WEST | Leading the Way | Gen_BB010 | MW | NPgY | Grimsby West |  | 0.5 | 1.035 | 1.57 | 2.105 | 2.64 | 3.175 | 2.296 | 2.307 | 1.797 | 1.81 | 1.825 | 0.937 | 0.954 | 0.485 | 0.486 | 0.465 | 0.466 | 0.445 | 0.446 | 0.426 | 0.386 | 0.366 | 0.367 | 0.347 | 0.348 | 0.349 | 0.351 | 0.352 | 0.354
NPgY | GSP | NG FES - Leading the Way | Total installed biomass capacity (MW) | JORDANTHORPE | Leading the Way | Gen_BB010 | MW | NPgY | Jordanthorpe |  | 0 | 0.025 | 0.051 | 0.076 | 0.101 | 0.127 | 0.085 | 0.086 | 0.061 | 0.062 | 0.063 | 0.021 | 0.021 | 0 | 0 | 0 | 0 | 0 | 0 | 0 | 0 | 0 | 0 | 0 | 0 | 0 | 0 | 0 | 0
NPgY | GSP | NG FES - Leading the Way | Total installed biomass capacity (MW) | KEADBY | Leading the Way | Gen_BB010 | MW | NPgY | Keadby |  | 63.554 | 66.311 | 69.067 | 71.824 | 74.581 | 77.337 | 72.808 | 72.867 | 70.239 | 70.306 | 70.383 | 65.808 | 65.895 | 61.665 | 61.773 | 59.121 | 59.238 | 56.594 | 56.724 | 54.098 | 49.116 | 46.502 | 46.658 | 44.058 | 44.228 | 44.406 | 44.592 | 44.786 | 44.989
NPgY | GSP | NG FES - Leading the Way | Total installed biomass capacity (MW) | KIRKSTALL B | Leading the Way | Gen_BB010 | MW | NPgY | Kirkstall B |  | 0 | 0.094 | 0.188 | 0.282 | 0.376 | 0.469 | 0.315 | 0.317 | 0.228 | 0.23 | 0.233 | 0.077 | 0.08 | 0 | 0 | 0 | 0 | 0 | 0 | 0 | 0 | 0 | 0 | 0 | 0 | 0 | 0 | 0 | 0
NPgY | GSP | NG FES - Leading the Way | Total installed biomass capacity (MW) | NEEPSEND | Leading the Way | Gen_BB010 | MW | NPgY | Neepsend |  | 0 | 0.009 | 0.018 | 0.026 | 0.035 | 0.044 | 0.029 | 0.03 | 0.021 | 0.021 | 0.022 | 0.007 | 0.007 | 0 | 0 | 0 | 0 | 0 | 0 | 0 | 0 | 0 | 0 | 0 | 0 | 0 | 0 | 0 | 0
NPgY | GSP | NG FES - Leading the Way | Total installed biomass capacity (MW) | NORTON LEES | Leading the Way | Gen_BB010 | MW | NPgY | Norton Lees |  | 0 | 0 | 0 | 0 | 0 | 0 | 0 | 0 | 0 | 0 | 0 | 0 | 0 | 0 | 0 | 0 | 0 | 0 | 0 | 0 | 0 | 0 | 0 | 0 | 0 | 0 | 0 | 0 | 0
NPgY | GSP | NG FES - Leading the Way | Total installed biomass capacity (MW) | PITSMOOR 3/4 | Leading the Way | Gen_BB010 | MW | NPgY | Pitsmoor |  | 0 | 0 | 0 | 0 | 0 | 0 | 0 | 0 | 0 | 0 | 0 | 0 | 0 | 0 | 0 | 0 | 0 | 0 | 0 | 0 | 0 | 0 | 0 | 0 | 0 | 0 | 0 | 0 | 0
NPgY | GSP | NG FES - Leading the Way | Total installed biomass capacity (MW) | SALTEND NORTH | Leading the Way | Gen_BB010 | MW | NPgY | Saltend North |  | 0 | 0.001 | 0.002 | 0.003 | 0.004 | 0.005 | 0.003 | 0.003 | 0.002 | 0.003 | 0.003 | 0.001 | 0.001 | 0 | 0 | 0 | 0 | 0 | 0 | 0 | 0 | 0 | 0 | 0 | 0 | 0 | 0 | 0 | 0
NPgY | GSP | NG FES - Leading the Way | Total installed biomass capacity (MW) | SHEFFIELD CITY | Leading the Way | Gen_BB010 | MW | NPgY | Sheffield City |  | 0 | 0.002 | 0.004 | 0.005 | 0.007 | 0.009 | 0.006 | 0.006 | 0.004 | 0.004 | 0.004 | 0.001 | 0.002 | 0 | 0 | 0 | 0 | 0 | 0 | 0 | 0 | 0 | 0 | 0 | 0 | 0 | 0 | 0 | 0
NPgY | GSP | NG FES - Leading the Way | Total installed biomass capacity (MW) | SKELTON GRANGE | Leading the Way | Gen_BB010 | MW | NPgY | Skelton Grange |  | 0.903 | 1.147 | 1.39 | 1.634 | 1.878 | 2.121 | 1.721 | 1.726 | 1.494 | 1.5 | 1.507 | 1.102 | 1.11 | 0.876 | 0.878 | 0.84 | 0.842 | 0.804 | 0.806 | 0.769 | 0.698 | 0.661 | 0.663 | 0.626 | 0.628 | 0.631 | 0.634 | 0.636 | 0.639
NPgY | GSP | NG FES - Leading the Way | Total installed biomass capacity (MW) | TEMPLEBOROUGH 275/33KV | Leading the Way | Gen_BB010 | MW | NPgY | Templeborough |  | 0 | 0.007 | 0.013 | 0.02 | 0.027 | 0.033 | 0.022 | 0.023 | 0.016 | 0.016 | 0.017 | 0.005 | 0.006 | 0 | 0 | 0 | 0 | 0 | 0 | 0 | 0 | 0 | 0 | 0 | 0 | 0 | 0 | 0 | 0
NPgY | GSP | NG FES - Leading the Way | Total installed biomass capacity (MW) | THURCROFT | Leading the Way | Gen_BB010 | MW | NPgY | Thurcroft |  | 0 | 0.695 | 1.391 | 2.086 | 2.781 | 3.477 | 2.334 | 2.349 | 1.686 | 1.703 | 1.722 | 0.568 | 0.591 | 0 | 0 | 0 | 0 | 0 | 0 | 0 | 0 | 0 | 0 | 0 | 0 | 0 | 0 | 0 | 0
NPgY | GSP | NG FES - Leading the Way | Total installed biomass capacity (MW) | WEST MELTON / THORPE MARSH | Leading the Way | Gen_BB010 | MW | NPgY | Thorpe Marsh |  | 32 | 32.634 | 33.269 | 33.903 | 34.538 | 35.172 | 34.13 | 34.143 | 33.539 | 33.554 | 33.572 | 32.519 | 32.539 | 31.049 | 31.103 | 29.768 | 29.827 | 28.495 | 28.561 | 27.239 | 24.73 | 23.414 | 23.493 | 22.184 | 22.269 | 22.359 | 22.452 | 22.55 | 22.652
NPgY | GSP | NG FES - Leading the Way | Total installed biomass capacity (MW) | WEST MELTON SECTION 3 | Leading the Way | Gen_BB010 | MW | NPgY | West Melton |  | 9.88 | 10.559 | 11.238 | 11.917 | 12.596 | 13.276 | 12.16 | 12.174 | 11.527 | 11.543 | 11.562 | 10.435 | 10.457 | 9.586 | 9.603 | 9.191 | 9.209 | 8.798 | 8.818 | 8.41 | 7.635 | 7.229 | 7.253 | 6.849 | 6.876 | 6.903 | 6.932 | 6.962 | 6.994
NPgY | GSP | NG FES - Leading the Way | Total installed biomass capacity (MW) | WINCOBANK | Leading the Way | Gen_BB010 | MW | NPgY | Wincobank |  | 42.75 | 42.774 | 42.797 | 42.821 | 42.845 | 42.868 | 42.829 | 42.83 | 42.807 | 42.808 | 42.809 | 42.769 | 42.77 | 41.48 | 41.552 | 39.768 | 39.847 | 38.068 | 38.156 | 36.39 | 33.038 | 31.28 | 31.385 | 29.636 | 29.75 | 29.87 | 29.995 | 30.126 | 30.262
NPgN | GSP | NG FES - System Transformation | Total installed biomass capacity (MW) | BLYTH 66kV | System Transformation | Gen_BB010 | MW | NPgN | Blyth 66kV |  | 31.7 | 31.842 | 32.017 | 32.193 | 32.368 | 32.544 | 32.16 | 32.167 | 31.966 | 31.974 | 31.983 | 31.666 | 31.666 | 31.666 | 31.666 | 30.8 | 30.897 | 29.773 | 29.883 | 28.776 | 28.898 | 27.802 | 27.937 | 28.078 | 25.673 | 25.828 | 25.99 | 26.159 | 26.336
NPgN | GSP | NG FES - System Transformation | Total installed biomass capacity (MW) | BLYTH 132kV | System Transformation | Gen_BB010 | MW | NPgN | Blyth 132kV |  | 380 | 380.31 | 380.621 | 380.931 | 381.242 | 381.552 | 380.874 | 380.885 | 380.531 | 380.545 | 380.561 | 380 | 380 | 380 | 380 | 369.605 | 370.771 | 357.283 | 358.609 | 345.317 | 346.786 | 333.637 | 335.253 | 336.949 | 308.082 | 309.941 | 311.882 | 313.919 | 316.038
NPgN | GSP | NG FES - System Transformation | Total installed biomass capacity (MW) | FOURSTONES | System Transformation | Gen_BB010 | MW | NPgN | Fourstones |  | 0 | 0.016 | 0.032 | 0.048 | 0.064 | 0.08 | 0.045 | 0.046 | 0.027 | 0.028 | 0.029 | 0 | 0 | 0 | 0 | 0 | 0 | 0 | 0 | 0 | 0 | 0 | 0 | 0 | 0 | 0 | 0 | 0 | 0
NPgN | GSP | NG FES - System Transformation | Total installed biomass capacity (MW) | HARTMOOR | System Transformation | Gen_BB010 | MW | NPgN | Hart Moor |  | 0 | 0.087 | 0.174 | 0.26 | 0.347 | 0.434 | 0.244 | 0.247 | 0.148 | 0.152 | 0.157 | 0 | 0 | 0 | 0 | 0 | 0 | 0 | 0 | 0 | 0 | 0 | 0 | 0 | 0 | 0 | 0 | 0 | 0
NPgN | GSP | NG FES - System Transformation | Total installed biomass capacity (MW) | HAWTHORN PIT GRID | System Transformation | Gen_BB010 | MW | NPgN | Hawthorn Pit |  | 0 | 0.091 | 0.181 | 0.272 | 0.363 | 0.453 | 0.255 | 0.259 | 0.155 | 0.159 | 0.164 | 0 | 0 | 0 | 0 | 0 | 0 | 0 | 0 | 0 | 0 | 0 | 0 | 0 | 0 | 0 | 0 | 0 | 0
NPgN | GSP | NG FES - System Transformation | Total installed biomass capacity (MW) | KNARESBOROUGH | System Transformation | Gen_BB010 | MW | NPgN | Knaresborough |  | 0.475 | 0.836 | 1.197 | 1.558 | 1.919 | 2.28 | 1.491 | 1.504 | 1.093 | 1.108 | 1.127 | 0.475 | 0.475 | 0.475 | 0.475 | 0.462 | 0.463 | 0.447 | 0.448 | 0.432 | 0.433 | 0.417 | 0.419 | 0.421 | 0.385 | 0.387 | 0.39 | 0.392 | 0.395
NPgN | GSP | NG FES - System Transformation | Total installed biomass capacity (MW) | LACKENBY | System Transformation | Gen_BB010 | MW | NPgN | Lackenby |  | 0.39 | 0.484 | 0.577 | 0.671 | 0.764 | 0.858 | 0.654 | 0.657 | 0.55 | 0.554 | 0.559 | 0.39 | 0.39 | 0.39 | 0.39 | 0.379 | 0.381 | 0.367 | 0.368 | 0.354 | 0.356 | 0.342 | 0.344 | 0.346 | 0.316 | 0.318 | 0.32 | 0.322 | 0.324
NPgN | GSP | NG FES - System Transformation | Total installed biomass capacity (MW) | NORTON | System Transformation | Gen_BB010 | MW | NPgN | Norton |  | 0 | 0.744 | 1.487 | 2.231 | 2.974 | 3.718 | 2.093 | 2.121 | 1.272 | 1.305 | 1.343 | 0 | 0 | 0 | 0 | 0 | 0 | 0 | 0 | 0 | 0 | 0 | 0 | 0 | 0 | 0 | 0 | 0 | 0
NPgN | GSP | NG FES - System Transformation | Total installed biomass capacity (MW) | OFFERTON | System Transformation | Gen_BB010 | MW | NPgN | Offerton |  | 0 | 0.006 | 0.013 | 0.019 | 0.026 | 0.032 | 0.018 | 0.018 | 0.011 | 0.011 | 0.012 | 0 | 0 | 0 | 0 | 0 | 0 | 0 | 0 | 0 | 0 | 0 | 0 | 0 | 0 | 0 | 0 | 0 | 0
NPgN | GSP | NG FES - System Transformation | Total installed biomass capacity (MW) | OSBALDWICK | System Transformation | Gen_BB010 | MW | NPgN | Osbaldwick |  | 0.5 | 1.384 | 2.268 | 3.151 | 4.035 | 4.919 | 2.988 | 3.02 | 2.012 | 2.051 | 2.097 | 0.5 | 0.5 | 0.5 | 0.5 | 0.486 | 0.488 | 0.47 | 0.472 | 0.454 | 0.456 | 0.439 | 0.441 | 0.443 | 0.405 | 0.408 | 0.41 | 0.413 | 0.416
NPgN | GSP | NG FES - System Transformation | Total installed biomass capacity (MW) | POPPLETON | System Transformation | Gen_BB010 | MW | NPgN | Poppleton |  | 0 | 0.027 | 0.054 | 0.081 | 0.109 | 0.136 | 0.076 | 0.077 | 0.046 | 0.048 | 0.049 | 0 | 0 | 0 | 0 | 0 | 0 | 0 | 0 | 0 | 0 | 0 | 0 | 0 | 0 | 0 | 0 | 0 | 0
NPgN | GSP | NG FES - System Transformation | Total installed biomass capacity (MW) | SALTHOLME | System Transformation | Gen_BB010 | MW | NPgN | Saltholme |  | 49 | 49.007 | 49.014 | 49.02 | 49.027 | 49.034 | 49.019 | 49.019 | 49.012 | 49.012 | 49.012 | 49 | 49 | 49 | 49 | 47.66 | 47.81 | 46.071 | 46.242 | 44.528 | 44.717 | 43.022 | 43.23 | 43.449 | 39.726 | 39.966 | 40.216 | 40.479 | 40.752
NPgN | GSP | NG FES - System Transformation | Total installed biomass capacity (MW) | SOUTH SHIELDS | System Transformation | Gen_BB010 | MW | NPgN | South Shields |  | 0 | 0 | 0 | 0 | 0 | 0 | 0 | 0 | 0 | 0 | 0 | 0 | 0 | 0 | 0 | 0 | 0 | 0 | 0 | 0 | 0 | 0 | 0 | 0 | 0 | 0 | 0 | 0 | 0
NPgN | GSP | NG FES - System Transformation | Total installed biomass capacity (MW) | SPADEADAM | System Transformation | Gen_BB010 | MW | NPgN | Spadeadam - Not in NG FES |  | 0 | 0.013 | 0.025 | 0.038 | 0.05 | 0.063 | 0.035 | 0.036 | 0.022 | 0.022 | 0.023 | 0 | 0 | 0 | 0 | 0 | 0 | 0 | 0 | 0 | 0 | 0 | 0 | 0 | 0 | 0 | 0 | 0 | 0
NPgN | GSP | NG FES - System Transformation | Total installed biomass capacity (MW) | SPENNYMOOR | System Transformation | Gen_BB010 | MW | NPgN | Spennymoor |  | 17.673 | 18.264 | 18.854 | 19.445 | 20.035 | 20.626 | 19.335 | 19.357 | 18.683 | 18.709 | 18.74 | 17.673 | 17.673 | 17.673 | 17.673 | 17.19 | 17.244 | 16.616 | 16.678 | 16.06 | 16.128 | 15.517 | 15.592 | 15.671 | 14.328 | 14.415 | 14.505 | 14.6 | 14.698
NPgN | GSP | NG FES - System Transformation | Total installed biomass capacity (MW) | STELLA NORTH | System Transformation | Gen_BB010 | MW | NPgN | Stella North |  | 0 | 0.041 | 0.082 | 0.123 | 0.164 | 0.204 | 0.115 | 0.117 | 0.07 | 0.072 | 0.074 | 0 | 0 | 0 | 0 | 0 | 0 | 0 | 0 | 0 | 0 | 0 | 0 | 0 | 0 | 0 | 0 | 0 | 0
NPgN | GSP | NG FES - System Transformation | Total installed biomass capacity (MW) | STELLA SOUTH | System Transformation | Gen_BB010 | MW | NPgN | Stella South |  | 3.5 | 3.788 | 4.077 | 4.365 | 4.654 | 4.942 | 4.312 | 4.322 | 3.993 | 4.006 | 4.021 | 3.5 | 3.5 | 3.5 | 3.5 | 3.404 | 3.415 | 3.291 | 3.303 | 3.181 | 3.194 | 3.073 | 3.088 | 3.103 | 2.838 | 2.855 | 2.873 | 2.891 | 2.911
NPgN | GSP | NG FES - System Transformation | Total installed biomass capacity (MW) | TYNEMOUTH | System Transformation | Gen_BB010 | MW | NPgN | Tynemouth 1 |  | 0 | 0.011 | 0.022 | 0.033 | 0.044 | 0.055 | 0.031 | 0.032 | 0.019 | 0.019 | 0.02 | 0 | 0 | 0 | 0 | 0 | 0 | 0 | 0 | 0 | 0 | 0 | 0 | 0 | 0 | 0 | 0 | 0 | 0
NPgN | GSP | NG FES - System Transformation | Total installed biomass capacity (MW) | WEST BOLDON | System Transformation | Gen_BB010 | MW | NPgN | West Boldon |  | 0 | 0.035 | 0.069 | 0.104 | 0.138 | 0.173 | 0.097 | 0.098 | 0.059 | 0.061 | 0.062 | 0 | 0 | 0 | 0 | 0 | 0 | 0 | 0 | 0 | 0 | 0 | 0 | 0 | 0 | 0 | 0 | 0 | 0
NPgY | GSP | NG FES - System Transformation | Total installed biomass capacity (MW) | BRADFORD WEST | System Transformation | Gen_BB010 | MW | NPgY | Bradford West |  | 0 | 0.227 | 0.455 | 0.682 | 0.91 | 1.137 | 0.81 | 0.817 | 0.648 | 0.656 | 0.667 | 0.316 | 0.328 | 0.025 | 0.038 | 0 | 0 | 0 | 0 | 0 | 0 | 0 | 0 | 0 | 0 | 0 | 0 | 0 | 0
NPgY | GSP | NG FES - System Transformation | Total installed biomass capacity (MW) | CAMBLESFORTH | System Transformation | Gen_BB010 | MW | NPgY | Camblesforth |  | 0 | 0.039 | 0.078 | 0.117 | 0.156 | 0.195 | 0.139 | 0.14 | 0.111 | 0.113 | 0.114 | 0.054 | 0.056 | 0.004 | 0.007 | 0 | 0 | 0 | 0 | 0 | 0 | 0 | 0 | 0 | 0 | 0 | 0 | 0 | 0
NPgY | GSP | NG FES - System Transformation | Total installed biomass capacity (MW) | CREYKE BECK | System Transformation | Gen_BB010 | MW | NPgY | Creyke Beck |  | 32.216 | 33.869 | 35.522 | 37.175 | 38.828 | 40.481 | 38.103 | 38.155 | 36.922 | 36.984 | 37.059 | 34.509 | 34.598 | 32.4 | 32.494 | 31.335 | 31.434 | 30.29 | 30.403 | 29.276 | 29.4 | 28.285 | 28.422 | 28.566 | 26.119 | 26.276 | 26.441 | 26.614 | 26.793
NPgY | GSP | NG FES - System Transformation | Total installed biomass capacity (MW) | DRAX | System Transformation | Gen_BB010 | MW | NPgY | Drax |  | 0 | 0.199 | 0.397 | 0.596 | 0.794 | 0.993 | 0.707 | 0.713 | 0.565 | 0.573 | 0.582 | 0.275 | 0.286 | 0.022 | 0.033 | 0 | 0 | 0 | 0 | 0 | 0 | 0 | 0 | 0 | 0 | 0 | 0 | 0 | 0
NPgY | GSP | NG FES - System Transformation | Total installed biomass capacity (MW) | ELLAND | System Transformation | Gen_BB010 | MW | NPgY | Elland |  | 0 | 0.225 | 0.45 | 0.675 | 0.899 | 1.124 | 0.801 | 0.808 | 0.64 | 0.649 | 0.659 | 0.312 | 0.324 | 0.025 | 0.038 | 0 | 0 | 0 | 0 | 0 | 0 | 0 | 0 | 0 | 0 | 0 | 0 | 0 | 0
NPgY | GSP | NG FES - System Transformation | Total installed biomass capacity (MW) | FERRYBRIDGE A | System Transformation | Gen_BB010 | MW | NPgY | Ferrybridge A |  | 2.4 | 2.725 | 3.05 | 3.376 | 3.701 | 4.026 | 3.558 | 3.568 | 3.326 | 3.338 | 3.353 | 2.851 | 2.869 | 2.436 | 2.455 | 2.334 | 2.342 | 2.257 | 2.265 | 2.181 | 2.19 | 2.107 | 2.117 | 2.128 | 1.946 | 1.958 | 1.97 | 1.983 | 1.996
NPgY | GSP | NG FES - System Transformation | Total installed biomass capacity (MW) | FERRYBRIDGE B | System Transformation | Gen_BB010 | MW | NPgY | Ferrybridge B (_M) |  | 1.792 | 2.625 | 3.459 | 4.292 | 5.126 | 5.959 | 4.76 | 4.787 | 4.165 | 4.196 | 4.234 | 2.948 | 2.993 | 1.885 | 1.932 | 1.743 | 1.748 | 1.685 | 1.691 | 1.628 | 1.635 | 1.573 | 1.581 | 1.589 | 1.453 | 1.462 | 1.471 | 1.48 | 1.49
NPgY | GSP | NG FES - System Transformation | Total installed biomass capacity (MW) | GRIMSBY WEST | System Transformation | Gen_BB010 | MW | NPgY | Grimsby West |  | 0.5 | 1.035 | 1.57 | 2.105 | 2.64 | 3.175 | 2.405 | 2.422 | 2.023 | 2.043 | 2.067 | 1.242 | 1.271 | 0.56 | 0.59 | 0.486 | 0.488 | 0.47 | 0.472 | 0.454 | 0.456 | 0.439 | 0.441 | 0.443 | 0.405 | 0.408 | 0.41 | 0.413 | 0.416
NPgY | GSP | NG FES - System Transformation | Total installed biomass capacity (MW) | JORDANTHORPE | System Transformation | Gen_BB010 | MW | NPgY | Jordanthorpe |  | 0 | 0.025 | 0.051 | 0.076 | 0.101 | 0.127 | 0.09 | 0.091 | 0.072 | 0.073 | 0.074 | 0.035 | 0.036 | 0.003 | 0.004 | 0 | 0 | 0 | 0 | 0 | 0 | 0 | 0 | 0 | 0 | 0 | 0 | 0 | 0
NPgY | GSP | NG FES - System Transformation | Total installed biomass capacity (MW) | KEADBY | System Transformation | Gen_BB010 | MW | NPgY | Keadby |  | 63.554 | 66.311 | 69.067 | 71.824 | 74.581 | 77.337 | 73.372 | 73.459 | 71.403 | 71.506 | 71.631 | 67.379 | 67.526 | 63.861 | 64.018 | 61.815 | 62.011 | 59.755 | 59.976 | 57.753 | 57.999 | 55.8 | 56.07 | 56.354 | 51.526 | 51.837 | 52.161 | 52.502 | 52.856
NPgY | GSP | NG FES - System Transformation | Total installed biomass capacity (MW) | KIRKSTALL B | System Transformation | Gen_BB010 | MW | NPgY | Kirkstall B |  | 0 | 0.094 | 0.188 | 0.282 | 0.376 | 0.469 | 0.334 | 0.337 | 0.267 | 0.271 | 0.275 | 0.13 | 0.135 | 0.01 | 0.016 | 0 | 0 | 0 | 0 | 0 | 0 | 0 | 0 | 0 | 0 | 0 | 0 | 0 | 0
NPgY | GSP | NG FES - System Transformation | Total installed biomass capacity (MW) | NEEPSEND | System Transformation | Gen_BB010 | MW | NPgY | Neepsend |  | 0 | 0.009 | 0.018 | 0.026 | 0.035 | 0.044 | 0.031 | 0.031 | 0.025 | 0.025 | 0.026 | 0.012 | 0.013 | 0.001 | 0.001 | 0 | 0 | 0 | 0 | 0 | 0 | 0 | 0 | 0 | 0 | 0 | 0 | 0 | 0
NPgY | GSP | NG FES - System Transformation | Total installed biomass capacity (MW) | NORTON LEES | System Transformation | Gen_BB010 | MW | NPgY | Norton Lees |  | 0 | 0 | 0 | 0 | 0 | 0 | 0 | 0 | 0 | 0 | 0 | 0 | 0 | 0 | 0 | 0 | 0 | 0 | 0 | 0 | 0 | 0 | 0 | 0 | 0 | 0 | 0 | 0 | 0
NPgY | GSP | NG FES - System Transformation | Total installed biomass capacity (MW) | PITSMOOR 3/4 | System Transformation | Gen_BB010 | MW | NPgY | Pitsmoor |  | 0 | 0 | 0 | 0 | 0 | 0 | 0 | 0 | 0 | 0 | 0 | 0 | 0 | 0 | 0 | 0 | 0 | 0 | 0 | 0 | 0 | 0 | 0 | 0 | 0 | 0 | 0 | 0 | 0
NPgY | GSP | NG FES - System Transformation | Total installed biomass capacity (MW) | SALTEND NORTH | System Transformation | Gen_BB010 | MW | NPgY | Saltend North |  | 0 | 0.001 | 0.002 | 0.003 | 0.004 | 0.005 | 0.004 | 0.004 | 0.003 | 0.003 | 0.003 | 0.001 | 0.001 | 0 | 0 | 0 | 0 | 0 | 0 | 0 | 0 | 0 | 0 | 0 | 0 | 0 | 0 | 0 | 0
NPgY | GSP | NG FES - System Transformation | Total installed biomass capacity (MW) | SHEFFIELD CITY | System Transformation | Gen_BB010 | MW | NPgY | Sheffield City |  | 0 | 0.002 | 0.004 | 0.005 | 0.007 | 0.009 | 0.006 | 0.007 | 0.005 | 0.005 | 0.005 | 0.003 | 0.003 | 0 | 0 | 0 | 0 | 0 | 0 | 0 | 0 | 0 | 0 | 0 | 0 | 0 | 0 | 0 | 0
NPgY | GSP | NG FES - System Transformation | Total installed biomass capacity (MW) | SKELTON GRANGE | System Transformation | Gen_BB010 | MW | NPgY | Skelton Grange |  | 0.903 | 1.147 | 1.39 | 1.634 | 1.878 | 2.121 | 1.771 | 1.779 | 1.597 | 1.606 | 1.617 | 1.241 | 1.254 | 0.93 | 0.944 | 0.878 | 0.881 | 0.849 | 0.852 | 0.821 | 0.824 | 0.793 | 0.797 | 0.801 | 0.732 | 0.737 | 0.741 | 0.746 | 0.751
NPgY | GSP | NG FES - System Transformation | Total installed biomass capacity (MW) | TEMPLEBOROUGH 275/33KV | System Transformation | Gen_BB010 | MW | NPgY | Templeborough |  | 0 | 0.007 | 0.013 | 0.02 | 0.027 | 0.033 | 0.024 | 0.024 | 0.019 | 0.019 | 0.02 | 0.009 | 0.01 | 0.001 | 0.001 | 0 | 0 | 0 | 0 | 0 | 0 | 0 | 0 | 0 | 0 | 0 | 0 | 0 | 0
NPgY | GSP | NG FES - System Transformation | Total installed biomass capacity (MW) | THURCROFT | System Transformation | Gen_BB010 | MW | NPgY | Thurcroft |  | 0 | 0.695 | 1.391 | 2.086 | 2.781 | 3.477 | 2.476 | 2.498 | 1.98 | 2.006 | 2.037 | 0.965 | 1.002 | 0.077 | 0.117 | 0 | 0 | 0 | 0 | 0 | 0 | 0 | 0 | 0 | 0 | 0 | 0 | 0 | 0
NPgY | GSP | NG FES - System Transformation | Total installed biomass capacity (MW) | WEST MELTON / THORPE MARSH | System Transformation | Gen_BB010 | MW | NPgY | Thorpe Marsh |  | 32 | 32.634 | 33.269 | 33.903 | 34.538 | 35.172 | 34.26 | 34.28 | 33.806 | 33.83 | 33.859 | 32.88 | 32.914 | 32.071 | 32.107 | 31.125 | 31.223 | 30.087 | 30.199 | 29.079 | 29.203 | 28.096 | 28.232 | 28.375 | 25.944 | 26.1 | 26.264 | 26.435 | 26.614
NPgY | GSP | NG FES - System Transformation | Total installed biomass capacity (MW) | WEST MELTON SECTION 3 | System Transformation | Gen_BB010 | MW | NPgY | West Melton |  | 9.88 | 10.559 | 11.238 | 11.917 | 12.596 | 13.276 | 12.299 | 12.32 | 11.814 | 11.839 | 11.87 | 10.822 | 10.859 | 9.956 | 9.994 | 9.61 | 9.64 | 9.289 | 9.324 | 8.978 | 9.016 | 8.675 | 8.717 | 8.761 | 8.01 | 8.058 | 8.109 | 8.162 | 8.217
NPgY | GSP | NG FES - System Transformation | Total installed biomass capacity (MW) | WINCOBANK | System Transformation | Gen_BB010 | MW | NPgY | Wincobank |  | 42.75 | 42.774 | 42.797 | 42.821 | 42.845 | 42.868 | 42.834 | 42.835 | 42.817 | 42.818 | 42.819 | 42.783 | 42.784 | 42.753 | 42.754 | 41.581 | 41.712 | 40.194 | 40.344 | 38.848 | 39.013 | 37.534 | 37.716 | 37.907 | 34.659 | 34.868 | 35.087 | 35.316 | 35.554
NPgN | GSP | NPg Best View | Total installed generation capacity (MW) | BLYTH 66kV | NPg Best View (Not in FES) | Gen_BB000_NPgAggregate | MW | NPgN | Blyth 66kV |  | 148.9 | 176.318 | 199.78 | 223.911 | 235.107 | 246.327 | 267.289 | 289.846 | 314.188 | 340.264 | 366.834 | 395.205 | 425.73 | 456.948 | 490.003 | 523.379 | 559.628 | 598.283 | 638.51 | 676.754 | 714.301 | 753.318 | 787.429 | 819.254 | 837.696 | 846.584 | 856.024 | 866.013 | 873.543
NPgN | GSP | NPg Best View | Total installed generation capacity (MW) | BLYTH 132kV | NPg Best View (Not in FES) | Gen_BB000_NPgAggregate | MW | NPgN | Blyth 132kV |  | 493.833 | 534.619 | 567.404 | 600.461 | 609.912 | 618.829 | 628.845 | 639.999 | 650.265 | 661.012 | 670.277 | 681.69 | 695.037 | 696.169 | 707.629 | 701.954 | 712.898 | 710.193 | 725.002 | 723.014 | 707.501 | 706.195 | 717.488 | 710.763 | 717.358 | 721.93 | 726.542 | 731.216 | 735.36
NPgN | GSP | NPg Best View | Total installed generation capacity (MW) | FOURSTONES | NPg Best View (Not in FES) | Gen_BB000_NPgAggregate | MW | NPgN | Fourstones |  | 91.371 | 93.627 | 95.52 | 97.511 | 98.364 | 99.264 | 100.16 | 101.163 | 102.159 | 103.119 | 104.027 | 105.007 | 106.101 | 107.123 | 108.02 | 108.918 | 109.804 | 110.854 | 111.98 | 113.132 | 114.32 | 115.51 | 116.569 | 117.541 | 118.53 | 119.553 | 120.552 | 121.589 | 122.629
NPgN | GSP | NPg Best View | Total installed generation capacity (MW) | HARTMOOR | NPg Best View (Not in FES) | Gen_BB000_NPgAggregate | MW | NPgN | Hart Moor |  | 105.713 | 117.512 | 127.205 | 137.2 | 140.795 | 144.404 | 148.05 | 152.087 | 155.908 | 159.84 | 163.404 | 160.534 | 144.57 | 124.355 | 128.002 | 131.636 | 135.214 | 139.645 | 144.405 | 149.204 | 154.163 | 159.163 | 163.231 | 166.9 | 170.244 | 173.347 | 176.5 | 179.701 | 182.906
NPgN | GSP | NPg Best View | Total installed generation capacity (MW) | HAWTHORN PIT GRID | NPg Best View (Not in FES) | Gen_BB000_NPgAggregate | MW | NPgN | Hawthorn Pit |  | 79.403 | 92.169 | 102.742 | 113.631 | 117.779 | 121.913 | 126.71 | 131.948 | 137.089 | 142.424 | 147.403 | 147.805 | 138.813 | 126.476 | 132.053 | 137.782 | 143.528 | 150.355 | 157.503 | 164.641 | 171.925 | 179.282 | 185.334 | 191.017 | 195.339 | 198.73 | 202.324 | 206.127 | 209.811
NPgN | GSP | NPg Best View | Total installed generation capacity (MW) | KNARESBOROUGH | NPg Best View (Not in FES) | Gen_BB000_NPgAggregate | MW | NPgN | Knaresborough |  | 99.549 | 147.178 | 185.576 | 224.545 | 236.192 | 247.381 | 257.319 | 268.498 | 278.193 | 288.199 | 296.311 | 302.842 | 304.28 | 300.957 | 307.755 | 313.252 | 317.947 | 326.212 | 335.945 | 345.174 | 354.379 | 363.56 | 369.129 | 373.462 | 376.016 | 378.128 | 381.368 | 388.148 | 395.066
NPgN | GSP | NPg Best View | Total installed generation capacity (MW) | LACKENBY | NPg Best View (Not in FES) | Gen_BB000_NPgAggregate | MW | NPgN | Lackenby |  | 110.418 | 124.072 | 135.625 | 147.73 | 153.12 | 158.68 | 165.449 | 172.819 | 180.309 | 188.216 | 195.984 | 202.518 | 206.558 | 209.346 | 217.511 | 226.01 | 234.562 | 244.478 | 254.791 | 265.075 | 275.442 | 285.917 | 294.866 | 303.474 | 309.888 | 314.918 | 320.32 | 326.439 | 332.365
NPgN | GSP | NPg Best View | Total installed generation capacity (MW) | NORTON | NPg Best View (Not in FES) | Gen_BB000_NPgAggregate | MW | NPgN | Norton |  | 227.413 | 326.407 | 406.653 | 488.404 | 514.257 | 539.425 | 563.905 | 591.215 | 616.016 | 641.183 | 662.498 | 685.212 | 706.805 | 720.678 | 740.822 | 758.77 | 775.207 | 799.7 | 827.185 | 853.543 | 879.778 | 905.972 | 923.836 | 939.312 | 948.07 | 954.15 | 962.945 | 980.038 | 997.023
NPgN | GSP | NPg Best View | Total installed generation capacity (MW) | OFFERTON | NPg Best View (Not in FES) | Gen_BB000_NPgAggregate | MW | NPgN | Offerton |  | 7.443 | 8.962 | 10.277 | 11.787 | 12.978 | 14.295 | 15.996 | 17.827 | 19.8 | 21.769 | 23.776 | 25.665 | 27.502 | 29.195 | 31.467 | 33.966 | 36.51 | 39.269 | 42.075 | 44.94 | 47.837 | 50.772 | 53.505 | 56.219 | 58.516 | 60.507 | 62.549 | 64.608 | 66.639
NPgN | GSP | NPg Best View | Total installed generation capacity (MW) | OSBALDWICK | NPg Best View (Not in FES) | Gen_BB000_NPgAggregate | MW | NPgN | Osbaldwick |  | 48.048 | 164.184 | 257.58 | 351.936 | 379.148 | 404.91 | 431.484 | 461.131 | 487.741 | 515.391 | 538.47 | 565.851 | 595.832 | 621.131 | 647.244 | 671.449 | 695.38 | 727.187 | 761.813 | 795.78 | 831.229 | 866.846 | 892.195 | 913.31 | 928.519 | 939.817 | 951.367 | 963.138 | 974.044
NPgN | GSP | NPg Best View | Total installed generation capacity (MW) | POPPLETON | NPg Best View (Not in FES) | Gen_BB000_NPgAggregate | MW | NPgN | Poppleton |  | 12.395 | 16.189 | 19.345 | 22.633 | 23.943 | 25.278 | 26.56 | 27.968 | 29.304 | 30.723 | 32.046 | 33.094 | 33.6 | 33.752 | 34.991 | 36.271 | 37.516 | 39.041 | 40.682 | 42.362 | 44.09 | 45.843 | 47.33 | 48.71 | 50.105 | 51.477 | 52.896 | 54.33 | 55.808
NPgN | GSP | NPg Best View | Total installed generation capacity (MW) | SALTHOLME | NPg Best View (Not in FES) | Gen_BB000_NPgAggregate | MW | NPgN | Saltholme |  | 264.787 | 265.678 | 266.4 | 267.135 | 267.364 | 267.59 | 267.818 | 268.075 | 268.314 | 263.909 | 257.11 | 227.825 | 152.891 | 57.45 | 57.564 | 55.464 | 55.428 | 53.421 | 53.602 | 51.582 | 47.658 | 45.545 | 45.458 | 43.289 | 42.912 | 42.45 | 42.164 | 42.455 | 42.744
NPgN | GSP | NPg Best View | Total installed generation capacity (MW) | SOUTH SHIELDS | NPg Best View (Not in FES) | Gen_BB000_NPgAggregate | MW | NPgN | South Shields |  | 4.616 | 5.238 | 5.853 | 6.634 | 7.546 | 8.576 | 9.864 | 11.248 | 12.768 | 14.342 | 16.017 | 17.604 | 19.249 | 20.926 | 22.624 | 24.524 | 26.451 | 28.505 | 30.591 | 32.742 | 34.911 | 37.11 | 39.238 | 41.377 | 43.307 | 45.08 | 46.888 | 48.72 | 50.553
NPgN | GSP | NPg Best View | Total installed generation capacity (MW) | SPADEADAM | NPg Best View (Not in FES) | Gen_BB000_NPgAggregate | MW | NPgN | Spadeadam - Not in NG FES |  | 6.673 | 8.555 | 10.123 | 11.731 | 12.414 | 13.1 | 14.281 | 15.564 | 16.934 | 18.358 | 19.786 | 21.344 | 23.048 | 24.84 | 26.625 | 28.476 | 30.409 | 32.553 | 34.718 | 36.854 | 39.031 | 41.217 | 43.06 | 44.824 | 45.857 | 46.424 | 46.986 | 47.545 | 47.969
NPgN | GSP | NPg Best View | Total installed generation capacity (MW) | SPENNYMOOR | NPg Best View (Not in FES) | Gen_BB000_NPgAggregate | MW | NPgN | Spennymoor |  | 125.861 | 203.999 | 267.09 | 331.049 | 350.363 | 368.889 | 388.191 | 409.685 | 429.323 | 449.861 | 467.578 | 488.215 | 510.99 | 530.536 | 549.884 | 567.398 | 585.493 | 608.247 | 633.696 | 658.026 | 682.708 | 708.168 | 727.5 | 743.26 | 755.67 | 765.401 | 775.332 | 785.58 | 795.261
NPgN | GSP | NPg Best View | Total installed generation capacity (MW) | STELLA NORTH | NPg Best View (Not in FES) | Gen_BB000_NPgAggregate | MW | NPgN | Stella North |  | 41.735 | 49.38 | 55.808 | 62.834 | 67.22 | 71.944 | 77.828 | 84.209 | 90.971 | 96.805 | 102.211 | 106.323 | 108.099 | 107.387 | 114.676 | 122.481 | 130.317 | 139.123 | 148.189 | 157.32 | 166.447 | 175.658 | 184.001 | 192.276 | 198.775 | 204.236 | 210.06 | 216.774 | 223.375
NPgN | GSP | NPg Best View | Total installed generation capacity (MW) | STELLA SOUTH | NPg Best View (Not in FES) | Gen_BB000_NPgAggregate | MW | NPgN | Stella South |  | 56.571 | 95.737 | 127.671 | 160.125 | 170.852 | 181.262 | 194.282 | 208.606 | 222.584 | 237.293 | 250.931 | 266.057 | 282.248 | 297.569 | 313.496 | 329.237 | 345.439 | 364.591 | 384.736 | 404.474 | 424.668 | 445.111 | 461.379 | 476.058 | 485.874 | 492.4 | 499.021 | 505.636 | 511.424
NPgN | GSP | NPg Best View | Total installed generation capacity (MW) | TYNEMOUTH | NPg Best View (Not in FES) | Gen_BB000_NPgAggregate | MW | NPgN | Tynemouth 1 |  | 33.656 | 36.553 | 39.435 | 42.762 | 45.584 | 48.673 | 52.684 | 56.97 | 61.589 | 65.921 | 70.181 | 73.029 | 73.545 | 72.395 | 77.597 | 83.334 | 89.083 | 95.464 | 101.974 | 108.544 | 115.05 | 121.647 | 127.719 | 133.899 | 138.663 | 142.527 | 146.815 | 151.834 | 156.823
NPgN | GSP | NPg Best View | Total installed generation capacity (MW) | WEST BOLDON | NPg Best View (Not in FES) | Gen_BB000_NPgAggregate | MW | NPgN | West Boldon |  | 36.416 | 42.818 | 48.699 | 55.202 | 59.53 | 64.195 | 69.725 | 75.684 | 81.957 | 88.575 | 95.371 | 102.046 | 109.162 | 116.177 | 123.101 | 130.729 | 138.418 | 146.877 | 155.557 | 164.46 | 173.477 | 182.627 | 191.116 | 199.515 | 207.018 | 213.786 | 220.774 | 227.811 | 234.877
NPgY | GSP | NPg Best View | Total installed generation capacity (MW) | BRADFORD WEST | NPg Best View (Not in FES) | Gen_BB000_NPgAggregate | MW | NPgY | Bradford West |  | 72.331 | 83.967 | 92.678 | 102.354 | 108.893 | 117.093 | 125.176 | 133.853 | 142.184 | 151.18 | 166.784 | 180.733 | 193.278 | 204.085 | 222.972 | 243.75 | 264.984 | 288.446 | 312.209 | 336.168 | 360.344 | 384.968 | 406.568 | 428.024 | 444.061 | 455.81 | 468.597 | 481.082 | 493.209
NPgY | GSP | NPg Best View | Total installed generation capacity (MW) | CAMBLESFORTH | NPg Best View (Not in FES) | Gen_BB000_NPgAggregate | MW | NPgY | Camblesforth |  | 136.769 | 138.786 | 140.343 | 142.116 | 143.449 | 145.14 | 146.899 | 148.862 | 150.88 | 151.984 | 153.141 | 153.564 | 152.703 | 150.252 | 152.93 | 155.748 | 158.615 | 161.764 | 165.01 | 168.315 | 171.67 | 175.042 | 178.167 | 181.182 | 183.837 | 186.306 | 188.731 | 191.229 | 193.668
NPgY | GSP | NPg Best View | Total installed generation capacity (MW) | CREYKE BECK | NPg Best View (Not in FES) | Gen_BB000_NPgAggregate | MW | NPgY | Creyke Beck |  | 416.919 | 485.287 | 529.737 | 576.13 | 596.938 | 626.269 | 670.92 | 720.744 | 770.74 | 820.177 | 860.374 | 886.091 | 893.086 | 886.002 | 937.237 | 987.632 | 1040.646 | 1100.527 | 1164.012 | 1225.651 | 1287.246 | 1350.346 | 1403.432 | 1451.214 | 1485.949 | 1511.556 | 1537.034 | 1562.85 | 1586.162
NPgY | GSP | NPg Best View | Total installed generation capacity (MW) | DRAX | NPg Best View (Not in FES) | Gen_BB000_NPgAggregate | MW | NPgY | Drax |  | 118.872 | 127.046 | 132.379 | 138.02 | 140.703 | 144.472 | 147.946 | 151.951 | 155.653 | 158.605 | 164.195 | 160.736 | 139.751 | 112.556 | 120.861 | 129.334 | 138.083 | 147.959 | 158.083 | 168.127 | 178.342 | 188.591 | 197.222 | 205.331 | 210.803 | 214.66 | 218.427 | 222.263 | 225.598
NPgY | GSP | NPg Best View | Total installed generation capacity (MW) | ELLAND | NPg Best View (Not in FES) | Gen_BB000_NPgAggregate | MW | NPgY | Elland |  | 128.437 | 139.239 | 147.006 | 155.481 | 160.685 | 167.268 | 173.53 | 180.323 | 186.707 | 189.293 | 192.206 | 193.114 | 191.411 | 181.781 | 192.614 | 204.547 | 216.564 | 230.174 | 244.14 | 258.303 | 272.6 | 287.202 | 299.849 | 312.306 | 322.468 | 330.549 | 339.405 | 348.06 | 356.776
NPgY | GSP | NPg Best View | Total installed generation capacity (MW) | FERRYBRIDGE A | NPg Best View (Not in FES) | Gen_BB000_NPgAggregate | MW | NPgY | Ferrybridge A |  | 33.206 | 46.423 | 54.91 | 63.751 | 67.549 | 72.934 | 80.239 | 88.426 | 96.392 | 103.906 | 108.539 | 111.904 | 114.937 | 115.41 | 121.868 | 128.164 | 134.571 | 142.273 | 150.551 | 158.696 | 166.924 | 175.302 | 181.998 | 187.904 | 192.702 | 196.661 | 200.704 | 204.779 | 208.715
NPgY | GSP | NPg Best View | Total installed generation capacity (MW) | FERRYBRIDGE B | NPg Best View (Not in FES) | Gen_BB000_NPgAggregate | MW | NPgY | Ferrybridge B (_M) |  | 264.656 | 298.425 | 320.052 | 342.569 | 352.169 | 365.862 | 383.56 | 403.503 | 422.763 | 442.736 | 458.03 | 460.966 | 444.868 | 417.888 | 432.045 | 444.771 | 456.569 | 473.453 | 492.03 | 509.244 | 525.246 | 541.177 | 551.957 | 562.069 | 563.778 | 561.999 | 563.107 | 573.427 | 583.246
NPgY | GSP | NPg Best View | Total installed generation capacity (MW) | GRIMSBY WEST | NPg Best View (Not in FES) | Gen_BB000_NPgAggregate | MW | NPgY | Grimsby West |  | 167.418 | 193.242 | 207.202 | 221.706 | 227.825 | 236.554 | 244.162 | 252.941 | 260.608 | 262.549 | 262.448 | 253.135 | 227.53 | 187.3 | 197.424 | 207.395 | 217.368 | 229.582 | 242.605 | 255.57 | 268.793 | 282.13 | 292.632 | 301.989 | 309.634 | 316.073 | 322.643 | 329.272 | 335.721
NPgY | GSP | NPg Best View | Total installed generation capacity (MW) | JORDANTHORPE | NPg Best View (Not in FES) | Gen_BB000_NPgAggregate | MW | NPgY | Jordanthorpe |  | 3.913 | 5.207 | 6.187 | 7.283 | 8.042 | 8.973 | 10.279 | 11.674 | 13.1 | 14.726 | 16.444 | 18.121 | 20.069 | 22.019 | 23.844 | 25.874 | 27.933 | 30.224 | 32.553 | 34.912 | 37.289 | 39.717 | 41.846 | 43.966 | 45.621 | 46.88 | 48.264 | 49.612 | 50.952
NPgY | GSP | NPg Best View | Total installed generation capacity (MW) | KEADBY | NPg Best View (Not in FES) | Gen_BB000_NPgAggregate | MW | NPgY | Keadby |  | 524.634 | 633.425 | 701.643 | 772.31 | 800.352 | 841.859 | 877.928 | 920.567 | 958.051 | 992.141 | 1030.183 | 1046.075 | 1030.359 | 991.436 | 1040.16 | 1082.996 | 1128.9 | 1182.854 | 1243.649 | 1300.954 | 1357.462 | 1416.069 | 1463.75 | 1501.787 | 1533.514 | 1561.096 | 1586.862 | 1614.279 | 1639.377
NPgY | GSP | NPg Best View | Total installed generation capacity (MW) | KIRKSTALL B | NPg Best View (Not in FES) | Gen_BB000_NPgAggregate | MW | NPgY | Kirkstall B |  | 35.455 | 40.496 | 44.441 | 48.813 | 51.916 | 55.671 | 68.079 | 81.329 | 95.996 | 110.621 | 114.311 | 115.779 | 115.502 | 112.585 | 117.309 | 122.617 | 127.898 | 133.875 | 140.044 | 146.377 | 152.761 | 159.302 | 165.13 | 170.922 | 176.172 | 180.758 | 185.749 | 190.661 | 195.734
NPgY | GSP | NPg Best View | Total installed generation capacity (MW) | NEEPSEND | NPg Best View (Not in FES) | Gen_BB000_NPgAggregate | MW | NPgY | Neepsend |  | 7.113 | 7.951 | 8.757 | 9.737 | 10.686 | 11.767 | 12.979 | 14.238 | 15.525 | 17.083 | 19.31 | 21.491 | 23.921 | 26.403 | 28.722 | 31.395 | 34.103 | 37.052 | 40.022 | 43.056 | 46.103 | 49.229 | 52.069 | 54.97 | 57.318 | 59.147 | 61.184 | 63.16 | 65.16
NPgY | GSP | NPg Best View | Total installed generation capacity (MW) | NORTON LEES | NPg Best View (Not in FES) | Gen_BB000_NPgAggregate | MW | NPgY | Norton Lees |  | 4.469 | 4.986 | 5.604 | 6.392 | 7.288 | 8.28 | 9.427 | 10.607 | 11.837 | 13.314 | 15.473 | 17.578 | 19.868 | 22.204 | 24.481 | 27.126 | 29.811 | 32.709 | 35.616 | 38.59 | 41.574 | 44.638 | 47.453 | 50.348 | 52.692 | 54.517 | 56.551 | 58.523 | 60.519
NPgY | GSP | NPg Best View | Total installed generation capacity (MW) | PITSMOOR 3/4 | NPg Best View (Not in FES) | Gen_BB000_NPgAggregate | MW | NPgY | Pitsmoor |  | 1.39 | 1.623 | 1.897 | 2.241 | 2.627 | 3.053 | 3.548 | 4.056 | 4.587 | 5.223 | 6.15 | 7.053 | 8.036 | 9.038 | 10.016 | 11.152 | 12.305 | 13.549 | 14.798 | 16.076 | 17.357 | 18.673 | 19.882 | 21.125 | 22.132 | 22.916 | 23.789 | 24.636 | 25.493
NPgY | GSP | NPg Best View | Total installed generation capacity (MW) | SALTEND NORTH | NPg Best View (Not in FES) | Gen_BB000_NPgAggregate | MW | NPgY | Saltend North |  | 84.101 | 84.895 | 85.8 | 86.918 | 88.162 | 89.615 | 91.235 | 92.987 | 94.889 | 94.86 | 96.049 | 96.672 | 95.734 | 92.069 | 97.051 | 102.461 | 108.082 | 114.061 | 120.042 | 126.057 | 132.131 | 138.258 | 143.887 | 149.488 | 153.486 | 156.441 | 159.42 | 162.421 | 165.165
NPgY | GSP | NPg Best View | Total installed generation capacity (MW) | SHEFFIELD CITY | NPg Best View (Not in FES) | Gen_BB000_NPgAggregate | MW | NPgY | Sheffield City |  | 1.871 | 2.215 | 2.582 | 3.038 | 3.517 | 4.055 | 4.668 | 5.301 | 5.957 | 6.752 | 7.906 | 9.034 | 10.279 | 11.56 | 12.759 | 14.149 | 15.558 | 17.084 | 18.618 | 20.186 | 21.76 | 23.376 | 24.854 | 26.369 | 27.596 | 28.551 | 29.616 | 30.648 | 31.694
NPgY | GSP | NPg Best View | Total installed generation capacity (MW) | SKELTON GRANGE | NPg Best View (Not in FES) | Gen_BB000_NPgAggregate | MW | NPgY | Skelton Grange |  | 120.283 | 133.847 | 143.899 | 155.073 | 162.975 | 172.596 | 196.118 | 221.288 | 248.657 | 274.994 | 284.563 | 289.642 | 290.921 | 284.77 | 297.63 | 311.715 | 325.54 | 341.694 | 358.486 | 375.294 | 391.751 | 408.573 | 423.21 | 438.048 | 449.352 | 458.158 | 468.806 | 481.918 | 495.306
NPgY | GSP | NPg Best View | Total installed generation capacity (MW) | TEMPLEBOROUGH 275/33KV | NPg Best View (Not in FES) | Gen_BB000_NPgAggregate | MW | NPgY | Templeborough |  | 0.397 | 0.707 | 0.934 | 1.183 | 1.342 | 1.543 | 2.189 | 2.886 | 3.655 | 4.471 | 4.748 | 4.978 | 5.257 | 5.522 | 5.765 | 6.023 | 6.281 | 6.576 | 6.884 | 7.198 | 7.516 | 7.838 | 8.121 | 8.393 | 8.636 | 8.858 | 9.086 | 9.317 | 9.548
NPgY | GSP | NPg Best View | Total installed generation capacity (MW) | THURCROFT | NPg Best View (Not in FES) | Gen_BB000_NPgAggregate | MW | NPgY | Thurcroft |  | 136.045 | 163.769 | 181.214 | 199.236 | 206.311 | 216.649 | 226.574 | 238.007 | 248.093 | 256.161 | 262.303 | 262.639 | 255.088 | 239.098 | 250 | 260.427 | 270.706 | 283.886 | 298.088 | 312.097 | 326.333 | 340.641 | 351.306 | 360.59 | 367.613 | 373.224 | 379.168 | 385.796 | 392.211
NPgY | GSP | NPg Best View | Total installed generation capacity (MW) | WEST MELTON / THORPE MARSH | NPg Best View (Not in FES) | Gen_BB000_NPgAggregate | MW | NPgY | Thorpe Marsh |  | 266.968 | 293.714 | 311.406 | 330.169 | 339.382 | 351.958 | 363.403 | 376.369 | 388.176 | 400.541 | 416.933 | 428.408 | 433.986 | 434.013 | 452.112 | 469.164 | 487.561 | 508.157 | 531.185 | 552.598 | 572.837 | 594.451 | 613.217 | 629.617 | 642.133 | 651.432 | 661.8 | 674.326 | 686.431
NPgY | GSP | NPg Best View | Total installed generation capacity (MW) | WEST MELTON SECTION 3 | NPg Best View (Not in FES) | Gen_BB000_NPgAggregate | MW | NPgY | West Melton |  | 105.67 | 133.804 | 152.14 | 171.415 | 180.29 | 192.599 | 205.741 | 220.557 | 234.396 | 249.118 | 263.677 | 275.785 | 287.636 | 296.549 | 312.533 | 328.356 | 344.664 | 363.688 | 384.147 | 404.196 | 424.251 | 444.881 | 461.971 | 477.277 | 489.942 | 500.355 | 511.142 | 521.947 | 532.491
NPgY | GSP | NPg Best View | Total installed generation capacity (MW) | WINCOBANK | NPg Best View (Not in FES) | Gen_BB000_NPgAggregate | MW | NPgY | Wincobank |  | 44.655 | 45.686 | 46.39 | 47.135 | 47.524 | 48.041 | 49.399 | 50.873 | 52.46 | 54.148 | 54.766 | 55.291 | 55.969 | 55.323 | 55.954 | 54.745 | 55.394 | 54.296 | 55.104 | 54.065 | 51.454 | 50.445 | 51.174 | 50.005 | 50.636 | 51.222 | 51.829 | 52.444 | 53.067
NPgN | GSP | NG FES - Consumer Transformation | Total installed generation capacity (MW) | BLYTH 66kV | Consumer Transformation | Gen_BB000_NPgAggregate | MW | NPgN | Blyth 66kV |  | 148.9 | 170.193 | 187.523 | 205.523 | 216.09 | 227 | 247.65 | 269.912 | 293.667 | 319.33 | 346.222 | 369.731 | 397.003 | 425.478 | 458.243 | 491.31 | 527.557 | 564.989 | 603.954 | 641.039 | 679.671 | 714.746 | 748.894 | 781.615 | 800.808 | 810.407 | 819.861 | 830.266 | 838.801
NPgN | GSP | NG FES - Consumer Transformation | Total installed generation capacity (MW) | BLYTH 132kV | Consumer Transformation | Gen_BB000_NPgAggregate | MW | NPgN | Blyth 132kV |  | 493.833 | 523.788 | 545.732 | 567.95 | 576.289 | 584.656 | 594.12 | 604.754 | 607.908 | 618.147 | 628.228 | 603.822 | 610.549 | 591.629 | 602.341 | 595.613 | 605.786 | 600.407 | 613.029 | 609.049 | 621.615 | 587.086 | 598.125 | 592.634 | 600.206 | 605.659 | 611.682 | 617.734 | 623.233
NPgN | GSP | NG FES - Consumer Transformation | Total installed generation capacity (MW) | FOURSTONES | Consumer Transformation | Gen_BB000_NPgAggregate | MW | NPgN | Fourstones |  | 91.371 | 93.067 | 94.399 | 95.83 | 96.625 | 97.496 | 98.364 | 99.34 | 100.337 | 101.257 | 102.191 | 102.945 | 103.679 | 104.504 | 105.375 | 106.233 | 107.095 | 108.021 | 109.051 | 110.117 | 111.19 | 112.266 | 113.331 | 114.388 | 115.449 | 116.541 | 117.636 | 118.769 | 119.905
NPgN | GSP | NG FES - Consumer Transformation | Total installed generation capacity (MW) | HARTMOOR | Consumer Transformation | Gen_BB000_NPgAggregate | MW | NPgN | Hart Moor |  | 105.713 | 114.485 | 121.148 | 128.113 | 131.396 | 134.852 | 138.344 | 142.235 | 146.059 | 149.789 | 153.509 | 156.309 | 158.716 | 154.239 | 150.073 | 147.339 | 145.84 | 144.892 | 143.68 | 142.146 | 140.648 | 141.631 | 145.733 | 149.861 | 153.594 | 157.066 | 160.741 | 164.462 | 168.185
NPgN | GSP | NG FES - Consumer Transformation | Total installed generation capacity (MW) | HAWTHORN PIT GRID | Consumer Transformation | Gen_BB000_NPgAggregate | MW | NPgN | Hawthorn Pit |  | 79.403 | 89.005 | 96.413 | 104.136 | 107.959 | 111.932 | 116.568 | 121.655 | 126.798 | 131.99 | 137.188 | 141.456 | 145.515 | 144.865 | 144.554 | 145.481 | 147.433 | 150.059 | 152.559 | 154.819 | 157.154 | 161.382 | 167.469 | 173.632 | 178.36 | 182.137 | 186.013 | 190.204 | 194.428
NPgN | GSP | NG FES - Consumer Transformation | Total installed generation capacity (MW) | KNARESBOROUGH | Consumer Transformation | Gen_BB000_NPgAggregate | MW | NPgN | Knaresborough |  | 99.549 | 134.588 | 160.384 | 186.75 | 197.105 | 207.656 | 216.951 | 227.525 | 237.225 | 246.343 | 255.069 | 260.095 | 264.045 | 265.94 | 269.263 | 272.158 | 275.646 | 279.98 | 284.69 | 288.921 | 292.544 | 297.346 | 303.056 | 309.298 | 313.469 | 317.115 | 318.282 | 324.697 | 333.767
NPgN | GSP | NG FES - Consumer Transformation | Total installed generation capacity (MW) | LACKENBY | Consumer Transformation | Gen_BB000_NPgAggregate | MW | NPgN | Lackenby |  | 110.418 | 120.807 | 129.09 | 137.927 | 142.982 | 148.376 | 154.979 | 162.192 | 169.678 | 177.35 | 185.274 | 192.185 | 199.21 | 205.198 | 211.524 | 218.562 | 226.13 | 234.416 | 242.804 | 251.121 | 259.388 | 268.312 | 277.297 | 286.4 | 293.234 | 298.661 | 303.77 | 309.94 | 316.424
NPgN | GSP | NG FES - Consumer Transformation | Total installed generation capacity (MW) | NORTON | Consumer Transformation | Gen_BB000_NPgAggregate | MW | NPgN | Norton |  | 227.413 | 300.468 | 354.751 | 410.541 | 433.73 | 457.583 | 480.74 | 506.803 | 531.632 | 555.23 | 578.025 | 593.319 | 606.851 | 621.835 | 639.728 | 656.405 | 673.776 | 693.31 | 713.791 | 733.539 | 752.125 | 771.74 | 789.896 | 809.304 | 821.395 | 830.637 | 833.887 | 849.467 | 870.887
NPgN | GSP | NG FES - Consumer Transformation | Total installed generation capacity (MW) | OFFERTON | Consumer Transformation | Gen_BB000_NPgAggregate | MW | NPgN | Offerton |  | 7.443 | 8.737 | 9.828 | 11.113 | 12.282 | 13.587 | 15.277 | 17.097 | 19.07 | 21.073 | 23.133 | 25.07 | 27.122 | 29.219 | 31.266 | 33.57 | 35.945 | 38.511 | 41.144 | 43.845 | 46.616 | 49.472 | 52.208 | 54.956 | 57.281 | 59.3 | 61.381 | 63.479 | 65.548
NPgN | GSP | NG FES - Consumer Transformation | Total installed generation capacity (MW) | OSBALDWICK | Consumer Transformation | Gen_BB000_NPgAggregate | MW | NPgN | Osbaldwick |  | 48.048 | 133.355 | 195.893 | 259.391 | 283.438 | 307.637 | 332.639 | 360.804 | 387.437 | 413.062 | 437.765 | 454.168 | 468.471 | 487.086 | 509.996 | 530.524 | 551.91 | 575.788 | 603.845 | 631.794 | 659.873 | 688.563 | 714.259 | 740.047 | 759.218 | 774.273 | 790.922 | 807.87 | 824.048
NPgN | GSP | NG FES - Consumer Transformation | Total installed generation capacity (MW) | POPPLETON | Consumer Transformation | Gen_BB000_NPgAggregate | MW | NPgN | Poppleton |  | 12.395 | 15.243 | 17.451 | 19.793 | 21.006 | 22.293 | 23.526 | 24.889 | 26.226 | 27.577 | 28.945 | 29.989 | 31.001 | 31.74 | 32.516 | 33.392 | 34.325 | 35.383 | 36.563 | 37.776 | 38.991 | 40.363 | 41.861 | 43.384 | 44.901 | 46.389 | 47.97 | 49.567 | 51.207
NPgN | GSP | NG FES - Consumer Transformation | Total installed generation capacity (MW) | SALTHOLME | Consumer Transformation | Gen_BB000_NPgAggregate | MW | NPgN | Saltholme |  | 264.787 | 265.442 | 265.928 | 266.427 | 266.632 | 266.846 | 267.062 | 267.308 | 266.628 | 264.512 | 259.632 | 250.176 | 243.769 | 211.281 | 182.109 | 156.343 | 136.727 | 116.265 | 96.259 | 73.229 | 54.458 | 38.032 | 37.899 | 35.713 | 35.313 | 34.823 | 33.815 | 33.664 | 33.93
NPgN | GSP | NG FES - Consumer Transformation | Total installed generation capacity (MW) | SOUTH SHIELDS | Consumer Transformation | Gen_BB000_NPgAggregate | MW | NPgN | South Shields |  | 4.616 | 5.236 | 5.85 | 6.629 | 7.541 | 8.572 | 9.859 | 11.243 | 12.763 | 14.337 | 16.012 | 17.627 | 19.354 | 21.098 | 22.765 | 24.639 | 26.546 | 28.581 | 30.644 | 32.771 | 34.916 | 37.101 | 39.229 | 41.368 | 43.299 | 45.072 | 46.881 | 48.712 | 50.546
NPgN | GSP | NG FES - Consumer Transformation | Total installed generation capacity (MW) | SPADEADAM | Consumer Transformation | Gen_BB000_NPgAggregate | MW | NPgN | Spadeadam - Not in NG FES |  | 6.673 | 8.116 | 9.245 | 10.414 | 11.051 | 11.715 | 12.874 | 14.136 | 15.506 | 16.899 | 18.347 | 19.729 | 21.15 | 22.787 | 24.552 | 26.372 | 28.286 | 30.333 | 32.422 | 34.492 | 36.578 | 38.675 | 40.523 | 42.354 | 43.443 | 44.064 | 44.701 | 45.336 | 45.834
NPgN | GSP | NG FES - Consumer Transformation | Total installed generation capacity (MW) | SPENNYMOOR | Consumer Transformation | Gen_BB000_NPgAggregate | MW | NPgN | Spennymoor |  | 125.861 | 183.401 | 225.875 | 269.218 | 286.416 | 303.898 | 322.15 | 342.653 | 361.981 | 381.058 | 399.775 | 411.442 | 423.284 | 436.811 | 454.413 | 469.82 | 486.551 | 504.292 | 525.557 | 546.049 | 567.269 | 586.699 | 606.245 | 625.109 | 640.147 | 652.369 | 665.548 | 679.151 | 692.331
NPgN | GSP | NG FES - Consumer Transformation | Total installed generation capacity (MW) | STELLA NORTH | Consumer Transformation | Gen_BB000_NPgAggregate | MW | NPgN | Stella North |  | 41.735 | 47.954 | 52.955 | 58.554 | 62.793 | 67.445 | 73.257 | 79.569 | 86.332 | 92.636 | 98.579 | 103.878 | 109.391 | 114.336 | 119.174 | 125.04 | 131.336 | 138.379 | 145.518 | 152.802 | 160.561 | 169.013 | 177.371 | 185.863 | 192.544 | 198.18 | 203.24 | 209.597 | 216.441
NPgN | GSP | NG FES - Consumer Transformation | Total installed generation capacity (MW) | STELLA SOUTH | Consumer Transformation | Gen_BB000_NPgAggregate | MW | NPgN | Stella South |  | 56.571 | 85.677 | 107.543 | 129.927 | 139.622 | 149.522 | 162.029 | 175.869 | 189.792 | 203.784 | 217.907 | 229.238 | 240.56 | 253.528 | 268.39 | 282.913 | 298.275 | 314.83 | 332.808 | 350.539 | 368.497 | 386.334 | 402.713 | 418.912 | 430.018 | 437.766 | 446.114 | 454.454 | 461.958
NPgN | GSP | NG FES - Consumer Transformation | Total installed generation capacity (MW) | TYNEMOUTH | Consumer Transformation | Gen_BB000_NPgAggregate | MW | NPgN | Tynemouth 1 |  | 33.656 | 36.166 | 38.661 | 41.601 | 44.384 | 47.453 | 51.445 | 55.712 | 60.331 | 64.953 | 69.492 | 73.717 | 78.209 | 81.762 | 85.096 | 89.415 | 94.088 | 99.307 | 104.378 | 109.512 | 114.869 | 120.852 | 126.928 | 133.167 | 137.98 | 141.892 | 145.342 | 149.888 | 154.943
NPgN | GSP | NG FES - Consumer Transformation | Total installed generation capacity (MW) | WEST BOLDON | Consumer Transformation | Gen_BB000_NPgAggregate | MW | NPgN | West Boldon |  | 36.416 | 41.614 | 46.29 | 51.587 | 55.791 | 60.396 | 65.864 | 71.765 | 78.04 | 84.59 | 91.459 | 97.755 | 104.392 | 111.297 | 118.026 | 125.451 | 132.988 | 141.091 | 149.471 | 158.094 | 166.788 | 175.654 | 184.156 | 192.738 | 200.396 | 207.311 | 214.506 | 221.75 | 229.022
NPgY | GSP | NG FES - Consumer Transformation | Total installed generation capacity (MW) | BRADFORD WEST | Consumer Transformation | Gen_BB000_NPgAggregate | MW | NPgY | Bradford West |  | 72.331 | 82.001 | 88.746 | 96.456 | 102.492 | 110.364 | 118.153 | 126.581 | 134.791 | 143.824 | 159.792 | 175.104 | 191.444 | 208.034 | 223.808 | 241.844 | 260.739 | 281.449 | 302.719 | 324.241 | 346.228 | 369.413 | 391.154 | 413.232 | 429.887 | 442.25 | 455.649 | 468.741 | 481.472
NPgY | GSP | NG FES - Consumer Transformation | Total installed generation capacity (MW) | CAMBLESFORTH | Consumer Transformation | Gen_BB000_NPgAggregate | MW | NPgY | Camblesforth |  | 136.769 | 138.448 | 139.668 | 141.104 | 142.35 | 143.985 | 145.693 | 147.613 | 149.611 | 151.083 | 152.601 | 153.894 | 155.22 | 156.368 | 157.364 | 158.743 | 160.322 | 162.208 | 164.34 | 166.603 | 169.307 | 172.372 | 175.521 | 178.643 | 181.404 | 183.978 | 186.508 | 189.111 | 191.653
NPgY | GSP | NG FES - Consumer Transformation | Total installed generation capacity (MW) | CREYKE BECK | Consumer Transformation | Gen_BB000_NPgAggregate | MW | NPgY | Creyke Beck |  | 416.919 | 471.003 | 501.17 | 533.279 | 550.425 | 577.384 | 619.893 | 667.915 | 716.423 | 764.796 | 806.555 | 839.41 | 875.009 | 904.38 | 934.725 | 966.765 | 1004.432 | 1045.686 | 1091.791 | 1136.091 | 1183.441 | 1232.548 | 1286.625 | 1338.891 | 1378.079 | 1408.118 | 1437.997 | 1468.184 | 1495.837
NPgY | GSP | NG FES - Consumer Transformation | Total installed generation capacity (MW) | DRAX | Consumer Transformation | Gen_BB000_NPgAggregate | MW | NPgY | Drax |  | 118.872 | 125.33 | 128.948 | 132.874 | 135.116 | 138.601 | 141.817 | 145.606 | 149.202 | 152.221 | 158.159 | 163.684 | 168.983 | 165.904 | 162.782 | 161.883 | 162.975 | 165.1 | 166.869 | 168.143 | 169.856 | 175.017 | 183.77 | 192.422 | 198.433 | 202.827 | 207.127 | 211.493 | 215.355
NPgY | GSP | NG FES - Consumer Transformation | Total installed generation capacity (MW) | ELLAND | Consumer Transformation | Gen_BB000_NPgAggregate | MW | NPgY | Elland |  | 128.437 | 137.296 | 143.12 | 149.652 | 154.358 | 160.618 | 166.588 | 173.136 | 179.4 | 184.047 | 188.987 | 192.525 | 196.454 | 201.59 | 205.453 | 211.285 | 217.657 | 225.676 | 235.135 | 245.335 | 257.855 | 271.827 | 284.614 | 297.685 | 308.458 | 317.147 | 326.607 | 335.862 | 345.174
NPgY | GSP | NG FES - Consumer Transformation | Total installed generation capacity (MW) | FERRYBRIDGE A | Consumer Transformation | Gen_BB000_NPgAggregate | MW | NPgY | Ferrybridge A |  | 33.206 | 43.613 | 49.289 | 55.321 | 58.397 | 63.316 | 70.199 | 78.032 | 85.78 | 93.279 | 98.378 | 101.806 | 105.359 | 109.694 | 113.658 | 117.61 | 121.958 | 126.939 | 133.019 | 139.13 | 145.801 | 152.711 | 159.606 | 166.398 | 172.076 | 176.912 | 181.825 | 186.765 | 191.561
NPgY | GSP | NG FES - Consumer Transformation | Total installed generation capacity (MW) | FERRYBRIDGE B | Consumer Transformation | Gen_BB000_NPgAggregate | MW | NPgY | Ferrybridge B (_M) |  | 264.656 | 291.223 | 305.647 | 320.962 | 328.716 | 341.213 | 357.831 | 376.866 | 395.646 | 414.522 | 430.14 | 442.239 | 453.961 | 457.278 | 459.704 | 464.003 | 470.795 | 479.382 | 486.036 | 490.926 | 494.483 | 501.988 | 513.282 | 525.67 | 529.641 | 530.113 | 522.145 | 527.936 | 539.963
NPgY | GSP | NG FES - Consumer Transformation | Total installed generation capacity (MW) | GRIMSBY WEST | Consumer Transformation | Gen_BB000_NPgAggregate | MW | NPgY | Grimsby West |  | 167.418 | 188.618 | 197.956 | 207.836 | 212.77 | 220.732 | 227.646 | 235.842 | 243.213 | 247.393 | 249.921 | 249.924 | 249.374 | 243.991 | 237.331 | 232.989 | 230.493 | 229.92 | 231.123 | 232.632 | 237.092 | 245.476 | 256.309 | 267.128 | 276.225 | 284.109 | 292.116 | 300.173 | 308.04
NPgY | GSP | NG FES - Consumer Transformation | Total installed generation capacity (MW) | JORDANTHORPE | Consumer Transformation | Gen_BB000_NPgAggregate | MW | NPgY | Jordanthorpe |  | 3.913 | 4.988 | 5.749 | 6.626 | 7.33 | 8.225 | 9.497 | 10.865 | 12.278 | 13.868 | 15.594 | 17.185 | 18.894 | 20.795 | 22.586 | 24.565 | 26.581 | 28.766 | 31.025 | 33.323 | 35.629 | 37.986 | 40.131 | 42.32 | 44.044 | 45.371 | 46.824 | 48.239 | 49.646
NPgY | GSP | NG FES - Consumer Transformation | Total installed generation capacity (MW) | KEADBY | Consumer Transformation | Gen_BB000_NPgAggregate | MW | NPgY | Keadby |  | 524.634 | 609.603 | 654 | 700.846 | 722.781 | 760.334 | 792.829 | 832.463 | 867.282 | 898.543 | 938.325 | 963.749 | 992.143 | 1006.775 | 1023.78 | 1038.706 | 1061.565 | 1086.678 | 1120.25 | 1150.199 | 1184.282 | 1218.776 | 1268.1 | 1313.603 | 1352.746 | 1387.708 | 1420.416 | 1454.879 | 1487.204
NPgY | GSP | NG FES - Consumer Transformation | Total installed generation capacity (MW) | KIRKSTALL B | Consumer Transformation | Gen_BB000_NPgAggregate | MW | NPgY | Kirkstall B |  | 35.455 | 39.685 | 42.819 | 46.379 | 49.274 | 52.895 | 65.181 | 78.329 | 92.946 | 108.071 | 112.311 | 115.069 | 118.048 | 120.71 | 122.749 | 125.739 | 128.955 | 132.822 | 137.14 | 141.737 | 146.954 | 152.883 | 158.769 | 164.818 | 170.322 | 175.163 | 180.406 | 185.568 | 190.891
NPgY | GSP | NG FES - Consumer Transformation | Total installed generation capacity (MW) | NEEPSEND | Consumer Transformation | Gen_BB000_NPgAggregate | MW | NPgY | Neepsend |  | 7.113 | 7.875 | 8.606 | 9.51 | 10.44 | 11.508 | 12.709 | 13.959 | 15.241 | 16.786 | 19.016 | 21.167 | 23.514 | 25.98 | 28.287 | 30.942 | 33.635 | 36.548 | 39.493 | 42.506 | 45.528 | 48.63 | 51.476 | 54.4 | 56.773 | 58.625 | 60.686 | 62.685 | 64.709
NPgY | GSP | NG FES - Consumer Transformation | Total installed generation capacity (MW) | NORTON LEES | Consumer Transformation | Gen_BB000_NPgAggregate | MW | NPgY | Norton Lees |  | 4.469 | 4.986 | 5.604 | 6.392 | 7.288 | 8.28 | 9.427 | 10.606 | 11.837 | 13.323 | 15.491 | 17.61 | 19.932 | 22.331 | 24.58 | 27.202 | 29.865 | 32.743 | 35.634 | 38.594 | 41.573 | 44.636 | 47.452 | 50.347 | 52.691 | 54.516 | 56.55 | 58.522 | 60.518
NPgY | GSP | NG FES - Consumer Transformation | Total installed generation capacity (MW) | PITSMOOR 3/4 | Consumer Transformation | Gen_BB000_NPgAggregate | MW | NPgY | Pitsmoor |  | 1.39 | 1.623 | 1.895 | 2.239 | 2.625 | 3.051 | 3.545 | 4.054 | 4.584 | 5.224 | 6.155 | 7.065 | 8.061 | 9.091 | 10.057 | 11.182 | 12.325 | 13.561 | 14.802 | 16.073 | 17.352 | 18.668 | 19.877 | 21.12 | 22.127 | 22.911 | 23.784 | 24.631 | 25.489
NPgY | GSP | NG FES - Consumer Transformation | Total installed generation capacity (MW) | SALTEND NORTH | Consumer Transformation | Gen_BB000_NPgAggregate | MW | NPgY | Saltend North |  | 84.101 | 84.887 | 85.783 | 86.891 | 88.134 | 89.585 | 91.204 | 92.954 | 94.855 | 95.779 | 97.753 | 99.731 | 101.894 | 104.323 | 106.632 | 109.772 | 113.283 | 117.393 | 121.812 | 126.451 | 132.063 | 138.188 | 143.817 | 149.421 | 153.422 | 156.379 | 159.361 | 162.365 | 165.113
NPgY | GSP | NG FES - Consumer Transformation | Total installed generation capacity (MW) | SHEFFIELD CITY | Consumer Transformation | Gen_BB000_NPgAggregate | MW | NPgY | Sheffield City |  | 1.871 | 2.199 | 2.551 | 2.991 | 3.466 | 4.001 | 4.612 | 5.244 | 5.898 | 6.691 | 7.845 | 8.967 | 10.195 | 11.472 | 12.669 | 14.055 | 15.461 | 16.98 | 18.509 | 20.073 | 21.641 | 23.252 | 24.731 | 26.251 | 27.483 | 28.444 | 29.513 | 30.55 | 31.6
NPgY | GSP | NG FES - Consumer Transformation | Total installed generation capacity (MW) | SKELTON GRANGE | Consumer Transformation | Gen_BB000_NPgAggregate | MW | NPgY | Skelton Grange |  | 120.283 | 131.741 | 139.687 | 148.756 | 156.118 | 165.39 | 188.596 | 213.5 | 240.722 | 268.441 | 279.506 | 287.56 | 296.332 | 304.804 | 311.801 | 321.243 | 331.346 | 343.177 | 355.359 | 367.898 | 381.711 | 397.078 | 411.865 | 427.368 | 439.333 | 448.797 | 456.779 | 468.56 | 482.592
NPgY | GSP | NG FES - Consumer Transformation | Total installed generation capacity (MW) | TEMPLEBOROUGH 275/33KV | Consumer Transformation | Gen_BB000_NPgAggregate | MW | NPgY | Templeborough |  | 0.397 | 0.65 | 0.818 | 1.009 | 1.154 | 1.345 | 1.983 | 2.673 | 3.438 | 4.245 | 4.524 | 4.731 | 4.946 | 5.199 | 5.433 | 5.678 | 5.924 | 6.191 | 6.481 | 6.779 | 7.078 | 7.381 | 7.669 | 7.958 | 8.22 | 8.46 | 8.706 | 8.954 | 9.203
NPgY | GSP | NG FES - Consumer Transformation | Total installed generation capacity (MW) | THURCROFT | Consumer Transformation | Gen_BB000_NPgAggregate | MW | NPgY | Thurcroft |  | 136.045 | 157.76 | 169.197 | 181.21 | 186.745 | 196.085 | 205.108 | 215.784 | 225.498 | 233.848 | 241.244 | 245.808 | 249.886 | 252.384 | 253.699 | 255.786 | 259.026 | 263.827 | 270.272 | 276.743 | 284.357 | 294.355 | 305.451 | 316.635 | 325.546 | 333.037 | 340.062 | 348.077 | 356.336
NPgY | GSP | NG FES - Consumer Transformation | Total installed generation capacity (MW) | WEST MELTON / THORPE MARSH | Consumer Transformation | Gen_BB000_NPgAggregate | MW | NPgY | Thorpe Marsh |  | 266.968 | 288.232 | 300.441 | 313.722 | 321.529 | 333.195 | 343.817 | 356.092 | 366.96 | 378.544 | 395.234 | 407.075 | 421.802 | 432.567 | 444.638 | 456.691 | 471.399 | 486.55 | 503.679 | 519.145 | 535.836 | 550.576 | 569.703 | 587.802 | 602.006 | 612.983 | 622.354 | 634.944 | 648.69
NPgY | GSP | NG FES - Consumer Transformation | Total installed generation capacity (MW) | WEST MELTON SECTION 3 | Consumer Transformation | Gen_BB000_NPgAggregate | MW | NPgY | West Melton |  | 105.67 | 127.935 | 140.403 | 153.81 | 161.18 | 172.515 | 184.777 | 198.852 | 212.143 | 225.933 | 240.728 | 252.045 | 264.3 | 277.162 | 289.612 | 302.003 | 315.456 | 330.041 | 346.774 | 363.221 | 380.194 | 396.983 | 414.483 | 431.634 | 446.133 | 458.37 | 470.97 | 483.574 | 495.906
NPgY | GSP | NG FES - Consumer Transformation | Total installed generation capacity (MW) | WINCOBANK | Consumer Transformation | Gen_BB000_NPgAggregate | MW | NPgY | Wincobank |  | 44.655 | 45.482 | 45.98 | 46.522 | 46.858 | 47.341 | 48.668 | 50.116 | 50.89 | 52.574 | 53.233 | 50.14 | 50.635 | 48.116 | 48.685 | 47.398 | 47.974 | 46.745 | 47.451 | 46.318 | 47.047 | 42.483 | 43.184 | 42.034 | 42.683 | 43.284 | 43.902 | 44.527 | 45.157
NPgN | GSP | NG FES - Falling Short | Total installed generation capacity (MW) | BLYTH 66kV | Falling Short | Gen_BB000_NPgAggregate | MW | NPgN | Blyth 66kV |  | 148.9 | 162.775 | 171.6 | 179.928 | 185.856 | 191.911 | 196.902 | 202.164 | 208.856 | 217.641 | 227.174 | 235.026 | 241.909 | 247.572 | 251.964 | 256.285 | 260.858 | 264.487 | 270.281 | 276.023 | 281.773 | 287.59 | 293.792 | 300.133 | 306.684 | 313.231 | 319.937 | 326.418 | 333.245
NPgN | GSP | NG FES - Falling Short | Total installed generation capacity (MW) | BLYTH 132kV | Falling Short | Gen_BB000_NPgAggregate | MW | NPgN | Blyth 132kV |  | 493.833 | 514.436 | 526.793 | 538.989 | 547.114 | 555.432 | 562.231 | 569.232 | 576.497 | 584.076 | 591.521 | 596.558 | 601.457 | 604.29 | 605.212 | 605.638 | 606.434 | 605.332 | 607.948 | 610.129 | 611.997 | 613.652 | 616.069 | 618.403 | 620.908 | 623.878 | 626.499 | 628.782 | 631.355
NPgN | GSP | NG FES - Falling Short | Total installed generation capacity (MW) | FOURSTONES | Falling Short | Gen_BB000_NPgAggregate | MW | NPgN | Fourstones |  | 91.371 | 92.638 | 93.426 | 94.174 | 94.704 | 95.251 | 95.738 | 96.263 | 96.801 | 97.293 | 97.798 | 98.151 | 98.544 | 98.838 | 99.054 | 99.237 | 99.469 | 99.613 | 99.976 | 100.334 | 100.711 | 101.074 | 101.506 | 101.914 | 102.343 | 102.845 | 103.278 | 103.727 | 104.171
NPgN | GSP | NG FES - Falling Short | Total installed generation capacity (MW) | HARTMOOR | Falling Short | Gen_BB000_NPgAggregate | MW | NPgN | Hart Moor |  | 105.713 | 112.067 | 115.885 | 119.516 | 121.976 | 124.502 | 126.647 | 128.919 | 131.243 | 133.556 | 135.891 | 137.438 | 139.118 | 140.214 | 140.747 | 141.188 | 141.775 | 141.875 | 143.057 | 144.187 | 145.315 | 146.429 | 147.773 | 149.122 | 150.561 | 152.109 | 153.596 | 155.009 | 156.5
NPgN | GSP | NG FES - Falling Short | Total installed generation capacity (MW) | HAWTHORN PIT GRID | Falling Short | Gen_BB000_NPgAggregate | MW | NPgN | Hawthorn Pit |  | 79.403 | 86.339 | 90.473 | 94.309 | 96.907 | 99.571 | 101.817 | 104.201 | 106.724 | 109.421 | 112.199 | 114.115 | 116.121 | 117.498 | 118.226 | 118.908 | 119.721 | 120.043 | 121.482 | 122.89 | 124.299 | 125.735 | 127.373 | 129.073 | 130.877 | 132.693 | 134.568 | 136.324 | 138.072
NPgN | GSP | NG FES - Falling Short | Total installed generation capacity (MW) | KNARESBOROUGH | Falling Short | Gen_BB000_NPgAggregate | MW | NPgN | Knaresborough |  | 99.549 | 124.572 | 139.379 | 153.652 | 163.146 | 172.883 | 180.982 | 189.416 | 197.834 | 206.03 | 214.009 | 219.022 | 224.415 | 227.397 | 228.118 | 228.326 | 229.026 | 227.582 | 230.524 | 233.059 | 235.353 | 237.464 | 240.486 | 243.449 | 246.67 | 250.406 | 253.784 | 256.804 | 260.162
NPgN | GSP | NG FES - Falling Short | Total installed generation capacity (MW) | LACKENBY | Falling Short | Gen_BB000_NPgAggregate | MW | NPgN | Lackenby |  | 110.418 | 118.019 | 122.651 | 126.912 | 129.869 | 132.908 | 135.533 | 138.364 | 141.426 | 144.715 | 148.191 | 150.684 | 153.31 | 155.289 | 156.594 | 157.876 | 159.342 | 160.336 | 162.529 | 164.747 | 167.045 | 169.398 | 171.99 | 174.653 | 177.458 | 180.295 | 183.182 | 185.983 | 188.968
NPgN | GSP | NG FES - Falling Short | Total installed generation capacity (MW) | NORTON | Falling Short | Gen_BB000_NPgAggregate | MW | NPgN | Norton |  | 227.413 | 279.475 | 310.5 | 340.389 | 360.392 | 380.908 | 398.034 | 415.931 | 434.073 | 452.108 | 469.916 | 481.478 | 493.722 | 500.992 | 503.559 | 505.133 | 507.766 | 506.035 | 513.389 | 519.986 | 526.186 | 532.068 | 539.841 | 547.536 | 555.813 | 565.11 | 573.733 | 581.632 | 589.698
NPgN | GSP | NG FES - Falling Short | Total installed generation capacity (MW) | OFFERTON | Falling Short | Gen_BB000_NPgAggregate | MW | NPgN | Offerton |  | 7.443 | 8.55 | 9.156 | 9.647 | 10.025 | 10.416 | 10.794 | 11.233 | 11.74 | 12.299 | 12.946 | 13.445 | 14.004 | 14.514 | 14.955 | 15.428 | 15.941 | 16.452 | 17.074 | 17.745 | 18.479 | 19.251 | 20.048 | 20.873 | 21.736 | 22.581 | 23.463 | 24.35 | 25.164
NPgN | GSP | NG FES - Falling Short | Total installed generation capacity (MW) | OSBALDWICK | Falling Short | Gen_BB000_NPgAggregate | MW | NPgN | Osbaldwick |  | 48.048 | 107.513 | 142.916 | 177.536 | 200.515 | 224.046 | 243.352 | 263.296 | 283.687 | 304.57 | 325.009 | 338.42 | 351.939 | 359.531 | 361.535 | 362.267 | 364.042 | 360.481 | 367.514 | 373.409 | 378.487 | 383.078 | 389.775 | 396.37 | 403.511 | 411.744 | 419.259 | 425.74 | 432.776
NPgN | GSP | NG FES - Falling Short | Total installed generation capacity (MW) | POPPLETON | Falling Short | Gen_BB000_NPgAggregate | MW | NPgN | Poppleton |  | 12.395 | 14.532 | 15.799 | 16.961 | 17.748 | 18.557 | 19.254 | 20.004 | 20.763 | 21.513 | 22.283 | 22.777 | 23.353 | 23.74 | 23.931 | 24.113 | 24.343 | 24.431 | 24.862 | 25.293 | 25.739 | 26.198 | 26.722 | 27.267 | 27.849 | 28.435 | 29.041 | 29.616 | 30.245
NPgN | GSP | NG FES - Falling Short | Total installed generation capacity (MW) | SALTHOLME | Falling Short | Gen_BB000_NPgAggregate | MW | NPgN | Saltholme |  | 264.787 | 265.247 | 265.527 | 265.804 | 265.992 | 266.184 | 266.346 | 266.515 | 266.688 | 266.855 | 267.02 | 267.131 | 267.245 | 267.315 | 267.348 | 267.368 | 267.399 | 267.39 | 267.464 | 267.53 | 267.592 | 267.648 | 267.724 | 267.795 | 267.87 | 267.964 | 268.041 | 268.115 | 263.23
NPgN | GSP | NG FES - Falling Short | Total installed generation capacity (MW) | SOUTH SHIELDS | Falling Short | Gen_BB000_NPgAggregate | MW | NPgN | South Shields |  | 4.616 | 5.26 | 5.606 | 5.829 | 6.026 | 6.234 | 6.461 | 6.741 | 7.069 | 7.415 | 7.838 | 8.174 | 8.576 | 8.975 | 9.354 | 9.766 | 10.212 | 10.692 | 11.205 | 11.771 | 12.403 | 13.069 | 13.75 | 14.45 | 15.182 | 15.903 | 16.648 | 17.411 | 18.193
NPgN | GSP | NG FES - Falling Short | Total installed generation capacity (MW) | SPADEADAM | Falling Short | Gen_BB000_NPgAggregate | MW | NPgN | Spadeadam - Not in NG FES |  | 6.673 | 7.63 | 8.23 | 8.812 | 9.228 | 9.653 | 10.009 | 10.382 | 10.831 | 11.369 | 11.942 | 12.406 | 12.818 | 13.148 | 13.407 | 13.644 | 13.906 | 14.095 | 14.443 | 14.781 | 15.117 | 15.446 | 15.814 | 16.174 | 16.545 | 16.949 | 17.325 | 17.698 | 18.078
NPgN | GSP | NG FES - Falling Short | Total installed generation capacity (MW) | SPENNYMOOR | Falling Short | Gen_BB000_NPgAggregate | MW | NPgN | Spennymoor |  | 125.861 | 166.187 | 190.267 | 213.711 | 229.351 | 245.376 | 258.609 | 272.342 | 286.423 | 300.795 | 314.959 | 324.331 | 333.863 | 339.443 | 341.3 | 342.323 | 344.103 | 342.355 | 347.741 | 352.425 | 356.654 | 360.579 | 365.955 | 371.255 | 376.956 | 383.439 | 389.395 | 394.713 | 400.654
NPgN | GSP | NG FES - Falling Short | Total installed generation capacity (MW) | STELLA NORTH | Falling Short | Gen_BB000_NPgAggregate | MW | NPgN | Stella North |  | 41.735 | 46.769 | 49.575 | 51.956 | 53.717 | 55.539 | 57.223 | 59.116 | 61.226 | 63.459 | 65.943 | 67.819 | 69.881 | 71.663 | 73.134 | 74.649 | 76.33 | 77.874 | 80.024 | 82.294 | 84.746 | 87.281 | 89.971 | 92.711 | 95.578 | 98.484 | 101.408 | 104.357 | 106.153
NPgN | GSP | NG FES - Falling Short | Total installed generation capacity (MW) | STELLA SOUTH | Falling Short | Gen_BB000_NPgAggregate | MW | NPgN | Stella South |  | 56.571 | 76.727 | 88.899 | 100.689 | 108.652 | 116.808 | 123.549 | 130.563 | 138.061 | 146.15 | 154.325 | 160.108 | 165.724 | 169.406 | 171.253 | 172.717 | 174.568 | 174.717 | 178.367 | 181.708 | 184.862 | 187.894 | 191.637 | 195.364 | 199.305 | 203.609 | 207.688 | 211.462 | 215.559
NPgN | GSP | NG FES - Falling Short | Total installed generation capacity (MW) | TYNEMOUTH | Falling Short | Gen_BB000_NPgAggregate | MW | NPgN | Tynemouth 1 |  | 33.656 | 35.861 | 37.203 | 38.175 | 38.923 | 39.697 | 40.456 | 41.36 | 42.423 | 43.665 | 45.128 | 46.243 | 47.527 | 48.705 | 49.689 | 50.802 | 51.983 | 53.199 | 54.613 | 56.169 | 57.88 | 59.717 | 61.568 | 63.537 | 65.603 | 67.526 | 69.651 | 71.755 | 73.301
NPgN | GSP | NG FES - Falling Short | Total installed generation capacity (MW) | WEST BOLDON | Falling Short | Gen_BB000_NPgAggregate | MW | NPgN | West Boldon |  | 36.416 | 40.734 | 43.344 | 45.429 | 46.957 | 48.538 | 50.022 | 51.722 | 53.593 | 55.594 | 57.854 | 59.501 | 61.426 | 63.088 | 64.401 | 65.832 | 67.398 | 68.888 | 70.894 | 73.061 | 75.426 | 77.931 | 80.529 | 83.249 | 86.111 | 88.869 | 91.809 | 94.726 | 97.769
NPgY | GSP | NG FES - Falling Short | Total installed generation capacity (MW) | BRADFORD WEST | Falling Short | Gen_BB000_NPgAggregate | MW | NPgY | Bradford West |  | 72.331 | 82.768 | 87.889 | 91.981 | 95.181 | 98.451 | 101.24 | 104.359 | 106.358 | 109.741 | 113.453 | 115.645 | 118.648 | 120.766 | 121.551 | 122.856 | 124.19 | 125.938 | 128.101 | 130.584 | 133.235 | 136.367 | 139.403 | 143.067 | 146.981 | 150.477 | 156.049 | 161.089 | 166.132
NPgY | GSP | NG FES - Falling Short | Total installed generation capacity (MW) | CAMBLESFORTH | Falling Short | Gen_BB000_NPgAggregate | MW | NPgY | Camblesforth |  | 136.769 | 138.54 | 139.545 | 140.42 | 141.162 | 141.929 | 142.63 | 143.406 | 144.014 | 144.757 | 145.559 | 146.151 | 146.836 | 147.423 | 147.942 | 148.428 | 149.006 | 149.631 | 150.391 | 151.177 | 152.028 | 152.868 | 153.812 | 154.716 | 155.653 | 156.754 | 157.792 | 158.874 | 159.006
NPgY | GSP | NG FES - Falling Short | Total installed generation capacity (MW) | CREYKE BECK | Falling Short | Gen_BB000_NPgAggregate | MW | NPgY | Creyke Beck |  | 416.919 | 472.46 | 500.432 | 527.068 | 548.726 | 570.905 | 589.982 | 609.931 | 623.32 | 647.324 | 672.195 | 690.85 | 708.778 | 721.921 | 730.548 | 737.945 | 746.711 | 756.512 | 769.802 | 782.59 | 795.082 | 807.168 | 821.356 | 835.218 | 849.386 | 864.613 | 877.828 | 890.251 | 900.425
NPgY | GSP | NG FES - Falling Short | Total installed generation capacity (MW) | DRAX | Falling Short | Gen_BB000_NPgAggregate | MW | NPgY | Drax |  | 118.872 | 125.542 | 128.994 | 132.281 | 134.972 | 137.733 | 140.023 | 142.436 | 143.848 | 146.155 | 148.466 | 150.033 | 151.737 | 152.884 | 153.547 | 154.026 | 154.708 | 155.511 | 156.762 | 157.952 | 159.133 | 160.236 | 161.638 | 162.95 | 164.3 | 166.214 | 168.259 | 170.262 | 171.507
NPgY | GSP | NG FES - Falling Short | Total installed generation capacity (MW) | ELLAND | Falling Short | Gen_BB000_NPgAggregate | MW | NPgY | Elland |  | 128.437 | 137.907 | 142.518 | 146.354 | 149.366 | 152.442 | 155.015 | 157.84 | 159.536 | 162.542 | 165.766 | 167.675 | 170.2 | 171.899 | 172.431 | 173.286 | 174.186 | 175.419 | 177.057 | 178.9 | 180.829 | 183.102 | 185.353 | 188.072 | 190.976 | 193.409 | 197.11 | 200.363 | 199.033
NPgY | GSP | NG FES - Falling Short | Total installed generation capacity (MW) | FERRYBRIDGE A | Falling Short | Gen_BB000_NPgAggregate | MW | NPgY | Ferrybridge A |  | 33.206 | 43.923 | 49.284 | 54.386 | 58.503 | 62.713 | 66.251 | 69.94 | 72.219 | 76.488 | 80.864 | 84.004 | 87.113 | 89.252 | 90.417 | 91.391 | 92.581 | 93.981 | 96.028 | 97.981 | 99.845 | 101.671 | 103.845 | 106.029 | 108.273 | 110.511 | 112.437 | 114.131 | 115.033
NPgY | GSP | NG FES - Falling Short | Total installed generation capacity (MW) | FERRYBRIDGE B | Falling Short | Gen_BB000_NPgAggregate | MW | NPgY | Ferrybridge B (_M) |  | 264.656 | 291.989 | 305.714 | 318.839 | 329.46 | 340.327 | 349.426 | 358.911 | 364.692 | 375.363 | 386.24 | 394.012 | 401.742 | 407.024 | 409.925 | 412.245 | 415.168 | 418.604 | 423.73 | 428.582 | 433.209 | 437.668 | 443.094 | 448.44 | 453.924 | 459.73 | 464.707 | 469.176 | 473.807
NPgY | GSP | NG FES - Falling Short | Total installed generation capacity (MW) | GRIMSBY WEST | Falling Short | Gen_BB000_NPgAggregate | MW | NPgY | Grimsby West |  | 167.418 | 189.213 | 198.018 | 206.376 | 213.115 | 220.008 | 225.583 | 231.407 | 234.47 | 240.148 | 245.78 | 249.379 | 253.363 | 255.751 | 256.537 | 257.005 | 257.828 | 258.996 | 261.226 | 263.301 | 265.227 | 267.089 | 269.522 | 271.969 | 274.513 | 277.484 | 280.583 | 283.303 | 279.77
NPgY | GSP | NG FES - Falling Short | Total installed generation capacity (MW) | JORDANTHORPE | Falling Short | Gen_BB000_NPgAggregate | MW | NPgY | Jordanthorpe |  | 3.913 | 5.07 | 5.646 | 6.104 | 6.461 | 6.825 | 7.156 | 7.525 | 7.81 | 8.315 | 8.88 | 9.27 | 9.715 | 10.058 | 10.244 | 10.491 | 10.738 | 11.033 | 11.373 | 11.752 | 12.15 | 12.608 | 13.05 | 13.569 | 14.118 | 14.549 | 15.142 | 15.669 | 16.292
NPgY | GSP | NG FES - Falling Short | Total installed generation capacity (MW) | KEADBY | Falling Short | Gen_BB000_NPgAggregate | MW | NPgY | Keadby |  | 524.634 | 611.749 | 656.166 | 699.682 | 735.221 | 771.637 | 801.269 | 832.026 | 848.644 | 877.751 | 906.203 | 925.321 | 945.325 | 957.701 | 963.681 | 966.497 | 971.852 | 978.497 | 991.067 | 1002.179 | 1012.473 | 1021.221 | 1034.093 | 1045.331 | 1056.741 | 1073.564 | 1087.318 | 1100.438 | 1110.969
NPgY | GSP | NG FES - Falling Short | Total installed generation capacity (MW) | KIRKSTALL B | Falling Short | Gen_BB000_NPgAggregate | MW | NPgY | Kirkstall B |  | 35.455 | 39.844 | 42.073 | 43.885 | 45.327 | 46.801 | 48.511 | 50.371 | 52.672 | 56.876 | 61.676 | 65.844 | 69.462 | 72.723 | 75.445 | 78.359 | 81.302 | 84.421 | 87.725 | 91.169 | 94.698 | 98.423 | 102.127 | 106.078 | 110.139 | 112.945 | 114.915 | 116.682 | 117.374
NPgY | GSP | NG FES - Falling Short | Total installed generation capacity (MW) | NEEPSEND | Falling Short | Gen_BB000_NPgAggregate | MW | NPgY | Neepsend |  | 7.113 | 7.992 | 8.431 | 8.685 | 8.87 | 9.057 | 9.245 | 9.486 | 9.704 | 10.037 | 10.45 | 10.689 | 11.063 | 11.367 | 11.502 | 11.764 | 12.006 | 12.311 | 12.625 | 13.02 | 13.462 | 14.012 | 14.499 | 15.119 | 15.785 | 16.271 | 17.102 | 17.846 | 18.737
NPgY | GSP | NG FES - Falling Short | Total installed generation capacity (MW) | NORTON LEES | Falling Short | Gen_BB000_NPgAggregate | MW | NPgY | Norton Lees |  | 4.469 | 5.098 | 5.412 | 5.541 | 5.626 | 5.711 | 5.821 | 5.981 | 6.165 | 6.422 | 6.762 | 6.956 | 7.284 | 7.568 | 7.709 | 7.983 | 8.233 | 8.543 | 8.846 | 9.236 | 9.678 | 10.232 | 10.714 | 11.329 | 11.991 | 12.469 | 13.293 | 14.04 | 14.907
NPgY | GSP | NG FES - Falling Short | Total installed generation capacity (MW) | PITSMOOR 3/4 | Falling Short | Gen_BB000_NPgAggregate | MW | NPgY | Pitsmoor |  | 1.39 | 1.671 | 1.807 | 1.864 | 1.901 | 1.939 | 1.986 | 2.056 | 2.136 | 2.247 | 2.394 | 2.478 | 2.62 | 2.742 | 2.803 | 2.921 | 3.029 | 3.162 | 3.293 | 3.46 | 3.651 | 3.889 | 4.096 | 4.361 | 4.645 | 4.851 | 5.205 | 5.526 | 5.897
NPgY | GSP | NG FES - Falling Short | Total installed generation capacity (MW) | SALTEND NORTH | Falling Short | Gen_BB000_NPgAggregate | MW | NPgY | Saltend North |  | 84.101 | 84.983 | 85.494 | 85.828 | 86.125 | 86.438 | 86.785 | 87.211 | 87.669 | 88.097 | 88.617 | 89.018 | 89.538 | 90.057 | 90.569 | 91.12 | 91.73 | 92.384 | 93.096 | 93.878 | 94.757 | 95.671 | 96.622 | 97.582 | 98.584 | 99.777 | 101.209 | 102.684 | 102.085
NPgY | GSP | NG FES - Falling Short | Total installed generation capacity (MW) | SHEFFIELD CITY | Falling Short | Gen_BB000_NPgAggregate | MW | NPgY | Sheffield City |  | 1.871 | 2.259 | 2.45 | 2.543 | 2.608 | 2.674 | 2.747 | 2.847 | 2.951 | 3.101 | 3.294 | 3.405 | 3.586 | 3.738 | 3.811 | 3.951 | 4.081 | 4.242 | 4.403 | 4.607 | 4.839 | 5.128 | 5.381 | 5.704 | 6.051 | 6.302 | 6.735 | 7.125 | 7.59
NPgY | GSP | NG FES - Falling Short | Total installed generation capacity (MW) | SKELTON GRANGE | Falling Short | Gen_BB000_NPgAggregate | MW | NPgY | Skelton Grange |  | 120.283 | 132.185 | 138.096 | 142.773 | 146.493 | 150.299 | 154.302 | 158.696 | 163.36 | 171.619 | 180.989 | 188.719 | 195.897 | 202.155 | 207.04 | 212.401 | 217.856 | 223.762 | 230.16 | 236.917 | 243.903 | 251.381 | 258.823 | 266.88 | 275.219 | 281.349 | 286.73 | 291.611 | 293.494
NPgY | GSP | NG FES - Falling Short | Total installed generation capacity (MW) | TEMPLEBOROUGH 275/33KV | Falling Short | Gen_BB000_NPgAggregate | MW | NPgY | Templeborough |  | 0.397 | 0.654 | 0.793 | 0.917 | 1.019 | 1.124 | 1.236 | 1.356 | 1.489 | 1.724 | 1.988 | 2.218 | 2.415 | 2.591 | 2.745 | 2.899 | 3.059 | 3.227 | 3.41 | 3.597 | 3.786 | 3.979 | 4.179 | 4.382 | 4.589 | 4.751 | 4.847 | 4.939 | 5.037
NPgY | GSP | NG FES - Falling Short | Total installed generation capacity (MW) | THURCROFT | Falling Short | Gen_BB000_NPgAggregate | MW | NPgY | Thurcroft |  | 136.045 | 158.432 | 169.515 | 180.164 | 188.734 | 197.493 | 204.572 | 211.916 | 215.763 | 223.205 | 230.576 | 235.398 | 240.508 | 243.547 | 244.524 | 245.051 | 246.005 | 247.371 | 250.082 | 252.537 | 254.727 | 256.801 | 259.601 | 262.399 | 265.291 | 268.585 | 271.785 | 274.471 | 274.747
NPgY | GSP | NG FES - Falling Short | Total installed generation capacity (MW) | WEST MELTON / THORPE MARSH | Falling Short | Gen_BB000_NPgAggregate | MW | NPgY | Thorpe Marsh |  | 266.968 | 289.125 | 300.282 | 310.589 | 318.902 | 327.411 | 334.408 | 341.817 | 345.997 | 353.31 | 360.727 | 365.485 | 370.947 | 374.473 | 375.944 | 377.212 | 378.923 | 381.142 | 384.66 | 388.142 | 391.583 | 395.095 | 399.238 | 403.546 | 408.053 | 413.052 | 418.806 | 424.063 | 429.61
NPgY | GSP | NG FES - Falling Short | Total installed generation capacity (MW) | WEST MELTON SECTION 3 | Falling Short | Gen_BB000_NPgAggregate | MW | NPgY | West Melton |  | 105.67 | 128.766 | 140.314 | 151.112 | 159.805 | 168.697 | 176.047 | 183.774 | 188.239 | 196.41 | 204.723 | 210.3 | 216.298 | 220.229 | 221.987 | 223.476 | 225.403 | 227.831 | 231.611 | 235.288 | 238.841 | 242.427 | 246.675 | 251.071 | 255.643 | 260.391 | 265.357 | 269.77 | 274.639
NPgY | GSP | NG FES - Falling Short | Total installed generation capacity (MW) | WINCOBANK | Falling Short | Gen_BB000_NPgAggregate | MW | NPgY | Wincobank |  | 44.655 | 45.5 | 45.93 | 46.327 | 46.649 | 46.979 | 47.296 | 47.63 | 47.935 | 48.492 | 49.099 | 49.606 | 50.051 | 50.424 | 50.721 | 51.01 | 51.317 | 51.644 | 52.021 | 52.398 | 52.775 | 53.155 | 53.56 | 53.971 | 54.391 | 54.726 | 54.933 | 55.123 | 55.33
NPgN | GSP | NG FES - Leading the Way | Total installed generation capacity (MW) | BLYTH 66kV | Leading the Way | Gen_BB000_NPgAggregate | MW | NPgN | Blyth 66kV |  | 148.9 | 174.949 | 197.042 | 219.804 | 229.631 | 239.482 | 255.988 | 273.715 | 293.452 | 314.365 | 335.233 | 357.36 | 381.15 | 404.527 | 429.044 | 453.134 | 479.3 | 507.016 | 538.001 | 567.262 | 595.739 | 625.65 | 652.277 | 676.761 | 692.996 | 702.998 | 713.58 | 724.85 | 734.653
NPgN | GSP | NG FES - Leading the Way | Total installed generation capacity (MW) | BLYTH 132kV | Leading the Way | Gen_BB000_NPgAggregate | MW | NPgN | Blyth 132kV |  | 493.833 | 534.307 | 566.78 | 599.526 | 608.665 | 617.27 | 626.271 | 636.325 | 645.542 | 655.1 | 663.044 | 673.013 | 684.816 | 684.153 | 693.659 | 685.86 | 694.498 | 689.292 | 701.987 | 697.944 | 680.355 | 676.966 | 686.546 | 678.139 | 684.223 | 689.039 | 693.902 | 698.858 | 703.511
NPgN | GSP | NG FES - Leading the Way | Total installed generation capacity (MW) | FOURSTONES | Leading the Way | Gen_BB000_NPgAggregate | MW | NPgN | Fourstones |  | 91.371 | 93.627 | 95.52 | 97.511 | 98.364 | 99.264 | 100.16 | 101.163 | 102.159 | 103.109 | 104.002 | 104.966 | 106.052 | 107.068 | 107.958 | 108.849 | 109.73 | 110.772 | 111.892 | 113.037 | 114.219 | 115.402 | 116.455 | 117.42 | 118.403 | 119.42 | 120.412 | 121.442 | 122.476
NPgN | GSP | NG FES - Leading the Way | Total installed generation capacity (MW) | HARTMOOR | Leading the Way | Gen_BB000_NPgAggregate | MW | NPgN | Hart Moor |  | 105.713 | 117.477 | 127.136 | 137.096 | 140.656 | 144.231 | 147.764 | 151.678 | 155.382 | 159.18 | 162.594 | 159.56 | 143.422 | 123.006 | 126.434 | 129.83 | 133.151 | 137.301 | 141.825 | 146.394 | 151.121 | 155.888 | 159.763 | 163.244 | 166.529 | 169.659 | 172.838 | 176.069 | 179.329
NPgN | GSP | NG FES - Leading the Way | Total installed generation capacity (MW) | HAWTHORN PIT GRID | Leading the Way | Gen_BB000_NPgAggregate | MW | NPgN | Hawthorn Pit |  | 79.403 | 92.047 | 102.499 | 113.265 | 117.292 | 121.303 | 125.703 | 130.512 | 135.242 | 140.115 | 144.581 | 144.422 | 134.828 | 121.79 | 126.605 | 131.505 | 136.351 | 142.202 | 148.525 | 154.861 | 161.335 | 167.879 | 173.263 | 178.289 | 182.413 | 185.9 | 189.594 | 193.509 | 197.393
NPgN | GSP | NG FES - Leading the Way | Total installed generation capacity (MW) | KNARESBOROUGH | Leading the Way | Gen_BB000_NPgAggregate | MW | NPgN | Knaresborough |  | 99.549 | 147.178 | 185.576 | 224.545 | 236.192 | 247.381 | 257.319 | 268.498 | 278.193 | 288.148 | 296.185 | 302.636 | 304.036 | 300.68 | 307.445 | 312.908 | 317.57 | 325.802 | 335.502 | 344.698 | 353.87 | 363.017 | 368.554 | 372.854 | 375.375 | 377.453 | 380.659 | 387.407 | 394.292
NPgN | GSP | NG FES - Leading the Way | Total installed generation capacity (MW) | LACKENBY | Leading the Way | Gen_BB000_NPgAggregate | MW | NPgN | Lackenby |  | 110.418 | 123.892 | 135.264 | 147.189 | 152.399 | 157.778 | 163.96 | 170.694 | 177.578 | 184.805 | 191.823 | 197.537 | 200.69 | 202.446 | 209.486 | 216.763 | 223.987 | 232.463 | 241.559 | 250.66 | 259.833 | 269.11 | 277.073 | 284.714 | 290.839 | 296.016 | 301.569 | 307.857 | 314.083
NPgN | GSP | NG FES - Leading the Way | Total installed generation capacity (MW) | NORTON | Leading the Way | Gen_BB000_NPgAggregate | MW | NPgN | Norton |  | 227.413 | 326.172 | 406.183 | 487.7 | 513.317 | 538.251 | 561.965 | 588.447 | 612.458 | 636.666 | 656.895 | 678.425 | 698.807 | 711.288 | 729.919 | 746.227 | 760.886 | 783.455 | 809.307 | 834.076 | 858.708 | 883.293 | 899.825 | 913.993 | 922.326 | 928.549 | 937.494 | 954.76 | 972.087
NPgN | GSP | NG FES - Leading the Way | Total installed generation capacity (MW) | OFFERTON | Leading the Way | Gen_BB000_NPgAggregate | MW | NPgN | Offerton |  | 7.443 | 8.92 | 10.193 | 11.661 | 12.81 | 14.086 | 15.65 | 17.333 | 19.164 | 20.976 | 22.811 | 24.51 | 26.142 | 27.594 | 29.605 | 31.821 | 34.057 | 36.481 | 39.005 | 41.595 | 44.215 | 46.871 | 49.375 | 51.866 | 54.095 | 56.122 | 58.2 | 60.299 | 62.4
NPgN | GSP | NG FES - Leading the Way | Total installed generation capacity (MW) | OSBALDWICK | Leading the Way | Gen_BB000_NPgAggregate | MW | NPgN | Osbaldwick |  | 48.048 | 163.617 | 256.445 | 350.233 | 376.877 | 402.071 | 426.797 | 454.441 | 479.142 | 504.607 | 525.254 | 549.977 | 577.132 | 599.151 | 621.692 | 642.019 | 661.739 | 688.981 | 719.745 | 749.957 | 781.617 | 813.429 | 835.646 | 853.687 | 867.952 | 879.682 | 891.677 | 903.95 | 915.771
NPgN | GSP | NG FES - Leading the Way | Total installed generation capacity (MW) | POPPLETON | Leading the Way | Gen_BB000_NPgAggregate | MW | NPgN | Poppleton |  | 12.395 | 16.189 | 19.345 | 22.633 | 23.943 | 25.278 | 26.56 | 27.968 | 29.304 | 30.72 | 32.038 | 33.081 | 33.585 | 33.735 | 34.972 | 36.251 | 37.493 | 39.016 | 40.655 | 42.333 | 44.059 | 45.81 | 47.295 | 48.673 | 50.066 | 51.436 | 52.853 | 54.285 | 55.761
NPgN | GSP | NG FES - Leading the Way | Total installed generation capacity (MW) | SALTHOLME | Leading the Way | Gen_BB000_NPgAggregate | MW | NPgN | Saltholme |  | 264.787 | 265.675 | 266.394 | 267.126 | 267.352 | 267.575 | 267.793 | 268.04 | 268.269 | 263.852 | 257.041 | 227.743 | 152.794 | 57.336 | 57.431 | 55.312 | 55.254 | 53.223 | 53.384 | 51.345 | 47.401 | 45.268 | 45.165 | 42.979 | 42.598 | 42.139 | 41.855 | 42.149 | 42.443
NPgN | GSP | NG FES - Leading the Way | Total installed generation capacity (MW) | SOUTH SHIELDS | Leading the Way | Gen_BB000_NPgAggregate | MW | NPgN | South Shields |  | 4.616 | 5.216 | 5.81 | 6.568 | 7.458 | 8.467 | 9.683 | 10.991 | 12.437 | 13.929 | 15.514 | 17.004 | 18.542 | 20.093 | 21.655 | 23.408 | 25.174 | 27.054 | 28.993 | 31.001 | 33.026 | 35.08 | 37.089 | 39.112 | 41.007 | 42.798 | 44.626 | 46.478 | 48.348
NPgN | GSP | NG FES - Leading the Way | Total installed generation capacity (MW) | SPADEADAM | Leading the Way | Gen_BB000_NPgAggregate | MW | NPgN | Spadeadam - Not in NG FES |  | 6.673 | 8.485 | 9.983 | 11.521 | 12.133 | 12.749 | 13.701 | 14.737 | 15.871 | 17.031 | 18.167 | 19.405 | 20.764 | 22.154 | 23.502 | 24.878 | 26.294 | 27.877 | 29.568 | 31.245 | 32.956 | 34.676 | 36.136 | 37.523 | 38.443 | 39.068 | 39.688 | 40.314 | 40.854
NPgN | GSP | NG FES - Leading the Way | Total installed generation capacity (MW) | SPENNYMOOR | Leading the Way | Gen_BB000_NPgAggregate | MW | NPgN | Spennymoor |  | 125.861 | 203.607 | 266.307 | 329.874 | 348.796 | 366.93 | 384.957 | 405.069 | 423.389 | 442.43 | 458.485 | 477.304 | 498.137 | 515.426 | 532.318 | 547.162 | 562.359 | 581.969 | 604.76 | 626.507 | 648.581 | 671.423 | 688.6 | 702.246 | 714.012 | 724.048 | 734.292 | 744.893 | 755.212
NPgN | GSP | NG FES - Leading the Way | Total installed generation capacity (MW) | STELLA NORTH | Leading the Way | Gen_BB000_NPgAggregate | MW | NPgN | Stella North |  | 41.735 | 49.246 | 55.541 | 62.433 | 66.684 | 71.275 | 76.723 | 82.632 | 88.944 | 94.276 | 99.129 | 102.635 | 103.754 | 102.278 | 108.733 | 115.633 | 122.484 | 130.223 | 138.387 | 146.642 | 154.884 | 163.207 | 170.819 | 178.379 | 184.664 | 190.236 | 196.173 | 203.014 | 209.838
NPgN | GSP | NG FES - Leading the Way | Total installed generation capacity (MW) | STELLA SOUTH | Leading the Way | Gen_BB000_NPgAggregate | MW | NPgN | Stella South |  | 56.571 | 95.253 | 126.704 | 158.674 | 168.918 | 178.844 | 190.289 | 202.907 | 215.259 | 228.14 | 239.758 | 252.671 | 266.48 | 279.03 | 291.937 | 304.396 | 317.032 | 332.317 | 349.194 | 365.757 | 382.744 | 399.967 | 413.59 | 425.672 | 434.707 | 441.623 | 448.646 | 455.71 | 462.299
NPgN | GSP | NG FES - Leading the Way | Total installed generation capacity (MW) | TYNEMOUTH | Leading the Way | Gen_BB000_NPgAggregate | MW | NPgN | Tynemouth 1 |  | 33.656 | 36.452 | 39.233 | 42.458 | 45.179 | 48.167 | 51.849 | 55.778 | 60.056 | 64.01 | 67.852 | 70.243 | 70.263 | 68.535 | 73.108 | 78.161 | 83.166 | 88.74 | 94.568 | 100.476 | 106.314 | 112.24 | 117.76 | 123.4 | 128.002 | 131.95 | 136.324 | 141.44 | 146.598
NPgN | GSP | NG FES - Leading the Way | Total installed generation capacity (MW) | WEST BOLDON | Leading the Way | Gen_BB000_NPgAggregate | MW | NPgN | West Boldon |  | 36.416 | 42.725 | 48.514 | 54.925 | 59.16 | 63.733 | 68.962 | 74.595 | 80.557 | 86.829 | 93.244 | 99.502 | 106.165 | 112.652 | 119.001 | 126.004 | 133.014 | 140.736 | 148.795 | 157.093 | 165.498 | 174.036 | 182.021 | 189.926 | 197.282 | 204.127 | 211.194 | 218.319 | 225.541
NPgY | GSP | NG FES - Leading the Way | Total installed generation capacity (MW) | BRADFORD WEST | Leading the Way | Gen_BB000_NPgAggregate | MW | NPgY | Bradford West |  | 72.331 | 83.967 | 92.678 | 102.354 | 108.893 | 116.911 | 124.646 | 133.143 | 141.313 | 150.128 | 158.535 | 167.359 | 177.18 | 184.838 | 200.308 | 217.385 | 234.613 | 253.745 | 273.823 | 294.196 | 314.752 | 335.743 | 354.33 | 372.827 | 387.865 | 399.883 | 412.951 | 425.766 | 438.605
NPgY | GSP | NG FES - Leading the Way | Total installed generation capacity (MW) | CAMBLESFORTH | Leading the Way | Gen_BB000_NPgAggregate | MW | NPgY | Camblesforth |  | 136.769 | 138.786 | 140.343 | 142.116 | 143.449 | 145.11 | 146.814 | 148.748 | 150.74 | 151.815 | 152.435 | 152.473 | 151.399 | 148.704 | 151.118 | 153.653 | 156.214 | 159.034 | 161.998 | 165.028 | 168.106 | 171.199 | 174.09 | 176.875 | 179.442 | 181.914 | 184.344 | 186.85 | 189.325
NPgY | GSP | NG FES - Leading the Way | Total installed generation capacity (MW) | CREYKE BECK | Leading the Way | Gen_BB000_NPgAggregate | MW | NPgY | Creyke Beck |  | 416.919 | 485.094 | 529.353 | 575.554 | 596.17 | 625.078 | 663.31 | 706.428 | 750.042 | 792.453 | 830.727 | 852.105 | 852.025 | 836.721 | 879.018 | 919.709 | 962.197 | 1010.676 | 1064.501 | 1116.746 | 1168.856 | 1222.435 | 1267.667 | 1307.741 | 1340.043 | 1366.63 | 1393.118 | 1420.08 | 1445.562
NPgY | GSP | NG FES - Leading the Way | Total installed generation capacity (MW) | DRAX | Leading the Way | Gen_BB000_NPgAggregate | MW | NPgY | Drax |  | 118.872 | 127.046 | 132.379 | 138.02 | 140.703 | 144.432 | 147.83 | 151.796 | 155.462 | 158.374 | 160.486 | 154.565 | 132.294 | 103.605 | 110.285 | 116.993 | 123.828 | 131.631 | 139.998 | 148.333 | 156.824 | 165.342 | 172.545 | 179.252 | 184.283 | 188.321 | 192.274 | 196.321 | 200.053
NPgY | GSP | NG FES - Leading the Way | Total installed generation capacity (MW) | ELLAND | Leading the Way | Gen_BB000_NPgAggregate | MW | NPgY | Elland |  | 128.437 | 139.239 | 147.006 | 155.481 | 160.685 | 167.215 | 173.376 | 180.117 | 186.454 | 188.988 | 188.857 | 187.604 | 184.764 | 173.816 | 183.218 | 193.598 | 203.931 | 215.719 | 228.139 | 240.797 | 253.576 | 266.654 | 278.041 | 289.26 | 299.021 | 307.242 | 316.241 | 325.061 | 334.105
NPgY | GSP | NG FES - Leading the Way | Total installed generation capacity (MW) | FERRYBRIDGE A | Leading the Way | Gen_BB000_NPgAggregate | MW | NPgY | Ferrybridge A |  | 33.206 | 46.396 | 54.855 | 63.669 | 67.439 | 72.78 | 79.202 | 86.452 | 93.525 | 100.057 | 105.505 | 109.024 | 111.457 | 111.232 | 116.931 | 122.402 | 127.915 | 134.648 | 142.105 | 149.453 | 156.875 | 164.444 | 170.473 | 175.725 | 180.317 | 184.362 | 188.492 | 192.667 | 196.79
NPgY | GSP | NG FES - Leading the Way | Total installed generation capacity (MW) | FERRYBRIDGE B | Leading the Way | Gen_BB000_NPgAggregate | MW | NPgY | Ferrybridge B (_M) |  | 264.656 | 298.365 | 319.932 | 342.389 | 351.929 | 365.511 | 381.249 | 399.121 | 416.41 | 434.212 | 450.26 | 452.802 | 435.002 | 406.044 | 418.048 | 428.438 | 437.701 | 451.838 | 468.089 | 483.041 | 496.759 | 510.398 | 519.287 | 527.544 | 528.671 | 527.133 | 528.489 | 539.09 | 549.437
NPgY | GSP | NG FES - Leading the Way | Total installed generation capacity (MW) | GRIMSBY WEST | Leading the Way | Gen_BB000_NPgAggregate | MW | NPgY | Grimsby West |  | 167.418 | 193.242 | 207.202 | 221.706 | 227.825 | 236.527 | 244.083 | 252.836 | 260.479 | 262.393 | 259.955 | 248.986 | 222.517 | 181.283 | 190.314 | 199.1 | 207.785 | 218.606 | 230.448 | 242.264 | 254.329 | 266.502 | 276.044 | 284.459 | 291.808 | 298.367 | 305.062 | 311.833 | 318.549
NPgY | GSP | NG FES - Leading the Way | Total installed generation capacity (MW) | JORDANTHORPE | Leading the Way | Gen_BB000_NPgAggregate | MW | NPgY | Jordanthorpe |  | 3.913 | 5.203 | 6.178 | 7.27 | 8.026 | 8.946 | 10.108 | 11.356 | 12.641 | 14.111 | 15.6 | 17.049 | 18.772 | 20.462 | 22.005 | 23.726 | 25.452 | 27.381 | 29.404 | 31.465 | 33.541 | 35.667 | 37.548 | 39.423 | 41.003 | 42.294 | 43.711 | 45.097 | 46.507
NPgY | GSP | NG FES - Leading the Way | Total installed generation capacity (MW) | KEADBY | Leading the Way | Gen_BB000_NPgAggregate | MW | NPgY | Keadby |  | 524.634 | 633.425 | 701.643 | 772.31 | 800.352 | 841.719 | 877.519 | 920.019 | 957.378 | 991.33 | 1017.195 | 1024.464 | 1004.244 | 960.088 | 1003.121 | 1039.778 | 1078.98 | 1125.672 | 1180.316 | 1231.639 | 1282.109 | 1334.653 | 1377.335 | 1410.464 | 1440.648 | 1468.861 | 1495.278 | 1523.432 | 1549.92
NPgY | GSP | NG FES - Leading the Way | Total installed generation capacity (MW) | KIRKSTALL B | Leading the Way | Gen_BB000_NPgAggregate | MW | NPgY | Kirkstall B |  | 35.455 | 40.404 | 44.258 | 48.538 | 51.549 | 55.197 | 64.723 | 74.868 | 86.574 | 97.941 | 109.08 | 114.403 | 113.844 | 110.601 | 114.97 | 119.895 | 124.76 | 130.288 | 136.075 | 142.035 | 148.044 | 154.208 | 159.724 | 165.209 | 170.357 | 174.975 | 179.998 | 184.946 | 190.097
NPgY | GSP | NG FES - Leading the Way | Total installed generation capacity (MW) | NEEPSEND | Leading the Way | Gen_BB000_NPgAggregate | MW | NPgY | Neepsend |  | 7.113 | 7.95 | 8.755 | 9.734 | 10.682 | 11.755 | 12.921 | 14.137 | 15.384 | 16.897 | 18.497 | 20.217 | 22.381 | 24.554 | 26.536 | 28.843 | 31.154 | 33.673 | 36.279 | 38.959 | 41.648 | 44.415 | 46.96 | 49.571 | 51.829 | 53.696 | 55.774 | 57.794 | 59.879
NPgY | GSP | NG FES - Leading the Way | Total installed generation capacity (MW) | NORTON LEES | Leading the Way | Gen_BB000_NPgAggregate | MW | NPgY | Norton Lees |  | 4.469 | 4.985 | 5.602 | 6.389 | 7.284 | 8.268 | 9.369 | 10.506 | 11.696 | 13.128 | 14.662 | 16.308 | 18.332 | 20.359 | 22.3 | 24.58 | 26.869 | 29.338 | 31.882 | 34.503 | 37.13 | 39.836 | 42.357 | 44.962 | 47.216 | 49.08 | 51.153 | 53.17 | 55.251
NPgY | GSP | NG FES - Leading the Way | Total installed generation capacity (MW) | PITSMOOR 3/4 | Leading the Way | Gen_BB000_NPgAggregate | MW | NPgY | Pitsmoor |  | 1.39 | 1.623 | 1.896 | 2.24 | 2.625 | 3.048 | 3.522 | 4.012 | 4.525 | 5.141 | 5.801 | 6.508 | 7.377 | 8.246 | 9.08 | 10.059 | 11.042 | 12.102 | 13.195 | 14.321 | 15.45 | 16.612 | 17.694 | 18.813 | 19.781 | 20.581 | 21.472 | 22.338 | 23.231
NPgY | GSP | NG FES - Leading the Way | Total installed generation capacity (MW) | SALTEND NORTH | Leading the Way | Gen_BB000_NPgAggregate | MW | NPgY | Saltend North |  | 84.101 | 84.895 | 85.8 | 86.918 | 88.162 | 89.588 | 91.155 | 92.88 | 94.757 | 94.702 | 93.771 | 92.892 | 91.168 | 86.59 | 90.579 | 94.912 | 99.365 | 104.079 | 108.987 | 113.959 | 118.98 | 124.051 | 128.807 | 133.552 | 137.279 | 140.34 | 143.43 | 146.556 | 149.539
NPgY | GSP | NG FES - Leading the Way | Total installed generation capacity (MW) | SHEFFIELD CITY | Leading the Way | Gen_BB000_NPgAggregate | MW | NPgY | Sheffield City |  | 1.871 | 2.214 | 2.581 | 3.036 | 3.515 | 4.048 | 4.637 | 5.248 | 5.883 | 6.655 | 7.481 | 8.369 | 9.475 | 10.594 | 11.617 | 12.816 | 14.018 | 15.319 | 16.663 | 18.046 | 19.433 | 20.861 | 22.185 | 23.549 | 24.729 | 25.704 | 26.79 | 27.846 | 28.935
NPgY | GSP | NG FES - Leading the Way | Total installed generation capacity (MW) | SKELTON GRANGE | Leading the Way | Gen_BB000_NPgAggregate | MW | NPgY | Skelton Grange |  | 120.283 | 133.699 | 143.603 | 154.63 | 162.384 | 171.81 | 190.645 | 210.786 | 233.363 | 254.425 | 274.383 | 284.527 | 284.75 | 277.374 | 288.902 | 301.543 | 313.803 | 328.262 | 343.617 | 359.026 | 374.071 | 389.476 | 402.942 | 416.63 | 427.562 | 436.5 | 447.283 | 460.552 | 474.246
NPgY | GSP | NG FES - Leading the Way | Total installed generation capacity (MW) | TEMPLEBOROUGH 275/33KV | Leading the Way | Gen_BB000_NPgAggregate | MW | NPgY | Templeborough |  | 0.397 | 0.703 | 0.924 | 1.168 | 1.323 | 1.518 | 2.016 | 2.552 | 3.169 | 3.816 | 4.478 | 4.907 | 5.17 | 5.419 | 5.644 | 5.881 | 6.118 | 6.39 | 6.678 | 6.972 | 7.271 | 7.573 | 7.84 | 8.095 | 8.334 | 8.558 | 8.787 | 9.02 | 9.255
NPgY | GSP | NG FES - Leading the Way | Total installed generation capacity (MW) | THURCROFT | Leading the Way | Gen_BB000_NPgAggregate | MW | NPgY | Thurcroft |  | 136.045 | 163.756 | 181.19 | 199.2 | 206.263 | 216.559 | 226.051 | 237.049 | 246.72 | 254.332 | 258.987 | 258.084 | 249.585 | 232.492 | 242.194 | 251.32 | 260.186 | 271.836 | 284.742 | 297.491 | 310.454 | 323.485 | 333.097 | 341.347 | 348.044 | 353.788 | 359.869 | 366.651 | 373.359
NPgY | GSP | NG FES - Leading the Way | Total installed generation capacity (MW) | WEST MELTON / THORPE MARSH | Leading the Way | Gen_BB000_NPgAggregate | MW | NPgY | Thorpe Marsh |  | 266.968 | 293.714 | 311.406 | 330.169 | 339.382 | 351.896 | 363.219 | 376.124 | 387.875 | 400.177 | 411.119 | 418.736 | 422.298 | 419.982 | 435.535 | 449.822 | 465.219 | 482.565 | 502.84 | 521.576 | 539.112 | 558.013 | 574.541 | 588.745 | 600.569 | 610.151 | 620.81 | 633.666 | 646.394
NPgY | GSP | NG FES - Leading the Way | Total installed generation capacity (MW) | WEST MELTON SECTION 3 | Leading the Way | Gen_BB000_NPgAggregate | MW | NPgY | West Melton |  | 105.67 | 133.781 | 152.094 | 171.347 | 180.198 | 192.44 | 204.785 | 218.785 | 231.85 | 245.718 | 258.218 | 268.514 | 278.849 | 285.999 | 300.065 | 313.806 | 327.855 | 344.432 | 362.818 | 380.852 | 398.872 | 417.459 | 432.865 | 446.518 | 458.665 | 469.293 | 480.302 | 491.358 | 502.374
NPgY | GSP | NG FES - Leading the Way | Total installed generation capacity (MW) | WINCOBANK | Leading the Way | Gen_BB000_NPgAggregate | MW | NPgY | Wincobank |  | 44.655 | 45.677 | 46.371 | 47.108 | 47.488 | 47.993 | 49.06 | 50.221 | 51.51 | 52.868 | 54.226 | 55.132 | 55.777 | 55.092 | 55.683 | 54.429 | 55.03 | 53.879 | 54.643 | 53.561 | 50.906 | 49.853 | 50.546 | 49.341 | 49.96 | 50.551 | 51.161 | 51.781 | 52.413
NPgN | GSP | NG FES - System Transformation | Total installed generation capacity (MW) | BLYTH 66kV | System Transformation | Gen_BB000_NPgAggregate | MW | NPgN | Blyth 66kV |  | 148.9 | 168.218 | 183.352 | 198.715 | 205.969 | 213.243 | 219.99 | 227.346 | 238.066 | 248.642 | 258.67 | 267.091 | 275.113 | 282.495 | 292.365 | 300.152 | 309.395 | 317.731 | 328.477 | 338.074 | 349.27 | 358.966 | 370.304 | 381.633 | 389.675 | 400.946 | 411.668 | 424.165 | 434.213
NPgN | GSP | NG FES - System Transformation | Total installed generation capacity (MW) | BLYTH 132kV | System Transformation | Gen_BB000_NPgAggregate | MW | NPgN | Blyth 132kV |  | 493.833 | 523.47 | 545.012 | 566.65 | 573.677 | 580.6 | 586.512 | 593.308 | 599.696 | 605.749 | 611.242 | 613.261 | 614.659 | 615.777 | 620.434 | 613.09 | 617.456 | 607.517 | 613.987 | 605.85 | 612.633 | 604.846 | 611.417 | 617.984 | 593.842 | 600.8 | 607.558 | 614.597 | 620.898
NPgN | GSP | NG FES - System Transformation | Total installed generation capacity (MW) | FOURSTONES | System Transformation | Gen_BB000_NPgAggregate | MW | NPgN | Fourstones |  | 91.371 | 93.002 | 94.24 | 95.518 | 96.071 | 96.644 | 97.188 | 97.803 | 98.41 | 98.947 | 99.439 | 99.775 | 100.069 | 100.315 | 100.817 | 101.22 | 101.671 | 102.145 | 102.731 | 103.33 | 103.961 | 104.559 | 105.187 | 105.774 | 106.318 | 106.988 | 107.545 | 108.164 | 108.532
NPgN | GSP | NG FES - System Transformation | Total installed generation capacity (MW) | HARTMOOR | System Transformation | Gen_BB000_NPgAggregate | MW | NPgN | Hart Moor |  | 105.713 | 114.221 | 120.523 | 126.935 | 129.337 | 131.758 | 133.937 | 136.409 | 138.79 | 141.018 | 142.988 | 144.065 | 144.926 | 143.887 | 138.105 | 133.344 | 129.954 | 126.892 | 123.625 | 119.954 | 116.434 | 109.008 | 111.295 | 113.5 | 115.512 | 117.921 | 120.039 | 122.344 | 123.648
NPgN | GSP | NG FES - System Transformation | Total installed generation capacity (MW) | HAWTHORN PIT GRID | System Transformation | Gen_BB000_NPgAggregate | MW | NPgN | Hawthorn Pit |  | 79.403 | 88.534 | 95.341 | 102.226 | 104.913 | 107.612 | 110.047 | 112.782 | 115.681 | 118.469 | 120.932 | 122.368 | 123.565 | 123.228 | 119.871 | 117.023 | 115.257 | 113.779 | 112.313 | 110.532 | 108.961 | 104.655 | 107.461 | 110.211 | 112.629 | 115.425 | 117.912 | 120.947 | 122.707
NPgN | GSP | NG FES - System Transformation | Total installed generation capacity (MW) | KNARESBOROUGH | System Transformation | Gen_BB000_NPgAggregate | MW | NPgN | Knaresborough |  | 99.549 | 134.118 | 159.196 | 184.389 | 192.68 | 200.921 | 208.051 | 216.269 | 223.277 | 229.791 | 235.497 | 237.271 | 238.245 | 237.775 | 238.402 | 236.633 | 235.747 | 235.572 | 236.847 | 237.645 | 238.63 | 237.314 | 240.436 | 243.465 | 244.686 | 245.467 | 245.265 | 250.8 | 254.246
NPgN | GSP | NG FES - System Transformation | Total installed generation capacity (MW) | LACKENBY | System Transformation | Gen_BB000_NPgAggregate | MW | NPgN | Lackenby |  | 110.418 | 120.124 | 127.544 | 135.162 | 138.524 | 141.947 | 145.138 | 148.688 | 152.696 | 156.522 | 159.963 | 162.607 | 164.98 | 166.48 | 168.059 | 169.173 | 170.909 | 172.844 | 175.287 | 177.605 | 180.159 | 181.508 | 185.421 | 189.238 | 192.375 | 196.019 | 199.105 | 203.621 | 206.193
NPgN | GSP | NG FES - System Transformation | Total installed generation capacity (MW) | NORTON | System Transformation | Gen_BB000_NPgAggregate | MW | NPgN | Norton |  | 227.413 | 299.124 | 351.506 | 404.335 | 422.448 | 440.513 | 456.328 | 474.443 | 490.888 | 506.27 | 519.822 | 524.891 | 528.261 | 529.614 | 537.615 | 539.258 | 541.994 | 546.174 | 553.805 | 560.679 | 568.102 | 573.935 | 582.225 | 590.31 | 594.175 | 597.017 | 597.515 | 611.62 | 620.521
NPgN | GSP | NG FES - System Transformation | Total installed generation capacity (MW) | OFFERTON | System Transformation | Gen_BB000_NPgAggregate | MW | NPgN | Offerton |  | 7.443 | 8.513 | 9.319 | 10.201 | 10.842 | 11.519 | 12.206 | 12.948 | 13.914 | 14.833 | 15.649 | 16.387 | 17.077 | 17.605 | 18.363 | 19.065 | 19.892 | 20.737 | 21.675 | 22.618 | 23.665 | 24.715 | 25.97 | 27.184 | 28.271 | 29.611 | 30.781 | 32.072 | 32.701
NPgN | GSP | NG FES - System Transformation | Total installed generation capacity (MW) | OSBALDWICK | System Transformation | Gen_BB000_NPgAggregate | MW | NPgN | Osbaldwick |  | 48.048 | 132.36 | 193.55 | 255.003 | 274.91 | 294.544 | 311.319 | 330.623 | 348.095 | 364.646 | 379.375 | 383.988 | 386.744 | 388.112 | 398.815 | 405.068 | 412.112 | 420.166 | 432.682 | 445.071 | 458.124 | 470.92 | 484.399 | 497.616 | 510.061 | 523.845 | 536.639 | 550.339 | 560.59
NPgN | GSP | NG FES - System Transformation | Total installed generation capacity (MW) | POPPLETON | System Transformation | Gen_BB000_NPgAggregate | MW | NPgN | Poppleton |  | 12.395 | 15.108 | 17.134 | 19.201 | 20.024 | 20.86 | 21.624 | 22.484 | 23.322 | 24.113 | 24.798 | 25.24 | 25.604 | 25.754 | 26.022 | 26.204 | 26.532 | 26.902 | 27.424 | 27.931 | 28.499 | 28.809 | 29.689 | 30.538 | 31.288 | 32.22 | 33.028 | 33.922 | 34.315
NPgN | GSP | NG FES - System Transformation | Total installed generation capacity (MW) | SALTHOLME | System Transformation | Gen_BB000_NPgAggregate | MW | NPgN | Saltholme |  | 264.787 | 265.436 | 265.912 | 266.394 | 266.561 | 266.728 | 266.876 | 267.046 | 267.201 | 267.342 | 266.934 | 261.909 | 256.733 | 246.508 | 218.171 | 193.046 | 173.059 | 152.086 | 129.878 | 103.995 | 81.225 | 50.062 | 49.991 | 49.943 | 45.723 | 45.263 | 44.743 | 45.13 | 45.5
NPgN | GSP | NG FES - System Transformation | Total installed generation capacity (MW) | SOUTH SHIELDS | System Transformation | Gen_BB000_NPgAggregate | MW | NPgN | South Shields |  | 4.616 | 5.028 | 5.373 | 5.769 | 6.218 | 6.705 | 7.221 | 7.776 | 8.514 | 9.207 | 9.831 | 10.537 | 11.215 | 11.763 | 12.482 | 13.169 | 13.961 | 14.758 | 15.633 | 16.522 | 17.479 | 18.349 | 19.37 | 20.349 | 21.217 | 22.313 | 23.25 | 24.295 | 24.758
NPgN | GSP | NG FES - System Transformation | Total installed generation capacity (MW) | SPADEADAM | System Transformation | Gen_BB000_NPgAggregate | MW | NPgN | Spadeadam - Not in NG FES |  | 6.673 | 8.025 | 9.051 | 10.094 | 10.556 | 11.022 | 11.453 | 11.931 | 12.565 | 13.173 | 13.755 | 14.208 | 14.635 | 15.042 | 15.621 | 16.133 | 16.669 | 17.224 | 17.858 | 18.5 | 19.161 | 19.816 | 20.476 | 21.125 | 21.758 | 22.448 | 23.098 | 23.778 | 24.354
NPgN | GSP | NG FES - System Transformation | Total installed generation capacity (MW) | SPENNYMOOR | System Transformation | Gen_BB000_NPgAggregate | MW | NPgN | Spennymoor |  | 125.861 | 182.527 | 223.819 | 265.379 | 279.259 | 293.015 | 304.911 | 318.554 | 331.164 | 343.064 | 353.706 | 357.922 | 360.872 | 362.777 | 371.167 | 376.008 | 382.017 | 388.039 | 397.86 | 406.966 | 417.201 | 426.235 | 436.494 | 446.512 | 454.452 | 464.94 | 474.528 | 485.041 | 492.585
NPgN | GSP | NG FES - System Transformation | Total installed generation capacity (MW) | STELLA NORTH | System Transformation | Gen_BB000_NPgAggregate | MW | NPgN | Stella North |  | 41.735 | 47.197 | 51.226 | 55.448 | 57.933 | 60.533 | 63.107 | 65.927 | 69.366 | 72.601 | 75.396 | 76.872 | 78.137 | 78.716 | 79.515 | 79.946 | 80.881 | 82.006 | 83.245 | 84.301 | 85.875 | 87.931 | 91.568 | 95.073 | 97.865 | 101.167 | 103.809 | 108.117 | 110.365
NPgN | GSP | NG FES - System Transformation | Total installed generation capacity (MW) | STELLA SOUTH | System Transformation | Gen_BB000_NPgAggregate | MW | NPgN | Stella South |  | 56.571 | 84.851 | 105.707 | 126.724 | 134.255 | 141.743 | 148.335 | 155.806 | 163.63 | 171.103 | 177.931 | 181.685 | 184.817 | 187.339 | 193.027 | 197.189 | 201.871 | 206.773 | 213.381 | 219.867 | 226.768 | 233.174 | 240.298 | 247.297 | 253.689 | 261.101 | 268.016 | 275.293 | 280.79
NPgN | GSP | NG FES - System Transformation | Total installed generation capacity (MW) | TYNEMOUTH | System Transformation | Gen_BB000_NPgAggregate | MW | NPgN | Tynemouth 1 |  | 33.656 | 35.53 | 37.223 | 39.05 | 40.491 | 42.008 | 43.552 | 45.209 | 47.434 | 49.598 | 51.442 | 52.783 | 53.998 | 54.548 | 54.784 | 54.861 | 55.397 | 56.053 | 56.719 | 57.239 | 58.101 | 58.846 | 61.329 | 63.756 | 65.551 | 67.688 | 69.37 | 72.486 | 73.858
NPgN | GSP | NG FES - System Transformation | Total installed generation capacity (MW) | WEST BOLDON | System Transformation | Gen_BB000_NPgAggregate | MW | NPgN | West Boldon |  | 36.416 | 40.777 | 44.377 | 48.15 | 50.486 | 52.933 | 55.363 | 58.013 | 61.24 | 64.323 | 67.046 | 69.679 | 72.125 | 74.013 | 76.981 | 79.64 | 82.708 | 85.823 | 89.407 | 93.037 | 96.956 | 100.614 | 104.75 | 108.75 | 112.286 | 116.701 | 120.539 | 124.79 | 126.661
NPgY | GSP | NG FES - System Transformation | Total installed generation capacity (MW) | BRADFORD WEST | System Transformation | Gen_BB000_NPgAggregate | MW | NPgY | Bradford West |  | 72.331 | 80.967 | 86.139 | 91.534 | 94.392 | 98.646 | 102.506 | 106.845 | 110.84 | 115.092 | 119.553 | 121.199 | 123.618 | 124.617 | 124.674 | 126.156 | 127.694 | 131.21 | 136.352 | 141.965 | 147.829 | 154.1 | 162.159 | 170.775 | 179.529 | 187.434 | 196.417 | 205.097 | 214.267
NPgY | GSP | NG FES - System Transformation | Total installed generation capacity (MW) | CAMBLESFORTH | System Transformation | Gen_BB000_NPgAggregate | MW | NPgY | Camblesforth |  | 136.769 | 138.346 | 139.373 | 140.466 | 141.149 | 142.104 | 143.031 | 144.084 | 145.128 | 146.095 | 147.009 | 146.768 | 146.584 | 146.168 | 145.601 | 145.227 | 144.942 | 144.893 | 144.842 | 144.761 | 144.919 | 145.822 | 147.287 | 148.723 | 150.175 | 151.68 | 153.112 | 154.587 | 156.035
NPgY | GSP | NG FES - System Transformation | Total installed generation capacity (MW) | CREYKE BECK | System Transformation | Gen_BB000_NPgAggregate | MW | NPgY | Creyke Beck |  | 416.919 | 472.506 | 503.219 | 534.493 | 545.877 | 566.043 | 586.04 | 609.372 | 634.495 | 658.575 | 682.015 | 692.722 | 704.531 | 707.386 | 709.981 | 713.143 | 720.055 | 727.123 | 735.945 | 743.32 | 752.748 | 756.31 | 779.163 | 801.946 | 822.34 | 845.641 | 868.614 | 891.935 | 915.198
NPgY | GSP | NG FES - System Transformation | Total installed generation capacity (MW) | DRAX | System Transformation | Gen_BB000_NPgAggregate | MW | NPgY | Drax |  | 118.872 | 125.576 | 129.324 | 133.167 | 134.642 | 137.195 | 139.398 | 142.02 | 144.296 | 146.39 | 148.36 | 148.395 | 148.535 | 145.789 | 136.465 | 128.978 | 123.149 | 118.395 | 113.706 | 108.504 | 103.53 | 94.212 | 97.708 | 101.158 | 104.641 | 108.236 | 111.705 | 115.259 | 118.774
NPgY | GSP | NG FES - System Transformation | Total installed generation capacity (MW) | ELLAND | System Transformation | Gen_BB000_NPgAggregate | MW | NPgY | Elland |  | 128.437 | 136.63 | 141.378 | 146.287 | 148.616 | 152.254 | 155.476 | 159.132 | 162.375 | 165.79 | 168.823 | 165.217 | 162.071 | 157.914 | 154.438 | 151.829 | 149.08 | 147.594 | 146.24 | 144.844 | 144.716 | 150.364 | 155.58 | 161.203 | 166.909 | 171.964 | 177.818 | 183.43 | 189.399
NPgY | GSP | NG FES - System Transformation | Total installed generation capacity (MW) | FERRYBRIDGE A | System Transformation | Gen_BB000_NPgAggregate | MW | NPgY | Ferrybridge A |  | 33.206 | 43.982 | 49.868 | 55.853 | 57.9 | 61.648 | 65.174 | 69.32 | 73.504 | 77.545 | 81.397 | 82.335 | 83.484 | 83.308 | 84.714 | 85.948 | 87.429 | 88.914 | 90.538 | 92.091 | 93.977 | 96.428 | 99.717 | 103.043 | 106.204 | 109.503 | 112.859 | 116.218 | 119.609
NPgY | GSP | NG FES - System Transformation | Total installed generation capacity (MW) | FERRYBRIDGE B | System Transformation | Gen_BB000_NPgAggregate | MW | NPgY | Ferrybridge B (_M) |  | 264.656 | 292.269 | 307.35 | 322.686 | 327.935 | 337.545 | 346.451 | 356.964 | 367.344 | 377.271 | 386.94 | 391.304 | 396.212 | 395.334 | 389.168 | 381.469 | 375.808 | 371.386 | 366.436 | 360.353 | 354.065 | 340.687 | 342.743 | 345.104 | 343.751 | 339.03 | 333.402 | 342.115 | 350.833
NPgY | GSP | NG FES - System Transformation | Total installed generation capacity (MW) | GRIMSBY WEST | System Transformation | Gen_BB000_NPgAggregate | MW | NPgY | Grimsby West |  | 167.418 | 189.183 | 198.8 | 208.565 | 211.853 | 217.938 | 222.974 | 229.017 | 233.973 | 238.669 | 242.5 | 236.982 | 231.655 | 222.701 | 211.287 | 201.113 | 192.238 | 184.684 | 176.864 | 168.23 | 161.199 | 157.184 | 162.447 | 167.767 | 173.089 | 178.363 | 183.723 | 189.087 | 194.499
NPgY | GSP | NG FES - System Transformation | Total installed generation capacity (MW) | JORDANTHORPE | System Transformation | Gen_BB000_NPgAggregate | MW | NPgY | Jordanthorpe |  | 3.913 | 4.872 | 5.456 | 6.068 | 6.399 | 6.885 | 7.391 | 7.948 | 8.57 | 9.227 | 9.922 | 10.379 | 10.932 | 11.371 | 11.854 | 12.466 | 13.051 | 13.741 | 14.491 | 15.315 | 16.144 | 17.034 | 17.863 | 18.759 | 19.669 | 20.474 | 21.41 | 22.307 | 23.262
NPgY | GSP | NG FES - System Transformation | Total installed generation capacity (MW) | KEADBY | System Transformation | Gen_BB000_NPgAggregate | MW | NPgY | Keadby |  | 524.634 | 615.052 | 664.087 | 713.942 | 730.324 | 761.069 | 786.597 | 817.57 | 843.19 | 866.248 | 887.784 | 891.118 | 895.179 | 884.552 | 875.126 | 863.982 | 859.619 | 857.395 | 863.592 | 866.324 | 872.173 | 864.634 | 890.04 | 914.371 | 933.566 | 959.653 | 983.293 | 1008.506 | 1032.752
NPgY | GSP | NG FES - System Transformation | Total installed generation capacity (MW) | KIRKSTALL B | System Transformation | Gen_BB000_NPgAggregate | MW | NPgY | Kirkstall B |  | 35.455 | 39.142 | 41.5 | 43.958 | 45.381 | 47.391 | 50.649 | 54.128 | 59.806 | 65.619 | 71.457 | 75.199 | 79.283 | 82.812 | 85.942 | 89.769 | 93.686 | 96.338 | 96.478 | 96.699 | 97.27 | 99.078 | 101.674 | 104.479 | 107.325 | 109.829 | 112.741 | 115.528 | 118.497
NPgY | GSP | NG FES - System Transformation | Total installed generation capacity (MW) | NEEPSEND | System Transformation | Gen_BB000_NPgAggregate | MW | NPgY | Neepsend |  | 7.113 | 7.625 | 8.015 | 8.445 | 8.815 | 9.276 | 9.747 | 10.241 | 10.76 | 11.353 | 12.023 | 12.493 | 13.107 | 13.645 | 14.01 | 14.638 | 15.213 | 16.012 | 16.94 | 17.981 | 19.032 | 20.18 | 21.254 | 22.44 | 23.646 | 24.674 | 25.923 | 27.104 | 28.383
NPgY | GSP | NG FES - System Transformation | Total installed generation capacity (MW) | NORTON LEES | System Transformation | Gen_BB000_NPgAggregate | MW | NPgY | Norton Lees |  | 4.469 | 4.711 | 4.96 | 5.249 | 5.587 | 5.973 | 6.388 | 6.812 | 7.281 | 7.828 | 8.455 | 8.913 | 9.513 | 10.066 | 10.382 | 10.977 | 11.519 | 12.281 | 13.15 | 14.13 | 15.125 | 16.24 | 17.288 | 18.448 | 19.629 | 20.633 | 21.857 | 23.013 | 24.266
NPgY | GSP | NG FES - System Transformation | Total installed generation capacity (MW) | PITSMOOR 3/4 | System Transformation | Gen_BB000_NPgAggregate | MW | NPgY | Pitsmoor |  | 1.39 | 1.5 | 1.609 | 1.734 | 1.879 | 2.046 | 2.225 | 2.408 | 2.61 | 2.846 | 3.116 | 3.313 | 3.57 | 3.808 | 3.944 | 4.2 | 4.433 | 4.761 | 5.133 | 5.554 | 5.981 | 6.46 | 6.911 | 7.409 | 7.916 | 8.348 | 8.873 | 9.37 | 9.908
NPgY | GSP | NG FES - System Transformation | Total installed generation capacity (MW) | SALTEND NORTH | System Transformation | Gen_BB000_NPgAggregate | MW | NPgY | Saltend North |  | 84.101 | 84.566 | 85.019 | 85.531 | 86.111 | 86.785 | 87.511 | 88.295 | 89.153 | 89.981 | 90.675 | 89.335 | 88.048 | 86.73 | 85.239 | 84.041 | 82.846 | 82.171 | 81.585 | 80.913 | 80.765 | 82.826 | 84.904 | 86.998 | 89.12 | 91.243 | 93.375 | 95.532 | 97.704
NPgY | GSP | NG FES - System Transformation | Total installed generation capacity (MW) | SHEFFIELD CITY | System Transformation | Gen_BB000_NPgAggregate | MW | NPgY | Sheffield City |  | 1.871 | 2.057 | 2.217 | 2.397 | 2.58 | 2.797 | 3.026 | 3.262 | 3.518 | 3.814 | 4.151 | 4.401 | 4.724 | 5.018 | 5.201 | 5.526 | 5.823 | 6.236 | 6.711 | 7.245 | 7.784 | 8.374 | 8.928 | 9.54 | 10.163 | 10.693 | 11.339 | 11.948 | 12.609
NPgY | GSP | NG FES - System Transformation | Total installed generation capacity (MW) | SKELTON GRANGE | System Transformation | Gen_BB000_NPgAggregate | MW | NPgY | Skelton Grange |  | 120.283 | 130.416 | 136.42 | 142.694 | 146.287 | 151.418 | 158.419 | 165.983 | 176.961 | 188.221 | 199.488 | 205.109 | 211.563 | 216.637 | 220.813 | 225.681 | 230.618 | 234.3 | 234.057 | 233.803 | 234.433 | 238.489 | 243.792 | 249.704 | 254.59 | 257.668 | 261.509 | 269.233 | 277.413
NPgY | GSP | NG FES - System Transformation | Total installed generation capacity (MW) | TEMPLEBOROUGH 275/33KV | System Transformation | Gen_BB000_NPgAggregate | MW | NPgY | Templeborough |  | 0.397 | 0.64 | 0.791 | 0.948 | 1.029 | 1.149 | 1.331 | 1.529 | 1.839 | 2.147 | 2.461 | 2.728 | 3.009 | 3.267 | 3.563 | 3.869 | 4.177 | 4.412 | 4.541 | 4.678 | 4.817 | 4.961 | 5.097 | 5.237 | 5.378 | 5.514 | 5.655 | 5.796 | 5.939
NPgY | GSP | NG FES - System Transformation | Total installed generation capacity (MW) | THURCROFT | System Transformation | Gen_BB000_NPgAggregate | MW | NPgY | Thurcroft |  | 136.045 | 158.784 | 170.981 | 183.337 | 187.216 | 194.667 | 200.901 | 208.411 | 214.771 | 220.809 | 226.28 | 224.957 | 223.957 | 219.326 | 215.324 | 211.41 | 208.402 | 206.44 | 205.139 | 203.488 | 202.478 | 201.718 | 207.02 | 212.4 | 217.567 | 222.397 | 227.254 | 233.104 | 239.001
NPgY | GSP | NG FES - System Transformation | Total installed generation capacity (MW) | WEST MELTON / THORPE MARSH | System Transformation | Gen_BB000_NPgAggregate | MW | NPgY | Thorpe Marsh |  | 266.968 | 288.513 | 300.508 | 312.795 | 317.521 | 325.686 | 332.665 | 340.893 | 347.915 | 354.686 | 361.408 | 363.702 | 366.668 | 366.118 | 364.995 | 363.196 | 363.178 | 363.942 | 367.8 | 370.465 | 374.393 | 374.603 | 382.318 | 390.307 | 394.962 | 401.087 | 407.356 | 416.946 | 426.715
NPgY | GSP | NG FES - System Transformation | Total installed generation capacity (MW) | WEST MELTON SECTION 3 | System Transformation | Gen_BB000_NPgAggregate | MW | NPgY | West Melton |  | 105.67 | 128.437 | 140.968 | 153.752 | 158.375 | 166.607 | 173.877 | 182.447 | 190.253 | 197.81 | 205.264 | 208.259 | 211.887 | 212.519 | 215.553 | 218.467 | 222.097 | 226.426 | 232.585 | 238.68 | 245.201 | 250.328 | 258.415 | 266.688 | 274.244 | 282.315 | 290.713 | 299.058 | 307.563
NPgY | GSP | NG FES - System Transformation | Total installed generation capacity (MW) | WINCOBANK | System Transformation | Gen_BB000_NPgAggregate | MW | NPgY | Wincobank |  | 44.655 | 45.475 | 45.947 | 46.43 | 46.632 | 46.964 | 47.393 | 47.873 | 48.545 | 49.212 | 49.883 | 50.399 | 50.946 | 51.412 | 52.028 | 51.477 | 52.231 | 51.203 | 51.657 | 50.488 | 50.98 | 49.838 | 50.334 | 50.845 | 47.922 | 48.443 | 48.986 | 49.538 | 50.105
NPgN | GSP | NPg Best View | Total installed hydro capacity (MW) | BLYTH 66kV | NPg Best View (Not in FES) | Gen_BB018 | MW | NPgN | Blyth 66kV |  | 0 | 0.102 | 0.106 | 0.109 | 0.113 | 0.117 | 0.12 | 0.124 | 0.128 | 0.131 | 0.135 | 0.139 | 0.142 | 0.146 | 0.15 | 0.154 | 0.157 | 0.161 | 0.165 | 0.169 | 0.172 | 0.176 | 0.18 | 0.184 | 0.188 | 0.192 | 0.196 | 0.2 | 0.204
NPgN | GSP | NPg Best View | Total installed hydro capacity (MW) | BLYTH 132kV | NPg Best View (Not in FES) | Gen_BB018 | MW | NPgN | Blyth 132kV |  | 0 | 0.18 | 0.187 | 0.193 | 0.2 | 0.206 | 0.213 | 0.219 | 0.226 | 0.232 | 0.239 | 0.245 | 0.252 | 0.258 | 0.265 | 0.271 | 0.278 | 0.285 | 0.292 | 0.298 | 0.305 | 0.312 | 0.319 | 0.326 | 0.332 | 0.339 | 0.346 | 0.353 | 0.36
NPgN | GSP | NPg Best View | Total installed hydro capacity (MW) | FOURSTONES | NPg Best View (Not in FES) | Gen_BB018 | MW | NPgN | Fourstones |  | 0 | 0.009 | 0.01 | 0.01 | 0.01 | 0.011 | 0.011 | 0.011 | 0.012 | 0.012 | 0.012 | 0.013 | 0.013 | 0.013 | 0.014 | 0.014 | 0.014 | 0.015 | 0.015 | 0.015 | 0.016 | 0.016 | 0.016 | 0.017 | 0.017 | 0.018 | 0.018 | 0.018 | 0.019
NPgN | GSP | NPg Best View | Total installed hydro capacity (MW) | HARTMOOR | NPg Best View (Not in FES) | Gen_BB018 | MW | NPgN | Hart Moor |  | 0 | 0.05 | 0.052 | 0.054 | 0.056 | 0.058 | 0.059 | 0.061 | 0.063 | 0.065 | 0.067 | 0.069 | 0.07 | 0.072 | 0.074 | 0.076 | 0.078 | 0.08 | 0.081 | 0.083 | 0.085 | 0.087 | 0.089 | 0.091 | 0.093 | 0.095 | 0.097 | 0.099 | 0.101
NPgN | GSP | NPg Best View | Total installed hydro capacity (MW) | HAWTHORN PIT GRID | NPg Best View (Not in FES) | Gen_BB018 | MW | NPgN | Hawthorn Pit |  | 0 | 0.053 | 0.055 | 0.056 | 0.058 | 0.06 | 0.062 | 0.064 | 0.066 | 0.068 | 0.07 | 0.072 | 0.074 | 0.075 | 0.077 | 0.079 | 0.081 | 0.083 | 0.085 | 0.087 | 0.089 | 0.091 | 0.093 | 0.095 | 0.097 | 0.099 | 0.101 | 0.103 | 0.105
NPgN | GSP | NPg Best View | Total installed hydro capacity (MW) | KNARESBOROUGH | NPg Best View (Not in FES) | Gen_BB018 | MW | NPgN | Knaresborough |  | 0.313 | 0.523 | 0.53 | 0.538 | 0.545 | 0.553 | 0.56 | 0.568 | 0.575 | 0.583 | 0.59 | 0.598 | 0.606 | 0.613 | 0.621 | 0.629 | 0.636 | 0.644 | 0.652 | 0.66 | 0.668 | 0.675 | 0.683 | 0.691 | 0.699 | 0.707 | 0.716 | 0.724 | 0.732
NPgN | GSP | NPg Best View | Total installed hydro capacity (MW) | LACKENBY | NPg Best View (Not in FES) | Gen_BB018 | MW | NPgN | Lackenby |  | 0 | 0.054 | 0.056 | 0.058 | 0.06 | 0.062 | 0.064 | 0.066 | 0.068 | 0.07 | 0.072 | 0.074 | 0.076 | 0.078 | 0.08 | 0.082 | 0.084 | 0.086 | 0.088 | 0.09 | 0.092 | 0.094 | 0.096 | 0.098 | 0.1 | 0.102 | 0.104 | 0.107 | 0.109
NPgN | GSP | NPg Best View | Total installed hydro capacity (MW) | NORTON | NPg Best View (Not in FES) | Gen_BB018 | MW | NPgN | Norton |  | 0.919 | 1.351 | 1.367 | 1.382 | 1.397 | 1.413 | 1.428 | 1.444 | 1.459 | 1.475 | 1.49 | 1.506 | 1.522 | 1.538 | 1.553 | 1.569 | 1.585 | 1.601 | 1.617 | 1.633 | 1.649 | 1.666 | 1.682 | 1.699 | 1.715 | 1.732 | 1.748 | 1.765 | 1.782
NPgN | GSP | NPg Best View | Total installed hydro capacity (MW) | OFFERTON | NPg Best View (Not in FES) | Gen_BB018 | MW | NPgN | Offerton |  | 0 | 0.004 | 0.004 | 0.004 | 0.004 | 0.004 | 0.004 | 0.005 | 0.005 | 0.005 | 0.005 | 0.005 | 0.005 | 0.005 | 0.005 | 0.006 | 0.006 | 0.006 | 0.006 | 0.006 | 0.006 | 0.006 | 0.007 | 0.007 | 0.007 | 0.007 | 0.007 | 0.007 | 0.007
NPgN | GSP | NPg Best View | Total installed hydro capacity (MW) | OSBALDWICK | NPg Best View (Not in FES) | Gen_BB018 | MW | NPgN | Osbaldwick |  | 0.153 | 0.667 | 0.685 | 0.703 | 0.722 | 0.74 | 0.758 | 0.777 | 0.795 | 0.814 | 0.832 | 0.851 | 0.869 | 0.888 | 0.907 | 0.926 | 0.945 | 0.964 | 0.983 | 1.002 | 1.021 | 1.041 | 1.06 | 1.08 | 1.099 | 1.119 | 1.139 | 1.159 | 1.179
NPgN | GSP | NPg Best View | Total installed hydro capacity (MW) | POPPLETON | NPg Best View (Not in FES) | Gen_BB018 | MW | NPgN | Poppleton |  | 0.19 | 0.206 | 0.206 | 0.207 | 0.207 | 0.208 | 0.209 | 0.209 | 0.21 | 0.21 | 0.211 | 0.211 | 0.212 | 0.213 | 0.213 | 0.214 | 0.214 | 0.215 | 0.215 | 0.216 | 0.217 | 0.217 | 0.218 | 0.218 | 0.219 | 0.22 | 0.22 | 0.221 | 0.221
NPgN | GSP | NPg Best View | Total installed hydro capacity (MW) | SALTHOLME | NPg Best View (Not in FES) | Gen_BB018 | MW | NPgN | Saltholme |  | 0 | 0.004 | 0.004 | 0.004 | 0.004 | 0.004 | 0.005 | 0.005 | 0.005 | 0.005 | 0.005 | 0.005 | 0.005 | 0.006 | 0.006 | 0.006 | 0.006 | 0.006 | 0.006 | 0.006 | 0.007 | 0.007 | 0.007 | 0.007 | 0.007 | 0.007 | 0.008 | 0.008 | 0.008
NPgN | GSP | NPg Best View | Total installed hydro capacity (MW) | SOUTH SHIELDS | NPg Best View (Not in FES) | Gen_BB018 | MW | NPgN | South Shields |  | 0 | 0 | 0 | 0 | 0 | 0 | 0 | 0 | 0 | 0 | 0 | 0 | 0 | 0 | 0 | 0 | 0 | 0 | 0 | 0 | 0 | 0 | 0 | 0 | 0 | 0 | 0 | 0 | 0
NPgN | GSP | NPg Best View | Total installed hydro capacity (MW) | SPADEADAM | NPg Best View (Not in FES) | Gen_BB018 | MW | NPgN | Spadeadam - Not in NG FES |  | 6 | 6.007 | 6.008 | 6.008 | 6.008 | 6.008 | 6.009 | 6.009 | 6.009 | 6.009 | 6.01 | 6.01 | 6.01 | 6.01 | 6.011 | 6.011 | 6.011 | 6.012 | 6.012 | 6.012 | 6.012 | 6.013 | 6.013 | 6.013 | 6.013 | 6.014 | 6.014 | 6.014 | 6.015
NPgN | GSP | NPg Best View | Total installed hydro capacity (MW) | SPENNYMOOR | NPg Best View (Not in FES) | Gen_BB018 | MW | NPgN | Spennymoor |  | 0.221 | 0.564 | 0.577 | 0.589 | 0.601 | 0.613 | 0.625 | 0.638 | 0.65 | 0.662 | 0.675 | 0.687 | 0.7 | 0.712 | 0.725 | 0.737 | 0.75 | 0.763 | 0.775 | 0.788 | 0.801 | 0.814 | 0.827 | 0.84 | 0.853 | 0.866 | 0.88 | 0.893 | 0.906
NPgN | GSP | NPg Best View | Total installed hydro capacity (MW) | STELLA NORTH | NPg Best View (Not in FES) | Gen_BB018 | MW | NPgN | Stella North |  | 0 | 0.024 | 0.025 | 0.025 | 0.026 | 0.027 | 0.028 | 0.029 | 0.03 | 0.031 | 0.031 | 0.032 | 0.033 | 0.034 | 0.035 | 0.036 | 0.037 | 0.037 | 0.038 | 0.039 | 0.04 | 0.041 | 0.042 | 0.043 | 0.044 | 0.045 | 0.046 | 0.047 | 0.047
NPgN | GSP | NPg Best View | Total installed hydro capacity (MW) | STELLA SOUTH | NPg Best View (Not in FES) | Gen_BB018 | MW | NPgN | Stella South |  | 0.098 | 0.266 | 0.272 | 0.278 | 0.284 | 0.29 | 0.296 | 0.302 | 0.308 | 0.314 | 0.32 | 0.326 | 0.332 | 0.338 | 0.344 | 0.35 | 0.356 | 0.363 | 0.369 | 0.375 | 0.381 | 0.388 | 0.394 | 0.4 | 0.407 | 0.413 | 0.42 | 0.426 | 0.433
NPgN | GSP | NPg Best View | Total installed hydro capacity (MW) | TYNEMOUTH | NPg Best View (Not in FES) | Gen_BB018 | MW | NPgN | Tynemouth 1 |  | 0 | 0.006 | 0.007 | 0.007 | 0.007 | 0.007 | 0.008 | 0.008 | 0.008 | 0.008 | 0.009 | 0.009 | 0.009 | 0.009 | 0.009 | 0.01 | 0.01 | 0.01 | 0.01 | 0.011 | 0.011 | 0.011 | 0.011 | 0.012 | 0.012 | 0.012 | 0.012 | 0.013 | 0.013
NPgN | GSP | NPg Best View | Total installed hydro capacity (MW) | WEST BOLDON | NPg Best View (Not in FES) | Gen_BB018 | MW | NPgN | West Boldon |  | 0 | 0.02 | 0.021 | 0.021 | 0.022 | 0.023 | 0.024 | 0.024 | 0.025 | 0.026 | 0.027 | 0.027 | 0.028 | 0.029 | 0.029 | 0.03 | 0.031 | 0.032 | 0.032 | 0.033 | 0.034 | 0.035 | 0.035 | 0.036 | 0.037 | 0.038 | 0.039 | 0.039 | 0.04
NPgY | GSP | NPg Best View | Total installed hydro capacity (MW) | BRADFORD WEST | NPg Best View (Not in FES) | Gen_BB018 | MW | NPgY | Bradford West |  | 1.175 | 1.175 | 1.175 | 1.175 | 1.175 | 1.175 | 1.175 | 1.175 | 1.175 | 1.175 | 1.175 | 1.175 | 1.175 | 1.175 | 1.175 | 1.175 | 1.175 | 1.175 | 1.175 | 1.175 | 1.175 | 1.175 | 1.175 | 1.175 | 1.175 | 1.175 | 1.175 | 1.175 | 1.175
NPgY | GSP | NPg Best View | Total installed hydro capacity (MW) | CAMBLESFORTH | NPg Best View (Not in FES) | Gen_BB018 | MW | NPgY | Camblesforth |  | 0 | 0 | 0 | 0 | 0 | 0 | 0 | 0 | 0 | 0 | 0 | 0 | 0 | 0 | 0 | 0 | 0 | 0 | 0 | 0 | 0 | 0 | 0 | 0 | 0 | 0 | 0 | 0 | 0
NPgY | GSP | NPg Best View | Total installed hydro capacity (MW) | CREYKE BECK | NPg Best View (Not in FES) | Gen_BB018 | MW | NPgY | Creyke Beck |  | 0 | 0 | 0 | 0 | 0 | 0 | 0 | 0 | 0 | 0 | 0 | 0 | 0 | 0 | 0 | 0 | 0 | 0 | 0 | 0 | 0 | 0 | 0 | 0 | 0 | 0 | 0 | 0 | 0
NPgY | GSP | NPg Best View | Total installed hydro capacity (MW) | DRAX | NPg Best View (Not in FES) | Gen_BB018 | MW | NPgY | Drax |  | 0 | 0 | 0 | 0 | 0 | 0 | 0 | 0 | 0 | 0 | 0 | 0 | 0 | 0 | 0 | 0 | 0 | 0 | 0 | 0 | 0 | 0 | 0 | 0 | 0 | 0 | 0 | 0 | 0
NPgY | GSP | NPg Best View | Total installed hydro capacity (MW) | ELLAND | NPg Best View (Not in FES) | Gen_BB018 | MW | NPgY | Elland |  | 0 | 0 | 0 | 0 | 0 | 0 | 0 | 0 | 0 | 0 | 0 | 0 | 0 | 0 | 0 | 0 | 0 | 0 | 0 | 0 | 0 | 0 | 0 | 0 | 0 | 0 | 0 | 0 | 0
NPgY | GSP | NPg Best View | Total installed hydro capacity (MW) | FERRYBRIDGE A | NPg Best View (Not in FES) | Gen_BB018 | MW | NPgY | Ferrybridge A |  | 0 | 0 | 0 | 0 | 0 | 0 | 0 | 0 | 0 | 0 | 0 | 0 | 0 | 0 | 0 | 0 | 0 | 0 | 0 | 0 | 0 | 0 | 0 | 0 | 0 | 0 | 0 | 0 | 0
NPgY | GSP | NPg Best View | Total installed hydro capacity (MW) | FERRYBRIDGE B | NPg Best View (Not in FES) | Gen_BB018 | MW | NPgY | Ferrybridge B (_M) |  | 0.6 | 0.6 | 0.6 | 0.6 | 0.6 | 0.6 | 0.6 | 0.6 | 0.6 | 0.6 | 0.6 | 0.6 | 0.6 | 0.6 | 0.6 | 0.6 | 0.6 | 0.6 | 0.6 | 0.6 | 0.6 | 0.6 | 0.6 | 0.6 | 0.6 | 0.6 | 0.6 | 0.6 | 0.6
NPgY | GSP | NPg Best View | Total installed hydro capacity (MW) | GRIMSBY WEST | NPg Best View (Not in FES) | Gen_BB018 | MW | NPgY | Grimsby West |  | 0 | 0 | 0 | 0 | 0 | 0 | 0 | 0 | 0 | 0 | 0 | 0 | 0 | 0 | 0 | 0 | 0 | 0 | 0 | 0 | 0 | 0 | 0 | 0 | 0 | 0 | 0 | 0 | 0
NPgY | GSP | NPg Best View | Total installed hydro capacity (MW) | JORDANTHORPE | NPg Best View (Not in FES) | Gen_BB018 | MW | NPgY | Jordanthorpe |  | 0 | 0 | 0 | 0 | 0 | 0 | 0 | 0 | 0 | 0 | 0 | 0 | 0 | 0 | 0 | 0 | 0 | 0 | 0 | 0 | 0 | 0 | 0 | 0 | 0 | 0 | 0 | 0 | 0
NPgY | GSP | NPg Best View | Total installed hydro capacity (MW) | KEADBY | NPg Best View (Not in FES) | Gen_BB018 | MW | NPgY | Keadby |  | 0 | 0 | 0 | 0 | 0 | 0 | 0 | 0 | 0 | 0 | 0 | 0 | 0 | 0 | 0 | 0 | 0 | 0 | 0 | 0 | 0 | 0 | 0 | 0 | 0 | 0 | 0 | 0 | 0
NPgY | GSP | NPg Best View | Total installed hydro capacity (MW) | KIRKSTALL B | NPg Best View (Not in FES) | Gen_BB018 | MW | NPgY | Kirkstall B |  | 0 | 0 | 0 | 0 | 0 | 0 | 0 | 0 | 0 | 0 | 0 | 0 | 0 | 0 | 0 | 0 | 0 | 0 | 0 | 0 | 0 | 0 | 0 | 0 | 0 | 0 | 0 | 0 | 0
NPgY | GSP | NPg Best View | Total installed hydro capacity (MW) | NEEPSEND | NPg Best View (Not in FES) | Gen_BB018 | MW | NPgY | Neepsend |  | 0 | 0 | 0 | 0 | 0 | 0 | 0 | 0 | 0 | 0 | 0 | 0 | 0 | 0 | 0 | 0 | 0 | 0 | 0 | 0 | 0 | 0 | 0 | 0 | 0 | 0 | 0 | 0 | 0
NPgY | GSP | NPg Best View | Total installed hydro capacity (MW) | NORTON LEES | NPg Best View (Not in FES) | Gen_BB018 | MW | NPgY | Norton Lees |  | 0 | 0 | 0 | 0 | 0 | 0 | 0 | 0 | 0 | 0 | 0 | 0 | 0 | 0 | 0 | 0 | 0 | 0 | 0 | 0 | 0 | 0 | 0 | 0 | 0 | 0 | 0 | 0 | 0
NPgY | GSP | NPg Best View | Total installed hydro capacity (MW) | PITSMOOR 3/4 | NPg Best View (Not in FES) | Gen_BB018 | MW | NPgY | Pitsmoor |  | 0 | 0 | 0 | 0 | 0 | 0 | 0 | 0 | 0 | 0 | 0 | 0 | 0 | 0 | 0 | 0 | 0 | 0 | 0 | 0 | 0 | 0 | 0 | 0 | 0 | 0 | 0 | 0 | 0
NPgY | GSP | NPg Best View | Total installed hydro capacity (MW) | SALTEND NORTH | NPg Best View (Not in FES) | Gen_BB018 | MW | NPgY | Saltend North |  | 0 | 0 | 0 | 0 | 0 | 0 | 0 | 0 | 0 | 0 | 0 | 0 | 0 | 0 | 0 | 0 | 0 | 0 | 0 | 0 | 0 | 0 | 0 | 0 | 0 | 0 | 0 | 0 | 0
NPgY | GSP | NPg Best View | Total installed hydro capacity (MW) | SHEFFIELD CITY | NPg Best View (Not in FES) | Gen_BB018 | MW | NPgY | Sheffield City |  | 0 | 0 | 0 | 0 | 0 | 0 | 0 | 0 | 0 | 0 | 0 | 0 | 0 | 0 | 0 | 0 | 0 | 0 | 0 | 0 | 0 | 0 | 0 | 0 | 0 | 0 | 0 | 0 | 0
NPgY | GSP | NPg Best View | Total installed hydro capacity (MW) | SKELTON GRANGE | NPg Best View (Not in FES) | Gen_BB018 | MW | NPgY | Skelton Grange |  | 0 | 0 | 0 | 0 | 0 | 0 | 0 | 0 | 0 | 0 | 0 | 0 | 0 | 0 | 0 | 0 | 0 | 0 | 0 | 0 | 0 | 0 | 0 | 0 | 0 | 0 | 0 | 0 | 0
NPgY | GSP | NPg Best View | Total installed hydro capacity (MW) | TEMPLEBOROUGH 275/33KV | NPg Best View (Not in FES) | Gen_BB018 | MW | NPgY | Templeborough |  | 0 | 0 | 0 | 0 | 0 | 0 | 0 | 0 | 0 | 0 | 0 | 0 | 0 | 0 | 0 | 0 | 0 | 0 | 0 | 0 | 0 | 0 | 0 | 0 | 0 | 0 | 0 | 0 | 0
NPgY | GSP | NPg Best View | Total installed hydro capacity (MW) | THURCROFT | NPg Best View (Not in FES) | Gen_BB018 | MW | NPgY | Thurcroft |  | 0 | 0 | 0 | 0 | 0 | 0 | 0 | 0 | 0 | 0 | 0 | 0 | 0 | 0 | 0 | 0 | 0 | 0 | 0 | 0 | 0 | 0 | 0 | 0 | 0 | 0 | 0 | 0 | 0
NPgY | GSP | NPg Best View | Total installed hydro capacity (MW) | WEST MELTON / THORPE MARSH | NPg Best View (Not in FES) | Gen_BB018 | MW | NPgY | Thorpe Marsh |  | 0.1 | 0.1 | 0.1 | 0.1 | 0.1 | 0.1 | 0.1 | 0.1 | 0.1 | 0.1 | 0.1 | 0.1 | 0.1 | 0.1 | 0.1 | 0.1 | 0.1 | 0.1 | 0.1 | 0.1 | 0.1 | 0.1 | 0.1 | 0.1 | 0.1 | 0.1 | 0.1 | 0.1 | 0.1
NPgY | GSP | NPg Best View | Total installed hydro capacity (MW) | WEST MELTON SECTION 3 | NPg Best View (Not in FES) | Gen_BB018 | MW | NPgY | West Melton |  | 1.025 | 1.025 | 1.025 | 1.025 | 1.025 | 1.025 | 1.025 | 1.025 | 1.025 | 1.025 | 1.025 | 1.025 | 1.025 | 1.025 | 1.025 | 1.025 | 1.025 | 1.025 | 1.025 | 1.025 | 1.025 | 1.025 | 1.025 | 1.025 | 1.025 | 1.025 | 1.025 | 1.025 | 1.025
NPgY | GSP | NPg Best View | Total installed hydro capacity (MW) | WINCOBANK | NPg Best View (Not in FES) | Gen_BB018 | MW | NPgY | Wincobank |  | 0 | 0 | 0 | 0 | 0 | 0 | 0 | 0 | 0 | 0 | 0 | 0 | 0 | 0 | 0 | 0 | 0 | 0 | 0 | 0 | 0 | 0 | 0 | 0 | 0 | 0 | 0 | 0 | 0
NPgN | GSP | NG FES - Consumer Transformation | Total installed hydro capacity (MW) | BLYTH 66kV | Consumer Transformation | Gen_BB018 | MW | NPgN | Blyth 66kV |  | 0 | 0.114 | 0.124 | 0.135 | 0.147 | 0.16 | 0.173 | 0.187 | 0.201 | 0.213 | 0.226 | 0.238 | 0.252 | 0.265 | 0.276 | 0.288 | 0.299 | 0.311 | 0.323 | 0.333 | 0.343 | 0.353 | 0.363 | 0.373 | 0.383 | 0.393 | 0.404 | 0.415 | 0.425
NPgN | GSP | NG FES - Consumer Transformation | Total installed hydro capacity (MW) | BLYTH 132kV | Consumer Transformation | Gen_BB018 | MW | NPgN | Blyth 132kV |  | 0 | 0.202 | 0.22 | 0.238 | 0.26 | 0.283 | 0.306 | 0.33 | 0.355 | 0.377 | 0.399 | 0.421 | 0.445 | 0.469 | 0.488 | 0.509 | 0.529 | 0.55 | 0.572 | 0.589 | 0.606 | 0.623 | 0.641 | 0.659 | 0.677 | 0.695 | 0.714 | 0.733 | 0.752
NPgN | GSP | NG FES - Consumer Transformation | Total installed hydro capacity (MW) | FOURSTONES | Consumer Transformation | Gen_BB018 | MW | NPgN | Fourstones |  | 0 | 0.01 | 0.011 | 0.012 | 0.013 | 0.015 | 0.016 | 0.017 | 0.018 | 0.019 | 0.021 | 0.022 | 0.023 | 0.024 | 0.025 | 0.026 | 0.027 | 0.028 | 0.03 | 0.03 | 0.031 | 0.032 | 0.033 | 0.034 | 0.035 | 0.036 | 0.037 | 0.038 | 0.039
NPgN | GSP | NG FES - Consumer Transformation | Total installed hydro capacity (MW) | HARTMOOR | Consumer Transformation | Gen_BB018 | MW | NPgN | Hart Moor |  | 0 | 0.056 | 0.061 | 0.067 | 0.073 | 0.079 | 0.086 | 0.092 | 0.099 | 0.105 | 0.111 | 0.118 | 0.124 | 0.131 | 0.137 | 0.142 | 0.148 | 0.154 | 0.16 | 0.165 | 0.169 | 0.174 | 0.179 | 0.184 | 0.189 | 0.194 | 0.2 | 0.205 | 0.21
NPgN | GSP | NG FES - Consumer Transformation | Total installed hydro capacity (MW) | HAWTHORN PIT GRID | Consumer Transformation | Gen_BB018 | MW | NPgN | Hawthorn Pit |  | 0 | 0.059 | 0.064 | 0.07 | 0.076 | 0.083 | 0.089 | 0.096 | 0.104 | 0.11 | 0.116 | 0.123 | 0.13 | 0.137 | 0.143 | 0.149 | 0.155 | 0.161 | 0.167 | 0.172 | 0.177 | 0.182 | 0.187 | 0.192 | 0.198 | 0.203 | 0.209 | 0.214 | 0.22
NPgN | GSP | NG FES - Consumer Transformation | Total installed hydro capacity (MW) | KNARESBOROUGH | Consumer Transformation | Gen_BB018 | MW | NPgN | Knaresborough |  | 0.313 | 0.548 | 0.569 | 0.59 | 0.615 | 0.642 | 0.669 | 0.697 | 0.726 | 0.751 | 0.777 | 0.803 | 0.83 | 0.858 | 0.881 | 0.904 | 0.928 | 0.953 | 0.978 | 0.997 | 1.017 | 1.038 | 1.058 | 1.079 | 1.1 | 1.121 | 1.143 | 1.165 | 1.187
NPgN | GSP | NG FES - Consumer Transformation | Total installed hydro capacity (MW) | LACKENBY | Consumer Transformation | Gen_BB018 | MW | NPgN | Lackenby |  | 0 | 0.061 | 0.066 | 0.072 | 0.078 | 0.085 | 0.092 | 0.1 | 0.107 | 0.114 | 0.12 | 0.127 | 0.134 | 0.141 | 0.147 | 0.153 | 0.16 | 0.166 | 0.172 | 0.178 | 0.183 | 0.188 | 0.193 | 0.199 | 0.204 | 0.21 | 0.215 | 0.221 | 0.227
NPgN | GSP | NG FES - Consumer Transformation | Total installed hydro capacity (MW) | NORTON | Consumer Transformation | Gen_BB018 | MW | NPgN | Norton |  | 0.919 | 1.403 | 1.445 | 1.489 | 1.542 | 1.596 | 1.652 | 1.71 | 1.769 | 1.821 | 1.874 | 1.928 | 1.984 | 2.041 | 2.089 | 2.137 | 2.187 | 2.237 | 2.289 | 2.329 | 2.37 | 2.412 | 2.454 | 2.497 | 2.54 | 2.584 | 2.629 | 2.674 | 2.72
NPgN | GSP | NG FES - Consumer Transformation | Total installed hydro capacity (MW) | OFFERTON | Consumer Transformation | Gen_BB018 | MW | NPgN | Offerton |  | 0 | 0.004 | 0.005 | 0.005 | 0.005 | 0.006 | 0.006 | 0.007 | 0.007 | 0.008 | 0.008 | 0.009 | 0.009 | 0.01 | 0.01 | 0.011 | 0.011 | 0.011 | 0.012 | 0.012 | 0.013 | 0.013 | 0.013 | 0.014 | 0.014 | 0.014 | 0.015 | 0.015 | 0.016
NPgN | GSP | NG FES - Consumer Transformation | Total installed hydro capacity (MW) | OSBALDWICK | Consumer Transformation | Gen_BB018 | MW | NPgN | Osbaldwick |  | 0.153 | 0.728 | 0.779 | 0.831 | 0.894 | 0.958 | 1.025 | 1.093 | 1.164 | 1.225 | 1.288 | 1.353 | 1.419 | 1.487 | 1.543 | 1.601 | 1.66 | 1.72 | 1.781 | 1.829 | 1.878 | 1.927 | 1.977 | 2.028 | 2.08 | 2.132 | 2.185 | 2.239 | 2.294
NPgN | GSP | NG FES - Consumer Transformation | Total installed hydro capacity (MW) | POPPLETON | Consumer Transformation | Gen_BB018 | MW | NPgN | Poppleton |  | 0.19 | 0.208 | 0.209 | 0.211 | 0.213 | 0.215 | 0.217 | 0.219 | 0.221 | 0.223 | 0.225 | 0.227 | 0.229 | 0.231 | 0.233 | 0.234 | 0.236 | 0.238 | 0.24 | 0.241 | 0.243 | 0.244 | 0.246 | 0.248 | 0.249 | 0.251 | 0.252 | 0.254 | 0.256
NPgN | GSP | NG FES - Consumer Transformation | Total installed hydro capacity (MW) | SALTHOLME | Consumer Transformation | Gen_BB018 | MW | NPgN | Saltholme |  | 0 | 0.004 | 0.005 | 0.005 | 0.006 | 0.006 | 0.007 | 0.007 | 0.008 | 0.008 | 0.009 | 0.009 | 0.01 | 0.01 | 0.011 | 0.011 | 0.012 | 0.012 | 0.012 | 0.013 | 0.013 | 0.014 | 0.014 | 0.014 | 0.015 | 0.015 | 0.016 | 0.016 | 0.016
NPgN | GSP | NG FES - Consumer Transformation | Total installed hydro capacity (MW) | SOUTH SHIELDS | Consumer Transformation | Gen_BB018 | MW | NPgN | South Shields |  | 0 | 0 | 0 | 0 | 0 | 0 | 0 | 0 | 0 | 0 | 0 | 0 | 0 | 0 | 0 | 0 | 0 | 0 | 0 | 0 | 0 | 0 | 0 | 0 | 0 | 0 | 0 | 0 | 0
NPgN | GSP | NG FES - Consumer Transformation | Total installed hydro capacity (MW) | SPADEADAM | Consumer Transformation | Gen_BB018 | MW | NPgN | Spadeadam - Not in NG FES |  | 6 | 6.008 | 6.009 | 6.01 | 6.011 | 6.011 | 6.012 | 6.013 | 6.014 | 6.015 | 6.016 | 6.017 | 6.018 | 6.019 | 6.02 | 6.021 | 6.021 | 6.022 | 6.023 | 6.024 | 6.025 | 6.025 | 6.026 | 6.027 | 6.027 | 6.028 | 6.029 | 6.03 | 6.03
NPgN | GSP | NG FES - Consumer Transformation | Total installed hydro capacity (MW) | SPENNYMOOR | Consumer Transformation | Gen_BB018 | MW | NPgN | Spennymoor |  | 0.221 | 0.605 | 0.639 | 0.674 | 0.716 | 0.759 | 0.803 | 0.849 | 0.896 | 0.937 | 0.979 | 1.023 | 1.067 | 1.112 | 1.15 | 1.188 | 1.228 | 1.268 | 1.309 | 1.341 | 1.373 | 1.406 | 1.44 | 1.474 | 1.508 | 1.543 | 1.579 | 1.615 | 1.652
NPgN | GSP | NG FES - Consumer Transformation | Total installed hydro capacity (MW) | STELLA NORTH | Consumer Transformation | Gen_BB018 | MW | NPgN | Stella North |  | 0 | 0.027 | 0.029 | 0.031 | 0.034 | 0.037 | 0.04 | 0.043 | 0.047 | 0.05 | 0.053 | 0.055 | 0.059 | 0.062 | 0.064 | 0.067 | 0.07 | 0.072 | 0.075 | 0.078 | 0.08 | 0.082 | 0.084 | 0.087 | 0.089 | 0.092 | 0.094 | 0.096 | 0.099
NPgN | GSP | NG FES - Consumer Transformation | Total installed hydro capacity (MW) | STELLA SOUTH | Consumer Transformation | Gen_BB018 | MW | NPgN | Stella South |  | 0.098 | 0.286 | 0.302 | 0.319 | 0.34 | 0.361 | 0.382 | 0.405 | 0.428 | 0.448 | 0.468 | 0.489 | 0.511 | 0.533 | 0.552 | 0.57 | 0.59 | 0.609 | 0.629 | 0.645 | 0.661 | 0.677 | 0.693 | 0.71 | 0.727 | 0.744 | 0.761 | 0.779 | 0.797
NPgN | GSP | NG FES - Consumer Transformation | Total installed hydro capacity (MW) | TYNEMOUTH | Consumer Transformation | Gen_BB018 | MW | NPgN | Tynemouth 1 |  | 0 | 0.007 | 0.008 | 0.008 | 0.009 | 0.01 | 0.011 | 0.012 | 0.013 | 0.013 | 0.014 | 0.015 | 0.016 | 0.017 | 0.017 | 0.018 | 0.019 | 0.02 | 0.02 | 0.021 | 0.022 | 0.022 | 0.023 | 0.024 | 0.024 | 0.025 | 0.025 | 0.026 | 0.027
NPgN | GSP | NG FES - Consumer Transformation | Total installed hydro capacity (MW) | WEST BOLDON | Consumer Transformation | Gen_BB018 | MW | NPgN | West Boldon |  | 0 | 0.022 | 0.024 | 0.026 | 0.029 | 0.031 | 0.034 | 0.037 | 0.039 | 0.042 | 0.044 | 0.047 | 0.049 | 0.052 | 0.054 | 0.057 | 0.059 | 0.061 | 0.064 | 0.065 | 0.067 | 0.069 | 0.071 | 0.073 | 0.075 | 0.077 | 0.079 | 0.081 | 0.084
NPgY | GSP | NG FES - Consumer Transformation | Total installed hydro capacity (MW) | BRADFORD WEST | Consumer Transformation | Gen_BB018 | MW | NPgY | Bradford West |  | 1.175 | 1.175 | 1.175 | 1.175 | 1.175 | 1.175 | 1.175 | 1.175 | 1.175 | 1.175 | 1.175 | 1.175 | 1.175 | 1.175 | 1.175 | 1.175 | 1.175 | 1.175 | 1.175 | 1.175 | 1.175 | 1.175 | 1.175 | 1.175 | 1.175 | 1.175 | 1.175 | 1.175 | 1.175
NPgY | GSP | NG FES - Consumer Transformation | Total installed hydro capacity (MW) | CAMBLESFORTH | Consumer Transformation | Gen_BB018 | MW | NPgY | Camblesforth |  | 0 | 0 | 0 | 0 | 0 | 0 | 0 | 0 | 0 | 0 | 0 | 0 | 0 | 0 | 0 | 0 | 0 | 0 | 0 | 0 | 0 | 0 | 0 | 0 | 0 | 0 | 0 | 0 | 0
NPgY | GSP | NG FES - Consumer Transformation | Total installed hydro capacity (MW) | CREYKE BECK | Consumer Transformation | Gen_BB018 | MW | NPgY | Creyke Beck |  | 0 | 0 | 0 | 0 | 0 | 0 | 0 | 0 | 0 | 0 | 0 | 0 | 0 | 0 | 0 | 0 | 0 | 0 | 0 | 0 | 0 | 0 | 0 | 0 | 0 | 0 | 0 | 0 | 0
NPgY | GSP | NG FES - Consumer Transformation | Total installed hydro capacity (MW) | DRAX | Consumer Transformation | Gen_BB018 | MW | NPgY | Drax |  | 0 | 0 | 0 | 0 | 0 | 0 | 0 | 0 | 0 | 0 | 0 | 0 | 0 | 0 | 0 | 0 | 0 | 0 | 0 | 0 | 0 | 0 | 0 | 0 | 0 | 0 | 0 | 0 | 0
NPgY | GSP | NG FES - Consumer Transformation | Total installed hydro capacity (MW) | ELLAND | Consumer Transformation | Gen_BB018 | MW | NPgY | Elland |  | 0 | 0 | 0 | 0 | 0 | 0 | 0 | 0 | 0 | 0 | 0 | 0 | 0 | 0 | 0 | 0 | 0 | 0 | 0 | 0 | 0 | 0 | 0 | 0 | 0 | 0 | 0 | 0 | 0
NPgY | GSP | NG FES - Consumer Transformation | Total installed hydro capacity (MW) | FERRYBRIDGE A | Consumer Transformation | Gen_BB018 | MW | NPgY | Ferrybridge A |  | 0 | 0 | 0 | 0 | 0 | 0 | 0 | 0 | 0 | 0 | 0 | 0 | 0 | 0 | 0 | 0 | 0 | 0 | 0 | 0 | 0 | 0 | 0 | 0 | 0 | 0 | 0 | 0 | 0
NPgY | GSP | NG FES - Consumer Transformation | Total installed hydro capacity (MW) | FERRYBRIDGE B | Consumer Transformation | Gen_BB018 | MW | NPgY | Ferrybridge B (_M) |  | 0.6 | 0.6 | 0.6 | 0.6 | 0.6 | 0.6 | 0.6 | 0.6 | 0.6 | 0.6 | 0.6 | 0.6 | 0.6 | 0.6 | 0.6 | 0.6 | 0.6 | 0.6 | 0.6 | 0.6 | 0.6 | 0.6 | 0.6 | 0.6 | 0.6 | 0.6 | 0.6 | 0.6 | 0.6
NPgY | GSP | NG FES - Consumer Transformation | Total installed hydro capacity (MW) | GRIMSBY WEST | Consumer Transformation | Gen_BB018 | MW | NPgY | Grimsby West |  | 0 | 0 | 0 | 0 | 0 | 0 | 0 | 0 | 0 | 0 | 0 | 0 | 0 | 0 | 0 | 0 | 0 | 0 | 0 | 0 | 0 | 0 | 0 | 0 | 0 | 0 | 0 | 0 | 0
NPgY | GSP | NG FES - Consumer Transformation | Total installed hydro capacity (MW) | JORDANTHORPE | Consumer Transformation | Gen_BB018 | MW | NPgY | Jordanthorpe |  | 0 | 0 | 0 | 0 | 0 | 0 | 0 | 0 | 0 | 0 | 0 | 0 | 0 | 0 | 0 | 0 | 0 | 0 | 0 | 0 | 0 | 0 | 0 | 0 | 0 | 0 | 0 | 0 | 0
NPgY | GSP | NG FES - Consumer Transformation | Total installed hydro capacity (MW) | KEADBY | Consumer Transformation | Gen_BB018 | MW | NPgY | Keadby |  | 0 | 0 | 0 | 0 | 0 | 0 | 0 | 0 | 0 | 0 | 0 | 0 | 0 | 0 | 0 | 0 | 0 | 0 | 0 | 0 | 0 | 0 | 0 | 0 | 0 | 0 | 0 | 0 | 0
NPgY | GSP | NG FES - Consumer Transformation | Total installed hydro capacity (MW) | KIRKSTALL B | Consumer Transformation | Gen_BB018 | MW | NPgY | Kirkstall B |  | 0 | 0 | 0 | 0 | 0 | 0 | 0 | 0 | 0 | 0 | 0 | 0 | 0 | 0 | 0 | 0 | 0 | 0 | 0 | 0 | 0 | 0 | 0 | 0 | 0 | 0 | 0 | 0 | 0
NPgY | GSP | NG FES - Consumer Transformation | Total installed hydro capacity (MW) | NEEPSEND | Consumer Transformation | Gen_BB018 | MW | NPgY | Neepsend |  | 0 | 0 | 0 | 0 | 0 | 0 | 0 | 0 | 0 | 0 | 0 | 0 | 0 | 0 | 0 | 0 | 0 | 0 | 0 | 0 | 0 | 0 | 0 | 0 | 0 | 0 | 0 | 0 | 0
NPgY | GSP | NG FES - Consumer Transformation | Total installed hydro capacity (MW) | NORTON LEES | Consumer Transformation | Gen_BB018 | MW | NPgY | Norton Lees |  | 0 | 0 | 0 | 0 | 0 | 0 | 0 | 0 | 0 | 0 | 0 | 0 | 0 | 0 | 0 | 0 | 0 | 0 | 0 | 0 | 0 | 0 | 0 | 0 | 0 | 0 | 0 | 0 | 0
NPgY | GSP | NG FES - Consumer Transformation | Total installed hydro capacity (MW) | PITSMOOR 3/4 | Consumer Transformation | Gen_BB018 | MW | NPgY | Pitsmoor |  | 0 | 0 | 0 | 0 | 0 | 0 | 0 | 0 | 0 | 0 | 0 | 0 | 0 | 0 | 0 | 0 | 0 | 0 | 0 | 0 | 0 | 0 | 0 | 0 | 0 | 0 | 0 | 0 | 0
NPgY | GSP | NG FES - Consumer Transformation | Total installed hydro capacity (MW) | SALTEND NORTH | Consumer Transformation | Gen_BB018 | MW | NPgY | Saltend North |  | 0 | 0 | 0 | 0 | 0 | 0 | 0 | 0 | 0 | 0 | 0 | 0 | 0 | 0 | 0 | 0 | 0 | 0 | 0 | 0 | 0 | 0 | 0 | 0 | 0 | 0 | 0 | 0 | 0
NPgY | GSP | NG FES - Consumer Transformation | Total installed hydro capacity (MW) | SHEFFIELD CITY | Consumer Transformation | Gen_BB018 | MW | NPgY | Sheffield City |  | 0 | 0 | 0 | 0 | 0 | 0 | 0 | 0 | 0 | 0 | 0 | 0 | 0 | 0 | 0 | 0 | 0 | 0 | 0 | 0 | 0 | 0 | 0 | 0 | 0 | 0 | 0 | 0 | 0
NPgY | GSP | NG FES - Consumer Transformation | Total installed hydro capacity (MW) | SKELTON GRANGE | Consumer Transformation | Gen_BB018 | MW | NPgY | Skelton Grange |  | 0 | 0 | 0 | 0 | 0 | 0 | 0 | 0 | 0 | 0 | 0 | 0 | 0 | 0 | 0 | 0 | 0 | 0 | 0 | 0 | 0 | 0 | 0 | 0 | 0 | 0 | 0 | 0 | 0
NPgY | GSP | NG FES - Consumer Transformation | Total installed hydro capacity (MW) | TEMPLEBOROUGH 275/33KV | Consumer Transformation | Gen_BB018 | MW | NPgY | Templeborough |  | 0 | 0 | 0 | 0 | 0 | 0 | 0 | 0 | 0 | 0 | 0 | 0 | 0 | 0 | 0 | 0 | 0 | 0 | 0 | 0 | 0 | 0 | 0 | 0 | 0 | 0 | 0 | 0 | 0
NPgY | GSP | NG FES - Consumer Transformation | Total installed hydro capacity (MW) | THURCROFT | Consumer Transformation | Gen_BB018 | MW | NPgY | Thurcroft |  | 0 | 0 | 0 | 0 | 0 | 0 | 0 | 0 | 0 | 0 | 0 | 0 | 0 | 0 | 0 | 0 | 0 | 0 | 0 | 0 | 0 | 0 | 0 | 0 | 0 | 0 | 0 | 0 | 0
NPgY | GSP | NG FES - Consumer Transformation | Total installed hydro capacity (MW) | WEST MELTON / THORPE MARSH | Consumer Transformation | Gen_BB018 | MW | NPgY | Thorpe Marsh |  | 0.1 | 0.1 | 0.1 | 0.1 | 0.1 | 0.1 | 0.1 | 0.1 | 0.1 | 0.1 | 0.1 | 0.1 | 0.1 | 0.1 | 0.1 | 0.1 | 0.1 | 0.1 | 0.1 | 0.1 | 0.1 | 0.1 | 0.1 | 0.1 | 0.1 | 0.1 | 0.1 | 0.1 | 0.1
NPgY | GSP | NG FES - Consumer Transformation | Total installed hydro capacity (MW) | WEST MELTON SECTION 3 | Consumer Transformation | Gen_BB018 | MW | NPgY | West Melton |  | 1.025 | 1.025 | 1.025 | 1.025 | 1.025 | 1.025 | 1.025 | 1.025 | 1.025 | 1.025 | 1.025 | 1.025 | 1.025 | 1.025 | 1.025 | 1.025 | 1.025 | 1.025 | 1.025 | 1.025 | 1.025 | 1.025 | 1.025 | 1.025 | 1.025 | 1.025 | 1.025 | 1.025 | 1.025
NPgY | GSP | NG FES - Consumer Transformation | Total installed hydro capacity (MW) | WINCOBANK | Consumer Transformation | Gen_BB018 | MW | NPgY | Wincobank |  | 0 | 0 | 0 | 0 | 0 | 0 | 0 | 0 | 0 | 0 | 0 | 0 | 0 | 0 | 0 | 0 | 0 | 0 | 0 | 0 | 0 | 0 | 0 | 0 | 0 | 0 | 0 | 0 | 0
NPgN | GSP | NG FES - Falling Short | Total installed hydro capacity (MW) | BLYTH 66kV | Falling Short | Gen_BB018 | MW | NPgN | Blyth 66kV |  | 0 | 0.001 | 0.001 | 0.002 | 0.003 | 0.004 | 0.004 | 0.005 | 0.005 | 0.006 | 0.007 | 0.007 | 0.008 | 0.008 | 0.009 | 0.009 | 0.01 | 0.01 | 0.011 | 0.011 | 0.011 | 0.012 | 0.012 | 0.013 | 0.013 | 0.014 | 0.014 | 0.014 | 0.015
NPgN | GSP | NG FES - Falling Short | Total installed hydro capacity (MW) | BLYTH 132kV | Falling Short | Gen_BB018 | MW | NPgN | Blyth 132kV |  | 0 | 0.001 | 0.003 | 0.004 | 0.005 | 0.006 | 0.007 | 0.008 | 0.01 | 0.011 | 0.012 | 0.013 | 0.014 | 0.014 | 0.015 | 0.016 | 0.017 | 0.018 | 0.019 | 0.02 | 0.02 | 0.021 | 0.022 | 0.023 | 0.023 | 0.024 | 0.025 | 0.025 | 0.026
NPgN | GSP | NG FES - Falling Short | Total installed hydro capacity (MW) | FOURSTONES | Falling Short | Gen_BB018 | MW | NPgN | Fourstones |  | 0 | 0 | 0 | 0 | 0 | 0 | 0 | 0 | 0 | 0.001 | 0.001 | 0.001 | 0.001 | 0.001 | 0.001 | 0.001 | 0.001 | 0.001 | 0.001 | 0.001 | 0.001 | 0.001 | 0.001 | 0.001 | 0.001 | 0.001 | 0.001 | 0.001 | 0.001
NPgN | GSP | NG FES - Falling Short | Total installed hydro capacity (MW) | HARTMOOR | Falling Short | Gen_BB018 | MW | NPgN | Hart Moor |  | 0 | 0 | 0.001 | 0.001 | 0.001 | 0.002 | 0.002 | 0.002 | 0.003 | 0.003 | 0.003 | 0.004 | 0.004 | 0.004 | 0.004 | 0.005 | 0.005 | 0.005 | 0.005 | 0.005 | 0.006 | 0.006 | 0.006 | 0.006 | 0.007 | 0.007 | 0.007 | 0.007 | 0.007
NPgN | GSP | NG FES - Falling Short | Total installed hydro capacity (MW) | HAWTHORN PIT GRID | Falling Short | Gen_BB018 | MW | NPgN | Hawthorn Pit |  | 0 | 0 | 0.001 | 0.001 | 0.001 | 0.002 | 0.002 | 0.002 | 0.003 | 0.003 | 0.003 | 0.004 | 0.004 | 0.004 | 0.004 | 0.005 | 0.005 | 0.005 | 0.005 | 0.006 | 0.006 | 0.006 | 0.006 | 0.007 | 0.007 | 0.007 | 0.007 | 0.007 | 0.008
NPgN | GSP | NG FES - Falling Short | Total installed hydro capacity (MW) | KNARESBOROUGH | Falling Short | Gen_BB018 | MW | NPgN | Knaresborough |  | 0.313 | 0.315 | 0.316 | 0.317 | 0.319 | 0.32 | 0.322 | 0.323 | 0.324 | 0.325 | 0.326 | 0.328 | 0.329 | 0.33 | 0.331 | 0.332 | 0.333 | 0.334 | 0.335 | 0.336 | 0.337 | 0.338 | 0.338 | 0.339 | 0.34 | 0.341 | 0.342 | 0.343 | 0.343
NPgN | GSP | NG FES - Falling Short | Total installed hydro capacity (MW) | LACKENBY | Falling Short | Gen_BB018 | MW | NPgN | Lackenby |  | 0 | 0 | 0.001 | 0.001 | 0.002 | 0.002 | 0.002 | 0.003 | 0.003 | 0.003 | 0.003 | 0.004 | 0.004 | 0.004 | 0.005 | 0.005 | 0.005 | 0.005 | 0.006 | 0.006 | 0.006 | 0.006 | 0.007 | 0.007 | 0.007 | 0.007 | 0.007 | 0.008 | 0.008
NPgN | GSP | NG FES - Falling Short | Total installed hydro capacity (MW) | NORTON | Falling Short | Gen_BB018 | MW | NPgN | Norton |  | 0.919 | 0.922 | 0.925 | 0.928 | 0.931 | 0.934 | 0.937 | 0.939 | 0.942 | 0.944 | 0.947 | 0.949 | 0.951 | 0.954 | 0.956 | 0.958 | 0.96 | 0.962 | 0.964 | 0.966 | 0.968 | 0.97 | 0.971 | 0.973 | 0.975 | 0.976 | 0.978 | 0.98 | 0.981
NPgN | GSP | NG FES - Falling Short | Total installed hydro capacity (MW) | OFFERTON | Falling Short | Gen_BB018 | MW | NPgN | Offerton |  | 0 | 0 | 0 | 0 | 0 | 0 | 0 | 0 | 0 | 0 | 0 | 0 | 0 | 0 | 0 | 0 | 0 | 0 | 0 | 0 | 0 | 0 | 0 | 0 | 0 | 0 | 0.001 | 0.001 | 0.001
NPgN | GSP | NG FES - Falling Short | Total installed hydro capacity (MW) | OSBALDWICK | Falling Short | Gen_BB018 | MW | NPgN | Osbaldwick |  | 0.153 | 0.157 | 0.16 | 0.164 | 0.167 | 0.171 | 0.174 | 0.177 | 0.18 | 0.183 | 0.186 | 0.189 | 0.192 | 0.194 | 0.197 | 0.199 | 0.202 | 0.204 | 0.206 | 0.209 | 0.211 | 0.213 | 0.215 | 0.217 | 0.219 | 0.221 | 0.223 | 0.225 | 0.227
NPgN | GSP | NG FES - Falling Short | Total installed hydro capacity (MW) | POPPLETON | Falling Short | Gen_BB018 | MW | NPgN | Poppleton |  | 0.19 | 0.19 | 0.19 | 0.19 | 0.19 | 0.191 | 0.191 | 0.191 | 0.191 | 0.191 | 0.191 | 0.191 | 0.191 | 0.191 | 0.191 | 0.191 | 0.191 | 0.192 | 0.192 | 0.192 | 0.192 | 0.192 | 0.192 | 0.192 | 0.192 | 0.192 | 0.192 | 0.192 | 0.192
NPgN | GSP | NG FES - Falling Short | Total installed hydro capacity (MW) | SALTHOLME | Falling Short | Gen_BB018 | MW | NPgN | Saltholme |  | 0 | 0 | 0 | 0 | 0 | 0 | 0 | 0 | 0 | 0 | 0 | 0 | 0 | 0 | 0 | 0 | 0 | 0 | 0 | 0 | 0 | 0 | 0 | 0 | 0.001 | 0.001 | 0.001 | 0.001 | 0.001
NPgN | GSP | NG FES - Falling Short | Total installed hydro capacity (MW) | SOUTH SHIELDS | Falling Short | Gen_BB018 | MW | NPgN | South Shields |  | 0 | 0 | 0 | 0 | 0 | 0 | 0 | 0 | 0 | 0 | 0 | 0 | 0 | 0 | 0 | 0 | 0 | 0 | 0 | 0 | 0 | 0 | 0 | 0 | 0 | 0 | 0 | 0 | 0
NPgN | GSP | NG FES - Falling Short | Total installed hydro capacity (MW) | SPADEADAM | Falling Short | Gen_BB018 | MW | NPgN | Spadeadam - Not in NG FES |  | 6 | 6 | 6 | 6 | 6 | 6 | 6 | 6 | 6 | 6 | 6 | 6.001 | 6.001 | 6.001 | 6.001 | 6.001 | 6.001 | 6.001 | 6.001 | 6.001 | 6.001 | 6.001 | 6.001 | 6.001 | 6.001 | 6.001 | 6.001 | 6.001 | 6.001
NPgN | GSP | NG FES - Falling Short | Total installed hydro capacity (MW) | SPENNYMOOR | Falling Short | Gen_BB018 | MW | NPgN | Spennymoor |  | 0.221 | 0.223 | 0.226 | 0.228 | 0.231 | 0.233 | 0.235 | 0.237 | 0.239 | 0.241 | 0.243 | 0.245 | 0.247 | 0.248 | 0.25 | 0.252 | 0.253 | 0.255 | 0.257 | 0.258 | 0.26 | 0.261 | 0.263 | 0.264 | 0.265 | 0.267 | 0.268 | 0.269 | 0.271
NPgN | GSP | NG FES - Falling Short | Total installed hydro capacity (MW) | STELLA NORTH | Falling Short | Gen_BB018 | MW | NPgN | Stella North |  | 0 | 0 | 0 | 0.001 | 0.001 | 0.001 | 0.001 | 0.001 | 0.001 | 0.001 | 0.002 | 0.002 | 0.002 | 0.002 | 0.002 | 0.002 | 0.002 | 0.002 | 0.002 | 0.003 | 0.003 | 0.003 | 0.003 | 0.003 | 0.003 | 0.003 | 0.003 | 0.003 | 0.003
NPgN | GSP | NG FES - Falling Short | Total installed hydro capacity (MW) | STELLA SOUTH | Falling Short | Gen_BB018 | MW | NPgN | Stella South |  | 0.098 | 0.099 | 0.1 | 0.102 | 0.103 | 0.104 | 0.105 | 0.106 | 0.107 | 0.108 | 0.109 | 0.11 | 0.111 | 0.111 | 0.112 | 0.113 | 0.114 | 0.115 | 0.115 | 0.116 | 0.117 | 0.118 | 0.118 | 0.119 | 0.12 | 0.12 | 0.121 | 0.122 | 0.122
NPgN | GSP | NG FES - Falling Short | Total installed hydro capacity (MW) | TYNEMOUTH | Falling Short | Gen_BB018 | MW | NPgN | Tynemouth 1 |  | 0 | 0 | 0 | 0 | 0 | 0 | 0 | 0 | 0 | 0 | 0 | 0 | 0 | 0.001 | 0.001 | 0.001 | 0.001 | 0.001 | 0.001 | 0.001 | 0.001 | 0.001 | 0.001 | 0.001 | 0.001 | 0.001 | 0.001 | 0.001 | 0.001
NPgN | GSP | NG FES - Falling Short | Total installed hydro capacity (MW) | WEST BOLDON | Falling Short | Gen_BB018 | MW | NPgN | West Boldon |  | 0 | 0 | 0 | 0 | 0.001 | 0.001 | 0.001 | 0.001 | 0.001 | 0.001 | 0.001 | 0.001 | 0.002 | 0.002 | 0.002 | 0.002 | 0.002 | 0.002 | 0.002 | 0.002 | 0.002 | 0.002 | 0.002 | 0.003 | 0.003 | 0.003 | 0.003 | 0.003 | 0.003
NPgY | GSP | NG FES - Falling Short | Total installed hydro capacity (MW) | BRADFORD WEST | Falling Short | Gen_BB018 | MW | NPgY | Bradford West |  | 1.175 | 1.175 | 1.175 | 1.175 | 1.175 | 1.175 | 1.175 | 1.175 | 1.175 | 1.175 | 1.175 | 1.175 | 1.175 | 1.175 | 1.175 | 1.175 | 1.175 | 1.175 | 1.175 | 1.175 | 1.175 | 1.175 | 1.175 | 1.175 | 1.175 | 1.175 | 1.175 | 1.175 | 1.175
NPgY | GSP | NG FES - Falling Short | Total installed hydro capacity (MW) | CAMBLESFORTH | Falling Short | Gen_BB018 | MW | NPgY | Camblesforth |  | 0 | 0 | 0 | 0 | 0 | 0 | 0 | 0 | 0 | 0 | 0 | 0 | 0 | 0 | 0 | 0 | 0 | 0 | 0 | 0 | 0 | 0 | 0 | 0 | 0 | 0 | 0 | 0 | 0
NPgY | GSP | NG FES - Falling Short | Total installed hydro capacity (MW) | CREYKE BECK | Falling Short | Gen_BB018 | MW | NPgY | Creyke Beck |  | 0 | 0 | 0 | 0 | 0 | 0 | 0 | 0 | 0 | 0 | 0 | 0 | 0 | 0 | 0 | 0 | 0 | 0 | 0 | 0 | 0 | 0 | 0 | 0 | 0 | 0 | 0 | 0 | 0
NPgY | GSP | NG FES - Falling Short | Total installed hydro capacity (MW) | DRAX | Falling Short | Gen_BB018 | MW | NPgY | Drax |  | 0 | 0 | 0 | 0 | 0 | 0 | 0 | 0 | 0 | 0 | 0 | 0 | 0 | 0 | 0 | 0 | 0 | 0 | 0 | 0 | 0 | 0 | 0 | 0 | 0 | 0 | 0 | 0 | 0
NPgY | GSP | NG FES - Falling Short | Total installed hydro capacity (MW) | ELLAND | Falling Short | Gen_BB018 | MW | NPgY | Elland |  | 0 | 0 | 0 | 0 | 0 | 0 | 0 | 0 | 0 | 0 | 0 | 0 | 0 | 0 | 0 | 0 | 0 | 0 | 0 | 0 | 0 | 0 | 0 | 0 | 0 | 0 | 0 | 0 | 0
NPgY | GSP | NG FES - Falling Short | Total installed hydro capacity (MW) | FERRYBRIDGE A | Falling Short | Gen_BB018 | MW | NPgY | Ferrybridge A |  | 0 | 0 | 0 | 0 | 0 | 0 | 0 | 0 | 0 | 0 | 0 | 0 | 0 | 0 | 0 | 0 | 0 | 0 | 0 | 0 | 0 | 0 | 0 | 0 | 0 | 0 | 0 | 0 | 0
NPgY | GSP | NG FES - Falling Short | Total installed hydro capacity (MW) | FERRYBRIDGE B | Falling Short | Gen_BB018 | MW | NPgY | Ferrybridge B (_M) |  | 0.6 | 0.6 | 0.6 | 0.6 | 0.6 | 0.6 | 0.6 | 0.6 | 0.6 | 0.6 | 0.6 | 0.6 | 0.6 | 0.6 | 0.6 | 0.6 | 0.6 | 0.6 | 0.6 | 0.6 | 0.6 | 0.6 | 0.6 | 0.6 | 0.6 | 0.6 | 0.6 | 0.6 | 0.6
NPgY | GSP | NG FES - Falling Short | Total installed hydro capacity (MW) | GRIMSBY WEST | Falling Short | Gen_BB018 | MW | NPgY | Grimsby West |  | 0 | 0 | 0 | 0 | 0 | 0 | 0 | 0 | 0 | 0 | 0 | 0 | 0 | 0 | 0 | 0 | 0 | 0 | 0 | 0 | 0 | 0 | 0 | 0 | 0 | 0 | 0 | 0 | 0
NPgY | GSP | NG FES - Falling Short | Total installed hydro capacity (MW) | JORDANTHORPE | Falling Short | Gen_BB018 | MW | NPgY | Jordanthorpe |  | 0 | 0 | 0 | 0 | 0 | 0 | 0 | 0 | 0 | 0 | 0 | 0 | 0 | 0 | 0 | 0 | 0 | 0 | 0 | 0 | 0 | 0 | 0 | 0 | 0 | 0 | 0 | 0 | 0
NPgY | GSP | NG FES - Falling Short | Total installed hydro capacity (MW) | KEADBY | Falling Short | Gen_BB018 | MW | NPgY | Keadby |  | 0 | 0 | 0 | 0 | 0 | 0 | 0 | 0 | 0 | 0 | 0 | 0 | 0 | 0 | 0 | 0 | 0 | 0 | 0 | 0 | 0 | 0 | 0 | 0 | 0 | 0 | 0 | 0 | 0
NPgY | GSP | NG FES - Falling Short | Total installed hydro capacity (MW) | KIRKSTALL B | Falling Short | Gen_BB018 | MW | NPgY | Kirkstall B |  | 0 | 0 | 0 | 0 | 0 | 0 | 0 | 0 | 0 | 0 | 0 | 0 | 0 | 0 | 0 | 0 | 0 | 0 | 0 | 0 | 0 | 0 | 0 | 0 | 0 | 0 | 0 | 0 | 0
NPgY | GSP | NG FES - Falling Short | Total installed hydro capacity (MW) | NEEPSEND | Falling Short | Gen_BB018 | MW | NPgY | Neepsend |  | 0 | 0 | 0 | 0 | 0 | 0 | 0 | 0 | 0 | 0 | 0 | 0 | 0 | 0 | 0 | 0 | 0 | 0 | 0 | 0 | 0 | 0 | 0 | 0 | 0 | 0 | 0 | 0 | 0
NPgY | GSP | NG FES - Falling Short | Total installed hydro capacity (MW) | NORTON LEES | Falling Short | Gen_BB018 | MW | NPgY | Norton Lees |  | 0 | 0 | 0 | 0 | 0 | 0 | 0 | 0 | 0 | 0 | 0 | 0 | 0 | 0 | 0 | 0 | 0 | 0 | 0 | 0 | 0 | 0 | 0 | 0 | 0 | 0 | 0 | 0 | 0
NPgY | GSP | NG FES - Falling Short | Total installed hydro capacity (MW) | PITSMOOR 3/4 | Falling Short | Gen_BB018 | MW | NPgY | Pitsmoor |  | 0 | 0 | 0 | 0 | 0 | 0 | 0 | 0 | 0 | 0 | 0 | 0 | 0 | 0 | 0 | 0 | 0 | 0 | 0 | 0 | 0 | 0 | 0 | 0 | 0 | 0 | 0 | 0 | 0
NPgY | GSP | NG FES - Falling Short | Total installed hydro capacity (MW) | SALTEND NORTH | Falling Short | Gen_BB018 | MW | NPgY | Saltend North |  | 0 | 0 | 0 | 0 | 0 | 0 | 0 | 0 | 0 | 0 | 0 | 0 | 0 | 0 | 0 | 0 | 0 | 0 | 0 | 0 | 0 | 0 | 0 | 0 | 0 | 0 | 0 | 0 | 0
NPgY | GSP | NG FES - Falling Short | Total installed hydro capacity (MW) | SHEFFIELD CITY | Falling Short | Gen_BB018 | MW | NPgY | Sheffield City |  | 0 | 0 | 0 | 0 | 0 | 0 | 0 | 0 | 0 | 0 | 0 | 0 | 0 | 0 | 0 | 0 | 0 | 0 | 0 | 0 | 0 | 0 | 0 | 0 | 0 | 0 | 0 | 0 | 0
NPgY | GSP | NG FES - Falling Short | Total installed hydro capacity (MW) | SKELTON GRANGE | Falling Short | Gen_BB018 | MW | NPgY | Skelton Grange |  | 0 | 0 | 0 | 0 | 0 | 0 | 0 | 0 | 0 | 0 | 0 | 0 | 0 | 0 | 0 | 0 | 0 | 0 | 0 | 0 | 0 | 0 | 0 | 0 | 0 | 0 | 0 | 0 | 0
NPgY | GSP | NG FES - Falling Short | Total installed hydro capacity (MW) | TEMPLEBOROUGH 275/33KV | Falling Short | Gen_BB018 | MW | NPgY | Templeborough |  | 0 | 0 | 0 | 0 | 0 | 0 | 0 | 0 | 0 | 0 | 0 | 0 | 0 | 0 | 0 | 0 | 0 | 0 | 0 | 0 | 0 | 0 | 0 | 0 | 0 | 0 | 0 | 0 | 0
NPgY | GSP | NG FES - Falling Short | Total installed hydro capacity (MW) | THURCROFT | Falling Short | Gen_BB018 | MW | NPgY | Thurcroft |  | 0 | 0 | 0 | 0 | 0 | 0 | 0 | 0 | 0 | 0 | 0 | 0 | 0 | 0 | 0 | 0 | 0 | 0 | 0 | 0 | 0 | 0 | 0 | 0 | 0 | 0 | 0 | 0 | 0
NPgY | GSP | NG FES - Falling Short | Total installed hydro capacity (MW) | WEST MELTON / THORPE MARSH | Falling Short | Gen_BB018 | MW | NPgY | Thorpe Marsh |  | 0.1 | 0.1 | 0.1 | 0.1 | 0.1 | 0.1 | 0.1 | 0.1 | 0.1 | 0.1 | 0.1 | 0.1 | 0.1 | 0.1 | 0.1 | 0.1 | 0.1 | 0.1 | 0.1 | 0.1 | 0.1 | 0.1 | 0.1 | 0.1 | 0.1 | 0.1 | 0.1 | 0.1 | 0.1
NPgY | GSP | NG FES - Falling Short | Total installed hydro capacity (MW) | WEST MELTON SECTION 3 | Falling Short | Gen_BB018 | MW | NPgY | West Melton |  | 1.025 | 1.025 | 1.025 | 1.025 | 1.025 | 1.025 | 1.025 | 1.025 | 1.025 | 1.025 | 1.025 | 1.025 | 1.025 | 1.025 | 1.025 | 1.025 | 1.025 | 1.025 | 1.025 | 1.025 | 1.025 | 1.025 | 1.025 | 1.025 | 1.025 | 1.025 | 1.025 | 1.025 | 1.025
NPgY | GSP | NG FES - Falling Short | Total installed hydro capacity (MW) | WINCOBANK | Falling Short | Gen_BB018 | MW | NPgY | Wincobank |  | 0 | 0 | 0 | 0 | 0 | 0 | 0 | 0 | 0 | 0 | 0 | 0 | 0 | 0 | 0 | 0 | 0 | 0 | 0 | 0 | 0 | 0 | 0 | 0 | 0 | 0 | 0 | 0 | 0
NPgN | GSP | NG FES - Leading the Way | Total installed hydro capacity (MW) | BLYTH 66kV | Leading the Way | Gen_BB018 | MW | NPgN | Blyth 66kV |  | 0 | 0.102 | 0.106 | 0.109 | 0.113 | 0.117 | 0.12 | 0.124 | 0.128 | 0.131 | 0.135 | 0.139 | 0.142 | 0.146 | 0.15 | 0.154 | 0.157 | 0.161 | 0.165 | 0.169 | 0.172 | 0.176 | 0.18 | 0.184 | 0.188 | 0.192 | 0.196 | 0.2 | 0.204
NPgN | GSP | NG FES - Leading the Way | Total installed hydro capacity (MW) | BLYTH 132kV | Leading the Way | Gen_BB018 | MW | NPgN | Blyth 132kV |  | 0 | 0.18 | 0.187 | 0.193 | 0.2 | 0.206 | 0.213 | 0.219 | 0.226 | 0.232 | 0.239 | 0.245 | 0.252 | 0.258 | 0.265 | 0.271 | 0.278 | 0.285 | 0.292 | 0.298 | 0.305 | 0.312 | 0.319 | 0.326 | 0.332 | 0.339 | 0.346 | 0.353 | 0.36
NPgN | GSP | NG FES - Leading the Way | Total installed hydro capacity (MW) | FOURSTONES | Leading the Way | Gen_BB018 | MW | NPgN | Fourstones |  | 0 | 0.009 | 0.01 | 0.01 | 0.01 | 0.011 | 0.011 | 0.011 | 0.012 | 0.012 | 0.012 | 0.013 | 0.013 | 0.013 | 0.014 | 0.014 | 0.014 | 0.015 | 0.015 | 0.015 | 0.016 | 0.016 | 0.016 | 0.017 | 0.017 | 0.018 | 0.018 | 0.018 | 0.019
NPgN | GSP | NG FES - Leading the Way | Total installed hydro capacity (MW) | HARTMOOR | Leading the Way | Gen_BB018 | MW | NPgN | Hart Moor |  | 0 | 0.05 | 0.052 | 0.054 | 0.056 | 0.058 | 0.059 | 0.061 | 0.063 | 0.065 | 0.067 | 0.069 | 0.07 | 0.072 | 0.074 | 0.076 | 0.078 | 0.08 | 0.081 | 0.083 | 0.085 | 0.087 | 0.089 | 0.091 | 0.093 | 0.095 | 0.097 | 0.099 | 0.101
NPgN | GSP | NG FES - Leading the Way | Total installed hydro capacity (MW) | HAWTHORN PIT GRID | Leading the Way | Gen_BB018 | MW | NPgN | Hawthorn Pit |  | 0 | 0.053 | 0.055 | 0.056 | 0.058 | 0.06 | 0.062 | 0.064 | 0.066 | 0.068 | 0.07 | 0.072 | 0.074 | 0.075 | 0.077 | 0.079 | 0.081 | 0.083 | 0.085 | 0.087 | 0.089 | 0.091 | 0.093 | 0.095 | 0.097 | 0.099 | 0.101 | 0.103 | 0.105
NPgN | GSP | NG FES - Leading the Way | Total installed hydro capacity (MW) | KNARESBOROUGH | Leading the Way | Gen_BB018 | MW | NPgN | Knaresborough |  | 0.313 | 0.523 | 0.53 | 0.538 | 0.545 | 0.553 | 0.56 | 0.568 | 0.575 | 0.583 | 0.59 | 0.598 | 0.606 | 0.613 | 0.621 | 0.629 | 0.636 | 0.644 | 0.652 | 0.66 | 0.668 | 0.675 | 0.683 | 0.691 | 0.699 | 0.707 | 0.716 | 0.724 | 0.732
NPgN | GSP | NG FES - Leading the Way | Total installed hydro capacity (MW) | LACKENBY | Leading the Way | Gen_BB018 | MW | NPgN | Lackenby |  | 0 | 0.054 | 0.056 | 0.058 | 0.06 | 0.062 | 0.064 | 0.066 | 0.068 | 0.07 | 0.072 | 0.074 | 0.076 | 0.078 | 0.08 | 0.082 | 0.084 | 0.086 | 0.088 | 0.09 | 0.092 | 0.094 | 0.096 | 0.098 | 0.1 | 0.102 | 0.104 | 0.107 | 0.109
NPgN | GSP | NG FES - Leading the Way | Total installed hydro capacity (MW) | NORTON | Leading the Way | Gen_BB018 | MW | NPgN | Norton |  | 0.919 | 1.351 | 1.367 | 1.382 | 1.397 | 1.413 | 1.428 | 1.444 | 1.459 | 1.475 | 1.49 | 1.506 | 1.522 | 1.538 | 1.553 | 1.569 | 1.585 | 1.601 | 1.617 | 1.633 | 1.649 | 1.666 | 1.682 | 1.699 | 1.715 | 1.732 | 1.748 | 1.765 | 1.782
NPgN | GSP | NG FES - Leading the Way | Total installed hydro capacity (MW) | OFFERTON | Leading the Way | Gen_BB018 | MW | NPgN | Offerton |  | 0 | 0.004 | 0.004 | 0.004 | 0.004 | 0.004 | 0.004 | 0.005 | 0.005 | 0.005 | 0.005 | 0.005 | 0.005 | 0.005 | 0.005 | 0.006 | 0.006 | 0.006 | 0.006 | 0.006 | 0.006 | 0.006 | 0.007 | 0.007 | 0.007 | 0.007 | 0.007 | 0.007 | 0.007
NPgN | GSP | NG FES - Leading the Way | Total installed hydro capacity (MW) | OSBALDWICK | Leading the Way | Gen_BB018 | MW | NPgN | Osbaldwick |  | 0.153 | 0.667 | 0.685 | 0.703 | 0.722 | 0.74 | 0.758 | 0.777 | 0.795 | 0.814 | 0.832 | 0.851 | 0.869 | 0.888 | 0.907 | 0.926 | 0.945 | 0.964 | 0.983 | 1.002 | 1.021 | 1.041 | 1.06 | 1.08 | 1.099 | 1.119 | 1.139 | 1.159 | 1.179
NPgN | GSP | NG FES - Leading the Way | Total installed hydro capacity (MW) | POPPLETON | Leading the Way | Gen_BB018 | MW | NPgN | Poppleton |  | 0.19 | 0.206 | 0.206 | 0.207 | 0.207 | 0.208 | 0.209 | 0.209 | 0.21 | 0.21 | 0.211 | 0.211 | 0.212 | 0.213 | 0.213 | 0.214 | 0.214 | 0.215 | 0.215 | 0.216 | 0.217 | 0.217 | 0.218 | 0.218 | 0.219 | 0.22 | 0.22 | 0.221 | 0.221
NPgN | GSP | NG FES - Leading the Way | Total installed hydro capacity (MW) | SALTHOLME | Leading the Way | Gen_BB018 | MW | NPgN | Saltholme |  | 0 | 0.004 | 0.004 | 0.004 | 0.004 | 0.004 | 0.005 | 0.005 | 0.005 | 0.005 | 0.005 | 0.005 | 0.005 | 0.006 | 0.006 | 0.006 | 0.006 | 0.006 | 0.006 | 0.006 | 0.007 | 0.007 | 0.007 | 0.007 | 0.007 | 0.007 | 0.008 | 0.008 | 0.008
NPgN | GSP | NG FES - Leading the Way | Total installed hydro capacity (MW) | SOUTH SHIELDS | Leading the Way | Gen_BB018 | MW | NPgN | South Shields |  | 0 | 0 | 0 | 0 | 0 | 0 | 0 | 0 | 0 | 0 | 0 | 0 | 0 | 0 | 0 | 0 | 0 | 0 | 0 | 0 | 0 | 0 | 0 | 0 | 0 | 0 | 0 | 0 | 0
NPgN | GSP | NG FES - Leading the Way | Total installed hydro capacity (MW) | SPADEADAM | Leading the Way | Gen_BB018 | MW | NPgN | Spadeadam - Not in NG FES |  | 6 | 6.007 | 6.008 | 6.008 | 6.008 | 6.008 | 6.009 | 6.009 | 6.009 | 6.009 | 6.01 | 6.01 | 6.01 | 6.01 | 6.011 | 6.011 | 6.011 | 6.012 | 6.012 | 6.012 | 6.012 | 6.013 | 6.013 | 6.013 | 6.013 | 6.014 | 6.014 | 6.014 | 6.015
NPgN | GSP | NG FES - Leading the Way | Total installed hydro capacity (MW) | SPENNYMOOR | Leading the Way | Gen_BB018 | MW | NPgN | Spennymoor |  | 0.221 | 0.564 | 0.577 | 0.589 | 0.601 | 0.613 | 0.625 | 0.638 | 0.65 | 0.662 | 0.675 | 0.687 | 0.7 | 0.712 | 0.725 | 0.737 | 0.75 | 0.763 | 0.775 | 0.788 | 0.801 | 0.814 | 0.827 | 0.84 | 0.853 | 0.866 | 0.88 | 0.893 | 0.906
NPgN | GSP | NG FES - Leading the Way | Total installed hydro capacity (MW) | STELLA NORTH | Leading the Way | Gen_BB018 | MW | NPgN | Stella North |  | 0 | 0.024 | 0.025 | 0.025 | 0.026 | 0.027 | 0.028 | 0.029 | 0.03 | 0.031 | 0.031 | 0.032 | 0.033 | 0.034 | 0.035 | 0.036 | 0.037 | 0.037 | 0.038 | 0.039 | 0.04 | 0.041 | 0.042 | 0.043 | 0.044 | 0.045 | 0.046 | 0.047 | 0.047
NPgN | GSP | NG FES - Leading the Way | Total installed hydro capacity (MW) | STELLA SOUTH | Leading the Way | Gen_BB018 | MW | NPgN | Stella South |  | 0.098 | 0.266 | 0.272 | 0.278 | 0.284 | 0.29 | 0.296 | 0.302 | 0.308 | 0.314 | 0.32 | 0.326 | 0.332 | 0.338 | 0.344 | 0.35 | 0.356 | 0.363 | 0.369 | 0.375 | 0.381 | 0.388 | 0.394 | 0.4 | 0.407 | 0.413 | 0.42 | 0.426 | 0.433
NPgN | GSP | NG FES - Leading the Way | Total installed hydro capacity (MW) | TYNEMOUTH | Leading the Way | Gen_BB018 | MW | NPgN | Tynemouth 1 |  | 0 | 0.006 | 0.007 | 0.007 | 0.007 | 0.007 | 0.008 | 0.008 | 0.008 | 0.008 | 0.009 | 0.009 | 0.009 | 0.009 | 0.009 | 0.01 | 0.01 | 0.01 | 0.01 | 0.011 | 0.011 | 0.011 | 0.011 | 0.012 | 0.012 | 0.012 | 0.012 | 0.013 | 0.013
NPgN | GSP | NG FES - Leading the Way | Total installed hydro capacity (MW) | WEST BOLDON | Leading the Way | Gen_BB018 | MW | NPgN | West Boldon |  | 0 | 0.02 | 0.021 | 0.021 | 0.022 | 0.023 | 0.024 | 0.024 | 0.025 | 0.026 | 0.027 | 0.027 | 0.028 | 0.029 | 0.029 | 0.03 | 0.031 | 0.032 | 0.032 | 0.033 | 0.034 | 0.035 | 0.035 | 0.036 | 0.037 | 0.038 | 0.039 | 0.039 | 0.04
NPgY | GSP | NG FES - Leading the Way | Total installed hydro capacity (MW) | BRADFORD WEST | Leading the Way | Gen_BB018 | MW | NPgY | Bradford West |  | 1.175 | 1.175 | 1.175 | 1.175 | 1.175 | 1.175 | 1.175 | 1.175 | 1.175 | 1.175 | 1.175 | 1.175 | 1.175 | 1.175 | 1.175 | 1.175 | 1.175 | 1.175 | 1.175 | 1.175 | 1.175 | 1.175 | 1.175 | 1.175 | 1.175 | 1.175 | 1.175 | 1.175 | 1.175
NPgY | GSP | NG FES - Leading the Way | Total installed hydro capacity (MW) | CAMBLESFORTH | Leading the Way | Gen_BB018 | MW | NPgY | Camblesforth |  | 0 | 0 | 0 | 0 | 0 | 0 | 0 | 0 | 0 | 0 | 0 | 0 | 0 | 0 | 0 | 0 | 0 | 0 | 0 | 0 | 0 | 0 | 0 | 0 | 0 | 0 | 0 | 0 | 0
NPgY | GSP | NG FES - Leading the Way | Total installed hydro capacity (MW) | CREYKE BECK | Leading the Way | Gen_BB018 | MW | NPgY | Creyke Beck |  | 0 | 0 | 0 | 0 | 0 | 0 | 0 | 0 | 0 | 0 | 0 | 0 | 0 | 0 | 0 | 0 | 0 | 0 | 0 | 0 | 0 | 0 | 0 | 0 | 0 | 0 | 0 | 0 | 0
NPgY | GSP | NG FES - Leading the Way | Total installed hydro capacity (MW) | DRAX | Leading the Way | Gen_BB018 | MW | NPgY | Drax |  | 0 | 0 | 0 | 0 | 0 | 0 | 0 | 0 | 0 | 0 | 0 | 0 | 0 | 0 | 0 | 0 | 0 | 0 | 0 | 0 | 0 | 0 | 0 | 0 | 0 | 0 | 0 | 0 | 0
NPgY | GSP | NG FES - Leading the Way | Total installed hydro capacity (MW) | ELLAND | Leading the Way | Gen_BB018 | MW | NPgY | Elland |  | 0 | 0 | 0 | 0 | 0 | 0 | 0 | 0 | 0 | 0 | 0 | 0 | 0 | 0 | 0 | 0 | 0 | 0 | 0 | 0 | 0 | 0 | 0 | 0 | 0 | 0 | 0 | 0 | 0
NPgY | GSP | NG FES - Leading the Way | Total installed hydro capacity (MW) | FERRYBRIDGE A | Leading the Way | Gen_BB018 | MW | NPgY | Ferrybridge A |  | 0 | 0 | 0 | 0 | 0 | 0 | 0 | 0 | 0 | 0 | 0 | 0 | 0 | 0 | 0 | 0 | 0 | 0 | 0 | 0 | 0 | 0 | 0 | 0 | 0 | 0 | 0 | 0 | 0
NPgY | GSP | NG FES - Leading the Way | Total installed hydro capacity (MW) | FERRYBRIDGE B | Leading the Way | Gen_BB018 | MW | NPgY | Ferrybridge B (_M) |  | 0.6 | 0.6 | 0.6 | 0.6 | 0.6 | 0.6 | 0.6 | 0.6 | 0.6 | 0.6 | 0.6 | 0.6 | 0.6 | 0.6 | 0.6 | 0.6 | 0.6 | 0.6 | 0.6 | 0.6 | 0.6 | 0.6 | 0.6 | 0.6 | 0.6 | 0.6 | 0.6 | 0.6 | 0.6
NPgY | GSP | NG FES - Leading the Way | Total installed hydro capacity (MW) | GRIMSBY WEST | Leading the Way | Gen_BB018 | MW | NPgY | Grimsby West |  | 0 | 0 | 0 | 0 | 0 | 0 | 0 | 0 | 0 | 0 | 0 | 0 | 0 | 0 | 0 | 0 | 0 | 0 | 0 | 0 | 0 | 0 | 0 | 0 | 0 | 0 | 0 | 0 | 0
NPgY | GSP | NG FES - Leading the Way | Total installed hydro capacity (MW) | JORDANTHORPE | Leading the Way | Gen_BB018 | MW | NPgY | Jordanthorpe |  | 0 | 0 | 0 | 0 | 0 | 0 | 0 | 0 | 0 | 0 | 0 | 0 | 0 | 0 | 0 | 0 | 0 | 0 | 0 | 0 | 0 | 0 | 0 | 0 | 0 | 0 | 0 | 0 | 0
NPgY | GSP | NG FES - Leading the Way | Total installed hydro capacity (MW) | KEADBY | Leading the Way | Gen_BB018 | MW | NPgY | Keadby |  | 0 | 0 | 0 | 0 | 0 | 0 | 0 | 0 | 0 | 0 | 0 | 0 | 0 | 0 | 0 | 0 | 0 | 0 | 0 | 0 | 0 | 0 | 0 | 0 | 0 | 0 | 0 | 0 | 0
NPgY | GSP | NG FES - Leading the Way | Total installed hydro capacity (MW) | KIRKSTALL B | Leading the Way | Gen_BB018 | MW | NPgY | Kirkstall B |  | 0 | 0 | 0 | 0 | 0 | 0 | 0 | 0 | 0 | 0 | 0 | 0 | 0 | 0 | 0 | 0 | 0 | 0 | 0 | 0 | 0 | 0 | 0 | 0 | 0 | 0 | 0 | 0 | 0
NPgY | GSP | NG FES - Leading the Way | Total installed hydro capacity (MW) | NEEPSEND | Leading the Way | Gen_BB018 | MW | NPgY | Neepsend |  | 0 | 0 | 0 | 0 | 0 | 0 | 0 | 0 | 0 | 0 | 0 | 0 | 0 | 0 | 0 | 0 | 0 | 0 | 0 | 0 | 0 | 0 | 0 | 0 | 0 | 0 | 0 | 0 | 0
NPgY | GSP | NG FES - Leading the Way | Total installed hydro capacity (MW) | NORTON LEES | Leading the Way | Gen_BB018 | MW | NPgY | Norton Lees |  | 0 | 0 | 0 | 0 | 0 | 0 | 0 | 0 | 0 | 0 | 0 | 0 | 0 | 0 | 0 | 0 | 0 | 0 | 0 | 0 | 0 | 0 | 0 | 0 | 0 | 0 | 0 | 0 | 0
NPgY | GSP | NG FES - Leading the Way | Total installed hydro capacity (MW) | PITSMOOR 3/4 | Leading the Way | Gen_BB018 | MW | NPgY | Pitsmoor |  | 0 | 0 | 0 | 0 | 0 | 0 | 0 | 0 | 0 | 0 | 0 | 0 | 0 | 0 | 0 | 0 | 0 | 0 | 0 | 0 | 0 | 0 | 0 | 0 | 0 | 0 | 0 | 0 | 0
NPgY | GSP | NG FES - Leading the Way | Total installed hydro capacity (MW) | SALTEND NORTH | Leading the Way | Gen_BB018 | MW | NPgY | Saltend North |  | 0 | 0 | 0 | 0 | 0 | 0 | 0 | 0 | 0 | 0 | 0 | 0 | 0 | 0 | 0 | 0 | 0 | 0 | 0 | 0 | 0 | 0 | 0 | 0 | 0 | 0 | 0 | 0 | 0
NPgY | GSP | NG FES - Leading the Way | Total installed hydro capacity (MW) | SHEFFIELD CITY | Leading the Way | Gen_BB018 | MW | NPgY | Sheffield City |  | 0 | 0 | 0 | 0 | 0 | 0 | 0 | 0 | 0 | 0 | 0 | 0 | 0 | 0 | 0 | 0 | 0 | 0 | 0 | 0 | 0 | 0 | 0 | 0 | 0 | 0 | 0 | 0 | 0
NPgY | GSP | NG FES - Leading the Way | Total installed hydro capacity (MW) | SKELTON GRANGE | Leading the Way | Gen_BB018 | MW | NPgY | Skelton Grange |  | 0 | 0 | 0 | 0 | 0 | 0 | 0 | 0 | 0 | 0 | 0 | 0 | 0 | 0 | 0 | 0 | 0 | 0 | 0 | 0 | 0 | 0 | 0 | 0 | 0 | 0 | 0 | 0 | 0
NPgY | GSP | NG FES - Leading the Way | Total installed hydro capacity (MW) | TEMPLEBOROUGH 275/33KV | Leading the Way | Gen_BB018 | MW | NPgY | Templeborough |  | 0 | 0 | 0 | 0 | 0 | 0 | 0 | 0 | 0 | 0 | 0 | 0 | 0 | 0 | 0 | 0 | 0 | 0 | 0 | 0 | 0 | 0 | 0 | 0 | 0 | 0 | 0 | 0 | 0
NPgY | GSP | NG FES - Leading the Way | Total installed hydro capacity (MW) | THURCROFT | Leading the Way | Gen_BB018 | MW | NPgY | Thurcroft |  | 0 | 0 | 0 | 0 | 0 | 0 | 0 | 0 | 0 | 0 | 0 | 0 | 0 | 0 | 0 | 0 | 0 | 0 | 0 | 0 | 0 | 0 | 0 | 0 | 0 | 0 | 0 | 0 | 0
NPgY | GSP | NG FES - Leading the Way | Total installed hydro capacity (MW) | WEST MELTON / THORPE MARSH | Leading the Way | Gen_BB018 | MW | NPgY | Thorpe Marsh |  | 0.1 | 0.1 | 0.1 | 0.1 | 0.1 | 0.1 | 0.1 | 0.1 | 0.1 | 0.1 | 0.1 | 0.1 | 0.1 | 0.1 | 0.1 | 0.1 | 0.1 | 0.1 | 0.1 | 0.1 | 0.1 | 0.1 | 0.1 | 0.1 | 0.1 | 0.1 | 0.1 | 0.1 | 0.1
NPgY | GSP | NG FES - Leading the Way | Total installed hydro capacity (MW) | WEST MELTON SECTION 3 | Leading the Way | Gen_BB018 | MW | NPgY | West Melton |  | 1.025 | 1.025 | 1.025 | 1.025 | 1.025 | 1.025 | 1.025 | 1.025 | 1.025 | 1.025 | 1.025 | 1.025 | 1.025 | 1.025 | 1.025 | 1.025 | 1.025 | 1.025 | 1.025 | 1.025 | 1.025 | 1.025 | 1.025 | 1.025 | 1.025 | 1.025 | 1.025 | 1.025 | 1.025
NPgY | GSP | NG FES - Leading the Way | Total installed hydro capacity (MW) | WINCOBANK | Leading the Way | Gen_BB018 | MW | NPgY | Wincobank |  | 0 | 0 | 0 | 0 | 0 | 0 | 0 | 0 | 0 | 0 | 0 | 0 | 0 | 0 | 0 | 0 | 0 | 0 | 0 | 0 | 0 | 0 | 0 | 0 | 0 | 0 | 0 | 0 | 0
NPgN | GSP | NG FES - System Transformation | Total installed hydro capacity (MW) | BLYTH 66kV | System Transformation | Gen_BB018 | MW | NPgN | Blyth 66kV |  | 0 | 0.102 | 0.106 | 0.109 | 0.113 | 0.117 | 0.12 | 0.124 | 0.128 | 0.131 | 0.135 | 0.139 | 0.142 | 0.146 | 0.15 | 0.154 | 0.157 | 0.161 | 0.165 | 0.169 | 0.172 | 0.176 | 0.18 | 0.184 | 0.188 | 0.192 | 0.196 | 0.2 | 0.204
NPgN | GSP | NG FES - System Transformation | Total installed hydro capacity (MW) | BLYTH 132kV | System Transformation | Gen_BB018 | MW | NPgN | Blyth 132kV |  | 0 | 0.18 | 0.187 | 0.193 | 0.2 | 0.206 | 0.213 | 0.219 | 0.226 | 0.232 | 0.239 | 0.245 | 0.252 | 0.258 | 0.265 | 0.271 | 0.278 | 0.285 | 0.292 | 0.298 | 0.305 | 0.312 | 0.319 | 0.326 | 0.332 | 0.339 | 0.346 | 0.353 | 0.36
NPgN | GSP | NG FES - System Transformation | Total installed hydro capacity (MW) | FOURSTONES | System Transformation | Gen_BB018 | MW | NPgN | Fourstones |  | 0 | 0.009 | 0.01 | 0.01 | 0.01 | 0.011 | 0.011 | 0.011 | 0.012 | 0.012 | 0.012 | 0.013 | 0.013 | 0.013 | 0.014 | 0.014 | 0.014 | 0.015 | 0.015 | 0.015 | 0.016 | 0.016 | 0.016 | 0.017 | 0.017 | 0.018 | 0.018 | 0.018 | 0.019
NPgN | GSP | NG FES - System Transformation | Total installed hydro capacity (MW) | HARTMOOR | System Transformation | Gen_BB018 | MW | NPgN | Hart Moor |  | 0 | 0.05 | 0.052 | 0.054 | 0.056 | 0.058 | 0.059 | 0.061 | 0.063 | 0.065 | 0.067 | 0.069 | 0.07 | 0.072 | 0.074 | 0.076 | 0.078 | 0.08 | 0.081 | 0.083 | 0.085 | 0.087 | 0.089 | 0.091 | 0.093 | 0.095 | 0.097 | 0.099 | 0.101
NPgN | GSP | NG FES - System Transformation | Total installed hydro capacity (MW) | HAWTHORN PIT GRID | System Transformation | Gen_BB018 | MW | NPgN | Hawthorn Pit |  | 0 | 0.053 | 0.055 | 0.056 | 0.058 | 0.06 | 0.062 | 0.064 | 0.066 | 0.068 | 0.07 | 0.072 | 0.074 | 0.075 | 0.077 | 0.079 | 0.081 | 0.083 | 0.085 | 0.087 | 0.089 | 0.091 | 0.093 | 0.095 | 0.097 | 0.099 | 0.101 | 0.103 | 0.105
NPgN | GSP | NG FES - System Transformation | Total installed hydro capacity (MW) | KNARESBOROUGH | System Transformation | Gen_BB018 | MW | NPgN | Knaresborough |  | 0.313 | 0.523 | 0.53 | 0.538 | 0.545 | 0.553 | 0.56 | 0.568 | 0.575 | 0.583 | 0.59 | 0.598 | 0.606 | 0.613 | 0.621 | 0.629 | 0.636 | 0.644 | 0.652 | 0.66 | 0.668 | 0.675 | 0.683 | 0.691 | 0.699 | 0.707 | 0.716 | 0.724 | 0.732
NPgN | GSP | NG FES - System Transformation | Total installed hydro capacity (MW) | LACKENBY | System Transformation | Gen_BB018 | MW | NPgN | Lackenby |  | 0 | 0.054 | 0.056 | 0.058 | 0.06 | 0.062 | 0.064 | 0.066 | 0.068 | 0.07 | 0.072 | 0.074 | 0.076 | 0.078 | 0.08 | 0.082 | 0.084 | 0.086 | 0.088 | 0.09 | 0.092 | 0.094 | 0.096 | 0.098 | 0.1 | 0.102 | 0.104 | 0.107 | 0.109
NPgN | GSP | NG FES - System Transformation | Total installed hydro capacity (MW) | NORTON | System Transformation | Gen_BB018 | MW | NPgN | Norton |  | 0.919 | 1.351 | 1.367 | 1.382 | 1.397 | 1.413 | 1.428 | 1.444 | 1.459 | 1.475 | 1.49 | 1.506 | 1.522 | 1.538 | 1.553 | 1.569 | 1.585 | 1.601 | 1.617 | 1.633 | 1.649 | 1.666 | 1.682 | 1.699 | 1.715 | 1.732 | 1.748 | 1.765 | 1.782
NPgN | GSP | NG FES - System Transformation | Total installed hydro capacity (MW) | OFFERTON | System Transformation | Gen_BB018 | MW | NPgN | Offerton |  | 0 | 0.004 | 0.004 | 0.004 | 0.004 | 0.004 | 0.004 | 0.005 | 0.005 | 0.005 | 0.005 | 0.005 | 0.005 | 0.005 | 0.005 | 0.006 | 0.006 | 0.006 | 0.006 | 0.006 | 0.006 | 0.006 | 0.007 | 0.007 | 0.007 | 0.007 | 0.007 | 0.007 | 0.007
NPgN | GSP | NG FES - System Transformation | Total installed hydro capacity (MW) | OSBALDWICK | System Transformation | Gen_BB018 | MW | NPgN | Osbaldwick |  | 0.153 | 0.667 | 0.685 | 0.703 | 0.722 | 0.74 | 0.758 | 0.777 | 0.795 | 0.814 | 0.832 | 0.851 | 0.869 | 0.888 | 0.907 | 0.926 | 0.945 | 0.964 | 0.983 | 1.002 | 1.021 | 1.041 | 1.06 | 1.08 | 1.099 | 1.119 | 1.139 | 1.159 | 1.179
NPgN | GSP | NG FES - System Transformation | Total installed hydro capacity (MW) | POPPLETON | System Transformation | Gen_BB018 | MW | NPgN | Poppleton |  | 0.19 | 0.206 | 0.206 | 0.207 | 0.207 | 0.208 | 0.209 | 0.209 | 0.21 | 0.21 | 0.211 | 0.211 | 0.212 | 0.213 | 0.213 | 0.214 | 0.214 | 0.215 | 0.215 | 0.216 | 0.217 | 0.217 | 0.218 | 0.218 | 0.219 | 0.22 | 0.22 | 0.221 | 0.221
NPgN | GSP | NG FES - System Transformation | Total installed hydro capacity (MW) | SALTHOLME | System Transformation | Gen_BB018 | MW | NPgN | Saltholme |  | 0 | 0.004 | 0.004 | 0.004 | 0.004 | 0.004 | 0.005 | 0.005 | 0.005 | 0.005 | 0.005 | 0.005 | 0.005 | 0.006 | 0.006 | 0.006 | 0.006 | 0.006 | 0.006 | 0.006 | 0.007 | 0.007 | 0.007 | 0.007 | 0.007 | 0.007 | 0.008 | 0.008 | 0.008
NPgN | GSP | NG FES - System Transformation | Total installed hydro capacity (MW) | SOUTH SHIELDS | System Transformation | Gen_BB018 | MW | NPgN | South Shields |  | 0 | 0 | 0 | 0 | 0 | 0 | 0 | 0 | 0 | 0 | 0 | 0 | 0 | 0 | 0 | 0 | 0 | 0 | 0 | 0 | 0 | 0 | 0 | 0 | 0 | 0 | 0 | 0 | 0
NPgN | GSP | NG FES - System Transformation | Total installed hydro capacity (MW) | SPADEADAM | System Transformation | Gen_BB018 | MW | NPgN | Spadeadam - Not in NG FES |  | 6 | 6.007 | 6.008 | 6.008 | 6.008 | 6.008 | 6.009 | 6.009 | 6.009 | 6.009 | 6.01 | 6.01 | 6.01 | 6.01 | 6.011 | 6.011 | 6.011 | 6.012 | 6.012 | 6.012 | 6.012 | 6.013 | 6.013 | 6.013 | 6.013 | 6.014 | 6.014 | 6.014 | 6.015
NPgN | GSP | NG FES - System Transformation | Total installed hydro capacity (MW) | SPENNYMOOR | System Transformation | Gen_BB018 | MW | NPgN | Spennymoor |  | 0.221 | 0.564 | 0.577 | 0.589 | 0.601 | 0.613 | 0.625 | 0.638 | 0.65 | 0.662 | 0.675 | 0.687 | 0.7 | 0.712 | 0.725 | 0.737 | 0.75 | 0.763 | 0.775 | 0.788 | 0.801 | 0.814 | 0.827 | 0.84 | 0.853 | 0.866 | 0.88 | 0.893 | 0.906
NPgN | GSP | NG FES - System Transformation | Total installed hydro capacity (MW) | STELLA NORTH | System Transformation | Gen_BB018 | MW | NPgN | Stella North |  | 0 | 0.024 | 0.025 | 0.025 | 0.026 | 0.027 | 0.028 | 0.029 | 0.03 | 0.031 | 0.031 | 0.032 | 0.033 | 0.034 | 0.035 | 0.036 | 0.037 | 0.037 | 0.038 | 0.039 | 0.04 | 0.041 | 0.042 | 0.043 | 0.044 | 0.045 | 0.046 | 0.047 | 0.047
NPgN | GSP | NG FES - System Transformation | Total installed hydro capacity (MW) | STELLA SOUTH | System Transformation | Gen_BB018 | MW | NPgN | Stella South |  | 0.098 | 0.266 | 0.272 | 0.278 | 0.284 | 0.29 | 0.296 | 0.302 | 0.308 | 0.314 | 0.32 | 0.326 | 0.332 | 0.338 | 0.344 | 0.35 | 0.356 | 0.363 | 0.369 | 0.375 | 0.381 | 0.388 | 0.394 | 0.4 | 0.407 | 0.413 | 0.42 | 0.426 | 0.433
NPgN | GSP | NG FES - System Transformation | Total installed hydro capacity (MW) | TYNEMOUTH | System Transformation | Gen_BB018 | MW | NPgN | Tynemouth 1 |  | 0 | 0.006 | 0.007 | 0.007 | 0.007 | 0.007 | 0.008 | 0.008 | 0.008 | 0.008 | 0.009 | 0.009 | 0.009 | 0.009 | 0.009 | 0.01 | 0.01 | 0.01 | 0.01 | 0.011 | 0.011 | 0.011 | 0.011 | 0.012 | 0.012 | 0.012 | 0.012 | 0.013 | 0.013
NPgN | GSP | NG FES - System Transformation | Total installed hydro capacity (MW) | WEST BOLDON | System Transformation | Gen_BB018 | MW | NPgN | West Boldon |  | 0 | 0.02 | 0.021 | 0.021 | 0.022 | 0.023 | 0.024 | 0.024 | 0.025 | 0.026 | 0.027 | 0.027 | 0.028 | 0.029 | 0.029 | 0.03 | 0.031 | 0.032 | 0.032 | 0.033 | 0.034 | 0.035 | 0.035 | 0.036 | 0.037 | 0.038 | 0.039 | 0.039 | 0.04
NPgY | GSP | NG FES - System Transformation | Total installed hydro capacity (MW) | BRADFORD WEST | System Transformation | Gen_BB018 | MW | NPgY | Bradford West |  | 1.175 | 1.175 | 1.175 | 1.175 | 1.175 | 1.175 | 1.175 | 1.175 | 1.175 | 1.175 | 1.175 | 1.175 | 1.175 | 1.175 | 1.175 | 1.175 | 1.175 | 1.175 | 1.175 | 1.175 | 1.175 | 1.175 | 1.175 | 1.175 | 1.175 | 1.175 | 1.175 | 1.175 | 1.175
NPgY | GSP | NG FES - System Transformation | Total installed hydro capacity (MW) | CAMBLESFORTH | System Transformation | Gen_BB018 | MW | NPgY | Camblesforth |  | 0 | 0 | 0 | 0 | 0 | 0 | 0 | 0 | 0 | 0 | 0 | 0 | 0 | 0 | 0 | 0 | 0 | 0 | 0 | 0 | 0 | 0 | 0 | 0 | 0 | 0 | 0 | 0 | 0
NPgY | GSP | NG FES - System Transformation | Total installed hydro capacity (MW) | CREYKE BECK | System Transformation | Gen_BB018 | MW | NPgY | Creyke Beck |  | 0 | 0 | 0 | 0 | 0 | 0 | 0 | 0 | 0 | 0 | 0 | 0 | 0 | 0 | 0 | 0 | 0 | 0 | 0 | 0 | 0 | 0 | 0 | 0 | 0 | 0 | 0 | 0 | 0
NPgY | GSP | NG FES - System Transformation | Total installed hydro capacity (MW) | DRAX | System Transformation | Gen_BB018 | MW | NPgY | Drax |  | 0 | 0 | 0 | 0 | 0 | 0 | 0 | 0 | 0 | 0 | 0 | 0 | 0 | 0 | 0 | 0 | 0 | 0 | 0 | 0 | 0 | 0 | 0 | 0 | 0 | 0 | 0 | 0 | 0
NPgY | GSP | NG FES - System Transformation | Total installed hydro capacity (MW) | ELLAND | System Transformation | Gen_BB018 | MW | NPgY | Elland |  | 0 | 0 | 0 | 0 | 0 | 0 | 0 | 0 | 0 | 0 | 0 | 0 | 0 | 0 | 0 | 0 | 0 | 0 | 0 | 0 | 0 | 0 | 0 | 0 | 0 | 0 | 0 | 0 | 0
NPgY | GSP | NG FES - System Transformation | Total installed hydro capacity (MW) | FERRYBRIDGE A | System Transformation | Gen_BB018 | MW | NPgY | Ferrybridge A |  | 0 | 0 | 0 | 0 | 0 | 0 | 0 | 0 | 0 | 0 | 0 | 0 | 0 | 0 | 0 | 0 | 0 | 0 | 0 | 0 | 0 | 0 | 0 | 0 | 0 | 0 | 0 | 0 | 0
NPgY | GSP | NG FES - System Transformation | Total installed hydro capacity (MW) | FERRYBRIDGE B | System Transformation | Gen_BB018 | MW | NPgY | Ferrybridge B (_M) |  | 0.6 | 0.6 | 0.6 | 0.6 | 0.6 | 0.6 | 0.6 | 0.6 | 0.6 | 0.6 | 0.6 | 0.6 | 0.6 | 0.6 | 0.6 | 0.6 | 0.6 | 0.6 | 0.6 | 0.6 | 0.6 | 0.6 | 0.6 | 0.6 | 0.6 | 0.6 | 0.6 | 0.6 | 0.6
NPgY | GSP | NG FES - System Transformation | Total installed hydro capacity (MW) | GRIMSBY WEST | System Transformation | Gen_BB018 | MW | NPgY | Grimsby West |  | 0 | 0 | 0 | 0 | 0 | 0 | 0 | 0 | 0 | 0 | 0 | 0 | 0 | 0 | 0 | 0 | 0 | 0 | 0 | 0 | 0 | 0 | 0 | 0 | 0 | 0 | 0 | 0 | 0
NPgY | GSP | NG FES - System Transformation | Total installed hydro capacity (MW) | JORDANTHORPE | System Transformation | Gen_BB018 | MW | NPgY | Jordanthorpe |  | 0 | 0 | 0 | 0 | 0 | 0 | 0 | 0 | 0 | 0 | 0 | 0 | 0 | 0 | 0 | 0 | 0 | 0 | 0 | 0 | 0 | 0 | 0 | 0 | 0 | 0 | 0 | 0 | 0
NPgY | GSP | NG FES - System Transformation | Total installed hydro capacity (MW) | KEADBY | System Transformation | Gen_BB018 | MW | NPgY | Keadby |  | 0 | 0 | 0 | 0 | 0 | 0 | 0 | 0 | 0 | 0 | 0 | 0 | 0 | 0 | 0 | 0 | 0 | 0 | 0 | 0 | 0 | 0 | 0 | 0 | 0 | 0 | 0 | 0 | 0
NPgY | GSP | NG FES - System Transformation | Total installed hydro capacity (MW) | KIRKSTALL B | System Transformation | Gen_BB018 | MW | NPgY | Kirkstall B |  | 0 | 0 | 0 | 0 | 0 | 0 | 0 | 0 | 0 | 0 | 0 | 0 | 0 | 0 | 0 | 0 | 0 | 0 | 0 | 0 | 0 | 0 | 0 | 0 | 0 | 0 | 0 | 0 | 0
NPgY | GSP | NG FES - System Transformation | Total installed hydro capacity (MW) | NEEPSEND | System Transformation | Gen_BB018 | MW | NPgY | Neepsend |  | 0 | 0 | 0 | 0 | 0 | 0 | 0 | 0 | 0 | 0 | 0 | 0 | 0 | 0 | 0 | 0 | 0 | 0 | 0 | 0 | 0 | 0 | 0 | 0 | 0 | 0 | 0 | 0 | 0
NPgY | GSP | NG FES - System Transformation | Total installed hydro capacity (MW) | NORTON LEES | System Transformation | Gen_BB018 | MW | NPgY | Norton Lees |  | 0 | 0 | 0 | 0 | 0 | 0 | 0 | 0 | 0 | 0 | 0 | 0 | 0 | 0 | 0 | 0 | 0 | 0 | 0 | 0 | 0 | 0 | 0 | 0 | 0 | 0 | 0 | 0 | 0
NPgY | GSP | NG FES - System Transformation | Total installed hydro capacity (MW) | PITSMOOR 3/4 | System Transformation | Gen_BB018 | MW | NPgY | Pitsmoor |  | 0 | 0 | 0 | 0 | 0 | 0 | 0 | 0 | 0 | 0 | 0 | 0 | 0 | 0 | 0 | 0 | 0 | 0 | 0 | 0 | 0 | 0 | 0 | 0 | 0 | 0 | 0 | 0 | 0
NPgY | GSP | NG FES - System Transformation | Total installed hydro capacity (MW) | SALTEND NORTH | System Transformation | Gen_BB018 | MW | NPgY | Saltend North |  | 0 | 0 | 0 | 0 | 0 | 0 | 0 | 0 | 0 | 0 | 0 | 0 | 0 | 0 | 0 | 0 | 0 | 0 | 0 | 0 | 0 | 0 | 0 | 0 | 0 | 0 | 0 | 0 | 0
NPgY | GSP | NG FES - System Transformation | Total installed hydro capacity (MW) | SHEFFIELD CITY | System Transformation | Gen_BB018 | MW | NPgY | Sheffield City |  | 0 | 0 | 0 | 0 | 0 | 0 | 0 | 0 | 0 | 0 | 0 | 0 | 0 | 0 | 0 | 0 | 0 | 0 | 0 | 0 | 0 | 0 | 0 | 0 | 0 | 0 | 0 | 0 | 0
NPgY | GSP | NG FES - System Transformation | Total installed hydro capacity (MW) | SKELTON GRANGE | System Transformation | Gen_BB018 | MW | NPgY | Skelton Grange |  | 0 | 0 | 0 | 0 | 0 | 0 | 0 | 0 | 0 | 0 | 0 | 0 | 0 | 0 | 0 | 0 | 0 | 0 | 0 | 0 | 0 | 0 | 0 | 0 | 0 | 0 | 0 | 0 | 0
NPgY | GSP | NG FES - System Transformation | Total installed hydro capacity (MW) | TEMPLEBOROUGH 275/33KV | System Transformation | Gen_BB018 | MW | NPgY | Templeborough |  | 0 | 0 | 0 | 0 | 0 | 0 | 0 | 0 | 0 | 0 | 0 | 0 | 0 | 0 | 0 | 0 | 0 | 0 | 0 | 0 | 0 | 0 | 0 | 0 | 0 | 0 | 0 | 0 | 0
NPgY | GSP | NG FES - System Transformation | Total installed hydro capacity (MW) | THURCROFT | System Transformation | Gen_BB018 | MW | NPgY | Thurcroft |  | 0 | 0 | 0 | 0 | 0 | 0 | 0 | 0 | 0 | 0 | 0 | 0 | 0 | 0 | 0 | 0 | 0 | 0 | 0 | 0 | 0 | 0 | 0 | 0 | 0 | 0 | 0 | 0 | 0
NPgY | GSP | NG FES - System Transformation | Total installed hydro capacity (MW) | WEST MELTON / THORPE MARSH | System Transformation | Gen_BB018 | MW | NPgY | Thorpe Marsh |  | 0.1 | 0.1 | 0.1 | 0.1 | 0.1 | 0.1 | 0.1 | 0.1 | 0.1 | 0.1 | 0.1 | 0.1 | 0.1 | 0.1 | 0.1 | 0.1 | 0.1 | 0.1 | 0.1 | 0.1 | 0.1 | 0.1 | 0.1 | 0.1 | 0.1 | 0.1 | 0.1 | 0.1 | 0.1
NPgY | GSP | NG FES - System Transformation | Total installed hydro capacity (MW) | WEST MELTON SECTION 3 | System Transformation | Gen_BB018 | MW | NPgY | West Melton |  | 1.025 | 1.025 | 1.025 | 1.025 | 1.025 | 1.025 | 1.025 | 1.025 | 1.025 | 1.025 | 1.025 | 1.025 | 1.025 | 1.025 | 1.025 | 1.025 | 1.025 | 1.025 | 1.025 | 1.025 | 1.025 | 1.025 | 1.025 | 1.025 | 1.025 | 1.025 | 1.025 | 1.025 | 1.025
NPgY | GSP | NG FES - System Transformation | Total installed hydro capacity (MW) | WINCOBANK | System Transformation | Gen_BB018 | MW | NPgY | Wincobank |  | 0 | 0 | 0 | 0 | 0 | 0 | 0 | 0 | 0 | 0 | 0 | 0 | 0 | 0 | 0 | 0 | 0 | 0 | 0 | 0 | 0 | 0 | 0 | 0 | 0 | 0 | 0 | 0 | 0
NPgN | GSP | NPg Best View | Total installed large & mini CHP capacity (MW) | BLYTH 66kV | NPg Best View (Not in FES) | Gen_BB001 | MW | NPgN | Blyth 66kV |  | 0.1 | 0.128 | 0.128 | 0.128 | 0.128 | 0.128 | 0.128 | 0.128 | 0.128 | 0.117 | 0.1 | 0.08 | 0.048 | 0 | 0 | 0 | 0 | 0 | 0 | 0 | 0 | 0 | 0 | 0 | 0 | 0 | 0 | 0 | 0
NPgN | GSP | NPg Best View | Total installed large & mini CHP capacity (MW) | BLYTH 132kV | NPg Best View (Not in FES) | Gen_BB001 | MW | NPgN | Blyth 132kV |  | 0 | 0 | 0 | 0 | 0 | 0 | 0 | 0 | 0 | 0 | 0 | 0 | 0 | 0 | 0 | 0 | 0 | 0 | 0 | 0 | 0 | 0 | 0 | 0 | 0 | 0 | 0 | 0 | 0
NPgN | GSP | NPg Best View | Total installed large & mini CHP capacity (MW) | FOURSTONES | NPg Best View (Not in FES) | Gen_BB001 | MW | NPgN | Fourstones |  | 0 | 0 | 0 | 0 | 0 | 0 | 0 | 0 | 0 | 0 | 0 | 0 | 0 | 0 | 0 | 0 | 0 | 0 | 0 | 0 | 0 | 0 | 0 | 0 | 0 | 0 | 0 | 0 | 0
NPgN | GSP | NPg Best View | Total installed large & mini CHP capacity (MW) | HARTMOOR | NPg Best View (Not in FES) | Gen_BB001 | MW | NPgN | Hart Moor |  | 0.347 | 0.347 | 0.347 | 0.347 | 0.347 | 0.347 | 0.347 | 0.347 | 0.347 | 0.317 | 0.272 | 0.216 | 0.131 | 0 | 0 | 0 | 0 | 0 | 0 | 0 | 0 | 0 | 0 | 0 | 0 | 0 | 0 | 0 | 0
NPgN | GSP | NPg Best View | Total installed large & mini CHP capacity (MW) | HAWTHORN PIT GRID | NPg Best View (Not in FES) | Gen_BB001 | MW | NPgN | Hawthorn Pit |  | 1.995 | 1.995 | 1.995 | 1.995 | 1.995 | 1.995 | 1.995 | 1.995 | 1.995 | 1.824 | 1.566 | 1.242 | 0.755 | 0 | 0 | 0 | 0 | 0 | 0 | 0 | 0 | 0 | 0 | 0 | 0 | 0 | 0 | 0 | 0
NPgN | GSP | NPg Best View | Total installed large & mini CHP capacity (MW) | KNARESBOROUGH | NPg Best View (Not in FES) | Gen_BB001 | MW | NPgN | Knaresborough |  | 0.4 | 0.4 | 0.4 | 0.4 | 0.4 | 0.4 | 0.4 | 0.4 | 0.4 | 0.366 | 0.314 | 0.249 | 0.151 | 0 | 0 | 0 | 0 | 0 | 0 | 0 | 0 | 0 | 0 | 0 | 0 | 0 | 0 | 0 | 0
NPgN | GSP | NPg Best View | Total installed large & mini CHP capacity (MW) | LACKENBY | NPg Best View (Not in FES) | Gen_BB001 | MW | NPgN | Lackenby |  | 0 | 0 | 0 | 0 | 0 | 0 | 0 | 0 | 0 | 0 | 0 | 0 | 0 | 0 | 0 | 0 | 0 | 0 | 0 | 0 | 0 | 0 | 0 | 0 | 0 | 0 | 0 | 0 | 0
NPgN | GSP | NPg Best View | Total installed large & mini CHP capacity (MW) | NORTON | NPg Best View (Not in FES) | Gen_BB001 | MW | NPgN | Norton |  | 7.062 | 7.062 | 7.062 | 7.062 | 7.062 | 7.062 | 7.062 | 7.062 | 7.062 | 6.456 | 5.542 | 4.395 | 2.674 | 0 | 0 | 0 | 0 | 0 | 0 | 0 | 0 | 0 | 0 | 0 | 0 | 0 | 0 | 0 | 0
NPgN | GSP | NPg Best View | Total installed large & mini CHP capacity (MW) | OFFERTON | NPg Best View (Not in FES) | Gen_BB001 | MW | NPgN | Offerton |  | 1.2 | 1.2 | 1.2 | 1.2 | 1.2 | 1.2 | 1.2 | 1.2 | 1.2 | 1.097 | 0.942 | 0.747 | 0.454 | 0 | 0 | 0 | 0 | 0 | 0 | 0 | 0 | 0 | 0 | 0 | 0 | 0 | 0 | 0 | 0
NPgN | GSP | NPg Best View | Total installed large & mini CHP capacity (MW) | OSBALDWICK | NPg Best View (Not in FES) | Gen_BB001 | MW | NPgN | Osbaldwick |  | 4.537 | 4.537 | 4.537 | 4.537 | 4.537 | 4.537 | 4.537 | 4.537 | 4.537 | 4.148 | 3.561 | 2.824 | 1.718 | 0 | 0 | 0 | 0 | 0 | 0 | 0 | 0 | 0 | 0 | 0 | 0 | 0 | 0 | 0 | 0
NPgN | GSP | NPg Best View | Total installed large & mini CHP capacity (MW) | POPPLETON | NPg Best View (Not in FES) | Gen_BB001 | MW | NPgN | Poppleton |  | 0 | 0 | 0 | 0 | 0 | 0 | 0 | 0 | 0 | 0 | 0 | 0 | 0 | 0 | 0 | 0 | 0 | 0 | 0 | 0 | 0 | 0 | 0 | 0 | 0 | 0 | 0 | 0 | 0
NPgN | GSP | NPg Best View | Total installed large & mini CHP capacity (MW) | SALTHOLME | NPg Best View (Not in FES) | Gen_BB001 | MW | NPgN | Saltholme |  | 54.074 | 54.074 | 54.074 | 54.074 | 54.074 | 54.074 | 54.074 | 54.074 | 54.074 | 49.435 | 42.437 | 33.652 | 20.476 | 0 | 0 | 0 | 0 | 0 | 0 | 0 | 0 | 0 | 0 | 0 | 0 | 0 | 0 | 0 | 0
NPgN | GSP | NPg Best View | Total installed large & mini CHP capacity (MW) | SOUTH SHIELDS | NPg Best View (Not in FES) | Gen_BB001 | MW | NPgN | South Shields |  | 0 | 0 | 0 | 0 | 0 | 0 | 0 | 0 | 0 | 0 | 0 | 0 | 0 | 0 | 0 | 0 | 0 | 0 | 0 | 0 | 0 | 0 | 0 | 0 | 0 | 0 | 0 | 0 | 0
NPgN | GSP | NPg Best View | Total installed large & mini CHP capacity (MW) | SPADEADAM | NPg Best View (Not in FES) | Gen_BB001 | MW | NPgN | Spadeadam - Not in NG FES |  | 0 | 0 | 0 | 0 | 0 | 0 | 0 | 0 | 0 | 0 | 0 | 0 | 0 | 0 | 0 | 0 | 0 | 0 | 0 | 0 | 0 | 0 | 0 | 0 | 0 | 0 | 0 | 0 | 0
NPgN | GSP | NPg Best View | Total installed large & mini CHP capacity (MW) | SPENNYMOOR | NPg Best View (Not in FES) | Gen_BB001 | MW | NPgN | Spennymoor |  | 0.147 | 0.147 | 0.147 | 0.147 | 0.147 | 0.147 | 0.147 | 0.147 | 0.147 | 0.134 | 0.115 | 0.091 | 0.056 | 0 | 0 | 0 | 0 | 0 | 0 | 0 | 0 | 0 | 0 | 0 | 0 | 0 | 0 | 0 | 0
NPgN | GSP | NPg Best View | Total installed large & mini CHP capacity (MW) | STELLA NORTH | NPg Best View (Not in FES) | Gen_BB001 | MW | NPgN | Stella North |  | 13.6 | 13.6 | 13.6 | 13.6 | 13.6 | 13.6 | 13.6 | 13.6 | 13.6 | 12.433 | 10.673 | 8.464 | 5.15 | 0 | 0 | 0 | 0 | 0 | 0 | 0 | 0 | 0 | 0 | 0 | 0 | 0 | 0 | 0 | 0
NPgN | GSP | NPg Best View | Total installed large & mini CHP capacity (MW) | STELLA SOUTH | NPg Best View (Not in FES) | Gen_BB001 | MW | NPgN | Stella South |  | 0.086 | 0.086 | 0.086 | 0.086 | 0.086 | 0.086 | 0.086 | 0.086 | 0.086 | 0.079 | 0.067 | 0.054 | 0.033 | 0 | 0 | 0 | 0 | 0 | 0 | 0 | 0 | 0 | 0 | 0 | 0 | 0 | 0 | 0 | 0
NPgN | GSP | NPg Best View | Total installed large & mini CHP capacity (MW) | TYNEMOUTH | NPg Best View (Not in FES) | Gen_BB001 | MW | NPgN | Tynemouth 1 |  | 7.549 | 7.549 | 7.549 | 7.549 | 7.549 | 7.549 | 7.549 | 7.549 | 7.549 | 6.901 | 5.924 | 4.698 | 2.859 | 0 | 0 | 0 | 0 | 0 | 0 | 0 | 0 | 0 | 0 | 0 | 0 | 0 | 0 | 0 | 0
NPgN | GSP | NPg Best View | Total installed large & mini CHP capacity (MW) | WEST BOLDON | NPg Best View (Not in FES) | Gen_BB001 | MW | NPgN | West Boldon |  | 0.45 | 0.45 | 0.45 | 0.45 | 0.45 | 0.45 | 0.45 | 0.45 | 0.45 | 0.411 | 0.353 | 0.28 | 0.17 | 0 | 0 | 0 | 0 | 0 | 0 | 0 | 0 | 0 | 0 | 0 | 0 | 0 | 0 | 0 | 0
NPgY | GSP | NPg Best View | Total installed large & mini CHP capacity (MW) | BRADFORD WEST | NPg Best View (Not in FES) | Gen_BB001 | MW | NPgY | Bradford West |  | 8.489 | 8.489 | 8.489 | 8.489 | 8.489 | 8.489 | 8.489 | 8.489 | 8.489 | 7.761 | 6.662 | 5.283 | 3.215 | 0 | 0 | 0 | 0 | 0 | 0 | 0 | 0 | 0 | 0 | 0 | 0 | 0 | 0 | 0 | 0
NPgY | GSP | NPg Best View | Total installed large & mini CHP capacity (MW) | CAMBLESFORTH | NPg Best View (Not in FES) | Gen_BB001 | MW | NPgY | Camblesforth |  | 10.08 | 10.08 | 10.08 | 10.08 | 10.08 | 10.08 | 10.08 | 10.08 | 10.08 | 9.215 | 7.911 | 6.273 | 3.817 | 0 | 0 | 0 | 0 | 0 | 0 | 0 | 0 | 0 | 0 | 0 | 0 | 0 | 0 | 0 | 0
NPgY | GSP | NPg Best View | Total installed large & mini CHP capacity (MW) | CREYKE BECK | NPg Best View (Not in FES) | Gen_BB001 | MW | NPgY | Creyke Beck |  | 29.5 | 29.5 | 29.5 | 29.5 | 29.5 | 29.5 | 29.5 | 29.5 | 29.5 | 26.969 | 23.151 | 18.359 | 11.171 | 0 | 0 | 0 | 0 | 0 | 0 | 0 | 0 | 0 | 0 | 0 | 0 | 0 | 0 | 0 | 0
NPgY | GSP | NPg Best View | Total installed large & mini CHP capacity (MW) | DRAX | NPg Best View (Not in FES) | Gen_BB001 | MW | NPgY | Drax |  | 8.266 | 8.266 | 8.266 | 8.266 | 8.266 | 8.266 | 8.266 | 8.266 | 8.266 | 7.557 | 6.487 | 5.144 | 3.13 | 0 | 0 | 0 | 0 | 0 | 0 | 0 | 0 | 0 | 0 | 0 | 0 | 0 | 0 | 0 | 0
NPgY | GSP | NPg Best View | Total installed large & mini CHP capacity (MW) | ELLAND | NPg Best View (Not in FES) | Gen_BB001 | MW | NPgY | Elland |  | 56.6 | 56.6 | 56.6 | 56.6 | 56.6 | 56.6 | 56.6 | 56.6 | 56.6 | 51.745 | 44.419 | 35.224 | 21.433 | 0 | 0 | 0 | 0 | 0 | 0 | 0 | 0 | 0 | 0 | 0 | 0 | 0 | 0 | 0 | 0
NPgY | GSP | NPg Best View | Total installed large & mini CHP capacity (MW) | FERRYBRIDGE A | NPg Best View (Not in FES) | Gen_BB001 | MW | NPgY | Ferrybridge A |  | 10.498 | 10.498 | 10.498 | 10.498 | 10.498 | 10.498 | 10.498 | 10.498 | 10.498 | 9.597 | 8.239 | 6.533 | 3.975 | 0 | 0 | 0 | 0 | 0 | 0 | 0 | 0 | 0 | 0 | 0 | 0 | 0 | 0 | 0 | 0
NPgY | GSP | NPg Best View | Total installed large & mini CHP capacity (MW) | FERRYBRIDGE B | NPg Best View (Not in FES) | Gen_BB001 | MW | NPgY | Ferrybridge B (_M) |  | 1.777 | 1.777 | 1.777 | 1.777 | 1.777 | 1.777 | 1.777 | 1.777 | 1.777 | 1.625 | 1.395 | 1.106 | 0.673 | 0 | 0 | 0 | 0 | 0 | 0 | 0 | 0 | 0 | 0 | 0 | 0 | 0 | 0 | 0 | 0
NPgY | GSP | NPg Best View | Total installed large & mini CHP capacity (MW) | GRIMSBY WEST | NPg Best View (Not in FES) | Gen_BB001 | MW | NPgY | Grimsby West |  | 71.205 | 71.205 | 71.205 | 71.205 | 71.205 | 71.205 | 71.205 | 71.205 | 71.205 | 65.097 | 55.881 | 44.314 | 26.964 | 0 | 0 | 0 | 0 | 0 | 0 | 0 | 0 | 0 | 0 | 0 | 0 | 0 | 0 | 0 | 0
NPgY | GSP | NPg Best View | Total installed large & mini CHP capacity (MW) | JORDANTHORPE | NPg Best View (Not in FES) | Gen_BB001 | MW | NPgY | Jordanthorpe |  | 0 | 0 | 0 | 0 | 0 | 0 | 0 | 0 | 0 | 0 | 0 | 0 | 0 | 0 | 0 | 0 | 0 | 0 | 0 | 0 | 0 | 0 | 0 | 0 | 0 | 0 | 0 | 0 | 0
NPgY | GSP | NPg Best View | Total installed large & mini CHP capacity (MW) | KEADBY | NPg Best View (Not in FES) | Gen_BB001 | MW | NPgY | Keadby |  | 23.922 | 23.922 | 23.922 | 23.922 | 23.922 | 23.922 | 23.922 | 23.922 | 23.922 | 21.87 | 18.774 | 14.888 | 9.059 | 0 | 0 | 0 | 0 | 0 | 0 | 0 | 0 | 0 | 0 | 0 | 0 | 0 | 0 | 0 | 0
NPgY | GSP | NPg Best View | Total installed large & mini CHP capacity (MW) | KIRKSTALL B | NPg Best View (Not in FES) | Gen_BB001 | MW | NPgY | Kirkstall B |  | 15.063 | 15.063 | 15.063 | 15.063 | 15.063 | 15.063 | 15.063 | 15.063 | 15.063 | 13.771 | 11.821 | 9.374 | 5.704 | 0 | 0 | 0 | 0 | 0 | 0 | 0 | 0 | 0 | 0 | 0 | 0 | 0 | 0 | 0 | 0
NPgY | GSP | NPg Best View | Total installed large & mini CHP capacity (MW) | NEEPSEND | NPg Best View (Not in FES) | Gen_BB001 | MW | NPgY | Neepsend |  | 0 | 0 | 0 | 0 | 0 | 0 | 0 | 0 | 0 | 0 | 0 | 0 | 0 | 0 | 0 | 0 | 0 | 0 | 0 | 0 | 0 | 0 | 0 | 0 | 0 | 0 | 0 | 0 | 0
NPgY | GSP | NPg Best View | Total installed large & mini CHP capacity (MW) | NORTON LEES | NPg Best View (Not in FES) | Gen_BB001 | MW | NPgY | Norton Lees |  | 0.236 | 0.236 | 0.236 | 0.236 | 0.236 | 0.236 | 0.236 | 0.236 | 0.236 | 0.216 | 0.185 | 0.147 | 0.089 | 0 | 0 | 0 | 0 | 0 | 0 | 0 | 0 | 0 | 0 | 0 | 0 | 0 | 0 | 0 | 0
NPgY | GSP | NPg Best View | Total installed large & mini CHP capacity (MW) | PITSMOOR 3/4 | NPg Best View (Not in FES) | Gen_BB001 | MW | NPgY | Pitsmoor |  | 0.105 | 0.105 | 0.105 | 0.105 | 0.105 | 0.105 | 0.105 | 0.105 | 0.105 | 0.096 | 0.082 | 0.065 | 0.04 | 0 | 0 | 0 | 0 | 0 | 0 | 0 | 0 | 0 | 0 | 0 | 0 | 0 | 0 | 0 | 0
NPgY | GSP | NPg Best View | Total installed large & mini CHP capacity (MW) | SALTEND NORTH | NPg Best View (Not in FES) | Gen_BB001 | MW | NPgY | Saltend North |  | 22.699 | 22.699 | 22.699 | 22.699 | 22.699 | 22.699 | 22.699 | 22.699 | 22.699 | 20.752 | 17.814 | 14.127 | 8.596 | 0 | 0 | 0 | 0 | 0 | 0 | 0 | 0 | 0 | 0 | 0 | 0 | 0 | 0 | 0 | 0
NPgY | GSP | NPg Best View | Total installed large & mini CHP capacity (MW) | SHEFFIELD CITY | NPg Best View (Not in FES) | Gen_BB001 | MW | NPgY | Sheffield City |  | 0 | 0 | 0 | 0 | 0 | 0 | 0 | 0 | 0 | 0 | 0 | 0 | 0 | 0 | 0 | 0 | 0 | 0 | 0 | 0 | 0 | 0 | 0 | 0 | 0 | 0 | 0 | 0 | 0
NPgY | GSP | NPg Best View | Total installed large & mini CHP capacity (MW) | SKELTON GRANGE | NPg Best View (Not in FES) | Gen_BB001 | MW | NPgY | Skelton Grange |  | 41.065 | 41.065 | 41.065 | 41.065 | 41.065 | 41.065 | 41.065 | 41.065 | 41.065 | 37.542 | 32.227 | 25.556 | 15.55 | 0 | 0 | 0 | 0 | 0 | 0 | 0 | 0 | 0 | 0 | 0 | 0 | 0 | 0 | 0 | 0
NPgY | GSP | NPg Best View | Total installed large & mini CHP capacity (MW) | TEMPLEBOROUGH 275/33KV | NPg Best View (Not in FES) | Gen_BB001 | MW | NPgY | Templeborough |  | 0 | 0 | 0 | 0 | 0 | 0 | 0 | 0 | 0 | 0 | 0 | 0 | 0 | 0 | 0 | 0 | 0 | 0 | 0 | 0 | 0 | 0 | 0 | 0 | 0 | 0 | 0 | 0 | 0
NPgY | GSP | NPg Best View | Total installed large & mini CHP capacity (MW) | THURCROFT | NPg Best View (Not in FES) | Gen_BB001 | MW | NPgY | Thurcroft |  | 30 | 30 | 30 | 30 | 30 | 30 | 30 | 30 | 30 | 27.427 | 23.544 | 18.67 | 11.36 | 0 | 0 | 0 | 0 | 0 | 0 | 0 | 0 | 0 | 0 | 0 | 0 | 0 | 0 | 0 | 0
NPgY | GSP | NPg Best View | Total installed large & mini CHP capacity (MW) | WEST MELTON / THORPE MARSH | NPg Best View (Not in FES) | Gen_BB001 | MW | NPgY | Thorpe Marsh |  | 2.137 | 2.137 | 2.137 | 2.137 | 2.137 | 2.137 | 2.137 | 2.137 | 2.137 | 1.954 | 1.677 | 1.33 | 0.809 | 0 | 0 | 0 | 0 | 0 | 0 | 0 | 0 | 0 | 0 | 0 | 0 | 0 | 0 | 0 | 0
NPgY | GSP | NPg Best View | Total installed large & mini CHP capacity (MW) | WEST MELTON SECTION 3 | NPg Best View (Not in FES) | Gen_BB001 | MW | NPgY | West Melton |  | 0.415 | 0.415 | 0.415 | 0.415 | 0.415 | 0.415 | 0.415 | 0.415 | 0.415 | 0.379 | 0.326 | 0.258 | 0.157 | 0 | 0 | 0 | 0 | 0 | 0 | 0 | 0 | 0 | 0 | 0 | 0 | 0 | 0 | 0 | 0
NPgY | GSP | NPg Best View | Total installed large & mini CHP capacity (MW) | WINCOBANK | NPg Best View (Not in FES) | Gen_BB001 | MW | NPgY | Wincobank |  | 0 | 0 | 0 | 0 | 0 | 0 | 0 | 0 | 0 | 0 | 0 | 0 | 0 | 0 | 0 | 0 | 0 | 0 | 0 | 0 | 0 | 0 | 0 | 0 | 0 | 0 | 0 | 0 | 0
NPgN | GSP | NG FES - Consumer Transformation | Total installed large & mini CHP capacity (MW) | BLYTH 66kV | Consumer Transformation | Gen_BB001 | MW | NPgN | Blyth 66kV |  | 0.1 | 0.128 | 0.128 | 0.128 | 0.128 | 0.128 | 0.128 | 0.128 | 0.128 | 0.122 | 0.11 | 0.097 | 0.083 | 0.069 | 0.054 | 0.042 | 0.03 | 0.019 | 0.01 | 0.003 | 0 | 0 | 0 | 0 | 0 | 0 | 0 | 0 | 0
NPgN | GSP | NG FES - Consumer Transformation | Total installed large & mini CHP capacity (MW) | BLYTH 132kV | Consumer Transformation | Gen_BB001 | MW | NPgN | Blyth 132kV |  | 0 | 0 | 0 | 0 | 0 | 0 | 0 | 0 | 0 | 0 | 0 | 0 | 0 | 0 | 0 | 0 | 0 | 0 | 0 | 0 | 0 | 0 | 0 | 0 | 0 | 0 | 0 | 0 | 0
NPgN | GSP | NG FES - Consumer Transformation | Total installed large & mini CHP capacity (MW) | FOURSTONES | Consumer Transformation | Gen_BB001 | MW | NPgN | Fourstones |  | 0 | 0 | 0 | 0 | 0 | 0 | 0 | 0 | 0 | 0 | 0 | 0 | 0 | 0 | 0 | 0 | 0 | 0 | 0 | 0 | 0 | 0 | 0 | 0 | 0 | 0 | 0 | 0 | 0
NPgN | GSP | NG FES - Consumer Transformation | Total installed large & mini CHP capacity (MW) | HARTMOOR | Consumer Transformation | Gen_BB001 | MW | NPgN | Hart Moor |  | 0.347 | 0.347 | 0.347 | 0.347 | 0.347 | 0.347 | 0.347 | 0.347 | 0.347 | 0.332 | 0.299 | 0.263 | 0.226 | 0.188 | 0.147 | 0.113 | 0.08 | 0.052 | 0.028 | 0.007 | 0 | 0 | 0 | 0 | 0 | 0 | 0 | 0 | 0
NPgN | GSP | NG FES - Consumer Transformation | Total installed large & mini CHP capacity (MW) | HAWTHORN PIT GRID | Consumer Transformation | Gen_BB001 | MW | NPgN | Hawthorn Pit |  | 1.995 | 1.995 | 1.995 | 1.995 | 1.995 | 1.995 | 1.995 | 1.995 | 1.995 | 1.908 | 1.718 | 1.514 | 1.301 | 1.081 | 0.847 | 0.647 | 0.462 | 0.298 | 0.161 | 0.04 | 0 | 0 | 0 | 0 | 0 | 0 | 0 | 0 | 0
NPgN | GSP | NG FES - Consumer Transformation | Total installed large & mini CHP capacity (MW) | KNARESBOROUGH | Consumer Transformation | Gen_BB001 | MW | NPgN | Knaresborough |  | 0.4 | 0.4 | 0.4 | 0.4 | 0.4 | 0.4 | 0.4 | 0.4 | 0.4 | 0.382 | 0.345 | 0.304 | 0.261 | 0.217 | 0.17 | 0.13 | 0.093 | 0.06 | 0.032 | 0.008 | 0 | 0 | 0 | 0 | 0 | 0 | 0 | 0 | 0
NPgN | GSP | NG FES - Consumer Transformation | Total installed large & mini CHP capacity (MW) | LACKENBY | Consumer Transformation | Gen_BB001 | MW | NPgN | Lackenby |  | 0 | 0 | 0 | 0 | 0 | 0 | 0 | 0 | 0 | 0 | 0 | 0 | 0 | 0 | 0 | 0 | 0 | 0 | 0 | 0 | 0 | 0 | 0 | 0 | 0 | 0 | 0 | 0 | 0
NPgN | GSP | NG FES - Consumer Transformation | Total installed large & mini CHP capacity (MW) | NORTON | Consumer Transformation | Gen_BB001 | MW | NPgN | Norton |  | 7.062 | 7.062 | 7.062 | 7.062 | 7.062 | 7.062 | 7.062 | 7.062 | 7.062 | 6.753 | 6.083 | 5.358 | 4.606 | 3.828 | 2.997 | 2.291 | 1.635 | 1.055 | 0.57 | 0.143 | 0 | 0 | 0 | 0 | 0 | 0 | 0 | 0 | 0
NPgN | GSP | NG FES - Consumer Transformation | Total installed large & mini CHP capacity (MW) | OFFERTON | Consumer Transformation | Gen_BB001 | MW | NPgN | Offerton |  | 1.2 | 1.2 | 1.2 | 1.2 | 1.2 | 1.2 | 1.2 | 1.2 | 1.2 | 1.147 | 1.034 | 0.911 | 0.783 | 0.65 | 0.509 | 0.389 | 0.278 | 0.179 | 0.097 | 0.024 | 0 | 0 | 0 | 0 | 0 | 0 | 0 | 0 | 0
NPgN | GSP | NG FES - Consumer Transformation | Total installed large & mini CHP capacity (MW) | OSBALDWICK | Consumer Transformation | Gen_BB001 | MW | NPgN | Osbaldwick |  | 4.537 | 4.537 | 4.537 | 4.537 | 4.537 | 4.537 | 4.537 | 4.537 | 4.537 | 4.338 | 3.908 | 3.443 | 2.959 | 2.459 | 1.925 | 1.472 | 1.051 | 0.678 | 0.366 | 0.092 | 0 | 0 | 0 | 0 | 0 | 0 | 0 | 0 | 0
NPgN | GSP | NG FES - Consumer Transformation | Total installed large & mini CHP capacity (MW) | POPPLETON | Consumer Transformation | Gen_BB001 | MW | NPgN | Poppleton |  | 0 | 0 | 0 | 0 | 0 | 0 | 0 | 0 | 0 | 0 | 0 | 0 | 0 | 0 | 0 | 0 | 0 | 0 | 0 | 0 | 0 | 0 | 0 | 0 | 0 | 0 | 0 | 0 | 0
NPgN | GSP | NG FES - Consumer Transformation | Total installed large & mini CHP capacity (MW) | SALTHOLME | Consumer Transformation | Gen_BB001 | MW | NPgN | Saltholme |  | 54.074 | 54.074 | 54.074 | 54.074 | 54.074 | 54.074 | 54.074 | 54.074 | 54.074 | 51.707 | 46.577 | 41.03 | 35.265 | 29.312 | 22.947 | 17.543 | 12.521 | 8.077 | 4.365 | 1.092 | 0 | 0 | 0 | 0 | 0 | 0 | 0 | 0 | 0
NPgN | GSP | NG FES - Consumer Transformation | Total installed large & mini CHP capacity (MW) | SOUTH SHIELDS | Consumer Transformation | Gen_BB001 | MW | NPgN | South Shields |  | 0 | 0 | 0 | 0 | 0 | 0 | 0 | 0 | 0 | 0 | 0 | 0 | 0 | 0 | 0 | 0 | 0 | 0 | 0 | 0 | 0 | 0 | 0 | 0 | 0 | 0 | 0 | 0 | 0
NPgN | GSP | NG FES - Consumer Transformation | Total installed large & mini CHP capacity (MW) | SPADEADAM | Consumer Transformation | Gen_BB001 | MW | NPgN | Spadeadam - Not in NG FES |  | 0 | 0 | 0 | 0 | 0 | 0 | 0 | 0 | 0 | 0 | 0 | 0 | 0 | 0 | 0 | 0 | 0 | 0 | 0 | 0 | 0 | 0 | 0 | 0 | 0 | 0 | 0 | 0 | 0
NPgN | GSP | NG FES - Consumer Transformation | Total installed large & mini CHP capacity (MW) | SPENNYMOOR | Consumer Transformation | Gen_BB001 | MW | NPgN | Spennymoor |  | 0.147 | 0.147 | 0.147 | 0.147 | 0.147 | 0.147 | 0.147 | 0.147 | 0.147 | 0.141 | 0.127 | 0.112 | 0.096 | 0.08 | 0.062 | 0.048 | 0.034 | 0.022 | 0.012 | 0.003 | 0 | 0 | 0 | 0 | 0 | 0 | 0 | 0 | 0
NPgN | GSP | NG FES - Consumer Transformation | Total installed large & mini CHP capacity (MW) | STELLA NORTH | Consumer Transformation | Gen_BB001 | MW | NPgN | Stella North |  | 13.6 | 13.6 | 13.6 | 13.6 | 13.6 | 13.6 | 13.6 | 13.6 | 13.6 | 13.005 | 11.714 | 10.319 | 8.869 | 7.372 | 5.771 | 4.412 | 3.149 | 2.031 | 1.098 | 0.275 | 0 | 0 | 0 | 0 | 0 | 0 | 0 | 0 | 0
NPgN | GSP | NG FES - Consumer Transformation | Total installed large & mini CHP capacity (MW) | STELLA SOUTH | Consumer Transformation | Gen_BB001 | MW | NPgN | Stella South |  | 0.086 | 0.086 | 0.086 | 0.086 | 0.086 | 0.086 | 0.086 | 0.086 | 0.086 | 0.082 | 0.074 | 0.065 | 0.056 | 0.047 | 0.036 | 0.028 | 0.02 | 0.013 | 0.007 | 0.002 | 0 | 0 | 0 | 0 | 0 | 0 | 0 | 0 | 0
NPgN | GSP | NG FES - Consumer Transformation | Total installed large & mini CHP capacity (MW) | TYNEMOUTH | Consumer Transformation | Gen_BB001 | MW | NPgN | Tynemouth 1 |  | 7.549 | 7.549 | 7.549 | 7.549 | 7.549 | 7.549 | 7.549 | 7.549 | 7.549 | 7.219 | 6.502 | 5.728 | 4.923 | 4.092 | 3.204 | 2.449 | 1.748 | 1.128 | 0.609 | 0.152 | 0 | 0 | 0 | 0 | 0 | 0 | 0 | 0 | 0
NPgN | GSP | NG FES - Consumer Transformation | Total installed large & mini CHP capacity (MW) | WEST BOLDON | Consumer Transformation | Gen_BB001 | MW | NPgN | West Boldon |  | 0.45 | 0.45 | 0.45 | 0.45 | 0.45 | 0.45 | 0.45 | 0.45 | 0.45 | 0.43 | 0.388 | 0.341 | 0.293 | 0.244 | 0.191 | 0.146 | 0.104 | 0.067 | 0.036 | 0.009 | 0 | 0 | 0 | 0 | 0 | 0 | 0 | 0 | 0
NPgY | GSP | NG FES - Consumer Transformation | Total installed large & mini CHP capacity (MW) | BRADFORD WEST | Consumer Transformation | Gen_BB001 | MW | NPgY | Bradford West |  | 8.489 | 8.489 | 8.489 | 8.489 | 8.489 | 8.489 | 8.489 | 8.489 | 8.489 | 8.117 | 7.312 | 6.441 | 5.536 | 4.602 | 3.602 | 2.754 | 1.966 | 1.268 | 0.685 | 0.171 | 0 | 0 | 0 | 0 | 0 | 0 | 0 | 0 | 0
NPgY | GSP | NG FES - Consumer Transformation | Total installed large & mini CHP capacity (MW) | CAMBLESFORTH | Consumer Transformation | Gen_BB001 | MW | NPgY | Camblesforth |  | 10.08 | 10.08 | 10.08 | 10.08 | 10.08 | 10.08 | 10.08 | 10.08 | 10.08 | 9.639 | 8.682 | 7.648 | 6.574 | 5.464 | 4.278 | 3.27 | 2.334 | 1.506 | 0.814 | 0.204 | 0 | 0 | 0 | 0 | 0 | 0 | 0 | 0 | 0
NPgY | GSP | NG FES - Consumer Transformation | Total installed large & mini CHP capacity (MW) | CREYKE BECK | Consumer Transformation | Gen_BB001 | MW | NPgY | Creyke Beck |  | 29.5 | 29.5 | 29.5 | 29.5 | 29.5 | 29.5 | 29.5 | 29.5 | 29.5 | 28.208 | 25.41 | 22.384 | 19.239 | 15.991 | 12.519 | 9.57 | 6.831 | 4.406 | 2.381 | 0.596 | 0 | 0 | 0 | 0 | 0 | 0 | 0 | 0 | 0
NPgY | GSP | NG FES - Consumer Transformation | Total installed large & mini CHP capacity (MW) | DRAX | Consumer Transformation | Gen_BB001 | MW | NPgY | Drax |  | 8.266 | 8.266 | 8.266 | 8.266 | 8.266 | 8.266 | 8.266 | 8.266 | 8.266 | 7.904 | 7.12 | 6.272 | 5.391 | 4.481 | 3.508 | 2.682 | 1.914 | 1.235 | 0.667 | 0.167 | 0 | 0 | 0 | 0 | 0 | 0 | 0 | 0 | 0
NPgY | GSP | NG FES - Consumer Transformation | Total installed large & mini CHP capacity (MW) | ELLAND | Consumer Transformation | Gen_BB001 | MW | NPgY | Elland |  | 56.6 | 56.6 | 56.6 | 56.6 | 56.6 | 56.6 | 56.6 | 56.6 | 56.6 | 54.122 | 48.753 | 42.947 | 36.913 | 30.681 | 24.019 | 18.362 | 13.106 | 8.454 | 4.569 | 1.143 | 0 | 0 | 0 | 0 | 0 | 0 | 0 | 0 | 0
NPgY | GSP | NG FES - Consumer Transformation | Total installed large & mini CHP capacity (MW) | FERRYBRIDGE A | Consumer Transformation | Gen_BB001 | MW | NPgY | Ferrybridge A |  | 10.498 | 10.498 | 10.498 | 10.498 | 10.498 | 10.498 | 10.498 | 10.498 | 10.498 | 10.038 | 9.042 | 7.966 | 6.846 | 5.691 | 4.455 | 3.406 | 2.431 | 1.568 | 0.847 | 0.212 | 0 | 0 | 0 | 0 | 0 | 0 | 0 | 0 | 0
NPgY | GSP | NG FES - Consumer Transformation | Total installed large & mini CHP capacity (MW) | FERRYBRIDGE B | Consumer Transformation | Gen_BB001 | MW | NPgY | Ferrybridge B (_M) |  | 1.777 | 1.777 | 1.777 | 1.777 | 1.777 | 1.777 | 1.777 | 1.777 | 1.777 | 1.699 | 1.531 | 1.348 | 1.159 | 0.963 | 0.754 | 0.576 | 0.411 | 0.265 | 0.143 | 0.036 | 0 | 0 | 0 | 0 | 0 | 0 | 0 | 0 | 0
NPgY | GSP | NG FES - Consumer Transformation | Total installed large & mini CHP capacity (MW) | GRIMSBY WEST | Consumer Transformation | Gen_BB001 | MW | NPgY | Grimsby West |  | 71.205 | 71.205 | 71.205 | 71.205 | 71.205 | 71.205 | 71.205 | 71.205 | 71.205 | 68.088 | 61.333 | 54.029 | 46.437 | 38.598 | 30.217 | 23.1 | 16.488 | 10.635 | 5.748 | 1.438 | 0 | 0 | 0 | 0 | 0 | 0 | 0 | 0 | 0
NPgY | GSP | NG FES - Consumer Transformation | Total installed large & mini CHP capacity (MW) | JORDANTHORPE | Consumer Transformation | Gen_BB001 | MW | NPgY | Jordanthorpe |  | 0 | 0 | 0 | 0 | 0 | 0 | 0 | 0 | 0 | 0 | 0 | 0 | 0 | 0 | 0 | 0 | 0 | 0 | 0 | 0 | 0 | 0 | 0 | 0 | 0 | 0 | 0 | 0 | 0
NPgY | GSP | NG FES - Consumer Transformation | Total installed large & mini CHP capacity (MW) | KEADBY | Consumer Transformation | Gen_BB001 | MW | NPgY | Keadby |  | 23.922 | 23.922 | 23.922 | 23.922 | 23.922 | 23.922 | 23.922 | 23.922 | 23.922 | 22.875 | 20.605 | 18.151 | 15.601 | 12.967 | 10.152 | 7.761 | 5.539 | 3.573 | 1.931 | 0.483 | 0 | 0 | 0 | 0 | 0 | 0 | 0 | 0 | 0
NPgY | GSP | NG FES - Consumer Transformation | Total installed large & mini CHP capacity (MW) | KIRKSTALL B | Consumer Transformation | Gen_BB001 | MW | NPgY | Kirkstall B |  | 15.063 | 15.063 | 15.063 | 15.063 | 15.063 | 15.063 | 15.063 | 15.063 | 15.063 | 14.404 | 12.975 | 11.429 | 9.824 | 8.165 | 6.392 | 4.887 | 3.488 | 2.25 | 1.216 | 0.304 | 0 | 0 | 0 | 0 | 0 | 0 | 0 | 0 | 0
NPgY | GSP | NG FES - Consumer Transformation | Total installed large & mini CHP capacity (MW) | NEEPSEND | Consumer Transformation | Gen_BB001 | MW | NPgY | Neepsend |  | 0 | 0 | 0 | 0 | 0 | 0 | 0 | 0 | 0 | 0 | 0 | 0 | 0 | 0 | 0 | 0 | 0 | 0 | 0 | 0 | 0 | 0 | 0 | 0 | 0 | 0 | 0 | 0 | 0
NPgY | GSP | NG FES - Consumer Transformation | Total installed large & mini CHP capacity (MW) | NORTON LEES | Consumer Transformation | Gen_BB001 | MW | NPgY | Norton Lees |  | 0.236 | 0.236 | 0.236 | 0.236 | 0.236 | 0.236 | 0.236 | 0.236 | 0.236 | 0.226 | 0.203 | 0.179 | 0.154 | 0.128 | 0.1 | 0.077 | 0.055 | 0.035 | 0.019 | 0.005 | 0 | 0 | 0 | 0 | 0 | 0 | 0 | 0 | 0
NPgY | GSP | NG FES - Consumer Transformation | Total installed large & mini CHP capacity (MW) | PITSMOOR 3/4 | Consumer Transformation | Gen_BB001 | MW | NPgY | Pitsmoor |  | 0.105 | 0.105 | 0.105 | 0.105 | 0.105 | 0.105 | 0.105 | 0.105 | 0.105 | 0.1 | 0.09 | 0.08 | 0.068 | 0.057 | 0.045 | 0.034 | 0.024 | 0.016 | 0.008 | 0.002 | 0 | 0 | 0 | 0 | 0 | 0 | 0 | 0 | 0
NPgY | GSP | NG FES - Consumer Transformation | Total installed large & mini CHP capacity (MW) | SALTEND NORTH | Consumer Transformation | Gen_BB001 | MW | NPgY | Saltend North |  | 22.699 | 22.699 | 22.699 | 22.699 | 22.699 | 22.699 | 22.699 | 22.699 | 22.699 | 21.705 | 19.552 | 17.223 | 14.803 | 12.304 | 9.633 | 7.364 | 5.256 | 3.39 | 1.832 | 0.458 | 0 | 0 | 0 | 0 | 0 | 0 | 0 | 0 | 0
NPgY | GSP | NG FES - Consumer Transformation | Total installed large & mini CHP capacity (MW) | SHEFFIELD CITY | Consumer Transformation | Gen_BB001 | MW | NPgY | Sheffield City |  | 0 | 0 | 0 | 0 | 0 | 0 | 0 | 0 | 0 | 0 | 0 | 0 | 0 | 0 | 0 | 0 | 0 | 0 | 0 | 0 | 0 | 0 | 0 | 0 | 0 | 0 | 0 | 0 | 0
NPgY | GSP | NG FES - Consumer Transformation | Total installed large & mini CHP capacity (MW) | SKELTON GRANGE | Consumer Transformation | Gen_BB001 | MW | NPgY | Skelton Grange |  | 41.065 | 41.065 | 41.065 | 41.065 | 41.065 | 41.065 | 41.065 | 41.065 | 41.065 | 39.267 | 35.371 | 31.159 | 26.781 | 22.26 | 17.426 | 13.322 | 9.509 | 6.134 | 3.315 | 0.829 | 0 | 0 | 0 | 0 | 0 | 0 | 0 | 0 | 0
NPgY | GSP | NG FES - Consumer Transformation | Total installed large & mini CHP capacity (MW) | TEMPLEBOROUGH 275/33KV | Consumer Transformation | Gen_BB001 | MW | NPgY | Templeborough |  | 0 | 0 | 0 | 0 | 0 | 0 | 0 | 0 | 0 | 0 | 0 | 0 | 0 | 0 | 0 | 0 | 0 | 0 | 0 | 0 | 0 | 0 | 0 | 0 | 0 | 0 | 0 | 0 | 0
NPgY | GSP | NG FES - Consumer Transformation | Total installed large & mini CHP capacity (MW) | THURCROFT | Consumer Transformation | Gen_BB001 | MW | NPgY | Thurcroft |  | 30 | 30 | 30 | 30 | 30 | 30 | 30 | 30 | 30 | 28.687 | 25.841 | 22.763 | 19.565 | 16.262 | 12.731 | 9.733 | 6.947 | 4.481 | 2.422 | 0.606 | 0 | 0 | 0 | 0 | 0 | 0 | 0 | 0 | 0
NPgY | GSP | NG FES - Consumer Transformation | Total installed large & mini CHP capacity (MW) | WEST MELTON / THORPE MARSH | Consumer Transformation | Gen_BB001 | MW | NPgY | Thorpe Marsh |  | 2.137 | 2.137 | 2.137 | 2.137 | 2.137 | 2.137 | 2.137 | 2.137 | 2.137 | 2.043 | 1.841 | 1.622 | 1.394 | 1.158 | 0.907 | 0.693 | 0.495 | 0.319 | 0.172 | 0.043 | 0 | 0 | 0 | 0 | 0 | 0 | 0 | 0 | 0
NPgY | GSP | NG FES - Consumer Transformation | Total installed large & mini CHP capacity (MW) | WEST MELTON SECTION 3 | Consumer Transformation | Gen_BB001 | MW | NPgY | West Melton |  | 0.415 | 0.415 | 0.415 | 0.415 | 0.415 | 0.415 | 0.415 | 0.415 | 0.415 | 0.397 | 0.357 | 0.315 | 0.271 | 0.225 | 0.176 | 0.135 | 0.096 | 0.062 | 0.033 | 0.008 | 0 | 0 | 0 | 0 | 0 | 0 | 0 | 0 | 0
NPgY | GSP | NG FES - Consumer Transformation | Total installed large & mini CHP capacity (MW) | WINCOBANK | Consumer Transformation | Gen_BB001 | MW | NPgY | Wincobank |  | 0 | 0 | 0 | 0 | 0 | 0 | 0 | 0 | 0 | 0 | 0 | 0 | 0 | 0 | 0 | 0 | 0 | 0 | 0 | 0 | 0 | 0 | 0 | 0 | 0 | 0 | 0 | 0 | 0
NPgN | GSP | NG FES - Falling Short | Total installed large & mini CHP capacity (MW) | BLYTH 66kV | Falling Short | Gen_BB001 | MW | NPgN | Blyth 66kV |  | 0.1 | 0.128 | 0.128 | 0.128 | 0.128 | 0.128 | 0.128 | 0.128 | 0.128 | 0.128 | 0.128 | 0.128 | 0.128 | 0.128 | 0.128 | 0.128 | 0.128 | 0.128 | 0.128 | 0.128 | 0.128 | 0.128 | 0.128 | 0.128 | 0.128 | 0.128 | 0.128 | 0.128 | 0.116
NPgN | GSP | NG FES - Falling Short | Total installed large & mini CHP capacity (MW) | BLYTH 132kV | Falling Short | Gen_BB001 | MW | NPgN | Blyth 132kV |  | 0 | 0 | 0 | 0 | 0 | 0 | 0 | 0 | 0 | 0 | 0 | 0 | 0 | 0 | 0 | 0 | 0 | 0 | 0 | 0 | 0 | 0 | 0 | 0 | 0 | 0 | 0 | 0 | 0
NPgN | GSP | NG FES - Falling Short | Total installed large & mini CHP capacity (MW) | FOURSTONES | Falling Short | Gen_BB001 | MW | NPgN | Fourstones |  | 0 | 0 | 0 | 0 | 0 | 0 | 0 | 0 | 0 | 0 | 0 | 0 | 0 | 0 | 0 | 0 | 0 | 0 | 0 | 0 | 0 | 0 | 0 | 0 | 0 | 0 | 0 | 0 | 0
NPgN | GSP | NG FES - Falling Short | Total installed large & mini CHP capacity (MW) | HARTMOOR | Falling Short | Gen_BB001 | MW | NPgN | Hart Moor |  | 0.347 | 0.347 | 0.347 | 0.347 | 0.347 | 0.347 | 0.347 | 0.347 | 0.347 | 0.347 | 0.347 | 0.347 | 0.347 | 0.347 | 0.347 | 0.347 | 0.347 | 0.347 | 0.347 | 0.347 | 0.347 | 0.347 | 0.347 | 0.347 | 0.347 | 0.347 | 0.347 | 0.347 | 0.315
NPgN | GSP | NG FES - Falling Short | Total installed large & mini CHP capacity (MW) | HAWTHORN PIT GRID | Falling Short | Gen_BB001 | MW | NPgN | Hawthorn Pit |  | 1.995 | 1.995 | 1.995 | 1.995 | 1.995 | 1.995 | 1.995 | 1.995 | 1.995 | 1.995 | 1.995 | 1.995 | 1.995 | 1.995 | 1.995 | 1.995 | 1.995 | 1.995 | 1.995 | 1.995 | 1.995 | 1.995 | 1.995 | 1.995 | 1.995 | 1.995 | 1.995 | 1.995 | 1.812
NPgN | GSP | NG FES - Falling Short | Total installed large & mini CHP capacity (MW) | KNARESBOROUGH | Falling Short | Gen_BB001 | MW | NPgN | Knaresborough |  | 0.4 | 0.4 | 0.4 | 0.4 | 0.4 | 0.4 | 0.4 | 0.4 | 0.4 | 0.4 | 0.4 | 0.4 | 0.4 | 0.4 | 0.4 | 0.4 | 0.4 | 0.4 | 0.4 | 0.4 | 0.4 | 0.4 | 0.4 | 0.4 | 0.4 | 0.4 | 0.4 | 0.4 | 0.363
NPgN | GSP | NG FES - Falling Short | Total installed large & mini CHP capacity (MW) | LACKENBY | Falling Short | Gen_BB001 | MW | NPgN | Lackenby |  | 0 | 0 | 0 | 0 | 0 | 0 | 0 | 0 | 0 | 0 | 0 | 0 | 0 | 0 | 0 | 0 | 0 | 0 | 0 | 0 | 0 | 0 | 0 | 0 | 0 | 0 | 0 | 0 | 0
NPgN | GSP | NG FES - Falling Short | Total installed large & mini CHP capacity (MW) | NORTON | Falling Short | Gen_BB001 | MW | NPgN | Norton |  | 7.062 | 7.062 | 7.062 | 7.062 | 7.062 | 7.062 | 7.062 | 7.062 | 7.062 | 7.062 | 7.062 | 7.062 | 7.062 | 7.062 | 7.062 | 7.062 | 7.062 | 7.062 | 7.062 | 7.062 | 7.062 | 7.062 | 7.062 | 7.062 | 7.062 | 7.062 | 7.062 | 7.062 | 6.414
NPgN | GSP | NG FES - Falling Short | Total installed large & mini CHP capacity (MW) | OFFERTON | Falling Short | Gen_BB001 | MW | NPgN | Offerton |  | 1.2 | 1.2 | 1.2 | 1.2 | 1.2 | 1.2 | 1.2 | 1.2 | 1.2 | 1.2 | 1.2 | 1.2 | 1.2 | 1.2 | 1.2 | 1.2 | 1.2 | 1.2 | 1.2 | 1.2 | 1.2 | 1.2 | 1.2 | 1.2 | 1.2 | 1.2 | 1.2 | 1.2 | 1.09
NPgN | GSP | NG FES - Falling Short | Total installed large & mini CHP capacity (MW) | OSBALDWICK | Falling Short | Gen_BB001 | MW | NPgN | Osbaldwick |  | 4.537 | 4.537 | 4.537 | 4.537 | 4.537 | 4.537 | 4.537 | 4.537 | 4.537 | 4.537 | 4.537 | 4.537 | 4.537 | 4.537 | 4.537 | 4.537 | 4.537 | 4.537 | 4.537 | 4.537 | 4.537 | 4.537 | 4.537 | 4.537 | 4.537 | 4.537 | 4.537 | 4.537 | 4.121
NPgN | GSP | NG FES - Falling Short | Total installed large & mini CHP capacity (MW) | POPPLETON | Falling Short | Gen_BB001 | MW | NPgN | Poppleton |  | 0 | 0 | 0 | 0 | 0 | 0 | 0 | 0 | 0 | 0 | 0 | 0 | 0 | 0 | 0 | 0 | 0 | 0 | 0 | 0 | 0 | 0 | 0 | 0 | 0 | 0 | 0 | 0 | 0
NPgN | GSP | NG FES - Falling Short | Total installed large & mini CHP capacity (MW) | SALTHOLME | Falling Short | Gen_BB001 | MW | NPgN | Saltholme |  | 54.074 | 54.074 | 54.074 | 54.074 | 54.074 | 54.074 | 54.074 | 54.074 | 54.074 | 54.074 | 54.074 | 54.074 | 54.074 | 54.074 | 54.074 | 54.074 | 54.074 | 54.074 | 54.074 | 54.074 | 54.074 | 54.074 | 54.074 | 54.074 | 54.074 | 54.074 | 54.074 | 54.074 | 49.114
NPgN | GSP | NG FES - Falling Short | Total installed large & mini CHP capacity (MW) | SOUTH SHIELDS | Falling Short | Gen_BB001 | MW | NPgN | South Shields |  | 0 | 0 | 0 | 0 | 0 | 0 | 0 | 0 | 0 | 0 | 0 | 0 | 0 | 0 | 0 | 0 | 0 | 0 | 0 | 0 | 0 | 0 | 0 | 0 | 0 | 0 | 0 | 0 | 0
NPgN | GSP | NG FES - Falling Short | Total installed large & mini CHP capacity (MW) | SPADEADAM | Falling Short | Gen_BB001 | MW | NPgN | Spadeadam - Not in NG FES |  | 0 | 0 | 0 | 0 | 0 | 0 | 0 | 0 | 0 | 0 | 0 | 0 | 0 | 0 | 0 | 0 | 0 | 0 | 0 | 0 | 0 | 0 | 0 | 0 | 0 | 0 | 0 | 0 | 0
NPgN | GSP | NG FES - Falling Short | Total installed large & mini CHP capacity (MW) | SPENNYMOOR | Falling Short | Gen_BB001 | MW | NPgN | Spennymoor |  | 0.147 | 0.147 | 0.147 | 0.147 | 0.147 | 0.147 | 0.147 | 0.147 | 0.147 | 0.147 | 0.147 | 0.147 | 0.147 | 0.147 | 0.147 | 0.147 | 0.147 | 0.147 | 0.147 | 0.147 | 0.147 | 0.147 | 0.147 | 0.147 | 0.147 | 0.147 | 0.147 | 0.147 | 0.134
NPgN | GSP | NG FES - Falling Short | Total installed large & mini CHP capacity (MW) | STELLA NORTH | Falling Short | Gen_BB001 | MW | NPgN | Stella North |  | 13.6 | 13.6 | 13.6 | 13.6 | 13.6 | 13.6 | 13.6 | 13.6 | 13.6 | 13.6 | 13.6 | 13.6 | 13.6 | 13.6 | 13.6 | 13.6 | 13.6 | 13.6 | 13.6 | 13.6 | 13.6 | 13.6 | 13.6 | 13.6 | 13.6 | 13.6 | 13.6 | 13.6 | 12.352
NPgN | GSP | NG FES - Falling Short | Total installed large & mini CHP capacity (MW) | STELLA SOUTH | Falling Short | Gen_BB001 | MW | NPgN | Stella South |  | 0.086 | 0.086 | 0.086 | 0.086 | 0.086 | 0.086 | 0.086 | 0.086 | 0.086 | 0.086 | 0.086 | 0.086 | 0.086 | 0.086 | 0.086 | 0.086 | 0.086 | 0.086 | 0.086 | 0.086 | 0.086 | 0.086 | 0.086 | 0.086 | 0.086 | 0.086 | 0.086 | 0.086 | 0.078
NPgN | GSP | NG FES - Falling Short | Total installed large & mini CHP capacity (MW) | TYNEMOUTH | Falling Short | Gen_BB001 | MW | NPgN | Tynemouth 1 |  | 7.549 | 7.549 | 7.549 | 7.549 | 7.549 | 7.549 | 7.549 | 7.549 | 7.549 | 7.549 | 7.549 | 7.549 | 7.549 | 7.549 | 7.549 | 7.549 | 7.549 | 7.549 | 7.549 | 7.549 | 7.549 | 7.549 | 7.549 | 7.549 | 7.549 | 7.549 | 7.549 | 7.549 | 6.857
NPgN | GSP | NG FES - Falling Short | Total installed large & mini CHP capacity (MW) | WEST BOLDON | Falling Short | Gen_BB001 | MW | NPgN | West Boldon |  | 0.45 | 0.45 | 0.45 | 0.45 | 0.45 | 0.45 | 0.45 | 0.45 | 0.45 | 0.45 | 0.45 | 0.45 | 0.45 | 0.45 | 0.45 | 0.45 | 0.45 | 0.45 | 0.45 | 0.45 | 0.45 | 0.45 | 0.45 | 0.45 | 0.45 | 0.45 | 0.45 | 0.45 | 0.409
NPgY | GSP | NG FES - Falling Short | Total installed large & mini CHP capacity (MW) | BRADFORD WEST | Falling Short | Gen_BB001 | MW | NPgY | Bradford West |  | 8.489 | 8.489 | 8.489 | 8.489 | 8.489 | 8.489 | 8.489 | 8.489 | 8.489 | 8.489 | 8.489 | 8.489 | 8.489 | 8.489 | 8.489 | 8.489 | 8.489 | 8.489 | 8.489 | 8.489 | 8.489 | 8.489 | 8.489 | 8.489 | 8.489 | 8.489 | 8.489 | 8.489 | 7.71
NPgY | GSP | NG FES - Falling Short | Total installed large & mini CHP capacity (MW) | CAMBLESFORTH | Falling Short | Gen_BB001 | MW | NPgY | Camblesforth |  | 10.08 | 10.08 | 10.08 | 10.08 | 10.08 | 10.08 | 10.08 | 10.08 | 10.08 | 10.08 | 10.08 | 10.08 | 10.08 | 10.08 | 10.08 | 10.08 | 10.08 | 10.08 | 10.08 | 10.08 | 10.08 | 10.08 | 10.08 | 10.08 | 10.08 | 10.08 | 10.08 | 10.08 | 9.155
NPgY | GSP | NG FES - Falling Short | Total installed large & mini CHP capacity (MW) | CREYKE BECK | Falling Short | Gen_BB001 | MW | NPgY | Creyke Beck |  | 29.5 | 29.5 | 29.5 | 29.5 | 29.5 | 29.5 | 29.5 | 29.5 | 29.5 | 29.5 | 29.5 | 29.5 | 29.5 | 29.5 | 29.5 | 29.5 | 29.5 | 29.5 | 29.5 | 29.5 | 29.5 | 29.5 | 29.5 | 29.5 | 29.5 | 29.5 | 29.5 | 29.5 | 26.794
NPgY | GSP | NG FES - Falling Short | Total installed large & mini CHP capacity (MW) | DRAX | Falling Short | Gen_BB001 | MW | NPgY | Drax |  | 8.266 | 8.266 | 8.266 | 8.266 | 8.266 | 8.266 | 8.266 | 8.266 | 8.266 | 8.266 | 8.266 | 8.266 | 8.266 | 8.266 | 8.266 | 8.266 | 8.266 | 8.266 | 8.266 | 8.266 | 8.266 | 8.266 | 8.266 | 8.266 | 8.266 | 8.266 | 8.266 | 8.266 | 7.508
NPgY | GSP | NG FES - Falling Short | Total installed large & mini CHP capacity (MW) | ELLAND | Falling Short | Gen_BB001 | MW | NPgY | Elland |  | 56.6 | 56.6 | 56.6 | 56.6 | 56.6 | 56.6 | 56.6 | 56.6 | 56.6 | 56.6 | 56.6 | 56.6 | 56.6 | 56.6 | 56.6 | 56.6 | 56.6 | 56.6 | 56.6 | 56.6 | 56.6 | 56.6 | 56.6 | 56.6 | 56.6 | 56.6 | 56.6 | 56.6 | 51.408
NPgY | GSP | NG FES - Falling Short | Total installed large & mini CHP capacity (MW) | FERRYBRIDGE A | Falling Short | Gen_BB001 | MW | NPgY | Ferrybridge A |  | 10.498 | 10.498 | 10.498 | 10.498 | 10.498 | 10.498 | 10.498 | 10.498 | 10.498 | 10.498 | 10.498 | 10.498 | 10.498 | 10.498 | 10.498 | 10.498 | 10.498 | 10.498 | 10.498 | 10.498 | 10.498 | 10.498 | 10.498 | 10.498 | 10.498 | 10.498 | 10.498 | 10.498 | 9.535
NPgY | GSP | NG FES - Falling Short | Total installed large & mini CHP capacity (MW) | FERRYBRIDGE B | Falling Short | Gen_BB001 | MW | NPgY | Ferrybridge B (_M) |  | 1.777 | 1.777 | 1.777 | 1.777 | 1.777 | 1.777 | 1.777 | 1.777 | 1.777 | 1.777 | 1.777 | 1.777 | 1.777 | 1.777 | 1.777 | 1.777 | 1.777 | 1.777 | 1.777 | 1.777 | 1.777 | 1.777 | 1.777 | 1.777 | 1.777 | 1.777 | 1.777 | 1.777 | 1.614
NPgY | GSP | NG FES - Falling Short | Total installed large & mini CHP capacity (MW) | GRIMSBY WEST | Falling Short | Gen_BB001 | MW | NPgY | Grimsby West |  | 71.205 | 71.205 | 71.205 | 71.205 | 71.205 | 71.205 | 71.205 | 71.205 | 71.205 | 71.205 | 71.205 | 71.205 | 71.205 | 71.205 | 71.205 | 71.205 | 71.205 | 71.205 | 71.205 | 71.205 | 71.205 | 71.205 | 71.205 | 71.205 | 71.205 | 71.205 | 71.205 | 71.205 | 64.673
NPgY | GSP | NG FES - Falling Short | Total installed large & mini CHP capacity (MW) | JORDANTHORPE | Falling Short | Gen_BB001 | MW | NPgY | Jordanthorpe |  | 0 | 0 | 0 | 0 | 0 | 0 | 0 | 0 | 0 | 0 | 0 | 0 | 0 | 0 | 0 | 0 | 0 | 0 | 0 | 0 | 0 | 0 | 0 | 0 | 0 | 0 | 0 | 0 | 0
NPgY | GSP | NG FES - Falling Short | Total installed large & mini CHP capacity (MW) | KEADBY | Falling Short | Gen_BB001 | MW | NPgY | Keadby |  | 23.922 | 23.922 | 23.922 | 23.922 | 23.922 | 23.922 | 23.922 | 23.922 | 23.922 | 23.922 | 23.922 | 23.922 | 23.922 | 23.922 | 23.922 | 23.922 | 23.922 | 23.922 | 23.922 | 23.922 | 23.922 | 23.922 | 23.922 | 23.922 | 23.922 | 23.922 | 23.922 | 23.922 | 21.728
NPgY | GSP | NG FES - Falling Short | Total installed large & mini CHP capacity (MW) | KIRKSTALL B | Falling Short | Gen_BB001 | MW | NPgY | Kirkstall B |  | 15.063 | 15.063 | 15.063 | 15.063 | 15.063 | 15.063 | 15.063 | 15.063 | 15.063 | 15.063 | 15.063 | 15.063 | 15.063 | 15.063 | 15.063 | 15.063 | 15.063 | 15.063 | 15.063 | 15.063 | 15.063 | 15.063 | 15.063 | 15.063 | 15.063 | 15.063 | 15.063 | 15.063 | 13.681
NPgY | GSP | NG FES - Falling Short | Total installed large & mini CHP capacity (MW) | NEEPSEND | Falling Short | Gen_BB001 | MW | NPgY | Neepsend |  | 0 | 0 | 0 | 0 | 0 | 0 | 0 | 0 | 0 | 0 | 0 | 0 | 0 | 0 | 0 | 0 | 0 | 0 | 0 | 0 | 0 | 0 | 0 | 0 | 0 | 0 | 0 | 0 | 0
NPgY | GSP | NG FES - Falling Short | Total installed large & mini CHP capacity (MW) | NORTON LEES | Falling Short | Gen_BB001 | MW | NPgY | Norton Lees |  | 0.236 | 0.236 | 0.236 | 0.236 | 0.236 | 0.236 | 0.236 | 0.236 | 0.236 | 0.236 | 0.236 | 0.236 | 0.236 | 0.236 | 0.236 | 0.236 | 0.236 | 0.236 | 0.236 | 0.236 | 0.236 | 0.236 | 0.236 | 0.236 | 0.236 | 0.236 | 0.236 | 0.236 | 0.214
NPgY | GSP | NG FES - Falling Short | Total installed large & mini CHP capacity (MW) | PITSMOOR 3/4 | Falling Short | Gen_BB001 | MW | NPgY | Pitsmoor |  | 0.105 | 0.105 | 0.105 | 0.105 | 0.105 | 0.105 | 0.105 | 0.105 | 0.105 | 0.105 | 0.105 | 0.105 | 0.105 | 0.105 | 0.105 | 0.105 | 0.105 | 0.105 | 0.105 | 0.105 | 0.105 | 0.105 | 0.105 | 0.105 | 0.105 | 0.105 | 0.105 | 0.105 | 0.095
NPgY | GSP | NG FES - Falling Short | Total installed large & mini CHP capacity (MW) | SALTEND NORTH | Falling Short | Gen_BB001 | MW | NPgY | Saltend North |  | 22.699 | 22.699 | 22.699 | 22.699 | 22.699 | 22.699 | 22.699 | 22.699 | 22.699 | 22.699 | 22.699 | 22.699 | 22.699 | 22.699 | 22.699 | 22.699 | 22.699 | 22.699 | 22.699 | 22.699 | 22.699 | 22.699 | 22.699 | 22.699 | 22.699 | 22.699 | 22.699 | 22.699 | 20.617
NPgY | GSP | NG FES - Falling Short | Total installed large & mini CHP capacity (MW) | SHEFFIELD CITY | Falling Short | Gen_BB001 | MW | NPgY | Sheffield City |  | 0 | 0 | 0 | 0 | 0 | 0 | 0 | 0 | 0 | 0 | 0 | 0 | 0 | 0 | 0 | 0 | 0 | 0 | 0 | 0 | 0 | 0 | 0 | 0 | 0 | 0 | 0 | 0 | 0
NPgY | GSP | NG FES - Falling Short | Total installed large & mini CHP capacity (MW) | SKELTON GRANGE | Falling Short | Gen_BB001 | MW | NPgY | Skelton Grange |  | 41.065 | 41.065 | 41.065 | 41.065 | 41.065 | 41.065 | 41.065 | 41.065 | 41.065 | 41.065 | 41.065 | 41.065 | 41.065 | 41.065 | 41.065 | 41.065 | 41.065 | 41.065 | 41.065 | 41.065 | 41.065 | 41.065 | 41.065 | 41.065 | 41.065 | 41.065 | 41.065 | 41.065 | 37.298
NPgY | GSP | NG FES - Falling Short | Total installed large & mini CHP capacity (MW) | TEMPLEBOROUGH 275/33KV | Falling Short | Gen_BB001 | MW | NPgY | Templeborough |  | 0 | 0 | 0 | 0 | 0 | 0 | 0 | 0 | 0 | 0 | 0 | 0 | 0 | 0 | 0 | 0 | 0 | 0 | 0 | 0 | 0 | 0 | 0 | 0 | 0 | 0 | 0 | 0 | 0
NPgY | GSP | NG FES - Falling Short | Total installed large & mini CHP capacity (MW) | THURCROFT | Falling Short | Gen_BB001 | MW | NPgY | Thurcroft |  | 30 | 30 | 30 | 30 | 30 | 30 | 30 | 30 | 30 | 30 | 30 | 30 | 30 | 30 | 30 | 30 | 30 | 30 | 30 | 30 | 30 | 30 | 30 | 30 | 30 | 30 | 30 | 30 | 27.248
NPgY | GSP | NG FES - Falling Short | Total installed large & mini CHP capacity (MW) | WEST MELTON / THORPE MARSH | Falling Short | Gen_BB001 | MW | NPgY | Thorpe Marsh |  | 2.137 | 2.137 | 2.137 | 2.137 | 2.137 | 2.137 | 2.137 | 2.137 | 2.137 | 2.137 | 2.137 | 2.137 | 2.137 | 2.137 | 2.137 | 2.137 | 2.137 | 2.137 | 2.137 | 2.137 | 2.137 | 2.137 | 2.137 | 2.137 | 2.137 | 2.137 | 2.137 | 2.137 | 1.941
NPgY | GSP | NG FES - Falling Short | Total installed large & mini CHP capacity (MW) | WEST MELTON SECTION 3 | Falling Short | Gen_BB001 | MW | NPgY | West Melton |  | 0.415 | 0.415 | 0.415 | 0.415 | 0.415 | 0.415 | 0.415 | 0.415 | 0.415 | 0.415 | 0.415 | 0.415 | 0.415 | 0.415 | 0.415 | 0.415 | 0.415 | 0.415 | 0.415 | 0.415 | 0.415 | 0.415 | 0.415 | 0.415 | 0.415 | 0.415 | 0.415 | 0.415 | 0.377
NPgY | GSP | NG FES - Falling Short | Total installed large & mini CHP capacity (MW) | WINCOBANK | Falling Short | Gen_BB001 | MW | NPgY | Wincobank |  | 0 | 0 | 0 | 0 | 0 | 0 | 0 | 0 | 0 | 0 | 0 | 0 | 0 | 0 | 0 | 0 | 0 | 0 | 0 | 0 | 0 | 0 | 0 | 0 | 0 | 0 | 0 | 0 | 0
NPgN | GSP | NG FES - Leading the Way | Total installed large & mini CHP capacity (MW) | BLYTH 66kV | Leading the Way | Gen_BB001 | MW | NPgN | Blyth 66kV |  | 0.1 | 0.128 | 0.128 | 0.128 | 0.128 | 0.128 | 0.128 | 0.128 | 0.128 | 0.117 | 0.1 | 0.08 | 0.048 | 0 | 0 | 0 | 0 | 0 | 0 | 0 | 0 | 0 | 0 | 0 | 0 | 0 | 0 | 0 | 0
NPgN | GSP | NG FES - Leading the Way | Total installed large & mini CHP capacity (MW) | BLYTH 132kV | Leading the Way | Gen_BB001 | MW | NPgN | Blyth 132kV |  | 0 | 0 | 0 | 0 | 0 | 0 | 0 | 0 | 0 | 0 | 0 | 0 | 0 | 0 | 0 | 0 | 0 | 0 | 0 | 0 | 0 | 0 | 0 | 0 | 0 | 0 | 0 | 0 | 0
NPgN | GSP | NG FES - Leading the Way | Total installed large & mini CHP capacity (MW) | FOURSTONES | Leading the Way | Gen_BB001 | MW | NPgN | Fourstones |  | 0 | 0 | 0 | 0 | 0 | 0 | 0 | 0 | 0 | 0 | 0 | 0 | 0 | 0 | 0 | 0 | 0 | 0 | 0 | 0 | 0 | 0 | 0 | 0 | 0 | 0 | 0 | 0 | 0
NPgN | GSP | NG FES - Leading the Way | Total installed large & mini CHP capacity (MW) | HARTMOOR | Leading the Way | Gen_BB001 | MW | NPgN | Hart Moor |  | 0.347 | 0.347 | 0.347 | 0.347 | 0.347 | 0.347 | 0.347 | 0.347 | 0.347 | 0.317 | 0.272 | 0.216 | 0.131 | 0 | 0 | 0 | 0 | 0 | 0 | 0 | 0 | 0 | 0 | 0 | 0 | 0 | 0 | 0 | 0
NPgN | GSP | NG FES - Leading the Way | Total installed large & mini CHP capacity (MW) | HAWTHORN PIT GRID | Leading the Way | Gen_BB001 | MW | NPgN | Hawthorn Pit |  | 1.995 | 1.995 | 1.995 | 1.995 | 1.995 | 1.995 | 1.995 | 1.995 | 1.995 | 1.824 | 1.566 | 1.242 | 0.755 | 0 | 0 | 0 | 0 | 0 | 0 | 0 | 0 | 0 | 0 | 0 | 0 | 0 | 0 | 0 | 0
NPgN | GSP | NG FES - Leading the Way | Total installed large & mini CHP capacity (MW) | KNARESBOROUGH | Leading the Way | Gen_BB001 | MW | NPgN | Knaresborough |  | 0.4 | 0.4 | 0.4 | 0.4 | 0.4 | 0.4 | 0.4 | 0.4 | 0.4 | 0.366 | 0.314 | 0.249 | 0.151 | 0 | 0 | 0 | 0 | 0 | 0 | 0 | 0 | 0 | 0 | 0 | 0 | 0 | 0 | 0 | 0
NPgN | GSP | NG FES - Leading the Way | Total installed large & mini CHP capacity (MW) | LACKENBY | Leading the Way | Gen_BB001 | MW | NPgN | Lackenby |  | 0 | 0 | 0 | 0 | 0 | 0 | 0 | 0 | 0 | 0 | 0 | 0 | 0 | 0 | 0 | 0 | 0 | 0 | 0 | 0 | 0 | 0 | 0 | 0 | 0 | 0 | 0 | 0 | 0
NPgN | GSP | NG FES - Leading the Way | Total installed large & mini CHP capacity (MW) | NORTON | Leading the Way | Gen_BB001 | MW | NPgN | Norton |  | 7.062 | 7.062 | 7.062 | 7.062 | 7.062 | 7.062 | 7.062 | 7.062 | 7.062 | 6.456 | 5.542 | 4.395 | 2.674 | 0 | 0 | 0 | 0 | 0 | 0 | 0 | 0 | 0 | 0 | 0 | 0 | 0 | 0 | 0 | 0
NPgN | GSP | NG FES - Leading the Way | Total installed large & mini CHP capacity (MW) | OFFERTON | Leading the Way | Gen_BB001 | MW | NPgN | Offerton |  | 1.2 | 1.2 | 1.2 | 1.2 | 1.2 | 1.2 | 1.2 | 1.2 | 1.2 | 1.097 | 0.942 | 0.747 | 0.454 | 0 | 0 | 0 | 0 | 0 | 0 | 0 | 0 | 0 | 0 | 0 | 0 | 0 | 0 | 0 | 0
NPgN | GSP | NG FES - Leading the Way | Total installed large & mini CHP capacity (MW) | OSBALDWICK | Leading the Way | Gen_BB001 | MW | NPgN | Osbaldwick |  | 4.537 | 4.537 | 4.537 | 4.537 | 4.537 | 4.537 | 4.537 | 4.537 | 4.537 | 4.148 | 3.561 | 2.824 | 1.718 | 0 | 0 | 0 | 0 | 0 | 0 | 0 | 0 | 0 | 0 | 0 | 0 | 0 | 0 | 0 | 0
NPgN | GSP | NG FES - Leading the Way | Total installed large & mini CHP capacity (MW) | POPPLETON | Leading the Way | Gen_BB001 | MW | NPgN | Poppleton |  | 0 | 0 | 0 | 0 | 0 | 0 | 0 | 0 | 0 | 0 | 0 | 0 | 0 | 0 | 0 | 0 | 0 | 0 | 0 | 0 | 0 | 0 | 0 | 0 | 0 | 0 | 0 | 0 | 0
NPgN | GSP | NG FES - Leading the Way | Total installed large & mini CHP capacity (MW) | SALTHOLME | Leading the Way | Gen_BB001 | MW | NPgN | Saltholme |  | 54.074 | 54.074 | 54.074 | 54.074 | 54.074 | 54.074 | 54.074 | 54.074 | 54.074 | 49.435 | 42.437 | 33.652 | 20.476 | 0 | 0 | 0 | 0 | 0 | 0 | 0 | 0 | 0 | 0 | 0 | 0 | 0 | 0 | 0 | 0
NPgN | GSP | NG FES - Leading the Way | Total installed large & mini CHP capacity (MW) | SOUTH SHIELDS | Leading the Way | Gen_BB001 | MW | NPgN | South Shields |  | 0 | 0 | 0 | 0 | 0 | 0 | 0 | 0 | 0 | 0 | 0 | 0 | 0 | 0 | 0 | 0 | 0 | 0 | 0 | 0 | 0 | 0 | 0 | 0 | 0 | 0 | 0 | 0 | 0
NPgN | GSP | NG FES - Leading the Way | Total installed large & mini CHP capacity (MW) | SPADEADAM | Leading the Way | Gen_BB001 | MW | NPgN | Spadeadam - Not in NG FES |  | 0 | 0 | 0 | 0 | 0 | 0 | 0 | 0 | 0 | 0 | 0 | 0 | 0 | 0 | 0 | 0 | 0 | 0 | 0 | 0 | 0 | 0 | 0 | 0 | 0 | 0 | 0 | 0 | 0
NPgN | GSP | NG FES - Leading the Way | Total installed large & mini CHP capacity (MW) | SPENNYMOOR | Leading the Way | Gen_BB001 | MW | NPgN | Spennymoor |  | 0.147 | 0.147 | 0.147 | 0.147 | 0.147 | 0.147 | 0.147 | 0.147 | 0.147 | 0.134 | 0.115 | 0.091 | 0.056 | 0 | 0 | 0 | 0 | 0 | 0 | 0 | 0 | 0 | 0 | 0 | 0 | 0 | 0 | 0 | 0
NPgN | GSP | NG FES - Leading the Way | Total installed large & mini CHP capacity (MW) | STELLA NORTH | Leading the Way | Gen_BB001 | MW | NPgN | Stella North |  | 13.6 | 13.6 | 13.6 | 13.6 | 13.6 | 13.6 | 13.6 | 13.6 | 13.6 | 12.433 | 10.673 | 8.464 | 5.15 | 0 | 0 | 0 | 0 | 0 | 0 | 0 | 0 | 0 | 0 | 0 | 0 | 0 | 0 | 0 | 0
NPgN | GSP | NG FES - Leading the Way | Total installed large & mini CHP capacity (MW) | STELLA SOUTH | Leading the Way | Gen_BB001 | MW | NPgN | Stella South |  | 0.086 | 0.086 | 0.086 | 0.086 | 0.086 | 0.086 | 0.086 | 0.086 | 0.086 | 0.079 | 0.067 | 0.054 | 0.033 | 0 | 0 | 0 | 0 | 0 | 0 | 0 | 0 | 0 | 0 | 0 | 0 | 0 | 0 | 0 | 0
NPgN | GSP | NG FES - Leading the Way | Total installed large & mini CHP capacity (MW) | TYNEMOUTH | Leading the Way | Gen_BB001 | MW | NPgN | Tynemouth 1 |  | 7.549 | 7.549 | 7.549 | 7.549 | 7.549 | 7.549 | 7.549 | 7.549 | 7.549 | 6.901 | 5.924 | 4.698 | 2.859 | 0 | 0 | 0 | 0 | 0 | 0 | 0 | 0 | 0 | 0 | 0 | 0 | 0 | 0 | 0 | 0
NPgN | GSP | NG FES - Leading the Way | Total installed large & mini CHP capacity (MW) | WEST BOLDON | Leading the Way | Gen_BB001 | MW | NPgN | West Boldon |  | 0.45 | 0.45 | 0.45 | 0.45 | 0.45 | 0.45 | 0.45 | 0.45 | 0.45 | 0.411 | 0.353 | 0.28 | 0.17 | 0 | 0 | 0 | 0 | 0 | 0 | 0 | 0 | 0 | 0 | 0 | 0 | 0 | 0 | 0 | 0
NPgY | GSP | NG FES - Leading the Way | Total installed large & mini CHP capacity (MW) | BRADFORD WEST | Leading the Way | Gen_BB001 | MW | NPgY | Bradford West |  | 8.489 | 8.489 | 8.489 | 8.489 | 8.489 | 8.489 | 8.489 | 8.489 | 8.489 | 7.761 | 6.662 | 5.283 | 3.215 | 0 | 0 | 0 | 0 | 0 | 0 | 0 | 0 | 0 | 0 | 0 | 0 | 0 | 0 | 0 | 0
NPgY | GSP | NG FES - Leading the Way | Total installed large & mini CHP capacity (MW) | CAMBLESFORTH | Leading the Way | Gen_BB001 | MW | NPgY | Camblesforth |  | 10.08 | 10.08 | 10.08 | 10.08 | 10.08 | 10.08 | 10.08 | 10.08 | 10.08 | 9.215 | 7.911 | 6.273 | 3.817 | 0 | 0 | 0 | 0 | 0 | 0 | 0 | 0 | 0 | 0 | 0 | 0 | 0 | 0 | 0 | 0
NPgY | GSP | NG FES - Leading the Way | Total installed large & mini CHP capacity (MW) | CREYKE BECK | Leading the Way | Gen_BB001 | MW | NPgY | Creyke Beck |  | 29.5 | 29.5 | 29.5 | 29.5 | 29.5 | 29.5 | 29.5 | 29.5 | 29.5 | 26.969 | 23.151 | 18.359 | 11.171 | 0 | 0 | 0 | 0 | 0 | 0 | 0 | 0 | 0 | 0 | 0 | 0 | 0 | 0 | 0 | 0
NPgY | GSP | NG FES - Leading the Way | Total installed large & mini CHP capacity (MW) | DRAX | Leading the Way | Gen_BB001 | MW | NPgY | Drax |  | 8.266 | 8.266 | 8.266 | 8.266 | 8.266 | 8.266 | 8.266 | 8.266 | 8.266 | 7.557 | 6.487 | 5.144 | 3.13 | 0 | 0 | 0 | 0 | 0 | 0 | 0 | 0 | 0 | 0 | 0 | 0 | 0 | 0 | 0 | 0
NPgY | GSP | NG FES - Leading the Way | Total installed large & mini CHP capacity (MW) | ELLAND | Leading the Way | Gen_BB001 | MW | NPgY | Elland |  | 56.6 | 56.6 | 56.6 | 56.6 | 56.6 | 56.6 | 56.6 | 56.6 | 56.6 | 51.745 | 44.419 | 35.224 | 21.433 | 0 | 0 | 0 | 0 | 0 | 0 | 0 | 0 | 0 | 0 | 0 | 0 | 0 | 0 | 0 | 0
NPgY | GSP | NG FES - Leading the Way | Total installed large & mini CHP capacity (MW) | FERRYBRIDGE A | Leading the Way | Gen_BB001 | MW | NPgY | Ferrybridge A |  | 10.498 | 10.498 | 10.498 | 10.498 | 10.498 | 10.498 | 10.498 | 10.498 | 10.498 | 9.597 | 8.239 | 6.533 | 3.975 | 0 | 0 | 0 | 0 | 0 | 0 | 0 | 0 | 0 | 0 | 0 | 0 | 0 | 0 | 0 | 0
NPgY | GSP | NG FES - Leading the Way | Total installed large & mini CHP capacity (MW) | FERRYBRIDGE B | Leading the Way | Gen_BB001 | MW | NPgY | Ferrybridge B (_M) |  | 1.777 | 1.777 | 1.777 | 1.777 | 1.777 | 1.777 | 1.777 | 1.777 | 1.777 | 1.625 | 1.395 | 1.106 | 0.673 | 0 | 0 | 0 | 0 | 0 | 0 | 0 | 0 | 0 | 0 | 0 | 0 | 0 | 0 | 0 | 0
NPgY | GSP | NG FES - Leading the Way | Total installed large & mini CHP capacity (MW) | GRIMSBY WEST | Leading the Way | Gen_BB001 | MW | NPgY | Grimsby West |  | 71.205 | 71.205 | 71.205 | 71.205 | 71.205 | 71.205 | 71.205 | 71.205 | 71.205 | 65.097 | 55.881 | 44.314 | 26.964 | 0 | 0 | 0 | 0 | 0 | 0 | 0 | 0 | 0 | 0 | 0 | 0 | 0 | 0 | 0 | 0
NPgY | GSP | NG FES - Leading the Way | Total installed large & mini CHP capacity (MW) | JORDANTHORPE | Leading the Way | Gen_BB001 | MW | NPgY | Jordanthorpe |  | 0 | 0 | 0 | 0 | 0 | 0 | 0 | 0 | 0 | 0 | 0 | 0 | 0 | 0 | 0 | 0 | 0 | 0 | 0 | 0 | 0 | 0 | 0 | 0 | 0 | 0 | 0 | 0 | 0
NPgY | GSP | NG FES - Leading the Way | Total installed large & mini CHP capacity (MW) | KEADBY | Leading the Way | Gen_BB001 | MW | NPgY | Keadby |  | 23.922 | 23.922 | 23.922 | 23.922 | 23.922 | 23.922 | 23.922 | 23.922 | 23.922 | 21.87 | 18.774 | 14.888 | 9.059 | 0 | 0 | 0 | 0 | 0 | 0 | 0 | 0 | 0 | 0 | 0 | 0 | 0 | 0 | 0 | 0
NPgY | GSP | NG FES - Leading the Way | Total installed large & mini CHP capacity (MW) | KIRKSTALL B | Leading the Way | Gen_BB001 | MW | NPgY | Kirkstall B |  | 15.063 | 15.063 | 15.063 | 15.063 | 15.063 | 15.063 | 15.063 | 15.063 | 15.063 | 13.771 | 11.821 | 9.374 | 5.704 | 0 | 0 | 0 | 0 | 0 | 0 | 0 | 0 | 0 | 0 | 0 | 0 | 0 | 0 | 0 | 0
NPgY | GSP | NG FES - Leading the Way | Total installed large & mini CHP capacity (MW) | NEEPSEND | Leading the Way | Gen_BB001 | MW | NPgY | Neepsend |  | 0 | 0 | 0 | 0 | 0 | 0 | 0 | 0 | 0 | 0 | 0 | 0 | 0 | 0 | 0 | 0 | 0 | 0 | 0 | 0 | 0 | 0 | 0 | 0 | 0 | 0 | 0 | 0 | 0
NPgY | GSP | NG FES - Leading the Way | Total installed large & mini CHP capacity (MW) | NORTON LEES | Leading the Way | Gen_BB001 | MW | NPgY | Norton Lees |  | 0.236 | 0.236 | 0.236 | 0.236 | 0.236 | 0.236 | 0.236 | 0.236 | 0.236 | 0.216 | 0.185 | 0.147 | 0.089 | 0 | 0 | 0 | 0 | 0 | 0 | 0 | 0 | 0 | 0 | 0 | 0 | 0 | 0 | 0 | 0
NPgY | GSP | NG FES - Leading the Way | Total installed large & mini CHP capacity (MW) | PITSMOOR 3/4 | Leading the Way | Gen_BB001 | MW | NPgY | Pitsmoor |  | 0.105 | 0.105 | 0.105 | 0.105 | 0.105 | 0.105 | 0.105 | 0.105 | 0.105 | 0.096 | 0.082 | 0.065 | 0.04 | 0 | 0 | 0 | 0 | 0 | 0 | 0 | 0 | 0 | 0 | 0 | 0 | 0 | 0 | 0 | 0
NPgY | GSP | NG FES - Leading the Way | Total installed large & mini CHP capacity (MW) | SALTEND NORTH | Leading the Way | Gen_BB001 | MW | NPgY | Saltend North |  | 22.699 | 22.699 | 22.699 | 22.699 | 22.699 | 22.699 | 22.699 | 22.699 | 22.699 | 20.752 | 17.814 | 14.127 | 8.596 | 0 | 0 | 0 | 0 | 0 | 0 | 0 | 0 | 0 | 0 | 0 | 0 | 0 | 0 | 0 | 0
NPgY | GSP | NG FES - Leading the Way | Total installed large & mini CHP capacity (MW) | SHEFFIELD CITY | Leading the Way | Gen_BB001 | MW | NPgY | Sheffield City |  | 0 | 0 | 0 | 0 | 0 | 0 | 0 | 0 | 0 | 0 | 0 | 0 | 0 | 0 | 0 | 0 | 0 | 0 | 0 | 0 | 0 | 0 | 0 | 0 | 0 | 0 | 0 | 0 | 0
NPgY | GSP | NG FES - Leading the Way | Total installed large & mini CHP capacity (MW) | SKELTON GRANGE | Leading the Way | Gen_BB001 | MW | NPgY | Skelton Grange |  | 41.065 | 41.065 | 41.065 | 41.065 | 41.065 | 41.065 | 41.065 | 41.065 | 41.065 | 37.542 | 32.227 | 25.556 | 15.55 | 0 | 0 | 0 | 0 | 0 | 0 | 0 | 0 | 0 | 0 | 0 | 0 | 0 | 0 | 0 | 0
NPgY | GSP | NG FES - Leading the Way | Total installed large & mini CHP capacity (MW) | TEMPLEBOROUGH 275/33KV | Leading the Way | Gen_BB001 | MW | NPgY | Templeborough |  | 0 | 0 | 0 | 0 | 0 | 0 | 0 | 0 | 0 | 0 | 0 | 0 | 0 | 0 | 0 | 0 | 0 | 0 | 0 | 0 | 0 | 0 | 0 | 0 | 0 | 0 | 0 | 0 | 0
NPgY | GSP | NG FES - Leading the Way | Total installed large & mini CHP capacity (MW) | THURCROFT | Leading the Way | Gen_BB001 | MW | NPgY | Thurcroft |  | 30 | 30 | 30 | 30 | 30 | 30 | 30 | 30 | 30 | 27.427 | 23.544 | 18.67 | 11.36 | 0 | 0 | 0 | 0 | 0 | 0 | 0 | 0 | 0 | 0 | 0 | 0 | 0 | 0 | 0 | 0
NPgY | GSP | NG FES - Leading the Way | Total installed large & mini CHP capacity (MW) | WEST MELTON / THORPE MARSH | Leading the Way | Gen_BB001 | MW | NPgY | Thorpe Marsh |  | 2.137 | 2.137 | 2.137 | 2.137 | 2.137 | 2.137 | 2.137 | 2.137 | 2.137 | 1.954 | 1.677 | 1.33 | 0.809 | 0 | 0 | 0 | 0 | 0 | 0 | 0 | 0 | 0 | 0 | 0 | 0 | 0 | 0 | 0 | 0
NPgY | GSP | NG FES - Leading the Way | Total installed large & mini CHP capacity (MW) | WEST MELTON SECTION 3 | Leading the Way | Gen_BB001 | MW | NPgY | West Melton |  | 0.415 | 0.415 | 0.415 | 0.415 | 0.415 | 0.415 | 0.415 | 0.415 | 0.415 | 0.379 | 0.326 | 0.258 | 0.157 | 0 | 0 | 0 | 0 | 0 | 0 | 0 | 0 | 0 | 0 | 0 | 0 | 0 | 0 | 0 | 0
NPgY | GSP | NG FES - Leading the Way | Total installed large & mini CHP capacity (MW) | WINCOBANK | Leading the Way | Gen_BB001 | MW | NPgY | Wincobank |  | 0 | 0 | 0 | 0 | 0 | 0 | 0 | 0 | 0 | 0 | 0 | 0 | 0 | 0 | 0 | 0 | 0 | 0 | 0 | 0 | 0 | 0 | 0 | 0 | 0 | 0 | 0 | 0 | 0
NPgN | GSP | NG FES - System Transformation | Total installed large & mini CHP capacity (MW) | BLYTH 66kV | System Transformation | Gen_BB001 | MW | NPgN | Blyth 66kV |  | 0.1 | 0.128 | 0.128 | 0.128 | 0.128 | 0.128 | 0.128 | 0.128 | 0.128 | 0.128 | 0.127 | 0.115 | 0.102 | 0.09 | 0.077 | 0.065 | 0.053 | 0.041 | 0.027 | 0.012 | 0 | 0 | 0 | 0 | 0 | 0 | 0 | 0 | 0
NPgN | GSP | NG FES - System Transformation | Total installed large & mini CHP capacity (MW) | BLYTH 132kV | System Transformation | Gen_BB001 | MW | NPgN | Blyth 132kV |  | 0 | 0 | 0 | 0 | 0 | 0 | 0 | 0 | 0 | 0 | 0 | 0 | 0 | 0 | 0 | 0 | 0 | 0 | 0 | 0 | 0 | 0 | 0 | 0 | 0 | 0 | 0 | 0 | 0
NPgN | GSP | NG FES - System Transformation | Total installed large & mini CHP capacity (MW) | FOURSTONES | System Transformation | Gen_BB001 | MW | NPgN | Fourstones |  | 0 | 0 | 0 | 0 | 0 | 0 | 0 | 0 | 0 | 0 | 0 | 0 | 0 | 0 | 0 | 0 | 0 | 0 | 0 | 0 | 0 | 0 | 0 | 0 | 0 | 0 | 0 | 0 | 0
NPgN | GSP | NG FES - System Transformation | Total installed large & mini CHP capacity (MW) | HARTMOOR | System Transformation | Gen_BB001 | MW | NPgN | Hart Moor |  | 0.347 | 0.347 | 0.347 | 0.347 | 0.347 | 0.347 | 0.347 | 0.347 | 0.347 | 0.347 | 0.344 | 0.311 | 0.277 | 0.244 | 0.209 | 0.176 | 0.143 | 0.112 | 0.074 | 0.033 | 0 | 0 | 0 | 0 | 0 | 0 | 0 | 0 | 0
NPgN | GSP | NG FES - System Transformation | Total installed large & mini CHP capacity (MW) | HAWTHORN PIT GRID | System Transformation | Gen_BB001 | MW | NPgN | Hawthorn Pit |  | 1.995 | 1.995 | 1.995 | 1.995 | 1.995 | 1.995 | 1.995 | 1.995 | 1.995 | 1.995 | 1.975 | 1.788 | 1.595 | 1.401 | 1.204 | 1.014 | 0.824 | 0.641 | 0.425 | 0.191 | 0 | 0 | 0 | 0 | 0 | 0 | 0 | 0 | 0
NPgN | GSP | NG FES - System Transformation | Total installed large & mini CHP capacity (MW) | KNARESBOROUGH | System Transformation | Gen_BB001 | MW | NPgN | Knaresborough |  | 0.4 | 0.4 | 0.4 | 0.4 | 0.4 | 0.4 | 0.4 | 0.4 | 0.4 | 0.4 | 0.396 | 0.358 | 0.32 | 0.281 | 0.241 | 0.203 | 0.165 | 0.129 | 0.085 | 0.038 | 0 | 0 | 0 | 0 | 0 | 0 | 0 | 0 | 0
NPgN | GSP | NG FES - System Transformation | Total installed large & mini CHP capacity (MW) | LACKENBY | System Transformation | Gen_BB001 | MW | NPgN | Lackenby |  | 0 | 0 | 0 | 0 | 0 | 0 | 0 | 0 | 0 | 0 | 0 | 0 | 0 | 0 | 0 | 0 | 0 | 0 | 0 | 0 | 0 | 0 | 0 | 0 | 0 | 0 | 0 | 0 | 0
NPgN | GSP | NG FES - System Transformation | Total installed large & mini CHP capacity (MW) | NORTON | System Transformation | Gen_BB001 | MW | NPgN | Norton |  | 7.062 | 7.062 | 7.062 | 7.062 | 7.062 | 7.062 | 7.062 | 7.062 | 7.062 | 7.062 | 6.992 | 6.329 | 5.648 | 4.96 | 4.261 | 3.588 | 2.918 | 2.27 | 1.504 | 0.675 | 0 | 0 | 0 | 0 | 0 | 0 | 0 | 0 | 0
NPgN | GSP | NG FES - System Transformation | Total installed large & mini CHP capacity (MW) | OFFERTON | System Transformation | Gen_BB001 | MW | NPgN | Offerton |  | 1.2 | 1.2 | 1.2 | 1.2 | 1.2 | 1.2 | 1.2 | 1.2 | 1.2 | 1.2 | 1.188 | 1.075 | 0.96 | 0.843 | 0.724 | 0.61 | 0.496 | 0.386 | 0.256 | 0.115 | 0 | 0 | 0 | 0 | 0 | 0 | 0 | 0 | 0
NPgN | GSP | NG FES - System Transformation | Total installed large & mini CHP capacity (MW) | OSBALDWICK | System Transformation | Gen_BB001 | MW | NPgN | Osbaldwick |  | 4.537 | 4.537 | 4.537 | 4.537 | 4.537 | 4.537 | 4.537 | 4.537 | 4.537 | 4.537 | 4.492 | 4.066 | 3.628 | 3.186 | 2.738 | 2.305 | 1.875 | 1.458 | 0.966 | 0.433 | 0 | 0 | 0 | 0 | 0 | 0 | 0 | 0 | 0
NPgN | GSP | NG FES - System Transformation | Total installed large & mini CHP capacity (MW) | POPPLETON | System Transformation | Gen_BB001 | MW | NPgN | Poppleton |  | 0 | 0 | 0 | 0 | 0 | 0 | 0 | 0 | 0 | 0 | 0 | 0 | 0 | 0 | 0 | 0 | 0 | 0 | 0 | 0 | 0 | 0 | 0 | 0 | 0 | 0 | 0 | 0 | 0
NPgN | GSP | NG FES - System Transformation | Total installed large & mini CHP capacity (MW) | SALTHOLME | System Transformation | Gen_BB001 | MW | NPgN | Saltholme |  | 54.074 | 54.074 | 54.074 | 54.074 | 54.074 | 54.074 | 54.074 | 54.074 | 54.074 | 54.074 | 53.538 | 48.459 | 43.243 | 37.976 | 32.628 | 27.473 | 22.343 | 17.38 | 11.515 | 5.166 | 0 | 0 | 0 | 0 | 0 | 0 | 0 | 0 | 0
NPgN | GSP | NG FES - System Transformation | Total installed large & mini CHP capacity (MW) | SOUTH SHIELDS | System Transformation | Gen_BB001 | MW | NPgN | South Shields |  | 0 | 0 | 0 | 0 | 0 | 0 | 0 | 0 | 0 | 0 | 0 | 0 | 0 | 0 | 0 | 0 | 0 | 0 | 0 | 0 | 0 | 0 | 0 | 0 | 0 | 0 | 0 | 0 | 0
NPgN | GSP | NG FES - System Transformation | Total installed large & mini CHP capacity (MW) | SPADEADAM | System Transformation | Gen_BB001 | MW | NPgN | Spadeadam - Not in NG FES |  | 0 | 0 | 0 | 0 | 0 | 0 | 0 | 0 | 0 | 0 | 0 | 0 | 0 | 0 | 0 | 0 | 0 | 0 | 0 | 0 | 0 | 0 | 0 | 0 | 0 | 0 | 0 | 0 | 0
NPgN | GSP | NG FES - System Transformation | Total installed large & mini CHP capacity (MW) | SPENNYMOOR | System Transformation | Gen_BB001 | MW | NPgN | Spennymoor |  | 0.147 | 0.147 | 0.147 | 0.147 | 0.147 | 0.147 | 0.147 | 0.147 | 0.147 | 0.147 | 0.146 | 0.132 | 0.118 | 0.103 | 0.089 | 0.075 | 0.061 | 0.047 | 0.031 | 0.014 | 0 | 0 | 0 | 0 | 0 | 0 | 0 | 0 | 0
NPgN | GSP | NG FES - System Transformation | Total installed large & mini CHP capacity (MW) | STELLA NORTH | System Transformation | Gen_BB001 | MW | NPgN | Stella North |  | 13.6 | 13.6 | 13.6 | 13.6 | 13.6 | 13.6 | 13.6 | 13.6 | 13.6 | 13.6 | 13.465 | 12.188 | 10.876 | 9.551 | 8.206 | 6.91 | 5.619 | 4.371 | 2.896 | 1.299 | 0 | 0 | 0 | 0 | 0 | 0 | 0 | 0 | 0
NPgN | GSP | NG FES - System Transformation | Total installed large & mini CHP capacity (MW) | STELLA SOUTH | System Transformation | Gen_BB001 | MW | NPgN | Stella South |  | 0.086 | 0.086 | 0.086 | 0.086 | 0.086 | 0.086 | 0.086 | 0.086 | 0.086 | 0.086 | 0.085 | 0.077 | 0.069 | 0.06 | 0.052 | 0.044 | 0.036 | 0.028 | 0.018 | 0.008 | 0 | 0 | 0 | 0 | 0 | 0 | 0 | 0 | 0
NPgN | GSP | NG FES - System Transformation | Total installed large & mini CHP capacity (MW) | TYNEMOUTH | System Transformation | Gen_BB001 | MW | NPgN | Tynemouth 1 |  | 7.549 | 7.549 | 7.549 | 7.549 | 7.549 | 7.549 | 7.549 | 7.549 | 7.549 | 7.549 | 7.474 | 6.765 | 6.037 | 5.302 | 4.555 | 3.835 | 3.119 | 2.426 | 1.607 | 0.721 | 0 | 0 | 0 | 0 | 0 | 0 | 0 | 0 | 0
NPgN | GSP | NG FES - System Transformation | Total installed large & mini CHP capacity (MW) | WEST BOLDON | System Transformation | Gen_BB001 | MW | NPgN | West Boldon |  | 0.45 | 0.45 | 0.45 | 0.45 | 0.45 | 0.45 | 0.45 | 0.45 | 0.45 | 0.45 | 0.446 | 0.403 | 0.36 | 0.316 | 0.272 | 0.229 | 0.186 | 0.145 | 0.096 | 0.043 | 0 | 0 | 0 | 0 | 0 | 0 | 0 | 0 | 0
NPgY | GSP | NG FES - System Transformation | Total installed large & mini CHP capacity (MW) | BRADFORD WEST | System Transformation | Gen_BB001 | MW | NPgY | Bradford West |  | 8.489 | 8.489 | 8.489 | 8.489 | 8.489 | 8.489 | 8.489 | 8.489 | 8.489 | 8.489 | 8.405 | 7.607 | 6.789 | 5.962 | 5.122 | 4.313 | 3.508 | 2.728 | 1.808 | 0.811 | 0 | 0 | 0 | 0 | 0 | 0 | 0 | 0 | 0
NPgY | GSP | NG FES - System Transformation | Total installed large & mini CHP capacity (MW) | CAMBLESFORTH | System Transformation | Gen_BB001 | MW | NPgY | Camblesforth |  | 10.08 | 10.08 | 10.08 | 10.08 | 10.08 | 10.08 | 10.08 | 10.08 | 10.08 | 10.08 | 9.98 | 9.033 | 8.061 | 7.079 | 6.082 | 5.121 | 4.165 | 3.24 | 2.146 | 0.963 | 0 | 0 | 0 | 0 | 0 | 0 | 0 | 0 | 0
NPgY | GSP | NG FES - System Transformation | Total installed large & mini CHP capacity (MW) | CREYKE BECK | System Transformation | Gen_BB001 | MW | NPgY | Creyke Beck |  | 29.5 | 29.5 | 29.5 | 29.5 | 29.5 | 29.5 | 29.5 | 29.5 | 29.5 | 29.5 | 29.207 | 26.437 | 23.591 | 20.718 | 17.8 | 14.988 | 12.189 | 9.482 | 6.282 | 2.819 | 0 | 0 | 0 | 0 | 0 | 0 | 0 | 0 | 0
NPgY | GSP | NG FES - System Transformation | Total installed large & mini CHP capacity (MW) | DRAX | System Transformation | Gen_BB001 | MW | NPgY | Drax |  | 8.266 | 8.266 | 8.266 | 8.266 | 8.266 | 8.266 | 8.266 | 8.266 | 8.266 | 8.266 | 8.184 | 7.408 | 6.61 | 5.805 | 4.988 | 4.2 | 3.415 | 2.657 | 1.76 | 0.79 | 0 | 0 | 0 | 0 | 0 | 0 | 0 | 0 | 0
NPgY | GSP | NG FES - System Transformation | Total installed large & mini CHP capacity (MW) | ELLAND | System Transformation | Gen_BB001 | MW | NPgY | Elland |  | 56.6 | 56.6 | 56.6 | 56.6 | 56.6 | 56.6 | 56.6 | 56.6 | 56.6 | 56.6 | 56.039 | 50.722 | 45.263 | 39.75 | 34.152 | 28.756 | 23.387 | 18.192 | 12.052 | 5.408 | 0 | 0 | 0 | 0 | 0 | 0 | 0 | 0 | 0
NPgY | GSP | NG FES - System Transformation | Total installed large & mini CHP capacity (MW) | FERRYBRIDGE A | System Transformation | Gen_BB001 | MW | NPgY | Ferrybridge A |  | 10.498 | 10.498 | 10.498 | 10.498 | 10.498 | 10.498 | 10.498 | 10.498 | 10.498 | 10.498 | 10.394 | 9.408 | 8.395 | 7.373 | 6.334 | 5.334 | 4.338 | 3.374 | 2.235 | 1.003 | 0 | 0 | 0 | 0 | 0 | 0 | 0 | 0 | 0
NPgY | GSP | NG FES - System Transformation | Total installed large & mini CHP capacity (MW) | FERRYBRIDGE B | System Transformation | Gen_BB001 | MW | NPgY | Ferrybridge B (_M) |  | 1.777 | 1.777 | 1.777 | 1.777 | 1.777 | 1.777 | 1.777 | 1.777 | 1.777 | 1.777 | 1.759 | 1.592 | 1.421 | 1.248 | 1.072 | 0.903 | 0.734 | 0.571 | 0.378 | 0.17 | 0 | 0 | 0 | 0 | 0 | 0 | 0 | 0 | 0
NPgY | GSP | NG FES - System Transformation | Total installed large & mini CHP capacity (MW) | GRIMSBY WEST | System Transformation | Gen_BB001 | MW | NPgY | Grimsby West |  | 71.205 | 71.205 | 71.205 | 71.205 | 71.205 | 71.205 | 71.205 | 71.205 | 71.205 | 71.205 | 70.499 | 63.811 | 56.943 | 50.007 | 42.965 | 36.177 | 29.422 | 22.886 | 15.162 | 6.803 | 0 | 0 | 0 | 0 | 0 | 0 | 0 | 0 | 0
NPgY | GSP | NG FES - System Transformation | Total installed large & mini CHP capacity (MW) | JORDANTHORPE | System Transformation | Gen_BB001 | MW | NPgY | Jordanthorpe |  | 0 | 0 | 0 | 0 | 0 | 0 | 0 | 0 | 0 | 0 | 0 | 0 | 0 | 0 | 0 | 0 | 0 | 0 | 0 | 0 | 0 | 0 | 0 | 0 | 0 | 0 | 0 | 0 | 0
NPgY | GSP | NG FES - System Transformation | Total installed large & mini CHP capacity (MW) | KEADBY | System Transformation | Gen_BB001 | MW | NPgY | Keadby |  | 23.922 | 23.922 | 23.922 | 23.922 | 23.922 | 23.922 | 23.922 | 23.922 | 23.922 | 23.922 | 23.685 | 21.438 | 19.131 | 16.8 | 14.434 | 12.154 | 9.884 | 7.689 | 5.094 | 2.286 | 0 | 0 | 0 | 0 | 0 | 0 | 0 | 0 | 0
NPgY | GSP | NG FES - System Transformation | Total installed large & mini CHP capacity (MW) | KIRKSTALL B | System Transformation | Gen_BB001 | MW | NPgY | Kirkstall B |  | 15.063 | 15.063 | 15.063 | 15.063 | 15.063 | 15.063 | 15.063 | 15.063 | 15.063 | 15.063 | 14.914 | 13.499 | 12.046 | 10.579 | 9.089 | 7.653 | 6.224 | 4.841 | 3.208 | 1.439 | 0 | 0 | 0 | 0 | 0 | 0 | 0 | 0 | 0
NPgY | GSP | NG FES - System Transformation | Total installed large & mini CHP capacity (MW) | NEEPSEND | System Transformation | Gen_BB001 | MW | NPgY | Neepsend |  | 0 | 0 | 0 | 0 | 0 | 0 | 0 | 0 | 0 | 0 | 0 | 0 | 0 | 0 | 0 | 0 | 0 | 0 | 0 | 0 | 0 | 0 | 0 | 0 | 0 | 0 | 0 | 0 | 0
NPgY | GSP | NG FES - System Transformation | Total installed large & mini CHP capacity (MW) | NORTON LEES | System Transformation | Gen_BB001 | MW | NPgY | Norton Lees |  | 0.236 | 0.236 | 0.236 | 0.236 | 0.236 | 0.236 | 0.236 | 0.236 | 0.236 | 0.236 | 0.234 | 0.211 | 0.189 | 0.166 | 0.142 | 0.12 | 0.098 | 0.076 | 0.05 | 0.023 | 0 | 0 | 0 | 0 | 0 | 0 | 0 | 0 | 0
NPgY | GSP | NG FES - System Transformation | Total installed large & mini CHP capacity (MW) | PITSMOOR 3/4 | System Transformation | Gen_BB001 | MW | NPgY | Pitsmoor |  | 0.105 | 0.105 | 0.105 | 0.105 | 0.105 | 0.105 | 0.105 | 0.105 | 0.105 | 0.105 | 0.104 | 0.094 | 0.084 | 0.074 | 0.063 | 0.053 | 0.043 | 0.034 | 0.022 | 0.01 | 0 | 0 | 0 | 0 | 0 | 0 | 0 | 0 | 0
NPgY | GSP | NG FES - System Transformation | Total installed large & mini CHP capacity (MW) | SALTEND NORTH | System Transformation | Gen_BB001 | MW | NPgY | Saltend North |  | 22.699 | 22.699 | 22.699 | 22.699 | 22.699 | 22.699 | 22.699 | 22.699 | 22.699 | 22.699 | 22.474 | 20.342 | 18.153 | 15.942 | 13.697 | 11.533 | 9.379 | 7.296 | 4.834 | 2.169 | 0 | 0 | 0 | 0 | 0 | 0 | 0 | 0 | 0
NPgY | GSP | NG FES - System Transformation | Total installed large & mini CHP capacity (MW) | SHEFFIELD CITY | System Transformation | Gen_BB001 | MW | NPgY | Sheffield City |  | 0 | 0 | 0 | 0 | 0 | 0 | 0 | 0 | 0 | 0 | 0 | 0 | 0 | 0 | 0 | 0 | 0 | 0 | 0 | 0 | 0 | 0 | 0 | 0 | 0 | 0 | 0 | 0 | 0
NPgY | GSP | NG FES - System Transformation | Total installed large & mini CHP capacity (MW) | SKELTON GRANGE | System Transformation | Gen_BB001 | MW | NPgY | Skelton Grange |  | 41.065 | 41.065 | 41.065 | 41.065 | 41.065 | 41.065 | 41.065 | 41.065 | 41.065 | 41.065 | 40.658 | 36.801 | 32.84 | 28.84 | 24.779 | 20.864 | 16.968 | 13.199 | 8.744 | 3.923 | 0 | 0 | 0 | 0 | 0 | 0 | 0 | 0 | 0
NPgY | GSP | NG FES - System Transformation | Total installed large & mini CHP capacity (MW) | TEMPLEBOROUGH 275/33KV | System Transformation | Gen_BB001 | MW | NPgY | Templeborough |  | 0 | 0 | 0 | 0 | 0 | 0 | 0 | 0 | 0 | 0 | 0 | 0 | 0 | 0 | 0 | 0 | 0 | 0 | 0 | 0 | 0 | 0 | 0 | 0 | 0 | 0 | 0 | 0 | 0
NPgY | GSP | NG FES - System Transformation | Total installed large & mini CHP capacity (MW) | THURCROFT | System Transformation | Gen_BB001 | MW | NPgY | Thurcroft |  | 30 | 30 | 30 | 30 | 30 | 30 | 30 | 30 | 30 | 30 | 29.702 | 26.885 | 23.991 | 21.069 | 18.102 | 15.242 | 12.396 | 9.642 | 6.388 | 2.866 | 0 | 0 | 0 | 0 | 0 | 0 | 0 | 0 | 0
NPgY | GSP | NG FES - System Transformation | Total installed large & mini CHP capacity (MW) | WEST MELTON / THORPE MARSH | System Transformation | Gen_BB001 | MW | NPgY | Thorpe Marsh |  | 2.137 | 2.137 | 2.137 | 2.137 | 2.137 | 2.137 | 2.137 | 2.137 | 2.137 | 2.137 | 2.116 | 1.915 | 1.709 | 1.501 | 1.289 | 1.086 | 0.883 | 0.687 | 0.455 | 0.204 | 0 | 0 | 0 | 0 | 0 | 0 | 0 | 0 | 0
NPgY | GSP | NG FES - System Transformation | Total installed large & mini CHP capacity (MW) | WEST MELTON SECTION 3 | System Transformation | Gen_BB001 | MW | NPgY | West Melton |  | 0.415 | 0.415 | 0.415 | 0.415 | 0.415 | 0.415 | 0.415 | 0.415 | 0.415 | 0.415 | 0.411 | 0.372 | 0.332 | 0.291 | 0.25 | 0.211 | 0.171 | 0.133 | 0.088 | 0.04 | 0 | 0 | 0 | 0 | 0 | 0 | 0 | 0 | 0
NPgY | GSP | NG FES - System Transformation | Total installed large & mini CHP capacity (MW) | WINCOBANK | System Transformation | Gen_BB001 | MW | NPgY | Wincobank |  | 0 | 0 | 0 | 0 | 0 | 0 | 0 | 0 | 0 | 0 | 0 | 0 | 0 | 0 | 0 | 0 | 0 | 0 | 0 | 0 | 0 | 0 | 0 | 0 | 0 | 0 | 0 | 0 | 0
NPgN | GSP | NPg Best View | Total installed other non-renewable capacity (MW) | BLYTH 66kV | NPg Best View (Not in FES) | Gen_BB006 | MW | NPgN | Blyth 66kV |  | 1.6 | 2.079 | 2.508 | 2.938 | 3.801 | 4.255 | 4.718 | 5.19 | 4.959 | 4.209 | 2.147 | 1.431 | 0.777 | 0 | 0 | 0 | 0 | 0 | 0 | 0 | 0 | 0 | 0 | 0 | 0 | 0 | 0 | 0 | 0
NPgN | GSP | NPg Best View | Total installed other non-renewable capacity (MW) | BLYTH 132kV | NPg Best View (Not in FES) | Gen_BB006 | MW | NPgN | Blyth 132kV |  | 0 | 0.759 | 1.518 | 2.277 | 3.804 | 4.606 | 5.424 | 6.259 | 5.852 | 4.525 | 0.879 | 0 | 0 | 0 | 0 | 0 | 0 | 0 | 0 | 0 | 0 | 0 | 0 | 0 | 0 | 0 | 0 | 0 | 0
NPgN | GSP | NPg Best View | Total installed other non-renewable capacity (MW) | FOURSTONES | NPg Best View (Not in FES) | Gen_BB006 | MW | NPgN | Fourstones |  | 0 | 0.039 | 0.078 | 0.118 | 0.197 | 0.238 | 0.281 | 0.324 | 0.303 | 0.234 | 0.045 | 0 | 0 | 0 | 0 | 0 | 0 | 0 | 0 | 0 | 0 | 0 | 0 | 0 | 0 | 0 | 0 | 0 | 0
NPgN | GSP | NPg Best View | Total installed other non-renewable capacity (MW) | HARTMOOR | NPg Best View (Not in FES) | Gen_BB006 | MW | NPgN | Hart Moor |  | 51.794 | 52.006 | 52.218 | 52.43 | 52.857 | 53.082 | 53.31 | 53.544 | 53.43 | 53.059 | 52.04 | 44.925 | 24.38 | 0 | 0 | 0 | 0 | 0 | 0 | 0 | 0 | 0 | 0 | 0 | 0 | 0 | 0 | 0 | 0
NPgN | GSP | NPg Best View | Total installed other non-renewable capacity (MW) | HAWTHORN PIT GRID | NPg Best View (Not in FES) | Gen_BB006 | MW | NPgN | Hawthorn Pit |  | 37.85 | 38.072 | 38.293 | 38.515 | 38.961 | 39.195 | 39.434 | 39.678 | 39.559 | 39.172 | 38.107 | 32.83 | 17.816 | 0 | 0 | 0 | 0 | 0 | 0 | 0 | 0 | 0 | 0 | 0 | 0 | 0 | 0 | 0 | 0
NPgN | GSP | NPg Best View | Total installed other non-renewable capacity (MW) | KNARESBOROUGH | NPg Best View (Not in FES) | Gen_BB006 | MW | NPgN | Knaresborough |  | 27 | 27.882 | 28.765 | 29.647 | 31.422 | 32.355 | 33.306 | 34.276 | 33.802 | 32.26 | 28.022 | 23.419 | 12.709 | 0 | 0 | 0 | 0 | 0 | 0 | 0 | 0 | 0 | 0 | 0 | 0 | 0 | 0 | 0 | 0
NPgN | GSP | NPg Best View | Total installed other non-renewable capacity (MW) | LACKENBY | NPg Best View (Not in FES) | Gen_BB006 | MW | NPgN | Lackenby |  | 13 | 13.229 | 13.458 | 13.687 | 14.147 | 14.389 | 14.636 | 14.887 | 14.764 | 14.364 | 13.265 | 11.276 | 6.119 | 0 | 0 | 0 | 0 | 0 | 0 | 0 | 0 | 0 | 0 | 0 | 0 | 0 | 0 | 0 | 0
NPgN | GSP | NPg Best View | Total installed other non-renewable capacity (MW) | NORTON | NPg Best View (Not in FES) | Gen_BB006 | MW | NPgN | Norton |  | 19.629 | 21.447 | 23.264 | 25.082 | 28.739 | 30.661 | 32.62 | 34.62 | 33.643 | 30.467 | 21.735 | 17.026 | 9.24 | 0 | 0 | 0 | 0 | 0 | 0 | 0 | 0 | 0 | 0 | 0 | 0 | 0 | 0 | 0 | 0
NPgN | GSP | NPg Best View | Total installed other non-renewable capacity (MW) | OFFERTON | NPg Best View (Not in FES) | Gen_BB006 | MW | NPgN | Offerton |  | 0.5 | 0.516 | 0.531 | 0.547 | 0.579 | 0.595 | 0.612 | 0.63 | 0.621 | 0.594 | 0.518 | 0.434 | 0.235 | 0 | 0 | 0 | 0 | 0 | 0 | 0 | 0 | 0 | 0 | 0 | 0 | 0 | 0 | 0 | 0
NPgN | GSP | NPg Best View | Total installed other non-renewable capacity (MW) | OSBALDWICK | NPg Best View (Not in FES) | Gen_BB006 | MW | NPgN | Osbaldwick |  | 9.101 | 11.261 | 13.422 | 15.582 | 19.928 | 22.213 | 24.542 | 26.918 | 25.757 | 21.982 | 11.604 | 7.894 | 4.284 | 0 | 0 | 0 | 0 | 0 | 0 | 0 | 0 | 0 | 0 | 0 | 0 | 0 | 0 | 0 | 0
NPgN | GSP | NPg Best View | Total installed other non-renewable capacity (MW) | POPPLETON | NPg Best View (Not in FES) | Gen_BB006 | MW | NPgN | Poppleton |  | 2.85 | 2.916 | 2.983 | 3.049 | 3.182 | 3.252 | 3.324 | 3.397 | 3.361 | 3.245 | 2.927 | 2.472 | 1.342 | 0 | 0 | 0 | 0 | 0 | 0 | 0 | 0 | 0 | 0 | 0 | 0 | 0 | 0 | 0 | 0
NPgN | GSP | NPg Best View | Total installed other non-renewable capacity (MW) | SALTHOLME | NPg Best View (Not in FES) | Gen_BB006 | MW | NPgN | Saltholme |  | 156.405 | 156.422 | 156.438 | 156.455 | 156.488 | 156.505 | 156.523 | 156.541 | 156.532 | 156.504 | 156.424 | 135.662 | 73.622 | 0 | 0 | 0 | 0 | 0 | 0 | 0 | 0 | 0 | 0 | 0 | 0 | 0 | 0 | 0 | 0
NPgN | GSP | NPg Best View | Total installed other non-renewable capacity (MW) | SOUTH SHIELDS | NPg Best View (Not in FES) | Gen_BB006 | MW | NPgN | South Shields |  | 0.212 | 0.212 | 0.212 | 0.212 | 0.213 | 0.213 | 0.213 | 0.213 | 0.213 | 0.213 | 0.212 | 0.184 | 0.1 | 0 | 0 | 0 | 0 | 0 | 0 | 0 | 0 | 0 | 0 | 0 | 0 | 0 | 0 | 0 | 0
NPgN | GSP | NPg Best View | Total installed other non-renewable capacity (MW) | SPADEADAM | NPg Best View (Not in FES) | Gen_BB006 | MW | NPgN | Spadeadam - Not in NG FES |  | 0 | 0.031 | 0.062 | 0.092 | 0.154 | 0.187 | 0.22 | 0.254 | 0.237 | 0.183 | 0.036 | 0 | 0 | 0 | 0 | 0 | 0 | 0 | 0 | 0 | 0 | 0 | 0 | 0 | 0 | 0 | 0 | 0 | 0
NPgN | GSP | NPg Best View | Total installed other non-renewable capacity (MW) | SPENNYMOOR | NPg Best View (Not in FES) | Gen_BB006 | MW | NPgN | Spennymoor |  | 5.879 | 7.322 | 8.766 | 10.209 | 13.113 | 14.639 | 16.196 | 17.783 | 17.008 | 14.485 | 7.551 | 5.099 | 2.767 | 0 | 0 | 0 | 0 | 0 | 0 | 0 | 0 | 0 | 0 | 0 | 0 | 0 | 0 | 0 | 0
NPgN | GSP | NPg Best View | Total installed other non-renewable capacity (MW) | STELLA NORTH | NPg Best View (Not in FES) | Gen_BB006 | MW | NPgN | Stella North |  | 7.135 | 7.235 | 7.335 | 7.435 | 7.636 | 7.741 | 7.849 | 7.959 | 7.905 | 7.731 | 7.251 | 6.189 | 3.359 | 0 | 0 | 0 | 0 | 0 | 0 | 0 | 0 | 0 | 0 | 0 | 0 | 0 | 0 | 0 | 0
NPgN | GSP | NPg Best View | Total installed other non-renewable capacity (MW) | STELLA SOUTH | NPg Best View (Not in FES) | Gen_BB006 | MW | NPgN | Stella South |  | 4.08 | 4.785 | 5.49 | 6.195 | 7.613 | 8.358 | 9.118 | 9.894 | 9.515 | 8.283 | 4.897 | 3.539 | 1.921 | 0 | 0 | 0 | 0 | 0 | 0 | 0 | 0 | 0 | 0 | 0 | 0 | 0 | 0 | 0 | 0
NPgN | GSP | NPg Best View | Total installed other non-renewable capacity (MW) | TYNEMOUTH | NPg Best View (Not in FES) | Gen_BB006 | MW | NPgN | Tynemouth 1 |  | 8.151 | 8.178 | 8.205 | 8.232 | 8.287 | 8.315 | 8.345 | 8.374 | 8.36 | 8.313 | 8.182 | 7.07 | 3.837 | 0 | 0 | 0 | 0 | 0 | 0 | 0 | 0 | 0 | 0 | 0 | 0 | 0 | 0 | 0 | 0
NPgN | GSP | NPg Best View | Total installed other non-renewable capacity (MW) | WEST BOLDON | NPg Best View (Not in FES) | Gen_BB006 | MW | NPgN | West Boldon |  | 0.6 | 0.684 | 0.769 | 0.853 | 1.023 | 1.112 | 1.203 | 1.296 | 1.251 | 1.103 | 0.698 | 0.52 | 0.282 | 0 | 0 | 0 | 0 | 0 | 0 | 0 | 0 | 0 | 0 | 0 | 0 | 0 | 0 | 0 | 0
NPgY | GSP | NPg Best View | Total installed other non-renewable capacity (MW) | BRADFORD WEST | NPg Best View (Not in FES) | Gen_BB006 | MW | NPgY | Bradford West |  | 12.219 | 12.97 | 13.721 | 14.472 | 13.787 | 14.034 | 14.286 | 14.543 | 14.418 | 14.009 | 12.885 | 10.598 | 5.752 | 0 | 0 | 0 | 0 | 0 | 0 | 0 | 0 | 0 | 0 | 0 | 0 | 0 | 0 | 0 | 0
NPgY | GSP | NPg Best View | Total installed other non-renewable capacity (MW) | CAMBLESFORTH | NPg Best View (Not in FES) | Gen_BB006 | MW | NPgY | Camblesforth |  | 3 | 3.129 | 3.258 | 3.387 | 3.269 | 3.312 | 3.355 | 3.399 | 3.377 | 3.307 | 3.114 | 2.602 | 1.412 | 0 | 0 | 0 | 0 | 0 | 0 | 0 | 0 | 0 | 0 | 0 | 0 | 0 | 0 | 0 | 0
NPgY | GSP | NPg Best View | Total installed other non-renewable capacity (MW) | CREYKE BECK | NPg Best View (Not in FES) | Gen_BB006 | MW | NPgY | Creyke Beck |  | 102.597 | 108.054 | 113.511 | 118.968 | 113.986 | 115.783 | 117.616 | 119.485 | 118.573 | 115.602 | 107.436 | 88.99 | 48.294 | 0 | 0 | 0 | 0 | 0 | 0 | 0 | 0 | 0 | 0 | 0 | 0 | 0 | 0 | 0 | 0
NPgY | GSP | NPg Best View | Total installed other non-renewable capacity (MW) | DRAX | NPg Best View (Not in FES) | Gen_BB006 | MW | NPgY | Drax |  | 69.05 | 69.705 | 70.361 | 71.016 | 70.418 | 70.634 | 70.854 | 71.078 | 70.969 | 70.612 | 69.631 | 59.892 | 32.503 | 0 | 0 | 0 | 0 | 0 | 0 | 0 | 0 | 0 | 0 | 0 | 0 | 0 | 0 | 0 | 0
NPgY | GSP | NPg Best View | Total installed other non-renewable capacity (MW) | ELLAND | NPg Best View (Not in FES) | Gen_BB006 | MW | NPgY | Elland |  | 0 | 0.742 | 1.485 | 2.227 | 1.549 | 1.794 | 2.043 | 2.297 | 2.173 | 1.769 | 0.658 | 0 | 0 | 0 | 0 | 0 | 0 | 0 | 0 | 0 | 0 | 0 | 0 | 0 | 0 | 0 | 0 | 0 | 0
NPgY | GSP | NPg Best View | Total installed other non-renewable capacity (MW) | FERRYBRIDGE A | NPg Best View (Not in FES) | Gen_BB006 | MW | NPgY | Ferrybridge A |  | 5.499 | 6.573 | 7.646 | 8.72 | 7.74 | 8.093 | 8.454 | 8.822 | 8.642 | 8.058 | 6.451 | 4.77 | 2.588 | 0 | 0 | 0 | 0 | 0 | 0 | 0 | 0 | 0 | 0 | 0 | 0 | 0 | 0 | 0 | 0
NPgY | GSP | NPg Best View | Total installed other non-renewable capacity (MW) | FERRYBRIDGE B | NPg Best View (Not in FES) | Gen_BB006 | MW | NPgY | Ferrybridge B (_M) |  | 90.58 | 93.332 | 96.083 | 98.835 | 96.323 | 97.229 | 98.153 | 99.096 | 98.635 | 97.137 | 93.02 | 78.567 | 42.637 | 0 | 0 | 0 | 0 | 0 | 0 | 0 | 0 | 0 | 0 | 0 | 0 | 0 | 0 | 0 | 0
NPgY | GSP | NPg Best View | Total installed other non-renewable capacity (MW) | GRIMSBY WEST | NPg Best View (Not in FES) | Gen_BB006 | MW | NPgY | Grimsby West |  | 48 | 53.766 | 55.532 | 57.299 | 55.686 | 56.268 | 56.861 | 57.466 | 57.171 | 56.209 | 53.566 | 45.103 | 24.477 | 0 | 0 | 0 | 0 | 0 | 0 | 0 | 0 | 0 | 0 | 0 | 0 | 0 | 0 | 0 | 0
NPgY | GSP | NPg Best View | Total installed other non-renewable capacity (MW) | JORDANTHORPE | NPg Best View (Not in FES) | Gen_BB006 | MW | NPgY | Jordanthorpe |  | 0 | 0.084 | 0.167 | 0.251 | 0.174 | 0.202 | 0.23 | 0.259 | 0.245 | 0.199 | 0.074 | 0 | 0 | 0 | 0 | 0 | 0 | 0 | 0 | 0 | 0 | 0 | 0 | 0 | 0 | 0 | 0 | 0 | 0
NPgY | GSP | NPg Best View | Total installed other non-renewable capacity (MW) | KEADBY | NPg Best View (Not in FES) | Gen_BB006 | MW | NPgY | Keadby |  | 170.755 | 179.856 | 188.956 | 198.057 | 189.749 | 192.745 | 195.801 | 198.92 | 197.398 | 192.443 | 178.826 | 148.109 | 80.377 | 0 | 0 | 0 | 0 | 0 | 0 | 0 | 0 | 0 | 0 | 0 | 0 | 0 | 0 | 0 | 0
NPgY | GSP | NPg Best View | Total installed other non-renewable capacity (MW) | KIRKSTALL B | NPg Best View (Not in FES) | Gen_BB006 | MW | NPgY | Kirkstall B |  | 5.313 | 5.623 | 5.933 | 6.243 | 5.96 | 6.062 | 6.166 | 6.272 | 6.22 | 6.052 | 5.588 | 4.608 | 2.501 | 0 | 0 | 0 | 0 | 0 | 0 | 0 | 0 | 0 | 0 | 0 | 0 | 0 | 0 | 0 | 0
NPgY | GSP | NPg Best View | Total installed other non-renewable capacity (MW) | NEEPSEND | NPg Best View (Not in FES) | Gen_BB006 | MW | NPgY | Neepsend |  | 0 | 0.029 | 0.058 | 0.087 | 0.06 | 0.07 | 0.08 | 0.089 | 0.085 | 0.069 | 0.026 | 0 | 0 | 0 | 0 | 0 | 0 | 0 | 0 | 0 | 0 | 0 | 0 | 0 | 0 | 0 | 0 | 0 | 0
NPgY | GSP | NPg Best View | Total installed other non-renewable capacity (MW) | NORTON LEES | NPg Best View (Not in FES) | Gen_BB006 | MW | NPgY | Norton Lees |  | 0 | 0 | 0 | 0 | 0 | 0 | 0 | 0 | 0 | 0 | 0 | 0 | 0 | 0 | 0 | 0 | 0 | 0 | 0 | 0 | 0 | 0 | 0 | 0 | 0 | 0 | 0 | 0 | 0
NPgY | GSP | NPg Best View | Total installed other non-renewable capacity (MW) | PITSMOOR 3/4 | NPg Best View (Not in FES) | Gen_BB006 | MW | NPgY | Pitsmoor |  | 0 | 0 | 0.001 | 0.001 | 0.001 | 0.001 | 0.001 | 0.001 | 0.001 | 0.001 | 0 | 0 | 0 | 0 | 0 | 0 | 0 | 0 | 0 | 0 | 0 | 0 | 0 | 0 | 0 | 0 | 0 | 0 | 0
NPgY | GSP | NPg Best View | Total installed other non-renewable capacity (MW) | SALTEND NORTH | NPg Best View (Not in FES) | Gen_BB006 | MW | NPgY | Saltend North |  | 0 | 0.003 | 0.007 | 0.01 | 0.007 | 0.008 | 0.009 | 0.01 | 0.01 | 0.008 | 0.003 | 0 | 0 | 0 | 0 | 0 | 0 | 0 | 0 | 0 | 0 | 0 | 0 | 0 | 0 | 0 | 0 | 0 | 0
NPgY | GSP | NPg Best View | Total installed other non-renewable capacity (MW) | SHEFFIELD CITY | NPg Best View (Not in FES) | Gen_BB006 | MW | NPgY | Sheffield City |  | 0 | 0.006 | 0.012 | 0.018 | 0.012 | 0.014 | 0.016 | 0.018 | 0.017 | 0.014 | 0.005 | 0 | 0 | 0 | 0 | 0 | 0 | 0 | 0 | 0 | 0 | 0 | 0 | 0 | 0 | 0 | 0 | 0 | 0
NPgY | GSP | NPg Best View | Total installed other non-renewable capacity (MW) | SKELTON GRANGE | NPg Best View (Not in FES) | Gen_BB006 | MW | NPgY | Skelton Grange |  | 10.646 | 11.45 | 12.255 | 13.059 | 12.325 | 12.59 | 12.86 | 13.136 | 13.001 | 12.563 | 11.359 | 9.234 | 5.011 | 0 | 0 | 0 | 0 | 0 | 0 | 0 | 0 | 0 | 0 | 0 | 0 | 0 | 0 | 0 | 0
NPgY | GSP | NPg Best View | Total installed other non-renewable capacity (MW) | TEMPLEBOROUGH 275/33KV | NPg Best View (Not in FES) | Gen_BB006 | MW | NPgY | Templeborough |  | 0 | 0.022 | 0.044 | 0.066 | 0.046 | 0.053 | 0.061 | 0.068 | 0.065 | 0.053 | 0.02 | 0 | 0 | 0 | 0 | 0 | 0 | 0 | 0 | 0 | 0 | 0 | 0 | 0 | 0 | 0 | 0 | 0 | 0
NPgY | GSP | NPg Best View | Total installed other non-renewable capacity (MW) | THURCROFT | NPg Best View (Not in FES) | Gen_BB006 | MW | NPgY | Thurcroft |  | 36 | 38.296 | 40.591 | 42.887 | 40.791 | 41.547 | 42.318 | 43.104 | 42.72 | 41.471 | 38.036 | 31.225 | 16.946 | 0 | 0 | 0 | 0 | 0 | 0 | 0 | 0 | 0 | 0 | 0 | 0 | 0 | 0 | 0 | 0
NPgY | GSP | NPg Best View | Total installed other non-renewable capacity (MW) | WEST MELTON / THORPE MARSH | NPg Best View (Not in FES) | Gen_BB006 | MW | NPgY | Thorpe Marsh |  | 37.876 | 39.971 | 42.065 | 44.16 | 42.247 | 42.937 | 43.64 | 44.358 | 44.008 | 42.868 | 39.733 | 32.853 | 17.829 | 0 | 0 | 0 | 0 | 0 | 0 | 0 | 0 | 0 | 0 | 0 | 0 | 0 | 0 | 0 | 0
NPgY | GSP | NPg Best View | Total installed other non-renewable capacity (MW) | WEST MELTON SECTION 3 | NPg Best View (Not in FES) | Gen_BB006 | MW | NPgY | West Melton |  | 17.268 | 19.51 | 21.752 | 23.994 | 21.947 | 22.685 | 23.438 | 24.207 | 23.832 | 22.611 | 19.256 | 14.978 | 8.128 | 0 | 0 | 0 | 0 | 0 | 0 | 0 | 0 | 0 | 0 | 0 | 0 | 0 | 0 | 0 | 0
NPgY | GSP | NPg Best View | Total installed other non-renewable capacity (MW) | WINCOBANK | NPg Best View (Not in FES) | Gen_BB006 | MW | NPgY | Wincobank |  | 0 | 0.078 | 0.156 | 0.234 | 0.163 | 0.189 | 0.215 | 0.242 | 0.229 | 0.186 | 0.069 | 0 | 0 | 0 | 0 | 0 | 0 | 0 | 0 | 0 | 0 | 0 | 0 | 0 | 0 | 0 | 0 | 0 | 0
NPgN | GSP | NG FES - Consumer Transformation | Total installed other non-renewable capacity (MW) | BLYTH 66kV | Consumer Transformation | Gen_BB006 | MW | NPgN | Blyth 66kV |  | 1.6 | 1.757 | 1.865 | 1.972 | 3.854 | 5.635 | 7.268 | 8.71 | 9.002 | 8.804 | 8.192 | 6.171 | 2.925 | 1.397 | 1.154 | 0.959 | 0.803 | 0.653 | 0.48 | 0.294 | 0.108 | 0 | 0 | 0 | 0 | 0 | 0 | 0 | 0
NPgN | GSP | NG FES - Consumer Transformation | Total installed other non-renewable capacity (MW) | BLYTH 132kV | Consumer Transformation | Gen_BB006 | MW | NPgN | Blyth 132kV |  | 0 | 0.19 | 0.379 | 0.569 | 3.897 | 7.045 | 9.933 | 12.483 | 13 | 12.649 | 11.567 | 7.994 | 2.269 | 0 | 0 | 0 | 0 | 0 | 0 | 0 | 0 | 0 | 0 | 0 | 0 | 0 | 0 | 0 | 0
NPgN | GSP | NG FES - Consumer Transformation | Total installed other non-renewable capacity (MW) | FOURSTONES | Consumer Transformation | Gen_BB006 | MW | NPgN | Fourstones |  | 0 | 0.01 | 0.02 | 0.029 | 0.202 | 0.364 | 0.514 | 0.646 | 0.672 | 0.654 | 0.598 | 0.413 | 0.117 | 0 | 0 | 0 | 0 | 0 | 0 | 0 | 0 | 0 | 0 | 0 | 0 | 0 | 0 | 0 | 0
NPgN | GSP | NG FES - Consumer Transformation | Total installed other non-renewable capacity (MW) | HARTMOOR | Consumer Transformation | Gen_BB006 | MW | NPgN | Hart Moor |  | 51.794 | 51.847 | 51.9 | 51.953 | 52.883 | 53.763 | 54.57 | 55.283 | 55.428 | 55.33 | 55.027 | 54.029 | 52.157 | 43.854 | 36.217 | 30.103 | 25.191 | 20.508 | 15.08 | 9.232 | 3.4 | 0 | 0 | 0 | 0 | 0 | 0 | 0 | 0
NPgN | GSP | NG FES - Consumer Transformation | Total installed other non-renewable capacity (MW) | HAWTHORN PIT GRID | Consumer Transformation | Gen_BB006 | MW | NPgN | Hawthorn Pit |  | 37.85 | 37.905 | 37.961 | 38.016 | 38.988 | 39.908 | 40.751 | 41.496 | 41.647 | 41.544 | 41.228 | 40.185 | 38.314 | 32.048 | 26.467 | 21.998 | 18.409 | 14.987 | 11.02 | 6.747 | 2.484 | 0 | 0 | 0 | 0 | 0 | 0 | 0 | 0
NPgN | GSP | NG FES - Consumer Transformation | Total installed other non-renewable capacity (MW) | KNARESBOROUGH | Consumer Transformation | Gen_BB006 | MW | NPgN | Knaresborough |  | 27 | 27.221 | 27.441 | 27.662 | 31.53 | 35.19 | 38.547 | 41.512 | 42.112 | 41.705 | 40.446 | 36.293 | 29.496 | 22.861 | 18.88 | 15.692 | 13.132 | 10.691 | 7.861 | 4.813 | 1.772 | 0 | 0 | 0 | 0 | 0 | 0 | 0 | 0
NPgN | GSP | NG FES - Consumer Transformation | Total installed other non-renewable capacity (MW) | LACKENBY | Consumer Transformation | Gen_BB006 | MW | NPgN | Lackenby |  | 13 | 13.057 | 13.114 | 13.172 | 14.175 | 15.124 | 15.995 | 16.764 | 16.92 | 16.814 | 16.488 | 15.41 | 13.616 | 11.007 | 9.09 | 7.556 | 6.323 | 5.147 | 3.785 | 2.317 | 0.853 | 0 | 0 | 0 | 0 | 0 | 0 | 0 | 0
NPgN | GSP | NG FES - Consumer Transformation | Total installed other non-renewable capacity (MW) | NORTON | Consumer Transformation | Gen_BB006 | MW | NPgN | Norton |  | 19.629 | 20.083 | 20.538 | 20.992 | 28.962 | 36.502 | 43.418 | 49.526 | 50.763 | 49.923 | 47.331 | 38.775 | 24.96 | 16.62 | 13.726 | 11.408 | 9.547 | 7.772 | 5.715 | 3.499 | 1.288 | 0 | 0 | 0 | 0 | 0 | 0 | 0 | 0
NPgN | GSP | NG FES - Consumer Transformation | Total installed other non-renewable capacity (MW) | OFFERTON | Consumer Transformation | Gen_BB006 | MW | NPgN | Offerton |  | 0.5 | 0.504 | 0.508 | 0.512 | 0.581 | 0.646 | 0.706 | 0.759 | 0.769 | 0.762 | 0.74 | 0.666 | 0.544 | 0.423 | 0.35 | 0.291 | 0.243 | 0.198 | 0.146 | 0.089 | 0.033 | 0 | 0 | 0 | 0 | 0 | 0 | 0 | 0
NPgN | GSP | NG FES - Consumer Transformation | Total installed other non-renewable capacity (MW) | OSBALDWICK | Consumer Transformation | Gen_BB006 | MW | NPgN | Osbaldwick |  | 9.101 | 9.641 | 10.181 | 10.721 | 20.193 | 29.156 | 37.375 | 44.635 | 46.106 | 45.107 | 42.026 | 31.857 | 15.512 | 7.706 | 6.364 | 5.29 | 4.426 | 3.604 | 2.65 | 1.622 | 0.597 | 0 | 0 | 0 | 0 | 0 | 0 | 0 | 0
NPgN | GSP | NG FES - Consumer Transformation | Total installed other non-renewable capacity (MW) | POPPLETON | Consumer Transformation | Gen_BB006 | MW | NPgN | Poppleton |  | 2.85 | 2.867 | 2.883 | 2.9 | 3.19 | 3.466 | 3.718 | 3.941 | 3.986 | 3.955 | 3.861 | 3.548 | 3.033 | 2.413 | 1.993 | 1.656 | 1.386 | 1.128 | 0.83 | 0.508 | 0.187 | 0 | 0 | 0 | 0 | 0 | 0 | 0 | 0
NPgN | GSP | NG FES - Consumer Transformation | Total installed other non-renewable capacity (MW) | SALTHOLME | Consumer Transformation | Gen_BB006 | MW | NPgN | Saltholme |  | 156.405 | 156.409 | 156.413 | 156.417 | 156.49 | 156.558 | 156.621 | 156.677 | 156.688 | 156.68 | 156.657 | 156.579 | 155.635 | 132.429 | 109.368 | 90.903 | 76.07 | 61.93 | 45.537 | 27.878 | 10.266 | 0 | 0 | 0 | 0 | 0 | 0 | 0 | 0
NPgN | GSP | NG FES - Consumer Transformation | Total installed other non-renewable capacity (MW) | SOUTH SHIELDS | Consumer Transformation | Gen_BB006 | MW | NPgN | South Shields |  | 0.212 | 0.212 | 0.212 | 0.212 | 0.213 | 0.213 | 0.213 | 0.214 | 0.214 | 0.214 | 0.214 | 0.213 | 0.211 | 0.18 | 0.148 | 0.123 | 0.103 | 0.084 | 0.062 | 0.038 | 0.014 | 0 | 0 | 0 | 0 | 0 | 0 | 0 | 0
NPgN | GSP | NG FES - Consumer Transformation | Total installed other non-renewable capacity (MW) | SPADEADAM | Consumer Transformation | Gen_BB006 | MW | NPgN | Spadeadam - Not in NG FES |  | 0 | 0.008 | 0.015 | 0.023 | 0.158 | 0.286 | 0.403 | 0.506 | 0.527 | 0.513 | 0.469 | 0.324 | 0.092 | 0 | 0 | 0 | 0 | 0 | 0 | 0 | 0 | 0 | 0 | 0 | 0 | 0 | 0 | 0 | 0
NPgN | GSP | NG FES - Consumer Transformation | Total installed other non-renewable capacity (MW) | SPENNYMOOR | Consumer Transformation | Gen_BB006 | MW | NPgN | Spennymoor |  | 5.879 | 6.24 | 6.601 | 6.962 | 13.29 | 19.278 | 24.77 | 29.62 | 30.603 | 29.936 | 27.877 | 21.083 | 10.163 | 4.978 | 4.111 | 3.417 | 2.859 | 2.328 | 1.712 | 1.048 | 0.386 | 0 | 0 | 0 | 0 | 0 | 0 | 0 | 0
NPgN | GSP | NG FES - Consumer Transformation | Total installed other non-renewable capacity (MW) | STELLA NORTH | Consumer Transformation | Gen_BB006 | MW | NPgN | Stella North |  | 7.135 | 7.16 | 7.185 | 7.21 | 7.648 | 8.063 | 8.443 | 8.778 | 8.846 | 8.8 | 8.658 | 8.187 | 7.396 | 6.041 | 4.989 | 4.147 | 3.47 | 2.825 | 2.077 | 1.272 | 0.468 | 0 | 0 | 0 | 0 | 0 | 0 | 0 | 0
NPgN | GSP | NG FES - Consumer Transformation | Total installed other non-renewable capacity (MW) | STELLA SOUTH | Consumer Transformation | Gen_BB006 | MW | NPgN | Stella South |  | 4.08 | 4.256 | 4.432 | 4.609 | 7.699 | 10.624 | 13.306 | 15.675 | 16.155 | 15.829 | 14.823 | 11.505 | 6.166 | 3.455 | 2.853 | 2.371 | 1.984 | 1.616 | 1.188 | 0.727 | 0.268 | 0 | 0 | 0 | 0 | 0 | 0 | 0 | 0
NPgN | GSP | NG FES - Consumer Transformation | Total installed other non-renewable capacity (MW) | TYNEMOUTH | Consumer Transformation | Gen_BB006 | MW | NPgN | Tynemouth 1 |  | 8.151 | 8.158 | 8.165 | 8.171 | 8.29 | 8.403 | 8.506 | 8.597 | 8.615 | 8.603 | 8.564 | 8.436 | 8.189 | 6.902 | 5.7 | 4.737 | 3.964 | 3.227 | 2.373 | 1.453 | 0.535 | 0 | 0 | 0 | 0 | 0 | 0 | 0 | 0
NPgN | GSP | NG FES - Consumer Transformation | Total installed other non-renewable capacity (MW) | WEST BOLDON | Consumer Transformation | Gen_BB006 | MW | NPgN | West Boldon |  | 0.6 | 0.621 | 0.642 | 0.663 | 1.033 | 1.383 | 1.704 | 1.988 | 2.045 | 2.006 | 1.886 | 1.489 | 0.849 | 0.508 | 0.42 | 0.349 | 0.292 | 0.238 | 0.175 | 0.107 | 0.039 | 0 | 0 | 0 | 0 | 0 | 0 | 0 | 0
NPgY | GSP | NG FES - Consumer Transformation | Total installed other non-renewable capacity (MW) | BRADFORD WEST | Consumer Transformation | Gen_BB006 | MW | NPgY | Bradford West |  | 12.219 | 12.407 | 12.595 | 12.782 | 12.648 | 13.618 | 14.508 | 15.295 | 15.454 | 15.346 | 15.012 | 13.911 | 12.155 | 10.346 | 8.544 | 7.102 | 5.943 | 4.838 | 3.558 | 2.178 | 0.802 | 0 | 0 | 0 | 0 | 0 | 0 | 0 | 0
NPgY | GSP | NG FES - Consumer Transformation | Total installed other non-renewable capacity (MW) | CAMBLESFORTH | Consumer Transformation | Gen_BB006 | MW | NPgY | Camblesforth |  | 3 | 3.032 | 3.064 | 3.097 | 3.074 | 3.24 | 3.393 | 3.528 | 3.555 | 3.537 | 3.479 | 3.29 | 2.984 | 2.54 | 2.098 | 1.744 | 1.459 | 1.188 | 0.873 | 0.535 | 0.197 | 0 | 0 | 0 | 0 | 0 | 0 | 0 | 0
NPgY | GSP | NG FES - Consumer Transformation | Total installed other non-renewable capacity (MW) | CREYKE BECK | Consumer Transformation | Gen_BB006 | MW | NPgY | Creyke Beck |  | 102.597 | 103.961 | 105.326 | 106.69 | 105.714 | 112.765 | 119.232 | 124.944 | 126.102 | 125.316 | 122.891 | 114.89 | 102.06 | 86.87 | 71.742 | 59.63 | 49.9 | 40.624 | 29.871 | 18.287 | 6.734 | 0 | 0 | 0 | 0 | 0 | 0 | 0 | 0
NPgY | GSP | NG FES - Consumer Transformation | Total installed other non-renewable capacity (MW) | DRAX | Consumer Transformation | Gen_BB006 | MW | NPgY | Drax |  | 69.05 | 69.214 | 69.378 | 69.542 | 69.424 | 70.271 | 71.048 | 71.734 | 71.873 | 71.779 | 71.488 | 70.527 | 68.688 | 58.465 | 48.284 | 40.132 | 33.584 | 27.341 | 20.104 | 12.308 | 4.532 | 0 | 0 | 0 | 0 | 0 | 0 | 0 | 0
NPgY | GSP | NG FES - Consumer Transformation | Total installed other non-renewable capacity (MW) | ELLAND | Consumer Transformation | Gen_BB006 | MW | NPgY | Elland |  | 0 | 0.186 | 0.371 | 0.557 | 0.424 | 1.383 | 2.263 | 3.04 | 3.198 | 3.091 | 2.761 | 1.672 | 0 | 0 | 0 | 0 | 0 | 0 | 0 | 0 | 0 | 0 | 0 | 0 | 0 | 0 | 0 | 0 | 0
NPgY | GSP | NG FES - Consumer Transformation | Total installed other non-renewable capacity (MW) | FERRYBRIDGE A | Consumer Transformation | Gen_BB006 | MW | NPgY | Ferrybridge A |  | 5.499 | 5.767 | 6.036 | 6.304 | 6.112 | 7.499 | 8.772 | 9.896 | 10.123 | 9.969 | 9.492 | 7.918 | 5.47 | 4.656 | 3.845 | 3.196 | 2.675 | 2.177 | 1.601 | 0.98 | 0.361 | 0 | 0 | 0 | 0 | 0 | 0 | 0 | 0
NPgY | GSP | NG FES - Consumer Transformation | Total installed other non-renewable capacity (MW) | FERRYBRIDGE B | Consumer Transformation | Gen_BB006 | MW | NPgY | Ferrybridge B (_M) |  | 90.58 | 91.268 | 91.956 | 92.644 | 92.151 | 95.707 | 98.968 | 101.848 | 102.432 | 102.035 | 100.813 | 96.779 | 90.106 | 76.695 | 63.339 | 52.645 | 44.055 | 35.866 | 26.372 | 16.145 | 5.945 | 0 | 0 | 0 | 0 | 0 | 0 | 0 | 0
NPgY | GSP | NG FES - Consumer Transformation | Total installed other non-renewable capacity (MW) | GRIMSBY WEST | Consumer Transformation | Gen_BB006 | MW | NPgY | Grimsby West |  | 48 | 52.442 | 52.883 | 53.325 | 53.009 | 55.291 | 57.384 | 59.233 | 59.608 | 59.353 | 58.568 | 55.979 | 51.728 | 44.029 | 36.361 | 30.222 | 25.291 | 20.59 | 15.14 | 9.269 | 3.413 | 0 | 0 | 0 | 0 | 0 | 0 | 0 | 0
NPgY | GSP | NG FES - Consumer Transformation | Total installed other non-renewable capacity (MW) | JORDANTHORPE | Consumer Transformation | Gen_BB006 | MW | NPgY | Jordanthorpe |  | 0 | 0.021 | 0.042 | 0.063 | 0.048 | 0.156 | 0.255 | 0.342 | 0.36 | 0.348 | 0.311 | 0.188 | 0 | 0 | 0 | 0 | 0 | 0 | 0 | 0 | 0 | 0 | 0 | 0 | 0 | 0 | 0 | 0 | 0
NPgY | GSP | NG FES - Consumer Transformation | Total installed other non-renewable capacity (MW) | KEADBY | Consumer Transformation | Gen_BB006 | MW | NPgY | Keadby |  | 170.755 | 173.03 | 175.305 | 177.581 | 175.953 | 187.712 | 198.497 | 208.024 | 209.954 | 208.643 | 204.6 | 191.257 | 169.861 | 144.579 | 119.402 | 99.243 | 83.049 | 67.612 | 49.715 | 30.436 | 11.208 | 0 | 0 | 0 | 0 | 0 | 0 | 0 | 0
NPgY | GSP | NG FES - Consumer Transformation | Total installed other non-renewable capacity (MW) | KIRKSTALL B | Consumer Transformation | Gen_BB006 | MW | NPgY | Kirkstall B |  | 5.313 | 5.39 | 5.468 | 5.545 | 5.49 | 5.89 | 6.258 | 6.582 | 6.648 | 6.603 | 6.466 | 6.011 | 5.285 | 4.499 | 3.715 | 3.088 | 2.584 | 2.104 | 1.547 | 0.947 | 0.349 | 0 | 0 | 0 | 0 | 0 | 0 | 0 | 0
NPgY | GSP | NG FES - Consumer Transformation | Total installed other non-renewable capacity (MW) | NEEPSEND | Consumer Transformation | Gen_BB006 | MW | NPgY | Neepsend |  | 0 | 0.007 | 0.014 | 0.022 | 0.017 | 0.054 | 0.088 | 0.118 | 0.125 | 0.12 | 0.108 | 0.065 | 0 | 0 | 0 | 0 | 0 | 0 | 0 | 0 | 0 | 0 | 0 | 0 | 0 | 0 | 0 | 0 | 0
NPgY | GSP | NG FES - Consumer Transformation | Total installed other non-renewable capacity (MW) | NORTON LEES | Consumer Transformation | Gen_BB006 | MW | NPgY | Norton Lees |  | 0 | 0 | 0 | 0 | 0 | 0 | 0 | 0 | 0 | 0 | 0 | 0 | 0 | 0 | 0 | 0 | 0 | 0 | 0 | 0 | 0 | 0 | 0 | 0 | 0 | 0 | 0 | 0 | 0
NPgY | GSP | NG FES - Consumer Transformation | Total installed other non-renewable capacity (MW) | PITSMOOR 3/4 | Consumer Transformation | Gen_BB006 | MW | NPgY | Pitsmoor |  | 0 | 0 | 0 | 0 | 0 | 0 | 0.001 | 0.001 | 0.001 | 0.001 | 0.001 | 0.001 | 0 | 0 | 0 | 0 | 0 | 0 | 0 | 0 | 0 | 0 | 0 | 0 | 0 | 0 | 0 | 0 | 0
NPgY | GSP | NG FES - Consumer Transformation | Total installed other non-renewable capacity (MW) | SALTEND NORTH | Consumer Transformation | Gen_BB006 | MW | NPgY | Saltend North |  | 0 | 0.001 | 0.002 | 0.003 | 0.002 | 0.006 | 0.01 | 0.014 | 0.015 | 0.014 | 0.013 | 0.008 | 0 | 0 | 0 | 0 | 0 | 0 | 0 | 0 | 0 | 0 | 0 | 0 | 0 | 0 | 0 | 0 | 0
NPgY | GSP | NG FES - Consumer Transformation | Total installed other non-renewable capacity (MW) | SHEFFIELD CITY | Consumer Transformation | Gen_BB006 | MW | NPgY | Sheffield City |  | 0 | 0.001 | 0.003 | 0.004 | 0.003 | 0.011 | 0.018 | 0.024 | 0.026 | 0.025 | 0.022 | 0.013 | 0 | 0 | 0 | 0 | 0 | 0 | 0 | 0 | 0 | 0 | 0 | 0 | 0 | 0 | 0 | 0 | 0
NPgY | GSP | NG FES - Consumer Transformation | Total installed other non-renewable capacity (MW) | SKELTON GRANGE | Consumer Transformation | Gen_BB006 | MW | NPgY | Skelton Grange |  | 10.646 | 10.847 | 11.048 | 11.249 | 11.105 | 12.145 | 13.098 | 13.94 | 14.111 | 13.995 | 13.638 | 12.458 | 10.59 | 9.014 | 7.444 | 6.187 | 5.178 | 4.215 | 3.1 | 1.898 | 0.699 | 0 | 0 | 0 | 0 | 0 | 0 | 0 | 0
NPgY | GSP | NG FES - Consumer Transformation | Total installed other non-renewable capacity (MW) | TEMPLEBOROUGH 275/33KV | Consumer Transformation | Gen_BB006 | MW | NPgY | Templeborough |  | 0 | 0.006 | 0.011 | 0.017 | 0.013 | 0.041 | 0.067 | 0.09 | 0.095 | 0.092 | 0.082 | 0.05 | 0 | 0 | 0 | 0 | 0 | 0 | 0 | 0 | 0 | 0 | 0 | 0 | 0 | 0 | 0 | 0 | 0
NPgY | GSP | NG FES - Consumer Transformation | Total installed other non-renewable capacity (MW) | THURCROFT | Consumer Transformation | Gen_BB006 | MW | NPgY | Thurcroft |  | 36 | 36.574 | 37.148 | 37.722 | 37.311 | 40.277 | 42.998 | 45.401 | 45.887 | 45.557 | 44.537 | 41.171 | 35.811 | 30.481 | 25.173 | 20.923 | 17.509 | 14.255 | 10.481 | 6.417 | 2.363 | 0 | 0 | 0 | 0 | 0 | 0 | 0 | 0
NPgY | GSP | NG FES - Consumer Transformation | Total installed other non-renewable capacity (MW) | WEST MELTON / THORPE MARSH | Consumer Transformation | Gen_BB006 | MW | NPgY | Thorpe Marsh |  | 37.876 | 38.4 | 38.923 | 39.447 | 39.072 | 41.779 | 44.261 | 46.453 | 46.898 | 46.596 | 45.665 | 42.594 | 37.678 | 32.07 | 26.485 | 22.014 | 18.422 | 14.997 | 11.027 | 6.751 | 2.486 | 0 | 0 | 0 | 0 | 0 | 0 | 0 | 0
NPgY | GSP | NG FES - Consumer Transformation | Total installed other non-renewable capacity (MW) | WEST MELTON SECTION 3 | Consumer Transformation | Gen_BB006 | MW | NPgY | West Melton |  | 17.268 | 17.828 | 18.389 | 18.949 | 18.548 | 21.445 | 24.102 | 26.449 | 26.925 | 26.602 | 25.606 | 22.319 | 17.178 | 14.621 | 12.075 | 10.036 | 8.399 | 6.837 | 5.028 | 3.078 | 1.133 | 0 | 0 | 0 | 0 | 0 | 0 | 0 | 0
NPgY | GSP | NG FES - Consumer Transformation | Total installed other non-renewable capacity (MW) | WINCOBANK | Consumer Transformation | Gen_BB006 | MW | NPgY | Wincobank |  | 0 | 0.02 | 0.039 | 0.059 | 0.045 | 0.146 | 0.238 | 0.32 | 0.337 | 0.325 | 0.291 | 0.176 | 0 | 0 | 0 | 0 | 0 | 0 | 0 | 0 | 0 | 0 | 0 | 0 | 0 | 0 | 0 | 0 | 0
NPgN | GSP | NG FES - Falling Short | Total installed other non-renewable capacity (MW) | BLYTH 66kV | Falling Short | Gen_BB006 | MW | NPgN | Blyth 66kV |  | 1.6 | 2.401 | 3.152 | 3.903 | 6.929 | 9.878 | 12.797 | 15.626 | 18.205 | 20.455 | 22.235 | 22.795 | 22.914 | 22.511 | 21.645 | 21.179 | 20.865 | 20.397 | 19.94 | 19.189 | 18.396 | 17.478 | 16.801 | 15.933 | 15.191 | 14.526 | 13.712 | 13.129 | 12.806
NPgN | GSP | NG FES - Falling Short | Total installed other non-renewable capacity (MW) | BLYTH 132kV | Falling Short | Gen_BB006 | MW | NPgN | Blyth 132kV |  | 0 | 1.328 | 2.656 | 3.984 | 9.334 | 14.548 | 19.71 | 24.711 | 29.271 | 33.249 | 36.398 | 37.387 | 37.598 | 36.885 | 35.354 | 34.529 | 33.976 | 33.147 | 32.339 | 31.011 | 29.609 | 27.986 | 26.789 | 25.254 | 23.943 | 22.766 | 21.328 | 20.297 | 19.726
NPgN | GSP | NG FES - Falling Short | Total installed other non-renewable capacity (MW) | FOURSTONES | Falling Short | Gen_BB006 | MW | NPgN | Fourstones |  | 0 | 0.069 | 0.137 | 0.206 | 0.483 | 0.752 | 1.019 | 1.278 | 1.514 | 1.72 | 1.882 | 1.934 | 1.944 | 1.908 | 1.828 | 1.786 | 1.757 | 1.714 | 1.672 | 1.604 | 1.531 | 1.447 | 1.385 | 1.306 | 1.238 | 1.177 | 1.103 | 1.05 | 1.02
NPgN | GSP | NG FES - Falling Short | Total installed other non-renewable capacity (MW) | HARTMOOR | Falling Short | Gen_BB006 | MW | NPgN | Hart Moor |  | 51.794 | 52.165 | 52.536 | 52.908 | 54.403 | 55.86 | 57.303 | 58.701 | 59.976 | 61.088 | 61.968 | 62.244 | 62.303 | 62.104 | 61.676 | 61.446 | 61.291 | 61.059 | 60.833 | 60.462 | 60.07 | 59.617 | 59.282 | 58.853 | 58.486 | 58.157 | 57.756 | 57.467 | 57.308
NPgN | GSP | NG FES - Falling Short | Total installed other non-renewable capacity (MW) | HAWTHORN PIT GRID | Falling Short | Gen_BB006 | MW | NPgN | Hawthorn Pit |  | 37.85 | 38.238 | 38.626 | 39.014 | 40.576 | 42.099 | 43.607 | 45.067 | 46.399 | 47.561 | 48.48 | 48.769 | 48.831 | 48.623 | 48.176 | 47.935 | 47.773 | 47.531 | 47.295 | 46.907 | 46.498 | 46.024 | 45.674 | 45.226 | 44.843 | 44.499 | 44.079 | 43.778 | 43.611
NPgN | GSP | NG FES - Falling Short | Total installed other non-renewable capacity (MW) | KNARESBOROUGH | Falling Short | Gen_BB006 | MW | NPgN | Knaresborough |  | 27 | 28.544 | 30.088 | 31.632 | 37.851 | 43.912 | 49.913 | 55.726 | 61.027 | 65.652 | 69.312 | 70.462 | 70.707 | 69.878 | 68.099 | 67.14 | 66.496 | 65.533 | 64.594 | 63.05 | 61.42 | 59.534 | 58.142 | 56.358 | 54.833 | 53.465 | 51.794 | 50.595 | 49.931
NPgN | GSP | NG FES - Falling Short | Total installed other non-renewable capacity (MW) | LACKENBY | Falling Short | Gen_BB006 | MW | NPgN | Lackenby |  | 13 | 13.4 | 13.801 | 14.201 | 15.814 | 17.387 | 18.943 | 20.451 | 21.826 | 23.025 | 23.975 | 24.273 | 24.336 | 24.121 | 23.66 | 23.411 | 23.244 | 22.994 | 22.751 | 22.35 | 21.928 | 21.438 | 21.077 | 20.615 | 20.219 | 19.864 | 19.431 | 19.12 | 18.948
NPgN | GSP | NG FES - Falling Short | Total installed other non-renewable capacity (MW) | NORTON | Falling Short | Gen_BB006 | MW | NPgN | Norton |  | 19.629 | 22.81 | 25.991 | 29.171 | 41.983 | 54.471 | 66.834 | 78.811 | 89.731 | 99.259 | 106.8 | 109.169 | 109.674 | 107.966 | 104.301 | 102.324 | 100.999 | 99.014 | 97.08 | 93.898 | 90.542 | 86.655 | 83.788 | 80.112 | 76.97 | 74.152 | 70.709 | 68.24 | 66.871
NPgN | GSP | NG FES - Falling Short | Total installed other non-renewable capacity (MW) | OFFERTON | Falling Short | Gen_BB006 | MW | NPgN | Offerton |  | 0.5 | 0.528 | 0.555 | 0.583 | 0.693 | 0.801 | 0.908 | 1.012 | 1.106 | 1.189 | 1.254 | 1.275 | 1.279 | 1.264 | 1.233 | 1.215 | 1.204 | 1.187 | 1.17 | 1.143 | 1.113 | 1.08 | 1.055 | 1.023 | 0.996 | 0.972 | 0.942 | 0.921 | 0.909
NPgN | GSP | NG FES - Falling Short | Total installed other non-renewable capacity (MW) | OSBALDWICK | Falling Short | Gen_BB006 | MW | NPgN | Osbaldwick |  | 9.101 | 12.882 | 16.662 | 20.443 | 35.67 | 50.512 | 65.206 | 79.442 | 92.421 | 103.746 | 112.707 | 115.524 | 116.124 | 114.094 | 109.738 | 107.388 | 105.813 | 103.454 | 101.155 | 97.374 | 93.384 | 88.765 | 85.357 | 80.988 | 77.254 | 73.904 | 69.812 | 66.878 | 65.251
NPgN | GSP | NG FES - Falling Short | Total installed other non-renewable capacity (MW) | POPPLETON | Falling Short | Gen_BB006 | MW | NPgN | Poppleton |  | 2.85 | 2.966 | 3.082 | 3.198 | 3.665 | 4.121 | 4.572 | 5.009 | 5.407 | 5.755 | 6.03 | 6.116 | 6.135 | 6.072 | 5.939 | 5.867 | 5.818 | 5.746 | 5.675 | 5.559 | 5.437 | 5.295 | 5.19 | 5.056 | 4.942 | 4.839 | 4.713 | 4.623 | 4.573
NPgN | GSP | NG FES - Falling Short | Total installed other non-renewable capacity (MW) | SALTHOLME | Falling Short | Gen_BB006 | MW | NPgN | Saltholme |  | 156.405 | 156.434 | 156.463 | 156.492 | 156.608 | 156.722 | 156.834 | 156.943 | 157.042 | 157.129 | 157.198 | 157.219 | 157.224 | 157.208 | 157.175 | 157.157 | 157.145 | 157.127 | 157.109 | 157.08 | 157.05 | 157.014 | 156.988 | 156.955 | 156.926 | 156.901 | 156.869 | 156.847 | 156.835
NPgN | GSP | NG FES - Falling Short | Total installed other non-renewable capacity (MW) | SOUTH SHIELDS | Falling Short | Gen_BB006 | MW | NPgN | South Shields |  | 0.212 | 0.212 | 0.212 | 0.213 | 0.213 | 0.214 | 0.215 | 0.215 | 0.216 | 0.217 | 0.217 | 0.217 | 0.217 | 0.217 | 0.217 | 0.217 | 0.217 | 0.217 | 0.217 | 0.216 | 0.216 | 0.216 | 0.216 | 0.216 | 0.215 | 0.215 | 0.215 | 0.215 | 0.215
NPgN | GSP | NG FES - Falling Short | Total installed other non-renewable capacity (MW) | SPADEADAM | Falling Short | Gen_BB006 | MW | NPgN | Spadeadam - Not in NG FES |  | 0 | 0.054 | 0.108 | 0.161 | 0.378 | 0.59 | 0.799 | 1.001 | 1.186 | 1.348 | 1.475 | 1.515 | 1.524 | 1.495 | 1.433 | 1.399 | 1.377 | 1.343 | 1.311 | 1.257 | 1.2 | 1.134 | 1.086 | 1.023 | 0.97 | 0.923 | 0.864 | 0.823 | 0.799
NPgN | GSP | NG FES - Falling Short | Total installed other non-renewable capacity (MW) | SPENNYMOOR | Falling Short | Gen_BB006 | MW | NPgN | Spennymoor |  | 5.879 | 8.405 | 10.931 | 13.457 | 23.631 | 33.547 | 43.364 | 52.876 | 61.547 | 69.114 | 75.101 | 76.983 | 77.384 | 76.028 | 73.117 | 71.548 | 70.495 | 68.919 | 67.383 | 64.857 | 62.191 | 59.105 | 56.828 | 53.908 | 51.414 | 49.176 | 46.442 | 44.481 | 43.394
NPgN | GSP | NG FES - Falling Short | Total installed other non-renewable capacity (MW) | STELLA NORTH | Falling Short | Gen_BB006 | MW | NPgN | Stella North |  | 7.135 | 7.31 | 7.485 | 7.66 | 8.364 | 9.05 | 9.73 | 10.388 | 10.988 | 11.512 | 11.927 | 12.057 | 12.085 | 11.991 | 11.789 | 11.681 | 11.608 | 11.499 | 11.392 | 11.218 | 11.033 | 10.819 | 10.662 | 10.46 | 10.287 | 10.132 | 9.943 | 9.807 | 9.732
NPgN | GSP | NG FES - Falling Short | Total installed other non-renewable capacity (MW) | STELLA SOUTH | Falling Short | Gen_BB006 | MW | NPgN | Stella South |  | 4.08 | 5.314 | 6.547 | 7.781 | 12.749 | 17.592 | 22.387 | 27.032 | 31.267 | 34.962 | 37.887 | 38.806 | 39.001 | 38.339 | 36.918 | 36.151 | 35.637 | 34.867 | 34.117 | 32.883 | 31.581 | 30.074 | 28.962 | 27.537 | 26.318 | 25.225 | 23.89 | 22.932 | 22.402
NPgN | GSP | NG FES - Falling Short | Total installed other non-renewable capacity (MW) | TYNEMOUTH | Falling Short | Gen_BB006 | MW | NPgN | Tynemouth 1 |  | 8.151 | 8.198 | 8.246 | 8.293 | 8.484 | 8.67 | 8.855 | 9.033 | 9.196 | 9.338 | 9.45 | 9.486 | 9.493 | 9.468 | 9.413 | 9.384 | 9.364 | 9.334 | 9.305 | 9.258 | 9.208 | 9.15 | 9.107 | 9.053 | 9.006 | 8.964 | 8.912 | 8.876 | 8.855
NPgN | GSP | NG FES - Falling Short | Total installed other non-renewable capacity (MW) | WEST BOLDON | Falling Short | Gen_BB006 | MW | NPgN | West Boldon |  | 0.6 | 0.748 | 0.895 | 1.043 | 1.638 | 2.217 | 2.791 | 3.347 | 3.854 | 4.297 | 4.647 | 4.757 | 4.78 | 4.701 | 4.531 | 4.439 | 4.377 | 4.285 | 4.195 | 4.048 | 3.892 | 3.712 | 3.578 | 3.408 | 3.262 | 3.131 | 2.971 | 2.857 | 2.793
NPgY | GSP | NG FES - Falling Short | Total installed other non-renewable capacity (MW) | BRADFORD WEST | Falling Short | Gen_BB006 | MW | NPgY | Bradford West |  | 12.219 | 13.533 | 14.848 | 16.162 | 17.82 | 19.427 | 21.018 | 22.56 | 22.804 | 24.03 | 25.001 | 25.306 | 25.371 | 25.151 | 24.679 | 24.425 | 24.254 | 23.999 | 23.75 | 23.34 | 22.908 | 22.408 | 22.039 | 21.566 | 21.161 | 20.799 | 20.356 | 20.038 | 19.862
NPgY | GSP | NG FES - Falling Short | Total installed other non-renewable capacity (MW) | CAMBLESFORTH | Falling Short | Gen_BB006 | MW | NPgY | Camblesforth |  | 3 | 3.226 | 3.451 | 3.677 | 3.961 | 4.237 | 4.51 | 4.775 | 4.817 | 5.027 | 5.194 | 5.246 | 5.258 | 5.22 | 5.139 | 5.095 | 5.066 | 5.022 | 4.979 | 4.909 | 4.835 | 4.749 | 4.686 | 4.604 | 4.535 | 4.473 | 4.397 | 4.342 | 4.312
NPgY | GSP | NG FES - Falling Short | Total installed other non-renewable capacity (MW) | CREYKE BECK | Falling Short | Gen_BB006 | MW | NPgY | Creyke Beck |  | 102.597 | 112.147 | 121.697 | 131.246 | 143.292 | 154.969 | 166.529 | 177.731 | 179.505 | 188.415 | 195.467 | 197.683 | 198.155 | 196.557 | 193.13 | 191.281 | 190.042 | 188.186 | 186.377 | 183.402 | 180.262 | 176.628 | 173.947 | 170.509 | 167.571 | 164.935 | 161.716 | 159.407 | 158.127
NPgY | GSP | NG FES - Falling Short | Total installed other non-renewable capacity (MW) | DRAX | Falling Short | Gen_BB006 | MW | NPgY | Drax |  | 69.05 | 70.197 | 71.344 | 72.491 | 73.938 | 75.34 | 76.729 | 78.074 | 78.287 | 79.358 | 80.205 | 80.471 | 80.527 | 80.336 | 79.924 | 79.702 | 79.553 | 79.33 | 79.113 | 78.755 | 78.378 | 77.942 | 77.62 | 77.207 | 76.854 | 76.537 | 76.151 | 75.873 | 75.72
NPgY | GSP | NG FES - Falling Short | Total installed other non-renewable capacity (MW) | ELLAND | Falling Short | Gen_BB006 | MW | NPgY | Elland |  | 0 | 1.299 | 2.598 | 3.897 | 5.536 | 7.125 | 8.697 | 10.221 | 10.462 | 11.675 | 12.634 | 12.935 | 12.999 | 12.782 | 12.316 | 12.064 | 11.896 | 11.643 | 11.397 | 10.993 | 10.565 | 10.071 | 9.706 | 9.239 | 8.839 | 8.48 | 8.042 | 7.728 | 7.554
NPgY | GSP | NG FES - Falling Short | Total installed other non-renewable capacity (MW) | FERRYBRIDGE A | Falling Short | Gen_BB006 | MW | NPgY | Ferrybridge A |  | 5.499 | 7.378 | 9.257 | 11.136 | 13.505 | 15.803 | 18.077 | 20.281 | 20.63 | 22.383 | 23.77 | 24.206 | 24.299 | 23.985 | 23.311 | 22.947 | 22.703 | 22.338 | 21.982 | 21.397 | 20.779 | 20.064 | 19.536 | 18.86 | 18.282 | 17.763 | 17.13 | 16.676 | 16.424
NPgY | GSP | NG FES - Falling Short | Total installed other non-renewable capacity (MW) | FERRYBRIDGE B | Falling Short | Gen_BB006 | MW | NPgY | Ferrybridge B (_M) |  | 90.58 | 95.395 | 100.211 | 105.026 | 111.099 | 116.987 | 122.816 | 128.464 | 129.359 | 133.852 | 137.407 | 138.525 | 138.762 | 137.957 | 136.229 | 135.297 | 134.672 | 133.736 | 132.824 | 131.324 | 129.741 | 127.908 | 126.556 | 124.823 | 123.341 | 122.013 | 120.389 | 119.225 | 118.58
NPgY | GSP | NG FES - Falling Short | Total installed other non-renewable capacity (MW) | GRIMSBY WEST | Falling Short | Gen_BB006 | MW | NPgY | Grimsby West |  | 48 | 55.091 | 58.182 | 61.273 | 65.171 | 68.951 | 72.692 | 76.318 | 76.892 | 79.776 | 82.058 | 82.776 | 82.928 | 82.411 | 81.302 | 80.704 | 80.303 | 79.702 | 79.116 | 78.153 | 77.137 | 75.961 | 75.093 | 73.981 | 73.03 | 72.177 | 71.135 | 70.387 | 69.973
NPgY | GSP | NG FES - Falling Short | Total installed other non-renewable capacity (MW) | JORDANTHORPE | Falling Short | Gen_BB006 | MW | NPgY | Jordanthorpe |  | 0 | 0.146 | 0.292 | 0.439 | 0.623 | 0.802 | 0.979 | 1.151 | 1.178 | 1.314 | 1.422 | 1.456 | 1.463 | 1.439 | 1.386 | 1.358 | 1.339 | 1.311 | 1.283 | 1.237 | 1.189 | 1.134 | 1.093 | 1.04 | 0.995 | 0.955 | 0.905 | 0.87 | 0.85
NPgY | GSP | NG FES - Falling Short | Total installed other non-renewable capacity (MW) | KEADBY | Falling Short | Gen_BB006 | MW | NPgY | Keadby |  | 170.755 | 186.681 | 202.608 | 218.534 | 238.622 | 258.096 | 277.375 | 296.056 | 299.015 | 313.875 | 325.635 | 329.33 | 330.117 | 327.453 | 321.738 | 318.655 | 316.587 | 313.492 | 310.475 | 305.514 | 300.278 | 294.218 | 289.745 | 284.012 | 279.112 | 274.717 | 269.348 | 265.497 | 263.363
NPgY | GSP | NG FES - Falling Short | Total installed other non-renewable capacity (MW) | KIRKSTALL B | Falling Short | Gen_BB006 | MW | NPgY | Kirkstall B |  | 5.313 | 5.855 | 6.398 | 6.94 | 7.624 | 8.287 | 8.944 | 9.58 | 9.681 | 10.187 | 10.588 | 10.713 | 10.74 | 10.649 | 10.455 | 10.35 | 10.279 | 10.174 | 10.071 | 9.902 | 9.724 | 9.518 | 9.365 | 9.17 | 9.003 | 8.853 | 8.671 | 8.539 | 8.467
NPgY | GSP | NG FES - Falling Short | Total installed other non-renewable capacity (MW) | NEEPSEND | Falling Short | Gen_BB006 | MW | NPgY | Neepsend |  | 0 | 0.051 | 0.101 | 0.152 | 0.216 | 0.277 | 0.339 | 0.398 | 0.407 | 0.455 | 0.492 | 0.504 | 0.506 | 0.498 | 0.48 | 0.47 | 0.463 | 0.453 | 0.444 | 0.428 | 0.411 | 0.392 | 0.378 | 0.36 | 0.344 | 0.33 | 0.313 | 0.301 | 0.294
NPgY | GSP | NG FES - Falling Short | Total installed other non-renewable capacity (MW) | NORTON LEES | Falling Short | Gen_BB006 | MW | NPgY | Norton Lees |  | 0 | 0 | 0 | 0 | 0 | 0.001 | 0.001 | 0.001 | 0.001 | 0.001 | 0.001 | 0.001 | 0.001 | 0.001 | 0.001 | 0.001 | 0.001 | 0.001 | 0.001 | 0.001 | 0.001 | 0.001 | 0.001 | 0.001 | 0.001 | 0.001 | 0.001 | 0.001 | 0.001
NPgY | GSP | NG FES - Falling Short | Total installed other non-renewable capacity (MW) | PITSMOOR 3/4 | Falling Short | Gen_BB006 | MW | NPgY | Pitsmoor |  | 0 | 0 | 0.001 | 0.001 | 0.002 | 0.002 | 0.003 | 0.004 | 0.004 | 0.004 | 0.004 | 0.004 | 0.004 | 0.004 | 0.004 | 0.004 | 0.004 | 0.004 | 0.004 | 0.004 | 0.004 | 0.003 | 0.003 | 0.003 | 0.003 | 0.003 | 0.003 | 0.003 | 0.003
NPgY | GSP | NG FES - Falling Short | Total installed other non-renewable capacity (MW) | SALTEND NORTH | Falling Short | Gen_BB006 | MW | NPgY | Saltend North |  | 0 | 0.006 | 0.012 | 0.018 | 0.025 | 0.032 | 0.04 | 0.047 | 0.048 | 0.053 | 0.058 | 0.059 | 0.059 | 0.058 | 0.056 | 0.055 | 0.054 | 0.053 | 0.052 | 0.05 | 0.048 | 0.046 | 0.044 | 0.042 | 0.04 | 0.039 | 0.037 | 0.035 | 0.034
NPgY | GSP | NG FES - Falling Short | Total installed other non-renewable capacity (MW) | SHEFFIELD CITY | Falling Short | Gen_BB006 | MW | NPgY | Sheffield City |  | 0 | 0.01 | 0.021 | 0.031 | 0.045 | 0.057 | 0.07 | 0.082 | 0.084 | 0.094 | 0.102 | 0.104 | 0.105 | 0.103 | 0.099 | 0.097 | 0.096 | 0.094 | 0.092 | 0.089 | 0.085 | 0.081 | 0.078 | 0.074 | 0.071 | 0.068 | 0.065 | 0.062 | 0.061
NPgY | GSP | NG FES - Falling Short | Total installed other non-renewable capacity (MW) | SKELTON GRANGE | Falling Short | Gen_BB006 | MW | NPgY | Skelton Grange |  | 10.646 | 12.054 | 13.462 | 14.869 | 16.645 | 18.367 | 20.071 | 21.722 | 21.984 | 23.297 | 24.337 | 24.663 | 24.733 | 24.498 | 23.992 | 23.72 | 23.537 | 23.263 | 22.997 | 22.558 | 22.095 | 21.56 | 21.164 | 20.658 | 20.224 | 19.836 | 19.361 | 19.021 | 18.832
NPgY | GSP | NG FES - Falling Short | Total installed other non-renewable capacity (MW) | TEMPLEBOROUGH 275/33KV | Falling Short | Gen_BB006 | MW | NPgY | Templeborough |  | 0 | 0.039 | 0.077 | 0.116 | 0.165 | 0.212 | 0.258 | 0.304 | 0.311 | 0.347 | 0.375 | 0.384 | 0.386 | 0.38 | 0.366 | 0.359 | 0.354 | 0.346 | 0.339 | 0.327 | 0.314 | 0.299 | 0.288 | 0.275 | 0.263 | 0.252 | 0.239 | 0.23 | 0.224
NPgY | GSP | NG FES - Falling Short | Total installed other non-renewable capacity (MW) | THURCROFT | Falling Short | Gen_BB006 | MW | NPgY | Thurcroft |  | 36 | 40.017 | 44.034 | 48.052 | 53.119 | 58.031 | 62.894 | 67.606 | 68.352 | 72.1 | 75.066 | 75.999 | 76.197 | 75.525 | 74.084 | 73.306 | 72.784 | 72.004 | 71.243 | 69.991 | 68.671 | 67.142 | 66.014 | 64.568 | 63.332 | 62.223 | 60.869 | 59.898 | 59.359
NPgY | GSP | NG FES - Falling Short | Total installed other non-renewable capacity (MW) | WEST MELTON / THORPE MARSH | Falling Short | Gen_BB006 | MW | NPgY | Thorpe Marsh |  | 37.876 | 41.541 | 45.207 | 48.872 | 53.496 | 57.978 | 62.415 | 66.714 | 67.395 | 70.815 | 73.522 | 74.372 | 74.553 | 73.94 | 72.625 | 71.915 | 71.439 | 70.727 | 70.033 | 68.891 | 67.686 | 66.291 | 65.262 | 63.942 | 62.814 | 61.803 | 60.567 | 59.681 | 59.19
NPgY | GSP | NG FES - Falling Short | Total installed other non-renewable capacity (MW) | WEST MELTON SECTION 3 | Falling Short | Gen_BB006 | MW | NPgY | West Melton |  | 17.268 | 21.191 | 25.115 | 29.038 | 33.987 | 38.785 | 43.534 | 48.136 | 48.865 | 52.526 | 55.423 | 56.334 | 56.527 | 55.871 | 54.463 | 53.704 | 53.194 | 52.432 | 51.689 | 50.466 | 49.176 | 47.683 | 46.582 | 45.169 | 43.962 | 42.879 | 41.557 | 40.608 | 40.082
NPgY | GSP | NG FES - Falling Short | Total installed other non-renewable capacity (MW) | WINCOBANK | Falling Short | Gen_BB006 | MW | NPgY | Wincobank |  | 0 | 0.137 | 0.274 | 0.41 | 0.583 | 0.75 | 0.916 | 1.076 | 1.101 | 1.229 | 1.33 | 1.362 | 1.368 | 1.346 | 1.297 | 1.27 | 1.252 | 1.226 | 1.2 | 1.157 | 1.112 | 1.06 | 1.022 | 0.973 | 0.93 | 0.893 | 0.847 | 0.814 | 0.795
NPgN | GSP | NG FES - Leading the Way | Total installed other non-renewable capacity (MW) | BLYTH 66kV | Leading the Way | Gen_BB006 | MW | NPgN | Blyth 66kV |  | 1.6 | 2.079 | 2.508 | 2.938 | 3.801 | 4.255 | 4.718 | 5.19 | 4.959 | 4.209 | 2.147 | 1.431 | 0.777 | 0 | 0 | 0 | 0 | 0 | 0 | 0 | 0 | 0 | 0 | 0 | 0 | 0 | 0 | 0 | 0
NPgN | GSP | NG FES - Leading the Way | Total installed other non-renewable capacity (MW) | BLYTH 132kV | Leading the Way | Gen_BB006 | MW | NPgN | Blyth 132kV |  | 0 | 0.759 | 1.518 | 2.277 | 3.804 | 4.606 | 5.424 | 6.259 | 5.852 | 4.525 | 0.879 | 0 | 0 | 0 | 0 | 0 | 0 | 0 | 0 | 0 | 0 | 0 | 0 | 0 | 0 | 0 | 0 | 0 | 0
NPgN | GSP | NG FES - Leading the Way | Total installed other non-renewable capacity (MW) | FOURSTONES | Leading the Way | Gen_BB006 | MW | NPgN | Fourstones |  | 0 | 0.039 | 0.078 | 0.118 | 0.197 | 0.238 | 0.281 | 0.324 | 0.303 | 0.234 | 0.045 | 0 | 0 | 0 | 0 | 0 | 0 | 0 | 0 | 0 | 0 | 0 | 0 | 0 | 0 | 0 | 0 | 0 | 0
NPgN | GSP | NG FES - Leading the Way | Total installed other non-renewable capacity (MW) | HARTMOOR | Leading the Way | Gen_BB006 | MW | NPgN | Hart Moor |  | 51.794 | 52.006 | 52.218 | 52.43 | 52.857 | 53.082 | 53.31 | 53.544 | 53.43 | 53.059 | 52.04 | 44.925 | 24.38 | 0 | 0 | 0 | 0 | 0 | 0 | 0 | 0 | 0 | 0 | 0 | 0 | 0 | 0 | 0 | 0
NPgN | GSP | NG FES - Leading the Way | Total installed other non-renewable capacity (MW) | HAWTHORN PIT GRID | Leading the Way | Gen_BB006 | MW | NPgN | Hawthorn Pit |  | 37.85 | 38.072 | 38.293 | 38.515 | 38.961 | 39.195 | 39.434 | 39.678 | 39.559 | 39.172 | 38.107 | 32.83 | 17.816 | 0 | 0 | 0 | 0 | 0 | 0 | 0 | 0 | 0 | 0 | 0 | 0 | 0 | 0 | 0 | 0
NPgN | GSP | NG FES - Leading the Way | Total installed other non-renewable capacity (MW) | KNARESBOROUGH | Leading the Way | Gen_BB006 | MW | NPgN | Knaresborough |  | 27 | 27.882 | 28.765 | 29.647 | 31.422 | 32.355 | 33.306 | 34.276 | 33.802 | 32.26 | 28.022 | 23.419 | 12.709 | 0 | 0 | 0 | 0 | 0 | 0 | 0 | 0 | 0 | 0 | 0 | 0 | 0 | 0 | 0 | 0
NPgN | GSP | NG FES - Leading the Way | Total installed other non-renewable capacity (MW) | LACKENBY | Leading the Way | Gen_BB006 | MW | NPgN | Lackenby |  | 13 | 13.229 | 13.458 | 13.687 | 14.147 | 14.389 | 14.636 | 14.887 | 14.764 | 14.364 | 13.265 | 11.276 | 6.119 | 0 | 0 | 0 | 0 | 0 | 0 | 0 | 0 | 0 | 0 | 0 | 0 | 0 | 0 | 0 | 0
NPgN | GSP | NG FES - Leading the Way | Total installed other non-renewable capacity (MW) | NORTON | Leading the Way | Gen_BB006 | MW | NPgN | Norton |  | 19.629 | 21.447 | 23.264 | 25.082 | 28.739 | 30.661 | 32.62 | 34.62 | 33.643 | 30.467 | 21.735 | 17.026 | 9.24 | 0 | 0 | 0 | 0 | 0 | 0 | 0 | 0 | 0 | 0 | 0 | 0 | 0 | 0 | 0 | 0
NPgN | GSP | NG FES - Leading the Way | Total installed other non-renewable capacity (MW) | OFFERTON | Leading the Way | Gen_BB006 | MW | NPgN | Offerton |  | 0.5 | 0.516 | 0.531 | 0.547 | 0.579 | 0.595 | 0.612 | 0.63 | 0.621 | 0.594 | 0.518 | 0.434 | 0.235 | 0 | 0 | 0 | 0 | 0 | 0 | 0 | 0 | 0 | 0 | 0 | 0 | 0 | 0 | 0 | 0
NPgN | GSP | NG FES - Leading the Way | Total installed other non-renewable capacity (MW) | OSBALDWICK | Leading the Way | Gen_BB006 | MW | NPgN | Osbaldwick |  | 9.101 | 11.261 | 13.422 | 15.582 | 19.928 | 22.213 | 24.542 | 26.918 | 25.757 | 21.982 | 11.604 | 7.894 | 4.284 | 0 | 0 | 0 | 0 | 0 | 0 | 0 | 0 | 0 | 0 | 0 | 0 | 0 | 0 | 0 | 0
NPgN | GSP | NG FES - Leading the Way | Total installed other non-renewable capacity (MW) | POPPLETON | Leading the Way | Gen_BB006 | MW | NPgN | Poppleton |  | 2.85 | 2.916 | 2.983 | 3.049 | 3.182 | 3.252 | 3.324 | 3.397 | 3.361 | 3.245 | 2.927 | 2.472 | 1.342 | 0 | 0 | 0 | 0 | 0 | 0 | 0 | 0 | 0 | 0 | 0 | 0 | 0 | 0 | 0 | 0
NPgN | GSP | NG FES - Leading the Way | Total installed other non-renewable capacity (MW) | SALTHOLME | Leading the Way | Gen_BB006 | MW | NPgN | Saltholme |  | 156.405 | 156.422 | 156.438 | 156.455 | 156.488 | 156.505 | 156.523 | 156.541 | 156.532 | 156.504 | 156.424 | 135.662 | 73.622 | 0 | 0 | 0 | 0 | 0 | 0 | 0 | 0 | 0 | 0 | 0 | 0 | 0 | 0 | 0 | 0
NPgN | GSP | NG FES - Leading the Way | Total installed other non-renewable capacity (MW) | SOUTH SHIELDS | Leading the Way | Gen_BB006 | MW | NPgN | South Shields |  | 0.212 | 0.212 | 0.212 | 0.212 | 0.213 | 0.213 | 0.213 | 0.213 | 0.213 | 0.213 | 0.212 | 0.184 | 0.1 | 0 | 0 | 0 | 0 | 0 | 0 | 0 | 0 | 0 | 0 | 0 | 0 | 0 | 0 | 0 | 0
NPgN | GSP | NG FES - Leading the Way | Total installed other non-renewable capacity (MW) | SPADEADAM | Leading the Way | Gen_BB006 | MW | NPgN | Spadeadam - Not in NG FES |  | 0 | 0.031 | 0.062 | 0.092 | 0.154 | 0.187 | 0.22 | 0.254 | 0.237 | 0.183 | 0.036 | 0 | 0 | 0 | 0 | 0 | 0 | 0 | 0 | 0 | 0 | 0 | 0 | 0 | 0 | 0 | 0 | 0 | 0
NPgN | GSP | NG FES - Leading the Way | Total installed other non-renewable capacity (MW) | SPENNYMOOR | Leading the Way | Gen_BB006 | MW | NPgN | Spennymoor |  | 5.879 | 7.322 | 8.766 | 10.209 | 13.113 | 14.639 | 16.196 | 17.783 | 17.008 | 14.485 | 7.551 | 5.099 | 2.767 | 0 | 0 | 0 | 0 | 0 | 0 | 0 | 0 | 0 | 0 | 0 | 0 | 0 | 0 | 0 | 0
NPgN | GSP | NG FES - Leading the Way | Total installed other non-renewable capacity (MW) | STELLA NORTH | Leading the Way | Gen_BB006 | MW | NPgN | Stella North |  | 7.135 | 7.235 | 7.335 | 7.435 | 7.636 | 7.741 | 7.849 | 7.959 | 7.905 | 7.731 | 7.251 | 6.189 | 3.359 | 0 | 0 | 0 | 0 | 0 | 0 | 0 | 0 | 0 | 0 | 0 | 0 | 0 | 0 | 0 | 0
NPgN | GSP | NG FES - Leading the Way | Total installed other non-renewable capacity (MW) | STELLA SOUTH | Leading the Way | Gen_BB006 | MW | NPgN | Stella South |  | 4.08 | 4.785 | 5.49 | 6.195 | 7.613 | 8.358 | 9.118 | 9.894 | 9.515 | 8.283 | 4.897 | 3.539 | 1.921 | 0 | 0 | 0 | 0 | 0 | 0 | 0 | 0 | 0 | 0 | 0 | 0 | 0 | 0 | 0 | 0
NPgN | GSP | NG FES - Leading the Way | Total installed other non-renewable capacity (MW) | TYNEMOUTH | Leading the Way | Gen_BB006 | MW | NPgN | Tynemouth 1 |  | 8.151 | 8.178 | 8.205 | 8.232 | 8.287 | 8.315 | 8.345 | 8.374 | 8.36 | 8.313 | 8.182 | 7.07 | 3.837 | 0 | 0 | 0 | 0 | 0 | 0 | 0 | 0 | 0 | 0 | 0 | 0 | 0 | 0 | 0 | 0
NPgN | GSP | NG FES - Leading the Way | Total installed other non-renewable capacity (MW) | WEST BOLDON | Leading the Way | Gen_BB006 | MW | NPgN | West Boldon |  | 0.6 | 0.684 | 0.769 | 0.853 | 1.023 | 1.112 | 1.203 | 1.296 | 1.251 | 1.103 | 0.698 | 0.52 | 0.282 | 0 | 0 | 0 | 0 | 0 | 0 | 0 | 0 | 0 | 0 | 0 | 0 | 0 | 0 | 0 | 0
NPgY | GSP | NG FES - Leading the Way | Total installed other non-renewable capacity (MW) | BRADFORD WEST | Leading the Way | Gen_BB006 | MW | NPgY | Bradford West |  | 12.219 | 12.97 | 13.721 | 14.472 | 13.787 | 14.034 | 14.286 | 14.543 | 14.418 | 14.009 | 12.885 | 10.598 | 5.752 | 0 | 0 | 0 | 0 | 0 | 0 | 0 | 0 | 0 | 0 | 0 | 0 | 0 | 0 | 0 | 0
NPgY | GSP | NG FES - Leading the Way | Total installed other non-renewable capacity (MW) | CAMBLESFORTH | Leading the Way | Gen_BB006 | MW | NPgY | Camblesforth |  | 3 | 3.129 | 3.258 | 3.387 | 3.269 | 3.312 | 3.355 | 3.399 | 3.377 | 3.307 | 3.114 | 2.602 | 1.412 | 0 | 0 | 0 | 0 | 0 | 0 | 0 | 0 | 0 | 0 | 0 | 0 | 0 | 0 | 0 | 0
NPgY | GSP | NG FES - Leading the Way | Total installed other non-renewable capacity (MW) | CREYKE BECK | Leading the Way | Gen_BB006 | MW | NPgY | Creyke Beck |  | 102.597 | 108.054 | 113.511 | 118.968 | 113.986 | 115.783 | 117.616 | 119.485 | 118.573 | 115.602 | 107.436 | 88.99 | 48.294 | 0 | 0 | 0 | 0 | 0 | 0 | 0 | 0 | 0 | 0 | 0 | 0 | 0 | 0 | 0 | 0
NPgY | GSP | NG FES - Leading the Way | Total installed other non-renewable capacity (MW) | DRAX | Leading the Way | Gen_BB006 | MW | NPgY | Drax |  | 69.05 | 69.705 | 70.361 | 71.016 | 70.418 | 70.634 | 70.854 | 71.078 | 70.969 | 70.612 | 69.631 | 59.892 | 32.503 | 0 | 0 | 0 | 0 | 0 | 0 | 0 | 0 | 0 | 0 | 0 | 0 | 0 | 0 | 0 | 0
NPgY | GSP | NG FES - Leading the Way | Total installed other non-renewable capacity (MW) | ELLAND | Leading the Way | Gen_BB006 | MW | NPgY | Elland |  | 0 | 0.742 | 1.485 | 2.227 | 1.549 | 1.794 | 2.043 | 2.297 | 2.173 | 1.769 | 0.658 | 0 | 0 | 0 | 0 | 0 | 0 | 0 | 0 | 0 | 0 | 0 | 0 | 0 | 0 | 0 | 0 | 0 | 0
NPgY | GSP | NG FES - Leading the Way | Total installed other non-renewable capacity (MW) | FERRYBRIDGE A | Leading the Way | Gen_BB006 | MW | NPgY | Ferrybridge A |  | 5.499 | 6.573 | 7.646 | 8.72 | 7.74 | 8.093 | 8.454 | 8.822 | 8.642 | 8.058 | 6.451 | 4.77 | 2.588 | 0 | 0 | 0 | 0 | 0 | 0 | 0 | 0 | 0 | 0 | 0 | 0 | 0 | 0 | 0 | 0
NPgY | GSP | NG FES - Leading the Way | Total installed other non-renewable capacity (MW) | FERRYBRIDGE B | Leading the Way | Gen_BB006 | MW | NPgY | Ferrybridge B (_M) |  | 90.58 | 93.332 | 96.083 | 98.835 | 96.323 | 97.229 | 98.153 | 99.096 | 98.635 | 97.137 | 93.02 | 78.567 | 42.637 | 0 | 0 | 0 | 0 | 0 | 0 | 0 | 0 | 0 | 0 | 0 | 0 | 0 | 0 | 0 | 0
NPgY | GSP | NG FES - Leading the Way | Total installed other non-renewable capacity (MW) | GRIMSBY WEST | Leading the Way | Gen_BB006 | MW | NPgY | Grimsby West |  | 48 | 53.766 | 55.532 | 57.299 | 55.686 | 56.268 | 56.861 | 57.466 | 57.171 | 56.209 | 53.566 | 45.103 | 24.477 | 0 | 0 | 0 | 0 | 0 | 0 | 0 | 0 | 0 | 0 | 0 | 0 | 0 | 0 | 0 | 0
NPgY | GSP | NG FES - Leading the Way | Total installed other non-renewable capacity (MW) | JORDANTHORPE | Leading the Way | Gen_BB006 | MW | NPgY | Jordanthorpe |  | 0 | 0.084 | 0.167 | 0.251 | 0.174 | 0.202 | 0.23 | 0.259 | 0.245 | 0.199 | 0.074 | 0 | 0 | 0 | 0 | 0 | 0 | 0 | 0 | 0 | 0 | 0 | 0 | 0 | 0 | 0 | 0 | 0 | 0
NPgY | GSP | NG FES - Leading the Way | Total installed other non-renewable capacity (MW) | KEADBY | Leading the Way | Gen_BB006 | MW | NPgY | Keadby |  | 170.755 | 179.856 | 188.956 | 198.057 | 189.749 | 192.745 | 195.801 | 198.92 | 197.398 | 192.443 | 178.826 | 148.109 | 80.377 | 0 | 0 | 0 | 0 | 0 | 0 | 0 | 0 | 0 | 0 | 0 | 0 | 0 | 0 | 0 | 0
NPgY | GSP | NG FES - Leading the Way | Total installed other non-renewable capacity (MW) | KIRKSTALL B | Leading the Way | Gen_BB006 | MW | NPgY | Kirkstall B |  | 5.313 | 5.623 | 5.933 | 6.243 | 5.96 | 6.062 | 6.166 | 6.272 | 6.22 | 6.052 | 5.588 | 4.608 | 2.501 | 0 | 0 | 0 | 0 | 0 | 0 | 0 | 0 | 0 | 0 | 0 | 0 | 0 | 0 | 0 | 0
NPgY | GSP | NG FES - Leading the Way | Total installed other non-renewable capacity (MW) | NEEPSEND | Leading the Way | Gen_BB006 | MW | NPgY | Neepsend |  | 0 | 0.029 | 0.058 | 0.087 | 0.06 | 0.07 | 0.08 | 0.089 | 0.085 | 0.069 | 0.026 | 0 | 0 | 0 | 0 | 0 | 0 | 0 | 0 | 0 | 0 | 0 | 0 | 0 | 0 | 0 | 0 | 0 | 0
NPgY | GSP | NG FES - Leading the Way | Total installed other non-renewable capacity (MW) | NORTON LEES | Leading the Way | Gen_BB006 | MW | NPgY | Norton Lees |  | 0 | 0 | 0 | 0 | 0 | 0 | 0 | 0 | 0 | 0 | 0 | 0 | 0 | 0 | 0 | 0 | 0 | 0 | 0 | 0 | 0 | 0 | 0 | 0 | 0 | 0 | 0 | 0 | 0
NPgY | GSP | NG FES - Leading the Way | Total installed other non-renewable capacity (MW) | PITSMOOR 3/4 | Leading the Way | Gen_BB006 | MW | NPgY | Pitsmoor |  | 0 | 0 | 0.001 | 0.001 | 0.001 | 0.001 | 0.001 | 0.001 | 0.001 | 0.001 | 0 | 0 | 0 | 0 | 0 | 0 | 0 | 0 | 0 | 0 | 0 | 0 | 0 | 0 | 0 | 0 | 0 | 0 | 0
NPgY | GSP | NG FES - Leading the Way | Total installed other non-renewable capacity (MW) | SALTEND NORTH | Leading the Way | Gen_BB006 | MW | NPgY | Saltend North |  | 0 | 0.003 | 0.007 | 0.01 | 0.007 | 0.008 | 0.009 | 0.01 | 0.01 | 0.008 | 0.003 | 0 | 0 | 0 | 0 | 0 | 0 | 0 | 0 | 0 | 0 | 0 | 0 | 0 | 0 | 0 | 0 | 0 | 0
NPgY | GSP | NG FES - Leading the Way | Total installed other non-renewable capacity (MW) | SHEFFIELD CITY | Leading the Way | Gen_BB006 | MW | NPgY | Sheffield City |  | 0 | 0.006 | 0.012 | 0.018 | 0.012 | 0.014 | 0.016 | 0.018 | 0.017 | 0.014 | 0.005 | 0 | 0 | 0 | 0 | 0 | 0 | 0 | 0 | 0 | 0 | 0 | 0 | 0 | 0 | 0 | 0 | 0 | 0
NPgY | GSP | NG FES - Leading the Way | Total installed other non-renewable capacity (MW) | SKELTON GRANGE | Leading the Way | Gen_BB006 | MW | NPgY | Skelton Grange |  | 10.646 | 11.45 | 12.255 | 13.059 | 12.325 | 12.59 | 12.86 | 13.136 | 13.001 | 12.563 | 11.359 | 9.234 | 5.011 | 0 | 0 | 0 | 0 | 0 | 0 | 0 | 0 | 0 | 0 | 0 | 0 | 0 | 0 | 0 | 0
NPgY | GSP | NG FES - Leading the Way | Total installed other non-renewable capacity (MW) | TEMPLEBOROUGH 275/33KV | Leading the Way | Gen_BB006 | MW | NPgY | Templeborough |  | 0 | 0.022 | 0.044 | 0.066 | 0.046 | 0.053 | 0.061 | 0.068 | 0.065 | 0.053 | 0.02 | 0 | 0 | 0 | 0 | 0 | 0 | 0 | 0 | 0 | 0 | 0 | 0 | 0 | 0 | 0 | 0 | 0 | 0
NPgY | GSP | NG FES - Leading the Way | Total installed other non-renewable capacity (MW) | THURCROFT | Leading the Way | Gen_BB006 | MW | NPgY | Thurcroft |  | 36 | 38.296 | 40.591 | 42.887 | 40.791 | 41.547 | 42.318 | 43.104 | 42.72 | 41.471 | 38.036 | 31.225 | 16.946 | 0 | 0 | 0 | 0 | 0 | 0 | 0 | 0 | 0 | 0 | 0 | 0 | 0 | 0 | 0 | 0
NPgY | GSP | NG FES - Leading the Way | Total installed other non-renewable capacity (MW) | WEST MELTON / THORPE MARSH | Leading the Way | Gen_BB006 | MW | NPgY | Thorpe Marsh |  | 37.876 | 39.971 | 42.065 | 44.16 | 42.247 | 42.937 | 43.64 | 44.358 | 44.008 | 42.868 | 39.733 | 32.853 | 17.829 | 0 | 0 | 0 | 0 | 0 | 0 | 0 | 0 | 0 | 0 | 0 | 0 | 0 | 0 | 0 | 0
NPgY | GSP | NG FES - Leading the Way | Total installed other non-renewable capacity (MW) | WEST MELTON SECTION 3 | Leading the Way | Gen_BB006 | MW | NPgY | West Melton |  | 17.268 | 19.51 | 21.752 | 23.994 | 21.947 | 22.685 | 23.438 | 24.207 | 23.832 | 22.611 | 19.256 | 14.978 | 8.128 | 0 | 0 | 0 | 0 | 0 | 0 | 0 | 0 | 0 | 0 | 0 | 0 | 0 | 0 | 0 | 0
NPgY | GSP | NG FES - Leading the Way | Total installed other non-renewable capacity (MW) | WINCOBANK | Leading the Way | Gen_BB006 | MW | NPgY | Wincobank |  | 0 | 0.078 | 0.156 | 0.234 | 0.163 | 0.189 | 0.215 | 0.242 | 0.229 | 0.186 | 0.069 | 0 | 0 | 0 | 0 | 0 | 0 | 0 | 0 | 0 | 0 | 0 | 0 | 0 | 0 | 0 | 0 | 0 | 0
NPgN | GSP | NG FES - System Transformation | Total installed other non-renewable capacity (MW) | BLYTH 66kV | System Transformation | Gen_BB006 | MW | NPgN | Blyth 66kV |  | 1.6 | 2.079 | 2.508 | 2.938 | 4.813 | 6.594 | 8.227 | 9.669 | 9.961 | 9.763 | 9.151 | 7.13 | 3.892 | 1.597 | 1.354 | 1.159 | 1.003 | 0.854 | 0.681 | 0.494 | 0.309 | 0 | 0 | 0 | 0 | 0 | 0 | 0 | 0
NPgN | GSP | NG FES - System Transformation | Total installed other non-renewable capacity (MW) | BLYTH 132kV | System Transformation | Gen_BB006 | MW | NPgN | Blyth 132kV |  | 0 | 0.759 | 1.518 | 2.277 | 5.592 | 8.741 | 11.628 | 14.179 | 14.696 | 14.345 | 13.262 | 9.69 | 3.964 | 0 | 0 | 0 | 0 | 0 | 0 | 0 | 0 | 0 | 0 | 0 | 0 | 0 | 0 | 0 | 0
NPgN | GSP | NG FES - System Transformation | Total installed other non-renewable capacity (MW) | FOURSTONES | System Transformation | Gen_BB006 | MW | NPgN | Fourstones |  | 0 | 0.039 | 0.078 | 0.118 | 0.289 | 0.452 | 0.601 | 0.733 | 0.76 | 0.742 | 0.686 | 0.501 | 0.205 | 0 | 0 | 0 | 0 | 0 | 0 | 0 | 0 | 0 | 0 | 0 | 0 | 0 | 0 | 0 | 0
NPgN | GSP | NG FES - System Transformation | Total installed other non-renewable capacity (MW) | HARTMOOR | System Transformation | Gen_BB006 | MW | NPgN | Hart Moor |  | 51.794 | 52.006 | 52.218 | 52.43 | 53.357 | 54.237 | 55.044 | 55.757 | 55.902 | 55.804 | 55.501 | 54.503 | 52.902 | 50.141 | 42.504 | 36.389 | 31.477 | 26.795 | 21.366 | 15.519 | 9.686 | 0 | 0 | 0 | 0 | 0 | 0 | 0 | 0
NPgN | GSP | NG FES - System Transformation | Total installed other non-renewable capacity (MW) | HAWTHORN PIT GRID | System Transformation | Gen_BB006 | MW | NPgN | Hawthorn Pit |  | 37.85 | 38.072 | 38.293 | 38.515 | 39.483 | 40.403 | 41.246 | 41.991 | 42.142 | 42.04 | 41.723 | 40.68 | 39.008 | 36.642 | 31.061 | 26.593 | 23.003 | 19.581 | 15.614 | 11.341 | 7.079 | 0 | 0 | 0 | 0 | 0 | 0 | 0 | 0
NPgN | GSP | NG FES - System Transformation | Total installed other non-renewable capacity (MW) | KNARESBOROUGH | System Transformation | Gen_BB006 | MW | NPgN | Knaresborough |  | 27 | 27.882 | 28.765 | 29.647 | 33.501 | 37.161 | 40.518 | 43.483 | 44.083 | 43.676 | 42.417 | 38.264 | 31.609 | 26.138 | 22.157 | 18.97 | 16.409 | 13.968 | 11.138 | 8.09 | 5.049 | 0 | 0 | 0 | 0 | 0 | 0 | 0 | 0
NPgN | GSP | NG FES - System Transformation | Total installed other non-renewable capacity (MW) | LACKENBY | System Transformation | Gen_BB006 | MW | NPgN | Lackenby |  | 13 | 13.229 | 13.458 | 13.687 | 14.686 | 15.636 | 16.506 | 17.275 | 17.431 | 17.325 | 16.999 | 15.922 | 14.195 | 12.585 | 10.668 | 9.134 | 7.901 | 6.725 | 5.363 | 3.895 | 2.431 | 0 | 0 | 0 | 0 | 0 | 0 | 0 | 0
NPgN | GSP | NG FES - System Transformation | Total installed other non-renewable capacity (MW) | NORTON | System Transformation | Gen_BB006 | MW | NPgN | Norton |  | 19.629 | 21.447 | 23.264 | 25.082 | 33.023 | 40.563 | 47.479 | 53.587 | 54.824 | 53.984 | 51.391 | 42.836 | 29.124 | 19.003 | 16.108 | 13.791 | 11.929 | 10.155 | 8.097 | 5.881 | 3.671 | 0 | 0 | 0 | 0 | 0 | 0 | 0 | 0
NPgN | GSP | NG FES - System Transformation | Total installed other non-renewable capacity (MW) | OFFERTON | System Transformation | Gen_BB006 | MW | NPgN | Offerton |  | 0.5 | 0.516 | 0.531 | 0.547 | 0.616 | 0.681 | 0.741 | 0.794 | 0.804 | 0.797 | 0.775 | 0.701 | 0.582 | 0.484 | 0.41 | 0.351 | 0.304 | 0.259 | 0.206 | 0.15 | 0.094 | 0 | 0 | 0 | 0 | 0 | 0 | 0 | 0
NPgN | GSP | NG FES - System Transformation | Total installed other non-renewable capacity (MW) | OSBALDWICK | System Transformation | Gen_BB006 | MW | NPgN | Osbaldwick |  | 9.101 | 11.261 | 13.422 | 15.582 | 25.02 | 33.982 | 42.201 | 49.462 | 50.932 | 49.933 | 46.852 | 36.683 | 20.386 | 8.811 | 7.469 | 6.394 | 5.531 | 4.708 | 3.754 | 2.727 | 1.702 | 0 | 0 | 0 | 0 | 0 | 0 | 0 | 0
NPgN | GSP | NG FES - System Transformation | Total installed other non-renewable capacity (MW) | POPPLETON | System Transformation | Gen_BB006 | MW | NPgN | Poppleton |  | 2.85 | 2.916 | 2.983 | 3.049 | 3.339 | 3.614 | 3.866 | 4.089 | 4.134 | 4.103 | 4.009 | 3.697 | 3.196 | 2.759 | 2.339 | 2.002 | 1.732 | 1.474 | 1.176 | 0.854 | 0.533 | 0 | 0 | 0 | 0 | 0 | 0 | 0 | 0
NPgN | GSP | NG FES - System Transformation | Total installed other non-renewable capacity (MW) | SALTHOLME | System Transformation | Gen_BB006 | MW | NPgN | Saltholme |  | 156.405 | 156.422 | 156.438 | 156.455 | 156.527 | 156.595 | 156.658 | 156.714 | 156.725 | 156.717 | 156.694 | 156.616 | 156.491 | 151.413 | 128.352 | 109.887 | 95.054 | 80.914 | 64.521 | 46.862 | 29.25 | 0 | 0 | 0 | 0 | 0 | 0 | 0 | 0
NPgN | GSP | NG FES - System Transformation | Total installed other non-renewable capacity (MW) | SOUTH SHIELDS | System Transformation | Gen_BB006 | MW | NPgN | South Shields |  | 0.212 | 0.212 | 0.212 | 0.212 | 0.213 | 0.213 | 0.214 | 0.214 | 0.214 | 0.214 | 0.214 | 0.213 | 0.213 | 0.205 | 0.174 | 0.149 | 0.129 | 0.11 | 0.087 | 0.064 | 0.04 | 0 | 0 | 0 | 0 | 0 | 0 | 0 | 0
NPgN | GSP | NG FES - System Transformation | Total installed other non-renewable capacity (MW) | SPADEADAM | System Transformation | Gen_BB006 | MW | NPgN | Spadeadam - Not in NG FES |  | 0 | 0.031 | 0.062 | 0.092 | 0.227 | 0.354 | 0.471 | 0.575 | 0.596 | 0.581 | 0.537 | 0.393 | 0.161 | 0 | 0 | 0 | 0 | 0 | 0 | 0 | 0 | 0 | 0 | 0 | 0 | 0 | 0 | 0 | 0
NPgN | GSP | NG FES - System Transformation | Total installed other non-renewable capacity (MW) | SPENNYMOOR | System Transformation | Gen_BB006 | MW | NPgN | Spennymoor |  | 5.879 | 7.322 | 8.766 | 10.209 | 16.515 | 22.503 | 27.994 | 32.845 | 33.828 | 33.16 | 31.102 | 24.308 | 13.419 | 5.691 | 4.825 | 4.13 | 3.573 | 3.041 | 2.425 | 1.761 | 1.099 | 0 | 0 | 0 | 0 | 0 | 0 | 0 | 0
NPgN | GSP | NG FES - System Transformation | Total installed other non-renewable capacity (MW) | STELLA NORTH | System Transformation | Gen_BB006 | MW | NPgN | Stella North |  | 7.135 | 7.235 | 7.335 | 7.435 | 7.871 | 8.286 | 8.666 | 9.002 | 9.07 | 9.023 | 8.881 | 8.411 | 7.657 | 6.907 | 5.855 | 5.013 | 4.336 | 3.691 | 2.943 | 2.138 | 1.334 | 0 | 0 | 0 | 0 | 0 | 0 | 0 | 0
NPgN | GSP | NG FES - System Transformation | Total installed other non-renewable capacity (MW) | STELLA SOUTH | System Transformation | Gen_BB006 | MW | NPgN | Stella South |  | 4.08 | 4.785 | 5.49 | 6.195 | 9.274 | 12.199 | 14.881 | 17.25 | 17.729 | 17.404 | 16.398 | 13.08 | 7.762 | 3.95 | 3.348 | 2.867 | 2.48 | 2.111 | 1.683 | 1.222 | 0.763 | 0 | 0 | 0 | 0 | 0 | 0 | 0 | 0
NPgN | GSP | NG FES - System Transformation | Total installed other non-renewable capacity (MW) | TYNEMOUTH | System Transformation | Gen_BB006 | MW | NPgN | Tynemouth 1 |  | 8.151 | 8.178 | 8.205 | 8.232 | 8.351 | 8.463 | 8.566 | 8.657 | 8.676 | 8.663 | 8.624 | 8.497 | 8.293 | 7.891 | 6.689 | 5.727 | 4.954 | 4.217 | 3.362 | 2.442 | 1.524 | 0 | 0 | 0 | 0 | 0 | 0 | 0 | 0
NPgN | GSP | NG FES - System Transformation | Total installed other non-renewable capacity (MW) | WEST BOLDON | System Transformation | Gen_BB006 | MW | NPgN | West Boldon |  | 0.6 | 0.684 | 0.769 | 0.853 | 1.222 | 1.572 | 1.893 | 2.176 | 2.234 | 2.195 | 2.074 | 1.677 | 1.041 | 0.581 | 0.492 | 0.422 | 0.365 | 0.31 | 0.248 | 0.18 | 0.112 | 0 | 0 | 0 | 0 | 0 | 0 | 0 | 0
NPgY | GSP | NG FES - System Transformation | Total installed other non-renewable capacity (MW) | BRADFORD WEST | System Transformation | Gen_BB006 | MW | NPgY | Bradford West |  | 12.219 | 12.97 | 13.721 | 14.472 | 14.338 | 15.308 | 16.198 | 16.985 | 17.144 | 17.036 | 16.702 | 15.601 | 13.836 | 11.829 | 10.027 | 8.585 | 7.426 | 6.321 | 5.041 | 3.661 | 2.285 | 0 | 0 | 0 | 0 | 0 | 0 | 0 | 0
NPgY | GSP | NG FES - System Transformation | Total installed other non-renewable capacity (MW) | CAMBLESFORTH | System Transformation | Gen_BB006 | MW | NPgY | Camblesforth |  | 3 | 3.129 | 3.258 | 3.387 | 3.364 | 3.53 | 3.683 | 3.818 | 3.845 | 3.827 | 3.77 | 3.58 | 3.278 | 2.904 | 2.462 | 2.108 | 1.823 | 1.552 | 1.238 | 0.899 | 0.561 | 0 | 0 | 0 | 0 | 0 | 0 | 0 | 0
NPgY | GSP | NG FES - System Transformation | Total installed other non-renewable capacity (MW) | CREYKE BECK | System Transformation | Gen_BB006 | MW | NPgY | Creyke Beck |  | 102.597 | 108.054 | 113.511 | 118.968 | 117.992 | 125.043 | 131.51 | 137.223 | 138.38 | 137.594 | 135.169 | 127.169 | 114.346 | 99.322 | 84.195 | 72.082 | 62.353 | 53.077 | 42.324 | 30.74 | 19.187 | 0 | 0 | 0 | 0 | 0 | 0 | 0 | 0
NPgY | GSP | NG FES - System Transformation | Total installed other non-renewable capacity (MW) | DRAX | System Transformation | Gen_BB006 | MW | NPgY | Drax |  | 69.05 | 69.705 | 70.361 | 71.016 | 70.899 | 71.746 | 72.523 | 73.209 | 73.348 | 73.253 | 72.962 | 72.001 | 70.461 | 66.846 | 56.665 | 48.513 | 41.965 | 35.722 | 28.485 | 20.689 | 12.913 | 0 | 0 | 0 | 0 | 0 | 0 | 0 | 0
NPgY | GSP | NG FES - System Transformation | Total installed other non-renewable capacity (MW) | ELLAND | System Transformation | Gen_BB006 | MW | NPgY | Elland |  | 0 | 0.742 | 1.485 | 2.227 | 2.094 | 3.054 | 3.933 | 4.71 | 4.868 | 4.761 | 4.431 | 3.343 | 1.598 | 0 | 0 | 0 | 0 | 0 | 0 | 0 | 0 | 0 | 0 | 0 | 0 | 0 | 0 | 0 | 0
NPgY | GSP | NG FES - System Transformation | Total installed other non-renewable capacity (MW) | FERRYBRIDGE A | System Transformation | Gen_BB006 | MW | NPgY | Ferrybridge A |  | 5.499 | 6.573 | 7.646 | 8.72 | 8.528 | 9.915 | 11.187 | 12.311 | 12.539 | 12.384 | 11.907 | 10.333 | 7.81 | 5.323 | 4.513 | 3.863 | 3.342 | 2.845 | 2.268 | 1.648 | 1.028 | 0 | 0 | 0 | 0 | 0 | 0 | 0 | 0
NPgY | GSP | NG FES - System Transformation | Total installed other non-renewable capacity (MW) | FERRYBRIDGE B | System Transformation | Gen_BB006 | MW | NPgY | Ferrybridge B (_M) |  | 90.58 | 93.332 | 96.083 | 98.835 | 98.343 | 101.898 | 105.159 | 108.039 | 108.623 | 108.226 | 107.004 | 102.97 | 96.504 | 87.689 | 74.333 | 63.64 | 55.049 | 46.86 | 37.366 | 27.14 | 16.94 | 0 | 0 | 0 | 0 | 0 | 0 | 0 | 0
NPgY | GSP | NG FES - System Transformation | Total installed other non-renewable capacity (MW) | GRIMSBY WEST | System Transformation | Gen_BB006 | MW | NPgY | Grimsby West |  | 48 | 53.766 | 55.532 | 57.299 | 56.983 | 59.265 | 61.358 | 63.207 | 63.582 | 63.327 | 62.542 | 59.953 | 55.803 | 50.34 | 42.673 | 36.534 | 31.603 | 26.902 | 21.451 | 15.58 | 9.725 | 0 | 0 | 0 | 0 | 0 | 0 | 0 | 0
NPgY | GSP | NG FES - System Transformation | Total installed other non-renewable capacity (MW) | JORDANTHORPE | System Transformation | Gen_BB006 | MW | NPgY | Jordanthorpe |  | 0 | 0.084 | 0.167 | 0.251 | 0.236 | 0.344 | 0.443 | 0.53 | 0.548 | 0.536 | 0.499 | 0.376 | 0.18 | 0 | 0 | 0 | 0 | 0 | 0 | 0 | 0 | 0 | 0 | 0 | 0 | 0 | 0 | 0 | 0
NPgY | GSP | NG FES - System Transformation | Total installed other non-renewable capacity (MW) | KEADBY | System Transformation | Gen_BB006 | MW | NPgY | Keadby |  | 170.755 | 179.856 | 188.956 | 198.057 | 196.429 | 208.189 | 218.974 | 228.5 | 230.43 | 229.12 | 225.076 | 211.733 | 190.348 | 165.305 | 140.128 | 119.969 | 103.775 | 88.338 | 70.441 | 51.162 | 31.934 | 0 | 0 | 0 | 0 | 0 | 0 | 0 | 0
NPgY | GSP | NG FES - System Transformation | Total installed other non-renewable capacity (MW) | KIRKSTALL B | System Transformation | Gen_BB006 | MW | NPgY | Kirkstall B |  | 5.313 | 5.623 | 5.933 | 6.243 | 6.187 | 6.588 | 6.955 | 7.28 | 7.345 | 7.301 | 7.163 | 6.709 | 5.98 | 5.143 | 4.36 | 3.733 | 3.229 | 2.749 | 2.192 | 1.592 | 0.994 | 0 | 0 | 0 | 0 | 0 | 0 | 0 | 0
NPgY | GSP | NG FES - System Transformation | Total installed other non-renewable capacity (MW) | NEEPSEND | System Transformation | Gen_BB006 | MW | NPgY | Neepsend |  | 0 | 0.029 | 0.058 | 0.087 | 0.082 | 0.119 | 0.153 | 0.183 | 0.19 | 0.185 | 0.173 | 0.13 | 0.062 | 0 | 0 | 0 | 0 | 0 | 0 | 0 | 0 | 0 | 0 | 0 | 0 | 0 | 0 | 0 | 0
NPgY | GSP | NG FES - System Transformation | Total installed other non-renewable capacity (MW) | NORTON LEES | System Transformation | Gen_BB006 | MW | NPgY | Norton Lees |  | 0 | 0 | 0 | 0 | 0 | 0 | 0 | 0 | 0 | 0 | 0 | 0 | 0 | 0 | 0 | 0 | 0 | 0 | 0 | 0 | 0 | 0 | 0 | 0 | 0 | 0 | 0 | 0 | 0
NPgY | GSP | NG FES - System Transformation | Total installed other non-renewable capacity (MW) | PITSMOOR 3/4 | System Transformation | Gen_BB006 | MW | NPgY | Pitsmoor |  | 0 | 0 | 0.001 | 0.001 | 0.001 | 0.001 | 0.001 | 0.002 | 0.002 | 0.002 | 0.002 | 0.001 | 0.001 | 0 | 0 | 0 | 0 | 0 | 0 | 0 | 0 | 0 | 0 | 0 | 0 | 0 | 0 | 0 | 0
NPgY | GSP | NG FES - System Transformation | Total installed other non-renewable capacity (MW) | SALTEND NORTH | System Transformation | Gen_BB006 | MW | NPgY | Saltend North |  | 0 | 0.003 | 0.007 | 0.01 | 0.01 | 0.014 | 0.018 | 0.021 | 0.022 | 0.022 | 0.02 | 0.015 | 0.007 | 0 | 0 | 0 | 0 | 0 | 0 | 0 | 0 | 0 | 0 | 0 | 0 | 0 | 0 | 0 | 0
NPgY | GSP | NG FES - System Transformation | Total installed other non-renewable capacity (MW) | SHEFFIELD CITY | System Transformation | Gen_BB006 | MW | NPgY | Sheffield City |  | 0 | 0.006 | 0.012 | 0.018 | 0.017 | 0.025 | 0.032 | 0.038 | 0.039 | 0.038 | 0.036 | 0.027 | 0.013 | 0 | 0 | 0 | 0 | 0 | 0 | 0 | 0 | 0 | 0 | 0 | 0 | 0 | 0 | 0 | 0
NPgY | GSP | NG FES - System Transformation | Total installed other non-renewable capacity (MW) | SKELTON GRANGE | System Transformation | Gen_BB006 | MW | NPgY | Skelton Grange |  | 10.646 | 11.45 | 12.255 | 13.059 | 12.916 | 13.955 | 14.908 | 15.75 | 15.921 | 15.805 | 15.448 | 14.268 | 12.378 | 10.306 | 8.736 | 7.48 | 6.47 | 5.508 | 4.392 | 3.19 | 1.991 | 0 | 0 | 0 | 0 | 0 | 0 | 0 | 0
NPgY | GSP | NG FES - System Transformation | Total installed other non-renewable capacity (MW) | TEMPLEBOROUGH 275/33KV | System Transformation | Gen_BB006 | MW | NPgY | Templeborough |  | 0 | 0.022 | 0.044 | 0.066 | 0.062 | 0.091 | 0.117 | 0.14 | 0.145 | 0.141 | 0.132 | 0.099 | 0.047 | 0 | 0 | 0 | 0 | 0 | 0 | 0 | 0 | 0 | 0 | 0 | 0 | 0 | 0 | 0 | 0
NPgY | GSP | NG FES - System Transformation | Total installed other non-renewable capacity (MW) | THURCROFT | System Transformation | Gen_BB006 | MW | NPgY | Thurcroft |  | 36 | 38.296 | 40.591 | 42.887 | 42.476 | 45.442 | 48.163 | 50.566 | 51.052 | 50.722 | 49.702 | 46.336 | 40.942 | 34.851 | 29.543 | 25.293 | 21.879 | 18.624 | 14.851 | 10.786 | 6.733 | 0 | 0 | 0 | 0 | 0 | 0 | 0 | 0
NPgY | GSP | NG FES - System Transformation | Total installed other non-renewable capacity (MW) | WEST MELTON / THORPE MARSH | System Transformation | Gen_BB006 | MW | NPgY | Thorpe Marsh |  | 37.876 | 39.971 | 42.065 | 44.16 | 43.785 | 46.491 | 48.974 | 51.166 | 51.61 | 51.309 | 50.378 | 47.307 | 42.385 | 36.667 | 31.082 | 26.611 | 23.019 | 19.595 | 15.625 | 11.348 | 7.083 | 0 | 0 | 0 | 0 | 0 | 0 | 0 | 0
NPgY | GSP | NG FES - System Transformation | Total installed other non-renewable capacity (MW) | WEST MELTON SECTION 3 | System Transformation | Gen_BB006 | MW | NPgY | West Melton |  | 17.268 | 19.51 | 21.752 | 23.994 | 23.593 | 26.49 | 29.147 | 31.494 | 31.969 | 31.646 | 30.65 | 27.363 | 22.095 | 16.717 | 14.171 | 12.132 | 10.494 | 8.933 | 7.123 | 5.174 | 3.229 | 0 | 0 | 0 | 0 | 0 | 0 | 0 | 0
NPgY | GSP | NG FES - System Transformation | Total installed other non-renewable capacity (MW) | WINCOBANK | System Transformation | Gen_BB006 | MW | NPgY | Wincobank |  | 0 | 0.078 | 0.156 | 0.234 | 0.22 | 0.321 | 0.414 | 0.496 | 0.512 | 0.501 | 0.466 | 0.352 | 0.168 | 0 | 0 | 0 | 0 | 0 | 0 | 0 | 0 | 0 | 0 | 0 | 0 | 0 | 0 | 0 | 0
NPgN | GSP | NPg Best View | Total installed renewable engine capacity (MW) | BLYTH 66kV | NPg Best View (Not in FES) | Gen_BB004 | MW | NPgN | Blyth 66kV |  | 0 | 0.001 | 0.003 | 0.004 | 0.006 | 0.007 | 0.014 | 0.021 | 0.022 | 0.024 | 0.027 | 0.03 | 0.034 | 0.038 | 0.039 | 0.04 | 0.041 | 0.043 | 0.044 | 0.047 | 0.05 | 0.055 | 0.06 | 0.066 | 0.072 | 0.079 | 0.087 | 0.095 | 0.104
NPgN | GSP | NPg Best View | Total installed renewable engine capacity (MW) | BLYTH 132kV | NPg Best View (Not in FES) | Gen_BB004 | MW | NPgN | Blyth 132kV |  | 0 | 0.002 | 0.005 | 0.007 | 0.01 | 0.012 | 0.025 | 0.038 | 0.04 | 0.043 | 0.047 | 0.053 | 0.06 | 0.068 | 0.068 | 0.07 | 0.073 | 0.076 | 0.078 | 0.083 | 0.089 | 0.097 | 0.106 | 0.116 | 0.127 | 0.139 | 0.153 | 0.168 | 0.185
NPgN | GSP | NPg Best View | Total installed renewable engine capacity (MW) | FOURSTONES | NPg Best View (Not in FES) | Gen_BB004 | MW | NPgN | Fourstones |  | 0 | 0 | 0 | 0 | 0.001 | 0.001 | 0.001 | 0.002 | 0.002 | 0.002 | 0.002 | 0.003 | 0.003 | 0.004 | 0.004 | 0.004 | 0.004 | 0.004 | 0.004 | 0.004 | 0.005 | 0.005 | 0.005 | 0.006 | 0.007 | 0.007 | 0.008 | 0.009 | 0.01
NPgN | GSP | NPg Best View | Total installed renewable engine capacity (MW) | HARTMOOR | NPg Best View (Not in FES) | Gen_BB004 | MW | NPgN | Hart Moor |  | 0 | 0.001 | 0.001 | 0.002 | 0.003 | 0.003 | 0.007 | 0.011 | 0.011 | 0.012 | 0.013 | 0.015 | 0.017 | 0.019 | 0.019 | 0.02 | 0.02 | 0.021 | 0.022 | 0.023 | 0.025 | 0.027 | 0.03 | 0.032 | 0.036 | 0.039 | 0.043 | 0.047 | 0.052
NPgN | GSP | NPg Best View | Total installed renewable engine capacity (MW) | HAWTHORN PIT GRID | NPg Best View (Not in FES) | Gen_BB004 | MW | NPgN | Hawthorn Pit |  | 0 | 0.001 | 0.001 | 0.002 | 0.003 | 0.004 | 0.007 | 0.011 | 0.012 | 0.012 | 0.014 | 0.015 | 0.017 | 0.02 | 0.02 | 0.021 | 0.021 | 0.022 | 0.023 | 0.024 | 0.026 | 0.028 | 0.031 | 0.034 | 0.037 | 0.041 | 0.045 | 0.049 | 0.054
NPgN | GSP | NPg Best View | Total installed renewable engine capacity (MW) | KNARESBOROUGH | NPg Best View (Not in FES) | Gen_BB004 | MW | NPgN | Knaresborough |  | 0 | 0.003 | 0.006 | 0.009 | 0.011 | 0.014 | 0.029 | 0.044 | 0.046 | 0.05 | 0.055 | 0.061 | 0.069 | 0.079 | 0.079 | 0.082 | 0.085 | 0.088 | 0.091 | 0.097 | 0.104 | 0.112 | 0.123 | 0.135 | 0.148 | 0.162 | 0.178 | 0.196 | 0.215
NPgN | GSP | NPg Best View | Total installed renewable engine capacity (MW) | LACKENBY | NPg Best View (Not in FES) | Gen_BB004 | MW | NPgN | Lackenby |  | 0.285 | 0.286 | 0.286 | 0.287 | 0.288 | 0.289 | 0.292 | 0.296 | 0.297 | 0.298 | 0.299 | 0.301 | 0.303 | 0.305 | 0.306 | 0.306 | 0.307 | 0.308 | 0.309 | 0.31 | 0.312 | 0.314 | 0.317 | 0.32 | 0.323 | 0.327 | 0.331 | 0.336 | 0.341
NPgN | GSP | NPg Best View | Total installed renewable engine capacity (MW) | NORTON | NPg Best View (Not in FES) | Gen_BB004 | MW | NPgN | Norton |  | 0 | 0.006 | 0.012 | 0.018 | 0.023 | 0.029 | 0.06 | 0.09 | 0.095 | 0.102 | 0.113 | 0.126 | 0.143 | 0.163 | 0.163 | 0.168 | 0.175 | 0.182 | 0.187 | 0.199 | 0.213 | 0.231 | 0.253 | 0.277 | 0.305 | 0.334 | 0.367 | 0.403 | 0.442
NPgN | GSP | NPg Best View | Total installed renewable engine capacity (MW) | OFFERTON | NPg Best View (Not in FES) | Gen_BB004 | MW | NPgN | Offerton |  | 0 | 0 | 0 | 0 | 0 | 0 | 0.001 | 0.001 | 0.001 | 0.001 | 0.001 | 0.001 | 0.001 | 0.001 | 0.001 | 0.001 | 0.002 | 0.002 | 0.002 | 0.002 | 0.002 | 0.002 | 0.002 | 0.002 | 0.003 | 0.003 | 0.003 | 0.003 | 0.004
NPgN | GSP | NPg Best View | Total installed renewable engine capacity (MW) | OSBALDWICK | NPg Best View (Not in FES) | Gen_BB004 | MW | NPgN | Osbaldwick |  | 0 | 0.007 | 0.014 | 0.021 | 0.028 | 0.035 | 0.071 | 0.107 | 0.113 | 0.121 | 0.134 | 0.15 | 0.17 | 0.193 | 0.194 | 0.2 | 0.208 | 0.217 | 0.223 | 0.237 | 0.254 | 0.275 | 0.301 | 0.33 | 0.362 | 0.397 | 0.437 | 0.479 | 0.526
NPgN | GSP | NPg Best View | Total installed renewable engine capacity (MW) | POPPLETON | NPg Best View (Not in FES) | Gen_BB004 | MW | NPgN | Poppleton |  | 0 | 0 | 0 | 0.001 | 0.001 | 0.001 | 0.002 | 0.003 | 0.003 | 0.004 | 0.004 | 0.005 | 0.005 | 0.006 | 0.006 | 0.006 | 0.006 | 0.007 | 0.007 | 0.007 | 0.008 | 0.008 | 0.009 | 0.01 | 0.011 | 0.012 | 0.013 | 0.015 | 0.016
NPgN | GSP | NPg Best View | Total installed renewable engine capacity (MW) | SALTHOLME | NPg Best View (Not in FES) | Gen_BB004 | MW | NPgN | Saltholme |  | 0 | 0 | 0 | 0 | 0 | 0 | 0.001 | 0.001 | 0.001 | 0.001 | 0.001 | 0.001 | 0.001 | 0.001 | 0.001 | 0.002 | 0.002 | 0.002 | 0.002 | 0.002 | 0.002 | 0.002 | 0.002 | 0.003 | 0.003 | 0.003 | 0.003 | 0.004 | 0.004
NPgN | GSP | NPg Best View | Total installed renewable engine capacity (MW) | SOUTH SHIELDS | NPg Best View (Not in FES) | Gen_BB004 | MW | NPgN | South Shields |  | 0 | 0 | 0 | 0 | 0 | 0 | 0 | 0 | 0 | 0 | 0 | 0 | 0 | 0 | 0 | 0 | 0 | 0 | 0 | 0 | 0 | 0 | 0 | 0 | 0 | 0 | 0 | 0 | 0
NPgN | GSP | NPg Best View | Total installed renewable engine capacity (MW) | SPADEADAM | NPg Best View (Not in FES) | Gen_BB004 | MW | NPgN | Spadeadam - Not in NG FES |  | 0 | 0 | 0 | 0 | 0 | 0 | 0.001 | 0.002 | 0.002 | 0.002 | 0.002 | 0.002 | 0.002 | 0.003 | 0.003 | 0.003 | 0.003 | 0.003 | 0.003 | 0.003 | 0.004 | 0.004 | 0.004 | 0.005 | 0.005 | 0.006 | 0.006 | 0.007 | 0.007
NPgN | GSP | NPg Best View | Total installed renewable engine capacity (MW) | SPENNYMOOR | NPg Best View (Not in FES) | Gen_BB004 | MW | NPgN | Spennymoor |  | 0 | 0.005 | 0.009 | 0.014 | 0.019 | 0.023 | 0.047 | 0.072 | 0.075 | 0.081 | 0.089 | 0.1 | 0.113 | 0.129 | 0.13 | 0.134 | 0.139 | 0.145 | 0.149 | 0.158 | 0.169 | 0.184 | 0.201 | 0.22 | 0.242 | 0.265 | 0.292 | 0.32 | 0.351
NPgN | GSP | NPg Best View | Total installed renewable engine capacity (MW) | STELLA NORTH | NPg Best View (Not in FES) | Gen_BB004 | MW | NPgN | Stella North |  | 0 | 0 | 0.001 | 0.001 | 0.001 | 0.002 | 0.003 | 0.005 | 0.005 | 0.006 | 0.006 | 0.007 | 0.008 | 0.009 | 0.009 | 0.009 | 0.01 | 0.01 | 0.01 | 0.011 | 0.012 | 0.013 | 0.014 | 0.015 | 0.017 | 0.018 | 0.02 | 0.022 | 0.024
NPgN | GSP | NPg Best View | Total installed renewable engine capacity (MW) | STELLA SOUTH | NPg Best View (Not in FES) | Gen_BB004 | MW | NPgN | Stella South |  | 0 | 0.002 | 0.005 | 0.007 | 0.009 | 0.011 | 0.023 | 0.035 | 0.037 | 0.04 | 0.044 | 0.049 | 0.055 | 0.063 | 0.063 | 0.065 | 0.068 | 0.071 | 0.073 | 0.077 | 0.083 | 0.09 | 0.098 | 0.108 | 0.118 | 0.13 | 0.142 | 0.156 | 0.171
NPgN | GSP | NPg Best View | Total installed renewable engine capacity (MW) | TYNEMOUTH | NPg Best View (Not in FES) | Gen_BB004 | MW | NPgN | Tynemouth 1 |  | 0 | 0 | 0 | 0 | 0 | 0 | 0.001 | 0.001 | 0.001 | 0.002 | 0.002 | 0.002 | 0.002 | 0.002 | 0.002 | 0.003 | 0.003 | 0.003 | 0.003 | 0.003 | 0.003 | 0.003 | 0.004 | 0.004 | 0.005 | 0.005 | 0.005 | 0.006 | 0.007
NPgN | GSP | NPg Best View | Total installed renewable engine capacity (MW) | WEST BOLDON | NPg Best View (Not in FES) | Gen_BB004 | MW | NPgN | West Boldon |  | 0 | 0 | 0.001 | 0.001 | 0.001 | 0.001 | 0.003 | 0.004 | 0.004 | 0.005 | 0.005 | 0.006 | 0.007 | 0.008 | 0.008 | 0.008 | 0.008 | 0.008 | 0.009 | 0.009 | 0.01 | 0.011 | 0.012 | 0.013 | 0.014 | 0.016 | 0.017 | 0.019 | 0.021
NPgY | GSP | NPg Best View | Total installed renewable engine capacity (MW) | BRADFORD WEST | NPg Best View (Not in FES) | Gen_BB004 | MW | NPgY | Bradford West |  | 1.599 | 1.626 | 1.652 | 1.679 | 1.706 | 1.732 | 1.811 | 1.89 | 1.967 | 2.046 | 2.126 | 2.207 | 2.286 | 2.352 | 2.415 | 2.471 | 2.525 | 2.568 | 2.601 | 2.634 | 2.646 | 2.657 | 2.669 | 2.682 | 2.695 | 2.707 | 2.72 | 2.734 | 2.748
NPgY | GSP | NPg Best View | Total installed renewable engine capacity (MW) | CAMBLESFORTH | NPg Best View (Not in FES) | Gen_BB004 | MW | NPgY | Camblesforth |  | 0 | 0.005 | 0.009 | 0.014 | 0.018 | 0.023 | 0.036 | 0.05 | 0.063 | 0.077 | 0.09 | 0.104 | 0.118 | 0.129 | 0.14 | 0.15 | 0.159 | 0.166 | 0.172 | 0.178 | 0.18 | 0.182 | 0.184 | 0.186 | 0.188 | 0.19 | 0.192 | 0.195 | 0.197
NPgY | GSP | NPg Best View | Total installed renewable engine capacity (MW) | CREYKE BECK | NPg Best View (Not in FES) | Gen_BB004 | MW | NPgY | Creyke Beck |  | 10.973 | 11.167 | 11.36 | 11.554 | 11.748 | 11.942 | 12.511 | 13.086 | 13.65 | 14.221 | 14.801 | 15.391 | 15.967 | 16.445 | 16.905 | 17.308 | 17.7 | 18.016 | 18.251 | 18.492 | 18.579 | 18.663 | 18.75 | 18.841 | 18.935 | 19.025 | 19.12 | 19.22 | 19.325
NPgY | GSP | NPg Best View | Total installed renewable engine capacity (MW) | DRAX | NPg Best View (Not in FES) | Gen_BB004 | MW | NPgY | Drax |  | 0 | 0.023 | 0.047 | 0.07 | 0.093 | 0.116 | 0.185 | 0.254 | 0.321 | 0.39 | 0.46 | 0.531 | 0.6 | 0.657 | 0.712 | 0.761 | 0.808 | 0.846 | 0.874 | 0.903 | 0.914 | 0.924 | 0.934 | 0.945 | 0.956 | 0.967 | 0.979 | 0.991 | 1.003
NPgY | GSP | NPg Best View | Total installed renewable engine capacity (MW) | ELLAND | NPg Best View (Not in FES) | Gen_BB004 | MW | NPgY | Elland |  | 2.451 | 2.477 | 2.504 | 2.53 | 2.556 | 2.583 | 2.66 | 2.738 | 2.815 | 2.893 | 2.972 | 3.052 | 3.13 | 3.195 | 3.258 | 3.313 | 3.366 | 3.409 | 3.441 | 3.474 | 3.486 | 3.497 | 3.509 | 3.521 | 3.534 | 3.546 | 3.559 | 3.573 | 3.587
NPgY | GSP | NPg Best View | Total installed renewable engine capacity (MW) | FERRYBRIDGE A | NPg Best View (Not in FES) | Gen_BB004 | MW | NPgY | Ferrybridge A |  | 2.877 | 2.915 | 2.953 | 2.991 | 3.029 | 3.068 | 3.18 | 3.293 | 3.404 | 3.516 | 3.63 | 3.746 | 3.859 | 3.954 | 4.044 | 4.123 | 4.2 | 4.263 | 4.309 | 4.356 | 4.373 | 4.39 | 4.407 | 4.425 | 4.443 | 4.461 | 4.48 | 4.5 | 4.52
NPgY | GSP | NPg Best View | Total installed renewable engine capacity (MW) | FERRYBRIDGE B | NPg Best View (Not in FES) | Gen_BB004 | MW | NPgY | Ferrybridge B (_M) |  | 28.72 | 28.818 | 28.915 | 29.013 | 29.111 | 29.208 | 29.495 | 29.785 | 30.07 | 30.358 | 30.65 | 30.948 | 31.238 | 31.479 | 31.711 | 31.914 | 32.112 | 32.271 | 32.39 | 32.511 | 32.555 | 32.598 | 32.642 | 32.687 | 32.735 | 32.78 | 32.828 | 32.878 | 32.931
NPgY | GSP | NPg Best View | Total installed renewable engine capacity (MW) | GRIMSBY WEST | NPg Best View (Not in FES) | Gen_BB004 | MW | NPgY | Grimsby West |  | 4 | 4.063 | 4.125 | 4.188 | 4.251 | 4.314 | 4.498 | 4.684 | 4.866 | 5.051 | 5.239 | 5.43 | 5.616 | 5.771 | 5.92 | 6.05 | 6.177 | 6.279 | 6.355 | 6.433 | 6.462 | 6.489 | 6.517 | 6.547 | 6.577 | 6.606 | 6.637 | 6.669 | 6.703
NPgY | GSP | NPg Best View | Total installed renewable engine capacity (MW) | JORDANTHORPE | NPg Best View (Not in FES) | Gen_BB004 | MW | NPgY | Jordanthorpe |  | 0 | 0.003 | 0.006 | 0.009 | 0.012 | 0.015 | 0.024 | 0.032 | 0.041 | 0.05 | 0.059 | 0.068 | 0.076 | 0.084 | 0.091 | 0.097 | 0.103 | 0.108 | 0.111 | 0.115 | 0.116 | 0.118 | 0.119 | 0.12 | 0.122 | 0.123 | 0.125 | 0.126 | 0.128
NPgY | GSP | NPg Best View | Total installed renewable engine capacity (MW) | KEADBY | NPg Best View (Not in FES) | Gen_BB004 | MW | NPgY | Keadby |  | 12.112 | 12.435 | 12.758 | 13.081 | 13.404 | 13.727 | 14.677 | 15.636 | 16.576 | 17.528 | 18.496 | 19.48 | 20.44 | 21.238 | 22.005 | 22.676 | 23.331 | 23.857 | 24.249 | 24.651 | 24.797 | 24.937 | 25.082 | 25.234 | 25.39 | 25.541 | 25.7 | 25.866 | 26.04
NPgY | GSP | NPg Best View | Total installed renewable engine capacity (MW) | KIRKSTALL B | NPg Best View (Not in FES) | Gen_BB004 | MW | NPgY | Kirkstall B |  | 0 | 0.011 | 0.022 | 0.033 | 0.044 | 0.055 | 0.087 | 0.12 | 0.152 | 0.184 | 0.217 | 0.251 | 0.284 | 0.311 | 0.337 | 0.36 | 0.382 | 0.4 | 0.413 | 0.427 | 0.432 | 0.437 | 0.442 | 0.447 | 0.452 | 0.457 | 0.463 | 0.468 | 0.474
NPgY | GSP | NPg Best View | Total installed renewable engine capacity (MW) | NEEPSEND | NPg Best View (Not in FES) | Gen_BB004 | MW | NPgY | Neepsend |  | 2.5 | 2.501 | 2.502 | 2.503 | 2.504 | 2.505 | 2.508 | 2.511 | 2.514 | 2.517 | 2.52 | 2.523 | 2.526 | 2.529 | 2.531 | 2.534 | 2.536 | 2.537 | 2.539 | 2.54 | 2.54 | 2.541 | 2.541 | 2.542 | 2.542 | 2.543 | 2.543 | 2.544 | 2.544
NPgY | GSP | NPg Best View | Total installed renewable engine capacity (MW) | NORTON LEES | NPg Best View (Not in FES) | Gen_BB004 | MW | NPgY | Norton Lees |  | 0 | 0 | 0 | 0 | 0 | 0 | 0 | 0 | 0 | 0 | 0 | 0 | 0 | 0 | 0 | 0 | 0 | 0 | 0 | 0 | 0 | 0 | 0 | 0 | 0 | 0 | 0 | 0 | 0
NPgY | GSP | NPg Best View | Total installed renewable engine capacity (MW) | PITSMOOR 3/4 | NPg Best View (Not in FES) | Gen_BB004 | MW | NPgY | Pitsmoor |  | 0 | 0 | 0 | 0 | 0 | 0 | 0 | 0 | 0 | 0 | 0 | 0 | 0 | 0 | 0 | 0 | 0 | 0 | 0 | 0 | 0 | 0 | 0 | 0 | 0 | 0 | 0 | 0 | 0
NPgY | GSP | NPg Best View | Total installed renewable engine capacity (MW) | SALTEND NORTH | NPg Best View (Not in FES) | Gen_BB004 | MW | NPgY | Saltend North |  | 0 | 0 | 0 | 0 | 0 | 0.001 | 0.001 | 0.001 | 0.002 | 0.002 | 0.002 | 0.003 | 0.003 | 0.003 | 0.004 | 0.004 | 0.004 | 0.004 | 0.005 | 0.005 | 0.005 | 0.005 | 0.005 | 0.005 | 0.005 | 0.005 | 0.005 | 0.005 | 0.005
NPgY | GSP | NPg Best View | Total installed renewable engine capacity (MW) | SHEFFIELD CITY | NPg Best View (Not in FES) | Gen_BB004 | MW | NPgY | Sheffield City |  | 0 | 0 | 0 | 0.001 | 0.001 | 0.001 | 0.002 | 0.002 | 0.003 | 0.004 | 0.004 | 0.005 | 0.005 | 0.006 | 0.006 | 0.007 | 0.007 | 0.008 | 0.008 | 0.008 | 0.008 | 0.008 | 0.009 | 0.009 | 0.009 | 0.009 | 0.009 | 0.009 | 0.009
NPgY | GSP | NPg Best View | Total installed renewable engine capacity (MW) | SKELTON GRANGE | NPg Best View (Not in FES) | Gen_BB004 | MW | NPgY | Skelton Grange |  | 10.825 | 10.854 | 10.882 | 10.911 | 10.939 | 10.968 | 11.052 | 11.136 | 11.22 | 11.304 | 11.389 | 11.476 | 11.561 | 11.632 | 11.699 | 11.759 | 11.817 | 11.863 | 11.898 | 11.933 | 11.946 | 11.959 | 11.972 | 11.985 | 11.999 | 12.012 | 12.026 | 12.041 | 12.056
NPgY | GSP | NPg Best View | Total installed renewable engine capacity (MW) | TEMPLEBOROUGH 275/33KV | NPg Best View (Not in FES) | Gen_BB004 | MW | NPgY | Templeborough |  | 0 | 0.001 | 0.002 | 0.002 | 0.003 | 0.004 | 0.006 | 0.009 | 0.011 | 0.013 | 0.015 | 0.018 | 0.02 | 0.022 | 0.024 | 0.026 | 0.027 | 0.028 | 0.029 | 0.03 | 0.031 | 0.031 | 0.031 | 0.032 | 0.032 | 0.033 | 0.033 | 0.033 | 0.034
NPgY | GSP | NPg Best View | Total installed renewable engine capacity (MW) | THURCROFT | NPg Best View (Not in FES) | Gen_BB004 | MW | NPgY | Thurcroft |  | 15.903 | 15.984 | 16.066 | 16.147 | 16.229 | 16.31 | 16.55 | 16.792 | 17.029 | 17.269 | 17.513 | 17.761 | 18.004 | 18.205 | 18.398 | 18.568 | 18.733 | 18.866 | 18.964 | 19.066 | 19.103 | 19.138 | 19.175 | 19.213 | 19.252 | 19.29 | 19.33 | 19.372 | 19.416
NPgY | GSP | NPg Best View | Total installed renewable engine capacity (MW) | WEST MELTON / THORPE MARSH | NPg Best View (Not in FES) | Gen_BB004 | MW | NPgY | Thorpe Marsh |  | 63.959 | 64.033 | 64.108 | 64.182 | 64.256 | 64.331 | 64.549 | 64.77 | 64.986 | 65.206 | 65.428 | 65.655 | 65.876 | 66.059 | 66.236 | 66.39 | 66.541 | 66.662 | 66.752 | 66.845 | 66.878 | 66.911 | 66.944 | 66.979 | 67.015 | 67.05 | 67.086 | 67.124 | 67.165
NPgY | GSP | NPg Best View | Total installed renewable engine capacity (MW) | WEST MELTON SECTION 3 | NPg Best View (Not in FES) | Gen_BB004 | MW | NPgY | West Melton |  | 26.6 | 26.68 | 26.759 | 26.839 | 26.918 | 26.998 | 27.232 | 27.468 | 27.7 | 27.934 | 28.173 | 28.415 | 28.652 | 28.848 | 29.037 | 29.203 | 29.364 | 29.493 | 29.59 | 29.689 | 29.725 | 29.759 | 29.795 | 29.833 | 29.871 | 29.908 | 29.947 | 29.988 | 30.031
NPgY | GSP | NPg Best View | Total installed renewable engine capacity (MW) | WINCOBANK | NPg Best View (Not in FES) | Gen_BB004 | MW | NPgY | Wincobank |  | 0.475 | 0.478 | 0.481 | 0.483 | 0.486 | 0.489 | 0.497 | 0.505 | 0.513 | 0.522 | 0.53 | 0.538 | 0.547 | 0.553 | 0.56 | 0.566 | 0.571 | 0.576 | 0.579 | 0.583 | 0.584 | 0.585 | 0.586 | 0.588 | 0.589 | 0.59 | 0.592 | 0.593 | 0.595
NPgN | GSP | NG FES - Consumer Transformation | Total installed renewable engine capacity (MW) | BLYTH 66kV | Consumer Transformation | Gen_BB004 | MW | NPgN | Blyth 66kV |  | 0 | 0.001 | 0.001 | 0.002 | 0.002 | 0.003 | 0.01 | 0.017 | 0.017 | 0.019 | 0.021 | 0.024 | 0.027 | 0.031 | 0.031 | 0.031 | 0.032 | 0.033 | 0.033 | 0.035 | 0.038 | 0.041 | 0.046 | 0.05 | 0.056 | 0.062 | 0.069 | 0.076 | 0.084
NPgN | GSP | NG FES - Consumer Transformation | Total installed renewable engine capacity (MW) | BLYTH 132kV | Consumer Transformation | Gen_BB004 | MW | NPgN | Blyth 132kV |  | 0 | 0.001 | 0.002 | 0.003 | 0.004 | 0.005 | 0.017 | 0.029 | 0.031 | 0.033 | 0.037 | 0.042 | 0.048 | 0.055 | 0.054 | 0.055 | 0.056 | 0.058 | 0.059 | 0.063 | 0.067 | 0.073 | 0.081 | 0.089 | 0.099 | 0.109 | 0.122 | 0.135 | 0.149
NPgN | GSP | NG FES - Consumer Transformation | Total installed renewable engine capacity (MW) | FOURSTONES | Consumer Transformation | Gen_BB004 | MW | NPgN | Fourstones |  | 0 | 0 | 0 | 0 | 0 | 0 | 0.001 | 0.002 | 0.002 | 0.002 | 0.002 | 0.002 | 0.002 | 0.003 | 0.003 | 0.003 | 0.003 | 0.003 | 0.003 | 0.003 | 0.003 | 0.004 | 0.004 | 0.005 | 0.005 | 0.006 | 0.006 | 0.007 | 0.008
NPgN | GSP | NG FES - Consumer Transformation | Total installed renewable engine capacity (MW) | HARTMOOR | Consumer Transformation | Gen_BB004 | MW | NPgN | Hart Moor |  | 0 | 0 | 0.001 | 0.001 | 0.001 | 0.002 | 0.005 | 0.008 | 0.009 | 0.009 | 0.01 | 0.012 | 0.013 | 0.015 | 0.015 | 0.015 | 0.016 | 0.016 | 0.017 | 0.018 | 0.019 | 0.02 | 0.023 | 0.025 | 0.028 | 0.031 | 0.034 | 0.038 | 0.042
NPgN | GSP | NG FES - Consumer Transformation | Total installed renewable engine capacity (MW) | HAWTHORN PIT GRID | Consumer Transformation | Gen_BB004 | MW | NPgN | Hawthorn Pit |  | 0 | 0 | 0.001 | 0.001 | 0.001 | 0.002 | 0.005 | 0.009 | 0.009 | 0.01 | 0.011 | 0.012 | 0.014 | 0.016 | 0.016 | 0.016 | 0.016 | 0.017 | 0.017 | 0.018 | 0.02 | 0.021 | 0.024 | 0.026 | 0.029 | 0.032 | 0.036 | 0.039 | 0.043
NPgN | GSP | NG FES - Consumer Transformation | Total installed renewable engine capacity (MW) | KNARESBOROUGH | Consumer Transformation | Gen_BB004 | MW | NPgN | Knaresborough |  | 0 | 0.001 | 0.003 | 0.004 | 0.005 | 0.006 | 0.02 | 0.034 | 0.036 | 0.038 | 0.043 | 0.048 | 0.055 | 0.064 | 0.063 | 0.064 | 0.066 | 0.068 | 0.069 | 0.073 | 0.078 | 0.085 | 0.094 | 0.104 | 0.115 | 0.127 | 0.141 | 0.157 | 0.173
NPgN | GSP | NG FES - Consumer Transformation | Total installed renewable engine capacity (MW) | LACKENBY | Consumer Transformation | Gen_BB004 | MW | NPgN | Lackenby |  | 0.285 | 0.285 | 0.286 | 0.286 | 0.286 | 0.287 | 0.29 | 0.294 | 0.294 | 0.295 | 0.296 | 0.298 | 0.299 | 0.301 | 0.301 | 0.302 | 0.302 | 0.303 | 0.303 | 0.304 | 0.305 | 0.307 | 0.309 | 0.312 | 0.315 | 0.318 | 0.322 | 0.326 | 0.33
NPgN | GSP | NG FES - Consumer Transformation | Total installed renewable engine capacity (MW) | NORTON | Consumer Transformation | Gen_BB004 | MW | NPgN | Norton |  | 0 | 0.003 | 0.005 | 0.008 | 0.01 | 0.013 | 0.042 | 0.07 | 0.073 | 0.079 | 0.088 | 0.1 | 0.114 | 0.131 | 0.129 | 0.132 | 0.135 | 0.14 | 0.142 | 0.15 | 0.161 | 0.175 | 0.193 | 0.213 | 0.237 | 0.262 | 0.291 | 0.322 | 0.356
NPgN | GSP | NG FES - Consumer Transformation | Total installed renewable engine capacity (MW) | OFFERTON | Consumer Transformation | Gen_BB004 | MW | NPgN | Offerton |  | 0 | 0 | 0 | 0 | 0 | 0 | 0 | 0.001 | 0.001 | 0.001 | 0.001 | 0.001 | 0.001 | 0.001 | 0.001 | 0.001 | 0.001 | 0.001 | 0.001 | 0.001 | 0.001 | 0.002 | 0.002 | 0.002 | 0.002 | 0.002 | 0.003 | 0.003 | 0.003
NPgN | GSP | NG FES - Consumer Transformation | Total installed renewable engine capacity (MW) | OSBALDWICK | Consumer Transformation | Gen_BB004 | MW | NPgN | Osbaldwick |  | 0 | 0.003 | 0.006 | 0.009 | 0.012 | 0.015 | 0.049 | 0.083 | 0.087 | 0.094 | 0.104 | 0.119 | 0.136 | 0.156 | 0.154 | 0.156 | 0.161 | 0.166 | 0.168 | 0.178 | 0.191 | 0.209 | 0.23 | 0.253 | 0.282 | 0.311 | 0.346 | 0.383 | 0.423
NPgN | GSP | NG FES - Consumer Transformation | Total installed renewable engine capacity (MW) | POPPLETON | Consumer Transformation | Gen_BB004 | MW | NPgN | Poppleton |  | 0 | 0 | 0 | 0 | 0 | 0 | 0.002 | 0.003 | 0.003 | 0.003 | 0.003 | 0.004 | 0.004 | 0.005 | 0.005 | 0.005 | 0.005 | 0.005 | 0.005 | 0.005 | 0.006 | 0.006 | 0.007 | 0.008 | 0.009 | 0.01 | 0.011 | 0.012 | 0.013
NPgN | GSP | NG FES - Consumer Transformation | Total installed renewable engine capacity (MW) | SALTHOLME | Consumer Transformation | Gen_BB004 | MW | NPgN | Saltholme |  | 0 | 0 | 0 | 0 | 0 | 0 | 0 | 0.001 | 0.001 | 0.001 | 0.001 | 0.001 | 0.001 | 0.001 | 0.001 | 0.001 | 0.001 | 0.001 | 0.001 | 0.001 | 0.001 | 0.002 | 0.002 | 0.002 | 0.002 | 0.002 | 0.003 | 0.003 | 0.003
NPgN | GSP | NG FES - Consumer Transformation | Total installed renewable engine capacity (MW) | SOUTH SHIELDS | Consumer Transformation | Gen_BB004 | MW | NPgN | South Shields |  | 0 | 0 | 0 | 0 | 0 | 0 | 0 | 0 | 0 | 0 | 0 | 0 | 0 | 0 | 0 | 0 | 0 | 0 | 0 | 0 | 0 | 0 | 0 | 0 | 0 | 0 | 0 | 0 | 0
NPgN | GSP | NG FES - Consumer Transformation | Total installed renewable engine capacity (MW) | SPADEADAM | Consumer Transformation | Gen_BB004 | MW | NPgN | Spadeadam - Not in NG FES |  | 0 | 0 | 0 | 0 | 0 | 0 | 0.001 | 0.001 | 0.001 | 0.001 | 0.001 | 0.002 | 0.002 | 0.002 | 0.002 | 0.002 | 0.002 | 0.002 | 0.002 | 0.003 | 0.003 | 0.003 | 0.003 | 0.004 | 0.004 | 0.004 | 0.005 | 0.005 | 0.006
NPgN | GSP | NG FES - Consumer Transformation | Total installed renewable engine capacity (MW) | SPENNYMOOR | Consumer Transformation | Gen_BB004 | MW | NPgN | Spennymoor |  | 0 | 0.002 | 0.004 | 0.006 | 0.008 | 0.01 | 0.033 | 0.056 | 0.058 | 0.063 | 0.07 | 0.079 | 0.091 | 0.104 | 0.103 | 0.105 | 0.107 | 0.111 | 0.112 | 0.119 | 0.128 | 0.139 | 0.153 | 0.169 | 0.188 | 0.208 | 0.231 | 0.256 | 0.282
NPgN | GSP | NG FES - Consumer Transformation | Total installed renewable engine capacity (MW) | STELLA NORTH | Consumer Transformation | Gen_BB004 | MW | NPgN | Stella North |  | 0 | 0 | 0 | 0 | 0.001 | 0.001 | 0.002 | 0.004 | 0.004 | 0.004 | 0.005 | 0.005 | 0.006 | 0.007 | 0.007 | 0.007 | 0.007 | 0.008 | 0.008 | 0.008 | 0.009 | 0.01 | 0.011 | 0.012 | 0.013 | 0.014 | 0.016 | 0.018 | 0.02
NPgN | GSP | NG FES - Consumer Transformation | Total installed renewable engine capacity (MW) | STELLA SOUTH | Consumer Transformation | Gen_BB004 | MW | NPgN | Stella South |  | 0 | 0.001 | 0.002 | 0.003 | 0.004 | 0.005 | 0.016 | 0.027 | 0.028 | 0.031 | 0.034 | 0.039 | 0.044 | 0.051 | 0.05 | 0.051 | 0.052 | 0.054 | 0.055 | 0.058 | 0.062 | 0.068 | 0.075 | 0.083 | 0.092 | 0.102 | 0.113 | 0.125 | 0.138
NPgN | GSP | NG FES - Consumer Transformation | Total installed renewable engine capacity (MW) | TYNEMOUTH | Consumer Transformation | Gen_BB004 | MW | NPgN | Tynemouth 1 |  | 0 | 0 | 0 | 0 | 0 | 0 | 0.001 | 0.001 | 0.001 | 0.001 | 0.001 | 0.001 | 0.002 | 0.002 | 0.002 | 0.002 | 0.002 | 0.002 | 0.002 | 0.002 | 0.002 | 0.003 | 0.003 | 0.003 | 0.004 | 0.004 | 0.004 | 0.005 | 0.005
NPgN | GSP | NG FES - Consumer Transformation | Total installed renewable engine capacity (MW) | WEST BOLDON | Consumer Transformation | Gen_BB004 | MW | NPgN | West Boldon |  | 0 | 0 | 0 | 0 | 0 | 0.001 | 0.002 | 0.003 | 0.003 | 0.004 | 0.004 | 0.005 | 0.005 | 0.006 | 0.006 | 0.006 | 0.006 | 0.006 | 0.007 | 0.007 | 0.007 | 0.008 | 0.009 | 0.01 | 0.011 | 0.012 | 0.014 | 0.015 | 0.017
NPgY | GSP | NG FES - Consumer Transformation | Total installed renewable engine capacity (MW) | BRADFORD WEST | Consumer Transformation | Gen_BB004 | MW | NPgY | Bradford West |  | 1.599 | 1.611 | 1.623 | 1.635 | 1.646 | 1.658 | 1.702 | 1.746 | 1.788 | 1.83 | 1.874 | 1.918 | 1.963 | 2.003 | 2.038 | 2.07 | 2.101 | 2.128 | 2.148 | 2.168 | 2.176 | 2.184 | 2.192 | 2.201 | 2.21 | 2.22 | 2.23 | 2.24 | 2.251
NPgY | GSP | NG FES - Consumer Transformation | Total installed renewable engine capacity (MW) | CAMBLESFORTH | Consumer Transformation | Gen_BB004 | MW | NPgY | Camblesforth |  | 0 | 0.002 | 0.004 | 0.006 | 0.008 | 0.01 | 0.018 | 0.025 | 0.032 | 0.04 | 0.047 | 0.055 | 0.063 | 0.069 | 0.075 | 0.081 | 0.086 | 0.091 | 0.094 | 0.098 | 0.099 | 0.1 | 0.102 | 0.103 | 0.105 | 0.107 | 0.108 | 0.11 | 0.112
NPgY | GSP | NG FES - Consumer Transformation | Total installed renewable engine capacity (MW) | CREYKE BECK | Consumer Transformation | Gen_BB004 | MW | NPgY | Creyke Beck |  | 10.973 | 11.059 | 11.145 | 11.231 | 11.317 | 11.404 | 11.72 | 12.039 | 12.343 | 12.654 | 12.97 | 13.292 | 13.619 | 13.905 | 14.161 | 14.392 | 14.623 | 14.815 | 14.965 | 15.109 | 15.166 | 15.224 | 15.284 | 15.348 | 15.414 | 15.482 | 15.555 | 15.632 | 15.713
NPgY | GSP | NG FES - Consumer Transformation | Total installed renewable engine capacity (MW) | DRAX | Consumer Transformation | Gen_BB004 | MW | NPgY | Drax |  | 0 | 0.01 | 0.021 | 0.031 | 0.041 | 0.052 | 0.09 | 0.128 | 0.165 | 0.202 | 0.24 | 0.279 | 0.318 | 0.352 | 0.383 | 0.411 | 0.438 | 0.461 | 0.479 | 0.497 | 0.504 | 0.511 | 0.518 | 0.525 | 0.533 | 0.542 | 0.55 | 0.56 | 0.569
NPgY | GSP | NG FES - Consumer Transformation | Total installed renewable engine capacity (MW) | ELLAND | Consumer Transformation | Gen_BB004 | MW | NPgY | Elland |  | 2.451 | 2.463 | 2.474 | 2.486 | 2.498 | 2.51 | 2.553 | 2.596 | 2.637 | 2.68 | 2.723 | 2.766 | 2.811 | 2.85 | 2.885 | 2.916 | 2.948 | 2.974 | 2.994 | 3.014 | 3.021 | 3.029 | 3.038 | 3.046 | 3.055 | 3.064 | 3.074 | 3.085 | 3.096
NPgY | GSP | NG FES - Consumer Transformation | Total installed renewable engine capacity (MW) | FERRYBRIDGE A | Consumer Transformation | Gen_BB004 | MW | NPgY | Ferrybridge A |  | 2.877 | 2.894 | 2.911 | 2.928 | 2.945 | 2.962 | 3.024 | 3.087 | 3.147 | 3.208 | 3.27 | 3.333 | 3.398 | 3.454 | 3.504 | 3.55 | 3.595 | 3.633 | 3.662 | 3.691 | 3.702 | 3.713 | 3.725 | 3.738 | 3.751 | 3.764 | 3.778 | 3.794 | 3.81
NPgY | GSP | NG FES - Consumer Transformation | Total installed renewable engine capacity (MW) | FERRYBRIDGE B | Consumer Transformation | Gen_BB004 | MW | NPgY | Ferrybridge B (_M) |  | 28.72 | 28.763 | 28.807 | 28.85 | 28.894 | 28.937 | 29.096 | 29.257 | 29.411 | 29.567 | 29.727 | 29.889 | 30.054 | 30.198 | 30.328 | 30.444 | 30.56 | 30.657 | 30.733 | 30.806 | 30.834 | 30.863 | 30.894 | 30.926 | 30.959 | 30.994 | 31.03 | 31.069 | 31.11
NPgY | GSP | NG FES - Consumer Transformation | Total installed renewable engine capacity (MW) | GRIMSBY WEST | Consumer Transformation | Gen_BB004 | MW | NPgY | Grimsby West |  | 4 | 4.028 | 4.056 | 4.084 | 4.111 | 4.139 | 4.242 | 4.345 | 4.444 | 4.544 | 4.646 | 4.751 | 4.857 | 4.949 | 5.032 | 5.107 | 5.181 | 5.243 | 5.292 | 5.339 | 5.357 | 5.376 | 5.395 | 5.416 | 5.437 | 5.459 | 5.483 | 5.508 | 5.534
NPgY | GSP | NG FES - Consumer Transformation | Total installed renewable engine capacity (MW) | JORDANTHORPE | Consumer Transformation | Gen_BB004 | MW | NPgY | Jordanthorpe |  | 0 | 0.001 | 0.003 | 0.004 | 0.005 | 0.007 | 0.011 | 0.016 | 0.021 | 0.026 | 0.031 | 0.036 | 0.041 | 0.045 | 0.049 | 0.052 | 0.056 | 0.059 | 0.061 | 0.063 | 0.064 | 0.065 | 0.066 | 0.067 | 0.068 | 0.069 | 0.07 | 0.071 | 0.073
NPgY | GSP | NG FES - Consumer Transformation | Total installed renewable engine capacity (MW) | KEADBY | Consumer Transformation | Gen_BB004 | MW | NPgY | Keadby |  | 12.112 | 12.256 | 12.399 | 12.543 | 12.686 | 12.83 | 13.357 | 13.889 | 14.397 | 14.915 | 15.442 | 15.979 | 16.525 | 17.002 | 17.429 | 17.815 | 18.199 | 18.519 | 18.769 | 19.01 | 19.104 | 19.201 | 19.302 | 19.408 | 19.518 | 19.632 | 19.753 | 19.881 | 20.017
NPgY | GSP | NG FES - Consumer Transformation | Total installed renewable engine capacity (MW) | KIRKSTALL B | Consumer Transformation | Gen_BB004 | MW | NPgY | Kirkstall B |  | 0 | 0.005 | 0.01 | 0.015 | 0.02 | 0.024 | 0.042 | 0.061 | 0.078 | 0.095 | 0.113 | 0.132 | 0.15 | 0.167 | 0.181 | 0.194 | 0.207 | 0.218 | 0.227 | 0.235 | 0.238 | 0.241 | 0.245 | 0.248 | 0.252 | 0.256 | 0.26 | 0.265 | 0.269
NPgY | GSP | NG FES - Consumer Transformation | Total installed renewable engine capacity (MW) | NEEPSEND | Consumer Transformation | Gen_BB004 | MW | NPgY | Neepsend |  | 2.5 | 2.5 | 2.501 | 2.501 | 2.502 | 2.502 | 2.504 | 2.506 | 2.507 | 2.509 | 2.511 | 2.512 | 2.514 | 2.516 | 2.517 | 2.518 | 2.519 | 2.52 | 2.521 | 2.522 | 2.522 | 2.523 | 2.523 | 2.523 | 2.524 | 2.524 | 2.524 | 2.525 | 2.525
NPgY | GSP | NG FES - Consumer Transformation | Total installed renewable engine capacity (MW) | NORTON LEES | Consumer Transformation | Gen_BB004 | MW | NPgY | Norton Lees |  | 0 | 0 | 0 | 0 | 0 | 0 | 0 | 0 | 0 | 0 | 0 | 0 | 0 | 0 | 0 | 0 | 0 | 0 | 0 | 0 | 0 | 0 | 0 | 0 | 0 | 0 | 0 | 0 | 0
NPgY | GSP | NG FES - Consumer Transformation | Total installed renewable engine capacity (MW) | PITSMOOR 3/4 | Consumer Transformation | Gen_BB004 | MW | NPgY | Pitsmoor |  | 0 | 0 | 0 | 0 | 0 | 0 | 0 | 0 | 0 | 0 | 0 | 0 | 0 | 0 | 0 | 0 | 0 | 0 | 0 | 0 | 0 | 0 | 0 | 0 | 0 | 0 | 0 | 0 | 0
NPgY | GSP | NG FES - Consumer Transformation | Total installed renewable engine capacity (MW) | SALTEND NORTH | Consumer Transformation | Gen_BB004 | MW | NPgY | Saltend North |  | 0 | 0 | 0 | 0 | 0 | 0 | 0 | 0.001 | 0.001 | 0.001 | 0.001 | 0.001 | 0.002 | 0.002 | 0.002 | 0.002 | 0.002 | 0.002 | 0.002 | 0.003 | 0.003 | 0.003 | 0.003 | 0.003 | 0.003 | 0.003 | 0.003 | 0.003 | 0.003
NPgY | GSP | NG FES - Consumer Transformation | Total installed renewable engine capacity (MW) | SHEFFIELD CITY | Consumer Transformation | Gen_BB004 | MW | NPgY | Sheffield City |  | 0 | 0 | 0 | 0 | 0 | 0 | 0.001 | 0.001 | 0.002 | 0.002 | 0.002 | 0.003 | 0.003 | 0.003 | 0.003 | 0.004 | 0.004 | 0.004 | 0.004 | 0.005 | 0.005 | 0.005 | 0.005 | 0.005 | 0.005 | 0.005 | 0.005 | 0.005 | 0.005
NPgY | GSP | NG FES - Consumer Transformation | Total installed renewable engine capacity (MW) | SKELTON GRANGE | Consumer Transformation | Gen_BB004 | MW | NPgY | Skelton Grange |  | 10.825 | 10.838 | 10.85 | 10.863 | 10.876 | 10.888 | 10.935 | 10.982 | 11.027 | 11.073 | 11.119 | 11.167 | 11.215 | 11.257 | 11.295 | 11.329 | 11.363 | 11.391 | 11.413 | 11.435 | 11.443 | 11.452 | 11.461 | 11.47 | 11.48 | 11.49 | 11.5 | 11.512 | 11.524
NPgY | GSP | NG FES - Consumer Transformation | Total installed renewable engine capacity (MW) | TEMPLEBOROUGH 275/33KV | Consumer Transformation | Gen_BB004 | MW | NPgY | Templeborough |  | 0 | 0 | 0.001 | 0.001 | 0.001 | 0.002 | 0.003 | 0.004 | 0.006 | 0.007 | 0.008 | 0.009 | 0.011 | 0.012 | 0.013 | 0.014 | 0.015 | 0.016 | 0.016 | 0.017 | 0.017 | 0.017 | 0.017 | 0.018 | 0.018 | 0.018 | 0.019 | 0.019 | 0.019
NPgY | GSP | NG FES - Consumer Transformation | Total installed renewable engine capacity (MW) | THURCROFT | Consumer Transformation | Gen_BB004 | MW | NPgY | Thurcroft |  | 15.903 | 15.939 | 15.975 | 16.012 | 16.048 | 16.084 | 16.217 | 16.351 | 16.479 | 16.61 | 16.743 | 16.878 | 17.016 | 17.136 | 17.244 | 17.341 | 17.438 | 17.519 | 17.582 | 17.643 | 17.667 | 17.691 | 17.717 | 17.743 | 17.771 | 17.8 | 17.83 | 17.863 | 17.897
NPgY | GSP | NG FES - Consumer Transformation | Total installed renewable engine capacity (MW) | WEST MELTON / THORPE MARSH | Consumer Transformation | Gen_BB004 | MW | NPgY | Thorpe Marsh |  | 63.959 | 63.992 | 64.025 | 64.058 | 64.091 | 64.124 | 64.246 | 64.368 | 64.485 | 64.604 | 64.725 | 64.849 | 64.975 | 65.084 | 65.183 | 65.271 | 65.36 | 65.434 | 65.491 | 65.547 | 65.568 | 65.591 | 65.614 | 65.638 | 65.664 | 65.69 | 65.718 | 65.747 | 65.778
NPgY | GSP | NG FES - Consumer Transformation | Total installed renewable engine capacity (MW) | WEST MELTON SECTION 3 | Consumer Transformation | Gen_BB004 | MW | NPgY | West Melton |  | 26.6 | 26.635 | 26.671 | 26.706 | 26.742 | 26.777 | 26.907 | 27.038 | 27.163 | 27.29 | 27.42 | 27.553 | 27.687 | 27.805 | 27.91 | 28.005 | 28.1 | 28.178 | 28.24 | 28.299 | 28.323 | 28.346 | 28.371 | 28.397 | 28.425 | 28.453 | 28.482 | 28.514 | 28.547
NPgY | GSP | NG FES - Consumer Transformation | Total installed renewable engine capacity (MW) | WINCOBANK | Consumer Transformation | Gen_BB004 | MW | NPgY | Wincobank |  | 0.475 | 0.476 | 0.477 | 0.479 | 0.48 | 0.481 | 0.486 | 0.49 | 0.495 | 0.499 | 0.504 | 0.508 | 0.513 | 0.517 | 0.521 | 0.524 | 0.527 | 0.53 | 0.532 | 0.534 | 0.535 | 0.536 | 0.537 | 0.538 | 0.539 | 0.54 | 0.541 | 0.542 | 0.543
NPgN | GSP | NG FES - Falling Short | Total installed renewable engine capacity (MW) | BLYTH 66kV | Falling Short | Gen_BB004 | MW | NPgN | Blyth 66kV |  | 0 | 0.002 | 0.004 | 0.006 | 0.009 | 0.011 | 0.005 | 0 | 0 | 0 | 0 | 0 | 0 | 0 | 0 | 0 | 0 | 0 | 0 | 0 | 0 | 0 | 0 | 0 | 0 | 0 | 0 | 0.002 | 0.006
NPgN | GSP | NG FES - Falling Short | Total installed renewable engine capacity (MW) | BLYTH 132kV | Falling Short | Gen_BB004 | MW | NPgN | Blyth 132kV |  | 0 | 0.004 | 0.008 | 0.011 | 0.015 | 0.019 | 0.009 | 0 | 0 | 0 | 0 | 0 | 0 | 0 | 0 | 0 | 0 | 0 | 0 | 0 | 0 | 0 | 0 | 0 | 0 | 0 | 0 | 0.004 | 0.011
NPgN | GSP | NG FES - Falling Short | Total installed renewable engine capacity (MW) | FOURSTONES | Falling Short | Gen_BB004 | MW | NPgN | Fourstones |  | 0 | 0 | 0 | 0.001 | 0.001 | 0.001 | 0 | 0 | 0 | 0 | 0 | 0 | 0 | 0 | 0 | 0 | 0 | 0 | 0 | 0 | 0 | 0 | 0 | 0 | 0 | 0 | 0 | 0 | 0.001
NPgN | GSP | NG FES - Falling Short | Total installed renewable engine capacity (MW) | HARTMOOR | Falling Short | Gen_BB004 | MW | NPgN | Hart Moor |  | 0 | 0.001 | 0.002 | 0.003 | 0.004 | 0.005 | 0.003 | 0 | 0 | 0 | 0 | 0 | 0 | 0 | 0 | 0 | 0 | 0 | 0 | 0 | 0 | 0 | 0 | 0 | 0 | 0 | 0 | 0.001 | 0.003
NPgN | GSP | NG FES - Falling Short | Total installed renewable engine capacity (MW) | HAWTHORN PIT GRID | Falling Short | Gen_BB004 | MW | NPgN | Hawthorn Pit |  | 0 | 0.001 | 0.002 | 0.003 | 0.004 | 0.006 | 0.003 | 0 | 0 | 0 | 0 | 0 | 0 | 0 | 0 | 0 | 0 | 0 | 0 | 0 | 0 | 0 | 0 | 0 | 0 | 0 | 0 | 0.001 | 0.003
NPgN | GSP | NG FES - Falling Short | Total installed renewable engine capacity (MW) | KNARESBOROUGH | Falling Short | Gen_BB004 | MW | NPgN | Knaresborough |  | 0 | 0.004 | 0.009 | 0.013 | 0.018 | 0.022 | 0.01 | 0 | 0 | 0 | 0 | 0 | 0 | 0 | 0 | 0 | 0 | 0 | 0 | 0 | 0 | 0 | 0 | 0 | 0 | 0 | 0 | 0.004 | 0.013
NPgN | GSP | NG FES - Falling Short | Total installed renewable engine capacity (MW) | LACKENBY | Falling Short | Gen_BB004 | MW | NPgN | Lackenby |  | 0.285 | 0.286 | 0.287 | 0.288 | 0.29 | 0.291 | 0.288 | 0.285 | 0.285 | 0.285 | 0.285 | 0.285 | 0.285 | 0.285 | 0.285 | 0.285 | 0.285 | 0.285 | 0.285 | 0.285 | 0.285 | 0.285 | 0.285 | 0.285 | 0.285 | 0.285 | 0.285 | 0.286 | 0.288
NPgN | GSP | NG FES - Falling Short | Total installed renewable engine capacity (MW) | NORTON | Falling Short | Gen_BB004 | MW | NPgN | Norton |  | 0 | 0.009 | 0.018 | 0.027 | 0.036 | 0.045 | 0.021 | 0 | 0 | 0 | 0 | 0 | 0 | 0 | 0 | 0 | 0 | 0 | 0 | 0 | 0 | 0 | 0 | 0 | 0 | 0 | 0 | 0.009 | 0.027
NPgN | GSP | NG FES - Falling Short | Total installed renewable engine capacity (MW) | OFFERTON | Falling Short | Gen_BB004 | MW | NPgN | Offerton |  | 0 | 0 | 0 | 0 | 0 | 0 | 0 | 0 | 0 | 0 | 0 | 0 | 0 | 0 | 0 | 0 | 0 | 0 | 0 | 0 | 0 | 0 | 0 | 0 | 0 | 0 | 0 | 0 | 0
NPgN | GSP | NG FES - Falling Short | Total installed renewable engine capacity (MW) | OSBALDWICK | Falling Short | Gen_BB004 | MW | NPgN | Osbaldwick |  | 0 | 0.011 | 0.022 | 0.032 | 0.043 | 0.054 | 0.025 | 0 | 0 | 0 | 0 | 0 | 0 | 0 | 0 | 0 | 0 | 0 | 0 | 0 | 0 | 0 | 0 | 0 | 0 | 0 | 0 | 0.01 | 0.032
NPgN | GSP | NG FES - Falling Short | Total installed renewable engine capacity (MW) | POPPLETON | Falling Short | Gen_BB004 | MW | NPgN | Poppleton |  | 0 | 0 | 0.001 | 0.001 | 0.001 | 0.002 | 0.001 | 0 | 0 | 0 | 0 | 0 | 0 | 0 | 0 | 0 | 0 | 0 | 0 | 0 | 0 | 0 | 0 | 0 | 0 | 0 | 0 | 0 | 0.001
NPgN | GSP | NG FES - Falling Short | Total installed renewable engine capacity (MW) | SALTHOLME | Falling Short | Gen_BB004 | MW | NPgN | Saltholme |  | 0 | 0 | 0 | 0 | 0 | 0 | 0 | 0 | 0 | 0 | 0 | 0 | 0 | 0 | 0 | 0 | 0 | 0 | 0 | 0 | 0 | 0 | 0 | 0 | 0 | 0 | 0 | 0 | 0
NPgN | GSP | NG FES - Falling Short | Total installed renewable engine capacity (MW) | SOUTH SHIELDS | Falling Short | Gen_BB004 | MW | NPgN | South Shields |  | 0 | 0 | 0 | 0 | 0 | 0 | 0 | 0 | 0 | 0 | 0 | 0 | 0 | 0 | 0 | 0 | 0 | 0 | 0 | 0 | 0 | 0 | 0 | 0 | 0 | 0 | 0 | 0 | 0
NPgN | GSP | NG FES - Falling Short | Total installed renewable engine capacity (MW) | SPADEADAM | Falling Short | Gen_BB004 | MW | NPgN | Spadeadam - Not in NG FES |  | 0 | 0 | 0 | 0 | 0.001 | 0.001 | 0 | 0 | 0 | 0 | 0 | 0 | 0 | 0 | 0 | 0 | 0 | 0 | 0 | 0 | 0 | 0 | 0 | 0 | 0 | 0 | 0 | 0 | 0
NPgN | GSP | NG FES - Falling Short | Total installed renewable engine capacity (MW) | SPENNYMOOR | Falling Short | Gen_BB004 | MW | NPgN | Spennymoor |  | 0 | 0.007 | 0.014 | 0.022 | 0.029 | 0.036 | 0.017 | 0 | 0 | 0 | 0 | 0 | 0 | 0 | 0 | 0 | 0 | 0 | 0 | 0 | 0 | 0 | 0 | 0 | 0 | 0 | 0 | 0.007 | 0.021
NPgN | GSP | NG FES - Falling Short | Total installed renewable engine capacity (MW) | STELLA NORTH | Falling Short | Gen_BB004 | MW | NPgN | Stella North |  | 0 | 0 | 0.001 | 0.001 | 0.002 | 0.002 | 0.001 | 0 | 0 | 0 | 0 | 0 | 0 | 0 | 0 | 0 | 0 | 0 | 0 | 0 | 0 | 0 | 0 | 0 | 0 | 0 | 0 | 0 | 0.001
NPgN | GSP | NG FES - Falling Short | Total installed renewable engine capacity (MW) | STELLA SOUTH | Falling Short | Gen_BB004 | MW | NPgN | Stella South |  | 0 | 0.004 | 0.007 | 0.011 | 0.014 | 0.018 | 0.008 | 0 | 0 | 0 | 0 | 0 | 0 | 0 | 0 | 0 | 0 | 0 | 0 | 0 | 0 | 0 | 0 | 0 | 0 | 0 | 0 | 0.003 | 0.01
NPgN | GSP | NG FES - Falling Short | Total installed renewable engine capacity (MW) | TYNEMOUTH | Falling Short | Gen_BB004 | MW | NPgN | Tynemouth 1 |  | 0 | 0 | 0 | 0 | 0.001 | 0.001 | 0 | 0 | 0 | 0 | 0 | 0 | 0 | 0 | 0 | 0 | 0 | 0 | 0 | 0 | 0 | 0 | 0 | 0 | 0 | 0 | 0 | 0 | 0
NPgN | GSP | NG FES - Falling Short | Total installed renewable engine capacity (MW) | WEST BOLDON | Falling Short | Gen_BB004 | MW | NPgN | West Boldon |  | 0 | 0 | 0.001 | 0.001 | 0.002 | 0.002 | 0.001 | 0 | 0 | 0 | 0 | 0 | 0 | 0 | 0 | 0 | 0 | 0 | 0 | 0 | 0 | 0 | 0 | 0 | 0 | 0 | 0 | 0 | 0.001
NPgY | GSP | NG FES - Falling Short | Total installed renewable engine capacity (MW) | BRADFORD WEST | Falling Short | Gen_BB004 | MW | NPgY | Bradford West |  | 1.599 | 1.64 | 1.682 | 1.723 | 1.765 | 1.806 | 1.815 | 1.822 | 1.83 | 1.836 | 1.844 | 1.851 | 1.858 | 1.864 | 1.871 | 1.877 | 1.884 | 1.89 | 1.892 | 1.894 | 1.896 | 1.899 | 1.903 | 1.907 | 1.911 | 1.915 | 1.92 | 1.926 | 1.931
NPgY | GSP | NG FES - Falling Short | Total installed renewable engine capacity (MW) | CAMBLESFORTH | Falling Short | Gen_BB004 | MW | NPgY | Camblesforth |  | 0 | 0.007 | 0.014 | 0.021 | 0.028 | 0.036 | 0.037 | 0.038 | 0.04 | 0.041 | 0.042 | 0.043 | 0.044 | 0.046 | 0.047 | 0.048 | 0.049 | 0.05 | 0.05 | 0.051 | 0.051 | 0.052 | 0.052 | 0.053 | 0.054 | 0.054 | 0.055 | 0.056 | 0.057
NPgY | GSP | NG FES - Falling Short | Total installed renewable engine capacity (MW) | CREYKE BECK | Falling Short | Gen_BB004 | MW | NPgY | Creyke Beck |  | 10.973 | 11.274 | 11.576 | 11.877 | 12.178 | 12.48 | 12.545 | 12.595 | 12.649 | 12.696 | 12.751 | 12.802 | 12.856 | 12.899 | 12.946 | 12.995 | 13.046 | 13.085 | 13.098 | 13.113 | 13.133 | 13.154 | 13.18 | 13.207 | 13.238 | 13.272 | 13.308 | 13.346 | 13.385
NPgY | GSP | NG FES - Falling Short | Total installed renewable engine capacity (MW) | DRAX | Falling Short | Gen_BB004 | MW | NPgY | Drax |  | 0 | 0.036 | 0.072 | 0.109 | 0.145 | 0.181 | 0.189 | 0.195 | 0.201 | 0.207 | 0.214 | 0.22 | 0.226 | 0.231 | 0.237 | 0.243 | 0.249 | 0.254 | 0.255 | 0.257 | 0.259 | 0.262 | 0.265 | 0.268 | 0.272 | 0.276 | 0.28 | 0.285 | 0.29
NPgY | GSP | NG FES - Falling Short | Total installed renewable engine capacity (MW) | ELLAND | Falling Short | Gen_BB004 | MW | NPgY | Elland |  | 2.451 | 2.492 | 2.533 | 2.574 | 2.615 | 2.656 | 2.665 | 2.672 | 2.679 | 2.685 | 2.693 | 2.7 | 2.707 | 2.713 | 2.719 | 2.726 | 2.733 | 2.738 | 2.74 | 2.742 | 2.745 | 2.748 | 2.751 | 2.755 | 2.759 | 2.764 | 2.769 | 2.774 | 2.779
NPgY | GSP | NG FES - Falling Short | Total installed renewable engine capacity (MW) | FERRYBRIDGE A | Falling Short | Gen_BB004 | MW | NPgY | Ferrybridge A |  | 2.877 | 2.936 | 2.996 | 3.055 | 3.114 | 3.173 | 3.186 | 3.196 | 3.207 | 3.216 | 3.227 | 3.237 | 3.248 | 3.256 | 3.265 | 3.275 | 3.285 | 3.293 | 3.295 | 3.298 | 3.302 | 3.306 | 3.311 | 3.317 | 3.323 | 3.329 | 3.336 | 3.344 | 3.352
NPgY | GSP | NG FES - Falling Short | Total installed renewable engine capacity (MW) | FERRYBRIDGE B | Falling Short | Gen_BB004 | MW | NPgY | Ferrybridge B (_M) |  | 28.72 | 28.872 | 29.024 | 29.176 | 29.328 | 29.48 | 29.513 | 29.538 | 29.565 | 29.589 | 29.616 | 29.642 | 29.67 | 29.691 | 29.715 | 29.739 | 29.765 | 29.785 | 29.792 | 29.799 | 29.809 | 29.82 | 29.833 | 29.847 | 29.862 | 29.879 | 29.897 | 29.916 | 29.936
NPgY | GSP | NG FES - Falling Short | Total installed renewable engine capacity (MW) | GRIMSBY WEST | Falling Short | Gen_BB004 | MW | NPgY | Grimsby West |  | 4 | 4.098 | 4.195 | 4.293 | 4.39 | 4.488 | 4.509 | 4.525 | 4.543 | 4.558 | 4.575 | 4.592 | 4.61 | 4.623 | 4.639 | 4.654 | 4.671 | 4.684 | 4.688 | 4.693 | 4.699 | 4.706 | 4.714 | 4.723 | 4.733 | 4.744 | 4.756 | 4.768 | 4.781
NPgY | GSP | NG FES - Falling Short | Total installed renewable engine capacity (MW) | JORDANTHORPE | Falling Short | Gen_BB004 | MW | NPgY | Jordanthorpe |  | 0 | 0.005 | 0.009 | 0.014 | 0.018 | 0.023 | 0.024 | 0.025 | 0.026 | 0.026 | 0.027 | 0.028 | 0.029 | 0.029 | 0.03 | 0.031 | 0.032 | 0.032 | 0.033 | 0.033 | 0.033 | 0.033 | 0.034 | 0.034 | 0.035 | 0.035 | 0.036 | 0.036 | 0.037
NPgY | GSP | NG FES - Falling Short | Total installed renewable engine capacity (MW) | KEADBY | Falling Short | Gen_BB004 | MW | NPgY | Keadby |  | 12.112 | 12.615 | 13.117 | 13.62 | 14.122 | 14.625 | 14.733 | 14.818 | 14.908 | 14.986 | 15.076 | 15.162 | 15.253 | 15.325 | 15.402 | 15.483 | 15.57 | 15.634 | 15.656 | 15.682 | 15.714 | 15.75 | 15.792 | 15.838 | 15.89 | 15.946 | 16.005 | 16.069 | 16.135
NPgY | GSP | NG FES - Falling Short | Total installed renewable engine capacity (MW) | KIRKSTALL B | Falling Short | Gen_BB004 | MW | NPgY | Kirkstall B |  | 0 | 0.017 | 0.034 | 0.051 | 0.068 | 0.086 | 0.089 | 0.092 | 0.095 | 0.098 | 0.101 | 0.104 | 0.107 | 0.109 | 0.112 | 0.115 | 0.118 | 0.12 | 0.121 | 0.122 | 0.123 | 0.124 | 0.125 | 0.127 | 0.129 | 0.131 | 0.133 | 0.135 | 0.137
NPgY | GSP | NG FES - Falling Short | Total installed renewable engine capacity (MW) | NEEPSEND | Falling Short | Gen_BB004 | MW | NPgY | Neepsend |  | 2.5 | 2.502 | 2.503 | 2.505 | 2.506 | 2.508 | 2.508 | 2.509 | 2.509 | 2.509 | 2.509 | 2.51 | 2.51 | 2.51 | 2.51 | 2.511 | 2.511 | 2.511 | 2.511 | 2.511 | 2.511 | 2.512 | 2.512 | 2.512 | 2.512 | 2.512 | 2.512 | 2.513 | 2.513
NPgY | GSP | NG FES - Falling Short | Total installed renewable engine capacity (MW) | NORTON LEES | Falling Short | Gen_BB004 | MW | NPgY | Norton Lees |  | 0 | 0 | 0 | 0 | 0 | 0 | 0 | 0 | 0 | 0 | 0 | 0 | 0 | 0 | 0 | 0 | 0 | 0 | 0 | 0 | 0 | 0 | 0 | 0 | 0 | 0 | 0 | 0 | 0
NPgY | GSP | NG FES - Falling Short | Total installed renewable engine capacity (MW) | PITSMOOR 3/4 | Falling Short | Gen_BB004 | MW | NPgY | Pitsmoor |  | 0 | 0 | 0 | 0 | 0 | 0 | 0 | 0 | 0 | 0 | 0 | 0 | 0 | 0 | 0 | 0 | 0 | 0 | 0 | 0 | 0 | 0 | 0 | 0 | 0 | 0 | 0 | 0 | 0
NPgY | GSP | NG FES - Falling Short | Total installed renewable engine capacity (MW) | SALTEND NORTH | Falling Short | Gen_BB004 | MW | NPgY | Saltend North |  | 0 | 0 | 0 | 0.001 | 0.001 | 0.001 | 0.001 | 0.001 | 0.001 | 0.001 | 0.001 | 0.001 | 0.001 | 0.001 | 0.001 | 0.001 | 0.001 | 0.001 | 0.001 | 0.001 | 0.001 | 0.001 | 0.001 | 0.001 | 0.001 | 0.001 | 0.001 | 0.001 | 0.001
NPgY | GSP | NG FES - Falling Short | Total installed renewable engine capacity (MW) | SHEFFIELD CITY | Falling Short | Gen_BB004 | MW | NPgY | Sheffield City |  | 0 | 0 | 0.001 | 0.001 | 0.001 | 0.002 | 0.002 | 0.002 | 0.002 | 0.002 | 0.002 | 0.002 | 0.002 | 0.002 | 0.002 | 0.002 | 0.002 | 0.002 | 0.002 | 0.002 | 0.002 | 0.002 | 0.002 | 0.002 | 0.002 | 0.003 | 0.003 | 0.003 | 0.003
NPgY | GSP | NG FES - Falling Short | Total installed renewable engine capacity (MW) | SKELTON GRANGE | Falling Short | Gen_BB004 | MW | NPgY | Skelton Grange |  | 10.825 | 10.869 | 10.914 | 10.958 | 11.003 | 11.047 | 11.057 | 11.064 | 11.072 | 11.079 | 11.087 | 11.095 | 11.103 | 11.109 | 11.116 | 11.123 | 11.131 | 11.136 | 11.138 | 11.141 | 11.143 | 11.147 | 11.15 | 11.154 | 11.159 | 11.164 | 11.169 | 11.175 | 11.181
NPgY | GSP | NG FES - Falling Short | Total installed renewable engine capacity (MW) | TEMPLEBOROUGH 275/33KV | Falling Short | Gen_BB004 | MW | NPgY | Templeborough |  | 0 | 0.001 | 0.002 | 0.004 | 0.005 | 0.006 | 0.006 | 0.007 | 0.007 | 0.007 | 0.007 | 0.007 | 0.008 | 0.008 | 0.008 | 0.008 | 0.008 | 0.009 | 0.009 | 0.009 | 0.009 | 0.009 | 0.009 | 0.009 | 0.009 | 0.009 | 0.009 | 0.01 | 0.01
NPgY | GSP | NG FES - Falling Short | Total installed renewable engine capacity (MW) | THURCROFT | Falling Short | Gen_BB004 | MW | NPgY | Thurcroft |  | 15.903 | 16.03 | 16.157 | 16.283 | 16.41 | 16.537 | 16.564 | 16.585 | 16.608 | 16.628 | 16.651 | 16.672 | 16.695 | 16.713 | 16.733 | 16.753 | 16.775 | 16.791 | 16.797 | 16.803 | 16.812 | 16.821 | 16.831 | 16.843 | 16.856 | 16.87 | 16.885 | 16.901 | 16.918
NPgY | GSP | NG FES - Falling Short | Total installed renewable engine capacity (MW) | WEST MELTON / THORPE MARSH | Falling Short | Gen_BB004 | MW | NPgY | Thorpe Marsh |  | 63.959 | 64.075 | 64.19 | 64.306 | 64.422 | 64.537 | 64.562 | 64.582 | 64.602 | 64.62 | 64.641 | 64.661 | 64.682 | 64.698 | 64.716 | 64.735 | 64.755 | 64.77 | 64.775 | 64.781 | 64.788 | 64.796 | 64.806 | 64.817 | 64.828 | 64.841 | 64.855 | 64.87 | 64.885
NPgY | GSP | NG FES - Falling Short | Total installed renewable engine capacity (MW) | WEST MELTON SECTION 3 | Falling Short | Gen_BB004 | MW | NPgY | West Melton |  | 26.6 | 26.724 | 26.848 | 26.971 | 27.095 | 27.219 | 27.246 | 27.267 | 27.289 | 27.308 | 27.33 | 27.351 | 27.374 | 27.391 | 27.411 | 27.431 | 27.452 | 27.468 | 27.473 | 27.479 | 27.487 | 27.496 | 27.507 | 27.518 | 27.531 | 27.544 | 27.559 | 27.575 | 27.591
NPgY | GSP | NG FES - Falling Short | Total installed renewable engine capacity (MW) | WINCOBANK | Falling Short | Gen_BB004 | MW | NPgY | Wincobank |  | 0.475 | 0.479 | 0.484 | 0.488 | 0.492 | 0.497 | 0.498 | 0.498 | 0.499 | 0.5 | 0.5 | 0.501 | 0.502 | 0.503 | 0.503 | 0.504 | 0.505 | 0.505 | 0.505 | 0.506 | 0.506 | 0.506 | 0.507 | 0.507 | 0.507 | 0.508 | 0.508 | 0.509 | 0.51
NPgN | GSP | NG FES - Leading the Way | Total installed renewable engine capacity (MW) | BLYTH 66kV | Leading the Way | Gen_BB004 | MW | NPgN | Blyth 66kV |  | 0 | 0.001 | 0.003 | 0.004 | 0.006 | 0.007 | 0.014 | 0.021 | 0.022 | 0.024 | 0.027 | 0.03 | 0.034 | 0.038 | 0.039 | 0.04 | 0.041 | 0.043 | 0.044 | 0.047 | 0.05 | 0.055 | 0.06 | 0.066 | 0.072 | 0.079 | 0.087 | 0.095 | 0.104
NPgN | GSP | NG FES - Leading the Way | Total installed renewable engine capacity (MW) | BLYTH 132kV | Leading the Way | Gen_BB004 | MW | NPgN | Blyth 132kV |  | 0 | 0.002 | 0.005 | 0.007 | 0.01 | 0.012 | 0.025 | 0.038 | 0.04 | 0.043 | 0.047 | 0.053 | 0.06 | 0.068 | 0.068 | 0.07 | 0.073 | 0.076 | 0.078 | 0.083 | 0.089 | 0.097 | 0.106 | 0.116 | 0.127 | 0.139 | 0.153 | 0.168 | 0.185
NPgN | GSP | NG FES - Leading the Way | Total installed renewable engine capacity (MW) | FOURSTONES | Leading the Way | Gen_BB004 | MW | NPgN | Fourstones |  | 0 | 0 | 0 | 0 | 0.001 | 0.001 | 0.001 | 0.002 | 0.002 | 0.002 | 0.002 | 0.003 | 0.003 | 0.004 | 0.004 | 0.004 | 0.004 | 0.004 | 0.004 | 0.004 | 0.005 | 0.005 | 0.005 | 0.006 | 0.007 | 0.007 | 0.008 | 0.009 | 0.01
NPgN | GSP | NG FES - Leading the Way | Total installed renewable engine capacity (MW) | HARTMOOR | Leading the Way | Gen_BB004 | MW | NPgN | Hart Moor |  | 0 | 0.001 | 0.001 | 0.002 | 0.003 | 0.003 | 0.007 | 0.011 | 0.011 | 0.012 | 0.013 | 0.015 | 0.017 | 0.019 | 0.019 | 0.02 | 0.02 | 0.021 | 0.022 | 0.023 | 0.025 | 0.027 | 0.03 | 0.032 | 0.036 | 0.039 | 0.043 | 0.047 | 0.052
NPgN | GSP | NG FES - Leading the Way | Total installed renewable engine capacity (MW) | HAWTHORN PIT GRID | Leading the Way | Gen_BB004 | MW | NPgN | Hawthorn Pit |  | 0 | 0.001 | 0.001 | 0.002 | 0.003 | 0.004 | 0.007 | 0.011 | 0.012 | 0.012 | 0.014 | 0.015 | 0.017 | 0.02 | 0.02 | 0.021 | 0.021 | 0.022 | 0.023 | 0.024 | 0.026 | 0.028 | 0.031 | 0.034 | 0.037 | 0.041 | 0.045 | 0.049 | 0.054
NPgN | GSP | NG FES - Leading the Way | Total installed renewable engine capacity (MW) | KNARESBOROUGH | Leading the Way | Gen_BB004 | MW | NPgN | Knaresborough |  | 0 | 0.003 | 0.006 | 0.009 | 0.011 | 0.014 | 0.029 | 0.044 | 0.046 | 0.05 | 0.055 | 0.061 | 0.069 | 0.079 | 0.079 | 0.082 | 0.085 | 0.088 | 0.091 | 0.097 | 0.104 | 0.112 | 0.123 | 0.135 | 0.148 | 0.162 | 0.178 | 0.196 | 0.215
NPgN | GSP | NG FES - Leading the Way | Total installed renewable engine capacity (MW) | LACKENBY | Leading the Way | Gen_BB004 | MW | NPgN | Lackenby |  | 0.285 | 0.286 | 0.286 | 0.287 | 0.288 | 0.289 | 0.292 | 0.296 | 0.297 | 0.298 | 0.299 | 0.301 | 0.303 | 0.305 | 0.306 | 0.306 | 0.307 | 0.308 | 0.309 | 0.31 | 0.312 | 0.314 | 0.317 | 0.32 | 0.323 | 0.327 | 0.331 | 0.336 | 0.341
NPgN | GSP | NG FES - Leading the Way | Total installed renewable engine capacity (MW) | NORTON | Leading the Way | Gen_BB004 | MW | NPgN | Norton |  | 0 | 0.006 | 0.012 | 0.018 | 0.023 | 0.029 | 0.06 | 0.09 | 0.095 | 0.102 | 0.113 | 0.126 | 0.143 | 0.163 | 0.163 | 0.168 | 0.175 | 0.182 | 0.187 | 0.199 | 0.213 | 0.231 | 0.253 | 0.277 | 0.305 | 0.334 | 0.367 | 0.403 | 0.442
NPgN | GSP | NG FES - Leading the Way | Total installed renewable engine capacity (MW) | OFFERTON | Leading the Way | Gen_BB004 | MW | NPgN | Offerton |  | 0 | 0 | 0 | 0 | 0 | 0 | 0.001 | 0.001 | 0.001 | 0.001 | 0.001 | 0.001 | 0.001 | 0.001 | 0.001 | 0.001 | 0.002 | 0.002 | 0.002 | 0.002 | 0.002 | 0.002 | 0.002 | 0.002 | 0.003 | 0.003 | 0.003 | 0.003 | 0.004
NPgN | GSP | NG FES - Leading the Way | Total installed renewable engine capacity (MW) | OSBALDWICK | Leading the Way | Gen_BB004 | MW | NPgN | Osbaldwick |  | 0 | 0.007 | 0.014 | 0.021 | 0.028 | 0.035 | 0.071 | 0.107 | 0.113 | 0.121 | 0.134 | 0.15 | 0.17 | 0.193 | 0.194 | 0.2 | 0.208 | 0.217 | 0.223 | 0.237 | 0.254 | 0.275 | 0.301 | 0.33 | 0.362 | 0.397 | 0.437 | 0.479 | 0.526
NPgN | GSP | NG FES - Leading the Way | Total installed renewable engine capacity (MW) | POPPLETON | Leading the Way | Gen_BB004 | MW | NPgN | Poppleton |  | 0 | 0 | 0 | 0.001 | 0.001 | 0.001 | 0.002 | 0.003 | 0.003 | 0.004 | 0.004 | 0.005 | 0.005 | 0.006 | 0.006 | 0.006 | 0.006 | 0.007 | 0.007 | 0.007 | 0.008 | 0.008 | 0.009 | 0.01 | 0.011 | 0.012 | 0.013 | 0.015 | 0.016
NPgN | GSP | NG FES - Leading the Way | Total installed renewable engine capacity (MW) | SALTHOLME | Leading the Way | Gen_BB004 | MW | NPgN | Saltholme |  | 0 | 0 | 0 | 0 | 0 | 0 | 0.001 | 0.001 | 0.001 | 0.001 | 0.001 | 0.001 | 0.001 | 0.001 | 0.001 | 0.002 | 0.002 | 0.002 | 0.002 | 0.002 | 0.002 | 0.002 | 0.002 | 0.003 | 0.003 | 0.003 | 0.003 | 0.004 | 0.004
NPgN | GSP | NG FES - Leading the Way | Total installed renewable engine capacity (MW) | SOUTH SHIELDS | Leading the Way | Gen_BB004 | MW | NPgN | South Shields |  | 0 | 0 | 0 | 0 | 0 | 0 | 0 | 0 | 0 | 0 | 0 | 0 | 0 | 0 | 0 | 0 | 0 | 0 | 0 | 0 | 0 | 0 | 0 | 0 | 0 | 0 | 0 | 0 | 0
NPgN | GSP | NG FES - Leading the Way | Total installed renewable engine capacity (MW) | SPADEADAM | Leading the Way | Gen_BB004 | MW | NPgN | Spadeadam - Not in NG FES |  | 0 | 0 | 0 | 0 | 0 | 0 | 0.001 | 0.002 | 0.002 | 0.002 | 0.002 | 0.002 | 0.002 | 0.003 | 0.003 | 0.003 | 0.003 | 0.003 | 0.003 | 0.003 | 0.004 | 0.004 | 0.004 | 0.005 | 0.005 | 0.006 | 0.006 | 0.007 | 0.007
NPgN | GSP | NG FES - Leading the Way | Total installed renewable engine capacity (MW) | SPENNYMOOR | Leading the Way | Gen_BB004 | MW | NPgN | Spennymoor |  | 0 | 0.005 | 0.009 | 0.014 | 0.019 | 0.023 | 0.047 | 0.072 | 0.075 | 0.081 | 0.089 | 0.1 | 0.113 | 0.129 | 0.13 | 0.134 | 0.139 | 0.145 | 0.149 | 0.158 | 0.169 | 0.184 | 0.201 | 0.22 | 0.242 | 0.265 | 0.292 | 0.32 | 0.351
NPgN | GSP | NG FES - Leading the Way | Total installed renewable engine capacity (MW) | STELLA NORTH | Leading the Way | Gen_BB004 | MW | NPgN | Stella North |  | 0 | 0 | 0.001 | 0.001 | 0.001 | 0.002 | 0.003 | 0.005 | 0.005 | 0.006 | 0.006 | 0.007 | 0.008 | 0.009 | 0.009 | 0.009 | 0.01 | 0.01 | 0.01 | 0.011 | 0.012 | 0.013 | 0.014 | 0.015 | 0.017 | 0.018 | 0.02 | 0.022 | 0.024
NPgN | GSP | NG FES - Leading the Way | Total installed renewable engine capacity (MW) | STELLA SOUTH | Leading the Way | Gen_BB004 | MW | NPgN | Stella South |  | 0 | 0.002 | 0.005 | 0.007 | 0.009 | 0.011 | 0.023 | 0.035 | 0.037 | 0.04 | 0.044 | 0.049 | 0.055 | 0.063 | 0.063 | 0.065 | 0.068 | 0.071 | 0.073 | 0.077 | 0.083 | 0.09 | 0.098 | 0.108 | 0.118 | 0.13 | 0.142 | 0.156 | 0.171
NPgN | GSP | NG FES - Leading the Way | Total installed renewable engine capacity (MW) | TYNEMOUTH | Leading the Way | Gen_BB004 | MW | NPgN | Tynemouth 1 |  | 0 | 0 | 0 | 0 | 0 | 0 | 0.001 | 0.001 | 0.001 | 0.002 | 0.002 | 0.002 | 0.002 | 0.002 | 0.002 | 0.003 | 0.003 | 0.003 | 0.003 | 0.003 | 0.003 | 0.003 | 0.004 | 0.004 | 0.005 | 0.005 | 0.005 | 0.006 | 0.007
NPgN | GSP | NG FES - Leading the Way | Total installed renewable engine capacity (MW) | WEST BOLDON | Leading the Way | Gen_BB004 | MW | NPgN | West Boldon |  | 0 | 0 | 0.001 | 0.001 | 0.001 | 0.001 | 0.003 | 0.004 | 0.004 | 0.005 | 0.005 | 0.006 | 0.007 | 0.008 | 0.008 | 0.008 | 0.008 | 0.008 | 0.009 | 0.009 | 0.01 | 0.011 | 0.012 | 0.013 | 0.014 | 0.016 | 0.017 | 0.019 | 0.021
NPgY | GSP | NG FES - Leading the Way | Total installed renewable engine capacity (MW) | BRADFORD WEST | Leading the Way | Gen_BB004 | MW | NPgY | Bradford West |  | 1.599 | 1.626 | 1.652 | 1.679 | 1.706 | 1.732 | 1.811 | 1.89 | 1.967 | 2.046 | 2.126 | 2.207 | 2.286 | 2.352 | 2.415 | 2.471 | 2.525 | 2.568 | 2.601 | 2.634 | 2.646 | 2.657 | 2.669 | 2.682 | 2.695 | 2.707 | 2.72 | 2.734 | 2.748
NPgY | GSP | NG FES - Leading the Way | Total installed renewable engine capacity (MW) | CAMBLESFORTH | Leading the Way | Gen_BB004 | MW | NPgY | Camblesforth |  | 0 | 0.005 | 0.009 | 0.014 | 0.018 | 0.023 | 0.036 | 0.05 | 0.063 | 0.077 | 0.09 | 0.104 | 0.118 | 0.129 | 0.14 | 0.15 | 0.159 | 0.166 | 0.172 | 0.178 | 0.18 | 0.182 | 0.184 | 0.186 | 0.188 | 0.19 | 0.192 | 0.195 | 0.197
NPgY | GSP | NG FES - Leading the Way | Total installed renewable engine capacity (MW) | CREYKE BECK | Leading the Way | Gen_BB004 | MW | NPgY | Creyke Beck |  | 10.973 | 11.167 | 11.36 | 11.554 | 11.748 | 11.942 | 12.511 | 13.086 | 13.65 | 14.221 | 14.801 | 15.391 | 15.967 | 16.445 | 16.905 | 17.308 | 17.7 | 18.016 | 18.251 | 18.492 | 18.579 | 18.663 | 18.75 | 18.841 | 18.935 | 19.025 | 19.12 | 19.22 | 19.325
NPgY | GSP | NG FES - Leading the Way | Total installed renewable engine capacity (MW) | DRAX | Leading the Way | Gen_BB004 | MW | NPgY | Drax |  | 0 | 0.023 | 0.047 | 0.07 | 0.093 | 0.116 | 0.185 | 0.254 | 0.321 | 0.39 | 0.46 | 0.531 | 0.6 | 0.657 | 0.712 | 0.761 | 0.808 | 0.846 | 0.874 | 0.903 | 0.914 | 0.924 | 0.934 | 0.945 | 0.956 | 0.967 | 0.979 | 0.991 | 1.003
NPgY | GSP | NG FES - Leading the Way | Total installed renewable engine capacity (MW) | ELLAND | Leading the Way | Gen_BB004 | MW | NPgY | Elland |  | 2.451 | 2.477 | 2.504 | 2.53 | 2.556 | 2.583 | 2.66 | 2.738 | 2.815 | 2.893 | 2.972 | 3.052 | 3.13 | 3.195 | 3.258 | 3.313 | 3.366 | 3.409 | 3.441 | 3.474 | 3.486 | 3.497 | 3.509 | 3.521 | 3.534 | 3.546 | 3.559 | 3.573 | 3.587
NPgY | GSP | NG FES - Leading the Way | Total installed renewable engine capacity (MW) | FERRYBRIDGE A | Leading the Way | Gen_BB004 | MW | NPgY | Ferrybridge A |  | 2.877 | 2.915 | 2.953 | 2.991 | 3.029 | 3.068 | 3.18 | 3.293 | 3.404 | 3.516 | 3.63 | 3.746 | 3.859 | 3.954 | 4.044 | 4.123 | 4.2 | 4.263 | 4.309 | 4.356 | 4.373 | 4.39 | 4.407 | 4.425 | 4.443 | 4.461 | 4.48 | 4.5 | 4.52
NPgY | GSP | NG FES - Leading the Way | Total installed renewable engine capacity (MW) | FERRYBRIDGE B | Leading the Way | Gen_BB004 | MW | NPgY | Ferrybridge B (_M) |  | 28.72 | 28.818 | 28.915 | 29.013 | 29.111 | 29.208 | 29.495 | 29.785 | 30.07 | 30.358 | 30.65 | 30.948 | 31.238 | 31.479 | 31.711 | 31.914 | 32.112 | 32.271 | 32.39 | 32.511 | 32.555 | 32.598 | 32.642 | 32.687 | 32.735 | 32.78 | 32.828 | 32.878 | 32.931
NPgY | GSP | NG FES - Leading the Way | Total installed renewable engine capacity (MW) | GRIMSBY WEST | Leading the Way | Gen_BB004 | MW | NPgY | Grimsby West |  | 4 | 4.063 | 4.125 | 4.188 | 4.251 | 4.314 | 4.498 | 4.684 | 4.866 | 5.051 | 5.239 | 5.43 | 5.616 | 5.771 | 5.92 | 6.05 | 6.177 | 6.279 | 6.355 | 6.433 | 6.462 | 6.489 | 6.517 | 6.547 | 6.577 | 6.606 | 6.637 | 6.669 | 6.703
NPgY | GSP | NG FES - Leading the Way | Total installed renewable engine capacity (MW) | JORDANTHORPE | Leading the Way | Gen_BB004 | MW | NPgY | Jordanthorpe |  | 0 | 0.003 | 0.006 | 0.009 | 0.012 | 0.015 | 0.024 | 0.032 | 0.041 | 0.05 | 0.059 | 0.068 | 0.076 | 0.084 | 0.091 | 0.097 | 0.103 | 0.108 | 0.111 | 0.115 | 0.116 | 0.118 | 0.119 | 0.12 | 0.122 | 0.123 | 0.125 | 0.126 | 0.128
NPgY | GSP | NG FES - Leading the Way | Total installed renewable engine capacity (MW) | KEADBY | Leading the Way | Gen_BB004 | MW | NPgY | Keadby |  | 12.112 | 12.435 | 12.758 | 13.081 | 13.404 | 13.727 | 14.677 | 15.636 | 16.576 | 17.528 | 18.496 | 19.48 | 20.44 | 21.238 | 22.005 | 22.676 | 23.331 | 23.857 | 24.249 | 24.651 | 24.797 | 24.937 | 25.082 | 25.234 | 25.39 | 25.541 | 25.7 | 25.866 | 26.04
NPgY | GSP | NG FES - Leading the Way | Total installed renewable engine capacity (MW) | KIRKSTALL B | Leading the Way | Gen_BB004 | MW | NPgY | Kirkstall B |  | 0 | 0.011 | 0.022 | 0.033 | 0.044 | 0.055 | 0.087 | 0.12 | 0.152 | 0.184 | 0.217 | 0.251 | 0.284 | 0.311 | 0.337 | 0.36 | 0.382 | 0.4 | 0.413 | 0.427 | 0.432 | 0.437 | 0.442 | 0.447 | 0.452 | 0.457 | 0.463 | 0.468 | 0.474
NPgY | GSP | NG FES - Leading the Way | Total installed renewable engine capacity (MW) | NEEPSEND | Leading the Way | Gen_BB004 | MW | NPgY | Neepsend |  | 2.5 | 2.501 | 2.502 | 2.503 | 2.504 | 2.505 | 2.508 | 2.511 | 2.514 | 2.517 | 2.52 | 2.523 | 2.526 | 2.529 | 2.531 | 2.534 | 2.536 | 2.537 | 2.539 | 2.54 | 2.54 | 2.541 | 2.541 | 2.542 | 2.542 | 2.543 | 2.543 | 2.544 | 2.544
NPgY | GSP | NG FES - Leading the Way | Total installed renewable engine capacity (MW) | NORTON LEES | Leading the Way | Gen_BB004 | MW | NPgY | Norton Lees |  | 0 | 0 | 0 | 0 | 0 | 0 | 0 | 0 | 0 | 0 | 0 | 0 | 0 | 0 | 0 | 0 | 0 | 0 | 0 | 0 | 0 | 0 | 0 | 0 | 0 | 0 | 0 | 0 | 0
NPgY | GSP | NG FES - Leading the Way | Total installed renewable engine capacity (MW) | PITSMOOR 3/4 | Leading the Way | Gen_BB004 | MW | NPgY | Pitsmoor |  | 0 | 0 | 0 | 0 | 0 | 0 | 0 | 0 | 0 | 0 | 0 | 0 | 0 | 0 | 0 | 0 | 0 | 0 | 0 | 0 | 0 | 0 | 0 | 0 | 0 | 0 | 0 | 0 | 0
NPgY | GSP | NG FES - Leading the Way | Total installed renewable engine capacity (MW) | SALTEND NORTH | Leading the Way | Gen_BB004 | MW | NPgY | Saltend North |  | 0 | 0 | 0 | 0 | 0 | 0.001 | 0.001 | 0.001 | 0.002 | 0.002 | 0.002 | 0.003 | 0.003 | 0.003 | 0.004 | 0.004 | 0.004 | 0.004 | 0.005 | 0.005 | 0.005 | 0.005 | 0.005 | 0.005 | 0.005 | 0.005 | 0.005 | 0.005 | 0.005
NPgY | GSP | NG FES - Leading the Way | Total installed renewable engine capacity (MW) | SHEFFIELD CITY | Leading the Way | Gen_BB004 | MW | NPgY | Sheffield City |  | 0 | 0 | 0 | 0.001 | 0.001 | 0.001 | 0.002 | 0.002 | 0.003 | 0.004 | 0.004 | 0.005 | 0.005 | 0.006 | 0.006 | 0.007 | 0.007 | 0.008 | 0.008 | 0.008 | 0.008 | 0.008 | 0.009 | 0.009 | 0.009 | 0.009 | 0.009 | 0.009 | 0.009
NPgY | GSP | NG FES - Leading the Way | Total installed renewable engine capacity (MW) | SKELTON GRANGE | Leading the Way | Gen_BB004 | MW | NPgY | Skelton Grange |  | 10.825 | 10.854 | 10.882 | 10.911 | 10.939 | 10.968 | 11.052 | 11.136 | 11.22 | 11.304 | 11.389 | 11.476 | 11.561 | 11.632 | 11.699 | 11.759 | 11.817 | 11.863 | 11.898 | 11.933 | 11.946 | 11.959 | 11.972 | 11.985 | 11.999 | 12.012 | 12.026 | 12.041 | 12.056
NPgY | GSP | NG FES - Leading the Way | Total installed renewable engine capacity (MW) | TEMPLEBOROUGH 275/33KV | Leading the Way | Gen_BB004 | MW | NPgY | Templeborough |  | 0 | 0.001 | 0.002 | 0.002 | 0.003 | 0.004 | 0.006 | 0.009 | 0.011 | 0.013 | 0.015 | 0.018 | 0.02 | 0.022 | 0.024 | 0.026 | 0.027 | 0.028 | 0.029 | 0.03 | 0.031 | 0.031 | 0.031 | 0.032 | 0.032 | 0.033 | 0.033 | 0.033 | 0.034
NPgY | GSP | NG FES - Leading the Way | Total installed renewable engine capacity (MW) | THURCROFT | Leading the Way | Gen_BB004 | MW | NPgY | Thurcroft |  | 15.903 | 15.984 | 16.066 | 16.147 | 16.229 | 16.31 | 16.55 | 16.792 | 17.029 | 17.269 | 17.513 | 17.761 | 18.004 | 18.205 | 18.398 | 18.568 | 18.733 | 18.866 | 18.964 | 19.066 | 19.103 | 19.138 | 19.175 | 19.213 | 19.252 | 19.29 | 19.33 | 19.372 | 19.416
NPgY | GSP | NG FES - Leading the Way | Total installed renewable engine capacity (MW) | WEST MELTON / THORPE MARSH | Leading the Way | Gen_BB004 | MW | NPgY | Thorpe Marsh |  | 63.959 | 64.033 | 64.108 | 64.182 | 64.256 | 64.331 | 64.549 | 64.77 | 64.986 | 65.206 | 65.428 | 65.655 | 65.876 | 66.059 | 66.236 | 66.39 | 66.541 | 66.662 | 66.752 | 66.845 | 66.878 | 66.911 | 66.944 | 66.979 | 67.015 | 67.05 | 67.086 | 67.124 | 67.165
NPgY | GSP | NG FES - Leading the Way | Total installed renewable engine capacity (MW) | WEST MELTON SECTION 3 | Leading the Way | Gen_BB004 | MW | NPgY | West Melton |  | 26.6 | 26.68 | 26.759 | 26.839 | 26.918 | 26.998 | 27.232 | 27.468 | 27.7 | 27.934 | 28.173 | 28.415 | 28.652 | 28.848 | 29.037 | 29.203 | 29.364 | 29.493 | 29.59 | 29.689 | 29.725 | 29.759 | 29.795 | 29.833 | 29.871 | 29.908 | 29.947 | 29.988 | 30.031
NPgY | GSP | NG FES - Leading the Way | Total installed renewable engine capacity (MW) | WINCOBANK | Leading the Way | Gen_BB004 | MW | NPgY | Wincobank |  | 0.475 | 0.478 | 0.481 | 0.483 | 0.486 | 0.489 | 0.497 | 0.505 | 0.513 | 0.522 | 0.53 | 0.538 | 0.547 | 0.553 | 0.56 | 0.566 | 0.571 | 0.576 | 0.579 | 0.583 | 0.584 | 0.585 | 0.586 | 0.588 | 0.589 | 0.59 | 0.592 | 0.593 | 0.595
NPgN | GSP | NG FES - System Transformation | Total installed renewable engine capacity (MW) | BLYTH 66kV | System Transformation | Gen_BB004 | MW | NPgN | Blyth 66kV |  | 0 | 0.001 | 0.003 | 0.004 | 0.006 | 0.007 | 0.003 | 0 | 0 | 0 | 0 | 0 | 0 | 0 | 0 | 0 | 0 | 0 | 0 | 0 | 0 | 0 | 0 | 0 | 0 | 0 | 0 | 0 | 0.004
NPgN | GSP | NG FES - System Transformation | Total installed renewable engine capacity (MW) | BLYTH 132kV | System Transformation | Gen_BB004 | MW | NPgN | Blyth 132kV |  | 0 | 0.002 | 0.005 | 0.007 | 0.01 | 0.012 | 0.005 | 0 | 0 | 0 | 0 | 0 | 0 | 0 | 0 | 0 | 0 | 0 | 0 | 0 | 0 | 0 | 0 | 0 | 0 | 0 | 0 | 0 | 0.007
NPgN | GSP | NG FES - System Transformation | Total installed renewable engine capacity (MW) | FOURSTONES | System Transformation | Gen_BB004 | MW | NPgN | Fourstones |  | 0 | 0 | 0 | 0 | 0.001 | 0.001 | 0 | 0 | 0 | 0 | 0 | 0 | 0 | 0 | 0 | 0 | 0 | 0 | 0 | 0 | 0 | 0 | 0 | 0 | 0 | 0 | 0 | 0 | 0
NPgN | GSP | NG FES - System Transformation | Total installed renewable engine capacity (MW) | HARTMOOR | System Transformation | Gen_BB004 | MW | NPgN | Hart Moor |  | 0 | 0.001 | 0.001 | 0.002 | 0.003 | 0.003 | 0.001 | 0 | 0 | 0 | 0 | 0 | 0 | 0 | 0 | 0 | 0 | 0 | 0 | 0 | 0 | 0 | 0 | 0 | 0 | 0 | 0 | 0 | 0.002
NPgN | GSP | NG FES - System Transformation | Total installed renewable engine capacity (MW) | HAWTHORN PIT GRID | System Transformation | Gen_BB004 | MW | NPgN | Hawthorn Pit |  | 0 | 0.001 | 0.001 | 0.002 | 0.003 | 0.004 | 0.001 | 0 | 0 | 0 | 0 | 0 | 0 | 0 | 0 | 0 | 0 | 0 | 0 | 0 | 0 | 0 | 0 | 0 | 0 | 0 | 0 | 0 | 0.002
NPgN | GSP | NG FES - System Transformation | Total installed renewable engine capacity (MW) | KNARESBOROUGH | System Transformation | Gen_BB004 | MW | NPgN | Knaresborough |  | 0 | 0.003 | 0.006 | 0.009 | 0.011 | 0.014 | 0.006 | 0 | 0 | 0 | 0 | 0 | 0 | 0 | 0 | 0 | 0 | 0 | 0 | 0 | 0 | 0 | 0 | 0 | 0 | 0 | 0 | 0 | 0.008
NPgN | GSP | NG FES - System Transformation | Total installed renewable engine capacity (MW) | LACKENBY | System Transformation | Gen_BB004 | MW | NPgN | Lackenby |  | 0.285 | 0.286 | 0.286 | 0.287 | 0.288 | 0.289 | 0.286 | 0.285 | 0.285 | 0.285 | 0.285 | 0.285 | 0.285 | 0.285 | 0.285 | 0.285 | 0.285 | 0.285 | 0.285 | 0.285 | 0.285 | 0.285 | 0.285 | 0.285 | 0.285 | 0.285 | 0.285 | 0.285 | 0.287
NPgN | GSP | NG FES - System Transformation | Total installed renewable engine capacity (MW) | NORTON | System Transformation | Gen_BB004 | MW | NPgN | Norton |  | 0 | 0.006 | 0.012 | 0.018 | 0.023 | 0.029 | 0.012 | 0 | 0 | 0 | 0 | 0 | 0 | 0 | 0 | 0 | 0 | 0 | 0 | 0 | 0 | 0 | 0 | 0 | 0 | 0 | 0 | 0 | 0.017
NPgN | GSP | NG FES - System Transformation | Total installed renewable engine capacity (MW) | OFFERTON | System Transformation | Gen_BB004 | MW | NPgN | Offerton |  | 0 | 0 | 0 | 0 | 0 | 0 | 0 | 0 | 0 | 0 | 0 | 0 | 0 | 0 | 0 | 0 | 0 | 0 | 0 | 0 | 0 | 0 | 0 | 0 | 0 | 0 | 0 | 0 | 0
NPgN | GSP | NG FES - System Transformation | Total installed renewable engine capacity (MW) | OSBALDWICK | System Transformation | Gen_BB004 | MW | NPgN | Osbaldwick |  | 0 | 0.007 | 0.014 | 0.021 | 0.028 | 0.035 | 0.014 | 0 | 0 | 0 | 0 | 0 | 0 | 0 | 0 | 0 | 0 | 0 | 0 | 0 | 0 | 0 | 0 | 0 | 0 | 0 | 0 | 0 | 0.02
NPgN | GSP | NG FES - System Transformation | Total installed renewable engine capacity (MW) | POPPLETON | System Transformation | Gen_BB004 | MW | NPgN | Poppleton |  | 0 | 0 | 0 | 0.001 | 0.001 | 0.001 | 0 | 0 | 0 | 0 | 0 | 0 | 0 | 0 | 0 | 0 | 0 | 0 | 0 | 0 | 0 | 0 | 0 | 0 | 0 | 0 | 0 | 0 | 0.001
NPgN | GSP | NG FES - System Transformation | Total installed renewable engine capacity (MW) | SALTHOLME | System Transformation | Gen_BB004 | MW | NPgN | Saltholme |  | 0 | 0 | 0 | 0 | 0 | 0 | 0 | 0 | 0 | 0 | 0 | 0 | 0 | 0 | 0 | 0 | 0 | 0 | 0 | 0 | 0 | 0 | 0 | 0 | 0 | 0 | 0 | 0 | 0
NPgN | GSP | NG FES - System Transformation | Total installed renewable engine capacity (MW) | SOUTH SHIELDS | System Transformation | Gen_BB004 | MW | NPgN | South Shields |  | 0 | 0 | 0 | 0 | 0 | 0 | 0 | 0 | 0 | 0 | 0 | 0 | 0 | 0 | 0 | 0 | 0 | 0 | 0 | 0 | 0 | 0 | 0 | 0 | 0 | 0 | 0 | 0 | 0
NPgN | GSP | NG FES - System Transformation | Total installed renewable engine capacity (MW) | SPADEADAM | System Transformation | Gen_BB004 | MW | NPgN | Spadeadam - Not in NG FES |  | 0 | 0 | 0 | 0 | 0 | 0 | 0 | 0 | 0 | 0 | 0 | 0 | 0 | 0 | 0 | 0 | 0 | 0 | 0 | 0 | 0 | 0 | 0 | 0 | 0 | 0 | 0 | 0 | 0
NPgN | GSP | NG FES - System Transformation | Total installed renewable engine capacity (MW) | SPENNYMOOR | System Transformation | Gen_BB004 | MW | NPgN | Spennymoor |  | 0 | 0.005 | 0.009 | 0.014 | 0.019 | 0.023 | 0.009 | 0 | 0 | 0 | 0 | 0 | 0 | 0 | 0 | 0 | 0 | 0 | 0 | 0 | 0 | 0 | 0 | 0 | 0 | 0 | 0 | 0 | 0.014
NPgN | GSP | NG FES - System Transformation | Total installed renewable engine capacity (MW) | STELLA NORTH | System Transformation | Gen_BB004 | MW | NPgN | Stella North |  | 0 | 0 | 0.001 | 0.001 | 0.001 | 0.002 | 0.001 | 0 | 0 | 0 | 0 | 0 | 0 | 0 | 0 | 0 | 0 | 0 | 0 | 0 | 0 | 0 | 0 | 0 | 0 | 0 | 0 | 0 | 0.001
NPgN | GSP | NG FES - System Transformation | Total installed renewable engine capacity (MW) | STELLA SOUTH | System Transformation | Gen_BB004 | MW | NPgN | Stella South |  | 0 | 0.002 | 0.005 | 0.007 | 0.009 | 0.011 | 0.005 | 0 | 0 | 0 | 0 | 0 | 0 | 0 | 0 | 0 | 0 | 0 | 0 | 0 | 0 | 0 | 0 | 0 | 0 | 0 | 0 | 0 | 0.007
NPgN | GSP | NG FES - System Transformation | Total installed renewable engine capacity (MW) | TYNEMOUTH | System Transformation | Gen_BB004 | MW | NPgN | Tynemouth 1 |  | 0 | 0 | 0 | 0 | 0 | 0 | 0 | 0 | 0 | 0 | 0 | 0 | 0 | 0 | 0 | 0 | 0 | 0 | 0 | 0 | 0 | 0 | 0 | 0 | 0 | 0 | 0 | 0 | 0
NPgN | GSP | NG FES - System Transformation | Total installed renewable engine capacity (MW) | WEST BOLDON | System Transformation | Gen_BB004 | MW | NPgN | West Boldon |  | 0 | 0 | 0.001 | 0.001 | 0.001 | 0.001 | 0.001 | 0 | 0 | 0 | 0 | 0 | 0 | 0 | 0 | 0 | 0 | 0 | 0 | 0 | 0 | 0 | 0 | 0 | 0 | 0 | 0 | 0 | 0.001
NPgY | GSP | NG FES - System Transformation | Total installed renewable engine capacity (MW) | BRADFORD WEST | System Transformation | Gen_BB004 | MW | NPgY | Bradford West |  | 1.599 | 1.626 | 1.652 | 1.679 | 1.706 | 1.732 | 1.77 | 1.807 | 1.845 | 1.883 | 1.921 | 1.96 | 1.999 | 2.032 | 2.062 | 2.089 | 2.114 | 2.135 | 2.151 | 2.165 | 2.168 | 2.172 | 2.176 | 2.18 | 2.185 | 2.19 | 2.196 | 2.202 | 2.208
NPgY | GSP | NG FES - System Transformation | Total installed renewable engine capacity (MW) | CAMBLESFORTH | System Transformation | Gen_BB004 | MW | NPgY | Camblesforth |  | 0 | 0.005 | 0.009 | 0.014 | 0.018 | 0.023 | 0.029 | 0.036 | 0.042 | 0.049 | 0.055 | 0.062 | 0.069 | 0.074 | 0.079 | 0.084 | 0.088 | 0.092 | 0.095 | 0.097 | 0.098 | 0.098 | 0.099 | 0.1 | 0.101 | 0.101 | 0.102 | 0.103 | 0.105
NPgY | GSP | NG FES - System Transformation | Total installed renewable engine capacity (MW) | CREYKE BECK | System Transformation | Gen_BB004 | MW | NPgY | Creyke Beck |  | 10.973 | 11.167 | 11.36 | 11.554 | 11.748 | 11.942 | 12.214 | 12.487 | 12.763 | 13.037 | 13.315 | 13.596 | 13.878 | 14.118 | 14.338 | 14.53 | 14.715 | 14.865 | 14.981 | 15.088 | 15.11 | 15.134 | 15.162 | 15.195 | 15.229 | 15.267 | 15.308 | 15.352 | 15.4
NPgY | GSP | NG FES - System Transformation | Total installed renewable engine capacity (MW) | DRAX | System Transformation | Gen_BB004 | MW | NPgY | Drax |  | 0 | 0.023 | 0.047 | 0.07 | 0.093 | 0.116 | 0.149 | 0.182 | 0.215 | 0.248 | 0.281 | 0.315 | 0.349 | 0.378 | 0.404 | 0.427 | 0.45 | 0.467 | 0.481 | 0.494 | 0.497 | 0.5 | 0.503 | 0.507 | 0.511 | 0.516 | 0.521 | 0.526 | 0.532
NPgY | GSP | NG FES - System Transformation | Total installed renewable engine capacity (MW) | ELLAND | System Transformation | Gen_BB004 | MW | NPgY | Elland |  | 2.451 | 2.477 | 2.504 | 2.53 | 2.556 | 2.583 | 2.62 | 2.657 | 2.695 | 2.732 | 2.77 | 2.808 | 2.846 | 2.879 | 2.909 | 2.935 | 2.96 | 2.98 | 2.996 | 3.011 | 3.014 | 3.017 | 3.021 | 3.025 | 3.03 | 3.035 | 3.041 | 3.047 | 3.053
NPgY | GSP | NG FES - System Transformation | Total installed renewable engine capacity (MW) | FERRYBRIDGE A | System Transformation | Gen_BB004 | MW | NPgY | Ferrybridge A |  | 2.877 | 2.915 | 2.953 | 2.991 | 3.029 | 3.068 | 3.121 | 3.175 | 3.229 | 3.283 | 3.338 | 3.393 | 3.449 | 3.496 | 3.539 | 3.577 | 3.613 | 3.643 | 3.665 | 3.687 | 3.691 | 3.696 | 3.701 | 3.708 | 3.714 | 3.722 | 3.73 | 3.739 | 3.748
NPgY | GSP | NG FES - System Transformation | Total installed renewable engine capacity (MW) | FERRYBRIDGE B | System Transformation | Gen_BB004 | MW | NPgY | Ferrybridge B (_M) |  | 28.72 | 28.818 | 28.915 | 29.013 | 29.111 | 29.208 | 29.346 | 29.484 | 29.623 | 29.761 | 29.901 | 30.043 | 30.185 | 30.306 | 30.417 | 30.513 | 30.607 | 30.683 | 30.741 | 30.795 | 30.806 | 30.818 | 30.832 | 30.849 | 30.866 | 30.885 | 30.906 | 30.928 | 30.952
NPgY | GSP | NG FES - System Transformation | Total installed renewable engine capacity (MW) | GRIMSBY WEST | System Transformation | Gen_BB004 | MW | NPgY | Grimsby West |  | 4 | 4.063 | 4.125 | 4.188 | 4.251 | 4.314 | 4.402 | 4.49 | 4.579 | 4.668 | 4.758 | 4.849 | 4.94 | 5.018 | 5.089 | 5.151 | 5.211 | 5.26 | 5.297 | 5.332 | 5.339 | 5.347 | 5.356 | 5.366 | 5.378 | 5.39 | 5.403 | 5.417 | 5.433
NPgY | GSP | NG FES - System Transformation | Total installed renewable engine capacity (MW) | JORDANTHORPE | System Transformation | Gen_BB004 | MW | NPgY | Jordanthorpe |  | 0 | 0.003 | 0.006 | 0.009 | 0.012 | 0.015 | 0.019 | 0.023 | 0.027 | 0.032 | 0.036 | 0.04 | 0.044 | 0.048 | 0.052 | 0.054 | 0.057 | 0.06 | 0.061 | 0.063 | 0.063 | 0.064 | 0.064 | 0.065 | 0.065 | 0.066 | 0.066 | 0.067 | 0.068
NPgY | GSP | NG FES - System Transformation | Total installed renewable engine capacity (MW) | KEADBY | System Transformation | Gen_BB004 | MW | NPgY | Keadby |  | 12.112 | 12.435 | 12.758 | 13.081 | 13.404 | 13.727 | 14.182 | 14.638 | 15.098 | 15.554 | 16.017 | 16.487 | 16.957 | 17.356 | 17.723 | 18.043 | 18.353 | 18.603 | 18.796 | 18.975 | 19.01 | 19.051 | 19.099 | 19.153 | 19.21 | 19.273 | 19.342 | 19.416 | 19.495
NPgY | GSP | NG FES - System Transformation | Total installed renewable engine capacity (MW) | KIRKSTALL B | System Transformation | Gen_BB004 | MW | NPgY | Kirkstall B |  | 0 | 0.011 | 0.022 | 0.033 | 0.044 | 0.055 | 0.07 | 0.086 | 0.102 | 0.117 | 0.133 | 0.149 | 0.165 | 0.179 | 0.191 | 0.202 | 0.213 | 0.221 | 0.228 | 0.234 | 0.235 | 0.236 | 0.238 | 0.24 | 0.242 | 0.244 | 0.246 | 0.249 | 0.251
NPgY | GSP | NG FES - System Transformation | Total installed renewable engine capacity (MW) | NEEPSEND | System Transformation | Gen_BB004 | MW | NPgY | Neepsend |  | 2.5 | 2.501 | 2.502 | 2.503 | 2.504 | 2.505 | 2.507 | 2.508 | 2.509 | 2.511 | 2.512 | 2.514 | 2.515 | 2.517 | 2.518 | 2.519 | 2.52 | 2.521 | 2.521 | 2.522 | 2.522 | 2.522 | 2.522 | 2.522 | 2.523 | 2.523 | 2.523 | 2.523 | 2.523
NPgY | GSP | NG FES - System Transformation | Total installed renewable engine capacity (MW) | NORTON LEES | System Transformation | Gen_BB004 | MW | NPgY | Norton Lees |  | 0 | 0 | 0 | 0 | 0 | 0 | 0 | 0 | 0 | 0 | 0 | 0 | 0 | 0 | 0 | 0 | 0 | 0 | 0 | 0 | 0 | 0 | 0 | 0 | 0 | 0 | 0 | 0 | 0
NPgY | GSP | NG FES - System Transformation | Total installed renewable engine capacity (MW) | PITSMOOR 3/4 | System Transformation | Gen_BB004 | MW | NPgY | Pitsmoor |  | 0 | 0 | 0 | 0 | 0 | 0 | 0 | 0 | 0 | 0 | 0 | 0 | 0 | 0 | 0 | 0 | 0 | 0 | 0 | 0 | 0 | 0 | 0 | 0 | 0 | 0 | 0 | 0 | 0
NPgY | GSP | NG FES - System Transformation | Total installed renewable engine capacity (MW) | SALTEND NORTH | System Transformation | Gen_BB004 | MW | NPgY | Saltend North |  | 0 | 0 | 0 | 0 | 0 | 0.001 | 0.001 | 0.001 | 0.001 | 0.001 | 0.001 | 0.002 | 0.002 | 0.002 | 0.002 | 0.002 | 0.002 | 0.002 | 0.002 | 0.003 | 0.003 | 0.003 | 0.003 | 0.003 | 0.003 | 0.003 | 0.003 | 0.003 | 0.003
NPgY | GSP | NG FES - System Transformation | Total installed renewable engine capacity (MW) | SHEFFIELD CITY | System Transformation | Gen_BB004 | MW | NPgY | Sheffield City |  | 0 | 0 | 0 | 0.001 | 0.001 | 0.001 | 0.001 | 0.002 | 0.002 | 0.002 | 0.003 | 0.003 | 0.003 | 0.003 | 0.004 | 0.004 | 0.004 | 0.004 | 0.004 | 0.005 | 0.005 | 0.005 | 0.005 | 0.005 | 0.005 | 0.005 | 0.005 | 0.005 | 0.005
NPgY | GSP | NG FES - System Transformation | Total installed renewable engine capacity (MW) | SKELTON GRANGE | System Transformation | Gen_BB004 | MW | NPgY | Skelton Grange |  | 10.825 | 10.854 | 10.882 | 10.911 | 10.939 | 10.968 | 11.008 | 11.048 | 11.089 | 11.129 | 11.17 | 11.212 | 11.253 | 11.289 | 11.321 | 11.349 | 11.377 | 11.399 | 11.416 | 11.432 | 11.435 | 11.438 | 11.443 | 11.447 | 11.452 | 11.458 | 11.464 | 11.471 | 11.478
NPgY | GSP | NG FES - System Transformation | Total installed renewable engine capacity (MW) | TEMPLEBOROUGH 275/33KV | System Transformation | Gen_BB004 | MW | NPgY | Templeborough |  | 0 | 0.001 | 0.002 | 0.002 | 0.003 | 0.004 | 0.005 | 0.006 | 0.007 | 0.008 | 0.009 | 0.011 | 0.012 | 0.013 | 0.014 | 0.014 | 0.015 | 0.016 | 0.016 | 0.017 | 0.017 | 0.017 | 0.017 | 0.017 | 0.017 | 0.017 | 0.018 | 0.018 | 0.018
NPgY | GSP | NG FES - System Transformation | Total installed renewable engine capacity (MW) | THURCROFT | System Transformation | Gen_BB004 | MW | NPgY | Thurcroft |  | 15.903 | 15.984 | 16.066 | 16.147 | 16.229 | 16.31 | 16.425 | 16.54 | 16.656 | 16.771 | 16.888 | 17.006 | 17.125 | 17.226 | 17.318 | 17.399 | 17.477 | 17.54 | 17.589 | 17.634 | 17.643 | 17.653 | 17.665 | 17.679 | 17.693 | 17.709 | 17.727 | 17.745 | 17.765
NPgY | GSP | NG FES - System Transformation | Total installed renewable engine capacity (MW) | WEST MELTON / THORPE MARSH | System Transformation | Gen_BB004 | MW | NPgY | Thorpe Marsh |  | 63.959 | 64.033 | 64.108 | 64.182 | 64.256 | 64.331 | 64.435 | 64.54 | 64.646 | 64.751 | 64.858 | 64.966 | 65.074 | 65.166 | 65.25 | 65.324 | 65.395 | 65.453 | 65.497 | 65.538 | 65.547 | 65.556 | 65.567 | 65.579 | 65.593 | 65.607 | 65.623 | 65.64 | 65.658
NPgY | GSP | NG FES - System Transformation | Total installed renewable engine capacity (MW) | WEST MELTON SECTION 3 | System Transformation | Gen_BB004 | MW | NPgY | West Melton |  | 26.6 | 26.68 | 26.759 | 26.839 | 26.918 | 26.998 | 27.11 | 27.222 | 27.336 | 27.448 | 27.562 | 27.678 | 27.794 | 27.892 | 27.982 | 28.061 | 28.138 | 28.199 | 28.247 | 28.291 | 28.299 | 28.309 | 28.321 | 28.335 | 28.349 | 28.364 | 28.381 | 28.399 | 28.419
NPgY | GSP | NG FES - System Transformation | Total installed renewable engine capacity (MW) | WINCOBANK | System Transformation | Gen_BB004 | MW | NPgY | Wincobank |  | 0.475 | 0.478 | 0.481 | 0.483 | 0.486 | 0.489 | 0.493 | 0.497 | 0.501 | 0.505 | 0.509 | 0.513 | 0.517 | 0.52 | 0.523 | 0.526 | 0.529 | 0.531 | 0.532 | 0.534 | 0.534 | 0.535 | 0.535 | 0.535 | 0.536 | 0.536 | 0.537 | 0.538 | 0.538
NPgN | GSP | NPg Best View | Total installed waste incineration capacity (MW) | BLYTH 66kV | NPg Best View (Not in FES) | Gen_BB011 | MW | NPgN | Blyth 66kV |  | 7.3 | 7.474 | 7.683 | 7.892 | 8.102 | 8.311 | 8.34 | 8.369 | 8.355 | 8.269 | 8.098 | 7.999 | 7.927 | 7.659 | 7.315 | 6.843 | 6.244 | 5.827 | 5.458 | 4.986 | 4.456 | 3.904 | 3.297 | 2.801 | 1.858 | 0.803 | 0 | 0 | 0
NPgN | GSP | NPg Best View | Total installed waste incineration capacity (MW) | BLYTH 132kV | NPg Best View (Not in FES) | Gen_BB011 | MW | NPgN | Blyth 132kV |  | 0 | 0.37 | 0.74 | 1.109 | 1.479 | 1.849 | 1.9 | 1.952 | 1.928 | 1.776 | 1.472 | 1.297 | 1.17 | 1.055 | 0.913 | 0.719 | 0.472 | 0.301 | 0.149 | 0 | 0 | 0 | 0 | 0 | 0 | 0 | 0 | 0 | 0
NPgN | GSP | NPg Best View | Total installed waste incineration capacity (MW) | FOURSTONES | NPg Best View (Not in FES) | Gen_BB011 | MW | NPgN | Fourstones |  | 0 | 0.019 | 0.038 | 0.057 | 0.076 | 0.096 | 0.098 | 0.101 | 0.1 | 0.092 | 0.076 | 0.067 | 0.061 | 0.055 | 0.047 | 0.037 | 0.024 | 0.016 | 0.008 | 0 | 0 | 0 | 0 | 0 | 0 | 0 | 0 | 0 | 0
NPgN | GSP | NPg Best View | Total installed waste incineration capacity (MW) | HARTMOOR | NPg Best View (Not in FES) | Gen_BB011 | MW | NPgN | Hart Moor |  | 0 | 0.103 | 0.207 | 0.31 | 0.413 | 0.517 | 0.531 | 0.546 | 0.539 | 0.496 | 0.412 | 0.363 | 0.327 | 0.295 | 0.255 | 0.201 | 0.132 | 0.084 | 0.042 | 0 | 0 | 0 | 0 | 0 | 0 | 0 | 0 | 0 | 0
NPgN | GSP | NPg Best View | Total installed waste incineration capacity (MW) | HAWTHORN PIT GRID | NPg Best View (Not in FES) | Gen_BB011 | MW | NPgN | Hawthorn Pit |  | 1.9 | 2.008 | 2.116 | 2.224 | 2.332 | 2.44 | 2.455 | 2.47 | 2.463 | 2.419 | 2.33 | 2.279 | 2.242 | 2.155 | 2.045 | 1.893 | 1.701 | 1.567 | 1.449 | 1.304 | 1.165 | 1.021 | 0.862 | 0.733 | 0.486 | 0.21 | 0 | 0 | 0
NPgN | GSP | NPg Best View | Total installed waste incineration capacity (MW) | KNARESBOROUGH | NPg Best View (Not in FES) | Gen_BB011 | MW | NPgN | Knaresborough |  | 30.735 | 31.165 | 31.595 | 32.025 | 32.455 | 32.884 | 32.944 | 33.004 | 32.976 | 32.799 | 32.446 | 32.243 | 32.096 | 31.106 | 29.825 | 28.064 | 25.833 | 24.28 | 22.905 | 21.093 | 18.851 | 16.514 | 13.949 | 11.849 | 7.86 | 3.398 | 0 | 0 | 0
NPgN | GSP | NPg Best View | Total installed waste incineration capacity (MW) | LACKENBY | NPg Best View (Not in FES) | Gen_BB011 | MW | NPgN | Lackenby |  | 6.197 | 6.309 | 6.42 | 6.532 | 6.643 | 6.755 | 6.77 | 6.786 | 6.778 | 6.732 | 6.641 | 6.588 | 6.55 | 6.343 | 6.075 | 5.707 | 5.24 | 4.916 | 4.628 | 4.253 | 3.801 | 3.33 | 2.812 | 2.389 | 1.585 | 0.685 | 0 | 0 | 0
NPgN | GSP | NPg Best View | Total installed waste incineration capacity (MW) | NORTON | NPg Best View (Not in FES) | Gen_BB011 | MW | NPgN | Norton |  | 72.561 | 73.447 | 74.332 | 75.218 | 76.104 | 76.989 | 77.112 | 77.237 | 77.178 | 76.814 | 76.087 | 75.667 | 75.364 | 73.069 | 70.093 | 66.005 | 60.823 | 57.218 | 54.024 | 49.797 | 44.504 | 38.988 | 32.931 | 27.974 | 18.555 | 8.023 | 0 | 0 | 0
NPgN | GSP | NPg Best View | Total installed waste incineration capacity (MW) | OFFERTON | NPg Best View (Not in FES) | Gen_BB011 | MW | NPgN | Offerton |  | 0 | 0.008 | 0.015 | 0.023 | 0.031 | 0.038 | 0.039 | 0.04 | 0.04 | 0.037 | 0.031 | 0.027 | 0.024 | 0.022 | 0.019 | 0.015 | 0.01 | 0.006 | 0.003 | 0 | 0 | 0 | 0 | 0 | 0 | 0 | 0 | 0 | 0
NPgN | GSP | NPg Best View | Total installed waste incineration capacity (MW) | OSBALDWICK | NPg Best View (Not in FES) | Gen_BB011 | MW | NPgN | Osbaldwick |  | 1.5 | 2.553 | 3.605 | 4.658 | 5.711 | 6.763 | 6.91 | 7.057 | 6.987 | 6.555 | 5.691 | 5.192 | 4.832 | 4.46 | 4.003 | 3.374 | 2.578 | 2.024 | 1.534 | 1.029 | 0.92 | 0.806 | 0.681 | 0.578 | 0.384 | 0.166 | 0 | 0 | 0
NPgN | GSP | NPg Best View | Total installed waste incineration capacity (MW) | POPPLETON | NPg Best View (Not in FES) | Gen_BB011 | MW | NPgN | Poppleton |  | 0 | 0.032 | 0.065 | 0.097 | 0.129 | 0.162 | 0.166 | 0.171 | 0.168 | 0.155 | 0.129 | 0.113 | 0.102 | 0.092 | 0.08 | 0.063 | 0.041 | 0.026 | 0.013 | 0 | 0 | 0 | 0 | 0 | 0 | 0 | 0 | 0 | 0
NPgN | GSP | NPg Best View | Total installed waste incineration capacity (MW) | SALTHOLME | NPg Best View (Not in FES) | Gen_BB011 | MW | NPgN | Saltholme |  | 5.1 | 5.108 | 5.116 | 5.124 | 5.132 | 5.14 | 5.141 | 5.143 | 5.142 | 5.139 | 5.132 | 5.128 | 5.125 | 4.981 | 4.793 | 4.534 | 4.206 | 3.977 | 3.775 | 3.5 | 3.128 | 2.74 | 2.315 | 1.966 | 1.304 | 0.564 | 0 | 0 | 0
NPgN | GSP | NPg Best View | Total installed waste incineration capacity (MW) | SOUTH SHIELDS | NPg Best View (Not in FES) | Gen_BB011 | MW | NPgN | South Shields |  | 0 | 0 | 0 | 0 | 0 | 0 | 0 | 0 | 0 | 0 | 0 | 0 | 0 | 0 | 0 | 0 | 0 | 0 | 0 | 0 | 0 | 0 | 0 | 0 | 0 | 0 | 0 | 0 | 0
NPgN | GSP | NPg Best View | Total installed waste incineration capacity (MW) | SPADEADAM | NPg Best View (Not in FES) | Gen_BB011 | MW | NPgN | Spadeadam - Not in NG FES |  | 0 | 0.015 | 0.03 | 0.045 | 0.06 | 0.075 | 0.077 | 0.079 | 0.078 | 0.072 | 0.06 | 0.053 | 0.047 | 0.043 | 0.037 | 0.029 | 0.019 | 0.012 | 0.006 | 0 | 0 | 0 | 0 | 0 | 0 | 0 | 0 | 0 | 0
NPgN | GSP | NPg Best View | Total installed waste incineration capacity (MW) | SPENNYMOOR | NPg Best View (Not in FES) | Gen_BB011 | MW | NPgN | Spennymoor |  | 2 | 2.703 | 3.407 | 4.11 | 4.813 | 5.516 | 5.614 | 5.713 | 5.666 | 5.377 | 4.8 | 4.467 | 4.226 | 3.95 | 3.608 | 3.138 | 2.544 | 2.129 | 1.763 | 1.373 | 1.227 | 1.075 | 0.908 | 0.771 | 0.511 | 0.221 | 0 | 0 | 0
NPgN | GSP | NPg Best View | Total installed waste incineration capacity (MW) | STELLA NORTH | NPg Best View (Not in FES) | Gen_BB011 | MW | NPgN | Stella North |  | 7.315 | 7.364 | 7.412 | 7.461 | 7.51 | 7.558 | 7.565 | 7.572 | 7.569 | 7.549 | 7.509 | 7.486 | 7.469 | 7.25 | 6.966 | 6.575 | 6.08 | 5.735 | 5.43 | 5.02 | 4.487 | 3.93 | 3.32 | 2.82 | 1.871 | 0.809 | 0 | 0 | 0
NPgN | GSP | NPg Best View | Total installed waste incineration capacity (MW) | STELLA SOUTH | NPg Best View (Not in FES) | Gen_BB011 | MW | NPgN | Stella South |  | 0 | 0.343 | 0.687 | 1.03 | 1.374 | 1.717 | 1.765 | 1.813 | 1.79 | 1.649 | 1.367 | 1.205 | 1.087 | 0.98 | 0.848 | 0.667 | 0.439 | 0.279 | 0.138 | 0 | 0 | 0 | 0 | 0 | 0 | 0 | 0 | 0 | 0
NPgN | GSP | NPg Best View | Total installed waste incineration capacity (MW) | TYNEMOUTH | NPg Best View (Not in FES) | Gen_BB011 | MW | NPgN | Tynemouth 1 |  | 6.555 | 6.568 | 6.581 | 6.595 | 6.608 | 6.621 | 6.623 | 6.625 | 6.624 | 6.618 | 6.608 | 6.601 | 6.597 | 6.41 | 6.167 | 5.833 | 5.409 | 5.115 | 4.853 | 4.499 | 4.02 | 3.522 | 2.975 | 2.527 | 1.676 | 0.725 | 0 | 0 | 0
NPgN | GSP | NPg Best View | Total installed waste incineration capacity (MW) | WEST BOLDON | NPg Best View (Not in FES) | Gen_BB011 | MW | NPgN | West Boldon |  | 0 | 0.041 | 0.082 | 0.123 | 0.164 | 0.206 | 0.211 | 0.217 | 0.214 | 0.197 | 0.164 | 0.144 | 0.13 | 0.117 | 0.102 | 0.08 | 0.053 | 0.033 | 0.017 | 0 | 0 | 0 | 0 | 0 | 0 | 0 | 0 | 0 | 0
NPgY | GSP | NPg Best View | Total installed waste incineration capacity (MW) | BRADFORD WEST | NPg Best View (Not in FES) | Gen_BB011 | MW | NPgY | Bradford West |  | 0 | 0.117 | 0.233 | 0.35 | 0.466 | 0.583 | 0.627 | 0.67 | 0.65 | 0.521 | 0.263 | 0.114 | 0.006 | 0 | 0 | 0 | 0 | 0 | 0 | 0 | 0 | 0 | 0 | 0 | 0 | 0 | 0 | 0 | 0
NPgY | GSP | NPg Best View | Total installed waste incineration capacity (MW) | CAMBLESFORTH | NPg Best View (Not in FES) | Gen_BB011 | MW | NPgY | Camblesforth |  | 0 | 0.02 | 0.04 | 0.06 | 0.08 | 0.1 | 0.108 | 0.115 | 0.112 | 0.089 | 0.045 | 0.02 | 0.001 | 0 | 0 | 0 | 0 | 0 | 0 | 0 | 0 | 0 | 0 | 0 | 0 | 0 | 0 | 0 | 0
NPgY | GSP | NPg Best View | Total installed waste incineration capacity (MW) | CREYKE BECK | NPg Best View (Not in FES) | Gen_BB011 | MW | NPgY | Creyke Beck |  | 0 | 0.847 | 1.694 | 2.541 | 3.388 | 4.235 | 4.553 | 4.871 | 4.721 | 3.784 | 1.91 | 0.83 | 0.046 | 0 | 0 | 0 | 0 | 0 | 0 | 0 | 0 | 0 | 0 | 0 | 0 | 0 | 0 | 0 | 0
NPgY | GSP | NPg Best View | Total installed waste incineration capacity (MW) | DRAX | NPg Best View (Not in FES) | Gen_BB011 | MW | NPgY | Drax |  | 0 | 0.102 | 0.203 | 0.305 | 0.407 | 0.509 | 0.547 | 0.585 | 0.567 | 0.454 | 0.229 | 0.1 | 0.006 | 0 | 0 | 0 | 0 | 0 | 0 | 0 | 0 | 0 | 0 | 0 | 0 | 0 | 0 | 0 | 0
NPgY | GSP | NPg Best View | Total installed waste incineration capacity (MW) | ELLAND | NPg Best View (Not in FES) | Gen_BB011 | MW | NPgY | Elland |  | 0 | 0.115 | 0.23 | 0.346 | 0.461 | 0.576 | 0.619 | 0.663 | 0.642 | 0.515 | 0.26 | 0.113 | 0.006 | 0 | 0 | 0 | 0 | 0 | 0 | 0 | 0 | 0 | 0 | 0 | 0 | 0 | 0 | 0 | 0
NPgY | GSP | NPg Best View | Total installed waste incineration capacity (MW) | FERRYBRIDGE A | NPg Best View (Not in FES) | Gen_BB011 | MW | NPgY | Ferrybridge A |  | 0 | 0.167 | 0.333 | 0.5 | 0.667 | 0.833 | 0.896 | 0.958 | 0.929 | 0.744 | 0.376 | 0.163 | 0.009 | 0 | 0 | 0 | 0 | 0 | 0 | 0 | 0 | 0 | 0 | 0 | 0 | 0 | 0 | 0 | 0
NPgY | GSP | NPg Best View | Total installed waste incineration capacity (MW) | FERRYBRIDGE B | NPg Best View (Not in FES) | Gen_BB011 | MW | NPgY | Ferrybridge B (_M) |  | 82 | 82.427 | 82.854 | 83.281 | 83.708 | 84.135 | 84.296 | 84.456 | 84.38 | 83.908 | 82.963 | 82.418 | 82.023 | 79.72 | 76.74 | 72.646 | 67.457 | 63.846 | 60.648 | 56.274 | 50.294 | 44.06 | 37.215 | 31.613 | 20.969 | 9.067 | 0 | 0 | 0
NPgY | GSP | NPg Best View | Total installed waste incineration capacity (MW) | GRIMSBY WEST | NPg Best View (Not in FES) | Gen_BB011 | MW | NPgY | Grimsby West |  | 0 | 0.274 | 0.548 | 0.822 | 1.097 | 1.371 | 1.474 | 1.577 | 1.528 | 1.225 | 0.618 | 0.269 | 0.015 | 0 | 0 | 0 | 0 | 0 | 0 | 0 | 0 | 0 | 0 | 0 | 0 | 0 | 0 | 0 | 0
NPgY | GSP | NPg Best View | Total installed waste incineration capacity (MW) | JORDANTHORPE | NPg Best View (Not in FES) | Gen_BB011 | MW | NPgY | Jordanthorpe |  | 0 | 0.013 | 0.026 | 0.039 | 0.052 | 0.065 | 0.07 | 0.075 | 0.072 | 0.058 | 0.029 | 0.013 | 0.001 | 0 | 0 | 0 | 0 | 0 | 0 | 0 | 0 | 0 | 0 | 0 | 0 | 0 | 0 | 0 | 0
NPgY | GSP | NPg Best View | Total installed waste incineration capacity (MW) | KEADBY | NPg Best View (Not in FES) | Gen_BB011 | MW | NPgY | Keadby |  | 2.8 | 4.213 | 5.625 | 7.038 | 8.45 | 9.863 | 10.394 | 10.924 | 10.673 | 9.11 | 5.986 | 4.184 | 2.878 | 2.722 | 2.62 | 2.481 | 2.303 | 2.18 | 2.071 | 1.922 | 1.717 | 1.504 | 1.271 | 1.079 | 0.716 | 0.31 | 0 | 0 | 0
NPgY | GSP | NPg Best View | Total installed waste incineration capacity (MW) | KIRKSTALL B | NPg Best View (Not in FES) | Gen_BB011 | MW | NPgY | Kirkstall B |  | 0 | 0.048 | 0.096 | 0.144 | 0.192 | 0.241 | 0.259 | 0.277 | 0.268 | 0.215 | 0.108 | 0.047 | 0.003 | 0 | 0 | 0 | 0 | 0 | 0 | 0 | 0 | 0 | 0 | 0 | 0 | 0 | 0 | 0 | 0
NPgY | GSP | NPg Best View | Total installed waste incineration capacity (MW) | NEEPSEND | NPg Best View (Not in FES) | Gen_BB011 | MW | NPgY | Neepsend |  | 0 | 0.004 | 0.009 | 0.013 | 0.018 | 0.022 | 0.024 | 0.026 | 0.025 | 0.02 | 0.01 | 0.004 | 0 | 0 | 0 | 0 | 0 | 0 | 0 | 0 | 0 | 0 | 0 | 0 | 0 | 0 | 0 | 0 | 0
NPgY | GSP | NPg Best View | Total installed waste incineration capacity (MW) | NORTON LEES | NPg Best View (Not in FES) | Gen_BB011 | MW | NPgY | Norton Lees |  | 0 | 0 | 0 | 0 | 0 | 0 | 0 | 0 | 0 | 0 | 0 | 0 | 0 | 0 | 0 | 0 | 0 | 0 | 0 | 0 | 0 | 0 | 0 | 0 | 0 | 0 | 0 | 0 | 0
NPgY | GSP | NPg Best View | Total installed waste incineration capacity (MW) | PITSMOOR 3/4 | NPg Best View (Not in FES) | Gen_BB011 | MW | NPgY | Pitsmoor |  | 0 | 0 | 0 | 0 | 0 | 0 | 0 | 0 | 0 | 0 | 0 | 0 | 0 | 0 | 0 | 0 | 0 | 0 | 0 | 0 | 0 | 0 | 0 | 0 | 0 | 0 | 0 | 0 | 0
NPgY | GSP | NPg Best View | Total installed waste incineration capacity (MW) | SALTEND NORTH | NPg Best View (Not in FES) | Gen_BB011 | MW | NPgY | Saltend North |  | 0 | 0.001 | 0.001 | 0.002 | 0.002 | 0.003 | 0.003 | 0.003 | 0.003 | 0.002 | 0.001 | 0.001 | 0 | 0 | 0 | 0 | 0 | 0 | 0 | 0 | 0 | 0 | 0 | 0 | 0 | 0 | 0 | 0 | 0
NPgY | GSP | NPg Best View | Total installed waste incineration capacity (MW) | SHEFFIELD CITY | NPg Best View (Not in FES) | Gen_BB011 | MW | NPgY | Sheffield City |  | 0 | 0.001 | 0.002 | 0.003 | 0.004 | 0.005 | 0.005 | 0.005 | 0.005 | 0.004 | 0.002 | 0.001 | 0 | 0 | 0 | 0 | 0 | 0 | 0 | 0 | 0 | 0 | 0 | 0 | 0 | 0 | 0 | 0 | 0
NPgY | GSP | NPg Best View | Total installed waste incineration capacity (MW) | SKELTON GRANGE | NPg Best View (Not in FES) | Gen_BB011 | MW | NPgY | Skelton Grange |  | 24.061 | 24.186 | 24.311 | 24.436 | 24.56 | 24.685 | 24.732 | 24.779 | 24.757 | 24.619 | 24.343 | 24.183 | 24.068 | 23.392 | 22.518 | 21.316 | 19.794 | 18.734 | 17.796 | 16.512 | 14.758 | 12.928 | 10.92 | 9.276 | 6.153 | 2.66 | 0 | 0 | 0
NPgY | GSP | NPg Best View | Total installed waste incineration capacity (MW) | TEMPLEBOROUGH 275/33KV | NPg Best View (Not in FES) | Gen_BB011 | MW | NPgY | Templeborough |  | 0 | 0.003 | 0.007 | 0.01 | 0.014 | 0.017 | 0.018 | 0.02 | 0.019 | 0.015 | 0.008 | 0.003 | 0 | 0 | 0 | 0 | 0 | 0 | 0 | 0 | 0 | 0 | 0 | 0 | 0 | 0 | 0 | 0 | 0
NPgY | GSP | NPg Best View | Total installed waste incineration capacity (MW) | THURCROFT | NPg Best View (Not in FES) | Gen_BB011 | MW | NPgY | Thurcroft |  | 5.7 | 6.056 | 6.413 | 6.769 | 7.125 | 7.482 | 7.615 | 7.749 | 7.686 | 7.292 | 6.504 | 6.049 | 5.72 | 5.542 | 5.334 | 5.05 | 4.689 | 4.438 | 4.216 | 3.912 | 3.496 | 3.063 | 2.587 | 2.198 | 1.458 | 0.63 | 0 | 0 | 0
NPgY | GSP | NPg Best View | Total installed waste incineration capacity (MW) | WEST MELTON / THORPE MARSH | NPg Best View (Not in FES) | Gen_BB011 | MW | NPgY | Thorpe Marsh |  | 19.3 | 19.625 | 19.95 | 20.275 | 20.6 | 20.926 | 21.048 | 21.17 | 21.112 | 20.752 | 20.033 | 19.619 | 19.318 | 18.763 | 18.062 | 17.098 | 15.877 | 15.027 | 14.274 | 13.245 | 11.837 | 10.37 | 8.759 | 7.441 | 4.935 | 2.134 | 0 | 0 | 0
NPgY | GSP | NPg Best View | Total installed waste incineration capacity (MW) | WEST MELTON SECTION 3 | NPg Best View (Not in FES) | Gen_BB011 | MW | NPgY | West Melton |  | 0 | 0.348 | 0.696 | 1.044 | 1.392 | 1.74 | 1.871 | 2.001 | 1.939 | 1.555 | 0.785 | 0.341 | 0.019 | 0 | 0 | 0 | 0 | 0 | 0 | 0 | 0 | 0 | 0 | 0 | 0 | 0 | 0 | 0 | 0
NPgY | GSP | NPg Best View | Total installed waste incineration capacity (MW) | WINCOBANK | NPg Best View (Not in FES) | Gen_BB011 | MW | NPgY | Wincobank |  | 0 | 0.012 | 0.024 | 0.036 | 0.049 | 0.061 | 0.065 | 0.07 | 0.068 | 0.054 | 0.027 | 0.012 | 0.001 | 0 | 0 | 0 | 0 | 0 | 0 | 0 | 0 | 0 | 0 | 0 | 0 | 0 | 0 | 0 | 0
NPgN | GSP | NG FES - Consumer Transformation | Total installed waste incineration capacity (MW) | BLYTH 66kV | Consumer Transformation | Gen_BB011 | MW | NPgN | Blyth 66kV |  | 7.3 | 7.736 | 8.206 | 8.677 | 9.147 | 9.618 | 9.647 | 9.676 | 9.662 | 9.577 | 9.405 | 9.306 | 9.234 | 9.169 | 9.089 | 8.979 | 8.839 | 8.734 | 8.365 | 7.86 | 7.17 | 6.45 | 5.66 | 5.013 | 3.784 | 2.41 | 0.598 | 0 | 0
NPgN | GSP | NG FES - Consumer Transformation | Total installed waste incineration capacity (MW) | BLYTH 132kV | Consumer Transformation | Gen_BB011 | MW | NPgN | Blyth 132kV |  | 0 | 0.832 | 1.664 | 2.496 | 3.328 | 4.16 | 4.212 | 4.264 | 4.239 | 4.087 | 3.783 | 3.608 | 3.482 | 3.366 | 3.224 | 3.03 | 2.784 | 2.612 | 2.46 | 2.253 | 1.969 | 1.673 | 1.347 | 1.081 | 0.576 | 0.011 | 0 | 0 | 0
NPgN | GSP | NG FES - Consumer Transformation | Total installed waste incineration capacity (MW) | FOURSTONES | Consumer Transformation | Gen_BB011 | MW | NPgN | Fourstones |  | 0 | 0.043 | 0.086 | 0.129 | 0.172 | 0.215 | 0.218 | 0.22 | 0.219 | 0.211 | 0.196 | 0.187 | 0.18 | 0.174 | 0.167 | 0.157 | 0.144 | 0.135 | 0.127 | 0.116 | 0.102 | 0.087 | 0.07 | 0.056 | 0.03 | 0.001 | 0 | 0 | 0
NPgN | GSP | NG FES - Consumer Transformation | Total installed waste incineration capacity (MW) | HARTMOOR | Consumer Transformation | Gen_BB011 | MW | NPgN | Hart Moor |  | 0 | 0.233 | 0.465 | 0.698 | 0.93 | 1.163 | 1.177 | 1.192 | 1.185 | 1.142 | 1.058 | 1.009 | 0.973 | 0.941 | 0.901 | 0.847 | 0.778 | 0.73 | 0.688 | 0.63 | 0.55 | 0.468 | 0.377 | 0.302 | 0.161 | 0.003 | 0 | 0 | 0
NPgN | GSP | NG FES - Consumer Transformation | Total installed waste incineration capacity (MW) | HAWTHORN PIT GRID | Consumer Transformation | Gen_BB011 | MW | NPgN | Hawthorn Pit |  | 1.9 | 2.143 | 2.386 | 2.629 | 2.872 | 3.115 | 3.13 | 3.145 | 3.138 | 3.094 | 3.005 | 2.954 | 2.917 | 2.883 | 2.842 | 2.785 | 2.713 | 2.661 | 2.542 | 2.38 | 2.159 | 1.928 | 1.674 | 1.467 | 1.073 | 0.632 | 0.156 | 0 | 0
NPgN | GSP | NG FES - Consumer Transformation | Total installed waste incineration capacity (MW) | KNARESBOROUGH | Consumer Transformation | Gen_BB011 | MW | NPgN | Knaresborough |  | 30.735 | 31.702 | 32.669 | 33.637 | 34.604 | 35.571 | 35.631 | 35.691 | 35.663 | 35.486 | 35.133 | 34.93 | 34.782 | 34.648 | 34.483 | 34.257 | 33.971 | 33.738 | 32.362 | 30.482 | 27.91 | 25.229 | 22.285 | 19.877 | 15.3 | 10.182 | 2.53 | 0 | 0
NPgN | GSP | NG FES - Consumer Transformation | Total installed waste incineration capacity (MW) | LACKENBY | Consumer Transformation | Gen_BB011 | MW | NPgN | Lackenby |  | 6.197 | 6.448 | 6.699 | 6.95 | 7.201 | 7.451 | 7.467 | 7.483 | 7.475 | 7.429 | 7.338 | 7.285 | 7.247 | 7.212 | 7.169 | 7.111 | 7.036 | 6.978 | 6.69 | 6.297 | 5.76 | 5.199 | 4.584 | 4.08 | 3.123 | 2.054 | 0.51 | 0 | 0
NPgN | GSP | NG FES - Consumer Transformation | Total installed waste incineration capacity (MW) | NORTON | Consumer Transformation | Gen_BB011 | MW | NPgN | Norton |  | 72.561 | 74.554 | 76.546 | 78.539 | 80.532 | 82.525 | 82.648 | 82.772 | 82.713 | 82.35 | 81.622 | 81.203 | 80.899 | 80.622 | 80.283 | 79.817 | 79.227 | 78.737 | 75.543 | 71.175 | 65.203 | 58.978 | 52.142 | 46.548 | 35.919 | 24.033 | 5.973 | 0 | 0
NPgN | GSP | NG FES - Consumer Transformation | Total installed waste incineration capacity (MW) | OFFERTON | Consumer Transformation | Gen_BB011 | MW | NPgN | Offerton |  | 0 | 0.017 | 0.034 | 0.052 | 0.069 | 0.086 | 0.087 | 0.088 | 0.088 | 0.085 | 0.078 | 0.075 | 0.072 | 0.07 | 0.067 | 0.063 | 0.058 | 0.054 | 0.051 | 0.047 | 0.041 | 0.035 | 0.028 | 0.022 | 0.012 | 0 | 0 | 0 | 0
NPgN | GSP | NG FES - Consumer Transformation | Total installed waste incineration capacity (MW) | OSBALDWICK | Consumer Transformation | Gen_BB011 | MW | NPgN | Osbaldwick |  | 1.5 | 3.868 | 6.237 | 8.605 | 10.974 | 13.342 | 13.489 | 13.636 | 13.566 | 13.134 | 12.27 | 11.771 | 11.411 | 11.081 | 10.678 | 10.124 | 9.423 | 8.934 | 8.443 | 7.772 | 6.854 | 5.897 | 4.847 | 3.987 | 2.354 | 0.527 | 0.123 | 0 | 0
NPgN | GSP | NG FES - Consumer Transformation | Total installed waste incineration capacity (MW) | POPPLETON | Consumer Transformation | Gen_BB011 | MW | NPgN | Poppleton |  | 0 | 0.073 | 0.145 | 0.218 | 0.291 | 0.363 | 0.368 | 0.372 | 0.37 | 0.357 | 0.331 | 0.315 | 0.304 | 0.294 | 0.282 | 0.265 | 0.243 | 0.228 | 0.215 | 0.197 | 0.172 | 0.146 | 0.118 | 0.094 | 0.05 | 0.001 | 0 | 0 | 0
NPgN | GSP | NG FES - Consumer Transformation | Total installed waste incineration capacity (MW) | SALTHOLME | Consumer Transformation | Gen_BB011 | MW | NPgN | Saltholme |  | 5.1 | 5.118 | 5.136 | 5.154 | 5.172 | 5.191 | 5.192 | 5.193 | 5.192 | 5.189 | 5.182 | 5.179 | 5.176 | 5.173 | 5.17 | 5.166 | 5.161 | 5.151 | 4.949 | 4.672 | 4.294 | 3.9 | 3.467 | 3.113 | 2.44 | 1.688 | 0.42 | 0 | 0
NPgN | GSP | NG FES - Consumer Transformation | Total installed waste incineration capacity (MW) | SOUTH SHIELDS | Consumer Transformation | Gen_BB011 | MW | NPgN | South Shields |  | 0 | 0 | 0 | 0 | 0 | 0.001 | 0.001 | 0.001 | 0.001 | 0.001 | 0.001 | 0.001 | 0 | 0 | 0 | 0 | 0 | 0 | 0 | 0 | 0 | 0 | 0 | 0 | 0 | 0 | 0 | 0 | 0
NPgN | GSP | NG FES - Consumer Transformation | Total installed waste incineration capacity (MW) | SPADEADAM | Consumer Transformation | Gen_BB011 | MW | NPgN | Spadeadam - Not in NG FES |  | 0 | 0.034 | 0.067 | 0.101 | 0.135 | 0.169 | 0.171 | 0.173 | 0.172 | 0.166 | 0.153 | 0.146 | 0.141 | 0.136 | 0.131 | 0.123 | 0.113 | 0.106 | 0.1 | 0.091 | 0.08 | 0.068 | 0.055 | 0.044 | 0.023 | 0 | 0 | 0 | 0
NPgN | GSP | NG FES - Consumer Transformation | Total installed waste incineration capacity (MW) | SPENNYMOOR | Consumer Transformation | Gen_BB011 | MW | NPgN | Spennymoor |  | 2 | 3.582 | 5.165 | 6.747 | 8.33 | 9.912 | 10.01 | 10.108 | 10.062 | 9.773 | 9.196 | 8.862 | 8.622 | 8.401 | 8.132 | 7.762 | 7.294 | 6.966 | 6.599 | 6.097 | 5.411 | 4.696 | 3.911 | 3.268 | 2.048 | 0.682 | 0.165 | 0 | 0
NPgN | GSP | NG FES - Consumer Transformation | Total installed waste incineration capacity (MW) | STELLA NORTH | Consumer Transformation | Gen_BB011 | MW | NPgN | Stella North |  | 7.315 | 7.425 | 7.534 | 7.644 | 7.753 | 7.863 | 7.869 | 7.876 | 7.873 | 7.853 | 7.813 | 7.79 | 7.773 | 7.758 | 7.739 | 7.714 | 7.681 | 7.651 | 7.346 | 6.928 | 6.357 | 5.762 | 5.109 | 4.574 | 3.558 | 2.422 | 0.602 | 0 | 0
NPgN | GSP | NG FES - Consumer Transformation | Total installed waste incineration capacity (MW) | STELLA SOUTH | Consumer Transformation | Gen_BB011 | MW | NPgN | Stella South |  | 0 | 0.773 | 1.546 | 2.318 | 3.091 | 3.864 | 3.912 | 3.96 | 3.937 | 3.796 | 3.514 | 3.351 | 3.234 | 3.126 | 2.995 | 2.814 | 2.585 | 2.426 | 2.285 | 2.092 | 1.828 | 1.554 | 1.251 | 1.005 | 0.535 | 0.01 | 0 | 0 | 0
NPgN | GSP | NG FES - Consumer Transformation | Total installed waste incineration capacity (MW) | TYNEMOUTH | Consumer Transformation | Gen_BB011 | MW | NPgN | Tynemouth 1 |  | 6.555 | 6.585 | 6.614 | 6.644 | 6.674 | 6.704 | 6.705 | 6.707 | 6.706 | 6.701 | 6.69 | 6.684 | 6.679 | 6.675 | 6.67 | 6.663 | 6.654 | 6.641 | 6.38 | 6.023 | 5.535 | 5.026 | 4.467 | 4.01 | 3.141 | 2.169 | 0.54 | 0 | 0
NPgN | GSP | NG FES - Consumer Transformation | Total installed waste incineration capacity (MW) | WEST BOLDON | Consumer Transformation | Gen_BB011 | MW | NPgN | West Boldon |  | 0 | 0.093 | 0.185 | 0.278 | 0.37 | 0.463 | 0.468 | 0.474 | 0.471 | 0.454 | 0.421 | 0.401 | 0.387 | 0.374 | 0.358 | 0.337 | 0.309 | 0.29 | 0.274 | 0.25 | 0.219 | 0.186 | 0.15 | 0.12 | 0.064 | 0.001 | 0 | 0 | 0
NPgY | GSP | NG FES - Consumer Transformation | Total installed waste incineration capacity (MW) | BRADFORD WEST | Consumer Transformation | Gen_BB011 | MW | NPgY | Bradford West |  | 0 | 0.262 | 0.525 | 0.787 | 1.049 | 1.312 | 1.355 | 1.399 | 1.378 | 1.249 | 0.992 | 0.843 | 0.735 | 0.637 | 0.516 | 0.351 | 0.142 | 0 | 0 | 0 | 0 | 0 | 0 | 0 | 0 | 0 | 0 | 0 | 0
NPgY | GSP | NG FES - Consumer Transformation | Total installed waste incineration capacity (MW) | CAMBLESFORTH | Consumer Transformation | Gen_BB011 | MW | NPgY | Camblesforth |  | 0 | 0.045 | 0.09 | 0.135 | 0.18 | 0.225 | 0.233 | 0.24 | 0.237 | 0.214 | 0.17 | 0.145 | 0.126 | 0.109 | 0.089 | 0.06 | 0.024 | 0 | 0 | 0 | 0 | 0 | 0 | 0 | 0 | 0 | 0 | 0 | 0
NPgY | GSP | NG FES - Consumer Transformation | Total installed waste incineration capacity (MW) | CREYKE BECK | Consumer Transformation | Gen_BB011 | MW | NPgY | Creyke Beck |  | 0 | 1.906 | 3.812 | 5.717 | 7.623 | 9.529 | 9.847 | 10.165 | 10.015 | 9.078 | 7.204 | 6.124 | 5.34 | 4.626 | 3.752 | 2.552 | 1.032 | 0 | 0 | 0 | 0 | 0 | 0 | 0 | 0 | 0 | 0 | 0 | 0
NPgY | GSP | NG FES - Consumer Transformation | Total installed waste incineration capacity (MW) | DRAX | Consumer Transformation | Gen_BB011 | MW | NPgY | Drax |  | 0 | 0.229 | 0.458 | 0.687 | 0.916 | 1.145 | 1.183 | 1.221 | 1.203 | 1.09 | 0.865 | 0.736 | 0.641 | 0.556 | 0.451 | 0.307 | 0.124 | 0 | 0 | 0 | 0 | 0 | 0 | 0 | 0 | 0 | 0 | 0 | 0
NPgY | GSP | NG FES - Consumer Transformation | Total installed waste incineration capacity (MW) | ELLAND | Consumer Transformation | Gen_BB011 | MW | NPgY | Elland |  | 0 | 0.259 | 0.519 | 0.778 | 1.037 | 1.296 | 1.34 | 1.383 | 1.362 | 1.235 | 0.98 | 0.833 | 0.727 | 0.629 | 0.51 | 0.347 | 0.14 | 0 | 0 | 0 | 0 | 0 | 0 | 0 | 0 | 0 | 0 | 0 | 0
NPgY | GSP | NG FES - Consumer Transformation | Total installed waste incineration capacity (MW) | FERRYBRIDGE A | Consumer Transformation | Gen_BB011 | MW | NPgY | Ferrybridge A |  | 0 | 0.375 | 0.75 | 1.125 | 1.5 | 1.875 | 1.937 | 2 | 1.97 | 1.786 | 1.417 | 1.205 | 1.051 | 0.91 | 0.738 | 0.502 | 0.203 | 0 | 0 | 0 | 0 | 0 | 0 | 0 | 0 | 0 | 0 | 0 | 0
NPgY | GSP | NG FES - Consumer Transformation | Total installed waste incineration capacity (MW) | FERRYBRIDGE B | Consumer Transformation | Gen_BB011 | MW | NPgY | Ferrybridge B (_M) |  | 82 | 82.961 | 83.922 | 84.883 | 85.844 | 86.805 | 86.965 | 87.125 | 87.05 | 86.577 | 85.633 | 85.088 | 84.693 | 84.332 | 83.892 | 83.287 | 82.52 | 81.91 | 78.711 | 74.338 | 68.357 | 62.123 | 55.278 | 49.677 | 39.032 | 27.13 | 6.75 | 0 | 0
NPgY | GSP | NG FES - Consumer Transformation | Total installed waste incineration capacity (MW) | GRIMSBY WEST | Consumer Transformation | Gen_BB011 | MW | NPgY | Grimsby West |  | 0 | 0.617 | 1.234 | 1.851 | 2.467 | 3.084 | 3.187 | 3.29 | 3.241 | 2.938 | 2.332 | 1.982 | 1.729 | 1.497 | 1.214 | 0.826 | 0.334 | 0 | 0 | 0 | 0 | 0 | 0 | 0 | 0 | 0 | 0 | 0 | 0
NPgY | GSP | NG FES - Consumer Transformation | Total installed waste incineration capacity (MW) | JORDANTHORPE | Consumer Transformation | Gen_BB011 | MW | NPgY | Jordanthorpe |  | 0 | 0.029 | 0.058 | 0.088 | 0.117 | 0.146 | 0.151 | 0.156 | 0.153 | 0.139 | 0.11 | 0.094 | 0.082 | 0.071 | 0.057 | 0.039 | 0.016 | 0 | 0 | 0 | 0 | 0 | 0 | 0 | 0 | 0 | 0 | 0 | 0
NPgY | GSP | NG FES - Consumer Transformation | Total installed waste incineration capacity (MW) | KEADBY | Consumer Transformation | Gen_BB011 | MW | NPgY | Keadby |  | 2.8 | 5.978 | 9.157 | 12.335 | 15.513 | 18.692 | 19.222 | 19.752 | 19.501 | 17.939 | 14.814 | 13.013 | 11.706 | 10.514 | 9.058 | 7.057 | 4.521 | 2.797 | 2.688 | 2.538 | 2.334 | 2.121 | 1.888 | 1.696 | 1.333 | 0.926 | 0.23 | 0 | 0
NPgY | GSP | NG FES - Consumer Transformation | Total installed waste incineration capacity (MW) | KIRKSTALL B | Consumer Transformation | Gen_BB011 | MW | NPgY | Kirkstall B |  | 0 | 0.108 | 0.216 | 0.325 | 0.433 | 0.541 | 0.559 | 0.577 | 0.569 | 0.516 | 0.409 | 0.348 | 0.303 | 0.263 | 0.213 | 0.145 | 0.059 | 0 | 0 | 0 | 0 | 0 | 0 | 0 | 0 | 0 | 0 | 0 | 0
NPgY | GSP | NG FES - Consumer Transformation | Total installed waste incineration capacity (MW) | NEEPSEND | Consumer Transformation | Gen_BB011 | MW | NPgY | Neepsend |  | 0 | 0.01 | 0.02 | 0.03 | 0.04 | 0.05 | 0.052 | 0.054 | 0.053 | 0.048 | 0.038 | 0.032 | 0.028 | 0.025 | 0.02 | 0.014 | 0.005 | 0 | 0 | 0 | 0 | 0 | 0 | 0 | 0 | 0 | 0 | 0 | 0
NPgY | GSP | NG FES - Consumer Transformation | Total installed waste incineration capacity (MW) | NORTON LEES | Consumer Transformation | Gen_BB011 | MW | NPgY | Norton Lees |  | 0 | 0 | 0 | 0 | 0 | 0 | 0 | 0 | 0 | 0 | 0 | 0 | 0 | 0 | 0 | 0 | 0 | 0 | 0 | 0 | 0 | 0 | 0 | 0 | 0 | 0 | 0 | 0 | 0
NPgY | GSP | NG FES - Consumer Transformation | Total installed waste incineration capacity (MW) | PITSMOOR 3/4 | Consumer Transformation | Gen_BB011 | MW | NPgY | Pitsmoor |  | 0 | 0 | 0 | 0 | 0 | 0 | 0 | 0 | 0 | 0 | 0 | 0 | 0 | 0 | 0 | 0 | 0 | 0 | 0 | 0 | 0 | 0 | 0 | 0 | 0 | 0 | 0 | 0 | 0
NPgY | GSP | NG FES - Consumer Transformation | Total installed waste incineration capacity (MW) | SALTEND NORTH | Consumer Transformation | Gen_BB011 | MW | NPgY | Saltend North |  | 0 | 0.001 | 0.002 | 0.004 | 0.005 | 0.006 | 0.006 | 0.006 | 0.006 | 0.006 | 0.004 | 0.004 | 0.003 | 0.003 | 0.002 | 0.002 | 0.001 | 0 | 0 | 0 | 0 | 0 | 0 | 0 | 0 | 0 | 0 | 0 | 0
NPgY | GSP | NG FES - Consumer Transformation | Total installed waste incineration capacity (MW) | SHEFFIELD CITY | Consumer Transformation | Gen_BB011 | MW | NPgY | Sheffield City |  | 0 | 0.002 | 0.004 | 0.006 | 0.008 | 0.01 | 0.011 | 0.011 | 0.011 | 0.01 | 0.008 | 0.007 | 0.006 | 0.005 | 0.004 | 0.003 | 0.001 | 0 | 0 | 0 | 0 | 0 | 0 | 0 | 0 | 0 | 0 | 0 | 0
NPgY | GSP | NG FES - Consumer Transformation | Total installed waste incineration capacity (MW) | SKELTON GRANGE | Consumer Transformation | Gen_BB011 | MW | NPgY | Skelton Grange |  | 24.061 | 24.342 | 24.623 | 24.904 | 25.185 | 25.466 | 25.513 | 25.56 | 25.537 | 25.399 | 25.123 | 24.964 | 24.848 | 24.743 | 24.614 | 24.437 | 24.213 | 24.034 | 23.096 | 21.813 | 20.058 | 18.229 | 16.22 | 14.576 | 11.453 | 7.961 | 1.981 | 0 | 0
NPgY | GSP | NG FES - Consumer Transformation | Total installed waste incineration capacity (MW) | TEMPLEBOROUGH 275/33KV | Consumer Transformation | Gen_BB011 | MW | NPgY | Templeborough |  | 0 | 0.008 | 0.015 | 0.023 | 0.031 | 0.039 | 0.04 | 0.041 | 0.04 | 0.037 | 0.029 | 0.025 | 0.022 | 0.019 | 0.015 | 0.01 | 0.004 | 0 | 0 | 0 | 0 | 0 | 0 | 0 | 0 | 0 | 0 | 0 | 0
NPgY | GSP | NG FES - Consumer Transformation | Total installed waste incineration capacity (MW) | THURCROFT | Consumer Transformation | Gen_BB011 | MW | NPgY | Thurcroft |  | 5.7 | 6.502 | 7.303 | 8.105 | 8.907 | 9.709 | 9.842 | 9.976 | 9.913 | 9.519 | 8.731 | 8.276 | 7.947 | 7.646 | 7.278 | 6.774 | 6.134 | 5.694 | 5.471 | 5.167 | 4.752 | 4.318 | 3.842 | 3.453 | 2.713 | 1.886 | 0.469 | 0 | 0
NPgY | GSP | NG FES - Consumer Transformation | Total installed waste incineration capacity (MW) | WEST MELTON / THORPE MARSH | Consumer Transformation | Gen_BB011 | MW | NPgY | Thorpe Marsh |  | 19.3 | 20.032 | 20.763 | 21.495 | 22.226 | 22.958 | 23.08 | 23.202 | 23.144 | 22.784 | 22.065 | 21.651 | 21.35 | 21.075 | 20.74 | 20.28 | 19.696 | 19.279 | 18.526 | 17.497 | 16.089 | 14.622 | 13.011 | 11.692 | 9.187 | 6.385 | 1.589 | 0 | 0
NPgY | GSP | NG FES - Consumer Transformation | Total installed waste incineration capacity (MW) | WEST MELTON SECTION 3 | Consumer Transformation | Gen_BB011 | MW | NPgY | West Melton |  | 0 | 0.783 | 1.566 | 2.349 | 3.132 | 3.915 | 4.046 | 4.176 | 4.114 | 3.73 | 2.96 | 2.516 | 2.194 | 1.9 | 1.542 | 1.049 | 0.424 | 0 | 0 | 0 | 0 | 0 | 0 | 0 | 0 | 0 | 0 | 0 | 0
NPgY | GSP | NG FES - Consumer Transformation | Total installed waste incineration capacity (MW) | WINCOBANK | Consumer Transformation | Gen_BB011 | MW | NPgY | Wincobank |  | 0 | 0.027 | 0.055 | 0.082 | 0.109 | 0.136 | 0.141 | 0.146 | 0.143 | 0.13 | 0.103 | 0.088 | 0.076 | 0.066 | 0.054 | 0.037 | 0.015 | 0 | 0 | 0 | 0 | 0 | 0 | 0 | 0 | 0 | 0 | 0 | 0
NPgN | GSP | NG FES - Falling Short | Total installed waste incineration capacity (MW) | BLYTH 66kV | Falling Short | Gen_BB011 | MW | NPgN | Blyth 66kV |  | 7.3 | 7.997 | 8.729 | 9.461 | 10.193 | 10.925 | 11.029 | 11.123 | 11.192 | 11.254 | 11.311 | 11.339 | 11.363 | 11.379 | 11.359 | 11.332 | 11.316 | 11.226 | 11.143 | 11.073 | 10.978 | 10.879 | 10.778 | 10.668 | 10.512 | 10.35 | 10.177 | 9.957 | 9.736
NPgN | GSP | NG FES - Falling Short | Total installed waste incineration capacity (MW) | BLYTH 132kV | Falling Short | Gen_BB011 | MW | NPgN | Blyth 132kV |  | 0 | 1.294 | 2.589 | 3.883 | 5.177 | 6.471 | 6.655 | 6.821 | 6.943 | 7.053 | 7.153 | 7.204 | 7.246 | 7.275 | 7.238 | 7.19 | 7.163 | 7.004 | 6.857 | 6.733 | 6.565 | 6.389 | 6.211 | 6.018 | 5.742 | 5.454 | 5.148 | 4.76 | 4.37
NPgN | GSP | NG FES - Falling Short | Total installed waste incineration capacity (MW) | FOURSTONES | Falling Short | Gen_BB011 | MW | NPgN | Fourstones |  | 0 | 0.067 | 0.134 | 0.201 | 0.268 | 0.335 | 0.344 | 0.353 | 0.359 | 0.365 | 0.37 | 0.373 | 0.375 | 0.376 | 0.374 | 0.372 | 0.37 | 0.362 | 0.355 | 0.348 | 0.34 | 0.33 | 0.321 | 0.311 | 0.297 | 0.282 | 0.266 | 0.246 | 0.226
NPgN | GSP | NG FES - Falling Short | Total installed waste incineration capacity (MW) | HARTMOOR | Falling Short | Gen_BB011 | MW | NPgN | Hart Moor |  | 0 | 0.362 | 0.724 | 1.085 | 1.447 | 1.809 | 1.86 | 1.907 | 1.941 | 1.971 | 1.999 | 2.014 | 2.025 | 2.033 | 2.023 | 2.01 | 2.002 | 1.958 | 1.917 | 1.882 | 1.835 | 1.786 | 1.736 | 1.682 | 1.605 | 1.524 | 1.439 | 1.331 | 1.221
NPgN | GSP | NG FES - Falling Short | Total installed waste incineration capacity (MW) | HAWTHORN PIT GRID | Falling Short | Gen_BB011 | MW | NPgN | Hawthorn Pit |  | 1.9 | 2.278 | 2.656 | 3.034 | 3.412 | 3.79 | 3.844 | 3.892 | 3.928 | 3.96 | 3.989 | 4.004 | 4.016 | 4.025 | 4.014 | 4 | 3.992 | 3.946 | 3.903 | 3.867 | 3.817 | 3.766 | 3.714 | 3.658 | 3.577 | 3.493 | 3.404 | 3.29 | 3.176
NPgN | GSP | NG FES - Falling Short | Total installed waste incineration capacity (MW) | KNARESBOROUGH | Falling Short | Gen_BB011 | MW | NPgN | Knaresborough |  | 30.735 | 32.24 | 33.744 | 35.249 | 36.753 | 38.258 | 38.471 | 38.665 | 38.806 | 38.934 | 39.051 | 39.11 | 39.158 | 39.192 | 39.149 | 39.094 | 39.062 | 38.877 | 38.706 | 38.562 | 38.367 | 38.162 | 37.955 | 37.73 | 37.41 | 37.075 | 36.72 | 36.269 | 35.815
NPgN | GSP | NG FES - Falling Short | Total installed waste incineration capacity (MW) | LACKENBY | Falling Short | Gen_BB011 | MW | NPgN | Lackenby |  | 6.197 | 6.587 | 6.978 | 7.368 | 7.758 | 8.148 | 8.203 | 8.254 | 8.29 | 8.324 | 8.354 | 8.369 | 8.382 | 8.391 | 8.379 | 8.365 | 8.357 | 8.309 | 8.265 | 8.227 | 8.176 | 8.123 | 8.07 | 8.011 | 7.928 | 7.841 | 7.749 | 7.632 | 7.515
NPgN | GSP | NG FES - Falling Short | Total installed waste incineration capacity (MW) | NORTON | Falling Short | Gen_BB011 | MW | NPgN | Norton |  | 72.561 | 75.661 | 78.761 | 81.86 | 84.96 | 88.06 | 88.498 | 88.898 | 89.19 | 89.453 | 89.693 | 89.815 | 89.914 | 89.984 | 89.895 | 89.781 | 89.716 | 89.336 | 88.983 | 88.687 | 88.284 | 87.863 | 87.436 | 86.973 | 86.313 | 85.623 | 84.891 | 83.962 | 83.026
NPgN | GSP | NG FES - Falling Short | Total installed waste incineration capacity (MW) | OFFERTON | Falling Short | Gen_BB011 | MW | NPgN | Offerton |  | 0 | 0.027 | 0.054 | 0.08 | 0.107 | 0.134 | 0.138 | 0.141 | 0.144 | 0.146 | 0.148 | 0.149 | 0.15 | 0.151 | 0.15 | 0.149 | 0.148 | 0.145 | 0.142 | 0.14 | 0.136 | 0.132 | 0.129 | 0.125 | 0.119 | 0.113 | 0.107 | 0.099 | 0.091
NPgN | GSP | NG FES - Falling Short | Total installed waste incineration capacity (MW) | OSBALDWICK | Falling Short | Gen_BB011 | MW | NPgN | Osbaldwick |  | 1.5 | 5.184 | 8.868 | 12.553 | 16.237 | 19.921 | 20.442 | 20.917 | 21.264 | 21.577 | 21.862 | 22.007 | 22.125 | 22.208 | 22.103 | 21.967 | 21.889 | 21.438 | 21.019 | 20.666 | 20.187 | 19.687 | 19.18 | 18.629 | 17.844 | 17.025 | 16.154 | 15.051 | 13.938
NPgN | GSP | NG FES - Falling Short | Total installed waste incineration capacity (MW) | POPPLETON | Falling Short | Gen_BB011 | MW | NPgN | Poppleton |  | 0 | 0.113 | 0.226 | 0.339 | 0.452 | 0.565 | 0.581 | 0.596 | 0.607 | 0.616 | 0.625 | 0.629 | 0.633 | 0.636 | 0.632 | 0.628 | 0.626 | 0.612 | 0.599 | 0.588 | 0.574 | 0.558 | 0.543 | 0.526 | 0.502 | 0.476 | 0.45 | 0.416 | 0.382
NPgN | GSP | NG FES - Falling Short | Total installed waste incineration capacity (MW) | SALTHOLME | Falling Short | Gen_BB011 | MW | NPgN | Saltholme |  | 5.1 | 5.128 | 5.156 | 5.185 | 5.213 | 5.241 | 5.245 | 5.249 | 5.251 | 5.254 | 5.256 | 5.257 | 5.258 | 5.258 | 5.258 | 5.257 | 5.256 | 5.253 | 5.249 | 5.247 | 5.243 | 5.239 | 5.235 | 5.231 | 5.225 | 5.219 | 5.212 | 5.204 | 5.195
NPgN | GSP | NG FES - Falling Short | Total installed waste incineration capacity (MW) | SOUTH SHIELDS | Falling Short | Gen_BB011 | MW | NPgN | South Shields |  | 0 | 0 | 0 | 0.001 | 0.001 | 0.001 | 0.001 | 0.001 | 0.001 | 0.001 | 0.001 | 0.001 | 0.001 | 0.001 | 0.001 | 0.001 | 0.001 | 0.001 | 0.001 | 0.001 | 0.001 | 0.001 | 0.001 | 0.001 | 0.001 | 0.001 | 0.001 | 0.001 | 0.001
NPgN | GSP | NG FES - Falling Short | Total installed waste incineration capacity (MW) | SPADEADAM | Falling Short | Gen_BB011 | MW | NPgN | Spadeadam - Not in NG FES |  | 0 | 0.052 | 0.105 | 0.157 | 0.21 | 0.262 | 0.27 | 0.276 | 0.281 | 0.286 | 0.29 | 0.292 | 0.294 | 0.295 | 0.293 | 0.291 | 0.29 | 0.284 | 0.278 | 0.273 | 0.266 | 0.259 | 0.252 | 0.244 | 0.233 | 0.221 | 0.209 | 0.193 | 0.177
NPgN | GSP | NG FES - Falling Short | Total installed waste incineration capacity (MW) | SPENNYMOOR | Falling Short | Gen_BB011 | MW | NPgN | Spennymoor |  | 2 | 4.462 | 6.923 | 9.385 | 11.846 | 14.308 | 14.656 | 14.973 | 15.205 | 15.414 | 15.604 | 15.701 | 15.78 | 15.836 | 15.765 | 15.675 | 15.623 | 15.321 | 15.041 | 14.805 | 14.486 | 14.151 | 13.813 | 13.445 | 12.92 | 12.372 | 11.791 | 11.054 | 10.31
NPgN | GSP | NG FES - Falling Short | Total installed waste incineration capacity (MW) | STELLA NORTH | Falling Short | Gen_BB011 | MW | NPgN | Stella North |  | 7.315 | 7.485 | 7.656 | 7.826 | 7.997 | 8.167 | 8.191 | 8.213 | 8.229 | 8.244 | 8.257 | 8.263 | 8.269 | 8.273 | 8.268 | 8.262 | 8.258 | 8.237 | 8.218 | 8.201 | 8.179 | 8.156 | 8.133 | 8.107 | 8.071 | 8.033 | 7.993 | 7.942 | 7.89
NPgN | GSP | NG FES - Falling Short | Total installed waste incineration capacity (MW) | STELLA SOUTH | Falling Short | Gen_BB011 | MW | NPgN | Stella South |  | 0 | 1.202 | 2.404 | 3.606 | 4.809 | 6.011 | 6.181 | 6.336 | 6.449 | 6.551 | 6.644 | 6.691 | 6.73 | 6.757 | 6.723 | 6.678 | 6.653 | 6.506 | 6.369 | 6.254 | 6.098 | 5.934 | 5.769 | 5.589 | 5.333 | 5.066 | 4.782 | 4.422 | 4.059
NPgN | GSP | NG FES - Falling Short | Total installed waste incineration capacity (MW) | TYNEMOUTH | Falling Short | Gen_BB011 | MW | NPgN | Tynemouth 1 |  | 6.555 | 6.601 | 6.647 | 6.694 | 6.74 | 6.786 | 6.793 | 6.799 | 6.803 | 6.807 | 6.81 | 6.812 | 6.814 | 6.815 | 6.813 | 6.812 | 6.811 | 6.805 | 6.8 | 6.795 | 6.789 | 6.783 | 6.777 | 6.77 | 6.76 | 6.75 | 6.739 | 6.725 | 6.711
NPgN | GSP | NG FES - Falling Short | Total installed waste incineration capacity (MW) | WEST BOLDON | Falling Short | Gen_BB011 | MW | NPgN | West Boldon |  | 0 | 0.144 | 0.288 | 0.432 | 0.576 | 0.719 | 0.74 | 0.758 | 0.772 | 0.784 | 0.795 | 0.801 | 0.806 | 0.809 | 0.805 | 0.799 | 0.796 | 0.779 | 0.762 | 0.749 | 0.73 | 0.71 | 0.691 | 0.669 | 0.638 | 0.606 | 0.572 | 0.529 | 0.486
NPgY | GSP | NG FES - Falling Short | Total installed waste incineration capacity (MW) | BRADFORD WEST | Falling Short | Gen_BB011 | MW | NPgY | Bradford West |  | 0 | 0.408 | 0.816 | 1.224 | 1.632 | 2.04 | 2.196 | 2.337 | 2.441 | 2.534 | 2.619 | 2.663 | 2.698 | 2.723 | 2.691 | 2.651 | 2.628 | 2.493 | 2.368 | 2.262 | 2.12 | 1.97 | 1.819 | 1.655 | 1.42 | 1.176 | 0.916 | 0.587 | 0.255
NPgY | GSP | NG FES - Falling Short | Total installed waste incineration capacity (MW) | CAMBLESFORTH | Falling Short | Gen_BB011 | MW | NPgY | Camblesforth |  | 0 | 0.07 | 0.14 | 0.21 | 0.28 | 0.35 | 0.377 | 0.401 | 0.419 | 0.435 | 0.45 | 0.457 | 0.463 | 0.467 | 0.462 | 0.455 | 0.451 | 0.428 | 0.406 | 0.388 | 0.364 | 0.338 | 0.312 | 0.284 | 0.244 | 0.202 | 0.157 | 0.101 | 0.044
NPgY | GSP | NG FES - Falling Short | Total installed waste incineration capacity (MW) | CREYKE BECK | Falling Short | Gen_BB011 | MW | NPgY | Creyke Beck |  | 0 | 2.965 | 5.929 | 8.894 | 11.858 | 14.823 | 15.954 | 16.982 | 17.733 | 18.413 | 19.03 | 19.345 | 19.602 | 19.782 | 19.553 | 19.259 | 19.091 | 18.111 | 17.202 | 16.438 | 15.4 | 14.316 | 13.216 | 12.022 | 10.32 | 8.542 | 6.656 | 4.262 | 1.85
NPgY | GSP | NG FES - Falling Short | Total installed waste incineration capacity (MW) | DRAX | Falling Short | Gen_BB011 | MW | NPgY | Drax |  | 0 | 0.356 | 0.712 | 1.068 | 1.424 | 1.78 | 1.916 | 2.04 | 2.13 | 2.212 | 2.286 | 2.324 | 2.354 | 2.376 | 2.349 | 2.313 | 2.293 | 2.175 | 2.066 | 1.974 | 1.85 | 1.719 | 1.587 | 1.444 | 1.239 | 1.026 | 0.799 | 0.512 | 0.222
NPgY | GSP | NG FES - Falling Short | Total installed waste incineration capacity (MW) | ELLAND | Falling Short | Gen_BB011 | MW | NPgY | Elland |  | 0 | 0.403 | 0.807 | 1.21 | 1.613 | 2.017 | 2.17 | 2.31 | 2.412 | 2.505 | 2.589 | 2.632 | 2.667 | 2.691 | 2.66 | 2.62 | 2.597 | 2.464 | 2.34 | 2.236 | 2.095 | 1.947 | 1.798 | 1.635 | 1.404 | 1.162 | 0.905 | 0.58 | 0.252
NPgY | GSP | NG FES - Falling Short | Total installed waste incineration capacity (MW) | FERRYBRIDGE A | Falling Short | Gen_BB011 | MW | NPgY | Ferrybridge A |  | 0 | 0.583 | 1.167 | 1.75 | 2.333 | 2.916 | 3.139 | 3.341 | 3.489 | 3.623 | 3.744 | 3.806 | 3.857 | 3.892 | 3.847 | 3.789 | 3.756 | 3.563 | 3.384 | 3.234 | 3.03 | 2.816 | 2.6 | 2.365 | 2.03 | 1.681 | 1.309 | 0.839 | 0.364
NPgY | GSP | NG FES - Falling Short | Total installed waste incineration capacity (MW) | FERRYBRIDGE B | Falling Short | Gen_BB011 | MW | NPgY | Ferrybridge B (_M) |  | 82 | 83.495 | 84.99 | 86.484 | 87.979 | 89.474 | 90.044 | 90.563 | 90.942 | 91.284 | 91.596 | 91.754 | 91.884 | 91.975 | 91.859 | 91.711 | 91.626 | 91.132 | 90.674 | 90.288 | 89.765 | 89.218 | 88.664 | 88.062 | 87.203 | 86.307 | 85.356 | 84.149 | 82.933
NPgY | GSP | NG FES - Falling Short | Total installed waste incineration capacity (MW) | GRIMSBY WEST | Falling Short | Gen_BB011 | MW | NPgY | Grimsby West |  | 0 | 0.96 | 1.919 | 2.879 | 3.838 | 4.798 | 5.164 | 5.496 | 5.74 | 5.96 | 6.159 | 6.261 | 6.344 | 6.403 | 6.329 | 6.233 | 6.179 | 5.862 | 5.568 | 5.32 | 4.984 | 4.633 | 4.277 | 3.891 | 3.34 | 2.765 | 2.154 | 1.38 | 0.599
NPgY | GSP | NG FES - Falling Short | Total installed waste incineration capacity (MW) | JORDANTHORPE | Falling Short | Gen_BB011 | MW | NPgY | Jordanthorpe |  | 0 | 0.045 | 0.091 | 0.136 | 0.182 | 0.227 | 0.244 | 0.26 | 0.272 | 0.282 | 0.291 | 0.296 | 0.3 | 0.303 | 0.299 | 0.295 | 0.292 | 0.277 | 0.263 | 0.252 | 0.236 | 0.219 | 0.202 | 0.184 | 0.158 | 0.131 | 0.102 | 0.065 | 0.028
NPgY | GSP | NG FES - Falling Short | Total installed waste incineration capacity (MW) | KEADBY | Falling Short | Gen_BB011 | MW | NPgY | Keadby |  | 2.8 | 7.744 | 12.688 | 17.632 | 22.576 | 27.521 | 29.407 | 31.12 | 32.374 | 33.507 | 34.537 | 35.063 | 35.49 | 35.791 | 35.409 | 34.918 | 34.638 | 33.003 | 31.488 | 30.213 | 28.483 | 26.674 | 24.84 | 22.849 | 20.01 | 17.045 | 13.9 | 9.908 | 5.884
NPgY | GSP | NG FES - Falling Short | Total installed waste incineration capacity (MW) | KIRKSTALL B | Falling Short | Gen_BB011 | MW | NPgY | Kirkstall B |  | 0 | 0.168 | 0.337 | 0.505 | 0.673 | 0.842 | 0.906 | 0.964 | 1.007 | 1.046 | 1.081 | 1.099 | 1.113 | 1.124 | 1.111 | 1.094 | 1.084 | 1.029 | 0.977 | 0.934 | 0.875 | 0.813 | 0.751 | 0.683 | 0.586 | 0.485 | 0.378 | 0.242 | 0.105
NPgY | GSP | NG FES - Falling Short | Total installed waste incineration capacity (MW) | NEEPSEND | Falling Short | Gen_BB011 | MW | NPgY | Neepsend |  | 0 | 0.016 | 0.031 | 0.047 | 0.063 | 0.079 | 0.085 | 0.09 | 0.094 | 0.098 | 0.101 | 0.102 | 0.104 | 0.105 | 0.104 | 0.102 | 0.101 | 0.096 | 0.091 | 0.087 | 0.082 | 0.076 | 0.07 | 0.064 | 0.055 | 0.045 | 0.035 | 0.023 | 0.01
NPgY | GSP | NG FES - Falling Short | Total installed waste incineration capacity (MW) | NORTON LEES | Falling Short | Gen_BB011 | MW | NPgY | Norton Lees |  | 0 | 0 | 0 | 0 | 0 | 0 | 0 | 0 | 0 | 0 | 0 | 0 | 0 | 0 | 0 | 0 | 0 | 0 | 0 | 0 | 0 | 0 | 0 | 0 | 0 | 0 | 0 | 0 | 0
NPgY | GSP | NG FES - Falling Short | Total installed waste incineration capacity (MW) | PITSMOOR 3/4 | Falling Short | Gen_BB011 | MW | NPgY | Pitsmoor |  | 0 | 0 | 0 | 0 | 0.001 | 0.001 | 0.001 | 0.001 | 0.001 | 0.001 | 0.001 | 0.001 | 0.001 | 0.001 | 0.001 | 0.001 | 0.001 | 0.001 | 0.001 | 0.001 | 0.001 | 0.001 | 0.001 | 0.001 | 0 | 0 | 0 | 0 | 0
NPgY | GSP | NG FES - Falling Short | Total installed waste incineration capacity (MW) | SALTEND NORTH | Falling Short | Gen_BB011 | MW | NPgY | Saltend North |  | 0 | 0.002 | 0.004 | 0.006 | 0.007 | 0.009 | 0.01 | 0.011 | 0.011 | 0.011 | 0.012 | 0.012 | 0.012 | 0.012 | 0.012 | 0.012 | 0.012 | 0.011 | 0.011 | 0.01 | 0.01 | 0.009 | 0.008 | 0.007 | 0.006 | 0.005 | 0.004 | 0.003 | 0.001
NPgY | GSP | NG FES - Falling Short | Total installed waste incineration capacity (MW) | SHEFFIELD CITY | Falling Short | Gen_BB011 | MW | NPgY | Sheffield City |  | 0 | 0.003 | 0.006 | 0.01 | 0.013 | 0.016 | 0.017 | 0.019 | 0.019 | 0.02 | 0.021 | 0.021 | 0.021 | 0.022 | 0.021 | 0.021 | 0.021 | 0.02 | 0.019 | 0.018 | 0.017 | 0.016 | 0.014 | 0.013 | 0.011 | 0.009 | 0.007 | 0.005 | 0.002
NPgY | GSP | NG FES - Falling Short | Total installed waste incineration capacity (MW) | SKELTON GRANGE | Falling Short | Gen_BB011 | MW | NPgY | Skelton Grange |  | 24.061 | 24.498 | 24.935 | 25.372 | 25.809 | 26.246 | 26.413 | 26.564 | 26.675 | 26.775 | 26.866 | 26.913 | 26.951 | 26.977 | 26.944 | 26.9 | 26.875 | 26.731 | 26.597 | 26.484 | 26.331 | 26.171 | 26.009 | 25.833 | 25.582 | 25.32 | 25.042 | 24.689 | 24.334
NPgY | GSP | NG FES - Falling Short | Total installed waste incineration capacity (MW) | TEMPLEBOROUGH 275/33KV | Falling Short | Gen_BB011 | MW | NPgY | Templeborough |  | 0 | 0.012 | 0.024 | 0.036 | 0.048 | 0.06 | 0.064 | 0.069 | 0.072 | 0.074 | 0.077 | 0.078 | 0.079 | 0.08 | 0.079 | 0.078 | 0.077 | 0.073 | 0.07 | 0.066 | 0.062 | 0.058 | 0.053 | 0.049 | 0.042 | 0.035 | 0.027 | 0.017 | 0.007
NPgY | GSP | NG FES - Falling Short | Total installed waste incineration capacity (MW) | THURCROFT | Falling Short | Gen_BB011 | MW | NPgY | Thurcroft |  | 5.7 | 6.947 | 8.194 | 9.441 | 10.688 | 11.935 | 12.411 | 12.843 | 13.16 | 13.446 | 13.705 | 13.838 | 13.946 | 14.022 | 13.925 | 13.801 | 13.731 | 13.318 | 12.936 | 12.615 | 12.178 | 11.722 | 11.259 | 10.757 | 10.041 | 9.293 | 8.5 | 7.493 | 6.478
NPgY | GSP | NG FES - Falling Short | Total installed waste incineration capacity (MW) | WEST MELTON / THORPE MARSH | Falling Short | Gen_BB011 | MW | NPgY | Thorpe Marsh |  | 19.3 | 20.438 | 21.576 | 22.714 | 23.852 | 24.989 | 25.424 | 25.818 | 26.107 | 26.367 | 26.604 | 26.725 | 26.824 | 26.893 | 26.805 | 26.692 | 26.628 | 26.251 | 25.903 | 25.609 | 25.211 | 24.795 | 24.373 | 23.914 | 23.261 | 22.579 | 21.855 | 20.936 | 20.01
NPgY | GSP | NG FES - Falling Short | Total installed waste incineration capacity (MW) | WEST MELTON SECTION 3 | Falling Short | Gen_BB011 | MW | NPgY | West Melton |  | 0 | 1.218 | 2.436 | 3.654 | 4.872 | 6.09 | 6.555 | 6.977 | 7.286 | 7.565 | 7.818 | 7.948 | 8.053 | 8.127 | 8.033 | 7.912 | 7.843 | 7.441 | 7.067 | 6.753 | 6.327 | 5.882 | 5.43 | 4.939 | 4.24 | 3.509 | 2.734 | 1.751 | 0.76
NPgY | GSP | NG FES - Falling Short | Total installed waste incineration capacity (MW) | WINCOBANK | Falling Short | Gen_BB011 | MW | NPgY | Wincobank |  | 0 | 0.042 | 0.085 | 0.127 | 0.17 | 0.212 | 0.228 | 0.243 | 0.254 | 0.264 | 0.273 | 0.277 | 0.281 | 0.283 | 0.28 | 0.276 | 0.273 | 0.259 | 0.246 | 0.235 | 0.221 | 0.205 | 0.189 | 0.172 | 0.148 | 0.122 | 0.095 | 0.061 | 0.026
NPgN | GSP | NG FES - Leading the Way | Total installed waste incineration capacity (MW) | BLYTH 66kV | Leading the Way | Gen_BB011 | MW | NPgN | Blyth 66kV |  | 7.3 | 7.474 | 7.683 | 7.892 | 8.102 | 8.311 | 8.34 | 8.369 | 8.355 | 8.269 | 8.098 | 7.999 | 7.927 | 7.659 | 7.315 | 6.843 | 6.244 | 5.827 | 5.458 | 4.986 | 4.456 | 3.904 | 3.297 | 2.801 | 1.858 | 0.803 | 0 | 0 | 0
NPgN | GSP | NG FES - Leading the Way | Total installed waste incineration capacity (MW) | BLYTH 132kV | Leading the Way | Gen_BB011 | MW | NPgN | Blyth 132kV |  | 0 | 0.37 | 0.74 | 1.109 | 1.479 | 1.849 | 1.9 | 1.952 | 1.928 | 1.776 | 1.472 | 1.297 | 1.17 | 1.055 | 0.913 | 0.719 | 0.472 | 0.301 | 0.149 | 0 | 0 | 0 | 0 | 0 | 0 | 0 | 0 | 0 | 0
NPgN | GSP | NG FES - Leading the Way | Total installed waste incineration capacity (MW) | FOURSTONES | Leading the Way | Gen_BB011 | MW | NPgN | Fourstones |  | 0 | 0.019 | 0.038 | 0.057 | 0.076 | 0.096 | 0.098 | 0.101 | 0.1 | 0.092 | 0.076 | 0.067 | 0.061 | 0.055 | 0.047 | 0.037 | 0.024 | 0.016 | 0.008 | 0 | 0 | 0 | 0 | 0 | 0 | 0 | 0 | 0 | 0
NPgN | GSP | NG FES - Leading the Way | Total installed waste incineration capacity (MW) | HARTMOOR | Leading the Way | Gen_BB011 | MW | NPgN | Hart Moor |  | 0 | 0.103 | 0.207 | 0.31 | 0.413 | 0.517 | 0.531 | 0.546 | 0.539 | 0.496 | 0.412 | 0.363 | 0.327 | 0.295 | 0.255 | 0.201 | 0.132 | 0.084 | 0.042 | 0 | 0 | 0 | 0 | 0 | 0 | 0 | 0 | 0 | 0
NPgN | GSP | NG FES - Leading the Way | Total installed waste incineration capacity (MW) | HAWTHORN PIT GRID | Leading the Way | Gen_BB011 | MW | NPgN | Hawthorn Pit |  | 1.9 | 2.008 | 2.116 | 2.224 | 2.332 | 2.44 | 2.455 | 2.47 | 2.463 | 2.419 | 2.33 | 2.279 | 2.242 | 2.155 | 2.045 | 1.893 | 1.701 | 1.567 | 1.449 | 1.304 | 1.165 | 1.021 | 0.862 | 0.733 | 0.486 | 0.21 | 0 | 0 | 0
NPgN | GSP | NG FES - Leading the Way | Total installed waste incineration capacity (MW) | KNARESBOROUGH | Leading the Way | Gen_BB011 | MW | NPgN | Knaresborough |  | 30.735 | 31.165 | 31.595 | 32.025 | 32.455 | 32.884 | 32.944 | 33.004 | 32.976 | 32.799 | 32.446 | 32.243 | 32.096 | 31.106 | 29.825 | 28.064 | 25.833 | 24.28 | 22.905 | 21.093 | 18.851 | 16.514 | 13.949 | 11.849 | 7.86 | 3.398 | 0 | 0 | 0
NPgN | GSP | NG FES - Leading the Way | Total installed waste incineration capacity (MW) | LACKENBY | Leading the Way | Gen_BB011 | MW | NPgN | Lackenby |  | 6.197 | 6.309 | 6.42 | 6.532 | 6.643 | 6.755 | 6.77 | 6.786 | 6.778 | 6.732 | 6.641 | 6.588 | 6.55 | 6.343 | 6.075 | 5.707 | 5.24 | 4.916 | 4.628 | 4.253 | 3.801 | 3.33 | 2.812 | 2.389 | 1.585 | 0.685 | 0 | 0 | 0
NPgN | GSP | NG FES - Leading the Way | Total installed waste incineration capacity (MW) | NORTON | Leading the Way | Gen_BB011 | MW | NPgN | Norton |  | 72.561 | 73.447 | 74.332 | 75.218 | 76.104 | 76.989 | 77.112 | 77.237 | 77.178 | 76.814 | 76.087 | 75.667 | 75.364 | 73.069 | 70.093 | 66.005 | 60.823 | 57.218 | 54.024 | 49.797 | 44.504 | 38.988 | 32.931 | 27.974 | 18.555 | 8.023 | 0 | 0 | 0
NPgN | GSP | NG FES - Leading the Way | Total installed waste incineration capacity (MW) | OFFERTON | Leading the Way | Gen_BB011 | MW | NPgN | Offerton |  | 0 | 0.008 | 0.015 | 0.023 | 0.031 | 0.038 | 0.039 | 0.04 | 0.04 | 0.037 | 0.031 | 0.027 | 0.024 | 0.022 | 0.019 | 0.015 | 0.01 | 0.006 | 0.003 | 0 | 0 | 0 | 0 | 0 | 0 | 0 | 0 | 0 | 0
NPgN | GSP | NG FES - Leading the Way | Total installed waste incineration capacity (MW) | OSBALDWICK | Leading the Way | Gen_BB011 | MW | NPgN | Osbaldwick |  | 1.5 | 2.553 | 3.605 | 4.658 | 5.711 | 6.763 | 6.91 | 7.057 | 6.987 | 6.555 | 5.691 | 5.192 | 4.832 | 4.46 | 4.003 | 3.374 | 2.578 | 2.024 | 1.534 | 1.029 | 0.92 | 0.806 | 0.681 | 0.578 | 0.384 | 0.166 | 0 | 0 | 0
NPgN | GSP | NG FES - Leading the Way | Total installed waste incineration capacity (MW) | POPPLETON | Leading the Way | Gen_BB011 | MW | NPgN | Poppleton |  | 0 | 0.032 | 0.065 | 0.097 | 0.129 | 0.162 | 0.166 | 0.171 | 0.168 | 0.155 | 0.129 | 0.113 | 0.102 | 0.092 | 0.08 | 0.063 | 0.041 | 0.026 | 0.013 | 0 | 0 | 0 | 0 | 0 | 0 | 0 | 0 | 0 | 0
NPgN | GSP | NG FES - Leading the Way | Total installed waste incineration capacity (MW) | SALTHOLME | Leading the Way | Gen_BB011 | MW | NPgN | Saltholme |  | 5.1 | 5.108 | 5.116 | 5.124 | 5.132 | 5.14 | 5.141 | 5.143 | 5.142 | 5.139 | 5.132 | 5.128 | 5.125 | 4.981 | 4.793 | 4.534 | 4.206 | 3.977 | 3.775 | 3.5 | 3.128 | 2.74 | 2.315 | 1.966 | 1.304 | 0.564 | 0 | 0 | 0
NPgN | GSP | NG FES - Leading the Way | Total installed waste incineration capacity (MW) | SOUTH SHIELDS | Leading the Way | Gen_BB011 | MW | NPgN | South Shields |  | 0 | 0 | 0 | 0 | 0 | 0 | 0 | 0 | 0 | 0 | 0 | 0 | 0 | 0 | 0 | 0 | 0 | 0 | 0 | 0 | 0 | 0 | 0 | 0 | 0 | 0 | 0 | 0 | 0
NPgN | GSP | NG FES - Leading the Way | Total installed waste incineration capacity (MW) | SPADEADAM | Leading the Way | Gen_BB011 | MW | NPgN | Spadeadam - Not in NG FES |  | 0 | 0.015 | 0.03 | 0.045 | 0.06 | 0.075 | 0.077 | 0.079 | 0.078 | 0.072 | 0.06 | 0.053 | 0.047 | 0.043 | 0.037 | 0.029 | 0.019 | 0.012 | 0.006 | 0 | 0 | 0 | 0 | 0 | 0 | 0 | 0 | 0 | 0
NPgN | GSP | NG FES - Leading the Way | Total installed waste incineration capacity (MW) | SPENNYMOOR | Leading the Way | Gen_BB011 | MW | NPgN | Spennymoor |  | 2 | 2.703 | 3.407 | 4.11 | 4.813 | 5.516 | 5.614 | 5.713 | 5.666 | 5.377 | 4.8 | 4.467 | 4.226 | 3.95 | 3.608 | 3.138 | 2.544 | 2.129 | 1.763 | 1.373 | 1.227 | 1.075 | 0.908 | 0.771 | 0.511 | 0.221 | 0 | 0 | 0
NPgN | GSP | NG FES - Leading the Way | Total installed waste incineration capacity (MW) | STELLA NORTH | Leading the Way | Gen_BB011 | MW | NPgN | Stella North |  | 7.315 | 7.364 | 7.412 | 7.461 | 7.51 | 7.558 | 7.565 | 7.572 | 7.569 | 7.549 | 7.509 | 7.486 | 7.469 | 7.25 | 6.966 | 6.575 | 6.08 | 5.735 | 5.43 | 5.02 | 4.487 | 3.93 | 3.32 | 2.82 | 1.871 | 0.809 | 0 | 0 | 0
NPgN | GSP | NG FES - Leading the Way | Total installed waste incineration capacity (MW) | STELLA SOUTH | Leading the Way | Gen_BB011 | MW | NPgN | Stella South |  | 0 | 0.343 | 0.687 | 1.03 | 1.374 | 1.717 | 1.765 | 1.813 | 1.79 | 1.649 | 1.367 | 1.205 | 1.087 | 0.98 | 0.848 | 0.667 | 0.439 | 0.279 | 0.138 | 0 | 0 | 0 | 0 | 0 | 0 | 0 | 0 | 0 | 0
NPgN | GSP | NG FES - Leading the Way | Total installed waste incineration capacity (MW) | TYNEMOUTH | Leading the Way | Gen_BB011 | MW | NPgN | Tynemouth 1 |  | 6.555 | 6.568 | 6.581 | 6.595 | 6.608 | 6.621 | 6.623 | 6.625 | 6.624 | 6.618 | 6.608 | 6.601 | 6.597 | 6.41 | 6.167 | 5.833 | 5.409 | 5.115 | 4.853 | 4.499 | 4.02 | 3.522 | 2.975 | 2.527 | 1.676 | 0.725 | 0 | 0 | 0
NPgN | GSP | NG FES - Leading the Way | Total installed waste incineration capacity (MW) | WEST BOLDON | Leading the Way | Gen_BB011 | MW | NPgN | West Boldon |  | 0 | 0.041 | 0.082 | 0.123 | 0.164 | 0.206 | 0.211 | 0.217 | 0.214 | 0.197 | 0.164 | 0.144 | 0.13 | 0.117 | 0.102 | 0.08 | 0.053 | 0.033 | 0.017 | 0 | 0 | 0 | 0 | 0 | 0 | 0 | 0 | 0 | 0
NPgY | GSP | NG FES - Leading the Way | Total installed waste incineration capacity (MW) | BRADFORD WEST | Leading the Way | Gen_BB011 | MW | NPgY | Bradford West |  | 0 | 0.117 | 0.233 | 0.35 | 0.466 | 0.583 | 0.627 | 0.67 | 0.65 | 0.521 | 0.263 | 0.114 | 0.006 | 0 | 0 | 0 | 0 | 0 | 0 | 0 | 0 | 0 | 0 | 0 | 0 | 0 | 0 | 0 | 0
NPgY | GSP | NG FES - Leading the Way | Total installed waste incineration capacity (MW) | CAMBLESFORTH | Leading the Way | Gen_BB011 | MW | NPgY | Camblesforth |  | 0 | 0.02 | 0.04 | 0.06 | 0.08 | 0.1 | 0.108 | 0.115 | 0.112 | 0.089 | 0.045 | 0.02 | 0.001 | 0 | 0 | 0 | 0 | 0 | 0 | 0 | 0 | 0 | 0 | 0 | 0 | 0 | 0 | 0 | 0
NPgY | GSP | NG FES - Leading the Way | Total installed waste incineration capacity (MW) | CREYKE BECK | Leading the Way | Gen_BB011 | MW | NPgY | Creyke Beck |  | 0 | 0.847 | 1.694 | 2.541 | 3.388 | 4.235 | 4.553 | 4.871 | 4.721 | 3.784 | 1.91 | 0.83 | 0.046 | 0 | 0 | 0 | 0 | 0 | 0 | 0 | 0 | 0 | 0 | 0 | 0 | 0 | 0 | 0 | 0
NPgY | GSP | NG FES - Leading the Way | Total installed waste incineration capacity (MW) | DRAX | Leading the Way | Gen_BB011 | MW | NPgY | Drax |  | 0 | 0.102 | 0.203 | 0.305 | 0.407 | 0.509 | 0.547 | 0.585 | 0.567 | 0.454 | 0.229 | 0.1 | 0.006 | 0 | 0 | 0 | 0 | 0 | 0 | 0 | 0 | 0 | 0 | 0 | 0 | 0 | 0 | 0 | 0
NPgY | GSP | NG FES - Leading the Way | Total installed waste incineration capacity (MW) | ELLAND | Leading the Way | Gen_BB011 | MW | NPgY | Elland |  | 0 | 0.115 | 0.23 | 0.346 | 0.461 | 0.576 | 0.619 | 0.663 | 0.642 | 0.515 | 0.26 | 0.113 | 0.006 | 0 | 0 | 0 | 0 | 0 | 0 | 0 | 0 | 0 | 0 | 0 | 0 | 0 | 0 | 0 | 0
NPgY | GSP | NG FES - Leading the Way | Total installed waste incineration capacity (MW) | FERRYBRIDGE A | Leading the Way | Gen_BB011 | MW | NPgY | Ferrybridge A |  | 0 | 0.167 | 0.333 | 0.5 | 0.667 | 0.833 | 0.896 | 0.958 | 0.929 | 0.744 | 0.376 | 0.163 | 0.009 | 0 | 0 | 0 | 0 | 0 | 0 | 0 | 0 | 0 | 0 | 0 | 0 | 0 | 0 | 0 | 0
NPgY | GSP | NG FES - Leading the Way | Total installed waste incineration capacity (MW) | FERRYBRIDGE B | Leading the Way | Gen_BB011 | MW | NPgY | Ferrybridge B (_M) |  | 82 | 82.427 | 82.854 | 83.281 | 83.708 | 84.135 | 84.296 | 84.456 | 84.38 | 83.908 | 82.963 | 82.418 | 82.023 | 79.72 | 76.74 | 72.646 | 67.457 | 63.846 | 60.648 | 56.274 | 50.294 | 44.06 | 37.215 | 31.613 | 20.969 | 9.067 | 0 | 0 | 0
NPgY | GSP | NG FES - Leading the Way | Total installed waste incineration capacity (MW) | GRIMSBY WEST | Leading the Way | Gen_BB011 | MW | NPgY | Grimsby West |  | 0 | 0.274 | 0.548 | 0.822 | 1.097 | 1.371 | 1.474 | 1.577 | 1.528 | 1.225 | 0.618 | 0.269 | 0.015 | 0 | 0 | 0 | 0 | 0 | 0 | 0 | 0 | 0 | 0 | 0 | 0 | 0 | 0 | 0 | 0
NPgY | GSP | NG FES - Leading the Way | Total installed waste incineration capacity (MW) | JORDANTHORPE | Leading the Way | Gen_BB011 | MW | NPgY | Jordanthorpe |  | 0 | 0.013 | 0.026 | 0.039 | 0.052 | 0.065 | 0.07 | 0.075 | 0.072 | 0.058 | 0.029 | 0.013 | 0.001 | 0 | 0 | 0 | 0 | 0 | 0 | 0 | 0 | 0 | 0 | 0 | 0 | 0 | 0 | 0 | 0
NPgY | GSP | NG FES - Leading the Way | Total installed waste incineration capacity (MW) | KEADBY | Leading the Way | Gen_BB011 | MW | NPgY | Keadby |  | 2.8 | 4.213 | 5.625 | 7.038 | 8.45 | 9.863 | 10.394 | 10.924 | 10.673 | 9.11 | 5.986 | 4.184 | 2.878 | 2.722 | 2.62 | 2.481 | 2.303 | 2.18 | 2.071 | 1.922 | 1.717 | 1.504 | 1.271 | 1.079 | 0.716 | 0.31 | 0 | 0 | 0
NPgY | GSP | NG FES - Leading the Way | Total installed waste incineration capacity (MW) | KIRKSTALL B | Leading the Way | Gen_BB011 | MW | NPgY | Kirkstall B |  | 0 | 0.048 | 0.096 | 0.144 | 0.192 | 0.241 | 0.259 | 0.277 | 0.268 | 0.215 | 0.108 | 0.047 | 0.003 | 0 | 0 | 0 | 0 | 0 | 0 | 0 | 0 | 0 | 0 | 0 | 0 | 0 | 0 | 0 | 0
NPgY | GSP | NG FES - Leading the Way | Total installed waste incineration capacity (MW) | NEEPSEND | Leading the Way | Gen_BB011 | MW | NPgY | Neepsend |  | 0 | 0.004 | 0.009 | 0.013 | 0.018 | 0.022 | 0.024 | 0.026 | 0.025 | 0.02 | 0.01 | 0.004 | 0 | 0 | 0 | 0 | 0 | 0 | 0 | 0 | 0 | 0 | 0 | 0 | 0 | 0 | 0 | 0 | 0
NPgY | GSP | NG FES - Leading the Way | Total installed waste incineration capacity (MW) | NORTON LEES | Leading the Way | Gen_BB011 | MW | NPgY | Norton Lees |  | 0 | 0 | 0 | 0 | 0 | 0 | 0 | 0 | 0 | 0 | 0 | 0 | 0 | 0 | 0 | 0 | 0 | 0 | 0 | 0 | 0 | 0 | 0 | 0 | 0 | 0 | 0 | 0 | 0
NPgY | GSP | NG FES - Leading the Way | Total installed waste incineration capacity (MW) | PITSMOOR 3/4 | Leading the Way | Gen_BB011 | MW | NPgY | Pitsmoor |  | 0 | 0 | 0 | 0 | 0 | 0 | 0 | 0 | 0 | 0 | 0 | 0 | 0 | 0 | 0 | 0 | 0 | 0 | 0 | 0 | 0 | 0 | 0 | 0 | 0 | 0 | 0 | 0 | 0
NPgY | GSP | NG FES - Leading the Way | Total installed waste incineration capacity (MW) | SALTEND NORTH | Leading the Way | Gen_BB011 | MW | NPgY | Saltend North |  | 0 | 0.001 | 0.001 | 0.002 | 0.002 | 0.003 | 0.003 | 0.003 | 0.003 | 0.002 | 0.001 | 0.001 | 0 | 0 | 0 | 0 | 0 | 0 | 0 | 0 | 0 | 0 | 0 | 0 | 0 | 0 | 0 | 0 | 0
NPgY | GSP | NG FES - Leading the Way | Total installed waste incineration capacity (MW) | SHEFFIELD CITY | Leading the Way | Gen_BB011 | MW | NPgY | Sheffield City |  | 0 | 0.001 | 0.002 | 0.003 | 0.004 | 0.005 | 0.005 | 0.005 | 0.005 | 0.004 | 0.002 | 0.001 | 0 | 0 | 0 | 0 | 0 | 0 | 0 | 0 | 0 | 0 | 0 | 0 | 0 | 0 | 0 | 0 | 0
NPgY | GSP | NG FES - Leading the Way | Total installed waste incineration capacity (MW) | SKELTON GRANGE | Leading the Way | Gen_BB011 | MW | NPgY | Skelton Grange |  | 24.061 | 24.186 | 24.311 | 24.436 | 24.56 | 24.685 | 24.732 | 24.779 | 24.757 | 24.619 | 24.343 | 24.183 | 24.068 | 23.392 | 22.518 | 21.316 | 19.794 | 18.734 | 17.796 | 16.512 | 14.758 | 12.928 | 10.92 | 9.276 | 6.153 | 2.66 | 0 | 0 | 0
NPgY | GSP | NG FES - Leading the Way | Total installed waste incineration capacity (MW) | TEMPLEBOROUGH 275/33KV | Leading the Way | Gen_BB011 | MW | NPgY | Templeborough |  | 0 | 0.003 | 0.007 | 0.01 | 0.014 | 0.017 | 0.018 | 0.02 | 0.019 | 0.015 | 0.008 | 0.003 | 0 | 0 | 0 | 0 | 0 | 0 | 0 | 0 | 0 | 0 | 0 | 0 | 0 | 0 | 0 | 0 | 0
NPgY | GSP | NG FES - Leading the Way | Total installed waste incineration capacity (MW) | THURCROFT | Leading the Way | Gen_BB011 | MW | NPgY | Thurcroft |  | 5.7 | 6.056 | 6.413 | 6.769 | 7.125 | 7.482 | 7.615 | 7.749 | 7.686 | 7.292 | 6.504 | 6.049 | 5.72 | 5.542 | 5.334 | 5.05 | 4.689 | 4.438 | 4.216 | 3.912 | 3.496 | 3.063 | 2.587 | 2.198 | 1.458 | 0.63 | 0 | 0 | 0
NPgY | GSP | NG FES - Leading the Way | Total installed waste incineration capacity (MW) | WEST MELTON / THORPE MARSH | Leading the Way | Gen_BB011 | MW | NPgY | Thorpe Marsh |  | 19.3 | 19.625 | 19.95 | 20.275 | 20.6 | 20.926 | 21.048 | 21.17 | 21.112 | 20.752 | 20.033 | 19.619 | 19.318 | 18.763 | 18.062 | 17.098 | 15.877 | 15.027 | 14.274 | 13.245 | 11.837 | 10.37 | 8.759 | 7.441 | 4.935 | 2.134 | 0 | 0 | 0
NPgY | GSP | NG FES - Leading the Way | Total installed waste incineration capacity (MW) | WEST MELTON SECTION 3 | Leading the Way | Gen_BB011 | MW | NPgY | West Melton |  | 0 | 0.348 | 0.696 | 1.044 | 1.392 | 1.74 | 1.871 | 2.001 | 1.939 | 1.555 | 0.785 | 0.341 | 0.019 | 0 | 0 | 0 | 0 | 0 | 0 | 0 | 0 | 0 | 0 | 0 | 0 | 0 | 0 | 0 | 0
NPgY | GSP | NG FES - Leading the Way | Total installed waste incineration capacity (MW) | WINCOBANK | Leading the Way | Gen_BB011 | MW | NPgY | Wincobank |  | 0 | 0.012 | 0.024 | 0.036 | 0.049 | 0.061 | 0.065 | 0.07 | 0.068 | 0.054 | 0.027 | 0.012 | 0.001 | 0 | 0 | 0 | 0 | 0 | 0 | 0 | 0 | 0 | 0 | 0 | 0 | 0 | 0 | 0 | 0
NPgN | GSP | NG FES - System Transformation | Total installed waste incineration capacity (MW) | BLYTH 66kV | System Transformation | Gen_BB011 | MW | NPgN | Blyth 66kV |  | 7.3 | 7.474 | 7.683 | 7.892 | 8.102 | 8.311 | 8.373 | 8.436 | 8.455 | 8.369 | 8.262 | 8.163 | 8.07 | 7.981 | 7.846 | 7.395 | 6.915 | 6.5 | 6.038 | 5.496 | 4.954 | 4.456 | 3.877 | 3.325 | 2.45 | 1.264 | 0 | 0 | 0
NPgN | GSP | NG FES - System Transformation | Total installed waste incineration capacity (MW) | BLYTH 132kV | System Transformation | Gen_BB011 | MW | NPgN | Blyth 132kV |  | 0 | 0.37 | 0.74 | 1.109 | 1.479 | 1.849 | 1.959 | 2.07 | 2.104 | 1.953 | 1.763 | 1.588 | 1.423 | 1.266 | 1.131 | 0.946 | 0.748 | 0.578 | 0.388 | 0.165 | 0 | 0 | 0 | 0 | 0 | 0 | 0 | 0 | 0
NPgN | GSP | NG FES - System Transformation | Total installed waste incineration capacity (MW) | FOURSTONES | System Transformation | Gen_BB011 | MW | NPgN | Fourstones |  | 0 | 0.019 | 0.038 | 0.057 | 0.076 | 0.096 | 0.101 | 0.107 | 0.109 | 0.101 | 0.091 | 0.082 | 0.074 | 0.065 | 0.059 | 0.049 | 0.039 | 0.03 | 0.02 | 0.009 | 0 | 0 | 0 | 0 | 0 | 0 | 0 | 0 | 0
NPgN | GSP | NG FES - System Transformation | Total installed waste incineration capacity (MW) | HARTMOOR | System Transformation | Gen_BB011 | MW | NPgN | Hart Moor |  | 0 | 0.103 | 0.207 | 0.31 | 0.413 | 0.517 | 0.548 | 0.579 | 0.588 | 0.546 | 0.493 | 0.444 | 0.398 | 0.354 | 0.316 | 0.264 | 0.209 | 0.161 | 0.108 | 0.046 | 0 | 0 | 0 | 0 | 0 | 0 | 0 | 0 | 0
NPgN | GSP | NG FES - System Transformation | Total installed waste incineration capacity (MW) | HAWTHORN PIT GRID | System Transformation | Gen_BB011 | MW | NPgN | Hawthorn Pit |  | 1.9 | 2.008 | 2.116 | 2.224 | 2.332 | 2.44 | 2.472 | 2.505 | 2.515 | 2.47 | 2.415 | 2.364 | 2.316 | 2.27 | 2.215 | 2.07 | 1.916 | 1.783 | 1.635 | 1.461 | 1.296 | 1.165 | 1.014 | 0.87 | 0.641 | 0.33 | 0 | 0 | 0
NPgN | GSP | NG FES - System Transformation | Total installed waste incineration capacity (MW) | KNARESBOROUGH | System Transformation | Gen_BB011 | MW | NPgN | Knaresborough |  | 30.735 | 31.165 | 31.595 | 32.025 | 32.455 | 32.884 | 33.013 | 33.141 | 33.181 | 33.005 | 32.784 | 32.581 | 32.389 | 32.207 | 31.802 | 30.123 | 28.332 | 26.789 | 25.066 | 23.047 | 20.957 | 18.851 | 16.403 | 14.066 | 10.365 | 5.346 | 0 | 0 | 0
NPgN | GSP | NG FES - System Transformation | Total installed waste incineration capacity (MW) | LACKENBY | System Transformation | Gen_BB011 | MW | NPgN | Lackenby |  | 6.197 | 6.309 | 6.42 | 6.532 | 6.643 | 6.755 | 6.788 | 6.821 | 6.831 | 6.786 | 6.729 | 6.676 | 6.626 | 6.579 | 6.488 | 6.137 | 5.763 | 5.44 | 5.08 | 4.658 | 4.226 | 3.801 | 3.307 | 2.836 | 2.09 | 1.078 | 0 | 0 | 0
NPgN | GSP | NG FES - System Transformation | Total installed waste incineration capacity (MW) | NORTON | System Transformation | Gen_BB011 | MW | NPgN | Norton |  | 72.561 | 73.447 | 74.332 | 75.218 | 76.104 | 76.989 | 77.254 | 77.518 | 77.601 | 77.237 | 76.783 | 76.364 | 75.968 | 75.593 | 74.685 | 70.786 | 66.627 | 63.043 | 59.043 | 54.352 | 49.477 | 44.505 | 38.726 | 33.207 | 24.471 | 12.621 | 0 | 0 | 0
NPgN | GSP | NG FES - System Transformation | Total installed waste incineration capacity (MW) | OFFERTON | System Transformation | Gen_BB011 | MW | NPgN | Offerton |  | 0 | 0.008 | 0.015 | 0.023 | 0.031 | 0.038 | 0.041 | 0.043 | 0.044 | 0.04 | 0.037 | 0.033 | 0.029 | 0.026 | 0.023 | 0.02 | 0.016 | 0.012 | 0.008 | 0.003 | 0 | 0 | 0 | 0 | 0 | 0 | 0 | 0 | 0
NPgN | GSP | NG FES - System Transformation | Total installed waste incineration capacity (MW) | OSBALDWICK | System Transformation | Gen_BB011 | MW | NPgN | Osbaldwick |  | 1.5 | 2.553 | 3.605 | 4.658 | 5.711 | 6.763 | 7.077 | 7.392 | 7.49 | 7.058 | 6.518 | 6.02 | 5.55 | 5.104 | 4.708 | 4.109 | 3.47 | 2.919 | 2.304 | 1.584 | 1.023 | 0.92 | 0.801 | 0.686 | 0.506 | 0.261 | 0 | 0 | 0
NPgN | GSP | NG FES - System Transformation | Total installed waste incineration capacity (MW) | POPPLETON | System Transformation | Gen_BB011 | MW | NPgN | Poppleton |  | 0 | 0.032 | 0.065 | 0.097 | 0.129 | 0.162 | 0.171 | 0.181 | 0.184 | 0.171 | 0.154 | 0.139 | 0.124 | 0.111 | 0.099 | 0.083 | 0.065 | 0.05 | 0.034 | 0.014 | 0 | 0 | 0 | 0 | 0 | 0 | 0 | 0 | 0
NPgN | GSP | NG FES - System Transformation | Total installed waste incineration capacity (MW) | SALTHOLME | System Transformation | Gen_BB011 | MW | NPgN | Saltholme |  | 5.1 | 5.108 | 5.116 | 5.124 | 5.132 | 5.14 | 5.143 | 5.145 | 5.146 | 5.143 | 5.138 | 5.135 | 5.131 | 5.128 | 5.083 | 4.837 | 4.573 | 4.346 | 4.093 | 3.796 | 3.478 | 3.128 | 2.722 | 2.334 | 1.72 | 0.887 | 0 | 0 | 0
NPgN | GSP | NG FES - System Transformation | Total installed waste incineration capacity (MW) | SOUTH SHIELDS | System Transformation | Gen_BB011 | MW | NPgN | South Shields |  | 0 | 0 | 0 | 0 | 0 | 0 | 0 | 0 | 0 | 0 | 0 | 0 | 0 | 0 | 0 | 0 | 0 | 0 | 0 | 0 | 0 | 0 | 0 | 0 | 0 | 0 | 0 | 0 | 0
NPgN | GSP | NG FES - System Transformation | Total installed waste incineration capacity (MW) | SPADEADAM | System Transformation | Gen_BB011 | MW | NPgN | Spadeadam - Not in NG FES |  | 0 | 0.015 | 0.03 | 0.045 | 0.06 | 0.075 | 0.079 | 0.084 | 0.085 | 0.079 | 0.071 | 0.064 | 0.058 | 0.051 | 0.046 | 0.038 | 0.03 | 0.023 | 0.016 | 0.007 | 0 | 0 | 0 | 0 | 0 | 0 | 0 | 0 | 0
NPgN | GSP | NG FES - System Transformation | Total installed waste incineration capacity (MW) | SPENNYMOOR | System Transformation | Gen_BB011 | MW | NPgN | Spennymoor |  | 2 | 2.703 | 3.407 | 4.11 | 4.813 | 5.516 | 5.726 | 5.937 | 6.002 | 5.713 | 5.353 | 5.02 | 4.706 | 4.408 | 4.136 | 3.688 | 3.21 | 2.798 | 2.339 | 1.8 | 1.364 | 1.227 | 1.067 | 0.915 | 0.675 | 0.348 | 0 | 0 | 0
NPgN | GSP | NG FES - System Transformation | Total installed waste incineration capacity (MW) | STELLA NORTH | System Transformation | Gen_BB011 | MW | NPgN | Stella North |  | 7.315 | 7.364 | 7.412 | 7.461 | 7.51 | 7.558 | 7.573 | 7.587 | 7.592 | 7.572 | 7.547 | 7.524 | 7.502 | 7.482 | 7.405 | 7.032 | 6.635 | 6.292 | 5.91 | 5.461 | 4.988 | 4.487 | 3.904 | 3.348 | 2.467 | 1.272 | 0 | 0 | 0
NPgN | GSP | NG FES - System Transformation | Total installed waste incineration capacity (MW) | STELLA SOUTH | System Transformation | Gen_BB011 | MW | NPgN | Stella South |  | 0 | 0.343 | 0.687 | 1.03 | 1.374 | 1.717 | 1.82 | 1.923 | 1.955 | 1.814 | 1.637 | 1.475 | 1.321 | 1.176 | 1.051 | 0.879 | 0.695 | 0.537 | 0.36 | 0.153 | 0 | 0 | 0 | 0 | 0 | 0 | 0 | 0 | 0
NPgN | GSP | NG FES - System Transformation | Total installed waste incineration capacity (MW) | TYNEMOUTH | System Transformation | Gen_BB011 | MW | NPgN | Tynemouth 1 |  | 6.555 | 6.568 | 6.581 | 6.595 | 6.608 | 6.621 | 6.625 | 6.629 | 6.63 | 6.625 | 6.618 | 6.612 | 6.606 | 6.6 | 6.543 | 6.224 | 5.884 | 5.591 | 5.264 | 4.88 | 4.47 | 4.021 | 3.498 | 3 | 2.211 | 1.14 | 0 | 0 | 0
NPgN | GSP | NG FES - System Transformation | Total installed waste incineration capacity (MW) | WEST BOLDON | System Transformation | Gen_BB011 | MW | NPgN | West Boldon |  | 0 | 0.041 | 0.082 | 0.123 | 0.164 | 0.206 | 0.218 | 0.23 | 0.234 | 0.217 | 0.196 | 0.177 | 0.158 | 0.141 | 0.126 | 0.105 | 0.083 | 0.064 | 0.043 | 0.018 | 0 | 0 | 0 | 0 | 0 | 0 | 0 | 0 | 0
NPgY | GSP | NG FES - System Transformation | Total installed waste incineration capacity (MW) | BRADFORD WEST | System Transformation | Gen_BB011 | MW | NPgY | Bradford West |  | 0 | 0.117 | 0.233 | 0.35 | 0.466 | 0.583 | 0.677 | 0.77 | 0.8 | 0.671 | 0.51 | 0.361 | 0.221 | 0.088 | 0 | 0 | 0 | 0 | 0 | 0 | 0 | 0 | 0 | 0 | 0 | 0 | 0 | 0 | 0
NPgY | GSP | NG FES - System Transformation | Total installed waste incineration capacity (MW) | CAMBLESFORTH | System Transformation | Gen_BB011 | MW | NPgY | Camblesforth |  | 0 | 0.02 | 0.04 | 0.06 | 0.08 | 0.1 | 0.116 | 0.132 | 0.137 | 0.115 | 0.087 | 0.062 | 0.038 | 0.015 | 0 | 0 | 0 | 0 | 0 | 0 | 0 | 0 | 0 | 0 | 0 | 0 | 0 | 0 | 0
NPgY | GSP | NG FES - System Transformation | Total installed waste incineration capacity (MW) | CREYKE BECK | System Transformation | Gen_BB011 | MW | NPgY | Creyke Beck |  | 0 | 0.847 | 1.694 | 2.541 | 3.388 | 4.235 | 4.917 | 5.598 | 5.811 | 4.875 | 3.703 | 2.623 | 1.605 | 0.638 | 0 | 0 | 0 | 0 | 0 | 0 | 0 | 0 | 0 | 0 | 0 | 0 | 0 | 0 | 0
NPgY | GSP | NG FES - System Transformation | Total installed waste incineration capacity (MW) | DRAX | System Transformation | Gen_BB011 | MW | NPgY | Drax |  | 0 | 0.102 | 0.203 | 0.305 | 0.407 | 0.509 | 0.591 | 0.672 | 0.698 | 0.585 | 0.445 | 0.315 | 0.193 | 0.077 | 0 | 0 | 0 | 0 | 0 | 0 | 0 | 0 | 0 | 0 | 0 | 0 | 0 | 0 | 0
NPgY | GSP | NG FES - System Transformation | Total installed waste incineration capacity (MW) | ELLAND | System Transformation | Gen_BB011 | MW | NPgY | Elland |  | 0 | 0.115 | 0.23 | 0.346 | 0.461 | 0.576 | 0.669 | 0.762 | 0.791 | 0.663 | 0.504 | 0.357 | 0.218 | 0.087 | 0 | 0 | 0 | 0 | 0 | 0 | 0 | 0 | 0 | 0 | 0 | 0 | 0 | 0 | 0
NPgY | GSP | NG FES - System Transformation | Total installed waste incineration capacity (MW) | FERRYBRIDGE A | System Transformation | Gen_BB011 | MW | NPgY | Ferrybridge A |  | 0 | 0.167 | 0.333 | 0.5 | 0.667 | 0.833 | 0.967 | 1.101 | 1.143 | 0.959 | 0.729 | 0.516 | 0.316 | 0.125 | 0 | 0 | 0 | 0 | 0 | 0 | 0 | 0 | 0 | 0 | 0 | 0 | 0 | 0 | 0
NPgY | GSP | NG FES - System Transformation | Total installed waste incineration capacity (MW) | FERRYBRIDGE B | System Transformation | Gen_BB011 | MW | NPgY | Ferrybridge B (_M) |  | 82 | 82.427 | 82.854 | 83.281 | 83.708 | 84.135 | 84.479 | 84.823 | 84.93 | 84.458 | 83.867 | 83.323 | 82.809 | 82.321 | 81.338 | 77.434 | 73.269 | 69.68 | 65.674 | 60.977 | 55.913 | 50.295 | 43.764 | 37.527 | 27.655 | 14.263 | 0 | 0 | 0
NPgY | GSP | NG FES - System Transformation | Total installed waste incineration capacity (MW) | GRIMSBY WEST | System Transformation | Gen_BB011 | MW | NPgY | Grimsby West |  | 0 | 0.274 | 0.548 | 0.822 | 1.097 | 1.371 | 1.591 | 1.812 | 1.881 | 1.578 | 1.199 | 0.849 | 0.52 | 0.206 | 0 | 0 | 0 | 0 | 0 | 0 | 0 | 0 | 0 | 0 | 0 | 0 | 0 | 0 | 0
NPgY | GSP | NG FES - System Transformation | Total installed waste incineration capacity (MW) | JORDANTHORPE | System Transformation | Gen_BB011 | MW | NPgY | Jordanthorpe |  | 0 | 0.013 | 0.026 | 0.039 | 0.052 | 0.065 | 0.075 | 0.086 | 0.089 | 0.075 | 0.057 | 0.04 | 0.025 | 0.01 | 0 | 0 | 0 | 0 | 0 | 0 | 0 | 0 | 0 | 0 | 0 | 0 | 0 | 0 | 0
NPgY | GSP | NG FES - System Transformation | Total installed waste incineration capacity (MW) | KEADBY | System Transformation | Gen_BB011 | MW | NPgY | Keadby |  | 2.8 | 4.213 | 5.625 | 7.038 | 8.45 | 9.863 | 11 | 12.136 | 12.491 | 10.93 | 8.976 | 7.174 | 5.477 | 3.863 | 2.777 | 2.644 | 2.502 | 2.379 | 2.243 | 2.082 | 1.909 | 1.717 | 1.494 | 1.281 | 0.944 | 0.487 | 0 | 0 | 0
NPgY | GSP | NG FES - System Transformation | Total installed waste incineration capacity (MW) | KIRKSTALL B | System Transformation | Gen_BB011 | MW | NPgY | Kirkstall B |  | 0 | 0.048 | 0.096 | 0.144 | 0.192 | 0.241 | 0.279 | 0.318 | 0.33 | 0.277 | 0.21 | 0.149 | 0.091 | 0.036 | 0 | 0 | 0 | 0 | 0 | 0 | 0 | 0 | 0 | 0 | 0 | 0 | 0 | 0 | 0
NPgY | GSP | NG FES - System Transformation | Total installed waste incineration capacity (MW) | NEEPSEND | System Transformation | Gen_BB011 | MW | NPgY | Neepsend |  | 0 | 0.004 | 0.009 | 0.013 | 0.018 | 0.022 | 0.026 | 0.03 | 0.031 | 0.026 | 0.02 | 0.014 | 0.009 | 0.003 | 0 | 0 | 0 | 0 | 0 | 0 | 0 | 0 | 0 | 0 | 0 | 0 | 0 | 0 | 0
NPgY | GSP | NG FES - System Transformation | Total installed waste incineration capacity (MW) | NORTON LEES | System Transformation | Gen_BB011 | MW | NPgY | Norton Lees |  | 0 | 0 | 0 | 0 | 0 | 0 | 0 | 0 | 0 | 0 | 0 | 0 | 0 | 0 | 0 | 0 | 0 | 0 | 0 | 0 | 0 | 0 | 0 | 0 | 0 | 0 | 0 | 0 | 0
NPgY | GSP | NG FES - System Transformation | Total installed waste incineration capacity (MW) | PITSMOOR 3/4 | System Transformation | Gen_BB011 | MW | NPgY | Pitsmoor |  | 0 | 0 | 0 | 0 | 0 | 0 | 0 | 0 | 0 | 0 | 0 | 0 | 0 | 0 | 0 | 0 | 0 | 0 | 0 | 0 | 0 | 0 | 0 | 0 | 0 | 0 | 0 | 0 | 0
NPgY | GSP | NG FES - System Transformation | Total installed waste incineration capacity (MW) | SALTEND NORTH | System Transformation | Gen_BB011 | MW | NPgY | Saltend North |  | 0 | 0.001 | 0.001 | 0.002 | 0.002 | 0.003 | 0.003 | 0.003 | 0.004 | 0.003 | 0.002 | 0.002 | 0.001 | 0 | 0 | 0 | 0 | 0 | 0 | 0 | 0 | 0 | 0 | 0 | 0 | 0 | 0 | 0 | 0
NPgY | GSP | NG FES - System Transformation | Total installed waste incineration capacity (MW) | SHEFFIELD CITY | System Transformation | Gen_BB011 | MW | NPgY | Sheffield City |  | 0 | 0.001 | 0.002 | 0.003 | 0.004 | 0.005 | 0.005 | 0.006 | 0.006 | 0.005 | 0.004 | 0.003 | 0.002 | 0.001 | 0 | 0 | 0 | 0 | 0 | 0 | 0 | 0 | 0 | 0 | 0 | 0 | 0 | 0 | 0
NPgY | GSP | NG FES - System Transformation | Total installed waste incineration capacity (MW) | SKELTON GRANGE | System Transformation | Gen_BB011 | MW | NPgY | Skelton Grange |  | 24.061 | 24.186 | 24.311 | 24.436 | 24.56 | 24.685 | 24.786 | 24.886 | 24.918 | 24.78 | 24.607 | 24.448 | 24.298 | 24.155 | 23.867 | 22.721 | 21.499 | 20.446 | 19.271 | 17.892 | 16.407 | 14.758 | 12.841 | 11.011 | 8.115 | 4.185 | 0 | 0 | 0
NPgY | GSP | NG FES - System Transformation | Total installed waste incineration capacity (MW) | TEMPLEBOROUGH 275/33KV | System Transformation | Gen_BB011 | MW | NPgY | Templeborough |  | 0 | 0.003 | 0.007 | 0.01 | 0.014 | 0.017 | 0.02 | 0.023 | 0.023 | 0.02 | 0.015 | 0.011 | 0.006 | 0.003 | 0 | 0 | 0 | 0 | 0 | 0 | 0 | 0 | 0 | 0 | 0 | 0 | 0 | 0 | 0
NPgY | GSP | NG FES - System Transformation | Total installed waste incineration capacity (MW) | THURCROFT | System Transformation | Gen_BB011 | MW | NPgY | Thurcroft |  | 5.7 | 6.056 | 6.413 | 6.769 | 7.125 | 7.482 | 7.768 | 8.055 | 8.144 | 7.751 | 7.258 | 6.803 | 6.375 | 5.968 | 5.654 | 5.383 | 5.093 | 4.844 | 4.565 | 4.239 | 3.887 | 3.496 | 3.042 | 2.609 | 1.922 | 0.991 | 0 | 0 | 0
NPgY | GSP | NG FES - System Transformation | Total installed waste incineration capacity (MW) | WEST MELTON / THORPE MARSH | System Transformation | Gen_BB011 | MW | NPgY | Thorpe Marsh |  | 19.3 | 19.625 | 19.95 | 20.275 | 20.6 | 20.926 | 21.187 | 21.449 | 21.53 | 21.171 | 20.721 | 20.307 | 19.916 | 19.545 | 19.144 | 18.225 | 17.245 | 16.4 | 15.457 | 14.352 | 13.16 | 11.838 | 10.3 | 8.833 | 6.509 | 3.357 | 0 | 0 | 0
NPgY | GSP | NG FES - System Transformation | Total installed waste incineration capacity (MW) | WEST MELTON SECTION 3 | System Transformation | Gen_BB011 | MW | NPgY | West Melton |  | 0 | 0.348 | 0.696 | 1.044 | 1.392 | 1.74 | 2.02 | 2.3 | 2.387 | 2.003 | 1.522 | 1.078 | 0.659 | 0.262 | 0 | 0 | 0 | 0 | 0 | 0 | 0 | 0 | 0 | 0 | 0 | 0 | 0 | 0 | 0
NPgY | GSP | NG FES - System Transformation | Total installed waste incineration capacity (MW) | WINCOBANK | System Transformation | Gen_BB011 | MW | NPgY | Wincobank |  | 0 | 0.012 | 0.024 | 0.036 | 0.049 | 0.061 | 0.07 | 0.08 | 0.083 | 0.07 | 0.053 | 0.038 | 0.023 | 0.009 | 0 | 0 | 0 | 0 | 0 | 0 | 0 | 0 | 0 | 0 | 0 | 0 | 0 | 0 | 0
NPgN | GSP | NPg Best View | Total number of domestic heat pumps | BLYTH 66kV | NPg Best View (Not in FES) | Lct_BB56_NPgAggregate | Number of | NPgN | Blyth 66kV |  | 1233 | 1569.5 | 2160.5 | 3456.9 | 5235.9 | 7336.7 | 8408.6 | 9078.9 | 9751.2 | 10433 | 11119 | 11793.3 | 12501.7 | 13836.4 | 18750.9 | 23765.1 | 28693.5 | 33458.3 | 37708.3 | 41508 | 45014.1 | 49562.3 | 54532 | 59515.6 | 64495.2 | 69469.7 | 74438 | 79398.6 | 83151.6
NPgN | GSP | NPg Best View | Total number of domestic heat pumps | BLYTH 132kV | NPg Best View (Not in FES) | Lct_BB56_NPgAggregate | Number of | NPgN | Blyth 132kV |  | 244.9 | 337.3 | 478.8 | 784.7 | 1216 | 1736.5 | 1986.2 | 2136 | 2286.1 | 2438.5 | 2592.1 | 2743.6 | 2902.8 | 3273.8 | 4635.1 | 6004.2 | 7351.3 | 8657.4 | 9840.7 | 10905.7 | 11887.3 | 13141.1 | 14499 | 15860.4 | 17220.8 | 18580.1 | 19937.9 | 21294 | 22318.9
NPgN | GSP | NPg Best View | Total number of domestic heat pumps | FOURSTONES | NPg Best View (Not in FES) | Lct_BB56_NPgAggregate | Number of | NPgN | Fourstones |  | 111 | 145.1 | 192.9 | 301.7 | 455.8 | 638.5 | 720.4 | 761 | 801 | 841.9 | 883.5 | 925.2 | 968.6 | 1076.9 | 1459.2 | 1846.3 | 2218.5 | 2578.5 | 2884.6 | 3147 | 3381.7 | 3717.4 | 4095.2 | 4474.1 | 4852.3 | 5229.8 | 5606.3 | 5981.8 | 6264.7
NPgN | GSP | NPg Best View | Total number of domestic heat pumps | HARTMOOR | NPg Best View (Not in FES) | Lct_BB56_NPgAggregate | Number of | NPgN | Hart Moor |  | 1119.9 | 1296.3 | 1683.4 | 2573.2 | 3774.9 | 5157.9 | 5853.8 | 6229.1 | 6600.9 | 6977.3 | 7355.3 | 7726.4 | 8114.1 | 8734.8 | 11120.8 | 13644.6 | 16101.4 | 18414.1 | 20322.4 | 21937.8 | 23387.2 | 25534.2 | 28011.8 | 30500.1 | 32986.1 | 35469 | 37947.9 | 40421.5 | 42291.7
NPgN | GSP | NPg Best View | Total number of domestic heat pumps | HAWTHORN PIT GRID | NPg Best View (Not in FES) | Lct_BB56_NPgAggregate | Number of | NPgN | Hawthorn Pit |  | 866.4 | 1277.4 | 1697.9 | 2533.6 | 3696.4 | 5164.6 | 6001 | 6580.9 | 7161.4 | 7748.2 | 8338.4 | 8922.9 | 9528.4 | 10456.1 | 13280.9 | 16108.9 | 18854.4 | 21487.5 | 23811.1 | 25834.2 | 27575.2 | 29959.9 | 32613.7 | 35276.6 | 37936.5 | 40592.5 | 43243.9 | 45890 | 47894.3
NPgN | GSP | NPg Best View | Total number of domestic heat pumps | KNARESBOROUGH | NPg Best View (Not in FES) | Lct_BB56_NPgAggregate | Number of | NPgN | Knaresborough |  | 1096.2 | 1312.3 | 1708.3 | 2638.1 | 3950.8 | 5507 | 6205.2 | 6511.8 | 6811 | 7115.7 | 7424.2 | 7730.9 | 8052 | 8908 | 12236.5 | 15676.2 | 19032.3 | 22224.6 | 24958.8 | 27326.3 | 29460.6 | 32455.8 | 35848.5 | 39254.4 | 42657.2 | 46055.9 | 49449.4 | 52836.4 | 55386.9
NPgN | GSP | NPg Best View | Total number of domestic heat pumps | LACKENBY | NPg Best View (Not in FES) | Lct_BB56_NPgAggregate | Number of | NPgN | Lackenby |  | 802.4 | 1265.2 | 1876.2 | 2998.4 | 4486.6 | 6299.4 | 7352.7 | 8091.7 | 8834.5 | 9586.6 | 10343.6 | 11091 | 11870.7 | 13188.1 | 17472.4 | 21726.7 | 25873.9 | 29876.4 | 33526.1 | 36837.7 | 39854.4 | 43646.5 | 47771.5 | 51907.8 | 56040 | 60167.2 | 64288.5 | 68403.1 | 71520.5
NPgN | GSP | NPg Best View | Total number of domestic heat pumps | NORTON | NPg Best View (Not in FES) | Lct_BB56_NPgAggregate | Number of | NPgN | Norton |  | 2728.1 | 3689.8 | 5185.6 | 8219.8 | 12302.7 | 17135.4 | 19753.3 | 21468.9 | 23188.5 | 24930.8 | 26683.7 | 28411.8 | 30215.1 | 33292.7 | 43782.3 | 54379.6 | 64682.6 | 74626.4 | 83422.5 | 91238.9 | 98370.1 | 107753.4 | 118083.1 | 128442.2 | 138788.6 | 149119.7 | 159432.4 | 169724.3 | 177515.6
NPgN | GSP | NPg Best View | Total number of domestic heat pumps | OFFERTON | NPg Best View (Not in FES) | Lct_BB56_NPgAggregate | Number of | NPgN | Offerton |  | 315.2 | 421.1 | 608.1 | 1006.8 | 1565.4 | 2241.2 | 2563.9 | 2758 | 2951.7 | 3148.3 | 3346.6 | 3542.3 | 3747.5 | 4220.2 | 5932.8 | 7658.9 | 9352.8 | 10992.3 | 12469.2 | 13794 | 15008.4 | 16577.1 | 18279.4 | 19986.2 | 21691.6 | 23395.1 | 25096.5 | 26795.3 | 28077.6
NPgN | GSP | NPg Best View | Total number of domestic heat pumps | OSBALDWICK | NPg Best View (Not in FES) | Lct_BB56_NPgAggregate | Number of | NPgN | Osbaldwick |  | 1910.7 | 2650 | 3545.1 | 5316.2 | 7654.6 | 10379.2 | 11879.3 | 12812.2 | 13746.4 | 14694.1 | 15648 | 16587.1 | 17571.3 | 19335.2 | 25598.3 | 31929.8 | 38095.2 | 44001.6 | 49266.9 | 54015.3 | 58422.6 | 64085.2 | 70341.8 | 76618.2 | 82888.5 | 89151.3 | 95405 | 101647.9 | 106374.6
NPgN | GSP | NPg Best View | Total number of domestic heat pumps | POPPLETON | NPg Best View (Not in FES) | Lct_BB56_NPgAggregate | Number of | NPgN | Poppleton |  | 432.2 | 539.4 | 713.8 | 1095.5 | 1609.6 | 2199.4 | 2499.3 | 2664.1 | 2828 | 2994.6 | 3162.7 | 3328.5 | 3502.7 | 3801.4 | 4917.2 | 6071.2 | 7189.9 | 8256.7 | 9160 | 9939.4 | 10650.1 | 11655.5 | 12800.6 | 13950.1 | 15098.2 | 16244.4 | 17388.4 | 18529.8 | 19393
NPgN | GSP | NPg Best View | Total number of domestic heat pumps | SALTHOLME | NPg Best View (Not in FES) | Lct_BB56_NPgAggregate | Number of | NPgN | Saltholme |  | 56.2 | 56.6 | 63 | 87.5 | 122.3 | 160.8 | 180.2 | 188.1 | 195.7 | 203.4 | 211.1 | 218.6 | 226.3 | 236.4 | 290.4 | 354.7 | 417.9 | 477.3 | 521.3 | 555.9 | 587.1 | 637.9 | 700.4 | 763.2 | 826 | 888.7 | 951.3 | 1013.6 | 1060.6
NPgN | GSP | NPg Best View | Total number of domestic heat pumps | SOUTH SHIELDS | NPg Best View (Not in FES) | Lct_BB56_NPgAggregate | Number of | NPgN | South Shields |  | 320.7 | 420.3 | 583.5 | 949.5 | 1455.6 | 2059.8 | 2379.9 | 2592 | 2805.6 | 3022.4 | 3241.1 | 3456.8 | 3683.4 | 4143.9 | 5796.3 | 7470.1 | 9117.6 | 10732.5 | 12204.7 | 13546.4 | 14798.5 | 16338.2 | 17991.9 | 19649 | 21304.5 | 22958.1 | 24609.5 | 26258.1 | 27504.7
NPgN | GSP | NPg Best View | Total number of domestic heat pumps | SPADEADAM | NPg Best View (Not in FES) | Lct_BB56_NPgAggregate | Number of | NPgN | Spadeadam - Not in NG FES |  | 24.1 | 34.6 | 51.2 | 86 | 135.9 | 197.9 | 227.5 | 245.8 | 264.2 | 282.9 | 301.7 | 320.4 | 340 | 388.9 | 564.8 | 740.8 | 913.9 | 1082.7 | 1238.1 | 1379.1 | 1508.8 | 1670.8 | 1844.5 | 2018.7 | 2192.8 | 2366.7 | 2540.4 | 2713.8 | 2844.8
NPgN | GSP | NPg Best View | Total number of domestic heat pumps | SPENNYMOOR | NPg Best View (Not in FES) | Lct_BB56_NPgAggregate | Number of | NPgN | Spennymoor |  | 2218.9 | 2806.9 | 3747.3 | 5819.3 | 8651.6 | 11973.1 | 13662.6 | 14675.4 | 15686.5 | 16712 | 17744.8 | 18763.7 | 19828.7 | 21655 | 28175.1 | 34867.6 | 41376.8 | 47624 | 52988.7 | 57640.8 | 61842.6 | 67698.9 | 74258.8 | 80840.6 | 87414.6 | 93978.8 | 100531.1 | 107069.4 | 112015.4
NPgN | GSP | NPg Best View | Total number of domestic heat pumps | STELLA NORTH | NPg Best View (Not in FES) | Lct_BB56_NPgAggregate | Number of | NPgN | Stella North |  | 1171.4 | 1619 | 2315.4 | 3750.8 | 5666.5 | 7918.8 | 9176.4 | 10073.8 | 10980.7 | 11899.3 | 12822.4 | 13727.9 | 14679.2 | 16329.5 | 22156.4 | 28035.7 | 33824.8 | 39466.5 | 44625 | 49344 | 53766.4 | 59206.4 | 65034.9 | 70876.3 | 76713.3 | 82545 | 88370.3 | 94188 | 98598.8
NPgN | GSP | NPg Best View | Total number of domestic heat pumps | STELLA SOUTH | NPg Best View (Not in FES) | Lct_BB56_NPgAggregate | Number of | NPgN | Stella South |  | 1038.2 | 1451.9 | 1926 | 2968.9 | 4446.5 | 6283.5 | 7289.8 | 7978.7 | 8670 | 9370.6 | 10077.1 | 10778 | 11507 | 12678.6 | 16420.7 | 20199 | 23879.6 | 27469 | 30633 | 33393.3 | 35819.8 | 39088.5 | 42690.5 | 46302.3 | 49909.3 | 53510.2 | 57104.1 | 60690 | 63404.7
NPgN | GSP | NPg Best View | Total number of domestic heat pumps | TYNEMOUTH | NPg Best View (Not in FES) | Lct_BB56_NPgAggregate | Number of | NPgN | Tynemouth 1 |  | 1192.6 | 1484.2 | 2028.5 | 3247.1 | 4915.2 | 6873.4 | 7872.2 | 8485.6 | 9100.2 | 9723.4 | 10350.2 | 10966.1 | 11613.1 | 12918.6 | 17765.5 | 22719 | 27594.6 | 32311.1 | 36533.8 | 40336.4 | 43874.2 | 48383.8 | 53296.8 | 58223.1 | 63145.8 | 68064.1 | 72976.6 | 77882 | 81590.8
NPgN | GSP | NPg Best View | Total number of domestic heat pumps | WEST BOLDON | NPg Best View (Not in FES) | Lct_BB56_NPgAggregate | Number of | NPgN | West Boldon |  | 1535.2 | 1969.4 | 2739.3 | 4403.9 | 6704.4 | 9458.5 | 10889 | 11771.6 | 12654 | 13548.4 | 14448.4 | 15335.4 | 16263.1 | 18101.2 | 24692.6 | 31394 | 37965.6 | 44319 | 50002 | 55087.3 | 59752.2 | 65755.2 | 72328.4 | 78920.3 | 85506.3 | 92085 | 98654.6 | 105213.3 | 110170
NPgY | GSP | NPg Best View | Total number of domestic heat pumps | BRADFORD WEST | NPg Best View (Not in FES) | Lct_BB56_NPgAggregate | Number of | NPgY | Bradford West |  | 2262 | 3117.4 | 4382 | 7171.9 | 11125.4 | 15839.6 | 16956.6 | 18118.8 | 19318.8 | 20540 | 21774.1 | 22994.9 | 24278.6 | 28230.2 | 40435.9 | 52524.8 | 64324.3 | 75701.3 | 85762.6 | 94644.8 | 102626.5 | 114216.2 | 125792.3 | 137355.9 | 148815.7 | 160248.4 | 171667.4 | 183089.8 | 191737.6
NPgY | GSP | NPg Best View | Total number of domestic heat pumps | CAMBLESFORTH | NPg Best View (Not in FES) | Lct_BB56_NPgAggregate | Number of | NPgY | Camblesforth |  | 155 | 198.7 | 284.3 | 476.2 | 744.8 | 1062 | 1131.9 | 1204.7 | 1280.1 | 1356.7 | 1434.1 | 1510.3 | 1590.9 | 1865.1 | 2744.2 | 3621.9 | 4484.5 | 5312.2 | 6049.8 | 6709 | 7308.9 | 8156.7 | 9004 | 9850.8 | 10690.3 | 11528.2 | 12365.6 | 13203.7 | 13838.7
NPgY | GSP | NPg Best View | Total number of domestic heat pumps | CREYKE BECK | NPg Best View (Not in FES) | Lct_BB56_NPgAggregate | Number of | NPgY | Creyke Beck |  | 1931.3 | 2606.2 | 3695 | 6103.9 | 9490 | 13523.8 | 14629.6 | 15778.3 | 16963.7 | 18168.2 | 19383.2 | 20581.2 | 21841.4 | 25707.7 | 37580.2 | 49360.5 | 60910.9 | 72106.1 | 82199.2 | 91296.2 | 99600.6 | 110848.3 | 122085 | 133311.9 | 144433.2 | 155529.3 | 166614.8 | 177707.8 | 186113.8
NPgY | GSP | NPg Best View | Total number of domestic heat pumps | DRAX | NPg Best View (Not in FES) | Lct_BB56_NPgAggregate | Number of | NPgY | Drax |  | 204.1 | 314.2 | 472.8 | 759.3 | 1095.6 | 1466.1 | 1720 | 1982.4 | 2252.7 | 2526.1 | 2800.3 | 3068 | 3350.1 | 3903.7 | 5219.5 | 6496.5 | 7756.1 | 8980.2 | 10129.5 | 11222.8 | 12246.2 | 13399 | 14551.7 | 15704.3 | 16831.4 | 17954.7 | 19078.4 | 20208 | 21081.2
NPgY | GSP | NPg Best View | Total number of domestic heat pumps | ELLAND | NPg Best View (Not in FES) | Lct_BB56_NPgAggregate | Number of | NPgY | Elland |  | 2288.1 | 2918.1 | 3957.4 | 6278.2 | 9521.3 | 13361 | 14339.3 | 15353.8 | 16396.2 | 17454.1 | 18520.4 | 19574 | 20673.7 | 23737.6 | 33161.7 | 42610.9 | 51804.9 | 60633.2 | 68341.9 | 75120.9 | 81200.9 | 90158.4 | 99104 | 108038.9 | 116893.7 | 125726.3 | 134546.4 | 143366.3 | 150041.3
NPgY | GSP | NPg Best View | Total number of domestic heat pumps | FERRYBRIDGE A | NPg Best View (Not in FES) | Lct_BB56_NPgAggregate | Number of | NPgY | Ferrybridge A |  | 755.1 | 1130.3 | 1483.4 | 2191.9 | 3134.1 | 4242.7 | 4699.6 | 5172.7 | 5660.2 | 6154.7 | 6652.5 | 7142.5 | 7657 | 8730.3 | 11463.2 | 14133.2 | 16731.2 | 19231 | 21459.9 | 23454.1 | 25228.9 | 27675.3 | 30118.5 | 32559 | 34957 | 37346 | 39732.4 | 42124.2 | 43954.7
NPgY | GSP | NPg Best View | Total number of domestic heat pumps | FERRYBRIDGE B | NPg Best View (Not in FES) | Lct_BB56_NPgAggregate | Number of | NPgY | Ferrybridge B (_M) |  | 1667.6 | 2167.3 | 2983.1 | 4723 | 7079 | 9830.2 | 10621.7 | 11441.9 | 12285.9 | 13141.7 | 14002.5 | 14849 | 15736.5 | 17951.6 | 24412.2 | 30869.1 | 37159.7 | 43150.4 | 48364.4 | 52951.4 | 57047.1 | 63124.8 | 69196.4 | 75262.4 | 81256.4 | 87234.3 | 93206 | 99184.3 | 103728.2
NPgY | GSP | NPg Best View | Total number of domestic heat pumps | GRIMSBY WEST | NPg Best View (Not in FES) | Lct_BB56_NPgAggregate | Number of | NPgY | Grimsby West |  | 488.9 | 671 | 994.4 | 1687.3 | 2646 | 3789.3 | 4160.5 | 4545.2 | 4942.1 | 5344.8 | 5749.8 | 6147.3 | 6566.5 | 7934.4 | 12141 | 16301.4 | 20407.9 | 24406.2 | 28113.4 | 31545.8 | 34739.5 | 38711.5 | 42681.1 | 46648.2 | 50577.5 | 54499.1 | 58418.6 | 62342.9 | 65317.9
NPgY | GSP | NPg Best View | Total number of domestic heat pumps | JORDANTHORPE | NPg Best View (Not in FES) | Lct_BB56_NPgAggregate | Number of | NPgY | Jordanthorpe |  | 638 | 858.4 | 1035.7 | 1462.2 | 2059.6 | 2756.7 | 2943.2 | 3137.7 | 3338.7 | 3543.3 | 3750.1 | 3954.3 | 4169.6 | 4706.6 | 6300.6 | 7905 | 9468.1 | 10965.5 | 12256.1 | 13380.5 | 14384.2 | 15907.2 | 17428.4 | 18947.8 | 20448.8 | 21945.7 | 23440.7 | 24937.1 | 26075
NPgY | GSP | NPg Best View | Total number of domestic heat pumps | KEADBY | NPg Best View (Not in FES) | Lct_BB56_NPgAggregate | Number of | NPgY | Keadby |  | 890.2 | 1220.4 | 1781.3 | 2996 | 4689.5 | 6707.4 | 7305.7 | 7926.1 | 8566.2 | 9215.9 | 9869.8 | 10512 | 11188.7 | 13164.4 | 19069.2 | 24910.3 | 30657 | 36206.9 | 41231 | 45763.8 | 49887.4 | 55441.2 | 60992.2 | 66540.3 | 72029 | 77505.9 | 82979.9 | 88462.4 | 92629.1
NPgY | GSP | NPg Best View | Total number of domestic heat pumps | KIRKSTALL B | NPg Best View (Not in FES) | Lct_BB56_NPgAggregate | Number of | NPgY | Kirkstall B |  | 914.4 | 1385.8 | 2020.2 | 3308.4 | 5065.4 | 7154 | 7868 | 8609.6 | 9374.4 | 10151.6 | 10935.9 | 11710.6 | 12523.7 | 14664.3 | 20768.3 | 26748.3 | 32574.9 | 38245.8 | 43386.6 | 48046.4 | 52289 | 57923.3 | 63549.2 | 69167 | 74720 | 80256.7 | 85786 | 91319.3 | 95522
NPgY | GSP | NPg Best View | Total number of domestic heat pumps | NEEPSEND | NPg Best View (Not in FES) | Lct_BB56_NPgAggregate | Number of | NPgY | Neepsend |  | 553.9 | 806.5 | 1098.5 | 1698.6 | 2531.4 | 3520.3 | 3763.9 | 4016.9 | 4278.2 | 4543.7 | 4811.8 | 5076.2 | 5354.5 | 6164.3 | 8597.3 | 10993.7 | 13326.2 | 15548.2 | 17507.3 | 19232.7 | 20771.8 | 23062.1 | 25350.2 | 27635.6 | 29897.8 | 32154.7 | 34409.3 | 36665.5 | 38376.1
NPgY | GSP | NPg Best View | Total number of domestic heat pumps | NORTON LEES | NPg Best View (Not in FES) | Lct_BB56_NPgAggregate | Number of | NPgY | Norton Lees |  | 826.6 | 1004.5 | 1304.5 | 2006 | 2977.6 | 4102.6 | 4342.7 | 4592.5 | 4849.5 | 5110.3 | 5373 | 5631.6 | 5902.3 | 6665.2 | 9116 | 11613.2 | 14040.2 | 16341.3 | 18288.2 | 19964.7 | 21460.4 | 23846.8 | 26230.4 | 28610.8 | 30969.9 | 33323.5 | 35673.9 | 38024.4 | 39802.9
NPgY | GSP | NPg Best View | Total number of domestic heat pumps | PITSMOOR 3/4 | NPg Best View (Not in FES) | Lct_BB56_NPgAggregate | Number of | NPgY | Pitsmoor |  | 117.4 | 201.9 | 317.1 | 541.6 | 854.2 | 1234.6 | 1347.6 | 1464.9 | 1586.1 | 1709.4 | 1834.1 | 1957.5 | 2087.4 | 2473.2 | 3604.2 | 4705.1 | 5780.4 | 6822.6 | 7775.1 | 8636.9 | 9416.3 | 10464.5 | 11511.6 | 12557.3 | 13592.2 | 14624.6 | 15655.9 | 16687.9 | 17470.4
NPgY | GSP | NPg Best View | Total number of domestic heat pumps | SALTEND NORTH | NPg Best View (Not in FES) | Lct_BB56_NPgAggregate | Number of | NPgY | Saltend North |  | 212.5 | 295.8 | 425.9 | 730 | 1172.7 | 1709.6 | 1852.3 | 2000.9 | 2154.6 | 2311 | 2469.1 | 2625.2 | 2790 | 3316.5 | 4936.3 | 6538.6 | 8114.5 | 9652.1 | 11046.1 | 12298.8 | 13437.4 | 14970.7 | 16502.5 | 18032.9 | 19549.1 | 21061.7 | 22572.9 | 24085 | 25230.7
NPgY | GSP | NPg Best View | Total number of domestic heat pumps | SHEFFIELD CITY | NPg Best View (Not in FES) | Lct_BB56_NPgAggregate | Number of | NPgY | Sheffield City |  | 395.6 | 547.4 | 707.8 | 1042.8 | 1504.2 | 2045.3 | 2179.3 | 2318.4 | 2461.2 | 2606 | 2751.5 | 2894.8 | 3044.2 | 3444.7 | 4645.3 | 5838.1 | 6990.9 | 8080 | 9016.4 | 9828 | 10546.7 | 11676.9 | 12805.7 | 13932.8 | 15048.7 | 16161.7 | 17273.3 | 18385.2 | 19227.7
NPgY | GSP | NPg Best View | Total number of domestic heat pumps | SKELTON GRANGE | NPg Best View (Not in FES) | Lct_BB56_NPgAggregate | Number of | NPgY | Skelton Grange |  | 3239.1 | 4252.3 | 5847.7 | 9352.6 | 14214.3 | 19970.9 | 21608.3 | 23305.3 | 25051 | 26822 | 28605.7 | 30364.3 | 32205.8 | 37127.2 | 51776.1 | 66379.9 | 80632.3 | 94344.6 | 106441.3 | 117162.1 | 126798 | 140589 | 154364.1 | 168124.3 | 181741 | 195322.9 | 208888.9 | 222463.3 | 232758.8
NPgY | GSP | NPg Best View | Total number of domestic heat pumps | TEMPLEBOROUGH 275/33KV | NPg Best View (Not in FES) | Lct_BB56_NPgAggregate | Number of | NPgY | Templeborough |  | 31.3 | 44 | 64.1 | 108.1 | 170.6 | 245.3 | 262.6 | 280.6 | 299.2 | 318.1 | 337.2 | 356.2 | 376 | 434 | 609.1 | 781.8 | 950.3 | 1111.9 | 1252.9 | 1375.1 | 1482.8 | 1648 | 1813.1 | 1977.9 | 2141.1 | 2303.9 | 2466.6 | 2629.3 | 2752.6
NPgY | GSP | NPg Best View | Total number of domestic heat pumps | THURCROFT | NPg Best View (Not in FES) | Lct_BB56_NPgAggregate | Number of | NPgY | Thurcroft |  | 1537.4 | 2060.2 | 2720.8 | 4110.6 | 5974.6 | 8127.1 | 8721.2 | 9338.4 | 9974.5 | 10620.4 | 11271.4 | 11913.2 | 12586.4 | 14158.8 | 18667.6 | 23175.3 | 27531.8 | 31646.7 | 35139.3 | 38156 | 40817 | 45058.4 | 49293.8 | 53524.1 | 57700 | 61862.7 | 66019.5 | 70179.5 | 73343
NPgY | GSP | NPg Best View | Total number of domestic heat pumps | WEST MELTON / THORPE MARSH | NPg Best View (Not in FES) | Lct_BB56_NPgAggregate | Number of | NPgY | Thorpe Marsh |  | 1949.2 | 2654.8 | 3715.6 | 5924.9 | 8924.9 | 12440.2 | 13488.3 | 14574.9 | 15693.3 | 16827.5 | 17968.6 | 19091.1 | 20267.8 | 23350.6 | 32342.7 | 41251.5 | 49933.5 | 58254.3 | 65614.3 | 72168 | 78079.1 | 86484.4 | 94880.3 | 103267.7 | 111559.4 | 119829 | 128089.8 | 136358.3 | 142637.2
NPgY | GSP | NPg Best View | Total number of domestic heat pumps | WEST MELTON SECTION 3 | NPg Best View (Not in FES) | Lct_BB56_NPgAggregate | Number of | NPgY | West Melton |  | 2448.5 | 3435 | 4557.5 | 6896.2 | 10018.3 | 13703.2 | 15166.8 | 16679.9 | 18235.7 | 19812.2 | 21398.4 | 22960.4 | 24596.7 | 27965 | 36676.3 | 45286.1 | 53672.4 | 61727.3 | 68828.9 | 75138.4 | 80721.1 | 88582.1 | 96433.5 | 104276.2 | 111990.1 | 119676.8 | 127355.4 | 135049.7 | 140930.7
NPgY | GSP | NPg Best View | Total number of domestic heat pumps | WINCOBANK | NPg Best View (Not in FES) | Lct_BB56_NPgAggregate | Number of | NPgY | Wincobank |  | 158.6 | 217.1 | 274.4 | 384.7 | 527.7 | 692.3 | 765.7 | 841.2 | 918.2 | 995.7 | 1073.1 | 1148.7 | 1226.6 | 1364.7 | 1698.9 | 2029.6 | 2344 | 2640.6 | 2893.1 | 3113.8 | 3307.8 | 3596.6 | 3884.6 | 4172.1 | 4454.6 | 4735.8 | 5016.5 | 5297.4 | 5512.1
NPgN | GSP | NG FES - Consumer Transformation | Total number of domestic heat pumps | BLYTH 66kV | Consumer Transformation | Lct_BB56_NPgAggregate | Number of | NPgN | Blyth 66kV |  | 1233 | 1569.5 | 2160.5 | 3456.9 | 5235.9 | 7336.7 | 8408.6 | 9078.9 | 9751.2 | 10433 | 11119 | 11793.3 | 12501.7 | 13836.4 | 18750.9 | 23765.1 | 28693.5 | 33458.3 | 37708.3 | 41508 | 45014.1 | 49562.3 | 54532 | 59515.6 | 64495.2 | 69469.7 | 74438 | 79398.6 | 83151.6
NPgN | GSP | NG FES - Consumer Transformation | Total number of domestic heat pumps | BLYTH 132kV | Consumer Transformation | Lct_BB56_NPgAggregate | Number of | NPgN | Blyth 132kV |  | 244.9 | 337.3 | 478.8 | 784.7 | 1216 | 1736.5 | 1986.2 | 2136 | 2286.1 | 2438.5 | 2592.1 | 2743.6 | 2902.8 | 3273.8 | 4635.1 | 6004.2 | 7351.3 | 8657.4 | 9840.7 | 10905.7 | 11887.3 | 13141.1 | 14499 | 15860.4 | 17220.8 | 18580.1 | 19937.9 | 21294 | 22318.9
NPgN | GSP | NG FES - Consumer Transformation | Total number of domestic heat pumps | FOURSTONES | Consumer Transformation | Lct_BB56_NPgAggregate | Number of | NPgN | Fourstones |  | 111 | 145.1 | 192.9 | 301.7 | 455.8 | 638.5 | 720.4 | 761 | 801 | 841.9 | 883.5 | 925.2 | 968.6 | 1076.9 | 1459.2 | 1846.3 | 2218.5 | 2578.5 | 2884.6 | 3147 | 3381.7 | 3717.4 | 4095.2 | 4474.1 | 4852.3 | 5229.8 | 5606.3 | 5981.8 | 6264.7
NPgN | GSP | NG FES - Consumer Transformation | Total number of domestic heat pumps | HARTMOOR | Consumer Transformation | Lct_BB56_NPgAggregate | Number of | NPgN | Hart Moor |  | 1119.9 | 1296.3 | 1683.4 | 2573.2 | 3774.9 | 5157.9 | 5853.8 | 6229.1 | 6600.9 | 6977.3 | 7355.3 | 7726.4 | 8114.1 | 8734.8 | 11120.8 | 13644.6 | 16101.4 | 18414.1 | 20322.4 | 21937.8 | 23387.2 | 25534.2 | 28011.8 | 30500.1 | 32986.1 | 35469 | 37947.9 | 40421.5 | 42291.7
NPgN | GSP | NG FES - Consumer Transformation | Total number of domestic heat pumps | HAWTHORN PIT GRID | Consumer Transformation | Lct_BB56_NPgAggregate | Number of | NPgN | Hawthorn Pit |  | 866.4 | 1277.4 | 1697.9 | 2533.6 | 3696.4 | 5164.6 | 6001 | 6580.9 | 7161.4 | 7748.2 | 8338.4 | 8922.9 | 9528.4 | 10456.1 | 13280.9 | 16108.9 | 18854.4 | 21487.5 | 23811.1 | 25834.2 | 27575.2 | 29959.9 | 32613.7 | 35276.6 | 37936.5 | 40592.5 | 43243.9 | 45890 | 47894.3
NPgN | GSP | NG FES - Consumer Transformation | Total number of domestic heat pumps | KNARESBOROUGH | Consumer Transformation | Lct_BB56_NPgAggregate | Number of | NPgN | Knaresborough |  | 1096.2 | 1312.3 | 1708.3 | 2638.1 | 3950.8 | 5507 | 6205.2 | 6511.8 | 6811 | 7115.7 | 7424.2 | 7730.9 | 8052 | 8908 | 12236.5 | 15676.2 | 19032.3 | 22224.6 | 24958.8 | 27326.3 | 29460.6 | 32455.8 | 35848.5 | 39254.4 | 42657.2 | 46055.9 | 49449.4 | 52836.4 | 55386.9
NPgN | GSP | NG FES - Consumer Transformation | Total number of domestic heat pumps | LACKENBY | Consumer Transformation | Lct_BB56_NPgAggregate | Number of | NPgN | Lackenby |  | 802.4 | 1265.2 | 1876.2 | 2998.4 | 4486.6 | 6299.4 | 7352.7 | 8091.7 | 8834.5 | 9586.6 | 10343.6 | 11091 | 11870.7 | 13188.1 | 17472.4 | 21726.7 | 25873.9 | 29876.4 | 33526.1 | 36837.7 | 39854.4 | 43646.5 | 47771.5 | 51907.8 | 56040 | 60167.2 | 64288.5 | 68403.1 | 71520.5
NPgN | GSP | NG FES - Consumer Transformation | Total number of domestic heat pumps | NORTON | Consumer Transformation | Lct_BB56_NPgAggregate | Number of | NPgN | Norton |  | 2728.1 | 3689.8 | 5185.6 | 8219.8 | 12302.7 | 17135.4 | 19753.3 | 21468.9 | 23188.5 | 24930.8 | 26683.7 | 28411.8 | 30215.1 | 33292.7 | 43782.3 | 54379.6 | 64682.6 | 74626.4 | 83422.5 | 91238.9 | 98370.1 | 107753.4 | 118083.1 | 128442.2 | 138788.6 | 149119.7 | 159432.4 | 169724.3 | 177515.6
NPgN | GSP | NG FES - Consumer Transformation | Total number of domestic heat pumps | OFFERTON | Consumer Transformation | Lct_BB56_NPgAggregate | Number of | NPgN | Offerton |  | 315.2 | 421.1 | 608.1 | 1006.8 | 1565.4 | 2241.2 | 2563.9 | 2758 | 2951.7 | 3148.3 | 3346.6 | 3542.3 | 3747.5 | 4220.2 | 5932.8 | 7658.9 | 9352.8 | 10992.3 | 12469.2 | 13794 | 15008.4 | 16577.1 | 18279.4 | 19986.2 | 21691.6 | 23395.1 | 25096.5 | 26795.3 | 28077.6
NPgN | GSP | NG FES - Consumer Transformation | Total number of domestic heat pumps | OSBALDWICK | Consumer Transformation | Lct_BB56_NPgAggregate | Number of | NPgN | Osbaldwick |  | 1910.7 | 2650 | 3545.1 | 5316.2 | 7654.6 | 10379.2 | 11879.3 | 12812.2 | 13746.4 | 14694.1 | 15648 | 16587.1 | 17571.3 | 19335.2 | 25598.3 | 31929.8 | 38095.2 | 44001.6 | 49266.9 | 54015.3 | 58422.6 | 64085.2 | 70341.8 | 76618.2 | 82888.5 | 89151.3 | 95405 | 101647.9 | 106374.6
NPgN | GSP | NG FES - Consumer Transformation | Total number of domestic heat pumps | POPPLETON | Consumer Transformation | Lct_BB56_NPgAggregate | Number of | NPgN | Poppleton |  | 432.2 | 539.4 | 713.8 | 1095.5 | 1609.6 | 2199.4 | 2499.3 | 2664.1 | 2828 | 2994.6 | 3162.7 | 3328.5 | 3502.7 | 3801.4 | 4917.2 | 6071.2 | 7189.9 | 8256.7 | 9160 | 9939.4 | 10650.1 | 11655.5 | 12800.6 | 13950.1 | 15098.2 | 16244.4 | 17388.4 | 18529.8 | 19393
NPgN | GSP | NG FES - Consumer Transformation | Total number of domestic heat pumps | SALTHOLME | Consumer Transformation | Lct_BB56_NPgAggregate | Number of | NPgN | Saltholme |  | 56.2 | 56.6 | 63 | 87.5 | 122.3 | 160.8 | 180.2 | 188.1 | 195.7 | 203.4 | 211.1 | 218.6 | 226.3 | 236.4 | 290.4 | 354.7 | 417.9 | 477.3 | 521.3 | 555.9 | 587.1 | 637.9 | 700.4 | 763.2 | 826 | 888.7 | 951.3 | 1013.6 | 1060.6
NPgN | GSP | NG FES - Consumer Transformation | Total number of domestic heat pumps | SOUTH SHIELDS | Consumer Transformation | Lct_BB56_NPgAggregate | Number of | NPgN | South Shields |  | 320.7 | 420.3 | 583.5 | 949.5 | 1455.6 | 2059.8 | 2379.9 | 2592 | 2805.6 | 3022.4 | 3241.1 | 3456.8 | 3683.4 | 4143.9 | 5796.3 | 7470.1 | 9117.6 | 10732.5 | 12204.7 | 13546.4 | 14798.5 | 16338.2 | 17991.9 | 19649 | 21304.5 | 22958.1 | 24609.5 | 26258.1 | 27504.7
NPgN | GSP | NG FES - Consumer Transformation | Total number of domestic heat pumps | SPADEADAM | Consumer Transformation | Lct_BB56_NPgAggregate | Number of | NPgN | Spadeadam - Not in NG FES |  | 24.1 | 34.6 | 51.2 | 86 | 135.9 | 197.9 | 227.5 | 245.8 | 264.2 | 282.9 | 301.7 | 320.4 | 340 | 388.9 | 564.8 | 740.8 | 913.9 | 1082.7 | 1238.1 | 1379.1 | 1508.8 | 1670.8 | 1844.5 | 2018.7 | 2192.8 | 2366.7 | 2540.4 | 2713.8 | 2844.8
NPgN | GSP | NG FES - Consumer Transformation | Total number of domestic heat pumps | SPENNYMOOR | Consumer Transformation | Lct_BB56_NPgAggregate | Number of | NPgN | Spennymoor |  | 2218.9 | 2806.9 | 3747.3 | 5819.3 | 8651.6 | 11973.1 | 13662.6 | 14675.4 | 15686.5 | 16712 | 17744.8 | 18763.7 | 19828.7 | 21655 | 28175.1 | 34867.6 | 41376.8 | 47624 | 52988.7 | 57640.8 | 61842.6 | 67698.9 | 74258.8 | 80840.6 | 87414.6 | 93978.8 | 100531.1 | 107069.4 | 112015.4
NPgN | GSP | NG FES - Consumer Transformation | Total number of domestic heat pumps | STELLA NORTH | Consumer Transformation | Lct_BB56_NPgAggregate | Number of | NPgN | Stella North |  | 1171.4 | 1619 | 2315.4 | 3750.8 | 5666.5 | 7918.8 | 9176.4 | 10073.8 | 10980.7 | 11899.3 | 12822.4 | 13727.9 | 14679.2 | 16329.5 | 22156.4 | 28035.7 | 33824.8 | 39466.5 | 44625 | 49344 | 53766.4 | 59206.4 | 65034.9 | 70876.3 | 76713.3 | 82545 | 88370.3 | 94188 | 98598.8
NPgN | GSP | NG FES - Consumer Transformation | Total number of domestic heat pumps | STELLA SOUTH | Consumer Transformation | Lct_BB56_NPgAggregate | Number of | NPgN | Stella South |  | 1038.2 | 1451.9 | 1926 | 2968.9 | 4446.5 | 6283.5 | 7289.8 | 7978.7 | 8670 | 9370.6 | 10077.1 | 10778 | 11507 | 12678.6 | 16420.7 | 20199 | 23879.6 | 27469 | 30633 | 33393.3 | 35819.8 | 39088.5 | 42690.5 | 46302.3 | 49909.3 | 53510.2 | 57104.1 | 60690 | 63404.7
NPgN | GSP | NG FES - Consumer Transformation | Total number of domestic heat pumps | TYNEMOUTH | Consumer Transformation | Lct_BB56_NPgAggregate | Number of | NPgN | Tynemouth 1 |  | 1192.6 | 1484.2 | 2028.5 | 3247.1 | 4915.2 | 6873.4 | 7872.2 | 8485.6 | 9100.2 | 9723.4 | 10350.2 | 10966.1 | 11613.1 | 12918.6 | 17765.5 | 22719 | 27594.6 | 32311.1 | 36533.8 | 40336.4 | 43874.2 | 48383.8 | 53296.8 | 58223.1 | 63145.8 | 68064.1 | 72976.6 | 77882 | 81590.8
NPgN | GSP | NG FES - Consumer Transformation | Total number of domestic heat pumps | WEST BOLDON | Consumer Transformation | Lct_BB56_NPgAggregate | Number of | NPgN | West Boldon |  | 1535.2 | 1969.4 | 2739.3 | 4403.9 | 6704.4 | 9458.5 | 10889 | 11771.6 | 12654 | 13548.4 | 14448.4 | 15335.4 | 16263.1 | 18101.2 | 24692.6 | 31394 | 37965.6 | 44319 | 50002 | 55087.3 | 59752.2 | 65755.2 | 72328.4 | 78920.3 | 85506.3 | 92085 | 98654.6 | 105213.3 | 110170
NPgY | GSP | NG FES - Consumer Transformation | Total number of domestic heat pumps | BRADFORD WEST | Consumer Transformation | Lct_BB56_NPgAggregate | Number of | NPgY | Bradford West |  | 2262 | 3117.4 | 4382 | 7171.9 | 11125.4 | 15839.6 | 16956.6 | 18118.8 | 19318.8 | 20540 | 21774.1 | 22994.9 | 24278.6 | 28230.2 | 40435.9 | 52524.8 | 64324.3 | 75701.3 | 85762.6 | 94644.8 | 102626.5 | 114216.2 | 125792.3 | 137355.9 | 148815.7 | 160248.4 | 171667.4 | 183089.8 | 191737.6
NPgY | GSP | NG FES - Consumer Transformation | Total number of domestic heat pumps | CAMBLESFORTH | Consumer Transformation | Lct_BB56_NPgAggregate | Number of | NPgY | Camblesforth |  | 155 | 198.7 | 284.3 | 476.2 | 744.8 | 1062 | 1131.9 | 1204.7 | 1280.1 | 1356.7 | 1434.1 | 1510.3 | 1590.9 | 1865.1 | 2744.2 | 3621.9 | 4484.5 | 5312.2 | 6049.8 | 6709 | 7308.9 | 8156.7 | 9004 | 9850.8 | 10690.3 | 11528.2 | 12365.6 | 13203.7 | 13838.7
NPgY | GSP | NG FES - Consumer Transformation | Total number of domestic heat pumps | CREYKE BECK | Consumer Transformation | Lct_BB56_NPgAggregate | Number of | NPgY | Creyke Beck |  | 1931.3 | 2606.2 | 3695 | 6103.9 | 9490 | 13523.8 | 14629.6 | 15778.3 | 16963.7 | 18168.2 | 19383.2 | 20581.2 | 21841.4 | 25707.7 | 37580.2 | 49360.5 | 60910.9 | 72106.1 | 82199.2 | 91296.2 | 99600.6 | 110848.3 | 122085 | 133311.9 | 144433.2 | 155529.3 | 166614.8 | 177707.8 | 186113.8
NPgY | GSP | NG FES - Consumer Transformation | Total number of domestic heat pumps | DRAX | Consumer Transformation | Lct_BB56_NPgAggregate | Number of | NPgY | Drax |  | 204.1 | 314.2 | 472.8 | 759.3 | 1095.6 | 1466.1 | 1720 | 1982.4 | 2252.7 | 2526.1 | 2800.3 | 3068 | 3350.1 | 3903.7 | 5219.5 | 6496.5 | 7756.1 | 8980.2 | 10129.5 | 11222.8 | 12246.2 | 13399 | 14551.7 | 15704.3 | 16831.4 | 17954.7 | 19078.4 | 20208 | 21081.2
NPgY | GSP | NG FES - Consumer Transformation | Total number of domestic heat pumps | ELLAND | Consumer Transformation | Lct_BB56_NPgAggregate | Number of | NPgY | Elland |  | 2288.1 | 2918.1 | 3957.4 | 6278.2 | 9521.3 | 13361 | 14339.3 | 15353.8 | 16396.2 | 17454.1 | 18520.4 | 19574 | 20673.7 | 23737.6 | 33161.7 | 42610.9 | 51804.9 | 60633.2 | 68341.9 | 75120.9 | 81200.9 | 90158.4 | 99104 | 108038.9 | 116893.7 | 125726.3 | 134546.4 | 143366.3 | 150041.3
NPgY | GSP | NG FES - Consumer Transformation | Total number of domestic heat pumps | FERRYBRIDGE A | Consumer Transformation | Lct_BB56_NPgAggregate | Number of | NPgY | Ferrybridge A |  | 755.1 | 1130.3 | 1483.4 | 2191.9 | 3134.1 | 4242.7 | 4699.6 | 5172.7 | 5660.2 | 6154.7 | 6652.5 | 7142.5 | 7657 | 8730.3 | 11463.2 | 14133.2 | 16731.2 | 19231 | 21459.9 | 23454.1 | 25228.9 | 27675.3 | 30118.5 | 32559 | 34957 | 37346 | 39732.4 | 42124.2 | 43954.7
NPgY | GSP | NG FES - Consumer Transformation | Total number of domestic heat pumps | FERRYBRIDGE B | Consumer Transformation | Lct_BB56_NPgAggregate | Number of | NPgY | Ferrybridge B (_M) |  | 1667.6 | 2167.3 | 2983.1 | 4723 | 7079 | 9830.2 | 10621.7 | 11441.9 | 12285.9 | 13141.7 | 14002.5 | 14849 | 15736.5 | 17951.6 | 24412.2 | 30869.1 | 37159.7 | 43150.4 | 48364.4 | 52951.4 | 57047.1 | 63124.8 | 69196.4 | 75262.4 | 81256.4 | 87234.3 | 93206 | 99184.3 | 103728.2
NPgY | GSP | NG FES - Consumer Transformation | Total number of domestic heat pumps | GRIMSBY WEST | Consumer Transformation | Lct_BB56_NPgAggregate | Number of | NPgY | Grimsby West |  | 488.9 | 671 | 994.4 | 1687.3 | 2646 | 3789.3 | 4160.5 | 4545.2 | 4942.1 | 5344.8 | 5749.8 | 6147.3 | 6566.5 | 7934.4 | 12141 | 16301.4 | 20407.9 | 24406.2 | 28113.4 | 31545.8 | 34739.5 | 38711.5 | 42681.1 | 46648.2 | 50577.5 | 54499.1 | 58418.6 | 62342.9 | 65317.9
NPgY | GSP | NG FES - Consumer Transformation | Total number of domestic heat pumps | JORDANTHORPE | Consumer Transformation | Lct_BB56_NPgAggregate | Number of | NPgY | Jordanthorpe |  | 638 | 858.4 | 1035.7 | 1462.2 | 2059.6 | 2756.7 | 2943.2 | 3137.7 | 3338.7 | 3543.3 | 3750.1 | 3954.3 | 4169.6 | 4706.6 | 6300.6 | 7905 | 9468.1 | 10965.5 | 12256.1 | 13380.5 | 14384.2 | 15907.2 | 17428.4 | 18947.8 | 20448.8 | 21945.7 | 23440.7 | 24937.1 | 26075
NPgY | GSP | NG FES - Consumer Transformation | Total number of domestic heat pumps | KEADBY | Consumer Transformation | Lct_BB56_NPgAggregate | Number of | NPgY | Keadby |  | 890.2 | 1220.4 | 1781.3 | 2996 | 4689.5 | 6707.4 | 7305.7 | 7926.1 | 8566.2 | 9215.9 | 9869.8 | 10512 | 11188.7 | 13164.4 | 19069.2 | 24910.3 | 30657 | 36206.9 | 41231 | 45763.8 | 49887.4 | 55441.2 | 60992.2 | 66540.3 | 72029 | 77505.9 | 82979.9 | 88462.4 | 92629.1
NPgY | GSP | NG FES - Consumer Transformation | Total number of domestic heat pumps | KIRKSTALL B | Consumer Transformation | Lct_BB56_NPgAggregate | Number of | NPgY | Kirkstall B |  | 914.4 | 1385.8 | 2020.2 | 3308.4 | 5065.4 | 7154 | 7868 | 8609.6 | 9374.4 | 10151.6 | 10935.9 | 11710.6 | 12523.7 | 14664.3 | 20768.3 | 26748.3 | 32574.9 | 38245.8 | 43386.6 | 48046.4 | 52289 | 57923.3 | 63549.2 | 69167 | 74720 | 80256.7 | 85786 | 91319.3 | 95522
NPgY | GSP | NG FES - Consumer Transformation | Total number of domestic heat pumps | NEEPSEND | Consumer Transformation | Lct_BB56_NPgAggregate | Number of | NPgY | Neepsend |  | 553.9 | 806.5 | 1098.5 | 1698.6 | 2531.4 | 3520.3 | 3763.9 | 4016.9 | 4278.2 | 4543.7 | 4811.8 | 5076.2 | 5354.5 | 6164.3 | 8597.3 | 10993.7 | 13326.2 | 15548.2 | 17507.3 | 19232.7 | 20771.8 | 23062.1 | 25350.2 | 27635.6 | 29897.8 | 32154.7 | 34409.3 | 36665.5 | 38376.1
NPgY | GSP | NG FES - Consumer Transformation | Total number of domestic heat pumps | NORTON LEES | Consumer Transformation | Lct_BB56_NPgAggregate | Number of | NPgY | Norton Lees |  | 826.6 | 1004.5 | 1304.5 | 2006 | 2977.6 | 4102.6 | 4342.7 | 4592.5 | 4849.5 | 5110.3 | 5373 | 5631.6 | 5902.3 | 6665.2 | 9116 | 11613.2 | 14040.2 | 16341.3 | 18288.2 | 19964.7 | 21460.4 | 23846.8 | 26230.4 | 28610.8 | 30969.9 | 33323.5 | 35673.9 | 38024.4 | 39802.9
NPgY | GSP | NG FES - Consumer Transformation | Total number of domestic heat pumps | PITSMOOR 3/4 | Consumer Transformation | Lct_BB56_NPgAggregate | Number of | NPgY | Pitsmoor |  | 117.4 | 201.9 | 317.1 | 541.6 | 854.2 | 1234.6 | 1347.6 | 1464.9 | 1586.1 | 1709.4 | 1834.1 | 1957.5 | 2087.4 | 2473.2 | 3604.2 | 4705.1 | 5780.4 | 6822.6 | 7775.1 | 8636.9 | 9416.3 | 10464.5 | 11511.6 | 12557.3 | 13592.2 | 14624.6 | 15655.9 | 16687.9 | 17470.4
NPgY | GSP | NG FES - Consumer Transformation | Total number of domestic heat pumps | SALTEND NORTH | Consumer Transformation | Lct_BB56_NPgAggregate | Number of | NPgY | Saltend North |  | 212.5 | 295.8 | 425.9 | 730 | 1172.7 | 1709.6 | 1852.3 | 2000.9 | 2154.6 | 2311 | 2469.1 | 2625.2 | 2790 | 3316.5 | 4936.3 | 6538.6 | 8114.5 | 9652.1 | 11046.1 | 12298.8 | 13437.4 | 14970.7 | 16502.5 | 18032.9 | 19549.1 | 21061.7 | 22572.9 | 24085 | 25230.7
NPgY | GSP | NG FES - Consumer Transformation | Total number of domestic heat pumps | SHEFFIELD CITY | Consumer Transformation | Lct_BB56_NPgAggregate | Number of | NPgY | Sheffield City |  | 395.6 | 547.4 | 707.8 | 1042.8 | 1504.2 | 2045.3 | 2179.3 | 2318.4 | 2461.2 | 2606 | 2751.5 | 2894.8 | 3044.2 | 3444.7 | 4645.3 | 5838.1 | 6990.9 | 8080 | 9016.4 | 9828 | 10546.7 | 11676.9 | 12805.7 | 13932.8 | 15048.7 | 16161.7 | 17273.3 | 18385.2 | 19227.7
NPgY | GSP | NG FES - Consumer Transformation | Total number of domestic heat pumps | SKELTON GRANGE | Consumer Transformation | Lct_BB56_NPgAggregate | Number of | NPgY | Skelton Grange |  | 3239.1 | 4252.3 | 5847.7 | 9352.6 | 14214.3 | 19970.9 | 21608.3 | 23305.3 | 25051 | 26822 | 28605.7 | 30364.3 | 32205.8 | 37127.2 | 51776.1 | 66379.9 | 80632.3 | 94344.6 | 106441.3 | 117162.1 | 126798 | 140589 | 154364.1 | 168124.3 | 181741 | 195322.9 | 208888.9 | 222463.3 | 232758.8
NPgY | GSP | NG FES - Consumer Transformation | Total number of domestic heat pumps | TEMPLEBOROUGH 275/33KV | Consumer Transformation | Lct_BB56_NPgAggregate | Number of | NPgY | Templeborough |  | 31.3 | 44 | 64.1 | 108.1 | 170.6 | 245.3 | 262.6 | 280.6 | 299.2 | 318.1 | 337.2 | 356.2 | 376 | 434 | 609.1 | 781.8 | 950.3 | 1111.9 | 1252.9 | 1375.1 | 1482.8 | 1648 | 1813.1 | 1977.9 | 2141.1 | 2303.9 | 2466.6 | 2629.3 | 2752.6
NPgY | GSP | NG FES - Consumer Transformation | Total number of domestic heat pumps | THURCROFT | Consumer Transformation | Lct_BB56_NPgAggregate | Number of | NPgY | Thurcroft |  | 1537.4 | 2060.2 | 2720.8 | 4110.6 | 5974.6 | 8127.1 | 8721.2 | 9338.4 | 9974.5 | 10620.4 | 11271.4 | 11913.2 | 12586.4 | 14158.8 | 18667.6 | 23175.3 | 27531.8 | 31646.7 | 35139.3 | 38156 | 40817 | 45058.4 | 49293.8 | 53524.1 | 57700 | 61862.7 | 66019.5 | 70179.5 | 73343
NPgY | GSP | NG FES - Consumer Transformation | Total number of domestic heat pumps | WEST MELTON / THORPE MARSH | Consumer Transformation | Lct_BB56_NPgAggregate | Number of | NPgY | Thorpe Marsh |  | 1949.2 | 2654.8 | 3715.6 | 5924.9 | 8924.9 | 12440.2 | 13488.3 | 14574.9 | 15693.3 | 16827.5 | 17968.6 | 19091.1 | 20267.8 | 23350.6 | 32342.7 | 41251.5 | 49933.5 | 58254.3 | 65614.3 | 72168 | 78079.1 | 86484.4 | 94880.3 | 103267.7 | 111559.4 | 119829 | 128089.8 | 136358.3 | 142637.2
NPgY | GSP | NG FES - Consumer Transformation | Total number of domestic heat pumps | WEST MELTON SECTION 3 | Consumer Transformation | Lct_BB56_NPgAggregate | Number of | NPgY | West Melton |  | 2448.5 | 3435 | 4557.5 | 6896.2 | 10018.3 | 13703.2 | 15166.8 | 16679.9 | 18235.7 | 19812.2 | 21398.4 | 22960.4 | 24596.7 | 27965 | 36676.3 | 45286.1 | 53672.4 | 61727.3 | 68828.9 | 75138.4 | 80721.1 | 88582.1 | 96433.5 | 104276.2 | 111990.1 | 119676.8 | 127355.4 | 135049.7 | 140930.7
NPgY | GSP | NG FES - Consumer Transformation | Total number of domestic heat pumps | WINCOBANK | Consumer Transformation | Lct_BB56_NPgAggregate | Number of | NPgY | Wincobank |  | 158.6 | 217.1 | 274.4 | 384.7 | 527.7 | 692.3 | 765.7 | 841.2 | 918.2 | 995.7 | 1073.1 | 1148.7 | 1226.6 | 1364.7 | 1698.9 | 2029.6 | 2344 | 2640.6 | 2893.1 | 3113.8 | 3307.8 | 3596.6 | 3884.6 | 4172.1 | 4454.6 | 4735.8 | 5016.5 | 5297.4 | 5512.1
NPgN | GSP | NG FES - Falling Short | Total number of domestic heat pumps | BLYTH 66kV | Falling Short | Lct_BB56_NPgAggregate | Number of | NPgN | Blyth 66kV |  | 1233 | 1455.1 | 1583.6 | 2101.4 | 2653 | 3236.5 | 3837.9 | 4460.9 | 5103.7 | 5754.3 | 6407.5 | 7046.5 | 7368.7 | 7586 | 7813 | 8020.5 | 8220.2 | 8437.5 | 8662.4 | 8893.3 | 9126.6 | 9357.8 | 9588.8 | 9820.5 | 10053.2 | 10286.2 | 10519.8 | 10736.2 | 10900.7
NPgN | GSP | NG FES - Falling Short | Total number of domestic heat pumps | BLYTH 132kV | Falling Short | Lct_BB56_NPgAggregate | Number of | NPgN | Blyth 132kV |  | 244.9 | 304.6 | 333.2 | 447.3 | 568.7 | 697 | 829.1 | 966.1 | 1107.3 | 1250.3 | 1393.9 | 1534.4 | 1606.4 | 1657.7 | 1710.2 | 1757.8 | 1803.8 | 1853.6 | 1905.2 | 1958.3 | 2012 | 2065.2 | 2118.4 | 2171.9 | 2225.9 | 2279.9 | 2334.1 | 2383.9 | 2420.8
NPgN | GSP | NG FES - Falling Short | Total number of domestic heat pumps | FOURSTONES | Falling Short | Lct_BB56_NPgAggregate | Number of | NPgN | Fourstones |  | 111 | 128.8 | 132.4 | 148.1 | 166.7 | 186.9 | 208.5 | 231.5 | 255.4 | 279.7 | 304.6 | 329.6 | 345.9 | 364.7 | 386 | 406.2 | 421.7 | 443.6 | 465.5 | 487.2 | 509.2 | 531.2 | 553.1 | 575.4 | 598.1 | 620.9 | 643.6 | 663.4 | 675
NPgN | GSP | NG FES - Falling Short | Total number of domestic heat pumps | HARTMOOR | Falling Short | Lct_BB56_NPgAggregate | Number of | NPgN | Hart Moor |  | 1119.9 | 1226.4 | 1284.4 | 1525.5 | 1789.8 | 2073.4 | 2368.2 | 2675.1 | 2992.9 | 3315.1 | 3639.2 | 3956.9 | 4121.3 | 4260.4 | 4414.4 | 4559.7 | 4699.5 | 4850.2 | 5004.8 | 5161.1 | 5318.6 | 5475.1 | 5631.2 | 5787.8 | 5944.8 | 6101.8 | 6259.4 | 6398.5 | 6481
NPgN | GSP | NG FES - Falling Short | Total number of domestic heat pumps | HAWTHORN PIT GRID | Falling Short | Lct_BB56_NPgAggregate | Number of | NPgN | Hawthorn Pit |  | 866.4 | 1121.8 | 1194.2 | 1490.7 | 1812 | 2153.7 | 2508 | 2876.8 | 3257.9 | 3644 | 4032.6 | 4414.7 | 4657.5 | 4975.4 | 5300 | 5611 | 5907.1 | 6226.5 | 6550.1 | 6875.3 | 7202.6 | 7528.4 | 7853.7 | 8179.9 | 8507.2 | 8834.6 | 9161.9 | 9433.9 | 9541.6
NPgN | GSP | NG FES - Falling Short | Total number of domestic heat pumps | KNARESBOROUGH | Falling Short | Lct_BB56_NPgAggregate | Number of | NPgN | Knaresborough |  | 1096.2 | 1219.5 | 1258.9 | 1426.8 | 1616.5 | 1822.5 | 2038.5 | 2264.9 | 2499.9 | 2738.8 | 2979.8 | 3217 | 3351.4 | 3483.4 | 3620.7 | 3749.1 | 3869.3 | 4003.1 | 4139.8 | 4278.2 | 4417.9 | 4556.8 | 4695.5 | 4834.9 | 4975.2 | 5115.7 | 5256.8 | 5379.8 | 5448.1
NPgN | GSP | NG FES - Falling Short | Total number of domestic heat pumps | LACKENBY | Falling Short | Lct_BB56_NPgAggregate | Number of | NPgN | Lackenby |  | 802.4 | 1089.3 | 1211.4 | 1700.2 | 2218.7 | 2764.9 | 3327.4 | 3910.2 | 4510.9 | 5118.7 | 5729.1 | 6327.7 | 6664.1 | 6988.3 | 7318.3 | 7628.3 | 7921.8 | 8243.2 | 8571 | 8902.6 | 9237.1 | 9569.6 | 9901.5 | 10234.5 | 10569 | 10903.8 | 11238.4 | 11529.3 | 11691.3
NPgN | GSP | NG FES - Falling Short | Total number of domestic heat pumps | NORTON | Falling Short | Lct_BB56_NPgAggregate | Number of | NPgN | Norton |  | 2728.1 | 3308.2 | 3582.9 | 4696.8 | 5893.7 | 7160.2 | 8469.9 | 9831.5 | 11236.4 | 12658.9 | 14090.2 | 15498.3 | 16258.4 | 16928 | 17658.7 | 18347.5 | 18973.5 | 19696.5 | 20433.1 | 21176.8 | 21928.9 | 22676.4 | 23422.1 | 24172.3 | 24928.2 | 25685.1 | 26440.5 | 27107.6 | 27517.6
NPgN | GSP | NG FES - Falling Short | Total number of domestic heat pumps | OFFERTON | Falling Short | Lct_BB56_NPgAggregate | Number of | NPgN | Offerton |  | 315.2 | 380.1 | 414.1 | 550.9 | 696.9 | 851.2 | 1010.4 | 1175.4 | 1345.7 | 1518.1 | 1691.3 | 1861 | 1951.2 | 2024.6 | 2100.9 | 2171.4 | 2238.4 | 2312 | 2387.5 | 2464.5 | 2542.4 | 2619.7 | 2696.9 | 2774.4 | 2852.2 | 2930.2 | 3008.3 | 3078.4 | 3124
NPgN | GSP | NG FES - Falling Short | Total number of domestic heat pumps | OSBALDWICK | Falling Short | Lct_BB56_NPgAggregate | Number of | NPgN | Osbaldwick |  | 1910.7 | 2372.4 | 2535.2 | 3197.2 | 3911.3 | 4670 | 5455.2 | 6271.2 | 7114.1 | 7967.9 | 8826.4 | 9668.5 | 10102.2 | 10421.7 | 10764.2 | 11081.1 | 11376.3 | 11709.7 | 12052.5 | 12400.9 | 12753.5 | 13103.4 | 13452.5 | 13803.5 | 14157 | 14510.9 | 14864.9 | 15187.2 | 15415.9
NPgN | GSP | NG FES - Falling Short | Total number of domestic heat pumps | POPPLETON | Falling Short | Lct_BB56_NPgAggregate | Number of | NPgN | Poppleton |  | 432.2 | 496.5 | 524.1 | 638.2 | 763 | 896.1 | 1034.5 | 1178.7 | 1327.8 | 1478.9 | 1631.2 | 1780.9 | 1857.7 | 1910.3 | 1967.8 | 2020.7 | 2067.2 | 2123.9 | 2182.1 | 2240.8 | 2300.3 | 2359.4 | 2418.3 | 2477.7 | 2537.5 | 2597.5 | 2657.6 | 2713.5 | 2757
NPgN | GSP | NG FES - Falling Short | Total number of domestic heat pumps | SALTHOLME | Falling Short | Lct_BB56_NPgAggregate | Number of | NPgN | Saltholme |  | 56.2 | 56.7 | 57.4 | 60.9 | 65.3 | 70.3 | 75.7 | 81.4 | 87.3 | 93.4 | 99.6 | 105.6 | 108.6 | 111.3 | 114.8 | 118.1 | 121.4 | 124.9 | 128.5 | 132.1 | 135.8 | 139.4 | 143.1 | 146.7 | 150.4 | 154 | 157.7 | 160.9 | 162.5
NPgN | GSP | NG FES - Falling Short | Total number of domestic heat pumps | SOUTH SHIELDS | Falling Short | Lct_BB56_NPgAggregate | Number of | NPgN | South Shields |  | 320.7 | 387.2 | 427.4 | 588.8 | 760.3 | 941.2 | 1127.7 | 1320.9 | 1520.2 | 1721.8 | 1924.4 | 2123.1 | 2227.4 | 2299.6 | 2373 | 2440 | 2501.3 | 2572.3 | 2645.5 | 2720.4 | 2796.3 | 2871.6 | 2946.8 | 3022.4 | 3098.6 | 3174.9 | 3251.1 | 3321.8 | 3376.8
NPgN | GSP | NG FES - Falling Short | Total number of domestic heat pumps | SPADEADAM | Falling Short | Lct_BB56_NPgAggregate | Number of | NPgN | Spadeadam - Not in NG FES |  | 24.1 | 30.8 | 34.1 | 47.3 | 61.3 | 76.1 | 91.3 | 107.1 | 123.3 | 139.8 | 156.3 | 172.5 | 181.2 | 188.1 | 195.2 | 201.6 | 207.7 | 214.4 | 221.3 | 228.4 | 235.6 | 242.7 | 249.9 | 257 | 264.3 | 271.6 | 278.9 | 285.5 | 290.1
NPgN | GSP | NG FES - Falling Short | Total number of domestic heat pumps | SPENNYMOOR | Falling Short | Lct_BB56_NPgAggregate | Number of | NPgN | Spennymoor |  | 2218.9 | 2577.6 | 2736.5 | 3389.3 | 4099.1 | 4854.8 | 5638.9 | 6455.7 | 7299.6 | 8154.9 | 9016 | 9863.2 | 10316.6 | 10701.4 | 11118.9 | 11510 | 11865.2 | 12276.8 | 12697.1 | 13120.8 | 13549.4 | 13975.3 | 14400 | 14827.4 | 15258 | 15689.1 | 16120.3 | 16504.3 | 16749.4
NPgN | GSP | NG FES - Falling Short | Total number of domestic heat pumps | STELLA NORTH | Falling Short | Lct_BB56_NPgAggregate | Number of | NPgN | Stella North |  | 1171.4 | 1479.1 | 1661.8 | 2389.1 | 3156.3 | 3963.6 | 4793.4 | 5651.3 | 6535.4 | 7429.5 | 8326.5 | 9203.5 | 9643.9 | 9925.2 | 10218.1 | 10484.4 | 10740.1 | 11019.6 | 11309.2 | 11606.1 | 11906.5 | 12204 | 12501.1 | 12799.1 | 13098.4 | 13397.9 | 13697.7 | 13978.4 | 14202
NPgN | GSP | NG FES - Falling Short | Total number of domestic heat pumps | STELLA SOUTH | Falling Short | Lct_BB56_NPgAggregate | Number of | NPgN | Stella South |  | 1038.2 | 1297.8 | 1391.3 | 1773.7 | 2187.9 | 2627.3 | 3082.8 | 3557.4 | 4047.4 | 4543.8 | 5043.8 | 5536.9 | 5839.1 | 6184.8 | 6535.5 | 6868.4 | 7172.5 | 7519.1 | 7870.2 | 8222.8 | 8578.6 | 8932.8 | 9286.1 | 9641.4 | 9998.9 | 10356.8 | 10714.3 | 11019.3 | 11170
NPgN | GSP | NG FES - Falling Short | Total number of domestic heat pumps | TYNEMOUTH | Falling Short | Lct_BB56_NPgAggregate | Number of | NPgN | Tynemouth 1 |  | 1192.6 | 1389.3 | 1507.6 | 1982.8 | 2489.3 | 3025.5 | 3578.3 | 4150.9 | 4741.8 | 5339.9 | 5940.2 | 6527.3 | 6825.2 | 7023.8 | 7230.7 | 7419.6 | 7603.2 | 7800.6 | 8005.1 | 8215 | 8427 | 8637 | 8846.8 | 9057.1 | 9268.2 | 9479.4 | 9691.1 | 9887 | 10035.2
NPgN | GSP | NG FES - Falling Short | Total number of domestic heat pumps | WEST BOLDON | Falling Short | Lct_BB56_NPgAggregate | Number of | NPgN | West Boldon |  | 1535.2 | 1808.8 | 1959.6 | 2568.7 | 3220.1 | 3909.7 | 4621.5 | 5359.9 | 6121.9 | 6893.3 | 7668.4 | 8428 | 8833.2 | 9172 | 9527.9 | 9860.6 | 10176.5 | 10522.8 | 10877.9 | 11239.6 | 11604.7 | 11967.4 | 12329.5 | 12692.8 | 13058 | 13423.5 | 13789 | 14113.8 | 14317.5
NPgY | GSP | NG FES - Falling Short | Total number of domestic heat pumps | BRADFORD WEST | Falling Short | Lct_BB56_NPgAggregate | Number of | NPgY | Bradford West |  | 2262 | 2787.2 | 2994.5 | 3838.2 | 4750.4 | 5718.6 | 6721.7 | 7765.9 | 8844.4 | 9937.1 | 11037.2 | 12120.2 | 13277.3 | 14684.5 | 16215.9 | 17555.5 | 18337 | 19045.1 | 19762.2 | 20480 | 21204.3 | 21923.4 | 22641.4 | 23363.2 | 24089.9 | 24817.6 | 25546.4 | 26243.4 | 26845.7
NPgY | GSP | NG FES - Falling Short | Total number of domestic heat pumps | CAMBLESFORTH | Falling Short | Lct_BB56_NPgAggregate | Number of | NPgY | Camblesforth |  | 155 | 183.7 | 199.6 | 263.1 | 330.9 | 402.6 | 476.6 | 553.1 | 632.2 | 712.3 | 792.7 | 871.2 | 954 | 1050.3 | 1153.6 | 1242.5 | 1293 | 1333.4 | 1374.7 | 1416.6 | 1458.7 | 1500.5 | 1542.2 | 1584.1 | 1626.2 | 1668.4 | 1710.7 | 1752.8 | 1793.7
NPgY | GSP | NG FES - Falling Short | Total number of domestic heat pumps | CREYKE BECK | Falling Short | Lct_BB56_NPgAggregate | Number of | NPgY | Creyke Beck |  | 1931.3 | 2361.1 | 2583 | 3477.1 | 4432.8 | 5443.1 | 6486.1 | 7568.7 | 8685.7 | 9816.5 | 10953.3 | 12069.3 | 13255.3 | 14677.3 | 16219.3 | 17564.9 | 18343.2 | 19025.3 | 19717.6 | 20413.6 | 21115.2 | 21811.4 | 22506.8 | 23205.3 | 23908.4 | 24612.4 | 25317.1 | 25997.7 | 26606.1
NPgY | GSP | NG FES - Falling Short | Total number of domestic heat pumps | DRAX | Falling Short | Lct_BB56_NPgAggregate | Number of | NPgY | Drax |  | 204.1 | 291.4 | 353.6 | 597.2 | 851 | 1116.8 | 1389.1 | 1669.8 | 1958.7 | 2250.8 | 2543.3 | 2828.6 | 3129.1 | 3476.7 | 3846.7 | 4166.4 | 4346.2 | 4489 | 4634.8 | 4781.4 | 4928.8 | 5074.6 | 5220.5 | 5366.6 | 5513.6 | 5660.7 | 5807.8 | 5954.8 | 6100.7
NPgY | GSP | NG FES - Falling Short | Total number of domestic heat pumps | ELLAND | Falling Short | Lct_BB56_NPgAggregate | Number of | NPgY | Elland |  | 2288.1 | 2657.8 | 2808.7 | 3433.2 | 4118.7 | 4850.5 | 5612.1 | 6407.4 | 7229.9 | 8063.9 | 8904.9 | 9735 | 10636.6 | 11806.7 | 13097.6 | 14246.7 | 14960 | 15632.8 | 16312.1 | 16991.2 | 17675.9 | 18356.6 | 19036.1 | 19719.1 | 20406.5 | 21094.9 | 21782.8 | 22415.4 | 22886.9
NPgY | GSP | NG FES - Falling Short | Total number of domestic heat pumps | FERRYBRIDGE A | Falling Short | Lct_BB56_NPgAggregate | Number of | NPgY | Ferrybridge A |  | 755.1 | 1005.9 | 1096.9 | 1465.2 | 1858.9 | 2275.4 | 2705.4 | 3151.6 | 3612 | 4078.1 | 4546.5 | 5006 | 5497.5 | 6089.5 | 6725.3 | 7280.8 | 7602.8 | 7883.4 | 8168.3 | 8454.3 | 8742.5 | 9028.4 | 9314 | 9600.7 | 9888.9 | 10177.3 | 10465.5 | 10743 | 10990.2
NPgY | GSP | NG FES - Falling Short | Total number of domestic heat pumps | FERRYBRIDGE B | Falling Short | Lct_BB56_NPgAggregate | Number of | NPgY | Ferrybridge B (_M) |  | 1667.6 | 1982 | 2131.8 | 2739.4 | 3393 | 4086.8 | 4804.3 | 5549.4 | 6318.8 | 7098.2 | 7881.6 | 8649.8 | 9470.8 | 10482.5 | 11583.9 | 12551 | 13130.8 | 13635.8 | 14148.5 | 14662.8 | 15180.4 | 15694.2 | 16207.4 | 16722.2 | 17239.5 | 17757.1 | 18275.6 | 18767.3 | 19178.5
NPgY | GSP | NG FES - Falling Short | Total number of domestic heat pumps | GRIMSBY WEST | Falling Short | Lct_BB56_NPgAggregate | Number of | NPgY | Grimsby West |  | 488.9 | 615.7 | 700.6 | 1038.4 | 1393.7 | 1767.5 | 2151.3 | 2547.8 | 2956.4 | 3369.7 | 3784 | 4188.7 | 4615.5 | 5115.7 | 5654.3 | 6121.1 | 6389.1 | 6606.4 | 6828.1 | 7052.4 | 7278.1 | 7501.9 | 7725.6 | 7949.6 | 8174.4 | 8399.4 | 8624.8 | 8846.4 | 9056.5
NPgY | GSP | NG FES - Falling Short | Total number of domestic heat pumps | JORDANTHORPE | Falling Short | Lct_BB56_NPgAggregate | Number of | NPgY | Jordanthorpe |  | 638 | 784.1 | 818.6 | 962.6 | 1122.1 | 1293.7 | 1472.7 | 1659.7 | 1853.3 | 2049.9 | 2247.9 | 2442.6 | 2649 | 2891.6 | 3153.4 | 3380.7 | 3508.7 | 3620.6 | 3734.5 | 3848.4 | 3963.4 | 4077.4 | 4191.3 | 4305.8 | 4421.3 | 4537 | 4652.9 | 4766.6 | 4873.8
NPgY | GSP | NG FES - Falling Short | Total number of domestic heat pumps | KEADBY | Falling Short | Lct_BB56_NPgAggregate | Number of | NPgY | Keadby |  | 890.2 | 1117.4 | 1251.5 | 1781.9 | 2341.9 | 2932.1 | 3538.9 | 4166.4 | 4813.4 | 5468 | 6124.7 | 6766.3 | 7445.3 | 8248.5 | 9112.8 | 9861.8 | 10295.2 | 10649.9 | 11011.6 | 11377.2 | 11744.9 | 12109.4 | 12473.8 | 12839.3 | 13207.4 | 13575.8 | 13945.1 | 14306.3 | 14641.7
NPgY | GSP | NG FES - Falling Short | Total number of domestic heat pumps | KIRKSTALL B | Falling Short | Lct_BB56_NPgAggregate | Number of | NPgY | Kirkstall B |  | 914.4 | 1208 | 1344.6 | 1894.3 | 2481.5 | 3100.3 | 3739.3 | 4403.4 | 5088.2 | 5781.1 | 6478.7 | 7166.1 | 7898 | 8780.3 | 9741.8 | 10584.4 | 11068.9 | 11516.4 | 11968.8 | 12422.4 | 12880.7 | 13335.9 | 13790.2 | 14247.5 | 14708.4 | 15170.2 | 15630.8 | 16072 | 16460.6
NPgY | GSP | NG FES - Falling Short | Total number of domestic heat pumps | NEEPSEND | Falling Short | Lct_BB56_NPgAggregate | Number of | NPgY | Neepsend |  | 553.9 | 711.3 | 758.1 | 948.8 | 1155.1 | 1374.7 | 1602.2 | 1838.8 | 2083.3 | 2331 | 2580.1 | 2824.5 | 3085.1 | 3401 | 3743.1 | 4041.7 | 4218.1 | 4370 | 4524.4 | 4679.1 | 4834.8 | 4989.4 | 5143.7 | 5298.5 | 5453.9 | 5609.5 | 5765.7 | 5915.7 | 6046.4
NPgY | GSP | NG FES - Falling Short | Total number of domestic heat pumps | NORTON LEES | Falling Short | Lct_BB56_NPgAggregate | Number of | NPgY | Norton Lees |  | 826.6 | 932.4 | 970.7 | 1132 | 1311.9 | 1505.7 | 1708.1 | 1919.9 | 2139.3 | 2362 | 2586.6 | 2807.8 | 3042.5 | 3336.1 | 3663.6 | 3953 | 4129.3 | 4288.9 | 4450.6 | 4612.3 | 4775.3 | 4937.1 | 5098.7 | 5261 | 5424.1 | 5587.4 | 5750.9 | 5904.1 | 6026.3
NPgY | GSP | NG FES - Falling Short | Total number of domestic heat pumps | PITSMOOR 3/4 | Falling Short | Lct_BB56_NPgAggregate | Number of | NPgY | Pitsmoor |  | 117.4 | 169.7 | 192.9 | 285.2 | 383.1 | 485.9 | 591.9 | 701.7 | 814.8 | 929.3 | 1044.4 | 1157.4 | 1278.6 | 1424.2 | 1580.4 | 1716.4 | 1795 | 1864.5 | 1934.9 | 2005.8 | 2077.3 | 2148.2 | 2219.1 | 2290.3 | 2361.9 | 2433.7 | 2505.4 | 2574.7 | 2636.8
NPgY | GSP | NG FES - Falling Short | Total number of domestic heat pumps | SALTEND NORTH | Falling Short | Lct_BB56_NPgAggregate | Number of | NPgY | Saltend North |  | 212.5 | 267.8 | 298.4 | 421.2 | 551.6 | 689.1 | 830.8 | 977.7 | 1129.2 | 1282.4 | 1436.5 | 1587.6 | 1747.9 | 1935.5 | 2137.2 | 2312 | 2409.9 | 2494.7 | 2581 | 2668.1 | 2755.9 | 2843.1 | 2930.1 | 3017.6 | 3105.8 | 3194 | 3282.3 | 3369.1 | 3451.6
NPgY | GSP | NG FES - Falling Short | Total number of domestic heat pumps | SHEFFIELD CITY | Falling Short | Lct_BB56_NPgAggregate | Number of | NPgY | Sheffield City |  | 395.6 | 487.1 | 507.4 | 592.5 | 687.5 | 789.8 | 896.7 | 1008.5 | 1124.3 | 1242 | 1360.6 | 1477.5 | 1601.8 | 1761 | 1940.4 | 2099.9 | 2199.5 | 2290.8 | 2383.1 | 2475.4 | 2568.2 | 2660.6 | 2752.7 | 2845.3 | 2938.2 | 3031.3 | 3124.5 | 3210.5 | 3275.3
NPgY | GSP | NG FES - Falling Short | Total number of domestic heat pumps | SKELTON GRANGE | Falling Short | Lct_BB56_NPgAggregate | Number of | NPgY | Skelton Grange |  | 3239.1 | 3876.2 | 4167.8 | 5354.9 | 6635.7 | 7995 | 9402.3 | 10865.9 | 12377.3 | 13908.3 | 15448.7 | 16963 | 18594.4 | 20639.5 | 22869 | 24834.3 | 26024.9 | 27097 | 28182.5 | 29270.3 | 30366.1 | 31454.6 | 32541.5 | 33632.7 | 34729.5 | 35827.4 | 36925.4 | 37955 | 38784
NPgY | GSP | NG FES - Falling Short | Total number of domestic heat pumps | TEMPLEBOROUGH 275/33KV | Falling Short | Lct_BB56_NPgAggregate | Number of | NPgY | Templeborough |  | 31.3 | 39.2 | 42.5 | 55.9 | 70.3 | 85.5 | 101.3 | 117.6 | 134.5 | 151.6 | 168.8 | 185.7 | 203.9 | 226.3 | 250.3 | 271.2 | 283.6 | 294.6 | 305.7 | 316.9 | 328.1 | 339.3 | 350.4 | 361.5 | 372.8 | 384 | 395.2 | 406 | 415.2
NPgY | GSP | NG FES - Falling Short | Total number of domestic heat pumps | THURCROFT | Falling Short | Lct_BB56_NPgAggregate | Number of | NPgY | Thurcroft |  | 1537.4 | 1858.7 | 1964.9 | 2403.2 | 2882.2 | 3393.7 | 3925.1 | 4479.1 | 5051.9 | 5632.6 | 6217.3 | 6792.5 | 7405.9 | 8154.3 | 8970.7 | 9687.6 | 10108.3 | 10486.3 | 10869.4 | 11252.5 | 11638.6 | 12021.9 | 12404.5 | 12789 | 13175.5 | 13562.6 | 13949.9 | 14319.1 | 14634.9
NPgY | GSP | NG FES - Falling Short | Total number of domestic heat pumps | WEST MELTON / THORPE MARSH | Falling Short | Lct_BB56_NPgAggregate | Number of | NPgY | Thorpe Marsh |  | 1949.2 | 2388.8 | 2587.8 | 3394.7 | 4260.7 | 5178.1 | 6126.2 | 7110.9 | 8127.3 | 9156.5 | 10191.2 | 11207.1 | 12287.9 | 13610.9 | 15058.5 | 16330.2 | 17085.3 | 17751.9 | 18427.9 | 19105.7 | 19788.3 | 20465.9 | 21142.7 | 21821.9 | 22504.2 | 23187.1 | 23870.4 | 24519.7 | 25068.9
NPgY | GSP | NG FES - Falling Short | Total number of domestic heat pumps | WEST MELTON SECTION 3 | Falling Short | Lct_BB56_NPgAggregate | Number of | NPgY | West Melton |  | 2448.5 | 3107.9 | 3383.5 | 4499 | 5692.4 | 6955.4 | 8259.4 | 9612.6 | 11008.9 | 12422.5 | 13842.9 | 15236.3 | 16749.8 | 18635.4 | 20652 | 22424.5 | 23489.4 | 24427.1 | 25377.8 | 26330.9 | 27290.1 | 28242.4 | 29193.5 | 30147.7 | 31105.8 | 32064.7 | 33023.3 | 33928.2 | 34676
NPgY | GSP | NG FES - Falling Short | Total number of domestic heat pumps | WINCOBANK | Falling Short | Lct_BB56_NPgAggregate | Number of | NPgY | Wincobank |  | 158.6 | 193 | 202.2 | 240.6 | 283.5 | 329.4 | 377.4 | 427.6 | 479.6 | 532.4 | 585.6 | 638.4 | 694.7 | 773.3 | 865.1 | 949 | 1004.5 | 1058.7 | 1113.2 | 1167.6 | 1222.3 | 1276.8 | 1331.2 | 1385.8 | 1440.7 | 1495.7 | 1550.5 | 1599.1 | 1629.7
NPgN | GSP | NG FES - Leading the Way | Total number of domestic heat pumps | BLYTH 66kV | Leading the Way | Lct_BB56_NPgAggregate | Number of | NPgN | Blyth 66kV |  | 1233 | 1693.1 | 2539 | 4523 | 7188.4 | 10187.2 | 11719.5 | 12453.5 | 14439.3 | 20235.4 | 25995.1 | 31505.7 | 36749.5 | 41879.4 | 47029.9 | 52198.6 | 57217.7 | 61937.4 | 65776.7 | 68993 | 71914.9 | 76261.2 | 81393.7 | 85309.3 | 85482.3 | 85657.5 | 85833.8 | 86011.7 | 86278
NPgN | GSP | NG FES - Leading the Way | Total number of domestic heat pumps | BLYTH 132kV | Leading the Way | Lct_BB56_NPgAggregate | Number of | NPgN | Blyth 132kV |  | 244.9 | 365 | 568.1 | 1043.4 | 1698.4 | 2449.9 | 2810 | 2971.3 | 3489.8 | 5072.6 | 6632.8 | 8132.4 | 9573.2 | 10991 | 12410.5 | 13822.3 | 15194.2 | 16487.5 | 17556.1 | 18457.6 | 19274.8 | 20472.3 | 21874.8 | 22942.7 | 22984 | 23025.6 | 23067.5 | 23109.8 | 23176.7
NPgN | GSP | NG FES - Leading the Way | Total number of domestic heat pumps | FOURSTONES | Leading the Way | Lct_BB56_NPgAggregate | Number of | NPgN | Fourstones |  | 111 | 158.4 | 230.6 | 399.3 | 628.4 | 884.1 | 1000.7 | 1041 | 1174.7 | 1599.7 | 2025.8 | 2443.2 | 2849.5 | 3247.3 | 3648.6 | 4046.8 | 4424.5 | 4778.9 | 5047.9 | 5261.4 | 5450.4 | 5769.8 | 6160.2 | 6457.7 | 6468.2 | 6478.4 | 6488.2 | 6497.9 | 6514.4
NPgN | GSP | NG FES - Leading the Way | Total number of domestic heat pumps | HARTMOOR | Leading the Way | Lct_BB56_NPgAggregate | Number of | NPgN | Hart Moor |  | 1119.9 | 1406.9 | 1989.5 | 3364.6 | 5152.5 | 7087.3 | 8075 | 8464 | 9412.9 | 12198.7 | 15036.2 | 17768.9 | 20357.3 | 22851 | 25382.2 | 27976.5 | 30469.9 | 32741.1 | 34402.8 | 35698.4 | 36853.6 | 38895.5 | 41454.8 | 43410.4 | 43498.8 | 43587.8 | 43678 | 43769.8 | 43907.1
NPgN | GSP | NG FES - Leading the Way | Total number of domestic heat pumps | HAWTHORN PIT GRID | Leading the Way | Lct_BB56_NPgAggregate | Number of | NPgN | Hawthorn Pit |  | 866.4 | 1385 | 2054.3 | 3562.2 | 5450.9 | 7511.3 | 8693 | 9347.2 | 10583.9 | 13733 | 16942.7 | 20042.6 | 23014.2 | 25946.5 | 28890.4 | 31796.5 | 34579.4 | 37128.6 | 39038.9 | 40601.9 | 42004.7 | 44266.5 | 47007.3 | 49104.4 | 49210.7 | 49316.2 | 49420.8 | 49524.9 | 49678.7
NPgN | GSP | NG FES - Leading the Way | Total number of domestic heat pumps | KNARESBOROUGH | Leading the Way | Lct_BB56_NPgAggregate | Number of | NPgN | Knaresborough |  | 1096.2 | 1432.4 | 2044 | 3508.4 | 5484.3 | 7678.1 | 8676.4 | 8964.6 | 10110.8 | 13916.5 | 17716 | 21415.6 | 24986.9 | 28461.9 | 31967.2 | 35507.8 | 38918.8 | 42060.9 | 44464.1 | 46394.9 | 48121.9 | 50973.7 | 54479.6 | 57146.3 | 57221.3 | 57297.1 | 57373.9 | 57452.1 | 57592.6
NPgN | GSP | NG FES - Leading the Way | Total number of domestic heat pumps | LACKENBY | Leading the Way | Lct_BB56_NPgAggregate | Number of | NPgN | Lackenby |  | 802.4 | 1364.6 | 2246.5 | 4116.6 | 6467.4 | 9057.5 | 10556.9 | 11399 | 13237.2 | 18156.1 | 23075.1 | 27787 | 32289.9 | 36742.3 | 41195 | 45574.2 | 49785.7 | 53705.7 | 56885.3 | 59614.1 | 62125 | 65736.7 | 69994.6 | 73249.5 | 73415.8 | 73583.8 | 73751.3 | 73918.4 | 74159.6
NPgN | GSP | NG FES - Leading the Way | Total number of domestic heat pumps | NORTON | Leading the Way | Lct_BB56_NPgAggregate | Number of | NPgN | Norton |  | 2728.1 | 3988.7 | 6146.2 | 10926.9 | 17137.7 | 24007.8 | 27735.8 | 29645.6 | 34025.2 | 46122.6 | 58258.6 | 69909.1 | 81028.6 | 91938.4 | 102907.2 | 113815.1 | 124279.6 | 134063.6 | 141837.2 | 148305.3 | 154176.3 | 163114.3 | 173780.5 | 181933.2 | 182336 | 182736 | 183132.3 | 183526.4 | 184104.6
NPgN | GSP | NG FES - Leading the Way | Total number of domestic heat pumps | OFFERTON | Leading the Way | Lct_BB56_NPgAggregate | Number of | NPgN | Offerton |  | 315.2 | 454.6 | 719.5 | 1336.2 | 2174.8 | 3130.6 | 3591 | 3800.5 | 4455.8 | 6444.9 | 8407.3 | 10296.8 | 12113.3 | 13899.6 | 15688.4 | 17468.8 | 19195.4 | 20819.1 | 22149.6 | 23272.4 | 24292 | 25792.9 | 27551.6 | 28890.3 | 28936.6 | 28983 | 29029.5 | 29076.1 | 29153.1
NPgN | GSP | NG FES - Leading the Way | Total number of domestic heat pumps | OSBALDWICK | Leading the Way | Lct_BB56_NPgAggregate | Number of | NPgN | Osbaldwick |  | 1910.7 | 2873.2 | 4195.1 | 6985.9 | 10541.4 | 14436.3 | 16580.3 | 17597.8 | 20129.5 | 27373.1 | 34632.9 | 41596.5 | 48236.4 | 54750.1 | 61294.4 | 67809 | 74068.4 | 79884.7 | 84583.1 | 88560.6 | 92216.7 | 97611.2 | 104069.8 | 109005.2 | 109248.4 | 109495.3 | 109742.7 | 109991.5 | 110352.7
NPgN | GSP | NG FES - Leading the Way | Total number of domestic heat pumps | POPPLETON | Leading the Way | Lct_BB56_NPgAggregate | Number of | NPgN | Poppleton |  | 432.2 | 584.1 | 837.7 | 1412 | 2166.1 | 2992.1 | 3417.5 | 3590.1 | 4030 | 5325.5 | 6636.1 | 7897.3 | 9096 | 10260 | 11436.6 | 12623.5 | 13759.8 | 14813 | 15619.6 | 16265.1 | 16843.6 | 17802 | 18984.8 | 19889.1 | 19931.7 | 19974 | 20016.1 | 20058.3 | 20120.7
NPgN | GSP | NG FES - Leading the Way | Total number of domestic heat pumps | SALTHOLME | Leading the Way | Lct_BB56_NPgAggregate | Number of | NPgN | Saltholme |  | 56.2 | 61.8 | 74.7 | 113.3 | 164.8 | 218.9 | 246.5 | 253.6 | 273.7 | 339.9 | 408.6 | 475.3 | 537.5 | 594.5 | 654 | 720.1 | 784.2 | 842.6 | 880.4 | 906.6 | 930 | 977.9 | 1042.5 | 1091.8 | 1093.6 | 1095.5 | 1097.5 | 1099.6 | 1102.8
NPgN | GSP | NG FES - Leading the Way | Total number of domestic heat pumps | SOUTH SHIELDS | Leading the Way | Lct_BB56_NPgAggregate | Number of | NPgN | South Shields |  | 320.7 | 455.6 | 694.7 | 1268.5 | 2043.5 | 2920.5 | 3381.3 | 3618.2 | 4285.9 | 6236.4 | 8159.1 | 10001.1 | 11758.6 | 13483.3 | 15210.8 | 16936.7 | 18614.2 | 20213.4 | 21545.9 | 22689 | 23741.5 | 25211.9 | 26919 | 28220.5 | 28278.3 | 28337.3 | 28396.3 | 28455.3 | 28543.3
NPgN | GSP | NG FES - Leading the Way | Total number of domestic heat pumps | SPADEADAM | Leading the Way | Lct_BB56_NPgAggregate | Number of | NPgN | Spadeadam - Not in NG FES |  | 24.1 | 37.5 | 61.4 | 116.7 | 193.9 | 284.3 | 327.1 | 347.2 | 413.8 | 617.9 | 818 | 1010.7 | 1196.5 | 1379.8 | 1563.1 | 1744.6 | 1920.9 | 2088 | 2228.1 | 2347.6 | 2455.7 | 2610.4 | 2789.9 | 2926.5 | 2930.9 | 2935.3 | 2939.7 | 2944.1 | 2951.6
NPgN | GSP | NG FES - Leading the Way | Total number of domestic heat pumps | SPENNYMOOR | Leading the Way | Lct_BB56_NPgAggregate | Number of | NPgN | Spennymoor |  | 2218.9 | 3039.6 | 4427.6 | 7646.9 | 11884.1 | 16551.6 | 18951.2 | 20041.6 | 22675.3 | 30209 | 37808.7 | 45122.5 | 52093.4 | 58890.3 | 65745.3 | 72630.6 | 79241.8 | 85392.9 | 90124.7 | 93942.1 | 97365.6 | 102945.7 | 109721.1 | 114898.2 | 115145 | 115390.8 | 115636 | 115881.4 | 116244.9
NPgN | GSP | NG FES - Leading the Way | Total number of domestic heat pumps | STELLA NORTH | Leading the Way | Lct_BB56_NPgAggregate | Number of | NPgN | Stella North |  | 1171.4 | 1732.8 | 2698.7 | 4882.6 | 7750.3 | 10963.6 | 12754.9 | 13779.4 | 16282.3 | 23222.5 | 30091.5 | 36623.8 | 42811.6 | 48892.1 | 54977.5 | 61042.5 | 66945 | 72546.9 | 77256.9 | 81329 | 85097.4 | 90307.9 | 96325.6 | 100922 | 101165.5 | 101416.1 | 101668.8 | 101923.8 | 102281.8
NPgN | GSP | NG FES - Leading the Way | Total number of domestic heat pumps | STELLA SOUTH | Leading the Way | Lct_BB56_NPgAggregate | Number of | NPgN | Stella South |  | 1038.2 | 1570.7 | 2312.6 | 4104 | 6436.1 | 9016.6 | 10439.7 | 11215.6 | 12825.3 | 17085.2 | 21385.6 | 25529.9 | 29495.3 | 33393 | 37307.7 | 41195.5 | 44933.9 | 48443.3 | 51139.9 | 53347.7 | 55331.5 | 58441.8 | 62162.2 | 65006.7 | 65150.4 | 65292.1 | 65431.8 | 65569.9 | 65773.4
NPgN | GSP | NG FES - Leading the Way | Total number of domestic heat pumps | TYNEMOUTH | Leading the Way | Lct_BB56_NPgAggregate | Number of | NPgN | Tynemouth 1 |  | 1192.6 | 1608.9 | 2405.1 | 4288.6 | 6811.4 | 9631.6 | 11067.1 | 11734 | 13657.4 | 19379 | 25047.6 | 30481.2 | 35656.1 | 40716.1 | 45795.7 | 50900.7 | 55863 | 60529 | 64337.9 | 67553.9 | 70502.8 | 74807.8 | 79880.2 | 83747.3 | 83914.9 | 84087.7 | 84262.5 | 84439.5 | 84704
NPgN | GSP | NG FES - Leading the Way | Total number of domestic heat pumps | WEST BOLDON | Leading the Way | Lct_BB56_NPgAggregate | Number of | NPgN | West Boldon |  | 1535.2 | 2133 | 3261.3 | 5899 | 9420 | 13368.7 | 15416.2 | 16382.4 | 19008.3 | 26690 | 34320.3 | 41653.1 | 48664.8 | 55533.7 | 62432.1 | 69337.4 | 76023.9 | 82292.3 | 87354.2 | 91599.9 | 95463.6 | 101187.7 | 107975.9 | 113151.6 | 113365.4 | 113580.8 | 113796.6 | 114012.9 | 114346.6
NPgY | GSP | NG FES - Leading the Way | Total number of domestic heat pumps | BRADFORD WEST | Leading the Way | Lct_BB56_NPgAggregate | Number of | NPgY | Bradford West |  | 2262 | 3110.1 | 4405.8 | 7395.7 | 11602.5 | 16578.3 | 17744 | 18956.4 | 23069.5 | 35790.4 | 48508.2 | 61178.1 | 73825.7 | 86489.4 | 99309.3 | 111930.4 | 124231.8 | 135944.1 | 146046.4 | 154989 | 163212.5 | 175257.4 | 187289.8 | 196451.1 | 197099.5 | 197748.9 | 198398.5 | 199050.2 | 199623.9
NPgY | GSP | NG FES - Leading the Way | Total number of domestic heat pumps | CAMBLESFORTH | Leading the Way | Lct_BB56_NPgAggregate | Number of | NPgY | Camblesforth |  | 155 | 198.5 | 286.8 | 493 | 781.7 | 1122.4 | 1195.4 | 1271.4 | 1560.1 | 2480.2 | 3399.5 | 4314.7 | 5227.1 | 6139.4 | 7063 | 7978.4 | 8876.1 | 9726.8 | 10466.2 | 11126.9 | 11739.2 | 12619.8 | 13500.1 | 14170.4 | 14218.7 | 14267.8 | 14317.6 | 14368.1 | 14412.1
NPgY | GSP | NG FES - Leading the Way | Total number of domestic heat pumps | CREYKE BECK | Leading the Way | Lct_BB56_NPgAggregate | Number of | NPgY | Creyke Beck |  | 1931.3 | 2599.4 | 3724.6 | 6342.7 | 10004.2 | 14336.7 | 15489 | 16685.9 | 20694.4 | 33035.3 | 45366.8 | 57648.1 | 69913 | 82209.3 | 94659 | 106948.7 | 118974.8 | 130471.9 | 140565.6 | 149672.3 | 158159.5 | 169842.5 | 181516.1 | 190413.9 | 191093.7 | 191784.3 | 192478.1 | 193176.6 | 193783.4
NPgY | GSP | NG FES - Leading the Way | Total number of domestic heat pumps | DRAX | Leading the Way | Lct_BB56_NPgAggregate | Number of | NPgY | Drax |  | 204.1 | 307.9 | 472.2 | 796.8 | 1177.4 | 1594.2 | 1857.7 | 2130.3 | 2668.9 | 3986.8 | 5306.5 | 6618.6 | 7939.3 | 9292.9 | 10672.9 | 12009.7 | 13319.1 | 14549 | 15638.4 | 16684.4 | 17709.3 | 18899.5 | 20089.9 | 21021 | 21187.1 | 21358 | 21530.2 | 21704.5 | 21860.7
NPgY | GSP | NG FES - Leading the Way | Total number of domestic heat pumps | ELLAND | Leading the Way | Lct_BB56_NPgAggregate | Number of | NPgY | Elland |  | 2288.1 | 2928.7 | 4029.1 | 6596.8 | 10117.5 | 14201.2 | 15221.3 | 16278.9 | 19567.6 | 29495 | 39424.5 | 49309.7 | 59149.9 | 68945.7 | 78894.1 | 88758.8 | 98336.2 | 107397.1 | 115056.5 | 121807.5 | 128034.9 | 137342.6 | 146638.9 | 153717.7 | 154233.1 | 154750.5 | 155267.9 | 155786.7 | 156231.4
NPgY | GSP | NG FES - Leading the Way | Total number of domestic heat pumps | FERRYBRIDGE A | Leading the Way | Lct_BB56_NPgAggregate | Number of | NPgY | Ferrybridge A |  | 755.1 | 1121.6 | 1478.6 | 2255.6 | 3275.9 | 4456.2 | 4931.5 | 5424 | 6498.7 | 9291.3 | 12090.2 | 14876 | 17669.5 | 20500.5 | 23384.5 | 26187.3 | 28905.7 | 31456.1 | 33619.2 | 35567.1 | 37381.7 | 39919.5 | 42454.3 | 44413.9 | 44667.6 | 44921.2 | 45174.5 | 45427.8 | 45664.4
NPgY | GSP | NG FES - Leading the Way | Total number of domestic heat pumps | FERRYBRIDGE B | Leading the Way | Lct_BB56_NPgAggregate | Number of | NPgY | Ferrybridge B (_M) |  | 1667.6 | 2160.5 | 2998.8 | 4884.5 | 7410.7 | 10321.8 | 11146.8 | 12001.8 | 14347.4 | 21120.9 | 27899.2 | 34642 | 41361.7 | 48080 | 54916.2 | 61672 | 68237.2 | 74378.1 | 79528.7 | 84079.2 | 88283.8 | 94595.4 | 100901.7 | 105729 | 106176.1 | 106625.9 | 107077.9 | 107533.2 | 107942.7
NPgY | GSP | NG FES - Leading the Way | Total number of domestic heat pumps | GRIMSBY WEST | Leading the Way | Lct_BB56_NPgAggregate | Number of | NPgY | Grimsby West |  | 488.9 | 666.1 | 998.9 | 1758.6 | 2811.3 | 4064 | 4450.3 | 4850.7 | 6247.6 | 10591.7 | 14927.7 | 19245.6 | 23564.3 | 27909.7 | 32302.3 | 36639.3 | 40911.6 | 45014.1 | 48721.1 | 52154.1 | 55406 | 59530.6 | 63653.5 | 66796.8 | 67039.9 | 67290.2 | 67543.1 | 67798.6 | 68022.2
NPgY | GSP | NG FES - Leading the Way | Total number of domestic heat pumps | JORDANTHORPE | Leading the Way | Lct_BB56_NPgAggregate | Number of | NPgY | Jordanthorpe |  | 638 | 859.8 | 1040.4 | 1493.5 | 2127.3 | 2865.4 | 3060.2 | 3263.1 | 3838.4 | 5520.5 | 7205.5 | 8882 | 10550 | 12212.8 | 13907.1 | 15586.7 | 17219.8 | 18759.3 | 20044.1 | 21166.1 | 22197.1 | 23779 | 25359.3 | 26569.7 | 26683.2 | 26797 | 26911 | 27025.9 | 27128.7
NPgY | GSP | NG FES - Leading the Way | Total number of domestic heat pumps | KEADBY | Leading the Way | Lct_BB56_NPgAggregate | Number of | NPgY | Keadby |  | 890.2 | 1207.4 | 1778.9 | 3097.5 | 4932.4 | 7107.8 | 7730.8 | 8377 | 10402.8 | 16512 | 22616.2 | 28693.3 | 34769.1 | 40880.2 | 47070.8 | 53170.6 | 59159.1 | 64854 | 69854.4 | 74369.7 | 78574.5 | 84342 | 90107.5 | 94514.2 | 94893.5 | 95277.6 | 95664.6 | 96056.3 | 96406.5
NPgY | GSP | NG FES - Leading the Way | Total number of domestic heat pumps | KIRKSTALL B | Leading the Way | Lct_BB56_NPgAggregate | Number of | NPgY | Kirkstall B |  | 914.4 | 1377.7 | 2030.2 | 3435.8 | 5346.8 | 7602.6 | 8345.6 | 9117.5 | 11279.8 | 17551.8 | 23824.2 | 30074.2 | 36333.3 | 42642.3 | 49035.6 | 55283.2 | 61355.5 | 67169.4 | 72275.7 | 76909.3 | 81231.7 | 87082.6 | 92925.6 | 97396.3 | 97798.8 | 98201 | 98601.1 | 99000 | 99355
NPgY | GSP | NG FES - Leading the Way | Total number of domestic heat pumps | NEEPSEND | Leading the Way | Lct_BB56_NPgAggregate | Number of | NPgY | Neepsend |  | 553.9 | 806.1 | 1106.5 | 1753.2 | 2643.6 | 3691 | 3945.2 | 4209.2 | 5042.3 | 7564.5 | 10087.8 | 12601.6 | 15114.1 | 17636.7 | 20192.3 | 22696.6 | 25129.7 | 27413 | 29365.7 | 31089.9 | 32670.9 | 35050.3 | 37427.6 | 39241.4 | 39382.4 | 39523.9 | 39665.7 | 39808.1 | 39936.5
NPgY | GSP | NG FES - Leading the Way | Total number of domestic heat pumps | NORTON LEES | Leading the Way | Lct_BB56_NPgAggregate | Number of | NPgY | Norton Lees |  | 826.6 | 1008.1 | 1317.9 | 2063.3 | 3090.9 | 4273.9 | 4525 | 4786 | 5640.1 | 8264.5 | 10890.3 | 13501.1 | 16089.8 | 18648.9 | 21256.4 | 23865.8 | 26397.6 | 28768 | 30721.6 | 32408.2 | 33951.5 | 36431.9 | 38909.7 | 40796.1 | 40933.3 | 41071.3 | 41210.3 | 41350.5 | 41470.3
NPgY | GSP | NG FES - Leading the Way | Total number of domestic heat pumps | PITSMOOR 3/4 | Leading the Way | Lct_BB56_NPgAggregate | Number of | NPgY | Pitsmoor |  | 117.4 | 200.2 | 319 | 566.2 | 907.8 | 1318.2 | 1435.8 | 1558 | 1941.7 | 3098.7 | 4255 | 5408.1 | 6564.4 | 7732.4 | 8912.1 | 10061.5 | 11182 | 12251.5 | 13199.4 | 14057.8 | 14852.5 | 15941.5 | 17029.4 | 17859.6 | 17923.5 | 17987.3 | 18050.9 | 18114.4 | 18172.4
NPgY | GSP | NG FES - Leading the Way | Total number of domestic heat pumps | SALTEND NORTH | Leading the Way | Lct_BB56_NPgAggregate | Number of | NPgY | Saltend North |  | 212.5 | 294.4 | 428.1 | 759.2 | 1242.2 | 1826.8 | 1975.5 | 2130.3 | 2669.4 | 4346.4 | 6021.7 | 7690.7 | 9359.2 | 11035.3 | 12730.5 | 14401.9 | 16042.8 | 17622.7 | 19018.5 | 20270.1 | 21426.5 | 23019.6 | 24611.3 | 25824.2 | 25913.6 | 26003.3 | 26092.9 | 26182.8 | 26263.1
NPgY | GSP | NG FES - Leading the Way | Total number of domestic heat pumps | SHEFFIELD CITY | Leading the Way | Lct_BB56_NPgAggregate | Number of | NPgY | Sheffield City |  | 395.6 | 549 | 714.4 | 1071.8 | 1559.3 | 2125.4 | 2265.4 | 2410.6 | 2835.2 | 4092.4 | 5350.9 | 6603.7 | 7852.8 | 9100 | 10367.8 | 11615.5 | 12819.4 | 13940.7 | 14877.1 | 15692.7 | 16437.1 | 17611.8 | 18785 | 19679.7 | 19749.5 | 19819.4 | 19889.4 | 19959.5 | 20021
NPgY | GSP | NG FES - Leading the Way | Total number of domestic heat pumps | SKELTON GRANGE | Leading the Way | Lct_BB56_NPgAggregate | Number of | NPgY | Skelton Grange |  | 3239.1 | 4247.1 | 5914.7 | 9778.9 | 15053.3 | 21186.4 | 22892.5 | 24660.6 | 29842.8 | 45162.1 | 60484.4 | 75737 | 90946.6 | 106155.8 | 121598.2 | 136854.8 | 151710.1 | 165767.8 | 177746.8 | 188393.9 | 198257.4 | 212581.9 | 226891.9 | 237817.9 | 238719 | 239625 | 240532.6 | 241443.5 | 242248.2
NPgY | GSP | NG FES - Leading the Way | Total number of domestic heat pumps | TEMPLEBOROUGH 275/33KV | Leading the Way | Lct_BB56_NPgAggregate | Number of | NPgY | Templeborough |  | 31.3 | 43.7 | 64.2 | 111.4 | 177.5 | 255.4 | 273.5 | 292.3 | 352.3 | 534.3 | 716.5 | 897.9 | 1079.2 | 1260.9 | 1445 | 1625.5 | 1801.3 | 1967.6 | 2108.5 | 2231.2 | 2342.9 | 2514.6 | 2686.1 | 2816.8 | 2826.8 | 2836.7 | 2846.6 | 2856.6 | 2865.5
NPgY | GSP | NG FES - Leading the Way | Total number of domestic heat pumps | THURCROFT | Leading the Way | Lct_BB56_NPgAggregate | Number of | NPgY | Thurcroft |  | 1537.4 | 2058.3 | 2730.6 | 4211.3 | 6181.7 | 8435.5 | 9055.4 | 9699.4 | 11374.6 | 16116.6 | 20868.2 | 25595.3 | 30302.6 | 35001.3 | 39793.1 | 44516.8 | 49071 | 53294.6 | 56749.5 | 59751.4 | 62502.5 | 66907.4 | 71306.7 | 74679.2 | 75013.5 | 75348.1 | 75683.3 | 76019.7 | 76322.3
NPgY | GSP | NG FES - Leading the Way | Total number of domestic heat pumps | WEST MELTON / THORPE MARSH | Leading the Way | Lct_BB56_NPgAggregate | Number of | NPgY | Thorpe Marsh |  | 1949.2 | 2647.1 | 3736.4 | 6124.6 | 9340.8 | 13071.4 | 14163.6 | 15295.8 | 18499 | 27844.5 | 37192.6 | 46498.1 | 55791 | 65113.4 | 74579.9 | 83892.5 | 92946.2 | 101477.4 | 108780 | 115307.1 | 121370.6 | 130098.3 | 138817.5 | 145485.9 | 146085.3 | 146690.4 | 147297.3 | 147906.8 | 148448.6
NPgY | GSP | NG FES - Leading the Way | Total number of domestic heat pumps | WEST MELTON SECTION 3 | Leading the Way | Lct_BB56_NPgAggregate | Number of | NPgY | West Melton |  | 2448.5 | 3410.2 | 4570.6 | 7202.6 | 10616.4 | 14509.1 | 16031.9 | 17606.5 | 21058 | 30062.5 | 39086.3 | 48064.2 | 57041.9 | 66092.8 | 75318.9 | 84352 | 93122.9 | 101328.3 | 108167.3 | 114300.7 | 120031.2 | 128186.9 | 136333.5 | 142621.2 | 143409.5 | 144204.1 | 145000.1 | 145798.9 | 146529.1
NPgY | GSP | NG FES - Leading the Way | Total number of domestic heat pumps | WINCOBANK | Leading the Way | Lct_BB56_NPgAggregate | Number of | NPgY | Wincobank |  | 158.6 | 217.5 | 276.9 | 398 | 551.7 | 724.1 | 800.5 | 879.1 | 1025.2 | 1372.2 | 1720.2 | 2065.9 | 2411.1 | 2757.1 | 3112.9 | 3460.8 | 3790.3 | 4093.3 | 4337.4 | 4553 | 4753.4 | 5053.2 | 5352.3 | 5583.5 | 5614 | 5644.3 | 5674.2 | 5703.9 | 5730.6
NPgN | GSP | NG FES - System Transformation | Total number of domestic heat pumps | BLYTH 66kV | System Transformation | Lct_BB56_NPgAggregate | Number of | NPgN | Blyth 66kV |  | 1233 | 1478.3 | 1894.6 | 2409.7 | 2960.4 | 3543.2 | 4144.8 | 4784.2 | 5476.3 | 6179.6 | 6878.9 | 7557.2 | 8243 | 10140 | 10869.8 | 11939.1 | 13401.1 | 15168.5 | 17162.6 | 19332.7 | 21797.2 | 24663.3 | 28038 | 31992.6 | 36500.3 | 41351.6 | 46552.2 | 52142.5 | 57698.3
NPgN | GSP | NG FES - System Transformation | Total number of domestic heat pumps | BLYTH 132kV | System Transformation | Lct_BB56_NPgAggregate | Number of | NPgN | Blyth 132kV |  | 244.9 | 311.1 | 409.9 | 523.2 | 644.2 | 772.3 | 904.5 | 1045.5 | 1197 | 1354.3 | 1511 | 1663.6 | 1818.7 | 2348.1 | 2695.5 | 3041.8 | 3466.8 | 3964.8 | 4521 | 5119.6 | 5793.6 | 6574.5 | 7491.1 | 8563.5 | 9785.1 | 11100.3 | 12510.4 | 14026.1 | 15528.8
NPgN | GSP | NG FES - System Transformation | Total number of domestic heat pumps | FOURSTONES | System Transformation | Lct_BB56_NPgAggregate | Number of | NPgN | Fourstones |  | 111 | 134.8 | 163.6 | 180.5 | 201.2 | 223.8 | 248.3 | 277 | 322.8 | 362.8 | 404.4 | 446.3 | 493.7 | 630.1 | 719.2 | 820.2 | 937.7 | 1075.5 | 1234.9 | 1404.1 | 1593.4 | 1812.1 | 2067.4 | 2364.2 | 2702.4 | 3066.4 | 3456.5 | 3875.7 | 4290.8
NPgN | GSP | NG FES - System Transformation | Total number of domestic heat pumps | HARTMOOR | System Transformation | Lct_BB56_NPgAggregate | Number of | NPgN | Hart Moor |  | 1119.9 | 1245.3 | 1490.7 | 1732.8 | 1998 | 2282.1 | 2577.9 | 2904.4 | 3353 | 3758.1 | 4168.7 | 4572 | 5012 | 5857.2 | 5852.8 | 6305.8 | 6996.9 | 7849.3 | 8847.7 | 9938.3 | 11181.7 | 12631 | 14336.2 | 16325 | 18593.3 | 21033.9 | 23649.4 | 26460.2 | 29257.9
NPgN | GSP | NG FES - System Transformation | Total number of domestic heat pumps | HAWTHORN PIT GRID | System Transformation | Lct_BB56_NPgAggregate | Number of | NPgN | Hawthorn Pit |  | 866.4 | 1165.2 | 1465.4 | 1762.4 | 2087.2 | 2433.4 | 2793.6 | 3224.2 | 3837.1 | 4475.8 | 5129.7 | 5791.4 | 6528.5 | 7773 | 7400.2 | 7724.1 | 8410.2 | 9322.8 | 10420.1 | 11630.8 | 13023.1 | 14654.7 | 16564 | 18743.4 | 21234 | 23911 | 26777.1 | 29854.9 | 32935.6
NPgN | GSP | NG FES - System Transformation | Total number of domestic heat pumps | KNARESBOROUGH | System Transformation | Lct_BB56_NPgAggregate | Number of | NPgN | Knaresborough |  | 1096.2 | 1249.3 | 1497.5 | 1667.3 | 1859.3 | 2067.6 | 2286.7 | 2534.5 | 2936.1 | 3274.7 | 3627.9 | 3983.7 | 4404 | 5577.2 | 6381.5 | 7319.6 | 8413.8 | 9667.4 | 11100.6 | 12624.8 | 14327.9 | 16294.8 | 18593.7 | 21269.6 | 24317.4 | 27598.7 | 31116.7 | 34896.9 | 38637.6
NPgN | GSP | NG FES - System Transformation | Total number of domestic heat pumps | LACKENBY | System Transformation | Lct_BB56_NPgAggregate | Number of | NPgN | Lackenby |  | 802.4 | 1129.9 | 1578.6 | 2063.6 | 2583.4 | 3132.7 | 3700.1 | 4331.3 | 5065.5 | 5852.2 | 6643.1 | 7426.8 | 8247.4 | 10083 | 10229.9 | 10923.1 | 12054.6 | 13481.5 | 15148.4 | 16978.2 | 19071.4 | 21515.6 | 24387.9 | 27717.3 | 31517 | 35603.7 | 39982.1 | 44686.9 | 49380.1
NPgN | GSP | NG FES - System Transformation | Total number of domestic heat pumps | NORTON | System Transformation | Lct_BB56_NPgAggregate | Number of | NPgN | Norton |  | 2728.1 | 3405.8 | 4439.9 | 5557.1 | 6771.7 | 8060.8 | 9399.4 | 10876.3 | 12610.4 | 14382 | 16152.4 | 17886 | 19662.5 | 23836.8 | 24492.3 | 26376.1 | 29239.5 | 32815.5 | 36965.3 | 41504 | 46687.2 | 52729.4 | 59836.3 | 68115.8 | 77560.2 | 87721 | 98609 | 110309.7 | 121965.6
NPgN | GSP | NG FES - System Transformation | Total number of domestic heat pumps | OFFERTON | System Transformation | Lct_BB56_NPgAggregate | Number of | NPgN | Offerton |  | 315.2 | 390 | 518.7 | 654.7 | 800.8 | 955.5 | 1115.6 | 1289.6 | 1494.2 | 1699.7 | 1906.3 | 2109.3 | 2322.3 | 2989.5 | 3401.8 | 3835.6 | 4368.7 | 4993.9 | 5697 | 6452.4 | 7302.6 | 8287.3 | 9441.7 | 10788.7 | 12323.4 | 13975.5 | 15746.6 | 17650.1 | 19537.6
NPgN | GSP | NG FES - System Transformation | Total number of domestic heat pumps | OSBALDWICK | System Transformation | Lct_BB56_NPgAggregate | Number of | NPgN | Osbaldwick |  | 1910.7 | 2441.6 | 3073.1 | 3734.7 | 4452.3 | 5216 | 6008.2 | 6861.7 | 7792.8 | 8755.3 | 9712.4 | 10642.8 | 11578.7 | 14016.7 | 14534.9 | 15699 | 17438.9 | 19580.2 | 22073.2 | 24799.7 | 27910.7 | 31535.7 | 35806.7 | 40805.8 | 46506.4 | 52640.5 | 59215 | 66281.4 | 73313.7
NPgN | GSP | NG FES - System Transformation | Total number of domestic heat pumps | POPPLETON | System Transformation | Lct_BB56_NPgAggregate | Number of | NPgN | Poppleton |  | 432.2 | 509.5 | 627.9 | 743.1 | 869.8 | 1005.4 | 1146.7 | 1298 | 1478 | 1647.2 | 1817.3 | 1983 | 2155.8 | 2559.2 | 2623.9 | 2840.3 | 3157.2 | 3546.4 | 4002.7 | 4500.5 | 5067.6 | 5727.9 | 6506.2 | 7419.5 | 8460.7 | 9581.2 | 10782 | 12072.7 | 13356.5
NPgN | GSP | NG FES - System Transformation | Total number of domestic heat pumps | SALTHOLME | System Transformation | Lct_BB56_NPgAggregate | Number of | NPgN | Saltholme |  | 56.2 | 56.9 | 60 | 63.8 | 68.4 | 73.5 | 78.9 | 85.2 | 97.7 | 106.5 | 115.7 | 124.8 | 135.8 | 147.8 | 141.1 | 153.8 | 172 | 194.3 | 219.7 | 247.3 | 278.6 | 315 | 357.9 | 407.9 | 464.9 | 526.3 | 592.1 | 662.7 | 733
NPgN | GSP | NG FES - System Transformation | Total number of domestic heat pumps | SOUTH SHIELDS | System Transformation | Lct_BB56_NPgAggregate | Number of | NPgN | South Shields |  | 320.7 | 394.6 | 512.6 | 673.9 | 846.8 | 1029.4 | 1218.2 | 1418.7 | 1629.3 | 1848.9 | 2067.5 | 2280.5 | 2495.2 | 3142.6 | 3469.3 | 3855.7 | 4356.7 | 4958.8 | 5627.8 | 6352 | 7171.9 | 8123.8 | 9243.2 | 10554.1 | 12048.2 | 13656.2 | 15380.1 | 17233.1 | 19073.3
NPgN | GSP | NG FES - System Transformation | Total number of domestic heat pumps | SPADEADAM | System Transformation | Lct_BB56_NPgAggregate | Number of | NPgN | Spadeadam - Not in NG FES |  | 24.1 | 31.6 | 43.6 | 56.7 | 70.8 | 85.6 | 100.9 | 117.5 | 136 | 155.3 | 174.6 | 193.6 | 213.2 | 282.5 | 333.2 | 380.1 | 435.8 | 500.5 | 572.6 | 649.7 | 736.3 | 836.4 | 953.8 | 1090.7 | 1246.7 | 1414.7 | 1594.8 | 1788.3 | 1980.1
NPgN | GSP | NG FES - System Transformation | Total number of domestic heat pumps | SPENNYMOOR | System Transformation | Lct_BB56_NPgAggregate | Number of | NPgN | Spennymoor |  | 2218.9 | 2643.6 | 3276.7 | 3934.4 | 4655.4 | 5424.4 | 6225.2 | 7104.9 | 8193.6 | 9250.7 | 10315 | 11360.5 | 12461.9 | 14930.8 | 15279.5 | 16513.5 | 18346.3 | 20619.9 | 23261.3 | 26142.6 | 29426.5 | 33251.7 | 37751.2 | 43000.7 | 48987.6 | 55429.1 | 62332 | 69750.1 | 77134.1
NPgN | GSP | NG FES - System Transformation | Total number of domestic heat pumps | STELLA NORTH | System Transformation | Lct_BB56_NPgAggregate | Number of | NPgN | Stella North |  | 1171.4 | 1500.9 | 2017.9 | 2740 | 3505.6 | 4312.2 | 5142.4 | 6018.3 | 6874 | 7802.4 | 8715 | 9593.1 | 10440 | 12799.7 | 13468.4 | 14579.7 | 16227.6 | 18268.3 | 20563.1 | 23082.9 | 25963.1 | 29321.6 | 33285.8 | 37938.5 | 43244.1 | 48953.4 | 55073.1 | 61652.3 | 68202.4
NPgN | GSP | NG FES - System Transformation | Total number of domestic heat pumps | STELLA SOUTH | System Transformation | Lct_BB56_NPgAggregate | Number of | NPgN | Stella South |  | 1038.2 | 1345 | 1684.6 | 2071.1 | 2495.3 | 2946.5 | 3416.4 | 3958 | 4677.9 | 5418.5 | 6174.9 | 6936.3 | 7773.2 | 9341.8 | 9205.4 | 9777 | 10755.2 | 12023.7 | 13499.9 | 15117.5 | 16968.6 | 19131.3 | 21666.8 | 24587 | 27921.1 | 31506.3 | 35346.1 | 39470.6 | 43589.3
NPgN | GSP | NG FES - System Transformation | Total number of domestic heat pumps | TYNEMOUTH | System Transformation | Lct_BB56_NPgAggregate | Number of | NPgN | Tynemouth 1 |  | 1192.6 | 1407.9 | 1791 | 2263.5 | 2768.4 | 3302.9 | 3854.5 | 4440.8 | 5087 | 5734.5 | 6379.7 | 7005.7 | 7644.3 | 9499 | 10374.1 | 11504 | 12985.8 | 14754.9 | 16740.6 | 18892.5 | 21328.7 | 24157.9 | 27485.9 | 31384.8 | 35828.2 | 40610.9 | 45738.3 | 51250.1 | 56722.6
NPgN | GSP | NG FES - System Transformation | Total number of domestic heat pumps | WEST BOLDON | System Transformation | Lct_BB56_NPgAggregate | Number of | NPgN | West Boldon |  | 1535.2 | 1845.2 | 2381.2 | 2988.3 | 3641.6 | 4334.1 | 5050.6 | 5833.6 | 6764.8 | 7699.5 | 8637.9 | 9559.3 | 10523.3 | 13092.9 | 14153.5 | 15640.6 | 17616.5 | 19987.2 | 22671.8 | 25578.4 | 28869.4 | 32691.9 | 37179.8 | 42412.7 | 48377.9 | 54797.7 | 61679 | 69074.6 | 76422.2
NPgY | GSP | NG FES - System Transformation | Total number of domestic heat pumps | BRADFORD WEST | System Transformation | Lct_BB56_NPgAggregate | Number of | NPgY | Bradford West |  | 2262 | 2896.3 | 3795.9 | 4890 | 6111.7 | 7395.4 | 8505.7 | 9688.6 | 11061.1 | 12407.5 | 13760.7 | 15090.3 | 16510.6 | 20758.5 | 22151.7 | 24551 | 27809.2 | 31772.1 | 36282.9 | 41078.4 | 46479.9 | 52936.5 | 60513.7 | 69370.7 | 79445.5 | 90291.6 | 101919.2 | 114414.6 | 126802.2
NPgY | GSP | NG FES - System Transformation | Total number of domestic heat pumps | CAMBLESFORTH | System Transformation | Lct_BB56_NPgAggregate | Number of | NPgY | Camblesforth |  | 155 | 184.6 | 246.3 | 324.7 | 409.1 | 495.8 | 567.7 | 644.1 | 734 | 821 | 908.2 | 993.6 | 1085.6 | 1378.4 | 1513 | 1705 | 1953.2 | 2247.4 | 2580.5 | 2936.2 | 3337.9 | 3809.6 | 4362.5 | 5008.4 | 5742.9 | 6534 | 7382.5 | 8294.7 | 9198.1
NPgY | GSP | NG FES - System Transformation | Total number of domestic heat pumps | CREYKE BECK | System Transformation | Lct_BB56_NPgAggregate | Number of | NPgY | Creyke Beck |  | 1931.3 | 2421.3 | 3200.6 | 4161.5 | 5213.1 | 6313.8 | 7337.8 | 8436.2 | 9677.3 | 10925.4 | 12179.1 | 13409 | 14699.7 | 18684.1 | 20443.8 | 22950.6 | 26215.8 | 30145.6 | 34659.6 | 39518.4 | 45020.9 | 51276.7 | 58620.1 | 67204.6 | 76970 | 87484.1 | 98757.5 | 110874.5 | 122889.6
NPgY | GSP | NG FES - System Transformation | Total number of domestic heat pumps | DRAX | System Transformation | Lct_BB56_NPgAggregate | Number of | NPgY | Drax |  | 204.1 | 291.9 | 409.5 | 517.7 | 601.8 | 684.4 | 862.6 | 1059.8 | 1253.3 | 1475.5 | 1698.1 | 1915.3 | 2123.8 | 2620 | 2624.7 | 2787.1 | 3070.5 | 3441.4 | 3909.5 | 4455.5 | 5107.5 | 5730.4 | 6474 | 7350 | 8349.5 | 9424.3 | 10576 | 11815 | 13060.9
NPgY | GSP | NG FES - System Transformation | Total number of domestic heat pumps | ELLAND | System Transformation | Lct_BB56_NPgAggregate | Number of | NPgY | Elland |  | 2288.1 | 2711.2 | 3428.1 | 4280.5 | 5230.4 | 6238 | 7192.6 | 8209.7 | 9392.1 | 10550.4 | 11715.9 | 12863 | 14090.4 | 17480.8 | 18142.4 | 19872.1 | 22335.5 | 25368.4 | 28813.6 | 32486.6 | 36640.4 | 41642.6 | 47521.9 | 54400 | 62226.2 | 70649.2 | 79676.5 | 89374.4 | 98997.7
NPgY | GSP | NG FES - System Transformation | Total number of domestic heat pumps | FERRYBRIDGE A | System Transformation | Lct_BB56_NPgAggregate | Number of | NPgY | Ferrybridge A |  | 755.1 | 1050.2 | 1285 | 1494.5 | 1721.7 | 1980.9 | 2357.4 | 2766.1 | 3195.8 | 3657.2 | 4120.1 | 4574 | 5031.5 | 6122.3 | 5970.6 | 6263.4 | 6837.1 | 7603.9 | 8535.3 | 9569.9 | 10769.4 | 12112.2 | 13707.8 | 15584.2 | 17723.3 | 20022.9 | 22485.7 | 25131.9 | 27781.6
NPgY | GSP | NG FES - System Transformation | Total number of domestic heat pumps | FERRYBRIDGE B | System Transformation | Lct_BB56_NPgAggregate | Number of | NPgY | Ferrybridge B (_M) |  | 1667.6 | 2013.6 | 2584.1 | 3220.3 | 3888.8 | 4589.6 | 5327.9 | 6118.2 | 7013.1 | 7909.6 | 8809 | 9690.3 | 10617.4 | 13031.2 | 13155.3 | 14170.7 | 15755.4 | 17738.1 | 20018.9 | 22477.6 | 25287.5 | 28658.2 | 32632.6 | 37289.1 | 42590.4 | 48295 | 54408.5 | 60977.8 | 67514.1
NPgY | GSP | NG FES - System Transformation | Total number of domestic heat pumps | GRIMSBY WEST | System Transformation | Lct_BB56_NPgAggregate | Number of | NPgY | Grimsby West |  | 488.9 | 623.4 | 861.3 | 1150.3 | 1453.4 | 1769 | 2086.6 | 2429.9 | 2804.5 | 3193.6 | 3583.8 | 3965.5 | 4357.4 | 5687.8 | 6571.1 | 7561.7 | 8773.8 | 10203.1 | 11864.6 | 13679 | 15743.1 | 17949.3 | 20537.9 | 23563.1 | 27004.4 | 30710.4 | 34685.3 | 38959.2 | 43195.1
NPgY | GSP | NG FES - System Transformation | Total number of domestic heat pumps | JORDANTHORPE | System Transformation | Lct_BB56_NPgAggregate | Number of | NPgY | Jordanthorpe |  | 638 | 797.6 | 897.2 | 997 | 1131.5 | 1287.1 | 1476.4 | 1677.9 | 1902.3 | 2128.5 | 2354 | 2573.9 | 2803.3 | 3398.9 | 3376.5 | 3609.3 | 3993.3 | 4483.3 | 5044.5 | 5647.2 | 6339.4 | 7183 | 8177.8 | 9343.4 | 10670.4 | 12098.3 | 13628.3 | 15272.3 | 16908.6
NPgY | GSP | NG FES - System Transformation | Total number of domestic heat pumps | KEADBY | System Transformation | Lct_BB56_NPgAggregate | Number of | NPgY | Keadby |  | 890.2 | 1133.9 | 1542.9 | 2042.6 | 2576 | 3131.4 | 3664.3 | 4237.8 | 4875.6 | 5526.6 | 6180.1 | 6819.7 | 7484.9 | 9492.5 | 10298.2 | 11499.1 | 13097.1 | 15024 | 17253.6 | 19661.2 | 22392.4 | 25471 | 29090.7 | 33325.2 | 38143.8 | 43331.9 | 48895 | 54876 | 60815.2
NPgY | GSP | NG FES - System Transformation | Total number of domestic heat pumps | KIRKSTALL B | System Transformation | Lct_BB56_NPgAggregate | Number of | NPgY | Kirkstall B |  | 914.4 | 1287.5 | 1749.9 | 2255.6 | 2782.5 | 3339.9 | 3946.4 | 4603.2 | 5315.8 | 6061 | 6810.2 | 7546.6 | 8299.2 | 10442 | 11075.2 | 12188.8 | 13734.8 | 15650.4 | 17900.6 | 20356.7 | 23158.5 | 26279.7 | 29954.9 | 34257.5 | 39154.4 | 44424 | 50071.6 | 56140.5 | 62174.8
NPgY | GSP | NG FES - System Transformation | Total number of domestic heat pumps | NEEPSEND | System Transformation | Lct_BB56_NPgAggregate | Number of | NPgY | Neepsend |  | 553.9 | 749.3 | 951.6 | 1158.2 | 1390.7 | 1643.6 | 1888 | 2148 | 2445 | 2739.3 | 3034 | 3322.8 | 3629.2 | 4509.9 | 4679 | 5101.2 | 5715.3 | 6469.9 | 7340.2 | 8271.4 | 9324.7 | 10598.5 | 12096.4 | 13849 | 15843.3 | 17989.9 | 20291 | 22763.9 | 25218.8
NPgY | GSP | NG FES - System Transformation | Total number of domestic heat pumps | NORTON LEES | System Transformation | Lct_BB56_NPgAggregate | Number of | NPgY | Norton Lees |  | 826.6 | 933.3 | 1130.1 | 1367.8 | 1635.8 | 1915.5 | 2178.4 | 2455.8 | 2784.2 | 3097.4 | 3410.4 | 3715.8 | 4045.2 | 4934.7 | 4998.7 | 5423.1 | 6057.7 | 6839.6 | 7708.8 | 8627.1 | 9672.7 | 11003.8 | 12567.3 | 14395.8 | 16476.1 | 18715.3 | 21115.5 | 23694.1 | 26251.4
NPgY | GSP | NG FES - System Transformation | Total number of domestic heat pumps | PITSMOOR 3/4 | System Transformation | Lct_BB56_NPgAggregate | Number of | NPgY | Pitsmoor |  | 117.4 | 187.5 | 274.6 | 369.2 | 469.2 | 576.4 | 675.9 | 783.2 | 903 | 1025.7 | 1149.4 | 1271.5 | 1399.3 | 1790 | 1953.6 | 2179.2 | 2477.7 | 2839.6 | 3263.5 | 3722 | 4238.3 | 4820.6 | 5504.9 | 6305.3 | 7215.9 | 8196.1 | 9246.9 | 10376.2 | 11497.1
NPgY | GSP | NG FES - System Transformation | Total number of domestic heat pumps | SALTEND NORTH | System Transformation | Lct_BB56_NPgAggregate | Number of | NPgY | Saltend North |  | 212.5 | 274.8 | 368.9 | 497.6 | 644.2 | 798.1 | 929 | 1069.7 | 1228.4 | 1388.7 | 1549.9 | 1708.2 | 1874.3 | 2407.8 | 2688.3 | 3045.6 | 3500.2 | 4045.5 | 4670.5 | 5338.8 | 6090.7 | 6942.9 | 7942.7 | 9111.1 | 10439.9 | 11870.8 | 13405 | 15054.2 | 16688.7
NPgY | GSP | NG FES - System Transformation | Total number of domestic heat pumps | SHEFFIELD CITY | System Transformation | Lct_BB56_NPgAggregate | Number of | NPgY | Sheffield City |  | 395.6 | 508.6 | 613.2 | 711.1 | 826.4 | 955 | 1093.3 | 1239.8 | 1405.2 | 1569.3 | 1732.6 | 1891.7 | 2058.5 | 2508.8 | 2510.4 | 2686.7 | 2971.6 | 3330.1 | 3742.1 | 4182.5 | 4684.6 | 5314.7 | 6056.5 | 6925.1 | 7913.7 | 8977.6 | 10117.7 | 11342.5 | 12559.5
NPgY | GSP | NG FES - System Transformation | Total number of domestic heat pumps | SKELTON GRANGE | System Transformation | Lct_BB56_NPgAggregate | Number of | NPgY | Skelton Grange |  | 3239.1 | 3950.7 | 5065.5 | 6376.7 | 7808.4 | 9324 | 10838.7 | 12461.4 | 14305.5 | 16151.8 | 18008.8 | 19834.3 | 21761.3 | 27044.9 | 28067.1 | 30688.2 | 34462 | 39126.3 | 44482 | 50234.4 | 56763.1 | 64435.6 | 73466.1 | 84037.7 | 96069.5 | 109018.2 | 122896.3 | 137808.2 | 152623.5
NPgY | GSP | NG FES - System Transformation | Total number of domestic heat pumps | TEMPLEBOROUGH 275/33KV | System Transformation | Lct_BB56_NPgAggregate | Number of | NPgY | Templeborough |  | 31.3 | 40.9 | 55.5 | 73.7 | 93.7 | 114.5 | 131.7 | 150.1 | 171.6 | 192.6 | 213.7 | 234.6 | 257.1 | 320.9 | 334.4 | 365.7 | 410.7 | 466.2 | 529.2 | 595.6 | 669.9 | 761.9 | 869.9 | 996.3 | 1140.1 | 1294.9 | 1460.8 | 1639.1 | 1816
NPgY | GSP | NG FES - System Transformation | Total number of domestic heat pumps | THURCROFT | System Transformation | Lct_BB56_NPgAggregate | Number of | NPgY | Thurcroft |  | 1537.4 | 1914.1 | 2357 | 2802.8 | 3282.3 | 3794.6 | 4374.9 | 4993.9 | 5694.7 | 6394.1 | 7094.1 | 7779.2 | 8499.6 | 10272.9 | 10019.3 | 10578.3 | 11593.2 | 12903.4 | 14410.3 | 16034.2 | 17904.4 | 20253.6 | 23027.7 | 26280.3 | 29984 | 33968.1 | 38236.3 | 42821.3 | 47389
NPgY | GSP | NG FES - System Transformation | Total number of domestic heat pumps | WEST MELTON / THORPE MARSH | System Transformation | Lct_BB56_NPgAggregate | Number of | NPgY | Thorpe Marsh |  | 1949.2 | 2466.5 | 3218.7 | 4039.7 | 4902.8 | 5808.2 | 6765.9 | 7793.4 | 8939.2 | 10101.8 | 11266.9 | 12407.6 | 13594.1 | 16847.8 | 17383.5 | 18910.9 | 21158.2 | 23944.9 | 27173.3 | 30668 | 34660.7 | 39323.9 | 44816.5 | 51248.2 | 58569.1 | 66447.9 | 74892.3 | 83966.9 | 92988.9
NPgY | GSP | NG FES - System Transformation | Total number of domestic heat pumps | WEST MELTON SECTION 3 | System Transformation | Lct_BB56_NPgAggregate | Number of | NPgY | West Melton |  | 2448.5 | 3191.4 | 3948 | 4702.1 | 5503.6 | 6398 | 7608.1 | 8919.6 | 10338.1 | 11830.8 | 13335.1 | 14817.4 | 16343.1 | 19883.4 | 19322.9 | 20291 | 22174.7 | 24680.9 | 27680.7 | 30988.2 | 34801.7 | 39133.6 | 44281.2 | 50335 | 57236.6 | 64656.3 | 72601.7 | 81137.6 | 89681.4
NPgY | GSP | NG FES - System Transformation | Total number of domestic heat pumps | WINCOBANK | System Transformation | Lct_BB56_NPgAggregate | Number of | NPgY | Wincobank |  | 158.6 | 201.8 | 237.7 | 262.3 | 289.9 | 323.3 | 384.1 | 449.9 | 516.9 | 589.7 | 661.8 | 731.8 | 800 | 945 | 868.1 | 878.5 | 932.3 | 1012.9 | 1113.6 | 1227.7 | 1363.7 | 1523.6 | 1714.6 | 1940 | 2197.2 | 2473.5 | 2769 | 3086.2 | 3405.1
NPgN | GSP | NPg Best View | Total number of I&C heat pumps | BLYTH 66kV | NPg Best View (Not in FES) | Lct_BB78_NPgAggregate | Number of | NPgN | Blyth 66kV |  | 157 | 173 | 192 | 210 | 231 | 275 | 321 | 366 | 406 | 444 | 481 | 518 | 556 | 592 | 914 | 1235 | 1549 | 1859 | 2155 | 2447 | 2725 | 3001 | 3276 | 3550 | 3823 | 4093 | 4362 | 4630 | 4895
NPgN | GSP | NPg Best View | Total number of I&C heat pumps | BLYTH 132kV | NPg Best View (Not in FES) | Lct_BB78_NPgAggregate | Number of | NPgN | Blyth 132kV |  | 90 | 100 | 110 | 121 | 133 | 158 | 184 | 209 | 232 | 254 | 275 | 296 | 317 | 337 | 520 | 701 | 879 | 1054 | 1220 | 1384 | 1540 | 1694 | 1847 | 1999 | 2151 | 2300 | 2449 | 2597 | 2743
NPgN | GSP | NPg Best View | Total number of I&C heat pumps | FOURSTONES | NPg Best View (Not in FES) | Lct_BB78_NPgAggregate | Number of | NPgN | Fourstones |  | 37 | 41 | 45 | 49 | 54 | 65 | 76 | 86 | 95 | 104 | 113 | 121 | 130 | 138 | 213 | 288 | 361 | 432 | 501 | 568 | 632 | 695 | 758 | 820 | 883 | 944 | 1005 | 1066 | 1126
NPgN | GSP | NPg Best View | Total number of I&C heat pumps | HARTMOOR | NPg Best View (Not in FES) | Lct_BB78_NPgAggregate | Number of | NPgN | Hart Moor |  | 88 | 97 | 108 | 118 | 130 | 155 | 182 | 207 | 229 | 251 | 272 | 294 | 315 | 336 | 519 | 701 | 880 | 1057 | 1227 | 1394 | 1553 | 1711 | 1869 | 2027 | 2183 | 2339 | 2495 | 2649 | 2803
NPgN | GSP | NPg Best View | Total number of I&C heat pumps | HAWTHORN PIT GRID | NPg Best View (Not in FES) | Lct_BB78_NPgAggregate | Number of | NPgN | Hawthorn Pit |  | 82 | 91 | 102 | 111 | 123 | 147 | 172 | 196 | 219 | 240 | 261 | 282 | 303 | 324 | 501 | 679 | 854 | 1028 | 1196 | 1361 | 1520 | 1678 | 1837 | 1996 | 2155 | 2314 | 2473 | 2632 | 2790
NPgN | GSP | NPg Best View | Total number of I&C heat pumps | KNARESBOROUGH | NPg Best View (Not in FES) | Lct_BB78_NPgAggregate | Number of | NPgN | Knaresborough |  | 210 | 234 | 261 | 287 | 318 | 381 | 448 | 513 | 573 | 631 | 688 | 747 | 806 | 863 | 1341 | 1821 | 2298 | 2774 | 3235 | 3694 | 4138 | 4583 | 5031 | 5482 | 5936 | 6392 | 6849 | 7308 | 7769
NPgN | GSP | NPg Best View | Total number of I&C heat pumps | LACKENBY | NPg Best View (Not in FES) | Lct_BB78_NPgAggregate | Number of | NPgN | Lackenby |  | 134 | 149 | 166 | 181 | 201 | 239 | 281 | 320 | 356 | 391 | 425 | 459 | 494 | 527 | 816 | 1105 | 1390 | 1672 | 1944 | 2213 | 2471 | 2728 | 2986 | 3244 | 3502 | 3759 | 4016 | 4273 | 4530
NPgN | GSP | NPg Best View | Total number of I&C heat pumps | NORTON | NPg Best View (Not in FES) | Lct_BB78_NPgAggregate | Number of | NPgN | Norton |  | 487 | 544 | 609 | 673 | 751 | 902 | 1066 | 1224 | 1373 | 1516 | 1659 | 1807 | 1957 | 2103 | 3278 | 4467 | 5655 | 6849 | 8013 | 9178 | 10310 | 11454 | 12611 | 13782 | 14965 | 16158 | 17362 | 18576 | 19801
NPgN | GSP | NPg Best View | Total number of I&C heat pumps | OFFERTON | NPg Best View (Not in FES) | Lct_BB78_NPgAggregate | Number of | NPgN | Offerton |  | 56 | 61 | 68 | 74 | 82 | 97 | 114 | 129 | 143 | 157 | 170 | 183 | 196 | 208 | 322 | 434 | 544 | 652 | 756 | 857 | 954 | 1050 | 1145 | 1240 | 1334 | 1427 | 1520 | 1612 | 1703
NPgN | GSP | NPg Best View | Total number of I&C heat pumps | OSBALDWICK | NPg Best View (Not in FES) | Lct_BB78_NPgAggregate | Number of | NPgN | Osbaldwick |  | 392 | 433 | 480 | 525 | 580 | 690 | 807 | 918 | 1019 | 1115 | 1209 | 1304 | 1399 | 1490 | 2302 | 3110 | 3903 | 4686 | 5435 | 6173 | 6877 | 7576 | 8273 | 8969 | 9661 | 10349 | 11033 | 11714 | 12390
NPgN | GSP | NPg Best View | Total number of I&C heat pumps | POPPLETON | NPg Best View (Not in FES) | Lct_BB78_NPgAggregate | Number of | NPgN | Poppleton |  | 51 | 57 | 63 | 68 | 75 | 90 | 105 | 119 | 132 | 144 | 157 | 169 | 181 | 192 | 297 | 401 | 503 | 603 | 699 | 793 | 882 | 971 | 1060 | 1148 | 1235 | 1322 | 1408 | 1494 | 1579
NPgN | GSP | NPg Best View | Total number of I&C heat pumps | SALTHOLME | NPg Best View (Not in FES) | Lct_BB78_NPgAggregate | Number of | NPgN | Saltholme |  | 6 | 7 | 8 | 8 | 9 | 11 | 13 | 15 | 16 | 18 | 20 | 21 | 23 | 24 | 38 | 51 | 65 | 78 | 91 | 103 | 115 | 128 | 140 | 152 | 164 | 176 | 189 | 201 | 213
NPgN | GSP | NPg Best View | Total number of I&C heat pumps | SOUTH SHIELDS | NPg Best View (Not in FES) | Lct_BB78_NPgAggregate | Number of | NPgN | South Shields |  | 63 | 70 | 77 | 84 | 93 | 110 | 129 | 146 | 162 | 177 | 192 | 206 | 221 | 235 | 363 | 489 | 613 | 735 | 852 | 966 | 1075 | 1182 | 1289 | 1396 | 1501 | 1606 | 1710 | 1812 | 1915
NPgN | GSP | NPg Best View | Total number of I&C heat pumps | SPADEADAM | NPg Best View (Not in FES) | Lct_BB78_NPgAggregate | Number of | NPgN | Spadeadam - Not in NG FES |  | 14 | 16 | 17 | 19 | 21 | 25 | 29 | 33 | 36 | 40 | 43 | 46 | 50 | 53 | 81 | 110 | 138 | 165 | 191 | 217 | 241 | 265 | 289 | 313 | 337 | 360 | 383 | 407 | 429
NPgN | GSP | NPg Best View | Total number of I&C heat pumps | SPENNYMOOR | NPg Best View (Not in FES) | Lct_BB78_NPgAggregate | Number of | NPgN | Spennymoor |  | 271 | 301 | 336 | 369 | 410 | 490 | 576 | 659 | 735 | 808 | 881 | 955 | 1030 | 1103 | 1712 | 2324 | 2931 | 3535 | 4121 | 4703 | 5263 | 5826 | 6392 | 6961 | 7533 | 8106 | 8681 | 9258 | 9837
NPgN | GSP | NPg Best View | Total number of I&C heat pumps | STELLA NORTH | NPg Best View (Not in FES) | Lct_BB78_NPgAggregate | Number of | NPgN | Stella North |  | 254 | 280 | 311 | 339 | 374 | 444 | 518 | 589 | 653 | 713 | 772 | 832 | 891 | 948 | 1462 | 1972 | 2472 | 2964 | 3433 | 3893 | 4331 | 4765 | 5196 | 5624 | 6050 | 6471 | 6890 | 7304 | 7715
NPgN | GSP | NPg Best View | Total number of I&C heat pumps | STELLA SOUTH | NPg Best View (Not in FES) | Lct_BB78_NPgAggregate | Number of | NPgN | Stella South |  | 162 | 179 | 199 | 218 | 241 | 287 | 335 | 382 | 425 | 465 | 505 | 545 | 586 | 625 | 966 | 1306 | 1641 | 1973 | 2291 | 2605 | 2905 | 3204 | 3503 | 3802 | 4099 | 4396 | 4692 | 4986 | 5280
NPgN | GSP | NPg Best View | Total number of I&C heat pumps | TYNEMOUTH | NPg Best View (Not in FES) | Lct_BB78_NPgAggregate | Number of | NPgN | Tynemouth 1 |  | 154 | 171 | 190 | 209 | 231 | 276 | 324 | 370 | 412 | 452 | 492 | 533 | 574 | 613 | 950 | 1287 | 1621 | 1953 | 2273 | 2590 | 2894 | 3199 | 3505 | 3812 | 4119 | 4426 | 4733 | 5041 | 5349
NPgN | GSP | NPg Best View | Total number of I&C heat pumps | WEST BOLDON | NPg Best View (Not in FES) | Lct_BB78_NPgAggregate | Number of | NPgN | West Boldon |  | 200 | 221 | 245 | 267 | 295 | 350 | 409 | 465 | 515 | 563 | 610 | 657 | 705 | 749 | 1156 | 1560 | 1956 | 2346 | 2718 | 3084 | 3431 | 3777 | 4120 | 4461 | 4800 | 5136 | 5470 | 5801 | 6129
NPgY | GSP | NPg Best View | Total number of I&C heat pumps | BRADFORD WEST | NPg Best View (Not in FES) | Lct_BB78_NPgAggregate | Number of | NPgY | Bradford West |  | 499 | 549 | 606 | 662 | 729 | 865 | 1007 | 1142 | 1265 | 1379 | 1492 | 1604 | 1717 | 1824 | 2816 | 3798 | 4757 | 5699 | 6597 | 7476 | 8309 | 9133 | 9950 | 10761 | 11563 | 12358 | 13144 | 13921 | 14691
NPgY | GSP | NPg Best View | Total number of I&C heat pumps | CAMBLESFORTH | NPg Best View (Not in FES) | Lct_BB78_NPgAggregate | Number of | NPgY | Camblesforth |  | 38 | 42 | 47 | 53 | 59 | 71 | 84 | 97 | 108 | 120 | 132 | 143 | 156 | 168 | 262 | 358 | 455 | 552 | 647 | 742 | 835 | 930 | 1025 | 1122 | 1220 | 1319 | 1419 | 1520 | 1622
NPgY | GSP | NPg Best View | Total number of I&C heat pumps | CREYKE BECK | NPg Best View (Not in FES) | Lct_BB78_NPgAggregate | Number of | NPgY | Creyke Beck |  | 492 | 545 | 607 | 668 | 741 | 885 | 1038 | 1186 | 1322 | 1452 | 1582 | 1713 | 1846 | 1974 | 3069 | 4168 | 5256 | 6339 | 7386 | 8426 | 9426 | 10428 | 11435 | 12446 | 13460 | 14477 | 15495 | 16514 | 17536
NPgY | GSP | NPg Best View | Total number of I&C heat pumps | DRAX | NPg Best View (Not in FES) | Lct_BB78_NPgAggregate | Number of | NPgY | Drax |  | 51 | 57 | 64 | 71 | 79 | 95 | 113 | 130 | 146 | 161 | 177 | 193 | 209 | 225 | 352 | 481 | 610 | 740 | 868 | 996 | 1120 | 1246 | 1374 | 1504 | 1635 | 1767 | 1901 | 2036 | 2173
NPgY | GSP | NPg Best View | Total number of I&C heat pumps | ELLAND | NPg Best View (Not in FES) | Lct_BB78_NPgAggregate | Number of | NPgY | Elland |  | 382 | 421 | 466 | 509 | 561 | 666 | 777 | 882 | 977 | 1067 | 1155 | 1243 | 1332 | 1416 | 2188 | 2954 | 3704 | 4442 | 5147 | 5838 | 6495 | 7146 | 7793 | 8437 | 9075 | 9708 | 10336 | 10958 | 11575
NPgY | GSP | NPg Best View | Total number of I&C heat pumps | FERRYBRIDGE A | NPg Best View (Not in FES) | Lct_BB78_NPgAggregate | Number of | NPgY | Ferrybridge A |  | 76 | 85 | 95 | 105 | 117 | 141 | 166 | 191 | 214 | 236 | 258 | 280 | 303 | 326 | 509 | 693 | 878 | 1063 | 1243 | 1424 | 1599 | 1776 | 1954 | 2134 | 2316 | 2500 | 2685 | 2871 | 3058
NPgY | GSP | NPg Best View | Total number of I&C heat pumps | FERRYBRIDGE B | NPg Best View (Not in FES) | Lct_BB78_NPgAggregate | Number of | NPgY | Ferrybridge B (_M) |  | 230 | 255 | 285 | 313 | 348 | 416 | 489 | 559 | 624 | 686 | 748 | 811 | 875 | 936 | 1457 | 1980 | 2498 | 3016 | 3517 | 4016 | 4496 | 4979 | 5464 | 5952 | 6442 | 6934 | 7427 | 7922 | 8419
NPgY | GSP | NPg Best View | Total number of I&C heat pumps | GRIMSBY WEST | NPg Best View (Not in FES) | Lct_BB78_NPgAggregate | Number of | NPgY | Grimsby West |  | 139 | 154 | 170 | 187 | 206 | 245 | 286 | 325 | 361 | 395 | 428 | 462 | 496 | 528 | 817 | 1105 | 1388 | 1668 | 1935 | 2199 | 2450 | 2701 | 2950 | 3199 | 3446 | 3692 | 3937 | 4181 | 4424
NPgY | GSP | NPg Best View | Total number of I&C heat pumps | JORDANTHORPE | NPg Best View (Not in FES) | Lct_BB78_NPgAggregate | Number of | NPgY | Jordanthorpe |  | 42 | 46 | 51 | 56 | 62 | 74 | 86 | 98 | 109 | 120 | 130 | 141 | 151 | 161 | 250 | 339 | 426 | 513 | 597 | 679 | 758 | 837 | 916 | 995 | 1074 | 1153 | 1231 | 1310 | 1388
NPgY | GSP | NPg Best View | Total number of I&C heat pumps | KEADBY | NPg Best View (Not in FES) | Lct_BB78_NPgAggregate | Number of | NPgY | Keadby |  | 257 | 290 | 327 | 365 | 410 | 497 | 591 | 683 | 772 | 858 | 945 | 1035 | 1128 | 1219 | 1916 | 2629 | 3349 | 4079 | 4799 | 5526 | 6239 | 6965 | 7705 | 8459 | 9226 | 10004 | 10795 | 11597 | 12410
NPgY | GSP | NPg Best View | Total number of I&C heat pumps | KIRKSTALL B | NPg Best View (Not in FES) | Lct_BB78_NPgAggregate | Number of | NPgY | Kirkstall B |  | 231 | 254 | 280 | 306 | 337 | 400 | 466 | 528 | 585 | 637 | 689 | 741 | 793 | 842 | 1300 | 1754 | 2196 | 2631 | 3045 | 3450 | 3834 | 4214 | 4590 | 4964 | 5334 | 5699 | 6061 | 6419 | 6773
NPgY | GSP | NPg Best View | Total number of I&C heat pumps | NEEPSEND | NPg Best View (Not in FES) | Lct_BB78_NPgAggregate | Number of | NPgY | Neepsend |  | 89 | 98 | 108 | 118 | 130 | 154 | 180 | 204 | 226 | 246 | 266 | 286 | 306 | 325 | 502 | 677 | 848 | 1015 | 1175 | 1331 | 1480 | 1626 | 1771 | 1916 | 2058 | 2199 | 2339 | 2477 | 2614
NPgY | GSP | NPg Best View | Total number of I&C heat pumps | NORTON LEES | NPg Best View (Not in FES) | Lct_BB78_NPgAggregate | Number of | NPgY | Norton Lees |  | 70 | 77 | 85 | 93 | 102 | 121 | 141 | 160 | 177 | 193 | 209 | 225 | 241 | 256 | 395 | 532 | 667 | 798 | 924 | 1047 | 1164 | 1279 | 1393 | 1506 | 1619 | 1730 | 1839 | 1948 | 2056
NPgY | GSP | NPg Best View | Total number of I&C heat pumps | PITSMOOR 3/4 | NPg Best View (Not in FES) | Lct_BB78_NPgAggregate | Number of | NPgY | Pitsmoor |  | 50 | 55 | 60 | 66 | 73 | 86 | 100 | 114 | 126 | 137 | 149 | 160 | 171 | 182 | 280 | 378 | 474 | 568 | 657 | 744 | 827 | 909 | 991 | 1071 | 1151 | 1230 | 1308 | 1386 | 1462
NPgY | GSP | NPg Best View | Total number of I&C heat pumps | SALTEND NORTH | NPg Best View (Not in FES) | Lct_BB78_NPgAggregate | Number of | NPgY | Saltend North |  | 50 | 55 | 61 | 67 | 75 | 90 | 105 | 120 | 134 | 147 | 161 | 174 | 188 | 201 | 313 | 425 | 537 | 648 | 756 | 863 | 966 | 1070 | 1174 | 1278 | 1384 | 1489 | 1595 | 1701 | 1808
NPgY | GSP | NPg Best View | Total number of I&C heat pumps | SHEFFIELD CITY | NPg Best View (Not in FES) | Lct_BB78_NPgAggregate | Number of | NPgY | Sheffield City |  | 92 | 101 | 111 | 122 | 134 | 159 | 185 | 210 | 232 | 253 | 274 | 295 | 315 | 335 | 517 | 697 | 873 | 1045 | 1210 | 1371 | 1523 | 1674 | 1824 | 1972 | 2119 | 2264 | 2408 | 2550 | 2691
NPgY | GSP | NPg Best View | Total number of I&C heat pumps | SKELTON GRANGE | NPg Best View (Not in FES) | Lct_BB78_NPgAggregate | Number of | NPgY | Skelton Grange |  | 563 | 621 | 686 | 751 | 827 | 981 | 1145 | 1299 | 1440 | 1572 | 1702 | 1832 | 1963 | 2086 | 3224 | 4353 | 5457 | 6544 | 7582 | 8601 | 9568 | 10527 | 11480 | 12427 | 13367 | 14299 | 15223 | 16138 | 17047
NPgY | GSP | NPg Best View | Total number of I&C heat pumps | TEMPLEBOROUGH 275/33KV | NPg Best View (Not in FES) | Lct_BB78_NPgAggregate | Number of | NPgY | Templeborough |  | 2 | 3 | 3 | 3 | 4 | 4 | 5 | 6 | 6 | 7 | 8 | 8 | 9 | 10 | 15 | 21 | 26 | 32 | 37 | 43 | 48 | 53 | 59 | 64 | 69 | 75 | 80 | 86 | 91
NPgY | GSP | NPg Best View | Total number of I&C heat pumps | THURCROFT | NPg Best View (Not in FES) | Lct_BB78_NPgAggregate | Number of | NPgY | Thurcroft |  | 133 | 147 | 164 | 181 | 201 | 241 | 283 | 324 | 362 | 398 | 434 | 471 | 508 | 544 | 847 | 1151 | 1454 | 1755 | 2048 | 2339 | 2620 | 2902 | 3186 | 3473 | 3760 | 4048 | 4338 | 4629 | 4921
NPgY | GSP | NPg Best View | Total number of I&C heat pumps | WEST MELTON / THORPE MARSH | NPg Best View (Not in FES) | Lct_BB78_NPgAggregate | Number of | NPgY | Thorpe Marsh |  | 347 | 385 | 429 | 473 | 525 | 627 | 737 | 843 | 941 | 1034 | 1127 | 1221 | 1318 | 1410 | 2194 | 2981 | 3762 | 4541 | 5296 | 6046 | 6768 | 7494 | 8223 | 8957 | 9694 | 10433 | 11174 | 11917 | 12663
NPgY | GSP | NPg Best View | Total number of I&C heat pumps | WEST MELTON SECTION 3 | NPg Best View (Not in FES) | Lct_BB78_NPgAggregate | Number of | NPgY | West Melton |  | 304 | 339 | 378 | 418 | 465 | 557 | 656 | 751 | 840 | 925 | 1011 | 1098 | 1187 | 1273 | 1984 | 2701 | 3416 | 4130 | 4825 | 5518 | 6189 | 6864 | 7545 | 8232 | 8924 | 9620 | 10320 | 11024 | 11732
NPgY | GSP | NPg Best View | Total number of I&C heat pumps | WINCOBANK | NPg Best View (Not in FES) | Lct_BB78_NPgAggregate | Number of | NPgY | Wincobank |  | 17 | 18 | 20 | 22 | 25 | 29 | 34 | 39 | 43 | 47 | 51 | 55 | 59 | 63 | 97 | 132 | 165 | 199 | 230 | 262 | 292 | 321 | 351 | 380 | 410 | 439 | 468 | 497 | 525
NPgN | GSP | NG FES - Consumer Transformation | Total number of I&C heat pumps | BLYTH 66kV | Consumer Transformation | Lct_BB78_NPgAggregate | Number of | NPgN | Blyth 66kV |  | 157 | 173 | 192 | 210 | 231 | 275 | 321 | 366 | 406 | 444 | 481 | 518 | 556 | 592 | 914 | 1235 | 1549 | 1859 | 2155 | 2447 | 2725 | 3001 | 3276 | 3550 | 3823 | 4093 | 4362 | 4630 | 4895
NPgN | GSP | NG FES - Consumer Transformation | Total number of I&C heat pumps | BLYTH 132kV | Consumer Transformation | Lct_BB78_NPgAggregate | Number of | NPgN | Blyth 132kV |  | 90 | 100 | 110 | 121 | 133 | 158 | 184 | 209 | 232 | 254 | 275 | 296 | 317 | 337 | 520 | 701 | 879 | 1054 | 1220 | 1384 | 1540 | 1694 | 1847 | 1999 | 2151 | 2300 | 2449 | 2597 | 2743
NPgN | GSP | NG FES - Consumer Transformation | Total number of I&C heat pumps | FOURSTONES | Consumer Transformation | Lct_BB78_NPgAggregate | Number of | NPgN | Fourstones |  | 37 | 41 | 45 | 49 | 54 | 65 | 76 | 86 | 95 | 104 | 113 | 121 | 130 | 138 | 213 | 288 | 361 | 432 | 501 | 568 | 632 | 695 | 758 | 820 | 883 | 944 | 1005 | 1066 | 1126
NPgN | GSP | NG FES - Consumer Transformation | Total number of I&C heat pumps | HARTMOOR | Consumer Transformation | Lct_BB78_NPgAggregate | Number of | NPgN | Hart Moor |  | 88 | 97 | 108 | 118 | 130 | 155 | 182 | 207 | 229 | 251 | 272 | 294 | 315 | 336 | 519 | 701 | 880 | 1057 | 1227 | 1394 | 1553 | 1711 | 1869 | 2027 | 2183 | 2339 | 2495 | 2649 | 2803
NPgN | GSP | NG FES - Consumer Transformation | Total number of I&C heat pumps | HAWTHORN PIT GRID | Consumer Transformation | Lct_BB78_NPgAggregate | Number of | NPgN | Hawthorn Pit |  | 82 | 91 | 102 | 111 | 123 | 147 | 172 | 196 | 219 | 240 | 261 | 282 | 303 | 324 | 501 | 679 | 854 | 1028 | 1196 | 1361 | 1520 | 1678 | 1837 | 1996 | 2155 | 2314 | 2473 | 2632 | 2790
NPgN | GSP | NG FES - Consumer Transformation | Total number of I&C heat pumps | KNARESBOROUGH | Consumer Transformation | Lct_BB78_NPgAggregate | Number of | NPgN | Knaresborough |  | 210 | 234 | 261 | 287 | 318 | 381 | 448 | 513 | 573 | 631 | 688 | 747 | 806 | 863 | 1341 | 1821 | 2298 | 2774 | 3235 | 3694 | 4138 | 4583 | 5031 | 5482 | 5936 | 6392 | 6849 | 7308 | 7769
NPgN | GSP | NG FES - Consumer Transformation | Total number of I&C heat pumps | LACKENBY | Consumer Transformation | Lct_BB78_NPgAggregate | Number of | NPgN | Lackenby |  | 134 | 149 | 166 | 181 | 201 | 239 | 281 | 320 | 356 | 391 | 425 | 459 | 494 | 527 | 816 | 1105 | 1390 | 1672 | 1944 | 2213 | 2471 | 2728 | 2986 | 3244 | 3502 | 3759 | 4016 | 4273 | 4530
NPgN | GSP | NG FES - Consumer Transformation | Total number of I&C heat pumps | NORTON | Consumer Transformation | Lct_BB78_NPgAggregate | Number of | NPgN | Norton |  | 487 | 544 | 609 | 673 | 751 | 902 | 1066 | 1224 | 1373 | 1516 | 1659 | 1807 | 1957 | 2103 | 3278 | 4467 | 5655 | 6849 | 8013 | 9178 | 10310 | 11454 | 12611 | 13782 | 14965 | 16158 | 17362 | 18576 | 19801
NPgN | GSP | NG FES - Consumer Transformation | Total number of I&C heat pumps | OFFERTON | Consumer Transformation | Lct_BB78_NPgAggregate | Number of | NPgN | Offerton |  | 56 | 61 | 68 | 74 | 82 | 97 | 114 | 129 | 143 | 157 | 170 | 183 | 196 | 208 | 322 | 434 | 544 | 652 | 756 | 857 | 954 | 1050 | 1145 | 1240 | 1334 | 1427 | 1520 | 1612 | 1703
NPgN | GSP | NG FES - Consumer Transformation | Total number of I&C heat pumps | OSBALDWICK | Consumer Transformation | Lct_BB78_NPgAggregate | Number of | NPgN | Osbaldwick |  | 392 | 433 | 480 | 525 | 580 | 690 | 807 | 918 | 1019 | 1115 | 1209 | 1304 | 1399 | 1490 | 2302 | 3110 | 3903 | 4686 | 5435 | 6173 | 6877 | 7576 | 8273 | 8969 | 9661 | 10349 | 11033 | 11714 | 12390
NPgN | GSP | NG FES - Consumer Transformation | Total number of I&C heat pumps | POPPLETON | Consumer Transformation | Lct_BB78_NPgAggregate | Number of | NPgN | Poppleton |  | 51 | 57 | 63 | 68 | 75 | 90 | 105 | 119 | 132 | 144 | 157 | 169 | 181 | 192 | 297 | 401 | 503 | 603 | 699 | 793 | 882 | 971 | 1060 | 1148 | 1235 | 1322 | 1408 | 1494 | 1579
NPgN | GSP | NG FES - Consumer Transformation | Total number of I&C heat pumps | SALTHOLME | Consumer Transformation | Lct_BB78_NPgAggregate | Number of | NPgN | Saltholme |  | 6 | 7 | 8 | 8 | 9 | 11 | 13 | 15 | 16 | 18 | 20 | 21 | 23 | 24 | 38 | 51 | 65 | 78 | 91 | 103 | 115 | 128 | 140 | 152 | 164 | 176 | 189 | 201 | 213
NPgN | GSP | NG FES - Consumer Transformation | Total number of I&C heat pumps | SOUTH SHIELDS | Consumer Transformation | Lct_BB78_NPgAggregate | Number of | NPgN | South Shields |  | 63 | 70 | 77 | 84 | 93 | 110 | 129 | 146 | 162 | 177 | 192 | 206 | 221 | 235 | 363 | 489 | 613 | 735 | 852 | 966 | 1075 | 1182 | 1289 | 1396 | 1501 | 1606 | 1710 | 1812 | 1915
NPgN | GSP | NG FES - Consumer Transformation | Total number of I&C heat pumps | SPADEADAM | Consumer Transformation | Lct_BB78_NPgAggregate | Number of | NPgN | Spadeadam - Not in NG FES |  | 14 | 16 | 17 | 19 | 21 | 25 | 29 | 33 | 36 | 40 | 43 | 46 | 50 | 53 | 81 | 110 | 138 | 165 | 191 | 217 | 241 | 265 | 289 | 313 | 337 | 360 | 383 | 407 | 429
NPgN | GSP | NG FES - Consumer Transformation | Total number of I&C heat pumps | SPENNYMOOR | Consumer Transformation | Lct_BB78_NPgAggregate | Number of | NPgN | Spennymoor |  | 271 | 301 | 336 | 369 | 410 | 490 | 576 | 659 | 735 | 808 | 881 | 955 | 1030 | 1103 | 1712 | 2324 | 2931 | 3535 | 4121 | 4703 | 5263 | 5826 | 6392 | 6961 | 7533 | 8106 | 8681 | 9258 | 9837
NPgN | GSP | NG FES - Consumer Transformation | Total number of I&C heat pumps | STELLA NORTH | Consumer Transformation | Lct_BB78_NPgAggregate | Number of | NPgN | Stella North |  | 254 | 280 | 311 | 339 | 374 | 444 | 518 | 589 | 653 | 713 | 772 | 832 | 891 | 948 | 1462 | 1972 | 2472 | 2964 | 3433 | 3893 | 4331 | 4765 | 5196 | 5624 | 6050 | 6471 | 6890 | 7304 | 7715
NPgN | GSP | NG FES - Consumer Transformation | Total number of I&C heat pumps | STELLA SOUTH | Consumer Transformation | Lct_BB78_NPgAggregate | Number of | NPgN | Stella South |  | 162 | 179 | 199 | 218 | 241 | 287 | 335 | 382 | 425 | 465 | 505 | 545 | 586 | 625 | 966 | 1306 | 1641 | 1973 | 2291 | 2605 | 2905 | 3204 | 3503 | 3802 | 4099 | 4396 | 4692 | 4986 | 5280
NPgN | GSP | NG FES - Consumer Transformation | Total number of I&C heat pumps | TYNEMOUTH | Consumer Transformation | Lct_BB78_NPgAggregate | Number of | NPgN | Tynemouth 1 |  | 154 | 171 | 190 | 209 | 231 | 276 | 324 | 370 | 412 | 452 | 492 | 533 | 574 | 613 | 950 | 1287 | 1621 | 1953 | 2273 | 2590 | 2894 | 3199 | 3505 | 3812 | 4119 | 4426 | 4733 | 5041 | 5349
NPgN | GSP | NG FES - Consumer Transformation | Total number of I&C heat pumps | WEST BOLDON | Consumer Transformation | Lct_BB78_NPgAggregate | Number of | NPgN | West Boldon |  | 200 | 221 | 245 | 267 | 295 | 350 | 409 | 465 | 515 | 563 | 610 | 657 | 705 | 749 | 1156 | 1560 | 1956 | 2346 | 2718 | 3084 | 3431 | 3777 | 4120 | 4461 | 4800 | 5136 | 5470 | 5801 | 6129
NPgY | GSP | NG FES - Consumer Transformation | Total number of I&C heat pumps | BRADFORD WEST | Consumer Transformation | Lct_BB78_NPgAggregate | Number of | NPgY | Bradford West |  | 499 | 549 | 606 | 662 | 729 | 865 | 1007 | 1142 | 1265 | 1379 | 1492 | 1604 | 1717 | 1824 | 2816 | 3798 | 4757 | 5699 | 6597 | 7476 | 8309 | 9133 | 9950 | 10761 | 11563 | 12358 | 13144 | 13921 | 14691
NPgY | GSP | NG FES - Consumer Transformation | Total number of I&C heat pumps | CAMBLESFORTH | Consumer Transformation | Lct_BB78_NPgAggregate | Number of | NPgY | Camblesforth |  | 38 | 42 | 47 | 53 | 59 | 71 | 84 | 97 | 108 | 120 | 132 | 143 | 156 | 168 | 262 | 358 | 455 | 552 | 647 | 742 | 835 | 930 | 1025 | 1122 | 1220 | 1319 | 1419 | 1520 | 1622
NPgY | GSP | NG FES - Consumer Transformation | Total number of I&C heat pumps | CREYKE BECK | Consumer Transformation | Lct_BB78_NPgAggregate | Number of | NPgY | Creyke Beck |  | 492 | 545 | 607 | 668 | 741 | 885 | 1038 | 1186 | 1322 | 1452 | 1582 | 1713 | 1846 | 1974 | 3069 | 4168 | 5256 | 6339 | 7386 | 8426 | 9426 | 10428 | 11435 | 12446 | 13460 | 14477 | 15495 | 16514 | 17536
NPgY | GSP | NG FES - Consumer Transformation | Total number of I&C heat pumps | DRAX | Consumer Transformation | Lct_BB78_NPgAggregate | Number of | NPgY | Drax |  | 51 | 57 | 64 | 71 | 79 | 95 | 113 | 130 | 146 | 161 | 177 | 193 | 209 | 225 | 352 | 481 | 610 | 740 | 868 | 996 | 1120 | 1246 | 1374 | 1504 | 1635 | 1767 | 1901 | 2036 | 2173
NPgY | GSP | NG FES - Consumer Transformation | Total number of I&C heat pumps | ELLAND | Consumer Transformation | Lct_BB78_NPgAggregate | Number of | NPgY | Elland |  | 382 | 421 | 466 | 509 | 561 | 666 | 777 | 882 | 977 | 1067 | 1155 | 1243 | 1332 | 1416 | 2188 | 2954 | 3704 | 4442 | 5147 | 5838 | 6495 | 7146 | 7793 | 8437 | 9075 | 9708 | 10336 | 10958 | 11575
NPgY | GSP | NG FES - Consumer Transformation | Total number of I&C heat pumps | FERRYBRIDGE A | Consumer Transformation | Lct_BB78_NPgAggregate | Number of | NPgY | Ferrybridge A |  | 76 | 85 | 95 | 105 | 117 | 141 | 166 | 191 | 214 | 236 | 258 | 280 | 303 | 326 | 509 | 693 | 878 | 1063 | 1243 | 1424 | 1599 | 1776 | 1954 | 2134 | 2316 | 2500 | 2685 | 2871 | 3058
NPgY | GSP | NG FES - Consumer Transformation | Total number of I&C heat pumps | FERRYBRIDGE B | Consumer Transformation | Lct_BB78_NPgAggregate | Number of | NPgY | Ferrybridge B (_M) |  | 230 | 255 | 285 | 313 | 348 | 416 | 489 | 559 | 624 | 686 | 748 | 811 | 875 | 936 | 1457 | 1980 | 2498 | 3016 | 3517 | 4016 | 4496 | 4979 | 5464 | 5952 | 6442 | 6934 | 7427 | 7922 | 8419
NPgY | GSP | NG FES - Consumer Transformation | Total number of I&C heat pumps | GRIMSBY WEST | Consumer Transformation | Lct_BB78_NPgAggregate | Number of | NPgY | Grimsby West |  | 139 | 154 | 170 | 187 | 206 | 245 | 286 | 325 | 361 | 395 | 428 | 462 | 496 | 528 | 817 | 1105 | 1388 | 1668 | 1935 | 2199 | 2450 | 2701 | 2950 | 3199 | 3446 | 3692 | 3937 | 4181 | 4424
NPgY | GSP | NG FES - Consumer Transformation | Total number of I&C heat pumps | JORDANTHORPE | Consumer Transformation | Lct_BB78_NPgAggregate | Number of | NPgY | Jordanthorpe |  | 42 | 46 | 51 | 56 | 62 | 74 | 86 | 98 | 109 | 120 | 130 | 141 | 151 | 161 | 250 | 339 | 426 | 513 | 597 | 679 | 758 | 837 | 916 | 995 | 1074 | 1153 | 1231 | 1310 | 1388
NPgY | GSP | NG FES - Consumer Transformation | Total number of I&C heat pumps | KEADBY | Consumer Transformation | Lct_BB78_NPgAggregate | Number of | NPgY | Keadby |  | 257 | 290 | 327 | 365 | 410 | 497 | 591 | 683 | 772 | 858 | 945 | 1035 | 1128 | 1219 | 1916 | 2629 | 3349 | 4079 | 4799 | 5526 | 6239 | 6965 | 7705 | 8459 | 9226 | 10004 | 10795 | 11597 | 12410
NPgY | GSP | NG FES - Consumer Transformation | Total number of I&C heat pumps | KIRKSTALL B | Consumer Transformation | Lct_BB78_NPgAggregate | Number of | NPgY | Kirkstall B |  | 231 | 254 | 280 | 306 | 337 | 400 | 466 | 528 | 585 | 637 | 689 | 741 | 793 | 842 | 1300 | 1754 | 2196 | 2631 | 3045 | 3450 | 3834 | 4214 | 4590 | 4964 | 5334 | 5699 | 6061 | 6419 | 6773
NPgY | GSP | NG FES - Consumer Transformation | Total number of I&C heat pumps | NEEPSEND | Consumer Transformation | Lct_BB78_NPgAggregate | Number of | NPgY | Neepsend |  | 89 | 98 | 108 | 118 | 130 | 154 | 180 | 204 | 226 | 246 | 266 | 286 | 306 | 325 | 502 | 677 | 848 | 1015 | 1175 | 1331 | 1480 | 1626 | 1771 | 1916 | 2058 | 2199 | 2339 | 2477 | 2614
NPgY | GSP | NG FES - Consumer Transformation | Total number of I&C heat pumps | NORTON LEES | Consumer Transformation | Lct_BB78_NPgAggregate | Number of | NPgY | Norton Lees |  | 70 | 77 | 85 | 93 | 102 | 121 | 141 | 160 | 177 | 193 | 209 | 225 | 241 | 256 | 395 | 532 | 667 | 798 | 924 | 1047 | 1164 | 1279 | 1393 | 1506 | 1619 | 1730 | 1839 | 1948 | 2056
NPgY | GSP | NG FES - Consumer Transformation | Total number of I&C heat pumps | PITSMOOR 3/4 | Consumer Transformation | Lct_BB78_NPgAggregate | Number of | NPgY | Pitsmoor |  | 50 | 55 | 60 | 66 | 73 | 86 | 100 | 114 | 126 | 137 | 149 | 160 | 171 | 182 | 280 | 378 | 474 | 568 | 657 | 744 | 827 | 909 | 991 | 1071 | 1151 | 1230 | 1308 | 1386 | 1462
NPgY | GSP | NG FES - Consumer Transformation | Total number of I&C heat pumps | SALTEND NORTH | Consumer Transformation | Lct_BB78_NPgAggregate | Number of | NPgY | Saltend North |  | 50 | 55 | 61 | 67 | 75 | 90 | 105 | 120 | 134 | 147 | 161 | 174 | 188 | 201 | 313 | 425 | 537 | 648 | 756 | 863 | 966 | 1070 | 1174 | 1278 | 1384 | 1489 | 1595 | 1701 | 1808
NPgY | GSP | NG FES - Consumer Transformation | Total number of I&C heat pumps | SHEFFIELD CITY | Consumer Transformation | Lct_BB78_NPgAggregate | Number of | NPgY | Sheffield City |  | 92 | 101 | 111 | 122 | 134 | 159 | 185 | 210 | 232 | 253 | 274 | 295 | 315 | 335 | 517 | 697 | 873 | 1045 | 1210 | 1371 | 1523 | 1674 | 1824 | 1972 | 2119 | 2264 | 2408 | 2550 | 2691
NPgY | GSP | NG FES - Consumer Transformation | Total number of I&C heat pumps | SKELTON GRANGE | Consumer Transformation | Lct_BB78_NPgAggregate | Number of | NPgY | Skelton Grange |  | 563 | 621 | 686 | 751 | 827 | 981 | 1145 | 1299 | 1440 | 1572 | 1702 | 1832 | 1963 | 2086 | 3224 | 4353 | 5457 | 6544 | 7582 | 8601 | 9568 | 10527 | 11480 | 12427 | 13367 | 14299 | 15223 | 16138 | 17047
NPgY | GSP | NG FES - Consumer Transformation | Total number of I&C heat pumps | TEMPLEBOROUGH 275/33KV | Consumer Transformation | Lct_BB78_NPgAggregate | Number of | NPgY | Templeborough |  | 2 | 3 | 3 | 3 | 4 | 4 | 5 | 6 | 6 | 7 | 8 | 8 | 9 | 10 | 15 | 21 | 26 | 32 | 37 | 43 | 48 | 53 | 59 | 64 | 69 | 75 | 80 | 86 | 91
NPgY | GSP | NG FES - Consumer Transformation | Total number of I&C heat pumps | THURCROFT | Consumer Transformation | Lct_BB78_NPgAggregate | Number of | NPgY | Thurcroft |  | 133 | 147 | 164 | 181 | 201 | 241 | 283 | 324 | 362 | 398 | 434 | 471 | 508 | 544 | 847 | 1151 | 1454 | 1755 | 2048 | 2339 | 2620 | 2902 | 3186 | 3473 | 3760 | 4048 | 4338 | 4629 | 4921
NPgY | GSP | NG FES - Consumer Transformation | Total number of I&C heat pumps | WEST MELTON / THORPE MARSH | Consumer Transformation | Lct_BB78_NPgAggregate | Number of | NPgY | Thorpe Marsh |  | 347 | 385 | 429 | 473 | 525 | 627 | 737 | 843 | 941 | 1034 | 1127 | 1221 | 1318 | 1410 | 2194 | 2981 | 3762 | 4541 | 5296 | 6046 | 6768 | 7494 | 8223 | 8957 | 9694 | 10433 | 11174 | 11917 | 12663
NPgY | GSP | NG FES - Consumer Transformation | Total number of I&C heat pumps | WEST MELTON SECTION 3 | Consumer Transformation | Lct_BB78_NPgAggregate | Number of | NPgY | West Melton |  | 304 | 339 | 378 | 418 | 465 | 557 | 656 | 751 | 840 | 925 | 1011 | 1098 | 1187 | 1273 | 1984 | 2701 | 3416 | 4130 | 4825 | 5518 | 6189 | 6864 | 7545 | 8232 | 8924 | 9620 | 10320 | 11024 | 11732
NPgY | GSP | NG FES - Consumer Transformation | Total number of I&C heat pumps | WINCOBANK | Consumer Transformation | Lct_BB78_NPgAggregate | Number of | NPgY | Wincobank |  | 17 | 18 | 20 | 22 | 25 | 29 | 34 | 39 | 43 | 47 | 51 | 55 | 59 | 63 | 97 | 132 | 165 | 199 | 230 | 262 | 292 | 321 | 351 | 380 | 410 | 439 | 468 | 497 | 525
NPgN | GSP | NG FES - Falling Short | Total number of I&C heat pumps | BLYTH 66kV | Falling Short | Lct_BB78_NPgAggregate | Number of | NPgN | Blyth 66kV |  | 157 | 173 | 194 | 205 | 219 | 242 | 269 | 295 | 318 | 339 | 359 | 381 | 402 | 437 | 468 | 508 | 534 | 557 | 575 | 593 | 610 | 626 | 642 | 657 | 672 | 688 | 703 | 718 | 720
NPgN | GSP | NG FES - Falling Short | Total number of I&C heat pumps | BLYTH 132kV | Falling Short | Lct_BB78_NPgAggregate | Number of | NPgN | Blyth 132kV |  | 90 | 100 | 112 | 118 | 126 | 139 | 154 | 169 | 182 | 194 | 205 | 217 | 229 | 249 | 266 | 289 | 303 | 316 | 326 | 335 | 344 | 353 | 362 | 370 | 378 | 387 | 395 | 403 | 404
NPgN | GSP | NG FES - Falling Short | Total number of I&C heat pumps | FOURSTONES | Falling Short | Lct_BB78_NPgAggregate | Number of | NPgN | Fourstones |  | 37 | 41 | 46 | 48 | 52 | 57 | 63 | 69 | 75 | 79 | 84 | 89 | 94 | 102 | 109 | 118 | 124 | 129 | 134 | 138 | 141 | 145 | 148 | 152 | 155 | 159 | 162 | 165 | 166
NPgN | GSP | NG FES - Falling Short | Total number of I&C heat pumps | HARTMOOR | Falling Short | Lct_BB78_NPgAggregate | Number of | NPgN | Hart Moor |  | 88 | 98 | 109 | 116 | 123 | 137 | 152 | 167 | 180 | 192 | 203 | 216 | 228 | 248 | 266 | 289 | 304 | 317 | 328 | 338 | 347 | 357 | 366 | 375 | 384 | 393 | 402 | 411 | 412
NPgN | GSP | NG FES - Falling Short | Total number of I&C heat pumps | HAWTHORN PIT GRID | Falling Short | Lct_BB78_NPgAggregate | Number of | NPgN | Hawthorn Pit |  | 82 | 92 | 103 | 109 | 116 | 129 | 144 | 158 | 171 | 183 | 195 | 207 | 219 | 239 | 257 | 279 | 295 | 308 | 319 | 330 | 340 | 350 | 360 | 369 | 379 | 389 | 399 | 408 | 411
NPgN | GSP | NG FES - Falling Short | Total number of I&C heat pumps | KNARESBOROUGH | Falling Short | Lct_BB78_NPgAggregate | Number of | NPgN | Knaresborough |  | 210 | 234 | 264 | 281 | 301 | 336 | 375 | 414 | 449 | 482 | 514 | 548 | 582 | 637 | 686 | 749 | 792 | 831 | 864 | 895 | 926 | 956 | 985 | 1015 | 1044 | 1074 | 1104 | 1134 | 1143
NPgN | GSP | NG FES - Falling Short | Total number of I&C heat pumps | LACKENBY | Falling Short | Lct_BB78_NPgAggregate | Number of | NPgN | Lackenby |  | 134 | 149 | 167 | 178 | 190 | 211 | 235 | 258 | 279 | 298 | 317 | 337 | 357 | 389 | 417 | 455 | 479 | 501 | 519 | 536 | 553 | 569 | 585 | 600 | 616 | 632 | 647 | 663 | 667
NPgN | GSP | NG FES - Falling Short | Total number of I&C heat pumps | NORTON | Falling Short | Lct_BB78_NPgAggregate | Number of | NPgN | Norton |  | 487 | 546 | 616 | 659 | 710 | 794 | 892 | 987 | 1075 | 1157 | 1239 | 1326 | 1413 | 1552 | 1677 | 1838 | 1950 | 2051 | 2139 | 2224 | 2307 | 2389 | 2470 | 2551 | 2632 | 2715 | 2798 | 2882 | 2913
NPgN | GSP | NG FES - Falling Short | Total number of I&C heat pumps | OFFERTON | Falling Short | Lct_BB78_NPgAggregate | Number of | NPgN | Offerton |  | 56 | 62 | 69 | 73 | 78 | 86 | 95 | 104 | 112 | 120 | 127 | 134 | 142 | 154 | 165 | 179 | 188 | 195 | 202 | 208 | 213 | 219 | 224 | 229 | 235 | 240 | 245 | 250 | 251
NPgN | GSP | NG FES - Falling Short | Total number of I&C heat pumps | OSBALDWICK | Falling Short | Lct_BB78_NPgAggregate | Number of | NPgN | Osbaldwick |  | 392 | 435 | 486 | 515 | 548 | 607 | 675 | 740 | 798 | 851 | 903 | 957 | 1011 | 1100 | 1178 | 1280 | 1346 | 1403 | 1451 | 1496 | 1539 | 1580 | 1621 | 1660 | 1699 | 1739 | 1778 | 1817 | 1823
NPgN | GSP | NG FES - Falling Short | Total number of I&C heat pumps | POPPLETON | Falling Short | Lct_BB78_NPgAggregate | Number of | NPgN | Poppleton |  | 51 | 57 | 63 | 67 | 71 | 79 | 88 | 96 | 104 | 110 | 117 | 124 | 131 | 142 | 152 | 165 | 173 | 181 | 187 | 192 | 197 | 203 | 208 | 212 | 217 | 222 | 227 | 232 | 232
NPgN | GSP | NG FES - Falling Short | Total number of I&C heat pumps | SALTHOLME | Falling Short | Lct_BB78_NPgAggregate | Number of | NPgN | Saltholme |  | 6 | 7 | 8 | 8 | 9 | 10 | 11 | 12 | 13 | 14 | 15 | 16 | 17 | 18 | 19 | 21 | 22 | 23 | 24 | 25 | 26 | 27 | 27 | 28 | 29 | 30 | 30 | 31 | 31
NPgN | GSP | NG FES - Falling Short | Total number of I&C heat pumps | SOUTH SHIELDS | Falling Short | Lct_BB78_NPgAggregate | Number of | NPgN | South Shields |  | 63 | 70 | 78 | 82 | 88 | 97 | 108 | 118 | 127 | 135 | 143 | 152 | 160 | 174 | 186 | 201 | 212 | 220 | 227 | 234 | 240 | 247 | 253 | 258 | 264 | 270 | 276 | 281 | 282
NPgN | GSP | NG FES - Falling Short | Total number of I&C heat pumps | SPADEADAM | Falling Short | Lct_BB78_NPgAggregate | Number of | NPgN | Spadeadam - Not in NG FES |  | 14 | 16 | 17 | 18 | 20 | 22 | 24 | 26 | 28 | 30 | 32 | 34 | 36 | 39 | 42 | 45 | 47 | 49 | 51 | 52 | 54 | 55 | 57 | 58 | 59 | 61 | 62 | 63 | 63
NPgN | GSP | NG FES - Falling Short | Total number of I&C heat pumps | SPENNYMOOR | Falling Short | Lct_BB78_NPgAggregate | Number of | NPgN | Spennymoor |  | 271 | 302 | 339 | 361 | 387 | 431 | 482 | 531 | 576 | 617 | 658 | 701 | 744 | 814 | 876 | 956 | 1011 | 1059 | 1100 | 1139 | 1178 | 1215 | 1252 | 1288 | 1325 | 1362 | 1399 | 1436 | 1447
NPgN | GSP | NG FES - Falling Short | Total number of I&C heat pumps | STELLA NORTH | Falling Short | Lct_BB78_NPgAggregate | Number of | NPgN | Stella North |  | 254 | 281 | 314 | 332 | 353 | 391 | 434 | 475 | 512 | 544 | 577 | 611 | 644 | 700 | 748 | 812 | 852 | 888 | 916 | 943 | 969 | 994 | 1018 | 1041 | 1064 | 1087 | 1110 | 1133 | 1135
NPgN | GSP | NG FES - Falling Short | Total number of I&C heat pumps | STELLA SOUTH | Falling Short | Lct_BB78_NPgAggregate | Number of | NPgN | Stella South |  | 162 | 180 | 201 | 213 | 227 | 252 | 281 | 308 | 333 | 355 | 377 | 400 | 423 | 461 | 494 | 538 | 566 | 591 | 612 | 631 | 650 | 668 | 686 | 704 | 721 | 739 | 756 | 774 | 777
NPgN | GSP | NG FES - Falling Short | Total number of I&C heat pumps | TYNEMOUTH | Falling Short | Lct_BB78_NPgAggregate | Number of | NPgN | Tynemouth 1 |  | 154 | 171 | 192 | 204 | 218 | 243 | 271 | 298 | 323 | 345 | 367 | 391 | 414 | 452 | 486 | 530 | 559 | 585 | 607 | 627 | 648 | 667 | 686 | 705 | 725 | 744 | 763 | 782 | 787
NPgN | GSP | NG FES - Falling Short | Total number of I&C heat pumps | WEST BOLDON | Falling Short | Lct_BB78_NPgAggregate | Number of | NPgN | West Boldon |  | 200 | 221 | 247 | 262 | 278 | 308 | 342 | 375 | 404 | 430 | 456 | 482 | 509 | 553 | 592 | 642 | 675 | 703 | 726 | 747 | 768 | 788 | 807 | 826 | 844 | 863 | 882 | 900 | 902
NPgY | GSP | NG FES - Falling Short | Total number of I&C heat pumps | BRADFORD WEST | Falling Short | Lct_BB78_NPgAggregate | Number of | NPgY | Bradford West |  | 499 | 550 | 611 | 647 | 688 | 759 | 841 | 919 | 988 | 1050 | 1111 | 1174 | 1237 | 1343 | 1435 | 1556 | 1632 | 1699 | 1752 | 1801 | 1849 | 1895 | 1938 | 1981 | 2023 | 2065 | 2107 | 2148 | 2150
NPgY | GSP | NG FES - Falling Short | Total number of I&C heat pumps | CAMBLESFORTH | Falling Short | Lct_BB78_NPgAggregate | Number of | NPgY | Camblesforth |  | 38 | 42 | 48 | 51 | 56 | 62 | 70 | 78 | 85 | 91 | 98 | 105 | 112 | 123 | 134 | 147 | 156 | 165 | 172 | 179 | 186 | 193 | 200 | 207 | 213 | 220 | 227 | 235 | 237
NPgY | GSP | NG FES - Falling Short | Total number of I&C heat pumps | CREYKE BECK | Falling Short | Lct_BB78_NPgAggregate | Number of | NPgY | Creyke Beck |  | 492 | 546 | 611 | 652 | 699 | 777 | 867 | 954 | 1033 | 1106 | 1178 | 1254 | 1330 | 1454 | 1564 | 1707 | 1803 | 1889 | 1962 | 2030 | 2098 | 2163 | 2228 | 2291 | 2355 | 2420 | 2484 | 2548 | 2567
NPgY | GSP | NG FES - Falling Short | Total number of I&C heat pumps | DRAX | Falling Short | Lct_BB78_NPgAggregate | Number of | NPgY | Drax |  | 51 | 57 | 64 | 69 | 75 | 84 | 94 | 104 | 114 | 123 | 132 | 141 | 151 | 166 | 179 | 197 | 209 | 221 | 231 | 240 | 249 | 259 | 268 | 277 | 286 | 295 | 305 | 314 | 318
NPgY | GSP | NG FES - Falling Short | Total number of I&C heat pumps | ELLAND | Falling Short | Lct_BB78_NPgAggregate | Number of | NPgY | Elland |  | 382 | 422 | 469 | 497 | 529 | 585 | 648 | 709 | 763 | 812 | 860 | 910 | 959 | 1042 | 1115 | 1210 | 1271 | 1324 | 1367 | 1407 | 1445 | 1483 | 1518 | 1553 | 1588 | 1623 | 1657 | 1691 | 1694
NPgY | GSP | NG FES - Falling Short | Total number of I&C heat pumps | FERRYBRIDGE A | Falling Short | Lct_BB78_NPgAggregate | Number of | NPgY | Ferrybridge A |  | 76 | 85 | 96 | 103 | 111 | 124 | 139 | 153 | 167 | 179 | 192 | 205 | 218 | 240 | 259 | 284 | 301 | 317 | 330 | 343 | 356 | 368 | 381 | 393 | 405 | 418 | 430 | 443 | 448
NPgY | GSP | NG FES - Falling Short | Total number of I&C heat pumps | FERRYBRIDGE B | Falling Short | Lct_BB78_NPgAggregate | Number of | NPgY | Ferrybridge B (_M) |  | 230 | 256 | 287 | 306 | 328 | 365 | 408 | 449 | 487 | 522 | 557 | 593 | 630 | 689 | 742 | 811 | 857 | 899 | 934 | 968 | 1001 | 1033 | 1064 | 1096 | 1127 | 1159 | 1191 | 1223 | 1232
NPgY | GSP | NG FES - Falling Short | Total number of I&C heat pumps | GRIMSBY WEST | Falling Short | Lct_BB78_NPgAggregate | Number of | NPgY | Grimsby West |  | 139 | 154 | 172 | 182 | 194 | 215 | 239 | 262 | 282 | 301 | 319 | 338 | 357 | 389 | 417 | 453 | 476 | 497 | 514 | 530 | 545 | 560 | 575 | 589 | 603 | 617 | 631 | 645 | 648
NPgY | GSP | NG FES - Falling Short | Total number of I&C heat pumps | JORDANTHORPE | Falling Short | Lct_BB78_NPgAggregate | Number of | NPgY | Jordanthorpe |  | 42 | 46 | 51 | 55 | 58 | 65 | 72 | 79 | 85 | 91 | 97 | 103 | 109 | 119 | 127 | 139 | 146 | 153 | 158 | 164 | 169 | 174 | 178 | 183 | 188 | 193 | 197 | 202 | 203
NPgY | GSP | NG FES - Falling Short | Total number of I&C heat pumps | KEADBY | Falling Short | Lct_BB78_NPgAggregate | Number of | NPgY | Keadby |  | 257 | 290 | 329 | 356 | 387 | 436 | 493 | 549 | 603 | 653 | 704 | 758 | 812 | 898 | 976 | 1077 | 1149 | 1216 | 1275 | 1332 | 1389 | 1445 | 1501 | 1557 | 1614 | 1672 | 1731 | 1790 | 1817
NPgY | GSP | NG FES - Falling Short | Total number of I&C heat pumps | KIRKSTALL B | Falling Short | Lct_BB78_NPgAggregate | Number of | NPgY | Kirkstall B |  | 231 | 254 | 283 | 299 | 318 | 351 | 389 | 425 | 457 | 485 | 513 | 542 | 571 | 620 | 663 | 718 | 753 | 784 | 809 | 831 | 853 | 874 | 894 | 914 | 933 | 953 | 972 | 991 | 991
NPgY | GSP | NG FES - Falling Short | Total number of I&C heat pumps | NEEPSEND | Falling Short | Lct_BB78_NPgAggregate | Number of | NPgY | Neepsend |  | 89 | 98 | 109 | 115 | 123 | 135 | 150 | 164 | 176 | 187 | 198 | 209 | 220 | 239 | 256 | 277 | 291 | 303 | 312 | 321 | 329 | 337 | 345 | 353 | 360 | 368 | 375 | 382 | 383
NPgY | GSP | NG FES - Falling Short | Total number of I&C heat pumps | NORTON LEES | Falling Short | Lct_BB78_NPgAggregate | Number of | NPgY | Norton Lees |  | 70 | 77 | 86 | 91 | 97 | 107 | 118 | 129 | 139 | 147 | 156 | 165 | 173 | 188 | 201 | 218 | 229 | 238 | 245 | 252 | 259 | 265 | 271 | 277 | 283 | 289 | 295 | 301 | 301
NPgY | GSP | NG FES - Falling Short | Total number of I&C heat pumps | PITSMOOR 3/4 | Falling Short | Lct_BB78_NPgAggregate | Number of | NPgY | Pitsmoor |  | 50 | 55 | 61 | 64 | 69 | 76 | 84 | 92 | 98 | 105 | 111 | 117 | 123 | 134 | 143 | 155 | 163 | 169 | 174 | 179 | 184 | 189 | 193 | 197 | 201 | 206 | 210 | 214 | 214
NPgY | GSP | NG FES - Falling Short | Total number of I&C heat pumps | SALTEND NORTH | Falling Short | Lct_BB78_NPgAggregate | Number of | NPgY | Saltend North |  | 50 | 55 | 62 | 66 | 71 | 79 | 88 | 97 | 105 | 112 | 120 | 128 | 135 | 148 | 160 | 174 | 184 | 193 | 201 | 208 | 215 | 222 | 229 | 235 | 242 | 249 | 256 | 263 | 265
NPgY | GSP | NG FES - Falling Short | Total number of I&C heat pumps | SHEFFIELD CITY | Falling Short | Lct_BB78_NPgAggregate | Number of | NPgY | Sheffield City |  | 92 | 101 | 112 | 119 | 126 | 139 | 154 | 169 | 181 | 193 | 204 | 216 | 227 | 246 | 263 | 285 | 299 | 312 | 321 | 330 | 339 | 347 | 355 | 363 | 371 | 378 | 386 | 394 | 394
NPgY | GSP | NG FES - Falling Short | Total number of I&C heat pumps | SKELTON GRANGE | Falling Short | Lct_BB78_NPgAggregate | Number of | NPgY | Skelton Grange |  | 563 | 622 | 691 | 732 | 780 | 862 | 956 | 1045 | 1125 | 1197 | 1267 | 1341 | 1413 | 1536 | 1643 | 1783 | 1872 | 1951 | 2014 | 2073 | 2129 | 2184 | 2236 | 2288 | 2339 | 2390 | 2440 | 2490 | 2495
NPgY | GSP | NG FES - Falling Short | Total number of I&C heat pumps | TEMPLEBOROUGH 275/33KV | Falling Short | Lct_BB78_NPgAggregate | Number of | NPgY | Templeborough |  | 2 | 3 | 3 | 3 | 3 | 4 | 4 | 5 | 5 | 5 | 6 | 6 | 7 | 7 | 8 | 9 | 9 | 10 | 10 | 10 | 11 | 11 | 11 | 12 | 12 | 13 | 13 | 13 | 13
NPgY | GSP | NG FES - Falling Short | Total number of I&C heat pumps | THURCROFT | Falling Short | Lct_BB78_NPgAggregate | Number of | NPgY | Thurcroft |  | 133 | 148 | 166 | 177 | 190 | 212 | 236 | 260 | 283 | 303 | 323 | 344 | 366 | 400 | 431 | 471 | 499 | 523 | 544 | 564 | 583 | 602 | 621 | 639 | 658 | 677 | 695 | 714 | 720
NPgY | GSP | NG FES - Falling Short | Total number of I&C heat pumps | WEST MELTON / THORPE MARSH | Falling Short | Lct_BB78_NPgAggregate | Number of | NPgY | Thorpe Marsh |  | 347 | 386 | 432 | 461 | 495 | 551 | 615 | 678 | 735 | 787 | 839 | 894 | 949 | 1038 | 1118 | 1221 | 1291 | 1354 | 1407 | 1457 | 1506 | 1555 | 1602 | 1649 | 1696 | 1744 | 1791 | 1839 | 1854
NPgY | GSP | NG FES - Falling Short | Total number of I&C heat pumps | WEST MELTON SECTION 3 | Falling Short | Lct_BB78_NPgAggregate | Number of | NPgY | West Melton |  | 304 | 339 | 381 | 408 | 438 | 489 | 547 | 604 | 656 | 705 | 753 | 804 | 855 | 937 | 1011 | 1106 | 1172 | 1231 | 1282 | 1330 | 1377 | 1424 | 1470 | 1515 | 1561 | 1608 | 1654 | 1701 | 1717
NPgY | GSP | NG FES - Falling Short | Total number of I&C heat pumps | WINCOBANK | Falling Short | Lct_BB78_NPgAggregate | Number of | NPgY | Wincobank |  | 17 | 18 | 21 | 22 | 23 | 26 | 29 | 31 | 34 | 36 | 38 | 40 | 43 | 46 | 50 | 54 | 57 | 59 | 61 | 63 | 65 | 67 | 68 | 70 | 72 | 73 | 75 | 77 | 77
NPgN | GSP | NG FES - Leading the Way | Total number of I&C heat pumps | BLYTH 66kV | Leading the Way | Lct_BB78_NPgAggregate | Number of | NPgN | Blyth 66kV |  | 157 | 173 | 192 | 223 | 257 | 301 | 347 | 391 | 431 | 763 | 1092 | 1419 | 1744 | 2066 | 2384 | 2700 | 3010 | 3315 | 3595 | 3870 | 4144 | 4416 | 4687 | 4957 | 4944 | 4932 | 4919 | 4907 | 4895
NPgN | GSP | NG FES - Leading the Way | Total number of I&C heat pumps | BLYTH 132kV | Leading the Way | Lct_BB78_NPgAggregate | Number of | NPgN | Blyth 132kV |  | 90 | 100 | 110 | 128 | 148 | 173 | 199 | 224 | 247 | 436 | 623 | 809 | 994 | 1176 | 1356 | 1533 | 1708 | 1879 | 2035 | 2189 | 2341 | 2492 | 2642 | 2792 | 2782 | 2772 | 2762 | 2752 | 2743
NPgN | GSP | NG FES - Leading the Way | Total number of I&C heat pumps | FOURSTONES | Leading the Way | Lct_BB78_NPgAggregate | Number of | NPgN | Fourstones |  | 37 | 41 | 45 | 53 | 61 | 71 | 82 | 92 | 101 | 179 | 256 | 332 | 408 | 483 | 556 | 629 | 701 | 771 | 835 | 898 | 961 | 1023 | 1084 | 1146 | 1142 | 1137 | 1133 | 1129 | 1126
NPgN | GSP | NG FES - Leading the Way | Total number of I&C heat pumps | HARTMOOR | Leading the Way | Lct_BB78_NPgAggregate | Number of | NPgN | Hart Moor |  | 88 | 97 | 108 | 126 | 145 | 170 | 196 | 221 | 244 | 432 | 618 | 804 | 989 | 1173 | 1354 | 1534 | 1711 | 1886 | 2046 | 2204 | 2361 | 2518 | 2674 | 2830 | 2824 | 2819 | 2813 | 2808 | 2803
NPgN | GSP | NG FES - Leading the Way | Total number of I&C heat pumps | HAWTHORN PIT GRID | Leading the Way | Lct_BB78_NPgAggregate | Number of | NPgN | Hawthorn Pit |  | 82 | 91 | 102 | 118 | 137 | 161 | 186 | 210 | 232 | 412 | 592 | 772 | 951 | 1130 | 1308 | 1485 | 1660 | 1834 | 1994 | 2153 | 2311 | 2470 | 2628 | 2787 | 2788 | 2788 | 2789 | 2789 | 2790
NPgN | GSP | NG FES - Leading the Way | Total number of I&C heat pumps | KNARESBOROUGH | Leading the Way | Lct_BB78_NPgAggregate | Number of | NPgN | Knaresborough |  | 210 | 234 | 261 | 305 | 354 | 417 | 484 | 549 | 609 | 1084 | 1562 | 2043 | 2527 | 3012 | 3496 | 3982 | 4465 | 4948 | 5396 | 5843 | 6292 | 6743 | 7197 | 7655 | 7678 | 7701 | 7724 | 7746 | 7769
NPgN | GSP | NG FES - Leading the Way | Total number of I&C heat pumps | LACKENBY | Leading the Way | Lct_BB78_NPgAggregate | Number of | NPgN | Lackenby |  | 134 | 149 | 166 | 193 | 223 | 262 | 303 | 343 | 379 | 671 | 964 | 1256 | 1549 | 1839 | 2128 | 2416 | 2700 | 2983 | 3242 | 3500 | 3757 | 4014 | 4271 | 4529 | 4529 | 4529 | 4530 | 4530 | 4530
NPgN | GSP | NG FES - Leading the Way | Total number of I&C heat pumps | NORTON | Leading the Way | Lct_BB78_NPgAggregate | Number of | NPgN | Norton |  | 487 | 544 | 609 | 716 | 835 | 987 | 1151 | 1310 | 1459 | 2606 | 3767 | 4944 | 6137 | 7339 | 8547 | 9769 | 10990 | 12216 | 13365 | 14516 | 15679 | 16853 | 18041 | 19242 | 19356 | 19468 | 19580 | 19690 | 19801
NPgN | GSP | NG FES - Leading the Way | Total number of I&C heat pumps | OFFERTON | Leading the Way | Lct_BB78_NPgAggregate | Number of | NPgN | Offerton |  | 56 | 61 | 68 | 79 | 91 | 107 | 123 | 138 | 152 | 269 | 385 | 500 | 615 | 728 | 839 | 949 | 1057 | 1164 | 1261 | 1356 | 1451 | 1545 | 1638 | 1731 | 1725 | 1720 | 1714 | 1708 | 1703
NPgN | GSP | NG FES - Leading the Way | Total number of I&C heat pumps | OSBALDWICK | Leading the Way | Lct_BB78_NPgAggregate | Number of | NPgN | Osbaldwick |  | 392 | 433 | 480 | 559 | 645 | 755 | 871 | 982 | 1083 | 1916 | 2744 | 3569 | 4389 | 5201 | 6003 | 6801 | 7584 | 8357 | 9065 | 9763 | 10457 | 11148 | 11836 | 12522 | 12496 | 12469 | 12442 | 12416 | 12390
NPgN | GSP | NG FES - Leading the Way | Total number of I&C heat pumps | POPPLETON | Leading the Way | Lct_BB78_NPgAggregate | Number of | NPgN | Poppleton |  | 51 | 57 | 63 | 73 | 84 | 98 | 113 | 128 | 141 | 248 | 355 | 462 | 567 | 672 | 774 | 877 | 977 | 1075 | 1165 | 1254 | 1342 | 1429 | 1516 | 1603 | 1598 | 1593 | 1588 | 1583 | 1579
NPgN | GSP | NG FES - Leading the Way | Total number of I&C heat pumps | SALTHOLME | Leading the Way | Lct_BB78_NPgAggregate | Number of | NPgN | Saltholme |  | 6 | 7 | 8 | 9 | 10 | 12 | 14 | 16 | 17 | 31 | 45 | 58 | 72 | 85 | 99 | 112 | 126 | 139 | 151 | 163 | 176 | 188 | 200 | 212 | 212 | 213 | 213 | 213 | 213
NPgN | GSP | NG FES - Leading the Way | Total number of I&C heat pumps | SOUTH SHIELDS | Leading the Way | Lct_BB78_NPgAggregate | Number of | NPgN | South Shields |  | 63 | 70 | 77 | 89 | 103 | 120 | 139 | 156 | 172 | 304 | 435 | 565 | 694 | 821 | 946 | 1070 | 1192 | 1311 | 1421 | 1528 | 1634 | 1739 | 1844 | 1948 | 1942 | 1935 | 1928 | 1921 | 1915
NPgN | GSP | NG FES - Leading the Way | Total number of I&C heat pumps | SPADEADAM | Leading the Way | Lct_BB78_NPgAggregate | Number of | NPgN | Spadeadam - Not in NG FES |  | 14 | 16 | 17 | 20 | 23 | 27 | 31 | 35 | 39 | 68 | 98 | 127 | 156 | 184 | 212 | 240 | 267 | 294 | 319 | 343 | 367 | 390 | 414 | 437 | 435 | 434 | 432 | 431 | 429
NPgN | GSP | NG FES - Leading the Way | Total number of I&C heat pumps | SPENNYMOOR | Leading the Way | Lct_BB78_NPgAggregate | Number of | NPgN | Spennymoor |  | 271 | 301 | 336 | 393 | 455 | 536 | 622 | 705 | 782 | 1390 | 2000 | 2614 | 3231 | 3848 | 4464 | 5082 | 5695 | 6306 | 6873 | 7437 | 8004 | 8573 | 9144 | 9720 | 9743 | 9767 | 9790 | 9813 | 9837
NPgN | GSP | NG FES - Leading the Way | Total number of I&C heat pumps | STELLA NORTH | Leading the Way | Lct_BB78_NPgAggregate | Number of | NPgN | Stella North |  | 254 | 280 | 310 | 361 | 416 | 486 | 560 | 630 | 694 | 1226 | 1753 | 2276 | 2796 | 3308 | 3813 | 4313 | 4803 | 5286 | 5725 | 6157 | 6586 | 7011 | 7433 | 7853 | 7825 | 7797 | 7770 | 7742 | 7715
NPgN | GSP | NG FES - Leading the Way | Total number of I&C heat pumps | STELLA SOUTH | Leading the Way | Lct_BB78_NPgAggregate | Number of | NPgN | Stella South |  | 162 | 179 | 199 | 232 | 267 | 313 | 362 | 409 | 452 | 800 | 1146 | 1492 | 1838 | 2180 | 2519 | 2857 | 3190 | 3519 | 3821 | 4120 | 4418 | 4715 | 5011 | 5308 | 5302 | 5297 | 5291 | 5285 | 5280
NPgN | GSP | NG FES - Leading the Way | Total number of I&C heat pumps | TYNEMOUTH | Leading the Way | Lct_BB78_NPgAggregate | Number of | NPgN | Tynemouth 1 |  | 154 | 171 | 190 | 222 | 257 | 302 | 350 | 396 | 438 | 777 | 1117 | 1458 | 1799 | 2139 | 2477 | 2816 | 3150 | 3483 | 3791 | 4096 | 4401 | 4707 | 5014 | 5322 | 5327 | 5333 | 5338 | 5343 | 5349
NPgN | GSP | NG FES - Leading the Way | Total number of I&C heat pumps | WEST BOLDON | Leading the Way | Lct_BB78_NPgAggregate | Number of | NPgN | West Boldon |  | 200 | 221 | 245 | 284 | 328 | 383 | 442 | 497 | 548 | 968 | 1385 | 1799 | 2210 | 2615 | 3015 | 3412 | 3801 | 4184 | 4534 | 4877 | 5218 | 5557 | 5893 | 6228 | 6208 | 6188 | 6168 | 6149 | 6129
NPgY | GSP | NG FES - Leading the Way | Total number of I&C heat pumps | BRADFORD WEST | Leading the Way | Lct_BB78_NPgAggregate | Number of | NPgY | Bradford West |  | 499 | 549 | 606 | 705 | 812 | 947 | 1089 | 1224 | 1346 | 2379 | 3400 | 4411 | 5412 | 6398 | 7366 | 8324 | 9259 | 10178 | 11013 | 11832 | 12643 | 13445 | 14240 | 15030 | 14961 | 14892 | 14824 | 14757 | 14691
NPgY | GSP | NG FES - Leading the Way | Total number of I&C heat pumps | CAMBLESFORTH | Leading the Way | Lct_BB78_NPgAggregate | Number of | NPgY | Camblesforth |  | 38 | 42 | 47 | 56 | 66 | 78 | 91 | 103 | 115 | 207 | 300 | 394 | 491 | 588 | 686 | 786 | 885 | 986 | 1080 | 1175 | 1271 | 1369 | 1467 | 1567 | 1578 | 1589 | 1600 | 1611 | 1622
NPgY | GSP | NG FES - Leading the Way | Total number of I&C heat pumps | CREYKE BECK | Leading the Way | Lct_BB78_NPgAggregate | Number of | NPgY | Creyke Beck |  | 492 | 545 | 607 | 711 | 825 | 969 | 1123 | 1271 | 1407 | 2505 | 3605 | 4709 | 5819 | 6926 | 8029 | 9134 | 10230 | 11320 | 12331 | 13335 | 14342 | 15352 | 16365 | 17384 | 17415 | 17446 | 17476 | 17505 | 17536
NPgY | GSP | NG FES - Leading the Way | Total number of I&C heat pumps | DRAX | Leading the Way | Lct_BB78_NPgAggregate | Number of | NPgY | Drax |  | 51 | 57 | 64 | 75 | 88 | 104 | 122 | 139 | 155 | 278 | 403 | 530 | 659 | 789 | 921 | 1054 | 1188 | 1322 | 1449 | 1576 | 1705 | 1835 | 1967 | 2100 | 2115 | 2130 | 2144 | 2158 | 2173
NPgY | GSP | NG FES - Leading the Way | Total number of I&C heat pumps | ELLAND | Leading the Way | Lct_BB78_NPgAggregate | Number of | NPgY | Elland |  | 382 | 421 | 466 | 542 | 625 | 729 | 840 | 945 | 1040 | 1839 | 2631 | 3417 | 4197 | 4966 | 5724 | 6475 | 7210 | 7933 | 8592 | 9240 | 9883 | 10521 | 11154 | 11784 | 11742 | 11699 | 11657 | 11616 | 11575
NPgY | GSP | NG FES - Leading the Way | Total number of I&C heat pumps | FERRYBRIDGE A | Leading the Way | Lct_BB78_NPgAggregate | Number of | NPgY | Ferrybridge A |  | 76 | 85 | 95 | 112 | 131 | 154 | 180 | 204 | 227 | 406 | 587 | 771 | 956 | 1143 | 1330 | 1520 | 1709 | 1899 | 2076 | 2254 | 2433 | 2614 | 2796 | 2981 | 2997 | 3012 | 3028 | 3043 | 3058
NPgY | GSP | NG FES - Leading the Way | Total number of I&C heat pumps | FERRYBRIDGE B | Leading the Way | Lct_BB78_NPgAggregate | Number of | NPgY | Ferrybridge B (_M) |  | 230 | 255 | 285 | 334 | 388 | 456 | 529 | 599 | 664 | 1183 | 1704 | 2229 | 2756 | 3283 | 3810 | 4339 | 4863 | 5386 | 5872 | 6356 | 6842 | 7330 | 7820 | 8313 | 8335 | 8356 | 8377 | 8397 | 8419
NPgY | GSP | NG FES - Leading the Way | Total number of I&C heat pumps | GRIMSBY WEST | Leading the Way | Lct_BB78_NPgAggregate | Number of | NPgY | Grimsby West |  | 139 | 154 | 170 | 199 | 229 | 268 | 309 | 349 | 384 | 681 | 976 | 1270 | 1563 | 1852 | 2138 | 2423 | 2702 | 2978 | 3231 | 3480 | 3729 | 3976 | 4222 | 4468 | 4459 | 4450 | 4441 | 4432 | 4424
NPgY | GSP | NG FES - Leading the Way | Total number of I&C heat pumps | JORDANTHORPE | Leading the Way | Lct_BB78_NPgAggregate | Number of | NPgY | Jordanthorpe |  | 42 | 46 | 51 | 60 | 69 | 81 | 93 | 105 | 116 | 207 | 297 | 387 | 477 | 566 | 654 | 743 | 830 | 917 | 996 | 1075 | 1154 | 1232 | 1311 | 1390 | 1389 | 1389 | 1389 | 1388 | 1388
NPgY | GSP | NG FES - Leading the Way | Total number of I&C heat pumps | KEADBY | Leading the Way | Lct_BB78_NPgAggregate | Number of | NPgY | Keadby |  | 257 | 290 | 327 | 389 | 457 | 544 | 639 | 732 | 821 | 1479 | 2154 | 2846 | 3556 | 4278 | 5012 | 5762 | 6519 | 7285 | 8012 | 8747 | 9494 | 10254 | 11028 | 11815 | 11937 | 12056 | 12175 | 12292 | 12410
NPgY | GSP | NG FES - Leading the Way | Total number of I&C heat pumps | KIRKSTALL B | Leading the Way | Lct_BB78_NPgAggregate | Number of | NPgY | Kirkstall B |  | 231 | 254 | 280 | 326 | 376 | 438 | 504 | 566 | 622 | 1099 | 1571 | 2038 | 2500 | 2955 | 3402 | 3843 | 4275 | 4699 | 5083 | 5461 | 5834 | 6204 | 6570 | 6933 | 6901 | 6868 | 6836 | 6804 | 6773
NPgY | GSP | NG FES - Leading the Way | Total number of I&C heat pumps | NEEPSEND | Leading the Way | Lct_BB78_NPgAggregate | Number of | NPgY | Neepsend |  | 89 | 98 | 108 | 126 | 145 | 169 | 194 | 218 | 240 | 424 | 606 | 786 | 965 | 1140 | 1313 | 1483 | 1650 | 1813 | 1962 | 2107 | 2251 | 2394 | 2535 | 2676 | 2663 | 2651 | 2638 | 2626 | 2614
NPgY | GSP | NG FES - Leading the Way | Total number of I&C heat pumps | NORTON LEES | Leading the Way | Lct_BB78_NPgAggregate | Number of | NPgY | Norton Lees |  | 70 | 77 | 85 | 99 | 114 | 133 | 153 | 172 | 189 | 334 | 477 | 618 | 759 | 897 | 1032 | 1166 | 1297 | 1426 | 1543 | 1657 | 1771 | 1883 | 1994 | 2104 | 2094 | 2084 | 2075 | 2065 | 2056
NPgY | GSP | NG FES - Leading the Way | Total number of I&C heat pumps | PITSMOOR 3/4 | Leading the Way | Lct_BB78_NPgAggregate | Number of | NPgY | Pitsmoor |  | 50 | 55 | 60 | 70 | 81 | 94 | 109 | 122 | 134 | 237 | 339 | 439 | 539 | 637 | 734 | 829 | 922 | 1014 | 1097 | 1178 | 1259 | 1339 | 1418 | 1496 | 1489 | 1483 | 1476 | 1469 | 1462
NPgY | GSP | NG FES - Leading the Way | Total number of I&C heat pumps | SALTEND NORTH | Leading the Way | Lct_BB78_NPgAggregate | Number of | NPgY | Saltend North |  | 50 | 55 | 61 | 72 | 83 | 98 | 114 | 129 | 143 | 254 | 366 | 479 | 593 | 706 | 819 | 932 | 1045 | 1157 | 1262 | 1366 | 1470 | 1575 | 1680 | 1786 | 1790 | 1794 | 1799 | 1803 | 1808
NPgY | GSP | NG FES - Leading the Way | Total number of I&C heat pumps | SHEFFIELD CITY | Leading the Way | Lct_BB78_NPgAggregate | Number of | NPgY | Sheffield City |  | 92 | 101 | 111 | 130 | 149 | 174 | 200 | 225 | 247 | 437 | 624 | 810 | 993 | 1174 | 1352 | 1527 | 1699 | 1867 | 2020 | 2170 | 2318 | 2465 | 2610 | 2755 | 2742 | 2729 | 2716 | 2703 | 2691
NPgY | GSP | NG FES - Leading the Way | Total number of I&C heat pumps | SKELTON GRANGE | Leading the Way | Lct_BB78_NPgAggregate | Number of | NPgY | Skelton Grange |  | 563 | 621 | 686 | 799 | 921 | 1075 | 1238 | 1392 | 1533 | 2711 | 3878 | 5036 | 6186 | 7319 | 8434 | 9540 | 10623 | 11688 | 12659 | 13613 | 14560 | 15498 | 16430 | 17358 | 17294 | 17232 | 17169 | 17107 | 17047
NPgY | GSP | NG FES - Leading the Way | Total number of I&C heat pumps | TEMPLEBOROUGH 275/33KV | Leading the Way | Lct_BB78_NPgAggregate | Number of | NPgY | Templeborough |  | 2 | 3 | 3 | 3 | 4 | 5 | 5 | 6 | 7 | 12 | 18 | 23 | 29 | 35 | 40 | 46 | 52 | 57 | 63 | 68 | 73 | 79 | 84 | 89 | 90 | 90 | 91 | 91 | 91
NPgY | GSP | NG FES - Leading the Way | Total number of I&C heat pumps | THURCROFT | Leading the Way | Lct_BB78_NPgAggregate | Number of | NPgY | Thurcroft |  | 133 | 147 | 164 | 193 | 224 | 264 | 306 | 347 | 385 | 686 | 989 | 1294 | 1601 | 1908 | 2215 | 2523 | 2829 | 3135 | 3419 | 3702 | 3987 | 4273 | 4561 | 4850 | 4865 | 4879 | 4893 | 4906 | 4921
NPgY | GSP | NG FES - Leading the Way | Total number of I&C heat pumps | WEST MELTON / THORPE MARSH | Leading the Way | Lct_BB78_NPgAggregate | Number of | NPgY | Thorpe Marsh |  | 347 | 385 | 429 | 503 | 585 | 687 | 797 | 903 | 1001 | 1783 | 2568 | 3358 | 4152 | 4946 | 5739 | 6534 | 7324 | 8110 | 8841 | 9569 | 10299 | 11032 | 11769 | 12510 | 12542 | 12572 | 12603 | 12632 | 12663
NPgY | GSP | NG FES - Leading the Way | Total number of I&C heat pumps | WEST MELTON SECTION 3 | Leading the Way | Lct_BB78_NPgAggregate | Number of | NPgY | West Melton |  | 304 | 339 | 378 | 445 | 518 | 610 | 709 | 805 | 894 | 1596 | 2304 | 3019 | 3741 | 4465 | 5190 | 5921 | 6648 | 7376 | 8056 | 8734 | 9417 | 10105 | 10798 | 11498 | 11546 | 11593 | 11639 | 11685 | 11732
NPgY | GSP | NG FES - Leading the Way | Total number of I&C heat pumps | WINCOBANK | Leading the Way | Lct_BB78_NPgAggregate | Number of | NPgY | Wincobank |  | 17 | 18 | 20 | 24 | 27 | 32 | 37 | 42 | 46 | 81 | 116 | 151 | 186 | 221 | 255 | 289 | 322 | 355 | 385 | 414 | 444 | 473 | 502 | 531 | 530 | 529 | 528 | 526 | 525
NPgN | GSP | NG FES - System Transformation | Total number of I&C heat pumps | BLYTH 66kV | System Transformation | Lct_BB78_NPgAggregate | Number of | NPgN | Blyth 66kV |  | 157 | 167 | 191 | 204 | 219 | 243 | 270 | 297 | 333 | 366 | 399 | 433 | 467 | 500 | 798 | 1100 | 1388 | 1672 | 1952 | 2230 | 2506 | 2779 | 3050 | 3308 | 3565 | 3819 | 4073 | 4324 | 4573
NPgN | GSP | NG FES - System Transformation | Total number of I&C heat pumps | BLYTH 132kV | System Transformation | Lct_BB78_NPgAggregate | Number of | NPgN | Blyth 132kV |  | 90 | 97 | 110 | 118 | 126 | 139 | 155 | 170 | 190 | 209 | 228 | 247 | 266 | 285 | 454 | 625 | 788 | 948 | 1105 | 1261 | 1416 | 1569 | 1719 | 1863 | 2005 | 2147 | 2286 | 2425 | 2562
NPgN | GSP | NG FES - System Transformation | Total number of I&C heat pumps | FOURSTONES | System Transformation | Lct_BB78_NPgAggregate | Number of | NPgN | Fourstones |  | 37 | 40 | 45 | 48 | 52 | 57 | 64 | 70 | 78 | 86 | 93 | 101 | 109 | 117 | 186 | 256 | 323 | 389 | 454 | 518 | 581 | 644 | 706 | 765 | 823 | 881 | 938 | 995 | 1052
NPgN | GSP | NG FES - System Transformation | Total number of I&C heat pumps | HARTMOOR | System Transformation | Lct_BB78_NPgAggregate | Number of | NPgN | Hart Moor |  | 88 | 94 | 107 | 115 | 124 | 137 | 153 | 168 | 188 | 207 | 226 | 245 | 265 | 284 | 453 | 625 | 789 | 951 | 1111 | 1270 | 1428 | 1585 | 1740 | 1888 | 2036 | 2183 | 2329 | 2474 | 2618
NPgN | GSP | NG FES - System Transformation | Total number of I&C heat pumps | HAWTHORN PIT GRID | System Transformation | Lct_BB78_NPgAggregate | Number of | NPgN | Hawthorn Pit |  | 82 | 88 | 101 | 109 | 117 | 130 | 145 | 160 | 179 | 198 | 216 | 235 | 254 | 274 | 438 | 605 | 766 | 925 | 1083 | 1240 | 1398 | 1554 | 1710 | 1860 | 2010 | 2160 | 2309 | 2458 | 2606
NPgN | GSP | NG FES - System Transformation | Total number of I&C heat pumps | KNARESBOROUGH | System Transformation | Lct_BB78_NPgAggregate | Number of | NPgN | Knaresborough |  | 210 | 226 | 259 | 280 | 302 | 337 | 377 | 418 | 470 | 520 | 571 | 623 | 676 | 729 | 1170 | 1622 | 2060 | 2496 | 2931 | 3367 | 3805 | 4244 | 4683 | 5109 | 5535 | 5964 | 6394 | 6825 | 7258
NPgN | GSP | NG FES - System Transformation | Total number of I&C heat pumps | LACKENBY | System Transformation | Lct_BB78_NPgAggregate | Number of | NPgN | Lackenby |  | 134 | 144 | 165 | 177 | 190 | 212 | 236 | 260 | 292 | 322 | 352 | 383 | 414 | 445 | 712 | 984 | 1246 | 1505 | 1761 | 2017 | 2272 | 2526 | 2779 | 3023 | 3265 | 3508 | 3750 | 3991 | 4232
NPgN | GSP | NG FES - System Transformation | Total number of I&C heat pumps | NORTON | System Transformation | Lct_BB78_NPgAggregate | Number of | NPgN | Norton |  | 487 | 527 | 606 | 657 | 712 | 797 | 897 | 996 | 1126 | 1251 | 1377 | 1508 | 1641 | 1777 | 2861 | 3980 | 5069 | 6162 | 7258 | 8364 | 9481 | 10607 | 11739 | 12842 | 13955 | 15077 | 16209 | 17349 | 18498
NPgN | GSP | NG FES - System Transformation | Total number of I&C heat pumps | OFFERTON | System Transformation | Lct_BB78_NPgAggregate | Number of | NPgN | Offerton |  | 56 | 60 | 68 | 73 | 78 | 86 | 96 | 105 | 118 | 129 | 141 | 153 | 164 | 176 | 281 | 387 | 488 | 587 | 685 | 781 | 877 | 972 | 1066 | 1155 | 1244 | 1332 | 1419 | 1505 | 1591
NPgN | GSP | NG FES - System Transformation | Total number of I&C heat pumps | OSBALDWICK | System Transformation | Lct_BB78_NPgAggregate | Number of | NPgN | Osbaldwick |  | 392 | 420 | 478 | 512 | 550 | 610 | 679 | 747 | 836 | 920 | 1003 | 1088 | 1174 | 1260 | 2009 | 2771 | 3498 | 4216 | 4923 | 5625 | 6324 | 7016 | 7702 | 8357 | 9009 | 9657 | 10300 | 10940 | 11575
NPgN | GSP | NG FES - System Transformation | Total number of I&C heat pumps | POPPLETON | System Transformation | Lct_BB78_NPgAggregate | Number of | NPgN | Poppleton |  | 51 | 55 | 62 | 67 | 72 | 79 | 88 | 97 | 108 | 119 | 130 | 141 | 152 | 163 | 259 | 357 | 451 | 542 | 633 | 723 | 812 | 900 | 987 | 1070 | 1152 | 1234 | 1315 | 1395 | 1475
NPgN | GSP | NG FES - System Transformation | Total number of I&C heat pumps | SALTHOLME | System Transformation | Lct_BB78_NPgAggregate | Number of | NPgN | Saltholme |  | 6 | 7 | 8 | 8 | 9 | 10 | 11 | 12 | 13 | 15 | 16 | 18 | 19 | 21 | 33 | 46 | 58 | 70 | 82 | 94 | 106 | 118 | 130 | 142 | 153 | 165 | 176 | 188 | 199
NPgN | GSP | NG FES - System Transformation | Total number of I&C heat pumps | SOUTH SHIELDS | System Transformation | Lct_BB78_NPgAggregate | Number of | NPgN | South Shields |  | 63 | 67 | 77 | 82 | 88 | 97 | 108 | 119 | 133 | 146 | 159 | 172 | 186 | 199 | 317 | 436 | 550 | 662 | 771 | 880 | 988 | 1095 | 1200 | 1300 | 1400 | 1498 | 1596 | 1693 | 1789
NPgN | GSP | NG FES - System Transformation | Total number of I&C heat pumps | SPADEADAM | System Transformation | Lct_BB78_NPgAggregate | Number of | NPgN | Spadeadam - Not in NG FES |  | 14 | 15 | 17 | 18 | 20 | 22 | 24 | 27 | 30 | 33 | 36 | 39 | 42 | 45 | 71 | 98 | 123 | 148 | 173 | 197 | 222 | 246 | 269 | 292 | 314 | 336 | 358 | 380 | 401
NPgN | GSP | NG FES - System Transformation | Total number of I&C heat pumps | SPENNYMOOR | System Transformation | Lct_BB78_NPgAggregate | Number of | NPgN | Spennymoor |  | 271 | 292 | 334 | 360 | 388 | 433 | 485 | 536 | 603 | 667 | 731 | 797 | 864 | 932 | 1494 | 2070 | 2627 | 3181 | 3732 | 4285 | 4840 | 5395 | 5950 | 6487 | 7025 | 7564 | 8105 | 8647 | 9190
NPgN | GSP | NG FES - System Transformation | Total number of I&C heat pumps | STELLA NORTH | System Transformation | Lct_BB78_NPgAggregate | Number of | NPgN | Stella North |  | 254 | 272 | 309 | 331 | 354 | 392 | 436 | 479 | 536 | 588 | 641 | 694 | 748 | 801 | 1276 | 1757 | 2216 | 2666 | 3109 | 3548 | 3982 | 4412 | 4837 | 5241 | 5641 | 6039 | 6432 | 6822 | 7208
NPgN | GSP | NG FES - System Transformation | Total number of I&C heat pumps | STELLA SOUTH | System Transformation | Lct_BB78_NPgAggregate | Number of | NPgN | Stella South |  | 162 | 173 | 198 | 212 | 228 | 253 | 282 | 311 | 348 | 384 | 419 | 455 | 492 | 528 | 843 | 1164 | 1471 | 1775 | 2075 | 2374 | 2672 | 2967 | 3261 | 3542 | 3823 | 4102 | 4380 | 4657 | 4933
NPgN | GSP | NG FES - System Transformation | Total number of I&C heat pumps | TYNEMOUTH | System Transformation | Lct_BB78_NPgAggregate | Number of | NPgN | Tynemouth 1 |  | 154 | 165 | 189 | 203 | 219 | 244 | 272 | 301 | 338 | 373 | 408 | 444 | 481 | 518 | 829 | 1147 | 1453 | 1757 | 2059 | 2360 | 2662 | 2963 | 3263 | 3552 | 3841 | 4130 | 4419 | 4708 | 4997
NPgN | GSP | NG FES - System Transformation | Total number of I&C heat pumps | WEST BOLDON | System Transformation | Lct_BB78_NPgAggregate | Number of | NPgN | West Boldon |  | 200 | 214 | 243 | 261 | 279 | 309 | 344 | 378 | 423 | 465 | 506 | 548 | 591 | 633 | 1009 | 1390 | 1753 | 2111 | 2462 | 2810 | 3156 | 3497 | 3835 | 4157 | 4476 | 4793 | 5106 | 5418 | 5726
NPgY | GSP | NG FES - System Transformation | Total number of I&C heat pumps | BRADFORD WEST | System Transformation | Lct_BB78_NPgAggregate | Number of | NPgY | Bradford West |  | 499 | 529 | 600 | 642 | 688 | 760 | 843 | 924 | 1032 | 1132 | 1231 | 1332 | 1433 | 1534 | 2448 | 3371 | 4248 | 5109 | 5953 | 6787 | 7612 | 8425 | 9227 | 9989 | 10742 | 11487 | 12224 | 12952 | 13672
NPgY | GSP | NG FES - System Transformation | Total number of I&C heat pumps | CAMBLESFORTH | System Transformation | Lct_BB78_NPgAggregate | Number of | NPgY | Camblesforth |  | 38 | 41 | 47 | 51 | 56 | 62 | 70 | 78 | 88 | 98 | 109 | 119 | 130 | 141 | 228 | 318 | 406 | 495 | 584 | 674 | 765 | 858 | 951 | 1041 | 1133 | 1226 | 1320 | 1414 | 1510
NPgY | GSP | NG FES - System Transformation | Total number of I&C heat pumps | CREYKE BECK | System Transformation | Lct_BB78_NPgAggregate | Number of | NPgY | Creyke Beck |  | 492 | 525 | 600 | 648 | 699 | 778 | 869 | 959 | 1079 | 1192 | 1305 | 1422 | 1541 | 1660 | 2668 | 3699 | 4693 | 5682 | 6665 | 7649 | 8635 | 9620 | 10604 | 11553 | 12504 | 13457 | 14410 | 15364 | 16319
NPgY | GSP | NG FES - System Transformation | Total number of I&C heat pumps | DRAX | System Transformation | Lct_BB78_NPgAggregate | Number of | NPgY | Drax |  | 51 | 55 | 63 | 69 | 75 | 84 | 94 | 105 | 119 | 132 | 146 | 160 | 174 | 189 | 306 | 427 | 545 | 664 | 783 | 904 | 1026 | 1150 | 1274 | 1396 | 1519 | 1643 | 1768 | 1894 | 2022
NPgY | GSP | NG FES - System Transformation | Total number of I&C heat pumps | ELLAND | System Transformation | Lct_BB78_NPgAggregate | Number of | NPgY | Elland |  | 382 | 406 | 460 | 494 | 529 | 585 | 650 | 713 | 797 | 875 | 953 | 1032 | 1111 | 1191 | 1902 | 2622 | 3308 | 3982 | 4644 | 5300 | 5950 | 6593 | 7227 | 7832 | 8431 | 9024 | 9612 | 10195 | 10772
NPgY | GSP | NG FES - System Transformation | Total number of I&C heat pumps | FERRYBRIDGE A | System Transformation | Lct_BB78_NPgAggregate | Number of | NPgY | Ferrybridge A |  | 76 | 82 | 94 | 102 | 111 | 124 | 139 | 154 | 174 | 193 | 213 | 233 | 253 | 274 | 442 | 615 | 784 | 953 | 1122 | 1293 | 1465 | 1638 | 1812 | 1981 | 2152 | 2324 | 2497 | 2671 | 2846
NPgY | GSP | NG FES - System Transformation | Total number of I&C heat pumps | FERRYBRIDGE B | System Transformation | Lct_BB78_NPgAggregate | Number of | NPgY | Ferrybridge B (_M) |  | 230 | 246 | 281 | 304 | 328 | 366 | 409 | 452 | 509 | 563 | 617 | 673 | 730 | 787 | 1266 | 1757 | 2231 | 2704 | 3174 | 3646 | 4119 | 4593 | 5067 | 5525 | 5985 | 6445 | 6908 | 7371 | 7835
NPgY | GSP | NG FES - System Transformation | Total number of I&C heat pumps | GRIMSBY WEST | System Transformation | Lct_BB78_NPgAggregate | Number of | NPgY | Grimsby West |  | 139 | 148 | 168 | 181 | 194 | 215 | 239 | 263 | 295 | 324 | 353 | 383 | 414 | 444 | 711 | 981 | 1240 | 1495 | 1746 | 1996 | 2245 | 2491 | 2736 | 2969 | 3201 | 3432 | 3662 | 3890 | 4117
NPgY | GSP | NG FES - System Transformation | Total number of I&C heat pumps | JORDANTHORPE | System Transformation | Lct_BB78_NPgAggregate | Number of | NPgY | Jordanthorpe |  | 42 | 44 | 50 | 54 | 58 | 65 | 72 | 80 | 89 | 98 | 107 | 117 | 126 | 136 | 217 | 301 | 381 | 460 | 538 | 617 | 695 | 772 | 849 | 924 | 998 | 1071 | 1145 | 1218 | 1292
NPgY | GSP | NG FES - System Transformation | Total number of I&C heat pumps | KEADBY | System Transformation | Lct_BB78_NPgAggregate | Number of | NPgY | Keadby |  | 257 | 279 | 323 | 354 | 387 | 437 | 494 | 553 | 629 | 704 | 780 | 859 | 941 | 1026 | 1666 | 2333 | 2990 | 3657 | 4331 | 5017 | 5716 | 6426 | 7146 | 7852 | 8571 | 9300 | 10039 | 10789 | 11549
NPgY | GSP | NG FES - System Transformation | Total number of I&C heat pumps | KIRKSTALL B | System Transformation | Lct_BB78_NPgAggregate | Number of | NPgY | Kirkstall B |  | 231 | 245 | 277 | 297 | 318 | 351 | 390 | 427 | 477 | 523 | 569 | 615 | 662 | 708 | 1130 | 1556 | 1961 | 2358 | 2748 | 3132 | 3513 | 3888 | 4257 | 4608 | 4955 | 5298 | 5637 | 5972 | 6303
NPgY | GSP | NG FES - System Transformation | Total number of I&C heat pumps | NEEPSEND | System Transformation | Lct_BB78_NPgAggregate | Number of | NPgY | Neepsend |  | 89 | 94 | 107 | 115 | 123 | 136 | 150 | 165 | 184 | 202 | 219 | 237 | 255 | 273 | 436 | 601 | 757 | 910 | 1060 | 1209 | 1355 | 1500 | 1643 | 1778 | 1912 | 2044 | 2175 | 2305 | 2432
NPgY | GSP | NG FES - System Transformation | Total number of I&C heat pumps | NORTON LEES | System Transformation | Lct_BB78_NPgAggregate | Number of | NPgY | Norton Lees |  | 70 | 74 | 84 | 90 | 97 | 107 | 118 | 130 | 145 | 159 | 173 | 187 | 201 | 215 | 343 | 472 | 595 | 716 | 834 | 951 | 1066 | 1180 | 1292 | 1398 | 1504 | 1608 | 1711 | 1812 | 1913
NPgY | GSP | NG FES - System Transformation | Total number of I&C heat pumps | PITSMOOR 3/4 | System Transformation | Lct_BB78_NPgAggregate | Number of | NPgY | Pitsmoor |  | 50 | 53 | 60 | 64 | 69 | 76 | 84 | 92 | 103 | 113 | 123 | 133 | 143 | 153 | 244 | 336 | 423 | 509 | 593 | 676 | 758 | 839 | 919 | 994 | 1069 | 1144 | 1217 | 1289 | 1361
NPgY | GSP | NG FES - System Transformation | Total number of I&C heat pumps | SALTEND NORTH | System Transformation | Lct_BB78_NPgAggregate | Number of | NPgY | Saltend North |  | 50 | 53 | 61 | 65 | 71 | 79 | 88 | 97 | 109 | 121 | 133 | 145 | 157 | 169 | 272 | 378 | 479 | 581 | 682 | 783 | 885 | 987 | 1088 | 1187 | 1285 | 1384 | 1483 | 1583 | 1682
NPgY | GSP | NG FES - System Transformation | Total number of I&C heat pumps | SHEFFIELD CITY | System Transformation | Lct_BB78_NPgAggregate | Number of | NPgY | Sheffield City |  | 92 | 97 | 110 | 118 | 126 | 140 | 155 | 170 | 189 | 208 | 226 | 244 | 263 | 281 | 449 | 618 | 779 | 937 | 1092 | 1245 | 1396 | 1545 | 1691 | 1831 | 1969 | 2105 | 2240 | 2373 | 2504
NPgY | GSP | NG FES - System Transformation | Total number of I&C heat pumps | SKELTON GRANGE | System Transformation | Lct_BB78_NPgAggregate | Number of | NPgY | Skelton Grange |  | 563 | 598 | 679 | 728 | 780 | 863 | 958 | 1051 | 1175 | 1290 | 1404 | 1521 | 1638 | 1755 | 2803 | 3863 | 4873 | 5867 | 6842 | 7808 | 8766 | 9712 | 10646 | 11536 | 12418 | 13292 | 14157 | 15015 | 15864
NPgY | GSP | NG FES - System Transformation | Total number of I&C heat pumps | TEMPLEBOROUGH 275/33KV | System Transformation | Lct_BB78_NPgAggregate | Number of | NPgY | Templeborough |  | 2 | 3 | 3 | 3 | 3 | 4 | 4 | 5 | 5 | 6 | 6 | 7 | 8 | 8 | 13 | 19 | 24 | 29 | 34 | 39 | 44 | 49 | 54 | 59 | 65 | 70 | 75 | 80 | 85
NPgY | GSP | NG FES - System Transformation | Total number of I&C heat pumps | THURCROFT | System Transformation | Lct_BB78_NPgAggregate | Number of | NPgY | Thurcroft |  | 133 | 142 | 163 | 176 | 190 | 212 | 237 | 262 | 295 | 326 | 358 | 391 | 424 | 457 | 736 | 1022 | 1298 | 1574 | 1848 | 2124 | 2400 | 2678 | 2955 | 3223 | 3493 | 3763 | 4034 | 4306 | 4579
NPgY | GSP | NG FES - System Transformation | Total number of I&C heat pumps | WEST MELTON / THORPE MARSH | System Transformation | Lct_BB78_NPgAggregate | Number of | NPgY | Thorpe Marsh |  | 347 | 371 | 424 | 459 | 495 | 552 | 617 | 682 | 767 | 848 | 930 | 1014 | 1099 | 1186 | 1907 | 2646 | 3360 | 4071 | 4779 | 5488 | 6201 | 6913 | 7626 | 8314 | 9005 | 9698 | 10392 | 11087 | 11784
NPgY | GSP | NG FES - System Transformation | Total number of I&C heat pumps | WEST MELTON SECTION 3 | System Transformation | Lct_BB78_NPgAggregate | Number of | NPgY | West Melton |  | 304 | 326 | 374 | 405 | 438 | 490 | 548 | 608 | 685 | 760 | 834 | 911 | 990 | 1070 | 1725 | 2398 | 3050 | 3703 | 4354 | 5010 | 5670 | 6333 | 6997 | 7642 | 8290 | 8942 | 9597 | 10256 | 10918
NPgY | GSP | NG FES - System Transformation | Total number of I&C heat pumps | WINCOBANK | System Transformation | Lct_BB78_NPgAggregate | Number of | NPgY | Wincobank |  | 17 | 18 | 20 | 22 | 23 | 26 | 29 | 31 | 35 | 39 | 42 | 46 | 49 | 53 | 85 | 117 | 148 | 178 | 208 | 238 | 267 | 296 | 325 | 353 | 381 | 408 | 435 | 462 | 489
NPgN | GSP | NPg Best View | Total demand (GWh) | BLYTH 66kV | NPg Best View (Not in FES) | Dem_BB003 | GWh | NPgN | Blyth 66kV |  | 702.6395 | 704.8879 | 721.9235 | 744.4878 | 770.9192 | 798.0668 | 821.0604 | 843.8439 | 871.2979 | 899.381 | 925.0526 | 949.2559 | 971.5586 | 995.6349 | 1040.1434 | 1082.7751 | 1122.6971 | 1159.6163 | 1191.4422 | 1218.9554 | 1243.1873 | 1271.1784 | 1299.928 | 1327.9086 | 1354.9646 | 1381.5722 | 1407.9097 | 1433.951 | 1454.052
NPgN | GSP | NPg Best View | Total demand (GWh) | BLYTH 132kV | NPg Best View (Not in FES) | Dem_BB003 | GWh | NPgN | Blyth 132kV |  | 270.0913 | 270.9509 | 279.8533 | 290.7546 | 298.0462 | 305.6047 | 312.163 | 318.7684 | 326.8991 | 335.2373 | 342.975 | 350.2841 | 356.9818 | 363.9829 | 377.6324 | 390.5372 | 402.5857 | 413.7884 | 423.6428 | 432.252 | 439.8316 | 448.3118 | 456.9112 | 465.2853 | 473.3794 | 481.3538 | 489.2713 | 497.1205 | 503.3783
NPgN | GSP | NPg Best View | Total demand (GWh) | FOURSTONES | NPg Best View (Not in FES) | Dem_BB003 | GWh | NPgN | Fourstones |  | 89.2652 | 89.203 | 90.1581 | 91.6804 | 94.0008 | 96.2221 | 98.0017 | 99.7265 | 101.9141 | 104.1568 | 106.2567 | 108.2322 | 110.0243 | 111.8571 | 115.3854 | 118.7156 | 121.7806 | 124.6079 | 127.0071 | 129.01 | 130.7092 | 132.8038 | 134.9957 | 137.1324 | 139.1923 | 141.2252 | 143.2507 | 145.2638 | 146.8433
NPgN | GSP | NPg Best View | Total demand (GWh) | HARTMOOR | NPg Best View (Not in FES) | Dem_BB003 | GWh | NPgN | Hart Moor |  | 445.8991 | 445.0086 | 468.2492 | 477.9266 | 492.1716 | 505.5373 | 516.1649 | 526.2654 | 538.6653 | 551.5522 | 563.5868 | 575.0608 | 585.6996 | 596.5423 | 618.7366 | 640.3621 | 660.4897 | 678.8479 | 693.9895 | 706.6638 | 717.5379 | 731.1095 | 745.5967 | 759.7385 | 773.4403 | 786.9239 | 800.2713 | 813.4664 | 824.0007
NPgN | GSP | NPg Best View | Total demand (GWh) | HAWTHORN PIT GRID | NPg Best View (Not in FES) | Dem_BB003 | GWh | NPgN | Hawthorn Pit |  | 524.5836 | 525.7448 | 536.6964 | 549.567 | 562.4399 | 577.5184 | 589.9759 | 602.3451 | 617.4761 | 633.0818 | 647.3832 | 660.9217 | 673.4308 | 686.9122 | 711.3721 | 734.5799 | 756.165 | 775.9749 | 792.8507 | 807.1279 | 819.1964 | 833.7381 | 848.8089 | 863.4622 | 877.6018 | 891.4901 | 905.2209 | 918.7737 | 929.137
NPgN | GSP | NPg Best View | Total demand (GWh) | KNARESBOROUGH | NPg Best View (Not in FES) | Dem_BB003 | GWh | NPgN | Knaresborough |  | 853.4197 | 856.0408 | 875.6583 | 899.8713 | 924.6434 | 952.6746 | 974.0017 | 995.6498 | 1022.2488 | 1049.9253 | 1075.987 | 1100.9926 | 1124.2227 | 1147.7149 | 1185.6134 | 1221.6649 | 1255.0493 | 1285.5317 | 1311.4157 | 1333.4505 | 1352.5677 | 1374.5157 | 1397.1079 | 1419.0236 | 1440.1284 | 1460.8929 | 1481.4967 | 1501.9095 | 1518.3725
NPgN | GSP | NPg Best View | Total demand (GWh) | LACKENBY | NPg Best View (Not in FES) | Dem_BB003 | GWh | NPgN | Lackenby |  | 1020.9895 | 1021.5232 | 1034.4109 | 1048.114 | 1071.7472 | 1095.5756 | 1117.3552 | 1140.203 | 1168.0274 | 1197.3496 | 1225.2297 | 1252.2164 | 1277.5418 | 1303.9005 | 1345.7346 | 1384.8457 | 1420.8718 | 1453.6789 | 1482.007 | 1506.3695 | 1527.4237 | 1550.8037 | 1574.3573 | 1597.0913 | 1618.9402 | 1640.3422 | 1661.4752 | 1682.3358 | 1698.4938
NPgN | GSP | NPg Best View | Total demand (GWh) | NORTON | NPg Best View (Not in FES) | Dem_BB003 | GWh | NPgN | Norton |  | 2048.7571 | 2059.0097 | 2132.8107 | 2183.2531 | 2247.6787 | 2319.2412 | 2383.7732 | 2450.3206 | 2542.0114 | 2625.6844 | 2705.3924 | 2782.4297 | 2854.7617 | 2998.2223 | 3112.6714 | 3220.8213 | 3320.9131 | 3412.7269 | 3491.8981 | 3560.1502 | 3619.8037 | 3686.8797 | 3755.0005 | 3821.0552 | 3884.7704 | 3947.3851 | 4009.3932 | 4070.7529 | 4120.6022
NPgN | GSP | NPg Best View | Total demand (GWh) | OFFERTON | NPg Best View (Not in FES) | Dem_BB003 | GWh | NPgN | Offerton |  | 239.5081 | 238.8153 | 241.3657 | 246.2444 | 252.5048 | 259.7416 | 265.3285 | 270.6525 | 277.2106 | 283.8498 | 289.7044 | 295.115 | 299.9988 | 305.9169 | 318.6884 | 330.9451 | 342.5109 | 353.3037 | 362.7063 | 370.8297 | 377.9642 | 386.5529 | 395.4591 | 404.1634 | 412.6051 | 420.9163 | 429.1458 | 437.2827 | 443.3282
NPgN | GSP | NPg Best View | Total demand (GWh) | OSBALDWICK | NPg Best View (Not in FES) | Dem_BB003 | GWh | NPgN | Osbaldwick |  | 1293.1618 | 1291.97 | 1311.8493 | 1344.5589 | 1377.6913 | 1412.8356 | 1443.5027 | 1474.1831 | 1511.9634 | 1550.8729 | 1586.9535 | 1620.9694 | 1652.198 | 1684.3756 | 1744.8698 | 1802.1024 | 1855.1428 | 1904.1389 | 1946.8227 | 1983.9919 | 2016.7173 | 2053.5708 | 2091.3148 | 2128.0392 | 2163.4892 | 2198.3859 | 2233.0107 | 2267.3126 | 2294.5272
NPgN | GSP | NPg Best View | Total demand (GWh) | POPPLETON | NPg Best View (Not in FES) | Dem_BB003 | GWh | NPgN | Poppleton |  | 228.0457 | 227.5185 | 230.3756 | 235.5915 | 244.0059 | 249.8157 | 254.4383 | 258.9023 | 264.5115 | 270.3615 | 275.7184 | 280.7549 | 285.3851 | 290.1884 | 299.1177 | 307.6631 | 315.5099 | 322.6709 | 328.5651 | 333.4008 | 337.4878 | 342.7228 | 348.3097 | 353.7434 | 358.9808 | 364.1315 | 369.2371 | 374.2896 | 378.1343
NPgN | GSP | NPg Best View | Total demand (GWh) | SALTHOLME | NPg Best View (Not in FES) | Dem_BB003 | GWh | NPgN | Saltholme |  | 497.0977 | 530.2783 | 535.1771 | 533.8694 | 532.6433 | 531.572 | 530.512 | 529.4998 | 528.6287 | 527.8422 | 527.1168 | 526.4462 | 525.8182 | 525.2174 | 525.2186 | 525.2868 | 525.3659 | 525.4498 | 525.4725 | 525.4613 | 525.4305 | 525.5048 | 525.6442 | 525.7978 | 525.956 | 526.121 | 526.2905 | 526.4586 | 526.5618
NPgN | GSP | NPg Best View | Total demand (GWh) | SOUTH SHIELDS | NPg Best View (Not in FES) | Dem_BB003 | GWh | NPgN | South Shields |  | 207.4677 | 207.7407 | 212.5807 | 218.0091 | 225.2574 | 233.473 | 240.724 | 248.1355 | 257.0362 | 266.2643 | 275.0411 | 283.4638 | 291.3346 | 299.8929 | 314.5728 | 328.5228 | 341.5187 | 353.5451 | 364.055 | 373.1704 | 381.2071 | 390.1529 | 399.2037 | 407.9632 | 416.4062 | 424.6839 | 432.8665 | 440.9626 | 447.0817
NPgN | GSP | NPg Best View | Total demand (GWh) | SPADEADAM | NPg Best View (Not in FES) | Dem_BB003 | GWh | NPgN | Spadeadam - Not in NG FES |  | 33.5788 | 33.5186 | 33.814 | 34.3342 | 35.1993 | 36.1348 | 36.9533 | 37.7945 | 38.8504 | 39.9451 | 40.9822 | 41.9686 | 42.8739 | 43.8184 | 45.57 | 47.2123 | 48.7384 | 50.1579 | 51.4179 | 52.5161 | 53.4769 | 54.5468 | 55.626 | 56.6777 | 57.6947 | 58.6989 | 59.6989 | 60.693 | 61.4777
NPgN | GSP | NPg Best View | Total demand (GWh) | SPENNYMOOR | NPg Best View (Not in FES) | Dem_BB003 | GWh | NPgN | Spennymoor |  | 1099.393 | 1101.6501 | 1126.8084 | 1172.8815 | 1225.4413 | 1264.9252 | 1297.6076 | 1329.7892 | 1368.8265 | 1409.1543 | 1446.847 | 1482.7568 | 1516.1088 | 1551.2149 | 1613.9871 | 1674.1778 | 1730.2295 | 1781.843 | 1825.704 | 1863.0717 | 1895.6192 | 1934.5753 | 1975.1352 | 2014.6766 | 2052.9627 | 2090.6546 | 2127.9997 | 2164.9504 | 2194.0621
NPgN | GSP | NPg Best View | Total demand (GWh) | STELLA NORTH | NPg Best View (Not in FES) | Dem_BB003 | GWh | NPgN | Stella North |  | 1089.973 | 1086.9676 | 1110.8591 | 1133.884 | 1159.5792 | 1184.1454 | 1205.1 | 1226.5004 | 1253.1318 | 1281.0439 | 1307.1376 | 1331.9942 | 1355.0474 | 1380.3465 | 1429.2444 | 1475.6077 | 1518.7869 | 1558.8509 | 1594.0022 | 1624.6453 | 1651.7376 | 1682.4281 | 1713.6684 | 1744.0616 | 1773.471 | 1802.3975 | 1831.052 | 1859.4243 | 1880.9913
NPgN | GSP | NPg Best View | Total demand (GWh) | STELLA SOUTH | NPg Best View (Not in FES) | Dem_BB003 | GWh | NPgN | Stella South |  | 1071.3982 | 1068.9492 | 1095.894 | 1117.7658 | 1136.6063 | 1158.1926 | 1177.6559 | 1198.5016 | 1225.7245 | 1253.8245 | 1281.0585 | 1307.6871 | 1332.7942 | 1362.0336 | 1401.2331 | 1437.8502 | 1471.2572 | 1501.4535 | 1526.7952 | 1547.7849 | 1565.2391 | 1585.3973 | 1605.8301 | 1625.4387 | 1644.174 | 1662.4748 | 1680.5263 | 1698.3303 | 1711.897
NPgN | GSP | NPg Best View | Total demand (GWh) | TYNEMOUTH | NPg Best View (Not in FES) | Dem_BB003 | GWh | NPgN | Tynemouth 1 |  | 778.2707 | 778.8793 | 791.4666 | 809.3588 | 830.5042 | 853.1573 | 871.731 | 889.8221 | 911.8128 | 934.3835 | 954.7764 | 973.9102 | 991.5128 | 1011.3379 | 1049.6883 | 1086.7092 | 1121.6044 | 1154.1348 | 1182.4024 | 1207.0224 | 1228.9816 | 1254.7125 | 1281.4076 | 1307.5472 | 1332.9764 | 1358.084 | 1383.0102 | 1407.7205 | 1426.7165
NPgN | GSP | NPg Best View | Total demand (GWh) | WEST BOLDON | NPg Best View (Not in FES) | Dem_BB003 | GWh | NPgN | West Boldon |  | 1108.5522 | 1107.5675 | 1130.6088 | 1158.6595 | 1186.5093 | 1218.2129 | 1245.5181 | 1273.3752 | 1307.5289 | 1343.4912 | 1377.4281 | 1410.1441 | 1440.7411 | 1473.9643 | 1532.1826 | 1587.5559 | 1638.9921 | 1686.2014 | 1726.7351 | 1761.3881 | 1791.4954 | 1826.1896 | 1861.779 | 1896.2835 | 1929.5875 | 1962.2645 | 1994.5566 | 2026.4682 | 2050.636
NPgY | GSP | NPg Best View | Total demand (GWh) | BRADFORD WEST | NPg Best View (Not in FES) | Dem_BB003 | GWh | NPgY | Bradford West |  | 1835.3239 | 1843.6431 | 1881.6086 | 1925.7577 | 1980.7129 | 2045.1773 | 2092.4429 | 2144.8321 | 2209.4946 | 2275.7848 | 2337.515 | 2396.232 | 2450.4513 | 2511.1904 | 2624.2612 | 2730.8287 | 2829.8538 | 2920.9882 | 2999.0618 | 3065.405 | 3122.3952 | 3195.0886 | 3264.5581 | 3331.7182 | 3396.1845 | 3459.3364 | 3521.6875 | 3583.2309 | 3630.8338
NPgY | GSP | NPg Best View | Total demand (GWh) | CAMBLESFORTH | NPg Best View (Not in FES) | Dem_BB003 | GWh | NPgY | Camblesforth |  | 229.7999 | 236.5726 | 245.5529 | 249.5099 | 255.4237 | 262.8303 | 269.7718 | 277.7979 | 287.5317 | 297.962 | 308.3906 | 318.7366 | 328.6243 | 338.6052 | 352.0546 | 364.5613 | 376.0122 | 386.3725 | 395.3188 | 403.0508 | 409.8026 | 417.2935 | 424.3724 | 431.1693 | 437.6915 | 444.0818 | 450.4004 | 456.6558 | 461.8896
NPgY | GSP | NPg Best View | Total demand (GWh) | CREYKE BECK | NPg Best View (Not in FES) | Dem_BB003 | GWh | NPgY | Creyke Beck |  | 1865.6396 | 1900.0701 | 1938.5666 | 1981.1606 | 2034.7664 | 2101.2988 | 2156.3418 | 2217.4471 | 2291.7652 | 2368.5466 | 2441.5655 | 2511.759 | 2577.2723 | 2648.2279 | 2771.9185 | 2888.7322 | 2997.7284 | 3098.8634 | 3187.7972 | 3265.87 | 3334.9493 | 3415.3883 | 3492.6644 | 3567.7705 | 3640.3572 | 3711.8482 | 3782.78 | 3853.1564 | 3910.0894
NPgY | GSP | NPg Best View | Total demand (GWh) | DRAX | NPg Best View (Not in FES) | Dem_BB003 | GWh | NPgY | Drax |  | 501.1521 | 510.0464 | 514.9189 | 521.0402 | 534.5068 | 544.9906 | 556.156 | 568.9557 | 584.2844 | 600.6632 | 617.0738 | 633.3828 | 649.0769 | 664.8121 | 684.7537 | 703.3129 | 720.4339 | 736.0998 | 750.0568 | 762.6116 | 773.9505 | 785.1878 | 795.8518 | 806.1266 | 815.9848 | 825.659 | 835.2381 | 844.737 | 852.9461
NPgY | GSP | NPg Best View | Total demand (GWh) | ELLAND | NPg Best View (Not in FES) | Dem_BB003 | GWh | NPgY | Elland |  | 1557.1173 | 1578.1108 | 1607.0347 | 1638.1464 | 1683.9827 | 1740.264 | 1785.0541 | 1835.387 | 1896.7733 | 1960.543 | 2021.3974 | 2080.1187 | 2135.0237 | 2252.7778 | 2348.7023 | 2439.0241 | 2522.211 | 2597.907 | 2662.0612 | 2716.1528 | 2762.3315 | 2819.6793 | 2873.9777 | 2926.0774 | 2975.7993 | 3024.3219 | 3072.1361 | 3119.3076 | 3155.7811
NPgY | GSP | NPg Best View | Total demand (GWh) | FERRYBRIDGE A | NPg Best View (Not in FES) | Dem_BB003 | GWh | NPgY | Ferrybridge A |  | 563.8959 | 608.9976 | 623.8739 | 638.3571 | 654.6319 | 674.5946 | 693.0305 | 714.0769 | 739.4522 | 766.3787 | 792.7821 | 818.7706 | 843.531 | 868.971 | 903.7862 | 936.169 | 965.8632 | 992.7752 | 1015.9311 | 1035.8821 | 1053.1545 | 1072.4529 | 1090.6655 | 1108.1217 | 1124.7732 | 1141.0371 | 1157.0733 | 1172.9098 | 1185.8715
NPgY | GSP | NPg Best View | Total demand (GWh) | FERRYBRIDGE B | NPg Best View (Not in FES) | Dem_BB003 | GWh | NPgY | Ferrybridge B (_M) |  | 1542.7682 | 1573.2462 | 1607.3054 | 1651.0766 | 1690.2535 | 1735.6958 | 1775.763 | 1822.2032 | 1895.5266 | 1956.307 | 2016.1313 | 2075.144 | 2131.3261 | 2233.7052 | 2316.3344 | 2393.5602 | 2464.1822 | 2527.8179 | 2581.7289 | 2627.5804 | 2666.9137 | 2713.0129 | 2756.5288 | 2798.2566 | 2838.1369 | 2877.1159 | 2915.5697 | 2953.5486 | 2984.7215
NPgY | GSP | NPg Best View | Total demand (GWh) | GRIMSBY WEST | NPg Best View (Not in FES) | Dem_BB003 | GWh | NPgY | Grimsby West |  | 920.4226 | 938.317 | 945.7755 | 954.6683 | 971.2415 | 993.8753 | 1016.067 | 1042.8785 | 1076.7245 | 1113.6965 | 1150.9202 | 1188.0216 | 1223.4202 | 1260.3565 | 1313.5999 | 1362.7334 | 1407.475 | 1447.7686 | 1482.5904 | 1512.5774 | 1538.5341 | 1566.2752 | 1592.2462 | 1616.9767 | 1640.5064 | 1663.4192 | 1685.9675 | 1708.2067 | 1725.4953
NPgY | GSP | NPg Best View | Total demand (GWh) | JORDANTHORPE | NPg Best View (Not in FES) | Dem_BB003 | GWh | NPgY | Jordanthorpe |  | 263.7228 | 267.8898 | 272.2226 | 277.6024 | 285.3178 | 293.9344 | 299.9144 | 306.1436 | 313.5722 | 320.8355 | 327.0291 | 332.6179 | 337.622 | 343.4387 | 354.7516 | 365.7481 | 376.1262 | 385.8046 | 393.9808 | 400.9314 | 406.9905 | 415.3446 | 423.429 | 431.3293 | 438.9637 | 446.4989 | 453.9843 | 461.4082 | 467.1709
NPgY | GSP | NPg Best View | Total demand (GWh) | KEADBY | NPg Best View (Not in FES) | Dem_BB003 | GWh | NPgY | Keadby |  | 1679.0454 | 1692.4882 | 1722.9562 | 1756.2863 | 1794.3294 | 1840.1325 | 1881.5443 | 1927.3365 | 1981.6493 | 2038.1505 | 2092.9619 | 2146.3608 | 2196.8916 | 2249.1176 | 2327.2126 | 2400.7888 | 2469.4055 | 2532.9353 | 2589.248 | 2639.2337 | 2683.9226 | 2733.4358 | 2780.9465 | 2827.106 | 2871.7705 | 2915.7961 | 2959.5109 | 3002.9266 | 3039.7378
NPgY | GSP | NPg Best View | Total demand (GWh) | KIRKSTALL B | NPg Best View (Not in FES) | Dem_BB003 | GWh | NPgY | Kirkstall B |  | 1111.0747 | 1153.151 | 1198.1569 | 1238.2007 | 1273.0198 | 1302.7839 | 1327.3454 | 1355.0679 | 1389.3992 | 1424.9995 | 1458.0093 | 1489.6832 | 1519.2525 | 1552.3519 | 1610.0481 | 1664.0902 | 1714.067 | 1760.0122 | 1799.8014 | 1834.1957 | 1864.0665 | 1899.0767 | 1932.3309 | 1964.3286 | 1994.8925 | 2024.7549 | 2054.1903 | 2083.2205 | 2105.4513
NPgY | GSP | NPg Best View | Total demand (GWh) | NEEPSEND | NPg Best View (Not in FES) | Dem_BB003 | GWh | NPgY | Neepsend |  | 395.3063 | 399.4657 | 409.4798 | 415.4731 | 425.0534 | 436.4063 | 444.0019 | 452.2711 | 462.5638 | 472.9651 | 482.2951 | 490.9569 | 498.8247 | 508.2566 | 527.8292 | 546.3591 | 563.6733 | 579.7115 | 593.532 | 605.3372 | 615.536 | 629.0955 | 642.1776 | 654.9226 | 667.2314 | 679.3479 | 691.3536 | 703.2376 | 712.3785
NPgY | GSP | NPg Best View | Total demand (GWh) | NORTON LEES | NPg Best View (Not in FES) | Dem_BB003 | GWh | NPgY | Norton Lees |  | 249.1282 | 250.3151 | 255.1701 | 263.0468 | 274.5275 | 287.6997 | 296.4026 | 305.58 | 316.4827 | 327.2708 | 336.7621 | 345.4726 | 353.366 | 362.5735 | 380.3844 | 397.6859 | 413.8989 | 428.835 | 441.2705 | 451.6582 | 460.6041 | 473.5152 | 485.9694 | 498.0942 | 509.8023 | 521.3242 | 532.7408 | 544.0483 | 552.6675
NPgY | GSP | NPg Best View | Total demand (GWh) | PITSMOOR 3/4 | NPg Best View (Not in FES) | Dem_BB003 | GWh | NPgY | Pitsmoor |  | 250.1594 | 263.5842 | 267.7214 | 269.4222 | 272.7733 | 277.1959 | 280.3914 | 283.9876 | 288.6055 | 293.3717 | 297.8004 | 301.9822 | 305.8147 | 310.355 | 319.9237 | 328.8914 | 337.2559 | 345.0629 | 351.9816 | 358.0228 | 363.2928 | 369.7116 | 375.9034 | 381.9379 | 387.7718 | 393.5202 | 399.2232 | 404.877 | 409.2806
NPgY | GSP | NPg Best View | Total demand (GWh) | SALTEND NORTH | NPg Best View (Not in FES) | Dem_BB003 | GWh | NPgY | Saltend North |  | 355.8975 | 359.4138 | 361.6213 | 365.8896 | 373.0746 | 382.4869 | 390.7748 | 400.3812 | 412.2171 | 424.8443 | 437.2423 | 449.4262 | 460.9776 | 473.2591 | 491.6066 | 508.7163 | 524.4787 | 538.8796 | 551.3582 | 562.0926 | 571.4116 | 582.1053 | 592.2538 | 602.0241 | 611.4051 | 620.5994 | 629.6887 | 638.684 | 645.8032
NPgY | GSP | NPg Best View | Total demand (GWh) | SHEFFIELD CITY | NPg Best View (Not in FES) | Dem_BB003 | GWh | NPgY | Sheffield City |  | 379.2617 | 390.1429 | 400.8975 | 407.0205 | 411.1954 | 417.0106 | 421.1251 | 425.9766 | 432.4317 | 439.2834 | 446.0074 | 452.5042 | 458.5209 | 464.8018 | 477.1674 | 488.6861 | 499.2024 | 508.7672 | 516.9018 | 523.7182 | 529.4469 | 536.8847 | 543.9823 | 550.849 | 557.4399 | 563.9156 | 570.3383 | 576.7027 | 581.7735
NPgY | GSP | NPg Best View | Total demand (GWh) | SKELTON GRANGE | NPg Best View (Not in FES) | Dem_BB003 | GWh | NPgY | Skelton Grange |  | 2622.3969 | 2726.0822 | 2789.4745 | 2848.1499 | 2919.4937 | 3001.4894 | 3068.6075 | 3146.184 | 3242.9185 | 3345.3726 | 3444.3789 | 3540.8846 | 3631.6829 | 3770.951 | 3925.2365 | 4069.4988 | 4201.746 | 4321.6023 | 4423.1232 | 4508.813 | 4581.787 | 4670.5519 | 4754.4895 | 4835.0348 | 4911.9256 | 4987.0286 | 5061.0694 | 5134.1081 | 5190.9693
NPgY | GSP | NPg Best View | Total demand (GWh) | TEMPLEBOROUGH 275/33KV | NPg Best View (Not in FES) | Dem_BB003 | GWh | NPgY | Templeborough |  | 45.6688 | 45.7525 | 46.0806 | 46.6449 | 47.528 | 48.6272 | 49.4747 | 50.4444 | 51.6245 | 52.8714 | 54.0668 | 55.236 | 56.3455 | 57.5661 | 59.5228 | 61.3655 | 63.0757 | 64.6376 | 65.9639 | 67.0891 | 68.0583 | 69.2791 | 70.4433 | 71.5665 | 72.6464 | 73.702 | 74.7403 | 75.7619 | 76.5726
NPgY | GSP | NPg Best View | Total demand (GWh) | THURCROFT | NPg Best View (Not in FES) | Dem_BB003 | GWh | NPgY | Thurcroft |  | 747.4425 | 779.8996 | 796.7068 | 825.1418 | 849.9846 | 880.6812 | 905.8563 | 934.4851 | 969.2841 | 1005.9556 | 1041.4783 | 1076.1509 | 1108.9378 | 1269.5337 | 1319.4457 | 1366.3704 | 1409.3885 | 1448.1469 | 1480.5758 | 1507.8404 | 1531.0962 | 1560.2695 | 1587.9263 | 1614.5351 | 1640.0103 | 1664.9585 | 1689.6102 | 1713.9915 | 1733.602
NPgY | GSP | NPg Best View | Total demand (GWh) | WEST MELTON / THORPE MARSH | NPg Best View (Not in FES) | Dem_BB003 | GWh | NPgY | Thorpe Marsh |  | 2226.1539 | 2264.3996 | 2297.1246 | 2330.4502 | 2375.0423 | 2448.9104 | 2497.1602 | 2553.1372 | 2622.2537 | 2696.0144 | 2768.6914 | 2840.2822 | 2908.3193 | 3033.18 | 3141.138 | 3242.1254 | 3335.0392 | 3419.5707 | 3492.3345 | 3554.9985 | 3609.4236 | 3672.8281 | 3733.1052 | 3791.2218 | 3847.0394 | 3901.7625 | 3955.8611 | 4009.3792 | 4053.0153
NPgY | GSP | NPg Best View | Total demand (GWh) | WEST MELTON SECTION 3 | NPg Best View (Not in FES) | Dem_BB003 | GWh | NPgY | West Melton |  | 1130.1132 | 1155.2633 | 1182.9709 | 1219.765 | 1267.7099 | 1323.4909 | 1370.708 | 1422.5819 | 1484.1892 | 1547.7398 | 1608.2218 | 1666.5695 | 1721.4099 | 1814.8307 | 1905.6443 | 1991.4211 | 2071.0814 | 2144.3385 | 2207.7333 | 2262.7735 | 2310.7792 | 2367.2036 | 2421.1566 | 2473.4005 | 2523.6137 | 2572.9444 | 2621.8164 | 2670.2807 | 2709.946
NPgY | GSP | NPg Best View | Total demand (GWh) | WINCOBANK | NPg Best View (Not in FES) | Dem_BB003 | GWh | NPgY | Wincobank |  | 210.7035 | 235.0983 | 235.4941 | 243.9598 | 244.6383 | 246.053 | 247.3397 | 249.0306 | 251.3485 | 253.9312 | 256.5476 | 259.1684 | 261.6705 | 264.0849 | 268.8558 | 273.3097 | 277.3534 | 280.9927 | 284.0618 | 286.6892 | 288.9051 | 291.4083 | 293.767 | 296.0266 | 298.1763 | 300.2684 | 302.3225 | 304.3393 | 306.1032
NPgN | GSP | NG FES - Consumer Transformation | Total demand (GWh) | BLYTH 66kV | Consumer Transformation | Dem_BB003 | GWh | NPgN | Blyth 66kV |  | 702.6395 | 704.9216 | 722.2358 | 745.3282 | 771.6272 | 798.1775 | 820.9638 | 842.9736 | 870.0302 | 897.9927 | 923.74 | 948.2997 | 971.9027 | 997.6062 | 1044.5969 | 1090.3386 | 1133.6991 | 1174.1979 | 1209.6631 | 1240.1091 | 1266.8878 | 1297.083 | 1327.7423 | 1357.2788 | 1385.3891 | 1412.9161 | 1440.0737 | 1466.9156 | 1487.775
NPgN | GSP | NG FES - Consumer Transformation | Total demand (GWh) | BLYTH 132kV | Consumer Transformation | Dem_BB003 | GWh | NPgN | Blyth 132kV |  | 270.0913 | 270.9882 | 280.0258 | 291.1705 | 298.501 | 305.992 | 312.7011 | 319.3542 | 327.7998 | 336.5563 | 344.5448 | 352.0994 | 359.1431 | 366.8368 | 381.2997 | 395.0343 | 407.9572 | 420.0527 | 430.7288 | 440.0595 | 448.3134 | 457.3828 | 466.5076 | 475.3202 | 483.7065 | 491.9481 | 500.0923 | 508.1669 | 514.6303
NPgN | GSP | NG FES - Consumer Transformation | Total demand (GWh) | FOURSTONES | Consumer Transformation | Dem_BB003 | GWh | NPgN | Fourstones |  | 89.2652 | 89.2291 | 90.2499 | 91.881 | 94.243 | 96.4852 | 98.3775 | 100.206 | 102.6166 | 105.1212 | 107.3795 | 109.4834 | 111.3774 | 113.4578 | 117.2243 | 120.7476 | 124.0007 | 127.0134 | 129.5563 | 131.7026 | 133.5517 | 135.7804 | 138.0986 | 140.345 | 142.4762 | 144.5793 | 146.6622 | 148.7346 | 150.3668
NPgN | GSP | NG FES - Consumer Transformation | Total demand (GWh) | HARTMOOR | Consumer Transformation | Dem_BB003 | GWh | NPgN | Hart Moor |  | 445.8991 | 445.0146 | 468.3412 | 478.1989 | 492.3526 | 505.3965 | 515.8688 | 525.5308 | 537.6697 | 550.3709 | 562.1836 | 573.582 | 584.6107 | 596.2883 | 619.7819 | 643.0075 | 664.913 | 685.1177 | 702.0745 | 716.2685 | 728.4732 | 743.1718 | 758.6073 | 773.4984 | 787.6919 | 801.5904 | 815.2904 | 828.826 | 839.6777
NPgN | GSP | NG FES - Consumer Transformation | Total demand (GWh) | HAWTHORN PIT GRID | Consumer Transformation | Dem_BB003 | GWh | NPgN | Hawthorn Pit |  | 524.5836 | 525.7615 | 536.8365 | 549.952 | 562.7446 | 577.467 | 589.7618 | 601.6171 | 616.4092 | 631.7965 | 645.984 | 659.5903 | 672.7604 | 687.14 | 713.0472 | 738.1087 | 761.7567 | 783.7141 | 802.7676 | 818.7969 | 832.3735 | 848.2053 | 864.3756 | 879.9086 | 894.6313 | 909.0184 | 923.191 | 937.1759 | 947.9517
NPgN | GSP | NG FES - Consumer Transformation | Total demand (GWh) | KNARESBOROUGH | Consumer Transformation | Dem_BB003 | GWh | NPgN | Knaresborough |  | 853.4197 | 856.192 | 876.2655 | 901.1904 | 925.7764 | 953.0923 | 974.0463 | 994.7455 | 1020.7988 | 1048.1332 | 1073.7711 | 1098.6407 | 1122.6753 | 1147.9888 | 1188.6738 | 1228.1099 | 1265.2452 | 1299.6194 | 1329.2986 | 1354.5467 | 1376.4954 | 1400.8427 | 1425.4548 | 1448.9694 | 1471.1271 | 1492.7824 | 1514.137 | 1535.2725 | 1552.404
NPgN | GSP | NG FES - Consumer Transformation | Total demand (GWh) | LACKENBY | Consumer Transformation | Dem_BB003 | GWh | NPgN | Lackenby |  | 1020.9895 | 1021.4211 | 1034.2929 | 1048.0547 | 1071.0868 | 1093.6894 | 1114.2844 | 1135.1559 | 1161.0229 | 1188.387 | 1214.443 | 1240.2061 | 1265.8001 | 1293.7041 | 1338.5791 | 1381.7863 | 1422.493 | 1460.2049 | 1493.4095 | 1521.9134 | 1546.5344 | 1572.8794 | 1598.8338 | 1623.399 | 1646.4545 | 1668.8122 | 1690.7287 | 1712.3083 | 1729.1229
NPgN | GSP | NG FES - Consumer Transformation | Total demand (GWh) | NORTON | Consumer Transformation | Dem_BB003 | GWh | NPgN | Norton |  | 2048.7571 | 2058.8099 | 2132.8069 | 2183.8412 | 2247.0625 | 2315.9333 | 2378.378 | 2441.0305 | 2529.5169 | 2610.2426 | 2686.8599 | 2762.014 | 2835.6668 | 2983.9032 | 3106.3843 | 3224.6875 | 3336.2072 | 3439.9482 | 3530.8162 | 3609.1068 | 3677.556 | 3752.0251 | 3826.2601 | 3897.0841 | 3963.9748 | 4029.198 | 4093.3614 | 4156.7309 | 4208.4041
NPgN | GSP | NG FES - Consumer Transformation | Total demand (GWh) | OFFERTON | Consumer Transformation | Dem_BB003 | GWh | NPgN | Offerton |  | 239.5081 | 238.809 | 241.4201 | 246.4508 | 252.7641 | 259.9876 | 265.7611 | 271.1912 | 278.0697 | 285.1467 | 291.4073 | 297.2153 | 302.5785 | 309.002 | 322.3354 | 335.1763 | 347.3479 | 358.7618 | 368.7851 | 377.4005 | 384.9876 | 393.9926 | 403.2951 | 412.3494 | 421.0364 | 429.5827 | 438.0287 | 446.3842 | 452.6359
NPgN | GSP | NG FES - Consumer Transformation | Total demand (GWh) | OSBALDWICK | Consumer Transformation | Dem_BB003 | GWh | NPgN | Osbaldwick |  | 1293.1618 | 1292.0746 | 1312.4576 | 1346.1256 | 1379.3367 | 1414.0506 | 1445.2196 | 1475.8783 | 1514.7683 | 1555.2222 | 1592.159 | 1627.0824 | 1659.8132 | 1695.0872 | 1759.3504 | 1820.5399 | 1877.7911 | 1931.1029 | 1977.8068 | 2018.4905 | 2054.4676 | 2094.1491 | 2134.3913 | 2173.1846 | 2210.0169 | 2246.1616 | 2281.844 | 2317.1884 | 2345.3533
NPgN | GSP | NG FES - Consumer Transformation | Total demand (GWh) | POPPLETON | Consumer Transformation | Dem_BB003 | GWh | NPgN | Poppleton |  | 228.0457 | 227.5381 | 230.4777 | 235.8396 | 244.2373 | 249.9306 | 254.5471 | 258.8953 | 264.5171 | 270.439 | 275.8231 | 280.9273 | 285.7876 | 291.0287 | 300.5612 | 309.8012 | 318.4054 | 326.3493 | 333.0011 | 338.4791 | 343.1409 | 348.8703 | 354.884 | 360.664 | 366.1324 | 371.4852 | 376.7637 | 381.9848 | 385.9853
NPgN | GSP | NG FES - Consumer Transformation | Total demand (GWh) | SALTHOLME | Consumer Transformation | Dem_BB003 | GWh | NPgN | Saltholme |  | 497.0977 | 530.2811 | 535.1864 | 533.8908 | 532.6734 | 531.6098 | 530.573 | 529.5848 | 528.758 | 528.0203 | 527.3212 | 526.6699 | 526.0518 | 525.4892 | 525.523 | 525.6125 | 525.7103 | 525.8118 | 525.8436 | 525.8448 | 525.8296 | 525.9177 | 526.0707 | 526.2363 | 526.4017 | 526.5742 | 526.7493 | 526.9237 | 527.0322
NPgN | GSP | NG FES - Consumer Transformation | Total demand (GWh) | SOUTH SHIELDS | Consumer Transformation | Dem_BB003 | GWh | NPgN | South Shields |  | 207.4677 | 207.5679 | 212.2776 | 217.6294 | 224.647 | 232.5192 | 239.5693 | 246.643 | 255.3799 | 264.5474 | 273.2493 | 281.7188 | 289.8873 | 299.0823 | 314.6256 | 329.5669 | 343.6573 | 356.8375 | 368.4906 | 378.6393 | 387.6283 | 397.4177 | 407.2149 | 416.6056 | 425.5213 | 434.2162 | 442.7549 | 451.1744 | 457.5728
NPgN | GSP | NG FES - Consumer Transformation | Total demand (GWh) | SPADEADAM | Consumer Transformation | Dem_BB003 | GWh | NPgN | Spadeadam - Not in NG FES |  | 33.5788 | 33.5256 | 33.8394 | 34.3918 | 35.2645 | 36.1935 | 37.036 | 37.888 | 38.9945 | 40.1497 | 41.2089 | 42.2144 | 43.1482 | 44.1945 | 46.0646 | 47.8232 | 49.4713 | 51.0146 | 52.3819 | 53.5794 | 54.6344 | 55.7848 | 56.9339 | 58.0421 | 59.0949 | 60.1313 | 61.1569 | 62.1766 | 62.9842
NPgN | GSP | NG FES - Consumer Transformation | Total demand (GWh) | SPENNYMOOR | Consumer Transformation | Dem_BB003 | GWh | NPgN | Spennymoor |  | 1099.393 | 1101.7146 | 1127.2381 | 1173.999 | 1226.349 | 1264.9577 | 1297.3136 | 1328.378 | 1366.8963 | 1406.9882 | 1444.3381 | 1480.2825 | 1514.9401 | 1552.5617 | 1619.1108 | 1683.8809 | 1744.9939 | 1801.8583 | 1850.8794 | 1892.5611 | 1928.9023 | 1971.0912 | 2014.3972 | 2056.1308 | 2095.8654 | 2134.7962 | 2173.2022 | 2211.1819 | 2241.2529
NPgN | GSP | NG FES - Consumer Transformation | Total demand (GWh) | STELLA NORTH | Consumer Transformation | Dem_BB003 | GWh | NPgN | Stella North |  | 1089.973 | 1086.8081 | 1110.7767 | 1134.1303 | 1159.4883 | 1183.3102 | 1204.0453 | 1224.7865 | 1251.4171 | 1279.6129 | 1305.6644 | 1330.7077 | 1354.6176 | 1382.0795 | 1433.8356 | 1483.3721 | 1530.011 | 1573.6697 | 1612.2518 | 1645.9654 | 1675.8792 | 1709.0206 | 1742.3956 | 1774.5501 | 1805.196 | 1835.2091 | 1864.7748 | 1894.0021 | 1916.3231
NPgN | GSP | NG FES - Consumer Transformation | Total demand (GWh) | STELLA SOUTH | Consumer Transformation | Dem_BB003 | GWh | NPgN | Stella South |  | 1071.3982 | 1068.7968 | 1095.6941 | 1117.5776 | 1135.6283 | 1155.7538 | 1173.749 | 1192.3122 | 1217.2681 | 1243.071 | 1268.037 | 1293.069 | 1318.1438 | 1349.082 | 1391.5949 | 1432.6094 | 1471.0524 | 1506.5321 | 1537.0586 | 1562.5754 | 1583.9705 | 1607.3978 | 1630.4645 | 1652.0775 | 1672.1505 | 1691.5034 | 1710.3935 | 1728.9469 | 1743.1758
NPgN | GSP | NG FES - Consumer Transformation | Total demand (GWh) | TYNEMOUTH | Consumer Transformation | Dem_BB003 | GWh | NPgN | Tynemouth 1 |  | 778.2707 | 778.9649 | 791.8552 | 810.2882 | 831.4764 | 853.8437 | 872.5493 | 890.3866 | 912.562 | 935.5663 | 956.3833 | 976.0569 | 994.7636 | 1016.0139 | 1056.3105 | 1095.6162 | 1132.9906 | 1168.0821 | 1198.9019 | 1225.5799 | 1249.3531 | 1276.6641 | 1304.7509 | 1332.0377 | 1358.232 | 1384.0235 | 1409.5606 | 1434.8804 | 1454.4562
NPgN | GSP | NG FES - Consumer Transformation | Total demand (GWh) | WEST BOLDON | Consumer Transformation | Dem_BB003 | GWh | NPgN | West Boldon |  | 1108.5522 | 1107.2919 | 1130.2246 | 1158.3204 | 1185.3754 | 1215.5961 | 1241.6473 | 1267.4015 | 1299.7053 | 1333.9761 | 1366.3472 | 1398.1583 | 1429.4394 | 1464.8152 | 1526.7417 | 1586.8835 | 1643.7142 | 1696.5844 | 1742.7501 | 1782.2567 | 1816.625 | 1854.934 | 1893.5396 | 1930.4308 | 1965.3842 | 1999.4281 | 2032.8632 | 2065.8217 | 2090.9263
NPgY | GSP | NG FES - Consumer Transformation | Total demand (GWh) | BRADFORD WEST | Consumer Transformation | Dem_BB003 | GWh | NPgY | Bradford West |  | 1835.3239 | 1843.9527 | 1882.5571 | 1927.6272 | 1981.8327 | 2044.8331 | 2091.8664 | 2142.8413 | 2207.4946 | 2274.4153 | 2336.2397 | 2395.5514 | 2452.1373 | 2517.6777 | 2637.3319 | 2751.4579 | 2858.7417 | 2958.433 | 3044.7886 | 3118.2411 | 3181.6281 | 3259.8385 | 3334.0804 | 3405.1305 | 3472.2369 | 3537.6978 | 3602.0157 | 3665.4513 | 3714.7797
NPgY | GSP | NG FES - Consumer Transformation | Total demand (GWh) | CAMBLESFORTH | Consumer Transformation | Dem_BB003 | GWh | NPgY | Camblesforth |  | 229.7999 | 236.515 | 245.4115 | 249.2345 | 254.766 | 261.5518 | 267.7748 | 274.7551 | 283.341 | 292.5339 | 301.7268 | 311.1362 | 320.7431 | 331.2203 | 345.8599 | 360.0293 | 373.4169 | 385.814 | 396.7479 | 406.2356 | 414.4994 | 423.2185 | 431.2504 | 438.7419 | 445.7139 | 452.4329 | 458.9964 | 465.4587 | 470.8701
NPgY | GSP | NG FES - Consumer Transformation | Total demand (GWh) | CREYKE BECK | Consumer Transformation | Dem_BB003 | GWh | NPgY | Creyke Beck |  | 1865.6396 | 1900.0422 | 1938.6848 | 1981.61 | 2034.0675 | 2098.4398 | 2152.2613 | 2210.6036 | 2283.2365 | 2358.6515 | 2429.6397 | 2498.6911 | 2565.5988 | 2641.5313 | 2772.8356 | 2898.8167 | 3018.018 | 3129.7635 | 3228.934 | 3315.9006 | 3392.8795 | 3479.9889 | 3562.8403 | 3642.339 | 3717.8455 | 3791.7786 | 3864.7206 | 3936.9893 | 3995.629
NPgY | GSP | NG FES - Consumer Transformation | Total demand (GWh) | DRAX | Consumer Transformation | Dem_BB003 | GWh | NPgY | Drax |  | 501.1521 | 509.9543 | 514.6972 | 520.6123 | 533.5 | 543.0565 | 553.1431 | 564.3835 | 577.9908 | 592.5237 | 607.126 | 622.0741 | 637.3792 | 653.8185 | 675.4831 | 696.4685 | 716.4195 | 735.0648 | 751.9433 | 767.0732 | 780.6276 | 793.6682 | 805.7349 | 817.036 | 827.565 | 837.7317 | 847.6814 | 857.4934 | 865.9716
NPgY | GSP | NG FES - Consumer Transformation | Total demand (GWh) | ELLAND | Consumer Transformation | Dem_BB003 | GWh | NPgY | Elland |  | 1557.1173 | 1577.4266 | 1605.7719 | 1636.3867 | 1680.4457 | 1734.1509 | 1777.104 | 1824.3531 | 1883.5312 | 1945.5411 | 2004.4854 | 2062.3099 | 2118.5964 | 2240.6193 | 2343.0228 | 2441.1831 | 2533.1431 | 2618.0558 | 2691.2799 | 2753.4361 | 2806.8759 | 2870.4858 | 2930.1332 | 2986.5864 | 3039.4289 | 3090.6137 | 3140.6554 | 3189.8498 | 3228.0865
NPgY | GSP | NG FES - Consumer Transformation | Total demand (GWh) | FERRYBRIDGE A | Consumer Transformation | Dem_BB003 | GWh | NPgY | Ferrybridge A |  | 563.8959 | 608.8891 | 623.6195 | 637.852 | 653.2269 | 671.7074 | 688.4533 | 706.9846 | 729.5884 | 753.5941 | 777.2732 | 801.2716 | 825.6957 | 852.3072 | 889.9804 | 926.4327 | 960.8614 | 992.7576 | 1020.8663 | 1045.0915 | 1066.0173 | 1088.3059 | 1108.8674 | 1128.0595 | 1145.8485 | 1162.963 | 1179.6645 | 1196.0805 | 1209.5573
NPgY | GSP | NG FES - Consumer Transformation | Total demand (GWh) | FERRYBRIDGE B | Consumer Transformation | Dem_BB003 | GWh | NPgY | Ferrybridge B (_M) |  | 1542.7682 | 1573.2409 | 1607.2763 | 1650.762 | 1687.7286 | 1729.6143 | 1765.6665 | 1806.1834 | 1873.0813 | 1927.1449 | 1980.611 | 2034.9606 | 2090.2932 | 2195.6454 | 2285.1892 | 2372.0934 | 2453.9468 | 2529.3981 | 2594.9734 | 2650.9819 | 2699.047 | 2752.3005 | 2801.4488 | 2847.353 | 2889.9805 | 2931.0269 | 2971.0872 | 3010.4623 | 3042.8635
NPgY | GSP | NG FES - Consumer Transformation | Total demand (GWh) | GRIMSBY WEST | Consumer Transformation | Dem_BB003 | GWh | NPgY | Grimsby West |  | 920.4226 | 938.0231 | 945.0599 | 953.2897 | 968.1547 | 988.0738 | 1007.0545 | 1029.2799 | 1058.0166 | 1089.4763 | 1121.2692 | 1154.2491 | 1188.3308 | 1227.2101 | 1285.3544 | 1341.4229 | 1394.2727 | 1443.1069 | 1486.2841 | 1523.6717 | 1555.996 | 1588.9056 | 1618.8761 | 1646.5159 | 1671.9431 | 1696.2339 | 1719.8041 | 1742.8949 | 1760.9065
NPgY | GSP | NG FES - Consumer Transformation | Total demand (GWh) | JORDANTHORPE | Consumer Transformation | Dem_BB003 | GWh | NPgY | Jordanthorpe |  | 263.7228 | 268.0042 | 272.5216 | 278.1605 | 285.9927 | 294.7005 | 300.9944 | 307.4573 | 315.3321 | 323.1899 | 330.0251 | 336.2113 | 341.8757 | 348.1284 | 359.8918 | 371.3638 | 382.2168 | 392.3749 | 401.0687 | 408.3525 | 414.7025 | 423.3412 | 431.7213 | 439.896 | 447.715 | 455.4406 | 463.1193 | 470.7521 | 476.7254
NPgY | GSP | NG FES - Consumer Transformation | Total demand (GWh) | KEADBY | Consumer Transformation | Dem_BB003 | GWh | NPgY | Keadby |  | 1679.0454 | 1692.3774 | 1722.7553 | 1755.9707 | 1792.817 | 1836.5369 | 1876.0304 | 1918.619 | 1969.9166 | 2023.3589 | 2074.9401 | 2126.0692 | 2176.6898 | 2231.8157 | 2315.2637 | 2395.8007 | 2472.3434 | 2544.1627 | 2608.5573 | 2665.5731 | 2716.3904 | 2770.9832 | 2822.5949 | 2871.8733 | 2918.5851 | 2964.2284 | 3009.2326 | 3053.8198 | 3091.677
NPgY | GSP | NG FES - Consumer Transformation | Total demand (GWh) | KIRKSTALL B | Consumer Transformation | Dem_BB003 | GWh | NPgY | Kirkstall B |  | 1111.0747 | 1154.0508 | 1200.3147 | 1241.6046 | 1275.4471 | 1303.7488 | 1327.1078 | 1352.8029 | 1385.427 | 1419.7867 | 1452.091 | 1483.6172 | 1514.5659 | 1549.8588 | 1611.2158 | 1669.9686 | 1725.2265 | 1776.7048 | 1822.0798 | 1861.171 | 1895.1534 | 1933.6943 | 1969.951 | 2004.369 | 2036.6221 | 2067.9208 | 2098.5959 | 2128.7878 | 2152.0821
NPgY | GSP | NG FES - Consumer Transformation | Total demand (GWh) | NEEPSEND | Consumer Transformation | Dem_BB003 | GWh | NPgY | Neepsend |  | 395.3063 | 399.5957 | 409.818 | 416.1037 | 425.7389 | 437.0727 | 444.9419 | 453.3416 | 464.086 | 475.0863 | 484.8869 | 494.0004 | 502.4618 | 512.697 | 533.2105 | 552.729 | 571.0794 | 588.1733 | 603.005 | 615.6319 | 626.5797 | 640.8015 | 654.4865 | 667.7409 | 680.3831 | 692.8114 | 705.0956 | 717.2659 | 726.6794
NPgY | GSP | NG FES - Consumer Transformation | Total demand (GWh) | NORTON LEES | Consumer Transformation | Dem_BB003 | GWh | NPgY | Norton Lees |  | 249.1282 | 250.317 | 255.2525 | 263.3045 | 274.8005 | 287.966 | 296.992 | 306.4065 | 317.8912 | 329.481 | 339.7766 | 349.2612 | 357.9922 | 367.9286 | 386.4676 | 404.4843 | 421.4169 | 437.0927 | 450.2962 | 461.278 | 470.7862 | 484.2445 | 497.2525 | 509.893 | 521.9843 | 533.8849 | 545.6583 | 557.3227 | 566.2758
NPgY | GSP | NG FES - Consumer Transformation | Total demand (GWh) | PITSMOOR 3/4 | Consumer Transformation | Dem_BB003 | GWh | NPgY | Pitsmoor |  | 250.1594 | 263.6236 | 267.8261 | 269.6264 | 272.9796 | 277.3596 | 280.6432 | 284.2548 | 289.0445 | 294.0271 | 298.5433 | 302.8137 | 306.8094 | 311.774 | 321.8604 | 331.366 | 340.3028 | 348.6934 | 356.1431 | 362.6525 | 368.3556 | 375.1452 | 381.6592 | 387.9552 | 393.9565 | 399.8541 | 405.6806 | 411.458 | 415.9745
NPgY | GSP | NG FES - Consumer Transformation | Total demand (GWh) | SALTEND NORTH | Consumer Transformation | Dem_BB003 | GWh | NPgY | Saltend North |  | 355.8975 | 359.3355 | 361.4443 | 365.5729 | 372.3317 | 381.0419 | 388.5661 | 397.0198 | 407.6319 | 418.9678 | 430.0958 | 441.3481 | 452.7319 | 465.672 | 485.4686 | 504.5721 | 522.6414 | 539.4666 | 554.3283 | 567.1435 | 578.2576 | 590.424 | 601.7359 | 612.3717 | 622.3212 | 631.9462 | 641.3702 | 650.6578 | 658.0338
NPgY | GSP | NG FES - Consumer Transformation | Total demand (GWh) | SHEFFIELD CITY | Consumer Transformation | Dem_BB003 | GWh | NPgY | Sheffield City |  | 379.2617 | 390.176 | 400.985 | 407.1979 | 411.3141 | 416.9868 | 421.1328 | 425.9012 | 432.5151 | 439.5441 | 446.1142 | 452.4789 | 458.4857 | 465.4908 | 478.7759 | 491.2354 | 502.7672 | 513.3692 | 522.3945 | 530.0714 | 536.6094 | 544.7202 | 552.3758 | 559.676 | 566.5386 | 573.2431 | 579.8335 | 586.3573 | 591.5622
NPgY | GSP | NG FES - Consumer Transformation | Total demand (GWh) | SKELTON GRANGE | Consumer Transformation | Dem_BB003 | GWh | NPgY | Skelton Grange |  | 2622.3969 | 2726.5408 | 2790.5823 | 2849.7228 | 2918.0787 | 2995.0721 | 3057.2377 | 3126.9299 | 3215.8994 | 3310.5317 | 3401.7493 | 3492.7351 | 3583.527 | 3728.9165 | 3895.0688 | 4055.0383 | 4205.2402 | 4343.8957 | 4463.8084 | 4565.4808 | 4652.337 | 4752.5798 | 4845.7343 | 4933.2524 | 5014.7232 | 5093.4111 | 5170.299 | 5245.9062 | 5305.0598
NPgY | GSP | NG FES - Consumer Transformation | Total demand (GWh) | TEMPLEBOROUGH 275/33KV | Consumer Transformation | Dem_BB003 | GWh | NPgY | Templeborough |  | 45.6688 | 45.7493 | 46.0735 | 46.6302 | 47.4749 | 48.5084 | 49.2817 | 50.1368 | 51.1891 | 52.3043 | 53.3888 | 54.4814 | 55.5948 | 56.8654 | 58.9506 | 60.9823 | 62.9124 | 64.706 | 66.2679 | 67.5897 | 68.725 | 70.0826 | 71.3555 | 72.5601 | 73.6934 | 74.7898 | 75.8617 | 76.9134 | 77.7521
NPgY | GSP | NG FES - Consumer Transformation | Total demand (GWh) | THURCROFT | Consumer Transformation | Dem_BB003 | GWh | NPgY | Thurcroft |  | 747.4425 | 779.7737 | 796.4388 | 824.6548 | 848.4543 | 877.3777 | 900.6928 | 926.4072 | 958.1567 | 991.6758 | 1024.2161 | 1056.7741 | 1089.4874 | 1251.8919 | 1305.681 | 1357.9464 | 1407.1199 | 1452.3425 | 1491.1833 | 1523.9532 | 1551.9398 | 1585.015 | 1615.7844 | 1644.7315 | 1671.7438 | 1697.8771 | 1723.4767 | 1748.7061 | 1769.0796
NPgY | GSP | NG FES - Consumer Transformation | Total demand (GWh) | WEST MELTON / THORPE MARSH | Consumer Transformation | Dem_BB003 | GWh | NPgY | Thorpe Marsh |  | 2226.1539 | 2264.2333 | 2296.7426 | 2329.6438 | 2371.92 | 2441.9369 | 2486.103 | 2535.8358 | 2598.4956 | 2665.4605 | 2731.207 | 2797.6726 | 2864.7452 | 2993.6524 | 3110.0433 | 3222.389 | 3328.3882 | 3426.6423 | 3512.7731 | 3587.1773 | 3651.7771 | 3723.5214 | 3790.3906 | 3853.4096 | 3912.4209 | 3969.5705 | 4025.537 | 4080.6962 | 4125.7699
NPgY | GSP | NG FES - Consumer Transformation | Total demand (GWh) | WEST MELTON SECTION 3 | Consumer Transformation | Dem_BB003 | GWh | NPgY | West Melton |  | 1130.1132 | 1155.2763 | 1183.1252 | 1220.1054 | 1266.8375 | 1320.5254 | 1366.0664 | 1414.9248 | 1473.9588 | 1535.1386 | 1593.2532 | 1650.1654 | 1705.9765 | 1802.7922 | 1899.4122 | 1992.6048 | 2080.6335 | 2162.6402 | 2234.6618 | 2297.1015 | 2351.5824 | 2413.4582 | 2471.923 | 2527.6937 | 2580.2771 | 2631.5544 | 2682.0405 | 2732.0012 | 2773.0207
NPgY | GSP | NG FES - Consumer Transformation | Total demand (GWh) | WINCOBANK | Consumer Transformation | Dem_BB003 | GWh | NPgY | Wincobank |  | 210.7035 | 235.0808 | 235.4521 | 243.881 | 244.4447 | 245.6699 | 246.7489 | 248.1296 | 250.1212 | 252.3523 | 254.5983 | 256.9376 | 259.3575 | 261.9588 | 267.1308 | 272.1255 | 276.7945 | 281.0897 | 284.7921 | 287.9829 | 290.6879 | 293.5891 | 296.259 | 298.7469 | 301.0439 | 303.2455 | 305.381 | 307.4677 | 309.2915
NPgN | GSP | NG FES - Falling Short | Total demand (GWh) | BLYTH 66kV | Falling Short | Dem_BB003 | GWh | NPgN | Blyth 66kV |  | 702.7751 | 705.1974 | 716.5939 | 730.1158 | 741.676 | 754.6606 | 771.4758 | 790.8872 | 810.2131 | 829.6761 | 848.1782 | 866.0592 | 882.4833 | 898.19 | 912.5197 | 926.7073 | 940.2733 | 953.3569 | 965.2059 | 975.86 | 985.307 | 993.4428 | 1000.3794 | 1006.1995 | 1010.5439 | 1014.2344 | 1017.4607 | 1020.3056 | 1022.4909
NPgN | GSP | NG FES - Falling Short | Total demand (GWh) | BLYTH 132kV | Falling Short | Dem_BB003 | GWh | NPgN | Blyth 132kV |  | 270.1667 | 271.372 | 278.6788 | 287.0854 | 290.1251 | 293.894 | 298.9166 | 304.7612 | 310.5303 | 316.3166 | 321.7537 | 327.0078 | 331.8637 | 336.5965 | 340.7678 | 344.9151 | 348.7552 | 352.3836 | 355.8004 | 358.7437 | 361.341 | 363.5448 | 365.407 | 366.9576 | 368.1967 | 369.2248 | 370.1002 | 370.8488 | 371.3343
NPgN | GSP | NG FES - Falling Short | Total demand (GWh) | FOURSTONES | Falling Short | Dem_BB003 | GWh | NPgN | Fourstones |  | 89.283 | 89.3615 | 89.7362 | 90.3406 | 91.1671 | 92.1533 | 93.5118 | 95.1155 | 96.6803 | 98.2377 | 99.6832 | 101.0703 | 102.3601 | 103.6289 | 104.711 | 105.7704 | 106.721 | 107.6128 | 108.4927 | 109.2152 | 109.853 | 110.389 | 110.8423 | 111.2231 | 111.5556 | 111.832 | 112.068 | 112.2637 | 112.3759
NPgN | GSP | NG FES - Falling Short | Total demand (GWh) | HARTMOOR | Falling Short | Dem_BB003 | GWh | NPgN | Hart Moor |  | 446.0196 | 446.1222 | 467.6317 | 472.9749 | 479.756 | 485.3121 | 492.7928 | 501.5766 | 510.4202 | 519.4465 | 528.1322 | 536.6433 | 544.5496 | 552.4594 | 559.8104 | 567.3071 | 574.4601 | 581.4131 | 587.8697 | 593.6824 | 598.8802 | 603.3981 | 607.2853 | 610.5848 | 613.1991 | 615.4383 | 617.4074 | 619.1244 | 620.2776
NPgN | GSP | NG FES - Falling Short | Total demand (GWh) | HAWTHORN PIT GRID | Falling Short | Dem_BB003 | GWh | NPgN | Hawthorn Pit |  | 524.655 | 527.3958 | 536.7163 | 545.8815 | 551.5418 | 558.888 | 568.5073 | 579.6868 | 590.9166 | 602.3177 | 613.2237 | 623.8488 | 633.8482 | 643.9828 | 653.432 | 662.884 | 672.0509 | 681.0513 | 689.3923 | 697.0828 | 704.0976 | 710.3704 | 715.9516 | 720.8856 | 724.9582 | 728.6485 | 732.0633 | 735.1063 | 737.334
NPgN | GSP | NG FES - Falling Short | Total demand (GWh) | KNARESBOROUGH | Falling Short | Dem_BB003 | GWh | NPgN | Knaresborough |  | 853.5523 | 858.2018 | 873.0484 | 889.5305 | 901.2626 | 918.6043 | 935.7699 | 955.6313 | 975.6616 | 996.1155 | 1015.9831 | 1035.5549 | 1054.3891 | 1073.0261 | 1090.5038 | 1108.1784 | 1125.4609 | 1142.3552 | 1158.3528 | 1172.9611 | 1186.3011 | 1198.2075 | 1208.7794 | 1218.1035 | 1226.0246 | 1233.1267 | 1239.6312 | 1245.6551 | 1250.9204
NPgN | GSP | NG FES - Falling Short | Total demand (GWh) | LACKENBY | Falling Short | Dem_BB003 | GWh | NPgN | Lackenby |  | 1021.0992 | 1022.3606 | 1031.5242 | 1038.8687 | 1051.1866 | 1062.9805 | 1078.5229 | 1096.7839 | 1115.6063 | 1135.1791 | 1154.2888 | 1173.2593 | 1191.3311 | 1209.4131 | 1226.7223 | 1244.3895 | 1261.9192 | 1279.2192 | 1295.4039 | 1310.1624 | 1323.3655 | 1334.8208 | 1344.6046 | 1352.8081 | 1359.2224 | 1364.5857 | 1369.1726 | 1373.0786 | 1375.9924
NPgN | GSP | NG FES - Falling Short | Total demand (GWh) | NORTON | Falling Short | Dem_BB003 | GWh | NPgN | Norton |  | 2049.1745 | 2065.1599 | 2131.4158 | 2165.9947 | 2200.4101 | 2242.0876 | 2294.1923 | 2353.7905 | 2426.0652 | 2488.4401 | 2549.409 | 2609.8796 | 2667.8169 | 2795.7353 | 2850.9318 | 2906.9408 | 2961.9926 | 3016.238 | 3067.8535 | 3115.4968 | 3159.2519 | 3198.6368 | 3233.8972 | 3265.2905 | 3292.4316 | 3316.9752 | 3339.5885 | 3360.5518 | 3378.9171
NPgN | GSP | NG FES - Falling Short | Total demand (GWh) | OFFERTON | Falling Short | Dem_BB003 | GWh | NPgN | Offerton |  | 239.5359 | 239.1891 | 240.6145 | 243.2443 | 245.4886 | 248.5818 | 252.7962 | 257.7214 | 262.562 | 267.3866 | 271.7948 | 275.9914 | 279.7639 | 283.327 | 286.4112 | 289.3574 | 292.0661 | 294.6089 | 296.8992 | 298.8882 | 300.6402 | 302.1381 | 303.4184 | 304.5023 | 305.3114 | 306.0141 | 306.6438 | 307.1916 | 307.5593
NPgN | GSP | NG FES - Falling Short | Total demand (GWh) | OSBALDWICK | Falling Short | Dem_BB003 | GWh | NPgN | Osbaldwick |  | 1293.4339 | 1294.7857 | 1308.1817 | 1330.1088 | 1344.6335 | 1362.9039 | 1386.8895 | 1414.7233 | 1442.4224 | 1470.3691 | 1496.6671 | 1522.0343 | 1545.3906 | 1568.2981 | 1588.8275 | 1609.1778 | 1628.1405 | 1646.3397 | 1663.6348 | 1678.8303 | 1692.4259 | 1704.2028 | 1714.3642 | 1723.0482 | 1730.2218 | 1736.396 | 1741.8429 | 1746.6522 | 1750.1988
NPgN | GSP | NG FES - Falling Short | Total demand (GWh) | POPPLETON | Falling Short | Dem_BB003 | GWh | NPgN | Poppleton |  | 228.0725 | 228.009 | 229.769 | 232.9222 | 237.8338 | 240.4051 | 243.8669 | 247.9641 | 252.0969 | 256.3272 | 260.2913 | 264.1086 | 267.6177 | 271.0318 | 274.1326 | 277.1924 | 280.0729 | 282.8981 | 285.564 | 287.9339 | 290.0421 | 291.8567 | 293.3979 | 294.6863 | 295.689 | 296.5267 | 297.2452 | 297.8647 | 298.3261
NPgN | GSP | NG FES - Falling Short | Total demand (GWh) | SALTHOLME | Falling Short | Dem_BB003 | GWh | NPgN | Saltholme |  | 497.1079 | 531.8163 | 538.1575 | 538.1728 | 538.1623 | 538.2879 | 538.551 | 538.9227 | 539.3583 | 539.8607 | 540.4135 | 541.0235 | 541.6761 | 542.4012 | 543.1489 | 543.9567 | 544.7786 | 545.6299 | 546.5209 | 547.4226 | 548.3454 | 549.2827 | 550.2333 | 551.195 | 552.1706 | 553.1499 | 554.1263 | 555.0972 | 556.038
NPgN | GSP | NG FES - Falling Short | Total demand (GWh) | SOUTH SHIELDS | Falling Short | Dem_BB003 | GWh | NPgN | South Shields |  | 207.4921 | 207.7927 | 211.2384 | 214.2501 | 217.4115 | 221.4929 | 226.7943 | 232.9909 | 239.3216 | 245.8205 | 252.1583 | 258.4161 | 264.3422 | 270.1078 | 275.4641 | 280.7376 | 285.7677 | 290.572 | 295.0516 | 299.0215 | 302.5313 | 305.5364 | 308.0857 | 310.2135 | 311.9014 | 313.2924 | 314.452 | 315.4141 | 316.1331
NPgN | GSP | NG FES - Falling Short | Total demand (GWh) | SPADEADAM | Falling Short | Dem_BB003 | GWh | NPgN | Spadeadam - Not in NG FES |  | 33.587 | 33.5936 | 33.7271 | 33.9713 | 34.327 | 34.7883 | 35.4176 | 36.1584 | 36.8926 | 37.6334 | 38.3321 | 39.0098 | 39.641 | 40.2601 | 40.8063 | 41.3529 | 41.8661 | 42.3541 | 42.8282 | 43.2319 | 43.5877 | 43.8874 | 44.1383 | 44.3445 | 44.5139 | 44.6505 | 44.7634 | 44.8568 | 44.9163
NPgN | GSP | NG FES - Falling Short | Total demand (GWh) | SPENNYMOOR | Falling Short | Dem_BB003 | GWh | NPgN | Spennymoor |  | 1099.599 | 1104.9931 | 1125.0894 | 1160.3308 | 1193.4463 | 1213.7948 | 1239.6014 | 1269.21 | 1298.9412 | 1329.1084 | 1358.2071 | 1386.6633 | 1413.3859 | 1439.7005 | 1464.2942 | 1488.987 | 1512.8657 | 1536.2479 | 1558.2929 | 1578.4752 | 1596.9267 | 1613.4384 | 1628.167 | 1641.2365 | 1652.3524 | 1662.4106 | 1671.7021 | 1680.3005 | 1687.6383
NPgN | GSP | NG FES - Falling Short | Total demand (GWh) | STELLA NORTH | Falling Short | Dem_BB003 | GWh | NPgN | Stella North |  | 1090.1043 | 1089.0408 | 1108.7384 | 1124.4442 | 1136.9564 | 1149.1217 | 1165.4572 | 1184.7847 | 1204.4986 | 1224.8359 | 1244.1331 | 1262.989 | 1280.3436 | 1297.2648 | 1312.7825 | 1328.1533 | 1342.6866 | 1356.6507 | 1369.9006 | 1381.6025 | 1391.9973 | 1400.9026 | 1408.4515 | 1414.7457 | 1419.7806 | 1423.9323 | 1427.4159 | 1430.3341 | 1432.3989
NPgN | GSP | NG FES - Falling Short | Total demand (GWh) | STELLA SOUTH | Falling Short | Dem_BB003 | GWh | NPgN | Stella South |  | 1071.4934 | 1071.7779 | 1096.4699 | 1113.0874 | 1121.4014 | 1132.2222 | 1146.8693 | 1164.483 | 1184.0575 | 1203.6437 | 1223.0885 | 1242.6408 | 1261.6888 | 1284.7739 | 1303.6146 | 1322.9683 | 1342.2729 | 1361.4369 | 1379.6411 | 1396.2676 | 1411.2182 | 1424.2768 | 1435.5083 | 1445.01 | 1452.6933 | 1459.1636 | 1464.717 | 1469.4497 | 1473.0434
NPgN | GSP | NG FES - Falling Short | Total demand (GWh) | TYNEMOUTH | Falling Short | Dem_BB003 | GWh | NPgN | Tynemouth 1 |  | 778.3487 | 780.617 | 789.905 | 801.3459 | 810.9727 | 822.6755 | 837.626 | 854.7525 | 871.8187 | 889.0643 | 905.2072 | 920.7569 | 935.0733 | 948.762 | 961.2605 | 973.5612 | 985.3539 | 996.7801 | 1007.4049 | 1017.09 | 1025.9156 | 1033.7824 | 1040.8011 | 1047.0344 | 1052.2415 | 1056.9894 | 1061.4134 | 1065.5582 | 1069.2121
NPgN | GSP | NG FES - Falling Short | Total demand (GWh) | WEST BOLDON | Falling Short | Dem_BB003 | GWh | NPgN | West Boldon |  | 1108.674 | 1108.5474 | 1126.0834 | 1144.1422 | 1154.8522 | 1169.0139 | 1188.0878 | 1210.7678 | 1234.1964 | 1258.5882 | 1282.2034 | 1305.5906 | 1327.7545 | 1349.6849 | 1370.4745 | 1391.4527 | 1411.9812 | 1432.0248 | 1450.6986 | 1467.5268 | 1482.4474 | 1495.2514 | 1506.0555 | 1514.9801 | 1521.811 | 1527.3747 | 1531.9873 | 1535.7793 | 1538.4351
NPgY | GSP | NG FES - Falling Short | Total demand (GWh) | BRADFORD WEST | Falling Short | Dem_BB003 | GWh | NPgY | Bradford West |  | 1835.6601 | 1846.2284 | 1872.3381 | 1896.7699 | 1918.0141 | 1945.2997 | 1981.8545 | 2026.8983 | 2072.1201 | 2116.8955 | 2159.5361 | 2201.1514 | 2241.4453 | 2281.8208 | 2320.0986 | 2358.0208 | 2392.9623 | 2426.33 | 2457.4757 | 2485.0523 | 2509.5681 | 2530.6557 | 2548.637 | 2563.7478 | 2575.7003 | 2585.7535 | 2594.4243 | 2601.9827 | 2607.7018
NPgY | GSP | NG FES - Falling Short | Total demand (GWh) | CAMBLESFORTH | Falling Short | Dem_BB003 | GWh | NPgY | Camblesforth |  | 229.8428 | 237.516 | 246.5007 | 249.7108 | 253.62 | 258.3303 | 264.0985 | 270.9394 | 278.1642 | 285.7078 | 293.3899 | 301.2073 | 309.0829 | 317.1303 | 325.2526 | 333.6612 | 342.0996 | 350.5016 | 358.5963 | 366.1394 | 373.0577 | 379.265 | 384.7709 | 389.6068 | 393.7728 | 397.458 | 400.7801 | 403.848 | 406.666
NPgY | GSP | NG FES - Falling Short | Total demand (GWh) | CREYKE BECK | Falling Short | Dem_BB003 | GWh | NPgY | Creyke Beck |  | 1866.1764 | 1905.7599 | 1939.1321 | 1969.067 | 1997.0471 | 2032.3654 | 2077.3288 | 2131.2573 | 2185.8462 | 2240.4975 | 2293.5646 | 2345.9253 | 2397.2271 | 2449.0811 | 2499.1455 | 2549.4767 | 2597.0599 | 2643.2125 | 2687.0587 | 2726.9346 | 2763.2068 | 2795.4096 | 2823.8295 | 2848.721 | 2869.892 | 2888.661 | 2905.6581 | 2921.3086 | 2934.798
NPgY | GSP | NG FES - Falling Short | Total demand (GWh) | DRAX | Falling Short | Dem_BB003 | GWh | NPgY | Drax |  | 501.2135 | 513.2366 | 519.9858 | 527.4767 | 540.8717 | 550.5984 | 561.9198 | 574.8625 | 588.4455 | 602.5506 | 616.9306 | 631.541 | 646.3023 | 661.4145 | 676.731 | 692.4402 | 708.0509 | 723.5823 | 738.6851 | 753.0239 | 766.4787 | 778.9182 | 790.3609 | 800.8462 | 810.3556 | 819.1779 | 827.472 | 835.3936 | 842.9615
NPgY | GSP | NG FES - Falling Short | Total demand (GWh) | ELLAND | Falling Short | Dem_BB003 | GWh | NPgY | Elland |  | 1557.3658 | 1580.2765 | 1601.421 | 1617.435 | 1637.0124 | 1662.7669 | 1696.7326 | 1738.4639 | 1781.3107 | 1824.7021 | 1867.1212 | 1909.2904 | 1950.8632 | 2052.1709 | 2092.9902 | 2133.7053 | 2172.1912 | 2209.2435 | 2244.044 | 2275.2633 | 2303.137 | 2327.3057 | 2348.0191 | 2365.513 | 2379.6383 | 2391.5107 | 2401.6614 | 2410.3348 | 2416.948
NPgY | GSP | NG FES - Falling Short | Total demand (GWh) | FERRYBRIDGE A | Falling Short | Dem_BB003 | GWh | NPgY | Ferrybridge A |  | 563.9879 | 611.0185 | 624.8674 | 636.6733 | 646.8985 | 659.1814 | 674.2488 | 692.0924 | 710.7958 | 730.1652 | 749.6739 | 769.3688 | 789.1293 | 809.3409 | 829.6928 | 850.5187 | 871.0128 | 891.3164 | 910.6524 | 928.6936 | 945.2018 | 959.9842 | 973.0844 | 984.5793 | 994.3362 | 1002.9857 | 1010.8021 | 1018.0062 | 1024.5548
NPgY | GSP | NG FES - Falling Short | Total demand (GWh) | FERRYBRIDGE B | Falling Short | Dem_BB003 | GWh | NPgY | Ferrybridge B (_M) |  | 1543.0593 | 1578.8138 | 1608.5176 | 1643.5702 | 1665.466 | 1691.6677 | 1724.6797 | 1764.4288 | 1822.7465 | 1866.3485 | 1910.3962 | 1955.0038 | 1999.8137 | 2091.0174 | 2137.3817 | 2185.1495 | 2232.3176 | 2279.0729 | 2323.6933 | 2365.1427 | 2402.9607 | 2436.6769 | 2466.3721 | 2492.232 | 2514.0571 | 2533.1966 | 2550.3105 | 2565.9151 | 2579.7229
NPgY | GSP | NG FES - Falling Short | Total demand (GWh) | GRIMSBY WEST | Falling Short | Dem_BB003 | GWh | NPgY | Grimsby West |  | 920.5382 | 940.7384 | 947.0796 | 952.3152 | 960.4213 | 971.8302 | 987.5546 | 1007.6208 | 1029.5094 | 1052.9345 | 1077.0799 | 1101.9167 | 1127.1154 | 1153.166 | 1179.6953 | 1207.435 | 1235.2997 | 1263.009 | 1289.446 | 1313.6024 | 1335.1289 | 1353.6636 | 1369.2352 | 1381.9732 | 1391.8935 | 1399.7678 | 1406.0934 | 1411.3239 | 1415.5474
NPgY | GSP | NG FES - Falling Short | Total demand (GWh) | JORDANTHORPE | Falling Short | Dem_BB003 | GWh | NPgY | Jordanthorpe |  | 263.7501 | 268.2009 | 270.9382 | 273.7352 | 277.1899 | 281.2862 | 286.3751 | 292.341 | 298.0914 | 303.5484 | 308.4694 | 313.037 | 317.2859 | 321.3427 | 325.0163 | 328.4048 | 331.2682 | 333.9204 | 336.2498 | 338.3612 | 340.2984 | 342.054 | 343.6704 | 345.1643 | 346.3842 | 347.5793 | 348.7716 | 349.9567 | 351.0606
NPgY | GSP | NG FES - Falling Short | Total demand (GWh) | KEADBY | Falling Short | Dem_BB003 | GWh | NPgY | Keadby |  | 1679.334 | 1696.7624 | 1725.6284 | 1753.4544 | 1778.6934 | 1808.3117 | 1843.7609 | 1884.8023 | 1926.7587 | 1969.2633 | 2011.3885 | 2053.4373 | 2095.1223 | 2137.2935 | 2178.9181 | 2221.2264 | 2262.4574 | 2302.9748 | 2341.8479 | 2378.0928 | 2411.6734 | 2442.2375 | 2469.925 | 2494.8948 | 2517.0114 | 2537.257 | 2556.1095 | 2573.9563 | 2590.4055
NPgY | GSP | NG FES - Falling Short | Total demand (GWh) | KIRKSTALL B | Falling Short | Dem_BB003 | GWh | NPgY | Kirkstall B |  | 1111.2275 | 1153.5674 | 1183.9385 | 1209.4634 | 1223.3712 | 1237.7285 | 1256.9444 | 1280.7585 | 1305.1343 | 1329.6947 | 1353.4346 | 1376.791 | 1399.6745 | 1422.7609 | 1445.1311 | 1467.3442 | 1488.0362 | 1508.0638 | 1526.5551 | 1543.2864 | 1558.2017 | 1571.1139 | 1582.1225 | 1591.3486 | 1598.4579 | 1604.4112 | 1609.4941 | 1613.8847 | 1617.2919
NPgY | GSP | NG FES - Falling Short | Total demand (GWh) | NEEPSEND | Falling Short | Dem_BB003 | GWh | NPgY | Neepsend |  | 395.3684 | 400.3741 | 408.5767 | 411.3198 | 415.0951 | 419.9554 | 426.3753 | 434.1988 | 441.918 | 449.4315 | 456.3467 | 462.9246 | 469.1799 | 475.407 | 481.157 | 486.6918 | 491.5443 | 496.1061 | 500.3503 | 504.0894 | 507.4478 | 510.3772 | 512.9392 | 515.1673 | 516.982 | 518.5994 | 520.0843 | 521.4526 | 522.55
NPgY | GSP | NG FES - Falling Short | Total demand (GWh) | NORTON LEES | Falling Short | Dem_BB003 | GWh | NPgY | Norton Lees |  | 249.1597 | 250.2245 | 252.5077 | 255.8925 | 260.344 | 265.8421 | 272.7774 | 281.0045 | 289.0498 | 296.7994 | 303.8779 | 310.5479 | 316.8286 | 322.922 | 328.4956 | 333.6524 | 338.0786 | 342.1465 | 345.7951 | 349.0112 | 351.8965 | 354.438 | 356.7014 | 358.7197 | 360.3593 | 361.8792 | 363.3195 | 364.6573 | 365.7579
NPgY | GSP | NG FES - Falling Short | Total demand (GWh) | PITSMOOR 3/4 | Falling Short | Dem_BB003 | GWh | NPgY | Pitsmoor |  | 250.1969 | 264.3078 | 268.1974 | 269.0843 | 270.5167 | 272.546 | 275.3349 | 278.8125 | 282.2986 | 285.7479 | 288.9829 | 292.1153 | 295.1419 | 298.2273 | 301.1095 | 303.9574 | 306.4968 | 308.9141 | 311.2358 | 313.2728 | 315.1032 | 316.6912 | 318.066 | 319.2458 | 320.2362 | 321.0915 | 321.8489 | 322.5274 | 323.0483
NPgY | GSP | NG FES - Falling Short | Total demand (GWh) | SALTEND NORTH | Falling Short | Dem_BB003 | GWh | NPgY | Saltend North |  | 355.9433 | 360.4291 | 362.4286 | 365.3885 | 369.3784 | 374.5116 | 381.1024 | 389.1251 | 397.5701 | 406.3478 | 415.1698 | 424.0788 | 432.9993 | 442.0791 | 451.1736 | 460.5077 | 469.7357 | 478.8709 | 487.5808 | 495.6186 | 502.9011 | 509.3329 | 514.9316 | 519.7376 | 523.7162 | 527.1386 | 530.1423 | 532.8486 | 535.2618
NPgY | GSP | NG FES - Falling Short | Total demand (GWh) | SHEFFIELD CITY | Falling Short | Dem_BB003 | GWh | NPgY | Sheffield City |  | 379.3293 | 391.588 | 402.3351 | 407.4011 | 408.9418 | 411.403 | 414.9911 | 419.6181 | 424.3586 | 429.153 | 433.7906 | 438.3914 | 442.9089 | 447.6504 | 452.1681 | 456.783 | 461.0415 | 465.142 | 469.215 | 472.7493 | 475.9104 | 478.6217 | 480.9274 | 482.8586 | 484.5205 | 485.8873 | 487.0341 | 487.9953 | 488.6223
NPgY | GSP | NG FES - Falling Short | Total demand (GWh) | SKELTON GRANGE | Falling Short | Dem_BB003 | GWh | NPgY | Skelton Grange |  | 2622.8156 | 2731.2711 | 2779.128 | 2813.5208 | 2842.8729 | 2879.946 | 2929.963 | 2992.487 | 3057.724 | 3124.8441 | 3191.2553 | 3257.7199 | 3323.7643 | 3434.5524 | 3501.561 | 3569.9855 | 3636.226 | 3701.2723 | 3762.7896 | 3818.5865 | 3868.4112 | 3911.4809 | 3948.0241 | 3978.3935 | 4002.2795 | 4021.8765 | 4038.2752 | 4052.1988 | 4062.9817
NPgY | GSP | NG FES - Falling Short | Total demand (GWh) | TEMPLEBOROUGH 275/33KV | Falling Short | Dem_BB003 | GWh | NPgY | Templeborough |  | 45.6745 | 45.9102 | 46.2227 | 46.6269 | 47.1301 | 47.7419 | 48.4986 | 49.396 | 50.3308 | 51.2938 | 52.2551 | 53.2222 | 54.1895 | 55.1734 | 56.1627 | 57.1753 | 58.1749 | 59.1684 | 60.1057 | 60.9904 | 61.8075 | 62.5491 | 63.2166 | 63.8131 | 64.3241 | 64.7891 | 65.2199 | 65.6254 | 65.9994
NPgY | GSP | NG FES - Falling Short | Total demand (GWh) | THURCROFT | Falling Short | Dem_BB003 | GWh | NPgY | Thurcroft |  | 747.5923 | 782.0257 | 796.0312 | 817.8569 | 830.42 | 846.1204 | 865.9374 | 889.7932 | 914.5913 | 940.0549 | 965.4169 | 990.8322 | 1016.1375 | 1168.5737 | 1194.2821 | 1220.4791 | 1246.0349 | 1271.2445 | 1295.1066 | 1317.161 | 1337.191 | 1354.9479 | 1370.5063 | 1383.9787 | 1395.1591 | 1404.9204 | 1413.6275 | 1421.5406 | 1428.511
NPgY | GSP | NG FES - Falling Short | Total demand (GWh) | WEST MELTON / THORPE MARSH | Falling Short | Dem_BB003 | GWh | NPgY | Thorpe Marsh |  | 2226.5841 | 2273.972 | 2306.2271 | 2332.7138 | 2359.4692 | 2410.7194 | 2452.555 | 2502.9148 | 2555.7256 | 2610.465 | 2665.5316 | 2721.2417 | 2777.1241 | 2888.5789 | 2946.1753 | 3005.4439 | 3063.7265 | 3121.43 | 3176.8919 | 3228.3703 | 3275.5946 | 3317.964 | 3355.6292 | 3388.8238 | 3417.4643 | 3442.9339 | 3466.0105 | 3487.2931 | 3506.3412
NPgY | GSP | NG FES - Falling Short | Total demand (GWh) | WEST MELTON SECTION 3 | Falling Short | Dem_BB003 | GWh | NPgY | West Melton |  | 1130.4604 | 1155.2633 | 1172.936 | 1194.8699 | 1218.4644 | 1246.8578 | 1282.1957 | 1324.0946 | 1366.6693 | 1409.4354 | 1451.0831 | 1492.1946 | 1532.6955 | 1609.8746 | 1650.1657 | 1690.4393 | 1728.167 | 1764.6612 | 1798.9689 | 1830.2535 | 1858.5417 | 1883.4908 | 1905.3318 | 1924.2631 | 1939.9873 | 1953.7668 | 1966.1161 | 1977.2746 | 1986.5206
NPgY | GSP | NG FES - Falling Short | Total demand (GWh) | WINCOBANK | Falling Short | Dem_BB003 | GWh | NPgY | Wincobank |  | 210.749 | 236.1987 | 237.2628 | 246.0592 | 246.6023 | 247.5508 | 248.9451 | 250.7561 | 252.7191 | 254.8096 | 256.9696 | 259.2107 | 261.5019 | 264.0163 | 266.5809 | 269.3108 | 271.9463 | 274.5724 | 277.1037 | 279.4522 | 281.6099 | 283.5432 | 285.2565 | 286.7607 | 288.0609 | 289.2088 | 290.2378 | 291.1612 | 291.8675
NPgN | GSP | NG FES - Leading the Way | Total demand (GWh) | BLYTH 66kV | Leading the Way | Dem_BB003 | GWh | NPgN | Blyth 66kV |  | 702.6395 | 705.3549 | 723.3058 | 748.6639 | 778.8092 | 809.5431 | 833.9097 | 856.3979 | 890.2908 | 949.956 | 1006.1065 | 1059.5123 | 1109.6571 | 1156.1913 | 1199.5654 | 1240.587 | 1278.5211 | 1312.7766 | 1340.1125 | 1362.4003 | 1381.6227 | 1406.0162 | 1432.6377 | 1452.8145 | 1450.3299 | 1447.6925 | 1445.0746 | 1442.4498 | 1440.2717
NPgN | GSP | NG FES - Leading the Way | Total demand (GWh) | BLYTH 132kV | Leading the Way | Dem_BB003 | GWh | NPgN | Blyth 132kV |  | 270.0913 | 271.0289 | 280.1282 | 291.7765 | 300.0695 | 308.5503 | 315.436 | 321.9586 | 331.8683 | 350.2929 | 367.736 | 384.3814 | 400.0559 | 414.4726 | 427.7295 | 440.1499 | 451.6145 | 462.0504 | 470.5828 | 477.6688 | 483.837 | 491.3108 | 499.312 | 505.5488 | 504.3861 | 503.2048 | 502.0651 | 500.9542 | 500.0061
NPgN | GSP | NG FES - Leading the Way | Total demand (GWh) | FOURSTONES | Leading the Way | Dem_BB003 | GWh | NPgN | Fourstones |  | 89.2652 | 89.2504 | 90.2939 | 92.081 | 94.7397 | 97.2648 | 99.1508 | 100.8302 | 103.4686 | 108.334 | 112.9847 | 117.4302 | 121.6031 | 125.3672 | 128.7781 | 131.9492 | 134.8255 | 137.4102 | 139.4124 | 140.9727 | 142.2704 | 144.0615 | 146.0596 | 147.5749 | 147.1458 | 146.7185 | 146.3127 | 145.9232 | 145.5891
NPgN | GSP | NG FES - Leading the Way | Total demand (GWh) | HARTMOOR | Leading the Way | Dem_BB003 | GWh | NPgN | Hart Moor |  | 445.8991 | 445.4066 | 469.3385 | 481.0538 | 497.7884 | 513.2956 | 524.7811 | 534.5759 | 549.3408 | 578.1083 | 605.8609 | 632.5241 | 657.6223 | 680.7616 | 702.4265 | 723.1428 | 742.1945 | 759.1547 | 771.9226 | 781.981 | 790.5607 | 802.4322 | 815.8726 | 826.4394 | 824.5653 | 822.6429 | 820.7572 | 818.8943 | 817.2641
NPgN | GSP | NG FES - Leading the Way | Total demand (GWh) | HAWTHORN PIT GRID | Leading the Way | Dem_BB003 | GWh | NPgN | Hawthorn Pit |  | 524.5836 | 525.8599 | 537.444 | 552.6202 | 568.2041 | 585.5 | 598.8788 | 611.1122 | 629.5271 | 661.6546 | 692.0507 | 721.0338 | 748.2743 | 773.6155 | 797.1729 | 819.2327 | 839.4375 | 857.3592 | 871.0037 | 881.8227 | 890.9373 | 903.2326 | 916.8398 | 927.0077 | 925.0189 | 922.9403 | 920.8661 | 918.7755 | 916.9118
NPgN | GSP | NG FES - Leading the Way | Total demand (GWh) | KNARESBOROUGH | Leading the Way | Dem_BB003 | GWh | NPgN | Knaresborough |  | 853.4197 | 856.4313 | 876.7877 | 903.2589 | 930.9187 | 961.5501 | 983.8028 | 1005.0336 | 1035.6406 | 1085.9606 | 1134.0857 | 1180.4829 | 1224.3281 | 1264.6576 | 1301.8653 | 1336.8147 | 1368.8428 | 1397.4911 | 1420.1686 | 1438.5733 | 1454.3977 | 1473.966 | 1495.1552 | 1511.8583 | 1511.258 | 1510.5011 | 1509.7684 | 1509.0315 | 1508.6231
NPgN | GSP | NG FES - Leading the Way | Total demand (GWh) | LACKENBY | Leading the Way | Dem_BB003 | GWh | NPgN | Lackenby |  | 1020.9895 | 1021.6542 | 1035.2692 | 1051.5887 | 1078.4544 | 1105.1356 | 1128.0829 | 1150.7795 | 1183.7206 | 1237.8657 | 1289.7078 | 1339.6052 | 1386.7741 | 1430.716 | 1471.2928 | 1508.8685 | 1543.0239 | 1573.3143 | 1597.4312 | 1617.0949 | 1633.8582 | 1654.0571 | 1675.5941 | 1691.8534 | 1690.1099 | 1688.162 | 1686.1761 | 1684.1473 | 1682.4493
NPgN | GSP | NG FES - Leading the Way | Total demand (GWh) | NORTON | Leading the Way | Dem_BB003 | GWh | NPgN | Norton |  | 2048.7571 | 2059.8897 | 2135.8179 | 2193.0386 | 2266.0705 | 2345.4647 | 2413.0672 | 2478.9334 | 2582.6242 | 2730.4962 | 2872.8051 | 3010.0923 | 3140.0527 | 3330.8898 | 3442.6038 | 3547.0332 | 3642.5812 | 3728.3722 | 3797.4597 | 3854.3491 | 3903.5755 | 3962.8589 | 4025.9991 | 4076.1062 | 4077.2795 | 4077.877 | 4078.3913 | 4078.7858 | 4080.0187
NPgN | GSP | NG FES - Leading the Way | Total demand (GWh) | OFFERTON | Leading the Way | Dem_BB003 | GWh | NPgN | Offerton |  | 239.5081 | 238.9391 | 241.774 | 247.5321 | 254.9727 | 263.3663 | 269.3676 | 274.5757 | 283.4882 | 300.7459 | 316.7604 | 331.8911 | 346.062 | 359.1969 | 371.4379 | 383.0163 | 393.7602 | 403.4783 | 411.1742 | 417.3375 | 422.5748 | 429.7206 | 437.6803 | 443.4346 | 441.9646 | 440.471 | 439.002 | 437.5468 | 436.2595
NPgN | GSP | NG FES - Leading the Way | Total demand (GWh) | OSBALDWICK | Leading the Way | Dem_BB003 | GWh | NPgN | Osbaldwick |  | 1293.1618 | 1292.2616 | 1313.1518 | 1349.5853 | 1387.505 | 1426.9311 | 1459.291 | 1489.5406 | 1534.9521 | 1616.8699 | 1694.5477 | 1768.4764 | 1837.8345 | 1901.5975 | 1960.1968 | 2014.9851 | 2065.1071 | 2110.3274 | 2146.7791 | 2176.8864 | 2203.0744 | 2235.1 | 2269.7989 | 2296.6482 | 2291.6514 | 2286.5564 | 2281.626 | 2276.8058 | 2272.6885
NPgN | GSP | NG FES - Leading the Way | Total demand (GWh) | POPPLETON | Leading the Way | Dem_BB003 | GWh | NPgN | Poppleton |  | 228.0457 | 227.6441 | 230.7427 | 236.6813 | 246.0429 | 252.7489 | 257.7147 | 262.0487 | 268.8214 | 280.9793 | 292.528 | 303.5152 | 313.7894 | 323.2042 | 331.8905 | 340.0487 | 347.4343 | 353.9956 | 358.9184 | 362.6525 | 365.7058 | 370.1728 | 375.2859 | 379.0796 | 378.1618 | 377.2234 | 376.3063 | 375.4035 | 374.6118
NPgN | GSP | NG FES - Leading the Way | Total demand (GWh) | SALTHOLME | Leading the Way | Dem_BB003 | GWh | NPgN | Saltholme |  | 497.0977 | 530.2988 | 535.222 | 533.9892 | 532.8485 | 531.8374 | 530.803 | 529.778 | 528.9501 | 528.8279 | 528.7667 | 528.7453 | 528.7404 | 528.7169 | 528.7057 | 528.7432 | 528.7882 | 528.8311 | 528.7769 | 528.6838 | 528.5912 | 528.6193 | 528.7284 | 528.7918 | 528.2959 | 527.8138 | 527.3435 | 526.8791 | 526.422
NPgN | GSP | NG FES - Leading the Way | Total demand (GWh) | SOUTH SHIELDS | Leading the Way | Dem_BB003 | GWh | NPgN | South Shields |  | 207.4677 | 207.886 | 213.0081 | 219.2496 | 227.5851 | 236.8789 | 244.5448 | 251.8894 | 263.0455 | 282.2798 | 300.6385 | 318.2366 | 334.8731 | 350.3277 | 364.6941 | 378.1929 | 390.6068 | 401.8197 | 410.9191 | 418.3606 | 424.7551 | 432.5679 | 440.9966 | 447.2225 | 446.4661 | 445.6308 | 444.7813 | 443.9257 | 443.2285
NPgN | GSP | NG FES - Leading the Way | Total demand (GWh) | SPADEADAM | Leading the Way | Dem_BB003 | GWh | NPgN | Spadeadam - Not in NG FES |  | 33.5788 | 33.5295 | 33.851 | 34.4633 | 35.4525 | 36.5059 | 37.3648 | 38.197 | 39.4975 | 41.8752 | 44.1411 | 46.3084 | 48.3502 | 50.2166 | 51.9171 | 53.4975 | 54.9481 | 56.2671 | 57.3543 | 58.252 | 59.0242 | 59.9612 | 60.9622 | 61.7302 | 61.5763 | 61.4219 | 61.2755 | 61.135 | 61.0186
NPgN | GSP | NG FES - Leading the Way | Total demand (GWh) | SPENNYMOOR | Leading the Way | Dem_BB003 | GWh | NPgN | Spennymoor |  | 1099.393 | 1102.4819 | 1129.2407 | 1179.971 | 1238.4491 | 1283.3695 | 1318.1683 | 1349.7824 | 1396.8489 | 1479.106 | 1557.7004 | 1632.9553 | 1703.8328 | 1769.4423 | 1830.5032 | 1888.1784 | 1941.1766 | 1988.7675 | 2026.0157 | 2055.9392 | 2081.5966 | 2115.3495 | 2152.5887 | 2181.3214 | 2178.9953 | 2176.4646 | 2173.9788 | 2171.4943 | 2169.6185
NPgN | GSP | NG FES - Leading the Way | Total demand (GWh) | STELLA NORTH | Leading the Way | Dem_BB003 | GWh | NPgN | Stella North |  | 1089.973 | 1087.341 | 1112.1036 | 1137.9955 | 1167.4963 | 1195.7204 | 1218.1383 | 1239.3454 | 1273.7469 | 1338.539 | 1400.0078 | 1458.6117 | 1513.7545 | 1564.88 | 1612.2493 | 1656.6282 | 1697.383 | 1734.2454 | 1764.1267 | 1788.6402 | 1809.802 | 1836.1361 | 1864.7008 | 1885.852 | 1881.1542 | 1876.3517 | 1871.6295 | 1866.9742 | 1862.9242
NPgN | GSP | NG FES - Leading the Way | Total demand (GWh) | STELLA SOUTH | Leading the Way | Dem_BB003 | GWh | NPgN | Stella South |  | 1071.3982 | 1069.1582 | 1096.8491 | 1121.4185 | 1143.5685 | 1168.0006 | 1188.6004 | 1209.2422 | 1240.8849 | 1291.22 | 1340.0608 | 1387.4181 | 1432.2839 | 1477.4697 | 1515.6212 | 1550.8313 | 1582.5417 | 1610.4367 | 1631.8394 | 1648.5205 | 1662.1832 | 1679.5075 | 1698.1526 | 1711.938 | 1709.2532 | 1706.3496 | 1703.4116 | 1700.441 | 1697.7917
NPgN | GSP | NG FES - Leading the Way | Total demand (GWh) | TYNEMOUTH | Leading the Way | Dem_BB003 | GWh | NPgN | Tynemouth 1 |  | 778.2707 | 779.3517 | 792.8427 | 813.3414 | 837.9704 | 864.0444 | 883.8877 | 901.637 | 929.8736 | 981.2415 | 1029.3907 | 1075.1453 | 1118.1467 | 1158.0765 | 1195.446 | 1231.0081 | 1264.06 | 1294.0717 | 1318.1026 | 1337.7569 | 1354.8783 | 1377.1645 | 1401.8484 | 1420.4633 | 1418.8277 | 1417.1216 | 1415.4715 | 1413.8438 | 1412.6615
NPgN | GSP | NG FES - Leading the Way | Total demand (GWh) | WEST BOLDON | Leading the Way | Dem_BB003 | GWh | NPgN | West Boldon |  | 1108.5522 | 1108.1741 | 1132.4783 | 1164.3153 | 1197.0998 | 1233.5071 | 1262.6257 | 1290.0976 | 1332.6776 | 1408.185 | 1480.2436 | 1549.5126 | 1615.0058 | 1675.9245 | 1732.6511 | 1785.9239 | 1834.7429 | 1878.3844 | 1912.8713 | 1940.5341 | 1963.9741 | 1993.9033 | 2026.6704 | 2050.9339 | 2047.1575 | 2043.1177 | 2039.0491 | 2034.9566 | 2031.4493
NPgY | GSP | NG FES - Leading the Way | Total demand (GWh) | BRADFORD WEST | Leading the Way | Dem_BB003 | GWh | NPgY | Bradford West |  | 1835.3239 | 1843.2199 | 1880.8636 | 1926.0641 | 1982.1987 | 2046.9515 | 2093.7454 | 2145.7532 | 2224.6638 | 2366.761 | 2502.9567 | 2634.5958 | 2759.9388 | 2876.4696 | 2985.2059 | 3086.792 | 3180.5443 | 3265.8605 | 3336.917 | 3396.5038 | 3447.8692 | 3514.0623 | 3576.328 | 3622.9218 | 3613.6966 | 3604.165 | 3594.7915 | 3585.519 | 3576.1572
NPgY | GSP | NG FES - Leading the Way | Total demand (GWh) | CAMBLESFORTH | Leading the Way | Dem_BB003 | GWh | NPgY | Camblesforth |  | 229.7999 | 236.5666 | 245.547 | 249.6047 | 255.6376 | 263.1088 | 270.0322 | 278.0436 | 288.8226 | 304.8728 | 320.8582 | 336.6886 | 351.9686 | 366.2877 | 379.5956 | 391.9119 | 403.1506 | 413.2562 | 421.8392 | 429.2108 | 435.6843 | 442.8952 | 449.662 | 455.1634 | 456.1658 | 457.0773 | 457.954 | 458.8008 | 459.6071
NPgY | GSP | NG FES - Leading the Way | Total demand (GWh) | CREYKE BECK | Leading the Way | Dem_BB003 | GWh | NPgY | Creyke Beck |  | 1865.6396 | 1899.9424 | 1938.4411 | 1982.5508 | 2037.8637 | 2105.2121 | 2160.0388 | 2220.9697 | 2309.2856 | 2462.6141 | 2611.0565 | 2755.493 | 2893.88 | 3023.3648 | 3144.6498 | 3258.553 | 3364.3886 | 3461.7961 | 3545.4406 | 3618.3059 | 3683.3858 | 3759.8786 | 3832.8579 | 3890.5388 | 3889.271 | 3887.6381 | 3886.0934 | 3884.5873 | 3882.9163
NPgY | GSP | NG FES - Leading the Way | Total demand (GWh) | DRAX | Leading the Way | Dem_BB003 | GWh | NPgY | Drax |  | 501.1521 | 510.0415 | 514.9453 | 521.2845 | 534.9945 | 545.6471 | 556.8094 | 569.6123 | 586.228 | 609.5828 | 632.9016 | 656.0507 | 678.5007 | 699.7371 | 719.6151 | 738.076 | 755.0537 | 770.4403 | 783.8685 | 795.9202 | 806.9458 | 817.9916 | 828.4444 | 837.3007 | 840.4421 | 843.4567 | 846.407 | 849.292 | 852.0511
NPgY | GSP | NG FES - Leading the Way | Total demand (GWh) | ELLAND | Leading the Way | Dem_BB003 | GWh | NPgY | Elland |  | 1557.1173 | 1577.9845 | 1606.9388 | 1639.2693 | 1686.3844 | 1743.1913 | 1787.7189 | 1837.8326 | 1910.1665 | 2030.4692 | 2146.9305 | 2260.1785 | 2368.2598 | 2527.8614 | 2621.4317 | 2708.71 | 2788.6107 | 2860.5227 | 2919.7832 | 2969.1494 | 3011.5258 | 3064.7954 | 3114.618 | 3151.9328 | 3146.9023 | 3141.3433 | 3135.7053 | 3130.0195 | 3124.169
NPgY | GSP | NG FES - Leading the Way | Total demand (GWh) | FERRYBRIDGE A | Leading the Way | Dem_BB003 | GWh | NPgY | Ferrybridge A |  | 563.8959 | 608.6846 | 623.3123 | 637.9008 | 654.3882 | 674.4357 | 692.7586 | 713.7422 | 742.0598 | 784.062 | 825.2676 | 865.7937 | 904.7881 | 941.4758 | 975.7119 | 1007.378 | 1036.2799 | 1062.1893 | 1083.9289 | 1102.5212 | 1118.768 | 1136.9725 | 1153.9828 | 1167.5253 | 1169.3946 | 1171.0222 | 1172.5497 | 1173.9852 | 1175.3088
NPgY | GSP | NG FES - Leading the Way | Total demand (GWh) | FERRYBRIDGE B | Leading the Way | Dem_BB003 | GWh | NPgY | Ferrybridge B (_M) |  | 1542.7682 | 1572.9944 | 1606.877 | 1651.3759 | 1691.3473 | 1737.0046 | 1776.832 | 1823.0894 | 1903.0886 | 2002.6408 | 2100.8275 | 2197.6201 | 2290.782 | 2423.2196 | 2504.6409 | 2580.1997 | 2649.0279 | 2710.5389 | 2761.49 | 2804.5844 | 2842.0053 | 2885.9323 | 2926.9287 | 2959.6688 | 2961.5496 | 2962.916 | 2964.1123 | 2965.1556 | 2965.9348
NPgY | GSP | NG FES - Leading the Way | Total demand (GWh) | GRIMSBY WEST | Leading the Way | Dem_BB003 | GWh | NPgY | Grimsby West |  | 920.4226 | 938.2999 | 945.789 | 955.1702 | 972.3175 | 995.3055 | 1017.4498 | 1044.2218 | 1083.2286 | 1146.381 | 1209.2988 | 1271.6226 | 1331.7366 | 1388.0577 | 1440.1893 | 1488.0782 | 1531.466 | 1570.1779 | 1602.8867 | 1630.7251 | 1654.8386 | 1680.8338 | 1704.9419 | 1723.0709 | 1721.5007 | 1719.6145 | 1717.6255 | 1715.5684 | 1713.3854
NPgY | GSP | NG FES - Leading the Way | Total demand (GWh) | JORDANTHORPE | Leading the Way | Dem_BB003 | GWh | NPgY | Jordanthorpe |  | 263.7228 | 267.6431 | 271.7483 | 277.03 | 284.745 | 293.3607 | 299.2273 | 305.3873 | 314.4896 | 329.775 | 343.8625 | 357.2005 | 369.7529 | 381.439 | 392.5258 | 403.1582 | 413.1463 | 422.3633 | 429.9684 | 436.3845 | 442.0258 | 449.9012 | 457.4217 | 463.1398 | 462.8952 | 462.6303 | 462.3881 | 462.1479 | 461.8618
NPgY | GSP | NG FES - Leading the Way | Total demand (GWh) | KEADBY | Leading the Way | Dem_BB003 | GWh | NPgY | Keadby |  | 1679.0454 | 1692.408 | 1722.8469 | 1756.911 | 1795.8174 | 1842.0666 | 1883.3861 | 1929.1102 | 1990.3441 | 2085.194 | 2177.962 | 2268.8959 | 2356.4488 | 2438.7586 | 2515.9577 | 2588.3892 | 2655.7108 | 2717.6052 | 2771.3847 | 2818.8457 | 2861.6691 | 2909.3266 | 2954.7756 | 2992.4419 | 2999.1228 | 3005.3856 | 3011.5274 | 3017.5321 | 3023.3283
NPgY | GSP | NG FES - Leading the Way | Total demand (GWh) | KIRKSTALL B | Leading the Way | Dem_BB003 | GWh | NPgY | Kirkstall B |  | 1111.0747 | 1153.0453 | 1198.0237 | 1238.7458 | 1274.3605 | 1304.5679 | 1329.0115 | 1356.6432 | 1397.971 | 1469.7329 | 1538.2494 | 1604.7481 | 1668.393 | 1728.2255 | 1784.2485 | 1836.4118 | 1884.3566 | 1927.9343 | 1964.6051 | 1995.9049 | 2023.2016 | 2055.6683 | 2086.1582 | 2108.8963 | 2104.7294 | 2100.2975 | 2095.8387 | 2091.3429 | 2086.7363
NPgY | GSP | NG FES - Leading the Way | Total demand (GWh) | NEEPSEND | Leading the Way | Dem_BB003 | GWh | NPgY | Neepsend |  | 395.3063 | 399.2795 | 409.1457 | 415.2602 | 425.0331 | 436.4517 | 443.9374 | 452.1303 | 465.2757 | 490.2423 | 513.8438 | 536.4782 | 557.9855 | 578.0464 | 596.8595 | 614.5158 | 630.8971 | 645.8809 | 658.3937 | 668.9338 | 678.0839 | 690.4773 | 702.2833 | 711.0977 | 709.3156 | 707.5211 | 705.7851 | 704.0856 | 702.3842
NPgY | GSP | NG FES - Leading the Way | Total demand (GWh) | NORTON LEES | Leading the Way | Dem_BB003 | GWh | NPgY | Norton Lees |  | 249.1282 | 250.2333 | 255.0189 | 262.9999 | 274.6292 | 287.8761 | 296.4866 | 305.5927 | 319.2199 | 342.6726 | 364.6773 | 385.6785 | 405.5282 | 423.9586 | 441.422 | 458.1237 | 473.6871 | 487.8762 | 499.4136 | 508.9551 | 517.2074 | 529.3036 | 540.8213 | 549.3786 | 548.6653 | 547.9014 | 547.1607 | 546.4325 | 545.6487
NPgY | GSP | NG FES - Leading the Way | Total demand (GWh) | PITSMOOR 3/4 | Leading the Way | Dem_BB003 | GWh | NPgY | Pitsmoor |  | 250.1594 | 263.5536 | 267.6769 | 269.5158 | 273.0246 | 277.5177 | 280.6831 | 284.2557 | 290.1806 | 302.0807 | 313.5106 | 324.5584 | 335.1168 | 344.9776 | 354.1776 | 362.7576 | 370.7103 | 378.0506 | 384.3564 | 389.7945 | 394.5737 | 400.4952 | 406.1444 | 410.4189 | 409.4125 | 408.4082 | 407.4405 | 406.4998 | 405.5773
NPgY | GSP | NG FES - Leading the Way | Total demand (GWh) | SALTEND NORTH | Leading the Way | Dem_BB003 | GWh | NPgY | Saltend North |  | 355.8975 | 359.4019 | 361.6134 | 366.042 | 373.4338 | 382.9982 | 391.264 | 400.8525 | 414.644 | 436.7764 | 458.5346 | 479.9323 | 500.5318 | 519.8741 | 537.9161 | 554.6617 | 570.0218 | 583.94 | 595.7572 | 605.8163 | 614.5623 | 624.721 | 634.2904 | 641.6626 | 641.8291 | 641.8914 | 641.9241 | 641.9315 | 641.9023
NPgY | GSP | NG FES - Leading the Way | Total demand (GWh) | SHEFFIELD CITY | Leading the Way | Dem_BB003 | GWh | NPgY | Sheffield City |  | 379.2617 | 390.0078 | 400.6461 | 406.8682 | 411.1742 | 416.9736 | 421.012 | 425.8114 | 433.6028 | 449.1941 | 464.4719 | 479.3288 | 493.4872 | 506.451 | 518.3469 | 529.3218 | 539.272 | 548.2219 | 555.5679 | 561.64 | 566.8099 | 573.5921 | 579.9698 | 584.8527 | 583.1086 | 581.3716 | 579.6982 | 578.0777 | 576.4968
NPgY | GSP | NG FES - Leading the Way | Total demand (GWh) | SKELTON GRANGE | Leading the Way | Dem_BB003 | GWh | NPgY | Skelton Grange |  | 2622.3969 | 2725.7217 | 2788.975 | 2849.441 | 2922.6922 | 3005.3837 | 3072.0221 | 3149.2114 | 3262.3045 | 3452.5342 | 3637.8999 | 3819.0729 | 3992.4548 | 4197.0588 | 4347.2216 | 4486.419 | 4613.2401 | 4726.8807 | 4820.4015 | 4898.4161 | 4965.2828 | 5047.3984 | 5123.947 | 5181.6406 | 5173.4113 | 5164.5018 | 5155.5616 | 5146.5856 | 5137.3294
NPgY | GSP | NG FES - Leading the Way | Total demand (GWh) | TEMPLEBOROUGH 275/33KV | Leading the Way | Dem_BB003 | GWh | NPgY | Templeborough |  | 45.6688 | 45.7476 | 46.0724 | 46.6513 | 47.5491 | 48.65 | 49.491 | 50.455 | 51.848 | 54.1696 | 56.4222 | 58.6281 | 60.7498 | 62.7557 | 64.6471 | 66.4138 | 68.0426 | 69.5134 | 70.7309 | 71.7523 | 72.6354 | 73.7484 | 74.7938 | 75.6023 | 75.6127 | 75.6117 | 75.6056 | 75.5942 | 75.5742
NPgY | GSP | NG FES - Leading the Way | Total demand (GWh) | THURCROFT | Leading the Way | Dem_BB003 | GWh | NPgY | Thurcroft |  | 747.4425 | 779.5565 | 796.0764 | 824.7091 | 849.8555 | 880.615 | 905.6008 | 934.1024 | 973.6913 | 1035.2102 | 1095.2601 | 1154.0559 | 1210.4039 | 1389.7534 | 1439.028 | 1484.9331 | 1526.8394 | 1564.2501 | 1594.8515 | 1620.4306 | 1642.4952 | 1670.2386 | 1696.2661 | 1716.6549 | 1717.7861 | 1718.6275 | 1719.39 | 1720.0771 | 1720.6075
NPgY | GSP | NG FES - Leading the Way | Total demand (GWh) | WEST MELTON / THORPE MARSH | Leading the Way | Dem_BB003 | GWh | NPgY | Thorpe Marsh |  | 2226.1539 | 2264.0996 | 2296.6452 | 2330.9592 | 2376.6576 | 2450.9127 | 2498.8977 | 2554.6729 | 2633.8409 | 2763.3641 | 2891.0207 | 3016.6895 | 3137.7073 | 3305.1253 | 3411.0018 | 3509.4145 | 3599.5372 | 3680.7909 | 3749.0942 | 3807.4895 | 3858.6978 | 3918.5754 | 3974.9349 | 4019.6656 | 4021.1163 | 4022.0479 | 4022.8725 | 4023.5905 | 4024.0445
NPgY | GSP | NG FES - Leading the Way | Total demand (GWh) | WEST MELTON SECTION 3 | Leading the Way | Dem_BB003 | GWh | NPgY | West Melton |  | 1130.1132 | 1154.5708 | 1181.8307 | 1219.5813 | 1268.5873 | 1324.6135 | 1371.5258 | 1423.2088 | 1493.8252 | 1606.6219 | 1715.6547 | 1821.7804 | 1923.4104 | 2054.5582 | 2144.0414 | 2227.9241 | 2305.491 | 2376.0008 | 2435.1706 | 2486.3184 | 2531.7965 | 2585.4627 | 2636.3342 | 2676.9792 | 2679.1436 | 2680.8953 | 2682.5849 | 2684.2036 | 2685.5985
NPgY | GSP | NG FES - Leading the Way | Total demand (GWh) | WINCOBANK | Leading the Way | Dem_BB003 | GWh | NPgY | Wincobank |  | 210.7035 | 235.0359 | 235.3785 | 243.9188 | 244.6753 | 246.0656 | 247.3174 | 248.9846 | 251.4955 | 257.0546 | 262.6058 | 268.1046 | 273.4166 | 278.3767 | 282.999 | 287.2859 | 291.1635 | 294.6252 | 297.4235 | 299.8135 | 301.9116 | 304.2645 | 306.4399 | 308.2969 | 307.6218 | 306.9343 | 306.2513 | 305.5709 | 304.8844
NPgN | GSP | NG FES - System Transformation | Total demand (GWh) | BLYTH 66kV | System Transformation | Dem_BB003 | GWh | NPgN | Blyth 66kV |  | 702.6887 | 705.5898 | 723.7616 | 744.3114 | 764.6547 | 783.6897 | 804.6166 | 826.9191 | 850.9229 | 875.5838 | 899.22 | 922.1828 | 944.3904 | 971.2398 | 1001.5636 | 1028.7763 | 1054.7046 | 1079.6032 | 1103.2503 | 1125.1995 | 1146.5779 | 1167.804 | 1189.7725 | 1213.0385 | 1237.2043 | 1262.55 | 1289.071 | 1316.9638 | 1344.5868
NPgN | GSP | NG FES - System Transformation | Total demand (GWh) | BLYTH 132kV | System Transformation | Dem_BB003 | GWh | NPgN | Blyth 132kV |  | 270.1191 | 271.3378 | 280.9091 | 291.727 | 297.7253 | 303.4121 | 309.7525 | 316.5446 | 323.933 | 331.4831 | 338.7069 | 345.7332 | 352.4953 | 360.7646 | 371.3739 | 380.7666 | 389.4305 | 397.6524 | 405.3347 | 412.3884 | 419.1981 | 425.9039 | 432.7537 | 439.9208 | 447.2615 | 454.975 | 462.9192 | 471.1867 | 479.3637
NPgN | GSP | NG FES - System Transformation | Total demand (GWh) | FOURSTONES | System Transformation | Dem_BB003 | GWh | NPgN | Fourstones |  | 89.2718 | 89.3674 | 90.5811 | 92.0258 | 93.8368 | 95.3944 | 97.1484 | 99.0419 | 101.1466 | 103.2819 | 105.3227 | 107.2994 | 109.1922 | 111.4827 | 114.2516 | 116.7382 | 118.9807 | 121.0954 | 123.08 | 124.8786 | 126.6179 | 128.342 | 130.1081 | 131.9629 | 133.863 | 135.8611 | 137.9077 | 140.0326 | 142.1202
NPgN | GSP | NG FES - System Transformation | Total demand (GWh) | HARTMOOR | System Transformation | Dem_BB003 | GWh | NPgN | Hart Moor |  | 445.9424 | 445.5839 | 469.4294 | 477.1711 | 487.334 | 495.4153 | 504.5862 | 514.6167 | 525.9736 | 537.5584 | 548.8532 | 560.013 | 571.0756 | 583.5768 | 598.5718 | 613.5181 | 627.8679 | 641.6693 | 654.8138 | 667.0451 | 678.8993 | 690.5641 | 702.4676 | 714.8582 | 727.5814 | 740.9348 | 754.734 | 769.115 | 783.4444
NPgN | GSP | NG FES - System Transformation | Total demand (GWh) | HAWTHORN PIT GRID | System Transformation | Dem_BB003 | GWh | NPgN | Hawthorn Pit |  | 524.6096 | 526.6664 | 538.6802 | 550.5629 | 560.1625 | 570.3895 | 581.8344 | 594.3643 | 608.5175 | 623.1754 | 637.3711 | 651.3389 | 665.1452 | 681.3014 | 697.1639 | 712.4335 | 727.3776 | 741.9147 | 755.9337 | 769.006 | 781.7578 | 794.4167 | 807.4258 | 820.9757 | 834.9962 | 849.6393 | 864.9088 | 880.9106 | 896.808
NPgN | GSP | NG FES - System Transformation | Total demand (GWh) | KNARESBOROUGH | System Transformation | Dem_BB003 | GWh | NPgN | Knaresborough |  | 853.4684 | 858.0077 | 880.2725 | 904.2671 | 924.7854 | 947.0766 | 967.595 | 989.8123 | 1014.343 | 1039.7265 | 1064.6469 | 1089.4027 | 1113.901 | 1141.2769 | 1173.0022 | 1202.4481 | 1230.1592 | 1256.4731 | 1281.2449 | 1303.9302 | 1325.5233 | 1346.389 | 1367.229 | 1388.5282 | 1409.9951 | 1432.2196 | 1455.0814 | 1478.784 | 1502.2894
NPgN | GSP | NG FES - System Transformation | Total demand (GWh) | LACKENBY | System Transformation | Dem_BB003 | GWh | NPgN | Lackenby |  | 1021.0301 | 1022.0615 | 1035.7343 | 1047.7956 | 1066.6988 | 1083.6609 | 1102.9012 | 1124.1106 | 1147.7038 | 1172.6566 | 1197.221 | 1221.8589 | 1246.4622 | 1275.3624 | 1305.2674 | 1332.9505 | 1359.3941 | 1384.4771 | 1407.979 | 1429.407 | 1449.7204 | 1469.2847 | 1488.8753 | 1508.9724 | 1529.4563 | 1550.6603 | 1572.6406 | 1595.6129 | 1618.3625
NPgN | GSP | NG FES - System Transformation | Total demand (GWh) | NORTON | System Transformation | Dem_BB003 | GWh | NPgN | Norton |  | 2048.9201 | 2062.7688 | 2141.3989 | 2189.3143 | 2242.1022 | 2296.9249 | 2357.9153 | 2424.0755 | 2508.1542 | 2583.8575 | 2658.4292 | 2732.9361 | 2806.8968 | 2960.6676 | 3050.3182 | 3135.1897 | 3216.3359 | 3293.9601 | 3367.2968 | 3435.0167 | 3499.7889 | 3562.5551 | 3625.3068 | 3689.3531 | 3754.0941 | 3820.9213 | 3889.5493 | 3960.6017 | 4031.2373
NPgN | GSP | NG FES - System Transformation | Total demand (GWh) | OFFERTON | System Transformation | Dem_BB003 | GWh | NPgN | Offerton |  | 239.518 | 239.0731 | 241.9759 | 246.184 | 250.6257 | 255.3775 | 260.6557 | 266.2904 | 272.3972 | 278.6422 | 284.4584 | 290.0183 | 295.2855 | 302.4882 | 310.7638 | 317.7111 | 324.2567 | 330.6114 | 336.7875 | 342.6005 | 348.4362 | 354.4441 | 360.8658 | 367.8579 | 375.2852 | 383.1329 | 391.3874 | 400.1085 | 408.689
NPgN | GSP | NG FES - System Transformation | Total demand (GWh) | OSBALDWICK | System Transformation | Dem_BB003 | GWh | NPgN | Osbaldwick |  | 1293.2589 | 1293.9494 | 1316.7192 | 1348.3729 | 1375.3216 | 1401.8477 | 1431.394 | 1463.1871 | 1497.9995 | 1533.7343 | 1567.9403 | 1601.1843 | 1633.2886 | 1671.6502 | 1717.067 | 1758.4534 | 1796.9887 | 1833.7484 | 1868.4034 | 1900.316 | 1931.168 | 1961.5602 | 1992.5704 | 2024.947 | 2058.0834 | 2092.7962 | 2128.5499 | 2165.7479 | 2202.5759
NPgN | GSP | NG FES - System Transformation | Total demand (GWh) | POPPLETON | System Transformation | Dem_BB003 | GWh | NPgN | Poppleton |  | 228.0551 | 227.8856 | 231.2001 | 235.8751 | 242.6977 | 246.4774 | 250.7506 | 255.4172 | 260.6097 | 266.0034 | 271.1538 | 276.1688 | 281.0675 | 286.8162 | 292.9333 | 298.7063 | 304.1464 | 309.3737 | 314.3671 | 318.9635 | 323.417 | 327.8188 | 332.3395 | 337.1022 | 342.0177 | 347.1626 | 352.5122 | 358.1201 | 363.6664
NPgN | GSP | NG FES - System Transformation | Total demand (GWh) | SALTHOLME | System Transformation | Dem_BB003 | GWh | NPgN | Saltholme |  | 497.1014 | 530.998 | 536.6755 | 536.1078 | 535.6056 | 535.2704 | 535.1041 | 535.0892 | 535.252 | 535.5178 | 535.8887 | 536.3632 | 536.939 | 537.6216 | 538.7006 | 539.9099 | 541.1612 | 542.4724 | 543.7891 | 545.0769 | 546.355 | 547.6286 | 548.9101 | 550.2064 | 551.5089 | 552.8452 | 554.1851 | 555.5371 | 556.8936
NPgN | GSP | NG FES - System Transformation | Total demand (GWh) | SOUTH SHIELDS | System Transformation | Dem_BB003 | GWh | NPgN | South Shields |  | 207.4761 | 207.8424 | 212.8841 | 217.6871 | 223.2224 | 229.1127 | 235.688 | 242.844 | 250.6442 | 258.7968 | 266.8149 | 274.7618 | 282.5416 | 292.1936 | 302.7195 | 311.9042 | 320.4562 | 328.5746 | 336.194 | 343.1921 | 349.9617 | 356.6651 | 363.567 | 370.8626 | 378.4524 | 386.3516 | 394.5596 | 403.1658 | 411.6101
NPgN | GSP | NG FES - System Transformation | Total demand (GWh) | SPADEADAM | System Transformation | Dem_BB003 | GWh | NPgN | Spadeadam - Not in NG FES |  | 33.5818 | 33.5757 | 33.9674 | 34.5006 | 35.2295 | 35.9494 | 36.7605 | 37.638 | 38.6011 | 39.5942 | 40.5516 | 41.4895 | 42.3971 | 43.534 | 44.9354 | 46.159 | 47.2731 | 48.3238 | 49.2996 | 50.1868 | 51.0397 | 51.8793 | 52.7356 | 53.6327 | 54.553 | 55.5191 | 56.5124 | 57.5468 | 58.5655
NPgN | GSP | NG FES - System Transformation | Total demand (GWh) | SPENNYMOOR | System Transformation | Dem_BB003 | GWh | NPgN | Spennymoor |  | 1099.4695 | 1103.8678 | 1131.7169 | 1174.8934 | 1218.6347 | 1246.303 | 1276.938 | 1309.9584 | 1346.1871 | 1383.5077 | 1419.8599 | 1455.6629 | 1490.8556 | 1532.127 | 1577.2194 | 1619.612 | 1660.2021 | 1699.3678 | 1736.8664 | 1771.818 | 1805.834 | 1839.503 | 1873.9926 | 1910.0433 | 1947.1871 | 1985.9213 | 2026.0705 | 2067.9645 | 2109.5161
NPgN | GSP | NG FES - System Transformation | Total demand (GWh) | STELLA NORTH | System Transformation | Dem_BB003 | GWh | NPgN | Stella North |  | 1090.0178 | 1088.3956 | 1114.3456 | 1136.5031 | 1157.2501 | 1174.8568 | 1194.9439 | 1217.0346 | 1241.3825 | 1267.0485 | 1291.8024 | 1316.1835 | 1339.9596 | 1370.5867 | 1404.9827 | 1435.4581 | 1464.0396 | 1491.4654 | 1517.4126 | 1541.4794 | 1565.0059 | 1588.5122 | 1612.8852 | 1638.7808 | 1665.7925 | 1694.0927 | 1723.4707 | 1754.2569 | 1784.5954
NPgN | GSP | NG FES - System Transformation | Total demand (GWh) | STELLA SOUTH | System Transformation | Dem_BB003 | GWh | NPgN | Stella South |  | 1071.4324 | 1070.6478 | 1099.6382 | 1120.8403 | 1135.4026 | 1150.5438 | 1168.3149 | 1188.5305 | 1212.8572 | 1237.8092 | 1262.8658 | 1288.4089 | 1314.354 | 1347.7147 | 1378.0005 | 1406.8321 | 1434.2671 | 1460.2645 | 1484.456 | 1506.3153 | 1526.781 | 1546.2519 | 1565.4389 | 1584.813 | 1604.3391 | 1624.3906 | 1645.0068 | 1666.4306 | 1687.5927
NPgN | GSP | NG FES - System Transformation | Total demand (GWh) | TYNEMOUTH | System Transformation | Dem_BB003 | GWh | NPgN | Tynemouth 1 |  | 778.2984 | 780.1832 | 794.3985 | 810.9629 | 827.2509 | 843.4081 | 861.2254 | 880.2384 | 900.7766 | 921.9569 | 942.0308 | 961.4813 | 980.3063 | 1004.0101 | 1030.4078 | 1053.7963 | 1076.1268 | 1097.8287 | 1118.7862 | 1138.526 | 1158.1018 | 1177.908 | 1198.7018 | 1220.9758 | 1244.3654 | 1268.9249 | 1294.6533 | 1321.7307 | 1348.5157
NPgN | GSP | NG FES - System Transformation | Total demand (GWh) | WEST BOLDON | System Transformation | Dem_BB003 | GWh | NPgN | West Boldon |  | 1108.5947 | 1108.4277 | 1132.6279 | 1157.6591 | 1177.5347 | 1198.4195 | 1222.2909 | 1248.7108 | 1278.2412 | 1309.396 | 1339.8926 | 1370.3582 | 1400.6175 | 1437.8764 | 1478.6888 | 1515.361 | 1550.0269 | 1583.0403 | 1614.166 | 1642.7679 | 1670.3003 | 1697.3728 | 1725.0759 | 1754.1556 | 1784.3315 | 1815.7778 | 1848.538 | 1882.9365 | 1916.837
NPgY | GSP | NG FES - System Transformation | Total demand (GWh) | BRADFORD WEST | System Transformation | Dem_BB003 | GWh | NPgY | Bradford West |  | 1835.4334 | 1845.8669 | 1887.9252 | 1930.0279 | 1973.0157 | 2020.6097 | 2070.3088 | 2123.8808 | 2182.3326 | 2242.0924 | 2299.6874 | 2356.1559 | 2411.2352 | 2475.97 | 2544.8528 | 2612.6967 | 2677.7493 | 2740.2623 | 2798.996 | 2852.623 | 2904.1623 | 2956.5264 | 3010.0257 | 3065.9507 | 3123.3726 | 3183.3565 | 3245.3587 | 3310.0018 | 3373.6523
NPgY | GSP | NG FES - System Transformation | Total demand (GWh) | CAMBLESFORTH | System Transformation | Dem_BB003 | GWh | NPgY | Camblesforth |  | 229.817 | 237.0201 | 246.558 | 250.6426 | 255.9429 | 262.2205 | 269.122 | 276.7955 | 285.3222 | 294.3877 | 303.667 | 313.2383 | 323.0515 | 333.7813 | 345.2407 | 356.4493 | 367.1572 | 377.2867 | 386.6684 | 395.1877 | 403.0929 | 410.5835 | 417.801 | 424.9228 | 431.9481 | 439.0709 | 446.2919 | 453.6936 | 461.0362
NPgY | GSP | NG FES - System Transformation | Total demand (GWh) | CREYKE BECK | System Transformation | Dem_BB003 | GWh | NPgY | Creyke Beck |  | 1865.8429 | 1902.9532 | 1946.1449 | 1988.614 | 2034.2244 | 2087.8804 | 2145.1345 | 2206.9518 | 2274.2556 | 2343.4868 | 2411.2867 | 2478.5889 | 2545.0479 | 2621.4947 | 2708.1858 | 2792.2906 | 2872.6341 | 2949.9159 | 3022.9336 | 3090.5172 | 3155.6131 | 3219.6751 | 3284.4588 | 3351.4068 | 3419.7056 | 3490.842 | 3564.0865 | 3640.1821 | 3715.6808
NPgY | GSP | NG FES - System Transformation | Total demand (GWh) | DRAX | System Transformation | Dem_BB003 | GWh | NPgY | Drax |  | 501.177 | 511.5942 | 518.2237 | 525.6637 | 539.6509 | 550.1955 | 562.1952 | 575.4598 | 590.0249 | 605.5611 | 621.5389 | 638.0377 | 654.942 | 673.137 | 692.0721 | 710.7449 | 728.8342 | 746.1867 | 762.6092 | 777.9141 | 792.425 | 805.8129 | 818.7777 | 831.5621 | 844.165 | 856.8665 | 869.691 | 882.7558 | 895.7949
NPgY | GSP | NG FES - System Transformation | Total demand (GWh) | ELLAND | System Transformation | Dem_BB003 | GWh | NPgY | Elland |  | 1557.2015 | 1579.2071 | 1610.4431 | 1638.8045 | 1674.6651 | 1716.8749 | 1762.2624 | 1811.8813 | 1866.3483 | 1922.9728 | 1978.7545 | 2034.4289 | 2089.5095 | 2211.3338 | 2274.1565 | 2336.4497 | 2395.9606 | 2452.5566 | 2505.0912 | 2552.56 | 2597.4133 | 2641.9789 | 2686.6029 | 2732.4417 | 2778.9176 | 2826.9237 | 2876.2467 | 2927.4524 | 2977.7966
NPgY | GSP | NG FES - System Transformation | Total demand (GWh) | FERRYBRIDGE A | System Transformation | Dem_BB003 | GWh | NPgY | Ferrybridge A |  | 563.9317 | 610.0437 | 626.0331 | 640.172 | 654.0131 | 670.2249 | 688.2598 | 708.1585 | 730.0934 | 753.3279 | 776.821 | 800.821 | 825.2062 | 852.0035 | 878.7596 | 905.2302 | 930.8114 | 955.1413 | 977.835 | 998.5112 | 1017.7959 | 1035.9629 | 1053.6309 | 1071.2244 | 1088.6865 | 1106.4356 | 1124.5573 | 1143.2288 | 1161.7836
NPgY | GSP | NG FES - System Transformation | Total demand (GWh) | FERRYBRIDGE B | System Transformation | Dem_BB003 | GWh | NPgY | Ferrybridge B (_M) |  | 1542.8776 | 1576.5948 | 1614.9813 | 1659.0563 | 1692.1201 | 1728.4006 | 1768.6869 | 1813.6155 | 1880.182 | 1933.4566 | 1987.548 | 2043.0108 | 2099.6179 | 2206.6704 | 2270.8665 | 2335.5304 | 2397.92 | 2457.1757 | 2512.0663 | 2561.8316 | 2608.0816 | 2652.364 | 2695.3041 | 2737.9371 | 2780.125 | 2823.1223 | 2866.869 | 2911.8428 | 2956.5385
NPgY | GSP | NG FES - System Transformation | Total demand (GWh) | GRIMSBY WEST | System Transformation | Dem_BB003 | GWh | NPgY | Grimsby West |  | 920.4621 | 939.4478 | 948.4768 | 957.407 | 971.1757 | 988.9401 | 1009.6144 | 1033.5756 | 1061.1326 | 1091.1444 | 1122.2062 | 1154.6459 | 1188.1848 | 1226.3227 | 1268.6408 | 1308.9285 | 1346.9321 | 1382.4848 | 1415.1673 | 1444.4669 | 1471.4055 | 1495.9615 | 1519.52 | 1542.8477 | 1565.9748 | 1589.4959 | 1613.4928 | 1638.3175 | 1662.7323
NPgY | GSP | NG FES - System Transformation | Total demand (GWh) | JORDANTHORPE | System Transformation | Dem_BB003 | GWh | NPgY | Jordanthorpe |  | 263.7327 | 268.1431 | 272.7781 | 277.5491 | 283.5194 | 289.951 | 296.5176 | 303.2566 | 310.2996 | 317.2543 | 323.5842 | 329.4454 | 334.887 | 341.111 | 346.5559 | 352.1713 | 357.7757 | 363.3499 | 368.7598 | 373.8369 | 378.9367 | 384.4257 | 390.2703 | 396.5805 | 403.2031 | 410.2022 | 417.5906 | 425.3967 | 433.1559
NPgY | GSP | NG FES - System Transformation | Total demand (GWh) | KEADBY | System Transformation | Dem_BB003 | GWh | NPgY | Keadby |  | 1679.1585 | 1694.6962 | 1728.271 | 1762.3291 | 1796.7827 | 1836.2183 | 1878.3338 | 1923.6164 | 1972.5733 | 2023.2814 | 2073.7802 | 2124.5741 | 2175.4088 | 2231.3045 | 2293.1774 | 2353.5482 | 2411.5468 | 2467.2234 | 2519.7981 | 2568.6135 | 2615.2233 | 2660.2891 | 2705.0064 | 2750.2557 | 2795.6988 | 2842.4811 | 2890.2696 | 2939.5 | 2988.5874
NPgY | GSP | NG FES - System Transformation | Total demand (GWh) | KIRKSTALL B | System Transformation | Dem_BB003 | GWh | NPgY | Kirkstall B |  | 1111.1245 | 1156.426 | 1206.3497 | 1248.1111 | 1277.0094 | 1300.0001 | 1325.0491 | 1352.5305 | 1382.7249 | 1414.3084 | 1445.1014 | 1475.6297 | 1505.7479 | 1540.4521 | 1577.7036 | 1613.7246 | 1648.3869 | 1681.7043 | 1713.2052 | 1742.1253 | 1769.7916 | 1796.5935 | 1823.6849 | 1851.7394 | 1880.3601 | 1910.1052 | 1940.9402 | 1973.1419 | 2004.9464
NPgY | GSP | NG FES - System Transformation | Total demand (GWh) | NEEPSEND | System Transformation | Dem_BB003 | GWh | NPgY | Neepsend |  | 395.3273 | 400.0798 | 410.9464 | 416.5689 | 424.0126 | 432.3587 | 440.9387 | 450.052 | 459.9284 | 469.8968 | 479.2383 | 488.1773 | 496.7411 | 507.3002 | 518.2756 | 529.0568 | 539.4716 | 549.6483 | 559.4021 | 568.447 | 577.3431 | 586.6985 | 596.4988 | 606.9611 | 617.8818 | 629.3879 | 641.3777 | 653.9519 | 666.3628
NPgY | GSP | NG FES - System Transformation | Total demand (GWh) | NORTON LEES | System Transformation | Dem_BB003 | GWh | NPgY | Norton Lees |  | 249.1389 | 250.3031 | 255.3381 | 261.906 | 270.3091 | 279.597 | 288.9638 | 298.6883 | 308.927 | 319.1628 | 328.6245 | 337.5191 | 345.8667 | 355.6802 | 363.6698 | 372.1665 | 380.6032 | 388.9158 | 396.8722 | 404.2529 | 411.6318 | 419.8116 | 428.5175 | 437.9344 | 447.8596 | 458.3148 | 469.3011 | 480.8878 | 492.3148
NPgY | GSP | NG FES - System Transformation | Total demand (GWh) | PITSMOOR 3/4 | System Transformation | Dem_BB003 | GWh | NPgY | Pitsmoor |  | 250.172 | 263.9712 | 268.678 | 270.5527 | 273.3937 | 276.8797 | 280.5786 | 284.6131 | 289.0851 | 293.6738 | 298.0719 | 302.3735 | 306.5657 | 311.7874 | 317.9293 | 323.8135 | 329.3926 | 334.8087 | 339.9961 | 344.8206 | 349.5339 | 354.2596 | 359.147 | 364.3083 | 369.6563 | 375.2812 | 381.0935 | 387.1577 | 393.1459
NPgY | GSP | NG FES - System Transformation | Total demand (GWh) | SALTEND NORTH | System Transformation | Dem_BB003 | GWh | NPgY | Saltend North |  | 355.915 | 359.8897 | 362.7244 | 367.0133 | 373.1398 | 380.7042 | 388.9675 | 398.177 | 408.4314 | 419.3386 | 430.3597 | 441.6232 | 453.068 | 466.082 | 479.9072 | 493.2239 | 505.9565 | 518.0649 | 529.3705 | 539.6508 | 549.2876 | 558.5146 | 567.6085 | 576.8126 | 586.0903 | 595.6086 | 605.393 | 615.5494 | 625.5849
NPgY | GSP | NG FES - System Transformation | Total demand (GWh) | SHEFFIELD CITY | System Transformation | Dem_BB003 | GWh | NPgY | Sheffield City |  | 379.2847 | 390.7746 | 402.3887 | 408.6361 | 411.9987 | 416.4211 | 421.3714 | 426.9402 | 433.3288 | 439.9478 | 446.4941 | 453.0585 | 459.6011 | 467.411 | 476.4501 | 485.4758 | 493.8915 | 501.88 | 509.2294 | 515.8297 | 522.0567 | 528.3299 | 534.5896 | 540.998 | 547.4542 | 554.1879 | 560.9979 | 567.9989 | 574.8971
NPgY | GSP | NG FES - System Transformation | Total demand (GWh) | SKELTON GRANGE | System Transformation | Dem_BB003 | GWh | NPgY | Skelton Grange |  | 2622.5367 | 2730.3561 | 2800.3669 | 2857.5518 | 2913.8648 | 2974.8046 | 3041.7748 | 3116.3683 | 3199.7181 | 3287.6661 | 3375.3228 | 3463.9637 | 3553.2163 | 3697.8483 | 3802.9381 | 3907.4254 | 4007.5006 | 4102.4791 | 4190.3907 | 4269.557 | 4343.5753 | 4415.3914 | 4486.3451 | 4558.4032 | 4630.9227 | 4705.6853 | 4782.4778 | 4862.204 | 4940.8568
NPgY | GSP | NG FES - System Transformation | Total demand (GWh) | TEMPLEBOROUGH 275/33KV | System Transformation | Dem_BB003 | GWh | NPgY | Templeborough |  | 45.671 | 45.8321 | 46.2517 | 46.8096 | 47.5422 | 48.3975 | 49.2983 | 50.2875 | 51.378 | 52.5262 | 53.6762 | 54.8446 | 56.032 | 57.3767 | 58.7441 | 60.1206 | 61.4815 | 62.801 | 64.0493 | 65.2001 | 66.2924 | 67.3849 | 68.4757 | 69.5869 | 70.7124 | 71.8686 | 73.0593 | 74.2924 | 75.5145
NPgY | GSP | NG FES - System Transformation | Total demand (GWh) | THURCROFT | System Transformation | Dem_BB003 | GWh | NPgY | Thurcroft |  | 747.5004 | 780.8552 | 798.7998 | 825.4047 | 844.8093 | 867.8566 | 892.9677 | 920.5262 | 950.884 | 982.7508 | 1014.5974 | 1046.7943 | 1079.2564 | 1241.9152 | 1276.2629 | 1311.3456 | 1345.4468 | 1377.928 | 1408.0324 | 1435.2701 | 1460.7421 | 1485.8572 | 1510.5937 | 1535.5676 | 1560.615 | 1586.3099 | 1612.7122 | 1640.0811 | 1667.2514
NPgY | GSP | NG FES - System Transformation | Total demand (GWh) | WEST MELTON / THORPE MARSH | System Transformation | Dem_BB003 | GWh | NPgY | Thorpe Marsh |  | 2226.3208 | 2269.1541 | 2307.801 | 2342.3549 | 2381.1023 | 2444.8873 | 2495.4828 | 2551.8775 | 2614.8128 | 2681.5077 | 2749.0595 | 2818.2118 | 2888.6032 | 3021.5137 | 3105.2933 | 3188.6652 | 3268.987 | 3345.7237 | 3417.4302 | 3483.0302 | 3544.7848 | 3604.3926 | 3662.9707 | 3721.8697 | 3780.7974 | 3841.1795 | 3902.734 | 3966.1281 | 4029.0292
NPgY | GSP | NG FES - System Transformation | Total demand (GWh) | WEST MELTON SECTION 3 | System Transformation | Dem_BB003 | GWh | NPgY | West Melton |  | 1130.2465 | 1155.6726 | 1184.4494 | 1217.4509 | 1254.985 | 1296.831 | 1342.0919 | 1390.692 | 1443.2262 | 1497.3338 | 1550.2939 | 1602.8398 | 1654.728 | 1748.7178 | 1806.4227 | 1864.7149 | 1921.1437 | 1975.259 | 2026.0654 | 2072.7713 | 2117.3466 | 2160.825 | 2204.5031 | 2249.3646 | 2294.8662 | 2342.077 | 2390.702 | 2441.2298 | 2491.5692
NPgY | GSP | NG FES - System Transformation | Total demand (GWh) | WINCOBANK | System Transformation | Dem_BB003 | GWh | NPgY | Wincobank |  | 210.7195 | 235.5433 | 236.4724 | 245.2084 | 245.9083 | 247.1235 | 248.7481 | 250.7177 | 253.101 | 255.6702 | 258.3623 | 261.2026 | 264.1736 | 267.3925 | 271.6743 | 276.1725 | 280.5043 | 284.6506 | 288.4811 | 291.9813 | 295.236 | 298.2938 | 301.2191 | 304.0659 | 306.8193 | 309.6476 | 312.4543 | 315.2814 | 318.1292
NPgN | GSP | NPg Best View | Total installed wind capacity (MW) | BLYTH 66kV | NPg Best View (Not in FES) | Gen_BB015 | MW | NPgN | Blyth 66kV |  | 90 | 93.547 | 97.38 | 101.213 | 105.046 | 108.879 | 122.935 | 137.89 | 155.241 | 173.799 | 193.59 | 214.648 | 237.051 | 262.362 | 289.294 | 317.948 | 348.432 | 380.861 | 412.742 | 443.968 | 475.517 | 507.249 | 534.484 | 561.403 | 573.933 | 577.186 | 580.445 | 583.406 | 583.655
NPgN | GSP | NPg Best View | Total installed wind capacity (MW) | BLYTH 132kV | NPg Best View (Not in FES) | Gen_BB015 | MW | NPgN | Blyth 132kV |  | 106.964 | 107.774 | 108.647 | 109.52 | 110.393 | 111.266 | 114.468 | 117.874 | 121.826 | 126.067 | 130.596 | 135.414 | 140.54 | 146.329 | 152.488 | 159.04 | 166.01 | 173.423 | 180.713 | 187.855 | 195.071 | 202.329 | 208.565 | 214.729 | 217.617 | 218.392 | 219.17 | 219.882 | 219.976
NPgN | GSP | NPg Best View | Total installed wind capacity (MW) | FOURSTONES | NPg Best View (Not in FES) | Gen_BB015 | MW | NPgN | Fourstones |  | 88.883 | 88.883 | 88.883 | 88.883 | 88.883 | 88.883 | 88.883 | 88.883 | 88.883 | 88.893 | 88.908 | 88.924 | 88.94 | 88.957 | 88.975 | 88.993 | 89.012 | 89.032 | 89.052 | 89.073 | 89.095 | 89.117 | 89.14 | 89.164 | 89.188 | 89.213 | 89.239 | 89.265 | 89.292
NPgN | GSP | NPg Best View | Total installed wind capacity (MW) | HARTMOOR | NPg Best View (Not in FES) | Gen_BB015 | MW | NPgN | Hart Moor |  | 46.046 | 46.136 | 46.234 | 46.331 | 46.428 | 46.525 | 46.881 | 47.261 | 47.701 | 48.175 | 48.682 | 49.221 | 49.795 | 50.443 | 51.133 | 51.866 | 52.645 | 53.475 | 54.29 | 55.09 | 55.897 | 56.71 | 57.409 | 58.1 | 58.426 | 58.518 | 58.61 | 58.694 | 58.71
NPgN | GSP | NPg Best View | Total installed wind capacity (MW) | HAWTHORN PIT GRID | NPg Best View (Not in FES) | Gen_BB015 | MW | NPgN | Hawthorn Pit |  | 20.686 | 21.003 | 21.344 | 21.686 | 22.027 | 22.368 | 23.62 | 24.951 | 26.496 | 28.151 | 29.919 | 31.799 | 33.799 | 36.058 | 38.462 | 41.019 | 43.74 | 46.634 | 49.479 | 52.266 | 55.082 | 57.915 | 60.348 | 62.752 | 63.876 | 64.174 | 64.473 | 64.746 | 64.777
NPgN | GSP | NPg Best View | Total installed wind capacity (MW) | KNARESBOROUGH | NPg Best View (Not in FES) | Gen_BB015 | MW | NPgN | Knaresborough |  | 16.503 | 16.503 | 16.503 | 16.503 | 16.503 | 16.503 | 16.503 | 16.503 | 16.503 | 16.554 | 16.63 | 16.709 | 16.792 | 16.878 | 16.968 | 17.06 | 17.157 | 17.256 | 17.359 | 17.465 | 17.574 | 17.686 | 17.802 | 17.922 | 18.044 | 18.17 | 18.299 | 18.432 | 18.567
NPgN | GSP | NPg Best View | Total installed wind capacity (MW) | LACKENBY | NPg Best View (Not in FES) | Gen_BB015 | MW | NPgN | Lackenby |  | 64.868 | 65.337 | 65.842 | 66.347 | 66.852 | 67.357 | 69.208 | 71.178 | 73.463 | 75.907 | 78.513 | 81.285 | 84.235 | 87.567 | 91.113 | 94.886 | 98.9 | 103.17 | 107.368 | 111.479 | 115.633 | 119.811 | 123.396 | 126.94 | 128.589 | 129.015 | 129.442 | 129.83 | 129.86
NPgN | GSP | NPg Best View | Total installed wind capacity (MW) | NORTON | NPg Best View (Not in FES) | Gen_BB015 | MW | NPgN | Norton |  | 31.179 | 31.79 | 32.448 | 33.106 | 33.763 | 34.421 | 36.833 | 39.4 | 42.377 | 45.634 | 49.138 | 52.865 | 56.827 | 61.294 | 66.043 | 71.092 | 76.46 | 82.166 | 87.783 | 93.293 | 98.862 | 104.468 | 109.306 | 114.095 | 116.42 | 117.157 | 117.9 | 118.596 | 118.832
NPgN | GSP | NPg Best View | Total installed wind capacity (MW) | OFFERTON | NPg Best View (Not in FES) | Gen_BB015 | MW | NPgN | Offerton |  | 0.014 | 0.286 | 0.403 | 0.521 | 0.638 | 0.756 | 1.187 | 1.645 | 2.177 | 2.744 | 3.349 | 3.993 | 4.678 | 5.451 | 6.275 | 7.151 | 8.083 | 9.075 | 10.049 | 11.004 | 11.968 | 12.938 | 13.771 | 14.593 | 14.974 | 15.071 | 15.168 | 15.256 | 15.26
NPgN | GSP | NPg Best View | Total installed wind capacity (MW) | OSBALDWICK | NPg Best View (Not in FES) | Gen_BB015 | MW | NPgN | Osbaldwick |  | 0.813 | 2.288 | 3.878 | 5.467 | 7.057 | 8.647 | 14.476 | 20.677 | 27.873 | 35.613 | 43.886 | 52.689 | 62.051 | 72.623 | 83.87 | 95.834 | 108.56 | 122.094 | 135.405 | 148.447 | 161.625 | 174.883 | 186.278 | 197.546 | 202.849 | 204.308 | 205.772 | 207.116 | 207.338
NPgN | GSP | NPg Best View | Total installed wind capacity (MW) | POPPLETON | NPg Best View (Not in FES) | Gen_BB015 | MW | NPgN | Poppleton |  | 5.002 | 5.002 | 5.002 | 5.002 | 5.002 | 5.002 | 5.002 | 5.002 | 5.002 | 5.005 | 5.01 | 5.015 | 5.02 | 5.025 | 5.03 | 5.036 | 5.042 | 5.048 | 5.054 | 5.061 | 5.067 | 5.074 | 5.081 | 5.088 | 5.096 | 5.104 | 5.111 | 5.119 | 5.128
NPgN | GSP | NPg Best View | Total installed wind capacity (MW) | SALTHOLME | NPg Best View (Not in FES) | Gen_BB015 | MW | NPgN | Saltholme |  | 0 | 0.008 | 0.016 | 0.024 | 0.033 | 0.041 | 0.072 | 0.104 | 0.142 | 0.183 | 0.226 | 0.271 | 0.32 | 0.375 | 0.433 | 0.496 | 0.562 | 0.632 | 0.702 | 0.77 | 0.838 | 0.907 | 0.966 | 1.024 | 1.051 | 1.058 | 1.065 | 1.071 | 1.071
NPgN | GSP | NPg Best View | Total installed wind capacity (MW) | SOUTH SHIELDS | NPg Best View (Not in FES) | Gen_BB015 | MW | NPgN | South Shields |  | 0.012 | 0.18 | 0.241 | 0.302 | 0.363 | 0.424 | 0.649 | 0.888 | 1.165 | 1.46 | 1.775 | 2.11 | 2.466 | 2.869 | 3.298 | 3.754 | 4.239 | 4.755 | 5.263 | 5.759 | 6.261 | 6.766 | 7.199 | 7.627 | 7.825 | 7.875 | 7.925 | 7.97 | 7.972
NPgN | GSP | NPg Best View | Total installed wind capacity (MW) | SPADEADAM | NPg Best View (Not in FES) | Gen_BB015 | MW | NPgN | Spadeadam - Not in NG FES |  | 0.02 | 0.224 | 0.42 | 0.617 | 0.813 | 1.01 | 1.73 | 2.497 | 3.386 | 4.337 | 5.351 | 6.43 | 7.578 | 8.875 | 10.255 | 11.723 | 13.285 | 14.947 | 16.581 | 18.181 | 19.797 | 21.423 | 22.819 | 24.198 | 24.839 | 25.005 | 25.172 | 25.323 | 25.335
NPgN | GSP | NPg Best View | Total installed wind capacity (MW) | SPENNYMOOR | NPg Best View (Not in FES) | Gen_BB015 | MW | NPgN | Spennymoor |  | 74.519 | 75.537 | 76.634 | 77.73 | 78.827 | 79.924 | 83.946 | 88.225 | 93.189 | 98.52 | 104.213 | 110.27 | 116.713 | 123.99 | 131.731 | 139.967 | 148.728 | 158.046 | 167.21 | 176.187 | 185.257 | 194.382 | 202.22 | 209.97 | 213.604 | 214.585 | 215.569 | 216.469 | 216.594
NPgN | GSP | NPg Best View | Total installed wind capacity (MW) | STELLA NORTH | NPg Best View (Not in FES) | Gen_BB015 | MW | NPgN | Stella North |  | 0 | 0.876 | 1.251 | 1.626 | 2 | 2.375 | 3.749 | 5.211 | 6.907 | 8.718 | 10.649 | 12.703 | 14.889 | 17.359 | 19.987 | 22.783 | 25.758 | 28.922 | 32.033 | 35.08 | 38.158 | 41.254 | 43.911 | 46.536 | 47.754 | 48.066 | 48.378 | 48.66 | 48.677
NPgN | GSP | NPg Best View | Total installed wind capacity (MW) | STELLA SOUTH | NPg Best View (Not in FES) | Gen_BB015 | MW | NPgN | Stella South |  | 28.231 | 29.488 | 30.842 | 32.196 | 33.55 | 34.905 | 39.87 | 45.154 | 51.283 | 57.843 | 64.841 | 72.286 | 80.207 | 89.155 | 98.677 | 108.806 | 119.583 | 131.047 | 142.318 | 153.357 | 164.511 | 175.73 | 185.36 | 194.878 | 199.314 | 200.473 | 201.634 | 202.69 | 202.788
NPgN | GSP | NPg Best View | Total installed wind capacity (MW) | TYNEMOUTH | NPg Best View (Not in FES) | Gen_BB015 | MW | NPgN | Tynemouth 1 |  | 0.006 | 0.281 | 0.564 | 0.847 | 1.131 | 1.414 | 2.453 | 3.558 | 4.84 | 6.209 | 7.668 | 9.22 | 10.872 | 12.738 | 14.724 | 16.837 | 19.085 | 21.476 | 23.827 | 26.13 | 28.456 | 30.795 | 32.802 | 34.785 | 35.705 | 35.939 | 36.173 | 36.385 | 36.396
NPgN | GSP | NPg Best View | Total installed wind capacity (MW) | WEST BOLDON | NPg Best View (Not in FES) | Gen_BB015 | MW | NPgN | West Boldon |  | 6.156 | 6.396 | 6.655 | 6.913 | 7.172 | 7.431 | 8.38 | 9.39 | 10.561 | 11.812 | 13.144 | 14.562 | 16.07 | 17.774 | 19.588 | 21.518 | 23.571 | 25.755 | 27.902 | 30.005 | 32.129 | 34.266 | 36.099 | 37.91 | 38.749 | 38.962 | 39.175 | 39.368 | 39.378
NPgY | GSP | NPg Best View | Total installed wind capacity (MW) | BRADFORD WEST | NPg Best View (Not in FES) | Gen_BB015 | MW | NPgY | Bradford West |  | 21.761 | 21.761 | 21.761 | 21.761 | 21.761 | 21.943 | 22.303 | 22.662 | 23.022 | 23.417 | 30.848 | 39.262 | 48.206 | 58.275 | 68.978 | 80.355 | 92.445 | 105.293 | 117.949 | 130.371 | 142.93 | 155.576 | 166.521 | 177.36 | 182.722 | 184.558 | 186.412 | 188.171 | 188.908
NPgY | GSP | NPg Best View | Total installed wind capacity (MW) | CAMBLESFORTH | NPg Best View (Not in FES) | Gen_BB015 | MW | NPgY | Camblesforth |  | 118.81 | 118.81 | 118.81 | 118.81 | 118.81 | 118.84 | 118.897 | 118.955 | 119.013 | 119.076 | 119.65 | 120.297 | 120.983 | 121.753 | 122.57 | 123.437 | 124.357 | 125.334 | 126.299 | 127.248 | 128.208 | 129.177 | 130.024 | 130.865 | 131.311 | 131.505 | 131.701 | 131.891 | 132.01
NPgY | GSP | NPg Best View | Total installed wind capacity (MW) | CREYKE BECK | NPg Best View (Not in FES) | Gen_BB015 | MW | NPgY | Creyke Beck |  | 175.598 | 175.939 | 176.477 | 177.015 | 177.553 | 178.322 | 197.63 | 218.143 | 241.869 | 267.136 | 288.247 | 310.278 | 333.707 | 360.14 | 388.255 | 418.156 | 449.953 | 483.763 | 517.031 | 549.64 | 582.598 | 615.761 | 644.32 | 672.571 | 686.055 | 690.026 | 694.02 | 697.727 | 698.663
NPgY | GSP | NPg Best View | Total installed wind capacity (MW) | DRAX | NPg Best View (Not in FES) | Gen_BB015 | MW | NPgY | Drax |  | 38.261 | 38.261 | 38.261 | 38.261 | 38.261 | 38.301 | 38.38 | 38.459 | 38.538 | 38.625 | 42.154 | 46.159 | 50.419 | 55.226 | 60.339 | 65.777 | 71.56 | 77.709 | 83.759 | 89.689 | 95.682 | 101.712 | 106.904 | 112.04 | 114.487 | 115.202 | 115.921 | 116.587 | 116.749
NPgY | GSP | NPg Best View | Total installed wind capacity (MW) | ELLAND | NPg Best View (Not in FES) | Gen_BB015 | MW | NPgY | Elland |  | 43.093 | 43.093 | 43.093 | 43.093 | 43.093 | 43.146 | 43.25 | 43.355 | 43.46 | 43.575 | 46.686 | 50.214 | 53.966 | 58.194 | 62.691 | 67.472 | 72.556 | 77.959 | 83.279 | 88.495 | 93.769 | 99.077 | 103.657 | 108.189 | 110.385 | 111.075 | 111.771 | 112.423 | 112.637
NPgY | GSP | NPg Best View | Total installed wind capacity (MW) | FERRYBRIDGE A | NPg Best View (Not in FES) | Gen_BB015 | MW | NPgY | Ferrybridge A |  | 0.544 | 0.592 | 0.669 | 0.745 | 0.821 | 0.916 | 3.627 | 6.51 | 9.849 | 13.404 | 15.294 | 17.166 | 19.156 | 21.402 | 23.791 | 26.332 | 29.034 | 31.907 | 34.734 | 37.505 | 40.305 | 43.122 | 45.547 | 47.946 | 49.087 | 49.418 | 49.751 | 50.059 | 50.131
NPgY | GSP | NPg Best View | Total installed wind capacity (MW) | FERRYBRIDGE B | NPg Best View (Not in FES) | Gen_BB015 | MW | NPgY | Ferrybridge B (_M) |  | 12.972 | 13.079 | 13.247 | 13.414 | 13.582 | 13.801 | 19.78 | 26.136 | 33.493 | 41.326 | 46.529 | 51.833 | 57.475 | 63.841 | 70.612 | 77.813 | 85.472 | 93.616 | 101.628 | 109.481 | 117.418 | 125.404 | 132.278 | 139.078 | 142.314 | 143.254 | 144.2 | 145.076 | 145.282
NPgY | GSP | NPg Best View | Total installed wind capacity (MW) | GRIMSBY WEST | NPg Best View (Not in FES) | Gen_BB015 | MW | NPgY | Grimsby West |  | 26.283 | 26.283 | 26.283 | 26.283 | 26.283 | 26.31 | 26.363 | 26.416 | 26.47 | 26.528 | 28.9 | 31.593 | 34.456 | 37.687 | 41.124 | 44.779 | 48.666 | 52.799 | 56.866 | 60.852 | 64.88 | 68.934 | 72.424 | 75.876 | 77.521 | 78.002 | 78.486 | 78.934 | 79.044
NPgY | GSP | NPg Best View | Total installed wind capacity (MW) | JORDANTHORPE | NPg Best View (Not in FES) | Gen_BB015 | MW | NPgY | Jordanthorpe |  | 0.112 | 0.119 | 0.131 | 0.143 | 0.155 | 0.173 | 0.598 | 1.051 | 1.573 | 2.13 | 2.782 | 3.481 | 4.223 | 5.061 | 5.953 | 6.901 | 7.91 | 8.982 | 10.037 | 11.071 | 12.116 | 13.167 | 14.072 | 14.967 | 15.392 | 15.513 | 15.636 | 15.749 | 15.774
NPgY | GSP | NPg Best View | Total installed wind capacity (MW) | KEADBY | NPg Best View (Not in FES) | Gen_BB015 | MW | NPgY | Keadby |  | 137.063 | 137.063 | 137.063 | 137.063 | 137.063 | 137.204 | 137.481 | 137.759 | 138.036 | 138.342 | 150.699 | 164.726 | 179.644 | 196.476 | 214.38 | 233.421 | 253.67 | 275.202 | 296.387 | 317.152 | 338.139 | 359.255 | 377.437 | 395.42 | 403.991 | 406.497 | 409.016 | 411.353 | 411.922
NPgY | GSP | NPg Best View | Total installed wind capacity (MW) | KIRKSTALL B | NPg Best View (Not in FES) | Gen_BB015 | MW | NPgY | Kirkstall B |  | 2.597 | 2.759 | 3.016 | 3.273 | 3.529 | 3.802 | 12.825 | 22.423 | 33.553 | 45.399 | 46.98 | 47.853 | 48.78 | 49.825 | 50.936 | 52.117 | 53.372 | 54.706 | 56.019 | 57.308 | 58.611 | 59.923 | 61.057 | 62.179 | 62.729 | 62.911 | 63.095 | 63.268 | 63.334
NPgY | GSP | NPg Best View | Total installed wind capacity (MW) | NEEPSEND | NPg Best View (Not in FES) | Gen_BB015 | MW | NPgY | Neepsend |  | 0.03 | 0.032 | 0.035 | 0.038 | 0.041 | 0.05 | 0.168 | 0.293 | 0.436 | 0.588 | 1.328 | 2.158 | 3.041 | 4.038 | 5.098 | 6.226 | 7.425 | 8.7 | 9.955 | 11.184 | 12.427 | 13.677 | 14.753 | 15.816 | 16.321 | 16.464 | 16.609 | 16.742 | 16.77
NPgY | GSP | NPg Best View | Total installed wind capacity (MW) | NORTON LEES | NPg Best View (Not in FES) | Gen_BB015 | MW | NPgY | Norton Lees |  | 0.006 | 0.008 | 0.011 | 0.014 | 0.017 | 0.026 | 0.144 | 0.269 | 0.411 | 0.562 | 1.301 | 2.129 | 3.01 | 4.004 | 5.062 | 6.187 | 7.383 | 8.655 | 9.907 | 11.133 | 12.373 | 13.62 | 14.693 | 15.754 | 16.257 | 16.4 | 16.544 | 16.678 | 16.706
NPgY | GSP | NPg Best View | Total installed wind capacity (MW) | PITSMOOR 3/4 | NPg Best View (Not in FES) | Gen_BB015 | MW | NPgY | Pitsmoor |  | 0 | 0.001 | 0.002 | 0.003 | 0.005 | 0.009 | 0.061 | 0.115 | 0.178 | 0.245 | 0.562 | 0.918 | 1.296 | 1.722 | 2.176 | 2.659 | 3.173 | 3.719 | 4.256 | 4.783 | 5.315 | 5.85 | 6.311 | 6.766 | 6.982 | 7.044 | 7.106 | 7.163 | 7.175
NPgY | GSP | NPg Best View | Total installed wind capacity (MW) | SALTEND NORTH | NPg Best View (Not in FES) | Gen_BB015 | MW | NPgY | Saltend North |  | 38.339 | 38.339 | 38.339 | 38.339 | 38.339 | 38.366 | 38.421 | 38.475 | 38.529 | 38.589 | 40.744 | 43.19 | 45.791 | 48.725 | 51.845 | 55.164 | 58.693 | 62.445 | 66.137 | 69.757 | 73.415 | 77.097 | 80.268 | 83.405 | 84.906 | 85.353 | 85.803 | 86.221 | 86.332
NPgY | GSP | NPg Best View | Total installed wind capacity (MW) | SHEFFIELD CITY | NPg Best View (Not in FES) | Gen_BB015 | MW | NPgY | Sheffield City |  | 0.004 | 0.005 | 0.006 | 0.008 | 0.009 | 0.015 | 0.076 | 0.141 | 0.216 | 0.295 | 0.682 | 1.116 | 1.577 | 2.097 | 2.651 | 3.24 | 3.867 | 4.533 | 5.188 | 5.83 | 6.479 | 7.132 | 7.694 | 8.25 | 8.513 | 8.588 | 8.663 | 8.733 | 8.748
NPgY | GSP | NPg Best View | Total installed wind capacity (MW) | SKELTON GRANGE | NPg Best View (Not in FES) | Gen_BB015 | MW | NPgY | Skelton Grange |  | 0.265 | 1.115 | 1.529 | 1.943 | 2.357 | 2.818 | 17.41 | 32.929 | 50.918 | 70.067 | 74.268 | 77.548 | 81.036 | 84.968 | 89.15 | 93.596 | 98.323 | 103.348 | 108.295 | 113.145 | 118.049 | 122.984 | 127.241 | 131.455 | 133.492 | 134.127 | 134.767 | 135.366 | 135.558
NPgY | GSP | NPg Best View | Total installed wind capacity (MW) | TEMPLEBOROUGH 275/33KV | NPg Best View (Not in FES) | Gen_BB015 | MW | NPgY | Templeborough |  | 0 | 0.008 | 0.022 | 0.035 | 0.048 | 0.062 | 0.529 | 1.025 | 1.6 | 2.212 | 2.294 | 2.34 | 2.388 | 2.443 | 2.5 | 2.562 | 2.627 | 2.697 | 2.765 | 2.832 | 2.9 | 2.968 | 3.027 | 3.085 | 3.114 | 3.123 | 3.133 | 3.142 | 3.145
NPgY | GSP | NPg Best View | Total installed wind capacity (MW) | THURCROFT | NPg Best View (Not in FES) | Gen_BB015 | MW | NPgY | Thurcroft |  | 24.059 | 24.08 | 24.114 | 24.148 | 24.181 | 24.245 | 25.488 | 26.806 | 28.326 | 29.945 | 32.656 | 35.612 | 38.755 | 42.301 | 46.074 | 50.086 | 54.353 | 58.889 | 63.353 | 67.728 | 72.15 | 76.6 | 80.431 | 84.22 | 86.027 | 86.556 | 87.087 | 87.581 | 87.701
NPgY | GSP | NPg Best View | Total installed wind capacity (MW) | WEST MELTON / THORPE MARSH | NPg Best View (Not in FES) | Gen_BB015 | MW | NPgY | Thorpe Marsh |  | 61.329 | 61.329 | 61.329 | 61.329 | 61.329 | 61.392 | 61.516 | 61.641 | 61.765 | 61.902 | 67.432 | 73.71 | 80.387 | 87.92 | 95.933 | 104.455 | 113.517 | 123.154 | 132.635 | 141.929 | 151.321 | 160.772 | 168.909 | 176.958 | 180.794 | 181.916 | 183.044 | 184.09 | 184.345
NPgY | GSP | NPg Best View | Total installed wind capacity (MW) | WEST MELTON SECTION 3 | NPg Best View (Not in FES) | Gen_BB015 | MW | NPgY | West Melton |  | 16.543 | 16.583 | 16.647 | 16.711 | 16.775 | 16.884 | 19.216 | 21.692 | 24.55 | 27.595 | 31.961 | 36.687 | 41.713 | 47.386 | 53.419 | 59.836 | 66.66 | 73.917 | 81.056 | 88.054 | 95.126 | 102.241 | 108.366 | 114.424 | 117.306 | 118.142 | 118.982 | 119.76 | 119.941
NPgY | GSP | NPg Best View | Total installed wind capacity (MW) | WINCOBANK | NPg Best View (Not in FES) | Gen_BB015 | MW | NPgY | Wincobank |  | 0.124 | 0.14 | 0.166 | 0.192 | 0.218 | 0.246 | 1.156 | 2.124 | 3.247 | 4.442 | 4.613 | 4.714 | 4.822 | 4.944 | 5.073 | 5.211 | 5.357 | 5.512 | 5.665 | 5.815 | 5.967 | 6.119 | 6.251 | 6.382 | 6.445 | 6.466 | 6.487 | 6.506 | 6.513
NPgN | GSP | NG FES - Consumer Transformation | Total installed wind capacity (MW) | BLYTH 66kV | Consumer Transformation | Gen_BB015 | MW | NPgN | Blyth 66kV |  | 90 | 93.547 | 97.38 | 101.213 | 105.046 | 108.879 | 122.935 | 137.89 | 155.241 | 173.799 | 193.59 | 214.648 | 237.051 | 262.362 | 289.294 | 317.948 | 348.432 | 380.861 | 412.742 | 443.968 | 475.517 | 507.249 | 534.484 | 561.403 | 573.933 | 577.186 | 580.445 | 583.406 | 583.655
NPgN | GSP | NG FES - Consumer Transformation | Total installed wind capacity (MW) | BLYTH 132kV | Consumer Transformation | Gen_BB015 | MW | NPgN | Blyth 132kV |  | 106.964 | 107.774 | 108.647 | 109.52 | 110.393 | 111.266 | 114.468 | 117.874 | 121.826 | 126.067 | 130.596 | 135.414 | 140.54 | 146.329 | 152.488 | 159.04 | 166.01 | 173.423 | 180.713 | 187.855 | 195.071 | 202.329 | 208.565 | 214.729 | 217.617 | 218.392 | 219.17 | 219.882 | 219.976
NPgN | GSP | NG FES - Consumer Transformation | Total installed wind capacity (MW) | FOURSTONES | Consumer Transformation | Gen_BB015 | MW | NPgN | Fourstones |  | 88.883 | 88.883 | 88.883 | 88.883 | 88.883 | 88.883 | 88.883 | 88.883 | 88.883 | 88.893 | 88.908 | 88.924 | 88.94 | 88.957 | 88.975 | 88.993 | 89.012 | 89.032 | 89.052 | 89.073 | 89.095 | 89.117 | 89.14 | 89.164 | 89.188 | 89.213 | 89.239 | 89.265 | 89.292
NPgN | GSP | NG FES - Consumer Transformation | Total installed wind capacity (MW) | HARTMOOR | Consumer Transformation | Gen_BB015 | MW | NPgN | Hart Moor |  | 46.046 | 46.136 | 46.234 | 46.331 | 46.428 | 46.525 | 46.881 | 47.261 | 47.701 | 48.175 | 48.682 | 49.221 | 49.795 | 50.443 | 51.133 | 51.866 | 52.645 | 53.475 | 54.29 | 55.09 | 55.897 | 56.71 | 57.409 | 58.1 | 58.426 | 58.518 | 58.61 | 58.694 | 58.71
NPgN | GSP | NG FES - Consumer Transformation | Total installed wind capacity (MW) | HAWTHORN PIT GRID | Consumer Transformation | Gen_BB015 | MW | NPgN | Hawthorn Pit |  | 20.686 | 21.003 | 21.344 | 21.686 | 22.027 | 22.368 | 23.62 | 24.951 | 26.496 | 28.151 | 29.919 | 31.799 | 33.799 | 36.058 | 38.462 | 41.019 | 43.74 | 46.634 | 49.479 | 52.266 | 55.082 | 57.915 | 60.348 | 62.752 | 63.876 | 64.174 | 64.473 | 64.746 | 64.777
NPgN | GSP | NG FES - Consumer Transformation | Total installed wind capacity (MW) | KNARESBOROUGH | Consumer Transformation | Gen_BB015 | MW | NPgN | Knaresborough |  | 16.503 | 16.503 | 16.503 | 16.503 | 16.503 | 16.503 | 16.503 | 16.503 | 16.503 | 16.554 | 16.63 | 16.709 | 16.792 | 16.878 | 16.968 | 17.06 | 17.157 | 17.256 | 17.359 | 17.465 | 17.574 | 17.686 | 17.802 | 17.922 | 18.044 | 18.17 | 18.299 | 18.432 | 18.567
NPgN | GSP | NG FES - Consumer Transformation | Total installed wind capacity (MW) | LACKENBY | Consumer Transformation | Gen_BB015 | MW | NPgN | Lackenby |  | 64.868 | 65.337 | 65.842 | 66.347 | 66.852 | 67.357 | 69.208 | 71.178 | 73.463 | 75.907 | 78.513 | 81.285 | 84.235 | 87.567 | 91.113 | 94.886 | 98.9 | 103.17 | 107.368 | 111.479 | 115.633 | 119.811 | 123.396 | 126.94 | 128.589 | 129.015 | 129.442 | 129.83 | 129.86
NPgN | GSP | NG FES - Consumer Transformation | Total installed wind capacity (MW) | NORTON | Consumer Transformation | Gen_BB015 | MW | NPgN | Norton |  | 31.179 | 31.79 | 32.448 | 33.106 | 33.763 | 34.421 | 36.833 | 39.4 | 42.377 | 45.634 | 49.138 | 52.865 | 56.827 | 61.294 | 66.043 | 71.092 | 76.46 | 82.166 | 87.783 | 93.293 | 98.862 | 104.468 | 109.306 | 114.095 | 116.42 | 117.157 | 117.9 | 118.596 | 118.832
NPgN | GSP | NG FES - Consumer Transformation | Total installed wind capacity (MW) | OFFERTON | Consumer Transformation | Gen_BB015 | MW | NPgN | Offerton |  | 0.014 | 0.286 | 0.403 | 0.521 | 0.638 | 0.756 | 1.187 | 1.645 | 2.177 | 2.744 | 3.349 | 3.993 | 4.678 | 5.451 | 6.275 | 7.151 | 8.083 | 9.075 | 10.049 | 11.004 | 11.968 | 12.938 | 13.771 | 14.593 | 14.974 | 15.071 | 15.168 | 15.256 | 15.26
NPgN | GSP | NG FES - Consumer Transformation | Total installed wind capacity (MW) | OSBALDWICK | Consumer Transformation | Gen_BB015 | MW | NPgN | Osbaldwick |  | 0.813 | 2.288 | 3.878 | 5.467 | 7.057 | 8.647 | 14.476 | 20.677 | 27.873 | 35.613 | 43.886 | 52.689 | 62.051 | 72.623 | 83.87 | 95.834 | 108.56 | 122.094 | 135.405 | 148.447 | 161.625 | 174.883 | 186.278 | 197.546 | 202.849 | 204.308 | 205.772 | 207.116 | 207.338
NPgN | GSP | NG FES - Consumer Transformation | Total installed wind capacity (MW) | POPPLETON | Consumer Transformation | Gen_BB015 | MW | NPgN | Poppleton |  | 5.002 | 5.002 | 5.002 | 5.002 | 5.002 | 5.002 | 5.002 | 5.002 | 5.002 | 5.005 | 5.01 | 5.015 | 5.02 | 5.025 | 5.03 | 5.036 | 5.042 | 5.048 | 5.054 | 5.061 | 5.067 | 5.074 | 5.081 | 5.088 | 5.096 | 5.104 | 5.111 | 5.119 | 5.128
NPgN | GSP | NG FES - Consumer Transformation | Total installed wind capacity (MW) | SALTHOLME | Consumer Transformation | Gen_BB015 | MW | NPgN | Saltholme |  | 0 | 0.008 | 0.016 | 0.024 | 0.033 | 0.041 | 0.072 | 0.104 | 0.142 | 0.183 | 0.226 | 0.271 | 0.32 | 0.375 | 0.433 | 0.496 | 0.562 | 0.632 | 0.702 | 0.77 | 0.838 | 0.907 | 0.966 | 1.024 | 1.051 | 1.058 | 1.065 | 1.071 | 1.071
NPgN | GSP | NG FES - Consumer Transformation | Total installed wind capacity (MW) | SOUTH SHIELDS | Consumer Transformation | Gen_BB015 | MW | NPgN | South Shields |  | 0.012 | 0.18 | 0.241 | 0.302 | 0.363 | 0.424 | 0.649 | 0.888 | 1.165 | 1.46 | 1.775 | 2.11 | 2.466 | 2.869 | 3.298 | 3.754 | 4.239 | 4.755 | 5.263 | 5.759 | 6.261 | 6.766 | 7.199 | 7.627 | 7.825 | 7.875 | 7.925 | 7.97 | 7.972
NPgN | GSP | NG FES - Consumer Transformation | Total installed wind capacity (MW) | SPADEADAM | Consumer Transformation | Gen_BB015 | MW | NPgN | Spadeadam - Not in NG FES |  | 0.02 | 0.224 | 0.42 | 0.617 | 0.813 | 1.01 | 1.73 | 2.497 | 3.386 | 4.337 | 5.351 | 6.43 | 7.578 | 8.875 | 10.255 | 11.723 | 13.285 | 14.947 | 16.581 | 18.181 | 19.797 | 21.423 | 22.819 | 24.198 | 24.839 | 25.005 | 25.172 | 25.323 | 25.335
NPgN | GSP | NG FES - Consumer Transformation | Total installed wind capacity (MW) | SPENNYMOOR | Consumer Transformation | Gen_BB015 | MW | NPgN | Spennymoor |  | 74.519 | 75.537 | 76.634 | 77.73 | 78.827 | 79.924 | 83.946 | 88.225 | 93.189 | 98.52 | 104.213 | 110.27 | 116.713 | 123.99 | 131.731 | 139.967 | 148.728 | 158.046 | 167.21 | 176.187 | 185.257 | 194.382 | 202.22 | 209.97 | 213.604 | 214.585 | 215.569 | 216.469 | 216.594
NPgN | GSP | NG FES - Consumer Transformation | Total installed wind capacity (MW) | STELLA NORTH | Consumer Transformation | Gen_BB015 | MW | NPgN | Stella North |  | 0 | 0.876 | 1.251 | 1.626 | 2 | 2.375 | 3.749 | 5.211 | 6.907 | 8.718 | 10.649 | 12.703 | 14.889 | 17.359 | 19.987 | 22.783 | 25.758 | 28.922 | 32.033 | 35.08 | 38.158 | 41.254 | 43.911 | 46.536 | 47.754 | 48.066 | 48.378 | 48.66 | 48.677
NPgN | GSP | NG FES - Consumer Transformation | Total installed wind capacity (MW) | STELLA SOUTH | Consumer Transformation | Gen_BB015 | MW | NPgN | Stella South |  | 28.231 | 29.488 | 30.842 | 32.196 | 33.55 | 34.905 | 39.87 | 45.154 | 51.283 | 57.843 | 64.841 | 72.286 | 80.207 | 89.155 | 98.677 | 108.806 | 119.583 | 131.047 | 142.318 | 153.357 | 164.511 | 175.73 | 185.36 | 194.878 | 199.314 | 200.473 | 201.634 | 202.69 | 202.788
NPgN | GSP | NG FES - Consumer Transformation | Total installed wind capacity (MW) | TYNEMOUTH | Consumer Transformation | Gen_BB015 | MW | NPgN | Tynemouth 1 |  | 0.006 | 0.281 | 0.564 | 0.847 | 1.131 | 1.414 | 2.453 | 3.558 | 4.84 | 6.209 | 7.668 | 9.22 | 10.872 | 12.738 | 14.724 | 16.837 | 19.085 | 21.476 | 23.827 | 26.13 | 28.456 | 30.795 | 32.802 | 34.785 | 35.705 | 35.939 | 36.173 | 36.385 | 36.396
NPgN | GSP | NG FES - Consumer Transformation | Total installed wind capacity (MW) | WEST BOLDON | Consumer Transformation | Gen_BB015 | MW | NPgN | West Boldon |  | 6.156 | 6.396 | 6.655 | 6.913 | 7.172 | 7.431 | 8.38 | 9.39 | 10.561 | 11.812 | 13.144 | 14.562 | 16.07 | 17.774 | 19.588 | 21.518 | 23.571 | 25.755 | 27.902 | 30.005 | 32.129 | 34.266 | 36.099 | 37.91 | 38.749 | 38.962 | 39.175 | 39.368 | 39.378
NPgY | GSP | NG FES - Consumer Transformation | Total installed wind capacity (MW) | BRADFORD WEST | Consumer Transformation | Gen_BB015 | MW | NPgY | Bradford West |  | 21.761 | 21.761 | 21.761 | 21.761 | 21.761 | 21.943 | 22.303 | 22.662 | 23.022 | 23.417 | 30.848 | 39.262 | 48.206 | 58.275 | 68.978 | 80.355 | 92.445 | 105.293 | 117.949 | 130.371 | 142.93 | 155.576 | 166.521 | 177.36 | 182.722 | 184.558 | 186.412 | 188.171 | 188.908
NPgY | GSP | NG FES - Consumer Transformation | Total installed wind capacity (MW) | CAMBLESFORTH | Consumer Transformation | Gen_BB015 | MW | NPgY | Camblesforth |  | 118.81 | 118.81 | 118.81 | 118.81 | 118.81 | 118.84 | 118.897 | 118.955 | 119.013 | 119.076 | 119.65 | 120.297 | 120.983 | 121.753 | 122.57 | 123.437 | 124.357 | 125.334 | 126.299 | 127.248 | 128.208 | 129.177 | 130.024 | 130.865 | 131.311 | 131.505 | 131.701 | 131.891 | 132.01
NPgY | GSP | NG FES - Consumer Transformation | Total installed wind capacity (MW) | CREYKE BECK | Consumer Transformation | Gen_BB015 | MW | NPgY | Creyke Beck |  | 175.598 | 175.939 | 176.477 | 177.015 | 177.553 | 178.322 | 197.63 | 218.143 | 241.869 | 267.136 | 288.247 | 310.278 | 333.707 | 360.14 | 388.255 | 418.156 | 449.953 | 483.763 | 517.031 | 549.64 | 582.598 | 615.761 | 644.32 | 672.571 | 686.055 | 690.026 | 694.02 | 697.727 | 698.663
NPgY | GSP | NG FES - Consumer Transformation | Total installed wind capacity (MW) | DRAX | Consumer Transformation | Gen_BB015 | MW | NPgY | Drax |  | 38.261 | 38.261 | 38.261 | 38.261 | 38.261 | 38.301 | 38.38 | 38.459 | 38.538 | 38.625 | 42.154 | 46.159 | 50.419 | 55.226 | 60.339 | 65.777 | 71.56 | 77.709 | 83.759 | 89.689 | 95.682 | 101.712 | 106.904 | 112.04 | 114.487 | 115.202 | 115.921 | 116.587 | 116.749
NPgY | GSP | NG FES - Consumer Transformation | Total installed wind capacity (MW) | ELLAND | Consumer Transformation | Gen_BB015 | MW | NPgY | Elland |  | 43.093 | 43.093 | 43.093 | 43.093 | 43.093 | 43.146 | 43.25 | 43.355 | 43.46 | 43.575 | 46.686 | 50.214 | 53.966 | 58.194 | 62.691 | 67.472 | 72.556 | 77.959 | 83.279 | 88.495 | 93.769 | 99.077 | 103.657 | 108.189 | 110.385 | 111.075 | 111.771 | 112.423 | 112.637
NPgY | GSP | NG FES - Consumer Transformation | Total installed wind capacity (MW) | FERRYBRIDGE A | Consumer Transformation | Gen_BB015 | MW | NPgY | Ferrybridge A |  | 0.544 | 0.592 | 0.669 | 0.745 | 0.821 | 0.916 | 3.627 | 6.51 | 9.849 | 13.404 | 15.294 | 17.166 | 19.156 | 21.402 | 23.791 | 26.332 | 29.034 | 31.907 | 34.734 | 37.505 | 40.305 | 43.122 | 45.547 | 47.946 | 49.087 | 49.418 | 49.751 | 50.059 | 50.131
NPgY | GSP | NG FES - Consumer Transformation | Total installed wind capacity (MW) | FERRYBRIDGE B | Consumer Transformation | Gen_BB015 | MW | NPgY | Ferrybridge B (_M) |  | 12.972 | 13.079 | 13.247 | 13.414 | 13.582 | 13.801 | 19.78 | 26.136 | 33.493 | 41.326 | 46.529 | 51.833 | 57.475 | 63.841 | 70.612 | 77.813 | 85.472 | 93.616 | 101.628 | 109.481 | 117.418 | 125.404 | 132.278 | 139.078 | 142.314 | 143.254 | 144.2 | 145.076 | 145.282
NPgY | GSP | NG FES - Consumer Transformation | Total installed wind capacity (MW) | GRIMSBY WEST | Consumer Transformation | Gen_BB015 | MW | NPgY | Grimsby West |  | 26.283 | 26.283 | 26.283 | 26.283 | 26.283 | 26.31 | 26.363 | 26.416 | 26.47 | 26.528 | 28.9 | 31.593 | 34.456 | 37.687 | 41.124 | 44.779 | 48.666 | 52.799 | 56.866 | 60.852 | 64.88 | 68.934 | 72.424 | 75.876 | 77.521 | 78.002 | 78.486 | 78.934 | 79.044
NPgY | GSP | NG FES - Consumer Transformation | Total installed wind capacity (MW) | JORDANTHORPE | Consumer Transformation | Gen_BB015 | MW | NPgY | Jordanthorpe |  | 0.112 | 0.119 | 0.131 | 0.143 | 0.155 | 0.173 | 0.598 | 1.051 | 1.573 | 2.13 | 2.782 | 3.481 | 4.223 | 5.061 | 5.953 | 6.901 | 7.91 | 8.982 | 10.037 | 11.071 | 12.116 | 13.167 | 14.072 | 14.967 | 15.392 | 15.513 | 15.636 | 15.749 | 15.774
NPgY | GSP | NG FES - Consumer Transformation | Total installed wind capacity (MW) | KEADBY | Consumer Transformation | Gen_BB015 | MW | NPgY | Keadby |  | 137.063 | 137.063 | 137.063 | 137.063 | 137.063 | 137.204 | 137.481 | 137.759 | 138.036 | 138.342 | 150.699 | 164.726 | 179.644 | 196.476 | 214.38 | 233.421 | 253.67 | 275.202 | 296.387 | 317.152 | 338.139 | 359.255 | 377.437 | 395.42 | 403.991 | 406.497 | 409.016 | 411.353 | 411.922
NPgY | GSP | NG FES - Consumer Transformation | Total installed wind capacity (MW) | KIRKSTALL B | Consumer Transformation | Gen_BB015 | MW | NPgY | Kirkstall B |  | 2.597 | 2.759 | 3.016 | 3.273 | 3.529 | 3.802 | 12.825 | 22.423 | 33.553 | 45.399 | 46.98 | 47.853 | 48.78 | 49.825 | 50.936 | 52.117 | 53.372 | 54.706 | 56.019 | 57.308 | 58.611 | 59.923 | 61.057 | 62.179 | 62.729 | 62.911 | 63.095 | 63.268 | 63.334
NPgY | GSP | NG FES - Consumer Transformation | Total installed wind capacity (MW) | NEEPSEND | Consumer Transformation | Gen_BB015 | MW | NPgY | Neepsend |  | 0.03 | 0.032 | 0.035 | 0.038 | 0.041 | 0.05 | 0.168 | 0.293 | 0.436 | 0.588 | 1.328 | 2.158 | 3.041 | 4.038 | 5.098 | 6.226 | 7.425 | 8.7 | 9.955 | 11.184 | 12.427 | 13.677 | 14.753 | 15.816 | 16.321 | 16.464 | 16.609 | 16.742 | 16.77
NPgY | GSP | NG FES - Consumer Transformation | Total installed wind capacity (MW) | NORTON LEES | Consumer Transformation | Gen_BB015 | MW | NPgY | Norton Lees |  | 0.006 | 0.008 | 0.011 | 0.014 | 0.017 | 0.026 | 0.144 | 0.269 | 0.411 | 0.562 | 1.301 | 2.129 | 3.01 | 4.004 | 5.062 | 6.187 | 7.383 | 8.655 | 9.907 | 11.133 | 12.373 | 13.62 | 14.693 | 15.754 | 16.257 | 16.4 | 16.544 | 16.678 | 16.706
NPgY | GSP | NG FES - Consumer Transformation | Total installed wind capacity (MW) | PITSMOOR 3/4 | Consumer Transformation | Gen_BB015 | MW | NPgY | Pitsmoor |  | 0 | 0.001 | 0.002 | 0.003 | 0.005 | 0.009 | 0.061 | 0.115 | 0.178 | 0.245 | 0.562 | 0.918 | 1.296 | 1.722 | 2.176 | 2.659 | 3.173 | 3.719 | 4.256 | 4.783 | 5.315 | 5.85 | 6.311 | 6.766 | 6.982 | 7.044 | 7.106 | 7.163 | 7.175
NPgY | GSP | NG FES - Consumer Transformation | Total installed wind capacity (MW) | SALTEND NORTH | Consumer Transformation | Gen_BB015 | MW | NPgY | Saltend North |  | 38.339 | 38.339 | 38.339 | 38.339 | 38.339 | 38.366 | 38.421 | 38.475 | 38.529 | 38.589 | 40.744 | 43.19 | 45.791 | 48.725 | 51.845 | 55.164 | 58.693 | 62.445 | 66.137 | 69.757 | 73.415 | 77.097 | 80.268 | 83.405 | 84.906 | 85.353 | 85.803 | 86.221 | 86.332
NPgY | GSP | NG FES - Consumer Transformation | Total installed wind capacity (MW) | SHEFFIELD CITY | Consumer Transformation | Gen_BB015 | MW | NPgY | Sheffield City |  | 0.004 | 0.005 | 0.006 | 0.008 | 0.009 | 0.015 | 0.076 | 0.141 | 0.216 | 0.295 | 0.682 | 1.116 | 1.577 | 2.097 | 2.651 | 3.24 | 3.867 | 4.533 | 5.188 | 5.83 | 6.479 | 7.132 | 7.694 | 8.25 | 8.513 | 8.588 | 8.663 | 8.733 | 8.748
NPgY | GSP | NG FES - Consumer Transformation | Total installed wind capacity (MW) | SKELTON GRANGE | Consumer Transformation | Gen_BB015 | MW | NPgY | Skelton Grange |  | 0.265 | 1.115 | 1.529 | 1.943 | 2.357 | 2.818 | 17.41 | 32.929 | 50.918 | 70.067 | 74.268 | 77.548 | 81.036 | 84.968 | 89.15 | 93.596 | 98.323 | 103.348 | 108.295 | 113.145 | 118.049 | 122.984 | 127.241 | 131.455 | 133.492 | 134.127 | 134.767 | 135.366 | 135.558
NPgY | GSP | NG FES - Consumer Transformation | Total installed wind capacity (MW) | TEMPLEBOROUGH 275/33KV | Consumer Transformation | Gen_BB015 | MW | NPgY | Templeborough |  | 0 | 0.008 | 0.022 | 0.035 | 0.048 | 0.062 | 0.529 | 1.025 | 1.6 | 2.212 | 2.294 | 2.34 | 2.388 | 2.443 | 2.5 | 2.562 | 2.627 | 2.697 | 2.765 | 2.832 | 2.9 | 2.968 | 3.027 | 3.085 | 3.114 | 3.123 | 3.133 | 3.142 | 3.145
NPgY | GSP | NG FES - Consumer Transformation | Total installed wind capacity (MW) | THURCROFT | Consumer Transformation | Gen_BB015 | MW | NPgY | Thurcroft |  | 24.059 | 24.08 | 24.114 | 24.148 | 24.181 | 24.245 | 25.488 | 26.806 | 28.326 | 29.945 | 32.656 | 35.612 | 38.755 | 42.301 | 46.074 | 50.086 | 54.353 | 58.889 | 63.353 | 67.728 | 72.15 | 76.6 | 80.431 | 84.22 | 86.027 | 86.556 | 87.087 | 87.581 | 87.701
NPgY | GSP | NG FES - Consumer Transformation | Total installed wind capacity (MW) | WEST MELTON / THORPE MARSH | Consumer Transformation | Gen_BB015 | MW | NPgY | Thorpe Marsh |  | 61.329 | 61.329 | 61.329 | 61.329 | 61.329 | 61.392 | 61.516 | 61.641 | 61.765 | 61.902 | 67.432 | 73.71 | 80.387 | 87.92 | 95.933 | 104.455 | 113.517 | 123.154 | 132.635 | 141.929 | 151.321 | 160.772 | 168.909 | 176.958 | 180.794 | 181.916 | 183.044 | 184.09 | 184.345
NPgY | GSP | NG FES - Consumer Transformation | Total installed wind capacity (MW) | WEST MELTON SECTION 3 | Consumer Transformation | Gen_BB015 | MW | NPgY | West Melton |  | 16.543 | 16.583 | 16.647 | 16.711 | 16.775 | 16.884 | 19.216 | 21.692 | 24.55 | 27.595 | 31.961 | 36.687 | 41.713 | 47.386 | 53.419 | 59.836 | 66.66 | 73.917 | 81.056 | 88.054 | 95.126 | 102.241 | 108.366 | 114.424 | 117.306 | 118.142 | 118.982 | 119.76 | 119.941
NPgY | GSP | NG FES - Consumer Transformation | Total installed wind capacity (MW) | WINCOBANK | Consumer Transformation | Gen_BB015 | MW | NPgY | Wincobank |  | 0.124 | 0.14 | 0.166 | 0.192 | 0.218 | 0.246 | 1.156 | 2.124 | 3.247 | 4.442 | 4.613 | 4.714 | 4.822 | 4.944 | 5.073 | 5.211 | 5.357 | 5.512 | 5.665 | 5.815 | 5.967 | 6.119 | 6.251 | 6.382 | 6.445 | 6.466 | 6.487 | 6.506 | 6.513
NPgN | GSP | NG FES - Falling Short | Total installed wind capacity (MW) | BLYTH 66kV | Falling Short | Gen_BB015 | MW | NPgN | Blyth 66kV |  | 90 | 90.809 | 91.904 | 92.999 | 94.095 | 95.19 | 95.976 | 96.767 | 98.961 | 103.26 | 108.263 | 113.269 | 116.88 | 120.494 | 124.113 | 127.735 | 131.362 | 134.994 | 138.629 | 142.268 | 145.911 | 149.559 | 153.211 | 156.867 | 160.527 | 164.193 | 167.871 | 171.569 | 175.27
NPgN | GSP | NG FES - Falling Short | Total installed wind capacity (MW) | BLYTH 132kV | Falling Short | Gen_BB015 | MW | NPgN | Blyth 132kV |  | 106.964 | 107.151 | 107.4 | 107.65 | 107.899 | 108.148 | 108.328 | 108.508 | 109.007 | 109.986 | 111.126 | 112.266 | 113.089 | 113.912 | 114.736 | 115.561 | 116.387 | 117.215 | 118.042 | 118.871 | 119.701 | 120.532 | 121.364 | 122.197 | 123.03 | 123.865 | 124.704 | 125.55 | 126.397
NPgN | GSP | NG FES - Falling Short | Total installed wind capacity (MW) | FOURSTONES | Falling Short | Gen_BB015 | MW | NPgN | Fourstones |  | 88.883 | 88.883 | 88.883 | 88.883 | 88.883 | 88.883 | 88.883 | 88.883 | 88.883 | 88.883 | 88.883 | 88.883 | 88.883 | 88.883 | 88.883 | 88.883 | 88.883 | 88.883 | 88.883 | 88.883 | 88.883 | 88.883 | 88.883 | 88.883 | 88.883 | 88.883 | 88.884 | 88.886 | 88.889
NPgN | GSP | NG FES - Falling Short | Total installed wind capacity (MW) | HARTMOOR | Falling Short | Gen_BB015 | MW | NPgN | Hart Moor |  | 46.046 | 46.067 | 46.095 | 46.122 | 46.15 | 46.178 | 46.198 | 46.218 | 46.274 | 46.383 | 46.509 | 46.636 | 46.728 | 46.82 | 46.911 | 47.003 | 47.095 | 47.187 | 47.279 | 47.372 | 47.464 | 47.556 | 47.649 | 47.742 | 47.835 | 47.928 | 48.021 | 48.116 | 48.211
NPgN | GSP | NG FES - Falling Short | Total installed wind capacity (MW) | HAWTHORN PIT GRID | Falling Short | Gen_BB015 | MW | NPgN | Hawthorn Pit |  | 20.686 | 20.759 | 20.857 | 20.954 | 21.052 | 21.149 | 21.219 | 21.29 | 21.485 | 21.868 | 22.313 | 22.759 | 23.08 | 23.402 | 23.724 | 24.047 | 24.37 | 24.693 | 25.017 | 25.341 | 25.665 | 25.99 | 26.315 | 26.641 | 26.966 | 27.293 | 27.621 | 27.951 | 28.281
NPgN | GSP | NG FES - Falling Short | Total installed wind capacity (MW) | KNARESBOROUGH | Falling Short | Gen_BB015 | MW | NPgN | Knaresborough |  | 16.503 | 16.503 | 16.503 | 16.503 | 16.503 | 16.503 | 16.503 | 16.503 | 16.503 | 16.503 | 16.503 | 16.503 | 16.503 | 16.503 | 16.503 | 16.503 | 16.503 | 16.503 | 16.503 | 16.503 | 16.503 | 16.503 | 16.503 | 16.503 | 16.503 | 16.503 | 16.508 | 16.522 | 16.535
NPgN | GSP | NG FES - Falling Short | Total installed wind capacity (MW) | LACKENBY | Falling Short | Gen_BB015 | MW | NPgN | Lackenby |  | 64.868 | 64.976 | 65.121 | 65.265 | 65.409 | 65.553 | 65.657 | 65.761 | 66.05 | 66.616 | 67.275 | 67.935 | 68.41 | 68.886 | 69.363 | 69.84 | 70.318 | 70.796 | 71.275 | 71.755 | 72.234 | 72.715 | 73.196 | 73.678 | 74.16 | 74.643 | 75.127 | 75.614 | 76.101
NPgN | GSP | NG FES - Falling Short | Total installed wind capacity (MW) | NORTON | Falling Short | Gen_BB015 | MW | NPgN | Norton |  | 31.179 | 31.32 | 31.508 | 31.696 | 31.884 | 32.072 | 32.207 | 32.343 | 32.719 | 33.457 | 34.315 | 35.175 | 35.794 | 36.414 | 37.036 | 37.657 | 38.28 | 38.903 | 39.527 | 40.151 | 40.776 | 41.402 | 42.029 | 42.657 | 43.285 | 43.914 | 44.552 | 45.206 | 45.86
NPgN | GSP | NG FES - Falling Short | Total installed wind capacity (MW) | OFFERTON | Falling Short | Gen_BB015 | MW | NPgN | Offerton |  | 0.014 | 0.202 | 0.236 | 0.269 | 0.303 | 0.336 | 0.36 | 0.385 | 0.452 | 0.584 | 0.737 | 0.89 | 1.001 | 1.112 | 1.223 | 1.334 | 1.445 | 1.556 | 1.668 | 1.779 | 1.891 | 2.003 | 2.115 | 2.227 | 2.339 | 2.451 | 2.564 | 2.677 | 2.79
NPgN | GSP | NG FES - Falling Short | Total installed wind capacity (MW) | OSBALDWICK | Falling Short | Gen_BB015 | MW | NPgN | Osbaldwick |  | 0.813 | 1.153 | 1.607 | 2.061 | 2.515 | 2.97 | 3.296 | 3.624 | 4.534 | 6.316 | 8.391 | 10.467 | 11.964 | 13.463 | 14.964 | 16.466 | 17.97 | 19.476 | 20.984 | 22.493 | 24.004 | 25.516 | 27.031 | 28.547 | 30.065 | 31.585 | 33.114 | 34.66 | 36.206
NPgN | GSP | NG FES - Falling Short | Total installed wind capacity (MW) | POPPLETON | Falling Short | Gen_BB015 | MW | NPgN | Poppleton |  | 5.002 | 5.002 | 5.002 | 5.002 | 5.002 | 5.002 | 5.002 | 5.002 | 5.002 | 5.002 | 5.002 | 5.002 | 5.002 | 5.002 | 5.002 | 5.002 | 5.002 | 5.002 | 5.002 | 5.002 | 5.002 | 5.002 | 5.002 | 5.002 | 5.002 | 5.002 | 5.002 | 5.003 | 5.004
NPgN | GSP | NG FES - Falling Short | Total installed wind capacity (MW) | SALTHOLME | Falling Short | Gen_BB015 | MW | NPgN | Saltholme |  | 0 | 0.002 | 0.004 | 0.007 | 0.009 | 0.011 | 0.013 | 0.015 | 0.02 | 0.029 | 0.04 | 0.051 | 0.059 | 0.067 | 0.074 | 0.082 | 0.09 | 0.098 | 0.106 | 0.114 | 0.122 | 0.13 | 0.138 | 0.146 | 0.154 | 0.162 | 0.17 | 0.178 | 0.186
NPgN | GSP | NG FES - Falling Short | Total installed wind capacity (MW) | SOUTH SHIELDS | Falling Short | Gen_BB015 | MW | NPgN | South Shields |  | 0.012 | 0.136 | 0.153 | 0.171 | 0.188 | 0.206 | 0.218 | 0.231 | 0.266 | 0.335 | 0.415 | 0.495 | 0.552 | 0.61 | 0.668 | 0.726 | 0.783 | 0.841 | 0.899 | 0.958 | 1.016 | 1.074 | 1.132 | 1.191 | 1.249 | 1.308 | 1.366 | 1.425 | 1.484
NPgN | GSP | NG FES - Falling Short | Total installed wind capacity (MW) | SPADEADAM | Falling Short | Gen_BB015 | MW | NPgN | Spadeadam - Not in NG FES |  | 0.02 | 0.083 | 0.139 | 0.196 | 0.252 | 0.308 | 0.348 | 0.389 | 0.501 | 0.722 | 0.978 | 1.235 | 1.42 | 1.605 | 1.791 | 1.976 | 2.162 | 2.348 | 2.535 | 2.721 | 2.908 | 3.095 | 3.282 | 3.47 | 3.657 | 3.845 | 4.034 | 4.223 | 4.413
NPgN | GSP | NG FES - Falling Short | Total installed wind capacity (MW) | SPENNYMOOR | Falling Short | Gen_BB015 | MW | NPgN | Spennymoor |  | 74.519 | 74.753 | 75.067 | 75.38 | 75.694 | 76.007 | 76.232 | 76.458 | 77.086 | 78.316 | 79.748 | 81.18 | 82.213 | 83.247 | 84.283 | 85.319 | 86.357 | 87.396 | 88.436 | 89.477 | 90.52 | 91.564 | 92.609 | 93.655 | 94.702 | 95.751 | 96.805 | 97.869 | 98.933
NPgN | GSP | NG FES - Falling Short | Total installed wind capacity (MW) | STELLA NORTH | Falling Short | Gen_BB015 | MW | NPgN | Stella North |  | 0 | 0.609 | 0.716 | 0.823 | 0.93 | 1.037 | 1.114 | 1.191 | 1.406 | 1.826 | 2.315 | 2.804 | 3.157 | 3.51 | 3.864 | 4.218 | 4.573 | 4.928 | 5.283 | 5.639 | 5.995 | 6.352 | 6.709 | 7.066 | 7.424 | 7.782 | 8.141 | 8.502 | 8.863
NPgN | GSP | NG FES - Falling Short | Total installed wind capacity (MW) | STELLA SOUTH | Falling Short | Gen_BB015 | MW | NPgN | Stella South |  | 28.231 | 28.521 | 28.908 | 29.295 | 29.682 | 30.068 | 30.346 | 30.626 | 31.401 | 32.919 | 34.687 | 36.455 | 37.731 | 39.008 | 40.287 | 41.566 | 42.848 | 44.13 | 45.415 | 46.7 | 47.987 | 49.276 | 50.566 | 51.858 | 53.151 | 54.446 | 55.746 | 57.053 | 58.362
NPgN | GSP | NG FES - Falling Short | Total installed wind capacity (MW) | TYNEMOUTH | Falling Short | Gen_BB015 | MW | NPgN | Tynemouth 1 |  | 0.006 | 0.078 | 0.159 | 0.24 | 0.321 | 0.402 | 0.46 | 0.519 | 0.681 | 0.999 | 1.368 | 1.738 | 2.005 | 2.272 | 2.54 | 2.808 | 3.076 | 3.344 | 3.613 | 3.882 | 4.151 | 4.421 | 4.69 | 4.961 | 5.231 | 5.502 | 5.774 | 6.046 | 6.319
NPgN | GSP | NG FES - Falling Short | Total installed wind capacity (MW) | WEST BOLDON | Falling Short | Gen_BB015 | MW | NPgN | West Boldon |  | 6.156 | 6.211 | 6.285 | 6.359 | 6.433 | 6.507 | 6.56 | 6.613 | 6.761 | 7.052 | 7.389 | 7.727 | 7.971 | 8.215 | 8.46 | 8.704 | 8.949 | 9.194 | 9.44 | 9.685 | 9.932 | 10.178 | 10.424 | 10.671 | 10.918 | 11.166 | 11.414 | 11.663 | 11.912
NPgY | GSP | NG FES - Falling Short | Total installed wind capacity (MW) | BRADFORD WEST | Falling Short | Gen_BB015 | MW | NPgY | Bradford West |  | 21.761 | 21.761 | 21.761 | 21.761 | 21.761 | 21.761 | 21.761 | 21.761 | 21.761 | 21.761 | 21.761 | 21.761 | 21.761 | 21.761 | 21.783 | 21.854 | 21.926 | 21.998 | 22.07 | 22.142 | 22.214 | 22.286 | 22.358 | 22.429 | 22.502 | 23.136 | 24.608 | 26.083 | 27.559
NPgY | GSP | NG FES - Falling Short | Total installed wind capacity (MW) | CAMBLESFORTH | Falling Short | Gen_BB015 | MW | NPgY | Camblesforth |  | 118.81 | 118.81 | 118.81 | 118.81 | 118.81 | 118.81 | 118.81 | 118.81 | 118.81 | 118.81 | 118.81 | 118.81 | 118.81 | 118.81 | 118.814 | 118.825 | 118.837 | 118.848 | 118.86 | 118.872 | 118.883 | 118.895 | 118.906 | 118.918 | 118.929 | 118.982 | 119.094 | 119.207 | 119.321
NPgY | GSP | NG FES - Falling Short | Total installed wind capacity (MW) | CREYKE BECK | Falling Short | Gen_BB015 | MW | NPgY | Creyke Beck |  | 175.598 | 175.598 | 175.709 | 175.862 | 176.016 | 176.17 | 177.226 | 178.286 | 181.229 | 186.993 | 193.702 | 200.416 | 205.259 | 210.106 | 214.987 | 219.936 | 224.891 | 229.853 | 234.82 | 239.791 | 244.769 | 249.753 | 254.742 | 259.735 | 264.737 | 269.281 | 273.14 | 277.006 | 280.876
NPgY | GSP | NG FES - Falling Short | Total installed wind capacity (MW) | DRAX | Falling Short | Gen_BB015 | MW | NPgY | Drax |  | 38.261 | 38.261 | 38.261 | 38.261 | 38.261 | 38.261 | 38.261 | 38.261 | 38.261 | 38.261 | 38.261 | 38.261 | 38.261 | 38.261 | 38.266 | 38.282 | 38.297 | 38.313 | 38.329 | 38.345 | 38.361 | 38.376 | 38.392 | 38.408 | 38.424 | 38.715 | 39.417 | 40.12 | 40.824
NPgY | GSP | NG FES - Falling Short | Total installed wind capacity (MW) | ELLAND | Falling Short | Gen_BB015 | MW | NPgY | Elland |  | 43.093 | 43.093 | 43.093 | 43.093 | 43.093 | 43.093 | 43.093 | 43.093 | 43.093 | 43.093 | 43.093 | 43.093 | 43.093 | 43.093 | 43.099 | 43.12 | 43.141 | 43.162 | 43.183 | 43.204 | 43.225 | 43.246 | 43.266 | 43.287 | 43.308 | 43.569 | 44.187 | 44.806 | 45.425
NPgY | GSP | NG FES - Falling Short | Total installed wind capacity (MW) | FERRYBRIDGE A | Falling Short | Gen_BB015 | MW | NPgY | Ferrybridge A |  | 0.544 | 0.544 | 0.56 | 0.581 | 0.603 | 0.625 | 0.775 | 0.925 | 1.343 | 2.162 | 3.114 | 4.068 | 4.755 | 5.444 | 6.135 | 6.832 | 7.529 | 8.228 | 8.927 | 9.627 | 10.328 | 11.03 | 11.732 | 12.435 | 13.139 | 13.692 | 14.02 | 14.349 | 14.678
NPgY | GSP | NG FES - Falling Short | Total installed wind capacity (MW) | FERRYBRIDGE B | Falling Short | Gen_BB015 | MW | NPgY | Ferrybridge B (_M) |  | 12.972 | 12.972 | 13.007 | 13.055 | 13.103 | 13.151 | 13.48 | 13.811 | 14.728 | 16.526 | 18.618 | 20.712 | 22.222 | 23.733 | 25.253 | 26.788 | 28.325 | 29.864 | 31.404 | 32.946 | 34.49 | 36.036 | 37.584 | 39.132 | 40.684 | 41.985 | 42.915 | 43.846 | 44.778
NPgY | GSP | NG FES - Falling Short | Total installed wind capacity (MW) | GRIMSBY WEST | Falling Short | Gen_BB015 | MW | NPgY | Grimsby West |  | 26.283 | 26.283 | 26.283 | 26.283 | 26.283 | 26.283 | 26.283 | 26.283 | 26.283 | 26.283 | 26.283 | 26.283 | 26.283 | 26.283 | 26.286 | 26.297 | 26.307 | 26.318 | 26.329 | 26.339 | 26.35 | 26.361 | 26.371 | 26.382 | 26.393 | 26.588 | 27.06 | 27.533 | 28.006
NPgY | GSP | NG FES - Falling Short | Total installed wind capacity (MW) | JORDANTHORPE | Falling Short | Gen_BB015 | MW | NPgY | Jordanthorpe |  | 0.112 | 0.112 | 0.114 | 0.118 | 0.121 | 0.124 | 0.147 | 0.171 | 0.235 | 0.362 | 0.509 | 0.656 | 0.763 | 0.869 | 0.976 | 1.085 | 1.194 | 1.304 | 1.413 | 1.523 | 1.632 | 1.742 | 1.852 | 1.962 | 2.072 | 2.187 | 2.31 | 2.432 | 2.555
NPgY | GSP | NG FES - Falling Short | Total installed wind capacity (MW) | KEADBY | Falling Short | Gen_BB015 | MW | NPgY | Keadby |  | 137.063 | 137.063 | 137.063 | 137.063 | 137.063 | 137.063 | 137.063 | 137.063 | 137.063 | 137.063 | 137.063 | 137.063 | 137.063 | 137.063 | 137.08 | 137.135 | 137.191 | 137.246 | 137.302 | 137.357 | 137.413 | 137.469 | 137.524 | 137.579 | 137.635 | 138.656 | 141.114 | 143.575 | 146.04
NPgY | GSP | NG FES - Falling Short | Total installed wind capacity (MW) | KIRKSTALL B | Falling Short | Gen_BB015 | MW | NPgY | Kirkstall B |  | 2.597 | 2.597 | 2.65 | 2.723 | 2.796 | 2.869 | 3.373 | 3.879 | 5.282 | 8.031 | 11.231 | 14.433 | 16.742 | 19.054 | 21.371 | 23.694 | 26.021 | 28.35 | 30.682 | 33.016 | 35.352 | 37.692 | 40.035 | 42.379 | 44.727 | 46.194 | 46.346 | 46.499 | 46.652
NPgY | GSP | NG FES - Falling Short | Total installed wind capacity (MW) | NEEPSEND | Falling Short | Gen_BB015 | MW | NPgY | Neepsend |  | 0.03 | 0.03 | 0.03 | 0.031 | 0.032 | 0.033 | 0.039 | 0.045 | 0.061 | 0.093 | 0.13 | 0.167 | 0.194 | 0.221 | 0.248 | 0.278 | 0.307 | 0.337 | 0.367 | 0.397 | 0.426 | 0.456 | 0.486 | 0.516 | 0.546 | 0.622 | 0.768 | 0.913 | 1.059
NPgY | GSP | NG FES - Falling Short | Total installed wind capacity (MW) | NORTON LEES | Falling Short | Gen_BB015 | MW | NPgY | Norton Lees |  | 0.006 | 0.006 | 0.006 | 0.007 | 0.008 | 0.009 | 0.015 | 0.021 | 0.037 | 0.069 | 0.106 | 0.143 | 0.169 | 0.196 | 0.224 | 0.253 | 0.283 | 0.312 | 0.342 | 0.372 | 0.401 | 0.431 | 0.461 | 0.491 | 0.521 | 0.597 | 0.742 | 0.887 | 1.033
NPgY | GSP | NG FES - Falling Short | Total installed wind capacity (MW) | PITSMOOR 3/4 | Falling Short | Gen_BB015 | MW | NPgY | Pitsmoor |  | 0 | 0 | 0 | 0.001 | 0.001 | 0.001 | 0.004 | 0.007 | 0.014 | 0.028 | 0.044 | 0.06 | 0.072 | 0.084 | 0.096 | 0.109 | 0.122 | 0.135 | 0.148 | 0.161 | 0.174 | 0.187 | 0.2 | 0.214 | 0.227 | 0.26 | 0.322 | 0.384 | 0.447
NPgY | GSP | NG FES - Falling Short | Total installed wind capacity (MW) | SALTEND NORTH | Falling Short | Gen_BB015 | MW | NPgY | Saltend North |  | 38.339 | 38.339 | 38.339 | 38.339 | 38.339 | 38.339 | 38.339 | 38.339 | 38.339 | 38.339 | 38.339 | 38.339 | 38.339 | 38.339 | 38.342 | 38.353 | 38.364 | 38.375 | 38.386 | 38.397 | 38.407 | 38.418 | 38.429 | 38.44 | 38.451 | 38.629 | 39.058 | 39.487 | 39.917
NPgY | GSP | NG FES - Falling Short | Total installed wind capacity (MW) | SHEFFIELD CITY | Falling Short | Gen_BB015 | MW | NPgY | Sheffield City |  | 0.004 | 0.004 | 0.004 | 0.005 | 0.005 | 0.005 | 0.008 | 0.012 | 0.02 | 0.037 | 0.056 | 0.075 | 0.089 | 0.103 | 0.118 | 0.133 | 0.149 | 0.164 | 0.18 | 0.195 | 0.211 | 0.227 | 0.242 | 0.258 | 0.273 | 0.313 | 0.389 | 0.465 | 0.542
NPgY | GSP | NG FES - Falling Short | Total installed wind capacity (MW) | SKELTON GRANGE | Falling Short | Gen_BB015 | MW | NPgY | Skelton Grange |  | 0.265 | 0.725 | 0.938 | 1.056 | 1.174 | 1.293 | 2.105 | 2.92 | 5.184 | 9.617 | 14.777 | 19.94 | 23.664 | 27.392 | 31.131 | 34.886 | 38.645 | 42.41 | 46.178 | 49.95 | 53.727 | 57.508 | 61.294 | 65.083 | 68.878 | 71.379 | 71.954 | 72.529 | 73.105
NPgY | GSP | NG FES - Falling Short | Total installed wind capacity (MW) | TEMPLEBOROUGH 275/33KV | Falling Short | Gen_BB015 | MW | NPgY | Templeborough |  | 0 | 0 | 0.003 | 0.007 | 0.01 | 0.014 | 0.04 | 0.066 | 0.139 | 0.281 | 0.446 | 0.612 | 0.731 | 0.851 | 0.971 | 1.091 | 1.211 | 1.331 | 1.452 | 1.572 | 1.693 | 1.814 | 1.935 | 2.056 | 2.178 | 2.254 | 2.262 | 2.27 | 2.278
NPgY | GSP | NG FES - Falling Short | Total installed wind capacity (MW) | THURCROFT | Falling Short | Gen_BB015 | MW | NPgY | Thurcroft |  | 24.059 | 24.059 | 24.066 | 24.075 | 24.085 | 24.095 | 24.161 | 24.227 | 24.412 | 24.774 | 25.195 | 25.617 | 25.921 | 26.225 | 26.533 | 26.85 | 27.167 | 27.485 | 27.803 | 28.121 | 28.44 | 28.759 | 29.078 | 29.397 | 29.718 | 30.117 | 30.635 | 31.154 | 31.673
NPgY | GSP | NG FES - Falling Short | Total installed wind capacity (MW) | WEST MELTON / THORPE MARSH | Falling Short | Gen_BB015 | MW | NPgY | Thorpe Marsh |  | 61.329 | 61.329 | 61.329 | 61.329 | 61.329 | 61.329 | 61.329 | 61.329 | 61.329 | 61.329 | 61.329 | 61.329 | 61.329 | 61.329 | 61.336 | 61.361 | 61.386 | 61.411 | 61.436 | 61.461 | 61.486 | 61.511 | 61.535 | 61.56 | 61.585 | 62.042 | 63.142 | 64.244 | 65.347
NPgY | GSP | NG FES - Falling Short | Total installed wind capacity (MW) | WEST MELTON SECTION 3 | Falling Short | Gen_BB015 | MW | NPgY | West Melton |  | 16.543 | 16.543 | 16.556 | 16.574 | 16.592 | 16.611 | 16.736 | 16.863 | 17.213 | 17.899 | 18.698 | 19.497 | 20.073 | 20.65 | 21.233 | 21.829 | 22.425 | 23.023 | 23.621 | 24.219 | 24.819 | 25.419 | 26.019 | 26.62 | 27.223 | 27.916 | 28.744 | 29.573 | 30.404
NPgY | GSP | NG FES - Falling Short | Total installed wind capacity (MW) | WINCOBANK | Falling Short | Gen_BB015 | MW | NPgY | Wincobank |  | 0.124 | 0.124 | 0.129 | 0.137 | 0.144 | 0.152 | 0.202 | 0.253 | 0.395 | 0.672 | 0.995 | 1.318 | 1.551 | 1.784 | 2.017 | 2.252 | 2.486 | 2.721 | 2.957 | 3.192 | 3.428 | 3.664 | 3.9 | 4.137 | 4.373 | 4.522 | 4.54 | 4.558 | 4.576
NPgN | GSP | NG FES - Leading the Way | Total installed wind capacity (MW) | BLYTH 66kV | Leading the Way | Gen_BB015 | MW | NPgN | Blyth 66kV |  | 90 | 92.178 | 94.642 | 97.106 | 99.57 | 102.034 | 111.634 | 121.759 | 134.505 | 147.901 | 161.989 | 176.803 | 192.47 | 209.942 | 228.335 | 247.704 | 268.104 | 289.593 | 312.233 | 334.476 | 356.955 | 379.581 | 399.333 | 418.909 | 429.233 | 433.599 | 438.001 | 442.242 | 444.765
NPgN | GSP | NG FES - Leading the Way | Total installed wind capacity (MW) | BLYTH 132kV | Leading the Way | Gen_BB015 | MW | NPgN | Blyth 132kV |  | 106.964 | 107.462 | 108.024 | 108.585 | 109.146 | 109.707 | 111.894 | 114.2 | 117.103 | 120.154 | 123.363 | 126.737 | 130.318 | 134.312 | 138.517 | 142.945 | 147.609 | 152.522 | 157.698 | 162.784 | 167.925 | 173.101 | 177.623 | 182.105 | 184.481 | 185.501 | 186.531 | 187.524 | 188.127
NPgN | GSP | NG FES - Leading the Way | Total installed wind capacity (MW) | FOURSTONES | Leading the Way | Gen_BB015 | MW | NPgN | Fourstones |  | 88.883 | 88.883 | 88.883 | 88.883 | 88.883 | 88.883 | 88.883 | 88.883 | 88.883 | 88.883 | 88.883 | 88.883 | 88.892 | 88.902 | 88.913 | 88.925 | 88.938 | 88.951 | 88.965 | 88.979 | 88.994 | 89.01 | 89.026 | 89.043 | 89.061 | 89.079 | 89.098 | 89.118 | 89.138
NPgN | GSP | NG FES - Leading the Way | Total installed wind capacity (MW) | HARTMOOR | Leading the Way | Gen_BB015 | MW | NPgN | Hart Moor |  | 46.046 | 46.102 | 46.164 | 46.227 | 46.289 | 46.352 | 46.595 | 46.852 | 47.175 | 47.514 | 47.872 | 48.247 | 48.648 | 49.094 | 49.565 | 50.06 | 50.582 | 51.131 | 51.71 | 52.28 | 52.855 | 53.434 | 53.941 | 54.443 | 54.712 | 54.829 | 54.947 | 55.062 | 55.133
NPgN | GSP | NG FES - Leading the Way | Total installed wind capacity (MW) | HAWTHORN PIT GRID | Leading the Way | Gen_BB015 | MW | NPgN | Hawthorn Pit |  | 20.686 | 20.881 | 21.101 | 21.32 | 21.539 | 21.759 | 22.613 | 23.515 | 24.65 | 25.842 | 27.097 | 28.415 | 29.813 | 31.372 | 33.014 | 34.742 | 36.563 | 38.48 | 40.501 | 42.486 | 44.492 | 46.512 | 48.276 | 50.025 | 50.95 | 51.345 | 51.743 | 52.128 | 52.359
NPgN | GSP | NG FES - Leading the Way | Total installed wind capacity (MW) | KNARESBOROUGH | Leading the Way | Gen_BB015 | MW | NPgN | Knaresborough |  | 16.503 | 16.503 | 16.503 | 16.503 | 16.503 | 16.503 | 16.503 | 16.503 | 16.503 | 16.503 | 16.503 | 16.503 | 16.548 | 16.601 | 16.657 | 16.717 | 16.78 | 16.846 | 16.916 | 16.988 | 17.065 | 17.144 | 17.227 | 17.313 | 17.403 | 17.495 | 17.591 | 17.691 | 17.793
NPgN | GSP | NG FES - Leading the Way | Total installed wind capacity (MW) | LACKENBY | Leading the Way | Gen_BB015 | MW | NPgN | Lackenby |  | 64.868 | 65.157 | 65.481 | 65.806 | 66.13 | 66.455 | 67.719 | 69.053 | 70.732 | 72.497 | 74.352 | 76.304 | 78.367 | 80.667 | 83.089 | 85.639 | 88.325 | 91.155 | 94.136 | 97.065 | 100.024 | 103.003 | 105.604 | 108.181 | 109.539 | 110.113 | 110.691 | 111.248 | 111.579
NPgN | GSP | NG FES - Leading the Way | Total installed wind capacity (MW) | NORTON | Leading the Way | Gen_BB015 | MW | NPgN | Norton |  | 31.179 | 31.555 | 31.978 | 32.401 | 32.824 | 33.247 | 34.894 | 36.632 | 38.819 | 41.118 | 43.535 | 46.078 | 48.83 | 51.904 | 55.14 | 58.549 | 62.139 | 65.921 | 69.905 | 73.826 | 77.792 | 81.788 | 85.295 | 88.777 | 90.676 | 91.556 | 92.449 | 93.318 | 93.896
NPgN | GSP | NG FES - Leading the Way | Total installed wind capacity (MW) | OFFERTON | Leading the Way | Gen_BB015 | MW | NPgN | Offerton |  | 0.014 | 0.244 | 0.32 | 0.395 | 0.471 | 0.546 | 0.84 | 1.151 | 1.541 | 1.952 | 2.384 | 2.838 | 3.317 | 3.851 | 4.414 | 5.006 | 5.63 | 6.287 | 6.979 | 7.659 | 8.346 | 9.038 | 9.641 | 10.239 | 10.554 | 10.685 | 10.818 | 10.946 | 11.021
NPgN | GSP | NG FES - Leading the Way | Total installed wind capacity (MW) | OSBALDWICK | Leading the Way | Gen_BB015 | MW | NPgN | Osbaldwick |  | 0.813 | 1.721 | 2.743 | 3.764 | 4.786 | 5.808 | 9.789 | 13.988 | 19.273 | 24.829 | 30.671 | 36.815 | 43.351 | 50.642 | 58.319 | 66.403 | 74.918 | 83.888 | 93.337 | 102.625 | 112.013 | 121.466 | 129.729 | 137.922 | 142.282 | 144.173 | 146.083 | 147.928 | 149.064
NPgN | GSP | NG FES - Leading the Way | Total installed wind capacity (MW) | POPPLETON | Leading the Way | Gen_BB015 | MW | NPgN | Poppleton |  | 5.002 | 5.002 | 5.002 | 5.002 | 5.002 | 5.002 | 5.002 | 5.002 | 5.002 | 5.002 | 5.002 | 5.002 | 5.005 | 5.008 | 5.011 | 5.015 | 5.019 | 5.023 | 5.027 | 5.032 | 5.036 | 5.041 | 5.046 | 5.051 | 5.057 | 5.062 | 5.068 | 5.074 | 5.081
NPgN | GSP | NG FES - Leading the Way | Total installed wind capacity (MW) | SALTHOLME | Leading the Way | Gen_BB015 | MW | NPgN | Saltholme |  | 0 | 0.005 | 0.01 | 0.016 | 0.021 | 0.026 | 0.047 | 0.069 | 0.097 | 0.126 | 0.157 | 0.189 | 0.223 | 0.261 | 0.301 | 0.343 | 0.388 | 0.434 | 0.484 | 0.532 | 0.581 | 0.63 | 0.673 | 0.715 | 0.738 | 0.747 | 0.756 | 0.765 | 0.77
NPgN | GSP | NG FES - Leading the Way | Total installed wind capacity (MW) | SOUTH SHIELDS | Leading the Way | Gen_BB015 | MW | NPgN | South Shields |  | 0.012 | 0.158 | 0.197 | 0.236 | 0.276 | 0.315 | 0.468 | 0.63 | 0.834 | 1.048 | 1.273 | 1.509 | 1.759 | 2.037 | 2.329 | 2.638 | 2.962 | 3.305 | 3.665 | 4.019 | 4.377 | 4.737 | 5.051 | 5.362 | 5.525 | 5.593 | 5.662 | 5.728 | 5.767
NPgN | GSP | NG FES - Leading the Way | Total installed wind capacity (MW) | SPADEADAM | Leading the Way | Gen_BB015 | MW | NPgN | Spadeadam - Not in NG FES |  | 0.02 | 0.153 | 0.28 | 0.406 | 0.532 | 0.659 | 1.151 | 1.67 | 2.323 | 3.01 | 3.732 | 4.492 | 5.294 | 6.19 | 7.132 | 8.125 | 9.17 | 10.271 | 11.431 | 12.571 | 13.723 | 14.882 | 15.894 | 16.897 | 17.426 | 17.649 | 17.874 | 18.091 | 18.22
NPgN | GSP | NG FES - Leading the Way | Total installed wind capacity (MW) | SPENNYMOOR | Leading the Way | Gen_BB015 | MW | NPgN | Spennymoor |  | 74.519 | 75.145 | 75.85 | 76.555 | 77.26 | 77.965 | 80.712 | 83.609 | 87.256 | 91.089 | 95.12 | 99.359 | 103.86 | 108.88 | 114.165 | 119.731 | 125.594 | 131.769 | 138.274 | 144.668 | 151.13 | 157.636 | 163.32 | 168.956 | 171.946 | 173.232 | 174.529 | 175.783 | 176.545
NPgN | GSP | NG FES - Leading the Way | Total installed wind capacity (MW) | STELLA NORTH | Leading the Way | Gen_BB015 | MW | NPgN | Stella North |  | 0 | 0.743 | 0.983 | 1.224 | 1.465 | 1.706 | 2.644 | 3.634 | 4.88 | 6.19 | 7.567 | 9.015 | 10.544 | 12.249 | 14.044 | 15.934 | 17.925 | 20.022 | 22.232 | 24.402 | 26.595 | 28.803 | 30.729 | 32.639 | 33.643 | 34.065 | 34.49 | 34.9 | 35.141
NPgN | GSP | NG FES - Leading the Way | Total installed wind capacity (MW) | STELLA SOUTH | Leading the Way | Gen_BB015 | MW | NPgN | Stella South |  | 28.231 | 29.004 | 29.875 | 30.745 | 31.616 | 32.487 | 35.878 | 39.455 | 43.958 | 48.69 | 53.667 | 58.901 | 64.439 | 70.615 | 77.117 | 83.965 | 91.176 | 98.773 | 106.776 | 114.64 | 122.587 | 130.586 | 137.57 | 144.493 | 148.147 | 149.696 | 151.258 | 152.764 | 153.663
NPgN | GSP | NG FES - Leading the Way | Total installed wind capacity (MW) | TYNEMOUTH | Leading the Way | Gen_BB015 | MW | NPgN | Tynemouth 1 |  | 0.006 | 0.18 | 0.362 | 0.544 | 0.726 | 0.908 | 1.618 | 2.366 | 3.308 | 4.298 | 5.339 | 6.434 | 7.59 | 8.878 | 10.235 | 11.663 | 13.168 | 14.752 | 16.422 | 18.062 | 19.72 | 21.388 | 22.843 | 24.285 | 25.044 | 25.362 | 25.682 | 25.99 | 26.171
NPgN | GSP | NG FES - Leading the Way | Total installed wind capacity (MW) | WEST BOLDON | Leading the Way | Gen_BB015 | MW | NPgN | West Boldon |  | 6.156 | 6.303 | 6.47 | 6.636 | 6.802 | 6.969 | 7.617 | 8.301 | 9.161 | 10.066 | 11.017 | 12.017 | 13.073 | 14.25 | 15.489 | 16.793 | 18.167 | 19.615 | 21.14 | 22.638 | 24.151 | 25.675 | 27.004 | 28.321 | 29.014 | 29.303 | 29.595 | 29.876 | 30.041
NPgY | GSP | NG FES - Leading the Way | Total installed wind capacity (MW) | BRADFORD WEST | Leading the Way | Gen_BB015 | MW | NPgY | Bradford West |  | 21.761 | 21.761 | 21.761 | 21.761 | 21.761 | 21.761 | 21.773 | 21.952 | 22.151 | 22.366 | 22.599 | 25.888 | 32.107 | 39.027 | 46.314 | 53.99 | 62.075 | 70.592 | 79.563 | 88.398 | 97.338 | 106.351 | 114.283 | 122.163 | 126.526 | 128.632 | 130.766 | 132.855 | 134.303
NPgY | GSP | NG FES - Leading the Way | Total installed wind capacity (MW) | CAMBLESFORTH | Leading the Way | Gen_BB015 | MW | NPgY | Camblesforth |  | 118.81 | 118.81 | 118.81 | 118.81 | 118.81 | 118.81 | 118.812 | 118.841 | 118.873 | 118.908 | 118.945 | 119.205 | 119.679 | 120.205 | 120.759 | 121.342 | 121.957 | 122.605 | 123.287 | 123.961 | 124.644 | 125.334 | 125.947 | 126.558 | 126.917 | 127.113 | 127.314 | 127.512 | 127.666
NPgY | GSP | NG FES - Leading the Way | Total installed wind capacity (MW) | CREYKE BECK | Leading the Way | Gen_BB015 | MW | NPgY | Creyke Beck |  | 175.598 | 175.747 | 176.093 | 176.439 | 176.785 | 177.13 | 190.02 | 203.827 | 221.171 | 239.412 | 258.599 | 276.292 | 292.645 | 310.859 | 330.036 | 350.233 | 371.504 | 393.913 | 417.519 | 440.735 | 464.208 | 487.85 | 508.555 | 529.098 | 540.149 | 545.1 | 550.103 | 554.957 | 558.063
NPgY | GSP | NG FES - Leading the Way | Total installed wind capacity (MW) | DRAX | Leading the Way | Gen_BB015 | MW | NPgY | Drax |  | 38.261 | 38.261 | 38.261 | 38.261 | 38.261 | 38.261 | 38.264 | 38.303 | 38.347 | 38.394 | 38.445 | 39.988 | 42.962 | 46.275 | 49.763 | 53.436 | 57.305 | 61.38 | 65.673 | 69.895 | 74.164 | 78.463 | 82.227 | 85.961 | 87.968 | 88.863 | 89.768 | 90.645 | 91.204
NPgY | GSP | NG FES - Leading the Way | Total installed wind capacity (MW) | ELLAND | Leading the Way | Gen_BB015 | MW | NPgY | Elland |  | 43.093 | 43.093 | 43.093 | 43.093 | 43.093 | 43.093 | 43.096 | 43.149 | 43.206 | 43.269 | 43.337 | 44.705 | 47.319 | 50.23 | 53.295 | 56.523 | 59.923 | 63.504 | 67.277 | 70.99 | 74.745 | 78.528 | 81.848 | 85.144 | 86.938 | 87.768 | 88.607 | 89.424 | 89.966
NPgY | GSP | NG FES - Leading the Way | Total installed wind capacity (MW) | FERRYBRIDGE A | Leading the Way | Gen_BB015 | MW | NPgY | Ferrybridge A |  | 0.544 | 0.565 | 0.614 | 0.663 | 0.712 | 0.761 | 2.591 | 4.536 | 6.982 | 9.555 | 12.26 | 14.287 | 15.676 | 17.224 | 18.854 | 20.57 | 22.378 | 24.282 | 26.288 | 28.261 | 30.255 | 32.264 | 34.022 | 35.767 | 36.703 | 37.119 | 37.54 | 37.947 | 38.206
NPgY | GSP | NG FES - Leading the Way | Total installed wind capacity (MW) | FERRYBRIDGE B | Leading the Way | Gen_BB015 | MW | NPgY | Ferrybridge B (_M) |  | 12.972 | 13.019 | 13.127 | 13.235 | 13.342 | 13.45 | 17.468 | 21.753 | 27.139 | 32.802 | 38.758 | 43.67 | 47.609 | 51.996 | 56.615 | 61.48 | 66.603 | 72.001 | 77.687 | 83.278 | 88.931 | 94.624 | 99.608 | 104.553 | 107.207 | 108.388 | 109.582 | 110.739 | 111.474
NPgY | GSP | NG FES - Leading the Way | Total installed wind capacity (MW) | GRIMSBY WEST | Leading the Way | Gen_BB015 | MW | NPgY | Grimsby West |  | 26.283 | 26.283 | 26.283 | 26.283 | 26.283 | 26.283 | 26.284 | 26.311 | 26.34 | 26.372 | 26.407 | 27.444 | 29.443 | 31.67 | 34.014 | 36.483 | 39.084 | 41.823 | 44.709 | 47.547 | 50.416 | 53.306 | 55.836 | 58.346 | 59.695 | 60.297 | 60.906 | 61.496 | 61.872
NPgY | GSP | NG FES - Leading the Way | Total installed wind capacity (MW) | JORDANTHORPE | Leading the Way | Gen_BB015 | MW | NPgY | Jordanthorpe |  | 0.112 | 0.115 | 0.123 | 0.13 | 0.138 | 0.145 | 0.428 | 0.732 | 1.114 | 1.516 | 1.938 | 2.408 | 2.927 | 3.505 | 4.113 | 4.754 | 5.428 | 6.139 | 6.888 | 7.624 | 8.368 | 9.118 | 9.774 | 10.425 | 10.773 | 10.927 | 11.083 | 11.234 | 11.329
NPgY | GSP | NG FES - Leading the Way | Total installed wind capacity (MW) | KEADBY | Leading the Way | Gen_BB015 | MW | NPgY | Keadby |  | 137.063 | 137.063 | 137.063 | 137.063 | 137.063 | 137.063 | 137.072 | 137.211 | 137.364 | 137.53 | 137.71 | 143.115 | 153.529 | 165.128 | 177.341 | 190.204 | 203.75 | 218.021 | 233.054 | 247.838 | 262.785 | 277.839 | 291.021 | 304.098 | 311.125 | 314.262 | 317.432 | 320.506 | 322.465
NPgY | GSP | NG FES - Leading the Way | Total installed wind capacity (MW) | KIRKSTALL B | Leading the Way | Gen_BB015 | MW | NPgY | Kirkstall B |  | 2.597 | 2.668 | 2.833 | 2.998 | 3.163 | 3.328 | 9.469 | 15.961 | 24.131 | 32.719 | 41.75 | 46.477 | 47.122 | 47.841 | 48.597 | 49.394 | 50.234 | 51.118 | 52.049 | 52.966 | 53.894 | 54.829 | 55.651 | 56.467 | 56.915 | 57.128 | 57.343 | 57.553 | 57.696
NPgY | GSP | NG FES - Leading the Way | Total installed wind capacity (MW) | NEEPSEND | Leading the Way | Gen_BB015 | MW | NPgY | Neepsend |  | 0.03 | 0.031 | 0.032 | 0.034 | 0.036 | 0.038 | 0.11 | 0.192 | 0.294 | 0.401 | 0.515 | 0.885 | 1.502 | 2.189 | 2.912 | 3.674 | 4.476 | 5.322 | 6.212 | 7.087 | 7.972 | 8.864 | 9.644 | 10.417 | 10.831 | 11.013 | 11.198 | 11.376 | 11.489
NPgY | GSP | NG FES - Leading the Way | Total installed wind capacity (MW) | NORTON LEES | Leading the Way | Gen_BB015 | MW | NPgY | Norton Lees |  | 0.006 | 0.007 | 0.008 | 0.01 | 0.012 | 0.014 | 0.086 | 0.167 | 0.269 | 0.377 | 0.49 | 0.859 | 1.474 | 2.16 | 2.881 | 3.641 | 4.442 | 5.285 | 6.173 | 7.046 | 7.929 | 8.818 | 9.596 | 10.368 | 10.781 | 10.963 | 11.147 | 11.325 | 11.437
NPgY | GSP | NG FES - Leading the Way | Total installed wind capacity (MW) | PITSMOOR 3/4 | Leading the Way | Gen_BB015 | MW | NPgY | Pitsmoor |  | 0 | 0 | 0.001 | 0.002 | 0.003 | 0.004 | 0.035 | 0.071 | 0.116 | 0.163 | 0.213 | 0.372 | 0.636 | 0.931 | 1.24 | 1.567 | 1.91 | 2.272 | 2.653 | 3.028 | 3.407 | 3.789 | 4.123 | 4.454 | 4.631 | 4.71 | 4.789 | 4.865 | 4.913
NPgY | GSP | NG FES - Leading the Way | Total installed wind capacity (MW) | SALTEND NORTH | Leading the Way | Gen_BB015 | MW | NPgY | Saltend North |  | 38.339 | 38.339 | 38.339 | 38.339 | 38.339 | 38.339 | 38.341 | 38.368 | 38.398 | 38.43 | 38.465 | 39.409 | 41.224 | 43.245 | 45.374 | 47.615 | 49.976 | 52.463 | 55.083 | 57.66 | 60.265 | 62.889 | 65.188 | 67.47 | 68.699 | 69.253 | 69.813 | 70.356 | 70.706
NPgY | GSP | NG FES - Leading the Way | Total installed wind capacity (MW) | SHEFFIELD CITY | Leading the Way | Gen_BB015 | MW | NPgY | Sheffield City |  | 0.004 | 0.004 | 0.005 | 0.006 | 0.007 | 0.008 | 0.046 | 0.088 | 0.142 | 0.198 | 0.257 | 0.45 | 0.773 | 1.132 | 1.509 | 1.907 | 2.326 | 2.768 | 3.233 | 3.69 | 4.153 | 4.618 | 5.025 | 5.429 | 5.646 | 5.741 | 5.837 | 5.931 | 5.989
NPgY | GSP | NG FES - Leading the Way | Total installed wind capacity (MW) | SKELTON GRANGE | Leading the Way | Gen_BB015 | MW | NPgY | Skelton Grange |  | 0.265 | 0.968 | 1.234 | 1.5 | 1.766 | 2.031 | 11.936 | 22.426 | 35.624 | 49.498 | 64.087 | 72.433 | 74.865 | 77.572 | 80.422 | 83.424 | 86.586 | 89.916 | 93.425 | 96.878 | 100.369 | 103.887 | 106.973 | 110.037 | 111.702 | 112.469 | 113.244 | 114 | 114.498
NPgY | GSP | NG FES - Leading the Way | Total installed wind capacity (MW) | TEMPLEBOROUGH 275/33KV | Leading the Way | Gen_BB015 | MW | NPgY | Templeborough |  | 0 | 0.004 | 0.012 | 0.021 | 0.029 | 0.038 | 0.355 | 0.691 | 1.113 | 1.557 | 2.024 | 2.268 | 2.302 | 2.339 | 2.379 | 2.42 | 2.464 | 2.51 | 2.558 | 2.606 | 2.654 | 2.703 | 2.746 | 2.788 | 2.812 | 2.823 | 2.834 | 2.845 | 2.852
NPgY | GSP | NG FES - Leading the Way | Total installed wind capacity (MW) | THURCROFT | Leading the Way | Gen_BB015 | MW | NPgY | Thurcroft |  | 24.059 | 24.068 | 24.09 | 24.112 | 24.133 | 24.155 | 24.965 | 25.847 | 26.953 | 28.116 | 29.34 | 31.057 | 33.251 | 35.695 | 38.268 | 40.979 | 43.833 | 46.84 | 50.007 | 53.122 | 56.272 | 59.444 | 62.221 | 64.977 | 66.458 | 67.119 | 67.788 | 68.436 | 68.85
NPgY | GSP | NG FES - Leading the Way | Total installed wind capacity (MW) | WEST MELTON / THORPE MARSH | Leading the Way | Gen_BB015 | MW | NPgY | Thorpe Marsh |  | 61.329 | 61.329 | 61.329 | 61.329 | 61.329 | 61.329 | 61.333 | 61.395 | 61.464 | 61.538 | 61.619 | 64.038 | 68.698 | 73.89 | 79.356 | 85.112 | 91.175 | 97.562 | 104.29 | 110.907 | 117.596 | 124.334 | 130.233 | 136.086 | 139.231 | 140.635 | 142.054 | 143.43 | 144.307
NPgY | GSP | NG FES - Leading the Way | Total installed wind capacity (MW) | WEST MELTON SECTION 3 | Leading the Way | Gen_BB015 | MW | NPgY | West Melton |  | 16.543 | 16.56 | 16.602 | 16.643 | 16.684 | 16.725 | 18.26 | 19.921 | 22.004 | 24.195 | 26.501 | 29.416 | 32.926 | 36.835 | 40.951 | 45.286 | 49.851 | 54.661 | 59.728 | 64.71 | 69.747 | 74.819 | 79.26 | 83.665 | 86.029 | 87.08 | 88.142 | 89.171 | 89.824
NPgY | GSP | NG FES - Leading the Way | Total installed wind capacity (MW) | WINCOBANK | Leading the Way | Gen_BB015 | MW | NPgY | Wincobank |  | 0.124 | 0.131 | 0.148 | 0.164 | 0.181 | 0.198 | 0.817 | 1.472 | 2.296 | 3.162 | 4.073 | 4.555 | 4.63 | 4.714 | 4.802 | 4.895 | 4.992 | 5.095 | 5.204 | 5.311 | 5.419 | 5.527 | 5.623 | 5.718 | 5.77 | 5.794 | 5.819 | 5.843 | 5.859
NPgN | GSP | NG FES - System Transformation | Total installed wind capacity (MW) | BLYTH 66kV | System Transformation | Gen_BB015 | MW | NPgN | Blyth 66kV |  | 90 | 92.178 | 94.642 | 97.106 | 99.57 | 102.034 | 104.481 | 106.964 | 113.12 | 119.344 | 125.636 | 131.998 | 138.432 | 144.938 | 151.519 | 158.175 | 164.908 | 171.721 | 178.613 | 185.627 | 192.727 | 199.913 | 207.186 | 214.547 | 222.005 | 229.555 | 237.199 | 244.94 | 252.778
NPgN | GSP | NG FES - System Transformation | Total installed wind capacity (MW) | BLYTH 132kV | System Transformation | Gen_BB015 | MW | NPgN | Blyth 132kV |  | 106.964 | 107.462 | 108.024 | 108.585 | 109.146 | 109.707 | 110.265 | 110.83 | 112.232 | 113.65 | 115.083 | 116.532 | 117.998 | 119.48 | 120.978 | 122.494 | 124.028 | 125.58 | 127.15 | 128.753 | 130.377 | 132.02 | 133.683 | 135.366 | 137.072 | 138.799 | 140.547 | 142.318 | 144.11
NPgN | GSP | NG FES - System Transformation | Total installed wind capacity (MW) | FOURSTONES | System Transformation | Gen_BB015 | MW | NPgN | Fourstones |  | 88.883 | 88.883 | 88.883 | 88.883 | 88.883 | 88.883 | 88.883 | 88.883 | 88.883 | 88.883 | 88.883 | 88.883 | 88.883 | 88.883 | 88.883 | 88.883 | 88.883 | 88.883 | 88.883 | 88.887 | 88.892 | 88.896 | 88.901 | 88.905 | 88.911 | 88.916 | 88.921 | 88.926 | 88.932
NPgN | GSP | NG FES - System Transformation | Total installed wind capacity (MW) | HARTMOOR | System Transformation | Gen_BB015 | MW | NPgN | Hart Moor |  | 46.046 | 46.102 | 46.164 | 46.227 | 46.289 | 46.352 | 46.414 | 46.477 | 46.633 | 46.79 | 46.95 | 47.111 | 47.274 | 47.439 | 47.606 | 47.775 | 47.946 | 48.118 | 48.293 | 48.472 | 48.654 | 48.838 | 49.024 | 49.212 | 49.403 | 49.597 | 49.792 | 49.991 | 50.191
NPgN | GSP | NG FES - System Transformation | Total installed wind capacity (MW) | HAWTHORN PIT GRID | System Transformation | Gen_BB015 | MW | NPgN | Hawthorn Pit |  | 20.686 | 20.881 | 21.101 | 21.32 | 21.539 | 21.759 | 21.977 | 22.198 | 22.746 | 23.3 | 23.86 | 24.426 | 24.999 | 25.579 | 26.164 | 26.757 | 27.357 | 27.963 | 28.577 | 29.203 | 29.836 | 30.478 | 31.127 | 31.784 | 32.449 | 33.123 | 33.806 | 34.497 | 35.196
NPgN | GSP | NG FES - System Transformation | Total installed wind capacity (MW) | KNARESBOROUGH | System Transformation | Gen_BB015 | MW | NPgN | Knaresborough |  | 16.503 | 16.503 | 16.503 | 16.503 | 16.503 | 16.503 | 16.503 | 16.503 | 16.503 | 16.503 | 16.503 | 16.503 | 16.503 | 16.503 | 16.503 | 16.503 | 16.503 | 16.503 | 16.503 | 16.524 | 16.548 | 16.571 | 16.594 | 16.617 | 16.644 | 16.67 | 16.697 | 16.723 | 16.75
NPgN | GSP | NG FES - System Transformation | Total installed wind capacity (MW) | LACKENBY | System Transformation | Gen_BB015 | MW | NPgN | Lackenby |  | 64.868 | 65.157 | 65.481 | 65.806 | 66.13 | 66.455 | 66.777 | 67.104 | 67.915 | 68.735 | 69.564 | 70.402 | 71.249 | 72.106 | 72.973 | 73.85 | 74.737 | 75.634 | 76.542 | 77.466 | 78.4 | 79.347 | 80.304 | 81.273 | 82.255 | 83.249 | 84.256 | 85.275 | 86.307
NPgN | GSP | NG FES - System Transformation | Total installed wind capacity (MW) | NORTON | System Transformation | Gen_BB015 | MW | NPgN | Norton |  | 31.179 | 31.555 | 31.978 | 32.401 | 32.824 | 33.247 | 33.666 | 34.092 | 35.149 | 36.217 | 37.297 | 38.389 | 39.493 | 40.609 | 41.739 | 42.881 | 44.037 | 45.206 | 46.388 | 47.622 | 48.874 | 50.14 | 51.421 | 52.717 | 54.035 | 55.368 | 56.717 | 58.083 | 59.466
NPgN | GSP | NG FES - System Transformation | Total installed wind capacity (MW) | OFFERTON | System Transformation | Gen_BB015 | MW | NPgN | Offerton |  | 0.014 | 0.244 | 0.32 | 0.395 | 0.471 | 0.546 | 0.621 | 0.697 | 0.886 | 1.077 | 1.269 | 1.464 | 1.662 | 1.861 | 2.063 | 2.267 | 2.473 | 2.682 | 2.893 | 3.108 | 3.325 | 3.544 | 3.767 | 3.992 | 4.22 | 4.451 | 4.684 | 4.921 | 5.161
NPgN | GSP | NG FES - System Transformation | Total installed wind capacity (MW) | OSBALDWICK | System Transformation | Gen_BB015 | MW | NPgN | Osbaldwick |  | 0.813 | 1.721 | 2.743 | 3.764 | 4.786 | 5.808 | 6.823 | 7.852 | 10.405 | 12.986 | 15.596 | 18.234 | 20.902 | 23.6 | 26.329 | 29.089 | 31.882 | 34.707 | 37.565 | 40.492 | 43.457 | 46.457 | 49.494 | 52.566 | 55.682 | 58.836 | 62.029 | 65.263 | 68.536
NPgN | GSP | NG FES - System Transformation | Total installed wind capacity (MW) | POPPLETON | System Transformation | Gen_BB015 | MW | NPgN | Poppleton |  | 5.002 | 5.002 | 5.002 | 5.002 | 5.002 | 5.002 | 5.002 | 5.002 | 5.002 | 5.002 | 5.002 | 5.002 | 5.002 | 5.002 | 5.002 | 5.002 | 5.002 | 5.002 | 5.002 | 5.003 | 5.005 | 5.006 | 5.008 | 5.009 | 5.011 | 5.012 | 5.014 | 5.015 | 5.017
NPgN | GSP | NG FES - System Transformation | Total installed wind capacity (MW) | SALTHOLME | System Transformation | Gen_BB015 | MW | NPgN | Saltholme |  | 0 | 0.005 | 0.01 | 0.016 | 0.021 | 0.026 | 0.032 | 0.037 | 0.05 | 0.064 | 0.078 | 0.092 | 0.106 | 0.12 | 0.134 | 0.149 | 0.163 | 0.178 | 0.193 | 0.208 | 0.224 | 0.24 | 0.255 | 0.271 | 0.288 | 0.304 | 0.321 | 0.337 | 0.354
NPgN | GSP | NG FES - System Transformation | Total installed wind capacity (MW) | SOUTH SHIELDS | System Transformation | Gen_BB015 | MW | NPgN | South Shields |  | 0.012 | 0.158 | 0.197 | 0.236 | 0.276 | 0.315 | 0.354 | 0.394 | 0.492 | 0.592 | 0.692 | 0.794 | 0.896 | 1 | 1.105 | 1.212 | 1.319 | 1.428 | 1.538 | 1.65 | 1.763 | 1.877 | 1.993 | 2.11 | 2.229 | 2.349 | 2.47 | 2.594 | 2.718
NPgN | GSP | NG FES - System Transformation | Total installed wind capacity (MW) | SPADEADAM | System Transformation | Gen_BB015 | MW | NPgN | Spadeadam - Not in NG FES |  | 0.02 | 0.153 | 0.28 | 0.406 | 0.532 | 0.659 | 0.784 | 0.911 | 1.227 | 1.546 | 1.869 | 2.195 | 2.525 | 2.858 | 3.195 | 3.537 | 3.882 | 4.231 | 4.584 | 4.944 | 5.308 | 5.676 | 6.048 | 6.426 | 6.808 | 7.195 | 7.586 | 7.983 | 8.385
NPgN | GSP | NG FES - System Transformation | Total installed wind capacity (MW) | SPENNYMOOR | System Transformation | Gen_BB015 | MW | NPgN | Spennymoor |  | 74.519 | 75.145 | 75.85 | 76.555 | 77.26 | 77.965 | 78.665 | 79.376 | 81.137 | 82.918 | 84.719 | 86.539 | 88.38 | 90.242 | 92.125 | 94.029 | 95.956 | 97.905 | 99.877 | 101.892 | 103.933 | 105.999 | 108.089 | 110.204 | 112.349 | 114.52 | 116.717 | 118.943 | 121.196
NPgN | GSP | NG FES - System Transformation | Total installed wind capacity (MW) | STELLA NORTH | System Transformation | Gen_BB015 | MW | NPgN | Stella North |  | 0 | 0.743 | 0.983 | 1.224 | 1.465 | 1.706 | 1.945 | 2.188 | 2.79 | 3.398 | 4.013 | 4.635 | 5.264 | 5.9 | 6.543 | 7.194 | 7.852 | 8.518 | 9.192 | 9.876 | 10.569 | 11.27 | 11.98 | 12.698 | 13.426 | 14.163 | 14.908 | 15.664 | 16.428
NPgN | GSP | NG FES - System Transformation | Total installed wind capacity (MW) | STELLA SOUTH | System Transformation | Gen_BB015 | MW | NPgN | Stella South |  | 28.231 | 29.004 | 29.875 | 30.745 | 31.616 | 32.487 | 33.351 | 34.228 | 36.403 | 38.602 | 40.825 | 43.072 | 45.345 | 47.644 | 49.968 | 52.32 | 54.699 | 57.105 | 59.54 | 62.02 | 64.53 | 67.07 | 69.641 | 72.244 | 74.88 | 77.549 | 80.252 | 82.989 | 85.76
NPgN | GSP | NG FES - System Transformation | Total installed wind capacity (MW) | TYNEMOUTH | System Transformation | Gen_BB015 | MW | NPgN | Tynemouth 1 |  | 0.006 | 0.18 | 0.362 | 0.544 | 0.726 | 0.908 | 1.089 | 1.272 | 1.727 | 2.187 | 2.652 | 3.123 | 3.598 | 4.079 | 4.565 | 5.057 | 5.555 | 6.059 | 6.568 | 7.085 | 7.609 | 8.139 | 8.675 | 9.218 | 9.768 | 10.324 | 10.888 | 11.459 | 12.036
NPgN | GSP | NG FES - System Transformation | Total installed wind capacity (MW) | WEST BOLDON | System Transformation | Gen_BB015 | MW | NPgN | West Boldon |  | 6.156 | 6.303 | 6.47 | 6.636 | 6.802 | 6.969 | 7.134 | 7.302 | 7.717 | 8.138 | 8.562 | 8.992 | 9.427 | 9.866 | 10.31 | 10.76 | 11.214 | 11.674 | 12.14 | 12.612 | 13.09 | 13.574 | 14.064 | 14.56 | 15.062 | 15.57 | 16.085 | 16.606 | 17.134
NPgY | GSP | NG FES - System Transformation | Total installed wind capacity (MW) | BRADFORD WEST | System Transformation | Gen_BB015 | MW | NPgY | Bradford West |  | 21.761 | 21.761 | 21.761 | 21.761 | 21.761 | 21.761 | 21.761 | 21.791 | 21.88 | 21.971 | 22.061 | 22.15 | 22.241 | 22.33 | 22.439 | 22.546 | 22.654 | 23.859 | 26.598 | 29.386 | 32.206 | 35.059 | 37.945 | 40.865 | 43.837 | 46.844 | 49.887 | 52.967 | 56.085
NPgY | GSP | NG FES - System Transformation | Total installed wind capacity (MW) | CAMBLESFORTH | System Transformation | Gen_BB015 | MW | NPgY | Camblesforth |  | 118.81 | 118.81 | 118.81 | 118.81 | 118.81 | 118.81 | 118.81 | 118.815 | 118.83 | 118.844 | 118.859 | 118.873 | 118.887 | 118.902 | 118.919 | 118.936 | 118.954 | 119.051 | 119.258 | 119.471 | 119.686 | 119.903 | 120.123 | 120.345 | 120.573 | 120.803 | 121.036 | 121.271 | 121.51
NPgY | GSP | NG FES - System Transformation | Total installed wind capacity (MW) | CREYKE BECK | System Transformation | Gen_BB015 | MW | NPgY | Creyke Beck |  | 175.598 | 175.747 | 176.093 | 176.439 | 176.785 | 177.13 | 180.411 | 183.78 | 192.149 | 200.611 | 209.164 | 217.81 | 226.553 | 235.393 | 244.356 | 253.419 | 262.587 | 270.958 | 278.176 | 285.5 | 292.91 | 300.408 | 307.996 | 315.675 | 323.469 | 331.358 | 339.343 | 347.428 | 355.612
NPgY | GSP | NG FES - System Transformation | Total installed wind capacity (MW) | DRAX | System Transformation | Gen_BB015 | MW | NPgY | Drax |  | 38.261 | 38.261 | 38.261 | 38.261 | 38.261 | 38.261 | 38.261 | 38.268 | 38.287 | 38.307 | 38.327 | 38.347 | 38.366 | 38.386 | 38.41 | 38.433 | 38.457 | 39.018 | 40.331 | 41.663 | 43.011 | 44.374 | 45.754 | 47.151 | 48.568 | 50.003 | 51.455 | 52.925 | 54.413
NPgY | GSP | NG FES - System Transformation | Total installed wind capacity (MW) | ELLAND | System Transformation | Gen_BB015 | MW | NPgY | Elland |  | 43.093 | 43.093 | 43.093 | 43.093 | 43.093 | 43.093 | 43.093 | 43.102 | 43.128 | 43.154 | 43.18 | 43.206 | 43.232 | 43.258 | 43.29 | 43.321 | 43.353 | 43.852 | 45.005 | 46.176 | 47.361 | 48.56 | 49.773 | 51.001 | 52.248 | 53.511 | 54.788 | 56.082 | 57.391
NPgY | GSP | NG FES - System Transformation | Total installed wind capacity (MW) | FERRYBRIDGE A | System Transformation | Gen_BB015 | MW | NPgY | Ferrybridge A |  | 0.544 | 0.565 | 0.614 | 0.663 | 0.712 | 0.761 | 1.227 | 1.703 | 2.884 | 4.078 | 5.285 | 6.505 | 7.739 | 8.987 | 10.251 | 11.529 | 12.821 | 13.833 | 14.447 | 15.069 | 15.699 | 16.336 | 16.981 | 17.633 | 18.295 | 18.966 | 19.644 | 20.331 | 21.026
NPgY | GSP | NG FES - System Transformation | Total installed wind capacity (MW) | FERRYBRIDGE B | System Transformation | Gen_BB015 | MW | NPgY | Ferrybridge B (_M) |  | 12.972 | 13.019 | 13.127 | 13.235 | 13.342 | 13.45 | 14.473 | 15.52 | 18.12 | 20.748 | 23.405 | 26.091 | 28.807 | 31.553 | 34.335 | 37.149 | 39.996 | 42.385 | 44.124 | 45.888 | 47.673 | 49.479 | 51.306 | 53.155 | 55.032 | 56.932 | 58.855 | 60.802 | 62.773
NPgY | GSP | NG FES - System Transformation | Total installed wind capacity (MW) | GRIMSBY WEST | System Transformation | Gen_BB015 | MW | NPgY | Grimsby West |  | 26.283 | 26.283 | 26.283 | 26.283 | 26.283 | 26.283 | 26.283 | 26.287 | 26.3 | 26.314 | 26.327 | 26.34 | 26.354 | 26.367 | 26.383 | 26.399 | 26.415 | 26.792 | 27.675 | 28.57 | 29.476 | 30.392 | 31.32 | 32.259 | 33.211 | 34.176 | 35.152 | 36.14 | 37.14
NPgY | GSP | NG FES - System Transformation | Total installed wind capacity (MW) | JORDANTHORPE | System Transformation | Gen_BB015 | MW | NPgY | Jordanthorpe |  | 0.112 | 0.115 | 0.123 | 0.13 | 0.138 | 0.145 | 0.217 | 0.291 | 0.476 | 0.662 | 0.85 | 1.04 | 1.233 | 1.427 | 1.624 | 1.824 | 2.026 | 2.239 | 2.468 | 2.701 | 2.936 | 3.173 | 3.414 | 3.657 | 3.905 | 4.155 | 4.408 | 4.664 | 4.924
NPgY | GSP | NG FES - System Transformation | Total installed wind capacity (MW) | KEADBY | System Transformation | Gen_BB015 | MW | NPgY | Keadby |  | 137.063 | 137.063 | 137.063 | 137.063 | 137.063 | 137.063 | 137.063 | 137.086 | 137.155 | 137.225 | 137.295 | 137.364 | 137.433 | 137.503 | 137.586 | 137.669 | 137.753 | 139.718 | 144.315 | 148.979 | 153.698 | 158.473 | 163.305 | 168.195 | 173.158 | 178.181 | 183.266 | 188.414 | 193.626
NPgY | GSP | NG FES - System Transformation | Total installed wind capacity (MW) | KIRKSTALL B | System Transformation | Gen_BB015 | MW | NPgY | Kirkstall B |  | 2.597 | 2.668 | 2.833 | 2.998 | 3.163 | 3.328 | 4.892 | 6.483 | 10.429 | 14.418 | 18.451 | 22.528 | 26.651 | 30.821 | 35.04 | 39.307 | 43.623 | 46.266 | 46.551 | 46.84 | 47.133 | 47.429 | 47.728 | 48.031 | 48.34 | 48.652 | 48.967 | 49.287 | 49.61
NPgY | GSP | NG FES - System Transformation | Total installed wind capacity (MW) | NEEPSEND | System Transformation | Gen_BB015 | MW | NPgY | Neepsend |  | 0.03 | 0.031 | 0.032 | 0.034 | 0.036 | 0.038 | 0.056 | 0.076 | 0.125 | 0.175 | 0.225 | 0.275 | 0.326 | 0.378 | 0.431 | 0.485 | 0.539 | 0.684 | 0.956 | 1.232 | 1.512 | 1.795 | 2.081 | 2.37 | 2.664 | 2.962 | 3.263 | 3.567 | 3.876
NPgY | GSP | NG FES - System Transformation | Total installed wind capacity (MW) | NORTON LEES | System Transformation | Gen_BB015 | MW | NPgY | Norton Lees |  | 0.006 | 0.007 | 0.008 | 0.01 | 0.012 | 0.014 | 0.032 | 0.052 | 0.101 | 0.15 | 0.2 | 0.251 | 0.302 | 0.353 | 0.406 | 0.46 | 0.513 | 0.658 | 0.93 | 1.205 | 1.484 | 1.766 | 2.052 | 2.341 | 2.634 | 2.93 | 3.231 | 3.535 | 3.843
NPgY | GSP | NG FES - System Transformation | Total installed wind capacity (MW) | PITSMOOR 3/4 | System Transformation | Gen_BB015 | MW | NPgY | Pitsmoor |  | 0 | 0 | 0.001 | 0.002 | 0.003 | 0.004 | 0.012 | 0.02 | 0.042 | 0.064 | 0.086 | 0.108 | 0.13 | 0.153 | 0.176 | 0.2 | 0.224 | 0.286 | 0.403 | 0.521 | 0.641 | 0.762 | 0.884 | 1.008 | 1.134 | 1.261 | 1.39 | 1.521 | 1.653
NPgY | GSP | NG FES - System Transformation | Total installed wind capacity (MW) | SALTEND NORTH | System Transformation | Gen_BB015 | MW | NPgY | Saltend North |  | 38.339 | 38.339 | 38.339 | 38.339 | 38.339 | 38.339 | 38.339 | 38.344 | 38.357 | 38.371 | 38.384 | 38.398 | 38.411 | 38.425 | 38.441 | 38.457 | 38.474 | 38.817 | 39.618 | 40.431 | 41.254 | 42.086 | 42.928 | 43.78 | 44.645 | 45.521 | 46.407 | 47.305 | 48.213
NPgY | GSP | NG FES - System Transformation | Total installed wind capacity (MW) | SHEFFIELD CITY | System Transformation | Gen_BB015 | MW | NPgY | Sheffield City |  | 0.004 | 0.004 | 0.005 | 0.006 | 0.007 | 0.008 | 0.018 | 0.028 | 0.054 | 0.079 | 0.106 | 0.132 | 0.159 | 0.186 | 0.213 | 0.241 | 0.27 | 0.345 | 0.488 | 0.632 | 0.778 | 0.926 | 1.075 | 1.226 | 1.38 | 1.535 | 1.692 | 1.852 | 2.013
NPgY | GSP | NG FES - System Transformation | Total installed wind capacity (MW) | SKELTON GRANGE | System Transformation | Gen_BB015 | MW | NPgY | Skelton Grange |  | 0.265 | 0.968 | 1.234 | 1.5 | 1.766 | 2.031 | 4.555 | 7.124 | 13.497 | 19.94 | 26.453 | 33.039 | 39.698 | 46.432 | 53.248 | 60.142 | 67.115 | 71.64 | 72.713 | 73.802 | 74.904 | 76.019 | 77.147 | 78.288 | 79.448 | 80.622 | 81.81 | 83.013 | 84.23
NPgY | GSP | NG FES - System Transformation | Total installed wind capacity (MW) | TEMPLEBOROUGH 275/33KV | System Transformation | Gen_BB015 | MW | NPgY | Templeborough |  | 0 | 0.004 | 0.012 | 0.021 | 0.029 | 0.038 | 0.119 | 0.201 | 0.405 | 0.611 | 0.82 | 1.03 | 1.243 | 1.459 | 1.677 | 1.898 | 2.121 | 2.257 | 2.272 | 2.287 | 2.303 | 2.318 | 2.334 | 2.349 | 2.365 | 2.382 | 2.398 | 2.415 | 2.431
NPgY | GSP | NG FES - System Transformation | Total installed wind capacity (MW) | THURCROFT | System Transformation | Gen_BB015 | MW | NPgY | Thurcroft |  | 24.059 | 24.068 | 24.09 | 24.112 | 24.133 | 24.155 | 24.361 | 24.575 | 25.108 | 25.647 | 26.191 | 26.742 | 27.298 | 27.861 | 28.433 | 29.011 | 29.595 | 30.341 | 31.31 | 32.293 | 33.287 | 34.293 | 35.311 | 36.341 | 37.387 | 38.445 | 39.517 | 40.602 | 41.7
NPgY | GSP | NG FES - System Transformation | Total installed wind capacity (MW) | WEST MELTON / THORPE MARSH | System Transformation | Gen_BB015 | MW | NPgY | Thorpe Marsh |  | 61.329 | 61.329 | 61.329 | 61.329 | 61.329 | 61.329 | 61.329 | 61.339 | 61.37 | 61.401 | 61.432 | 61.463 | 61.495 | 61.526 | 61.563 | 61.6 | 61.638 | 62.518 | 64.575 | 66.662 | 68.774 | 70.911 | 73.074 | 75.262 | 77.483 | 79.732 | 82.007 | 84.312 | 86.644
NPgY | GSP | NG FES - System Transformation | Total installed wind capacity (MW) | WEST MELTON SECTION 3 | System Transformation | Gen_BB015 | MW | NPgY | West Melton |  | 16.543 | 16.56 | 16.602 | 16.643 | 16.684 | 16.725 | 17.116 | 17.519 | 18.524 | 19.54 | 20.566 | 21.604 | 22.653 | 23.714 | 24.791 | 25.88 | 26.981 | 28.271 | 29.821 | 31.393 | 32.983 | 34.592 | 36.22 | 37.868 | 39.541 | 41.233 | 42.947 | 44.682 | 46.438
NPgY | GSP | NG FES - System Transformation | Total installed wind capacity (MW) | WINCOBANK | System Transformation | Gen_BB015 | MW | NPgY | Wincobank |  | 0.124 | 0.131 | 0.148 | 0.164 | 0.181 | 0.198 | 0.356 | 0.516 | 0.914 | 1.316 | 1.723 | 2.134 | 2.55 | 2.971 | 3.396 | 3.827 | 4.262 | 4.531 | 4.564 | 4.597 | 4.631 | 4.666 | 4.701 | 4.736 | 4.772 | 4.808 | 4.845 | 4.882 | 4.92
NPgN | GSP | NPg Best View | Number of electric buses | BLYTH 66kV | NPg Best View (Not in FES) | Lct_BB003a_NPgSubComponent | Number of | NPgN | Blyth 66kV |  | 10 | 15 | 23 | 33 | 44 | 57 | 71 | 87 | 104 | 122 | 141 | 160 | 178 | 196 | 212 | 228 | 241 | 254 | 264 | 273 | 281 | 287 | 292 | 296 | 299 | 301 | 303 | 304 | 304
NPgN | GSP | NPg Best View | Number of electric buses | BLYTH 132kV | NPg Best View (Not in FES) | Lct_BB003a_NPgSubComponent | Number of | NPgN | Blyth 132kV |  | 4 | 6 | 8 | 12 | 16 | 21 | 26 | 31 | 38 | 44 | 51 | 58 | 64 | 71 | 77 | 82 | 87 | 92 | 96 | 99 | 102 | 104 | 106 | 107 | 108 | 109 | 109 | 110 | 110
NPgN | GSP | NPg Best View | Number of electric buses | FOURSTONES | NPg Best View (Not in FES) | Lct_BB003a_NPgSubComponent | Number of | NPgN | Fourstones |  | 1 | 1 | 2 | 3 | 4 | 5 | 7 | 8 | 10 | 11 | 13 | 15 | 16 | 18 | 20 | 21 | 22 | 23 | 24 | 25 | 26 | 26 | 27 | 27 | 28 | 28 | 28 | 28 | 28
NPgN | GSP | NPg Best View | Number of electric buses | HARTMOOR | NPg Best View (Not in FES) | Lct_BB003a_NPgSubComponent | Number of | NPgN | Hart Moor |  | 1 | 1 | 2 | 3 | 4 | 5 | 7 | 8 | 10 | 12 | 14 | 15 | 17 | 19 | 20 | 22 | 23 | 24 | 25 | 26 | 27 | 28 | 28 | 28 | 29 | 29 | 29 | 29 | 29
NPgN | GSP | NPg Best View | Number of electric buses | HAWTHORN PIT GRID | NPg Best View (Not in FES) | Lct_BB003a_NPgSubComponent | Number of | NPgN | Hawthorn Pit |  | 1 | 2 | 3 | 4 | 5 | 6 | 8 | 10 | 12 | 14 | 16 | 18 | 20 | 22 | 24 | 25 | 27 | 28 | 29 | 30 | 31 | 32 | 32 | 33 | 33 | 33 | 34 | 34 | 34
NPgN | GSP | NPg Best View | Number of electric buses | KNARESBOROUGH | NPg Best View (Not in FES) | Lct_BB003a_NPgSubComponent | Number of | NPgN | Knaresborough |  | 4 | 6 | 9 | 13 | 18 | 23 | 29 | 36 | 43 | 50 | 58 | 65 | 73 | 80 | 87 | 93 | 99 | 104 | 108 | 112 | 115 | 118 | 120 | 121 | 122 | 123 | 124 | 124 | 125
NPgN | GSP | NPg Best View | Number of electric buses | LACKENBY | NPg Best View (Not in FES) | Lct_BB003a_NPgSubComponent | Number of | NPgN | Lackenby |  | 4 | 5 | 8 | 11 | 15 | 20 | 25 | 30 | 37 | 43 | 49 | 56 | 62 | 69 | 74 | 80 | 85 | 89 | 93 | 96 | 98 | 101 | 102 | 104 | 105 | 106 | 106 | 106 | 107
NPgN | GSP | NPg Best View | Number of electric buses | NORTON | NPg Best View (Not in FES) | Lct_BB003a_NPgSubComponent | Number of | NPgN | Norton |  | 26 | 39 | 59 | 83 | 111 | 144 | 180 | 220 | 264 | 310 | 357 | 405 | 451 | 496 | 537 | 576 | 611 | 642 | 669 | 692 | 711 | 727 | 740 | 750 | 757 | 762 | 766 | 769 | 770
NPgN | GSP | NPg Best View | Number of electric buses | OFFERTON | NPg Best View (Not in FES) | Lct_BB003a_NPgSubComponent | Number of | NPgN | Offerton |  | 6 | 8 | 13 | 18 | 24 | 31 | 39 | 48 | 58 | 68 | 78 | 88 | 99 | 108 | 118 | 126 | 134 | 140 | 146 | 151 | 155 | 159 | 162 | 164 | 166 | 167 | 168 | 168 | 168
NPgN | GSP | NPg Best View | Number of electric buses | OSBALDWICK | NPg Best View (Not in FES) | Lct_BB003a_NPgSubComponent | Number of | NPgN | Osbaldwick |  | 18 | 27 | 41 | 57 | 77 | 99 | 124 | 152 | 183 | 215 | 247 | 280 | 312 | 343 | 372 | 399 | 423 | 444 | 463 | 479 | 492 | 503 | 512 | 519 | 524 | 528 | 530 | 532 | 533
NPgN | GSP | NPg Best View | Number of electric buses | POPPLETON | NPg Best View (Not in FES) | Lct_BB003a_NPgSubComponent | Number of | NPgN | Poppleton |  | 2 | 3 | 5 | 7 | 9 | 12 | 15 | 18 | 22 | 25 | 29 | 33 | 37 | 40 | 44 | 47 | 50 | 52 | 55 | 56 | 58 | 59 | 60 | 61 | 62 | 62 | 63 | 63 | 63
NPgN | GSP | NPg Best View | Number of electric buses | SALTHOLME | NPg Best View (Not in FES) | Lct_BB003a_NPgSubComponent | Number of | NPgN | Saltholme |  | 0 | 0 | 0 | 0 | 0 | 0 | 0 | 0 | 0 | 0 | 0 | 0 | 0 | 0 | 0 | 0 | 0 | 0 | 0 | 0 | 0 | 0 | 0 | 0 | 0 | 0 | 0 | 0 | 0
NPgN | GSP | NPg Best View | Number of electric buses | SOUTH SHIELDS | NPg Best View (Not in FES) | Lct_BB003a_NPgSubComponent | Number of | NPgN | South Shields |  | 22 | 34 | 51 | 72 | 97 | 126 | 157 | 192 | 231 | 271 | 312 | 354 | 395 | 434 | 470 | 504 | 534 | 561 | 585 | 605 | 622 | 636 | 647 | 656 | 662 | 667 | 670 | 672 | 674
NPgN | GSP | NPg Best View | Number of electric buses | SPADEADAM | NPg Best View (Not in FES) | Lct_BB003a_NPgSubComponent | Number of | NPgN | Spadeadam - Not in NG FES |  | 0 | 0 | 0 | 0 | 0 | 0 | 0 | 0 | 0 | 0 | 0 | 0 | 0 | 0 | 0 | 0 | 0 | 0 | 0 | 0 | 0 | 0 | 0 | 0 | 0 | 0 | 0 | 0 | 0
NPgN | GSP | NPg Best View | Number of electric buses | SPENNYMOOR | NPg Best View (Not in FES) | Lct_BB003a_NPgSubComponent | Number of | NPgN | Spennymoor |  | 6 | 10 | 15 | 21 | 28 | 36 | 45 | 55 | 66 | 77 | 89 | 101 | 112 | 124 | 134 | 144 | 152 | 160 | 167 | 172 | 177 | 181 | 184 | 187 | 189 | 190 | 191 | 192 | 192
NPgN | GSP | NPg Best View | Number of electric buses | STELLA NORTH | NPg Best View (Not in FES) | Lct_BB003a_NPgSubComponent | Number of | NPgN | Stella North |  | 35 | 54 | 81 | 114 | 153 | 198 | 248 | 303 | 364 | 427 | 493 | 558 | 622 | 684 | 741 | 794 | 842 | 885 | 922 | 954 | 980 | 1002 | 1020 | 1034 | 1044 | 1051 | 1057 | 1060 | 1062
NPgN | GSP | NPg Best View | Number of electric buses | STELLA SOUTH | NPg Best View (Not in FES) | Lct_BB003a_NPgSubComponent | Number of | NPgN | Stella South |  | 13 | 19 | 29 | 40 | 54 | 70 | 88 | 107 | 129 | 151 | 174 | 198 | 220 | 242 | 262 | 281 | 298 | 313 | 327 | 338 | 347 | 355 | 361 | 366 | 370 | 372 | 374 | 375 | 376
NPgN | GSP | NPg Best View | Number of electric buses | TYNEMOUTH | NPg Best View (Not in FES) | Lct_BB003a_NPgSubComponent | Number of | NPgN | Tynemouth 1 |  | 4 | 7 | 10 | 14 | 19 | 24 | 30 | 37 | 44 | 52 | 60 | 68 | 76 | 83 | 90 | 97 | 102 | 108 | 112 | 116 | 119 | 122 | 124 | 126 | 127 | 128 | 128 | 129 | 129
NPgN | GSP | NPg Best View | Number of electric buses | WEST BOLDON | NPg Best View (Not in FES) | Lct_BB003a_NPgSubComponent | Number of | NPgN | West Boldon |  | 33 | 50 | 75 | 106 | 143 | 184 | 231 | 282 | 338 | 398 | 458 | 519 | 579 | 636 | 689 | 739 | 784 | 823 | 858 | 887 | 912 | 932 | 949 | 962 | 971 | 978 | 983 | 986 | 988
NPgY | GSP | NPg Best View | Number of electric buses | BRADFORD WEST | NPg Best View (Not in FES) | Lct_BB003a_NPgSubComponent | Number of | NPgY | Bradford West |  | 40 | 60 | 90 | 128 | 171 | 221 | 277 | 339 | 407 | 478 | 551 | 624 | 696 | 765 | 829 | 889 | 942 | 990 | 1032 | 1067 | 1097 | 1121 | 1141 | 1156 | 1168 | 1176 | 1182 | 1186 | 1188
NPgY | GSP | NPg Best View | Number of electric buses | CAMBLESFORTH | NPg Best View (Not in FES) | Lct_BB003a_NPgSubComponent | Number of | NPgY | Camblesforth |  | 0 | 0 | 0 | 0 | 0 | 0 | 0 | 0 | 0 | 0 | 0 | 0 | 0 | 0 | 0 | 0 | 0 | 0 | 0 | 0 | 0 | 0 | 0 | 0 | 0 | 0 | 0 | 0 | 0
NPgY | GSP | NPg Best View | Number of electric buses | CREYKE BECK | NPg Best View (Not in FES) | Lct_BB003a_NPgSubComponent | Number of | NPgY | Creyke Beck |  | 26 | 39 | 59 | 84 | 112 | 145 | 182 | 223 | 267 | 314 | 362 | 410 | 457 | 502 | 544 | 583 | 618 | 650 | 677 | 700 | 720 | 736 | 749 | 759 | 766 | 772 | 775 | 778 | 780
NPgY | GSP | NPg Best View | Number of electric buses | DRAX | NPg Best View (Not in FES) | Lct_BB003a_NPgSubComponent | Number of | NPgY | Drax |  | 2 | 3 | 4 | 6 | 7 | 10 | 12 | 15 | 18 | 21 | 24 | 27 | 30 | 33 | 36 | 39 | 41 | 43 | 45 | 46 | 48 | 49 | 49 | 50 | 51 | 51 | 51 | 51 | 51
NPgY | GSP | NPg Best View | Number of electric buses | ELLAND | NPg Best View (Not in FES) | Lct_BB003a_NPgSubComponent | Number of | NPgY | Elland |  | 102 | 154 | 232 | 328 | 441 | 569 | 713 | 873 | 1046 | 1229 | 1417 | 1605 | 1790 | 1966 | 2132 | 2285 | 2423 | 2546 | 2653 | 2744 | 2820 | 2883 | 2934 | 2974 | 3003 | 3025 | 3039 | 3049 | 3056
NPgY | GSP | NPg Best View | Number of electric buses | FERRYBRIDGE A | NPg Best View (Not in FES) | Lct_BB003a_NPgSubComponent | Number of | NPgY | Ferrybridge A |  | 2 | 3 | 4 | 5 | 7 | 9 | 12 | 14 | 17 | 20 | 23 | 26 | 29 | 32 | 35 | 37 | 40 | 42 | 43 | 45 | 46 | 47 | 48 | 49 | 49 | 49 | 50 | 50 | 50
NPgY | GSP | NPg Best View | Number of electric buses | FERRYBRIDGE B | NPg Best View (Not in FES) | Lct_BB003a_NPgSubComponent | Number of | NPgY | Ferrybridge B (_M) |  | 10 | 15 | 22 | 32 | 43 | 55 | 69 | 84 | 101 | 119 | 137 | 155 | 173 | 190 | 206 | 221 | 234 | 246 | 256 | 265 | 272 | 278 | 283 | 287 | 290 | 292 | 293 | 294 | 295
NPgY | GSP | NPg Best View | Number of electric buses | GRIMSBY WEST | NPg Best View (Not in FES) | Lct_BB003a_NPgSubComponent | Number of | NPgY | Grimsby West |  | 4 | 7 | 10 | 14 | 19 | 24 | 31 | 37 | 45 | 53 | 61 | 69 | 77 | 84 | 91 | 98 | 104 | 109 | 114 | 117 | 121 | 123 | 126 | 127 | 129 | 129 | 130 | 130 | 131
NPgY | GSP | NPg Best View | Number of electric buses | JORDANTHORPE | NPg Best View (Not in FES) | Lct_BB003a_NPgSubComponent | Number of | NPgY | Jordanthorpe |  | 0 | 0 | 0 | 0 | 0 | 0 | 0 | 0 | 0 | 0 | 0 | 0 | 0 | 0 | 0 | 0 | 0 | 0 | 0 | 0 | 0 | 0 | 0 | 0 | 0 | 0 | 0 | 0 | 0
NPgY | GSP | NPg Best View | Number of electric buses | KEADBY | NPg Best View (Not in FES) | Lct_BB003a_NPgSubComponent | Number of | NPgY | Keadby |  | 8 | 12 | 19 | 26 | 35 | 46 | 57 | 70 | 84 | 99 | 114 | 129 | 144 | 158 | 172 | 184 | 195 | 205 | 214 | 221 | 227 | 232 | 236 | 239 | 242 | 243 | 245 | 245 | 246
NPgY | GSP | NPg Best View | Number of electric buses | KIRKSTALL B | NPg Best View (Not in FES) | Lct_BB003a_NPgSubComponent | Number of | NPgY | Kirkstall B |  | 34 | 51 | 77 | 109 | 147 | 189 | 237 | 290 | 348 | 409 | 471 | 534 | 595 | 654 | 709 | 760 | 806 | 846 | 882 | 912 | 938 | 959 | 975 | 989 | 998 | 1005 | 1010 | 1014 | 1016
NPgY | GSP | NPg Best View | Number of electric buses | NEEPSEND | NPg Best View (Not in FES) | Lct_BB003a_NPgSubComponent | Number of | NPgY | Neepsend |  | 1 | 1 | 2 | 2 | 3 | 4 | 5 | 6 | 7 | 9 | 10 | 11 | 12 | 14 | 15 | 16 | 17 | 18 | 18 | 19 | 20 | 20 | 20 | 21 | 21 | 21 | 21 | 21 | 21
NPgY | GSP | NPg Best View | Number of electric buses | NORTON LEES | NPg Best View (Not in FES) | Lct_BB003a_NPgSubComponent | Number of | NPgY | Norton Lees |  | 15 | 23 | 34 | 48 | 65 | 84 | 105 | 128 | 154 | 181 | 208 | 236 | 263 | 289 | 314 | 336 | 356 | 375 | 390 | 404 | 415 | 424 | 432 | 437 | 442 | 445 | 447 | 449 | 449
NPgY | GSP | NPg Best View | Number of electric buses | PITSMOOR 3/4 | NPg Best View (Not in FES) | Lct_BB003a_NPgSubComponent | Number of | NPgY | Pitsmoor |  | 0 | 0 | 0 | 0 | 0 | 0 | 0 | 0 | 0 | 0 | 0 | 0 | 0 | 0 | 0 | 0 | 0 | 0 | 0 | 0 | 0 | 0 | 0 | 0 | 0 | 0 | 0 | 0 | 0
NPgY | GSP | NPg Best View | Number of electric buses | SALTEND NORTH | NPg Best View (Not in FES) | Lct_BB003a_NPgSubComponent | Number of | NPgY | Saltend North |  | 2 | 3 | 5 | 7 | 9 | 12 | 15 | 18 | 22 | 25 | 29 | 33 | 37 | 40 | 44 | 47 | 50 | 52 | 55 | 57 | 58 | 59 | 60 | 61 | 62 | 62 | 63 | 63 | 63
NPgY | GSP | NPg Best View | Number of electric buses | SHEFFIELD CITY | NPg Best View (Not in FES) | Lct_BB003a_NPgSubComponent | Number of | NPgY | Sheffield City |  | 0 | 0 | 0 | 0 | 0 | 0 | 0 | 0 | 0 | 0 | 0 | 0 | 0 | 0 | 0 | 0 | 0 | 0 | 0 | 0 | 0 | 0 | 0 | 0 | 0 | 0 | 0 | 0 | 0
NPgY | GSP | NPg Best View | Number of electric buses | SKELTON GRANGE | NPg Best View (Not in FES) | Lct_BB003a_NPgSubComponent | Number of | NPgY | Skelton Grange |  | 17 | 26 | 39 | 54 | 73 | 95 | 118 | 145 | 174 | 204 | 235 | 267 | 297 | 327 | 354 | 380 | 402 | 423 | 441 | 456 | 468 | 479 | 487 | 494 | 499 | 502 | 505 | 506 | 507
NPgY | GSP | NPg Best View | Number of electric buses | TEMPLEBOROUGH 275/33KV | NPg Best View (Not in FES) | Lct_BB003a_NPgSubComponent | Number of | NPgY | Templeborough |  | 0 | 0 | 0 | 0 | 0 | 0 | 0 | 0 | 0 | 0 | 0 | 0 | 0 | 0 | 0 | 0 | 0 | 0 | 0 | 0 | 0 | 0 | 0 | 0 | 0 | 0 | 0 | 0 | 0
NPgY | GSP | NPg Best View | Number of electric buses | THURCROFT | NPg Best View (Not in FES) | Lct_BB003a_NPgSubComponent | Number of | NPgY | Thurcroft |  | 4 | 6 | 9 | 13 | 17 | 23 | 28 | 35 | 41 | 49 | 56 | 64 | 71 | 78 | 84 | 90 | 96 | 101 | 105 | 109 | 112 | 114 | 116 | 118 | 119 | 120 | 120 | 121 | 121
NPgY | GSP | NPg Best View | Number of electric buses | WEST MELTON / THORPE MARSH | NPg Best View (Not in FES) | Lct_BB003a_NPgSubComponent | Number of | NPgY | Thorpe Marsh |  | 6 | 9 | 13 | 19 | 25 | 33 | 41 | 50 | 60 | 71 | 81 | 92 | 103 | 113 | 123 | 131 | 139 | 146 | 153 | 158 | 162 | 166 | 169 | 171 | 173 | 174 | 175 | 175 | 176
NPgY | GSP | NPg Best View | Number of electric buses | WEST MELTON SECTION 3 | NPg Best View (Not in FES) | Lct_BB003a_NPgSubComponent | Number of | NPgY | West Melton |  | 25 | 38 | 57 | 80 | 108 | 140 | 175 | 214 | 257 | 301 | 347 | 394 | 439 | 482 | 523 | 560 | 594 | 624 | 651 | 673 | 692 | 707 | 720 | 729 | 737 | 742 | 745 | 748 | 749
NPgY | GSP | NPg Best View | Number of electric buses | WINCOBANK | NPg Best View (Not in FES) | Lct_BB003a_NPgSubComponent | Number of | NPgY | Wincobank |  | 0 | 0 | 0 | 0 | 0 | 0 | 0 | 0 | 0 | 0 | 0 | 0 | 0 | 0 | 0 | 0 | 0 | 0 | 0 | 0 | 0 | 0 | 0 | 0 | 0 | 0 | 0 | 0 | 0
NPgN | GSP | NG FES - Consumer Transformation | Number of electric buses | BLYTH 66kV | Consumer Transformation | Lct_BB003a_NPgSubComponent | Number of | NPgN | Blyth 66kV |  | 10 | 14 | 20 | 27 | 36 | 47 | 60 | 74 | 89 | 105 | 123 | 142 | 160 | 179 | 197 | 214 | 230 | 245 | 258 | 270 | 280 | 289 | 296 | 302 | 307 | 311 | 314 | 316 | 317
NPgN | GSP | NG FES - Consumer Transformation | Number of electric buses | BLYTH 132kV | Consumer Transformation | Lct_BB003a_NPgSubComponent | Number of | NPgN | Blyth 132kV |  | 4 | 5 | 7 | 10 | 13 | 17 | 22 | 27 | 32 | 38 | 45 | 51 | 58 | 65 | 71 | 78 | 83 | 89 | 93 | 98 | 101 | 105 | 107 | 109 | 111 | 112 | 113 | 114 | 115
NPgN | GSP | NG FES - Consumer Transformation | Number of electric buses | FOURSTONES | Consumer Transformation | Lct_BB003a_NPgSubComponent | Number of | NPgN | Fourstones |  | 1 | 1 | 2 | 3 | 3 | 4 | 5 | 7 | 8 | 10 | 11 | 13 | 15 | 17 | 18 | 20 | 21 | 23 | 24 | 25 | 26 | 27 | 27 | 28 | 28 | 29 | 29 | 29 | 29
NPgN | GSP | NG FES - Consumer Transformation | Number of electric buses | HARTMOOR | Consumer Transformation | Lct_BB003a_NPgSubComponent | Number of | NPgN | Hart Moor |  | 1 | 1 | 2 | 3 | 3 | 5 | 6 | 7 | 9 | 10 | 12 | 14 | 15 | 17 | 19 | 21 | 22 | 24 | 25 | 26 | 27 | 28 | 28 | 29 | 29 | 30 | 30 | 30 | 30
NPgN | GSP | NG FES - Consumer Transformation | Number of electric buses | HAWTHORN PIT GRID | Consumer Transformation | Lct_BB003a_NPgSubComponent | Number of | NPgN | Hawthorn Pit |  | 1 | 2 | 2 | 3 | 4 | 5 | 7 | 8 | 10 | 12 | 14 | 16 | 18 | 20 | 22 | 24 | 26 | 27 | 29 | 30 | 31 | 32 | 33 | 33 | 34 | 34 | 35 | 35 | 35
NPgN | GSP | NG FES - Consumer Transformation | Number of electric buses | KNARESBOROUGH | Consumer Transformation | Lct_BB003a_NPgSubComponent | Number of | NPgN | Knaresborough |  | 4 | 6 | 8 | 11 | 15 | 19 | 24 | 30 | 36 | 43 | 50 | 58 | 66 | 73 | 81 | 88 | 94 | 100 | 106 | 111 | 115 | 118 | 121 | 124 | 126 | 127 | 129 | 129 | 130
NPgN | GSP | NG FES - Consumer Transformation | Number of electric buses | LACKENBY | Consumer Transformation | Lct_BB003a_NPgSubComponent | Number of | NPgN | Lackenby |  | 4 | 5 | 7 | 10 | 13 | 17 | 21 | 26 | 31 | 37 | 43 | 50 | 56 | 63 | 69 | 75 | 81 | 86 | 91 | 95 | 98 | 101 | 104 | 106 | 108 | 109 | 110 | 111 | 111
NPgN | GSP | NG FES - Consumer Transformation | Number of electric buses | NORTON | Consumer Transformation | Lct_BB003a_NPgSubComponent | Number of | NPgN | Norton |  | 26 | 35 | 50 | 69 | 92 | 120 | 151 | 186 | 225 | 267 | 312 | 358 | 406 | 453 | 499 | 543 | 583 | 621 | 654 | 684 | 710 | 732 | 750 | 765 | 778 | 787 | 794 | 799 | 803
NPgN | GSP | NG FES - Consumer Transformation | Number of electric buses | OFFERTON | Consumer Transformation | Lct_BB003a_NPgSubComponent | Number of | NPgN | Offerton |  | 6 | 8 | 11 | 15 | 20 | 26 | 33 | 41 | 49 | 58 | 68 | 78 | 89 | 99 | 109 | 119 | 128 | 136 | 143 | 150 | 155 | 160 | 164 | 167 | 170 | 172 | 174 | 175 | 176
NPgN | GSP | NG FES - Consumer Transformation | Number of electric buses | OSBALDWICK | Consumer Transformation | Lct_BB003a_NPgSubComponent | Number of | NPgN | Osbaldwick |  | 18 | 24 | 34 | 48 | 64 | 83 | 104 | 129 | 156 | 185 | 216 | 248 | 281 | 314 | 346 | 376 | 404 | 430 | 453 | 473 | 491 | 507 | 519 | 530 | 538 | 545 | 550 | 554 | 556
NPgN | GSP | NG FES - Consumer Transformation | Number of electric buses | POPPLETON | Consumer Transformation | Lct_BB003a_NPgSubComponent | Number of | NPgN | Poppleton |  | 2 | 3 | 4 | 6 | 8 | 10 | 12 | 15 | 18 | 22 | 25 | 29 | 33 | 37 | 41 | 44 | 48 | 51 | 53 | 56 | 58 | 60 | 61 | 62 | 63 | 64 | 65 | 65 | 66
NPgN | GSP | NG FES - Consumer Transformation | Number of electric buses | SALTHOLME | Consumer Transformation | Lct_BB003a_NPgSubComponent | Number of | NPgN | Saltholme |  | 0 | 0 | 0 | 0 | 0 | 0 | 0 | 0 | 0 | 0 | 0 | 0 | 0 | 0 | 0 | 0 | 0 | 0 | 0 | 0 | 0 | 0 | 0 | 0 | 0 | 0 | 0 | 0 | 0
NPgN | GSP | NG FES - Consumer Transformation | Number of electric buses | SOUTH SHIELDS | Consumer Transformation | Lct_BB003a_NPgSubComponent | Number of | NPgN | South Shields |  | 22 | 30 | 43 | 60 | 81 | 105 | 132 | 163 | 197 | 233 | 273 | 313 | 355 | 397 | 437 | 475 | 510 | 543 | 572 | 598 | 621 | 640 | 656 | 670 | 680 | 688 | 695 | 699 | 702
NPgN | GSP | NG FES - Consumer Transformation | Number of electric buses | SPADEADAM | Consumer Transformation | Lct_BB003a_NPgSubComponent | Number of | NPgN | Spadeadam - Not in NG FES |  | 0 | 0 | 0 | 0 | 0 | 0 | 0 | 0 | 0 | 0 | 0 | 0 | 0 | 0 | 0 | 0 | 0 | 0 | 0 | 0 | 0 | 0 | 0 | 0 | 0 | 0 | 0 | 0 | 0
NPgN | GSP | NG FES - Consumer Transformation | Number of electric buses | SPENNYMOOR | Consumer Transformation | Lct_BB003a_NPgSubComponent | Number of | NPgN | Spennymoor |  | 6 | 9 | 12 | 17 | 23 | 30 | 38 | 46 | 56 | 67 | 78 | 89 | 101 | 113 | 124 | 135 | 145 | 155 | 163 | 170 | 177 | 182 | 187 | 191 | 194 | 196 | 198 | 199 | 200
NPgN | GSP | NG FES - Consumer Transformation | Number of electric buses | STELLA NORTH | Consumer Transformation | Lct_BB003a_NPgSubComponent | Number of | NPgN | Stella North |  | 35 | 48 | 69 | 95 | 127 | 165 | 208 | 257 | 310 | 368 | 430 | 494 | 560 | 625 | 689 | 749 | 805 | 856 | 902 | 943 | 979 | 1009 | 1035 | 1056 | 1072 | 1086 | 1095 | 1102 | 1107
NPgN | GSP | NG FES - Consumer Transformation | Number of electric buses | STELLA SOUTH | Consumer Transformation | Lct_BB003a_NPgSubComponent | Number of | NPgN | Stella South |  | 13 | 17 | 24 | 34 | 45 | 58 | 74 | 91 | 110 | 130 | 152 | 175 | 198 | 221 | 244 | 265 | 285 | 303 | 319 | 334 | 347 | 357 | 366 | 374 | 380 | 384 | 388 | 390 | 392
NPgN | GSP | NG FES - Consumer Transformation | Number of electric buses | TYNEMOUTH | Consumer Transformation | Lct_BB003a_NPgSubComponent | Number of | NPgN | Tynemouth 1 |  | 4 | 6 | 8 | 12 | 15 | 20 | 25 | 31 | 38 | 45 | 52 | 60 | 68 | 76 | 84 | 91 | 98 | 104 | 110 | 115 | 119 | 123 | 126 | 128 | 130 | 132 | 133 | 134 | 135
NPgN | GSP | NG FES - Consumer Transformation | Number of electric buses | WEST BOLDON | Consumer Transformation | Lct_BB003a_NPgSubComponent | Number of | NPgN | West Boldon |  | 33 | 44 | 64 | 88 | 118 | 153 | 194 | 239 | 288 | 342 | 400 | 460 | 521 | 582 | 641 | 697 | 748 | 796 | 839 | 877 | 910 | 939 | 962 | 982 | 998 | 1010 | 1019 | 1025 | 1030
NPgY | GSP | NG FES - Consumer Transformation | Number of electric buses | BRADFORD WEST | Consumer Transformation | Lct_BB003a_NPgSubComponent | Number of | NPgY | Bradford West |  | 40 | 53 | 77 | 106 | 142 | 184 | 233 | 287 | 347 | 412 | 481 | 553 | 626 | 700 | 770 | 838 | 900 | 957 | 1009 | 1055 | 1095 | 1129 | 1157 | 1181 | 1200 | 1214 | 1225 | 1233 | 1239
NPgY | GSP | NG FES - Consumer Transformation | Number of electric buses | CAMBLESFORTH | Consumer Transformation | Lct_BB003a_NPgSubComponent | Number of | NPgY | Camblesforth |  | 0 | 0 | 0 | 0 | 0 | 0 | 0 | 0 | 0 | 0 | 0 | 0 | 0 | 0 | 0 | 0 | 0 | 0 | 0 | 0 | 0 | 0 | 0 | 0 | 0 | 0 | 0 | 0 | 0
NPgY | GSP | NG FES - Consumer Transformation | Number of electric buses | CREYKE BECK | Consumer Transformation | Lct_BB003a_NPgSubComponent | Number of | NPgY | Creyke Beck |  | 26 | 35 | 50 | 70 | 93 | 121 | 153 | 188 | 228 | 270 | 315 | 363 | 411 | 459 | 505 | 550 | 591 | 628 | 662 | 692 | 718 | 741 | 759 | 775 | 787 | 797 | 804 | 809 | 813
NPgY | GSP | NG FES - Consumer Transformation | Number of electric buses | DRAX | Consumer Transformation | Lct_BB003a_NPgSubComponent | Number of | NPgY | Drax |  | 2 | 2 | 3 | 5 | 6 | 8 | 10 | 12 | 15 | 18 | 21 | 24 | 27 | 30 | 33 | 36 | 39 | 41 | 44 | 46 | 47 | 49 | 50 | 51 | 52 | 53 | 53 | 53 | 54
NPgY | GSP | NG FES - Consumer Transformation | Number of electric buses | ELLAND | Consumer Transformation | Lct_BB003a_NPgSubComponent | Number of | NPgY | Elland |  | 102 | 138 | 197 | 273 | 365 | 474 | 598 | 738 | 892 | 1059 | 1236 | 1422 | 1611 | 1799 | 1981 | 2154 | 2315 | 2462 | 2595 | 2712 | 2815 | 2903 | 2976 | 3037 | 3085 | 3123 | 3151 | 3171 | 3185
NPgY | GSP | NG FES - Consumer Transformation | Number of electric buses | FERRYBRIDGE A | Consumer Transformation | Lct_BB003a_NPgSubComponent | Number of | NPgY | Ferrybridge A |  | 2 | 2 | 3 | 4 | 6 | 8 | 10 | 12 | 15 | 17 | 20 | 23 | 26 | 29 | 32 | 35 | 38 | 40 | 42 | 44 | 46 | 47 | 49 | 50 | 50 | 51 | 51 | 52 | 52
NPgY | GSP | NG FES - Consumer Transformation | Number of electric buses | FERRYBRIDGE B | Consumer Transformation | Lct_BB003a_NPgSubComponent | Number of | NPgY | Ferrybridge B (_M) |  | 10 | 13 | 19 | 26 | 35 | 46 | 58 | 71 | 86 | 102 | 119 | 137 | 156 | 174 | 191 | 208 | 223 | 238 | 251 | 262 | 272 | 280 | 287 | 293 | 298 | 301 | 304 | 306 | 308
NPgY | GSP | NG FES - Consumer Transformation | Number of electric buses | GRIMSBY WEST | Consumer Transformation | Lct_BB003a_NPgSubComponent | Number of | NPgY | Grimsby West |  | 4 | 6 | 8 | 12 | 16 | 20 | 26 | 32 | 38 | 45 | 53 | 61 | 69 | 77 | 85 | 92 | 99 | 105 | 111 | 116 | 120 | 124 | 127 | 130 | 132 | 134 | 135 | 136 | 136
NPgY | GSP | NG FES - Consumer Transformation | Number of electric buses | JORDANTHORPE | Consumer Transformation | Lct_BB003a_NPgSubComponent | Number of | NPgY | Jordanthorpe |  | 0 | 0 | 0 | 0 | 0 | 0 | 0 | 0 | 0 | 0 | 0 | 0 | 0 | 0 | 0 | 0 | 0 | 0 | 0 | 0 | 0 | 0 | 0 | 0 | 0 | 0 | 0 | 0 | 0
NPgY | GSP | NG FES - Consumer Transformation | Number of electric buses | KEADBY | Consumer Transformation | Lct_BB003a_NPgSubComponent | Number of | NPgY | Keadby |  | 8 | 11 | 16 | 22 | 29 | 38 | 48 | 59 | 72 | 85 | 100 | 114 | 130 | 145 | 159 | 173 | 186 | 198 | 209 | 218 | 227 | 234 | 240 | 244 | 248 | 251 | 254 | 255 | 256
NPgY | GSP | NG FES - Consumer Transformation | Number of electric buses | KIRKSTALL B | Consumer Transformation | Lct_BB003a_NPgSubComponent | Number of | NPgY | Kirkstall B |  | 34 | 46 | 66 | 91 | 121 | 158 | 199 | 245 | 297 | 352 | 411 | 473 | 536 | 598 | 659 | 716 | 769 | 818 | 863 | 902 | 936 | 965 | 989 | 1010 | 1026 | 1038 | 1047 | 1054 | 1059
NPgY | GSP | NG FES - Consumer Transformation | Number of electric buses | NEEPSEND | Consumer Transformation | Lct_BB003a_NPgSubComponent | Number of | NPgY | Neepsend |  | 1 | 1 | 1 | 2 | 3 | 3 | 4 | 5 | 6 | 7 | 9 | 10 | 11 | 13 | 14 | 15 | 16 | 17 | 18 | 19 | 20 | 20 | 21 | 21 | 21 | 22 | 22 | 22 | 22
NPgY | GSP | NG FES - Consumer Transformation | Number of electric buses | NORTON LEES | Consumer Transformation | Lct_BB003a_NPgSubComponent | Number of | NPgY | Norton Lees |  | 15 | 20 | 29 | 40 | 54 | 70 | 88 | 109 | 131 | 156 | 182 | 209 | 237 | 265 | 291 | 317 | 340 | 362 | 382 | 399 | 414 | 427 | 438 | 447 | 454 | 459 | 463 | 466 | 469
NPgY | GSP | NG FES - Consumer Transformation | Number of electric buses | PITSMOOR 3/4 | Consumer Transformation | Lct_BB003a_NPgSubComponent | Number of | NPgY | Pitsmoor |  | 0 | 0 | 0 | 0 | 0 | 0 | 0 | 0 | 0 | 0 | 0 | 0 | 0 | 0 | 0 | 0 | 0 | 0 | 0 | 0 | 0 | 0 | 0 | 0 | 0 | 0 | 0 | 0 | 0
NPgY | GSP | NG FES - Consumer Transformation | Number of electric buses | SALTEND NORTH | Consumer Transformation | Lct_BB003a_NPgSubComponent | Number of | NPgY | Saltend North |  | 2 | 3 | 4 | 6 | 8 | 10 | 12 | 15 | 18 | 22 | 25 | 29 | 33 | 37 | 41 | 44 | 48 | 51 | 53 | 56 | 58 | 60 | 61 | 63 | 64 | 64 | 65 | 65 | 66
NPgY | GSP | NG FES - Consumer Transformation | Number of electric buses | SHEFFIELD CITY | Consumer Transformation | Lct_BB003a_NPgSubComponent | Number of | NPgY | Sheffield City |  | 0 | 0 | 0 | 0 | 0 | 0 | 0 | 0 | 0 | 0 | 0 | 0 | 0 | 0 | 0 | 0 | 0 | 0 | 0 | 0 | 0 | 0 | 0 | 0 | 0 | 0 | 0 | 0 | 0
NPgY | GSP | NG FES - Consumer Transformation | Number of electric buses | SKELTON GRANGE | Consumer Transformation | Lct_BB003a_NPgSubComponent | Number of | NPgY | Skelton Grange |  | 17 | 23 | 33 | 45 | 61 | 79 | 99 | 123 | 148 | 176 | 205 | 236 | 268 | 299 | 329 | 358 | 384 | 409 | 431 | 451 | 468 | 482 | 494 | 504 | 512 | 519 | 523 | 527 | 529
NPgY | GSP | NG FES - Consumer Transformation | Number of electric buses | TEMPLEBOROUGH 275/33KV | Consumer Transformation | Lct_BB003a_NPgSubComponent | Number of | NPgY | Templeborough |  | 0 | 0 | 0 | 0 | 0 | 0 | 0 | 0 | 0 | 0 | 0 | 0 | 0 | 0 | 0 | 0 | 0 | 0 | 0 | 0 | 0 | 0 | 0 | 0 | 0 | 0 | 0 | 0 | 0
NPgY | GSP | NG FES - Consumer Transformation | Number of electric buses | THURCROFT | Consumer Transformation | Lct_BB003a_NPgSubComponent | Number of | NPgY | Thurcroft |  | 4 | 5 | 8 | 11 | 14 | 19 | 24 | 29 | 35 | 42 | 49 | 56 | 64 | 71 | 78 | 85 | 92 | 97 | 103 | 107 | 111 | 115 | 118 | 120 | 122 | 124 | 125 | 126 | 126
NPgY | GSP | NG FES - Consumer Transformation | Number of electric buses | WEST MELTON / THORPE MARSH | Consumer Transformation | Lct_BB003a_NPgSubComponent | Number of | NPgY | Thorpe Marsh |  | 6 | 8 | 11 | 16 | 21 | 27 | 34 | 42 | 51 | 61 | 71 | 82 | 93 | 103 | 114 | 124 | 133 | 142 | 149 | 156 | 162 | 167 | 171 | 175 | 177 | 180 | 181 | 182 | 183
NPgY | GSP | NG FES - Consumer Transformation | Number of electric buses | WEST MELTON SECTION 3 | Consumer Transformation | Lct_BB003a_NPgSubComponent | Number of | NPgY | West Melton |  | 25 | 34 | 48 | 67 | 90 | 116 | 147 | 181 | 219 | 260 | 303 | 349 | 395 | 441 | 486 | 528 | 568 | 604 | 636 | 665 | 690 | 712 | 730 | 745 | 757 | 766 | 773 | 778 | 781
NPgY | GSP | NG FES - Consumer Transformation | Number of electric buses | WINCOBANK | Consumer Transformation | Lct_BB003a_NPgSubComponent | Number of | NPgY | Wincobank |  | 0 | 0 | 0 | 0 | 0 | 0 | 0 | 0 | 0 | 0 | 0 | 0 | 0 | 0 | 0 | 0 | 0 | 0 | 0 | 0 | 0 | 0 | 0 | 0 | 0 | 0 | 0 | 0 | 0
NPgN | GSP | NG FES - Falling Short | Number of electric buses | BLYTH 66kV | Falling Short | Lct_BB003a_NPgSubComponent | Number of | NPgN | Blyth 66kV |  | 10 | 12 | 17 | 22 | 29 | 38 | 48 | 59 | 72 | 86 | 100 | 116 | 132 | 149 | 166 | 183 | 199 | 214 | 228 | 241 | 253 | 263 | 272 | 279 | 285 | 291 | 295 | 298 | 300
NPgN | GSP | NG FES - Falling Short | Number of electric buses | BLYTH 132kV | Falling Short | Lct_BB003a_NPgSubComponent | Number of | NPgN | Blyth 132kV |  | 4 | 4 | 6 | 8 | 11 | 14 | 17 | 21 | 26 | 31 | 36 | 42 | 48 | 54 | 60 | 66 | 72 | 77 | 83 | 87 | 91 | 95 | 98 | 101 | 103 | 105 | 107 | 108 | 109
NPgN | GSP | NG FES - Falling Short | Number of electric buses | FOURSTONES | Falling Short | Lct_BB003a_NPgSubComponent | Number of | NPgN | Fourstones |  | 1 | 1 | 2 | 2 | 3 | 3 | 4 | 5 | 7 | 8 | 9 | 11 | 12 | 14 | 15 | 17 | 18 | 20 | 21 | 22 | 23 | 24 | 25 | 26 | 26 | 27 | 27 | 27 | 28
NPgN | GSP | NG FES - Falling Short | Number of electric buses | HARTMOOR | Falling Short | Lct_BB003a_NPgSubComponent | Number of | NPgN | Hart Moor |  | 1 | 1 | 2 | 2 | 3 | 4 | 5 | 6 | 7 | 8 | 10 | 11 | 13 | 14 | 16 | 18 | 19 | 21 | 22 | 23 | 24 | 25 | 26 | 27 | 27 | 28 | 28 | 29 | 29
NPgN | GSP | NG FES - Falling Short | Number of electric buses | HAWTHORN PIT GRID | Falling Short | Lct_BB003a_NPgSubComponent | Number of | NPgN | Hawthorn Pit |  | 1 | 1 | 2 | 2 | 3 | 4 | 5 | 7 | 8 | 9 | 11 | 13 | 15 | 16 | 18 | 20 | 22 | 24 | 25 | 27 | 28 | 29 | 30 | 31 | 32 | 32 | 33 | 33 | 33
NPgN | GSP | NG FES - Falling Short | Number of electric buses | KNARESBOROUGH | Falling Short | Lct_BB003a_NPgSubComponent | Number of | NPgN | Knaresborough |  | 4 | 5 | 7 | 9 | 12 | 16 | 20 | 24 | 29 | 35 | 41 | 47 | 54 | 61 | 68 | 75 | 81 | 88 | 93 | 99 | 103 | 108 | 111 | 114 | 117 | 119 | 121 | 122 | 123
NPgN | GSP | NG FES - Falling Short | Number of electric buses | LACKENBY | Falling Short | Lct_BB003a_NPgSubComponent | Number of | NPgN | Lackenby |  | 4 | 4 | 6 | 8 | 10 | 13 | 17 | 21 | 25 | 30 | 35 | 41 | 46 | 52 | 58 | 64 | 70 | 75 | 80 | 85 | 89 | 92 | 95 | 98 | 100 | 102 | 103 | 104 | 105
NPgN | GSP | NG FES - Falling Short | Number of electric buses | NORTON | Falling Short | Lct_BB003a_NPgSubComponent | Number of | NPgN | Norton |  | 26 | 31 | 42 | 57 | 74 | 96 | 121 | 150 | 182 | 217 | 254 | 293 | 334 | 377 | 420 | 463 | 503 | 542 | 578 | 610 | 639 | 665 | 688 | 707 | 722 | 736 | 746 | 754 | 760
NPgN | GSP | NG FES - Falling Short | Number of electric buses | OFFERTON | Falling Short | Lct_BB003a_NPgSubComponent | Number of | NPgN | Offerton |  | 6 | 7 | 9 | 12 | 16 | 21 | 26 | 33 | 40 | 47 | 55 | 64 | 73 | 82 | 92 | 101 | 110 | 118 | 126 | 133 | 140 | 145 | 150 | 154 | 158 | 161 | 163 | 165 | 166
NPgN | GSP | NG FES - Falling Short | Number of electric buses | OSBALDWICK | Falling Short | Lct_BB003a_NPgSubComponent | Number of | NPgN | Osbaldwick |  | 18 | 22 | 29 | 39 | 52 | 66 | 84 | 104 | 126 | 150 | 176 | 203 | 232 | 261 | 291 | 320 | 348 | 375 | 400 | 423 | 443 | 461 | 476 | 489 | 500 | 509 | 517 | 522 | 526
NPgN | GSP | NG FES - Falling Short | Number of electric buses | POPPLETON | Falling Short | Lct_BB003a_NPgSubComponent | Number of | NPgN | Poppleton |  | 2 | 3 | 3 | 5 | 6 | 8 | 10 | 12 | 15 | 18 | 21 | 24 | 27 | 31 | 34 | 38 | 41 | 44 | 47 | 50 | 52 | 54 | 56 | 58 | 59 | 60 | 61 | 62 | 62
NPgN | GSP | NG FES - Falling Short | Number of electric buses | SALTHOLME | Falling Short | Lct_BB003a_NPgSubComponent | Number of | NPgN | Saltholme |  | 0 | 0 | 0 | 0 | 0 | 0 | 0 | 0 | 0 | 0 | 0 | 0 | 0 | 0 | 0 | 0 | 0 | 0 | 0 | 0 | 0 | 0 | 0 | 0 | 0 | 0 | 0 | 0 | 0
NPgN | GSP | NG FES - Falling Short | Number of electric buses | SOUTH SHIELDS | Falling Short | Lct_BB003a_NPgSubComponent | Number of | NPgN | South Shields |  | 22 | 27 | 37 | 49 | 65 | 84 | 106 | 131 | 159 | 189 | 222 | 256 | 293 | 330 | 368 | 405 | 440 | 474 | 505 | 534 | 559 | 582 | 601 | 618 | 632 | 643 | 652 | 660 | 665
NPgN | GSP | NG FES - Falling Short | Number of electric buses | SPADEADAM | Falling Short | Lct_BB003a_NPgSubComponent | Number of | NPgN | Spadeadam - Not in NG FES |  | 0 | 0 | 0 | 0 | 0 | 0 | 0 | 0 | 0 | 0 | 0 | 0 | 0 | 0 | 0 | 0 | 0 | 0 | 0 | 0 | 0 | 0 | 0 | 0 | 0 | 0 | 0 | 0 | 0
NPgN | GSP | NG FES - Falling Short | Number of electric buses | SPENNYMOOR | Falling Short | Lct_BB003a_NPgSubComponent | Number of | NPgN | Spennymoor |  | 6 | 8 | 11 | 14 | 19 | 24 | 30 | 37 | 45 | 54 | 63 | 73 | 83 | 94 | 105 | 115 | 125 | 135 | 144 | 152 | 159 | 166 | 171 | 176 | 180 | 183 | 186 | 188 | 190
NPgN | GSP | NG FES - Falling Short | Number of electric buses | STELLA NORTH | Falling Short | Lct_BB003a_NPgSubComponent | Number of | NPgN | Stella North |  | 35 | 43 | 58 | 78 | 103 | 132 | 167 | 206 | 251 | 299 | 350 | 404 | 461 | 520 | 580 | 638 | 694 | 747 | 796 | 841 | 882 | 917 | 948 | 974 | 996 | 1014 | 1029 | 1040 | 1049
NPgN | GSP | NG FES - Falling Short | Number of electric buses | STELLA SOUTH | Falling Short | Lct_BB003a_NPgSubComponent | Number of | NPgN | Stella South |  | 13 | 15 | 21 | 28 | 36 | 47 | 59 | 73 | 89 | 106 | 124 | 143 | 163 | 184 | 205 | 226 | 246 | 265 | 282 | 298 | 312 | 325 | 336 | 345 | 353 | 359 | 364 | 368 | 371
NPgN | GSP | NG FES - Falling Short | Number of electric buses | TYNEMOUTH | Falling Short | Lct_BB003a_NPgSubComponent | Number of | NPgN | Tynemouth 1 |  | 4 | 5 | 7 | 9 | 12 | 16 | 20 | 25 | 30 | 36 | 43 | 49 | 56 | 63 | 70 | 78 | 84 | 91 | 97 | 102 | 107 | 112 | 115 | 118 | 121 | 123 | 125 | 126 | 127
NPgN | GSP | NG FES - Falling Short | Number of electric buses | WEST BOLDON | Falling Short | Lct_BB003a_NPgSubComponent | Number of | NPgN | West Boldon |  | 33 | 40 | 54 | 73 | 95 | 123 | 155 | 192 | 233 | 278 | 325 | 376 | 429 | 484 | 539 | 593 | 646 | 695 | 741 | 783 | 820 | 853 | 882 | 906 | 927 | 944 | 957 | 967 | 975
NPgY | GSP | NG FES - Falling Short | Number of electric buses | BRADFORD WEST | Falling Short | Lct_BB003a_NPgSubComponent | Number of | NPgY | Bradford West |  | 40 | 48 | 65 | 87 | 115 | 148 | 187 | 231 | 280 | 334 | 391 | 452 | 516 | 582 | 648 | 714 | 776 | 836 | 891 | 941 | 986 | 1026 | 1061 | 1090 | 1115 | 1135 | 1151 | 1163 | 1173
NPgY | GSP | NG FES - Falling Short | Number of electric buses | CAMBLESFORTH | Falling Short | Lct_BB003a_NPgSubComponent | Number of | NPgY | Camblesforth |  | 0 | 0 | 0 | 0 | 0 | 0 | 0 | 0 | 0 | 0 | 0 | 0 | 0 | 0 | 0 | 0 | 0 | 0 | 0 | 0 | 0 | 0 | 0 | 0 | 0 | 0 | 0 | 0 | 0
NPgY | GSP | NG FES - Falling Short | Number of electric buses | CREYKE BECK | Falling Short | Lct_BB003a_NPgSubComponent | Number of | NPgY | Creyke Beck |  | 26 | 32 | 43 | 57 | 75 | 97 | 122 | 152 | 184 | 219 | 257 | 297 | 338 | 382 | 425 | 468 | 509 | 548 | 585 | 618 | 647 | 673 | 696 | 715 | 731 | 744 | 755 | 763 | 770
NPgY | GSP | NG FES - Falling Short | Number of electric buses | DRAX | Falling Short | Lct_BB003a_NPgSubComponent | Number of | NPgY | Drax |  | 2 | 2 | 3 | 4 | 5 | 6 | 8 | 10 | 12 | 14 | 17 | 20 | 22 | 25 | 28 | 31 | 34 | 36 | 39 | 41 | 43 | 44 | 46 | 47 | 48 | 49 | 50 | 50 | 51
NPgY | GSP | NG FES - Falling Short | Number of electric buses | ELLAND | Falling Short | Lct_BB003a_NPgSubComponent | Number of | NPgY | Elland |  | 102 | 125 | 168 | 224 | 295 | 381 | 480 | 594 | 721 | 859 | 1006 | 1163 | 1327 | 1496 | 1667 | 1835 | 1997 | 2149 | 2291 | 2421 | 2537 | 2639 | 2727 | 2803 | 2866 | 2918 | 2959 | 2992 | 3016
NPgY | GSP | NG FES - Falling Short | Number of electric buses | FERRYBRIDGE A | Falling Short | Lct_BB003a_NPgSubComponent | Number of | NPgY | Ferrybridge A |  | 2 | 2 | 3 | 4 | 5 | 6 | 8 | 10 | 12 | 14 | 16 | 19 | 22 | 24 | 27 | 30 | 33 | 35 | 37 | 39 | 41 | 43 | 44 | 46 | 47 | 48 | 48 | 49 | 49
NPgY | GSP | NG FES - Falling Short | Number of electric buses | FERRYBRIDGE B | Falling Short | Lct_BB003a_NPgSubComponent | Number of | NPgY | Ferrybridge B (_M) |  | 10 | 12 | 16 | 22 | 28 | 37 | 46 | 57 | 70 | 83 | 97 | 112 | 128 | 144 | 161 | 177 | 193 | 207 | 221 | 234 | 245 | 255 | 263 | 271 | 277 | 282 | 286 | 289 | 291
NPgY | GSP | NG FES - Falling Short | Number of electric buses | GRIMSBY WEST | Falling Short | Lct_BB003a_NPgSubComponent | Number of | NPgY | Grimsby West |  | 4 | 5 | 7 | 10 | 13 | 16 | 21 | 25 | 31 | 37 | 43 | 50 | 57 | 64 | 71 | 79 | 85 | 92 | 98 | 104 | 109 | 113 | 117 | 120 | 123 | 125 | 127 | 128 | 129
NPgY | GSP | NG FES - Falling Short | Number of electric buses | JORDANTHORPE | Falling Short | Lct_BB003a_NPgSubComponent | Number of | NPgY | Jordanthorpe |  | 0 | 0 | 0 | 0 | 0 | 0 | 0 | 0 | 0 | 0 | 0 | 0 | 0 | 0 | 0 | 0 | 0 | 0 | 0 | 0 | 0 | 0 | 0 | 0 | 0 | 0 | 0 | 0 | 0
NPgY | GSP | NG FES - Falling Short | Number of electric buses | KEADBY | Falling Short | Lct_BB003a_NPgSubComponent | Number of | NPgY | Keadby |  | 8 | 10 | 14 | 18 | 24 | 31 | 39 | 48 | 58 | 69 | 81 | 94 | 107 | 120 | 134 | 148 | 161 | 173 | 184 | 195 | 204 | 212 | 220 | 226 | 231 | 235 | 238 | 241 | 243
NPgY | GSP | NG FES - Falling Short | Number of electric buses | KIRKSTALL B | Falling Short | Lct_BB003a_NPgSubComponent | Number of | NPgY | Kirkstall B |  | 34 | 41 | 56 | 75 | 98 | 127 | 160 | 197 | 240 | 286 | 335 | 386 | 441 | 497 | 554 | 610 | 664 | 714 | 762 | 805 | 843 | 877 | 907 | 932 | 953 | 970 | 984 | 995 | 1003
NPgY | GSP | NG FES - Falling Short | Number of electric buses | NEEPSEND | Falling Short | Lct_BB003a_NPgSubComponent | Number of | NPgY | Neepsend |  | 1 | 1 | 1 | 2 | 2 | 3 | 3 | 4 | 5 | 6 | 7 | 8 | 9 | 10 | 12 | 13 | 14 | 15 | 16 | 17 | 18 | 18 | 19 | 19 | 20 | 20 | 21 | 21 | 21
NPgY | GSP | NG FES - Falling Short | Number of electric buses | NORTON LEES | Falling Short | Lct_BB003a_NPgSubComponent | Number of | NPgY | Norton Lees |  | 15 | 18 | 25 | 33 | 43 | 56 | 71 | 87 | 106 | 126 | 148 | 171 | 195 | 220 | 245 | 270 | 294 | 316 | 337 | 356 | 373 | 388 | 401 | 412 | 422 | 429 | 435 | 440 | 444
NPgY | GSP | NG FES - Falling Short | Number of electric buses | PITSMOOR 3/4 | Falling Short | Lct_BB003a_NPgSubComponent | Number of | NPgY | Pitsmoor |  | 0 | 0 | 0 | 0 | 0 | 0 | 0 | 0 | 0 | 0 | 0 | 0 | 0 | 0 | 0 | 0 | 0 | 0 | 0 | 0 | 0 | 0 | 0 | 0 | 0 | 0 | 0 | 0 | 0
NPgY | GSP | NG FES - Falling Short | Number of electric buses | SALTEND NORTH | Falling Short | Lct_BB003a_NPgSubComponent | Number of | NPgY | Saltend North |  | 2 | 3 | 3 | 5 | 6 | 8 | 10 | 12 | 15 | 18 | 21 | 24 | 27 | 31 | 34 | 38 | 41 | 44 | 47 | 50 | 52 | 54 | 56 | 58 | 59 | 60 | 61 | 62 | 62
NPgY | GSP | NG FES - Falling Short | Number of electric buses | SHEFFIELD CITY | Falling Short | Lct_BB003a_NPgSubComponent | Number of | NPgY | Sheffield City |  | 0 | 0 | 0 | 0 | 0 | 0 | 0 | 0 | 0 | 0 | 0 | 0 | 0 | 0 | 0 | 0 | 0 | 0 | 0 | 0 | 0 | 0 | 0 | 0 | 0 | 0 | 0 | 0 | 0
NPgY | GSP | NG FES - Falling Short | Number of electric buses | SKELTON GRANGE | Falling Short | Lct_BB003a_NPgSubComponent | Number of | NPgY | Skelton Grange |  | 17 | 21 | 28 | 37 | 49 | 63 | 80 | 99 | 120 | 143 | 167 | 193 | 220 | 249 | 277 | 305 | 332 | 357 | 380 | 402 | 421 | 438 | 453 | 466 | 476 | 485 | 492 | 497 | 501
NPgY | GSP | NG FES - Falling Short | Number of electric buses | TEMPLEBOROUGH 275/33KV | Falling Short | Lct_BB003a_NPgSubComponent | Number of | NPgY | Templeborough |  | 0 | 0 | 0 | 0 | 0 | 0 | 0 | 0 | 0 | 0 | 0 | 0 | 0 | 0 | 0 | 0 | 0 | 0 | 0 | 0 | 0 | 0 | 0 | 0 | 0 | 0 | 0 | 0 | 0
NPgY | GSP | NG FES - Falling Short | Number of electric buses | THURCROFT | Falling Short | Lct_BB003a_NPgSubComponent | Number of | NPgY | Thurcroft |  | 4 | 5 | 7 | 9 | 12 | 15 | 19 | 24 | 29 | 34 | 40 | 46 | 53 | 59 | 66 | 73 | 79 | 85 | 91 | 96 | 100 | 104 | 108 | 111 | 113 | 115 | 117 | 118 | 119
NPgY | GSP | NG FES - Falling Short | Number of electric buses | WEST MELTON / THORPE MARSH | Falling Short | Lct_BB003a_NPgSubComponent | Number of | NPgY | Thorpe Marsh |  | 6 | 7 | 10 | 13 | 17 | 22 | 28 | 34 | 41 | 49 | 58 | 67 | 76 | 86 | 96 | 106 | 115 | 124 | 132 | 139 | 146 | 152 | 157 | 161 | 165 | 168 | 170 | 172 | 173
NPgY | GSP | NG FES - Falling Short | Number of electric buses | WEST MELTON SECTION 3 | Falling Short | Lct_BB003a_NPgSubComponent | Number of | NPgY | West Melton |  | 25 | 31 | 41 | 55 | 72 | 93 | 118 | 146 | 177 | 211 | 247 | 285 | 325 | 367 | 409 | 450 | 490 | 527 | 562 | 594 | 622 | 647 | 669 | 687 | 703 | 716 | 726 | 734 | 740
NPgY | GSP | NG FES - Falling Short | Number of electric buses | WINCOBANK | Falling Short | Lct_BB003a_NPgSubComponent | Number of | NPgY | Wincobank |  | 0 | 0 | 0 | 0 | 0 | 0 | 0 | 0 | 0 | 0 | 0 | 0 | 0 | 0 | 0 | 0 | 0 | 0 | 0 | 0 | 0 | 0 | 0 | 0 | 0 | 0 | 0 | 0 | 0
NPgN | GSP | NG FES - Leading the Way | Number of electric buses | BLYTH 66kV | Leading the Way | Lct_BB003a_NPgSubComponent | Number of | NPgN | Blyth 66kV |  | 10 | 15 | 23 | 33 | 44 | 57 | 71 | 87 | 104 | 122 | 141 | 160 | 178 | 196 | 212 | 228 | 241 | 254 | 264 | 273 | 281 | 287 | 292 | 296 | 299 | 301 | 303 | 304 | 304
NPgN | GSP | NG FES - Leading the Way | Number of electric buses | BLYTH 132kV | Leading the Way | Lct_BB003a_NPgSubComponent | Number of | NPgN | Blyth 132kV |  | 4 | 6 | 8 | 12 | 16 | 21 | 26 | 31 | 38 | 44 | 51 | 58 | 64 | 71 | 77 | 82 | 87 | 92 | 96 | 99 | 102 | 104 | 106 | 107 | 108 | 109 | 109 | 110 | 110
NPgN | GSP | NG FES - Leading the Way | Number of electric buses | FOURSTONES | Leading the Way | Lct_BB003a_NPgSubComponent | Number of | NPgN | Fourstones |  | 1 | 1 | 2 | 3 | 4 | 5 | 7 | 8 | 10 | 11 | 13 | 15 | 16 | 18 | 20 | 21 | 22 | 23 | 24 | 25 | 26 | 26 | 27 | 27 | 28 | 28 | 28 | 28 | 28
NPgN | GSP | NG FES - Leading the Way | Number of electric buses | HARTMOOR | Leading the Way | Lct_BB003a_NPgSubComponent | Number of | NPgN | Hart Moor |  | 1 | 1 | 2 | 3 | 4 | 5 | 7 | 8 | 10 | 12 | 14 | 15 | 17 | 19 | 20 | 22 | 23 | 24 | 25 | 26 | 27 | 28 | 28 | 28 | 29 | 29 | 29 | 29 | 29
NPgN | GSP | NG FES - Leading the Way | Number of electric buses | HAWTHORN PIT GRID | Leading the Way | Lct_BB003a_NPgSubComponent | Number of | NPgN | Hawthorn Pit |  | 1 | 2 | 3 | 4 | 5 | 6 | 8 | 10 | 12 | 14 | 16 | 18 | 20 | 22 | 24 | 25 | 27 | 28 | 29 | 30 | 31 | 32 | 32 | 33 | 33 | 33 | 34 | 34 | 34
NPgN | GSP | NG FES - Leading the Way | Number of electric buses | KNARESBOROUGH | Leading the Way | Lct_BB003a_NPgSubComponent | Number of | NPgN | Knaresborough |  | 4 | 6 | 9 | 13 | 18 | 23 | 29 | 36 | 43 | 50 | 58 | 65 | 73 | 80 | 87 | 93 | 99 | 104 | 108 | 112 | 115 | 118 | 120 | 121 | 122 | 123 | 124 | 124 | 125
NPgN | GSP | NG FES - Leading the Way | Number of electric buses | LACKENBY | Leading the Way | Lct_BB003a_NPgSubComponent | Number of | NPgN | Lackenby |  | 4 | 5 | 8 | 11 | 15 | 20 | 25 | 30 | 37 | 43 | 49 | 56 | 62 | 69 | 74 | 80 | 85 | 89 | 93 | 96 | 98 | 101 | 102 | 104 | 105 | 106 | 106 | 106 | 107
NPgN | GSP | NG FES - Leading the Way | Number of electric buses | NORTON | Leading the Way | Lct_BB003a_NPgSubComponent | Number of | NPgN | Norton |  | 26 | 39 | 59 | 83 | 111 | 144 | 180 | 220 | 264 | 310 | 357 | 405 | 451 | 496 | 537 | 576 | 611 | 642 | 669 | 692 | 711 | 727 | 740 | 750 | 757 | 762 | 766 | 769 | 770
NPgN | GSP | NG FES - Leading the Way | Number of electric buses | OFFERTON | Leading the Way | Lct_BB003a_NPgSubComponent | Number of | NPgN | Offerton |  | 6 | 8 | 13 | 18 | 24 | 31 | 39 | 48 | 58 | 68 | 78 | 88 | 99 | 108 | 118 | 126 | 134 | 140 | 146 | 151 | 155 | 159 | 162 | 164 | 166 | 167 | 168 | 168 | 168
NPgN | GSP | NG FES - Leading the Way | Number of electric buses | OSBALDWICK | Leading the Way | Lct_BB003a_NPgSubComponent | Number of | NPgN | Osbaldwick |  | 18 | 27 | 41 | 57 | 77 | 99 | 124 | 152 | 183 | 215 | 247 | 280 | 312 | 343 | 372 | 399 | 423 | 444 | 463 | 479 | 492 | 503 | 512 | 519 | 524 | 528 | 530 | 532 | 533
NPgN | GSP | NG FES - Leading the Way | Number of electric buses | POPPLETON | Leading the Way | Lct_BB003a_NPgSubComponent | Number of | NPgN | Poppleton |  | 2 | 3 | 5 | 7 | 9 | 12 | 15 | 18 | 22 | 25 | 29 | 33 | 37 | 40 | 44 | 47 | 50 | 52 | 55 | 56 | 58 | 59 | 60 | 61 | 62 | 62 | 63 | 63 | 63
NPgN | GSP | NG FES - Leading the Way | Number of electric buses | SALTHOLME | Leading the Way | Lct_BB003a_NPgSubComponent | Number of | NPgN | Saltholme |  | 0 | 0 | 0 | 0 | 0 | 0 | 0 | 0 | 0 | 0 | 0 | 0 | 0 | 0 | 0 | 0 | 0 | 0 | 0 | 0 | 0 | 0 | 0 | 0 | 0 | 0 | 0 | 0 | 0
NPgN | GSP | NG FES - Leading the Way | Number of electric buses | SOUTH SHIELDS | Leading the Way | Lct_BB003a_NPgSubComponent | Number of | NPgN | South Shields |  | 22 | 34 | 51 | 72 | 97 | 126 | 157 | 192 | 231 | 271 | 312 | 354 | 395 | 434 | 470 | 504 | 534 | 561 | 585 | 605 | 622 | 636 | 647 | 656 | 662 | 667 | 670 | 672 | 674
NPgN | GSP | NG FES - Leading the Way | Number of electric buses | SPADEADAM | Leading the Way | Lct_BB003a_NPgSubComponent | Number of | NPgN | Spadeadam - Not in NG FES |  | 0 | 0 | 0 | 0 | 0 | 0 | 0 | 0 | 0 | 0 | 0 | 0 | 0 | 0 | 0 | 0 | 0 | 0 | 0 | 0 | 0 | 0 | 0 | 0 | 0 | 0 | 0 | 0 | 0
NPgN | GSP | NG FES - Leading the Way | Number of electric buses | SPENNYMOOR | Leading the Way | Lct_BB003a_NPgSubComponent | Number of | NPgN | Spennymoor |  | 6 | 10 | 15 | 21 | 28 | 36 | 45 | 55 | 66 | 77 | 89 | 101 | 112 | 124 | 134 | 144 | 152 | 160 | 167 | 172 | 177 | 181 | 184 | 187 | 189 | 190 | 191 | 192 | 192
NPgN | GSP | NG FES - Leading the Way | Number of electric buses | STELLA NORTH | Leading the Way | Lct_BB003a_NPgSubComponent | Number of | NPgN | Stella North |  | 35 | 54 | 81 | 114 | 153 | 198 | 248 | 303 | 364 | 427 | 493 | 558 | 622 | 684 | 741 | 794 | 842 | 885 | 922 | 954 | 980 | 1002 | 1020 | 1034 | 1044 | 1051 | 1057 | 1060 | 1062
NPgN | GSP | NG FES - Leading the Way | Number of electric buses | STELLA SOUTH | Leading the Way | Lct_BB003a_NPgSubComponent | Number of | NPgN | Stella South |  | 13 | 19 | 29 | 40 | 54 | 70 | 88 | 107 | 129 | 151 | 174 | 198 | 220 | 242 | 262 | 281 | 298 | 313 | 327 | 338 | 347 | 355 | 361 | 366 | 370 | 372 | 374 | 375 | 376
NPgN | GSP | NG FES - Leading the Way | Number of electric buses | TYNEMOUTH | Leading the Way | Lct_BB003a_NPgSubComponent | Number of | NPgN | Tynemouth 1 |  | 4 | 7 | 10 | 14 | 19 | 24 | 30 | 37 | 44 | 52 | 60 | 68 | 76 | 83 | 90 | 97 | 102 | 108 | 112 | 116 | 119 | 122 | 124 | 126 | 127 | 128 | 128 | 129 | 129
NPgN | GSP | NG FES - Leading the Way | Number of electric buses | WEST BOLDON | Leading the Way | Lct_BB003a_NPgSubComponent | Number of | NPgN | West Boldon |  | 33 | 50 | 75 | 106 | 143 | 184 | 231 | 282 | 338 | 398 | 458 | 519 | 579 | 636 | 689 | 739 | 784 | 823 | 858 | 887 | 912 | 932 | 949 | 962 | 971 | 978 | 983 | 986 | 988
NPgY | GSP | NG FES - Leading the Way | Number of electric buses | BRADFORD WEST | Leading the Way | Lct_BB003a_NPgSubComponent | Number of | NPgY | Bradford West |  | 40 | 60 | 90 | 128 | 171 | 221 | 277 | 339 | 407 | 478 | 551 | 624 | 696 | 765 | 829 | 889 | 942 | 990 | 1032 | 1067 | 1097 | 1121 | 1141 | 1156 | 1168 | 1176 | 1182 | 1186 | 1188
NPgY | GSP | NG FES - Leading the Way | Number of electric buses | CAMBLESFORTH | Leading the Way | Lct_BB003a_NPgSubComponent | Number of | NPgY | Camblesforth |  | 0 | 0 | 0 | 0 | 0 | 0 | 0 | 0 | 0 | 0 | 0 | 0 | 0 | 0 | 0 | 0 | 0 | 0 | 0 | 0 | 0 | 0 | 0 | 0 | 0 | 0 | 0 | 0 | 0
NPgY | GSP | NG FES - Leading the Way | Number of electric buses | CREYKE BECK | Leading the Way | Lct_BB003a_NPgSubComponent | Number of | NPgY | Creyke Beck |  | 26 | 39 | 59 | 84 | 112 | 145 | 182 | 223 | 267 | 314 | 362 | 410 | 457 | 502 | 544 | 583 | 618 | 650 | 677 | 700 | 720 | 736 | 749 | 759 | 766 | 772 | 775 | 778 | 780
NPgY | GSP | NG FES - Leading the Way | Number of electric buses | DRAX | Leading the Way | Lct_BB003a_NPgSubComponent | Number of | NPgY | Drax |  | 2 | 3 | 4 | 6 | 7 | 10 | 12 | 15 | 18 | 21 | 24 | 27 | 30 | 33 | 36 | 39 | 41 | 43 | 45 | 46 | 48 | 49 | 49 | 50 | 51 | 51 | 51 | 51 | 51
NPgY | GSP | NG FES - Leading the Way | Number of electric buses | ELLAND | Leading the Way | Lct_BB003a_NPgSubComponent | Number of | NPgY | Elland |  | 102 | 154 | 232 | 328 | 441 | 569 | 713 | 873 | 1046 | 1229 | 1417 | 1605 | 1790 | 1966 | 2132 | 2285 | 2423 | 2546 | 2653 | 2744 | 2820 | 2883 | 2934 | 2974 | 3003 | 3025 | 3039 | 3049 | 3056
NPgY | GSP | NG FES - Leading the Way | Number of electric buses | FERRYBRIDGE A | Leading the Way | Lct_BB003a_NPgSubComponent | Number of | NPgY | Ferrybridge A |  | 2 | 3 | 4 | 5 | 7 | 9 | 12 | 14 | 17 | 20 | 23 | 26 | 29 | 32 | 35 | 37 | 40 | 42 | 43 | 45 | 46 | 47 | 48 | 49 | 49 | 49 | 50 | 50 | 50
NPgY | GSP | NG FES - Leading the Way | Number of electric buses | FERRYBRIDGE B | Leading the Way | Lct_BB003a_NPgSubComponent | Number of | NPgY | Ferrybridge B (_M) |  | 10 | 15 | 22 | 32 | 43 | 55 | 69 | 84 | 101 | 119 | 137 | 155 | 173 | 190 | 206 | 221 | 234 | 246 | 256 | 265 | 272 | 278 | 283 | 287 | 290 | 292 | 293 | 294 | 295
NPgY | GSP | NG FES - Leading the Way | Number of electric buses | GRIMSBY WEST | Leading the Way | Lct_BB003a_NPgSubComponent | Number of | NPgY | Grimsby West |  | 4 | 7 | 10 | 14 | 19 | 24 | 31 | 37 | 45 | 53 | 61 | 69 | 77 | 84 | 91 | 98 | 104 | 109 | 114 | 117 | 121 | 123 | 126 | 127 | 129 | 129 | 130 | 130 | 131
NPgY | GSP | NG FES - Leading the Way | Number of electric buses | JORDANTHORPE | Leading the Way | Lct_BB003a_NPgSubComponent | Number of | NPgY | Jordanthorpe |  | 0 | 0 | 0 | 0 | 0 | 0 | 0 | 0 | 0 | 0 | 0 | 0 | 0 | 0 | 0 | 0 | 0 | 0 | 0 | 0 | 0 | 0 | 0 | 0 | 0 | 0 | 0 | 0 | 0
NPgY | GSP | NG FES - Leading the Way | Number of electric buses | KEADBY | Leading the Way | Lct_BB003a_NPgSubComponent | Number of | NPgY | Keadby |  | 8 | 12 | 19 | 26 | 35 | 46 | 57 | 70 | 84 | 99 | 114 | 129 | 144 | 158 | 172 | 184 | 195 | 205 | 214 | 221 | 227 | 232 | 236 | 239 | 242 | 243 | 245 | 245 | 246
NPgY | GSP | NG FES - Leading the Way | Number of electric buses | KIRKSTALL B | Leading the Way | Lct_BB003a_NPgSubComponent | Number of | NPgY | Kirkstall B |  | 34 | 51 | 77 | 109 | 147 | 189 | 237 | 290 | 348 | 409 | 471 | 534 | 595 | 654 | 709 | 760 | 806 | 846 | 882 | 912 | 938 | 959 | 975 | 989 | 998 | 1005 | 1010 | 1014 | 1016
NPgY | GSP | NG FES - Leading the Way | Number of electric buses | NEEPSEND | Leading the Way | Lct_BB003a_NPgSubComponent | Number of | NPgY | Neepsend |  | 1 | 1 | 2 | 2 | 3 | 4 | 5 | 6 | 7 | 9 | 10 | 11 | 12 | 14 | 15 | 16 | 17 | 18 | 18 | 19 | 20 | 20 | 20 | 21 | 21 | 21 | 21 | 21 | 21
NPgY | GSP | NG FES - Leading the Way | Number of electric buses | NORTON LEES | Leading the Way | Lct_BB003a_NPgSubComponent | Number of | NPgY | Norton Lees |  | 15 | 23 | 34 | 48 | 65 | 84 | 105 | 128 | 154 | 181 | 208 | 236 | 263 | 289 | 314 | 336 | 356 | 375 | 390 | 404 | 415 | 424 | 432 | 437 | 442 | 445 | 447 | 449 | 449
NPgY | GSP | NG FES - Leading the Way | Number of electric buses | PITSMOOR 3/4 | Leading the Way | Lct_BB003a_NPgSubComponent | Number of | NPgY | Pitsmoor |  | 0 | 0 | 0 | 0 | 0 | 0 | 0 | 0 | 0 | 0 | 0 | 0 | 0 | 0 | 0 | 0 | 0 | 0 | 0 | 0 | 0 | 0 | 0 | 0 | 0 | 0 | 0 | 0 | 0
NPgY | GSP | NG FES - Leading the Way | Number of electric buses | SALTEND NORTH | Leading the Way | Lct_BB003a_NPgSubComponent | Number of | NPgY | Saltend North |  | 2 | 3 | 5 | 7 | 9 | 12 | 15 | 18 | 22 | 25 | 29 | 33 | 37 | 40 | 44 | 47 | 50 | 52 | 55 | 57 | 58 | 59 | 60 | 61 | 62 | 62 | 63 | 63 | 63
NPgY | GSP | NG FES - Leading the Way | Number of electric buses | SHEFFIELD CITY | Leading the Way | Lct_BB003a_NPgSubComponent | Number of | NPgY | Sheffield City |  | 0 | 0 | 0 | 0 | 0 | 0 | 0 | 0 | 0 | 0 | 0 | 0 | 0 | 0 | 0 | 0 | 0 | 0 | 0 | 0 | 0 | 0 | 0 | 0 | 0 | 0 | 0 | 0 | 0
NPgY | GSP | NG FES - Leading the Way | Number of electric buses | SKELTON GRANGE | Leading the Way | Lct_BB003a_NPgSubComponent | Number of | NPgY | Skelton Grange |  | 17 | 26 | 39 | 54 | 73 | 95 | 118 | 145 | 174 | 204 | 235 | 267 | 297 | 327 | 354 | 380 | 402 | 423 | 441 | 456 | 468 | 479 | 487 | 494 | 499 | 502 | 505 | 506 | 507
NPgY | GSP | NG FES - Leading the Way | Number of electric buses | TEMPLEBOROUGH 275/33KV | Leading the Way | Lct_BB003a_NPgSubComponent | Number of | NPgY | Templeborough |  | 0 | 0 | 0 | 0 | 0 | 0 | 0 | 0 | 0 | 0 | 0 | 0 | 0 | 0 | 0 | 0 | 0 | 0 | 0 | 0 | 0 | 0 | 0 | 0 | 0 | 0 | 0 | 0 | 0
NPgY | GSP | NG FES - Leading the Way | Number of electric buses | THURCROFT | Leading the Way | Lct_BB003a_NPgSubComponent | Number of | NPgY | Thurcroft |  | 4 | 6 | 9 | 13 | 17 | 23 | 28 | 35 | 41 | 49 | 56 | 64 | 71 | 78 | 84 | 90 | 96 | 101 | 105 | 109 | 112 | 114 | 116 | 118 | 119 | 120 | 120 | 121 | 121
NPgY | GSP | NG FES - Leading the Way | Number of electric buses | WEST MELTON / THORPE MARSH | Leading the Way | Lct_BB003a_NPgSubComponent | Number of | NPgY | Thorpe Marsh |  | 6 | 9 | 13 | 19 | 25 | 33 | 41 | 50 | 60 | 71 | 81 | 92 | 103 | 113 | 123 | 131 | 139 | 146 | 153 | 158 | 162 | 166 | 169 | 171 | 173 | 174 | 175 | 175 | 176
NPgY | GSP | NG FES - Leading the Way | Number of electric buses | WEST MELTON SECTION 3 | Leading the Way | Lct_BB003a_NPgSubComponent | Number of | NPgY | West Melton |  | 25 | 38 | 57 | 80 | 108 | 140 | 175 | 214 | 257 | 301 | 347 | 394 | 439 | 482 | 523 | 560 | 594 | 624 | 651 | 673 | 692 | 707 | 720 | 729 | 737 | 742 | 745 | 748 | 749
NPgY | GSP | NG FES - Leading the Way | Number of electric buses | WINCOBANK | Leading the Way | Lct_BB003a_NPgSubComponent | Number of | NPgY | Wincobank |  | 0 | 0 | 0 | 0 | 0 | 0 | 0 | 0 | 0 | 0 | 0 | 0 | 0 | 0 | 0 | 0 | 0 | 0 | 0 | 0 | 0 | 0 | 0 | 0 | 0 | 0 | 0 | 0 | 0
NPgN | GSP | NG FES - System Transformation | Number of electric buses | BLYTH 66kV | System Transformation | Lct_BB003a_NPgSubComponent | Number of | NPgN | Blyth 66kV |  | 10 | 14 | 20 | 27 | 36 | 46 | 57 | 70 | 84 | 99 | 115 | 131 | 148 | 165 | 182 | 197 | 211 | 224 | 236 | 247 | 256 | 264 | 270 | 276 | 280 | 283 | 286 | 288 | 289
NPgN | GSP | NG FES - System Transformation | Number of electric buses | BLYTH 132kV | System Transformation | Lct_BB003a_NPgSubComponent | Number of | NPgN | Blyth 132kV |  | 4 | 5 | 7 | 10 | 13 | 17 | 21 | 25 | 30 | 36 | 41 | 48 | 54 | 60 | 66 | 71 | 76 | 81 | 85 | 89 | 93 | 95 | 98 | 100 | 101 | 102 | 103 | 104 | 104
NPgN | GSP | NG FES - System Transformation | Number of electric buses | FOURSTONES | System Transformation | Lct_BB003a_NPgSubComponent | Number of | NPgN | Fourstones |  | 1 | 1 | 2 | 2 | 3 | 4 | 5 | 6 | 8 | 9 | 11 | 12 | 14 | 15 | 17 | 18 | 19 | 21 | 22 | 23 | 24 | 24 | 25 | 25 | 26 | 26 | 26 | 27 | 27
NPgN | GSP | NG FES - System Transformation | Number of electric buses | HARTMOOR | System Transformation | Lct_BB003a_NPgSubComponent | Number of | NPgN | Hart Moor |  | 1 | 1 | 2 | 3 | 3 | 4 | 5 | 7 | 8 | 9 | 11 | 13 | 14 | 16 | 17 | 19 | 20 | 22 | 23 | 24 | 25 | 25 | 26 | 26 | 27 | 27 | 27 | 28 | 28
NPgN | GSP | NG FES - System Transformation | Number of electric buses | HAWTHORN PIT GRID | System Transformation | Lct_BB003a_NPgSubComponent | Number of | NPgN | Hawthorn Pit |  | 1 | 2 | 2 | 3 | 4 | 5 | 6 | 8 | 9 | 11 | 13 | 15 | 16 | 18 | 20 | 22 | 23 | 25 | 26 | 27 | 28 | 29 | 30 | 31 | 31 | 31 | 32 | 32 | 32
NPgN | GSP | NG FES - System Transformation | Number of electric buses | KNARESBOROUGH | System Transformation | Lct_BB003a_NPgSubComponent | Number of | NPgN | Knaresborough |  | 4 | 6 | 8 | 11 | 15 | 19 | 23 | 29 | 34 | 40 | 47 | 54 | 61 | 68 | 74 | 81 | 87 | 92 | 97 | 101 | 105 | 108 | 111 | 113 | 115 | 116 | 117 | 118 | 118
NPgN | GSP | NG FES - System Transformation | Number of electric buses | LACKENBY | System Transformation | Lct_BB003a_NPgSubComponent | Number of | NPgN | Lackenby |  | 4 | 5 | 7 | 9 | 12 | 16 | 20 | 24 | 29 | 35 | 40 | 46 | 52 | 58 | 64 | 69 | 74 | 79 | 83 | 86 | 90 | 92 | 95 | 97 | 98 | 99 | 100 | 101 | 101
NPgN | GSP | NG FES - System Transformation | Number of electric buses | NORTON | System Transformation | Lct_BB003a_NPgSubComponent | Number of | NPgN | Norton |  | 26 | 35 | 49 | 68 | 90 | 116 | 144 | 176 | 212 | 250 | 290 | 333 | 376 | 418 | 460 | 499 | 535 | 568 | 598 | 624 | 648 | 667 | 684 | 698 | 709 | 717 | 724 | 728 | 731
NPgN | GSP | NG FES - System Transformation | Number of electric buses | OFFERTON | System Transformation | Lct_BB003a_NPgSubComponent | Number of | NPgN | Offerton |  | 6 | 8 | 11 | 15 | 20 | 25 | 32 | 39 | 46 | 55 | 63 | 73 | 82 | 91 | 100 | 109 | 117 | 124 | 131 | 137 | 142 | 146 | 150 | 153 | 155 | 157 | 158 | 159 | 160
NPgN | GSP | NG FES - System Transformation | Number of electric buses | OSBALDWICK | System Transformation | Lct_BB003a_NPgSubComponent | Number of | NPgN | Osbaldwick |  | 18 | 24 | 34 | 47 | 62 | 80 | 100 | 122 | 147 | 173 | 201 | 230 | 260 | 290 | 318 | 345 | 370 | 393 | 414 | 432 | 448 | 462 | 474 | 483 | 491 | 497 | 501 | 504 | 506
NPgN | GSP | NG FES - System Transformation | Number of electric buses | POPPLETON | System Transformation | Lct_BB003a_NPgSubComponent | Number of | NPgN | Poppleton |  | 2 | 3 | 4 | 6 | 7 | 9 | 12 | 14 | 17 | 20 | 24 | 27 | 31 | 34 | 38 | 41 | 44 | 46 | 49 | 51 | 53 | 54 | 56 | 57 | 58 | 59 | 59 | 59 | 60
NPgN | GSP | NG FES - System Transformation | Number of electric buses | SALTHOLME | System Transformation | Lct_BB003a_NPgSubComponent | Number of | NPgN | Saltholme |  | 0 | 0 | 0 | 0 | 0 | 0 | 0 | 0 | 0 | 0 | 0 | 0 | 0 | 0 | 0 | 0 | 0 | 0 | 0 | 0 | 0 | 0 | 0 | 0 | 0 | 0 | 0 | 0 | 0
NPgN | GSP | NG FES - System Transformation | Number of electric buses | SOUTH SHIELDS | System Transformation | Lct_BB003a_NPgSubComponent | Number of | NPgN | South Shields |  | 22 | 30 | 43 | 59 | 79 | 101 | 126 | 154 | 185 | 219 | 254 | 291 | 328 | 366 | 402 | 436 | 468 | 497 | 523 | 546 | 566 | 584 | 598 | 610 | 620 | 627 | 633 | 637 | 640
NPgN | GSP | NG FES - System Transformation | Number of electric buses | SPADEADAM | System Transformation | Lct_BB003a_NPgSubComponent | Number of | NPgN | Spadeadam - Not in NG FES |  | 0 | 0 | 0 | 0 | 0 | 0 | 0 | 0 | 0 | 0 | 0 | 0 | 0 | 0 | 0 | 0 | 0 | 0 | 0 | 0 | 0 | 0 | 0 | 0 | 0 | 0 | 0 | 0 | 0
NPgN | GSP | NG FES - System Transformation | Number of electric buses | SPENNYMOOR | System Transformation | Lct_BB003a_NPgSubComponent | Number of | NPgN | Spennymoor |  | 6 | 9 | 12 | 17 | 22 | 29 | 36 | 44 | 53 | 62 | 72 | 83 | 94 | 104 | 115 | 124 | 133 | 142 | 149 | 156 | 161 | 166 | 170 | 174 | 177 | 179 | 180 | 182 | 182
NPgN | GSP | NG FES - System Transformation | Number of electric buses | STELLA NORTH | System Transformation | Lct_BB003a_NPgSubComponent | Number of | NPgN | Stella North |  | 35 | 48 | 68 | 94 | 124 | 159 | 199 | 243 | 292 | 345 | 400 | 459 | 518 | 577 | 634 | 688 | 738 | 783 | 825 | 861 | 893 | 920 | 943 | 962 | 977 | 989 | 998 | 1004 | 1009
NPgN | GSP | NG FES - System Transformation | Number of electric buses | STELLA SOUTH | System Transformation | Lct_BB003a_NPgSubComponent | Number of | NPgN | Stella South |  | 13 | 17 | 24 | 33 | 44 | 56 | 70 | 86 | 103 | 122 | 142 | 162 | 183 | 204 | 224 | 243 | 261 | 277 | 292 | 305 | 316 | 326 | 334 | 341 | 346 | 350 | 353 | 356 | 357
NPgN | GSP | NG FES - System Transformation | Number of electric buses | TYNEMOUTH | System Transformation | Lct_BB003a_NPgSubComponent | Number of | NPgN | Tynemouth 1 |  | 4 | 6 | 8 | 11 | 15 | 19 | 24 | 30 | 35 | 42 | 49 | 56 | 63 | 70 | 77 | 84 | 90 | 95 | 100 | 105 | 109 | 112 | 115 | 117 | 119 | 120 | 121 | 122 | 123
NPgN | GSP | NG FES - System Transformation | Number of electric buses | WEST BOLDON | System Transformation | Lct_BB003a_NPgSubComponent | Number of | NPgN | West Boldon |  | 33 | 44 | 63 | 87 | 115 | 148 | 185 | 226 | 272 | 321 | 372 | 427 | 482 | 537 | 589 | 640 | 686 | 729 | 767 | 801 | 831 | 856 | 877 | 895 | 909 | 920 | 928 | 934 | 938
NPgY | GSP | NG FES - System Transformation | Number of electric buses | BRADFORD WEST | System Transformation | Lct_BB003a_NPgSubComponent | Number of | NPgY | Bradford West |  | 40 | 53 | 76 | 105 | 139 | 178 | 222 | 272 | 327 | 385 | 448 | 513 | 579 | 645 | 709 | 769 | 825 | 876 | 922 | 963 | 999 | 1029 | 1055 | 1076 | 1093 | 1106 | 1116 | 1123 | 1128
NPgY | GSP | NG FES - System Transformation | Number of electric buses | CAMBLESFORTH | System Transformation | Lct_BB003a_NPgSubComponent | Number of | NPgY | Camblesforth |  | 0 | 0 | 0 | 0 | 0 | 0 | 0 | 0 | 0 | 0 | 0 | 0 | 0 | 0 | 0 | 0 | 0 | 0 | 0 | 0 | 0 | 0 | 0 | 0 | 0 | 0 | 0 | 0 | 0
NPgY | GSP | NG FES - System Transformation | Number of electric buses | CREYKE BECK | System Transformation | Lct_BB003a_NPgSubComponent | Number of | NPgY | Creyke Beck |  | 26 | 35 | 50 | 69 | 91 | 117 | 146 | 178 | 214 | 253 | 294 | 337 | 380 | 423 | 465 | 505 | 541 | 575 | 605 | 632 | 655 | 675 | 692 | 706 | 717 | 726 | 732 | 737 | 740
NPgY | GSP | NG FES - System Transformation | Number of electric buses | DRAX | System Transformation | Lct_BB003a_NPgSubComponent | Number of | NPgY | Drax |  | 2 | 2 | 3 | 5 | 6 | 8 | 10 | 12 | 14 | 17 | 19 | 22 | 25 | 28 | 31 | 33 | 36 | 38 | 40 | 42 | 43 | 45 | 46 | 47 | 47 | 48 | 48 | 49 | 49
NPgY | GSP | NG FES - System Transformation | Number of electric buses | ELLAND | System Transformation | Lct_BB003a_NPgSubComponent | Number of | NPgY | Elland |  | 102 | 138 | 196 | 269 | 357 | 458 | 572 | 699 | 840 | 991 | 1152 | 1319 | 1490 | 1659 | 1823 | 1978 | 2122 | 2253 | 2372 | 2477 | 2569 | 2647 | 2713 | 2767 | 2811 | 2845 | 2870 | 2889 | 2901
NPgY | GSP | NG FES - System Transformation | Number of electric buses | FERRYBRIDGE A | System Transformation | Lct_BB003a_NPgSubComponent | Number of | NPgY | Ferrybridge A |  | 2 | 2 | 3 | 4 | 6 | 7 | 9 | 11 | 14 | 16 | 19 | 22 | 24 | 27 | 30 | 32 | 35 | 37 | 39 | 40 | 42 | 43 | 44 | 45 | 46 | 46 | 47 | 47 | 47
NPgY | GSP | NG FES - System Transformation | Number of electric buses | FERRYBRIDGE B | System Transformation | Lct_BB003a_NPgSubComponent | Number of | NPgY | Ferrybridge B (_M) |  | 10 | 13 | 19 | 26 | 34 | 44 | 55 | 68 | 81 | 96 | 111 | 127 | 144 | 160 | 176 | 191 | 205 | 218 | 229 | 239 | 248 | 256 | 262 | 267 | 271 | 275 | 277 | 279 | 280
NPgY | GSP | NG FES - System Transformation | Number of electric buses | GRIMSBY WEST | System Transformation | Lct_BB003a_NPgSubComponent | Number of | NPgY | Grimsby West |  | 4 | 6 | 8 | 12 | 15 | 20 | 24 | 30 | 36 | 42 | 49 | 56 | 64 | 71 | 78 | 85 | 91 | 96 | 102 | 106 | 110 | 113 | 116 | 118 | 120 | 122 | 123 | 124 | 124
NPgY | GSP | NG FES - System Transformation | Number of electric buses | JORDANTHORPE | System Transformation | Lct_BB003a_NPgSubComponent | Number of | NPgY | Jordanthorpe |  | 0 | 0 | 0 | 0 | 0 | 0 | 0 | 0 | 0 | 0 | 0 | 0 | 0 | 0 | 0 | 0 | 0 | 0 | 0 | 0 | 0 | 0 | 0 | 0 | 0 | 0 | 0 | 0 | 0
NPgY | GSP | NG FES - System Transformation | Number of electric buses | KEADBY | System Transformation | Lct_BB003a_NPgSubComponent | Number of | NPgY | Keadby |  | 8 | 11 | 16 | 22 | 29 | 37 | 46 | 56 | 68 | 80 | 93 | 106 | 120 | 134 | 147 | 159 | 171 | 181 | 191 | 199 | 207 | 213 | 218 | 223 | 226 | 229 | 231 | 233 | 234
NPgY | GSP | NG FES - System Transformation | Number of electric buses | KIRKSTALL B | System Transformation | Lct_BB003a_NPgSubComponent | Number of | NPgY | Kirkstall B |  | 34 | 46 | 65 | 89 | 119 | 152 | 190 | 233 | 279 | 330 | 383 | 439 | 495 | 552 | 606 | 658 | 705 | 749 | 789 | 823 | 854 | 880 | 902 | 920 | 935 | 946 | 954 | 960 | 964
NPgY | GSP | NG FES - System Transformation | Number of electric buses | NEEPSEND | System Transformation | Lct_BB003a_NPgSubComponent | Number of | NPgY | Neepsend |  | 1 | 1 | 1 | 2 | 2 | 3 | 4 | 5 | 6 | 7 | 8 | 9 | 10 | 12 | 13 | 14 | 15 | 16 | 16 | 17 | 18 | 18 | 19 | 19 | 20 | 20 | 20 | 20 | 20
NPgY | GSP | NG FES - System Transformation | Number of electric buses | NORTON LEES | System Transformation | Lct_BB003a_NPgSubComponent | Number of | NPgY | Norton Lees |  | 15 | 20 | 29 | 40 | 53 | 67 | 84 | 103 | 124 | 146 | 169 | 194 | 219 | 244 | 268 | 291 | 312 | 331 | 349 | 364 | 378 | 389 | 399 | 407 | 414 | 418 | 422 | 425 | 427
NPgY | GSP | NG FES - System Transformation | Number of electric buses | PITSMOOR 3/4 | System Transformation | Lct_BB003a_NPgSubComponent | Number of | NPgY | Pitsmoor |  | 0 | 0 | 0 | 0 | 0 | 0 | 0 | 0 | 0 | 0 | 0 | 0 | 0 | 0 | 0 | 0 | 0 | 0 | 0 | 0 | 0 | 0 | 0 | 0 | 0 | 0 | 0 | 0 | 0
NPgY | GSP | NG FES - System Transformation | Number of electric buses | SALTEND NORTH | System Transformation | Lct_BB003a_NPgSubComponent | Number of | NPgY | Saltend North |  | 2 | 3 | 4 | 6 | 7 | 9 | 12 | 14 | 17 | 20 | 24 | 27 | 31 | 34 | 38 | 41 | 44 | 46 | 49 | 51 | 53 | 55 | 56 | 57 | 58 | 59 | 59 | 59 | 60
NPgY | GSP | NG FES - System Transformation | Number of electric buses | SHEFFIELD CITY | System Transformation | Lct_BB003a_NPgSubComponent | Number of | NPgY | Sheffield City |  | 0 | 0 | 0 | 0 | 0 | 0 | 0 | 0 | 0 | 0 | 0 | 0 | 0 | 0 | 0 | 0 | 0 | 0 | 0 | 0 | 0 | 0 | 0 | 0 | 0 | 0 | 0 | 0 | 0
NPgY | GSP | NG FES - System Transformation | Number of electric buses | SKELTON GRANGE | System Transformation | Lct_BB003a_NPgSubComponent | Number of | NPgY | Skelton Grange |  | 17 | 23 | 33 | 45 | 59 | 76 | 95 | 116 | 139 | 165 | 191 | 219 | 247 | 276 | 303 | 328 | 352 | 374 | 394 | 411 | 427 | 440 | 451 | 460 | 467 | 472 | 477 | 480 | 482
NPgY | GSP | NG FES - System Transformation | Number of electric buses | TEMPLEBOROUGH 275/33KV | System Transformation | Lct_BB003a_NPgSubComponent | Number of | NPgY | Templeborough |  | 0 | 0 | 0 | 0 | 0 | 0 | 0 | 0 | 0 | 0 | 0 | 0 | 0 | 0 | 0 | 0 | 0 | 0 | 0 | 0 | 0 | 0 | 0 | 0 | 0 | 0 | 0 | 0 | 0
NPgY | GSP | NG FES - System Transformation | Number of electric buses | THURCROFT | System Transformation | Lct_BB003a_NPgSubComponent | Number of | NPgY | Thurcroft |  | 4 | 5 | 8 | 11 | 14 | 18 | 23 | 28 | 33 | 39 | 46 | 52 | 59 | 66 | 72 | 78 | 84 | 89 | 94 | 98 | 102 | 105 | 107 | 110 | 111 | 113 | 114 | 114 | 115
NPgY | GSP | NG FES - System Transformation | Number of electric buses | WEST MELTON / THORPE MARSH | System Transformation | Lct_BB003a_NPgSubComponent | Number of | NPgY | Thorpe Marsh |  | 6 | 8 | 11 | 15 | 21 | 26 | 33 | 40 | 48 | 57 | 66 | 76 | 86 | 95 | 105 | 114 | 122 | 130 | 136 | 142 | 148 | 152 | 156 | 159 | 162 | 164 | 165 | 166 | 167
NPgY | GSP | NG FES - System Transformation | Number of electric buses | WEST MELTON SECTION 3 | System Transformation | Lct_BB003a_NPgSubComponent | Number of | NPgY | West Melton |  | 25 | 34 | 48 | 66 | 88 | 112 | 140 | 172 | 206 | 243 | 282 | 324 | 365 | 407 | 447 | 485 | 520 | 553 | 582 | 608 | 630 | 649 | 665 | 679 | 689 | 698 | 704 | 708 | 712
NPgY | GSP | NG FES - System Transformation | Number of electric buses | WINCOBANK | System Transformation | Lct_BB003a_NPgSubComponent | Number of | NPgY | Wincobank |  | 0 | 0 | 0 | 0 | 0 | 0 | 0 | 0 | 0 | 0 | 0 | 0 | 0 | 0 | 0 | 0 | 0 | 0 | 0 | 0 | 0 | 0 | 0 | 0 | 0 | 0 | 0 | 0 | 0
NPgN | GSP | NPg Best View | Number of electric HGVs | BLYTH 66kV | NPg Best View (Not in FES) | Lct_BB003b_NPgSubComponent | Number of | NPgN | Blyth 66kV |  | 3 | 9 | 19 | 34 | 57 | 90 | 135 | 192 | 260 | 338 | 423 | 512 | 600 | 686 | 766 | 839 | 904 | 960 | 1006 | 1043 | 1072 | 1093 | 1109 | 1120 | 1128 | 1133 | 1136 | 1139 | 1140
NPgN | GSP | NPg Best View | Number of electric HGVs | BLYTH 132kV | NPg Best View (Not in FES) | Lct_BB003b_NPgSubComponent | Number of | NPgN | Blyth 132kV |  | 1 | 2 | 4 | 7 | 11 | 18 | 27 | 39 | 52 | 68 | 85 | 103 | 121 | 138 | 154 | 169 | 182 | 193 | 202 | 209 | 215 | 220 | 223 | 225 | 227 | 228 | 228 | 229 | 229
NPgN | GSP | NPg Best View | Number of electric HGVs | FOURSTONES | NPg Best View (Not in FES) | Lct_BB003b_NPgSubComponent | Number of | NPgN | Fourstones |  | 0 | 0 | 0 | 1 | 1 | 2 | 3 | 4 | 6 | 7 | 9 | 11 | 13 | 14 | 16 | 18 | 19 | 20 | 21 | 22 | 23 | 23 | 23 | 24 | 24 | 24 | 24 | 24 | 24
NPgN | GSP | NPg Best View | Number of electric HGVs | HARTMOOR | NPg Best View (Not in FES) | Lct_BB003b_NPgSubComponent | Number of | NPgN | Hart Moor |  | 2 | 5 | 11 | 19 | 33 | 52 | 78 | 111 | 150 | 195 | 244 | 295 | 346 | 395 | 441 | 484 | 521 | 553 | 579 | 601 | 617 | 630 | 639 | 645 | 650 | 653 | 655 | 656 | 657
NPgN | GSP | NPg Best View | Number of electric HGVs | HAWTHORN PIT GRID | NPg Best View (Not in FES) | Lct_BB003b_NPgSubComponent | Number of | NPgN | Hawthorn Pit |  | 2 | 6 | 12 | 22 | 37 | 58 | 87 | 124 | 168 | 218 | 273 | 330 | 387 | 442 | 494 | 541 | 583 | 619 | 648 | 672 | 691 | 705 | 715 | 722 | 727 | 730 | 733 | 734 | 735
NPgN | GSP | NPg Best View | Number of electric HGVs | KNARESBOROUGH | NPg Best View (Not in FES) | Lct_BB003b_NPgSubComponent | Number of | NPgN | Knaresborough |  | 4 | 10 | 22 | 41 | 69 | 109 | 163 | 232 | 314 | 408 | 511 | 618 | 724 | 828 | 925 | 1013 | 1091 | 1158 | 1214 | 1259 | 1294 | 1320 | 1339 | 1352 | 1361 | 1368 | 1372 | 1375 | 1377
NPgN | GSP | NPg Best View | Number of electric HGVs | LACKENBY | NPg Best View (Not in FES) | Lct_BB003b_NPgSubComponent | Number of | NPgN | Lackenby |  | 5 | 15 | 33 | 60 | 100 | 159 | 237 | 337 | 458 | 595 | 744 | 900 | 1056 | 1206 | 1348 | 1476 | 1590 | 1688 | 1769 | 1834 | 1885 | 1923 | 1951 | 1970 | 1984 | 1993 | 1999 | 2003 | 2006
NPgN | GSP | NPg Best View | Number of electric HGVs | NORTON | NPg Best View (Not in FES) | Lct_BB003b_NPgSubComponent | Number of | NPgN | Norton |  | 12 | 34 | 74 | 134 | 226 | 358 | 535 | 761 | 1033 | 1342 | 1679 | 2029 | 2381 | 2721 | 3039 | 3330 | 3587 | 3807 | 3989 | 4136 | 4251 | 4337 | 4400 | 4444 | 4474 | 4494 | 4508 | 4517 | 4524
NPgN | GSP | NPg Best View | Number of electric HGVs | OFFERTON | NPg Best View (Not in FES) | Lct_BB003b_NPgSubComponent | Number of | NPgN | Offerton |  | 0 | 1 | 2 | 3 | 5 | 8 | 12 | 16 | 22 | 29 | 36 | 44 | 51 | 59 | 66 | 72 | 77 | 82 | 86 | 89 | 92 | 94 | 95 | 96 | 97 | 97 | 97 | 97 | 98
NPgN | GSP | NPg Best View | Number of electric HGVs | OSBALDWICK | NPg Best View (Not in FES) | Lct_BB003b_NPgSubComponent | Number of | NPgN | Osbaldwick |  | 3 | 9 | 19 | 35 | 59 | 93 | 140 | 199 | 270 | 351 | 438 | 530 | 622 | 710 | 794 | 869 | 937 | 994 | 1042 | 1080 | 1110 | 1133 | 1149 | 1160 | 1168 | 1174 | 1177 | 1180 | 1181
NPgN | GSP | NPg Best View | Number of electric HGVs | POPPLETON | NPg Best View (Not in FES) | Lct_BB003b_NPgSubComponent | Number of | NPgN | Poppleton |  | 1 | 2 | 4 | 7 | 12 | 20 | 29 | 42 | 56 | 73 | 92 | 111 | 130 | 149 | 166 | 182 | 196 | 208 | 218 | 226 | 232 | 237 | 240 | 243 | 244 | 245 | 246 | 247 | 247
NPgN | GSP | NPg Best View | Number of electric HGVs | SALTHOLME | NPg Best View (Not in FES) | Lct_BB003b_NPgSubComponent | Number of | NPgN | Saltholme |  | 0 | 0 | 0 | 0 | 0 | 0 | 0 | 0 | 0 | 0 | 0 | 0 | 0 | 0 | 0 | 0 | 0 | 0 | 0 | 0 | 0 | 0 | 0 | 0 | 0 | 0 | 0 | 0 | 0
NPgN | GSP | NPg Best View | Number of electric HGVs | SOUTH SHIELDS | NPg Best View (Not in FES) | Lct_BB003b_NPgSubComponent | Number of | NPgN | South Shields |  | 1 | 2 | 5 | 9 | 16 | 25 | 37 | 52 | 71 | 92 | 115 | 140 | 164 | 187 | 209 | 229 | 247 | 262 | 274 | 284 | 292 | 298 | 302 | 305 | 308 | 309 | 310 | 311 | 311
NPgN | GSP | NPg Best View | Number of electric HGVs | SPADEADAM | NPg Best View (Not in FES) | Lct_BB003b_NPgSubComponent | Number of | NPgN | Spadeadam - Not in NG FES |  | 0 | 0 | 1 | 1 | 2 | 3 | 4 | 6 | 8 | 11 | 13 | 16 | 19 | 22 | 24 | 27 | 29 | 30 | 32 | 33 | 34 | 35 | 35 | 36 | 36 | 36 | 36 | 36 | 36
NPgN | GSP | NPg Best View | Number of electric HGVs | SPENNYMOOR | NPg Best View (Not in FES) | Lct_BB003b_NPgSubComponent | Number of | NPgN | Spennymoor |  | 5 | 14 | 29 | 53 | 90 | 142 | 213 | 302 | 410 | 533 | 666 | 806 | 945 | 1080 | 1207 | 1322 | 1424 | 1511 | 1584 | 1642 | 1688 | 1722 | 1747 | 1764 | 1776 | 1784 | 1790 | 1793 | 1796
NPgN | GSP | NPg Best View | Number of electric HGVs | STELLA NORTH | NPg Best View (Not in FES) | Lct_BB003b_NPgSubComponent | Number of | NPgN | Stella North |  | 3 | 8 | 17 | 32 | 53 | 84 | 126 | 179 | 243 | 316 | 395 | 478 | 561 | 641 | 716 | 784 | 845 | 897 | 940 | 974 | 1001 | 1022 | 1036 | 1047 | 1054 | 1059 | 1062 | 1064 | 1066
NPgN | GSP | NPg Best View | Number of electric HGVs | STELLA SOUTH | NPg Best View (Not in FES) | Lct_BB003b_NPgSubComponent | Number of | NPgN | Stella South |  | 6 | 17 | 36 | 65 | 110 | 174 | 260 | 369 | 501 | 651 | 814 | 984 | 1154 | 1319 | 1473 | 1614 | 1738 | 1845 | 1934 | 2005 | 2060 | 2102 | 2132 | 2154 | 2168 | 2178 | 2185 | 2189 | 2193
NPgN | GSP | NPg Best View | Number of electric HGVs | TYNEMOUTH | NPg Best View (Not in FES) | Lct_BB003b_NPgSubComponent | Number of | NPgN | Tynemouth 1 |  | 2 | 6 | 12 | 22 | 37 | 59 | 88 | 126 | 171 | 222 | 277 | 335 | 393 | 449 | 502 | 550 | 593 | 629 | 659 | 683 | 702 | 716 | 727 | 734 | 739 | 742 | 745 | 746 | 747
NPgN | GSP | NPg Best View | Number of electric HGVs | WEST BOLDON | NPg Best View (Not in FES) | Lct_BB003b_NPgSubComponent | Number of | NPgN | West Boldon |  | 6 | 16 | 34 | 62 | 105 | 165 | 247 | 351 | 477 | 620 | 775 | 937 | 1099 | 1256 | 1403 | 1538 | 1656 | 1758 | 1842 | 1910 | 1963 | 2003 | 2032 | 2052 | 2066 | 2075 | 2082 | 2086 | 2089
NPgY | GSP | NPg Best View | Number of electric HGVs | BRADFORD WEST | NPg Best View (Not in FES) | Lct_BB003b_NPgSubComponent | Number of | NPgY | Bradford West |  | 7 | 20 | 42 | 77 | 129 | 204 | 306 | 435 | 590 | 767 | 959 | 1159 | 1360 | 1554 | 1736 | 1902 | 2048 | 2174 | 2278 | 2362 | 2428 | 2477 | 2513 | 2538 | 2555 | 2567 | 2574 | 2580 | 2584
NPgY | GSP | NPg Best View | Number of electric HGVs | CAMBLESFORTH | NPg Best View (Not in FES) | Lct_BB003b_NPgSubComponent | Number of | NPgY | Camblesforth |  | 2 | 7 | 15 | 27 | 46 | 72 | 108 | 153 | 208 | 270 | 337 | 408 | 478 | 547 | 611 | 669 | 721 | 765 | 802 | 831 | 854 | 872 | 884 | 893 | 899 | 903 | 906 | 908 | 909
NPgY | GSP | NPg Best View | Number of electric HGVs | CREYKE BECK | NPg Best View (Not in FES) | Lct_BB003b_NPgSubComponent | Number of | NPgY | Creyke Beck |  | 10 | 28 | 61 | 110 | 186 | 294 | 440 | 626 | 849 | 1104 | 1381 | 1669 | 1958 | 2238 | 2500 | 2739 | 2950 | 3131 | 3281 | 3402 | 3496 | 3567 | 3619 | 3655 | 3680 | 3697 | 3708 | 3715 | 3721
NPgY | GSP | NPg Best View | Number of electric HGVs | DRAX | NPg Best View (Not in FES) | Lct_BB003b_NPgSubComponent | Number of | NPgY | Drax |  | 4 | 10 | 22 | 39 | 66 | 105 | 157 | 223 | 302 | 393 | 491 | 594 | 697 | 796 | 890 | 975 | 1050 | 1114 | 1168 | 1211 | 1244 | 1269 | 1288 | 1301 | 1310 | 1315 | 1319 | 1322 | 1324
NPgY | GSP | NPg Best View | Number of electric HGVs | ELLAND | NPg Best View (Not in FES) | Lct_BB003b_NPgSubComponent | Number of | NPgY | Elland |  | 8 | 22 | 48 | 88 | 148 | 234 | 350 | 498 | 675 | 877 | 1097 | 1327 | 1556 | 1778 | 1987 | 2176 | 2344 | 2488 | 2608 | 2704 | 2779 | 2835 | 2876 | 2905 | 2924 | 2938 | 2947 | 2953 | 2957
NPgY | GSP | NPg Best View | Number of electric HGVs | FERRYBRIDGE A | NPg Best View (Not in FES) | Lct_BB003b_NPgSubComponent | Number of | NPgY | Ferrybridge A |  | 6 | 16 | 35 | 64 | 108 | 171 | 256 | 363 | 493 | 641 | 802 | 969 | 1137 | 1299 | 1451 | 1590 | 1713 | 1818 | 1905 | 1975 | 2030 | 2071 | 2101 | 2122 | 2136 | 2146 | 2152 | 2157 | 2160
NPgY | GSP | NPg Best View | Number of electric HGVs | FERRYBRIDGE B | NPg Best View (Not in FES) | Lct_BB003b_NPgSubComponent | Number of | NPgY | Ferrybridge B (_M) |  | 14 | 39 | 83 | 151 | 255 | 403 | 602 | 856 | 1161 | 1509 | 1888 | 2282 | 2677 | 3059 | 3417 | 3744 | 4033 | 4280 | 4486 | 4651 | 4780 | 4877 | 4947 | 4997 | 5031 | 5053 | 5069 | 5079 | 5086
NPgY | GSP | NPg Best View | Number of electric HGVs | GRIMSBY WEST | NPg Best View (Not in FES) | Lct_BB003b_NPgSubComponent | Number of | NPgY | Grimsby West |  | 10 | 29 | 63 | 114 | 193 | 305 | 455 | 647 | 878 | 1142 | 1428 | 1726 | 2025 | 2314 | 2585 | 2832 | 3051 | 3238 | 3393 | 3518 | 3616 | 3689 | 3742 | 3780 | 3806 | 3823 | 3834 | 3842 | 3848
NPgY | GSP | NPg Best View | Number of electric HGVs | JORDANTHORPE | NPg Best View (Not in FES) | Lct_BB003b_NPgSubComponent | Number of | NPgY | Jordanthorpe |  | 0 | 0 | 0 | 1 | 1 | 2 | 3 | 4 | 6 | 7 | 9 | 11 | 13 | 15 | 16 | 18 | 19 | 21 | 22 | 22 | 23 | 23 | 24 | 24 | 24 | 24 | 24 | 24 | 24
NPgY | GSP | NPg Best View | Number of electric HGVs | KEADBY | NPg Best View (Not in FES) | Lct_BB003b_NPgSubComponent | Number of | NPgY | Keadby |  | 9 | 25 | 54 | 98 | 165 | 261 | 390 | 555 | 753 | 978 | 1223 | 1479 | 1735 | 1982 | 2215 | 2426 | 2613 | 2774 | 2907 | 3014 | 3097 | 3160 | 3206 | 3238 | 3260 | 3275 | 3285 | 3291 | 3296
NPgY | GSP | NPg Best View | Number of electric HGVs | KIRKSTALL B | NPg Best View (Not in FES) | Lct_BB003b_NPgSubComponent | Number of | NPgY | Kirkstall B |  | 5 | 14 | 30 | 55 | 92 | 146 | 218 | 310 | 420 | 546 | 683 | 826 | 969 | 1107 | 1236 | 1355 | 1459 | 1549 | 1623 | 1683 | 1729 | 1764 | 1790 | 1808 | 1820 | 1828 | 1834 | 1838 | 1840
NPgY | GSP | NPg Best View | Number of electric HGVs | NEEPSEND | NPg Best View (Not in FES) | Lct_BB003b_NPgSubComponent | Number of | NPgY | Neepsend |  | 1 | 2 | 4 | 7 | 12 | 19 | 28 | 40 | 55 | 71 | 89 | 108 | 127 | 145 | 162 | 177 | 191 | 202 | 212 | 220 | 226 | 230 | 234 | 236 | 238 | 239 | 240 | 240 | 240
NPgY | GSP | NPg Best View | Number of electric HGVs | NORTON LEES | NPg Best View (Not in FES) | Lct_BB003b_NPgSubComponent | Number of | NPgY | Norton Lees |  | 0 | 0 | 0 | 0 | 1 | 1 | 2 | 2 | 3 | 4 | 5 | 7 | 8 | 9 | 10 | 11 | 12 | 12 | 13 | 13 | 14 | 14 | 14 | 14 | 14 | 15 | 15 | 15 | 15
NPgY | GSP | NPg Best View | Number of electric HGVs | PITSMOOR 3/4 | NPg Best View (Not in FES) | Lct_BB003b_NPgSubComponent | Number of | NPgY | Pitsmoor |  | 0 | 1 | 3 | 5 | 8 | 13 | 20 | 28 | 38 | 50 | 62 | 76 | 89 | 101 | 113 | 124 | 134 | 142 | 149 | 154 | 158 | 161 | 164 | 165 | 167 | 167 | 168 | 168 | 168
NPgY | GSP | NPg Best View | Number of electric HGVs | SALTEND NORTH | NPg Best View (Not in FES) | Lct_BB003b_NPgSubComponent | Number of | NPgY | Saltend North |  | 3 | 8 | 17 | 31 | 52 | 82 | 122 | 174 | 236 | 306 | 383 | 463 | 543 | 621 | 694 | 760 | 819 | 869 | 910 | 944 | 970 | 990 | 1004 | 1014 | 1021 | 1026 | 1029 | 1031 | 1032
NPgY | GSP | NPg Best View | Number of electric HGVs | SHEFFIELD CITY | NPg Best View (Not in FES) | Lct_BB003b_NPgSubComponent | Number of | NPgY | Sheffield City |  | 1 | 3 | 6 | 11 | 18 | 29 | 43 | 61 | 82 | 107 | 134 | 162 | 190 | 217 | 243 | 266 | 286 | 304 | 319 | 330 | 339 | 346 | 351 | 355 | 357 | 359 | 360 | 361 | 361
NPgY | GSP | NPg Best View | Number of electric HGVs | SKELTON GRANGE | NPg Best View (Not in FES) | Lct_BB003b_NPgSubComponent | Number of | NPgY | Skelton Grange |  | 21 | 58 | 124 | 226 | 381 | 602 | 901 | 1281 | 1738 | 2259 | 2824 | 3415 | 4006 | 4578 | 5114 | 5602 | 6035 | 6405 | 6712 | 6960 | 7152 | 7297 | 7403 | 7477 | 7528 | 7562 | 7585 | 7600 | 7611
NPgY | GSP | NPg Best View | Number of electric HGVs | TEMPLEBOROUGH 275/33KV | NPg Best View (Not in FES) | Lct_BB003b_NPgSubComponent | Number of | NPgY | Templeborough |  | 0 | 1 | 2 | 3 | 5 | 8 | 12 | 16 | 22 | 29 | 36 | 44 | 51 | 59 | 66 | 72 | 77 | 82 | 86 | 89 | 92 | 94 | 95 | 96 | 97 | 97 | 97 | 97 | 98
NPgY | GSP | NPg Best View | Number of electric HGVs | THURCROFT | NPg Best View (Not in FES) | Lct_BB003b_NPgSubComponent | Number of | NPgY | Thurcroft |  | 7 | 20 | 44 | 79 | 134 | 212 | 317 | 451 | 612 | 795 | 994 | 1202 | 1410 | 1611 | 1800 | 1972 | 2124 | 2254 | 2362 | 2449 | 2517 | 2568 | 2605 | 2631 | 2649 | 2661 | 2669 | 2675 | 2679
NPgY | GSP | NPg Best View | Number of electric HGVs | WEST MELTON / THORPE MARSH | NPg Best View (Not in FES) | Lct_BB003b_NPgSubComponent | Number of | NPgY | Thorpe Marsh |  | 16 | 44 | 95 | 173 | 291 | 461 | 689 | 979 | 1328 | 1727 | 2159 | 2610 | 3062 | 3499 | 3909 | 4283 | 4613 | 4896 | 5131 | 5320 | 5468 | 5579 | 5659 | 5716 | 5755 | 5781 | 5798 | 5810 | 5819
NPgY | GSP | NPg Best View | Number of electric HGVs | WEST MELTON SECTION 3 | NPg Best View (Not in FES) | Lct_BB003b_NPgSubComponent | Number of | NPgY | West Melton |  | 9 | 24 | 52 | 95 | 161 | 254 | 380 | 540 | 733 | 952 | 1191 | 1440 | 1689 | 1930 | 2156 | 2362 | 2545 | 2701 | 2830 | 2935 | 3016 | 3077 | 3122 | 3153 | 3174 | 3189 | 3198 | 3205 | 3210
NPgY | GSP | NPg Best View | Number of electric HGVs | WINCOBANK | NPg Best View (Not in FES) | Lct_BB003b_NPgSubComponent | Number of | NPgY | Wincobank |  | 1 | 2 | 5 | 9 | 14 | 23 | 34 | 48 | 65 | 85 | 106 | 129 | 151 | 172 | 193 | 211 | 227 | 241 | 253 | 262 | 269 | 275 | 279 | 282 | 284 | 285 | 286 | 286 | 287
NPgN | GSP | NG FES - Consumer Transformation | Number of electric HGVs | BLYTH 66kV | Consumer Transformation | Lct_BB003b_NPgSubComponent | Number of | NPgN | Blyth 66kV |  | 3 | 7 | 15 | 27 | 44 | 69 | 103 | 147 | 201 | 263 | 333 | 408 | 490 | 574 | 660 | 743 | 822 | 893 | 956 | 1010 | 1054 | 1089 | 1114 | 1133 | 1145 | 1153 | 1159 | 1162 | 1165
NPgN | GSP | NG FES - Consumer Transformation | Number of electric HGVs | BLYTH 132kV | Consumer Transformation | Lct_BB003b_NPgSubComponent | Number of | NPgN | Blyth 132kV |  | 1 | 1 | 3 | 5 | 9 | 14 | 21 | 30 | 40 | 53 | 67 | 82 | 98 | 115 | 133 | 149 | 165 | 179 | 192 | 203 | 212 | 219 | 224 | 228 | 230 | 232 | 233 | 233 | 234
NPgN | GSP | NG FES - Consumer Transformation | Number of electric HGVs | FOURSTONES | Consumer Transformation | Lct_BB003b_NPgSubComponent | Number of | NPgN | Fourstones |  | 0 | 0 | 0 | 1 | 1 | 1 | 2 | 3 | 4 | 6 | 7 | 9 | 10 | 12 | 14 | 16 | 17 | 19 | 20 | 21 | 22 | 23 | 24 | 24 | 24 | 24 | 24 | 25 | 25
NPgN | GSP | NG FES - Consumer Transformation | Number of electric HGVs | HARTMOOR | Consumer Transformation | Lct_BB003b_NPgSubComponent | Number of | NPgN | Hart Moor |  | 2 | 4 | 9 | 15 | 25 | 40 | 59 | 85 | 116 | 151 | 192 | 235 | 282 | 331 | 380 | 428 | 473 | 515 | 551 | 582 | 607 | 627 | 642 | 653 | 660 | 665 | 668 | 670 | 671
NPgN | GSP | NG FES - Consumer Transformation | Number of electric HGVs | HAWTHORN PIT GRID | Consumer Transformation | Lct_BB003b_NPgSubComponent | Number of | NPgN | Hawthorn Pit |  | 2 | 5 | 10 | 17 | 28 | 44 | 66 | 95 | 129 | 170 | 214 | 263 | 316 | 370 | 425 | 479 | 530 | 576 | 617 | 651 | 680 | 702 | 719 | 730 | 738 | 744 | 747 | 750 | 751
NPgN | GSP | NG FES - Consumer Transformation | Number of electric HGVs | KNARESBOROUGH | Consumer Transformation | Lct_BB003b_NPgSubComponent | Number of | NPgN | Knaresborough |  | 4 | 9 | 18 | 32 | 53 | 83 | 124 | 178 | 242 | 317 | 401 | 493 | 591 | 693 | 797 | 897 | 992 | 1078 | 1154 | 1219 | 1273 | 1314 | 1345 | 1367 | 1383 | 1392 | 1399 | 1403 | 1406
NPgN | GSP | NG FES - Consumer Transformation | Number of electric HGVs | LACKENBY | Consumer Transformation | Lct_BB003b_NPgSubComponent | Number of | NPgN | Lackenby |  | 5 | 13 | 26 | 47 | 77 | 121 | 181 | 259 | 353 | 463 | 585 | 718 | 861 | 1010 | 1161 | 1307 | 1445 | 1571 | 1682 | 1777 | 1854 | 1915 | 1960 | 1993 | 2014 | 2029 | 2038 | 2045 | 2049
NPgN | GSP | NG FES - Consumer Transformation | Number of electric HGVs | NORTON | Consumer Transformation | Lct_BB003b_NPgSubComponent | Number of | NPgN | Norton |  | 12 | 29 | 59 | 105 | 175 | 274 | 409 | 584 | 796 | 1043 | 1319 | 1620 | 1942 | 2278 | 2618 | 2948 | 3260 | 3543 | 3794 | 4007 | 4182 | 4319 | 4421 | 4494 | 4543 | 4576 | 4597 | 4612 | 4621
NPgN | GSP | NG FES - Consumer Transformation | Number of electric HGVs | OFFERTON | Consumer Transformation | Lct_BB003b_NPgSubComponent | Number of | NPgN | Offerton |  | 0 | 1 | 1 | 2 | 4 | 6 | 9 | 13 | 17 | 23 | 28 | 35 | 42 | 49 | 56 | 64 | 70 | 76 | 82 | 86 | 90 | 93 | 95 | 97 | 98 | 99 | 99 | 100 | 100
NPgN | GSP | NG FES - Consumer Transformation | Number of electric HGVs | OSBALDWICK | Consumer Transformation | Lct_BB003b_NPgSubComponent | Number of | NPgN | Osbaldwick |  | 3 | 8 | 15 | 28 | 46 | 71 | 107 | 152 | 208 | 272 | 344 | 423 | 507 | 595 | 684 | 770 | 851 | 925 | 991 | 1046 | 1092 | 1128 | 1155 | 1173 | 1186 | 1195 | 1200 | 1204 | 1207
NPgN | GSP | NG FES - Consumer Transformation | Number of electric HGVs | POPPLETON | Consumer Transformation | Lct_BB003b_NPgSubComponent | Number of | NPgN | Poppleton |  | 1 | 2 | 3 | 6 | 10 | 15 | 22 | 32 | 44 | 57 | 72 | 89 | 106 | 124 | 143 | 161 | 178 | 194 | 207 | 219 | 228 | 236 | 242 | 245 | 248 | 250 | 251 | 252 | 252
NPgN | GSP | NG FES - Consumer Transformation | Number of electric HGVs | SALTHOLME | Consumer Transformation | Lct_BB003b_NPgSubComponent | Number of | NPgN | Saltholme |  | 0 | 0 | 0 | 0 | 0 | 0 | 0 | 0 | 0 | 0 | 0 | 0 | 0 | 0 | 0 | 0 | 0 | 0 | 0 | 0 | 0 | 0 | 0 | 0 | 0 | 0 | 0 | 0 | 0
NPgN | GSP | NG FES - Consumer Transformation | Number of electric HGVs | SOUTH SHIELDS | Consumer Transformation | Lct_BB003b_NPgSubComponent | Number of | NPgN | South Shields |  | 1 | 2 | 4 | 7 | 12 | 19 | 28 | 40 | 55 | 72 | 91 | 111 | 134 | 157 | 180 | 203 | 224 | 244 | 261 | 275 | 287 | 297 | 304 | 309 | 312 | 315 | 316 | 317 | 318
NPgN | GSP | NG FES - Consumer Transformation | Number of electric HGVs | SPADEADAM | Consumer Transformation | Lct_BB003b_NPgSubComponent | Number of | NPgN | Spadeadam - Not in NG FES |  | 0 | 0 | 0 | 1 | 1 | 2 | 3 | 5 | 6 | 8 | 11 | 13 | 16 | 18 | 21 | 24 | 26 | 28 | 30 | 32 | 33 | 35 | 35 | 36 | 36 | 37 | 37 | 37 | 37
NPgN | GSP | NG FES - Consumer Transformation | Number of electric HGVs | SPENNYMOOR | Consumer Transformation | Lct_BB003b_NPgSubComponent | Number of | NPgN | Spennymoor |  | 5 | 11 | 23 | 42 | 69 | 109 | 162 | 232 | 316 | 414 | 524 | 643 | 771 | 905 | 1039 | 1171 | 1294 | 1407 | 1506 | 1591 | 1660 | 1715 | 1755 | 1784 | 1804 | 1817 | 1825 | 1831 | 1835
NPgN | GSP | NG FES - Consumer Transformation | Number of electric HGVs | STELLA NORTH | Consumer Transformation | Lct_BB003b_NPgSubComponent | Number of | NPgN | Stella North |  | 3 | 7 | 14 | 25 | 41 | 64 | 96 | 137 | 188 | 246 | 311 | 382 | 458 | 537 | 617 | 694 | 768 | 835 | 894 | 944 | 985 | 1017 | 1041 | 1059 | 1070 | 1078 | 1083 | 1086 | 1089
NPgN | GSP | NG FES - Consumer Transformation | Number of electric HGVs | STELLA SOUTH | Consumer Transformation | Lct_BB003b_NPgSubComponent | Number of | NPgN | Stella South |  | 6 | 14 | 29 | 51 | 85 | 133 | 198 | 283 | 386 | 506 | 639 | 785 | 941 | 1104 | 1269 | 1429 | 1580 | 1717 | 1839 | 1942 | 2027 | 2093 | 2143 | 2178 | 2202 | 2218 | 2228 | 2235 | 2240
NPgN | GSP | NG FES - Consumer Transformation | Number of electric HGVs | TYNEMOUTH | Consumer Transformation | Lct_BB003b_NPgSubComponent | Number of | NPgN | Tynemouth 1 |  | 2 | 5 | 10 | 17 | 29 | 45 | 68 | 96 | 132 | 172 | 218 | 268 | 321 | 376 | 432 | 487 | 539 | 585 | 627 | 662 | 691 | 714 | 730 | 742 | 751 | 756 | 759 | 762 | 763
NPgN | GSP | NG FES - Consumer Transformation | Number of electric HGVs | WEST BOLDON | Consumer Transformation | Lct_BB003b_NPgSubComponent | Number of | NPgN | West Boldon |  | 6 | 13 | 27 | 49 | 81 | 126 | 189 | 269 | 368 | 482 | 609 | 748 | 897 | 1052 | 1209 | 1361 | 1505 | 1636 | 1752 | 1850 | 1931 | 1994 | 2042 | 2075 | 2098 | 2113 | 2123 | 2129 | 2134
NPgY | GSP | NG FES - Consumer Transformation | Number of electric HGVs | BRADFORD WEST | Consumer Transformation | Lct_BB003b_NPgSubComponent | Number of | NPgY | Bradford West |  | 7 | 16 | 34 | 60 | 100 | 156 | 234 | 333 | 455 | 596 | 753 | 925 | 1109 | 1301 | 1495 | 1684 | 1862 | 2024 | 2166 | 2288 | 2388 | 2467 | 2525 | 2567 | 2595 | 2613 | 2626 | 2634 | 2639
NPgY | GSP | NG FES - Consumer Transformation | Number of electric HGVs | CAMBLESFORTH | Consumer Transformation | Lct_BB003b_NPgSubComponent | Number of | NPgY | Camblesforth |  | 2 | 6 | 12 | 21 | 35 | 55 | 82 | 117 | 160 | 210 | 265 | 326 | 390 | 458 | 526 | 593 | 655 | 712 | 762 | 805 | 840 | 868 | 889 | 903 | 913 | 920 | 924 | 927 | 929
NPgY | GSP | NG FES - Consumer Transformation | Number of electric HGVs | CREYKE BECK | Consumer Transformation | Lct_BB003b_NPgSubComponent | Number of | NPgY | Creyke Beck |  | 10 | 24 | 49 | 87 | 144 | 225 | 336 | 480 | 655 | 858 | 1085 | 1333 | 1598 | 1874 | 2153 | 2425 | 2681 | 2915 | 3120 | 3296 | 3440 | 3553 | 3637 | 3696 | 3737 | 3764 | 3781 | 3793 | 3801
NPgY | GSP | NG FES - Consumer Transformation | Number of electric HGVs | DRAX | Consumer Transformation | Lct_BB003b_NPgSubComponent | Number of | NPgY | Drax |  | 4 | 8 | 17 | 31 | 51 | 80 | 120 | 171 | 233 | 305 | 386 | 474 | 569 | 667 | 766 | 863 | 954 | 1037 | 1110 | 1173 | 1224 | 1264 | 1294 | 1315 | 1330 | 1339 | 1346 | 1350 | 1353
NPgY | GSP | NG FES - Consumer Transformation | Number of electric HGVs | ELLAND | Consumer Transformation | Lct_BB003b_NPgSubComponent | Number of | NPgY | Elland |  | 8 | 19 | 39 | 69 | 114 | 179 | 267 | 381 | 521 | 682 | 862 | 1059 | 1270 | 1489 | 1711 | 1927 | 2131 | 2316 | 2480 | 2619 | 2734 | 2823 | 2890 | 2938 | 2970 | 2991 | 3005 | 3014 | 3021
NPgY | GSP | NG FES - Consumer Transformation | Number of electric HGVs | FERRYBRIDGE A | Consumer Transformation | Lct_BB003b_NPgSubComponent | Number of | NPgY | Ferrybridge A |  | 6 | 14 | 28 | 50 | 83 | 131 | 195 | 279 | 380 | 498 | 630 | 774 | 927 | 1088 | 1250 | 1408 | 1557 | 1692 | 1811 | 1913 | 1997 | 2062 | 2111 | 2146 | 2169 | 2185 | 2195 | 2202 | 2207
NPgY | GSP | NG FES - Consumer Transformation | Number of electric HGVs | FERRYBRIDGE B | Consumer Transformation | Lct_BB003b_NPgSubComponent | Number of | NPgY | Ferrybridge B (_M) |  | 14 | 32 | 67 | 119 | 196 | 308 | 460 | 656 | 896 | 1173 | 1483 | 1822 | 2184 | 2562 | 2943 | 3315 | 3665 | 3984 | 4265 | 4505 | 4702 | 4856 | 4971 | 5053 | 5109 | 5145 | 5169 | 5185 | 5196
NPgY | GSP | NG FES - Consumer Transformation | Number of electric HGVs | GRIMSBY WEST | Consumer Transformation | Lct_BB003b_NPgSubComponent | Number of | NPgY | Grimsby West |  | 10 | 25 | 50 | 90 | 148 | 233 | 348 | 496 | 677 | 887 | 1122 | 1378 | 1652 | 1938 | 2226 | 2508 | 2773 | 3014 | 3227 | 3408 | 3557 | 3674 | 3761 | 3823 | 3865 | 3892 | 3910 | 3923 | 3931
NPgY | GSP | NG FES - Consumer Transformation | Number of electric HGVs | JORDANTHORPE | Consumer Transformation | Lct_BB003b_NPgSubComponent | Number of | NPgY | Jordanthorpe |  | 0 | 0 | 0 | 1 | 1 | 1 | 2 | 3 | 4 | 6 | 7 | 9 | 10 | 12 | 14 | 16 | 18 | 19 | 20 | 22 | 23 | 23 | 24 | 24 | 25 | 25 | 25 | 25 | 25
NPgY | GSP | NG FES - Consumer Transformation | Number of electric HGVs | KEADBY | Consumer Transformation | Lct_BB003b_NPgSubComponent | Number of | NPgY | Keadby |  | 9 | 21 | 43 | 77 | 127 | 199 | 298 | 425 | 580 | 760 | 961 | 1181 | 1415 | 1660 | 1907 | 2148 | 2375 | 2582 | 2764 | 2920 | 3047 | 3147 | 3222 | 3275 | 3311 | 3334 | 3350 | 3360 | 3367
NPgY | GSP | NG FES - Consumer Transformation | Number of electric HGVs | KIRKSTALL B | Consumer Transformation | Lct_BB003b_NPgSubComponent | Number of | NPgY | Kirkstall B |  | 5 | 12 | 24 | 43 | 71 | 111 | 166 | 237 | 324 | 424 | 537 | 659 | 790 | 927 | 1065 | 1199 | 1326 | 1441 | 1543 | 1630 | 1701 | 1757 | 1799 | 1828 | 1848 | 1862 | 1870 | 1876 | 1880
NPgY | GSP | NG FES - Consumer Transformation | Number of electric HGVs | NEEPSEND | Consumer Transformation | Lct_BB003b_NPgSubComponent | Number of | NPgY | Neepsend |  | 1 | 2 | 3 | 6 | 9 | 15 | 22 | 31 | 42 | 55 | 70 | 86 | 103 | 121 | 139 | 157 | 173 | 188 | 202 | 213 | 222 | 230 | 235 | 239 | 241 | 243 | 244 | 245 | 246
NPgY | GSP | NG FES - Consumer Transformation | Number of electric HGVs | NORTON LEES | Consumer Transformation | Lct_BB003b_NPgSubComponent | Number of | NPgY | Norton Lees |  | 0 | 0 | 0 | 0 | 1 | 1 | 1 | 2 | 3 | 3 | 4 | 5 | 6 | 7 | 8 | 10 | 11 | 11 | 12 | 13 | 14 | 14 | 14 | 15 | 15 | 15 | 15 | 15 | 15
NPgY | GSP | NG FES - Consumer Transformation | Number of electric HGVs | PITSMOOR 3/4 | Consumer Transformation | Lct_BB003b_NPgSubComponent | Number of | NPgY | Pitsmoor |  | 0 | 1 | 2 | 4 | 6 | 10 | 15 | 22 | 30 | 39 | 49 | 60 | 72 | 85 | 97 | 110 | 121 | 132 | 141 | 149 | 156 | 161 | 165 | 167 | 169 | 170 | 171 | 172 | 172
NPgY | GSP | NG FES - Consumer Transformation | Number of electric HGVs | SALTEND NORTH | Consumer Transformation | Lct_BB003b_NPgSubComponent | Number of | NPgY | Saltend North |  | 3 | 7 | 14 | 24 | 40 | 62 | 93 | 133 | 182 | 238 | 301 | 370 | 443 | 520 | 597 | 673 | 744 | 809 | 866 | 914 | 954 | 986 | 1009 | 1026 | 1037 | 1044 | 1049 | 1052 | 1055
NPgY | GSP | NG FES - Consumer Transformation | Number of electric HGVs | SHEFFIELD CITY | Consumer Transformation | Lct_BB003b_NPgSubComponent | Number of | NPgY | Sheffield City |  | 1 | 2 | 5 | 8 | 14 | 22 | 33 | 47 | 64 | 83 | 105 | 129 | 155 | 182 | 209 | 235 | 260 | 283 | 303 | 320 | 334 | 345 | 353 | 359 | 363 | 365 | 367 | 368 | 369
NPgY | GSP | NG FES - Consumer Transformation | Number of electric HGVs | SKELTON GRANGE | Consumer Transformation | Lct_BB003b_NPgSubComponent | Number of | NPgY | Skelton Grange |  | 21 | 49 | 100 | 177 | 294 | 460 | 688 | 982 | 1340 | 1755 | 2219 | 2726 | 3268 | 3833 | 4404 | 4961 | 5485 | 5962 | 6383 | 6742 | 7036 | 7267 | 7439 | 7561 | 7645 | 7699 | 7735 | 7759 | 7775
NPgY | GSP | NG FES - Consumer Transformation | Number of electric HGVs | TEMPLEBOROUGH 275/33KV | Consumer Transformation | Lct_BB003b_NPgSubComponent | Number of | NPgY | Templeborough |  | 0 | 1 | 1 | 2 | 4 | 6 | 9 | 13 | 17 | 23 | 28 | 35 | 42 | 49 | 56 | 64 | 70 | 76 | 82 | 86 | 90 | 93 | 95 | 97 | 98 | 99 | 99 | 100 | 100
NPgY | GSP | NG FES - Consumer Transformation | Number of electric HGVs | THURCROFT | Consumer Transformation | Lct_BB003b_NPgSubComponent | Number of | NPgY | Thurcroft |  | 7 | 17 | 35 | 62 | 103 | 162 | 242 | 346 | 472 | 618 | 781 | 959 | 1150 | 1349 | 1550 | 1746 | 1930 | 2098 | 2246 | 2373 | 2476 | 2558 | 2618 | 2661 | 2690 | 2710 | 2722 | 2731 | 2736
NPgY | GSP | NG FES - Consumer Transformation | Number of electric HGVs | WEST MELTON / THORPE MARSH | Consumer Transformation | Lct_BB003b_NPgSubComponent | Number of | NPgY | Thorpe Marsh |  | 16 | 37 | 76 | 136 | 224 | 352 | 526 | 751 | 1024 | 1342 | 1697 | 2084 | 2498 | 2930 | 3367 | 3792 | 4193 | 4558 | 4879 | 5154 | 5379 | 5555 | 5687 | 5780 | 5844 | 5886 | 5913 | 5932 | 5944
NPgY | GSP | NG FES - Consumer Transformation | Number of electric HGVs | WEST MELTON SECTION 3 | Consumer Transformation | Lct_BB003b_NPgSubComponent | Number of | NPgY | West Melton |  | 9 | 20 | 42 | 75 | 124 | 194 | 290 | 414 | 565 | 740 | 936 | 1150 | 1378 | 1616 | 1857 | 2092 | 2313 | 2514 | 2691 | 2843 | 2967 | 3064 | 3137 | 3188 | 3224 | 3247 | 3262 | 3272 | 3279
NPgY | GSP | NG FES - Consumer Transformation | Number of electric HGVs | WINCOBANK | Consumer Transformation | Lct_BB003b_NPgSubComponent | Number of | NPgY | Wincobank |  | 1 | 2 | 4 | 7 | 11 | 17 | 26 | 37 | 50 | 66 | 84 | 103 | 123 | 144 | 166 | 187 | 207 | 225 | 240 | 254 | 265 | 274 | 280 | 285 | 288 | 290 | 291 | 292 | 293
NPgN | GSP | NG FES - Falling Short | Number of electric HGVs | BLYTH 66kV | Falling Short | Lct_BB003b_NPgSubComponent | Number of | NPgN | Blyth 66kV |  | 3 | 7 | 13 | 23 | 37 | 57 | 84 | 120 | 165 | 219 | 278 | 342 | 409 | 478 | 550 | 623 | 697 | 769 | 839 | 902 | 958 | 1007 | 1046 | 1077 | 1100 | 1117 | 1127 | 1134 | 1138
NPgN | GSP | NG FES - Falling Short | Number of electric HGVs | BLYTH 132kV | Falling Short | Lct_BB003b_NPgSubComponent | Number of | NPgN | Blyth 132kV |  | 1 | 1 | 3 | 5 | 7 | 11 | 17 | 24 | 33 | 44 | 56 | 69 | 82 | 96 | 110 | 125 | 140 | 155 | 168 | 181 | 192 | 202 | 210 | 216 | 221 | 224 | 226 | 228 | 229
NPgN | GSP | NG FES - Falling Short | Number of electric HGVs | FOURSTONES | Falling Short | Lct_BB003b_NPgSubComponent | Number of | NPgN | Fourstones |  | 0 | 0 | 0 | 0 | 1 | 1 | 2 | 3 | 3 | 5 | 6 | 7 | 9 | 10 | 12 | 13 | 15 | 16 | 18 | 19 | 20 | 21 | 22 | 23 | 23 | 24 | 24 | 24 | 24
NPgN | GSP | NG FES - Falling Short | Number of electric HGVs | HARTMOOR | Falling Short | Lct_BB003b_NPgSubComponent | Number of | NPgN | Hart Moor |  | 2 | 4 | 7 | 13 | 21 | 33 | 49 | 69 | 95 | 126 | 160 | 197 | 236 | 276 | 317 | 359 | 401 | 443 | 483 | 520 | 552 | 580 | 603 | 621 | 634 | 643 | 649 | 653 | 656
NPgN | GSP | NG FES - Falling Short | Number of electric HGVs | HAWTHORN PIT GRID | Falling Short | Lct_BB003b_NPgSubComponent | Number of | NPgN | Hawthorn Pit |  | 2 | 4 | 8 | 15 | 24 | 37 | 54 | 78 | 107 | 141 | 179 | 221 | 264 | 308 | 354 | 402 | 449 | 496 | 541 | 582 | 618 | 649 | 675 | 695 | 710 | 720 | 727 | 731 | 734
NPgN | GSP | NG FES - Falling Short | Number of electric HGVs | KNARESBOROUGH | Falling Short | Lct_BB003b_NPgSubComponent | Number of | NPgN | Knaresborough |  | 4 | 8 | 16 | 27 | 44 | 68 | 102 | 145 | 200 | 264 | 336 | 413 | 494 | 577 | 663 | 752 | 841 | 929 | 1012 | 1089 | 1157 | 1215 | 1263 | 1301 | 1328 | 1348 | 1361 | 1369 | 1374
NPgN | GSP | NG FES - Falling Short | Number of electric HGVs | LACKENBY | Falling Short | Lct_BB003b_NPgSubComponent | Number of | NPgN | Lackenby |  | 5 | 12 | 23 | 40 | 64 | 100 | 148 | 212 | 291 | 384 | 489 | 602 | 719 | 841 | 967 | 1095 | 1226 | 1353 | 1475 | 1587 | 1686 | 1771 | 1840 | 1895 | 1936 | 1964 | 1983 | 1995 | 2002
NPgN | GSP | NG FES - Falling Short | Number of electric HGVs | NORTON | Falling Short | Lct_BB003b_NPgSubComponent | Number of | NPgN | Norton |  | 12 | 26 | 51 | 89 | 145 | 225 | 334 | 478 | 656 | 867 | 1103 | 1357 | 1623 | 1897 | 2180 | 2470 | 2764 | 3052 | 3327 | 3578 | 3802 | 3993 | 4151 | 4274 | 4366 | 4430 | 4472 | 4499 | 4516
NPgN | GSP | NG FES - Falling Short | Number of electric HGVs | OFFERTON | Falling Short | Lct_BB003b_NPgSubComponent | Number of | NPgN | Offerton |  | 0 | 1 | 1 | 2 | 3 | 5 | 7 | 10 | 14 | 19 | 24 | 29 | 35 | 41 | 47 | 53 | 60 | 66 | 72 | 77 | 82 | 86 | 90 | 92 | 94 | 96 | 97 | 97 | 97
NPgN | GSP | NG FES - Falling Short | Number of electric HGVs | OSBALDWICK | Falling Short | Lct_BB003b_NPgSubComponent | Number of | NPgN | Osbaldwick |  | 3 | 7 | 13 | 23 | 38 | 59 | 87 | 125 | 171 | 226 | 288 | 354 | 424 | 495 | 569 | 645 | 722 | 797 | 869 | 934 | 993 | 1043 | 1084 | 1116 | 1140 | 1157 | 1168 | 1175 | 1179
NPgN | GSP | NG FES - Falling Short | Number of electric HGVs | POPPLETON | Falling Short | Lct_BB003b_NPgSubComponent | Number of | NPgN | Poppleton |  | 1 | 1 | 3 | 5 | 8 | 12 | 18 | 26 | 36 | 47 | 60 | 74 | 89 | 104 | 119 | 135 | 151 | 167 | 182 | 195 | 208 | 218 | 227 | 233 | 238 | 242 | 244 | 246 | 247
NPgN | GSP | NG FES - Falling Short | Number of electric HGVs | SALTHOLME | Falling Short | Lct_BB003b_NPgSubComponent | Number of | NPgN | Saltholme |  | 0 | 0 | 0 | 0 | 0 | 0 | 0 | 0 | 0 | 0 | 0 | 0 | 0 | 0 | 0 | 0 | 0 | 0 | 0 | 0 | 0 | 0 | 0 | 0 | 0 | 0 | 0 | 0 | 0
NPgN | GSP | NG FES - Falling Short | Number of electric HGVs | SOUTH SHIELDS | Falling Short | Lct_BB003b_NPgSubComponent | Number of | NPgN | South Shields |  | 1 | 2 | 4 | 6 | 10 | 15 | 23 | 33 | 45 | 60 | 76 | 93 | 112 | 130 | 150 | 170 | 190 | 210 | 229 | 246 | 261 | 275 | 285 | 294 | 300 | 305 | 307 | 309 | 310
NPgN | GSP | NG FES - Falling Short | Number of electric HGVs | SPADEADAM | Falling Short | Lct_BB003b_NPgSubComponent | Number of | NPgN | Spadeadam - Not in NG FES |  | 0 | 0 | 0 | 1 | 1 | 2 | 3 | 4 | 5 | 7 | 9 | 11 | 13 | 15 | 17 | 20 | 22 | 24 | 27 | 29 | 30 | 32 | 33 | 34 | 35 | 35 | 36 | 36 | 36
NPgN | GSP | NG FES - Falling Short | Number of electric HGVs | SPENNYMOOR | Falling Short | Lct_BB003b_NPgSubComponent | Number of | NPgN | Spennymoor |  | 5 | 10 | 20 | 36 | 58 | 89 | 133 | 190 | 261 | 344 | 438 | 539 | 644 | 753 | 866 | 981 | 1097 | 1212 | 1321 | 1421 | 1509 | 1585 | 1648 | 1697 | 1733 | 1759 | 1775 | 1786 | 1793
NPgN | GSP | NG FES - Falling Short | Number of electric HGVs | STELLA NORTH | Falling Short | Lct_BB003b_NPgSubComponent | Number of | NPgN | Stella North |  | 3 | 6 | 12 | 21 | 34 | 53 | 79 | 113 | 155 | 204 | 260 | 320 | 382 | 447 | 513 | 582 | 651 | 719 | 784 | 843 | 896 | 941 | 978 | 1007 | 1028 | 1043 | 1053 | 1060 | 1064
NPgN | GSP | NG FES - Falling Short | Number of electric HGVs | STELLA SOUTH | Falling Short | Lct_BB003b_NPgSubComponent | Number of | NPgN | Stella South |  | 6 | 13 | 25 | 43 | 70 | 109 | 162 | 232 | 318 | 420 | 535 | 658 | 787 | 920 | 1057 | 1197 | 1340 | 1479 | 1612 | 1734 | 1843 | 1936 | 2012 | 2072 | 2116 | 2147 | 2167 | 2180 | 2189
NPgN | GSP | NG FES - Falling Short | Number of electric HGVs | TYNEMOUTH | Falling Short | Lct_BB003b_NPgSubComponent | Number of | NPgN | Tynemouth 1 |  | 2 | 4 | 8 | 15 | 24 | 37 | 55 | 79 | 108 | 143 | 182 | 224 | 268 | 313 | 360 | 408 | 457 | 504 | 550 | 591 | 628 | 660 | 686 | 706 | 721 | 732 | 739 | 743 | 746
NPgN | GSP | NG FES - Falling Short | Number of electric HGVs | WEST BOLDON | Falling Short | Lct_BB003b_NPgSubComponent | Number of | NPgN | West Boldon |  | 6 | 12 | 24 | 41 | 67 | 104 | 154 | 221 | 303 | 400 | 509 | 627 | 749 | 876 | 1007 | 1141 | 1276 | 1410 | 1536 | 1652 | 1756 | 1844 | 1917 | 1974 | 2016 | 2045 | 2065 | 2077 | 2085
NPgY | GSP | NG FES - Falling Short | Number of electric HGVs | BRADFORD WEST | Falling Short | Lct_BB003b_NPgSubComponent | Number of | NPgY | Bradford West |  | 7 | 15 | 29 | 51 | 83 | 129 | 191 | 273 | 375 | 495 | 630 | 775 | 927 | 1083 | 1245 | 1411 | 1579 | 1743 | 1900 | 2044 | 2171 | 2281 | 2371 | 2441 | 2493 | 2530 | 2554 | 2569 | 2579
NPgY | GSP | NG FES - Falling Short | Number of electric HGVs | CAMBLESFORTH | Falling Short | Lct_BB003b_NPgSubComponent | Number of | NPgY | Camblesforth |  | 2 | 5 | 10 | 18 | 29 | 45 | 67 | 96 | 132 | 174 | 222 | 273 | 326 | 381 | 438 | 497 | 556 | 613 | 669 | 719 | 764 | 803 | 834 | 859 | 877 | 890 | 899 | 904 | 908
NPgY | GSP | NG FES - Falling Short | Number of electric HGVs | CREYKE BECK | Falling Short | Lct_BB003b_NPgSubComponent | Number of | NPgY | Creyke Beck |  | 10 | 21 | 42 | 74 | 120 | 185 | 275 | 393 | 540 | 713 | 907 | 1116 | 1335 | 1560 | 1793 | 2032 | 2273 | 2511 | 2736 | 2943 | 3127 | 3285 | 3414 | 3516 | 3591 | 3643 | 3678 | 3700 | 3714
NPgY | GSP | NG FES - Falling Short | Number of electric HGVs | DRAX | Falling Short | Lct_BB003b_NPgSubComponent | Number of | NPgY | Drax |  | 4 | 8 | 15 | 26 | 43 | 66 | 98 | 140 | 192 | 254 | 323 | 397 | 475 | 555 | 638 | 723 | 809 | 893 | 974 | 1047 | 1113 | 1169 | 1215 | 1251 | 1278 | 1297 | 1309 | 1317 | 1322
NPgY | GSP | NG FES - Falling Short | Number of electric HGVs | ELLAND | Falling Short | Lct_BB003b_NPgSubComponent | Number of | NPgY | Elland |  | 8 | 17 | 34 | 58 | 95 | 147 | 219 | 312 | 429 | 567 | 721 | 887 | 1061 | 1240 | 1425 | 1615 | 1807 | 1995 | 2174 | 2339 | 2485 | 2610 | 2713 | 2794 | 2854 | 2895 | 2923 | 2941 | 2952
NPgY | GSP | NG FES - Falling Short | Number of electric HGVs | FERRYBRIDGE A | Falling Short | Lct_BB003b_NPgSubComponent | Number of | NPgY | Ferrybridge A |  | 6 | 12 | 25 | 43 | 69 | 107 | 160 | 228 | 313 | 414 | 527 | 648 | 775 | 906 | 1041 | 1180 | 1320 | 1458 | 1588 | 1709 | 1815 | 1907 | 1982 | 2041 | 2085 | 2115 | 2135 | 2148 | 2156
NPgY | GSP | NG FES - Falling Short | Number of electric HGVs | FERRYBRIDGE B | Falling Short | Lct_BB003b_NPgSubComponent | Number of | NPgY | Ferrybridge B (_M) |  | 14 | 29 | 58 | 101 | 163 | 253 | 376 | 537 | 738 | 975 | 1240 | 1526 | 1825 | 2133 | 2451 | 2778 | 3108 | 3432 | 3740 | 4024 | 4275 | 4490 | 4667 | 4806 | 4909 | 4981 | 5028 | 5058 | 5077
NPgY | GSP | NG FES - Falling Short | Number of electric HGVs | GRIMSBY WEST | Falling Short | Lct_BB003b_NPgSubComponent | Number of | NPgY | Grimsby West |  | 10 | 22 | 44 | 76 | 124 | 191 | 284 | 406 | 558 | 738 | 938 | 1154 | 1380 | 1614 | 1854 | 2101 | 2351 | 2596 | 2830 | 3044 | 3234 | 3397 | 3531 | 3636 | 3713 | 3768 | 3804 | 3827 | 3841
NPgY | GSP | NG FES - Falling Short | Number of electric HGVs | JORDANTHORPE | Falling Short | Lct_BB003b_NPgSubComponent | Number of | NPgY | Jordanthorpe |  | 0 | 0 | 0 | 0 | 1 | 1 | 2 | 3 | 4 | 5 | 6 | 7 | 9 | 10 | 12 | 13 | 15 | 16 | 18 | 19 | 21 | 22 | 22 | 23 | 24 | 24 | 24 | 24 | 24
NPgY | GSP | NG FES - Falling Short | Number of electric HGVs | KEADBY | Falling Short | Lct_BB003b_NPgSubComponent | Number of | NPgY | Keadby |  | 9 | 19 | 37 | 65 | 106 | 164 | 244 | 348 | 478 | 632 | 804 | 989 | 1182 | 1382 | 1588 | 1800 | 2014 | 2224 | 2424 | 2607 | 2770 | 2910 | 3024 | 3114 | 3181 | 3228 | 3258 | 3278 | 3290
NPgY | GSP | NG FES - Falling Short | Number of electric HGVs | KIRKSTALL B | Falling Short | Lct_BB003b_NPgSubComponent | Number of | NPgY | Kirkstall B |  | 5 | 11 | 21 | 36 | 59 | 92 | 136 | 194 | 267 | 353 | 449 | 552 | 660 | 772 | 887 | 1005 | 1124 | 1242 | 1353 | 1456 | 1547 | 1625 | 1689 | 1739 | 1776 | 1802 | 1819 | 1830 | 1837
NPgY | GSP | NG FES - Falling Short | Number of electric HGVs | NEEPSEND | Falling Short | Lct_BB003b_NPgSubComponent | Number of | NPgY | Neepsend |  | 1 | 1 | 3 | 5 | 8 | 12 | 18 | 25 | 35 | 46 | 59 | 72 | 86 | 101 | 116 | 131 | 147 | 162 | 177 | 190 | 202 | 212 | 221 | 227 | 232 | 235 | 238 | 239 | 240
NPgY | GSP | NG FES - Falling Short | Number of electric HGVs | NORTON LEES | Falling Short | Lct_BB003b_NPgSubComponent | Number of | NPgY | Norton Lees |  | 0 | 0 | 0 | 0 | 0 | 1 | 1 | 2 | 2 | 3 | 4 | 4 | 5 | 6 | 7 | 8 | 9 | 10 | 11 | 12 | 12 | 13 | 13 | 14 | 14 | 14 | 14 | 15 | 15
NPgY | GSP | NG FES - Falling Short | Number of electric HGVs | PITSMOOR 3/4 | Falling Short | Lct_BB003b_NPgSubComponent | Number of | NPgY | Pitsmoor |  | 0 | 1 | 2 | 3 | 5 | 8 | 12 | 18 | 24 | 32 | 41 | 51 | 60 | 71 | 81 | 92 | 103 | 114 | 124 | 133 | 142 | 149 | 155 | 159 | 163 | 165 | 166 | 167 | 168
NPgY | GSP | NG FES - Falling Short | Number of electric HGVs | SALTEND NORTH | Falling Short | Lct_BB003b_NPgSubComponent | Number of | NPgY | Saltend North |  | 3 | 6 | 12 | 20 | 33 | 51 | 76 | 109 | 150 | 198 | 252 | 310 | 370 | 433 | 498 | 564 | 631 | 697 | 759 | 817 | 868 | 911 | 947 | 975 | 996 | 1011 | 1021 | 1027 | 1031
NPgY | GSP | NG FES - Falling Short | Number of electric HGVs | SHEFFIELD CITY | Falling Short | Lct_BB003b_NPgSubComponent | Number of | NPgY | Sheffield City |  | 1 | 2 | 4 | 7 | 12 | 18 | 27 | 38 | 52 | 69 | 88 | 108 | 130 | 151 | 174 | 197 | 221 | 244 | 266 | 286 | 304 | 319 | 331 | 341 | 349 | 354 | 357 | 359 | 361
NPgY | GSP | NG FES - Falling Short | Number of electric HGVs | SKELTON GRANGE | Falling Short | Lct_BB003b_NPgSubComponent | Number of | NPgY | Skelton Grange |  | 21 | 44 | 87 | 151 | 245 | 379 | 563 | 804 | 1105 | 1459 | 1856 | 2283 | 2730 | 3192 | 3668 | 4157 | 4651 | 5136 | 5597 | 6021 | 6397 | 6719 | 6984 | 7191 | 7345 | 7453 | 7524 | 7569 | 7598
NPgY | GSP | NG FES - Falling Short | Number of electric HGVs | TEMPLEBOROUGH 275/33KV | Falling Short | Lct_BB003b_NPgSubComponent | Number of | NPgY | Templeborough |  | 0 | 1 | 1 | 2 | 3 | 5 | 7 | 10 | 14 | 19 | 24 | 29 | 35 | 41 | 47 | 53 | 60 | 66 | 72 | 77 | 82 | 86 | 90 | 92 | 94 | 96 | 97 | 97 | 97
NPgY | GSP | NG FES - Falling Short | Number of electric HGVs | THURCROFT | Falling Short | Lct_BB003b_NPgSubComponent | Number of | NPgY | Thurcroft |  | 7 | 15 | 30 | 53 | 86 | 133 | 198 | 283 | 389 | 513 | 653 | 804 | 961 | 1123 | 1291 | 1463 | 1637 | 1808 | 1970 | 2119 | 2251 | 2365 | 2458 | 2531 | 2585 | 2623 | 2648 | 2664 | 2674
NPgY | GSP | NG FES - Falling Short | Number of electric HGVs | WEST MELTON / THORPE MARSH | Falling Short | Lct_BB003b_NPgSubComponent | Number of | NPgY | Thorpe Marsh |  | 16 | 33 | 66 | 115 | 187 | 289 | 430 | 615 | 844 | 1115 | 1419 | 1746 | 2087 | 2440 | 2804 | 3178 | 3555 | 3926 | 4279 | 4603 | 4890 | 5137 | 5339 | 5498 | 5615 | 5698 | 5752 | 5787 | 5808
NPgY | GSP | NG FES - Falling Short | Number of electric HGVs | WEST MELTON SECTION 3 | Falling Short | Lct_BB003b_NPgSubComponent | Number of | NPgY | West Melton |  | 9 | 18 | 37 | 63 | 103 | 160 | 237 | 339 | 466 | 615 | 783 | 963 | 1151 | 1346 | 1547 | 1753 | 1961 | 2166 | 2360 | 2539 | 2698 | 2833 | 2945 | 3032 | 3097 | 3143 | 3173 | 3192 | 3204
NPgY | GSP | NG FES - Falling Short | Number of electric HGVs | WINCOBANK | Falling Short | Lct_BB003b_NPgSubComponent | Number of | NPgY | Wincobank |  | 1 | 2 | 3 | 6 | 9 | 14 | 21 | 30 | 42 | 55 | 70 | 86 | 103 | 120 | 138 | 157 | 175 | 194 | 211 | 227 | 241 | 253 | 263 | 271 | 277 | 281 | 283 | 285 | 286
NPgN | GSP | NG FES - Leading the Way | Number of electric HGVs | BLYTH 66kV | Leading the Way | Lct_BB003b_NPgSubComponent | Number of | NPgN | Blyth 66kV |  | 3 | 9 | 19 | 34 | 57 | 90 | 135 | 192 | 260 | 338 | 423 | 512 | 600 | 686 | 766 | 839 | 904 | 960 | 1006 | 1043 | 1072 | 1093 | 1109 | 1120 | 1128 | 1133 | 1136 | 1139 | 1140
NPgN | GSP | NG FES - Leading the Way | Number of electric HGVs | BLYTH 132kV | Leading the Way | Lct_BB003b_NPgSubComponent | Number of | NPgN | Blyth 132kV |  | 1 | 2 | 4 | 7 | 11 | 18 | 27 | 39 | 52 | 68 | 85 | 103 | 121 | 138 | 154 | 169 | 182 | 193 | 202 | 209 | 215 | 220 | 223 | 225 | 227 | 228 | 228 | 229 | 229
NPgN | GSP | NG FES - Leading the Way | Number of electric HGVs | FOURSTONES | Leading the Way | Lct_BB003b_NPgSubComponent | Number of | NPgN | Fourstones |  | 0 | 0 | 0 | 1 | 1 | 2 | 3 | 4 | 6 | 7 | 9 | 11 | 13 | 14 | 16 | 18 | 19 | 20 | 21 | 22 | 23 | 23 | 23 | 24 | 24 | 24 | 24 | 24 | 24
NPgN | GSP | NG FES - Leading the Way | Number of electric HGVs | HARTMOOR | Leading the Way | Lct_BB003b_NPgSubComponent | Number of | NPgN | Hart Moor |  | 2 | 5 | 11 | 19 | 33 | 52 | 78 | 111 | 150 | 195 | 244 | 295 | 346 | 395 | 441 | 484 | 521 | 553 | 579 | 601 | 617 | 630 | 639 | 645 | 650 | 653 | 655 | 656 | 657
NPgN | GSP | NG FES - Leading the Way | Number of electric HGVs | HAWTHORN PIT GRID | Leading the Way | Lct_BB003b_NPgSubComponent | Number of | NPgN | Hawthorn Pit |  | 2 | 6 | 12 | 22 | 37 | 58 | 87 | 124 | 168 | 218 | 273 | 330 | 387 | 442 | 494 | 541 | 583 | 619 | 648 | 672 | 691 | 705 | 715 | 722 | 727 | 730 | 733 | 734 | 735
NPgN | GSP | NG FES - Leading the Way | Number of electric HGVs | KNARESBOROUGH | Leading the Way | Lct_BB003b_NPgSubComponent | Number of | NPgN | Knaresborough |  | 4 | 10 | 22 | 41 | 69 | 109 | 163 | 232 | 314 | 408 | 511 | 618 | 724 | 828 | 925 | 1013 | 1091 | 1158 | 1214 | 1259 | 1294 | 1320 | 1339 | 1352 | 1361 | 1368 | 1372 | 1375 | 1377
NPgN | GSP | NG FES - Leading the Way | Number of electric HGVs | LACKENBY | Leading the Way | Lct_BB003b_NPgSubComponent | Number of | NPgN | Lackenby |  | 5 | 15 | 33 | 60 | 100 | 159 | 237 | 337 | 458 | 595 | 744 | 900 | 1056 | 1206 | 1348 | 1476 | 1590 | 1688 | 1769 | 1834 | 1885 | 1923 | 1951 | 1970 | 1984 | 1993 | 1999 | 2003 | 2006
NPgN | GSP | NG FES - Leading the Way | Number of electric HGVs | NORTON | Leading the Way | Lct_BB003b_NPgSubComponent | Number of | NPgN | Norton |  | 12 | 34 | 74 | 134 | 226 | 358 | 535 | 761 | 1033 | 1342 | 1679 | 2029 | 2381 | 2721 | 3039 | 3330 | 3587 | 3807 | 3989 | 4136 | 4251 | 4337 | 4400 | 4444 | 4474 | 4494 | 4508 | 4517 | 4524
NPgN | GSP | NG FES - Leading the Way | Number of electric HGVs | OFFERTON | Leading the Way | Lct_BB003b_NPgSubComponent | Number of | NPgN | Offerton |  | 0 | 1 | 2 | 3 | 5 | 8 | 12 | 16 | 22 | 29 | 36 | 44 | 51 | 59 | 66 | 72 | 77 | 82 | 86 | 89 | 92 | 94 | 95 | 96 | 97 | 97 | 97 | 97 | 98
NPgN | GSP | NG FES - Leading the Way | Number of electric HGVs | OSBALDWICK | Leading the Way | Lct_BB003b_NPgSubComponent | Number of | NPgN | Osbaldwick |  | 3 | 9 | 19 | 35 | 59 | 93 | 140 | 199 | 270 | 351 | 438 | 530 | 622 | 710 | 794 | 869 | 937 | 994 | 1042 | 1080 | 1110 | 1133 | 1149 | 1160 | 1168 | 1174 | 1177 | 1180 | 1181
NPgN | GSP | NG FES - Leading the Way | Number of electric HGVs | POPPLETON | Leading the Way | Lct_BB003b_NPgSubComponent | Number of | NPgN | Poppleton |  | 1 | 2 | 4 | 7 | 12 | 20 | 29 | 42 | 56 | 73 | 92 | 111 | 130 | 149 | 166 | 182 | 196 | 208 | 218 | 226 | 232 | 237 | 240 | 243 | 244 | 245 | 246 | 247 | 247
NPgN | GSP | NG FES - Leading the Way | Number of electric HGVs | SALTHOLME | Leading the Way | Lct_BB003b_NPgSubComponent | Number of | NPgN | Saltholme |  | 0 | 0 | 0 | 0 | 0 | 0 | 0 | 0 | 0 | 0 | 0 | 0 | 0 | 0 | 0 | 0 | 0 | 0 | 0 | 0 | 0 | 0 | 0 | 0 | 0 | 0 | 0 | 0 | 0
NPgN | GSP | NG FES - Leading the Way | Number of electric HGVs | SOUTH SHIELDS | Leading the Way | Lct_BB003b_NPgSubComponent | Number of | NPgN | South Shields |  | 1 | 2 | 5 | 9 | 16 | 25 | 37 | 52 | 71 | 92 | 115 | 140 | 164 | 187 | 209 | 229 | 247 | 262 | 274 | 284 | 292 | 298 | 302 | 305 | 308 | 309 | 310 | 311 | 311
NPgN | GSP | NG FES - Leading the Way | Number of electric HGVs | SPADEADAM | Leading the Way | Lct_BB003b_NPgSubComponent | Number of | NPgN | Spadeadam - Not in NG FES |  | 0 | 0 | 1 | 1 | 2 | 3 | 4 | 6 | 8 | 11 | 13 | 16 | 19 | 22 | 24 | 27 | 29 | 30 | 32 | 33 | 34 | 35 | 35 | 36 | 36 | 36 | 36 | 36 | 36
NPgN | GSP | NG FES - Leading the Way | Number of electric HGVs | SPENNYMOOR | Leading the Way | Lct_BB003b_NPgSubComponent | Number of | NPgN | Spennymoor |  | 5 | 14 | 29 | 53 | 90 | 142 | 213 | 302 | 410 | 533 | 666 | 806 | 945 | 1080 | 1207 | 1322 | 1424 | 1511 | 1584 | 1642 | 1688 | 1722 | 1747 | 1764 | 1776 | 1784 | 1790 | 1793 | 1796
NPgN | GSP | NG FES - Leading the Way | Number of electric HGVs | STELLA NORTH | Leading the Way | Lct_BB003b_NPgSubComponent | Number of | NPgN | Stella North |  | 3 | 8 | 17 | 32 | 53 | 84 | 126 | 179 | 243 | 316 | 395 | 478 | 561 | 641 | 716 | 784 | 845 | 897 | 940 | 974 | 1001 | 1022 | 1036 | 1047 | 1054 | 1059 | 1062 | 1064 | 1066
NPgN | GSP | NG FES - Leading the Way | Number of electric HGVs | STELLA SOUTH | Leading the Way | Lct_BB003b_NPgSubComponent | Number of | NPgN | Stella South |  | 6 | 17 | 36 | 65 | 110 | 174 | 260 | 369 | 501 | 651 | 814 | 984 | 1154 | 1319 | 1473 | 1614 | 1738 | 1845 | 1934 | 2005 | 2060 | 2102 | 2132 | 2154 | 2168 | 2178 | 2185 | 2189 | 2193
NPgN | GSP | NG FES - Leading the Way | Number of electric HGVs | TYNEMOUTH | Leading the Way | Lct_BB003b_NPgSubComponent | Number of | NPgN | Tynemouth 1 |  | 2 | 6 | 12 | 22 | 37 | 59 | 88 | 126 | 171 | 222 | 277 | 335 | 393 | 449 | 502 | 550 | 593 | 629 | 659 | 683 | 702 | 716 | 727 | 734 | 739 | 742 | 745 | 746 | 747
NPgN | GSP | NG FES - Leading the Way | Number of electric HGVs | WEST BOLDON | Leading the Way | Lct_BB003b_NPgSubComponent | Number of | NPgN | West Boldon |  | 6 | 16 | 34 | 62 | 105 | 165 | 247 | 351 | 477 | 620 | 775 | 937 | 1099 | 1256 | 1403 | 1538 | 1656 | 1758 | 1842 | 1910 | 1963 | 2003 | 2032 | 2052 | 2066 | 2075 | 2082 | 2086 | 2089
NPgY | GSP | NG FES - Leading the Way | Number of electric HGVs | BRADFORD WEST | Leading the Way | Lct_BB003b_NPgSubComponent | Number of | NPgY | Bradford West |  | 7 | 20 | 42 | 77 | 129 | 204 | 306 | 435 | 590 | 767 | 959 | 1159 | 1360 | 1554 | 1736 | 1902 | 2048 | 2174 | 2278 | 2362 | 2428 | 2477 | 2513 | 2538 | 2555 | 2567 | 2574 | 2580 | 2584
NPgY | GSP | NG FES - Leading the Way | Number of electric HGVs | CAMBLESFORTH | Leading the Way | Lct_BB003b_NPgSubComponent | Number of | NPgY | Camblesforth |  | 2 | 7 | 15 | 27 | 46 | 72 | 108 | 153 | 208 | 270 | 337 | 408 | 478 | 547 | 611 | 669 | 721 | 765 | 802 | 831 | 854 | 872 | 884 | 893 | 899 | 903 | 906 | 908 | 909
NPgY | GSP | NG FES - Leading the Way | Number of electric HGVs | CREYKE BECK | Leading the Way | Lct_BB003b_NPgSubComponent | Number of | NPgY | Creyke Beck |  | 10 | 28 | 61 | 110 | 186 | 294 | 440 | 626 | 849 | 1104 | 1381 | 1669 | 1958 | 2238 | 2500 | 2739 | 2950 | 3131 | 3281 | 3402 | 3496 | 3567 | 3619 | 3655 | 3680 | 3697 | 3708 | 3715 | 3721
NPgY | GSP | NG FES - Leading the Way | Number of electric HGVs | DRAX | Leading the Way | Lct_BB003b_NPgSubComponent | Number of | NPgY | Drax |  | 4 | 10 | 22 | 39 | 66 | 105 | 157 | 223 | 302 | 393 | 491 | 594 | 697 | 796 | 890 | 975 | 1050 | 1114 | 1168 | 1211 | 1244 | 1269 | 1288 | 1301 | 1310 | 1315 | 1319 | 1322 | 1324
NPgY | GSP | NG FES - Leading the Way | Number of electric HGVs | ELLAND | Leading the Way | Lct_BB003b_NPgSubComponent | Number of | NPgY | Elland |  | 8 | 22 | 48 | 88 | 148 | 234 | 350 | 498 | 675 | 877 | 1097 | 1327 | 1556 | 1778 | 1987 | 2176 | 2344 | 2488 | 2608 | 2704 | 2779 | 2835 | 2876 | 2905 | 2924 | 2938 | 2947 | 2953 | 2957
NPgY | GSP | NG FES - Leading the Way | Number of electric HGVs | FERRYBRIDGE A | Leading the Way | Lct_BB003b_NPgSubComponent | Number of | NPgY | Ferrybridge A |  | 6 | 16 | 35 | 64 | 108 | 171 | 256 | 363 | 493 | 641 | 802 | 969 | 1137 | 1299 | 1451 | 1590 | 1713 | 1818 | 1905 | 1975 | 2030 | 2071 | 2101 | 2122 | 2136 | 2146 | 2152 | 2157 | 2160
NPgY | GSP | NG FES - Leading the Way | Number of electric HGVs | FERRYBRIDGE B | Leading the Way | Lct_BB003b_NPgSubComponent | Number of | NPgY | Ferrybridge B (_M) |  | 14 | 39 | 83 | 151 | 255 | 403 | 602 | 856 | 1161 | 1509 | 1888 | 2282 | 2677 | 3059 | 3417 | 3744 | 4033 | 4280 | 4486 | 4651 | 4780 | 4877 | 4947 | 4997 | 5031 | 5053 | 5069 | 5079 | 5086
NPgY | GSP | NG FES - Leading the Way | Number of electric HGVs | GRIMSBY WEST | Leading the Way | Lct_BB003b_NPgSubComponent | Number of | NPgY | Grimsby West |  | 10 | 29 | 63 | 114 | 193 | 305 | 455 | 647 | 878 | 1142 | 1428 | 1726 | 2025 | 2314 | 2585 | 2832 | 3051 | 3238 | 3393 | 3518 | 3616 | 3689 | 3742 | 3780 | 3806 | 3823 | 3834 | 3842 | 3848
NPgY | GSP | NG FES - Leading the Way | Number of electric HGVs | JORDANTHORPE | Leading the Way | Lct_BB003b_NPgSubComponent | Number of | NPgY | Jordanthorpe |  | 0 | 0 | 0 | 1 | 1 | 2 | 3 | 4 | 6 | 7 | 9 | 11 | 13 | 15 | 16 | 18 | 19 | 21 | 22 | 22 | 23 | 23 | 24 | 24 | 24 | 24 | 24 | 24 | 24
NPgY | GSP | NG FES - Leading the Way | Number of electric HGVs | KEADBY | Leading the Way | Lct_BB003b_NPgSubComponent | Number of | NPgY | Keadby |  | 9 | 25 | 54 | 98 | 165 | 261 | 390 | 555 | 753 | 978 | 1223 | 1479 | 1735 | 1982 | 2215 | 2426 | 2613 | 2774 | 2907 | 3014 | 3097 | 3160 | 3206 | 3238 | 3260 | 3275 | 3285 | 3291 | 3296
NPgY | GSP | NG FES - Leading the Way | Number of electric HGVs | KIRKSTALL B | Leading the Way | Lct_BB003b_NPgSubComponent | Number of | NPgY | Kirkstall B |  | 5 | 14 | 30 | 55 | 92 | 146 | 218 | 310 | 420 | 546 | 683 | 826 | 969 | 1107 | 1236 | 1355 | 1459 | 1549 | 1623 | 1683 | 1729 | 1764 | 1790 | 1808 | 1820 | 1828 | 1834 | 1838 | 1840
NPgY | GSP | NG FES - Leading the Way | Number of electric HGVs | NEEPSEND | Leading the Way | Lct_BB003b_NPgSubComponent | Number of | NPgY | Neepsend |  | 1 | 2 | 4 | 7 | 12 | 19 | 28 | 40 | 55 | 71 | 89 | 108 | 127 | 145 | 162 | 177 | 191 | 202 | 212 | 220 | 226 | 230 | 234 | 236 | 238 | 239 | 240 | 240 | 240
NPgY | GSP | NG FES - Leading the Way | Number of electric HGVs | NORTON LEES | Leading the Way | Lct_BB003b_NPgSubComponent | Number of | NPgY | Norton Lees |  | 0 | 0 | 0 | 0 | 1 | 1 | 2 | 2 | 3 | 4 | 5 | 7 | 8 | 9 | 10 | 11 | 12 | 12 | 13 | 13 | 14 | 14 | 14 | 14 | 14 | 15 | 15 | 15 | 15
NPgY | GSP | NG FES - Leading the Way | Number of electric HGVs | PITSMOOR 3/4 | Leading the Way | Lct_BB003b_NPgSubComponent | Number of | NPgY | Pitsmoor |  | 0 | 1 | 3 | 5 | 8 | 13 | 20 | 28 | 38 | 50 | 62 | 76 | 89 | 101 | 113 | 124 | 134 | 142 | 149 | 154 | 158 | 161 | 164 | 165 | 167 | 167 | 168 | 168 | 168
NPgY | GSP | NG FES - Leading the Way | Number of electric HGVs | SALTEND NORTH | Leading the Way | Lct_BB003b_NPgSubComponent | Number of | NPgY | Saltend North |  | 3 | 8 | 17 | 31 | 52 | 82 | 122 | 174 | 236 | 306 | 383 | 463 | 543 | 621 | 694 | 760 | 819 | 869 | 910 | 944 | 970 | 990 | 1004 | 1014 | 1021 | 1026 | 1029 | 1031 | 1032
NPgY | GSP | NG FES - Leading the Way | Number of electric HGVs | SHEFFIELD CITY | Leading the Way | Lct_BB003b_NPgSubComponent | Number of | NPgY | Sheffield City |  | 1 | 3 | 6 | 11 | 18 | 29 | 43 | 61 | 82 | 107 | 134 | 162 | 190 | 217 | 243 | 266 | 286 | 304 | 319 | 330 | 339 | 346 | 351 | 355 | 357 | 359 | 360 | 361 | 361
NPgY | GSP | NG FES - Leading the Way | Number of electric HGVs | SKELTON GRANGE | Leading the Way | Lct_BB003b_NPgSubComponent | Number of | NPgY | Skelton Grange |  | 21 | 58 | 124 | 226 | 381 | 602 | 901 | 1281 | 1738 | 2259 | 2824 | 3415 | 4006 | 4578 | 5114 | 5602 | 6035 | 6405 | 6712 | 6960 | 7152 | 7297 | 7403 | 7477 | 7528 | 7562 | 7585 | 7600 | 7611
NPgY | GSP | NG FES - Leading the Way | Number of electric HGVs | TEMPLEBOROUGH 275/33KV | Leading the Way | Lct_BB003b_NPgSubComponent | Number of | NPgY | Templeborough |  | 0 | 1 | 2 | 3 | 5 | 8 | 12 | 16 | 22 | 29 | 36 | 44 | 51 | 59 | 66 | 72 | 77 | 82 | 86 | 89 | 92 | 94 | 95 | 96 | 97 | 97 | 97 | 97 | 98
NPgY | GSP | NG FES - Leading the Way | Number of electric HGVs | THURCROFT | Leading the Way | Lct_BB003b_NPgSubComponent | Number of | NPgY | Thurcroft |  | 7 | 20 | 44 | 79 | 134 | 212 | 317 | 451 | 612 | 795 | 994 | 1202 | 1410 | 1611 | 1800 | 1972 | 2124 | 2254 | 2362 | 2449 | 2517 | 2568 | 2605 | 2631 | 2649 | 2661 | 2669 | 2675 | 2679
NPgY | GSP | NG FES - Leading the Way | Number of electric HGVs | WEST MELTON / THORPE MARSH | Leading the Way | Lct_BB003b_NPgSubComponent | Number of | NPgY | Thorpe Marsh |  | 16 | 44 | 95 | 173 | 291 | 461 | 689 | 979 | 1328 | 1727 | 2159 | 2610 | 3062 | 3499 | 3909 | 4283 | 4613 | 4896 | 5131 | 5320 | 5468 | 5579 | 5659 | 5716 | 5755 | 5781 | 5798 | 5810 | 5819
NPgY | GSP | NG FES - Leading the Way | Number of electric HGVs | WEST MELTON SECTION 3 | Leading the Way | Lct_BB003b_NPgSubComponent | Number of | NPgY | West Melton |  | 9 | 24 | 52 | 95 | 161 | 254 | 380 | 540 | 733 | 952 | 1191 | 1440 | 1689 | 1930 | 2156 | 2362 | 2545 | 2701 | 2830 | 2935 | 3016 | 3077 | 3122 | 3153 | 3174 | 3189 | 3198 | 3205 | 3210
NPgY | GSP | NG FES - Leading the Way | Number of electric HGVs | WINCOBANK | Leading the Way | Lct_BB003b_NPgSubComponent | Number of | NPgY | Wincobank |  | 1 | 2 | 5 | 9 | 14 | 23 | 34 | 48 | 65 | 85 | 106 | 129 | 151 | 172 | 193 | 211 | 227 | 241 | 253 | 262 | 269 | 275 | 279 | 282 | 284 | 285 | 286 | 286 | 287
NPgN | GSP | NG FES - System Transformation | Number of electric HGVs | BLYTH 66kV | System Transformation | Lct_BB003b_NPgSubComponent | Number of | NPgN | Blyth 66kV |  | 3 | 7 | 15 | 27 | 44 | 69 | 103 | 147 | 200 | 262 | 330 | 404 | 482 | 563 | 644 | 722 | 796 | 863 | 922 | 972 | 1013 | 1045 | 1069 | 1086 | 1098 | 1105 | 1110 | 1113 | 1115
NPgN | GSP | NG FES - System Transformation | Number of electric HGVs | BLYTH 132kV | System Transformation | Lct_BB003b_NPgSubComponent | Number of | NPgN | Blyth 132kV |  | 1 | 1 | 3 | 5 | 9 | 14 | 21 | 30 | 40 | 53 | 66 | 81 | 97 | 113 | 129 | 145 | 160 | 173 | 185 | 195 | 203 | 210 | 215 | 218 | 220 | 222 | 223 | 224 | 224
NPgN | GSP | NG FES - System Transformation | Number of electric HGVs | FOURSTONES | System Transformation | Lct_BB003b_NPgSubComponent | Number of | NPgN | Fourstones |  | 0 | 0 | 0 | 1 | 1 | 1 | 2 | 3 | 4 | 6 | 7 | 9 | 10 | 12 | 14 | 15 | 17 | 18 | 19 | 21 | 21 | 22 | 23 | 23 | 23 | 23 | 23 | 24 | 24
NPgN | GSP | NG FES - System Transformation | Number of electric HGVs | HARTMOOR | System Transformation | Lct_BB003b_NPgSubComponent | Number of | NPgN | Hart Moor |  | 2 | 4 | 9 | 15 | 25 | 40 | 59 | 85 | 115 | 151 | 190 | 233 | 278 | 324 | 371 | 416 | 459 | 497 | 531 | 560 | 584 | 602 | 616 | 626 | 632 | 637 | 640 | 641 | 642
NPgN | GSP | NG FES - System Transformation | Number of electric HGVs | HAWTHORN PIT GRID | System Transformation | Lct_BB003b_NPgSubComponent | Number of | NPgN | Hawthorn Pit |  | 2 | 5 | 10 | 17 | 28 | 44 | 66 | 95 | 129 | 169 | 213 | 261 | 311 | 363 | 415 | 466 | 513 | 556 | 594 | 627 | 653 | 674 | 689 | 700 | 708 | 713 | 716 | 718 | 719
NPgN | GSP | NG FES - System Transformation | Number of electric HGVs | KNARESBOROUGH | System Transformation | Lct_BB003b_NPgSubComponent | Number of | NPgN | Knaresborough |  | 4 | 9 | 18 | 32 | 53 | 83 | 124 | 177 | 242 | 316 | 399 | 488 | 582 | 680 | 777 | 872 | 961 | 1042 | 1113 | 1173 | 1223 | 1262 | 1291 | 1311 | 1325 | 1334 | 1340 | 1344 | 1346
NPgN | GSP | NG FES - System Transformation | Number of electric HGVs | LACKENBY | System Transformation | Lct_BB003b_NPgSubComponent | Number of | NPgN | Lackenby |  | 5 | 13 | 26 | 47 | 77 | 121 | 181 | 259 | 353 | 461 | 581 | 711 | 848 | 990 | 1133 | 1271 | 1400 | 1518 | 1621 | 1709 | 1782 | 1838 | 1881 | 1911 | 1931 | 1944 | 1953 | 1958 | 1962
NPgN | GSP | NG FES - System Transformation | Number of electric HGVs | NORTON | System Transformation | Lct_BB003b_NPgSubComponent | Number of | NPgN | Norton |  | 12 | 29 | 59 | 105 | 175 | 274 | 409 | 583 | 795 | 1040 | 1310 | 1603 | 1913 | 2234 | 2555 | 2866 | 3158 | 3423 | 3656 | 3855 | 4018 | 4146 | 4242 | 4309 | 4355 | 4385 | 4404 | 4416 | 4424
NPgN | GSP | NG FES - System Transformation | Number of electric HGVs | OFFERTON | System Transformation | Lct_BB003b_NPgSubComponent | Number of | NPgN | Offerton |  | 0 | 1 | 1 | 2 | 4 | 6 | 9 | 13 | 17 | 22 | 28 | 35 | 41 | 48 | 55 | 62 | 68 | 74 | 79 | 83 | 87 | 89 | 92 | 93 | 94 | 95 | 95 | 95 | 95
NPgN | GSP | NG FES - System Transformation | Number of electric HGVs | OSBALDWICK | System Transformation | Lct_BB003b_NPgSubComponent | Number of | NPgN | Osbaldwick |  | 3 | 8 | 15 | 28 | 46 | 71 | 107 | 152 | 208 | 271 | 342 | 419 | 500 | 583 | 667 | 748 | 825 | 894 | 955 | 1007 | 1049 | 1083 | 1108 | 1125 | 1137 | 1145 | 1150 | 1153 | 1155
NPgN | GSP | NG FES - System Transformation | Number of electric HGVs | POPPLETON | System Transformation | Lct_BB003b_NPgSubComponent | Number of | NPgN | Poppleton |  | 1 | 2 | 3 | 6 | 10 | 15 | 22 | 32 | 43 | 57 | 72 | 88 | 105 | 122 | 140 | 157 | 173 | 187 | 200 | 211 | 219 | 226 | 232 | 235 | 238 | 240 | 241 | 241 | 242
NPgN | GSP | NG FES - System Transformation | Number of electric HGVs | SALTHOLME | System Transformation | Lct_BB003b_NPgSubComponent | Number of | NPgN | Saltholme |  | 0 | 0 | 0 | 0 | 0 | 0 | 0 | 0 | 0 | 0 | 0 | 0 | 0 | 0 | 0 | 0 | 0 | 0 | 0 | 0 | 0 | 0 | 0 | 0 | 0 | 0 | 0 | 0 | 0
NPgN | GSP | NG FES - System Transformation | Number of electric HGVs | SOUTH SHIELDS | System Transformation | Lct_BB003b_NPgSubComponent | Number of | NPgN | South Shields |  | 1 | 2 | 4 | 7 | 12 | 19 | 28 | 40 | 55 | 71 | 90 | 110 | 132 | 154 | 176 | 197 | 217 | 235 | 251 | 265 | 276 | 285 | 292 | 296 | 299 | 301 | 303 | 304 | 304
NPgN | GSP | NG FES - System Transformation | Number of electric HGVs | SPADEADAM | System Transformation | Lct_BB003b_NPgSubComponent | Number of | NPgN | Spadeadam - Not in NG FES |  | 0 | 0 | 0 | 1 | 1 | 2 | 3 | 5 | 6 | 8 | 10 | 13 | 15 | 18 | 20 | 23 | 25 | 27 | 29 | 31 | 32 | 33 | 34 | 34 | 35 | 35 | 35 | 35 | 35
NPgN | GSP | NG FES - System Transformation | Number of electric HGVs | SPENNYMOOR | System Transformation | Lct_BB003b_NPgSubComponent | Number of | NPgN | Spennymoor |  | 5 | 11 | 23 | 42 | 69 | 109 | 162 | 231 | 316 | 413 | 520 | 637 | 760 | 887 | 1014 | 1138 | 1254 | 1359 | 1452 | 1531 | 1595 | 1646 | 1684 | 1711 | 1729 | 1741 | 1748 | 1753 | 1756
NPgN | GSP | NG FES - System Transformation | Number of electric HGVs | STELLA NORTH | System Transformation | Lct_BB003b_NPgSubComponent | Number of | NPgN | Stella North |  | 3 | 7 | 14 | 25 | 41 | 64 | 96 | 137 | 187 | 245 | 309 | 378 | 451 | 526 | 602 | 675 | 744 | 806 | 861 | 908 | 947 | 977 | 999 | 1015 | 1026 | 1033 | 1037 | 1040 | 1042
NPgN | GSP | NG FES - System Transformation | Number of electric HGVs | STELLA SOUTH | System Transformation | Lct_BB003b_NPgSubComponent | Number of | NPgN | Stella South |  | 6 | 14 | 29 | 51 | 85 | 133 | 198 | 283 | 385 | 504 | 635 | 777 | 927 | 1083 | 1238 | 1389 | 1531 | 1659 | 1772 | 1869 | 1948 | 2010 | 2056 | 2089 | 2111 | 2125 | 2135 | 2140 | 2144
NPgN | GSP | NG FES - System Transformation | Number of electric HGVs | TYNEMOUTH | System Transformation | Lct_BB003b_NPgSubComponent | Number of | NPgN | Tynemouth 1 |  | 2 | 5 | 10 | 17 | 29 | 45 | 68 | 96 | 131 | 172 | 216 | 265 | 316 | 369 | 422 | 474 | 522 | 566 | 604 | 637 | 664 | 685 | 701 | 712 | 719 | 724 | 728 | 730 | 731
NPgN | GSP | NG FES - System Transformation | Number of electric HGVs | WEST BOLDON | System Transformation | Lct_BB003b_NPgSubComponent | Number of | NPgN | West Boldon |  | 6 | 13 | 27 | 49 | 81 | 126 | 189 | 269 | 367 | 480 | 605 | 740 | 884 | 1032 | 1180 | 1324 | 1458 | 1581 | 1688 | 1780 | 1856 | 1915 | 1959 | 1990 | 2011 | 2025 | 2034 | 2039 | 2043
NPgY | GSP | NG FES - System Transformation | Number of electric HGVs | BRADFORD WEST | System Transformation | Lct_BB003b_NPgSubComponent | Number of | NPgY | Bradford West |  | 7 | 16 | 34 | 60 | 100 | 156 | 233 | 333 | 454 | 594 | 748 | 916 | 1093 | 1276 | 1459 | 1637 | 1804 | 1955 | 2088 | 2202 | 2295 | 2368 | 2422 | 2461 | 2487 | 2504 | 2515 | 2522 | 2527
NPgY | GSP | NG FES - System Transformation | Number of electric HGVs | CAMBLESFORTH | System Transformation | Lct_BB003b_NPgSubComponent | Number of | NPgY | Camblesforth |  | 2 | 6 | 12 | 21 | 35 | 55 | 82 | 117 | 160 | 209 | 263 | 322 | 385 | 449 | 514 | 576 | 635 | 688 | 735 | 775 | 808 | 833 | 852 | 866 | 875 | 881 | 885 | 888 | 889
NPgY | GSP | NG FES - System Transformation | Number of electric HGVs | CREYKE BECK | System Transformation | Lct_BB003b_NPgSubComponent | Number of | NPgY | Creyke Beck |  | 10 | 24 | 49 | 87 | 144 | 225 | 336 | 480 | 654 | 855 | 1078 | 1319 | 1574 | 1837 | 2102 | 2358 | 2598 | 2816 | 3008 | 3171 | 3305 | 3410 | 3489 | 3544 | 3582 | 3607 | 3622 | 3632 | 3639
NPgY | GSP | NG FES - System Transformation | Number of electric HGVs | DRAX | System Transformation | Lct_BB003b_NPgSubComponent | Number of | NPgY | Drax |  | 4 | 8 | 17 | 31 | 51 | 80 | 120 | 171 | 233 | 304 | 384 | 469 | 560 | 654 | 748 | 839 | 924 | 1002 | 1070 | 1128 | 1176 | 1214 | 1242 | 1261 | 1275 | 1283 | 1289 | 1293 | 1295
NPgY | GSP | NG FES - System Transformation | Number of electric HGVs | ELLAND | System Transformation | Lct_BB003b_NPgSubComponent | Number of | NPgY | Elland |  | 8 | 19 | 39 | 69 | 114 | 179 | 267 | 381 | 520 | 680 | 857 | 1048 | 1251 | 1460 | 1670 | 1874 | 2064 | 2238 | 2390 | 2520 | 2627 | 2710 | 2773 | 2817 | 2847 | 2866 | 2879 | 2887 | 2892
NPgY | GSP | NG FES - System Transformation | Number of electric HGVs | FERRYBRIDGE A | System Transformation | Lct_BB003b_NPgSubComponent | Number of | NPgY | Ferrybridge A |  | 6 | 14 | 28 | 50 | 83 | 131 | 195 | 278 | 380 | 496 | 626 | 766 | 914 | 1067 | 1220 | 1369 | 1508 | 1635 | 1746 | 1841 | 1919 | 1980 | 2025 | 2058 | 2079 | 2094 | 2103 | 2109 | 2112
NPgY | GSP | NG FES - System Transformation | Number of electric HGVs | FERRYBRIDGE B | System Transformation | Lct_BB003b_NPgSubComponent | Number of | NPgY | Ferrybridge B (_M) |  | 14 | 32 | 67 | 119 | 196 | 308 | 460 | 656 | 894 | 1169 | 1473 | 1803 | 2151 | 2512 | 2873 | 3223 | 3551 | 3849 | 4111 | 4335 | 4518 | 4662 | 4769 | 4845 | 4897 | 4930 | 4952 | 4966 | 4974
NPgY | GSP | NG FES - System Transformation | Number of electric HGVs | GRIMSBY WEST | System Transformation | Lct_BB003b_NPgSubComponent | Number of | NPgY | Grimsby West |  | 10 | 25 | 50 | 90 | 148 | 233 | 348 | 496 | 676 | 884 | 1115 | 1364 | 1628 | 1900 | 2173 | 2438 | 2686 | 2912 | 3110 | 3279 | 3418 | 3527 | 3608 | 3665 | 3704 | 3730 | 3746 | 3756 | 3763
NPgY | GSP | NG FES - System Transformation | Number of electric HGVs | JORDANTHORPE | System Transformation | Lct_BB003b_NPgSubComponent | Number of | NPgY | Jordanthorpe |  | 0 | 0 | 0 | 1 | 1 | 1 | 2 | 3 | 4 | 6 | 7 | 9 | 10 | 12 | 14 | 15 | 17 | 18 | 20 | 21 | 22 | 22 | 23 | 23 | 23 | 24 | 24 | 24 | 24
NPgY | GSP | NG FES - System Transformation | Number of electric HGVs | KEADBY | System Transformation | Lct_BB003b_NPgSubComponent | Number of | NPgY | Keadby |  | 9 | 21 | 43 | 77 | 127 | 199 | 298 | 425 | 579 | 758 | 955 | 1168 | 1394 | 1628 | 1862 | 2089 | 2301 | 2494 | 2664 | 2809 | 2928 | 3021 | 3091 | 3140 | 3173 | 3195 | 3209 | 3218 | 3224
NPgY | GSP | NG FES - System Transformation | Number of electric HGVs | KIRKSTALL B | System Transformation | Lct_BB003b_NPgSubComponent | Number of | NPgY | Kirkstall B |  | 5 | 12 | 24 | 43 | 71 | 111 | 166 | 237 | 323 | 423 | 533 | 652 | 778 | 909 | 1039 | 1166 | 1285 | 1393 | 1487 | 1568 | 1635 | 1687 | 1726 | 1753 | 1772 | 1784 | 1792 | 1797 | 1800
NPgY | GSP | NG FES - System Transformation | Number of electric HGVs | NEEPSEND | System Transformation | Lct_BB003b_NPgSubComponent | Number of | NPgY | Neepsend |  | 1 | 2 | 3 | 6 | 9 | 15 | 22 | 31 | 42 | 55 | 70 | 85 | 102 | 119 | 136 | 152 | 168 | 182 | 194 | 205 | 214 | 220 | 225 | 229 | 231 | 233 | 234 | 235 | 235
NPgY | GSP | NG FES - System Transformation | Number of electric HGVs | NORTON LEES | System Transformation | Lct_BB003b_NPgSubComponent | Number of | NPgY | Norton Lees |  | 0 | 0 | 0 | 0 | 1 | 1 | 1 | 2 | 3 | 3 | 4 | 5 | 6 | 7 | 8 | 9 | 10 | 11 | 12 | 12 | 13 | 13 | 14 | 14 | 14 | 14 | 14 | 14 | 14
NPgY | GSP | NG FES - System Transformation | Number of electric HGVs | PITSMOOR 3/4 | System Transformation | Lct_BB003b_NPgSubComponent | Number of | NPgY | Pitsmoor |  | 0 | 1 | 2 | 4 | 6 | 10 | 15 | 22 | 30 | 39 | 49 | 60 | 71 | 83 | 95 | 107 | 118 | 127 | 136 | 144 | 150 | 154 | 158 | 160 | 162 | 163 | 164 | 164 | 165
NPgY | GSP | NG FES - System Transformation | Number of electric HGVs | SALTEND NORTH | System Transformation | Lct_BB003b_NPgSubComponent | Number of | NPgY | Saltend North |  | 3 | 7 | 14 | 24 | 40 | 62 | 93 | 133 | 181 | 237 | 299 | 366 | 437 | 510 | 583 | 654 | 721 | 781 | 834 | 880 | 917 | 946 | 968 | 983 | 994 | 1001 | 1005 | 1008 | 1010
NPgY | GSP | NG FES - System Transformation | Number of electric HGVs | SHEFFIELD CITY | System Transformation | Lct_BB003b_NPgSubComponent | Number of | NPgY | Sheffield City |  | 1 | 2 | 5 | 8 | 14 | 22 | 33 | 47 | 63 | 83 | 105 | 128 | 153 | 178 | 204 | 229 | 252 | 273 | 292 | 308 | 321 | 331 | 339 | 344 | 348 | 350 | 352 | 353 | 353
NPgY | GSP | NG FES - System Transformation | Number of electric HGVs | SKELTON GRANGE | System Transformation | Lct_BB003b_NPgSubComponent | Number of | NPgY | Skelton Grange |  | 21 | 49 | 100 | 177 | 294 | 460 | 688 | 981 | 1338 | 1749 | 2205 | 2698 | 3219 | 3759 | 4299 | 4823 | 5314 | 5760 | 6152 | 6487 | 6761 | 6976 | 7137 | 7251 | 7328 | 7378 | 7410 | 7430 | 7444
NPgY | GSP | NG FES - System Transformation | Number of electric HGVs | TEMPLEBOROUGH 275/33KV | System Transformation | Lct_BB003b_NPgSubComponent | Number of | NPgY | Templeborough |  | 0 | 1 | 1 | 2 | 4 | 6 | 9 | 13 | 17 | 22 | 28 | 35 | 41 | 48 | 55 | 62 | 68 | 74 | 79 | 83 | 87 | 89 | 92 | 93 | 94 | 95 | 95 | 95 | 95
NPgY | GSP | NG FES - System Transformation | Number of electric HGVs | THURCROFT | System Transformation | Lct_BB003b_NPgSubComponent | Number of | NPgY | Thurcroft |  | 7 | 17 | 35 | 62 | 103 | 162 | 242 | 345 | 471 | 616 | 776 | 949 | 1133 | 1323 | 1513 | 1697 | 1870 | 2027 | 2165 | 2283 | 2379 | 2455 | 2512 | 2552 | 2579 | 2596 | 2608 | 2615 | 2620
NPgY | GSP | NG FES - System Transformation | Number of electric HGVs | WEST MELTON / THORPE MARSH | System Transformation | Lct_BB003b_NPgSubComponent | Number of | NPgY | Thorpe Marsh |  | 16 | 37 | 76 | 136 | 224 | 352 | 526 | 750 | 1023 | 1337 | 1685 | 2062 | 2461 | 2873 | 3286 | 3687 | 4062 | 4403 | 4703 | 4959 | 5169 | 5333 | 5456 | 5543 | 5602 | 5640 | 5665 | 5680 | 5691
NPgY | GSP | NG FES - System Transformation | Number of electric HGVs | WEST MELTON SECTION 3 | System Transformation | Lct_BB003b_NPgSubComponent | Number of | NPgY | West Melton |  | 9 | 20 | 42 | 75 | 124 | 194 | 290 | 414 | 564 | 738 | 930 | 1137 | 1358 | 1585 | 1813 | 2034 | 2241 | 2429 | 2594 | 2735 | 2851 | 2942 | 3009 | 3057 | 3090 | 3111 | 3125 | 3133 | 3139
NPgY | GSP | NG FES - System Transformation | Number of electric HGVs | WINCOBANK | System Transformation | Lct_BB003b_NPgSubComponent | Number of | NPgY | Wincobank |  | 1 | 2 | 4 | 7 | 11 | 17 | 26 | 37 | 50 | 66 | 83 | 102 | 121 | 142 | 162 | 182 | 200 | 217 | 232 | 244 | 255 | 263 | 269 | 273 | 276 | 278 | 279 | 280 | 280
NPgN | GSP | NG FES - Consumer Transformation | Peak utilisation (percent - whole number) | BLYTH 66kV | Consumer Transformation | Dem_BB000c_NPgExtra | % | NPgN | Blyth 66kV |  | 63.2 | 62.9 | 63.9 | 65.1 | 65.9 | 79.8 | 93.4 | 93.8 | 94.3 | 94.8 | 95.3 | 95.8 | 96.3 | 97.1 | 99.7 | 102.3 | 104.7 | 107.1 | 109.2 | 111 | 112.7 | 114.6 | 116.7 | 118.7 | 120.7 | 122.7 | 124.6 | 126.6 | 128
NPgN | GSP | NG FES - Consumer Transformation | Peak utilisation (percent - whole number) | BLYTH 132kV | Consumer Transformation | Dem_BB000c_NPgExtra | % | NPgN | Blyth 132kV |  | 19.8 | 20 | 21.3 | 22.8 | 23.6 | 24.3 | 24.9 | 25.6 | 26.4 | 27.2 | 27.9 | 28.6 | 29.2 | 29.8 | 31.1 | 32.3 | 33.4 | 34.4 | 35.3 | 36.1 | 36.8 | 37.6 | 38.4 | 39.2 | 39.9 | 40.7 | 41.4 | 42.1 | 42.7
NPgN | GSP | NG FES - Consumer Transformation | Peak utilisation (percent - whole number) | FOURSTONES | Consumer Transformation | Dem_BB000c_NPgExtra | % | NPgN | Fourstones
NPgN | GSP | NG FES - Consumer Transformation | Peak utilisation (percent - whole number) | HARTMOOR | Consumer Transformation | Dem_BB000c_NPgExtra | % | NPgN | Hart Moor |  | 74.3 | 74.1 | 82.4 | 84.7 | 87.7 | 89.9 | 91.6 | 93.1 | 94.9 | 96.7 | 98.4 | 99.9 | 101.4 | 103.1 | 107.3 | 111.5 | 115.5 | 119.3 | 122.5 | 125.2 | 127.5 | 130.5 | 133.7 | 136.8 | 139.7 | 142.7 | 145.6 | 148.5 | 150.9
NPgN | GSP | NG FES - Consumer Transformation | Peak utilisation (percent - whole number) | HAWTHORN PIT GRID | Consumer Transformation | Dem_BB000c_NPgExtra | % | NPgN | Hawthorn Pit |  | 45.7 | 46 | 47.6 | 49.1 | 50.1 | 51.2 | 52 | 52.7 | 53.5 | 54.5 | 55.3 | 56.1 | 56.8 | 57.7 | 60 | 62.3 | 64.4 | 66.4 | 68.2 | 69.7 | 71 | 72.6 | 74.3 | 76 | 77.6 | 79.2 | 80.8 | 82.3 | 83.5
NPgN | GSP | NG FES - Consumer Transformation | Peak utilisation (percent - whole number) | KNARESBOROUGH | Consumer Transformation | Dem_BB000c_NPgExtra | % | NPgN | Knaresborough |  | 76.4 | 76.2 | 77.8 | 79.5 | 80.1 | 81.5 | 82.1 | 82.6 | 83.3 | 84.1 | 84.8 | 85.6 | 86.4 | 87.3 | 89.3 | 91.3 | 93.2 | 95 | 96.5 | 97.9 | 99.1 | 100.5 | 101.9 | 103.3 | 104.6 | 106 | 107.2 | 108.5 | 109.6
NPgN | GSP | NG FES - Consumer Transformation | Peak utilisation (percent - whole number) | LACKENBY | Consumer Transformation | Dem_BB000c_NPgExtra | % | NPgN | Lackenby |  | 59.8 | 59.8 | 60.8 | 61.3 | 62.5 | 63.3 | 64 | 64.6 | 65.4 | 66.2 | 67 | 67.8 | 68.6 | 69.6 | 71.7 | 73.8 | 75.8 | 77.7 | 79.4 | 80.9 | 82.2 | 83.6 | 85.1 | 86.5 | 87.9 | 89.3 | 90.6 | 91.9 | 92.9
NPgN | GSP | NG FES - Consumer Transformation | Peak utilisation (percent - whole number) | NORTON | Consumer Transformation | Dem_BB000c_NPgExtra | % | NPgN | Norton |  | 49.3 | 49.5 | 52.3 | 53.2 | 54.1 | 55 | 55.8 | 56.5 | 58 | 59 | 59.8 | 60.7 | 61.6 | 66.4 | 68.7 | 71 | 73.1 | 75.2 | 77.1 | 78.7 | 80.2 | 81.9 | 83.6 | 85.3 | 87 | 88.6 | 90.2 | 91.8 | 93.1
NPgN | GSP | NG FES - Consumer Transformation | Peak utilisation (percent - whole number) | OFFERTON | Consumer Transformation | Dem_BB000c_NPgExtra | % | NPgN | Offerton |  | 41.3 | 41.1 | 41.6 | 42.6 | 43.5 | 44.6 | 45.4 | 46 | 46.8 | 47.6 | 48.4 | 49 | 49.6 | 50.6 | 53.2 | 55.7 | 58.1 | 60.4 | 62.4 | 64.2 | 65.8 | 67.8 | 69.8 | 71.8 | 73.8 | 75.8 | 77.7 | 79.6 | 81
NPgN | GSP | NG FES - Consumer Transformation | Peak utilisation (percent - whole number) | OSBALDWICK | Consumer Transformation | Dem_BB000c_NPgExtra | % | NPgN | Osbaldwick |  | 44 | 43.9 | 44.8 | 46.3 | 47.2 | 48.2 | 49 | 49.8 | 50.8 | 51.8 | 52.7 | 53.5 | 54.3 | 55.2 | 57.5 | 59.7 | 61.8 | 63.7 | 65.5 | 67 | 68.4 | 70 | 71.7 | 73.3 | 74.8 | 76.4 | 77.9 | 79.4 | 80.6
NPgN | GSP | NG FES - Consumer Transformation | Peak utilisation (percent - whole number) | POPPLETON | Consumer Transformation | Dem_BB000c_NPgExtra | % | NPgN | Poppleton |  | 36.2 | 36.1 | 36.8 | 38.1 | 40.2 | 41.2 | 42 | 42.6 | 43.4 | 44.3 | 45.1 | 45.8 | 46.4 | 47.2 | 49 | 50.8 | 52.5 | 54.1 | 55.5 | 56.6 | 57.6 | 58.8 | 60.2 | 61.5 | 62.8 | 64.1 | 65.4 | 66.6 | 67.6
NPgN | GSP | NG FES - Consumer Transformation | Peak utilisation (percent - whole number) | SALTHOLME | Consumer Transformation | Dem_BB000c_NPgExtra | % | NPgN | Saltholme |  | 25.9 | 31.5 | 32.5 | 32.4 | 32.4 | 32.4 | 32.3 | 32.3 | 32.3 | 32.2 | 32.2 | 32.2 | 32.2 | 32.2 | 32.2 | 32.3 | 32.3 | 32.3 | 32.4 | 32.4 | 32.4 | 32.5 | 32.5 | 32.6 | 32.6 | 32.6 | 32.7 | 32.7 | 32.8
NPgN | GSP | NG FES - Consumer Transformation | Peak utilisation (percent - whole number) | SOUTH SHIELDS | Consumer Transformation | Dem_BB000c_NPgExtra | % | NPgN | South Shields |  | 35.1 | 34.9 | 35.6 | 36 | 36.3 | 36.8 | 37 | 37.2 | 37.5 | 37.8 | 38.1 | 38.3 | 38.6 | 39.2 | 41 | 42.8 | 44.5 | 46.2 | 47.7 | 49 | 50.3 | 51.7 | 53.2 | 54.7 | 56.1 | 57.5 | 58.9 | 60.3 | 61.4
NPgN | GSP | NG FES - Consumer Transformation | Peak utilisation (percent - whole number) | SPADEADAM | Consumer Transformation | Dem_BB000c_NPgExtra | % | NPgN | Spadeadam - Not in NG FES
NPgN | GSP | NG FES - Consumer Transformation | Peak utilisation (percent - whole number) | SPENNYMOOR | Consumer Transformation | Dem_BB000c_NPgExtra | % | NPgN | Spennymoor |  | 42.9 | 42.8 | 43.9 | 46.2 | 48.2 | 49 | 49.6 | 50.1 | 50.8 | 51.5 | 52.2 | 52.8 | 53.4 | 54.2 | 55.8 | 57.4 | 58.9 | 60.3 | 61.6 | 62.6 | 63.6 | 64.7 | 65.9 | 67.1 | 68.2 | 69.3 | 70.4 | 71.4 | 72.3
NPgN | GSP | NG FES - Consumer Transformation | Peak utilisation (percent - whole number) | STELLA NORTH | Consumer Transformation | Dem_BB000c_NPgExtra | % | NPgN | Stella North |  | 31.2 | 30.9 | 32 | 32.6 | 33.1 | 33.3 | 33.5 | 33.6 | 33.8 | 34 | 34.2 | 34.4 | 34.6 | 34.9 | 36.1 | 37.3 | 38.4 | 39.5 | 40.4 | 41.3 | 42.1 | 43 | 43.9 | 44.9 | 45.8 | 46.7 | 47.5 | 48.4 | 49.1
NPgN | GSP | NG FES - Consumer Transformation | Peak utilisation (percent - whole number) | STELLA SOUTH | Consumer Transformation | Dem_BB000c_NPgExtra | % | NPgN | Stella South |  | 30.5 | 30.4 | 31.9 | 32.8 | 33.2 | 33.6 | 34 | 34.3 | 34.7 | 35.2 | 35.6 | 36 | 36.4 | 37.1 | 38.2 | 39.2 | 40.2 | 41.2 | 42 | 42.7 | 43.3 | 44 | 44.8 | 45.5 | 46.2 | 46.9 | 47.6 | 48.3 | 48.8
NPgN | GSP | NG FES - Consumer Transformation | Peak utilisation (percent - whole number) | TYNEMOUTH | Consumer Transformation | Dem_BB000c_NPgExtra | % | NPgN | Tynemouth 1 |  | 26.4 | 26.3 | 26.9 | 27.6 | 28.3 | 28.9 | 29.4 | 29.9 | 30.4 | 31 | 31.5 | 32 | 32.5 | 33 | 34.5 | 35.8 | 37.2 | 38.4 | 39.6 | 40.6 | 41.4 | 42.5 | 43.6 | 44.7 | 45.8 | 46.8 | 47.9 | 48.9 | 49.7
NPgN | GSP | NG FES - Consumer Transformation | Peak utilisation (percent - whole number) | WEST BOLDON | Consumer Transformation | Dem_BB000c_NPgExtra | % | NPgN | West Boldon |  | 54.9 | 54.7 | 64.4 | 66.4 | 67.4 | 68.7 | 69.6 | 70.4 | 71.5 | 72.6 | 73.6 | 74.5 | 75.4 | 76.6 | 79.5 | 82.4 | 85.1 | 87.6 | 89.9 | 91.9 | 93.6 | 95.7 | 97.8 | 99.9 | 102 | 104 | 106 | 108 | 109.5
NPgY | GSP | NG FES - Consumer Transformation | Peak utilisation (percent - whole number) | BRADFORD WEST | Consumer Transformation | Dem_BB000c_NPgExtra | % | NPgY | Bradford West |  | 42.3 | 43.9 | 45.3 | 46.5 | 47.7 | 49.1 | 50.1 | 51.1 | 52.3 | 53.7 | 54.8 | 55.9 | 56.9 | 58.2 | 61.1 | 63.9 | 66.5 | 68.9 | 71.1 | 72.9 | 74.5 | 76.6 | 78.6 | 80.6 | 82.5 | 84.3 | 86.1 | 87.9 | 89.3
NPgY | GSP | NG FES - Consumer Transformation | Peak utilisation (percent - whole number) | CAMBLESFORTH | Consumer Transformation | Dem_BB000c_NPgExtra | % | NPgY | Camblesforth |  | 30.4 | 31.6 | 33.1 | 33.3 | 33.5 | 33.8 | 34.1 | 34.5 | 34.9 | 35.4 | 35.9 | 36.4 | 37 | 37.5 | 38.2 | 38.8 | 39.4 | 39.9 | 40.4 | 40.8 | 41.1 | 41.5 | 41.8 | 42.1 | 42.3 | 42.6 | 42.8 | 43.1 | 43.3
NPgY | GSP | NG FES - Consumer Transformation | Peak utilisation (percent - whole number) | CREYKE BECK | Consumer Transformation | Dem_BB000c_NPgExtra | % | NPgY | Creyke Beck |  | 42.5 | 44 | 45.1 | 45.8 | 46.4 | 47.1 | 47.6 | 48.1 | 48.8 | 49.6 | 50.3 | 51 | 51.6 | 52.5 | 54.4 | 56.3 | 58.2 | 59.9 | 61.5 | 62.9 | 64.2 | 65.6 | 67 | 68.4 | 69.7 | 71 | 72.3 | 73.6 | 74.6
NPgY | GSP | NG FES - Consumer Transformation | Peak utilisation (percent - whole number) | DRAX | Consumer Transformation | Dem_BB000c_NPgExtra | % | NPgY | Drax |  | 30.7 | 31.9 | 32.2 | 32.6 | 33.9 | 34.6 | 35.2 | 35.9 | 36.7 | 37.5 | 38.3 | 39 | 39.8 | 40.6 | 41.9 | 43.1 | 44.3 | 45.4 | 46.4 | 47.4 | 48.2 | 49.1 | 50 | 50.8 | 51.6 | 52.4 | 53.1 | 53.9 | 54.6
NPgY | GSP | NG FES - Consumer Transformation | Peak utilisation (percent - whole number) | ELLAND | Consumer Transformation | Dem_BB000c_NPgExtra | % | NPgY | Elland |  | 46.8 | 48 | 48.8 | 49.1 | 49.6 | 50.2 | 50.5 | 50.8 | 51.3 | 51.8 | 52.3 | 52.8 | 53.3 | 58.3 | 60.4 | 62.5 | 64.5 | 66.3 | 68 | 69.4 | 70.7 | 72.3 | 73.8 | 75.3 | 76.7 | 78.1 | 79.5 | 80.9 | 81.9
NPgY | GSP | NG FES - Consumer Transformation | Peak utilisation (percent - whole number) | FERRYBRIDGE A | Consumer Transformation | Dem_BB000c_NPgExtra | % | NPgY | Ferrybridge A |  | 51.8 | 61.9 | 64.6 | 66.9 | 68.9 | 71.3 | 73.3 | 75.4 | 77.9 | 80.4 | 82.8 | 85.1 | 87.3 | 113.3 | 117.2 | 121.1 | 124.7 | 128.1 | 131.2 | 133.8 | 136.1 | 138.8 | 141.3 | 143.8 | 146.1 | 148.3 | 150.6 | 152.8 | 154.6
NPgY | GSP | NG FES - Consumer Transformation | Peak utilisation (percent - whole number) | FERRYBRIDGE B | Consumer Transformation | Dem_BB000c_NPgExtra | % | NPgY | Ferrybridge B (_M) |  | 33.8 | 35.4 | 36.9 | 38.6 | 39.8 | 41.1 | 42.1 | 43.2 | 45.4 | 46.8 | 48.1 | 49.3 | 50.5 | 54.2 | 56.2 | 58.2 | 60.1 | 61.8 | 63.3 | 64.6 | 65.7 | 67 | 68.2 | 69.4 | 70.6 | 71.7 | 72.8 | 73.8 | 74.7
NPgY | GSP | NG FES - Consumer Transformation | Peak utilisation (percent - whole number) | GRIMSBY WEST | Consumer Transformation | Dem_BB000c_NPgExtra | % | NPgY | Grimsby West |  | 60.2 | 63.3 | 64.3 | 65.2 | 66.6 | 68.3 | 69.9 | 71.5 | 73.7 | 75.9 | 78 | 80 | 82 | 84.2 | 88 | 91.6 | 95 | 98.2 | 101.1 | 103.6 | 105.8 | 108.2 | 110.4 | 112.5 | 114.5 | 116.5 | 118.4 | 120.3 | 121.8
NPgY | GSP | NG FES - Consumer Transformation | Peak utilisation (percent - whole number) | JORDANTHORPE | Consumer Transformation | Dem_BB000c_NPgExtra | % | NPgY | Jordanthorpe |  | 49.2 | 50.9 | 52.1 | 53.4 | 55.2 | 57.3 | 58.7 | 60.2 | 62 | 63.8 | 65.4 | 66.8 | 68.1 | 69.5 | 72.3 | 75 | 77.6 | 80 | 82.1 | 83.8 | 85.4 | 87.4 | 89.5 | 91.4 | 93.3 | 95.2 | 97 | 98.9 | 100.3
NPgY | GSP | NG FES - Consumer Transformation | Peak utilisation (percent - whole number) | KEADBY | Consumer Transformation | Dem_BB000c_NPgExtra | % | NPgY | Keadby |  | 54.7 | 55.2 | 56.4 | 57.4 | 58.1 | 58.8 | 59.5 | 60.3 | 61.1 | 62 | 62.9 | 63.8 | 64.7 | 65.7 | 67.5 | 69.3 | 71 | 72.6 | 74.1 | 75.5 | 76.7 | 78.1 | 79.4 | 80.6 | 81.9 | 83.1 | 84.3 | 85.4 | 86.5
NPgY | GSP | NG FES - Consumer Transformation | Peak utilisation (percent - whole number) | KIRKSTALL B | Consumer Transformation | Dem_BB000c_NPgExtra | % | NPgY | Kirkstall B |  | 37.2 | 40.1 | 42.5 | 44.3 | 45.4 | 46.3 | 47 | 47.7 | 48.6 | 49.5 | 50.4 | 51.2 | 51.9 | 52.9 | 55 | 57 | 58.9 | 60.7 | 62.3 | 63.7 | 64.9 | 66.4 | 67.8 | 69.2 | 70.6 | 71.9 | 73.2 | 74.5 | 75.5
NPgY | GSP | NG FES - Consumer Transformation | Peak utilisation (percent - whole number) | NEEPSEND | Consumer Transformation | Dem_BB000c_NPgExtra | % | NPgY | Neepsend |  | 54 | 55.6 | 58.5 | 59.7 | 61.5 | 63.6 | 65.1 | 66.6 | 68.5 | 70.4 | 72.1 | 73.6 | 75 | 76.7 | 80.4 | 83.8 | 87.1 | 90.1 | 92.8 | 95.1 | 97.1 | 99.7 | 102.2 | 104.7 | 107.1 | 109.4 | 111.7 | 114 | 115.8
NPgY | GSP | NG FES - Consumer Transformation | Peak utilisation (percent - whole number) | NORTON LEES | Consumer Transformation | Dem_BB000c_NPgExtra | % | NPgY | Norton Lees |  | 48.1 | 48.5 | 49.7 | 51.8 | 54.8 | 58.1 | 60.3 | 62.6 | 65.4 | 68.1 | 70.5 | 72.7 | 74.7 | 77.1 | 81.8 | 86.4 | 90.7 | 94.8 | 98.2 | 101 | 103.4 | 107 | 110.5 | 113.8 | 117.1 | 120.3 | 123.5 | 126.6 | 129
NPgY | GSP | NG FES - Consumer Transformation | Peak utilisation (percent - whole number) | PITSMOOR 3/4 | Consumer Transformation | Dem_BB000c_NPgExtra | % | NPgY | Pitsmoor |  | 45.3 | 50.9 | 52.2 | 52.3 | 52.5 | 52.8 | 52.9 | 53 | 53.2 | 53.4 | 53.6 | 53.8 | 54 | 54.5 | 56.2 | 58 | 59.6 | 61.2 | 62.7 | 64 | 65.1 | 66.6 | 68 | 69.4 | 70.7 | 72.1 | 73.4 | 74.7 | 75.7
NPgY | GSP | NG FES - Consumer Transformation | Peak utilisation (percent - whole number) | SALTEND NORTH | Consumer Transformation | Dem_BB000c_NPgExtra | % | NPgY | Saltend North |  | 53.1 | 53.7 | 53.7 | 53.9 | 54.2 | 54.6 | 55.1 | 55.5 | 56.2 | 56.9 | 57.5 | 58.2 | 58.9 | 59.7 | 60.7 | 61.6 | 62.5 | 63.3 | 64 | 64.6 | 65.1 | 65.7 | 66.2 | 66.6 | 67.1 | 67.5 | 67.9 | 68.3 | 68.6
NPgY | GSP | NG FES - Consumer Transformation | Peak utilisation (percent - whole number) | SHEFFIELD CITY | Consumer Transformation | Dem_BB000c_NPgExtra | % | NPgY | Sheffield City |  | 65.2 | 70.2 | 74.5 | 76.6 | 77.4 | 78.4 | 79.1 | 79.9 | 81 | 82.1 | 83.1 | 84.1 | 85 | 86 | 88.6 | 91 | 93.2 | 95.3 | 97.1 | 98.6 | 100 | 101.7 | 103.4 | 105 | 106.5 | 108.1 | 109.6 | 111 | 112.3
NPgY | GSP | NG FES - Consumer Transformation | Peak utilisation (percent - whole number) | SKELTON GRANGE | Consumer Transformation | Dem_BB000c_NPgExtra | % | NPgY | Skelton Grange |  | 57.2 | 62.4 | 64.6 | 66.2 | 67.7 | 69.3 | 70.5 | 71.7 | 73.3 | 75 | 76.5 | 77.9 | 79.3 | 83.2 | 86.7 | 90.1 | 93.2 | 96.2 | 98.8 | 101.1 | 103.1 | 105.5 | 107.8 | 110.1 | 112.2 | 114.3 | 116.4 | 118.5 | 120.1
NPgY | GSP | NG FES - Consumer Transformation | Peak utilisation (percent - whole number) | TEMPLEBOROUGH 275/33KV | Consumer Transformation | Dem_BB000c_NPgExtra | % | NPgY | Templeborough |  | 18.6 | 18.6 | 18.7 | 18.8 | 19 | 19.2 | 19.4 | 19.6 | 19.9 | 20.2 | 20.5 | 20.7 | 21 | 21.2 | 21.5 | 21.8 | 22 | 22.2 | 22.4 | 22.6 | 22.7 | 22.9 | 23 | 23.1 | 23.2 | 23.3 | 23.4 | 23.5 | 23.5
NPgY | GSP | NG FES - Consumer Transformation | Peak utilisation (percent - whole number) | THURCROFT | Consumer Transformation | Dem_BB000c_NPgExtra | % | NPgY | Thurcroft |  | 80.9 | 87.2 | 88.9 | 94.7 | 95.8 | 97.2 | 98.1 | 99 | 105.6 | 106.9 | 108.2 | 109.6 | 111 | 139.6 | 143.3 | 147 | 150.5 | 153.8 | 156.6 | 159.1 | 161.3 | 164 | 166.7 | 169.2 | 171.6 | 174 | 176.4 | 178.7 | 180.6
NPgY | GSP | NG FES - Consumer Transformation | Peak utilisation (percent - whole number) | WEST MELTON / THORPE MARSH | Consumer Transformation | Dem_BB000c_NPgExtra | % | NPgY | Thorpe Marsh |  | 58.7 | 61.2 | 62.9 | 64.2 | 65.6 | 68.5 | 69.7 | 71.1 | 72.7 | 74.5 | 76.1 | 77.6 | 79.1 | 84.4 | 87.9 | 91.2 | 94.4 | 97.3 | 100 | 102.3 | 104.3 | 106.8 | 109.2 | 111.5 | 113.7 | 115.9 | 118 | 120.2 | 121.9
NPgY | GSP | NG FES - Consumer Transformation | Peak utilisation (percent - whole number) | WEST MELTON SECTION 3 | Consumer Transformation | Dem_BB000c_NPgExtra | % | NPgY | West Melton |  | 56.6 | 58.5 | 59.3 | 60.4 | 61.4 | 62.7 | 63.7 | 64.7 | 65.9 | 67.1 | 68.3 | 69.5 | 70.7 | 76.2 | 79.3 | 82.4 | 85.3 | 88.1 | 90.6 | 92.8 | 94.8 | 97 | 99.3 | 101.4 | 103.5 | 105.5 | 107.5 | 109.5 | 111.1
NPgY | GSP | NG FES - Consumer Transformation | Peak utilisation (percent - whole number) | WINCOBANK | Consumer Transformation | Dem_BB000c_NPgExtra | % | NPgY | Wincobank |  | 28.8 | 37.7 | 37.9 | 40.8 | 40.8 | 40.8 | 40.8 | 40.8 | 40.9 | 41 | 41.1 | 41.2 | 41.4 | 41.5 | 42.2 | 42.9 | 43.5 | 44.1 | 44.7 | 45.2 | 45.6 | 46.1 | 46.5 | 46.9 | 47.3 | 47.7 | 48.1 | 48.5 | 48.8
NPgN | GSP | NG FES - Falling Short | Peak utilisation (percent - whole number) | BLYTH 66kV | Falling Short | Dem_BB000c_NPgExtra | % | NPgN | Blyth 66kV |  | 63.4 | 63.4 | 64.3 | 65.3 | 65.7 | 79.2 | 92.7 | 93.2 | 93.8 | 94.3 | 94.9 | 95.4 | 95.9 | 96.3 | 96.8 | 97.2 | 97.7 | 98.1 | 98.5 | 98.9 | 99.3 | 99.6 | 99.9 | 100.2 | 100.4 | 100.6 | 100.8 | 101 | 101.1
NPgN | GSP | NG FES - Falling Short | Peak utilisation (percent - whole number) | BLYTH 132kV | Falling Short | Dem_BB000c_NPgExtra | % | NPgN | Blyth 132kV |  | 19.9 | 20.1 | 21.2 | 22.4 | 22.8 | 23.1 | 23.6 | 24.2 | 24.7 | 25.3 | 25.8 | 26.2 | 26.7 | 27.1 | 27.4 | 27.7 | 28 | 28.3 | 28.5 | 28.7 | 28.9 | 29 | 29.2 | 29.3 | 29.4 | 29.5 | 29.5 | 29.6 | 29.6
NPgN | GSP | NG FES - Falling Short | Peak utilisation (percent - whole number) | FOURSTONES | Falling Short | Dem_BB000c_NPgExtra | % | NPgN | Fourstones
NPgN | GSP | NG FES - Falling Short | Peak utilisation (percent - whole number) | HARTMOOR | Falling Short | Dem_BB000c_NPgExtra | % | NPgN | Hart Moor |  | 74.9 | 75 | 83 | 84.5 | 86.2 | 87.1 | 88.4 | 89.8 | 91.1 | 92.5 | 93.8 | 95.1 | 96.2 | 97.3 | 98.3 | 99.3 | 100.2 | 101.1 | 101.9 | 102.6 | 103.3 | 103.9 | 104.4 | 104.9 | 105.3 | 105.7 | 106.1 | 106.4 | 106.6
NPgN | GSP | NG FES - Falling Short | Peak utilisation (percent - whole number) | HAWTHORN PIT GRID | Falling Short | Dem_BB000c_NPgExtra | % | NPgN | Hawthorn Pit |  | 45.9 | 46.4 | 47.9 | 49.2 | 49.6 | 50.2 | 50.8 | 51.6 | 52.4 | 53.1 | 53.9 | 54.6 | 55.2 | 55.9 | 56.6 | 57.2 | 57.8 | 58.5 | 59 | 59.6 | 60.1 | 60.6 | 61 | 61.4 | 61.8 | 62.2 | 62.5 | 62.9 | 63.1
NPgN | GSP | NG FES - Falling Short | Peak utilisation (percent - whole number) | KNARESBOROUGH | Falling Short | Dem_BB000c_NPgExtra | % | NPgN | Knaresborough |  | 76.4 | 76.6 | 78.3 | 79.9 | 80.4 | 81.6 | 82.3 | 83 | 83.8 | 84.6 | 85.4 | 86.3 | 87.1 | 88 | 88.9 | 89.8 | 90.6 | 91.5 | 92.4 | 93.2 | 94 | 94.7 | 95.4 | 96 | 96.6 | 97.2 | 97.7 | 98.2 | 98.6
NPgN | GSP | NG FES - Falling Short | Peak utilisation (percent - whole number) | LACKENBY | Falling Short | Dem_BB000c_NPgExtra | % | NPgN | Lackenby |  | 59.9 | 60 | 60.9 | 61.3 | 62.1 | 62.6 | 63.1 | 63.8 | 64.5 | 65.2 | 65.9 | 66.6 | 67.2 | 67.9 | 68.5 | 69.2 | 69.8 | 70.5 | 71.1 | 71.6 | 72.1 | 72.6 | 73 | 73.4 | 73.7 | 73.9 | 74.2 | 74.4 | 74.6
NPgN | GSP | NG FES - Falling Short | Peak utilisation (percent - whole number) | NORTON | Falling Short | Dem_BB000c_NPgExtra | % | NPgN | Norton |  | 49.5 | 49.9 | 52.8 | 53.6 | 54.2 | 54.9 | 55.7 | 56.5 | 58.1 | 59 | 60 | 60.9 | 61.7 | 66.4 | 67.3 | 68.2 | 69.1 | 70 | 70.8 | 71.6 | 72.4 | 73.1 | 73.8 | 74.4 | 75 | 75.6 | 76.2 | 76.7 | 77.2
NPgN | GSP | NG FES - Falling Short | Peak utilisation (percent - whole number) | OFFERTON | Falling Short | Dem_BB000c_NPgExtra | % | NPgN | Offerton |  | 41.5 | 41.4 | 41.8 | 42.4 | 42.7 | 43.1 | 43.7 | 44.4 | 45 | 45.6 | 46.2 | 46.8 | 47.2 | 47.7 | 48.1 | 48.4 | 48.8 | 49.1 | 49.4 | 49.6 | 49.9 | 50.1 | 50.3 | 50.4 | 50.6 | 50.7 | 50.8 | 50.9 | 51
NPgN | GSP | NG FES - Falling Short | Peak utilisation (percent - whole number) | OSBALDWICK | Falling Short | Dem_BB000c_NPgExtra | % | NPgN | Osbaldwick |  | 44.2 | 44.2 | 44.9 | 46.1 | 46.6 | 47.1 | 47.7 | 48.5 | 49.3 | 50 | 50.7 | 51.4 | 52 | 52.6 | 53.1 | 53.6 | 54.1 | 54.5 | 55 | 55.4 | 55.7 | 56 | 56.3 | 56.5 | 56.8 | 57 | 57.2 | 57.3 | 57.4
NPgN | GSP | NG FES - Falling Short | Peak utilisation (percent - whole number) | POPPLETON | Falling Short | Dem_BB000c_NPgExtra | % | NPgN | Poppleton |  | 36.4 | 36.4 | 37 | 37.9 | 39.3 | 39.7 | 40.3 | 41 | 41.6 | 42.3 | 42.9 | 43.4 | 43.9 | 44.4 | 44.8 | 45.2 | 45.5 | 45.9 | 46.2 | 46.5 | 46.8 | 47 | 47.2 | 47.4 | 47.6 | 47.7 | 47.8 | 48 | 48
NPgN | GSP | NG FES - Falling Short | Peak utilisation (percent - whole number) | SALTHOLME | Falling Short | Dem_BB000c_NPgExtra | % | NPgN | Saltholme |  | 25.9 | 31.6 | 32.6 | 32.7 | 32.7 | 32.7 | 32.7 | 32.7 | 32.8 | 32.8 | 32.8 | 32.9 | 32.9 | 33 | 33 | 33.1 | 33.1 | 33.2 | 33.2 | 33.3 | 33.3 | 33.4 | 33.4 | 33.5 | 33.5 | 33.6 | 33.7 | 33.7 | 33.8
NPgN | GSP | NG FES - Falling Short | Peak utilisation (percent - whole number) | SOUTH SHIELDS | Falling Short | Dem_BB000c_NPgExtra | % | NPgN | South Shields |  | 35.3 | 35.2 | 35.9 | 36.2 | 36.3 | 36.5 | 36.7 | 37 | 37.3 | 37.7 | 38 | 38.3 | 38.6 | 38.8 | 39.1 | 39.4 | 39.6 | 39.9 | 40.1 | 40.4 | 40.6 | 40.8 | 41 | 41.1 | 41.2 | 41.3 | 41.4 | 41.5 | 41.6
NPgN | GSP | NG FES - Falling Short | Peak utilisation (percent - whole number) | SPADEADAM | Falling Short | Dem_BB000c_NPgExtra | % | NPgN | Spadeadam - Not in NG FES
NPgN | GSP | NG FES - Falling Short | Peak utilisation (percent - whole number) | SPENNYMOOR | Falling Short | Dem_BB000c_NPgExtra | % | NPgN | Spennymoor |  | 43.1 | 43.2 | 44.3 | 46.5 | 48.2 | 48.7 | 49.3 | 50 | 50.6 | 51.3 | 52 | 52.7 | 53.3 | 53.9 | 54.5 | 55.1 | 55.7 | 56.2 | 56.7 | 57.3 | 57.7 | 58.2 | 58.6 | 59 | 59.4 | 59.7 | 60 | 60.4 | 60.6
NPgN | GSP | NG FES - Falling Short | Peak utilisation (percent - whole number) | STELLA NORTH | Falling Short | Dem_BB000c_NPgExtra | % | NPgN | Stella North |  | 31.3 | 31.2 | 32.2 | 32.9 | 33.1 | 33.3 | 33.5 | 33.7 | 33.9 | 34.2 | 34.4 | 34.7 | 34.8 | 35 | 35.2 | 35.4 | 35.6 | 35.7 | 35.9 | 36 | 36.2 | 36.3 | 36.4 | 36.5 | 36.6 | 36.7 | 36.8 | 36.8 | 36.9
NPgN | GSP | NG FES - Falling Short | Peak utilisation (percent - whole number) | STELLA SOUTH | Falling Short | Dem_BB000c_NPgExtra | % | NPgN | Stella South |  | 30.6 | 30.6 | 32 | 32.9 | 33 | 33.3 | 33.6 | 33.9 | 34.3 | 34.7 | 35.1 | 35.4 | 35.8 | 36.4 | 36.7 | 37.1 | 37.4 | 37.7 | 38 | 38.3 | 38.6 | 38.8 | 39.1 | 39.3 | 39.4 | 39.6 | 39.8 | 39.9 | 40
NPgN | GSP | NG FES - Falling Short | Peak utilisation (percent - whole number) | TYNEMOUTH | Falling Short | Dem_BB000c_NPgExtra | % | NPgN | Tynemouth 1 |  | 26.5 | 26.6 | 27 | 27.6 | 27.9 | 28.2 | 28.7 | 29.1 | 29.6 | 30.1 | 30.6 | 31 | 31.4 | 31.7 | 32 | 32.4 | 32.7 | 33 | 33.2 | 33.5 | 33.7 | 33.9 | 34.1 | 34.3 | 34.5 | 34.7 | 34.8 | 35 | 35.1
NPgN | GSP | NG FES - Falling Short | Peak utilisation (percent - whole number) | WEST BOLDON | Falling Short | Dem_BB000c_NPgExtra | % | NPgN | West Boldon |  | 55.1 | 55.1 | 64.6 | 66.1 | 66.5 | 67.1 | 67.8 | 68.6 | 69.4 | 70.3 | 71 | 71.8 | 72.5 | 73.2 | 73.8 | 74.4 | 75 | 75.6 | 76.1 | 76.6 | 77 | 77.4 | 77.8 | 78 | 78.3 | 78.5 | 78.7 | 78.9 | 79
NPgY | GSP | NG FES - Falling Short | Peak utilisation (percent - whole number) | BRADFORD WEST | Falling Short | Dem_BB000c_NPgExtra | % | NPgY | Bradford West |  | 42.5 | 44.2 | 45.2 | 46 | 46.5 | 47.1 | 47.8 | 48.8 | 49.7 | 50.6 | 51.4 | 52.2 | 52.9 | 53.7 | 54.5 | 55.2 | 55.8 | 56.3 | 56.8 | 57.3 | 57.7 | 58.1 | 58.4 | 58.7 | 58.9 | 59.2 | 59.4 | 59.5 | 59.7
NPgY | GSP | NG FES - Falling Short | Peak utilisation (percent - whole number) | CAMBLESFORTH | Falling Short | Dem_BB000c_NPgExtra | % | NPgY | Camblesforth |  | 30.4 | 31.8 | 33.4 | 33.7 | 34.1 | 34.4 | 34.9 | 35.4 | 35.9 | 36.4 | 37 | 37.6 | 38.1 | 38.7 | 39.3 | 40 | 40.6 | 41.3 | 41.9 | 42.5 | 43.1 | 43.6 | 44.1 | 44.6 | 45 | 45.4 | 45.8 | 46.2 | 46.6
NPgY | GSP | NG FES - Falling Short | Peak utilisation (percent - whole number) | CREYKE BECK | Falling Short | Dem_BB000c_NPgExtra | % | NPgY | Creyke Beck |  | 42.6 | 44.3 | 45.5 | 46.2 | 46.6 | 47.1 | 47.6 | 48.3 | 49 | 49.7 | 50.4 | 51.1 | 51.7 | 52.5 | 53.2 | 53.9 | 54.6 | 55.2 | 55.8 | 56.4 | 56.9 | 57.5 | 57.9 | 58.4 | 58.8 | 59.1 | 59.5 | 59.8 | 60.1
NPgY | GSP | NG FES - Falling Short | Peak utilisation (percent - whole number) | DRAX | Falling Short | Dem_BB000c_NPgExtra | % | NPgY | Drax |  | 30.7 | 32.1 | 32.6 | 33.1 | 34.4 | 35.1 | 35.8 | 36.6 | 37.4 | 38.3 | 39.1 | 39.9 | 40.7 | 41.5 | 42.3 | 43.1 | 43.9 | 44.6 | 45.3 | 46 | 46.7 | 47.3 | 47.9 | 48.4 | 49 | 49.5 | 50 | 50.5 | 50.9
NPgY | GSP | NG FES - Falling Short | Peak utilisation (percent - whole number) | ELLAND | Falling Short | Dem_BB000c_NPgExtra | % | NPgY | Elland |  | 47 | 48.3 | 49.2 | 49.4 | 49.6 | 49.8 | 50.2 | 50.6 | 51.1 | 51.6 | 52 | 52.5 | 53 | 57.8 | 58.3 | 58.9 | 59.5 | 60 | 60.5 | 60.9 | 61.4 | 61.8 | 62.1 | 62.4 | 62.7 | 62.9 | 63.1 | 63.3 | 63.5
NPgY | GSP | NG FES - Falling Short | Peak utilisation (percent - whole number) | FERRYBRIDGE A | Falling Short | Dem_BB000c_NPgExtra | % | NPgY | Ferrybridge A |  | 52 | 62.4 | 64.8 | 66.6 | 67.9 | 69.4 | 71.2 | 73.2 | 75.3 | 77.3 | 79.3 | 81.2 | 83 | 108.5 | 110.3 | 112.1 | 113.7 | 115.2 | 116.7 | 118 | 119.3 | 120.4 | 121.4 | 122.4 | 123.2 | 124 | 124.7 | 125.4 | 126.1
NPgY | GSP | NG FES - Falling Short | Peak utilisation (percent - whole number) | FERRYBRIDGE B | Falling Short | Dem_BB000c_NPgExtra | % | NPgY | Ferrybridge B (_M) |  | 33.9 | 35.6 | 36.9 | 38.3 | 38.9 | 39.7 | 40.6 | 41.7 | 43.6 | 44.7 | 45.7 | 46.7 | 47.7 | 51.1 | 52 | 53 | 53.8 | 54.7 | 55.5 | 56.2 | 56.9 | 57.5 | 58 | 58.5 | 58.9 | 59.3 | 59.7 | 60 | 60.3
NPgY | GSP | NG FES - Falling Short | Peak utilisation (percent - whole number) | GRIMSBY WEST | Falling Short | Dem_BB000c_NPgExtra | % | NPgY | Grimsby West |  | 60.3 | 63.6 | 64.4 | 65 | 65.7 | 66.7 | 67.9 | 69.5 | 71.1 | 72.7 | 74.3 | 75.8 | 77.3 | 78.8 | 80.2 | 81.7 | 83 | 84.3 | 85.5 | 86.6 | 87.6 | 88.5 | 89.2 | 89.8 | 90.3 | 90.7 | 91.1 | 91.4 | 91.7
NPgY | GSP | NG FES - Falling Short | Peak utilisation (percent - whole number) | JORDANTHORPE | Falling Short | Dem_BB000c_NPgExtra | % | NPgY | Jordanthorpe |  | 49.6 | 51.3 | 52.1 | 52.7 | 53.6 | 54.6 | 55.8 | 57.2 | 58.5 | 59.8 | 61 | 62.1 | 63.1 | 64.1 | 65 | 65.8 | 66.5 | 67.1 | 67.6 | 68.1 | 68.5 | 68.9 | 69.3 | 69.7 | 70 | 70.3 | 70.5 | 70.8 | 71.1
NPgY | GSP | NG FES - Falling Short | Peak utilisation (percent - whole number) | KEADBY | Falling Short | Dem_BB000c_NPgExtra | % | NPgY | Keadby |  | 54.7 | 55.4 | 56.7 | 57.8 | 58.3 | 59 | 59.7 | 60.6 | 61.5 | 62.3 | 63.2 | 64.1 | 65 | 65.9 | 66.8 | 67.8 | 68.7 | 69.6 | 70.5 | 71.3 | 72.1 | 72.9 | 73.6 | 74.3 | 74.9 | 75.5 | 76.1 | 76.6 | 77.2
NPgY | GSP | NG FES - Falling Short | Peak utilisation (percent - whole number) | KIRKSTALL B | Falling Short | Dem_BB000c_NPgExtra | % | NPgY | Kirkstall B |  | 37.3 | 40.3 | 42.1 | 43.5 | 43.9 | 44.3 | 44.9 | 45.6 | 46.3 | 47 | 47.7 | 48.3 | 48.9 | 49.5 | 50.1 | 50.7 | 51.1 | 51.6 | 52 | 52.4 | 52.7 | 53 | 53.3 | 53.5 | 53.7 | 53.9 | 54.1 | 54.2 | 54.3
NPgY | GSP | NG FES - Falling Short | Peak utilisation (percent - whole number) | NEEPSEND | Falling Short | Dem_BB000c_NPgExtra | % | NPgY | Neepsend |  | 54.2 | 55.9 | 58.4 | 59 | 59.7 | 60.7 | 61.8 | 63.3 | 64.6 | 66 | 67.2 | 68.3 | 69.4 | 70.4 | 71.4 | 72.3 | 73.1 | 73.8 | 74.4 | 75 | 75.5 | 76 | 76.4 | 76.7 | 77 | 77.3 | 77.6 | 77.9 | 78.1
NPgY | GSP | NG FES - Falling Short | Peak utilisation (percent - whole number) | NORTON LEES | Falling Short | Dem_BB000c_NPgExtra | % | NPgY | Norton Lees |  | 48.7 | 49 | 49.6 | 50.5 | 51.6 | 53 | 54.7 | 56.7 | 58.7 | 60.6 | 62.3 | 63.8 | 65.3 | 66.8 | 68.1 | 69.3 | 70.3 | 71.2 | 72 | 72.7 | 73.4 | 74 | 74.5 | 75 | 75.4 | 75.8 | 76.1 | 76.5 | 76.8
NPgY | GSP | NG FES - Falling Short | Peak utilisation (percent - whole number) | PITSMOOR 3/4 | Falling Short | Dem_BB000c_NPgExtra | % | NPgY | Pitsmoor |  | 45.4 | 51.2 | 52.6 | 52.6 | 52.6 | 52.8 | 52.9 | 53.2 | 53.4 | 53.7 | 54 | 54.2 | 54.5 | 54.8 | 55.1 | 55.5 | 55.7 | 55.9 | 56.2 | 56.4 | 56.6 | 56.8 | 57 | 57.1 | 57.3 | 57.4 | 57.6 | 57.7 | 57.8
NPgY | GSP | NG FES - Falling Short | Peak utilisation (percent - whole number) | SALTEND NORTH | Falling Short | Dem_BB000c_NPgExtra | % | NPgY | Saltend North |  | 53.1 | 54 | 54.2 | 54.4 | 54.8 | 55.2 | 55.7 | 56.3 | 56.9 | 57.6 | 58.3 | 59 | 59.7 | 60.4 | 61.1 | 61.8 | 62.5 | 63.2 | 63.9 | 64.6 | 65.2 | 65.7 | 66.2 | 66.7 | 67.1 | 67.5 | 67.8 | 68.2 | 68.5
NPgY | GSP | NG FES - Falling Short | Peak utilisation (percent - whole number) | SHEFFIELD CITY | Falling Short | Dem_BB000c_NPgExtra | % | NPgY | Sheffield City |  | 65.4 | 70.6 | 74.9 | 76.8 | 77.1 | 77.6 | 78.2 | 78.9 | 79.7 | 80.5 | 81.2 | 81.9 | 82.6 | 83.4 | 84.1 | 84.8 | 85.4 | 86 | 86.5 | 87 | 87.5 | 87.9 | 88.2 | 88.5 | 88.8 | 89 | 89.3 | 89.4 | 89.6
NPgY | GSP | NG FES - Falling Short | Peak utilisation (percent - whole number) | SKELTON GRANGE | Falling Short | Dem_BB000c_NPgExtra | % | NPgY | Skelton Grange |  | 57.4 | 62.7 | 64.7 | 65.8 | 66.4 | 67.1 | 68.1 | 69.3 | 70.5 | 71.7 | 72.8 | 73.9 | 75 | 78.3 | 79.4 | 80.5 | 81.5 | 82.4 | 83.2 | 84 | 84.7 | 85.4 | 85.9 | 86.4 | 86.8 | 87.2 | 87.5 | 87.8 | 88
NPgY | GSP | NG FES - Falling Short | Peak utilisation (percent - whole number) | TEMPLEBOROUGH 275/33KV | Falling Short | Dem_BB000c_NPgExtra | % | NPgY | Templeborough |  | 18.6 | 18.7 | 18.8 | 18.9 | 19.1 | 19.3 | 19.5 | 19.8 | 20.1 | 20.4 | 20.7 | 21 | 21.2 | 21.5 | 21.7 | 22 | 22.2 | 22.5 | 22.7 | 22.9 | 23.2 | 23.4 | 23.5 | 23.7 | 23.9 | 24 | 24.2 | 24.3 | 24.5
NPgY | GSP | NG FES - Falling Short | Peak utilisation (percent - whole number) | THURCROFT | Falling Short | Dem_BB000c_NPgExtra | % | NPgY | Thurcroft |  | 81.2 | 88 | 89.9 | 95.6 | 96.3 | 97.2 | 98.3 | 99.6 | 106.2 | 107.7 | 109.1 | 110.6 | 112.1 | 140.5 | 142.1 | 143.8 | 145.4 | 147 | 148.5 | 150 | 151.4 | 152.7 | 153.8 | 154.9 | 155.9 | 156.8 | 157.6 | 158.5 | 159.2
NPgY | GSP | NG FES - Falling Short | Peak utilisation (percent - whole number) | WEST MELTON / THORPE MARSH | Falling Short | Dem_BB000c_NPgExtra | % | NPgY | Thorpe Marsh |  | 58.9 | 61.7 | 63.3 | 64.3 | 65.1 | 67.3 | 68.5 | 69.9 | 71.3 | 72.7 | 74.1 | 75.4 | 76.7 | 81.7 | 83 | 84.3 | 85.5 | 86.7 | 87.8 | 88.8 | 89.8 | 90.7 | 91.5 | 92.2 | 92.9 | 93.5 | 94.1 | 94.7 | 95.2
NPgY | GSP | NG FES - Falling Short | Peak utilisation (percent - whole number) | WEST MELTON SECTION 3 | Falling Short | Dem_BB000c_NPgExtra | % | NPgY | West Melton |  | 56.8 | 58.9 | 59.6 | 60.5 | 61.1 | 61.8 | 62.8 | 63.8 | 64.9 | 66 | 67.1 | 68.2 | 69.3 | 74.5 | 75.7 | 76.9 | 78 | 79.1 | 80.1 | 81 | 81.9 | 82.7 | 83.5 | 84.2 | 84.8 | 85.4 | 85.9 | 86.4 | 86.8
NPgY | GSP | NG FES - Falling Short | Peak utilisation (percent - whole number) | WINCOBANK | Falling Short | Dem_BB000c_NPgExtra | % | NPgY | Wincobank |  | 28.8 | 37.9 | 38.2 | 41.3 | 41.3 | 41.3 | 41.4 | 41.6 | 41.7 | 41.9 | 42.1 | 42.3 | 42.5 | 42.7 | 43 | 43.3 | 43.5 | 43.8 | 44.1 | 44.3 | 44.5 | 44.7 | 44.9 | 45.1 | 45.3 | 45.4 | 45.5 | 45.7 | 45.8
NPgN | GSP | NG FES - Leading the Way | Peak utilisation (percent - whole number) | BLYTH 66kV | Leading the Way | Dem_BB000c_NPgExtra | % | NPgN | Blyth 66kV |  | 63.2 | 63 | 64 | 65.4 | 66.5 | 80.7 | 94.4 | 94.8 | 95.8 | 98.8 | 101.7 | 104.4 | 107.1 | 109.6 | 112 | 114.4 | 116.6 | 118.6 | 120.3 | 121.7 | 122.9 | 124.5 | 126.4 | 127.8 | 127.5 | 127.2 | 126.9 | 126.6 | 126.4
NPgN | GSP | NG FES - Leading the Way | Peak utilisation (percent - whole number) | BLYTH 132kV | Leading the Way | Dem_BB000c_NPgExtra | % | NPgN | Blyth 132kV |  | 19.8 | 20 | 21.3 | 22.9 | 23.7 | 24.5 | 25.1 | 25.7 | 26.6 | 28.3 | 29.8 | 31.2 | 32.6 | 33.8 | 35 | 36.1 | 37 | 38 | 38.7 | 39.3 | 39.9 | 40.5 | 41.2 | 41.8 | 41.7 | 41.6 | 41.5 | 41.4 | 41.4
NPgN | GSP | NG FES - Leading the Way | Peak utilisation (percent - whole number) | FOURSTONES | Leading the Way | Dem_BB000c_NPgExtra | % | NPgN | Fourstones
NPgN | GSP | NG FES - Leading the Way | Peak utilisation (percent - whole number) | HARTMOOR | Leading the Way | Dem_BB000c_NPgExtra | % | NPgN | Hart Moor |  | 74.3 | 74.2 | 82.6 | 85.3 | 88.8 | 91.4 | 93.2 | 94.6 | 96.8 | 102 | 107 | 111.8 | 116.4 | 120.6 | 124.5 | 128.4 | 132 | 135.3 | 137.8 | 139.9 | 141.6 | 144.1 | 147 | 149.3 | 148.8 | 148.4 | 148 | 147.7 | 147.3
NPgN | GSP | NG FES - Leading the Way | Peak utilisation (percent - whole number) | HAWTHORN PIT GRID | Leading the Way | Dem_BB000c_NPgExtra | % | NPgN | Hawthorn Pit |  | 45.7 | 46 | 47.7 | 49.5 | 50.7 | 52 | 52.9 | 53.6 | 54.9 | 57.6 | 60.2 | 62.7 | 65.1 | 67.4 | 69.5 | 71.5 | 73.4 | 75.1 | 76.4 | 77.5 | 78.4 | 79.7 | 81.2 | 82.3 | 82.1 | 81.9 | 81.6 | 81.4 | 81.2
NPgN | GSP | NG FES - Leading the Way | Peak utilisation (percent - whole number) | KNARESBOROUGH | Leading the Way | Dem_BB000c_NPgExtra | % | NPgN | Knaresborough |  | 76.4 | 76.2 | 77.8 | 79.6 | 80.4 | 82.1 | 82.7 | 83.2 | 84.2 | 86.5 | 88.7 | 90.9 | 93 | 94.9 | 96.8 | 98.6 | 100.3 | 101.8 | 103 | 104 | 105 | 106.1 | 107.4 | 108.4 | 108.4 | 108.3 | 108.2 | 108.1 | 108.1
NPgN | GSP | NG FES - Leading the Way | Peak utilisation (percent - whole number) | LACKENBY | Leading the Way | Dem_BB000c_NPgExtra | % | NPgN | Lackenby |  | 59.8 | 59.8 | 60.8 | 61.5 | 62.9 | 63.9 | 64.7 | 65.4 | 66.6 | 69 | 71.4 | 73.7 | 75.9 | 78 | 80 | 81.9 | 83.6 | 85.2 | 86.4 | 87.5 | 88.5 | 89.6 | 90.9 | 91.9 | 91.8 | 91.6 | 91.5 | 91.3 | 91.1
NPgN | GSP | NG FES - Leading the Way | Peak utilisation (percent - whole number) | NORTON | Leading the Way | Dem_BB000c_NPgExtra | % | NPgN | Norton |  | 49.3 | 49.5 | 52.3 | 53.4 | 54.5 | 55.7 | 56.6 | 57.3 | 59.2 | 61.8 | 64.4 | 66.8 | 69.2 | 75.2 | 77.4 | 79.5 | 81.4 | 83.2 | 84.7 | 86 | 87.1 | 88.5 | 90.1 | 91.4 | 91.4 | 91.3 | 91.3 | 91.3 | 91.3
NPgN | GSP | NG FES - Leading the Way | Peak utilisation (percent - whole number) | OFFERTON | Leading the Way | Dem_BB000c_NPgExtra | % | NPgN | Offerton |  | 41.3 | 41.1 | 41.7 | 42.9 | 44 | 45.4 | 46.2 | 46.7 | 48 | 51.2 | 54.2 | 57.1 | 59.8 | 62.3 | 64.8 | 67.1 | 69.2 | 71.2 | 72.8 | 74.1 | 75.2 | 76.8 | 78.6 | 79.9 | 79.6 | 79.3 | 78.9 | 78.6 | 78.3
NPgN | GSP | NG FES - Leading the Way | Peak utilisation (percent - whole number) | OSBALDWICK | Leading the Way | Dem_BB000c_NPgExtra | % | NPgN | Osbaldwick |  | 44 | 43.9 | 44.8 | 46.4 | 47.5 | 48.7 | 49.6 | 50.3 | 51.5 | 54.3 | 57 | 59.6 | 62 | 64.3 | 66.4 | 68.4 | 70.3 | 72 | 73.4 | 74.6 | 75.6 | 77 | 78.4 | 79.6 | 79.4 | 79.1 | 78.9 | 78.7 | 78.5
NPgN | GSP | NG FES - Leading the Way | Peak utilisation (percent - whole number) | POPPLETON | Leading the Way | Dem_BB000c_NPgExtra | % | NPgN | Poppleton |  | 36.2 | 36.1 | 36.9 | 38.3 | 40.6 | 41.8 | 42.6 | 43.2 | 44.3 | 46.6 | 48.8 | 50.9 | 52.9 | 54.7 | 56.4 | 58 | 59.5 | 60.9 | 62 | 62.8 | 63.5 | 64.5 | 65.7 | 66.6 | 66.4 | 66.2 | 66 | 65.9 | 65.7
NPgN | GSP | NG FES - Leading the Way | Peak utilisation (percent - whole number) | SALTHOLME | Leading the Way | Dem_BB000c_NPgExtra | % | NPgN | Saltholme |  | 25.9 | 31.5 | 32.5 | 32.4 | 32.4 | 32.4 | 32.3 | 32.3 | 32.3 | 32.3 | 32.4 | 32.4 | 32.5 | 32.5 | 32.5 | 32.6 | 32.6 | 32.7 | 32.7 | 32.7 | 32.7 | 32.8 | 32.8 | 32.8 | 32.8 | 32.8 | 32.8 | 32.7 | 32.7
NPgN | GSP | NG FES - Leading the Way | Peak utilisation (percent - whole number) | SOUTH SHIELDS | Leading the Way | Dem_BB000c_NPgExtra | % | NPgN | South Shields |  | 35.1 | 34.9 | 35.7 | 36.2 | 36.7 | 37.4 | 37.7 | 37.9 | 38.6 | 40.7 | 42.7 | 44.7 | 46.5 | 48.3 | 50 | 51.7 | 53.3 | 54.7 | 55.9 | 56.9 | 57.8 | 59 | 60.3 | 61.3 | 61.1 | 60.9 | 60.7 | 60.4 | 60.3
NPgN | GSP | NG FES - Leading the Way | Peak utilisation (percent - whole number) | SPADEADAM | Leading the Way | Dem_BB000c_NPgExtra | % | NPgN | Spadeadam - Not in NG FES
NPgN | GSP | NG FES - Leading the Way | Peak utilisation (percent - whole number) | SPENNYMOOR | Leading the Way | Dem_BB000c_NPgExtra | % | NPgN | Spennymoor |  | 42.9 | 42.9 | 44 | 46.3 | 48.5 | 49.4 | 50.1 | 50.6 | 51.5 | 53.5 | 55.4 | 57.1 | 58.8 | 60.4 | 61.9 | 63.4 | 64.7 | 65.9 | 66.9 | 67.7 | 68.4 | 69.4 | 70.4 | 71.2 | 71.1 | 71 | 70.9 | 70.8 | 70.7
NPgN | GSP | NG FES - Leading the Way | Peak utilisation (percent - whole number) | STELLA NORTH | Leading the Way | Dem_BB000c_NPgExtra | % | NPgN | Stella North |  | 31.2 | 30.9 | 32 | 32.8 | 33.3 | 33.7 | 33.9 | 34 | 34.5 | 35.9 | 37.2 | 38.5 | 39.7 | 40.8 | 41.9 | 43 | 44 | 44.9 | 45.7 | 46.3 | 46.9 | 47.7 | 48.5 | 49.1 | 48.9 | 48.8 | 48.6 | 48.4 | 48.2
NPgN | GSP | NG FES - Leading the Way | Peak utilisation (percent - whole number) | STELLA SOUTH | Leading the Way | Dem_BB000c_NPgExtra | % | NPgN | Stella South |  | 30.5 | 30.4 | 31.9 | 32.9 | 33.4 | 34 | 34.4 | 34.7 | 35.3 | 36.6 | 37.9 | 39.1 | 40.2 | 41.5 | 42.5 | 43.4 | 44.3 | 45.1 | 45.7 | 46.2 | 46.6 | 47.2 | 47.9 | 48.4 | 48.2 | 48.1 | 48 | 47.9 | 47.8
NPgN | GSP | NG FES - Leading the Way | Peak utilisation (percent - whole number) | TYNEMOUTH | Leading the Way | Dem_BB000c_NPgExtra | % | NPgN | Tynemouth 1 |  | 26.4 | 26.4 | 27 | 27.8 | 28.5 | 29.3 | 29.9 | 30.3 | 31.1 | 32.8 | 34.5 | 36.1 | 37.6 | 39 | 40.3 | 41.6 | 42.8 | 43.9 | 44.8 | 45.5 | 46.2 | 47.1 | 48.1 | 48.9 | 48.8 | 48.7 | 48.6 | 48.5 | 48.5
NPgN | GSP | NG FES - Leading the Way | Peak utilisation (percent - whole number) | WEST BOLDON | Leading the Way | Dem_BB000c_NPgExtra | % | NPgN | West Boldon |  | 54.9 | 54.8 | 64.5 | 66.7 | 68 | 69.6 | 70.6 | 71.4 | 72.9 | 76.5 | 79.8 | 83 | 86 | 88.9 | 91.6 | 94.2 | 96.6 | 98.8 | 100.6 | 102 | 103.3 | 105 | 106.9 | 108.3 | 108 | 107.8 | 107.5 | 107.2 | 107
NPgY | GSP | NG FES - Leading the Way | Peak utilisation (percent - whole number) | BRADFORD WEST | Leading the Way | Dem_BB000c_NPgExtra | % | NPgY | Bradford West |  | 42.3 | 43.9 | 45.2 | 46.4 | 47.7 | 49.1 | 50 | 51 | 52.6 | 56 | 59.2 | 62.4 | 65.4 | 68.2 | 70.9 | 73.4 | 75.7 | 77.9 | 79.7 | 81.3 | 82.7 | 84.5 | 86.2 | 87.6 | 87.3 | 87 | 86.7 | 86.5 | 86.2
NPgY | GSP | NG FES - Leading the Way | Peak utilisation (percent - whole number) | CAMBLESFORTH | Leading the Way | Dem_BB000c_NPgExtra | % | NPgY | Camblesforth |  | 30.4 | 31.6 | 33.1 | 33.3 | 33.5 | 33.9 | 34.2 | 34.7 | 35.2 | 35.9 | 36.5 | 37.2 | 37.9 | 38.5 | 39.1 | 39.6 | 40.1 | 40.5 | 40.8 | 41.1 | 41.4 | 41.7 | 41.9 | 42.2 | 42.3 | 42.4 | 42.5 | 42.7 | 42.8
NPgY | GSP | NG FES - Leading the Way | Peak utilisation (percent - whole number) | CREYKE BECK | Leading the Way | Dem_BB000c_NPgExtra | % | NPgY | Creyke Beck |  | 42.5 | 44 | 45.1 | 45.9 | 46.4 | 47.2 | 47.7 | 48.3 | 49.2 | 51.4 | 53.5 | 55.6 | 57.6 | 59.6 | 61.4 | 63.1 | 64.8 | 66.4 | 67.7 | 68.9 | 70.1 | 71.4 | 72.6 | 73.7 | 73.6 | 73.6 | 73.5 | 73.4 | 73.3
NPgY | GSP | NG FES - Leading the Way | Peak utilisation (percent - whole number) | DRAX | Leading the Way | Dem_BB000c_NPgExtra | % | NPgY | Drax |  | 30.7 | 31.9 | 32.2 | 32.6 | 34 | 34.7 | 35.3 | 36 | 36.9 | 38.3 | 39.8 | 41.1 | 42.5 | 43.7 | 44.9 | 46 | 47.1 | 48.1 | 49 | 49.8 | 50.6 | 51.4 | 52.2 | 52.9 | 53 | 53.2 | 53.4 | 53.5 | 53.7
NPgY | GSP | NG FES - Leading the Way | Peak utilisation (percent - whole number) | ELLAND | Leading the Way | Dem_BB000c_NPgExtra | % | NPgY | Elland |  | 46.8 | 48 | 48.8 | 49.2 | 49.7 | 50.4 | 50.7 | 51.1 | 51.9 | 54.2 | 56.5 | 58.7 | 60.8 | 67.1 | 69 | 70.9 | 72.7 | 74.3 | 75.7 | 76.9 | 77.9 | 79.3 | 80.6 | 81.7 | 81.4 | 81.2 | 80.9 | 80.7 | 80.4
NPgY | GSP | NG FES - Leading the Way | Peak utilisation (percent - whole number) | FERRYBRIDGE A | Leading the Way | Dem_BB000c_NPgExtra | % | NPgY | Ferrybridge A |  | 51.8 | 61.9 | 64.5 | 66.8 | 68.9 | 71.3 | 73.3 | 75.5 | 78.5 | 83.2 | 87.7 | 92.1 | 96.2 | 123.7 | 127.4 | 130.9 | 134.1 | 137.1 | 139.6 | 141.8 | 143.7 | 146 | 148.2 | 150 | 150.1 | 150.2 | 150.2 | 150.3 | 150.4
NPgY | GSP | NG FES - Leading the Way | Peak utilisation (percent - whole number) | FERRYBRIDGE B | Leading the Way | Dem_BB000c_NPgExtra | % | NPgY | Ferrybridge B (_M) |  | 33.8 | 35.4 | 36.8 | 38.6 | 39.8 | 41.1 | 42.1 | 43.2 | 45.7 | 48.2 | 50.5 | 52.8 | 55 | 59.4 | 61.3 | 63.1 | 64.7 | 66.2 | 67.4 | 68.5 | 69.4 | 70.6 | 71.6 | 72.5 | 72.5 | 72.5 | 72.5 | 72.5 | 72.5
NPgY | GSP | NG FES - Leading the Way | Peak utilisation (percent - whole number) | GRIMSBY WEST | Leading the Way | Dem_BB000c_NPgExtra | % | NPgY | Grimsby West |  | 60.2 | 63.3 | 64.3 | 65.2 | 66.7 | 68.5 | 70.1 | 71.9 | 74.6 | 79 | 83.3 | 87.5 | 91.4 | 95.1 | 98.5 | 101.7 | 104.7 | 107.4 | 109.7 | 111.7 | 113.5 | 115.5 | 117.5 | 118.9 | 118.7 | 118.5 | 118.3 | 118.2 | 118
NPgY | GSP | NG FES - Leading the Way | Peak utilisation (percent - whole number) | JORDANTHORPE | Leading the Way | Dem_BB000c_NPgExtra | % | NPgY | Jordanthorpe |  | 49.2 | 50.8 | 51.9 | 53.2 | 55 | 57 | 58.3 | 59.8 | 61.9 | 65.5 | 68.8 | 71.9 | 74.9 | 77.7 | 80.3 | 82.9 | 85.2 | 87.4 | 89.3 | 90.8 | 92.2 | 94.1 | 95.9 | 97.3 | 97.2 | 97.2 | 97.1 | 97 | 97
NPgY | GSP | NG FES - Leading the Way | Peak utilisation (percent - whole number) | KEADBY | Leading the Way | Dem_BB000c_NPgExtra | % | NPgY | Keadby |  | 54.7 | 55.2 | 56.4 | 57.4 | 58.1 | 59 | 59.7 | 60.5 | 61.6 | 63.5 | 65.5 | 67.4 | 69.2 | 71 | 72.7 | 74.3 | 75.9 | 77.4 | 78.7 | 79.9 | 81 | 82.2 | 83.4 | 84.4 | 84.7 | 84.9 | 85.1 | 85.2 | 85.4
NPgY | GSP | NG FES - Leading the Way | Peak utilisation (percent - whole number) | KIRKSTALL B | Leading the Way | Dem_BB000c_NPgExtra | % | NPgY | Kirkstall B |  | 37.2 | 40.1 | 42.4 | 44.2 | 45.3 | 46.2 | 46.9 | 47.6 | 48.8 | 51.2 | 53.6 | 55.9 | 58 | 60.1 | 62 | 63.8 | 65.5 | 67.1 | 68.5 | 69.7 | 70.8 | 72.1 | 73.3 | 74.3 | 74.1 | 73.9 | 73.7 | 73.5 | 73.4
NPgY | GSP | NG FES - Leading the Way | Peak utilisation (percent - whole number) | NEEPSEND | Leading the Way | Dem_BB000c_NPgExtra | % | NPgY | Neepsend |  | 54 | 55.5 | 58.3 | 59.5 | 61.4 | 63.5 | 64.8 | 66.3 | 68.6 | 73 | 77.2 | 81.2 | 85 | 88.6 | 92 | 95.1 | 98.1 | 100.8 | 103.1 | 105.1 | 106.8 | 109.1 | 111.3 | 113 | 112.7 | 112.4 | 112.2 | 111.9 | 111.6
NPgY | GSP | NG FES - Leading the Way | Peak utilisation (percent - whole number) | NORTON LEES | Leading the Way | Dem_BB000c_NPgExtra | % | NPgY | Norton Lees |  | 48.1 | 48.4 | 49.6 | 51.7 | 54.6 | 58 | 60.1 | 62.2 | 65.6 | 71.5 | 77.1 | 82.5 | 87.5 | 92.2 | 96.6 | 100.9 | 104.9 | 108.6 | 111.5 | 114 | 116.2 | 119.4 | 122.5 | 124.8 | 124.6 | 124.4 | 124.2 | 124.1 | 123.9
NPgY | GSP | NG FES - Leading the Way | Peak utilisation (percent - whole number) | PITSMOOR 3/4 | Leading the Way | Dem_BB000c_NPgExtra | % | NPgY | Pitsmoor |  | 45.3 | 50.9 | 52.2 | 52.3 | 52.5 | 52.9 | 53 | 53.1 | 53.6 | 55.5 | 57.4 | 59.2 | 61 | 62.7 | 64.4 | 66 | 67.5 | 69 | 70.2 | 71.3 | 72.3 | 73.6 | 74.9 | 75.9 | 75.6 | 75.3 | 75.1 | 74.8 | 74.5
NPgY | GSP | NG FES - Leading the Way | Peak utilisation (percent - whole number) | SALTEND NORTH | Leading the Way | Dem_BB000c_NPgExtra | % | NPgY | Saltend North |  | 53.1 | 53.7 | 53.8 | 53.9 | 54.3 | 54.7 | 55.2 | 55.7 | 56.5 | 57.6 | 58.7 | 59.8 | 60.9 | 61.8 | 62.7 | 63.5 | 64.3 | 64.9 | 65.5 | 65.9 | 66.3 | 66.7 | 67.1 | 67.4 | 67.5 | 67.5 | 67.5 | 67.5 | 67.6
NPgY | GSP | NG FES - Leading the Way | Peak utilisation (percent - whole number) | SHEFFIELD CITY | Leading the Way | Dem_BB000c_NPgExtra | % | NPgY | Sheffield City |  | 65.2 | 70.1 | 74.4 | 76.6 | 77.3 | 78.4 | 79 | 79.7 | 81 | 84 | 86.9 | 89.7 | 92.5 | 95 | 97.3 | 99.4 | 101.4 | 103.3 | 104.8 | 106.1 | 107.3 | 108.8 | 110.2 | 111.4 | 111 | 110.6 | 110.3 | 110 | 109.6
NPgY | GSP | NG FES - Leading the Way | Peak utilisation (percent - whole number) | SKELTON GRANGE | Leading the Way | Dem_BB000c_NPgExtra | % | NPgY | Skelton Grange |  | 57.2 | 62.3 | 64.6 | 66.2 | 67.7 | 69.4 | 70.5 | 71.8 | 73.8 | 77.9 | 81.8 | 85.6 | 89.3 | 94.9 | 98.1 | 101.2 | 104 | 106.6 | 108.8 | 110.6 | 112.3 | 114.4 | 116.4 | 118 | 117.7 | 117.4 | 117.2 | 116.9 | 116.7
NPgY | GSP | NG FES - Leading the Way | Peak utilisation (percent - whole number) | TEMPLEBOROUGH 275/33KV | Leading the Way | Dem_BB000c_NPgExtra | % | NPgY | Templeborough |  | 18.6 | 18.6 | 18.6 | 18.8 | 19 | 19.2 | 19.4 | 19.6 | 19.9 | 20.3 | 20.6 | 20.9 | 21.2 | 21.5 | 21.7 | 22 | 22.2 | 22.3 | 22.5 | 22.6 | 22.7 | 22.8 | 22.9 | 23 | 23 | 23 | 23.1 | 23.1 | 23.1
NPgY | GSP | NG FES - Leading the Way | Peak utilisation (percent - whole number) | THURCROFT | Leading the Way | Dem_BB000c_NPgExtra | % | NPgY | Thurcroft |  | 80.9 | 87.2 | 88.9 | 94.8 | 96 | 97.5 | 98.4 | 99.6 | 106.7 | 110.7 | 114.6 | 118.4 | 122.2 | 152.6 | 156.1 | 159.4 | 162.5 | 165.4 | 167.8 | 169.8 | 171.7 | 174.1 | 176.4 | 178.3 | 178.3 | 178.3 | 178.3 | 178.3 | 178.3
NPgY | GSP | NG FES - Leading the Way | Peak utilisation (percent - whole number) | WEST MELTON / THORPE MARSH | Leading the Way | Dem_BB000c_NPgExtra | % | NPgY | Thorpe Marsh |  | 58.7 | 61.2 | 62.9 | 64.2 | 65.6 | 68.5 | 69.8 | 71.1 | 73.2 | 77.2 | 81 | 84.8 | 88.4 | 95.3 | 98.5 | 101.6 | 104.4 | 107.1 | 109.3 | 111.3 | 113.1 | 115.3 | 117.4 | 119.1 | 119.1 | 119 | 119 | 118.9 | 118.9
NPgY | GSP | NG FES - Leading the Way | Peak utilisation (percent - whole number) | WEST MELTON SECTION 3 | Leading the Way | Dem_BB000c_NPgExtra | % | NPgY | West Melton |  | 56.6 | 58.5 | 59.3 | 60.4 | 61.5 | 62.9 | 63.9 | 65 | 66.6 | 70 | 73.3 | 76.6 | 79.8 | 86.8 | 89.8 | 92.6 | 95.2 | 97.7 | 99.8 | 101.7 | 103.4 | 105.4 | 107.4 | 109.1 | 109.1 | 109.1 | 109.1 | 109.2 | 109.2
NPgY | GSP | NG FES - Leading the Way | Peak utilisation (percent - whole number) | WINCOBANK | Leading the Way | Dem_BB000c_NPgExtra | % | NPgY | Wincobank |  | 28.8 | 37.7 | 37.9 | 40.8 | 40.8 | 40.9 | 40.9 | 40.9 | 41.1 | 41.8 | 42.5 | 43.2 | 43.9 | 44.5 | 45.1 | 45.7 | 46.3 | 46.8 | 47.3 | 47.7 | 48 | 48.4 | 48.8 | 49.2 | 49 | 48.9 | 48.8 | 48.7 | 48.5
NPgN | GSP | NG FES - System Transformation | Peak utilisation (percent - whole number) | BLYTH 66kV | System Transformation | Dem_BB000c_NPgExtra | % | NPgN | Blyth 66kV |  | 63.4 | 63.3 | 64.4 | 65.4 | 65.9 | 79.4 | 93 | 93.6 | 94.2 | 94.8 | 95.5 | 96.2 | 96.8 | 98.2 | 100.2 | 101.8 | 103.5 | 105.2 | 106.9 | 108.6 | 110.4 | 112.3 | 114.4 | 116.7 | 119.3 | 122.1 | 124.9 | 128 | 131
NPgN | GSP | NG FES - System Transformation | Peak utilisation (percent - whole number) | BLYTH 132kV | System Transformation | Dem_BB000c_NPgExtra | % | NPgN | Blyth 132kV |  | 19.9 | 20.1 | 21.5 | 23 | 23.6 | 24.1 | 24.8 | 25.4 | 26.1 | 26.8 | 27.5 | 28.1 | 28.7 | 29.5 | 30.6 | 31.4 | 32.3 | 33.1 | 33.8 | 34.5 | 35.3 | 36 | 36.8 | 37.7 | 38.6 | 39.6 | 40.6 | 41.7 | 42.7
NPgN | GSP | NG FES - System Transformation | Peak utilisation (percent - whole number) | FOURSTONES | System Transformation | Dem_BB000c_NPgExtra | % | NPgN | Fourstones
NPgN | GSP | NG FES - System Transformation | Peak utilisation (percent - whole number) | HARTMOOR | System Transformation | Dem_BB000c_NPgExtra | % | NPgN | Hart Moor |  | 74.9 | 74.9 | 83.3 | 85.2 | 87.4 | 88.7 | 90.2 | 91.7 | 93.6 | 95.4 | 97.1 | 98.7 | 100.4 | 102.6 | 105.6 | 108.5 | 111.4 | 114.3 | 117.2 | 120 | 122.9 | 125.9 | 129.1 | 132.6 | 136.4 | 140.4 | 144.6 | 149 | 153.4
NPgN | GSP | NG FES - System Transformation | Peak utilisation (percent - whole number) | HAWTHORN PIT GRID | System Transformation | Dem_BB000c_NPgExtra | % | NPgN | Hawthorn Pit |  | 45.9 | 46.3 | 48.1 | 49.5 | 50.1 | 50.8 | 51.5 | 52.4 | 53.4 | 54.4 | 55.4 | 56.4 | 57.4 | 58.9 | 60.3 | 61.7 | 63.1 | 64.6 | 66.1 | 67.7 | 69.3 | 70.9 | 72.8 | 74.8 | 77 | 79.3 | 81.8 | 84.3 | 86.9
NPgN | GSP | NG FES - System Transformation | Peak utilisation (percent - whole number) | KNARESBOROUGH | System Transformation | Dem_BB000c_NPgExtra | % | NPgN | Knaresborough |  | 76.4 | 76.4 | 78.2 | 79.9 | 80.4 | 81.7 | 82.3 | 83.1 | 83.9 | 84.9 | 85.8 | 86.8 | 87.8 | 89 | 90.8 | 92.4 | 94 | 95.5 | 97 | 98.4 | 99.8 | 101.1 | 102.5 | 103.9 | 105.3 | 106.8 | 108.4 | 109.9 | 111.5
NPgN | GSP | NG FES - System Transformation | Peak utilisation (percent - whole number) | LACKENBY | System Transformation | Dem_BB000c_NPgExtra | % | NPgN | Lackenby |  | 59.9 | 59.9 | 61 | 61.5 | 62.5 | 63.1 | 63.7 | 64.5 | 65.3 | 66.2 | 67.1 | 67.9 | 68.8 | 70.2 | 71.8 | 73.2 | 74.6 | 76 | 77.4 | 78.8 | 80.2 | 81.6 | 83.2 | 84.8 | 86.6 | 88.4 | 90.4 | 92.4 | 94.5
NPgN | GSP | NG FES - System Transformation | Peak utilisation (percent - whole number) | NORTON | System Transformation | Dem_BB000c_NPgExtra | % | NPgN | Norton |  | 49.5 | 49.8 | 52.7 | 53.7 | 54.3 | 55.1 | 55.9 | 56.8 | 58.5 | 59.5 | 60.6 | 61.6 | 62.7 | 68 | 69.9 | 71.6 | 73.4 | 75.2 | 76.9 | 78.7 | 80.4 | 82.2 | 84.2 | 86.2 | 88.4 | 90.7 | 93.1 | 95.7 | 98.2
NPgN | GSP | NG FES - System Transformation | Peak utilisation (percent - whole number) | OFFERTON | System Transformation | Dem_BB000c_NPgExtra | % | NPgN | Offerton |  | 41.4 | 41.3 | 42 | 42.8 | 43.4 | 44 | 44.6 | 45.4 | 46.2 | 47 | 47.8 | 48.6 | 49.3 | 50.8 | 52.8 | 54.4 | 56 | 57.5 | 59.1 | 60.7 | 62.4 | 64.2 | 66.3 | 68.6 | 71.2 | 73.9 | 76.8 | 79.9 | 82.9
NPgN | GSP | NG FES - System Transformation | Peak utilisation (percent - whole number) | OSBALDWICK | System Transformation | Dem_BB000c_NPgExtra | % | NPgN | Osbaldwick |  | 44.2 | 44.2 | 45.2 | 46.6 | 47.3 | 48 | 48.8 | 49.7 | 50.6 | 51.6 | 52.5 | 53.4 | 54.2 | 55.6 | 57.3 | 58.9 | 60.5 | 62 | 63.5 | 65 | 66.4 | 68 | 69.7 | 71.5 | 73.5 | 75.5 | 77.7 | 80 | 82.2
NPgN | GSP | NG FES - System Transformation | Peak utilisation (percent - whole number) | POPPLETON | System Transformation | Dem_BB000c_NPgExtra | % | NPgN | Poppleton |  | 36.4 | 36.4 | 37.2 | 38.4 | 40.1 | 40.7 | 41.4 | 42.1 | 43 | 43.8 | 44.6 | 45.3 | 46.1 | 47.2 | 48.5 | 49.7 | 50.8 | 52 | 53.2 | 54.3 | 55.5 | 56.8 | 58.2 | 59.8 | 61.5 | 63.3 | 65.3 | 67.3 | 69.3
NPgN | GSP | NG FES - System Transformation | Peak utilisation (percent - whole number) | SALTHOLME | System Transformation | Dem_BB000c_NPgExtra | % | NPgN | Saltholme |  | 25.9 | 31.5 | 32.6 | 32.6 | 32.5 | 32.5 | 32.5 | 32.6 | 32.6 | 32.6 | 32.6 | 32.7 | 32.7 | 32.8 | 32.9 | 33 | 33.1 | 33.2 | 33.3 | 33.4 | 33.5 | 33.6 | 33.7 | 33.8 | 33.9 | 34 | 34.1 | 34.2 | 34.4
NPgN | GSP | NG FES - System Transformation | Peak utilisation (percent - whole number) | SOUTH SHIELDS | System Transformation | Dem_BB000c_NPgExtra | % | NPgN | South Shields |  | 35.3 | 35.1 | 35.9 | 36.2 | 36.4 | 36.6 | 36.9 | 37.2 | 37.5 | 37.9 | 38.3 | 38.8 | 39.2 | 40.2 | 41.6 | 42.7 | 43.8 | 45 | 46.2 | 47.3 | 48.6 | 49.9 | 51.5 | 53.2 | 55.1 | 57.1 | 59.2 | 61.5 | 63.7
NPgN | GSP | NG FES - System Transformation | Peak utilisation (percent - whole number) | SPADEADAM | System Transformation | Dem_BB000c_NPgExtra | % | NPgN | Spadeadam - Not in NG FES
NPgN | GSP | NG FES - System Transformation | Peak utilisation (percent - whole number) | SPENNYMOOR | System Transformation | Dem_BB000c_NPgExtra | % | NPgN | Spennymoor |  | 43.1 | 43.1 | 44.4 | 46.6 | 48.5 | 49 | 49.7 | 50.4 | 51.2 | 52 | 52.8 | 53.6 | 54.4 | 55.5 | 56.8 | 58 | 59.2 | 60.5 | 61.7 | 62.9 | 64.1 | 65.4 | 66.7 | 68.2 | 69.7 | 71.3 | 73 | 74.8 | 76.5
NPgN | GSP | NG FES - System Transformation | Peak utilisation (percent - whole number) | STELLA NORTH | System Transformation | Dem_BB000c_NPgExtra | % | NPgN | Stella North |  | 31.2 | 31.1 | 32.2 | 32.9 | 33.2 | 33.4 | 33.6 | 33.8 | 34.1 | 34.4 | 34.6 | 34.9 | 35.2 | 35.9 | 36.8 | 37.5 | 38.3 | 39.1 | 39.9 | 40.7 | 41.5 | 42.4 | 43.4 | 44.5 | 45.7 | 47 | 48.4 | 49.9 | 51.3
NPgN | GSP | NG FES - System Transformation | Peak utilisation (percent - whole number) | STELLA SOUTH | System Transformation | Dem_BB000c_NPgExtra | % | NPgN | Stella South |  | 30.6 | 30.6 | 32.1 | 33 | 33.3 | 33.6 | 33.9 | 34.3 | 34.8 | 35.3 | 35.8 | 36.3 | 36.8 | 37.8 | 38.5 | 39.3 | 40 | 40.7 | 41.5 | 42.2 | 42.9 | 43.7 | 44.5 | 45.4 | 46.4 | 47.5 | 48.5 | 49.7 | 50.8
NPgN | GSP | NG FES - System Transformation | Peak utilisation (percent - whole number) | TYNEMOUTH | System Transformation | Dem_BB000c_NPgExtra | % | NPgN | Tynemouth 1 |  | 26.5 | 26.5 | 27.2 | 27.8 | 28.3 | 28.7 | 29.2 | 29.7 | 30.3 | 30.9 | 31.4 | 32 | 32.5 | 33.4 | 34.5 | 35.4 | 36.3 | 37.2 | 38.2 | 39.1 | 40.1 | 41.1 | 42.2 | 43.5 | 44.9 | 46.4 | 47.9 | 49.6 | 51.2
NPgN | GSP | NG FES - System Transformation | Peak utilisation (percent - whole number) | WEST BOLDON | System Transformation | Dem_BB000c_NPgExtra | % | NPgN | West Boldon |  | 55.1 | 55 | 64.9 | 66.6 | 67.3 | 68.1 | 68.9 | 69.9 | 70.9 | 72 | 73.1 | 74.1 | 75.1 | 76.9 | 79 | 80.9 | 82.7 | 84.5 | 86.3 | 88.1 | 89.9 | 91.9 | 94 | 96.4 | 99.1 | 101.9 | 104.8 | 107.9 | 111
NPgY | GSP | NG FES - System Transformation | Peak utilisation (percent - whole number) | BRADFORD WEST | System Transformation | Dem_BB000c_NPgExtra | % | NPgY | Bradford West |  | 42.5 | 44.2 | 45.6 | 46.9 | 47.9 | 49 | 50 | 51.2 | 52.4 | 53.6 | 54.8 | 55.9 | 56.9 | 58.5 | 60.3 | 62 | 63.8 | 65.5 | 67.3 | 68.9 | 70.6 | 72.4 | 74.4 | 76.6 | 78.9 | 81.4 | 84 | 86.7 | 89.4
NPgY | GSP | NG FES - System Transformation | Peak utilisation (percent - whole number) | CAMBLESFORTH | System Transformation | Dem_BB000c_NPgExtra | % | NPgY | Camblesforth |  | 30.4 | 31.7 | 33.3 | 33.6 | 33.9 | 34.3 | 34.7 | 35.2 | 35.7 | 36.3 | 36.9 | 37.6 | 38.2 | 38.9 | 39.6 | 40.3 | 41 | 41.6 | 42.2 | 42.7 | 43.2 | 43.7 | 44.2 | 44.6 | 45 | 45.4 | 45.8 | 46.2 | 46.6
NPgY | GSP | NG FES - System Transformation | Peak utilisation (percent - whole number) | CREYKE BECK | System Transformation | Dem_BB000c_NPgExtra | % | NPgY | Creyke Beck |  | 42.5 | 44.2 | 45.4 | 46.3 | 46.8 | 47.4 | 48.1 | 48.8 | 49.6 | 50.4 | 51.2 | 52.1 | 52.9 | 54 | 55.5 | 56.9 | 58.4 | 59.9 | 61.3 | 62.7 | 64.1 | 65.5 | 67 | 68.6 | 70.3 | 72.1 | 74 | 75.9 | 77.8
NPgY | GSP | NG FES - System Transformation | Peak utilisation (percent - whole number) | DRAX | System Transformation | Dem_BB000c_NPgExtra | % | NPgY | Drax |  | 30.7 | 32 | 32.5 | 33 | 34.4 | 35.1 | 35.8 | 36.6 | 37.5 | 38.4 | 39.2 | 40.1 | 41 | 42 | 43.1 | 44.1 | 45.2 | 46.3 | 47.3 | 48.3 | 49.3 | 50.3 | 51.3 | 52.4 | 53.5 | 54.6 | 55.8 | 57 | 58.2
NPgY | GSP | NG FES - System Transformation | Peak utilisation (percent - whole number) | ELLAND | System Transformation | Dem_BB000c_NPgExtra | % | NPgY | Elland |  | 47 | 48.2 | 49.2 | 49.6 | 49.9 | 50.4 | 50.8 | 51.3 | 52 | 52.6 | 53.3 | 53.9 | 54.6 | 59.9 | 61.2 | 62.5 | 63.9 | 65.3 | 66.7 | 68.1 | 69.4 | 70.9 | 72.5 | 74.2 | 76.1 | 78.1 | 80.1 | 82.3 | 84.5
NPgY | GSP | NG FES - System Transformation | Peak utilisation (percent - whole number) | FERRYBRIDGE A | System Transformation | Dem_BB000c_NPgExtra | % | NPgY | Ferrybridge A |  | 52 | 62.3 | 65.2 | 67.4 | 69.2 | 71.3 | 73.5 | 75.8 | 78.2 | 80.6 | 83 | 85.3 | 87.6 | 113.9 | 116.4 | 118.9 | 121.5 | 124 | 126.5 | 129 | 131.4 | 133.9 | 136.5 | 139.3 | 142.3 | 145.4 | 148.7 | 152.1 | 155.5
NPgY | GSP | NG FES - System Transformation | Peak utilisation (percent - whole number) | FERRYBRIDGE B | System Transformation | Dem_BB000c_NPgExtra | % | NPgY | Ferrybridge B (_M) |  | 33.9 | 35.6 | 37.2 | 39 | 40.1 | 41.2 | 42.3 | 43.6 | 45.8 | 47.1 | 48.4 | 49.6 | 50.9 | 54.8 | 56.1 | 57.5 | 58.9 | 60.3 | 61.7 | 62.9 | 64.2 | 65.5 | 66.8 | 68.2 | 69.7 | 71.2 | 72.9 | 74.5 | 76.2
NPgY | GSP | NG FES - System Transformation | Peak utilisation (percent - whole number) | GRIMSBY WEST | System Transformation | Dem_BB000c_NPgExtra | % | NPgY | Grimsby West |  | 60.3 | 63.5 | 64.7 | 65.6 | 67 | 68.6 | 70.2 | 72.1 | 74.1 | 76.1 | 78.2 | 80.2 | 82.1 | 84.6 | 87.4 | 90 | 92.5 | 94.9 | 97.2 | 99.4 | 101.6 | 103.8 | 106.1 | 108.5 | 111.1 | 113.8 | 116.6 | 119.6 | 122.5
NPgY | GSP | NG FES - System Transformation | Peak utilisation (percent - whole number) | JORDANTHORPE | System Transformation | Dem_BB000c_NPgExtra | % | NPgY | Jordanthorpe |  | 49.5 | 51.3 | 52.6 | 53.7 | 55.2 | 56.8 | 58.4 | 60 | 61.7 | 63.4 | 64.9 | 66.3 | 67.6 | 69.4 | 70.8 | 72.3 | 73.8 | 75.4 | 77 | 78.6 | 80.2 | 82 | 84 | 86.3 | 88.7 | 91.2 | 93.9 | 96.8 | 99.6
NPgY | GSP | NG FES - System Transformation | Peak utilisation (percent - whole number) | KEADBY | System Transformation | Dem_BB000c_NPgExtra | % | NPgY | Keadby |  | 54.7 | 55.3 | 56.6 | 57.7 | 58.3 | 59.1 | 59.9 | 60.7 | 61.7 | 62.6 | 63.6 | 64.6 | 65.5 | 66.7 | 68.1 | 69.5 | 71 | 72.4 | 73.7 | 75 | 76.3 | 77.5 | 78.7 | 80 | 81.3 | 82.6 | 83.9 | 85.3 | 86.7
NPgY | GSP | NG FES - System Transformation | Peak utilisation (percent - whole number) | KIRKSTALL B | System Transformation | Dem_BB000c_NPgExtra | % | NPgY | Kirkstall B |  | 37.3 | 40.3 | 42.8 | 44.7 | 45.6 | 46.4 | 47.1 | 48 | 48.9 | 49.8 | 50.6 | 51.4 | 52.2 | 53.4 | 54.7 | 56 | 57.3 | 58.5 | 59.8 | 61.1 | 62.3 | 63.7 | 65.1 | 66.7 | 68.4 | 70.2 | 72 | 74 | 76
NPgY | GSP | NG FES - System Transformation | Peak utilisation (percent - whole number) | NEEPSEND | System Transformation | Dem_BB000c_NPgExtra | % | NPgY | Neepsend |  | 54.2 | 55.9 | 59 | 60.2 | 61.7 | 63.3 | 65 | 66.6 | 68.4 | 70.2 | 71.9 | 73.4 | 74.9 | 77 | 79.1 | 81.2 | 83.3 | 85.4 | 87.5 | 89.5 | 91.6 | 93.9 | 96.4 | 99.1 | 102.1 | 105.3 | 108.6 | 112.1 | 115.6
NPgY | GSP | NG FES - System Transformation | Peak utilisation (percent - whole number) | NORTON LEES | System Transformation | Dem_BB000c_NPgExtra | % | NPgY | Norton Lees |  | 48.7 | 49.1 | 50.5 | 52.3 | 54.6 | 57.2 | 59.6 | 62.1 | 64.7 | 67.3 | 69.7 | 71.9 | 73.9 | 76.8 | 78.9 | 81.3 | 83.7 | 86.3 | 88.8 | 91.3 | 93.9 | 96.9 | 100.3 | 104 | 108.2 | 112.5 | 117.2 | 122.1 | 127
NPgY | GSP | NG FES - System Transformation | Peak utilisation (percent - whole number) | PITSMOOR 3/4 | System Transformation | Dem_BB000c_NPgExtra | % | NPgY | Pitsmoor |  | 45.4 | 51.1 | 52.5 | 52.6 | 52.8 | 53 | 53.2 | 53.5 | 53.8 | 54.2 | 54.5 | 54.8 | 55.2 | 56 | 57.1 | 58.2 | 59.3 | 60.4 | 61.6 | 62.7 | 64 | 65.3 | 66.7 | 68.4 | 70.1 | 72 | 74 | 76 | 78.1
NPgY | GSP | NG FES - System Transformation | Peak utilisation (percent - whole number) | SALTEND NORTH | System Transformation | Dem_BB000c_NPgExtra | % | NPgY | Saltend North |  | 53.1 | 53.9 | 54 | 54.3 | 54.7 | 55.3 | 55.8 | 56.5 | 57.2 | 58 | 58.8 | 59.6 | 60.4 | 61.4 | 62.3 | 63.3 | 64.1 | 65 | 65.8 | 66.6 | 67.3 | 68 | 68.7 | 69.4 | 70.1 | 70.8 | 71.6 | 72.3 | 73.1
NPgY | GSP | NG FES - System Transformation | Peak utilisation (percent - whole number) | SHEFFIELD CITY | System Transformation | Dem_BB000c_NPgExtra | % | NPgY | Sheffield City |  | 65.4 | 70.5 | 75 | 77.2 | 77.8 | 78.7 | 79.5 | 80.5 | 81.6 | 82.7 | 83.7 | 84.8 | 85.8 | 87.3 | 89 | 90.8 | 92.5 | 94.2 | 95.9 | 97.4 | 98.9 | 100.5 | 102.3 | 104.1 | 106.1 | 108.2 | 110.3 | 112.5 | 114.7
NPgY | GSP | NG FES - System Transformation | Peak utilisation (percent - whole number) | SKELTON GRANGE | System Transformation | Dem_BB000c_NPgExtra | % | NPgY | Skelton Grange |  | 57.4 | 62.7 | 65.2 | 66.8 | 68 | 69.3 | 70.6 | 72.1 | 73.6 | 75.2 | 76.8 | 78.3 | 79.8 | 84 | 86.2 | 88.4 | 90.6 | 92.8 | 94.9 | 97 | 99.1 | 101.3 | 103.6 | 106.2 | 108.9 | 111.8 | 114.8 | 117.9 | 121.1
NPgY | GSP | NG FES - System Transformation | Peak utilisation (percent - whole number) | TEMPLEBOROUGH 275/33KV | System Transformation | Dem_BB000c_NPgExtra | % | NPgY | Templeborough |  | 18.6 | 18.6 | 18.8 | 18.9 | 19.1 | 19.4 | 19.7 | 20 | 20.3 | 20.6 | 20.9 | 21.2 | 21.5 | 21.8 | 22.1 | 22.4 | 22.7 | 22.9 | 23.2 | 23.4 | 23.6 | 23.8 | 24 | 24.2 | 24.4 | 24.5 | 24.7 | 24.9 | 25.1
NPgY | GSP | NG FES - System Transformation | Peak utilisation (percent - whole number) | THURCROFT | System Transformation | Dem_BB000c_NPgExtra | % | NPgY | Thurcroft |  | 81.2 | 87.7 | 89.7 | 95.6 | 96.5 | 97.7 | 98.9 | 100.3 | 107.1 | 108.8 | 110.4 | 112.1 | 113.9 | 143.2 | 145.5 | 148.1 | 150.8 | 153.5 | 156.1 | 158.7 | 161.2 | 163.9 | 166.8 | 169.8 | 173.1 | 176.4 | 180 | 183.6 | 187.3
NPgY | GSP | NG FES - System Transformation | Peak utilisation (percent - whole number) | WEST MELTON / THORPE MARSH | System Transformation | Dem_BB000c_NPgExtra | % | NPgY | Thorpe Marsh |  | 58.9 | 61.6 | 63.5 | 64.8 | 66.1 | 68.7 | 70.2 | 71.8 | 73.5 | 75.2 | 76.9 | 78.6 | 80.2 | 86 | 88.3 | 90.7 | 93 | 95.4 | 97.7 | 99.9 | 102.2 | 104.5 | 107 | 109.7 | 112.6 | 115.6 | 118.7 | 121.9 | 125.2
NPgY | GSP | NG FES - System Transformation | Peak utilisation (percent - whole number) | WEST MELTON SECTION 3 | System Transformation | Dem_BB000c_NPgExtra | % | NPgY | West Melton |  | 56.8 | 58.8 | 59.7 | 60.7 | 61.6 | 62.6 | 63.7 | 64.8 | 66.1 | 67.4 | 68.7 | 70 | 71.4 | 77.2 | 79 | 81 | 83.1 | 85.2 | 87.2 | 89.2 | 91.3 | 93.4 | 95.6 | 98 | 100.5 | 103.1 | 105.9 | 108.8 | 111.7
NPgY | GSP | NG FES - System Transformation | Peak utilisation (percent - whole number) | WINCOBANK | System Transformation | Dem_BB000c_NPgExtra | % | NPgY | Wincobank |  | 28.8 | 37.8 | 38.1 | 41.1 | 41.1 | 41.1 | 41.2 | 41.3 | 41.5 | 41.7 | 41.9 | 42.1 | 42.4 | 42.7 | 43.3 | 43.9 | 44.6 | 45.2 | 45.8 | 46.3 | 46.9 | 47.4 | 48 | 48.5 | 49 | 49.6 | 50.2 | 50.8 | 51.4
NPgN | GSP | NPg Best View | Peak utilisation (percent - whole number) | BLYTH 66kV | NPg Best View (Not in FES) | Dem_BB000c_NPgExtra | % | NPgN | Blyth 66kV |  | 63.1 | 62.8 | 62.7 | 62.8 | 63.4 | 64.1 | 64.6 | 64.9 | 65.5 | 66 | 66.4 | 66.9 | 67.3 | 68 | 70.5 | 72.9 | 75.3 | 77.5 | 79.4 | 81.2 | 82.7 | 84.6 | 86.7 | 88.6 | 90.6 | 92.6 | 94.5 | 96.4 | 97.9
NPgN | GSP | NPg Best View | Peak utilisation (percent - whole number) | BLYTH 132kV | NPg Best View (Not in FES) | Dem_BB000c_NPgExtra | % | NPgN | Blyth 132kV |  | 19.8 | 19.8 | 20 | 20.3 | 20.9 | 21.4 | 21.9 | 22.3 | 22.9 | 23.4 | 23.9 | 24.4 | 24.8 | 25.3 | 26.4 | 27.4 | 28.4 | 29.3 | 30.2 | 30.9 | 31.5 | 32.3 | 33 | 33.8 | 34.5 | 35.2 | 35.9 | 36.6 | 37.2
NPgN | GSP | NPg Best View | Peak utilisation (percent - whole number) | FOURSTONES | NPg Best View (Not in FES) | Dem_BB000c_NPgExtra | % | NPgN | Fourstones
NPgN | GSP | NPg Best View | Peak utilisation (percent - whole number) | HARTMOOR | NPg Best View (Not in FES) | Dem_BB000c_NPgExtra | % | NPgN | Hart Moor |  | 74.2 | 74 | 74.3 | 75.2 | 76.9 | 78.9 | 80.4 | 81.7 | 83.2 | 84.7 | 86 | 87.3 | 88.4 | 89.7 | 93.7 | 97.6 | 101.3 | 104.8 | 107.7 | 110.2 | 112.4 | 115.2 | 118.2 | 121.2 | 124.2 | 127 | 129.9 | 132.7 | 135
NPgN | GSP | NPg Best View | Peak utilisation (percent - whole number) | HAWTHORN PIT GRID | NPg Best View (Not in FES) | Dem_BB000c_NPgExtra | % | NPgN | Hawthorn Pit |  | 45.6 | 45.4 | 45.6 | 45.9 | 46.7 | 47.7 | 48.4 | 49.1 | 49.9 | 50.6 | 51.3 | 51.9 | 52.5 | 53.3 | 55.5 | 57.6 | 59.6 | 61.5 | 63.1 | 64.5 | 65.8 | 67.3 | 68.9 | 70.6 | 72.1 | 73.7 | 75.3 | 76.8 | 78
NPgN | GSP | NPg Best View | Peak utilisation (percent - whole number) | KNARESBOROUGH | NPg Best View (Not in FES) | Dem_BB000c_NPgExtra | % | NPgN | Knaresborough |  | 76.2 | 75.9 | 75.8 | 75.9 | 76.3 | 76.8 | 77.2 | 77.7 | 78.3 | 79.1 | 79.8 | 80.5 | 81.2 | 82 | 83.8 | 85.6 | 87.3 | 88.9 | 90.3 | 91.5 | 92.6 | 93.9 | 95.2 | 96.6 | 97.8 | 99.1 | 100.4 | 101.7 | 102.7
NPgN | GSP | NPg Best View | Peak utilisation (percent - whole number) | LACKENBY | NPg Best View (Not in FES) | Dem_BB000c_NPgExtra | % | NPgN | Lackenby |  | 59.7 | 59.6 | 59.7 | 59.9 | 60.5 | 61.2 | 61.9 | 62.5 | 63.3 | 64.2 | 64.9 | 65.7 | 66.4 | 67.3 | 69.3 | 71.2 | 73 | 74.6 | 76.1 | 77.5 | 78.7 | 80 | 81.4 | 82.8 | 84.1 | 85.4 | 86.7 | 88 | 89
NPgN | GSP | NPg Best View | Peak utilisation (percent - whole number) | NORTON | NPg Best View (Not in FES) | Dem_BB000c_NPgExtra | % | NPgN | Norton |  | 49.2 | 49.2 | 49.4 | 49.8 | 50.6 | 51.5 | 52.3 | 53 | 53.8 | 54.8 | 55.6 | 56.3 | 57.1 | 58 | 60.2 | 62.3 | 64.3 | 66.2 | 67.9 | 69.4 | 70.8 | 72.4 | 74 | 75.7 | 77.3 | 78.9 | 80.4 | 82 | 83.3
NPgN | GSP | NPg Best View | Peak utilisation (percent - whole number) | OFFERTON | NPg Best View (Not in FES) | Dem_BB000c_NPgExtra | % | NPgN | Offerton |  | 41.2 | 41 | 41.1 | 41.4 | 42.3 | 43.2 | 43.9 | 44.4 | 45.1 | 45.7 | 46.3 | 46.7 | 47.2 | 48 | 50.4 | 52.8 | 55.1 | 57.3 | 59.3 | 61 | 62.5 | 64.4 | 66.4 | 68.4 | 70.3 | 72.2 | 74.1 | 76 | 77.4
NPgN | GSP | NPg Best View | Peak utilisation (percent - whole number) | OSBALDWICK | NPg Best View (Not in FES) | Dem_BB000c_NPgExtra | % | NPgN | Osbaldwick |  | 43.9 | 43.8 | 44 | 44.4 | 45.2 | 46 | 46.8 | 47.4 | 48.2 | 49.1 | 49.8 | 50.4 | 51 | 51.8 | 53.9 | 55.9 | 57.9 | 59.7 | 61.3 | 62.8 | 64.1 | 65.6 | 67.2 | 68.7 | 70.3 | 71.8 | 73.3 | 74.7 | 75.9
NPgN | GSP | NPg Best View | Peak utilisation (percent - whole number) | POPPLETON | NPg Best View (Not in FES) | Dem_BB000c_NPgExtra | % | NPgN | Poppleton |  | 36.1 | 36 | 36.1 | 36.6 | 37.4 | 38.3 | 38.9 | 39.4 | 40.1 | 40.8 | 41.3 | 41.9 | 42.4 | 43 | 44.6 | 46.3 | 47.9 | 49.3 | 50.5 | 51.6 | 52.5 | 53.7 | 55 | 56.3 | 57.5 | 58.8 | 60 | 61.3 | 62.2
NPgN | GSP | NPg Best View | Peak utilisation (percent - whole number) | SALTHOLME | NPg Best View (Not in FES) | Dem_BB000c_NPgExtra | % | NPgN | Saltholme |  | 25.8 | 25.7 | 25.5 | 25.4 | 25.3 | 25.2 | 25.1 | 25 | 25 | 25 | 24.9 | 24.9 | 24.9 | 24.9 | 24.9 | 24.9 | 25 | 25 | 25.1 | 25.1 | 25.1 | 25.1 | 25.2 | 25.2 | 25.3 | 25.3 | 25.3 | 25.4 | 25.4
NPgN | GSP | NPg Best View | Peak utilisation (percent - whole number) | SOUTH SHIELDS | NPg Best View (Not in FES) | Dem_BB000c_NPgExtra | % | NPgN | South Shields |  | 35.1 | 34.8 | 34.7 | 34.7 | 35 | 35.4 | 35.7 | 35.9 | 36.2 | 36.5 | 36.7 | 37 | 37.2 | 37.7 | 39.4 | 41.1 | 42.8 | 44.4 | 45.8 | 47.1 | 48.2 | 49.6 | 51.1 | 52.5 | 53.9 | 55.3 | 56.7 | 58.1 | 59.2
NPgN | GSP | NPg Best View | Peak utilisation (percent - whole number) | SPADEADAM | NPg Best View (Not in FES) | Dem_BB000c_NPgExtra | % | NPgN | Spadeadam - Not in NG FES
NPgN | GSP | NPg Best View | Peak utilisation (percent - whole number) | SPENNYMOOR | NPg Best View (Not in FES) | Dem_BB000c_NPgExtra | % | NPgN | Spennymoor |  | 42.8 | 42.7 | 42.8 | 43 | 43.6 | 44.3 | 44.8 | 45.3 | 45.9 | 46.6 | 47.1 | 47.7 | 48.2 | 48.8 | 50.3 | 51.7 | 53.1 | 54.4 | 55.5 | 56.5 | 57.4 | 58.5 | 59.6 | 60.7 | 61.8 | 62.9 | 63.9 | 65 | 65.8
NPgN | GSP | NPg Best View | Peak utilisation (percent - whole number) | STELLA NORTH | NPg Best View (Not in FES) | Dem_BB000c_NPgExtra | % | NPgN | Stella North |  | 31.1 | 30.9 | 30.7 | 30.7 | 30.9 | 31.1 | 31.3 | 31.4 | 31.6 | 31.9 | 32 | 32.1 | 32.3 | 32.6 | 33.7 | 34.8 | 35.9 | 36.9 | 37.8 | 38.6 | 39.3 | 40.2 | 41.2 | 42.1 | 43 | 43.8 | 44.7 | 45.6 | 46.3
NPgN | GSP | NPg Best View | Peak utilisation (percent - whole number) | STELLA SOUTH | NPg Best View (Not in FES) | Dem_BB000c_NPgExtra | % | NPgN | Stella South |  | 30.5 | 30.3 | 30.3 | 30.4 | 30.7 | 31.1 | 31.4 | 31.7 | 32.1 | 32.5 | 32.8 | 33.2 | 33.5 | 33.9 | 34.9 | 35.9 | 36.8 | 37.6 | 38.4 | 39 | 39.6 | 40.2 | 41 | 41.7 | 42.4 | 43 | 43.7 | 44.4 | 44.9
NPgN | GSP | NPg Best View | Peak utilisation (percent - whole number) | TYNEMOUTH | NPg Best View (Not in FES) | Dem_BB000c_NPgExtra | % | NPgN | Tynemouth 1 |  | 26.3 | 26.3 | 26.4 | 26.7 | 27.3 | 27.9 | 28.4 | 28.8 | 29.3 | 29.8 | 30.2 | 30.5 | 30.9 | 31.4 | 32.7 | 34 | 35.3 | 36.5 | 37.5 | 38.5 | 39.3 | 40.3 | 41.4 | 42.5 | 43.5 | 44.6 | 45.6 | 46.6 | 47.4
NPgN | GSP | NPg Best View | Peak utilisation (percent - whole number) | WEST BOLDON | NPg Best View (Not in FES) | Dem_BB000c_NPgExtra | % | NPgN | West Boldon |  | 54.8 | 54.6 | 54.8 | 55.2 | 56.2 | 57.3 | 58.2 | 59 | 59.9 | 60.9 | 61.7 | 62.6 | 63.3 | 64.3 | 67 | 69.7 | 72.2 | 74.6 | 76.7 | 78.5 | 80.1 | 82.1 | 84.2 | 86.2 | 88.2 | 90.2 | 92.1 | 94.1 | 95.5
NPgY | GSP | NPg Best View | Peak utilisation (percent - whole number) | BRADFORD WEST | NPg Best View (Not in FES) | Dem_BB000c_NPgExtra | % | NPgY | Bradford West |  | 42.3 | 43.8 | 45 | 46.1 | 47.1 | 48.3 | 49.1 | 50 | 51 | 52.1 | 53 | 53.8 | 54.6 | 55.7 | 58.3 | 60.9 | 63.3 | 65.5 | 67.5 | 69.2 | 70.7 | 72.7 | 74.6 | 76.5 | 78.3 | 80.1 | 81.9 | 83.7 | 85
NPgY | GSP | NPg Best View | Peak utilisation (percent - whole number) | CAMBLESFORTH | NPg Best View (Not in FES) | Dem_BB000c_NPgExtra | % | NPgY | Camblesforth |  | 30.3 | 31.5 | 33 | 33.1 | 33.4 | 33.8 | 34.3 | 34.8 | 35.5 | 36.2 | 36.9 | 37.6 | 38.2 | 38.8 | 39.5 | 40.1 | 40.6 | 41 | 41.4 | 41.8 | 42.1 | 42.4 | 42.6 | 42.9 | 43.1 | 43.3 | 43.6 | 43.8 | 44
NPgY | GSP | NPg Best View | Peak utilisation (percent - whole number) | CREYKE BECK | NPg Best View (Not in FES) | Dem_BB000c_NPgExtra | % | NPgY | Creyke Beck |  | 42.4 | 43.9 | 44.9 | 45.5 | 45.9 | 46.5 | 46.9 | 47.5 | 48.1 | 48.8 | 49.4 | 50 | 50.6 | 51.3 | 53.2 | 54.9 | 56.6 | 58.2 | 59.6 | 60.9 | 62.1 | 63.5 | 64.8 | 66.1 | 67.4 | 68.7 | 69.9 | 71.2 | 72.2
NPgY | GSP | NPg Best View | Peak utilisation (percent - whole number) | DRAX | NPg Best View (Not in FES) | Dem_BB000c_NPgExtra | % | NPgY | Drax |  | 30.6 | 31.7 | 32 | 32.3 | 33.5 | 34 | 34.5 | 35.1 | 35.8 | 36.5 | 37.2 | 37.9 | 38.6 | 39.3 | 40.4 | 41.5 | 42.6 | 43.6 | 44.5 | 45.3 | 46.1 | 46.9 | 47.7 | 48.5 | 49.2 | 50 | 50.7 | 51.5 | 52.1
NPgY | GSP | NPg Best View | Peak utilisation (percent - whole number) | ELLAND | NPg Best View (Not in FES) | Dem_BB000c_NPgExtra | % | NPgY | Elland |  | 46.8 | 47.9 | 48.7 | 49 | 49.4 | 50 | 50.3 | 50.8 | 51.3 | 51.9 | 52.3 | 52.8 | 53.2 | 58.1 | 60.1 | 62 | 63.8 | 65.6 | 67 | 68.3 | 69.5 | 71 | 72.5 | 73.9 | 75.3 | 76.7 | 78.1 | 79.4 | 80.5
NPgY | GSP | NPg Best View | Peak utilisation (percent - whole number) | FERRYBRIDGE A | NPg Best View (Not in FES) | Dem_BB000c_NPgExtra | % | NPgY | Ferrybridge A |  | 51.6 | 61.6 | 64.1 | 66 | 67.7 | 69.7 | 71.3 | 73 | 75.1 | 77.2 | 79.2 | 81.1 | 82.9 | 108.5 | 112.1 | 115.5 | 118.7 | 121.7 | 124.3 | 126.6 | 128.7 | 131.1 | 133.5 | 135.8 | 138 | 140.2 | 142.4 | 144.5 | 146.2
NPgY | GSP | NPg Best View | Peak utilisation (percent - whole number) | FERRYBRIDGE B | NPg Best View (Not in FES) | Dem_BB000c_NPgExtra | % | NPgY | Ferrybridge B (_M) |  | 33.7 | 35.1 | 36.4 | 37.9 | 38.8 | 39.8 | 40.5 | 41.4 | 43.3 | 44.4 | 45.5 | 46.5 | 47.5 | 51 | 52.8 | 54.5 | 56.1 | 57.6 | 58.8 | 59.9 | 60.9 | 62.1 | 63.2 | 64.3 | 65.4 | 66.5 | 67.5 | 68.5 | 69.4
NPgY | GSP | NPg Best View | Peak utilisation (percent - whole number) | GRIMSBY WEST | NPg Best View (Not in FES) | Dem_BB000c_NPgExtra | % | NPgY | Grimsby West |  | 60 | 62.9 | 63.7 | 64.2 | 65.2 | 66.6 | 67.7 | 69 | 70.8 | 72.6 | 74.4 | 76.1 | 77.7 | 79.6 | 82.9 | 86.1 | 89 | 91.7 | 94.1 | 96.3 | 98.1 | 100.3 | 102.3 | 104.3 | 106.2 | 108 | 109.9 | 111.7 | 113.1
NPgY | GSP | NPg Best View | Peak utilisation (percent - whole number) | JORDANTHORPE | NPg Best View (Not in FES) | Dem_BB000c_NPgExtra | % | NPgY | Jordanthorpe |  | 49.1 | 50.6 | 51.6 | 52.6 | 54.2 | 55.8 | 56.9 | 58.1 | 59.4 | 60.7 | 61.9 | 62.9 | 63.8 | 64.9 | 67.4 | 69.9 | 72.3 | 74.5 | 76.4 | 78 | 79.4 | 81.4 | 83.3 | 85.2 | 87 | 88.9 | 90.7 | 92.5 | 93.8
NPgY | GSP | NPg Best View | Peak utilisation (percent - whole number) | KEADBY | NPg Best View (Not in FES) | Dem_BB000c_NPgExtra | % | NPgY | Keadby |  | 54.6 | 54.9 | 56 | 56.9 | 57.4 | 58 | 58.6 | 59.3 | 60.1 | 61 | 61.9 | 62.7 | 63.5 | 64.4 | 66.1 | 67.7 | 69.3 | 70.7 | 72.1 | 73.3 | 74.4 | 75.7 | 76.9 | 78.1 | 79.3 | 80.5 | 81.6 | 82.8 | 83.8
NPgY | GSP | NPg Best View | Peak utilisation (percent - whole number) | KIRKSTALL B | NPg Best View (Not in FES) | Dem_BB000c_NPgExtra | % | NPgY | Kirkstall B |  | 37.2 | 39.9 | 42 | 43.5 | 44.4 | 45.2 | 45.7 | 46.3 | 47.1 | 47.9 | 48.5 | 49.2 | 49.7 | 50.5 | 52.5 | 54.3 | 56 | 57.7 | 59.1 | 60.4 | 61.6 | 63 | 64.4 | 65.7 | 67 | 68.3 | 69.5 | 70.8 | 71.7
NPgY | GSP | NPg Best View | Peak utilisation (percent - whole number) | NEEPSEND | NPg Best View (Not in FES) | Dem_BB000c_NPgExtra | % | NPgY | Neepsend |  | 53.9 | 55.3 | 57.9 | 58.9 | 60.3 | 62.1 | 63.1 | 64.2 | 65.6 | 67 | 68.2 | 69.3 | 70.3 | 71.7 | 75 | 78.2 | 81.2 | 84 | 86.4 | 88.5 | 90.4 | 92.9 | 95.3 | 97.7 | 100 | 102.3 | 104.5 | 106.8 | 108.5
NPgY | GSP | NPg Best View | Peak utilisation (percent - whole number) | NORTON LEES | NPg Best View (Not in FES) | Dem_BB000c_NPgExtra | % | NPgY | Norton Lees |  | 48 | 48.1 | 49.1 | 50.8 | 53.2 | 56 | 57.6 | 59.2 | 61.2 | 63.1 | 64.8 | 66.4 | 67.8 | 69.7 | 73.9 | 78.1 | 82.1 | 85.8 | 88.9 | 91.5 | 93.8 | 97.2 | 100.5 | 103.7 | 106.9 | 110 | 113.1 | 116.2 | 118.5
NPgY | GSP | NPg Best View | Peak utilisation (percent - whole number) | PITSMOOR 3/4 | NPg Best View (Not in FES) | Dem_BB000c_NPgExtra | % | NPgY | Pitsmoor |  | 45.3 | 50.8 | 52 | 51.9 | 52.1 | 52.4 | 52.5 | 52.6 | 52.8 | 53 | 53.1 | 53.3 | 53.4 | 53.9 | 55.6 | 57.3 | 58.9 | 60.4 | 61.8 | 63 | 64.2 | 65.6 | 67 | 68.3 | 69.7 | 71 | 72.3 | 73.6 | 74.6
NPgY | GSP | NPg Best View | Peak utilisation (percent - whole number) | SALTEND NORTH | NPg Best View (Not in FES) | Dem_BB000c_NPgExtra | % | NPgY | Saltend North |  | 53 | 53.5 | 53.4 | 53.4 | 53.6 | 53.9 | 54.3 | 54.7 | 55.3 | 56 | 56.7 | 57.3 | 57.9 | 58.5 | 59.4 | 60.2 | 60.9 | 61.5 | 62.1 | 62.5 | 62.9 | 63.4 | 63.8 | 64.2 | 64.6 | 64.9 | 65.3 | 65.7 | 65.9
NPgY | GSP | NPg Best View | Peak utilisation (percent - whole number) | SHEFFIELD CITY | NPg Best View (Not in FES) | Dem_BB000c_NPgExtra | % | NPgY | Sheffield City |  | 65.1 | 69.9 | 74.1 | 76 | 76.6 | 77.4 | 78 | 78.6 | 79.4 | 80.2 | 81 | 81.7 | 82.4 | 83.2 | 85.5 | 87.7 | 89.7 | 91.6 | 93.3 | 94.7 | 95.9 | 97.6 | 99.1 | 100.7 | 102.2 | 103.7 | 105.1 | 106.6 | 107.8
NPgY | GSP | NPg Best View | Peak utilisation (percent - whole number) | SKELTON GRANGE | NPg Best View (Not in FES) | Dem_BB000c_NPgExtra | % | NPgY | Skelton Grange |  | 57.1 | 62.1 | 64.2 | 65.6 | 66.8 | 68.2 | 69.3 | 70.4 | 71.8 | 73.2 | 74.5 | 75.7 | 76.8 | 80.4 | 83.6 | 86.7 | 89.6 | 92.3 | 94.6 | 96.6 | 98.4 | 100.7 | 102.9 | 105 | 107.1 | 109.2 | 111.2 | 113.2 | 114.8
NPgY | GSP | NPg Best View | Peak utilisation (percent - whole number) | TEMPLEBOROUGH 275/33KV | NPg Best View (Not in FES) | Dem_BB000c_NPgExtra | % | NPgY | Templeborough |  | 18.5 | 18.5 | 18.5 | 18.5 | 18.6 | 18.7 | 18.9 | 19 | 19.3 | 19.5 | 19.7 | 19.9 | 20.1 | 20.3 | 20.5 | 20.8 | 20.9 | 21.1 | 21.2 | 21.4 | 21.5 | 21.6 | 21.7 | 21.7 | 21.8 | 21.9 | 22 | 22.1 | 22.1
NPgY | GSP | NPg Best View | Peak utilisation (percent - whole number) | THURCROFT | NPg Best View (Not in FES) | Dem_BB000c_NPgExtra | % | NPgY | Thurcroft |  | 80.8 | 87 | 88.7 | 94.4 | 95.4 | 96.8 | 97.8 | 98.9 | 105.6 | 107.1 | 108.4 | 109.8 | 111.2 | 139.6 | 143.1 | 146.4 | 149.6 | 152.5 | 155 | 157.2 | 159.2 | 161.7 | 164.1 | 166.6 | 168.9 | 171.3 | 173.6 | 175.9 | 177.7
NPgY | GSP | NPg Best View | Peak utilisation (percent - whole number) | WEST MELTON / THORPE MARSH | NPg Best View (Not in FES) | Dem_BB000c_NPgExtra | % | NPgY | Thorpe Marsh |  | 58.5 | 61 | 62.4 | 63.4 | 64.6 | 67.2 | 68.2 | 69.3 | 70.7 | 72.1 | 73.5 | 74.8 | 76 | 81.1 | 84.2 | 87.3 | 90.1 | 92.8 | 95.2 | 97.3 | 99.2 | 101.5 | 103.7 | 106 | 108.1 | 110.2 | 112.3 | 114.4 | 116.1
NPgY | GSP | NPg Best View | Peak utilisation (percent - whole number) | WEST MELTON SECTION 3 | NPg Best View (Not in FES) | Dem_BB000c_NPgExtra | % | NPgY | West Melton |  | 56.5 | 58.4 | 59.1 | 60 | 61 | 62.2 | 63.2 | 64.2 | 65.5 | 66.7 | 67.9 | 69.1 | 70.2 | 75.5 | 78.4 | 81.2 | 83.9 | 86.4 | 88.7 | 90.6 | 92.4 | 94.6 | 96.7 | 98.7 | 100.8 | 102.8 | 104.7 | 106.7 | 108.3
NPgY | GSP | NPg Best View | Peak utilisation (percent - whole number) | WINCOBANK | NPg Best View (Not in FES) | Dem_BB000c_NPgExtra | % | NPgY | Wincobank |  | 28.7 | 37.6 | 37.8 | 40.6 | 40.6 | 40.6 | 40.6 | 40.7 | 40.8 | 40.9 | 41.1 | 41.2 | 41.3 | 41.5 | 42.1 | 42.7 | 43.3 | 43.9 | 44.4 | 44.8 | 45.2 | 45.6 | 46 | 46.4 | 46.8 | 47.2 | 47.6 | 47.9 | 48.3
NPgN | GSP | NPg Best View | Total peak demand with ToUT (MW) | BLYTH 66kV | NPg Best View (Not in FES) | Dem_BB000b_NPgExtra | MW | NPgN | Blyth 66kV |  | 192.6 | 191.635 | 191.39 | 191.851 | 193.511 | 195.623 | 197.088 | 198.293 | 199.831 | 201.479 | 202.832 | 204.181 | 205.488 | 207.669 | 215.196 | 222.624 | 229.756 | 236.52 | 242.499 | 247.806 | 252.595 | 258.412 | 264.557 | 270.639 | 276.636 | 282.57 | 288.451 | 294.276 | 298.779
NPgN | GSP | NPg Best View | Total peak demand with ToUT (MW) | BLYTH 132kV | NPg Best View (Not in FES) | Dem_BB000b_NPgExtra | MW | NPgN | Blyth 132kV |  | 55.806 | 55.743 | 56.352 | 57.328 | 58.854 | 60.43 | 61.694 | 62.935 | 64.497 | 66.077 | 67.516 | 68.853 | 70.065 | 71.421 | 74.491 | 77.427 | 80.202 | 82.811 | 85.125 | 87.169 | 88.991 | 91.07 | 93.202 | 95.292 | 97.324 | 99.331 | 101.325 | 103.302 | 104.873
NPgN | GSP | NPg Best View | Total peak demand with ToUT (MW) | FOURSTONES | NPg Best View (Not in FES) | Dem_BB000b_NPgExtra | MW | NPgN | Fourstones |  | 22.389 | 22.235 | 22.176 | 22.209 | 22.394 | 22.605 | 22.736 | 22.846 | 23.02 | 23.201 | 23.357 | 23.503 | 23.633 | 23.82 | 24.441 | 25.042 | 25.607 | 26.135 | 26.583 | 26.96 | 27.283 | 27.711 | 28.171 | 28.624 | 29.068 | 29.506 | 29.942 | 30.375 | 30.702
NPgN | GSP | NPg Best View | Total peak demand with ToUT (MW) | HARTMOOR | NPg Best View (Not in FES) | Dem_BB000b_NPgExtra | MW | NPgN | Hart Moor |  | 87.999 | 87.707 | 88.116 | 89.213 | 91.234 | 93.576 | 95.34 | 96.837 | 98.629 | 100.444 | 102.004 | 103.476 | 104.84 | 106.398 | 111.071 | 115.725 | 120.139 | 124.247 | 127.708 | 130.686 | 133.307 | 136.632 | 140.223 | 143.766 | 147.237 | 150.666 | 154.064 | 157.428 | 160.149
NPgN | GSP | NPg Best View | Total peak demand with ToUT (MW) | HAWTHORN PIT GRID | NPg Best View (Not in FES) | Dem_BB000b_NPgExtra | MW | NPgN | Hawthorn Pit |  | 106.589 | 106.171 | 106.431 | 107.325 | 109.192 | 111.489 | 113.165 | 114.647 | 116.455 | 118.295 | 119.864 | 121.35 | 122.735 | 124.601 | 129.648 | 134.553 | 139.22 | 143.606 | 147.43 | 150.746 | 153.616 | 157.223 | 161.05 | 164.825 | 168.526 | 172.182 | 175.804 | 179.386 | 182.145
NPgN | GSP | NPg Best View | Total peak demand with ToUT (MW) | KNARESBOROUGH | NPg Best View (Not in FES) | Dem_BB000b_NPgExtra | MW | NPgN | Knaresborough |  | 179.299 | 178.472 | 178.259 | 178.429 | 179.367 | 180.556 | 181.6 | 182.691 | 184.236 | 185.96 | 187.621 | 189.31 | 190.946 | 192.816 | 197.173 | 201.407 | 205.406 | 209.14 | 212.407 | 215.285 | 217.853 | 220.852 | 223.993 | 227.089 | 230.13 | 233.139 | 236.128 | 239.092 | 241.557
NPgN | GSP | NPg Best View | Total peak demand with ToUT (MW) | LACKENBY | NPg Best View (Not in FES) | Dem_BB000b_NPgExtra | MW | NPgN | Lackenby |  | 181.659 | 181.247 | 181.501 | 182.221 | 183.956 | 186.131 | 188.148 | 190.158 | 192.61 | 195.202 | 197.495 | 199.755 | 201.918 | 204.539 | 210.6 | 216.406 | 221.883 | 227.002 | 231.544 | 235.586 | 239.183 | 243.29 | 247.516 | 251.663 | 255.719 | 259.715 | 263.665 | 267.568 | 270.662
NPgN | GSP | NPg Best View | Total peak demand with ToUT (MW) | NORTON | NPg Best View (Not in FES) | Dem_BB000b_NPgExtra | MW | NPgN | Norton |  | 417.008 | 416.807 | 418.613 | 422.052 | 428.45 | 435.899 | 442.419 | 448.635 | 455.955 | 463.598 | 470.396 | 477.113 | 483.587 | 491.311 | 509.605 | 527.447 | 544.457 | 560.536 | 574.825 | 587.632 | 599.227 | 612.702 | 626.723 | 640.569 | 654.191 | 667.671 | 681.039 | 694.286 | 705.22
NPgN | GSP | NPg Best View | Total peak demand with ToUT (MW) | OFFERTON | NPg Best View (Not in FES) | Dem_BB000b_NPgExtra | MW | NPgN | Offerton |  | 46.961 | 46.699 | 46.788 | 47.211 | 48.137 | 49.24 | 49.981 | 50.592 | 51.345 | 52.101 | 52.7 | 53.252 | 53.751 | 54.628 | 57.427 | 60.165 | 62.794 | 65.29 | 67.503 | 69.453 | 71.198 | 73.359 | 75.636 | 77.886 | 80.096 | 82.282 | 84.447 | 86.59 | 88.191
NPgN | GSP | NPg Best View | Total peak demand with ToUT (MW) | OSBALDWICK | NPg Best View (Not in FES) | Dem_BB000b_NPgExtra | MW | NPgN | Osbaldwick |  | 248.029 | 247.117 | 248.225 | 250.564 | 254.992 | 259.837 | 263.944 | 267.705 | 272.279 | 276.93 | 280.899 | 284.629 | 288.062 | 292.224 | 304.128 | 315.656 | 326.576 | 336.885 | 346.064 | 354.291 | 361.72 | 370.282 | 379.201 | 387.991 | 396.598 | 405.106 | 413.545 | 421.905 | 428.625
NPgN | GSP | NPg Best View | Total peak demand with ToUT (MW) | POPPLETON | NPg Best View (Not in FES) | Dem_BB000b_NPgExtra | MW | NPgN | Poppleton |  | 43.097 | 42.919 | 43.14 | 43.69 | 44.665 | 45.714 | 46.446 | 47.063 | 47.841 | 48.64 | 49.328 | 49.967 | 50.553 | 51.285 | 53.293 | 55.27 | 57.131 | 58.87 | 60.334 | 61.571 | 62.653 | 64.084 | 65.643 | 67.181 | 68.687 | 70.177 | 71.655 | 73.122 | 74.246
NPgN | GSP | NPg Best View | Total peak demand with ToUT (MW) | SALTHOLME | NPg Best View (Not in FES) | Dem_BB000b_NPgExtra | MW | NPgN | Saltholme |  | 72.877 | 72.468 | 72.065 | 71.671 | 71.361 | 71.107 | 70.874 | 70.676 | 70.561 | 70.459 | 70.367 | 70.283 | 70.205 | 70.142 | 70.252 | 70.375 | 70.497 | 70.614 | 70.708 | 70.788 | 70.858 | 70.957 | 71.071 | 71.187 | 71.302 | 71.417 | 71.532 | 71.647 | 71.741
NPgN | GSP | NPg Best View | Total peak demand with ToUT (MW) | SOUTH SHIELDS | NPg Best View (Not in FES) | Dem_BB000b_NPgExtra | MW | NPgN | South Shields |  | 45.63 | 45.28 | 45.112 | 45.154 | 45.536 | 46.056 | 46.394 | 46.66 | 47.017 | 47.407 | 47.723 | 48.04 | 48.349 | 48.983 | 51.244 | 53.475 | 55.626 | 57.684 | 59.532 | 61.189 | 62.699 | 64.497 | 66.387 | 68.26 | 70.111 | 71.946 | 73.767 | 75.573 | 76.933
NPgN | GSP | NPg Best View | Total peak demand with ToUT (MW) | SPADEADAM | NPg Best View (Not in FES) | Dem_BB000b_NPgExtra | MW | NPgN | Spadeadam - Not in NG FES |  | 6.063 | 6.036 | 6.061 | 6.119 | 6.238 | 6.375 | 6.484 | 6.586 | 6.714 | 6.846 | 6.964 | 7.077 | 7.181 | 7.315 | 7.688 | 8.046 | 8.387 | 8.711 | 9.005 | 9.269 | 9.505 | 9.776 | 10.055 | 10.329 | 10.599 | 10.865 | 11.13 | 11.393 | 11.601
NPgN | GSP | NPg Best View | Total peak demand with ToUT (MW) | SPENNYMOOR | NPg Best View (Not in FES) | Dem_BB000b_NPgExtra | MW | NPgN | Spennymoor |  | 241.869 | 241.035 | 241.478 | 242.956 | 246.185 | 249.879 | 252.906 | 255.734 | 259.269 | 262.91 | 266.04 | 269.042 | 271.858 | 275.24 | 283.691 | 291.967 | 299.82 | 307.188 | 313.561 | 319.132 | 324.094 | 330.124 | 336.482 | 342.747 | 348.882 | 354.944 | 360.952 | 366.897 | 371.656
NPgN | GSP | NPg Best View | Total peak demand with ToUT (MW) | STELLA NORTH | NPg Best View (Not in FES) | Dem_BB000b_NPgExtra | MW | NPgN | Stella North |  | 219.589 | 217.803 | 216.946 | 216.811 | 218.044 | 219.684 | 220.901 | 221.903 | 223.277 | 224.764 | 225.789 | 226.787 | 227.741 | 229.709 | 237.69 | 245.515 | 253.028 | 260.19 | 266.612 | 272.39 | 277.651 | 283.872 | 290.37 | 296.798 | 303.132 | 309.397 | 315.602 | 321.744 | 326.415
NPgN | GSP | NPg Best View | Total peak demand with ToUT (MW) | STELLA SOUTH | NPg Best View (Not in FES) | Dem_BB000b_NPgExtra | MW | NPgN | Stella South |  | 214.864 | 213.749 | 213.676 | 214.471 | 216.709 | 219.455 | 221.566 | 223.585 | 226.238 | 229.051 | 231.566 | 234.015 | 236.324 | 239.209 | 246.281 | 253.12 | 259.571 | 265.617 | 270.842 | 275.32 | 279.181 | 283.974 | 289.022 | 293.986 | 298.841 | 303.633 | 308.381 | 313.08 | 316.678
NPgN | GSP | NPg Best View | Total peak demand with ToUT (MW) | TYNEMOUTH | NPg Best View (Not in FES) | Dem_BB000b_NPgExtra | MW | NPgN | Tynemouth 1 |  | 148.636 | 148.393 | 149.257 | 150.996 | 154.094 | 157.453 | 160.08 | 162.403 | 165.166 | 167.968 | 170.275 | 172.437 | 174.438 | 177.211 | 184.698 | 192.075 | 199.155 | 205.876 | 211.823 | 217.108 | 221.911 | 227.68 | 233.757 | 239.767 | 245.678 | 251.536 | 257.355 | 263.129 | 267.599
NPgN | GSP | NPg Best View | Total peak demand with ToUT (MW) | WEST BOLDON | NPg Best View (Not in FES) | Dem_BB000b_NPgExtra | MW | NPgN | West Boldon |  | 211.504 | 210.694 | 211.317 | 213.124 | 216.814 | 221.079 | 224.426 | 227.451 | 231.151 | 234.977 | 238.234 | 241.346 | 244.246 | 248.175 | 258.623 | 268.826 | 278.544 | 287.701 | 295.752 | 302.824 | 309.136 | 316.724 | 324.702 | 332.564 | 340.274 | 347.895 | 355.449 | 362.931 | 368.653
NPgY | GSP | NPg Best View | Total peak demand with ToUT (MW) | BRADFORD WEST | NPg Best View (Not in FES) | Dem_BB000b_NPgExtra | MW | NPgY | Bradford West |  | 367.154 | 380.387 | 390.662 | 399.89 | 409.049 | 419.748 | 426.705 | 434.155 | 443.203 | 452.288 | 460.085 | 467.434 | 474.183 | 483.204 | 506.262 | 528.381 | 549.314 | 568.963 | 586.124 | 601.042 | 614.137 | 631.292 | 647.967 | 664.286 | 680.15 | 695.77 | 711.215 | 726.482 | 738.414
NPgY | GSP | NPg Best View | Total peak demand with ToUT (MW) | CAMBLESFORTH | NPg Best View (Not in FES) | Dem_BB000b_NPgExtra | MW | NPgY | Camblesforth |  | 64.595 | 67.246 | 70.367 | 70.693 | 71.33 | 72.169 | 73.114 | 74.237 | 75.665 | 77.177 | 78.667 | 80.138 | 81.539 | 82.871 | 84.234 | 85.476 | 86.59 | 87.58 | 88.431 | 89.158 | 89.788 | 90.41 | 90.98 | 91.515 | 92.014 | 92.5 | 92.978 | 93.45 | 93.871
NPgY | GSP | NPg Best View | Total peak demand with ToUT (MW) | CREYKE BECK | NPg Best View (Not in FES) | Dem_BB000b_NPgExtra | MW | NPgY | Creyke Beck |  | 368.042 | 380.997 | 389.571 | 394.876 | 398.57 | 403.63 | 407.63 | 412.214 | 417.926 | 423.891 | 429.248 | 434.504 | 439.511 | 445.828 | 461.666 | 476.953 | 491.515 | 505.312 | 517.708 | 528.931 | 539.107 | 551.005 | 562.635 | 574.074 | 585.275 | 596.348 | 607.326 | 618.209 | 627.246
NPgY | GSP | NPg Best View | Total peak demand with ToUT (MW) | DRAX | NPg Best View (Not in FES) | Dem_BB000b_NPgExtra | MW | NPgY | Drax |  | 88.439 | 91.711 | 92.497 | 93.315 | 96.769 | 98.27 | 99.772 | 101.458 | 103.502 | 105.616 | 107.652 | 109.638 | 111.536 | 113.587 | 116.904 | 120.073 | 123.086 | 125.939 | 128.563 | 131.006 | 133.28 | 135.63 | 137.918 | 140.166 | 142.355 | 144.524 | 146.683 | 148.832 | 150.681
NPgY | GSP | NPg Best View | Total peak demand with ToUT (MW) | ELLAND | NPg Best View (Not in FES) | Dem_BB000b_NPgExtra | MW | NPgY | Elland |  | 302.017 | 309.457 | 314.645 | 316.148 | 318.931 | 322.655 | 325.069 | 327.852 | 331.287 | 334.963 | 337.908 | 340.882 | 343.751 | 375.095 | 387.961 | 400.458 | 412.299 | 423.382 | 433.004 | 441.413 | 448.827 | 458.525 | 467.988 | 477.273 | 486.348 | 495.287 | 504.114 | 512.833 | 519.67
NPgY | GSP | NPg Best View | Total peak demand with ToUT (MW) | FERRYBRIDGE A | NPg Best View (Not in FES) | Dem_BB000b_NPgExtra | MW | NPgY | Ferrybridge A |  | 102.254 | 122.05 | 126.902 | 130.711 | 134.017 | 138.024 | 141.108 | 144.516 | 148.637 | 152.854 | 156.824 | 160.624 | 164.189 | 214.903 | 221.979 | 228.717 | 235.06 | 240.968 | 246.148 | 250.703 | 254.735 | 259.579 | 264.259 | 268.821 | 273.231 | 277.572 | 281.871 | 286.13 | 289.536
NPgY | GSP | NPg Best View | Total peak demand with ToUT (MW) | FERRYBRIDGE B | NPg Best View (Not in FES) | Dem_BB000b_NPgExtra | MW | NPgY | Ferrybridge B (_M) |  | 285.19 | 297.223 | 307.835 | 320.817 | 328.331 | 336.958 | 343.195 | 350.366 | 366.917 | 376.308 | 385.336 | 393.995 | 402.094 | 431.568 | 446.844 | 461.411 | 475.005 | 487.503 | 498.195 | 507.412 | 515.458 | 525.541 | 535.228 | 544.642 | 553.726 | 562.662 | 571.511 | 580.273 | 587.325
NPgY | GSP | NPg Best View | Total peak demand with ToUT (MW) | GRIMSBY WEST | NPg Best View (Not in FES) | Dem_BB000b_NPgExtra | MW | NPgY | Grimsby West |  | 173.539 | 181.972 | 184.147 | 185.639 | 188.523 | 192.528 | 195.715 | 199.534 | 204.551 | 209.855 | 215.042 | 220.061 | 224.751 | 230.163 | 239.8 | 248.882 | 257.365 | 265.216 | 272.154 | 278.28 | 283.729 | 289.876 | 295.764 | 301.469 | 306.969 | 312.37 | 317.713 | 323 | 327.056
NPgY | GSP | NPg Best View | Total peak demand with ToUT (MW) | JORDANTHORPE | NPg Best View (Not in FES) | Dem_BB000b_NPgExtra | MW | NPgY | Jordanthorpe |  | 54.043 | 55.695 | 56.764 | 57.898 | 59.562 | 61.431 | 62.625 | 63.87 | 65.358 | 66.811 | 68.035 | 69.14 | 70.134 | 71.398 | 74.176 | 76.899 | 79.487 | 81.918 | 83.988 | 85.763 | 87.323 | 89.501 | 91.622 | 93.705 | 95.73 | 97.732 | 99.72 | 101.693 | 103.226
NPgY | GSP | NPg Best View | Total peak demand with ToUT (MW) | KEADBY | NPg Best View (Not in FES) | Dem_BB000b_NPgExtra | MW | NPgY | Keadby |  | 315.425 | 317.656 | 324.053 | 328.781 | 331.689 | 335.426 | 338.895 | 342.879 | 347.704 | 352.783 | 357.699 | 362.597 | 367.348 | 372.574 | 382.278 | 391.633 | 400.559 | 409.024 | 416.751 | 423.876 | 430.448 | 437.661 | 444.72 | 451.675 | 458.512 | 465.288 | 472.024 | 478.72 | 484.652
NPgY | GSP | NPg Best View | Total peak demand with ToUT (MW) | KIRKSTALL B | NPg Best View (Not in FES) | Dem_BB000b_NPgExtra | MW | NPgY | Kirkstall B |  | 214.857 | 230.574 | 242.572 | 251.739 | 256.81 | 261.189 | 264.406 | 267.961 | 272.388 | 276.883 | 280.697 | 284.301 | 287.638 | 292.169 | 303.313 | 313.958 | 324.021 | 333.511 | 341.946 | 349.439 | 356.113 | 364.228 | 372.11 | 379.821 | 387.309 | 394.683 | 401.98 | 409.198 | 414.809
NPgY | GSP | NPg Best View | Total peak demand with ToUT (MW) | NEEPSEND | NPg Best View (Not in FES) | Dem_BB000b_NPgExtra | MW | NPgY | Neepsend |  | 77.323 | 79.337 | 83.102 | 84.414 | 86.524 | 89.022 | 90.516 | 92.122 | 94.111 | 96.095 | 97.827 | 99.419 | 100.861 | 102.811 | 107.557 | 112.102 | 116.398 | 120.421 | 123.928 | 126.967 | 129.631 | 133.209 | 136.691 | 140.103 | 143.421 | 146.693 | 149.935 | 153.144 | 155.629
NPgY | GSP | NPg Best View | Total peak demand with ToUT (MW) | NORTON LEES | NPg Best View (Not in FES) | Dem_BB000b_NPgExtra | MW | NPgY | Norton Lees |  | 52.693 | 52.858 | 53.907 | 55.745 | 58.427 | 61.534 | 63.221 | 65.008 | 67.173 | 69.307 | 71.183 | 72.887 | 74.424 | 76.477 | 81.164 | 85.779 | 90.152 | 94.217 | 97.618 | 100.484 | 102.983 | 106.71 | 110.343 | 113.908 | 117.381 | 120.813 | 124.218 | 127.596 | 130.155
NPgY | GSP | NPg Best View | Total peak demand with ToUT (MW) | PITSMOOR 3/4 | NPg Best View (Not in FES) | Dem_BB000b_NPgExtra | MW | NPgY | Pitsmoor |  | 50.574 | 56.753 | 58.139 | 58.035 | 58.204 | 58.536 | 58.611 | 58.733 | 58.938 | 59.168 | 59.342 | 59.518 | 59.692 | 60.179 | 62.12 | 63.989 | 65.781 | 67.493 | 69.042 | 70.433 | 71.678 | 73.253 | 74.804 | 76.334 | 77.837 | 79.322 | 80.792 | 82.248 | 83.374
NPgY | GSP | NPg Best View | Total peak demand with ToUT (MW) | SALTEND NORTH | NPg Best View (Not in FES) | Dem_BB000b_NPgExtra | MW | NPgY | Saltend North |  | 112.153 | 113.276 | 113.078 | 113.047 | 113.472 | 114.149 | 114.894 | 115.849 | 117.152 | 118.563 | 119.921 | 121.276 | 122.57 | 123.926 | 125.712 | 127.359 | 128.857 | 130.207 | 131.364 | 132.338 | 133.168 | 134.114 | 135.002 | 135.849 | 136.655 | 137.443 | 138.223 | 138.993 | 139.589
NPgY | GSP | NPg Best View | Total peak demand with ToUT (MW) | SHEFFIELD CITY | NPg Best View (Not in FES) | Dem_BB000b_NPgExtra | MW | NPgY | Sheffield City |  | 74.009 | 79.498 | 84.278 | 86.419 | 87.082 | 88.027 | 88.615 | 89.296 | 90.214 | 91.168 | 92.031 | 92.859 | 93.621 | 94.543 | 97.16 | 99.651 | 101.975 | 104.135 | 106.014 | 107.638 | 109.046 | 110.893 | 112.687 | 114.442 | 116.148 | 117.829 | 119.495 | 121.144 | 122.478
NPgY | GSP | NPg Best View | Total peak demand with ToUT (MW) | SKELTON GRANGE | NPg Best View (Not in FES) | Dem_BB000b_NPgExtra | MW | NPgY | Skelton Grange |  | 511.908 | 557.136 | 575.961 | 587.901 | 599.142 | 611.954 | 621.067 | 631.177 | 643.63 | 656.437 | 667.826 | 678.748 | 688.933 | 721.186 | 749.871 | 777.368 | 803.232 | 827.352 | 848.313 | 866.542 | 882.536 | 902.918 | 922.666 | 941.953 | 960.671 | 979.093 | 997.313 | 1015.332 | 1029.499
NPgY | GSP | NPg Best View | Total peak demand with ToUT (MW) | TEMPLEBOROUGH 275/33KV | NPg Best View (Not in FES) | Dem_BB000b_NPgExtra | MW | NPgY | Templeborough |  | 14.515 | 14.48 | 14.484 | 14.511 | 14.587 | 14.696 | 14.8 | 14.93 | 15.108 | 15.293 | 15.466 | 15.632 | 15.787 | 15.939 | 16.111 | 16.27 | 16.415 | 16.544 | 16.651 | 16.741 | 16.817 | 16.901 | 16.978 | 17.049 | 17.116 | 17.179 | 17.242 | 17.303 | 17.353
NPgY | GSP | NPg Best View | Total peak demand with ToUT (MW) | THURCROFT | NPg Best View (Not in FES) | Dem_BB000b_NPgExtra | MW | NPgY | Thurcroft |  | 174.34 | 187.758 | 191.395 | 203.549 | 205.85 | 208.74 | 210.883 | 213.364 | 227.805 | 231.015 | 233.957 | 236.94 | 239.86 | 301.252 | 308.714 | 315.934 | 322.731 | 329.027 | 334.448 | 339.176 | 343.35 | 348.799 | 354.111 | 359.323 | 364.421 | 369.451 | 374.431 | 379.365 | 383.398
NPgY | GSP | NPg Best View | Total peak demand with ToUT (MW) | WEST MELTON / THORPE MARSH | NPg Best View (Not in FES) | Dem_BB000b_NPgExtra | MW | NPgY | Thorpe Marsh |  | 399.209 | 415.751 | 425.701 | 432.715 | 440.414 | 458.33 | 465.037 | 472.627 | 482.097 | 491.881 | 501.115 | 510.024 | 518.406 | 553.142 | 574.632 | 595.281 | 614.821 | 633.14 | 649.308 | 663.64 | 676.452 | 692.231 | 707.596 | 722.669 | 737.367 | 751.884 | 766.288 | 780.576 | 792.189
NPgY | GSP | NPg Best View | Total peak demand with ToUT (MW) | WEST MELTON SECTION 3 | NPg Best View (Not in FES) | Dem_BB000b_NPgExtra | MW | NPgY | West Melton |  | 231.631 | 239.041 | 242.177 | 245.784 | 249.85 | 254.672 | 258.693 | 263.091 | 268.146 | 273.425 | 278.174 | 282.893 | 287.463 | 309.346 | 321.269 | 332.795 | 343.738 | 354.031 | 363.158 | 371.335 | 378.662 | 387.458 | 396.053 | 404.503 | 412.768 | 420.934 | 429.029 | 437.063 | 443.757
NPgY | GSP | NPg Best View | Total peak demand with ToUT (MW) | WINCOBANK | NPg Best View (Not in FES) | Dem_BB000b_NPgExtra | MW | NPgY | Wincobank |  | 37.233 | 48.702 | 48.949 | 52.643 | 52.555 | 52.559 | 52.608 | 52.704 | 52.861 | 53.045 | 53.204 | 53.377 | 53.551 | 53.743 | 54.579 | 55.384 | 56.137 | 56.841 | 57.464 | 58.03 | 58.533 | 59.086 | 59.622 | 60.146 | 60.656 | 61.155 | 61.645 | 62.126 | 62.563
NPgN | GSP | NPg Best View | Peak utilisation with TouT (percent - whole number) | BLYTH 66kV | NPg Best View (Not in FES) | Dem_BB000d_NPgExtra | % | NPgN | Blyth 66kV |  | 63.1 | 62.8 | 62.7 | 62.8 | 63.4 | 64.1 | 64.6 | 64.9 | 65.5 | 66 | 66.4 | 66.9 | 67.3 | 68 | 70.5 | 72.9 | 75.3 | 77.5 | 79.4 | 81.2 | 82.7 | 84.6 | 86.7 | 88.6 | 90.6 | 92.6 | 94.5 | 96.4 | 97.9
NPgN | GSP | NPg Best View | Peak utilisation with TouT (percent - whole number) | BLYTH 132kV | NPg Best View (Not in FES) | Dem_BB000d_NPgExtra | % | NPgN | Blyth 132kV |  | 19.8 | 19.8 | 20 | 20.3 | 20.9 | 21.4 | 21.9 | 22.3 | 22.9 | 23.4 | 23.9 | 24.4 | 24.8 | 25.3 | 26.4 | 27.4 | 28.4 | 29.3 | 30.2 | 30.9 | 31.5 | 32.3 | 33 | 33.8 | 34.5 | 35.2 | 35.9 | 36.6 | 37.2
NPgN | GSP | NPg Best View | Peak utilisation with TouT (percent - whole number) | FOURSTONES | NPg Best View (Not in FES) | Dem_BB000d_NPgExtra | % | NPgN | Fourstones
NPgN | GSP | NPg Best View | Peak utilisation with TouT (percent - whole number) | HARTMOOR | NPg Best View (Not in FES) | Dem_BB000d_NPgExtra | % | NPgN | Hart Moor |  | 74.2 | 74 | 74.3 | 75.2 | 76.9 | 78.9 | 80.4 | 81.7 | 83.2 | 84.7 | 86 | 87.3 | 88.4 | 89.7 | 93.7 | 97.6 | 101.3 | 104.8 | 107.7 | 110.2 | 112.4 | 115.2 | 118.2 | 121.2 | 124.2 | 127 | 129.9 | 132.7 | 135
NPgN | GSP | NPg Best View | Peak utilisation with TouT (percent - whole number) | HAWTHORN PIT GRID | NPg Best View (Not in FES) | Dem_BB000d_NPgExtra | % | NPgN | Hawthorn Pit |  | 45.6 | 45.4 | 45.6 | 45.9 | 46.7 | 47.7 | 48.4 | 49.1 | 49.9 | 50.6 | 51.3 | 51.9 | 52.5 | 53.3 | 55.5 | 57.6 | 59.6 | 61.5 | 63.1 | 64.5 | 65.8 | 67.3 | 68.9 | 70.6 | 72.1 | 73.7 | 75.3 | 76.8 | 78
NPgN | GSP | NPg Best View | Peak utilisation with TouT (percent - whole number) | KNARESBOROUGH | NPg Best View (Not in FES) | Dem_BB000d_NPgExtra | % | NPgN | Knaresborough |  | 76.2 | 75.9 | 75.8 | 75.9 | 76.3 | 76.8 | 77.2 | 77.7 | 78.3 | 79.1 | 79.8 | 80.5 | 81.2 | 82 | 83.8 | 85.6 | 87.3 | 88.9 | 90.3 | 91.5 | 92.6 | 93.9 | 95.2 | 96.6 | 97.8 | 99.1 | 100.4 | 101.7 | 102.7
NPgN | GSP | NPg Best View | Peak utilisation with TouT (percent - whole number) | LACKENBY | NPg Best View (Not in FES) | Dem_BB000d_NPgExtra | % | NPgN | Lackenby |  | 59.7 | 59.6 | 59.7 | 59.9 | 60.5 | 61.2 | 61.9 | 62.5 | 63.3 | 64.2 | 64.9 | 65.7 | 66.4 | 67.3 | 69.3 | 71.2 | 73 | 74.6 | 76.1 | 77.5 | 78.7 | 80 | 81.4 | 82.8 | 84.1 | 85.4 | 86.7 | 88 | 89
NPgN | GSP | NPg Best View | Peak utilisation with TouT (percent - whole number) | NORTON | NPg Best View (Not in FES) | Dem_BB000d_NPgExtra | % | NPgN | Norton |  | 49.2 | 49.2 | 49.4 | 49.8 | 50.6 | 51.5 | 52.3 | 53 | 53.8 | 54.8 | 55.6 | 56.3 | 57.1 | 58 | 60.2 | 62.3 | 64.3 | 66.2 | 67.9 | 69.4 | 70.8 | 72.4 | 74 | 75.7 | 77.3 | 78.9 | 80.4 | 82 | 83.3
NPgN | GSP | NPg Best View | Peak utilisation with TouT (percent - whole number) | OFFERTON | NPg Best View (Not in FES) | Dem_BB000d_NPgExtra | % | NPgN | Offerton |  | 41.2 | 41 | 41.1 | 41.4 | 42.3 | 43.2 | 43.9 | 44.4 | 45.1 | 45.7 | 46.3 | 46.7 | 47.2 | 48 | 50.4 | 52.8 | 55.1 | 57.3 | 59.3 | 61 | 62.5 | 64.4 | 66.4 | 68.4 | 70.3 | 72.2 | 74.1 | 76 | 77.4
NPgN | GSP | NPg Best View | Peak utilisation with TouT (percent - whole number) | OSBALDWICK | NPg Best View (Not in FES) | Dem_BB000d_NPgExtra | % | NPgN | Osbaldwick |  | 43.9 | 43.8 | 44 | 44.4 | 45.2 | 46 | 46.8 | 47.4 | 48.2 | 49.1 | 49.8 | 50.4 | 51 | 51.8 | 53.9 | 55.9 | 57.9 | 59.7 | 61.3 | 62.8 | 64.1 | 65.6 | 67.2 | 68.7 | 70.3 | 71.8 | 73.3 | 74.7 | 75.9
NPgN | GSP | NPg Best View | Peak utilisation with TouT (percent - whole number) | POPPLETON | NPg Best View (Not in FES) | Dem_BB000d_NPgExtra | % | NPgN | Poppleton |  | 36.1 | 36 | 36.1 | 36.6 | 37.4 | 38.3 | 38.9 | 39.4 | 40.1 | 40.8 | 41.3 | 41.9 | 42.4 | 43 | 44.6 | 46.3 | 47.9 | 49.3 | 50.5 | 51.6 | 52.5 | 53.7 | 55 | 56.3 | 57.5 | 58.8 | 60 | 61.3 | 62.2
NPgN | GSP | NPg Best View | Peak utilisation with TouT (percent - whole number) | SALTHOLME | NPg Best View (Not in FES) | Dem_BB000d_NPgExtra | % | NPgN | Saltholme |  | 25.8 | 25.7 | 25.5 | 25.4 | 25.3 | 25.2 | 25.1 | 25 | 25 | 25 | 24.9 | 24.9 | 24.9 | 24.9 | 24.9 | 24.9 | 25 | 25 | 25.1 | 25.1 | 25.1 | 25.1 | 25.2 | 25.2 | 25.3 | 25.3 | 25.3 | 25.4 | 25.4
NPgN | GSP | NPg Best View | Peak utilisation with TouT (percent - whole number) | SOUTH SHIELDS | NPg Best View (Not in FES) | Dem_BB000d_NPgExtra | % | NPgN | South Shields |  | 35.1 | 34.8 | 34.7 | 34.7 | 35 | 35.4 | 35.7 | 35.9 | 36.2 | 36.5 | 36.7 | 37 | 37.2 | 37.7 | 39.4 | 41.1 | 42.8 | 44.4 | 45.8 | 47.1 | 48.2 | 49.6 | 51.1 | 52.5 | 53.9 | 55.3 | 56.7 | 58.1 | 59.2
NPgN | GSP | NPg Best View | Peak utilisation with TouT (percent - whole number) | SPADEADAM | NPg Best View (Not in FES) | Dem_BB000d_NPgExtra | % | NPgN | Spadeadam - Not in NG FES
NPgN | GSP | NPg Best View | Peak utilisation with TouT (percent - whole number) | SPENNYMOOR | NPg Best View (Not in FES) | Dem_BB000d_NPgExtra | % | NPgN | Spennymoor |  | 42.8 | 42.7 | 42.8 | 43 | 43.6 | 44.3 | 44.8 | 45.3 | 45.9 | 46.6 | 47.1 | 47.7 | 48.2 | 48.8 | 50.3 | 51.7 | 53.1 | 54.4 | 55.5 | 56.5 | 57.4 | 58.5 | 59.6 | 60.7 | 61.8 | 62.9 | 63.9 | 65 | 65.8
NPgN | GSP | NPg Best View | Peak utilisation with TouT (percent - whole number) | STELLA NORTH | NPg Best View (Not in FES) | Dem_BB000d_NPgExtra | % | NPgN | Stella North |  | 31.1 | 30.9 | 30.7 | 30.7 | 30.9 | 31.1 | 31.3 | 31.4 | 31.6 | 31.9 | 32 | 32.1 | 32.3 | 32.6 | 33.7 | 34.8 | 35.9 | 36.9 | 37.8 | 38.6 | 39.3 | 40.2 | 41.2 | 42.1 | 43 | 43.8 | 44.7 | 45.6 | 46.3
NPgN | GSP | NPg Best View | Peak utilisation with TouT (percent - whole number) | STELLA SOUTH | NPg Best View (Not in FES) | Dem_BB000d_NPgExtra | % | NPgN | Stella South |  | 30.5 | 30.3 | 30.3 | 30.4 | 30.7 | 31.1 | 31.4 | 31.7 | 32.1 | 32.5 | 32.8 | 33.2 | 33.5 | 33.9 | 34.9 | 35.9 | 36.8 | 37.6 | 38.4 | 39 | 39.6 | 40.2 | 41 | 41.7 | 42.4 | 43 | 43.7 | 44.4 | 44.9
NPgN | GSP | NPg Best View | Peak utilisation with TouT (percent - whole number) | TYNEMOUTH | NPg Best View (Not in FES) | Dem_BB000d_NPgExtra | % | NPgN | Tynemouth 1 |  | 26.3 | 26.3 | 26.4 | 26.7 | 27.3 | 27.9 | 28.4 | 28.8 | 29.3 | 29.8 | 30.2 | 30.5 | 30.9 | 31.4 | 32.7 | 34 | 35.3 | 36.5 | 37.5 | 38.5 | 39.3 | 40.3 | 41.4 | 42.5 | 43.5 | 44.6 | 45.6 | 46.6 | 47.4
NPgN | GSP | NPg Best View | Peak utilisation with TouT (percent - whole number) | WEST BOLDON | NPg Best View (Not in FES) | Dem_BB000d_NPgExtra | % | NPgN | West Boldon |  | 54.8 | 54.6 | 54.8 | 55.2 | 56.2 | 57.3 | 58.2 | 59 | 59.9 | 60.9 | 61.7 | 62.6 | 63.3 | 64.3 | 67 | 69.7 | 72.2 | 74.6 | 76.7 | 78.5 | 80.1 | 82.1 | 84.2 | 86.2 | 88.2 | 90.2 | 92.1 | 94.1 | 95.5
NPgY | GSP | NPg Best View | Peak utilisation with TouT (percent - whole number) | BRADFORD WEST | NPg Best View (Not in FES) | Dem_BB000d_NPgExtra | % | NPgY | Bradford West |  | 42.3 | 43.8 | 45 | 46.1 | 47.1 | 48.3 | 49.1 | 50 | 51 | 52.1 | 53 | 53.8 | 54.6 | 55.7 | 58.3 | 60.9 | 63.3 | 65.5 | 67.5 | 69.2 | 70.7 | 72.7 | 74.6 | 76.5 | 78.3 | 80.1 | 81.9 | 83.7 | 85
NPgY | GSP | NPg Best View | Peak utilisation with TouT (percent - whole number) | CAMBLESFORTH | NPg Best View (Not in FES) | Dem_BB000d_NPgExtra | % | NPgY | Camblesforth |  | 30.3 | 31.5 | 33 | 33.1 | 33.4 | 33.8 | 34.3 | 34.8 | 35.5 | 36.2 | 36.9 | 37.6 | 38.2 | 38.8 | 39.5 | 40.1 | 40.6 | 41 | 41.4 | 41.8 | 42.1 | 42.4 | 42.6 | 42.9 | 43.1 | 43.3 | 43.6 | 43.8 | 44
NPgY | GSP | NPg Best View | Peak utilisation with TouT (percent - whole number) | CREYKE BECK | NPg Best View (Not in FES) | Dem_BB000d_NPgExtra | % | NPgY | Creyke Beck |  | 42.4 | 43.9 | 44.9 | 45.5 | 45.9 | 46.5 | 46.9 | 47.5 | 48.1 | 48.8 | 49.4 | 50 | 50.6 | 51.3 | 53.2 | 54.9 | 56.6 | 58.2 | 59.6 | 60.9 | 62.1 | 63.5 | 64.8 | 66.1 | 67.4 | 68.7 | 69.9 | 71.2 | 72.2
NPgY | GSP | NPg Best View | Peak utilisation with TouT (percent - whole number) | DRAX | NPg Best View (Not in FES) | Dem_BB000d_NPgExtra | % | NPgY | Drax |  | 30.6 | 31.7 | 32 | 32.3 | 33.5 | 34 | 34.5 | 35.1 | 35.8 | 36.5 | 37.2 | 37.9 | 38.6 | 39.3 | 40.4 | 41.5 | 42.6 | 43.6 | 44.5 | 45.3 | 46.1 | 46.9 | 47.7 | 48.5 | 49.2 | 50 | 50.7 | 51.5 | 52.1
NPgY | GSP | NPg Best View | Peak utilisation with TouT (percent - whole number) | ELLAND | NPg Best View (Not in FES) | Dem_BB000d_NPgExtra | % | NPgY | Elland |  | 46.8 | 47.9 | 48.7 | 49 | 49.4 | 50 | 50.3 | 50.8 | 51.3 | 51.9 | 52.3 | 52.8 | 53.2 | 58.1 | 60.1 | 62 | 63.8 | 65.6 | 67 | 68.3 | 69.5 | 71 | 72.5 | 73.9 | 75.3 | 76.7 | 78.1 | 79.4 | 80.5
NPgY | GSP | NPg Best View | Peak utilisation with TouT (percent - whole number) | FERRYBRIDGE A | NPg Best View (Not in FES) | Dem_BB000d_NPgExtra | % | NPgY | Ferrybridge A |  | 51.6 | 61.6 | 64.1 | 66 | 67.7 | 69.7 | 71.3 | 73 | 75.1 | 77.2 | 79.2 | 81.1 | 82.9 | 108.5 | 112.1 | 115.5 | 118.7 | 121.7 | 124.3 | 126.6 | 128.7 | 131.1 | 133.5 | 135.8 | 138 | 140.2 | 142.4 | 144.5 | 146.2
NPgY | GSP | NPg Best View | Peak utilisation with TouT (percent - whole number) | FERRYBRIDGE B | NPg Best View (Not in FES) | Dem_BB000d_NPgExtra | % | NPgY | Ferrybridge B (_M) |  | 33.7 | 35.1 | 36.4 | 37.9 | 38.8 | 39.8 | 40.5 | 41.4 | 43.3 | 44.4 | 45.5 | 46.5 | 47.5 | 51 | 52.8 | 54.5 | 56.1 | 57.6 | 58.8 | 59.9 | 60.9 | 62.1 | 63.2 | 64.3 | 65.4 | 66.5 | 67.5 | 68.5 | 69.4
NPgY | GSP | NPg Best View | Peak utilisation with TouT (percent - whole number) | GRIMSBY WEST | NPg Best View (Not in FES) | Dem_BB000d_NPgExtra | % | NPgY | Grimsby West |  | 60 | 62.9 | 63.7 | 64.2 | 65.2 | 66.6 | 67.7 | 69 | 70.8 | 72.6 | 74.4 | 76.1 | 77.7 | 79.6 | 82.9 | 86.1 | 89 | 91.7 | 94.1 | 96.3 | 98.1 | 100.3 | 102.3 | 104.3 | 106.2 | 108 | 109.9 | 111.7 | 113.1
NPgY | GSP | NPg Best View | Peak utilisation with TouT (percent - whole number) | JORDANTHORPE | NPg Best View (Not in FES) | Dem_BB000d_NPgExtra | % | NPgY | Jordanthorpe |  | 49.1 | 50.6 | 51.6 | 52.6 | 54.2 | 55.8 | 56.9 | 58.1 | 59.4 | 60.7 | 61.9 | 62.9 | 63.8 | 64.9 | 67.4 | 69.9 | 72.3 | 74.5 | 76.4 | 78 | 79.4 | 81.4 | 83.3 | 85.2 | 87 | 88.9 | 90.7 | 92.5 | 93.8
NPgY | GSP | NPg Best View | Peak utilisation with TouT (percent - whole number) | KEADBY | NPg Best View (Not in FES) | Dem_BB000d_NPgExtra | % | NPgY | Keadby |  | 54.6 | 54.9 | 56 | 56.9 | 57.4 | 58 | 58.6 | 59.3 | 60.1 | 61 | 61.9 | 62.7 | 63.5 | 64.4 | 66.1 | 67.7 | 69.3 | 70.7 | 72.1 | 73.3 | 74.4 | 75.7 | 76.9 | 78.1 | 79.3 | 80.5 | 81.6 | 82.8 | 83.8
NPgY | GSP | NPg Best View | Peak utilisation with TouT (percent - whole number) | KIRKSTALL B | NPg Best View (Not in FES) | Dem_BB000d_NPgExtra | % | NPgY | Kirkstall B |  | 37.2 | 39.9 | 42 | 43.5 | 44.4 | 45.2 | 45.7 | 46.3 | 47.1 | 47.9 | 48.5 | 49.2 | 49.7 | 50.5 | 52.5 | 54.3 | 56 | 57.7 | 59.1 | 60.4 | 61.6 | 63 | 64.4 | 65.7 | 67 | 68.3 | 69.5 | 70.8 | 71.7
NPgY | GSP | NPg Best View | Peak utilisation with TouT (percent - whole number) | NEEPSEND | NPg Best View (Not in FES) | Dem_BB000d_NPgExtra | % | NPgY | Neepsend |  | 53.9 | 55.3 | 57.9 | 58.9 | 60.3 | 62.1 | 63.1 | 64.2 | 65.6 | 67 | 68.2 | 69.3 | 70.3 | 71.7 | 75 | 78.2 | 81.2 | 84 | 86.4 | 88.5 | 90.4 | 92.9 | 95.3 | 97.7 | 100 | 102.3 | 104.5 | 106.8 | 108.5
NPgY | GSP | NPg Best View | Peak utilisation with TouT (percent - whole number) | NORTON LEES | NPg Best View (Not in FES) | Dem_BB000d_NPgExtra | % | NPgY | Norton Lees |  | 48 | 48.1 | 49.1 | 50.8 | 53.2 | 56 | 57.6 | 59.2 | 61.2 | 63.1 | 64.8 | 66.4 | 67.8 | 69.7 | 73.9 | 78.1 | 82.1 | 85.8 | 88.9 | 91.5 | 93.8 | 97.2 | 100.5 | 103.7 | 106.9 | 110 | 113.1 | 116.2 | 118.5
NPgY | GSP | NPg Best View | Peak utilisation with TouT (percent - whole number) | PITSMOOR 3/4 | NPg Best View (Not in FES) | Dem_BB000d_NPgExtra | % | NPgY | Pitsmoor |  | 45.3 | 50.8 | 52 | 51.9 | 52.1 | 52.4 | 52.5 | 52.6 | 52.8 | 53 | 53.1 | 53.3 | 53.4 | 53.9 | 55.6 | 57.3 | 58.9 | 60.4 | 61.8 | 63 | 64.2 | 65.6 | 67 | 68.3 | 69.7 | 71 | 72.3 | 73.6 | 74.6
NPgY | GSP | NPg Best View | Peak utilisation with TouT (percent - whole number) | SALTEND NORTH | NPg Best View (Not in FES) | Dem_BB000d_NPgExtra | % | NPgY | Saltend North |  | 53 | 53.5 | 53.4 | 53.4 | 53.6 | 53.9 | 54.3 | 54.7 | 55.3 | 56 | 56.7 | 57.3 | 57.9 | 58.5 | 59.4 | 60.2 | 60.9 | 61.5 | 62.1 | 62.5 | 62.9 | 63.4 | 63.8 | 64.2 | 64.6 | 64.9 | 65.3 | 65.7 | 65.9
NPgY | GSP | NPg Best View | Peak utilisation with TouT (percent - whole number) | SHEFFIELD CITY | NPg Best View (Not in FES) | Dem_BB000d_NPgExtra | % | NPgY | Sheffield City |  | 65.1 | 69.9 | 74.1 | 76 | 76.6 | 77.4 | 78 | 78.6 | 79.4 | 80.2 | 81 | 81.7 | 82.4 | 83.2 | 85.5 | 87.7 | 89.7 | 91.6 | 93.3 | 94.7 | 95.9 | 97.6 | 99.1 | 100.7 | 102.2 | 103.7 | 105.1 | 106.6 | 107.8
NPgY | GSP | NPg Best View | Peak utilisation with TouT (percent - whole number) | SKELTON GRANGE | NPg Best View (Not in FES) | Dem_BB000d_NPgExtra | % | NPgY | Skelton Grange |  | 57.1 | 62.1 | 64.2 | 65.6 | 66.8 | 68.2 | 69.3 | 70.4 | 71.8 | 73.2 | 74.5 | 75.7 | 76.8 | 80.4 | 83.6 | 86.7 | 89.6 | 92.3 | 94.6 | 96.6 | 98.4 | 100.7 | 102.9 | 105 | 107.1 | 109.2 | 111.2 | 113.2 | 114.8
NPgY | GSP | NPg Best View | Peak utilisation with TouT (percent - whole number) | TEMPLEBOROUGH 275/33KV | NPg Best View (Not in FES) | Dem_BB000d_NPgExtra | % | NPgY | Templeborough |  | 18.5 | 18.5 | 18.5 | 18.5 | 18.6 | 18.7 | 18.9 | 19 | 19.3 | 19.5 | 19.7 | 19.9 | 20.1 | 20.3 | 20.5 | 20.8 | 20.9 | 21.1 | 21.2 | 21.4 | 21.5 | 21.6 | 21.7 | 21.7 | 21.8 | 21.9 | 22 | 22.1 | 22.1
NPgY | GSP | NPg Best View | Peak utilisation with TouT (percent - whole number) | THURCROFT | NPg Best View (Not in FES) | Dem_BB000d_NPgExtra | % | NPgY | Thurcroft |  | 80.8 | 87 | 88.7 | 94.4 | 95.4 | 96.8 | 97.8 | 98.9 | 105.6 | 107.1 | 108.4 | 109.8 | 111.2 | 139.6 | 143.1 | 146.4 | 149.6 | 152.5 | 155 | 157.2 | 159.2 | 161.7 | 164.1 | 166.6 | 168.9 | 171.3 | 173.6 | 175.9 | 177.7
NPgY | GSP | NPg Best View | Peak utilisation with TouT (percent - whole number) | WEST MELTON / THORPE MARSH | NPg Best View (Not in FES) | Dem_BB000d_NPgExtra | % | NPgY | Thorpe Marsh |  | 58.5 | 61 | 62.4 | 63.4 | 64.6 | 67.2 | 68.2 | 69.3 | 70.7 | 72.1 | 73.5 | 74.8 | 76 | 81.1 | 84.2 | 87.3 | 90.1 | 92.8 | 95.2 | 97.3 | 99.2 | 101.5 | 103.7 | 106 | 108.1 | 110.2 | 112.3 | 114.4 | 116.1
NPgY | GSP | NPg Best View | Peak utilisation with TouT (percent - whole number) | WEST MELTON SECTION 3 | NPg Best View (Not in FES) | Dem_BB000d_NPgExtra | % | NPgY | West Melton |  | 56.5 | 58.4 | 59.1 | 60 | 61 | 62.2 | 63.2 | 64.2 | 65.5 | 66.7 | 67.9 | 69.1 | 70.2 | 75.5 | 78.4 | 81.2 | 83.9 | 86.4 | 88.7 | 90.6 | 92.4 | 94.6 | 96.7 | 98.7 | 100.8 | 102.8 | 104.7 | 106.7 | 108.3
NPgY | GSP | NPg Best View | Peak utilisation with TouT (percent - whole number) | WINCOBANK | NPg Best View (Not in FES) | Dem_BB000d_NPgExtra | % | NPgY | Wincobank |  | 28.7 | 37.6 | 37.8 | 40.6 | 40.6 | 40.6 | 40.6 | 40.7 | 40.8 | 40.9 | 41.1 | 41.2 | 41.3 | 41.5 | 42.1 | 42.7 | 43.3 | 43.9 | 44.4 | 44.8 | 45.2 | 45.6 | 46 | 46.4 | 46.8 | 47.2 | 47.6 | 47.9 | 48.3
NPgN | GSP | NPg Best View | Total Baseline Demand Consumption (GWh) | BLYTH 66kV | NPg Best View (Not in FES) | Dem_BB008 | GWh | NPgN | Blyth 66kV |  | 687.8525 | 683.514 | 686.5194 | 688.9819 | 687.1779 | 684.5842 | 682.3461 | 680.2854 | 678.4714 | 676.9771 | 675.0567 | 673.2236 | 671.4788 | 669.5737 | 667.0944 | 664.6667 | 662.3322 | 660.0834 | 657.9014 | 655.7884 | 653.7334 | 651.7171 | 649.7448 | 647.8114 | 645.9106 | 644.0359 | 642.1805 | 640.3372 | 638.7099
NPgN | GSP | NPg Best View | Total Baseline Demand Consumption (GWh) | BLYTH 132kV | NPg Best View (Not in FES) | Dem_BB008 | GWh | NPgN | Blyth 132kV |  | 264.9371 | 263.4501 | 267.4966 | 271.9111 | 270.2803 | 268.7425 | 267.3579 | 266.0618 | 264.8751 | 263.8225 | 262.6398 | 261.5146 | 260.4397 | 259.3495 | 258.1541 | 256.997 | 255.8909 | 254.8261 | 253.789 | 252.7844 | 251.8088 | 250.8558 | 249.9249 | 249.0131 | 248.1176 | 247.2349 | 246.3617 | 245.4938 | 244.6748
NPgN | GSP | NPg Best View | Total Baseline Demand Consumption (GWh) | FOURSTONES | NPg Best View (Not in FES) | Dem_BB008 | GWh | NPgN | Fourstones |  | 87.4543 | 86.5545 | 85.7773 | 85.0421 | 84.3553 | 83.7074 | 83.1136 | 82.555 | 82.0369 | 81.5653 | 81.0657 | 80.5896 | 80.1349 | 79.6703 | 79.144 | 78.6365 | 78.1483 | 77.6769 | 77.2175 | 76.7715 | 76.3375 | 75.9133 | 75.4981 | 75.0907 | 74.69 | 74.2945 | 73.903 | 73.5137 | 73.1509
NPgN | GSP | NPg Best View | Total Baseline Demand Consumption (GWh) | HARTMOOR | NPg Best View (Not in FES) | Dem_BB008 | GWh | NPgN | Hart Moor |  | 435.9361 | 432.2841 | 449.3254 | 449.0727 | 449.0595 | 446.4789 | 444.1419 | 441.9629 | 439.9588 | 438.1741 | 436.2423 | 434.4067 | 432.6642 | 430.6309 | 427.5713 | 424.5922 | 421.7002 | 418.8893 | 416.1452 | 413.4664 | 410.8367 | 408.2481 | 405.6999 | 403.1885 | 400.7083 | 398.2533 | 395.8178 | 393.3955 | 391.3394
NPgN | GSP | NPg Best View | Total Baseline Demand Consumption (GWh) | HAWTHORN PIT GRID | NPg Best View (Not in FES) | Dem_BB008 | GWh | NPgN | Hawthorn Pit |  | 517.2734 | 514.7112 | 518.4853 | 520.5295 | 517.639 | 514.9462 | 512.5256 | 510.2876 | 508.2689 | 506.503 | 504.5243 | 502.6532 | 500.8837 | 499.095 | 497.0208 | 495.0261 | 493.1211 | 491.3065 | 489.577 | 487.9192 | 486.3222 | 484.7751 | 483.2722 | 481.8067 | 480.3711 | 478.9576 | 477.5583 | 476.1651 | 474.894
NPgN | GSP | NPg Best View | Total Baseline Demand Consumption (GWh) | KNARESBOROUGH | NPg Best View (Not in FES) | Dem_BB008 | GWh | NPgN | Knaresborough |  | 837.2368 | 832.2517 | 835.7853 | 839.007 | 835.6669 | 836.58 | 833.985 | 831.6461 | 829.6357 | 828.0361 | 826.1961 | 824.568 | 823.1085 | 821.5655 | 819.5909 | 817.7657 | 816.1318 | 814.6275 | 813.2364 | 811.9419 | 810.7474 | 809.6237 | 808.5588 | 807.5424 | 806.5627 | 805.6075 | 804.6643 | 803.7197 | 802.9584
NPgN | GSP | NPg Best View | Total Baseline Demand Consumption (GWh) | LACKENBY | NPg Best View (Not in FES) | Dem_BB008 | GWh | NPgN | Lackenby |  | 1011.7679 | 1006.9237 | 1009.011 | 1006.7394 | 1007.1343 | 1004.4835 | 1002.2449 | 1000.202 | 998.4184 | 996.9775 | 995.0596 | 993.257 | 991.5499 | 989.5634 | 986.5074 | 983.5407 | 980.682 | 977.9131 | 975.2294 | 972.617 | 970.074 | 967.5661 | 965.1026 | 962.6788 | 960.288 | 957.923 | 955.5763 | 953.2403 | 951.274
NPgN | GSP | NPg Best View | Total Baseline Demand Consumption (GWh) | NORTON | NPg Best View (Not in FES) | Dem_BB008 | GWh | NPgN | Norton |  | 2015.8019 | 2010.0261 | 2050.542 | 2052.7372 | 2048.472 | 2044.9038 | 2042.4423 | 2040.5803 | 2051.0654 | 2050.9646 | 2049.8114 | 2049.0903 | 2048.7136 | 2117.5471 | 2112.5487 | 2107.8855 | 2103.6094 | 2099.6568 | 2095.9692 | 2092.4971 | 2089.2321 | 2086.0994 | 2083.0901 | 2080.1836 | 2077.3518 | 2074.5639 | 2071.7879 | 2068.9905 | 2067.4146
NPgN | GSP | NPg Best View | Total Baseline Demand Consumption (GWh) | OFFERTON | NPg Best View (Not in FES) | Dem_BB008 | GWh | NPgN | Offerton |  | 235.972 | 233.628 | 232.623 | 232.0549 | 230.3935 | 228.8532 | 227.4887 | 226.2264 | 225.0857 | 224.0858 | 222.916 | 221.8025 | 220.7334 | 219.6251 | 218.3088 | 217.0289 | 215.7979 | 214.6085 | 213.459 | 212.3419 | 211.2535 | 210.1903 | 209.1477 | 208.1232 | 207.114 | 206.1171 | 205.1296 | 204.1486 | 203.2527
NPgN | GSP | NPg Best View | Total Baseline Demand Consumption (GWh) | OSBALDWICK | NPg Best View (Not in FES) | Dem_BB008 | GWh | NPgN | Osbaldwick |  | 1269.0669 | 1257.1179 | 1255.426 | 1258.5682 | 1251.0042 | 1244.0059 | 1237.657 | 1231.7438 | 1226.4151 | 1221.7652 | 1216.3862 | 1211.1296 | 1206.0637 | 1200.8984 | 1194.6689 | 1188.5462 | 1182.5599 | 1176.8658 | 1171.4225 | 1166.1889 | 1161.1172 | 1156.1788 | 1151.3501 | 1146.6168 | 1141.9626 | 1137.3699 | 1132.8209 | 1128.2962 | 1124.1855
NPgN | GSP | NPg Best View | Total Baseline Demand Consumption (GWh) | POPPLETON | NPg Best View (Not in FES) | Dem_BB008 | GWh | NPgN | Poppleton |  | 223.8699 | 221.6437 | 220.9155 | 220.9944 | 222.3408 | 220.916 | 219.6053 | 218.383 | 217.2734 | 216.2996 | 215.1801 | 214.0684 | 213.0017 | 211.8291 | 210.1627 | 208.5055 | 206.8563 | 205.2836 | 203.7775 | 202.3217 | 200.9021 | 199.5131 | 198.146 | 196.7987 | 195.4682 | 194.1512 | 192.8445 | 191.5447 | 190.4196
NPgN | GSP | NPg Best View | Total Baseline Demand Consumption (GWh) | SALTHOLME | NPg Best View (Not in FES) | Dem_BB008 | GWh | NPgN | Saltholme |  | 496.5368 | 529.6436 | 534.3629 | 532.7532 | 531.0938 | 529.5348 | 528.0747 | 526.7073 | 525.4291 | 524.2379 | 523.1186 | 522.0747 | 521.1022 | 520.1852 | 519.2969 | 518.4675 | 517.6928 | 516.9684 | 516.2896 | 515.6519 | 515.0505 | 514.4806 | 513.9378 | 513.4172 | 512.914 | 512.4235 | 511.9405 | 511.4602 | 510.9885
NPgN | GSP | NPg Best View | Total Baseline Demand Consumption (GWh) | SOUTH SHIELDS | NPg Best View (Not in FES) | Dem_BB008 | GWh | NPgN | South Shields |  | 202.9047 | 201.0355 | 201.638 | 200.9158 | 199.5312 | 198.2375 | 197.0716 | 195.9878 | 194.9983 | 194.1182 | 193.1495 | 192.2265 | 191.3488 | 190.472 | 189.5389 | 188.6419 | 187.7821 | 186.955 | 186.1569 | 185.3841 | 184.6361 | 183.9026 | 183.1883 | 182.4907 | 181.8071 | 181.1347 | 180.4708 | 179.8127 | 179.1896
NPgN | GSP | NPg Best View | Total Baseline Demand Consumption (GWh) | SPADEADAM | NPg Best View (Not in FES) | Dem_BB008 | GWh | NPgN | Spadeadam - Not in NG FES |  | 33.0325 | 32.7027 | 32.4245 | 32.1617 | 31.918 | 31.6882 | 31.4798 | 31.2843 | 31.1044 | 30.943 | 30.7661 | 30.5978 | 30.4371 | 30.2781 | 30.1142 | 29.9563 | 29.8058 | 29.6613 | 29.5209 | 29.3851 | 29.2537 | 29.1256 | 29.0009 | 28.8789 | 28.7592 | 28.6415 | 28.5251 | 28.4095 | 28.2975
NPgN | GSP | NPg Best View | Total Baseline Demand Consumption (GWh) | SPENNYMOOR | NPg Best View (Not in FES) | Dem_BB008 | GWh | NPgN | Spennymoor |  | 1077.5843 | 1070.7814 | 1076.7374 | 1094.2617 | 1106.3654 | 1102.4216 | 1099.0384 | 1096.0127 | 1093.4317 | 1091.3808 | 1088.8592 | 1086.5308 | 1084.4045 | 1082.1362 | 1078.97 | 1075.963 | 1073.1225 | 1070.4672 | 1067.9809 | 1065.6405 | 1063.4221 | 1061.294 | 1059.253 | 1057.2848 | 1055.3729 | 1053.4998 | 1051.6477 | 1049.7977 | 1048.2809
NPgN | GSP | NPg Best View | Total Baseline Demand Consumption (GWh) | STELLA NORTH | NPg Best View (Not in FES) | Dem_BB008 | GWh | NPgN | Stella North |  | 1073.2998 | 1062.4912 | 1070.5995 | 1071.7018 | 1067.3084 | 1060.3893 | 1054.1134 | 1048.2874 | 1042.9964 | 1038.3455 | 1033.0651 | 1027.9148 | 1022.9453 | 1017.887 | 1012.0053 | 1006.2163 | 1000.5239 | 995.0467 | 989.7909 | 984.7387 | 979.8473 | 975.0728 | 970.4026 | 965.8243 | 961.3235 | 956.8854 | 952.4951 | 948.1363 | 944.1214
NPgN | GSP | NPg Best View | Total Baseline Demand Consumption (GWh) | STELLA SOUTH | NPg Best View (Not in FES) | Dem_BB008 | GWh | NPgN | Stella South |  | 1059.3951 | 1050.7121 | 1065.3653 | 1069.634 | 1063.4945 | 1057.7518 | 1052.53 | 1047.6646 | 1044.2674 | 1040.2958 | 1036.0153 | 1031.9547 | 1028.105 | 1027.8581 | 1023.341 | 1018.9913 | 1014.8219 | 1010.831 | 1006.9976 | 1003.3064 | 999.7377 | 996.2667 | 992.8869 | 989.5853 | 986.3476 | 983.159 | 980.0045 | 976.8685 | 973.9938
NPgN | GSP | NPg Best View | Total Baseline Demand Consumption (GWh) | TYNEMOUTH | NPg Best View (Not in FES) | Dem_BB008 | GWh | NPgN | Tynemouth 1 |  | 766.2168 | 761.58 | 762.6746 | 763.6887 | 761.0174 | 758.6688 | 756.7642 | 755.1172 | 753.799 | 752.909 | 751.4499 | 750.0511 | 748.7631 | 747.3024 | 745.1359 | 743.0334 | 741.0176 | 739.1173 | 737.3163 | 735.6073 | 733.9719 | 732.3781 | 730.8385 | 729.3455 | 727.8901 | 726.4627 | 725.0534 | 723.6514 | 722.5075
NPgN | GSP | NPg Best View | Total Baseline Demand Consumption (GWh) | WEST BOLDON | NPg Best View (Not in FES) | Dem_BB008 | GWh | NPgN | West Boldon |  | 1091.2648 | 1082.5167 | 1089.4126 | 1093.6229 | 1087.5774 | 1082.0132 | 1077.1061 | 1072.5964 | 1068.563 | 1065.1034 | 1060.983 | 1057.0459 | 1053.2797 | 1049.3713 | 1044.7156 | 1040.1903 | 1035.8223 | 1031.616 | 1027.5543 | 1023.6204 | 1019.7989 | 1016.056 | 1012.3933 | 1008.8013 | 1005.2693 | 1001.7857 | 998.3392 | 994.918 | 991.8072
NPgY | GSP | NPg Best View | Total Baseline Demand Consumption (GWh) | BRADFORD WEST | NPg Best View (Not in FES) | Dem_BB008 | GWh | NPgY | Bradford West |  | 1789.7603 | 1780.1329 | 1782.9278 | 1779.1387 | 1767.4155 | 1756.5036 | 1746.8158 | 1737.8835 | 1729.8743 | 1722.9065 | 1714.9232 | 1707.3669 | 1700.208 | 1691.994 | 1679.9483 | 1668.2946 | 1657.0589 | 1646.1815 | 1635.5878 | 1625.2692 | 1615.1888 | 1605.2708 | 1595.5156 | 1585.909 | 1576.4295 | 1567.0531 | 1557.756 | 1548.5106 | 1540.657
NPgY | GSP | NPg Best View | Total Baseline Demand Consumption (GWh) | CAMBLESFORTH | NPg Best View (Not in FES) | Dem_BB008 | GWh | NPgY | Camblesforth |  | 227.1972 | 232.7261 | 239.161 | 239.2701 | 239.439 | 239.6551 | 239.9533 | 240.3071 | 240.7203 | 241.2053 | 241.6148 | 242.0584 | 242.5345 | 242.9799 | 243.2839 | 243.6142 | 243.9788 | 244.3738 | 244.7856 | 245.216 | 245.6642 | 246.1226 | 246.5898 | 247.0632 | 247.5397 | 248.0157 | 248.4874 | 248.9505 | 249.4546
NPgY | GSP | NPg Best View | Total Baseline Demand Consumption (GWh) | CREYKE BECK | NPg Best View (Not in FES) | Dem_BB008 | GWh | NPgY | Creyke Beck |  | 1829.7788 | 1850.0194 | 1860.0405 | 1861.092 | 1854.3288 | 1848.2622 | 1843.2833 | 1838.9601 | 1835.4176 | 1832.8104 | 1829.2084 | 1825.9405 | 1823.0193 | 1819.8089 | 1815.0585 | 1810.5492 | 1806.3642 | 1802.5047 | 1798.8971 | 1795.5269 | 1792.3629 | 1789.3478 | 1786.4637 | 1783.6893 | 1780.9996 | 1778.3674 | 1775.7647 | 1773.1599 | 1771.1098
NPgY | GSP | NPg Best View | Total Baseline Demand Consumption (GWh) | DRAX | NPg Best View (Not in FES) | Dem_BB008 | GWh | NPgY | Drax |  | 497.4054 | 504.3364 | 505.3969 | 506.1253 | 511.8342 | 512.786 | 513.9013 | 515.1391 | 516.5125 | 518.025 | 519.4841 | 521.0229 | 522.6372 | 524.2912 | 525.9309 | 527.6589 | 529.4725 | 531.3445 | 533.2533 | 535.2035 | 537.1943 | 539.2085 | 541.2461 | 543.2988 | 545.3573 | 547.4113 | 549.4498 | 551.4585 | 553.4532
NPgY | GSP | NPg Best View | Total Baseline Demand Consumption (GWh) | ELLAND | NPg Best View (Not in FES) | Dem_BB008 | GWh | NPgY | Elland |  | 1520.7898 | 1527.4707 | 1528.6753 | 1520.0458 | 1509.965 | 1500.5942 | 1492.2239 | 1484.4998 | 1477.5074 | 1471.3862 | 1464.5328 | 1458.085 | 1451.993 | 1504.6929 | 1496.3629 | 1488.3676 | 1480.7271 | 1473.3824 | 1466.2933 | 1459.4322 | 1452.7914 | 1446.3044 | 1439.9601 | 1433.7417 | 1427.6284 | 1421.5984 | 1415.6294 | 1409.6974 | 1404.4852
NPgY | GSP | NPg Best View | Total Baseline Demand Consumption (GWh) | FERRYBRIDGE A | NPg Best View (Not in FES) | Dem_BB008 | GWh | NPgY | Ferrybridge A |  | 555.6336 | 596.5928 | 603.9389 | 607.3859 | 607.5643 | 607.8825 | 608.4201 | 609.0933 | 609.9459 | 611.0104 | 611.8158 | 612.7016 | 613.6523 | 614.5255 | 614.9909 | 615.5294 | 616.1429 | 616.8111 | 617.5169 | 618.256 | 619.0263 | 619.8085 | 620.6162 | 621.4431 | 622.2822 | 623.1255 | 623.9646 | 624.7893 | 625.7392
NPgY | GSP | NPg Best View | Total Baseline Demand Consumption (GWh) | FERRYBRIDGE B | NPg Best View (Not in FES) | Dem_BB008 | GWh | NPgY | Ferrybridge B (_M) |  | 1512.0304 | 1530.3368 | 1540.5198 | 1552.7779 | 1548.7551 | 1545.3131 | 1542.5857 | 1540.3501 | 1555.1096 | 1554.1044 | 1552.6023 | 1551.3682 | 1550.3992 | 1593.967 | 1590.062 | 1586.4073 | 1582.998 | 1579.8367 | 1576.8777 | 1574.1006 | 1571.4906 | 1568.9887 | 1566.5968 | 1564.2974 | 1562.0679 | 1559.8829 | 1557.7165 | 1555.5383 | 1554.1545
NPgY | GSP | NPg Best View | Total Baseline Demand Consumption (GWh) | GRIMSBY WEST | NPg Best View (Not in FES) | Dem_BB008 | GWh | NPgY | Grimsby West |  | 910.1088 | 922.9438 | 920.3099 | 914.3202 | 908.7511 | 903.5526 | 898.8368 | 894.4333 | 890.4222 | 886.8297 | 883.0104 | 879.421 | 876.0321 | 872.7262 | 869.2395 | 865.9191 | 862.7885 | 859.8131 | 856.9725 | 854.2411 | 851.6205 | 849.0809 | 846.6171 | 844.2175 | 841.87 | 839.5623 | 837.2818 | 835.0156 | 832.8673
NPgY | GSP | NPg Best View | Total Baseline Demand Consumption (GWh) | JORDANTHORPE | NPg Best View (Not in FES) | Dem_BB008 | GWh | NPgY | Jordanthorpe |  | 257.9903 | 260.0258 | 260.422 | 260.1596 | 259.9618 | 259.834 | 259.7987 | 259.8118 | 259.9222 | 260.1445 | 260.1515 | 260.1435 | 260.1418 | 259.9673 | 259.1966 | 258.4351 | 257.6644 | 256.9191 | 256.1908 | 255.4793 | 254.7823 | 254.0887 | 253.4014 | 252.7204 | 252.0449 | 251.373 | 250.7029 | 250.0304 | 249.5452
NPgY | GSP | NPg Best View | Total Baseline Demand Consumption (GWh) | KEADBY | NPg Best View (Not in FES) | Dem_BB008 | GWh | NPgY | Keadby |  | 1661.3692 | 1666.89 | 1681.3607 | 1691.2994 | 1694.9781 | 1698.8292 | 1703.09 | 1707.5341 | 1712.2564 | 1717.3525 | 1721.8446 | 1726.4487 | 1731.1556 | 1735.6169 | 1739.2922 | 1743.0767 | 1746.9928 | 1751.0009 | 1755.035 | 1759.1279 | 1763.2787 | 1767.4465 | 1771.6302 | 1775.8194 | 1780.0012 | 1784.1594 | 1788.2772 | 1792.3313 | 1796.5872
NPgY | GSP | NPg Best View | Total Baseline Demand Consumption (GWh) | KIRKSTALL B | NPg Best View (Not in FES) | Dem_BB008 | GWh | NPgY | Kirkstall B |  | 1064.9952 | 1088.9009 | 1099.5902 | 1103.962 | 1096.863 | 1090.3504 | 1084.461 | 1079.0065 | 1074.086 | 1069.7502 | 1064.8613 | 1060.1309 | 1055.6024 | 1050.9461 | 1045.3215 | 1039.8104 | 1034.4294 | 1029.2718 | 1024.3196 | 1019.538 | 1014.9135 | 1010.4155 | 1006.0175 | 1001.7075 | 997.4714 | 993.2944 | 989.1617 | 985.057 | 981.3311
NPgY | GSP | NPg Best View | Total Baseline Demand Consumption (GWh) | NEEPSEND | NPg Best View (Not in FES) | Dem_BB008 | GWh | NPgY | Neepsend |  | 387.5273 | 388.5584 | 392.5883 | 390.2286 | 388.0744 | 386.1227 | 384.3884 | 382.8036 | 381.4285 | 380.2853 | 378.8834 | 377.5179 | 376.2163 | 374.8161 | 372.9073 | 371.0272 | 369.167 | 367.3805 | 365.6647 | 364.0047 | 362.391 | 360.8103 | 359.2632 | 357.7459 | 356.2538 | 354.7818 | 353.3248 | 351.8767 | 350.6137
NPgY | GSP | NPg Best View | Total Baseline Demand Consumption (GWh) | NORTON LEES | NPg Best View (Not in FES) | Dem_BB008 | GWh | NPgY | Norton Lees |  | 240.6551 | 238.9655 | 237.9562 | 237.0858 | 236.3615 | 235.775 | 235.3466 | 235.006 | 234.8103 | 234.784 | 234.4628 | 234.1315 | 233.8178 | 233.2661 | 231.8898 | 230.511 | 229.1231 | 227.7775 | 226.4742 | 225.2013 | 223.9513 | 222.7115 | 221.487 | 220.2773 | 219.0806 | 217.8946 | 216.7169 | 215.5445 | 214.6454
NPgY | GSP | NPg Best View | Total Baseline Demand Consumption (GWh) | PITSMOOR 3/4 | NPg Best View (Not in FES) | Dem_BB008 | GWh | NPgY | Pitsmoor |  | 247.2368 | 259.4341 | 261.1667 | 259.4643 | 257.8934 | 256.4467 | 255.1288 | 253.9053 | 252.8006 | 251.8232 | 250.7558 | 249.7269 | 248.7474 | 247.7394 | 246.5111 | 245.3118 | 244.1378 | 243.0114 | 241.9309 | 240.8877 | 239.876 | 238.8888 | 237.9253 | 236.9825 | 236.0572 | 235.1458 | 234.2449 | 233.3509 | 232.5448
NPgY | GSP | NPg Best View | Total Baseline Demand Consumption (GWh) | SALTEND NORTH | NPg Best View (Not in FES) | Dem_BB008 | GWh | NPgY | Saltend North |  | 352.5238 | 354.3339 | 353.1128 | 352.0093 | 351.034 | 350.1711 | 349.4697 | 348.8667 | 348.3835 | 348.0412 | 347.5746 | 347.1601 | 346.8007 | 346.4382 | 345.9537 | 345.5079 | 345.1082 | 344.7551 | 344.4427 | 344.1668 | 343.9217 | 343.7008 | 343.5001 | 343.316 | 343.1442 | 342.9803 | 342.8199 | 342.6579 | 342.5439
NPgY | GSP | NPg Best View | Total Baseline Demand Consumption (GWh) | SHEFFIELD CITY | NPg Best View (Not in FES) | Dem_BB008 | GWh | NPgY | Sheffield City |  | 374.0728 | 383.1677 | 390.5433 | 391.7066 | 388.7222 | 385.9229 | 383.3173 | 380.867 | 378.5976 | 376.5175 | 374.3758 | 372.3192 | 370.3563 | 368.3595 | 366.0396 | 363.7875 | 361.5947 | 359.4819 | 357.4441 | 355.4703 | 353.5523 | 351.6792 | 349.8478 | 348.0529 | 346.2885 | 344.5483 | 342.8263 | 341.116 | 339.5423
NPgY | GSP | NPg Best View | Total Baseline Demand Consumption (GWh) | SKELTON GRANGE | NPg Best View (Not in FES) | Dem_BB008 | GWh | NPgY | Skelton Grange |  | 2558.1802 | 2636.8708 | 2650.991 | 2645.5059 | 2629.4232 | 2614.6106 | 2601.3427 | 2589.1226 | 2578.1398 | 2568.5588 | 2557.7343 | 2547.402 | 2537.6017 | 2569.8971 | 2554.9949 | 2540.5123 | 2526.4807 | 2512.9746 | 2499.9367 | 2487.3052 | 2475.0407 | 2463.0402 | 2451.2798 | 2439.7333 | 2428.3662 | 2417.1412 | 2406.0213 | 2394.9652 | 2385.4228
NPgY | GSP | NPg Best View | Total Baseline Demand Consumption (GWh) | TEMPLEBOROUGH 275/33KV | NPg Best View (Not in FES) | Dem_BB008 | GWh | NPgY | Templeborough |  | 45.2236 | 45.101 | 45.0207 | 44.9521 | 44.8978 | 44.856 | 44.8322 | 44.8204 | 44.8228 | 44.8417 | 44.8475 | 44.8608 | 44.8811 | 44.8886 | 44.8491 | 44.8165 | 44.7905 | 44.7701 | 44.7539 | 44.7417 | 44.733 | 44.7264 | 44.722 | 44.7194 | 44.718 | 44.7173 | 44.7167 | 44.7154 | 44.7305
NPgY | GSP | NPg Best View | Total Baseline Demand Consumption (GWh) | THURCROFT | NPg Best View (Not in FES) | Dem_BB008 | GWh | NPgY | Thurcroft |  | 732.9746 | 759.4036 | 764.532 | 774.9173 | 773.4378 | 772.1919 | 771.313 | 770.6762 | 770.3424 | 770.368 | 770.0013 | 769.7558 | 769.6331 | 895.8632 | 894.2252 | 892.7049 | 891.304 | 890.0099 | 888.795 | 887.6544 | 886.5803 | 885.5408 | 884.5449 | 883.5858 | 882.6542 | 881.7396 | 880.8314 | 879.9171 | 879.4092
NPgY | GSP | NPg Best View | Total Baseline Demand Consumption (GWh) | WEST MELTON / THORPE MARSH | NPg Best View (Not in FES) | Dem_BB008 | GWh | NPgY | Thorpe Marsh |  | 2195.7607 | 2221.3318 | 2229.1001 | 2226.4849 | 2219.3823 | 2231.1972 | 2225.9808 | 2221.562 | 2218.0279 | 2215.4919 | 2212.4177 | 2209.8436 | 2207.7385 | 2259.2917 | 2254.9743 | 2251.0716 | 2247.5936 | 2244.4774 | 2241.6634 | 2239.1149 | 2236.8042 | 2234.6588 | 2232.6828 | 2230.8455 | 2229.1111 | 2227.4417 | 2225.7985 | 2224.1403 | 2223.1759
NPgY | GSP | NPg Best View | Total Baseline Demand Consumption (GWh) | WEST MELTON SECTION 3 | NPg Best View (Not in FES) | Dem_BB008 | GWh | NPgY | West Melton |  | 1097.7423 | 1109.9028 | 1113.2175 | 1115.9316 | 1116.2314 | 1116.7958 | 1117.8659 | 1119.1723 | 1120.8413 | 1122.9933 | 1124.1866 | 1125.4572 | 1126.7736 | 1163.3716 | 1162.289 | 1161.2905 | 1160.3835 | 1159.5394 | 1158.7233 | 1157.9277 | 1157.1547 | 1156.3659 | 1155.6025 | 1154.8624 | 1154.1401 | 1153.428 | 1152.7184 | 1152.0002 | 1151.8726
NPgY | GSP | NPg Best View | Total Baseline Demand Consumption (GWh) | WINCOBANK | NPg Best View (Not in FES) | Dem_BB008 | GWh | NPgY | Wincobank |  | 208.5319 | 232.3191 | 231.6626 | 238.57 | 236.9854 | 235.4876 | 234.0875 | 232.7723 | 231.5433 | 230.4026 | 229.2871 | 228.2356 | 227.2447 | 226.1962 | 224.8705 | 223.5992 | 222.3787 | 221.2039 | 220.069 | 218.9704 | 217.9046 | 216.8642 | 215.8474 | 214.8512 | 213.8718 | 212.9051 | 211.9474 | 210.9947 | 210.1513
NPgN | GSP | NG FES - Consumer Transformation | Total Baseline Demand Consumption (GWh) | BLYTH 66kV | Consumer Transformation | Dem_BB008 | GWh | NPgN | Blyth 66kV |  | 687.8525 | 683.514 | 686.5194 | 688.9819 | 687.1779 | 684.5842 | 682.3461 | 680.2854 | 678.4714 | 676.9771 | 675.0567 | 673.2236 | 671.4788 | 669.5737 | 667.0944 | 664.6667 | 662.3322 | 660.0834 | 657.9014 | 655.7884 | 653.7334 | 651.7171 | 649.7448 | 647.8114 | 645.9106 | 644.0359 | 642.1805 | 640.3372 | 638.7099
NPgN | GSP | NG FES - Consumer Transformation | Total Baseline Demand Consumption (GWh) | BLYTH 132kV | Consumer Transformation | Dem_BB008 | GWh | NPgN | Blyth 132kV |  | 264.9371 | 263.4501 | 267.4966 | 271.9111 | 270.2803 | 268.7425 | 267.3579 | 266.0618 | 264.8751 | 263.8225 | 262.6398 | 261.5146 | 260.4397 | 259.3495 | 258.1541 | 256.997 | 255.8909 | 254.8261 | 253.789 | 252.7844 | 251.8088 | 250.8558 | 249.9249 | 249.0131 | 248.1176 | 247.2349 | 246.3617 | 245.4938 | 244.6748
NPgN | GSP | NG FES - Consumer Transformation | Total Baseline Demand Consumption (GWh) | FOURSTONES | Consumer Transformation | Dem_BB008 | GWh | NPgN | Fourstones |  | 87.4543 | 86.5545 | 85.7773 | 85.0421 | 84.3553 | 83.7074 | 83.1136 | 82.555 | 82.0369 | 81.5653 | 81.0657 | 80.5896 | 80.1349 | 79.6703 | 79.144 | 78.6365 | 78.1483 | 77.6769 | 77.2175 | 76.7715 | 76.3375 | 75.9133 | 75.4981 | 75.0907 | 74.69 | 74.2945 | 73.903 | 73.5137 | 73.1509
NPgN | GSP | NG FES - Consumer Transformation | Total Baseline Demand Consumption (GWh) | HARTMOOR | Consumer Transformation | Dem_BB008 | GWh | NPgN | Hart Moor |  | 435.9361 | 432.2841 | 449.3254 | 449.0727 | 449.0595 | 446.4789 | 444.1419 | 441.9629 | 439.9588 | 438.1741 | 436.2423 | 434.4067 | 432.6642 | 430.6309 | 427.5713 | 424.5922 | 421.7002 | 418.8893 | 416.1452 | 413.4664 | 410.8367 | 408.2481 | 405.6999 | 403.1885 | 400.7083 | 398.2533 | 395.8178 | 393.3955 | 391.3394
NPgN | GSP | NG FES - Consumer Transformation | Total Baseline Demand Consumption (GWh) | HAWTHORN PIT GRID | Consumer Transformation | Dem_BB008 | GWh | NPgN | Hawthorn Pit |  | 517.2734 | 514.7112 | 518.4853 | 520.5295 | 517.639 | 514.9462 | 512.5256 | 510.2876 | 508.2689 | 506.503 | 504.5243 | 502.6532 | 500.8837 | 499.095 | 497.0208 | 495.0261 | 493.1211 | 491.3065 | 489.577 | 487.9192 | 486.3222 | 484.7751 | 483.2722 | 481.8067 | 480.3711 | 478.9576 | 477.5583 | 476.1651 | 474.894
NPgN | GSP | NG FES - Consumer Transformation | Total Baseline Demand Consumption (GWh) | KNARESBOROUGH | Consumer Transformation | Dem_BB008 | GWh | NPgN | Knaresborough |  | 837.2368 | 832.2517 | 835.7853 | 839.007 | 835.6669 | 836.58 | 833.985 | 831.6461 | 829.6357 | 828.0361 | 826.1961 | 824.568 | 823.1085 | 821.5655 | 819.5909 | 817.7657 | 816.1318 | 814.6275 | 813.2364 | 811.9419 | 810.7474 | 809.6237 | 808.5588 | 807.5424 | 806.5627 | 805.6075 | 804.6643 | 803.7197 | 802.9584
NPgN | GSP | NG FES - Consumer Transformation | Total Baseline Demand Consumption (GWh) | LACKENBY | Consumer Transformation | Dem_BB008 | GWh | NPgN | Lackenby |  | 1011.7679 | 1006.9237 | 1009.011 | 1006.7394 | 1007.1343 | 1004.4835 | 1002.2449 | 1000.202 | 998.4184 | 996.9775 | 995.0596 | 993.257 | 991.5499 | 989.5634 | 986.5074 | 983.5407 | 980.682 | 977.9131 | 975.2294 | 972.617 | 970.074 | 967.5661 | 965.1026 | 962.6788 | 960.288 | 957.923 | 955.5763 | 953.2403 | 951.274
NPgN | GSP | NG FES - Consumer Transformation | Total Baseline Demand Consumption (GWh) | NORTON | Consumer Transformation | Dem_BB008 | GWh | NPgN | Norton |  | 2015.8019 | 2010.0261 | 2050.542 | 2052.7372 | 2048.472 | 2044.9038 | 2042.4423 | 2040.5803 | 2051.0654 | 2050.9646 | 2049.8114 | 2049.0903 | 2048.7136 | 2117.5471 | 2112.5487 | 2107.8855 | 2103.6094 | 2099.6568 | 2095.9692 | 2092.4971 | 2089.2321 | 2086.0994 | 2083.0901 | 2080.1836 | 2077.3518 | 2074.5639 | 2071.7879 | 2068.9905 | 2067.4146
NPgN | GSP | NG FES - Consumer Transformation | Total Baseline Demand Consumption (GWh) | OFFERTON | Consumer Transformation | Dem_BB008 | GWh | NPgN | Offerton |  | 235.972 | 233.628 | 232.623 | 232.0549 | 230.3935 | 228.8532 | 227.4887 | 226.2264 | 225.0857 | 224.0858 | 222.916 | 221.8025 | 220.7334 | 219.6251 | 218.3088 | 217.0289 | 215.7979 | 214.6085 | 213.459 | 212.3419 | 211.2535 | 210.1903 | 209.1477 | 208.1232 | 207.114 | 206.1171 | 205.1296 | 204.1486 | 203.2527
NPgN | GSP | NG FES - Consumer Transformation | Total Baseline Demand Consumption (GWh) | OSBALDWICK | Consumer Transformation | Dem_BB008 | GWh | NPgN | Osbaldwick |  | 1269.0669 | 1257.1179 | 1255.426 | 1258.5682 | 1251.0042 | 1244.0059 | 1237.657 | 1231.7438 | 1226.4151 | 1221.7652 | 1216.3862 | 1211.1296 | 1206.0637 | 1200.8984 | 1194.6689 | 1188.5462 | 1182.5599 | 1176.8658 | 1171.4225 | 1166.1889 | 1161.1172 | 1156.1788 | 1151.3501 | 1146.6168 | 1141.9626 | 1137.3699 | 1132.8209 | 1128.2962 | 1124.1855
NPgN | GSP | NG FES - Consumer Transformation | Total Baseline Demand Consumption (GWh) | POPPLETON | Consumer Transformation | Dem_BB008 | GWh | NPgN | Poppleton |  | 223.8699 | 221.6437 | 220.9155 | 220.9944 | 222.3408 | 220.916 | 219.6053 | 218.383 | 217.2734 | 216.2996 | 215.1801 | 214.0684 | 213.0017 | 211.8291 | 210.1627 | 208.5055 | 206.8563 | 205.2836 | 203.7775 | 202.3217 | 200.9021 | 199.5131 | 198.146 | 196.7987 | 195.4682 | 194.1512 | 192.8445 | 191.5447 | 190.4196
NPgN | GSP | NG FES - Consumer Transformation | Total Baseline Demand Consumption (GWh) | SALTHOLME | Consumer Transformation | Dem_BB008 | GWh | NPgN | Saltholme |  | 496.5368 | 529.6436 | 534.3629 | 532.7532 | 531.0938 | 529.5348 | 528.0747 | 526.7073 | 525.4291 | 524.2379 | 523.1186 | 522.0747 | 521.1022 | 520.1852 | 519.2969 | 518.4675 | 517.6928 | 516.9684 | 516.2896 | 515.6519 | 515.0505 | 514.4806 | 513.9378 | 513.4172 | 512.914 | 512.4235 | 511.9405 | 511.4602 | 510.9885
NPgN | GSP | NG FES - Consumer Transformation | Total Baseline Demand Consumption (GWh) | SOUTH SHIELDS | Consumer Transformation | Dem_BB008 | GWh | NPgN | South Shields |  | 202.9047 | 201.0355 | 201.638 | 200.9158 | 199.5312 | 198.2375 | 197.0716 | 195.9878 | 194.9983 | 194.1182 | 193.1495 | 192.2265 | 191.3488 | 190.472 | 189.5389 | 188.6419 | 187.7821 | 186.955 | 186.1569 | 185.3841 | 184.6361 | 183.9026 | 183.1883 | 182.4907 | 181.8071 | 181.1347 | 180.4708 | 179.8127 | 179.1896
NPgN | GSP | NG FES - Consumer Transformation | Total Baseline Demand Consumption (GWh) | SPADEADAM | Consumer Transformation | Dem_BB008 | GWh | NPgN | Spadeadam - Not in NG FES |  | 33.0325 | 32.7027 | 32.4245 | 32.1617 | 31.918 | 31.6882 | 31.4798 | 31.2843 | 31.1044 | 30.943 | 30.7661 | 30.5978 | 30.4371 | 30.2781 | 30.1142 | 29.9563 | 29.8058 | 29.6613 | 29.5209 | 29.3851 | 29.2537 | 29.1256 | 29.0009 | 28.8789 | 28.7592 | 28.6415 | 28.5251 | 28.4095 | 28.2975
NPgN | GSP | NG FES - Consumer Transformation | Total Baseline Demand Consumption (GWh) | SPENNYMOOR | Consumer Transformation | Dem_BB008 | GWh | NPgN | Spennymoor |  | 1077.5843 | 1070.7814 | 1076.7374 | 1094.2617 | 1106.3654 | 1102.4216 | 1099.0384 | 1096.0127 | 1093.4317 | 1091.3808 | 1088.8592 | 1086.5308 | 1084.4045 | 1082.1362 | 1078.97 | 1075.963 | 1073.1225 | 1070.4672 | 1067.9809 | 1065.6405 | 1063.4221 | 1061.294 | 1059.253 | 1057.2848 | 1055.3729 | 1053.4998 | 1051.6477 | 1049.7977 | 1048.2809
NPgN | GSP | NG FES - Consumer Transformation | Total Baseline Demand Consumption (GWh) | STELLA NORTH | Consumer Transformation | Dem_BB008 | GWh | NPgN | Stella North |  | 1073.2998 | 1062.4912 | 1070.5995 | 1071.7018 | 1067.3084 | 1060.3893 | 1054.1134 | 1048.2874 | 1042.9964 | 1038.3455 | 1033.0651 | 1027.9148 | 1022.9453 | 1017.887 | 1012.0053 | 1006.2163 | 1000.5239 | 995.0467 | 989.7909 | 984.7387 | 979.8473 | 975.0728 | 970.4026 | 965.8243 | 961.3235 | 956.8854 | 952.4951 | 948.1363 | 944.1214
NPgN | GSP | NG FES - Consumer Transformation | Total Baseline Demand Consumption (GWh) | STELLA SOUTH | Consumer Transformation | Dem_BB008 | GWh | NPgN | Stella South |  | 1059.3951 | 1050.7121 | 1065.3653 | 1069.634 | 1063.4945 | 1057.7518 | 1052.53 | 1047.6646 | 1044.2674 | 1040.2958 | 1036.0153 | 1031.9547 | 1028.105 | 1027.8581 | 1023.341 | 1018.9913 | 1014.8219 | 1010.831 | 1006.9976 | 1003.3064 | 999.7377 | 996.2667 | 992.8869 | 989.5853 | 986.3476 | 983.159 | 980.0045 | 976.8685 | 973.9938
NPgN | GSP | NG FES - Consumer Transformation | Total Baseline Demand Consumption (GWh) | TYNEMOUTH | Consumer Transformation | Dem_BB008 | GWh | NPgN | Tynemouth 1 |  | 766.2168 | 761.58 | 762.6746 | 763.6887 | 761.0174 | 758.6688 | 756.7642 | 755.1172 | 753.799 | 752.909 | 751.4499 | 750.0511 | 748.7631 | 747.3024 | 745.1359 | 743.0334 | 741.0176 | 739.1173 | 737.3163 | 735.6073 | 733.9719 | 732.3781 | 730.8385 | 729.3455 | 727.8901 | 726.4627 | 725.0534 | 723.6514 | 722.5075
NPgN | GSP | NG FES - Consumer Transformation | Total Baseline Demand Consumption (GWh) | WEST BOLDON | Consumer Transformation | Dem_BB008 | GWh | NPgN | West Boldon |  | 1091.2648 | 1082.5167 | 1089.4126 | 1093.6229 | 1087.5774 | 1082.0132 | 1077.1061 | 1072.5964 | 1068.563 | 1065.1034 | 1060.983 | 1057.0459 | 1053.2797 | 1049.3713 | 1044.7156 | 1040.1903 | 1035.8223 | 1031.616 | 1027.5543 | 1023.6204 | 1019.7989 | 1016.056 | 1012.3933 | 1008.8013 | 1005.2693 | 1001.7857 | 998.3392 | 994.918 | 991.8072
NPgY | GSP | NG FES - Consumer Transformation | Total Baseline Demand Consumption (GWh) | BRADFORD WEST | Consumer Transformation | Dem_BB008 | GWh | NPgY | Bradford West |  | 1789.7603 | 1780.1329 | 1782.9278 | 1779.1387 | 1767.4155 | 1756.5036 | 1746.8158 | 1737.8835 | 1729.8743 | 1722.9065 | 1714.9232 | 1707.3669 | 1700.208 | 1691.994 | 1679.9483 | 1668.2946 | 1657.0589 | 1646.1815 | 1635.5878 | 1625.2692 | 1615.1888 | 1605.2708 | 1595.5156 | 1585.909 | 1576.4295 | 1567.0531 | 1557.756 | 1548.5106 | 1540.657
NPgY | GSP | NG FES - Consumer Transformation | Total Baseline Demand Consumption (GWh) | CAMBLESFORTH | Consumer Transformation | Dem_BB008 | GWh | NPgY | Camblesforth |  | 227.1972 | 232.7261 | 239.161 | 239.2701 | 239.439 | 239.6551 | 239.9533 | 240.3071 | 240.7203 | 241.2053 | 241.6148 | 242.0584 | 242.5345 | 242.9799 | 243.2839 | 243.6142 | 243.9788 | 244.3738 | 244.7856 | 245.216 | 245.6642 | 246.1226 | 246.5898 | 247.0632 | 247.5397 | 248.0157 | 248.4874 | 248.9505 | 249.4546
NPgY | GSP | NG FES - Consumer Transformation | Total Baseline Demand Consumption (GWh) | CREYKE BECK | Consumer Transformation | Dem_BB008 | GWh | NPgY | Creyke Beck |  | 1829.7788 | 1850.0194 | 1860.0405 | 1861.092 | 1854.3288 | 1848.2622 | 1843.2833 | 1838.9601 | 1835.4176 | 1832.8104 | 1829.2084 | 1825.9405 | 1823.0193 | 1819.8089 | 1815.0585 | 1810.5492 | 1806.3642 | 1802.5047 | 1798.8971 | 1795.5269 | 1792.3629 | 1789.3478 | 1786.4637 | 1783.6893 | 1780.9996 | 1778.3674 | 1775.7647 | 1773.1599 | 1771.1098
NPgY | GSP | NG FES - Consumer Transformation | Total Baseline Demand Consumption (GWh) | DRAX | Consumer Transformation | Dem_BB008 | GWh | NPgY | Drax |  | 497.4054 | 504.3364 | 505.3969 | 506.1253 | 511.8342 | 512.786 | 513.9013 | 515.1391 | 516.5125 | 518.025 | 519.4841 | 521.0229 | 522.6372 | 524.2912 | 525.9309 | 527.6589 | 529.4725 | 531.3445 | 533.2533 | 535.2035 | 537.1943 | 539.2085 | 541.2461 | 543.2988 | 545.3573 | 547.4113 | 549.4498 | 551.4585 | 553.4532
NPgY | GSP | NG FES - Consumer Transformation | Total Baseline Demand Consumption (GWh) | ELLAND | Consumer Transformation | Dem_BB008 | GWh | NPgY | Elland |  | 1520.7898 | 1527.4707 | 1528.6753 | 1520.0458 | 1509.965 | 1500.5942 | 1492.2239 | 1484.4998 | 1477.5074 | 1471.3862 | 1464.5328 | 1458.085 | 1451.993 | 1504.6929 | 1496.3629 | 1488.3676 | 1480.7271 | 1473.3824 | 1466.2933 | 1459.4322 | 1452.7914 | 1446.3044 | 1439.9601 | 1433.7417 | 1427.6284 | 1421.5984 | 1415.6294 | 1409.6974 | 1404.4852
NPgY | GSP | NG FES - Consumer Transformation | Total Baseline Demand Consumption (GWh) | FERRYBRIDGE A | Consumer Transformation | Dem_BB008 | GWh | NPgY | Ferrybridge A |  | 555.6336 | 596.5928 | 603.9389 | 607.3859 | 607.5643 | 607.8825 | 608.4201 | 609.0933 | 609.9459 | 611.0104 | 611.8158 | 612.7016 | 613.6523 | 614.5255 | 614.9909 | 615.5294 | 616.1429 | 616.8111 | 617.5169 | 618.256 | 619.0263 | 619.8085 | 620.6162 | 621.4431 | 622.2822 | 623.1255 | 623.9646 | 624.7893 | 625.7392
NPgY | GSP | NG FES - Consumer Transformation | Total Baseline Demand Consumption (GWh) | FERRYBRIDGE B | Consumer Transformation | Dem_BB008 | GWh | NPgY | Ferrybridge B (_M) |  | 1512.0304 | 1530.3368 | 1540.5198 | 1552.7779 | 1548.7551 | 1545.3131 | 1542.5857 | 1540.3501 | 1555.1096 | 1554.1044 | 1552.6023 | 1551.3682 | 1550.3992 | 1593.967 | 1590.062 | 1586.4073 | 1582.998 | 1579.8367 | 1576.8777 | 1574.1006 | 1571.4906 | 1568.9887 | 1566.5968 | 1564.2974 | 1562.0679 | 1559.8829 | 1557.7165 | 1555.5383 | 1554.1545
NPgY | GSP | NG FES - Consumer Transformation | Total Baseline Demand Consumption (GWh) | GRIMSBY WEST | Consumer Transformation | Dem_BB008 | GWh | NPgY | Grimsby West |  | 910.1088 | 922.9438 | 920.3099 | 914.3202 | 908.7511 | 903.5526 | 898.8368 | 894.4333 | 890.4222 | 886.8297 | 883.0104 | 879.421 | 876.0321 | 872.7262 | 869.2395 | 865.9191 | 862.7885 | 859.8131 | 856.9725 | 854.2411 | 851.6205 | 849.0809 | 846.6171 | 844.2175 | 841.87 | 839.5623 | 837.2818 | 835.0156 | 832.8673
NPgY | GSP | NG FES - Consumer Transformation | Total Baseline Demand Consumption (GWh) | JORDANTHORPE | Consumer Transformation | Dem_BB008 | GWh | NPgY | Jordanthorpe |  | 257.9903 | 260.0258 | 260.422 | 260.1596 | 259.9618 | 259.834 | 259.7987 | 259.8118 | 259.9222 | 260.1445 | 260.1515 | 260.1435 | 260.1418 | 259.9673 | 259.1966 | 258.4351 | 257.6644 | 256.9191 | 256.1908 | 255.4793 | 254.7823 | 254.0887 | 253.4014 | 252.7204 | 252.0449 | 251.373 | 250.7029 | 250.0304 | 249.5452
NPgY | GSP | NG FES - Consumer Transformation | Total Baseline Demand Consumption (GWh) | KEADBY | Consumer Transformation | Dem_BB008 | GWh | NPgY | Keadby |  | 1661.3692 | 1666.89 | 1681.3607 | 1691.2994 | 1694.9781 | 1698.8292 | 1703.09 | 1707.5341 | 1712.2564 | 1717.3525 | 1721.8446 | 1726.4487 | 1731.1556 | 1735.6169 | 1739.2922 | 1743.0767 | 1746.9928 | 1751.0009 | 1755.035 | 1759.1279 | 1763.2787 | 1767.4465 | 1771.6302 | 1775.8194 | 1780.0012 | 1784.1594 | 1788.2772 | 1792.3313 | 1796.5872
NPgY | GSP | NG FES - Consumer Transformation | Total Baseline Demand Consumption (GWh) | KIRKSTALL B | Consumer Transformation | Dem_BB008 | GWh | NPgY | Kirkstall B |  | 1064.9952 | 1088.9009 | 1099.5902 | 1103.962 | 1096.863 | 1090.3504 | 1084.461 | 1079.0065 | 1074.086 | 1069.7502 | 1064.8613 | 1060.1309 | 1055.6024 | 1050.9461 | 1045.3215 | 1039.8104 | 1034.4294 | 1029.2718 | 1024.3196 | 1019.538 | 1014.9135 | 1010.4155 | 1006.0175 | 1001.7075 | 997.4714 | 993.2944 | 989.1617 | 985.057 | 981.3311
NPgY | GSP | NG FES - Consumer Transformation | Total Baseline Demand Consumption (GWh) | NEEPSEND | Consumer Transformation | Dem_BB008 | GWh | NPgY | Neepsend |  | 387.5273 | 388.5584 | 392.5883 | 390.2286 | 388.0744 | 386.1227 | 384.3884 | 382.8036 | 381.4285 | 380.2853 | 378.8834 | 377.5179 | 376.2163 | 374.8161 | 372.9073 | 371.0272 | 369.167 | 367.3805 | 365.6647 | 364.0047 | 362.391 | 360.8103 | 359.2632 | 357.7459 | 356.2538 | 354.7818 | 353.3248 | 351.8767 | 350.6137
NPgY | GSP | NG FES - Consumer Transformation | Total Baseline Demand Consumption (GWh) | NORTON LEES | Consumer Transformation | Dem_BB008 | GWh | NPgY | Norton Lees |  | 240.6551 | 238.9655 | 237.9562 | 237.0858 | 236.3615 | 235.775 | 235.3466 | 235.006 | 234.8103 | 234.784 | 234.4628 | 234.1315 | 233.8178 | 233.2661 | 231.8898 | 230.511 | 229.1231 | 227.7775 | 226.4742 | 225.2013 | 223.9513 | 222.7115 | 221.487 | 220.2773 | 219.0806 | 217.8946 | 216.7169 | 215.5445 | 214.6454
NPgY | GSP | NG FES - Consumer Transformation | Total Baseline Demand Consumption (GWh) | PITSMOOR 3/4 | Consumer Transformation | Dem_BB008 | GWh | NPgY | Pitsmoor |  | 247.2368 | 259.4341 | 261.1667 | 259.4643 | 257.8934 | 256.4467 | 255.1288 | 253.9053 | 252.8006 | 251.8232 | 250.7558 | 249.7269 | 248.7474 | 247.7394 | 246.5111 | 245.3118 | 244.1378 | 243.0114 | 241.9309 | 240.8877 | 239.876 | 238.8888 | 237.9253 | 236.9825 | 236.0572 | 235.1458 | 234.2449 | 233.3509 | 232.5448
NPgY | GSP | NG FES - Consumer Transformation | Total Baseline Demand Consumption (GWh) | SALTEND NORTH | Consumer Transformation | Dem_BB008 | GWh | NPgY | Saltend North |  | 352.5238 | 354.3339 | 353.1128 | 352.0093 | 351.034 | 350.1711 | 349.4697 | 348.8667 | 348.3835 | 348.0412 | 347.5746 | 347.1601 | 346.8007 | 346.4382 | 345.9537 | 345.5079 | 345.1082 | 344.7551 | 344.4427 | 344.1668 | 343.9217 | 343.7008 | 343.5001 | 343.316 | 343.1442 | 342.9803 | 342.8199 | 342.6579 | 342.5439
NPgY | GSP | NG FES - Consumer Transformation | Total Baseline Demand Consumption (GWh) | SHEFFIELD CITY | Consumer Transformation | Dem_BB008 | GWh | NPgY | Sheffield City |  | 374.0728 | 383.1677 | 390.5433 | 391.7066 | 388.7222 | 385.9229 | 383.3173 | 380.867 | 378.5976 | 376.5175 | 374.3758 | 372.3192 | 370.3563 | 368.3595 | 366.0396 | 363.7875 | 361.5947 | 359.4819 | 357.4441 | 355.4703 | 353.5523 | 351.6792 | 349.8478 | 348.0529 | 346.2885 | 344.5483 | 342.8263 | 341.116 | 339.5423
NPgY | GSP | NG FES - Consumer Transformation | Total Baseline Demand Consumption (GWh) | SKELTON GRANGE | Consumer Transformation | Dem_BB008 | GWh | NPgY | Skelton Grange |  | 2558.1802 | 2636.8708 | 2650.991 | 2645.5059 | 2629.4232 | 2614.6106 | 2601.3427 | 2589.1226 | 2578.1398 | 2568.5588 | 2557.7343 | 2547.402 | 2537.6017 | 2569.8971 | 2554.9949 | 2540.5123 | 2526.4807 | 2512.9746 | 2499.9367 | 2487.3052 | 2475.0407 | 2463.0402 | 2451.2798 | 2439.7333 | 2428.3662 | 2417.1412 | 2406.0213 | 2394.9652 | 2385.4228
NPgY | GSP | NG FES - Consumer Transformation | Total Baseline Demand Consumption (GWh) | TEMPLEBOROUGH 275/33KV | Consumer Transformation | Dem_BB008 | GWh | NPgY | Templeborough |  | 45.2236 | 45.101 | 45.0207 | 44.9521 | 44.8978 | 44.856 | 44.8322 | 44.8204 | 44.8228 | 44.8417 | 44.8475 | 44.8608 | 44.8811 | 44.8886 | 44.8491 | 44.8165 | 44.7905 | 44.7701 | 44.7539 | 44.7417 | 44.733 | 44.7264 | 44.722 | 44.7194 | 44.718 | 44.7173 | 44.7167 | 44.7154 | 44.7305
NPgY | GSP | NG FES - Consumer Transformation | Total Baseline Demand Consumption (GWh) | THURCROFT | Consumer Transformation | Dem_BB008 | GWh | NPgY | Thurcroft |  | 732.9746 | 759.4036 | 764.532 | 774.9173 | 773.4378 | 772.1919 | 771.313 | 770.6762 | 770.3424 | 770.368 | 770.0013 | 769.7558 | 769.6331 | 895.8632 | 894.2252 | 892.7049 | 891.304 | 890.0099 | 888.795 | 887.6544 | 886.5803 | 885.5408 | 884.5449 | 883.5858 | 882.6542 | 881.7396 | 880.8314 | 879.9171 | 879.4092
NPgY | GSP | NG FES - Consumer Transformation | Total Baseline Demand Consumption (GWh) | WEST MELTON / THORPE MARSH | Consumer Transformation | Dem_BB008 | GWh | NPgY | Thorpe Marsh |  | 2195.7607 | 2221.3318 | 2229.1001 | 2226.4849 | 2219.3823 | 2231.1972 | 2225.9808 | 2221.562 | 2218.0279 | 2215.4919 | 2212.4177 | 2209.8436 | 2207.7385 | 2259.2917 | 2254.9743 | 2251.0716 | 2247.5936 | 2244.4774 | 2241.6634 | 2239.1149 | 2236.8042 | 2234.6588 | 2232.6828 | 2230.8455 | 2229.1111 | 2227.4417 | 2225.7985 | 2224.1403 | 2223.1759
NPgY | GSP | NG FES - Consumer Transformation | Total Baseline Demand Consumption (GWh) | WEST MELTON SECTION 3 | Consumer Transformation | Dem_BB008 | GWh | NPgY | West Melton |  | 1097.7423 | 1109.9028 | 1113.2175 | 1115.9316 | 1116.2314 | 1116.7958 | 1117.8659 | 1119.1723 | 1120.8413 | 1122.9933 | 1124.1866 | 1125.4572 | 1126.7736 | 1163.3716 | 1162.289 | 1161.2905 | 1160.3835 | 1159.5394 | 1158.7233 | 1157.9277 | 1157.1547 | 1156.3659 | 1155.6025 | 1154.8624 | 1154.1401 | 1153.428 | 1152.7184 | 1152.0002 | 1151.8726
NPgY | GSP | NG FES - Consumer Transformation | Total Baseline Demand Consumption (GWh) | WINCOBANK | Consumer Transformation | Dem_BB008 | GWh | NPgY | Wincobank |  | 208.5319 | 232.3191 | 231.6626 | 238.57 | 236.9854 | 235.4876 | 234.0875 | 232.7723 | 231.5433 | 230.4026 | 229.2871 | 228.2356 | 227.2447 | 226.1962 | 224.8705 | 223.5992 | 222.3787 | 221.2039 | 220.069 | 218.9704 | 217.9046 | 216.8642 | 215.8474 | 214.8512 | 213.8718 | 212.9051 | 211.9474 | 210.9947 | 210.1513
NPgN | GSP | NG FES - Falling Short | Total Baseline Demand Consumption (GWh) | BLYTH 66kV | Falling Short | Dem_BB008 | GWh | NPgN | Blyth 66kV |  | 687.8525 | 685.4958 | 690.4146 | 694.7714 | 694.84 | 694.0964 | 693.6813 | 693.4181 | 693.3787 | 693.6371 | 693.4485 | 693.3273 | 693.2758 | 693.2638 | 693.305 | 693.3685 | 693.5034 | 693.7039 | 693.9547 | 694.2576 | 694.6028 | 694.978 | 695.3861 | 695.8213 | 696.2774 | 696.7496 | 697.2266 | 697.7057 | 698.1889
NPgN | GSP | NG FES - Falling Short | Total Baseline Demand Consumption (GWh) | BLYTH 132kV | Falling Short | Dem_BB008 | GWh | NPgN | Blyth 132kV |  | 264.9371 | 264.441 | 269.4294 | 274.7771 | 274.0684 | 273.4406 | 272.9532 | 272.5409 | 272.2256 | 272.0323 | 271.6974 | 271.4091 | 271.1608 | 270.9367 | 270.7439 | 270.5739 | 270.4447 | 270.3474 | 270.2741 | 270.2257 | 270.1984 | 270.1877 | 270.1935 | 270.212 | 270.2393 | 270.2744 | 270.3114 | 270.3489 | 270.3875
NPgN | GSP | NG FES - Falling Short | Total Baseline Demand Consumption (GWh) | FOURSTONES | Falling Short | Dem_BB008 | GWh | NPgN | Fourstones |  | 87.4543 | 86.9462 | 86.5516 | 86.1938 | 85.8788 | 85.5974 | 85.3644 | 85.1611 | 84.9931 | 84.8669 | 84.7079 | 84.568 | 84.4452 | 84.3355 | 84.24 | 84.1566 | 84.0883 | 84.0326 | 83.9873 | 83.952 | 83.9254 | 83.906 | 83.8932 | 83.8856 | 83.8816 | 83.8806 | 83.8804 | 83.8803 | 83.8805
NPgN | GSP | NG FES - Falling Short | Total Baseline Demand Consumption (GWh) | HARTMOOR | Falling Short | Dem_BB008 | GWh | NPgN | Hart Moor |  | 435.9361 | 434.0277 | 452.7777 | 454.2146 | 455.871 | 454.9405 | 454.2249 | 453.6436 | 453.2172 | 452.9913 | 452.6002 | 452.288 | 452.0524 | 451.8861 | 451.7897 | 451.7416 | 451.7549 | 451.8254 | 451.9417 | 452.103 | 452.2948 | 452.5178 | 452.7691 | 453.0438 | 453.3369 | 453.6437 | 453.9545 | 454.2668 | 454.5818
NPgN | GSP | NG FES - Falling Short | Total Baseline Demand Consumption (GWh) | HAWTHORN PIT GRID | Falling Short | Dem_BB008 | GWh | NPgN | Hawthorn Pit |  | 517.2734 | 517.3922 | 523.5535 | 528.0067 | 527.5242 | 527.2285 | 527.1921 | 527.3171 | 527.6406 | 528.1976 | 528.5242 | 528.9424 | 529.4477 | 530.0467 | 530.7227 | 531.4592 | 532.2721 | 533.1631 | 534.1288 | 535.1562 | 536.2353 | 537.3589 | 538.5212 | 539.7154 | 540.9343 | 542.1716 | 543.4135 | 544.6563 | 545.9012
NPgN | GSP | NG FES - Falling Short | Total Baseline Demand Consumption (GWh) | KNARESBOROUGH | Falling Short | Dem_BB008 | GWh | NPgN | Knaresborough |  | 837.2368 | 836.3734 | 843.9177 | 851.141 | 851.7874 | 856.6704 | 858.025 | 859.6163 | 861.5192 | 863.8185 | 865.8646 | 868.1116 | 870.5178 | 873.0368 | 875.7215 | 878.5398 | 881.5407 | 884.6641 | 887.8986 | 891.2268 | 894.6534 | 898.1551 | 901.7196 | 905.3359 | 908.9927 | 912.68 | 916.3749 | 920.0716 | 923.772
NPgN | GSP | NG FES - Falling Short | Total Baseline Demand Consumption (GWh) | LACKENBY | Falling Short | Dem_BB008 | GWh | NPgN | Lackenby |  | 1011.7679 | 1009.3112 | 1013.5721 | 1013.4855 | 1016.0605 | 1015.578 | 1015.4867 | 1015.5683 | 1015.8892 | 1016.5342 | 1016.685 | 1016.9353 | 1017.2666 | 1017.688 | 1018.1599 | 1018.688 | 1019.301 | 1019.9825 | 1020.7324 | 1021.5363 | 1022.3937 | 1023.2796 | 1024.2011 | 1025.152 | 1026.1256 | 1027.117 | 1028.1137 | 1029.1128 | 1030.1164
NPgN | GSP | NG FES - Falling Short | Total Baseline Demand Consumption (GWh) | NORTON | Falling Short | Dem_BB008 | GWh | NPgN | Norton |  | 2015.8019 | 2020.6118 | 2071.5705 | 2084.2128 | 2090.3909 | 2097.2615 | 2105.2039 | 2113.7259 | 2134.5892 | 2144.8656 | 2154.0929 | 2163.7599 | 2173.7826 | 2254.3625 | 2265.0685 | 2276.0637 | 2287.4299 | 2299.1109 | 2311.0631 | 2323.2362 | 2335.6264 | 2348.191 | 2360.9134 | 2373.7672 | 2386.7247 | 2399.7615 | 2412.8199 | 2425.8854 | 2438.9636
NPgN | GSP | NG FES - Falling Short | Total Baseline Demand Consumption (GWh) | OFFERTON | Falling Short | Dem_BB008 | GWh | NPgN | Offerton |  | 235.972 | 234.486 | 234.3179 | 234.5756 | 233.7286 | 232.9914 | 232.4168 | 231.9325 | 231.5587 | 231.3153 | 230.8919 | 230.5151 | 230.1735 | 229.8681 | 229.5953 | 229.3466 | 229.1367 | 228.9589 | 228.8125 | 228.6903 | 228.5889 | 228.5075 | 228.4408 | 228.3861 | 228.3411 | 228.3032 | 228.2675 | 228.2328 | 228.2
NPgN | GSP | NG FES - Falling Short | Total Baseline Demand Consumption (GWh) | OSBALDWICK | Falling Short | Dem_BB008 | GWh | NPgN | Osbaldwick |  | 1269.0669 | 1262.7939 | 1266.1874 | 1274.4365 | 1271.9571 | 1270.0025 | 1268.6477 | 1267.6659 | 1267.2076 | 1267.3715 | 1266.7525 | 1266.2052 | 1265.8019 | 1265.6766 | 1265.692 | 1265.7431 | 1265.8801 | 1266.2659 | 1266.8718 | 1267.6503 | 1268.5554 | 1269.5711 | 1270.6726 | 1271.8429 | 1273.0648 | 1274.327 | 1275.5996 | 1276.8747 | 1278.1556
NPgN | GSP | NG FES - Falling Short | Total Baseline Demand Consumption (GWh) | POPPLETON | Falling Short | Dem_BB008 | GWh | NPgN | Poppleton |  | 223.8699 | 222.61 | 222.8063 | 223.8016 | 226.054 | 225.5239 | 225.0927 | 224.7359 | 224.4797 | 224.3477 | 224.0589 | 223.7673 | 223.5106 | 223.3157 | 223.1428 | 222.9619 | 222.7741 | 222.6515 | 222.5848 | 222.5581 | 222.5581 | 222.5832 | 222.6238 | 222.6773 | 222.7408 | 222.8118 | 222.8849 | 222.9588 | 223.0341
NPgN | GSP | NG FES - Falling Short | Total Baseline Demand Consumption (GWh) | SALTHOLME | Falling Short | Dem_BB008 | GWh | NPgN | Saltholme |  | 496.5368 | 531.1826 | 537.4263 | 537.3271 | 537.1651 | 537.0912 | 537.1043 | 537.1988 | 537.3724 | 537.6231 | 537.9369 | 538.3177 | 538.7621 | 539.2664 | 539.8272 | 540.4403 | 541.1024 | 541.8095 | 542.5576 | 543.3428 | 544.1607 | 545.0073 | 545.8786 | 546.77 | 547.6774 | 548.5963 | 549.5176 | 550.4391 | 551.3608
NPgN | GSP | NG FES - Falling Short | Total Baseline Demand Consumption (GWh) | SOUTH SHIELDS | Falling Short | Dem_BB008 | GWh | NPgN | South Shields |  | 202.9047 | 201.8405 | 203.2323 | 203.2876 | 202.6689 | 202.1297 | 201.7066 | 201.3544 | 201.0861 | 200.9172 | 200.65 | 200.4193 | 200.2251 | 200.0564 | 199.9211 | 199.8122 | 199.7319 | 199.6763 | 199.6423 | 199.6266 | 199.629 | 199.6405 | 199.6656 | 199.702 | 199.7471 | 199.7988 | 199.8522 | 199.9062 | 199.9613
NPgN | GSP | NG FES - Falling Short | Total Baseline Demand Consumption (GWh) | SPADEADAM | Falling Short | Dem_BB008 | GWh | NPgN | Spadeadam - Not in NG FES |  | 33.0325 | 32.8458 | 32.7071 | 32.5819 | 32.4738 | 32.3776 | 32.3009 | 32.2352 | 32.1832 | 32.148 | 32.0957 | 32.0503 | 32.0109 | 31.9756 | 31.9451 | 31.9184 | 31.8976 | 31.8816 | 31.8692 | 31.8605 | 31.855 | 31.852 | 31.8515 | 31.8528 | 31.8554 | 31.8591 | 31.8632 | 31.8672 | 31.8714
NPgN | GSP | NG FES - Falling Short | Total Baseline Demand Consumption (GWh) | SPENNYMOOR | Falling Short | Dem_BB008 | GWh | NPgN | Spennymoor |  | 1077.5843 | 1076.5393 | 1088.115 | 1111.2382 | 1128.914 | 1130.514 | 1132.6394 | 1135.09 | 1137.9575 | 1141.3301 | 1144.2098 | 1147.2625 | 1150.5 | 1153.9425 | 1157.5454 | 1161.2756 | 1165.1532 | 1169.2001 | 1173.4093 | 1177.7549 | 1182.2148 | 1186.7672 | 1191.4083 | 1196.1221 | 1200.8923 | 1205.7053 | 1210.5293 | 1215.3559 | 1220.1878
NPgN | GSP | NG FES - Falling Short | Total Baseline Demand Consumption (GWh) | STELLA NORTH | Falling Short | Dem_BB008 | GWh | NPgN | Stella North |  | 1073.2998 | 1066.8664 | 1079.2092 | 1084.4941 | 1084.2264 | 1081.3753 | 1079.1031 | 1077.2195 | 1075.8143 | 1074.995 | 1073.4941 | 1072.0732 | 1070.7857 | 1069.7072 | 1068.7744 | 1067.8669 | 1067.0037 | 1066.3067 | 1065.7876 | 1065.429 | 1065.1933 | 1065.0501 | 1064.9804 | 1064.9707 | 1065.0079 | 1065.0799 | 1065.1614 | 1065.2461 | 1065.337
NPgN | GSP | NG FES - Falling Short | Total Baseline Demand Consumption (GWh) | STELLA SOUTH | Falling Short | Dem_BB008 | GWh | NPgN | Stella South |  | 1059.3951 | 1055.4106 | 1074.4838 | 1083.1585 | 1081.3932 | 1079.9858 | 1079.0556 | 1078.4345 | 1079.2368 | 1079.4227 | 1079.2602 | 1079.2803 | 1079.4767 | 1083.5099 | 1084.0319 | 1084.6766 | 1085.4671 | 1086.4041 | 1087.4722 | 1088.6558 | 1089.9368 | 1091.2982 | 1092.7332 | 1094.2283 | 1095.77 | 1097.3465 | 1098.9316 | 1100.5188 | 1102.11
NPgN | GSP | NG FES - Falling Short | Total Baseline Demand Consumption (GWh) | TYNEMOUTH | Falling Short | Dem_BB008 | GWh | NPgN | Tynemouth 1 |  | 766.2168 | 764.6786 | 768.8116 | 772.8437 | 773.1683 | 773.7938 | 774.8358 | 776.1112 | 777.6946 | 779.6868 | 781.0921 | 782.5411 | 784.0859 | 785.7152 | 787.4269 | 789.1738 | 790.9883 | 792.9013 | 794.8999 | 796.9775 | 799.1188 | 801.3011 | 803.5328 | 805.8052 | 808.1099 | 810.4389 | 812.7748 | 815.1135 | 817.4575
NPgN | GSP | NG FES - Falling Short | Total Baseline Demand Consumption (GWh) | WEST BOLDON | Falling Short | Dem_BB008 | GWh | NPgN | West Boldon |  | 1091.2648 | 1085.8602 | 1096.0073 | 1103.4281 | 1100.5498 | 1098.1096 | 1096.2766 | 1094.7949 | 1093.7473 | 1093.2332 | 1092.0195 | 1090.9521 | 1090.0203 | 1089.2213 | 1088.5551 | 1087.9701 | 1087.5023 | 1087.1589 | 1086.9264 | 1086.7893 | 1086.7345 | 1086.7383 | 1086.7992 | 1086.907 | 1087.0519 | 1087.2245 | 1087.4056 | 1087.5904 | 1087.7824
NPgY | GSP | NG FES - Falling Short | Total Baseline Demand Consumption (GWh) | BRADFORD WEST | Falling Short | Dem_BB008 | GWh | NPgY | Bradford West |  | 1789.7603 | 1787.0827 | 1796.5008 | 1799.277 | 1794.0432 | 1789.5388 | 1786.143 | 1783.3979 | 1781.4845 | 1780.5259 | 1778.4689 | 1776.7593 | 1775.3721 | 1774.2847 | 1773.5158 | 1772.9919 | 1772.7789 | 1772.8248 | 1773.082 | 1773.5327 | 1774.144 | 1774.8768 | 1775.7231 | 1776.66 | 1777.6641 | 1778.7226 | 1779.7973 | 1780.878 | 1781.9706
NPgY | GSP | NG FES - Falling Short | Total Baseline Demand Consumption (GWh) | CAMBLESFORTH | Falling Short | Dem_BB008 | GWh | NPgY | Camblesforth |  | 227.1972 | 233.9822 | 241.6716 | 243.0387 | 244.469 | 245.9504 | 247.5169 | 249.1426 | 250.8325 | 252.5993 | 254.2962 | 256.033 | 257.8087 | 259.6174 | 261.4594 | 263.3295 | 265.2399 | 267.1871 | 269.1623 | 271.1642 | 273.1916 | 275.2389 | 277.3047 | 279.3856 | 281.4777 | 283.5789 | 285.6823 | 287.786 | 289.8902
NPgY | GSP | NG FES - Falling Short | Total Baseline Demand Consumption (GWh) | CREYKE BECK | Falling Short | Dem_BB008 | GWh | NPgY | Creyke Beck |  | 1829.7788 | 1858.8952 | 1877.6482 | 1887.397 | 1889.2918 | 1891.8445 | 1895.434 | 1899.6355 | 1904.5822 | 1910.4327 | 1915.2608 | 1920.3986 | 1925.8634 | 1931.6388 | 1937.6797 | 1943.9046 | 1950.4256 | 1957.2489 | 1964.3274 | 1971.6331 | 1979.1361 | 1986.7967 | 1994.5961 | 2002.5081 | 2010.5048 | 2018.5693 | 2026.6515 | 2034.7381 | 2042.8348
NPgY | GSP | NG FES - Falling Short | Total Baseline Demand Consumption (GWh) | DRAX | Falling Short | Dem_BB008 | GWh | NPgY | Drax |  | 497.4054 | 507.983 | 512.6844 | 517.0647 | 526.4369 | 531.0644 | 535.8686 | 540.8089 | 545.9001 | 551.1468 | 556.3578 | 561.667 | 567.072 | 572.5722 | 578.1787 | 583.8813 | 589.6919 | 595.5839 | 601.555 | 607.5956 | 613.7035 | 619.8638 | 626.0787 | 632.3369 | 638.6253 | 644.9403 | 651.2606 | 657.5803 | 663.8999
NPgY | GSP | NG FES - Falling Short | Total Baseline Demand Consumption (GWh) | ELLAND | Falling Short | Dem_BB008 | GWh | NPgY | Elland |  | 1520.7898 | 1533.9728 | 1541.4872 | 1539.0998 | 1535.1869 | 1531.9087 | 1529.5399 | 1527.7335 | 1526.5835 | 1526.233 | 1525.0819 | 1524.271 | 1523.754 | 1582.7031 | 1582.7346 | 1583.0063 | 1583.5611 | 1584.3452 | 1585.3342 | 1586.4964 | 1587.827 | 1589.2799 | 1590.8405 | 1592.4883 | 1594.2023 | 1595.9675 | 1597.7469 | 1599.5308 | 1601.3238
NPgY | GSP | NG FES - Falling Short | Total Baseline Demand Consumption (GWh) | FERRYBRIDGE A | Falling Short | Dem_BB008 | GWh | NPgY | Ferrybridge A |  | 555.6336 | 599.6432 | 609.7177 | 615.9452 | 618.9291 | 622.0663 | 625.433 | 628.9356 | 632.618 | 636.5144 | 640.1556 | 643.8822 | 647.6808 | 651.564 | 655.5044 | 659.5131 | 663.6033 | 667.7557 | 671.9623 | 676.2132 | 680.5061 | 684.8263 | 689.1874 | 693.5816 | 698 | 702.4384 | 706.8813 | 711.3245 | 715.7695
NPgY | GSP | NG FES - Falling Short | Total Baseline Demand Consumption (GWh) | FERRYBRIDGE B | Falling Short | Dem_BB008 | GWh | NPgY | Ferrybridge B (_M) |  | 1512.0304 | 1538.7038 | 1557.0728 | 1577.5032 | 1581.6298 | 1586.3124 | 1591.666 | 1597.4755 | 1620.2536 | 1627.2447 | 1633.7203 | 1640.4482 | 1647.4298 | 1699.8105 | 1707.2869 | 1714.955 | 1722.8431 | 1730.9594 | 1739.2868 | 1747.7905 | 1756.4578 | 1765.2536 | 1774.1757 | 1783.1998 | 1792.2993 | 1801.4601 | 1810.6359 | 1819.8143 | 1828.9983
NPgY | GSP | NG FES - Falling Short | Total Baseline Demand Consumption (GWh) | GRIMSBY WEST | Falling Short | Dem_BB008 | GWh | NPgY | Grimsby West |  | 910.1088 | 926.726 | 927.8193 | 925.516 | 923.5932 | 922.0024 | 920.8544 | 919.9814 | 919.4663 | 919.3371 | 918.9502 | 918.764 | 918.7506 | 918.9147 | 919.2292 | 919.6799 | 920.2952 | 921.0426 | 921.9061 | 922.8593 | 923.9056 | 925.0191 | 926.195 | 927.4222 | 928.6893 | 929.986 | 931.2902 | 932.5963 | 933.9062
NPgY | GSP | NG FES - Falling Short | Total Baseline Demand Consumption (GWh) | JORDANTHORPE | Falling Short | Dem_BB008 | GWh | NPgY | Jordanthorpe |  | 257.9903 | 260.7738 | 261.6553 | 261.9184 | 262.2639 | 262.6869 | 263.2048 | 263.7655 | 264.418 | 265.178 | 265.719 | 266.2415 | 266.7681 | 267.3218 | 267.8736 | 268.4138 | 268.9375 | 269.4802 | 270.0455 | 270.6247 | 271.2148 | 271.8107 | 272.4142 | 273.0223 | 273.6312 | 274.2436 | 274.8569 | 275.4699 | 276.0834
NPgY | GSP | NG FES - Falling Short | Total Baseline Demand Consumption (GWh) | KEADBY | Falling Short | Dem_BB008 | GWh | NPgY | Keadby |  | 1661.3692 | 1672.8943 | 1693.3576 | 1709.3356 | 1719.0979 | 1729.0775 | 1739.5062 | 1750.16 | 1761.1383 | 1772.5388 | 1783.3856 | 1794.3959 | 1805.5638 | 1816.8474 | 1828.3009 | 1839.882 | 1851.6443 | 1863.5501 | 1875.5709 | 1887.7121 | 1899.9697 | 1912.3121 | 1924.7401 | 1937.2357 | 1949.778 | 1962.3636 | 1974.9595 | 1987.556 | 2000.1558
NPgY | GSP | NG FES - Falling Short | Total Baseline Demand Consumption (GWh) | KIRKSTALL B | Falling Short | Dem_BB008 | GWh | NPgY | Kirkstall B |  | 1064.9952 | 1093.2132 | 1108.0777 | 1116.5732 | 1113.5419 | 1111.0406 | 1109.0981 | 1107.53 | 1106.4398 | 1105.8808 | 1104.7172 | 1103.6627 | 1102.763 | 1102.0698 | 1101.4857 | 1100.9492 | 1100.493 | 1100.2138 | 1100.1039 | 1100.1252 | 1100.2668 | 1100.5107 | 1100.8272 | 1101.2023 | 1101.6218 | 1102.0756 | 1102.5386 | 1103.0044 | 1103.4759
NPgY | GSP | NG FES - Falling Short | Total Baseline Demand Consumption (GWh) | NEEPSEND | Falling Short | Dem_BB008 | GWh | NPgY | Neepsend |  | 387.5273 | 390.1901 | 395.6392 | 394.7095 | 393.9801 | 393.4409 | 393.1026 | 392.8926 | 392.872 | 393.0642 | 392.9798 | 392.9146 | 392.8974 | 392.9542 | 393.043 | 393.1335 | 393.2256 | 393.3744 | 393.5806 | 393.8283 | 394.1092 | 394.4163 | 394.7479 | 395.0992 | 395.4652 | 395.8428 | 396.2235 | 396.6051 | 396.9888
NPgY | GSP | NG FES - Falling Short | Total Baseline Demand Consumption (GWh) | NORTON LEES | Falling Short | Dem_BB008 | GWh | NPgY | Norton Lees |  | 240.6551 | 239.6704 | 239.2878 | 239.0474 | 238.9505 | 238.9863 | 239.1679 | 239.4261 | 239.82 | 240.3745 | 240.626 | 240.8595 | 241.1034 | 241.3834 | 241.6634 | 241.918 | 242.1494 | 242.41 | 242.7031 | 243.016 | 243.3432 | 243.6807 | 244.029 | 244.3861 | 244.7497 | 245.119 | 245.4904 | 245.8631 | 246.2382
NPgY | GSP | NG FES - Falling Short | Total Baseline Demand Consumption (GWh) | PITSMOOR 3/4 | Falling Short | Dem_BB008 | GWh | NPgY | Pitsmoor |  | 247.2368 | 260.4414 | 263.1472 | 262.4062 | 261.784 | 261.273 | 260.8758 | 260.5589 | 260.3478 | 260.2514 | 260.053 | 259.8817 | 259.7488 | 259.6646 | 259.6095 | 259.5687 | 259.5415 | 259.551 | 259.5964 | 259.6696 | 259.7658 | 259.8807 | 260.0126 | 260.1584 | 260.3149 | 260.4793 | 260.6459 | 260.8131 | 260.9815
NPgY | GSP | NG FES - Falling Short | Total Baseline Demand Consumption (GWh) | SALTEND NORTH | Falling Short | Dem_BB008 | GWh | NPgY | Saltend North |  | 352.5238 | 355.7944 | 356.0166 | 356.3513 | 356.8085 | 357.373 | 358.0928 | 358.9058 | 359.8343 | 360.9001 | 361.8386 | 362.8268 | 363.8682 | 364.9621 | 366.1014 | 367.2745 | 368.492 | 369.755 | 371.0602 | 372.4024 | 373.7761 | 375.1763 | 376.5994 | 378.0412 | 379.4974 | 380.9647 | 382.4349 | 383.9057 | 385.378
NPgY | GSP | NG FES - Falling Short | Total Baseline Demand Consumption (GWh) | SHEFFIELD CITY | Falling Short | Dem_BB008 | GWh | NPgY | Sheffield City |  | 374.0728 | 385.0775 | 394.197 | 397.1005 | 395.8415 | 394.748 | 393.8259 | 393.0338 | 392.3983 | 391.929 | 391.3762 | 390.8876 | 390.473 | 390.1409 | 389.8688 | 389.6394 | 389.4493 | 389.3203 | 389.2492 | 389.2255 | 389.2421 | 389.2925 | 389.3727 | 389.477 | 389.6 | 389.7367 | 389.8766 | 390.0171 | 390.1587
NPgY | GSP | NG FES - Falling Short | Total Baseline Demand Consumption (GWh) | SKELTON GRANGE | Falling Short | Dem_BB008 | GWh | NPgY | Skelton Grange |  | 2558.1802 | 2647.8417 | 2672.5759 | 2677.5977 | 2671.9001 | 2667.3477 | 2664.1804 | 2661.9161 | 2660.7605 | 2660.8847 | 2659.6487 | 2658.7932 | 2658.3644 | 2701.4759 | 2701.864 | 2702.4938 | 2703.444 | 2704.799 | 2706.5257 | 2708.5583 | 2710.8674 | 2713.3959 | 2716.1043 | 2718.959 | 2721.9257 | 2724.9783 | 2728.0548 | 2731.1391 | 2734.2381
NPgY | GSP | NG FES - Falling Short | Total Baseline Demand Consumption (GWh) | TEMPLEBOROUGH 275/33KV | Falling Short | Dem_BB008 | GWh | NPgY | Templeborough |  | 45.2236 | 45.305 | 45.4267 | 45.56 | 45.7075 | 45.8673 | 46.0447 | 46.2338 | 46.437 | 46.6568 | 46.8636 | 47.078 | 47.2997 | 47.5272 | 47.7621 | 48.0033 | 48.2512 | 48.5048 | 48.7631 | 49.0256 | 49.2921 | 49.5617 | 49.8343 | 50.1095 | 50.3868 | 50.6655 | 50.9447 | 51.2239 | 51.5033
NPgY | GSP | NG FES - Falling Short | Total Baseline Demand Consumption (GWh) | THURCROFT | Falling Short | Dem_BB008 | GWh | NPgY | Thurcroft |  | 732.9746 | 763.1063 | 771.5971 | 785.3867 | 787.3261 | 789.5015 | 792.0365 | 794.7996 | 797.8544 | 801.2594 | 804.2653 | 807.3868 | 810.6282 | 940.6593 | 944.1213 | 947.6758 | 951.34 | 955.1035 | 958.9489 | 962.8669 | 966.8501 | 970.8777 | 974.9571 | 979.0786 | 983.2314 | 987.4096 | 991.5943 | 995.7805 | 999.9704
NPgY | GSP | NG FES - Falling Short | Total Baseline Demand Consumption (GWh) | WEST MELTON / THORPE MARSH | Falling Short | Dem_BB008 | GWh | NPgY | Thorpe Marsh |  | 2195.7607 | 2233.9383 | 2254.0271 | 2263.7129 | 2268.877 | 2292.9205 | 2299.8799 | 2307.5894 | 2316.1456 | 2325.6681 | 2334.6259 | 2344.0619 | 2353.9508 | 2418.2621 | 2428.9926 | 2440.0931 | 2451.5984 | 2463.4515 | 2475.6095 | 2488.0328 | 2500.6976 | 2513.553 | 2526.6009 | 2539.8073 | 2553.1372 | 2566.5602 | 2580.0058 | 2593.4556 | 2606.9144
NPgY | GSP | NG FES - Falling Short | Total Baseline Demand Consumption (GWh) | WEST MELTON SECTION 3 | Falling Short | Dem_BB008 | GWh | NPgY | West Melton |  | 1097.7423 | 1112.8964 | 1118.5469 | 1123.7027 | 1126.4932 | 1129.5717 | 1133.1636 | 1136.9819 | 1141.1541 | 1145.8035 | 1149.4908 | 1153.2533 | 1157.0627 | 1196.7866 | 1200.6991 | 1204.6549 | 1208.6898 | 1212.7772 | 1216.9025 | 1221.0458 | 1225.2091 | 1229.3702 | 1233.5673 | 1237.7917 | 1242.0338 | 1246.2942 | 1250.5605 | 1254.8287 | 1259.1032
NPgY | GSP | NG FES - Falling Short | Total Baseline Demand Consumption (GWh) | WINCOBANK | Falling Short | Dem_BB008 | GWh | NPgY | Wincobank |  | 208.5319 | 233.5354 | 234.0318 | 242.087 | 241.6413 | 241.2719 | 240.9874 | 240.7749 | 240.6368 | 240.5758 | 240.5297 | 240.5375 | 240.5967 | 240.7017 | 240.8536 | 241.0472 | 241.2815 | 241.552 | 241.854 | 242.1843 | 242.5403 | 242.917 | 243.3126 | 243.7237 | 244.1469 | 244.5789 | 245.0129 | 245.4472 | 245.882
NPgN | GSP | NG FES - Leading the Way | Total Baseline Demand Consumption (GWh) | BLYTH 66kV | Leading the Way | Dem_BB008 | GWh | NPgN | Blyth 66kV |  | 687.8525 | 683.4293 | 686.3462 | 688.717 | 686.8302 | 684.1601 | 681.8609 | 679.7536 | 677.6214 | 675.0767 | 672.1736 | 669.3916 | 666.7187 | 664.1169 | 661.5994 | 659.1391 | 656.7849 | 654.537 | 652.4083 | 650.379 | 648.416 | 646.4397 | 644.4492 | 642.7053 | 641.6265 | 640.5715 | 639.5336 | 638.5055 | 637.4676
NPgN | GSP | NG FES - Leading the Way | Total Baseline Demand Consumption (GWh) | BLYTH 132kV | Leading the Way | Dem_BB008 | GWh | NPgN | Blyth 132kV |  | 264.9371 | 263.4103 | 267.4155 | 271.7887 | 270.126 | 268.5628 | 267.1567 | 265.8461 | 264.5885 | 263.3045 | 261.8991 | 260.5561 | 259.2666 | 258.013 | 256.8031 | 255.6332 | 254.5173 | 253.4452 | 252.4154 | 251.4253 | 250.4662 | 249.5165 | 248.5745 | 247.6988 | 246.9832 | 246.2799 | 245.5856 | 244.8952 | 244.2013
NPgN | GSP | NG FES - Leading the Way | Total Baseline Demand Consumption (GWh) | FOURSTONES | Leading the Way | Dem_BB008 | GWh | NPgN | Fourstones |  | 87.4543 | 86.5466 | 85.7598 | 85.0145 | 84.3183 | 83.6616 | 83.0609 | 82.4972 | 81.9403 | 81.3395 | 80.7191 | 80.1265 | 79.5577 | 79.0077 | 78.4776 | 77.967 | 77.4774 | 77.0063 | 76.5545 | 76.12 | 75.6988 | 75.2806 | 74.8641 | 74.4812 | 74.1834 | 73.8907 | 73.6016 | 73.3143 | 73.0251
NPgN | GSP | NG FES - Leading the Way | Total Baseline Demand Consumption (GWh) | HARTMOOR | Leading the Way | Dem_BB008 | GWh | NPgN | Hart Moor |  | 435.9361 | 432.1937 | 449.1402 | 448.7858 | 448.67 | 445.9868 | 443.5725 | 441.3332 | 438.7878 | 435.1848 | 431.5686 | 428.1148 | 424.7948 | 421.5875 | 418.4921 | 415.4861 | 412.5894 | 409.811 | 407.1868 | 404.6803 | 402.2403 | 399.7518 | 397.2065 | 395.0548 | 394.0195 | 393.0046 | 392.0046 | 391.0137 | 390.003
NPgN | GSP | NG FES - Leading the Way | Total Baseline Demand Consumption (GWh) | HAWTHORN PIT GRID | Leading the Way | Dem_BB008 | GWh | NPgN | Hawthorn Pit |  | 517.2734 | 514.4495 | 517.9838 | 519.7971 | 516.7481 | 513.9449 | 511.4276 | 509.1336 | 506.9402 | 504.6138 | 502.0583 | 499.608 | 497.2598 | 495.0194 | 492.8733 | 490.8109 | 488.8458 | 486.9845 | 485.2435 | 483.5929 | 482.0068 | 480.4322 | 478.8611 | 477.4489 | 476.4384 | 475.4485 | 474.4713 | 473.4987 | 472.5139
NPgN | GSP | NG FES - Leading the Way | Total Baseline Demand Consumption (GWh) | KNARESBOROUGH | Leading the Way | Dem_BB008 | GWh | NPgN | Knaresborough |  | 837.2368 | 832.1322 | 835.5477 | 838.651 | 835.2141 | 836.0449 | 833.3826 | 830.9963 | 828.6912 | 826.119 | 823.3588 | 820.8376 | 818.5018 | 816.2977 | 814.2778 | 812.4126 | 810.7507 | 809.2378 | 807.8884 | 806.6645 | 805.5493 | 804.4536 | 803.3611 | 802.512 | 802.2944 | 802.0996 | 801.9149 | 801.7269 | 801.5098
NPgN | GSP | NG FES - Leading the Way | Total Baseline Demand Consumption (GWh) | LACKENBY | Leading the Way | Dem_BB008 | GWh | NPgN | Lackenby |  | 1011.7679 | 1006.6697 | 1008.5131 | 1005.9981 | 1006.1983 | 1003.3853 | 1001.0138 | 998.879 | 996.5422 | 993.2756 | 989.6277 | 986.1464 | 982.7937 | 979.5675 | 976.4297 | 973.391 | 970.4831 | 967.7028 | 965.1012 | 962.6248 | 960.2337 | 957.7809 | 955.2679 | 953.1581 | 952.1883 | 951.2385 | 950.3015 | 949.3695 | 948.4112
NPgN | GSP | NG FES - Leading the Way | Total Baseline Demand Consumption (GWh) | NORTON | Leading the Way | Dem_BB008 | GWh | NPgN | Norton |  | 2015.8019 | 2009.6342 | 2049.7411 | 2051.5059 | 2046.8293 | 2042.8642 | 2040.0969 | 2037.9998 | 2046.5592 | 2040.0228 | 2032.8888 | 2026.4105 | 2020.415 | 2085.054 | 2079.8928 | 2075.0988 | 2070.7694 | 2066.893 | 2063.5955 | 2060.7003 | 2058.0723 | 2055.2565 | 2052.2157 | 2050.5455 | 2052.8072 | 2055.0978 | 2057.3861 | 2059.6388 | 2061.7401
NPgN | GSP | NG FES - Leading the Way | Total Baseline Demand Consumption (GWh) | OFFERTON | Leading the Way | Dem_BB008 | GWh | NPgN | Offerton |  | 235.972 | 233.6 | 232.5661 | 231.9677 | 230.2773 | 228.7089 | 227.322 | 226.0418 | 224.7763 | 223.3665 | 221.8154 | 220.3346 | 218.907 | 217.5302 | 216.2002 | 214.9087 | 213.6708 | 212.4826 | 211.3539 | 210.2692 | 209.2169 | 208.1695 | 207.1206 | 206.1699 | 205.4786 | 204.7988 | 204.1275 | 203.4619 | 202.7945
NPgN | GSP | NG FES - Leading the Way | Total Baseline Demand Consumption (GWh) | OSBALDWICK | Leading the Way | Dem_BB008 | GWh | NPgN | Osbaldwick |  | 1269.0669 | 1256.5756 | 1254.3715 | 1257.0138 | 1249.0893 | 1241.8233 | 1235.2447 | 1229.1892 | 1223.2655 | 1216.6801 | 1209.3935 | 1202.253 | 1195.3215 | 1188.7232 | 1182.3284 | 1176.0539 | 1169.9442 | 1164.1631 | 1158.7457 | 1153.5989 | 1148.6279 | 1143.6744 | 1138.7049 | 1134.234 | 1131.0742 | 1127.9715 | 1124.9081 | 1121.8627 | 1118.7879
NPgN | GSP | NG FES - Leading the Way | Total Baseline Demand Consumption (GWh) | POPPLETON | Leading the Way | Dem_BB008 | GWh | NPgN | Poppleton |  | 223.8699 | 221.5822 | 220.7917 | 220.806 | 222.0934 | 220.6135 | 219.2599 | 218.0057 | 216.6415 | 214.8155 | 212.9007 | 211.0217 | 209.2048 | 207.4708 | 205.7794 | 204.1019 | 202.4452 | 200.8805 | 199.4235 | 198.042 | 196.7046 | 195.3547 | 193.9802 | 192.7948 | 192.1421 | 191.5014 | 190.8697 | 190.2437 | 189.6092
NPgN | GSP | NG FES - Leading the Way | Total Baseline Demand Consumption (GWh) | SALTHOLME | Leading the Way | Dem_BB008 | GWh | NPgN | Saltholme |  | 496.5368 | 529.6411 | 534.3578 | 532.7451 | 531.0827 | 529.5207 | 528.0583 | 526.6891 | 525.3942 | 524.1468 | 522.9756 | 521.882 | 520.8609 | 519.9078 | 519.0186 | 518.1884 | 517.4138 | 516.6905 | 516.0155 | 515.3832 | 514.7878 | 514.2211 | 513.6785 | 513.1691 | 512.7105 | 512.2644 | 511.8257 | 511.3895 | 510.95
NPgN | GSP | NG FES - Leading the Way | Total Baseline Demand Consumption (GWh) | SOUTH SHIELDS | Leading the Way | Dem_BB008 | GWh | NPgN | South Shields |  | 202.9047 | 201.0235 | 201.6132 | 200.8776 | 199.48 | 198.1736 | 196.9972 | 195.9047 | 194.8645 | 193.8218 | 192.7016 | 191.6326 | 190.6125 | 189.6285 | 188.6884 | 187.7853 | 186.9211 | 186.0928 | 185.3012 | 184.5395 | 183.8038 | 183.0747 | 182.3561 | 181.6854 | 181.1241 | 180.5735 | 180.0309 | 179.4934 | 178.9568
NPgN | GSP | NG FES - Leading the Way | Total Baseline Demand Consumption (GWh) | SPADEADAM | Leading the Way | Dem_BB008 | GWh | NPgN | Spadeadam - Not in NG FES |  | 33.0325 | 32.7008 | 32.4201 | 32.1548 | 31.9089 | 31.6772 | 31.4673 | 31.2706 | 31.0851 | 30.906 | 30.7122 | 30.5274 | 30.3505 | 30.1791 | 30.0143 | 29.8555 | 29.7044 | 29.5592 | 29.4194 | 29.2849 | 29.1548 | 29.0271 | 28.9016 | 28.7824 | 28.6765 | 28.5724 | 28.4696 | 28.3674 | 28.2648
NPgN | GSP | NG FES - Leading the Way | Total Baseline Demand Consumption (GWh) | SPENNYMOOR | Leading the Way | Dem_BB008 | GWh | NPgN | Spennymoor |  | 1077.5843 | 1070.6157 | 1076.4054 | 1093.7594 | 1105.7163 | 1101.6416 | 1098.1534 | 1095.051 | 1091.9466 | 1088.1608 | 1084.0096 | 1080.1045 | 1076.4341 | 1073.005 | 1069.7721 | 1066.7078 | 1063.8314 | 1061.1737 | 1058.774 | 1056.5713 | 1054.5066 | 1052.4426 | 1050.3682 | 1048.7127 | 1048.1679 | 1047.6589 | 1047.1679 | 1046.6753 | 1046.1398
NPgN | GSP | NG FES - Leading the Way | Total Baseline Demand Consumption (GWh) | STELLA NORTH | Leading the Way | Dem_BB008 | GWh | NPgN | Stella North |  | 1073.2998 | 1062.3572 | 1070.3184 | 1071.2687 | 1066.7395 | 1059.6955 | 1053.3191 | 1047.4167 | 1041.6215 | 1035.3135 | 1028.4835 | 1021.8386 | 1015.4091 | 1009.2569 | 1003.3181 | 997.4815 | 991.7615 | 986.2896 | 981.1209 | 976.2023 | 971.4533 | 966.7431 | 962.0457 | 957.7639 | 954.5454 | 951.3837 | 948.2638 | 945.1696 | 942.0661
NPgN | GSP | NG FES - Leading the Way | Total Baseline Demand Consumption (GWh) | STELLA SOUTH | Leading the Way | Dem_BB008 | GWh | NPgN | Stella South |  | 1059.3951 | 1050.458 | 1064.8711 | 1068.9036 | 1062.5868 | 1056.706 | 1051.3683 | 1046.4277 | 1042.6497 | 1037.4281 | 1031.9414 | 1026.7007 | 1021.6884 | 1020.5575 | 1015.9613 | 1011.5401 | 1007.315 | 1003.2945 | 999.4994 | 995.8847 | 992.4029 | 988.9484 | 985.5092 | 982.403 | 980.1382 | 977.9195 | 975.732 | 973.5596 | 971.3702
NPgN | GSP | NG FES - Leading the Way | Total Baseline Demand Consumption (GWh) | TYNEMOUTH | Leading the Way | Dem_BB008 | GWh | NPgN | Tynemouth 1 |  | 766.2168 | 761.4902 | 762.487 | 763.3982 | 760.6296 | 758.1881 | 756.2091 | 754.5036 | 752.7857 | 750.582 | 747.8984 | 745.3195 | 742.8788 | 740.5543 | 738.3431 | 736.2031 | 734.1655 | 732.2696 | 730.537 | 728.9336 | 727.4122 | 725.87 | 724.3102 | 723.0542 | 722.6189 | 722.2079 | 721.8115 | 721.4188 | 721.0045
NPgN | GSP | NG FES - Leading the Way | Total Baseline Demand Consumption (GWh) | WEST BOLDON | Leading the Way | Dem_BB008 | GWh | NPgN | West Boldon |  | 1091.2648 | 1082.4074 | 1089.1879 | 1093.278 | 1087.1204 | 1081.4498 | 1076.4576 | 1071.881 | 1067.3907 | 1062.4304 | 1056.912 | 1051.6287 | 1046.5486 | 1041.6569 | 1036.9523 | 1032.3859 | 1027.9945 | 1023.7948 | 1019.8119 | 1015.9994 | 1012.3106 | 1008.6276 | 1004.9434 | 1001.6222 | 999.2505 | 996.9226 | 994.6272 | 992.3525 | 990.0705
NPgY | GSP | NG FES - Leading the Way | Total Baseline Demand Consumption (GWh) | BRADFORD WEST | Leading the Way | Dem_BB008 | GWh | NPgY | Bradford West |  | 1789.7603 | 1779.6356 | 1781.9189 | 1777.5979 | 1765.39 | 1754.0271 | 1743.9875 | 1734.793 | 1724.7309 | 1710.9029 | 1696.5185 | 1682.7905 | 1669.6017 | 1656.8789 | 1644.6399 | 1632.8294 | 1621.5216 | 1610.7062 | 1600.5186 | 1590.8069 | 1581.3958 | 1571.802 | 1561.9934 | 1553.6919 | 1549.6513 | 1545.6983 | 1541.8093 | 1537.9548 | 1534.0178
NPgY | GSP | NG FES - Leading the Way | Total Baseline Demand Consumption (GWh) | CAMBLESFORTH | Leading the Way | Dem_BB008 | GWh | NPgY | Camblesforth |  | 227.1972 | 232.7114 | 239.1282 | 239.2179 | 239.3682 | 239.5665 | 239.8509 | 240.194 | 240.5254 | 240.738 | 240.8935 | 241.0922 | 241.3289 | 241.5953 | 241.8916 | 242.216 | 242.578 | 242.9741 | 243.4021 | 243.8569 | 244.3321 | 244.8035 | 245.2685 | 245.7938 | 246.4867 | 247.1786 | 247.8657 | 248.543 | 249.202
NPgY | GSP | NG FES - Leading the Way | Total Baseline Demand Consumption (GWh) | CREYKE BECK | Leading the Way | Dem_BB008 | GWh | NPgY | Creyke Beck |  | 1829.7788 | 1849.8005 | 1859.5853 | 1860.3902 | 1853.4001 | 1847.1212 | 1841.9723 | 1837.5182 | 1833.0724 | 1827.4882 | 1821.1075 | 1815.1605 | 1809.6219 | 1804.4508 | 1799.6016 | 1795.0103 | 1790.7796 | 1786.9251 | 1783.4764 | 1780.3514 | 1777.4591 | 1774.5653 | 1771.6383 | 1769.4049 | 1769.0343 | 1768.7125 | 1768.4118 | 1768.0974 | 1767.6998
NPgY | GSP | NG FES - Leading the Way | Total Baseline Demand Consumption (GWh) | DRAX | Leading the Way | Dem_BB008 | GWh | NPgY | Drax |  | 497.4054 | 504.32 | 505.3534 | 506.0528 | 511.738 | 512.6699 | 513.7678 | 514.9932 | 516.3174 | 517.6751 | 518.9841 | 520.3755 | 521.8442 | 523.3867 | 525.015 | 526.7342 | 528.5412 | 530.4011 | 532.3145 | 534.2743 | 536.2762 | 538.2914 | 540.3189 | 542.393 | 544.5703 | 546.7424 | 548.8984 | 551.0209 | 553.0912
NPgY | GSP | NG FES - Leading the Way | Total Baseline Demand Consumption (GWh) | ELLAND | Leading the Way | Dem_BB008 | GWh | NPgY | Elland |  | 1520.7898 | 1527.2208 | 1528.1652 | 1519.2641 | 1508.9324 | 1499.3257 | 1490.7699 | 1482.9045 | 1474.8507 | 1465.1994 | 1455.0517 | 1445.426 | 1436.2273 | 1486.6 | 1478.1588 | 1470.0711 | 1462.3814 | 1455.0557 | 1448.1627 | 1441.601 | 1435.2913 | 1428.9583 | 1422.5736 | 1417.0144 | 1413.6911 | 1410.4444 | 1407.2524 | 1404.0897 | 1400.8874
NPgY | GSP | NG FES - Leading the Way | Total Baseline Demand Consumption (GWh) | FERRYBRIDGE A | Leading the Way | Dem_BB008 | GWh | NPgY | Ferrybridge A |  | 555.6336 | 596.2839 | 603.3441 | 606.5149 | 606.5035 | 606.6896 | 607.1114 | 607.7181 | 608.3602 | 608.746 | 608.8529 | 609.037 | 609.2866 | 609.6127 | 609.9932 | 610.4523 | 610.9962 | 611.6077 | 612.3033 | 613.0555 | 613.8435 | 614.5964 | 615.3246 | 616.2199 | 617.5802 | 618.9428 | 620.2995 | 621.6384 | 622.9376
NPgY | GSP | NG FES - Leading the Way | Total Baseline Demand Consumption (GWh) | FERRYBRIDGE B | Leading the Way | Dem_BB008 | GWh | NPgY | Ferrybridge B (_M) |  | 1512.0304 | 1530.039 | 1539.9106 | 1551.8431 | 1547.5243 | 1543.8077 | 1540.866 | 1538.4723 | 1551.9871 | 1546.8139 | 1541.4169 | 1536.4235 | 1531.7778 | 1572.5928 | 1568.5653 | 1564.8117 | 1561.3554 | 1558.2238 | 1555.5104 | 1553.1022 | 1550.8991 | 1548.5929 | 1546.1644 | 1544.6601 | 1545.7585 | 1546.8945 | 1548.0426 | 1549.169 | 1550.1859
NPgY | GSP | NG FES - Leading the Way | Total Baseline Demand Consumption (GWh) | GRIMSBY WEST | Leading the Way | Dem_BB008 | GWh | NPgY | Grimsby West |  | 910.1088 | 922.9006 | 920.2194 | 914.1805 | 908.5639 | 903.3193 | 898.5655 | 894.1303 | 889.9347 | 885.7508 | 881.3809 | 877.2608 | 873.3533 | 869.6568 | 866.1429 | 862.7983 | 859.6503 | 856.6679 | 853.8493 | 851.1563 | 848.5793 | 846.0539 | 843.5724 | 841.2691 | 839.3661 | 837.501 | 835.6613 | 833.834 | 831.9999
NPgY | GSP | NG FES - Leading the Way | Total Baseline Demand Consumption (GWh) | JORDANTHORPE | Leading the Way | Dem_BB008 | GWh | NPgY | Jordanthorpe |  | 257.9903 | 259.7635 | 259.9121 | 259.4076 | 259.0374 | 258.7838 | 258.6411 | 258.5906 | 258.4237 | 257.7311 | 256.8335 | 255.9315 | 255.044 | 254.1902 | 253.3464 | 252.5187 | 251.6946 | 250.9118 | 250.2038 | 249.5422 | 248.9019 | 248.209 | 247.4614 | 246.9131 | 246.9592 | 247.0068 | 247.054 | 247.0947 | 247.1096
NPgY | GSP | NG FES - Leading the Way | Total Baseline Demand Consumption (GWh) | KEADBY | Leading the Way | Dem_BB008 | GWh | NPgY | Keadby |  | 1661.3692 | 1666.7916 | 1681.1392 | 1690.9481 | 1694.5111 | 1698.2568 | 1702.4334 | 1706.8158 | 1711.1015 | 1714.7462 | 1717.8772 | 1721.1657 | 1724.5849 | 1728.0802 | 1731.7078 | 1735.4557 | 1739.3533 | 1743.3565 | 1747.4739 | 1751.6938 | 1755.9856 | 1760.2176 | 1764.3817 | 1768.841 | 1774.1758 | 1779.484 | 1784.7485 | 1789.9404 | 1795.0136
NPgY | GSP | NG FES - Leading the Way | Total Baseline Demand Consumption (GWh) | KIRKSTALL B | Leading the Way | Dem_BB008 | GWh | NPgY | Kirkstall B |  | 1064.9952 | 1088.7598 | 1099.2992 | 1103.5152 | 1096.2759 | 1089.6339 | 1083.6414 | 1078.1094 | 1072.6402 | 1066.4857 | 1059.8942 | 1053.5187 | 1047.38 | 1041.5147 | 1035.8252 | 1030.2596 | 1024.8465 | 1019.6912 | 1014.8342 | 1010.201 | 1005.7392 | 1001.3135 | 996.8863 | 992.9092 | 990.1097 | 987.3663 | 984.6644 | 981.9867 | 979.2942
NPgY | GSP | NG FES - Leading the Way | Total Baseline Demand Consumption (GWh) | NEEPSEND | Leading the Way | Dem_BB008 | GWh | NPgY | Neepsend |  | 387.5273 | 388.3549 | 392.1925 | 389.6439 | 387.3511 | 385.2944 | 383.4712 | 381.8309 | 380.192 | 378.1814 | 375.9344 | 373.7384 | 371.6167 | 369.5905 | 367.6207 | 365.6852 | 363.7811 | 361.969 | 360.2767 | 358.6672 | 357.1092 | 355.5354 | 353.9405 | 352.555 | 351.7424 | 350.9481 | 350.1669 | 349.3924 | 348.6063
NPgY | GSP | NG FES - Leading the Way | Total Baseline Demand Consumption (GWh) | NORTON LEES | Leading the Way | Dem_BB008 | GWh | NPgY | Norton Lees |  | 240.6551 | 238.8492 | 237.7217 | 236.7294 | 235.8989 | 235.2173 | 234.7137 | 234.3191 | 233.7221 | 232.3538 | 230.774 | 229.226 | 227.7215 | 226.2769 | 224.8567 | 223.4415 | 222.0341 | 220.6964 | 219.4689 | 218.311 | 217.1858 | 216.0046 | 214.7632 | 213.805 | 213.677 | 213.5573 | 213.4435 | 213.3325 | 213.204
NPgY | GSP | NG FES - Leading the Way | Total Baseline Demand Consumption (GWh) | PITSMOOR 3/4 | Leading the Way | Dem_BB008 | GWh | NPgY | Pitsmoor |  | 247.2368 | 259.3991 | 261.0959 | 259.3564 | 257.7525 | 256.2759 | 254.9342 | 253.693 | 252.4618 | 251.0637 | 249.6023 | 248.1927 | 246.8408 | 245.5534 | 244.3107 | 243.0994 | 241.9186 | 240.794 | 239.7363 | 238.7282 | 237.7547 | 236.785 | 235.8155 | 234.9504 | 234.3579 | 233.7785 | 233.2089 | 232.6454 | 232.079
NPgY | GSP | NG FES - Leading the Way | Total Baseline Demand Consumption (GWh) | SALTEND NORTH | Leading the Way | Dem_BB008 | GWh | NPgY | Saltend North |  | 352.5238 | 354.3122 | 353.0678 | 351.9403 | 350.943 | 350.0598 | 349.3421 | 348.7265 | 348.1594 | 347.5418 | 346.818 | 346.1555 | 345.5537 | 345.0095 | 344.5154 | 344.0615 | 343.6571 | 343.304 | 343.0057 | 342.7521 | 342.5318 | 342.3216 | 342.1165 | 341.9819 | 342.0237 | 342.0727 | 342.1243 | 342.1733 | 342.2113
NPgY | GSP | NG FES - Leading the Way | Total Baseline Demand Consumption (GWh) | SHEFFIELD CITY | Leading the Way | Dem_BB008 | GWh | NPgY | Sheffield City |  | 374.0728 | 383.0202 | 390.258 | 391.2862 | 388.203 | 385.3293 | 382.6609 | 380.1718 | 377.7128 | 375.0064 | 372.2548 | 369.5991 | 367.0446 | 364.5965 | 362.2336 | 359.9425 | 357.7189 | 355.5891 | 353.5691 | 351.6327 | 349.7564 | 347.8894 | 346.0248 | 344.3264 | 343.0543 | 341.8051 | 340.5728 | 339.3509 | 338.1239
NPgY | GSP | NG FES - Leading the Way | Total Baseline Demand Consumption (GWh) | SKELTON GRANGE | Leading the Way | Dem_BB008 | GWh | NPgY | Skelton Grange |  | 2558.1802 | 2636.3749 | 2649.971 | 2643.9366 | 2627.3441 | 2612.0508 | 2598.408 | 2585.9053 | 2572.7001 | 2555.6943 | 2537.9437 | 2520.9314 | 2504.6011 | 2532.009 | 2516.8896 | 2502.2296 | 2488.1122 | 2474.6684 | 2462.0627 | 2450.08 | 2438.5249 | 2426.8683 | 2415.0428 | 2404.9066 | 2399.4428 | 2394.1083 | 2388.8664 | 2383.6749 | 2378.398
NPgY | GSP | NG FES - Leading the Way | Total Baseline Demand Consumption (GWh) | TEMPLEBOROUGH 275/33KV | Leading the Way | Dem_BB008 | GWh | NPgY | Templeborough |  | 45.2236 | 45.0957 | 45.0098 | 44.9353 | 44.8753 | 44.828 | 44.8 | 44.785 | 44.761 | 44.6921 | 44.6161 | 44.5505 | 44.4938 | 44.4437 | 44.4017 | 44.3669 | 44.34 | 44.3204 | 44.3094 | 44.3048 | 44.3046 | 44.302 | 44.2969 | 44.3111 | 44.3796 | 44.4487 | 44.5177 | 44.586 | 44.6517
NPgY | GSP | NG FES - Leading the Way | Total Baseline Demand Consumption (GWh) | THURCROFT | Leading the Way | Dem_BB008 | GWh | NPgY | Thurcroft |  | 732.9746 | 759.0292 | 763.8028 | 773.8376 | 772.0927 | 770.6381 | 769.5859 | 768.8373 | 767.8839 | 765.8555 | 763.5149 | 761.3404 | 759.3184 | 884.1072 | 882.3519 | 880.7266 | 879.2472 | 877.9163 | 876.7771 | 875.7756 | 874.8588 | 873.8614 | 872.7835 | 872.163 | 872.8531 | 873.5567 | 874.2632 | 874.9589 | 875.6019
NPgY | GSP | NG FES - Leading the Way | Total Baseline Demand Consumption (GWh) | WEST MELTON / THORPE MARSH | Leading the Way | Dem_BB008 | GWh | NPgY | Thorpe Marsh |  | 2195.7607 | 2220.9675 | 2228.3741 | 2225.3899 | 2217.9709 | 2229.5055 | 2224.0642 | 2219.4821 | 2214.8288 | 2208.5789 | 2202.0135 | 2196.0599 | 2190.6443 | 2239.7076 | 2235.2455 | 2231.2176 | 2227.6607 | 2224.5389 | 2221.9088 | 2219.6542 | 2217.671 | 2215.6611 | 2213.6116 | 2212.4432 | 2213.6407 | 2214.8971 | 2216.1738 | 2217.4284 | 2218.5704
NPgY | GSP | NG FES - Leading the Way | Total Baseline Demand Consumption (GWh) | WEST MELTON SECTION 3 | Leading the Way | Dem_BB008 | GWh | NPgY | West Melton |  | 1097.7423 | 1109.2018 | 1111.8547 | 1113.9201 | 1113.7448 | 1113.9496 | 1114.7143 | 1115.8291 | 1116.6075 | 1115.8403 | 1114.1864 | 1112.6574 | 1111.2082 | 1145.6928 | 1144.3965 | 1143.203 | 1142.1394 | 1141.1961 | 1140.4494 | 1139.8144 | 1139.2252 | 1138.4495 | 1137.5148 | 1137.2067 | 1138.7589 | 1140.3149 | 1141.867 | 1143.401 | 1144.8629
NPgY | GSP | NG FES - Leading the Way | Total Baseline Demand Consumption (GWh) | WINCOBANK | Leading the Way | Dem_BB008 | GWh | NPgY | Wincobank |  | 208.5319 | 232.2533 | 231.5342 | 238.3787 | 236.7435 | 235.2034 | 233.7693 | 232.4311 | 231.0435 | 229.3712 | 227.7528 | 226.213 | 224.7432 | 223.3341 | 221.9868 | 220.6968 | 219.4644 | 218.289 | 217.1807 | 216.1247 | 215.1066 | 214.0855 | 213.0575 | 212.1577 | 211.6024 | 211.0592 | 210.5241 | 209.9932 | 209.4552
NPgN | GSP | NG FES - System Transformation | Total Baseline Demand Consumption (GWh) | BLYTH 66kV | System Transformation | Dem_BB008 | GWh | NPgN | Blyth 66kV |  | 687.8525 | 684.4107 | 688.3503 | 691.8154 | 691.0819 | 689.6224 | 688.574 | 687.7571 | 687.2491 | 687.1043 | 686.5832 | 686.1965 | 685.946 | 685.4831 | 684.9228 | 684.6225 | 684.4578 | 684.3809 | 684.334 | 684.2803 | 684.1928 | 684.0414 | 683.8171 | 683.5036 | 683.1061 | 682.6558 | 682.1519 | 681.5886 | 681.0478
NPgN | GSP | NG FES - System Transformation | Total Baseline Demand Consumption (GWh) | BLYTH 132kV | System Transformation | Dem_BB008 | GWh | NPgN | Blyth 132kV |  | 264.9371 | 263.9058 | 268.4181 | 273.3324 | 272.2369 | 271.2669 | 270.4798 | 269.8088 | 269.2818 | 268.9072 | 268.4273 | 268.0281 | 267.7039 | 267.3661 | 267.0852 | 266.8675 | 266.7081 | 266.5941 | 266.4961 | 266.3947 | 266.2836 | 266.156 | 266.0111 | 265.8453 | 265.66 | 265.4628 | 265.2533 | 265.0301 | 264.8115
NPgN | GSP | NG FES - System Transformation | Total Baseline Demand Consumption (GWh) | FOURSTONES | System Transformation | Dem_BB008 | GWh | NPgN | Fourstones |  | 87.4543 | 86.7342 | 86.1477 | 85.617 | 85.1479 | 84.7305 | 84.3786 | 84.0731 | 83.8199 | 83.6227 | 83.4073 | 83.225 | 83.0732 | 82.9084 | 82.7447 | 82.6265 | 82.5352 | 82.463 | 82.3984 | 82.3325 | 82.2624 | 82.1847 | 82.0978 | 81.9998 | 81.8914 | 81.7764 | 81.6547 | 81.5256 | 81.3991
NPgN | GSP | NG FES - System Transformation | Total Baseline Demand Consumption (GWh) | HARTMOOR | System Transformation | Dem_BB008 | GWh | NPgN | Hart Moor |  | 435.9361 | 433.0538 | 450.9139 | 451.5419 | 452.467 | 450.8798 | 449.5795 | 448.4829 | 447.6096 | 446.9993 | 446.2852 | 445.709 | 445.2659 | 444.4009 | 443.1992 | 442.4755 | 441.9071 | 441.4056 | 440.9232 | 440.4299 | 439.8768 | 439.2283 | 438.4556 | 437.5309 | 436.4633 | 435.3054 | 434.0558 | 432.705 | 431.3917
NPgN | GSP | NG FES - System Transformation | Total Baseline Demand Consumption (GWh) | HAWTHORN PIT GRID | System Transformation | Dem_BB008 | GWh | NPgN | Hawthorn Pit |  | 517.2734 | 515.9465 | 520.8639 | 524.1369 | 522.5805 | 521.3105 | 520.395 | 519.7332 | 519.4133 | 519.3636 | 519.1694 | 519.1465 | 519.3038 | 519.4624 | 519.9751 | 520.5024 | 521.0919 | 521.7691 | 522.4898 | 523.1972 | 523.8743 | 524.5116 | 525.0998 | 525.6303 | 526.1076 | 526.5526 | 526.9648 | 527.3407 | 527.7245
NPgN | GSP | NG FES - System Transformation | Total Baseline Demand Consumption (GWh) | KNARESBOROUGH | System Transformation | Dem_BB008 | GWh | NPgN | Knaresborough |  | 837.2368 | 834.1688 | 839.6923 | 845.0368 | 843.9564 | 847.2599 | 847.1782 | 847.4726 | 848.2316 | 849.5028 | 850.6493 | 852.1203 | 853.8751 | 855.5674 | 857.3984 | 859.6016 | 862.0862 | 864.7595 | 867.5233 | 870.2777 | 873.0158 | 875.7028 | 878.32 | 880.8524 | 883.3052 | 885.708 | 888.06 | 890.3556 | 892.671
NPgN | GSP | NG FES - System Transformation | Total Baseline Demand Consumption (GWh) | LACKENBY | System Transformation | Dem_BB008 | GWh | NPgN | Lackenby |  | 1011.7679 | 1007.9902 | 1011.0909 | 1009.9116 | 1011.4888 | 1010.098 | 1009.1843 | 1008.5266 | 1008.2268 | 1008.2937 | 1007.9433 | 1007.7642 | 1007.7466 | 1007.3422 | 1006.8313 | 1006.6617 | 1006.6196 | 1006.6401 | 1006.6877 | 1006.7152 | 1006.6875 | 1006.5469 | 1006.2758 | 1005.8463 | 1005.2688 | 1004.5991 | 1003.8357 | 1002.9688 | 1002.1384
NPgN | GSP | NG FES - System Transformation | Total Baseline Demand Consumption (GWh) | NORTON | System Transformation | Dem_BB008 | GWh | NPgN | Norton |  | 2015.8019 | 2014.8899 | 2060.5056 | 2068.1441 | 2069.6638 | 2072.2146 | 2076.17 | 2081.032 | 2098.5788 | 2105.8324 | 2112.3457 | 2119.5985 | 2127.5059 | 2204.3298 | 2210.0479 | 2217.5968 | 2225.9145 | 2234.6629 | 2243.5915 | 2252.4634 | 2261.1573 | 2269.5087 | 2277.4164 | 2284.7818 | 2291.6368 | 2298.1692 | 2304.3737 | 2310.2162 | 2316.191
NPgN | GSP | NG FES - System Transformation | Total Baseline Demand Consumption (GWh) | OFFERTON | System Transformation | Dem_BB008 | GWh | NPgN | Offerton |  | 235.972 | 234.0155 | 233.422 | 233.2953 | 232.1041 | 231.0613 | 230.2183 | 229.5012 | 228.9303 | 228.5212 | 227.9633 | 227.4819 | 227.0644 | 226.5883 | 226.075 | 225.6904 | 225.3758 | 225.106 | 224.8603 | 224.6138 | 224.3569 | 224.0819 | 223.7792 | 223.4425 | 223.0739 | 222.6852 | 222.276 | 221.8442 | 221.4216
NPgN | GSP | NG FES - System Transformation | Total Baseline Demand Consumption (GWh) | OSBALDWICK | System Transformation | Dem_BB008 | GWh | NPgN | Osbaldwick |  | 1269.0669 | 1259.7079 | 1260.443 | 1266.2001 | 1261.4736 | 1257.5019 | 1254.3493 | 1251.7808 | 1250.0469 | 1249.0322 | 1247.4281 | 1246.0744 | 1245.069 | 1243.9295 | 1243.2943 | 1242.7879 | 1242.3734 | 1242.2208 | 1242.2113 | 1242.2046 | 1242.1248 | 1241.9335 | 1241.5875 | 1241.0567 | 1240.3537 | 1239.5442 | 1238.6264 | 1237.5886 | 1236.5825
NPgN | GSP | NG FES - System Transformation | Total Baseline Demand Consumption (GWh) | POPPLETON | System Transformation | Dem_BB008 | GWh | NPgN | Poppleton |  | 223.8699 | 222.0727 | 221.7868 | 222.3419 | 224.1981 | 223.314 | 222.5691 | 221.9375 | 221.449 | 221.1156 | 220.6599 | 220.2339 | 219.8756 | 219.3531 | 218.6953 | 218.215 | 217.7683 | 217.3901 | 217.0524 | 216.7234 | 216.3738 | 215.9857 | 215.5377 | 215.0164 | 214.4261 | 213.792 | 213.1133 | 212.3855 | 211.6742
NPgN | GSP | NG FES - System Transformation | Total Baseline Demand Consumption (GWh) | SALTHOLME | System Transformation | Dem_BB008 | GWh | NPgN | Saltholme |  | 496.5368 | 530.3644 | 535.857 | 535.0722 | 534.2883 | 533.6542 | 533.167 | 532.8193 | 532.6066 | 532.5254 | 532.5593 | 532.7106 | 532.9736 | 533.326 | 533.7644 | 534.3093 | 534.9447 | 535.662 | 536.4191 | 537.176 | 537.9313 | 538.684 | 539.4331 | 540.1778 | 540.9184 | 541.6564 | 542.3918 | 543.1244 | 543.8584
NPgN | GSP | NG FES - System Transformation | Total Baseline Demand Consumption (GWh) | SOUTH SHIELDS | System Transformation | Dem_BB008 | GWh | NPgN | South Shields |  | 202.9047 | 201.4047 | 202.4024 | 202.1032 | 201.1684 | 200.3498 | 199.6828 | 199.1207 | 198.6756 | 198.3605 | 197.9768 | 197.6578 | 197.4025 | 197.1502 | 196.9194 | 196.7686 | 196.6709 | 196.6144 | 196.576 | 196.5341 | 196.4875 | 196.4259 | 196.3537 | 196.2684 | 196.1708 | 196.0656 | 195.9527 | 195.8311 | 195.7137
NPgN | GSP | NG FES - System Transformation | Total Baseline Demand Consumption (GWh) | SPADEADAM | System Transformation | Dem_BB008 | GWh | NPgN | Spadeadam - Not in NG FES |  | 33.0325 | 32.769 | 32.561 | 32.3733 | 32.2096 | 32.0645 | 31.9451 | 31.8428 | 31.7605 | 31.7002 | 31.628 | 31.5679 | 31.5188 | 31.473 | 31.4356 | 31.4075 | 31.3886 | 31.3772 | 31.3689 | 31.3603 | 31.351 | 31.3403 | 31.3283 | 31.3147 | 31.2998 | 31.2839 | 31.2672 | 31.2494 | 31.232
NPgN | GSP | NG FES - System Transformation | Total Baseline Demand Consumption (GWh) | SPENNYMOOR | System Transformation | Dem_BB008 | GWh | NPgN | Spennymoor |  | 1077.5843 | 1073.4481 | 1082.1883 | 1102.6846 | 1117.9508 | 1117.3519 | 1117.4833 | 1118.1389 | 1119.4254 | 1121.3859 | 1123.0362 | 1125.0351 | 1127.3942 | 1129.6031 | 1131.8199 | 1134.5927 | 1137.6673 | 1141 | 1144.4615 | 1147.9116 | 1151.3038 | 1154.5919 | 1157.757 | 1160.7723 | 1163.6468 | 1166.4326 | 1169.128 | 1171.7235 | 1174.3541
NPgN | GSP | NG FES - System Transformation | Total Baseline Demand Consumption (GWh) | STELLA NORTH | System Transformation | Dem_BB008 | GWh | NPgN | Stella North |  | 1073.2998 | 1064.4876 | 1074.6867 | 1078.0327 | 1076.0337 | 1071.6499 | 1068.0355 | 1064.9926 | 1062.6193 | 1060.9853 | 1058.8309 | 1056.9092 | 1055.271 | 1053.4881 | 1051.6735 | 1050.2846 | 1049.0711 | 1048.09 | 1047.2526 | 1046.45 | 1045.6218 | 1044.7143 | 1043.6939 | 1042.5354 | 1041.2467 | 1039.8769 | 1038.4253 | 1036.8832 | 1035.3776
NPgN | GSP | NG FES - System Transformation | Total Baseline Demand Consumption (GWh) | STELLA SOUTH | System Transformation | Dem_BB008 | GWh | NPgN | Stella South |  | 1059.3951 | 1052.871 | 1069.6915 | 1076.2852 | 1072.6406 | 1069.5463 | 1067.1138 | 1065.1687 | 1064.8642 | 1064.0671 | 1063.0827 | 1062.4329 | 1062.1186 | 1065.4078 | 1065.293 | 1065.4968 | 1065.921 | 1066.5471 | 1067.2649 | 1067.9679 | 1068.6222 | 1069.1981 | 1069.68 | 1070.0487 | 1070.3118 | 1070.5093 | 1070.6401 | 1070.6972 | 1070.7778
NPgN | GSP | NG FES - System Transformation | Total Baseline Demand Consumption (GWh) | TYNEMOUTH | System Transformation | Dem_BB008 | GWh | NPgN | Tynemouth 1 |  | 766.2168 | 763.0011 | 765.5913 | 768.2032 | 767.2306 | 766.6777 | 766.6566 | 766.9806 | 767.7281 | 768.9822 | 769.7506 | 770.6597 | 771.7603 | 772.6449 | 773.4189 | 774.552 | 775.8517 | 777.2936 | 778.7985 | 780.2992 | 781.7597 | 783.1363 | 784.4231 | 785.6002 | 786.6736 | 787.6819 | 788.6243 | 789.4939 | 790.3922
NPgN | GSP | NG FES - System Transformation | Total Baseline Demand Consumption (GWh) | WEST BOLDON | System Transformation | Dem_BB008 | GWh | NPgN | West Boldon |  | 1091.2648 | 1084.0321 | 1092.5275 | 1098.4541 | 1094.2382 | 1090.6105 | 1087.7345 | 1085.3484 | 1083.5377 | 1082.3801 | 1080.6449 | 1079.1719 | 1077.9474 | 1076.5154 | 1074.9912 | 1073.9219 | 1073.0842 | 1072.4205 | 1071.8399 | 1071.2581 | 1070.6396 | 1069.9373 | 1069.1344 | 1068.2082 | 1067.166 | 1066.0516 | 1064.8639 | 1063.5952 | 1062.3614
NPgY | GSP | NG FES - System Transformation | Total Baseline Demand Consumption (GWh) | BRADFORD WEST | System Transformation | Dem_BB008 | GWh | NPgY | Bradford West |  | 1789.7603 | 1783.198 | 1789.1334 | 1788.7311 | 1780.6399 | 1773.5843 | 1767.9309 | 1763.2103 | 1759.6387 | 1757.2388 | 1753.9912 | 1751.3276 | 1749.2263 | 1745.5863 | 1741.0234 | 1738.1537 | 1735.883 | 1733.8816 | 1731.9696 | 1730.0183 | 1727.8649 | 1725.3355 | 1722.3257 | 1718.7308 | 1714.5851 | 1710.0916 | 1705.2448 | 1700.0076 | 1694.9072
NPgY | GSP | NG FES - System Transformation | Total Baseline Demand Consumption (GWh) | CAMBLESFORTH | System Transformation | Dem_BB008 | GWh | NPgY | Camblesforth |  | 227.1972 | 233.3198 | 240.3831 | 241.1607 | 242.0385 | 243.004 | 244.0911 | 245.2736 | 246.5576 | 247.9526 | 249.3127 | 250.7471 | 252.2548 | 253.7471 | 255.2482 | 256.8588 | 258.5445 | 260.2903 | 262.0607 | 263.8292 | 265.591 | 267.3365 | 269.0628 | 270.7658 | 272.447 | 274.1144 | 275.7676 | 277.4053 | 279.0484
NPgY | GSP | NG FES - System Transformation | Total Baseline Demand Consumption (GWh) | CREYKE BECK | System Transformation | Dem_BB008 | GWh | NPgY | Creyke Beck |  | 1829.7788 | 1854.1276 | 1868.4747 | 1874.1442 | 1872.2909 | 1871.4175 | 1871.8944 | 1873.2886 | 1875.746 | 1879.3766 | 1882.2658 | 1885.7354 | 1889.8001 | 1893.5424 | 1897.1881 | 1901.7818 | 1906.9357 | 1912.5334 | 1918.3366 | 1924.1392 | 1929.8679 | 1935.4373 | 1940.8019 | 1945.9169 | 1950.7976 | 1955.5313 | 1960.1156 | 1964.5345 | 1969.0173
NPgY | GSP | NG FES - System Transformation | Total Baseline Demand Consumption (GWh) | DRAX | System Transformation | Dem_BB008 | GWh | NPgY | Drax |  | 497.4054 | 506.076 | 508.9783 | 511.6663 | 519.4562 | 522.6103 | 526.0492 | 529.7316 | 533.6775 | 537.8784 | 542.1478 | 546.6174 | 551.2856 | 556.1017 | 561.1405 | 566.3655 | 571.778 | 577.3502 | 582.9994 | 588.6368 | 594.2639 | 599.8691 | 605.4612 | 611.0383 | 616.6014 | 622.1558 | 627.7012 | 633.2364 | 638.7731
NPgY | GSP | NG FES - System Transformation | Total Baseline Demand Consumption (GWh) | ELLAND | System Transformation | Dem_BB008 | GWh | NPgY | Elland |  | 1520.7898 | 1530.4114 | 1534.7063 | 1529.394 | 1522.8531 | 1517.2316 | 1512.7934 | 1509.1813 | 1506.5004 | 1504.842 | 1502.6167 | 1500.9537 | 1499.8033 | 1557.2651 | 1555.2451 | 1554.2994 | 1553.8648 | 1553.7384 | 1553.7516 | 1553.7444 | 1553.6537 | 1553.3718 | 1552.8429 | 1552.0127 | 1550.8986 | 1549.6047 | 1548.1282 | 1546.4496 | 1544.8426
NPgY | GSP | NG FES - System Transformation | Total Baseline Demand Consumption (GWh) | FERRYBRIDGE A | System Transformation | Dem_BB008 | GWh | NPgY | Ferrybridge A |  | 555.6336 | 598.0159 | 606.6644 | 611.5076 | 613.2019 | 615.1388 | 617.3921 | 619.8667 | 622.6715 | 625.7129 | 628.584 | 631.62 | 634.8262 | 637.9916 | 641.55 | 645.1064 | 648.7169 | 652.3941 | 656.0901 | 659.75 | 663.3607 | 666.902 | 670.3826 | 673.792 | 677.1359 | 680.4398 | 683.7031 | 686.9213 | 690.148
NPgY | GSP | NG FES - System Transformation | Total Baseline Demand Consumption (GWh) | FERRYBRIDGE B | System Transformation | Dem_BB008 | GWh | NPgY | Ferrybridge B (_M) |  | 1512.0304 | 1534.1904 | 1548.3914 | 1564.9416 | 1565.4881 | 1566.8823 | 1569.2321 | 1572.3155 | 1592.6701 | 1597.4731 | 1602.0189 | 1607.0661 | 1612.6183 | 1662.5527 | 1666.9635 | 1672.5243 | 1678.567 | 1684.9335 | 1691.4394 | 1697.8963 | 1704.219 | 1710.297 | 1716.078 | 1721.4978 | 1726.5773 | 1731.4406 | 1736.0843 | 1740.485 | 1744.9648
NPgY | GSP | NG FES - System Transformation | Total Baseline Demand Consumption (GWh) | GRIMSBY WEST | System Transformation | Dem_BB008 | GWh | NPgY | Grimsby West |  | 910.1088 | 924.6925 | 923.929 | 919.9387 | 916.4945 | 913.5423 | 911.1874 | 909.2564 | 907.829 | 906.9236 | 905.893 | 905.1899 | 904.7817 | 904.4929 | 904.3302 | 904.5219 | 904.9892 | 905.6694 | 906.4539 | 907.2304 | 908 | 908.7344 | 909.4296 | 910.0767 | 910.6787 | 911.2525 | 911.7974 | 912.3104 | 912.8376
NPgY | GSP | NG FES - System Transformation | Total Baseline Demand Consumption (GWh) | JORDANTHORPE | System Transformation | Dem_BB008 | GWh | NPgY | Jordanthorpe |  | 257.9903 | 260.352 | 260.9202 | 260.8516 | 260.89 | 261.0266 | 261.2769 | 261.5885 | 262.0647 | 262.6162 | 262.969 | 263.3199 | 263.7083 | 263.8662 | 264.1693 | 264.4308 | 264.6181 | 264.779 | 264.9264 | 265.0556 | 265.1434 | 265.1677 | 265.1163 | 264.9752 | 264.7506 | 264.4741 | 264.1451 | 263.7577 | 263.3829
NPgY | GSP | NG FES - System Transformation | Total Baseline Demand Consumption (GWh) | KEADBY | System Transformation | Dem_BB008 | GWh | NPgY | Keadby |  | 1661.3692 | 1669.7442 | 1687.2012 | 1700.3109 | 1707.354 | 1714.7635 | 1722.7725 | 1731.1577 | 1740.0353 | 1749.4728 | 1758.5094 | 1767.861 | 1777.5258 | 1787.0211 | 1796.5949 | 1806.6669 | 1817.0672 | 1827.7082 | 1838.445 | 1849.1691 | 1859.8547 | 1870.4456 | 1880.932 | 1891.2923 | 1901.5344 | 1911.7019 | 1921.7934 | 1931.8004 | 1941.8356
NPgY | GSP | NG FES - System Transformation | Total Baseline Demand Consumption (GWh) | KIRKSTALL B | System Transformation | Dem_BB008 | GWh | NPgY | Kirkstall B |  | 1064.9952 | 1090.862 | 1103.611 | 1110.1941 | 1105.4557 | 1101.4437 | 1098.1792 | 1095.4699 | 1093.428 | 1092.0691 | 1090.2651 | 1088.7215 | 1087.4816 | 1086.0412 | 1084.4856 | 1083.4123 | 1082.5533 | 1081.932 | 1081.4422 | 1080.956 | 1080.4357 | 1079.8349 | 1079.1057 | 1078.22 | 1077.1865 | 1076.0595 | 1074.8376 | 1073.5106 | 1072.2203
NPgY | GSP | NG FES - System Transformation | Total Baseline Demand Consumption (GWh) | NEEPSEND | System Transformation | Dem_BB008 | GWh | NPgY | Neepsend |  | 387.5273 | 389.2929 | 393.984 | 392.3402 | 390.9696 | 389.8568 | 389.0093 | 388.3518 | 387.9827 | 387.8474 | 387.4922 | 387.208 | 387.0339 | 386.7222 | 386.5271 | 386.3885 | 386.2457 | 386.1511 | 386.0834 | 386.0038 | 385.8884 | 385.7174 | 385.4785 | 385.1581 | 384.7616 | 384.3176 | 383.8257 | 383.2807 | 382.7502
NPgY | GSP | NG FES - System Transformation | Total Baseline Demand Consumption (GWh) | NORTON LEES | System Transformation | Dem_BB008 | GWh | NPgY | Norton Lees |  | 240.6551 | 239.262 | 238.5225 | 237.9469 | 237.5452 | 237.3045 | 237.2369 | 237.2718 | 237.4824 | 237.8644 | 237.9674 | 238.0744 | 238.2178 | 238.0155 | 237.5904 | 237.3776 | 237.1684 | 236.9684 | 236.775 | 236.5714 | 236.3243 | 236.0018 | 235.5833 | 235.0479 | 234.4022 | 233.6865 | 232.9001 | 232.0355 | 231.1965
NPgY | GSP | NG FES - System Transformation | Total Baseline Demand Consumption (GWh) | PITSMOOR 3/4 | System Transformation | Dem_BB008 | GWh | NPgY | Pitsmoor |  | 247.2368 | 259.8917 | 262.1045 | 260.9179 | 259.8983 | 259.0358 | 258.3315 | 257.75 | 257.319 | 257.0381 | 256.6926 | 256.4097 | 256.2004 | 255.9461 | 255.6718 | 255.5115 | 255.3957 | 255.3309 | 255.2932 | 255.2534 | 255.2004 | 255.1239 | 255.0177 | 254.8753 | 254.6988 | 254.5007 | 254.2808 | 254.0368 | 253.8012
NPgY | GSP | NG FES - System Transformation | Total Baseline Demand Consumption (GWh) | SALTEND NORTH | System Transformation | Dem_BB008 | GWh | NPgY | Saltend North |  | 352.5238 | 355.0161 | 354.5174 | 354.1843 | 354.027 | 354.0289 | 354.237 | 354.5878 | 355.1046 | 355.8037 | 356.4213 | 357.1328 | 357.941 | 358.7613 | 359.6127 | 360.5842 | 361.6401 | 362.7699 | 363.9375 | 365.1067 | 366.2695 | 367.4183 | 368.5484 | 369.6557 | 370.7418 | 371.8146 | 372.874 | 373.9184 | 374.9693
NPgY | GSP | NG FES - System Transformation | Total Baseline Demand Consumption (GWh) | SHEFFIELD CITY | System Transformation | Dem_BB008 | GWh | NPgY | Sheffield City |  | 374.0728 | 384.0381 | 392.2579 | 394.3302 | 392.328 | 390.5743 | 389.0713 | 387.7743 | 386.7352 | 385.9065 | 385.0627 | 384.3468 | 383.7741 | 383.1545 | 382.6723 | 382.2966 | 381.9772 | 381.7316 | 381.5214 | 381.3016 | 381.0559 | 380.771 | 380.4371 | 380.0446 | 379.5971 | 379.1156 | 378.5994 | 378.0449 | 377.5009
NPgY | GSP | NG FES - System Transformation | Total Baseline Demand Consumption (GWh) | SKELTON GRANGE | System Transformation | Dem_BB008 | GWh | NPgY | Skelton Grange |  | 2558.1802 | 2641.8081 | 2661.0867 | 2661.1448 | 2650.9825 | 2642.4437 | 2635.75 | 2630.402 | 2626.6322 | 2624.51 | 2621.4211 | 2619.0861 | 2617.5479 | 2657.6651 | 2653.7837 | 2651.8282 | 2650.6022 | 2649.8795 | 2649.394 | 2648.8754 | 2648.163 | 2647.0634 | 2645.4414 | 2643.1822 | 2640.3209 | 2637.0777 | 2633.4471 | 2629.3881 | 2625.4753
NPgY | GSP | NG FES - System Transformation | Total Baseline Demand Consumption (GWh) | TEMPLEBOROUGH 275/33KV | System Transformation | Dem_BB008 | GWh | NPgY | Templeborough |  | 45.2236 | 45.1956 | 45.2151 | 45.2529 | 45.3116 | 45.3894 | 45.4912 | 45.6112 | 45.7518 | 45.9149 | 46.071 | 46.2406 | 46.4233 | 46.5911 | 46.7514 | 46.9404 | 47.143 | 47.3542 | 47.5687 | 47.7824 | 47.9934 | 48.1992 | 48.3989 | 48.5911 | 48.7761 | 48.9567 | 49.1326 | 49.3035 | 49.4761
NPgY | GSP | NG FES - System Transformation | Total Baseline Demand Consumption (GWh) | THURCROFT | System Transformation | Dem_BB008 | GWh | NPgY | Thurcroft |  | 732.9746 | 761.0958 | 767.812 | 779.9034 | 780.271 | 780.9948 | 782.1941 | 783.735 | 785.7453 | 788.1533 | 790.2714 | 792.6076 | 795.1837 | 924.0317 | 926.3121 | 928.9253 | 931.6752 | 934.5195 | 937.3898 | 940.2248 | 942.9786 | 945.5951 | 948.0549 | 950.3262 | 952.4211 | 954.4051 | 956.2765 | 958.0232 | 959.8051
NPgY | GSP | NG FES - System Transformation | Total Baseline Demand Consumption (GWh) | WEST MELTON / THORPE MARSH | System Transformation | Dem_BB008 | GWh | NPgY | Thorpe Marsh |  | 2195.7607 | 2227.1869 | 2241.066 | 2244.9759 | 2244.8215 | 2263.9911 | 2266.5103 | 2270.2027 | 2275.2002 | 2281.524 | 2287.6761 | 2294.6848 | 2302.5269 | 2364.0354 | 2371.6532 | 2380.5599 | 2390.2075 | 2400.4004 | 2410.8286 | 2421.2009 | 2431.4408 | 2441.4452 | 2451.1837 | 2460.5989 | 2469.7097 | 2478.6279 | 2487.3503 | 2495.856 | 2504.4336
NPgY | GSP | NG FES - System Transformation | Total Baseline Demand Consumption (GWh) | WEST MELTON SECTION 3 | System Transformation | Dem_BB008 | GWh | NPgY | West Melton |  | 1097.7423 | 1111.2307 | 1115.5182 | 1119.2948 | 1120.7971 | 1122.668 | 1125.129 | 1127.8915 | 1131.2169 | 1134.9693 | 1137.8388 | 1140.8529 | 1144.0237 | 1182.3063 | 1184.9825 | 1187.8018 | 1190.6059 | 1193.3661 | 1196.0672 | 1198.6799 | 1201.144 | 1203.3841 | 1205.3938 | 1207.1283 | 1208.6059 | 1209.9233 | 1211.078 | 1212.0524 | 1213.0743
NPgY | GSP | NG FES - System Transformation | Total Baseline Demand Consumption (GWh) | WINCOBANK | System Transformation | Dem_BB008 | GWh | NPgY | Wincobank |  | 208.5319 | 232.8736 | 232.7802 | 240.2922 | 239.356 | 238.5464 | 237.87 | 237.3122 | 236.8835 | 236.5664 | 236.3061 | 236.1396 | 236.0655 | 235.9141 | 235.7693 | 235.7712 | 235.8431 | 235.9635 | 236.1031 | 236.2358 | 236.3501 | 236.4332 | 236.4772 | 236.4738 | 236.4259 | 236.3498 | 236.245 | 236.1085 | 235.9814
NPgN | GSP | NPg Best View | Number of domestic full electric heat pumps | BLYTH 66kV | NPg Best View (Not in FES) | Lct_BB005 | Number of | NPgN | Blyth 66kV |  | 1233 | 1569 | 2161 | 3457 | 5236 | 7337 | 8409 | 9079 | 9751 | 10433 | 11119 | 11793 | 12502 | 13836 | 18751 | 23765 | 28693 | 33458 | 37708 | 41508 | 45014 | 49562 | 54532 | 59516 | 64495 | 69470 | 74438 | 79399 | 83152
NPgN | GSP | NPg Best View | Number of domestic full electric heat pumps | BLYTH 132kV | NPg Best View (Not in FES) | Lct_BB005 | Number of | NPgN | Blyth 132kV |  | 245 | 337 | 479 | 785 | 1216 | 1737 | 1986 | 2136 | 2286 | 2438 | 2592 | 2744 | 2903 | 3274 | 4635 | 6004 | 7351 | 8657 | 9841 | 10906 | 11887 | 13141 | 14499 | 15860 | 17221 | 18580 | 19938 | 21294 | 22319
NPgN | GSP | NPg Best View | Number of domestic full electric heat pumps | FOURSTONES | NPg Best View (Not in FES) | Lct_BB005 | Number of | NPgN | Fourstones |  | 111 | 145 | 193 | 302 | 456 | 638 | 720 | 761 | 801 | 842 | 883 | 925 | 969 | 1077 | 1459 | 1846 | 2218 | 2578 | 2885 | 3147 | 3382 | 3717 | 4095 | 4474 | 4852 | 5230 | 5606 | 5982 | 6265
NPgN | GSP | NPg Best View | Number of domestic full electric heat pumps | HARTMOOR | NPg Best View (Not in FES) | Lct_BB005 | Number of | NPgN | Hart Moor |  | 1120 | 1296 | 1683 | 2573 | 3775 | 5158 | 5854 | 6229 | 6601 | 6977 | 7355 | 7726 | 8114 | 8735 | 11121 | 13645 | 16101 | 18414 | 20322 | 21938 | 23387 | 25534 | 28012 | 30500 | 32986 | 35469 | 37948 | 40421 | 42292
NPgN | GSP | NPg Best View | Number of domestic full electric heat pumps | HAWTHORN PIT GRID | NPg Best View (Not in FES) | Lct_BB005 | Number of | NPgN | Hawthorn Pit |  | 866 | 1277 | 1698 | 2534 | 3696 | 5165 | 6001 | 6581 | 7161 | 7748 | 8338 | 8923 | 9528 | 10456 | 13281 | 16109 | 18854 | 21488 | 23811 | 25834 | 27575 | 29960 | 32614 | 35277 | 37936 | 40592 | 43244 | 45890 | 47894
NPgN | GSP | NPg Best View | Number of domestic full electric heat pumps | KNARESBOROUGH | NPg Best View (Not in FES) | Lct_BB005 | Number of | NPgN | Knaresborough |  | 1096 | 1312 | 1708 | 2638 | 3951 | 5507 | 6205 | 6512 | 6811 | 7116 | 7424 | 7731 | 8052 | 8908 | 12236 | 15676 | 19032 | 22225 | 24959 | 27326 | 29461 | 32456 | 35849 | 39254 | 42657 | 46056 | 49449 | 52836 | 55387
NPgN | GSP | NPg Best View | Number of domestic full electric heat pumps | LACKENBY | NPg Best View (Not in FES) | Lct_BB005 | Number of | NPgN | Lackenby |  | 802 | 1265 | 1876 | 2998 | 4487 | 6299 | 7353 | 8092 | 8835 | 9587 | 10344 | 11091 | 11871 | 13188 | 17472 | 21727 | 25874 | 29876 | 33526 | 36838 | 39854 | 43646 | 47771 | 51908 | 56040 | 60167 | 64288 | 68403 | 71521
NPgN | GSP | NPg Best View | Number of domestic full electric heat pumps | NORTON | NPg Best View (Not in FES) | Lct_BB005 | Number of | NPgN | Norton |  | 2728 | 3690 | 5186 | 8220 | 12303 | 17135 | 19753 | 21469 | 23189 | 24931 | 26684 | 28412 | 30215 | 33293 | 43782 | 54380 | 64683 | 74626 | 83423 | 91239 | 98370 | 107753 | 118083 | 128442 | 138789 | 149120 | 159432 | 169724 | 177516
NPgN | GSP | NPg Best View | Number of domestic full electric heat pumps | OFFERTON | NPg Best View (Not in FES) | Lct_BB005 | Number of | NPgN | Offerton |  | 315 | 421 | 608 | 1007 | 1565 | 2241 | 2564 | 2758 | 2952 | 3148 | 3347 | 3542 | 3748 | 4220 | 5933 | 7659 | 9353 | 10992 | 12469 | 13794 | 15008 | 16577 | 18279 | 19986 | 21692 | 23395 | 25097 | 26795 | 28078
NPgN | GSP | NPg Best View | Number of domestic full electric heat pumps | OSBALDWICK | NPg Best View (Not in FES) | Lct_BB005 | Number of | NPgN | Osbaldwick |  | 1911 | 2650 | 3545 | 5316 | 7655 | 10379 | 11879 | 12812 | 13746 | 14694 | 15648 | 16587 | 17571 | 19335 | 25598 | 31930 | 38095 | 44002 | 49267 | 54015 | 58423 | 64085 | 70342 | 76618 | 82889 | 89151 | 95405 | 101648 | 106375
NPgN | GSP | NPg Best View | Number of domestic full electric heat pumps | POPPLETON | NPg Best View (Not in FES) | Lct_BB005 | Number of | NPgN | Poppleton |  | 432 | 539 | 714 | 1096 | 1610 | 2199 | 2499 | 2664 | 2828 | 2995 | 3163 | 3329 | 3503 | 3801 | 4917 | 6071 | 7190 | 8257 | 9160 | 9939 | 10650 | 11655 | 12801 | 13950 | 15098 | 16244 | 17388 | 18530 | 19393
NPgN | GSP | NPg Best View | Number of domestic full electric heat pumps | SALTHOLME | NPg Best View (Not in FES) | Lct_BB005 | Number of | NPgN | Saltholme |  | 56 | 57 | 63 | 88 | 122 | 161 | 180 | 188 | 196 | 203 | 211 | 219 | 226 | 236 | 290 | 355 | 418 | 477 | 521 | 556 | 587 | 638 | 700 | 763 | 826 | 889 | 951 | 1014 | 1061
NPgN | GSP | NPg Best View | Number of domestic full electric heat pumps | SOUTH SHIELDS | NPg Best View (Not in FES) | Lct_BB005 | Number of | NPgN | South Shields |  | 321 | 420 | 583 | 949 | 1456 | 2060 | 2380 | 2592 | 2806 | 3022 | 3241 | 3457 | 3683 | 4144 | 5796 | 7470 | 9118 | 10732 | 12205 | 13546 | 14799 | 16338 | 17992 | 19649 | 21304 | 22958 | 24609 | 26258 | 27505
NPgN | GSP | NPg Best View | Number of domestic full electric heat pumps | SPADEADAM | NPg Best View (Not in FES) | Lct_BB005 | Number of | NPgN | Spadeadam - Not in NG FES |  | 24 | 35 | 51 | 86 | 136 | 198 | 227 | 246 | 264 | 283 | 302 | 320 | 340 | 389 | 565 | 741 | 914 | 1083 | 1238 | 1379 | 1509 | 1671 | 1845 | 2019 | 2193 | 2367 | 2540 | 2714 | 2845
NPgN | GSP | NPg Best View | Number of domestic full electric heat pumps | SPENNYMOOR | NPg Best View (Not in FES) | Lct_BB005 | Number of | NPgN | Spennymoor |  | 2219 | 2807 | 3747 | 5819 | 8652 | 11973 | 13663 | 14675 | 15686 | 16712 | 17745 | 18764 | 19829 | 21655 | 28175 | 34868 | 41377 | 47624 | 52989 | 57641 | 61843 | 67699 | 74259 | 80841 | 87415 | 93979 | 100531 | 107069 | 112015
NPgN | GSP | NPg Best View | Number of domestic full electric heat pumps | STELLA NORTH | NPg Best View (Not in FES) | Lct_BB005 | Number of | NPgN | Stella North |  | 1171 | 1619 | 2315 | 3751 | 5667 | 7919 | 9176 | 10074 | 10981 | 11899 | 12822 | 13728 | 14679 | 16329 | 22156 | 28036 | 33825 | 39466 | 44625 | 49344 | 53766 | 59206 | 65035 | 70876 | 76713 | 82545 | 88370 | 94188 | 98599
NPgN | GSP | NPg Best View | Number of domestic full electric heat pumps | STELLA SOUTH | NPg Best View (Not in FES) | Lct_BB005 | Number of | NPgN | Stella South |  | 1038 | 1452 | 1926 | 2969 | 4446 | 6284 | 7290 | 7979 | 8670 | 9371 | 10077 | 10778 | 11507 | 12679 | 16421 | 20199 | 23880 | 27469 | 30633 | 33393 | 35820 | 39089 | 42690 | 46302 | 49909 | 53510 | 57104 | 60690 | 63405
NPgN | GSP | NPg Best View | Number of domestic full electric heat pumps | TYNEMOUTH | NPg Best View (Not in FES) | Lct_BB005 | Number of | NPgN | Tynemouth 1 |  | 1193 | 1484 | 2029 | 3247 | 4915 | 6873 | 7872 | 8486 | 9100 | 9723 | 10350 | 10966 | 11613 | 12919 | 17766 | 22719 | 27595 | 32311 | 36534 | 40336 | 43874 | 48384 | 53297 | 58223 | 63146 | 68064 | 72977 | 77882 | 81591
NPgN | GSP | NPg Best View | Number of domestic full electric heat pumps | WEST BOLDON | NPg Best View (Not in FES) | Lct_BB005 | Number of | NPgN | West Boldon |  | 1535 | 1969 | 2739 | 4404 | 6704 | 9458 | 10889 | 11772 | 12654 | 13548 | 14448 | 15335 | 16263 | 18101 | 24693 | 31394 | 37966 | 44319 | 50002 | 55087 | 59752 | 65755 | 72328 | 78920 | 85506 | 92085 | 98655 | 105213 | 110170
NPgY | GSP | NPg Best View | Number of domestic full electric heat pumps | BRADFORD WEST | NPg Best View (Not in FES) | Lct_BB005 | Number of | NPgY | Bradford West |  | 2262 | 3117 | 4382 | 7172 | 11125 | 15840 | 16957 | 18119 | 19319 | 20540 | 21774 | 22995 | 24279 | 28230 | 40436 | 52525 | 64324 | 75701 | 85763 | 94645 | 102626 | 114216 | 125792 | 137356 | 148816 | 160248 | 171667 | 183090 | 191738
NPgY | GSP | NPg Best View | Number of domestic full electric heat pumps | CAMBLESFORTH | NPg Best View (Not in FES) | Lct_BB005 | Number of | NPgY | Camblesforth |  | 155 | 199 | 284 | 476 | 745 | 1062 | 1132 | 1205 | 1280 | 1357 | 1434 | 1510 | 1591 | 1865 | 2744 | 3622 | 4484 | 5312 | 6050 | 6709 | 7309 | 8157 | 9004 | 9851 | 10690 | 11528 | 12366 | 13204 | 13839
NPgY | GSP | NPg Best View | Number of domestic full electric heat pumps | CREYKE BECK | NPg Best View (Not in FES) | Lct_BB005 | Number of | NPgY | Creyke Beck |  | 1931 | 2606 | 3695 | 6104 | 9490 | 13524 | 14630 | 15778 | 16964 | 18168 | 19383 | 20581 | 21841 | 25708 | 37580 | 49360 | 60911 | 72106 | 82199 | 91296 | 99601 | 110848 | 122085 | 133312 | 144433 | 155529 | 166615 | 177708 | 186114
NPgY | GSP | NPg Best View | Number of domestic full electric heat pumps | DRAX | NPg Best View (Not in FES) | Lct_BB005 | Number of | NPgY | Drax |  | 204 | 314 | 473 | 759 | 1096 | 1466 | 1720 | 1982 | 2253 | 2526 | 2800 | 3068 | 3350 | 3904 | 5219 | 6496 | 7756 | 8980 | 10130 | 11223 | 12246 | 13399 | 14552 | 15704 | 16831 | 17955 | 19078 | 20208 | 21081
NPgY | GSP | NPg Best View | Number of domestic full electric heat pumps | ELLAND | NPg Best View (Not in FES) | Lct_BB005 | Number of | NPgY | Elland |  | 2288 | 2918 | 3957 | 6278 | 9521 | 13361 | 14339 | 15354 | 16396 | 17454 | 18520 | 19574 | 20674 | 23738 | 33162 | 42611 | 51805 | 60633 | 68342 | 75121 | 81201 | 90158 | 99104 | 108039 | 116894 | 125726 | 134546 | 143366 | 150041
NPgY | GSP | NPg Best View | Number of domestic full electric heat pumps | FERRYBRIDGE A | NPg Best View (Not in FES) | Lct_BB005 | Number of | NPgY | Ferrybridge A |  | 755 | 1130 | 1483 | 2192 | 3134 | 4243 | 4700 | 5173 | 5660 | 6155 | 6653 | 7142 | 7657 | 8730 | 11463 | 14133 | 16731 | 19231 | 21460 | 23454 | 25229 | 27675 | 30119 | 32559 | 34957 | 37346 | 39732 | 42124 | 43955
NPgY | GSP | NPg Best View | Number of domestic full electric heat pumps | FERRYBRIDGE B | NPg Best View (Not in FES) | Lct_BB005 | Number of | NPgY | Ferrybridge B (_M) |  | 1668 | 2167 | 2983 | 4723 | 7079 | 9830 | 10622 | 11442 | 12286 | 13142 | 14003 | 14849 | 15736 | 17952 | 24412 | 30869 | 37160 | 43150 | 48364 | 52951 | 57047 | 63125 | 69196 | 75262 | 81256 | 87234 | 93206 | 99184 | 103728
NPgY | GSP | NPg Best View | Number of domestic full electric heat pumps | GRIMSBY WEST | NPg Best View (Not in FES) | Lct_BB005 | Number of | NPgY | Grimsby West |  | 489 | 671 | 994 | 1687 | 2646 | 3789 | 4160 | 4545 | 4942 | 5345 | 5750 | 6147 | 6566 | 7934 | 12141 | 16301 | 20408 | 24406 | 28113 | 31546 | 34739 | 38711 | 42681 | 46648 | 50577 | 54499 | 58419 | 62343 | 65318
NPgY | GSP | NPg Best View | Number of domestic full electric heat pumps | JORDANTHORPE | NPg Best View (Not in FES) | Lct_BB005 | Number of | NPgY | Jordanthorpe |  | 638 | 858 | 1036 | 1462 | 2060 | 2757 | 2943 | 3138 | 3339 | 3543 | 3750 | 3954 | 4170 | 4707 | 6301 | 7905 | 9468 | 10966 | 12256 | 13380 | 14384 | 15907 | 17428 | 18948 | 20449 | 21946 | 23441 | 24937 | 26075
NPgY | GSP | NPg Best View | Number of domestic full electric heat pumps | KEADBY | NPg Best View (Not in FES) | Lct_BB005 | Number of | NPgY | Keadby |  | 890 | 1220 | 1781 | 2996 | 4689 | 6707 | 7306 | 7926 | 8566 | 9216 | 9870 | 10512 | 11189 | 13164 | 19069 | 24910 | 30657 | 36207 | 41231 | 45764 | 49887 | 55441 | 60992 | 66540 | 72029 | 77506 | 82980 | 88462 | 92629
NPgY | GSP | NPg Best View | Number of domestic full electric heat pumps | KIRKSTALL B | NPg Best View (Not in FES) | Lct_BB005 | Number of | NPgY | Kirkstall B |  | 914 | 1386 | 2020 | 3308 | 5065 | 7154 | 7868 | 8610 | 9374 | 10152 | 10936 | 11711 | 12524 | 14664 | 20768 | 26748 | 32575 | 38246 | 43387 | 48046 | 52289 | 57923 | 63549 | 69167 | 74720 | 80257 | 85786 | 91319 | 95522
NPgY | GSP | NPg Best View | Number of domestic full electric heat pumps | NEEPSEND | NPg Best View (Not in FES) | Lct_BB005 | Number of | NPgY | Neepsend |  | 554 | 806 | 1098 | 1699 | 2531 | 3520 | 3764 | 4017 | 4278 | 4544 | 4812 | 5076 | 5355 | 6164 | 8597 | 10994 | 13326 | 15548 | 17507 | 19233 | 20772 | 23062 | 25350 | 27636 | 29898 | 32155 | 34409 | 36665 | 38376
NPgY | GSP | NPg Best View | Number of domestic full electric heat pumps | NORTON LEES | NPg Best View (Not in FES) | Lct_BB005 | Number of | NPgY | Norton Lees |  | 827 | 1004 | 1305 | 2006 | 2978 | 4103 | 4343 | 4593 | 4849 | 5110 | 5373 | 5632 | 5902 | 6665 | 9116 | 11613 | 14040 | 16341 | 18288 | 19965 | 21460 | 23847 | 26230 | 28611 | 30970 | 33324 | 35674 | 38024 | 39803
NPgY | GSP | NPg Best View | Number of domestic full electric heat pumps | PITSMOOR 3/4 | NPg Best View (Not in FES) | Lct_BB005 | Number of | NPgY | Pitsmoor |  | 117 | 202 | 317 | 542 | 854 | 1235 | 1348 | 1465 | 1586 | 1709 | 1834 | 1957 | 2087 | 2473 | 3604 | 4705 | 5780 | 6823 | 7775 | 8637 | 9416 | 10465 | 11512 | 12557 | 13592 | 14625 | 15656 | 16688 | 17470
NPgY | GSP | NPg Best View | Number of domestic full electric heat pumps | SALTEND NORTH | NPg Best View (Not in FES) | Lct_BB005 | Number of | NPgY | Saltend North |  | 213 | 296 | 426 | 730 | 1173 | 1710 | 1852 | 2001 | 2155 | 2311 | 2469 | 2625 | 2790 | 3316 | 4936 | 6539 | 8115 | 9652 | 11046 | 12299 | 13437 | 14971 | 16502 | 18033 | 19549 | 21062 | 22573 | 24085 | 25231
NPgY | GSP | NPg Best View | Number of domestic full electric heat pumps | SHEFFIELD CITY | NPg Best View (Not in FES) | Lct_BB005 | Number of | NPgY | Sheffield City |  | 396 | 547 | 708 | 1043 | 1504 | 2045 | 2179 | 2318 | 2461 | 2606 | 2752 | 2895 | 3044 | 3445 | 4645 | 5838 | 6991 | 8080 | 9016 | 9828 | 10547 | 11677 | 12806 | 13933 | 15049 | 16162 | 17273 | 18385 | 19228
NPgY | GSP | NPg Best View | Number of domestic full electric heat pumps | SKELTON GRANGE | NPg Best View (Not in FES) | Lct_BB005 | Number of | NPgY | Skelton Grange |  | 3239 | 4252 | 5848 | 9353 | 14214 | 19971 | 21608 | 23305 | 25051 | 26822 | 28606 | 30364 | 32206 | 37127 | 51776 | 66380 | 80632 | 94345 | 106441 | 117162 | 126798 | 140589 | 154364 | 168124 | 181741 | 195323 | 208889 | 222463 | 232759
NPgY | GSP | NPg Best View | Number of domestic full electric heat pumps | TEMPLEBOROUGH 275/33KV | NPg Best View (Not in FES) | Lct_BB005 | Number of | NPgY | Templeborough |  | 31 | 44 | 64 | 108 | 171 | 245 | 263 | 281 | 299 | 318 | 337 | 356 | 376 | 434 | 609 | 782 | 950 | 1112 | 1253 | 1375 | 1483 | 1648 | 1813 | 1978 | 2141 | 2304 | 2467 | 2629 | 2753
NPgY | GSP | NPg Best View | Number of domestic full electric heat pumps | THURCROFT | NPg Best View (Not in FES) | Lct_BB005 | Number of | NPgY | Thurcroft |  | 1537 | 2060 | 2721 | 4111 | 5975 | 8127 | 8721 | 9338 | 9974 | 10620 | 11271 | 11913 | 12586 | 14159 | 18668 | 23175 | 27532 | 31647 | 35139 | 38156 | 40817 | 45058 | 49294 | 53524 | 57700 | 61863 | 66019 | 70180 | 73343
NPgY | GSP | NPg Best View | Number of domestic full electric heat pumps | WEST MELTON / THORPE MARSH | NPg Best View (Not in FES) | Lct_BB005 | Number of | NPgY | Thorpe Marsh |  | 1949 | 2655 | 3716 | 5925 | 8925 | 12440 | 13488 | 14575 | 15693 | 16828 | 17969 | 19091 | 20268 | 23351 | 32343 | 41251 | 49934 | 58254 | 65614 | 72168 | 78079 | 86484 | 94880 | 103268 | 111559 | 119829 | 128090 | 136358 | 142637
NPgY | GSP | NPg Best View | Number of domestic full electric heat pumps | WEST MELTON SECTION 3 | NPg Best View (Not in FES) | Lct_BB005 | Number of | NPgY | West Melton |  | 2449 | 3435 | 4557 | 6896 | 10018 | 13703 | 15167 | 16680 | 18236 | 19812 | 21398 | 22960 | 24597 | 27965 | 36676 | 45286 | 53672 | 61727 | 68829 | 75138 | 80721 | 88582 | 96434 | 104276 | 111990 | 119677 | 127355 | 135050 | 140931
NPgY | GSP | NPg Best View | Number of domestic full electric heat pumps | WINCOBANK | NPg Best View (Not in FES) | Lct_BB005 | Number of | NPgY | Wincobank |  | 159 | 217 | 274 | 385 | 528 | 692 | 766 | 841 | 918 | 996 | 1073 | 1149 | 1227 | 1365 | 1699 | 2030 | 2344 | 2641 | 2893 | 3114 | 3308 | 3597 | 3885 | 4172 | 4455 | 4736 | 5016 | 5297 | 5512
NPgN | GSP | NG FES - Consumer Transformation | Number of domestic full electric heat pumps | BLYTH 66kV | Consumer Transformation | Lct_BB005 | Number of | NPgN | Blyth 66kV |  | 1233 | 1569 | 2161 | 3457 | 5236 | 7337 | 8409 | 9079 | 9751 | 10433 | 11119 | 11793 | 12502 | 13836 | 18751 | 23765 | 28693 | 33458 | 37708 | 41508 | 45014 | 49562 | 54532 | 59516 | 64495 | 69470 | 74438 | 79399 | 83152
NPgN | GSP | NG FES - Consumer Transformation | Number of domestic full electric heat pumps | BLYTH 132kV | Consumer Transformation | Lct_BB005 | Number of | NPgN | Blyth 132kV |  | 245 | 337 | 479 | 785 | 1216 | 1737 | 1986 | 2136 | 2286 | 2438 | 2592 | 2744 | 2903 | 3274 | 4635 | 6004 | 7351 | 8657 | 9841 | 10906 | 11887 | 13141 | 14499 | 15860 | 17221 | 18580 | 19938 | 21294 | 22319
NPgN | GSP | NG FES - Consumer Transformation | Number of domestic full electric heat pumps | FOURSTONES | Consumer Transformation | Lct_BB005 | Number of | NPgN | Fourstones |  | 111 | 145 | 193 | 302 | 456 | 638 | 720 | 761 | 801 | 842 | 883 | 925 | 969 | 1077 | 1459 | 1846 | 2218 | 2578 | 2885 | 3147 | 3382 | 3717 | 4095 | 4474 | 4852 | 5230 | 5606 | 5982 | 6265
NPgN | GSP | NG FES - Consumer Transformation | Number of domestic full electric heat pumps | HARTMOOR | Consumer Transformation | Lct_BB005 | Number of | NPgN | Hart Moor |  | 1120 | 1296 | 1683 | 2573 | 3775 | 5158 | 5854 | 6229 | 6601 | 6977 | 7355 | 7726 | 8114 | 8735 | 11121 | 13645 | 16101 | 18414 | 20322 | 21938 | 23387 | 25534 | 28012 | 30500 | 32986 | 35469 | 37948 | 40421 | 42292
NPgN | GSP | NG FES - Consumer Transformation | Number of domestic full electric heat pumps | HAWTHORN PIT GRID | Consumer Transformation | Lct_BB005 | Number of | NPgN | Hawthorn Pit |  | 866 | 1277 | 1698 | 2534 | 3696 | 5165 | 6001 | 6581 | 7161 | 7748 | 8338 | 8923 | 9528 | 10456 | 13281 | 16109 | 18854 | 21488 | 23811 | 25834 | 27575 | 29960 | 32614 | 35277 | 37936 | 40592 | 43244 | 45890 | 47894
NPgN | GSP | NG FES - Consumer Transformation | Number of domestic full electric heat pumps | KNARESBOROUGH | Consumer Transformation | Lct_BB005 | Number of | NPgN | Knaresborough |  | 1096 | 1312 | 1708 | 2638 | 3951 | 5507 | 6205 | 6512 | 6811 | 7116 | 7424 | 7731 | 8052 | 8908 | 12236 | 15676 | 19032 | 22225 | 24959 | 27326 | 29461 | 32456 | 35849 | 39254 | 42657 | 46056 | 49449 | 52836 | 55387
NPgN | GSP | NG FES - Consumer Transformation | Number of domestic full electric heat pumps | LACKENBY | Consumer Transformation | Lct_BB005 | Number of | NPgN | Lackenby |  | 802 | 1265 | 1876 | 2998 | 4487 | 6299 | 7353 | 8092 | 8835 | 9587 | 10344 | 11091 | 11871 | 13188 | 17472 | 21727 | 25874 | 29876 | 33526 | 36838 | 39854 | 43646 | 47771 | 51908 | 56040 | 60167 | 64288 | 68403 | 71521
NPgN | GSP | NG FES - Consumer Transformation | Number of domestic full electric heat pumps | NORTON | Consumer Transformation | Lct_BB005 | Number of | NPgN | Norton |  | 2728 | 3690 | 5186 | 8220 | 12303 | 17135 | 19753 | 21469 | 23189 | 24931 | 26684 | 28412 | 30215 | 33293 | 43782 | 54380 | 64683 | 74626 | 83423 | 91239 | 98370 | 107753 | 118083 | 128442 | 138789 | 149120 | 159432 | 169724 | 177516
NPgN | GSP | NG FES - Consumer Transformation | Number of domestic full electric heat pumps | OFFERTON | Consumer Transformation | Lct_BB005 | Number of | NPgN | Offerton |  | 315 | 421 | 608 | 1007 | 1565 | 2241 | 2564 | 2758 | 2952 | 3148 | 3347 | 3542 | 3748 | 4220 | 5933 | 7659 | 9353 | 10992 | 12469 | 13794 | 15008 | 16577 | 18279 | 19986 | 21692 | 23395 | 25097 | 26795 | 28078
NPgN | GSP | NG FES - Consumer Transformation | Number of domestic full electric heat pumps | OSBALDWICK | Consumer Transformation | Lct_BB005 | Number of | NPgN | Osbaldwick |  | 1911 | 2650 | 3545 | 5316 | 7655 | 10379 | 11879 | 12812 | 13746 | 14694 | 15648 | 16587 | 17571 | 19335 | 25598 | 31930 | 38095 | 44002 | 49267 | 54015 | 58423 | 64085 | 70342 | 76618 | 82889 | 89151 | 95405 | 101648 | 106375
NPgN | GSP | NG FES - Consumer Transformation | Number of domestic full electric heat pumps | POPPLETON | Consumer Transformation | Lct_BB005 | Number of | NPgN | Poppleton |  | 432 | 539 | 714 | 1096 | 1610 | 2199 | 2499 | 2664 | 2828 | 2995 | 3163 | 3329 | 3503 | 3801 | 4917 | 6071 | 7190 | 8257 | 9160 | 9939 | 10650 | 11655 | 12801 | 13950 | 15098 | 16244 | 17388 | 18530 | 19393
NPgN | GSP | NG FES - Consumer Transformation | Number of domestic full electric heat pumps | SALTHOLME | Consumer Transformation | Lct_BB005 | Number of | NPgN | Saltholme |  | 56 | 57 | 63 | 88 | 122 | 161 | 180 | 188 | 196 | 203 | 211 | 219 | 226 | 236 | 290 | 355 | 418 | 477 | 521 | 556 | 587 | 638 | 700 | 763 | 826 | 889 | 951 | 1014 | 1061
NPgN | GSP | NG FES - Consumer Transformation | Number of domestic full electric heat pumps | SOUTH SHIELDS | Consumer Transformation | Lct_BB005 | Number of | NPgN | South Shields |  | 321 | 420 | 583 | 949 | 1456 | 2060 | 2380 | 2592 | 2806 | 3022 | 3241 | 3457 | 3683 | 4144 | 5796 | 7470 | 9118 | 10732 | 12205 | 13546 | 14799 | 16338 | 17992 | 19649 | 21304 | 22958 | 24609 | 26258 | 27505
NPgN | GSP | NG FES - Consumer Transformation | Number of domestic full electric heat pumps | SPADEADAM | Consumer Transformation | Lct_BB005 | Number of | NPgN | Spadeadam - Not in NG FES |  | 24 | 35 | 51 | 86 | 136 | 198 | 227 | 246 | 264 | 283 | 302 | 320 | 340 | 389 | 565 | 741 | 914 | 1083 | 1238 | 1379 | 1509 | 1671 | 1845 | 2019 | 2193 | 2367 | 2540 | 2714 | 2845
NPgN | GSP | NG FES - Consumer Transformation | Number of domestic full electric heat pumps | SPENNYMOOR | Consumer Transformation | Lct_BB005 | Number of | NPgN | Spennymoor |  | 2219 | 2807 | 3747 | 5819 | 8652 | 11973 | 13663 | 14675 | 15686 | 16712 | 17745 | 18764 | 19829 | 21655 | 28175 | 34868 | 41377 | 47624 | 52989 | 57641 | 61843 | 67699 | 74259 | 80841 | 87415 | 93979 | 100531 | 107069 | 112015
NPgN | GSP | NG FES - Consumer Transformation | Number of domestic full electric heat pumps | STELLA NORTH | Consumer Transformation | Lct_BB005 | Number of | NPgN | Stella North |  | 1171 | 1619 | 2315 | 3751 | 5667 | 7919 | 9176 | 10074 | 10981 | 11899 | 12822 | 13728 | 14679 | 16329 | 22156 | 28036 | 33825 | 39466 | 44625 | 49344 | 53766 | 59206 | 65035 | 70876 | 76713 | 82545 | 88370 | 94188 | 98599
NPgN | GSP | NG FES - Consumer Transformation | Number of domestic full electric heat pumps | STELLA SOUTH | Consumer Transformation | Lct_BB005 | Number of | NPgN | Stella South |  | 1038 | 1452 | 1926 | 2969 | 4446 | 6284 | 7290 | 7979 | 8670 | 9371 | 10077 | 10778 | 11507 | 12679 | 16421 | 20199 | 23880 | 27469 | 30633 | 33393 | 35820 | 39089 | 42690 | 46302 | 49909 | 53510 | 57104 | 60690 | 63405
NPgN | GSP | NG FES - Consumer Transformation | Number of domestic full electric heat pumps | TYNEMOUTH | Consumer Transformation | Lct_BB005 | Number of | NPgN | Tynemouth 1 |  | 1193 | 1484 | 2029 | 3247 | 4915 | 6873 | 7872 | 8486 | 9100 | 9723 | 10350 | 10966 | 11613 | 12919 | 17766 | 22719 | 27595 | 32311 | 36534 | 40336 | 43874 | 48384 | 53297 | 58223 | 63146 | 68064 | 72977 | 77882 | 81591
NPgN | GSP | NG FES - Consumer Transformation | Number of domestic full electric heat pumps | WEST BOLDON | Consumer Transformation | Lct_BB005 | Number of | NPgN | West Boldon |  | 1535 | 1969 | 2739 | 4404 | 6704 | 9458 | 10889 | 11772 | 12654 | 13548 | 14448 | 15335 | 16263 | 18101 | 24693 | 31394 | 37966 | 44319 | 50002 | 55087 | 59752 | 65755 | 72328 | 78920 | 85506 | 92085 | 98655 | 105213 | 110170
NPgY | GSP | NG FES - Consumer Transformation | Number of domestic full electric heat pumps | BRADFORD WEST | Consumer Transformation | Lct_BB005 | Number of | NPgY | Bradford West |  | 2262 | 3117 | 4382 | 7172 | 11125 | 15840 | 16957 | 18119 | 19319 | 20540 | 21774 | 22995 | 24279 | 28230 | 40436 | 52525 | 64324 | 75701 | 85763 | 94645 | 102626 | 114216 | 125792 | 137356 | 148816 | 160248 | 171667 | 183090 | 191738
NPgY | GSP | NG FES - Consumer Transformation | Number of domestic full electric heat pumps | CAMBLESFORTH | Consumer Transformation | Lct_BB005 | Number of | NPgY | Camblesforth |  | 155 | 199 | 284 | 476 | 745 | 1062 | 1132 | 1205 | 1280 | 1357 | 1434 | 1510 | 1591 | 1865 | 2744 | 3622 | 4484 | 5312 | 6050 | 6709 | 7309 | 8157 | 9004 | 9851 | 10690 | 11528 | 12366 | 13204 | 13839
NPgY | GSP | NG FES - Consumer Transformation | Number of domestic full electric heat pumps | CREYKE BECK | Consumer Transformation | Lct_BB005 | Number of | NPgY | Creyke Beck |  | 1931 | 2606 | 3695 | 6104 | 9490 | 13524 | 14630 | 15778 | 16964 | 18168 | 19383 | 20581 | 21841 | 25708 | 37580 | 49360 | 60911 | 72106 | 82199 | 91296 | 99601 | 110848 | 122085 | 133312 | 144433 | 155529 | 166615 | 177708 | 186114
NPgY | GSP | NG FES - Consumer Transformation | Number of domestic full electric heat pumps | DRAX | Consumer Transformation | Lct_BB005 | Number of | NPgY | Drax |  | 204 | 314 | 473 | 759 | 1096 | 1466 | 1720 | 1982 | 2253 | 2526 | 2800 | 3068 | 3350 | 3904 | 5219 | 6496 | 7756 | 8980 | 10130 | 11223 | 12246 | 13399 | 14552 | 15704 | 16831 | 17955 | 19078 | 20208 | 21081
NPgY | GSP | NG FES - Consumer Transformation | Number of domestic full electric heat pumps | ELLAND | Consumer Transformation | Lct_BB005 | Number of | NPgY | Elland |  | 2288 | 2918 | 3957 | 6278 | 9521 | 13361 | 14339 | 15354 | 16396 | 17454 | 18520 | 19574 | 20674 | 23738 | 33162 | 42611 | 51805 | 60633 | 68342 | 75121 | 81201 | 90158 | 99104 | 108039 | 116894 | 125726 | 134546 | 143366 | 150041
NPgY | GSP | NG FES - Consumer Transformation | Number of domestic full electric heat pumps | FERRYBRIDGE A | Consumer Transformation | Lct_BB005 | Number of | NPgY | Ferrybridge A |  | 755 | 1130 | 1483 | 2192 | 3134 | 4243 | 4700 | 5173 | 5660 | 6155 | 6653 | 7142 | 7657 | 8730 | 11463 | 14133 | 16731 | 19231 | 21460 | 23454 | 25229 | 27675 | 30119 | 32559 | 34957 | 37346 | 39732 | 42124 | 43955
NPgY | GSP | NG FES - Consumer Transformation | Number of domestic full electric heat pumps | FERRYBRIDGE B | Consumer Transformation | Lct_BB005 | Number of | NPgY | Ferrybridge B (_M) |  | 1668 | 2167 | 2983 | 4723 | 7079 | 9830 | 10622 | 11442 | 12286 | 13142 | 14003 | 14849 | 15736 | 17952 | 24412 | 30869 | 37160 | 43150 | 48364 | 52951 | 57047 | 63125 | 69196 | 75262 | 81256 | 87234 | 93206 | 99184 | 103728
NPgY | GSP | NG FES - Consumer Transformation | Number of domestic full electric heat pumps | GRIMSBY WEST | Consumer Transformation | Lct_BB005 | Number of | NPgY | Grimsby West |  | 489 | 671 | 994 | 1687 | 2646 | 3789 | 4160 | 4545 | 4942 | 5345 | 5750 | 6147 | 6566 | 7934 | 12141 | 16301 | 20408 | 24406 | 28113 | 31546 | 34739 | 38711 | 42681 | 46648 | 50577 | 54499 | 58419 | 62343 | 65318
NPgY | GSP | NG FES - Consumer Transformation | Number of domestic full electric heat pumps | JORDANTHORPE | Consumer Transformation | Lct_BB005 | Number of | NPgY | Jordanthorpe |  | 638 | 858 | 1036 | 1462 | 2060 | 2757 | 2943 | 3138 | 3339 | 3543 | 3750 | 3954 | 4170 | 4707 | 6301 | 7905 | 9468 | 10966 | 12256 | 13380 | 14384 | 15907 | 17428 | 18948 | 20449 | 21946 | 23441 | 24937 | 26075
NPgY | GSP | NG FES - Consumer Transformation | Number of domestic full electric heat pumps | KEADBY | Consumer Transformation | Lct_BB005 | Number of | NPgY | Keadby |  | 890 | 1220 | 1781 | 2996 | 4689 | 6707 | 7306 | 7926 | 8566 | 9216 | 9870 | 10512 | 11189 | 13164 | 19069 | 24910 | 30657 | 36207 | 41231 | 45764 | 49887 | 55441 | 60992 | 66540 | 72029 | 77506 | 82980 | 88462 | 92629
NPgY | GSP | NG FES - Consumer Transformation | Number of domestic full electric heat pumps | KIRKSTALL B | Consumer Transformation | Lct_BB005 | Number of | NPgY | Kirkstall B |  | 914 | 1386 | 2020 | 3308 | 5065 | 7154 | 7868 | 8610 | 9374 | 10152 | 10936 | 11711 | 12524 | 14664 | 20768 | 26748 | 32575 | 38246 | 43387 | 48046 | 52289 | 57923 | 63549 | 69167 | 74720 | 80257 | 85786 | 91319 | 95522
NPgY | GSP | NG FES - Consumer Transformation | Number of domestic full electric heat pumps | NEEPSEND | Consumer Transformation | Lct_BB005 | Number of | NPgY | Neepsend |  | 554 | 806 | 1098 | 1699 | 2531 | 3520 | 3764 | 4017 | 4278 | 4544 | 4812 | 5076 | 5355 | 6164 | 8597 | 10994 | 13326 | 15548 | 17507 | 19233 | 20772 | 23062 | 25350 | 27636 | 29898 | 32155 | 34409 | 36665 | 38376
NPgY | GSP | NG FES - Consumer Transformation | Number of domestic full electric heat pumps | NORTON LEES | Consumer Transformation | Lct_BB005 | Number of | NPgY | Norton Lees |  | 827 | 1004 | 1305 | 2006 | 2978 | 4103 | 4343 | 4593 | 4849 | 5110 | 5373 | 5632 | 5902 | 6665 | 9116 | 11613 | 14040 | 16341 | 18288 | 19965 | 21460 | 23847 | 26230 | 28611 | 30970 | 33324 | 35674 | 38024 | 39803
NPgY | GSP | NG FES - Consumer Transformation | Number of domestic full electric heat pumps | PITSMOOR 3/4 | Consumer Transformation | Lct_BB005 | Number of | NPgY | Pitsmoor |  | 117 | 202 | 317 | 542 | 854 | 1235 | 1348 | 1465 | 1586 | 1709 | 1834 | 1957 | 2087 | 2473 | 3604 | 4705 | 5780 | 6823 | 7775 | 8637 | 9416 | 10465 | 11512 | 12557 | 13592 | 14625 | 15656 | 16688 | 17470
NPgY | GSP | NG FES - Consumer Transformation | Number of domestic full electric heat pumps | SALTEND NORTH | Consumer Transformation | Lct_BB005 | Number of | NPgY | Saltend North |  | 213 | 296 | 426 | 730 | 1173 | 1710 | 1852 | 2001 | 2155 | 2311 | 2469 | 2625 | 2790 | 3316 | 4936 | 6539 | 8115 | 9652 | 11046 | 12299 | 13437 | 14971 | 16502 | 18033 | 19549 | 21062 | 22573 | 24085 | 25231
NPgY | GSP | NG FES - Consumer Transformation | Number of domestic full electric heat pumps | SHEFFIELD CITY | Consumer Transformation | Lct_BB005 | Number of | NPgY | Sheffield City |  | 396 | 547 | 708 | 1043 | 1504 | 2045 | 2179 | 2318 | 2461 | 2606 | 2752 | 2895 | 3044 | 3445 | 4645 | 5838 | 6991 | 8080 | 9016 | 9828 | 10547 | 11677 | 12806 | 13933 | 15049 | 16162 | 17273 | 18385 | 19228
NPgY | GSP | NG FES - Consumer Transformation | Number of domestic full electric heat pumps | SKELTON GRANGE | Consumer Transformation | Lct_BB005 | Number of | NPgY | Skelton Grange |  | 3239 | 4252 | 5848 | 9353 | 14214 | 19971 | 21608 | 23305 | 25051 | 26822 | 28606 | 30364 | 32206 | 37127 | 51776 | 66380 | 80632 | 94345 | 106441 | 117162 | 126798 | 140589 | 154364 | 168124 | 181741 | 195323 | 208889 | 222463 | 232759
NPgY | GSP | NG FES - Consumer Transformation | Number of domestic full electric heat pumps | TEMPLEBOROUGH 275/33KV | Consumer Transformation | Lct_BB005 | Number of | NPgY | Templeborough |  | 31 | 44 | 64 | 108 | 171 | 245 | 263 | 281 | 299 | 318 | 337 | 356 | 376 | 434 | 609 | 782 | 950 | 1112 | 1253 | 1375 | 1483 | 1648 | 1813 | 1978 | 2141 | 2304 | 2467 | 2629 | 2753
NPgY | GSP | NG FES - Consumer Transformation | Number of domestic full electric heat pumps | THURCROFT | Consumer Transformation | Lct_BB005 | Number of | NPgY | Thurcroft |  | 1537 | 2060 | 2721 | 4111 | 5975 | 8127 | 8721 | 9338 | 9974 | 10620 | 11271 | 11913 | 12586 | 14159 | 18668 | 23175 | 27532 | 31647 | 35139 | 38156 | 40817 | 45058 | 49294 | 53524 | 57700 | 61863 | 66019 | 70180 | 73343
NPgY | GSP | NG FES - Consumer Transformation | Number of domestic full electric heat pumps | WEST MELTON / THORPE MARSH | Consumer Transformation | Lct_BB005 | Number of | NPgY | Thorpe Marsh |  | 1949 | 2655 | 3716 | 5925 | 8925 | 12440 | 13488 | 14575 | 15693 | 16828 | 17969 | 19091 | 20268 | 23351 | 32343 | 41251 | 49934 | 58254 | 65614 | 72168 | 78079 | 86484 | 94880 | 103268 | 111559 | 119829 | 128090 | 136358 | 142637
NPgY | GSP | NG FES - Consumer Transformation | Number of domestic full electric heat pumps | WEST MELTON SECTION 3 | Consumer Transformation | Lct_BB005 | Number of | NPgY | West Melton |  | 2449 | 3435 | 4557 | 6896 | 10018 | 13703 | 15167 | 16680 | 18236 | 19812 | 21398 | 22960 | 24597 | 27965 | 36676 | 45286 | 53672 | 61727 | 68829 | 75138 | 80721 | 88582 | 96434 | 104276 | 111990 | 119677 | 127355 | 135050 | 140931
NPgY | GSP | NG FES - Consumer Transformation | Number of domestic full electric heat pumps | WINCOBANK | Consumer Transformation | Lct_BB005 | Number of | NPgY | Wincobank |  | 159 | 217 | 274 | 385 | 528 | 692 | 766 | 841 | 918 | 996 | 1073 | 1149 | 1227 | 1365 | 1699 | 2030 | 2344 | 2641 | 2893 | 3114 | 3308 | 3597 | 3885 | 4172 | 4455 | 4736 | 5016 | 5297 | 5512
NPgN | GSP | NG FES - Falling Short | Number of domestic full electric heat pumps | BLYTH 66kV | Falling Short | Lct_BB005 | Number of | NPgN | Blyth 66kV |  | 1233 | 1455 | 1583 | 2101 | 2653 | 3236 | 3837 | 4460 | 5103 | 5753 | 6406 | 7045 | 7367 | 7584 | 7810 | 8018 | 8217 | 8434 | 8659 | 8890 | 9123 | 9354 | 9585 | 9816 | 10049 | 10282 | 10515 | 10731 | 10896
NPgN | GSP | NG FES - Falling Short | Number of domestic full electric heat pumps | BLYTH 132kV | Falling Short | Lct_BB005 | Number of | NPgN | Blyth 132kV |  | 245 | 305 | 333 | 447 | 569 | 697 | 829 | 966 | 1107 | 1250 | 1393 | 1534 | 1606 | 1657 | 1709 | 1757 | 1803 | 1853 | 1904 | 1957 | 2011 | 2064 | 2117 | 2170 | 2224 | 2278 | 2332 | 2382 | 2419
NPgN | GSP | NG FES - Falling Short | Number of domestic full electric heat pumps | FOURSTONES | Falling Short | Lct_BB005 | Number of | NPgN | Fourstones |  | 111 | 129 | 132 | 148 | 167 | 187 | 208 | 231 | 255 | 280 | 304 | 330 | 346 | 365 | 386 | 406 | 421 | 443 | 465 | 487 | 509 | 531 | 553 | 575 | 598 | 621 | 643 | 663 | 675
NPgN | GSP | NG FES - Falling Short | Number of domestic full electric heat pumps | HARTMOOR | Falling Short | Lct_BB005 | Number of | NPgN | Hart Moor |  | 1120 | 1226 | 1284 | 1525 | 1790 | 2073 | 2368 | 2675 | 2992 | 3314 | 3638 | 3956 | 4120 | 4259 | 4413 | 4558 | 4698 | 4849 | 5003 | 5159 | 5317 | 5473 | 5629 | 5786 | 5943 | 6100 | 6257 | 6396 | 6479
NPgN | GSP | NG FES - Falling Short | Number of domestic full electric heat pumps | HAWTHORN PIT GRID | Falling Short | Lct_BB005 | Number of | NPgN | Hawthorn Pit |  | 866 | 1122 | 1194 | 1490 | 1812 | 2153 | 2508 | 2876 | 3257 | 3643 | 4032 | 4413 | 4656 | 4974 | 5298 | 5609 | 5905 | 6224 | 6548 | 6873 | 7200 | 7526 | 7851 | 8178 | 8505 | 8832 | 9160 | 9432 | 9539
NPgN | GSP | NG FES - Falling Short | Number of domestic full electric heat pumps | KNARESBOROUGH | Falling Short | Lct_BB005 | Number of | NPgN | Knaresborough |  | 1096 | 1219 | 1259 | 1427 | 1616 | 1822 | 2038 | 2264 | 2499 | 2738 | 2979 | 3216 | 3350 | 3482 | 3619 | 3747 | 3867 | 4001 | 4137 | 4276 | 4415 | 4554 | 4693 | 4832 | 4972 | 5113 | 5254 | 5377 | 5445
NPgN | GSP | NG FES - Falling Short | Number of domestic full electric heat pumps | LACKENBY | Falling Short | Lct_BB005 | Number of | NPgN | Lackenby |  | 802 | 1089 | 1211 | 1700 | 2218 | 2764 | 3327 | 3909 | 4510 | 5117 | 5727 | 6326 | 6662 | 6986 | 7315 | 7625 | 7918 | 8240 | 8567 | 8899 | 9233 | 9565 | 9897 | 10230 | 10564 | 10899 | 11234 | 11524 | 11686
NPgN | GSP | NG FES - Falling Short | Number of domestic full electric heat pumps | NORTON | Falling Short | Lct_BB005 | Number of | NPgN | Norton |  | 2728 | 3308 | 3583 | 4696 | 5893 | 7159 | 8468 | 9829 | 11234 | 12656 | 14086 | 15494 | 16253 | 16922 | 17653 | 18341 | 18966 | 19689 | 20425 | 21168 | 21920 | 22667 | 23413 | 24163 | 24918 | 25675 | 26430 | 27097 | 27507
NPgN | GSP | NG FES - Falling Short | Number of domestic full electric heat pumps | OFFERTON | Falling Short | Lct_BB005 | Number of | NPgN | Offerton |  | 315 | 380 | 414 | 551 | 697 | 851 | 1010 | 1175 | 1345 | 1518 | 1691 | 1860 | 1951 | 2024 | 2100 | 2171 | 2238 | 2311 | 2386 | 2463 | 2541 | 2619 | 2696 | 2773 | 2851 | 2929 | 3007 | 3077 | 3123
NPgN | GSP | NG FES - Falling Short | Number of domestic full electric heat pumps | OSBALDWICK | Falling Short | Lct_BB005 | Number of | NPgN | Osbaldwick |  | 1911 | 2372 | 2535 | 3197 | 3911 | 4669 | 5454 | 6270 | 7112 | 7966 | 8824 | 9666 | 10099 | 10418 | 10760 | 11077 | 11372 | 11705 | 12047 | 12395 | 12748 | 13097 | 13446 | 13797 | 14151 | 14504 | 14858 | 15180 | 15409
NPgN | GSP | NG FES - Falling Short | Number of domestic full electric heat pumps | POPPLETON | Falling Short | Lct_BB005 | Number of | NPgN | Poppleton |  | 432 | 496 | 524 | 638 | 763 | 896 | 1034 | 1179 | 1328 | 1479 | 1631 | 1781 | 1857 | 1910 | 1967 | 2020 | 2067 | 2123 | 2182 | 2240 | 2300 | 2359 | 2418 | 2477 | 2537 | 2597 | 2657 | 2713 | 2756
NPgN | GSP | NG FES - Falling Short | Number of domestic full electric heat pumps | SALTHOLME | Falling Short | Lct_BB005 | Number of | NPgN | Saltholme |  | 56 | 57 | 57 | 61 | 65 | 70 | 76 | 81 | 87 | 93 | 100 | 106 | 109 | 111 | 115 | 118 | 121 | 125 | 128 | 132 | 136 | 139 | 143 | 147 | 150 | 154 | 158 | 161 | 163
NPgN | GSP | NG FES - Falling Short | Number of domestic full electric heat pumps | SOUTH SHIELDS | Falling Short | Lct_BB005 | Number of | NPgN | South Shields |  | 321 | 387 | 427 | 589 | 760 | 941 | 1127 | 1321 | 1520 | 1721 | 1924 | 2122 | 2227 | 2299 | 2372 | 2439 | 2500 | 2571 | 2644 | 2719 | 2795 | 2870 | 2945 | 3021 | 3097 | 3173 | 3249 | 3320 | 3375
NPgN | GSP | NG FES - Falling Short | Number of domestic full electric heat pumps | SPADEADAM | Falling Short | Lct_BB005 | Number of | NPgN | Spadeadam - Not in NG FES |  | 24 | 31 | 34 | 47 | 61 | 76 | 91 | 107 | 123 | 140 | 156 | 172 | 181 | 188 | 195 | 201 | 208 | 214 | 221 | 228 | 235 | 243 | 250 | 257 | 264 | 271 | 279 | 285 | 290
NPgN | GSP | NG FES - Falling Short | Number of domestic full electric heat pumps | SPENNYMOOR | Falling Short | Lct_BB005 | Number of | NPgN | Spennymoor |  | 2219 | 2578 | 2736 | 3389 | 4099 | 4854 | 5638 | 6455 | 7298 | 8153 | 9014 | 9861 | 10314 | 10699 | 11116 | 11507 | 11861 | 12273 | 12693 | 13117 | 13545 | 13971 | 14395 | 14823 | 15253 | 15684 | 16115 | 16499 | 16744
NPgN | GSP | NG FES - Falling Short | Number of domestic full electric heat pumps | STELLA NORTH | Falling Short | Lct_BB005 | Number of | NPgN | Stella North |  | 1171 | 1479 | 1662 | 2389 | 3156 | 3963 | 4793 | 5650 | 6534 | 7428 | 8325 | 9202 | 9642 | 9923 | 10215 | 10481 | 10737 | 11016 | 11305 | 11602 | 11902 | 12200 | 12497 | 12795 | 13094 | 13393 | 13693 | 13973 | 14197
NPgN | GSP | NG FES - Falling Short | Number of domestic full electric heat pumps | STELLA SOUTH | Falling Short | Lct_BB005 | Number of | NPgN | Stella South |  | 1038 | 1298 | 1391 | 1774 | 2188 | 2627 | 3082 | 3557 | 4047 | 4543 | 5043 | 5536 | 5838 | 6183 | 6534 | 6866 | 7170 | 7517 | 7868 | 8220 | 8576 | 8930 | 9284 | 9639 | 9996 | 10354 | 10712 | 11017 | 11167
NPgN | GSP | NG FES - Falling Short | Number of domestic full electric heat pumps | TYNEMOUTH | Falling Short | Lct_BB005 | Number of | NPgN | Tynemouth 1 |  | 1193 | 1389 | 1507 | 1982 | 2489 | 3025 | 3577 | 4150 | 4740 | 5338 | 5938 | 6525 | 6823 | 7021 | 7228 | 7416 | 7599 | 7797 | 8001 | 8211 | 8422 | 8632 | 8842 | 9052 | 9263 | 9474 | 9685 | 9881 | 10029
NPgN | GSP | NG FES - Falling Short | Number of domestic full electric heat pumps | WEST BOLDON | Falling Short | Lct_BB005 | Number of | NPgN | West Boldon |  | 1535 | 1809 | 1959 | 2568 | 3220 | 3909 | 4620 | 5359 | 6120 | 6891 | 7666 | 8425 | 8830 | 9168 | 9524 | 9856 | 10172 | 10518 | 10873 | 11234 | 11599 | 11961 | 12323 | 12687 | 13052 | 13417 | 13782 | 14107 | 14310
NPgY | GSP | NG FES - Falling Short | Number of domestic full electric heat pumps | BRADFORD WEST | Falling Short | Lct_BB005 | Number of | NPgY | Bradford West |  | 2262 | 2787 | 2994 | 3838 | 4750 | 5718 | 6720 | 7764 | 8842 | 9935 | 11034 | 12117 | 13274 | 14680 | 16211 | 17550 | 18331 | 19039 | 19756 | 20473 | 21197 | 21916 | 22634 | 23355 | 24082 | 24809 | 25538 | 26235 | 26837
NPgY | GSP | NG FES - Falling Short | Number of domestic full electric heat pumps | CAMBLESFORTH | Falling Short | Lct_BB005 | Number of | NPgY | Camblesforth |  | 155 | 184 | 200 | 263 | 331 | 402 | 476 | 553 | 632 | 712 | 792 | 871 | 954 | 1050 | 1153 | 1242 | 1292 | 1333 | 1374 | 1416 | 1458 | 1500 | 1541 | 1583 | 1625 | 1667 | 1710 | 1752 | 1793
NPgY | GSP | NG FES - Falling Short | Number of domestic full electric heat pumps | CREYKE BECK | Falling Short | Lct_BB005 | Number of | NPgY | Creyke Beck |  | 1931 | 2361 | 2583 | 3476 | 4432 | 5442 | 6484 | 7566 | 8683 | 9813 | 10950 | 12065 | 13250 | 14672 | 16213 | 17558 | 18336 | 19017 | 19709 | 20405 | 21106 | 21802 | 22497 | 23195 | 23898 | 24602 | 25306 | 25986 | 26595
NPgY | GSP | NG FES - Falling Short | Number of domestic full electric heat pumps | DRAX | Falling Short | Lct_BB005 | Number of | NPgY | Drax |  | 204 | 291 | 354 | 597 | 851 | 1116 | 1389 | 1669 | 1958 | 2250 | 2542 | 2828 | 3128 | 3475 | 3845 | 4165 | 4344 | 4487 | 4633 | 4779 | 4927 | 5072 | 5218 | 5364 | 5511 | 5658 | 5805 | 5952 | 6098
NPgY | GSP | NG FES - Falling Short | Number of domestic full electric heat pumps | ELLAND | Falling Short | Lct_BB005 | Number of | NPgY | Elland |  | 2288 | 2658 | 2808 | 3433 | 4118 | 4849 | 5611 | 6406 | 7228 | 8061 | 8902 | 9731 | 10632 | 11802 | 13092 | 14241 | 14954 | 15626 | 16305 | 16984 | 17668 | 18349 | 19028 | 19711 | 20398 | 21086 | 21774 | 22406 | 22877
NPgY | GSP | NG FES - Falling Short | Number of domestic full electric heat pumps | FERRYBRIDGE A | Falling Short | Lct_BB005 | Number of | NPgY | Ferrybridge A |  | 755 | 1006 | 1097 | 1465 | 1859 | 2275 | 2705 | 3151 | 3612 | 4078 | 4546 | 5005 | 5497 | 6089 | 6724 | 7280 | 7602 | 7882 | 8167 | 8453 | 8741 | 9027 | 9312 | 9599 | 9887 | 10176 | 10464 | 10741 | 10988
NPgY | GSP | NG FES - Falling Short | Number of domestic full electric heat pumps | FERRYBRIDGE B | Falling Short | Lct_BB005 | Number of | NPgY | Ferrybridge B (_M) |  | 1668 | 1982 | 2132 | 2739 | 3392 | 4086 | 4803 | 5548 | 6317 | 7096 | 7880 | 8647 | 9468 | 10480 | 11581 | 12547 | 13127 | 13632 | 14144 | 14658 | 15176 | 15689 | 16202 | 16717 | 17234 | 17751 | 18270 | 18761 | 19172
NPgY | GSP | NG FES - Falling Short | Number of domestic full electric heat pumps | GRIMSBY WEST | Falling Short | Lct_BB005 | Number of | NPgY | Grimsby West |  | 489 | 616 | 700 | 1038 | 1393 | 1767 | 2151 | 2547 | 2955 | 3368 | 3783 | 4187 | 4614 | 5114 | 5652 | 6119 | 6386 | 6603 | 6825 | 7049 | 7275 | 7498 | 7722 | 7946 | 8171 | 8395 | 8621 | 8842 | 9052
NPgY | GSP | NG FES - Falling Short | Number of domestic full electric heat pumps | JORDANTHORPE | Falling Short | Lct_BB005 | Number of | NPgY | Jordanthorpe |  | 638 | 784 | 819 | 963 | 1122 | 1294 | 1473 | 1659 | 1853 | 2050 | 2248 | 2442 | 2649 | 2891 | 3153 | 3380 | 3508 | 3620 | 3734 | 3848 | 3963 | 4077 | 4190 | 4305 | 4420 | 4536 | 4652 | 4766 | 4873
NPgY | GSP | NG FES - Falling Short | Number of domestic full electric heat pumps | KEADBY | Falling Short | Lct_BB005 | Number of | NPgY | Keadby |  | 890 | 1117 | 1251 | 1782 | 2341 | 2931 | 3538 | 4165 | 4812 | 5467 | 6123 | 6764 | 7443 | 8246 | 9110 | 9859 | 10292 | 10646 | 11008 | 11373 | 11741 | 12105 | 12469 | 12834 | 13202 | 13571 | 13940 | 14301 | 14636
NPgY | GSP | NG FES - Falling Short | Number of domestic full electric heat pumps | KIRKSTALL B | Falling Short | Lct_BB005 | Number of | NPgY | Kirkstall B |  | 914 | 1208 | 1344 | 1894 | 2481 | 3100 | 3738 | 4402 | 5087 | 5779 | 6477 | 7164 | 7895 | 8777 | 9738 | 10581 | 11065 | 11512 | 11964 | 12418 | 12876 | 13331 | 13785 | 14242 | 14703 | 15164 | 15625 | 16066 | 16454
NPgY | GSP | NG FES - Falling Short | Number of domestic full electric heat pumps | NEEPSEND | Falling Short | Lct_BB005 | Number of | NPgY | Neepsend |  | 554 | 711 | 758 | 949 | 1155 | 1374 | 1602 | 1838 | 2083 | 2330 | 2580 | 2824 | 3084 | 3400 | 3742 | 4041 | 4217 | 4369 | 4523 | 4678 | 4833 | 4988 | 5142 | 5297 | 5452 | 5608 | 5764 | 5914 | 6044
NPgY | GSP | NG FES - Falling Short | Number of domestic full electric heat pumps | NORTON LEES | Falling Short | Lct_BB005 | Number of | NPgY | Norton Lees |  | 827 | 932 | 971 | 1132 | 1312 | 1505 | 1708 | 1919 | 2139 | 2361 | 2586 | 2807 | 3042 | 3335 | 3662 | 3952 | 4128 | 4287 | 4449 | 4611 | 4774 | 4935 | 5097 | 5259 | 5422 | 5585 | 5749 | 5902 | 6024
NPgY | GSP | NG FES - Falling Short | Number of domestic full electric heat pumps | PITSMOOR 3/4 | Falling Short | Lct_BB005 | Number of | NPgY | Pitsmoor |  | 117 | 170 | 193 | 285 | 383 | 486 | 592 | 701 | 815 | 929 | 1044 | 1157 | 1278 | 1424 | 1580 | 1716 | 1794 | 1864 | 1934 | 2005 | 2076 | 2147 | 2218 | 2289 | 2361 | 2433 | 2504 | 2574 | 2636
NPgY | GSP | NG FES - Falling Short | Number of domestic full electric heat pumps | SALTEND NORTH | Falling Short | Lct_BB005 | Number of | NPgY | Saltend North |  | 213 | 268 | 298 | 421 | 552 | 689 | 831 | 977 | 1129 | 1282 | 1436 | 1587 | 1747 | 1935 | 2136 | 2311 | 2409 | 2494 | 2580 | 2667 | 2755 | 2842 | 2929 | 3016 | 3104 | 3193 | 3281 | 3367 | 3450
NPgY | GSP | NG FES - Falling Short | Number of domestic full electric heat pumps | SHEFFIELD CITY | Falling Short | Lct_BB005 | Number of | NPgY | Sheffield City |  | 396 | 487 | 507 | 592 | 687 | 790 | 897 | 1008 | 1124 | 1242 | 1360 | 1477 | 1601 | 1761 | 1940 | 2099 | 2199 | 2290 | 2383 | 2475 | 2568 | 2660 | 2752 | 2845 | 2937 | 3031 | 3124 | 3210 | 3274
NPgY | GSP | NG FES - Falling Short | Number of domestic full electric heat pumps | SKELTON GRANGE | Falling Short | Lct_BB005 | Number of | NPgY | Skelton Grange |  | 3239 | 3876 | 4167 | 5354 | 6635 | 7993 | 9400 | 10863 | 12374 | 13904 | 15444 | 16958 | 18588 | 20633 | 22861 | 24826 | 26016 | 27087 | 28172 | 29260 | 30355 | 31443 | 32530 | 33620 | 34717 | 35814 | 36912 | 37941 | 38770
NPgY | GSP | NG FES - Falling Short | Number of domestic full electric heat pumps | TEMPLEBOROUGH 275/33KV | Falling Short | Lct_BB005 | Number of | NPgY | Templeborough |  | 31 | 39 | 43 | 56 | 70 | 86 | 101 | 118 | 135 | 152 | 169 | 186 | 204 | 226 | 250 | 271 | 284 | 295 | 306 | 317 | 328 | 339 | 350 | 361 | 373 | 384 | 395 | 406 | 415
NPgY | GSP | NG FES - Falling Short | Number of domestic full electric heat pumps | THURCROFT | Falling Short | Lct_BB005 | Number of | NPgY | Thurcroft |  | 1537 | 1859 | 1965 | 2403 | 2882 | 3393 | 3925 | 4478 | 5051 | 5632 | 6216 | 6791 | 7404 | 8153 | 8969 | 9686 | 10106 | 10484 | 10867 | 11250 | 11636 | 12019 | 12402 | 12786 | 13172 | 13559 | 13947 | 14316 | 14632
NPgY | GSP | NG FES - Falling Short | Number of domestic full electric heat pumps | WEST MELTON / THORPE MARSH | Falling Short | Lct_BB005 | Number of | NPgY | Thorpe Marsh |  | 1949 | 2389 | 2588 | 3394 | 4260 | 5177 | 6125 | 7109 | 8125 | 9154 | 10188 | 11204 | 12284 | 13607 | 15054 | 16325 | 17080 | 17746 | 18422 | 19099 | 19782 | 20459 | 21136 | 21815 | 22497 | 23179 | 23862 | 24512 | 25061
NPgY | GSP | NG FES - Falling Short | Number of domestic full electric heat pumps | WEST MELTON SECTION 3 | Falling Short | Lct_BB005 | Number of | NPgY | West Melton |  | 2449 | 3108 | 3383 | 4499 | 5692 | 6955 | 8258 | 9611 | 11007 | 12421 | 13841 | 15234 | 16747 | 18632 | 20648 | 22421 | 23485 | 24423 | 25373 | 26326 | 27285 | 28237 | 29188 | 30142 | 31100 | 32059 | 33017 | 33922 | 34670
NPgY | GSP | NG FES - Falling Short | Number of domestic full electric heat pumps | WINCOBANK | Falling Short | Lct_BB005 | Number of | NPgY | Wincobank |  | 159 | 193 | 202 | 241 | 283 | 329 | 377 | 428 | 480 | 532 | 586 | 638 | 695 | 773 | 865 | 949 | 1004 | 1059 | 1113 | 1167 | 1222 | 1277 | 1331 | 1386 | 1440 | 1495 | 1550 | 1599 | 1629
NPgN | GSP | NG FES - Leading the Way | Number of domestic full electric heat pumps | BLYTH 66kV | Leading the Way | Lct_BB005 | Number of | NPgN | Blyth 66kV |  | 1233 | 1693 | 2539 | 4523 | 7188 | 10187 | 11720 | 12454 | 14439 | 20235 | 25995 | 31506 | 36750 | 41879 | 47030 | 52199 | 57218 | 61937 | 65777 | 68993 | 71915 | 76261 | 81394 | 85309 | 85482 | 85657 | 85834 | 86012 | 86278
NPgN | GSP | NG FES - Leading the Way | Number of domestic full electric heat pumps | BLYTH 132kV | Leading the Way | Lct_BB005 | Number of | NPgN | Blyth 132kV |  | 245 | 365 | 568 | 1043 | 1698 | 2450 | 2810 | 2971 | 3490 | 5073 | 6633 | 8132 | 9573 | 10991 | 12411 | 13822 | 15194 | 16487 | 17556 | 18458 | 19275 | 20472 | 21875 | 22943 | 22984 | 23026 | 23068 | 23110 | 23177
NPgN | GSP | NG FES - Leading the Way | Number of domestic full electric heat pumps | FOURSTONES | Leading the Way | Lct_BB005 | Number of | NPgN | Fourstones |  | 111 | 158 | 231 | 399 | 628 | 884 | 1001 | 1041 | 1175 | 1600 | 2026 | 2443 | 2849 | 3247 | 3649 | 4047 | 4424 | 4779 | 5048 | 5261 | 5450 | 5770 | 6160 | 6458 | 6468 | 6478 | 6488 | 6498 | 6514
NPgN | GSP | NG FES - Leading the Way | Number of domestic full electric heat pumps | HARTMOOR | Leading the Way | Lct_BB005 | Number of | NPgN | Hart Moor |  | 1120 | 1407 | 1989 | 3365 | 5152 | 7087 | 8075 | 8464 | 9413 | 12199 | 15036 | 17769 | 20357 | 22851 | 25382 | 27977 | 30470 | 32741 | 34403 | 35698 | 36854 | 38895 | 41455 | 43410 | 43499 | 43588 | 43678 | 43770 | 43907
NPgN | GSP | NG FES - Leading the Way | Number of domestic full electric heat pumps | HAWTHORN PIT GRID | Leading the Way | Lct_BB005 | Number of | NPgN | Hawthorn Pit |  | 866 | 1385 | 2054 | 3562 | 5451 | 7511 | 8693 | 9347 | 10584 | 13733 | 16943 | 20043 | 23014 | 25946 | 28890 | 31796 | 34579 | 37129 | 39039 | 40602 | 42005 | 44266 | 47007 | 49104 | 49211 | 49316 | 49421 | 49525 | 49679
NPgN | GSP | NG FES - Leading the Way | Number of domestic full electric heat pumps | KNARESBOROUGH | Leading the Way | Lct_BB005 | Number of | NPgN | Knaresborough |  | 1096 | 1432 | 2044 | 3508 | 5484 | 7678 | 8676 | 8965 | 10111 | 13916 | 17716 | 21416 | 24987 | 28462 | 31967 | 35508 | 38919 | 42061 | 44464 | 46395 | 48122 | 50974 | 54480 | 57146 | 57221 | 57297 | 57374 | 57452 | 57593
NPgN | GSP | NG FES - Leading the Way | Number of domestic full electric heat pumps | LACKENBY | Leading the Way | Lct_BB005 | Number of | NPgN | Lackenby |  | 802 | 1365 | 2247 | 4117 | 6467 | 9057 | 10557 | 11399 | 13237 | 18156 | 23075 | 27787 | 32290 | 36742 | 41195 | 45574 | 49786 | 53706 | 56885 | 59614 | 62125 | 65737 | 69995 | 73250 | 73416 | 73584 | 73751 | 73918 | 74160
NPgN | GSP | NG FES - Leading the Way | Number of domestic full electric heat pumps | NORTON | Leading the Way | Lct_BB005 | Number of | NPgN | Norton |  | 2728 | 3989 | 6146 | 10927 | 17138 | 24008 | 27736 | 29646 | 34025 | 46123 | 58259 | 69909 | 81029 | 91938 | 102907 | 113815 | 124280 | 134064 | 141837 | 148305 | 154176 | 163114 | 173781 | 181933 | 182336 | 182736 | 183132 | 183526 | 184105
NPgN | GSP | NG FES - Leading the Way | Number of domestic full electric heat pumps | OFFERTON | Leading the Way | Lct_BB005 | Number of | NPgN | Offerton |  | 315 | 455 | 720 | 1336 | 2175 | 3131 | 3591 | 3801 | 4456 | 6445 | 8407 | 10297 | 12113 | 13900 | 15688 | 17469 | 19195 | 20819 | 22150 | 23272 | 24292 | 25793 | 27552 | 28890 | 28937 | 28983 | 29029 | 29076 | 29153
NPgN | GSP | NG FES - Leading the Way | Number of domestic full electric heat pumps | OSBALDWICK | Leading the Way | Lct_BB005 | Number of | NPgN | Osbaldwick |  | 1911 | 2873 | 4195 | 6986 | 10541 | 14436 | 16580 | 17598 | 20129 | 27373 | 34633 | 41596 | 48236 | 54750 | 61294 | 67809 | 74068 | 79885 | 84583 | 88561 | 92217 | 97611 | 104070 | 109005 | 109248 | 109495 | 109743 | 109991 | 110353
NPgN | GSP | NG FES - Leading the Way | Number of domestic full electric heat pumps | POPPLETON | Leading the Way | Lct_BB005 | Number of | NPgN | Poppleton |  | 432 | 584 | 838 | 1412 | 2166 | 2992 | 3417 | 3590 | 4030 | 5325 | 6636 | 7897 | 9096 | 10260 | 11437 | 12624 | 13760 | 14813 | 15620 | 16265 | 16844 | 17802 | 18985 | 19889 | 19932 | 19974 | 20016 | 20058 | 20121
NPgN | GSP | NG FES - Leading the Way | Number of domestic full electric heat pumps | SALTHOLME | Leading the Way | Lct_BB005 | Number of | NPgN | Saltholme |  | 56 | 62 | 75 | 113 | 165 | 219 | 247 | 254 | 274 | 340 | 409 | 475 | 537 | 594 | 654 | 720 | 784 | 843 | 880 | 907 | 930 | 978 | 1042 | 1092 | 1094 | 1096 | 1098 | 1100 | 1103
NPgN | GSP | NG FES - Leading the Way | Number of domestic full electric heat pumps | SOUTH SHIELDS | Leading the Way | Lct_BB005 | Number of | NPgN | South Shields |  | 321 | 456 | 695 | 1269 | 2043 | 2920 | 3381 | 3618 | 4286 | 6236 | 8159 | 10001 | 11759 | 13483 | 15211 | 16937 | 18614 | 20213 | 21546 | 22689 | 23742 | 25212 | 26919 | 28221 | 28278 | 28337 | 28396 | 28455 | 28543
NPgN | GSP | NG FES - Leading the Way | Number of domestic full electric heat pumps | SPADEADAM | Leading the Way | Lct_BB005 | Number of | NPgN | Spadeadam - Not in NG FES |  | 24 | 38 | 61 | 117 | 194 | 284 | 327 | 347 | 414 | 618 | 818 | 1011 | 1197 | 1380 | 1563 | 1745 | 1921 | 2088 | 2228 | 2348 | 2456 | 2610 | 2790 | 2926 | 2931 | 2935 | 2940 | 2944 | 2952
NPgN | GSP | NG FES - Leading the Way | Number of domestic full electric heat pumps | SPENNYMOOR | Leading the Way | Lct_BB005 | Number of | NPgN | Spennymoor |  | 2219 | 3040 | 4428 | 7647 | 11884 | 16552 | 18951 | 20042 | 22675 | 30209 | 37809 | 45123 | 52093 | 58890 | 65745 | 72631 | 79242 | 85393 | 90125 | 93942 | 97366 | 102946 | 109721 | 114898 | 115145 | 115391 | 115636 | 115881 | 116245
NPgN | GSP | NG FES - Leading the Way | Number of domestic full electric heat pumps | STELLA NORTH | Leading the Way | Lct_BB005 | Number of | NPgN | Stella North |  | 1171 | 1733 | 2699 | 4883 | 7750 | 10964 | 12755 | 13779 | 16282 | 23222 | 30091 | 36624 | 42812 | 48892 | 54978 | 61043 | 66945 | 72547 | 77257 | 81329 | 85097 | 90308 | 96326 | 100922 | 101165 | 101416 | 101669 | 101924 | 102282
NPgN | GSP | NG FES - Leading the Way | Number of domestic full electric heat pumps | STELLA SOUTH | Leading the Way | Lct_BB005 | Number of | NPgN | Stella South |  | 1038 | 1571 | 2313 | 4104 | 6436 | 9017 | 10440 | 11216 | 12825 | 17085 | 21386 | 25530 | 29495 | 33393 | 37308 | 41195 | 44934 | 48443 | 51140 | 53348 | 55331 | 58442 | 62162 | 65007 | 65150 | 65292 | 65432 | 65570 | 65773
NPgN | GSP | NG FES - Leading the Way | Number of domestic full electric heat pumps | TYNEMOUTH | Leading the Way | Lct_BB005 | Number of | NPgN | Tynemouth 1 |  | 1193 | 1609 | 2405 | 4289 | 6811 | 9632 | 11067 | 11734 | 13657 | 19379 | 25048 | 30481 | 35656 | 40716 | 45796 | 50901 | 55863 | 60529 | 64338 | 67554 | 70503 | 74808 | 79880 | 83747 | 83915 | 84088 | 84262 | 84439 | 84704
NPgN | GSP | NG FES - Leading the Way | Number of domestic full electric heat pumps | WEST BOLDON | Leading the Way | Lct_BB005 | Number of | NPgN | West Boldon |  | 1535 | 2133 | 3261 | 5899 | 9420 | 13369 | 15416 | 16382 | 19008 | 26690 | 34320 | 41653 | 48665 | 55534 | 62432 | 69337 | 76024 | 82292 | 87354 | 91600 | 95464 | 101188 | 107976 | 113152 | 113365 | 113581 | 113797 | 114013 | 114347
NPgY | GSP | NG FES - Leading the Way | Number of domestic full electric heat pumps | BRADFORD WEST | Leading the Way | Lct_BB005 | Number of | NPgY | Bradford West |  | 2262 | 3110 | 4406 | 7396 | 11603 | 16578 | 17744 | 18956 | 23070 | 35790 | 48508 | 61178 | 73826 | 86489 | 99309 | 111930 | 124232 | 135944 | 146046 | 154989 | 163213 | 175257 | 187290 | 196451 | 197099 | 197749 | 198399 | 199050 | 199624
NPgY | GSP | NG FES - Leading the Way | Number of domestic full electric heat pumps | CAMBLESFORTH | Leading the Way | Lct_BB005 | Number of | NPgY | Camblesforth |  | 155 | 198 | 287 | 493 | 782 | 1122 | 1195 | 1271 | 1560 | 2480 | 3399 | 4315 | 5227 | 6139 | 7063 | 7978 | 8876 | 9727 | 10466 | 11127 | 11739 | 12620 | 13500 | 14170 | 14219 | 14268 | 14318 | 14368 | 14412
NPgY | GSP | NG FES - Leading the Way | Number of domestic full electric heat pumps | CREYKE BECK | Leading the Way | Lct_BB005 | Number of | NPgY | Creyke Beck |  | 1931 | 2599 | 3725 | 6343 | 10004 | 14337 | 15489 | 16686 | 20694 | 33035 | 45367 | 57648 | 69913 | 82209 | 94659 | 106949 | 118975 | 130472 | 140566 | 149672 | 158159 | 169843 | 181516 | 190414 | 191094 | 191784 | 192478 | 193177 | 193783
NPgY | GSP | NG FES - Leading the Way | Number of domestic full electric heat pumps | DRAX | Leading the Way | Lct_BB005 | Number of | NPgY | Drax |  | 204 | 308 | 472 | 797 | 1177 | 1594 | 1858 | 2130 | 2669 | 3987 | 5307 | 6619 | 7939 | 9293 | 10673 | 12010 | 13319 | 14549 | 15638 | 16684 | 17709 | 18899 | 20090 | 21021 | 21187 | 21358 | 21530 | 21704 | 21861
NPgY | GSP | NG FES - Leading the Way | Number of domestic full electric heat pumps | ELLAND | Leading the Way | Lct_BB005 | Number of | NPgY | Elland |  | 2288 | 2929 | 4029 | 6597 | 10117 | 14201 | 15221 | 16279 | 19568 | 29495 | 39425 | 49310 | 59150 | 68946 | 78894 | 88759 | 98336 | 107397 | 115056 | 121807 | 128035 | 137343 | 146639 | 153718 | 154233 | 154751 | 155268 | 155787 | 156231
NPgY | GSP | NG FES - Leading the Way | Number of domestic full electric heat pumps | FERRYBRIDGE A | Leading the Way | Lct_BB005 | Number of | NPgY | Ferrybridge A |  | 755 | 1122 | 1479 | 2256 | 3276 | 4456 | 4932 | 5424 | 6499 | 9291 | 12090 | 14876 | 17670 | 20501 | 23384 | 26187 | 28906 | 31456 | 33619 | 35567 | 37382 | 39920 | 42454 | 44414 | 44668 | 44921 | 45174 | 45428 | 45664
NPgY | GSP | NG FES - Leading the Way | Number of domestic full electric heat pumps | FERRYBRIDGE B | Leading the Way | Lct_BB005 | Number of | NPgY | Ferrybridge B (_M) |  | 1668 | 2160 | 2999 | 4885 | 7411 | 10322 | 11147 | 12002 | 14347 | 21121 | 27899 | 34642 | 41362 | 48080 | 54916 | 61672 | 68237 | 74378 | 79529 | 84079 | 88284 | 94595 | 100902 | 105729 | 106176 | 106626 | 107078 | 107533 | 107943
NPgY | GSP | NG FES - Leading the Way | Number of domestic full electric heat pumps | GRIMSBY WEST | Leading the Way | Lct_BB005 | Number of | NPgY | Grimsby West |  | 489 | 666 | 999 | 1759 | 2811 | 4064 | 4450 | 4851 | 6248 | 10592 | 14928 | 19246 | 23564 | 27910 | 32302 | 36639 | 40912 | 45014 | 48721 | 52154 | 55406 | 59531 | 63654 | 66797 | 67040 | 67290 | 67543 | 67799 | 68022
NPgY | GSP | NG FES - Leading the Way | Number of domestic full electric heat pumps | JORDANTHORPE | Leading the Way | Lct_BB005 | Number of | NPgY | Jordanthorpe |  | 638 | 860 | 1040 | 1494 | 2127 | 2865 | 3060 | 3263 | 3838 | 5520 | 7206 | 8882 | 10550 | 12213 | 13907 | 15587 | 17220 | 18759 | 20044 | 21166 | 22197 | 23779 | 25359 | 26570 | 26683 | 26797 | 26911 | 27026 | 27129
NPgY | GSP | NG FES - Leading the Way | Number of domestic full electric heat pumps | KEADBY | Leading the Way | Lct_BB005 | Number of | NPgY | Keadby |  | 890 | 1207 | 1779 | 3097 | 4932 | 7108 | 7731 | 8377 | 10403 | 16512 | 22616 | 28693 | 34769 | 40880 | 47071 | 53171 | 59159 | 64854 | 69854 | 74370 | 78574 | 84342 | 90108 | 94514 | 94893 | 95278 | 95665 | 96056 | 96406
NPgY | GSP | NG FES - Leading the Way | Number of domestic full electric heat pumps | KIRKSTALL B | Leading the Way | Lct_BB005 | Number of | NPgY | Kirkstall B |  | 914 | 1378 | 2030 | 3436 | 5347 | 7603 | 8346 | 9117 | 11280 | 17552 | 23824 | 30074 | 36333 | 42642 | 49036 | 55283 | 61355 | 67169 | 72276 | 76909 | 81232 | 87083 | 92926 | 97396 | 97799 | 98201 | 98601 | 99000 | 99355
NPgY | GSP | NG FES - Leading the Way | Number of domestic full electric heat pumps | NEEPSEND | Leading the Way | Lct_BB005 | Number of | NPgY | Neepsend |  | 554 | 806 | 1107 | 1753 | 2644 | 3691 | 3945 | 4209 | 5042 | 7565 | 10088 | 12602 | 15114 | 17637 | 20192 | 22697 | 25130 | 27413 | 29366 | 31090 | 32671 | 35050 | 37428 | 39241 | 39382 | 39524 | 39666 | 39808 | 39937
NPgY | GSP | NG FES - Leading the Way | Number of domestic full electric heat pumps | NORTON LEES | Leading the Way | Lct_BB005 | Number of | NPgY | Norton Lees |  | 827 | 1008 | 1318 | 2063 | 3091 | 4274 | 4525 | 4786 | 5640 | 8265 | 10890 | 13501 | 16090 | 18649 | 21256 | 23866 | 26398 | 28768 | 30722 | 32408 | 33952 | 36432 | 38910 | 40796 | 40933 | 41071 | 41210 | 41351 | 41470
NPgY | GSP | NG FES - Leading the Way | Number of domestic full electric heat pumps | PITSMOOR 3/4 | Leading the Way | Lct_BB005 | Number of | NPgY | Pitsmoor |  | 117 | 200 | 319 | 566 | 908 | 1318 | 1436 | 1558 | 1942 | 3099 | 4255 | 5408 | 6564 | 7732 | 8912 | 10062 | 11182 | 12252 | 13199 | 14058 | 14853 | 15942 | 17029 | 17860 | 17923 | 17987 | 18051 | 18114 | 18172
NPgY | GSP | NG FES - Leading the Way | Number of domestic full electric heat pumps | SALTEND NORTH | Leading the Way | Lct_BB005 | Number of | NPgY | Saltend North |  | 213 | 294 | 428 | 759 | 1242 | 1827 | 1976 | 2130 | 2669 | 4346 | 6022 | 7691 | 9359 | 11035 | 12730 | 14402 | 16043 | 17623 | 19019 | 20270 | 21426 | 23020 | 24611 | 25824 | 25914 | 26003 | 26093 | 26183 | 26263
NPgY | GSP | NG FES - Leading the Way | Number of domestic full electric heat pumps | SHEFFIELD CITY | Leading the Way | Lct_BB005 | Number of | NPgY | Sheffield City |  | 396 | 549 | 714 | 1072 | 1559 | 2125 | 2265 | 2411 | 2835 | 4092 | 5351 | 6604 | 7853 | 9100 | 10368 | 11615 | 12819 | 13941 | 14877 | 15693 | 16437 | 17612 | 18785 | 19680 | 19750 | 19819 | 19889 | 19960 | 20021
NPgY | GSP | NG FES - Leading the Way | Number of domestic full electric heat pumps | SKELTON GRANGE | Leading the Way | Lct_BB005 | Number of | NPgY | Skelton Grange |  | 3239 | 4247 | 5915 | 9779 | 15053 | 21186 | 22892 | 24661 | 29843 | 45162 | 60484 | 75737 | 90947 | 106156 | 121598 | 136855 | 151710 | 165768 | 177747 | 188394 | 198257 | 212582 | 226892 | 237818 | 238719 | 239625 | 240533 | 241444 | 242248
NPgY | GSP | NG FES - Leading the Way | Number of domestic full electric heat pumps | TEMPLEBOROUGH 275/33KV | Leading the Way | Lct_BB005 | Number of | NPgY | Templeborough |  | 31 | 44 | 64 | 111 | 178 | 255 | 274 | 292 | 352 | 534 | 716 | 898 | 1079 | 1261 | 1445 | 1625 | 1801 | 1968 | 2109 | 2231 | 2343 | 2515 | 2686 | 2817 | 2827 | 2837 | 2847 | 2857 | 2866
NPgY | GSP | NG FES - Leading the Way | Number of domestic full electric heat pumps | THURCROFT | Leading the Way | Lct_BB005 | Number of | NPgY | Thurcroft |  | 1537 | 2058 | 2731 | 4211 | 6182 | 8435 | 9055 | 9699 | 11375 | 16117 | 20868 | 25595 | 30303 | 35001 | 39793 | 44517 | 49071 | 53295 | 56749 | 59751 | 62502 | 66907 | 71307 | 74679 | 75013 | 75348 | 75683 | 76020 | 76322
NPgY | GSP | NG FES - Leading the Way | Number of domestic full electric heat pumps | WEST MELTON / THORPE MARSH | Leading the Way | Lct_BB005 | Number of | NPgY | Thorpe Marsh |  | 1949 | 2647 | 3736 | 6125 | 9341 | 13071 | 14164 | 15296 | 18499 | 27844 | 37193 | 46498 | 55791 | 65113 | 74580 | 83893 | 92946 | 101477 | 108780 | 115307 | 121371 | 130098 | 138818 | 145486 | 146085 | 146690 | 147297 | 147907 | 148449
NPgY | GSP | NG FES - Leading the Way | Number of domestic full electric heat pumps | WEST MELTON SECTION 3 | Leading the Way | Lct_BB005 | Number of | NPgY | West Melton |  | 2449 | 3410 | 4571 | 7203 | 10616 | 14509 | 16032 | 17606 | 21058 | 30062 | 39086 | 48064 | 57042 | 66093 | 75319 | 84352 | 93123 | 101328 | 108167 | 114301 | 120031 | 128187 | 136333 | 142621 | 143410 | 144204 | 145000 | 145799 | 146529
NPgY | GSP | NG FES - Leading the Way | Number of domestic full electric heat pumps | WINCOBANK | Leading the Way | Lct_BB005 | Number of | NPgY | Wincobank |  | 159 | 217 | 277 | 398 | 552 | 724 | 801 | 879 | 1025 | 1372 | 1720 | 2066 | 2411 | 2757 | 3113 | 3461 | 3790 | 4093 | 4337 | 4553 | 4753 | 5053 | 5352 | 5584 | 5614 | 5644 | 5674 | 5704 | 5731
NPgN | GSP | NG FES - System Transformation | Number of domestic full electric heat pumps | BLYTH 66kV | System Transformation | Lct_BB005 | Number of | NPgN | Blyth 66kV |  | 1233 | 1478 | 1895 | 2410 | 2960 | 3543 | 4145 | 4784 | 5277 | 5933 | 6561 | 7154 | 7652 | 8992 | 9227 | 9605 | 10277 | 11064 | 12010 | 13147 | 14620 | 16364 | 18444 | 20886 | 23681 | 26690 | 29920 | 33399 | 36926
NPgN | GSP | NG FES - System Transformation | Number of domestic full electric heat pumps | BLYTH 132kV | System Transformation | Lct_BB005 | Number of | NPgN | Blyth 132kV |  | 245 | 311 | 410 | 523 | 644 | 772 | 904 | 1046 | 1156 | 1303 | 1443 | 1576 | 1687 | 2055 | 2250 | 2405 | 2612 | 2840 | 3108 | 3422 | 3823 | 4295 | 4856 | 5513 | 6264 | 7073 | 7942 | 8878 | 9823
NPgN | GSP | NG FES - System Transformation | Number of domestic full electric heat pumps | FOURSTONES | System Transformation | Lct_BB005 | Number of | NPgN | Fourstones |  | 111 | 135 | 164 | 180 | 201 | 224 | 248 | 277 | 302 | 337 | 371 | 403 | 430 | 524 | 585 | 634 | 692 | 755 | 834 | 924 | 1037 | 1169 | 1324 | 1505 | 1712 | 1934 | 2173 | 2430 | 2689
NPgN | GSP | NG FES - System Transformation | Number of domestic full electric heat pumps | HARTMOOR | System Transformation | Lct_BB005 | Number of | NPgN | Hart Moor |  | 1120 | 1245 | 1491 | 1733 | 1998 | 2282 | 2578 | 2904 | 3167 | 3529 | 3873 | 4198 | 4465 | 5065 | 4947 | 5068 | 5369 | 5735 | 6206 | 6776 | 7521 | 8406 | 9460 | 10689 | 12098 | 13614 | 15240 | 16992 | 18770
NPgN | GSP | NG FES - System Transformation | Number of domestic full electric heat pumps | HAWTHORN PIT GRID | System Transformation | Lct_BB005 | Number of | NPgN | Hawthorn Pit |  | 866 | 1165 | 1465 | 1762 | 2087 | 2433 | 2794 | 3224 | 3682 | 4247 | 4790 | 5309 | 5750 | 6611 | 6230 | 6206 | 6460 | 6826 | 7328 | 7952 | 8784 | 9779 | 10960 | 12312 | 13864 | 15534 | 17323 | 19249 | 21218
NPgN | GSP | NG FES - System Transformation | Number of domestic full electric heat pumps | KNARESBOROUGH | System Transformation | Lct_BB005 | Number of | NPgN | Knaresborough |  | 1096 | 1249 | 1498 | 1667 | 1859 | 2068 | 2287 | 2535 | 2733 | 3020 | 3293 | 3553 | 3764 | 4559 | 5143 | 5615 | 6164 | 6740 | 7439 | 8240 | 9249 | 10431 | 11824 | 13446 | 15300 | 17298 | 19444 | 21754 | 24081
NPgN | GSP | NG FES - System Transformation | Number of domestic full electric heat pumps | LACKENBY | System Transformation | Lct_BB005 | Number of | NPgN | Lackenby |  | 802 | 1130 | 1579 | 2064 | 2583 | 3133 | 3700 | 4331 | 4908 | 5631 | 6325 | 6987 | 7550 | 8839 | 8694 | 8827 | 9299 | 9903 | 10679 | 11631 | 12883 | 14374 | 16151 | 18217 | 20584 | 23132 | 25865 | 28808 | 31804
NPgN | GSP | NG FES - System Transformation | Number of domestic full electric heat pumps | NORTON | System Transformation | Lct_BB005 | Number of | NPgN | Norton |  | 2728 | 3406 | 4440 | 5557 | 6772 | 8061 | 9399 | 10876 | 12150 | 13794 | 15368 | 16864 | 18124 | 21089 | 20894 | 21367 | 22598 | 24146 | 26106 | 28485 | 31598 | 35297 | 39703 | 44841 | 50725 | 57060 | 63854 | 71171 | 78611
NPgN | GSP | NG FES - System Transformation | Number of domestic full electric heat pumps | OFFERTON | System Transformation | Lct_BB005 | Number of | NPgN | Offerton |  | 315 | 390 | 519 | 655 | 801 | 956 | 1116 | 1290 | 1434 | 1623 | 1803 | 1975 | 2119 | 2581 | 2823 | 3019 | 3279 | 3564 | 3904 | 4301 | 4807 | 5402 | 6108 | 6932 | 7874 | 8890 | 9980 | 11154 | 12340
NPgN | GSP | NG FES - System Transformation | Number of domestic full electric heat pumps | OSBALDWICK | System Transformation | Lct_BB005 | Number of | NPgN | Osbaldwick |  | 1911 | 2442 | 3073 | 3735 | 4452 | 5216 | 6008 | 6862 | 7524 | 8421 | 9278 | 10091 | 10765 | 12489 | 12425 | 12729 | 13483 | 14407 | 15581 | 17007 | 18871 | 21085 | 23727 | 26825 | 30373 | 34192 | 38290 | 42704 | 47186
NPgN | GSP | NG FES - System Transformation | Number of domestic full electric heat pumps | POPPLETON | System Transformation | Lct_BB005 | Number of | NPgN | Poppleton |  | 432 | 510 | 628 | 743 | 870 | 1005 | 1147 | 1298 | 1408 | 1563 | 1711 | 1851 | 1967 | 2254 | 2233 | 2294 | 2433 | 2601 | 2817 | 3078 | 3418 | 3822 | 4303 | 4869 | 5516 | 6213 | 6961 | 7767 | 8584
NPgN | GSP | NG FES - System Transformation | Number of domestic full electric heat pumps | SALTHOLME | System Transformation | Lct_BB005 | Number of | NPgN | Saltholme |  | 56 | 57 | 60 | 64 | 68 | 73 | 79 | 85 | 90 | 97 | 104 | 110 | 115 | 123 | 117 | 122 | 130 | 140 | 152 | 167 | 185 | 208 | 234 | 265 | 300 | 338 | 378 | 422 | 466
NPgN | GSP | NG FES - System Transformation | Number of domestic full electric heat pumps | SOUTH SHIELDS | System Transformation | Lct_BB005 | Number of | NPgN | South Shields |  | 321 | 395 | 513 | 674 | 847 | 1029 | 1218 | 1419 | 1576 | 1781 | 1979 | 2166 | 2325 | 2780 | 2929 | 3083 | 3319 | 3593 | 3912 | 4292 | 4781 | 5359 | 6047 | 6855 | 7779 | 8774 | 9841 | 10992 | 12157
NPgN | GSP | NG FES - System Transformation | Number of domestic full electric heat pumps | SPADEADAM | System Transformation | Lct_BB005 | Number of | NPgN | Spadeadam - Not in NG FES |  | 24 | 32 | 44 | 57 | 71 | 86 | 101 | 118 | 131 | 149 | 166 | 182 | 196 | 244 | 275 | 298 | 325 | 355 | 390 | 431 | 482 | 543 | 614 | 698 | 793 | 896 | 1007 | 1126 | 1246
NPgN | GSP | NG FES - System Transformation | Number of domestic full electric heat pumps | SPENNYMOOR | System Transformation | Lct_BB005 | Number of | NPgN | Spennymoor |  | 2219 | 2644 | 3277 | 3934 | 4655 | 5424 | 6225 | 7105 | 7826 | 8791 | 9714 | 10591 | 11321 | 13069 | 12961 | 13305 | 14103 | 15090 | 16339 | 17849 | 19817 | 22153 | 24935 | 28184 | 31904 | 35910 | 40206 | 44834 | 49533
NPgN | GSP | NG FES - System Transformation | Number of domestic full electric heat pumps | STELLA NORTH | System Transformation | Lct_BB005 | Number of | NPgN | Stella North |  | 1171 | 1501 | 2018 | 2740 | 3506 | 4312 | 5142 | 6018 | 6700 | 7586 | 8435 | 9238 | 9917 | 11606 | 11610 | 11907 | 12632 | 13528 | 14604 | 15922 | 17648 | 19703 | 22162 | 25055 | 28367 | 31934 | 35760 | 39883 | 44073
NPgN | GSP | NG FES - System Transformation | Number of domestic full electric heat pumps | STELLA SOUTH | System Transformation | Lct_BB005 | Number of | NPgN | Stella South |  | 1038 | 1345 | 1685 | 2071 | 2495 | 2946 | 3416 | 3958 | 4486 | 5148 | 5785 | 6395 | 6914 | 8009 | 7753 | 7843 | 8240 | 8775 | 9460 | 10300 | 11406 | 12724 | 14290 | 16099 | 18173 | 20405 | 22798 | 25374 | 28000
NPgN | GSP | NG FES - System Transformation | Number of domestic full electric heat pumps | TYNEMOUTH | System Transformation | Lct_BB005 | Number of | NPgN | Tynemouth 1 |  | 1193 | 1408 | 1791 | 2263 | 2768 | 3303 | 3855 | 4441 | 4890 | 5492 | 6067 | 6610 | 7065 | 8370 | 8751 | 9195 | 9894 | 10691 | 11639 | 12767 | 14220 | 15938 | 17984 | 20384 | 23130 | 26088 | 29263 | 32683 | 36145
NPgN | GSP | NG FES - System Transformation | Number of domestic full electric heat pumps | WEST BOLDON | System Transformation | Lct_BB005 | Number of | NPgN | West Boldon |  | 1535 | 1845 | 2381 | 2988 | 3642 | 4334 | 5051 | 5834 | 6493 | 7351 | 8172 | 8952 | 9607 | 11406 | 11882 | 12457 | 13380 | 14442 | 15723 | 17247 | 19211 | 21532 | 24290 | 27509 | 31193 | 35160 | 39418 | 44004 | 48649
NPgY | GSP | NG FES - System Transformation | Number of domestic full electric heat pumps | BRADFORD WEST | System Transformation | Lct_BB005 | Number of | NPgY | Bradford West |  | 2262 | 2896 | 3796 | 4890 | 6112 | 7395 | 8506 | 9689 | 10582 | 11797 | 12950 | 14038 | 14931 | 17936 | 18331 | 19418 | 20970 | 22787 | 24966 | 27472 | 30674 | 34598 | 39248 | 44686 | 50892 | 57576 | 64750 | 72474 | 80275
NPgY | GSP | NG FES - System Transformation | Number of domestic full electric heat pumps | CAMBLESFORTH | System Transformation | Lct_BB005 | Number of | NPgY | Camblesforth |  | 155 | 185 | 246 | 325 | 409 | 496 | 568 | 644 | 701 | 779 | 853 | 922 | 978 | 1185 | 1244 | 1339 | 1462 | 1599 | 1761 | 1947 | 2185 | 2471 | 2809 | 3205 | 3656 | 4142 | 4664 | 5226 | 5794
NPgY | GSP | NG FES - System Transformation | Number of domestic full electric heat pumps | CREYKE BECK | System Transformation | Lct_BB005 | Number of | NPgY | Creyke Beck |  | 1931 | 2421 | 3201 | 4162 | 5213 | 6314 | 7338 | 8436 | 9291 | 10433 | 11526 | 12562 | 13429 | 16330 | 17034 | 18246 | 19856 | 21704 | 23927 | 26501 | 29776 | 33581 | 38093 | 43370 | 49392 | 55880 | 62843 | 70343 | 77920
NPgY | GSP | NG FES - System Transformation | Number of domestic full electric heat pumps | DRAX | System Transformation | Lct_BB005 | Number of | NPgY | Drax |  | 204 | 292 | 410 | 518 | 602 | 684 | 863 | 1060 | 1234 | 1450 | 1665 | 1872 | 2060 | 2479 | 2366 | 2401 | 2528 | 2703 | 2948 | 3262 | 3677 | 4068 | 4545 | 5109 | 5756 | 6451 | 7196 | 7999 | 8826
NPgY | GSP | NG FES - System Transformation | Number of domestic full electric heat pumps | ELLAND | System Transformation | Lct_BB005 | Number of | NPgY | Elland |  | 2288 | 2711 | 3428 | 4281 | 5230 | 6238 | 7193 | 8210 | 8981 | 10024 | 11014 | 11949 | 12713 | 15080 | 15032 | 15751 | 16888 | 18251 | 19894 | 21803 | 24266 | 27307 | 30919 | 35148 | 39975 | 45172 | 50748 | 56750 | 62818
NPgY | GSP | NG FES - System Transformation | Number of domestic full electric heat pumps | FERRYBRIDGE A | System Transformation | Lct_BB005 | Number of | NPgY | Ferrybridge A |  | 755 | 1050 | 1285 | 1495 | 1722 | 1981 | 2357 | 2766 | 3101 | 3535 | 3957 | 4361 | 4710 | 5548 | 5197 | 5225 | 5455 | 5789 | 6247 | 6813 | 7561 | 8396 | 9403 | 10593 | 11955 | 13418 | 14986 | 16674 | 18402
NPgY | GSP | NG FES - System Transformation | Number of domestic full electric heat pumps | FERRYBRIDGE B | System Transformation | Lct_BB005 | Number of | NPgY | Ferrybridge B (_M) |  | 1668 | 2014 | 2584 | 3220 | 3889 | 4590 | 5328 | 6118 | 6730 | 7548 | 8328 | 9065 | 9678 | 11405 | 11067 | 11411 | 12114 | 12989 | 14079 | 15374 | 17069 | 19132 | 21595 | 24485 | 27788 | 31343 | 35155 | 39261 | 43428
NPgY | GSP | NG FES - System Transformation | Number of domestic full electric heat pumps | GRIMSBY WEST | System Transformation | Lct_BB005 | Number of | NPgY | Grimsby West |  | 489 | 623 | 861 | 1150 | 1453 | 1769 | 2087 | 2430 | 2706 | 3069 | 3419 | 3751 | 4036 | 5039 | 5502 | 6025 | 6652 | 7346 | 8183 | 9157 | 10388 | 11729 | 13318 | 15176 | 17296 | 19581 | 22034 | 24678 | 27347
NPgY | GSP | NG FES - System Transformation | Number of domestic full electric heat pumps | JORDANTHORPE | System Transformation | Lct_BB005 | Number of | NPgY | Jordanthorpe |  | 638 | 798 | 897 | 997 | 1131 | 1287 | 1476 | 1678 | 1829 | 2035 | 2231 | 2414 | 2565 | 2991 | 2856 | 2922 | 3087 | 3301 | 3568 | 3885 | 4304 | 4821 | 5439 | 6164 | 6993 | 7885 | 8841 | 9871 | 10917
NPgY | GSP | NG FES - System Transformation | Number of domestic full electric heat pumps | KEADBY | System Transformation | Lct_BB005 | Number of | NPgY | Keadby |  | 890 | 1134 | 1543 | 2043 | 2576 | 3131 | 3664 | 4238 | 4692 | 5292 | 5869 | 6416 | 6879 | 8362 | 8643 | 9208 | 9994 | 10898 | 12002 | 13286 | 14924 | 16801 | 19033 | 21647 | 24632 | 27847 | 31298 | 35017 | 38781
NPgY | GSP | NG FES - System Transformation | Number of domestic full electric heat pumps | KIRKSTALL B | System Transformation | Lct_BB005 | Number of | NPgY | Kirkstall B |  | 914 | 1287 | 1750 | 2256 | 2782 | 3340 | 3946 | 4603 | 5134 | 5830 | 6503 | 7148 | 7700 | 9315 | 9413 | 9887 | 10619 | 11512 | 12629 | 13949 | 15641 | 17553 | 19831 | 22502 | 25552 | 28835 | 32356 | 36148 | 39992
NPgY | GSP | NG FES - System Transformation | Number of domestic full electric heat pumps | NEEPSEND | System Transformation | Lct_BB005 | Number of | NPgY | Neepsend |  | 554 | 749 | 952 | 1158 | 1391 | 1644 | 1888 | 2148 | 2343 | 2610 | 2862 | 3099 | 3293 | 3916 | 3897 | 4064 | 4344 | 4680 | 5096 | 5583 | 6212 | 6988 | 7910 | 8991 | 10224 | 11553 | 12978 | 14514 | 16067
NPgY | GSP | NG FES - System Transformation | Number of domestic full electric heat pumps | NORTON LEES | System Transformation | Lct_BB005 | Number of | NPgY | Norton Lees |  | 827 | 933 | 1130 | 1368 | 1636 | 1915 | 2178 | 2456 | 2656 | 2935 | 3196 | 3438 | 3630 | 4235 | 4133 | 4293 | 4577 | 4919 | 5324 | 5795 | 6414 | 7223 | 8184 | 9308 | 10591 | 11973 | 13455 | 15052 | 16664
NPgY | GSP | NG FES - System Transformation | Number of domestic full electric heat pumps | PITSMOOR 3/4 | System Transformation | Lct_BB005 | Number of | NPgY | Pitsmoor |  | 117 | 188 | 275 | 369 | 469 | 576 | 676 | 783 | 869 | 982 | 1091 | 1195 | 1283 | 1571 | 1634 | 1739 | 1884 | 2054 | 2263 | 2507 | 2816 | 3171 | 3592 | 4085 | 4648 | 5254 | 5905 | 6606 | 7314
NPgY | GSP | NG FES - System Transformation | Number of domestic full electric heat pumps | SALTEND NORTH | System Transformation | Lct_BB005 | Number of | NPgY | Saltend North |  | 213 | 275 | 369 | 498 | 644 | 798 | 929 | 1070 | 1180 | 1327 | 1468 | 1602 | 1715 | 2106 | 2237 | 2417 | 2645 | 2905 | 3215 | 3570 | 4017 | 4535 | 5149 | 5866 | 6685 | 7567 | 8514 | 9534 | 10563
NPgY | GSP | NG FES - System Transformation | Number of domestic full electric heat pumps | SHEFFIELD CITY | System Transformation | Lct_BB005 | Number of | NPgY | Sheffield City |  | 396 | 509 | 613 | 711 | 826 | 955 | 1093 | 1240 | 1348 | 1497 | 1637 | 1768 | 1873 | 2189 | 2106 | 2158 | 2279 | 2432 | 2625 | 2853 | 3153 | 3538 | 3996 | 4533 | 5146 | 5807 | 6515 | 7278 | 8050
NPgY | GSP | NG FES - System Transformation | Number of domestic full electric heat pumps | SKELTON GRANGE | System Transformation | Lct_BB005 | Number of | NPgY | Skelton Grange |  | 3239 | 3951 | 5066 | 6377 | 7808 | 9324 | 10839 | 12461 | 13721 | 15404 | 17012 | 18536 | 19805 | 23587 | 23470 | 24538 | 26286 | 28398 | 30984 | 34012 | 37917 | 42597 | 48167 | 54695 | 62151 | 70178 | 78788 | 88059 | 97449
NPgY | GSP | NG FES - System Transformation | Number of domestic full electric heat pumps | TEMPLEBOROUGH 275/33KV | System Transformation | Lct_BB005 | Number of | NPgY | Templeborough |  | 31 | 41 | 56 | 74 | 94 | 115 | 132 | 150 | 164 | 183 | 201 | 217 | 231 | 276 | 276 | 289 | 310 | 335 | 365 | 399 | 443 | 499 | 566 | 643 | 732 | 828 | 930 | 1041 | 1152
NPgY | GSP | NG FES - System Transformation | Number of domestic full electric heat pumps | THURCROFT | System Transformation | Lct_BB005 | Number of | NPgY | Thurcroft |  | 1537 | 1914 | 2357 | 2803 | 3282 | 3795 | 4375 | 4994 | 5464 | 6101 | 6705 | 7274 | 7742 | 8997 | 8464 | 8568 | 8976 | 9527 | 10230 | 11079 | 12215 | 13658 | 15385 | 17414 | 19732 | 22227 | 24901 | 27780 | 30706
NPgY | GSP | NG FES - System Transformation | Number of domestic full electric heat pumps | WEST MELTON / THORPE MARSH | System Transformation | Lct_BB005 | Number of | NPgY | Thorpe Marsh |  | 1949 | 2466 | 3219 | 4040 | 4903 | 5808 | 6766 | 7793 | 8596 | 9665 | 10687 | 11655 | 12464 | 14835 | 14662 | 15250 | 16278 | 17535 | 19100 | 20953 | 23357 | 26209 | 29609 | 33596 | 38151 | 43054 | 48313 | 53976 | 59718
NPgY | GSP | NG FES - System Transformation | Number of domestic full electric heat pumps | WEST MELTON SECTION 3 | System Transformation | Lct_BB005 | Number of | NPgY | West Melton |  | 2449 | 3191 | 3948 | 4702 | 5504 | 6398 | 7608 | 8920 | 9989 | 11380 | 12728 | 14019 | 15129 | 17771 | 16628 | 16743 | 17498 | 18582 | 20037 | 21825 | 24185 | 26868 | 30106 | 33926 | 38299 | 42999 | 48036 | 53458 | 59003
NPgY | GSP | NG FES - System Transformation | Number of domestic full electric heat pumps | WINCOBANK | System Transformation | Lct_BB005 | Number of | NPgY | Wincobank |  | 159 | 202 | 238 | 262 | 290 | 323 | 384 | 450 | 503 | 572 | 638 | 701 | 755 | 867 | 770 | 750 | 764 | 795 | 842 | 904 | 990 | 1091 | 1213 | 1357 | 1523 | 1702 | 1892 | 2097 | 2308
NPgN | GSP | NPg Best View | Number of domestic hybrid heat pumps | BLYTH 66kV | NPg Best View (Not in FES) | Lct_BB006 | Number of | NPgN | Blyth 66kV |  | 0 | 0 | 0 | 0 | 0 | 0 | 0 | 0 | 0 | 0 | 0 | 0 | 0 | 0 | 0 | 0 | 0 | 0 | 0 | 0 | 0 | 0 | 0 | 0 | 0 | 0 | 0 | 0 | 0
NPgN | GSP | NPg Best View | Number of domestic hybrid heat pumps | BLYTH 132kV | NPg Best View (Not in FES) | Lct_BB006 | Number of | NPgN | Blyth 132kV |  | 0 | 0 | 0 | 0 | 0 | 0 | 0 | 0 | 0 | 0 | 0 | 0 | 0 | 0 | 0 | 0 | 0 | 0 | 0 | 0 | 0 | 0 | 0 | 0 | 0 | 0 | 0 | 0 | 0
NPgN | GSP | NPg Best View | Number of domestic hybrid heat pumps | FOURSTONES | NPg Best View (Not in FES) | Lct_BB006 | Number of | NPgN | Fourstones |  | 0 | 0 | 0 | 0 | 0 | 0 | 0 | 0 | 0 | 0 | 0 | 0 | 0 | 0 | 0 | 0 | 0 | 0 | 0 | 0 | 0 | 0 | 0 | 0 | 0 | 0 | 0 | 0 | 0
NPgN | GSP | NPg Best View | Number of domestic hybrid heat pumps | HARTMOOR | NPg Best View (Not in FES) | Lct_BB006 | Number of | NPgN | Hart Moor |  | 0 | 0 | 0 | 0 | 0 | 0 | 0 | 0 | 0 | 0 | 0 | 0 | 0 | 0 | 0 | 0 | 0 | 0 | 0 | 0 | 0 | 0 | 0 | 0 | 0 | 0 | 0 | 0 | 0
NPgN | GSP | NPg Best View | Number of domestic hybrid heat pumps | HAWTHORN PIT GRID | NPg Best View (Not in FES) | Lct_BB006 | Number of | NPgN | Hawthorn Pit |  | 0 | 0 | 0 | 0 | 0 | 0 | 0 | 0 | 0 | 0 | 0 | 0 | 0 | 0 | 0 | 0 | 0 | 0 | 0 | 0 | 0 | 0 | 0 | 0 | 0 | 0 | 0 | 0 | 0
NPgN | GSP | NPg Best View | Number of domestic hybrid heat pumps | KNARESBOROUGH | NPg Best View (Not in FES) | Lct_BB006 | Number of | NPgN | Knaresborough |  | 0 | 0 | 0 | 0 | 0 | 0 | 0 | 0 | 0 | 0 | 0 | 0 | 0 | 0 | 0 | 0 | 0 | 0 | 0 | 0 | 0 | 0 | 0 | 0 | 0 | 0 | 0 | 0 | 0
NPgN | GSP | NPg Best View | Number of domestic hybrid heat pumps | LACKENBY | NPg Best View (Not in FES) | Lct_BB006 | Number of | NPgN | Lackenby |  | 0 | 0 | 0 | 0 | 0 | 0 | 0 | 0 | 0 | 0 | 0 | 0 | 0 | 0 | 0 | 0 | 0 | 0 | 0 | 0 | 0 | 0 | 0 | 0 | 0 | 0 | 0 | 0 | 0
NPgN | GSP | NPg Best View | Number of domestic hybrid heat pumps | NORTON | NPg Best View (Not in FES) | Lct_BB006 | Number of | NPgN | Norton |  | 0 | 0 | 0 | 0 | 0 | 0 | 0 | 0 | 0 | 0 | 0 | 0 | 0 | 0 | 0 | 0 | 0 | 0 | 0 | 0 | 0 | 0 | 0 | 0 | 0 | 0 | 0 | 0 | 0
NPgN | GSP | NPg Best View | Number of domestic hybrid heat pumps | OFFERTON | NPg Best View (Not in FES) | Lct_BB006 | Number of | NPgN | Offerton |  | 0 | 0 | 0 | 0 | 0 | 0 | 0 | 0 | 0 | 0 | 0 | 0 | 0 | 0 | 0 | 0 | 0 | 0 | 0 | 0 | 0 | 0 | 0 | 0 | 0 | 0 | 0 | 0 | 0
NPgN | GSP | NPg Best View | Number of domestic hybrid heat pumps | OSBALDWICK | NPg Best View (Not in FES) | Lct_BB006 | Number of | NPgN | Osbaldwick |  | 0 | 0 | 0 | 0 | 0 | 0 | 0 | 0 | 0 | 0 | 0 | 0 | 0 | 0 | 0 | 0 | 0 | 0 | 0 | 0 | 0 | 0 | 0 | 0 | 0 | 0 | 0 | 0 | 0
NPgN | GSP | NPg Best View | Number of domestic hybrid heat pumps | POPPLETON | NPg Best View (Not in FES) | Lct_BB006 | Number of | NPgN | Poppleton |  | 0 | 0 | 0 | 0 | 0 | 0 | 0 | 0 | 0 | 0 | 0 | 0 | 0 | 0 | 0 | 0 | 0 | 0 | 0 | 0 | 0 | 0 | 0 | 0 | 0 | 0 | 0 | 0 | 0
NPgN | GSP | NPg Best View | Number of domestic hybrid heat pumps | SALTHOLME | NPg Best View (Not in FES) | Lct_BB006 | Number of | NPgN | Saltholme |  | 0 | 0 | 0 | 0 | 0 | 0 | 0 | 0 | 0 | 0 | 0 | 0 | 0 | 0 | 0 | 0 | 0 | 0 | 0 | 0 | 0 | 0 | 0 | 0 | 0 | 0 | 0 | 0 | 0
NPgN | GSP | NPg Best View | Number of domestic hybrid heat pumps | SOUTH SHIELDS | NPg Best View (Not in FES) | Lct_BB006 | Number of | NPgN | South Shields |  | 0 | 0 | 0 | 0 | 0 | 0 | 0 | 0 | 0 | 0 | 0 | 0 | 0 | 0 | 0 | 0 | 0 | 0 | 0 | 0 | 0 | 0 | 0 | 0 | 0 | 0 | 0 | 0 | 0
NPgN | GSP | NPg Best View | Number of domestic hybrid heat pumps | SPADEADAM | NPg Best View (Not in FES) | Lct_BB006 | Number of | NPgN | Spadeadam - Not in NG FES |  | 0 | 0 | 0 | 0 | 0 | 0 | 0 | 0 | 0 | 0 | 0 | 0 | 0 | 0 | 0 | 0 | 0 | 0 | 0 | 0 | 0 | 0 | 0 | 0 | 0 | 0 | 0 | 0 | 0
NPgN | GSP | NPg Best View | Number of domestic hybrid heat pumps | SPENNYMOOR | NPg Best View (Not in FES) | Lct_BB006 | Number of | NPgN | Spennymoor |  | 0 | 0 | 0 | 0 | 0 | 0 | 0 | 0 | 0 | 0 | 0 | 0 | 0 | 0 | 0 | 0 | 0 | 0 | 0 | 0 | 0 | 0 | 0 | 0 | 0 | 0 | 0 | 0 | 0
NPgN | GSP | NPg Best View | Number of domestic hybrid heat pumps | STELLA NORTH | NPg Best View (Not in FES) | Lct_BB006 | Number of | NPgN | Stella North |  | 0 | 0 | 0 | 0 | 0 | 0 | 0 | 0 | 0 | 0 | 0 | 0 | 0 | 0 | 0 | 0 | 0 | 0 | 0 | 0 | 0 | 0 | 0 | 0 | 0 | 0 | 0 | 0 | 0
NPgN | GSP | NPg Best View | Number of domestic hybrid heat pumps | STELLA SOUTH | NPg Best View (Not in FES) | Lct_BB006 | Number of | NPgN | Stella South |  | 0 | 0 | 0 | 0 | 0 | 0 | 0 | 0 | 0 | 0 | 0 | 0 | 0 | 0 | 0 | 0 | 0 | 0 | 0 | 0 | 0 | 0 | 0 | 0 | 0 | 0 | 0 | 0 | 0
NPgN | GSP | NPg Best View | Number of domestic hybrid heat pumps | TYNEMOUTH | NPg Best View (Not in FES) | Lct_BB006 | Number of | NPgN | Tynemouth 1 |  | 0 | 0 | 0 | 0 | 0 | 0 | 0 | 0 | 0 | 0 | 0 | 0 | 0 | 0 | 0 | 0 | 0 | 0 | 0 | 0 | 0 | 0 | 0 | 0 | 0 | 0 | 0 | 0 | 0
NPgN | GSP | NPg Best View | Number of domestic hybrid heat pumps | WEST BOLDON | NPg Best View (Not in FES) | Lct_BB006 | Number of | NPgN | West Boldon |  | 0 | 0 | 0 | 0 | 0 | 0 | 0 | 0 | 0 | 0 | 0 | 0 | 0 | 0 | 0 | 0 | 0 | 0 | 0 | 0 | 0 | 0 | 0 | 0 | 0 | 0 | 0 | 0 | 0
NPgY | GSP | NPg Best View | Number of domestic hybrid heat pumps | BRADFORD WEST | NPg Best View (Not in FES) | Lct_BB006 | Number of | NPgY | Bradford West |  | 0 | 0 | 0 | 0 | 0 | 0 | 0 | 0 | 0 | 0 | 0 | 0 | 0 | 0 | 0 | 0 | 0 | 0 | 0 | 0 | 0 | 0 | 0 | 0 | 0 | 0 | 0 | 0 | 0
NPgY | GSP | NPg Best View | Number of domestic hybrid heat pumps | CAMBLESFORTH | NPg Best View (Not in FES) | Lct_BB006 | Number of | NPgY | Camblesforth |  | 0 | 0 | 0 | 0 | 0 | 0 | 0 | 0 | 0 | 0 | 0 | 0 | 0 | 0 | 0 | 0 | 0 | 0 | 0 | 0 | 0 | 0 | 0 | 0 | 0 | 0 | 0 | 0 | 0
NPgY | GSP | NPg Best View | Number of domestic hybrid heat pumps | CREYKE BECK | NPg Best View (Not in FES) | Lct_BB006 | Number of | NPgY | Creyke Beck |  | 0 | 0 | 0 | 0 | 0 | 0 | 0 | 0 | 0 | 0 | 0 | 0 | 0 | 0 | 0 | 0 | 0 | 0 | 0 | 0 | 0 | 0 | 0 | 0 | 0 | 0 | 0 | 0 | 0
NPgY | GSP | NPg Best View | Number of domestic hybrid heat pumps | DRAX | NPg Best View (Not in FES) | Lct_BB006 | Number of | NPgY | Drax |  | 0 | 0 | 0 | 0 | 0 | 0 | 0 | 0 | 0 | 0 | 0 | 0 | 0 | 0 | 0 | 0 | 0 | 0 | 0 | 0 | 0 | 0 | 0 | 0 | 0 | 0 | 0 | 0 | 0
NPgY | GSP | NPg Best View | Number of domestic hybrid heat pumps | ELLAND | NPg Best View (Not in FES) | Lct_BB006 | Number of | NPgY | Elland |  | 0 | 0 | 0 | 0 | 0 | 0 | 0 | 0 | 0 | 0 | 0 | 0 | 0 | 0 | 0 | 0 | 0 | 0 | 0 | 0 | 0 | 0 | 0 | 0 | 0 | 0 | 0 | 0 | 0
NPgY | GSP | NPg Best View | Number of domestic hybrid heat pumps | FERRYBRIDGE A | NPg Best View (Not in FES) | Lct_BB006 | Number of | NPgY | Ferrybridge A |  | 0 | 0 | 0 | 0 | 0 | 0 | 0 | 0 | 0 | 0 | 0 | 0 | 0 | 0 | 0 | 0 | 0 | 0 | 0 | 0 | 0 | 0 | 0 | 0 | 0 | 0 | 0 | 0 | 0
NPgY | GSP | NPg Best View | Number of domestic hybrid heat pumps | FERRYBRIDGE B | NPg Best View (Not in FES) | Lct_BB006 | Number of | NPgY | Ferrybridge B (_M) |  | 0 | 0 | 0 | 0 | 0 | 0 | 0 | 0 | 0 | 0 | 0 | 0 | 0 | 0 | 0 | 0 | 0 | 0 | 0 | 0 | 0 | 0 | 0 | 0 | 0 | 0 | 0 | 0 | 0
NPgY | GSP | NPg Best View | Number of domestic hybrid heat pumps | GRIMSBY WEST | NPg Best View (Not in FES) | Lct_BB006 | Number of | NPgY | Grimsby West |  | 0 | 0 | 0 | 0 | 0 | 0 | 0 | 0 | 0 | 0 | 0 | 0 | 0 | 0 | 0 | 0 | 0 | 0 | 0 | 0 | 0 | 0 | 0 | 0 | 0 | 0 | 0 | 0 | 0
NPgY | GSP | NPg Best View | Number of domestic hybrid heat pumps | JORDANTHORPE | NPg Best View (Not in FES) | Lct_BB006 | Number of | NPgY | Jordanthorpe |  | 0 | 0 | 0 | 0 | 0 | 0 | 0 | 0 | 0 | 0 | 0 | 0 | 0 | 0 | 0 | 0 | 0 | 0 | 0 | 0 | 0 | 0 | 0 | 0 | 0 | 0 | 0 | 0 | 0
NPgY | GSP | NPg Best View | Number of domestic hybrid heat pumps | KEADBY | NPg Best View (Not in FES) | Lct_BB006 | Number of | NPgY | Keadby |  | 0 | 0 | 0 | 0 | 0 | 0 | 0 | 0 | 0 | 0 | 0 | 0 | 0 | 0 | 0 | 0 | 0 | 0 | 0 | 0 | 0 | 0 | 0 | 0 | 0 | 0 | 0 | 0 | 0
NPgY | GSP | NPg Best View | Number of domestic hybrid heat pumps | KIRKSTALL B | NPg Best View (Not in FES) | Lct_BB006 | Number of | NPgY | Kirkstall B |  | 0 | 0 | 0 | 0 | 0 | 0 | 0 | 0 | 0 | 0 | 0 | 0 | 0 | 0 | 0 | 0 | 0 | 0 | 0 | 0 | 0 | 0 | 0 | 0 | 0 | 0 | 0 | 0 | 0
NPgY | GSP | NPg Best View | Number of domestic hybrid heat pumps | NEEPSEND | NPg Best View (Not in FES) | Lct_BB006 | Number of | NPgY | Neepsend |  | 0 | 0 | 0 | 0 | 0 | 0 | 0 | 0 | 0 | 0 | 0 | 0 | 0 | 0 | 0 | 0 | 0 | 0 | 0 | 0 | 0 | 0 | 0 | 0 | 0 | 0 | 0 | 0 | 0
NPgY | GSP | NPg Best View | Number of domestic hybrid heat pumps | NORTON LEES | NPg Best View (Not in FES) | Lct_BB006 | Number of | NPgY | Norton Lees |  | 0 | 0 | 0 | 0 | 0 | 0 | 0 | 0 | 0 | 0 | 0 | 0 | 0 | 0 | 0 | 0 | 0 | 0 | 0 | 0 | 0 | 0 | 0 | 0 | 0 | 0 | 0 | 0 | 0
NPgY | GSP | NPg Best View | Number of domestic hybrid heat pumps | PITSMOOR 3/4 | NPg Best View (Not in FES) | Lct_BB006 | Number of | NPgY | Pitsmoor |  | 0 | 0 | 0 | 0 | 0 | 0 | 0 | 0 | 0 | 0 | 0 | 0 | 0 | 0 | 0 | 0 | 0 | 0 | 0 | 0 | 0 | 0 | 0 | 0 | 0 | 0 | 0 | 0 | 0
NPgY | GSP | NPg Best View | Number of domestic hybrid heat pumps | SALTEND NORTH | NPg Best View (Not in FES) | Lct_BB006 | Number of | NPgY | Saltend North |  | 0 | 0 | 0 | 0 | 0 | 0 | 0 | 0 | 0 | 0 | 0 | 0 | 0 | 0 | 0 | 0 | 0 | 0 | 0 | 0 | 0 | 0 | 0 | 0 | 0 | 0 | 0 | 0 | 0
NPgY | GSP | NPg Best View | Number of domestic hybrid heat pumps | SHEFFIELD CITY | NPg Best View (Not in FES) | Lct_BB006 | Number of | NPgY | Sheffield City |  | 0 | 0 | 0 | 0 | 0 | 0 | 0 | 0 | 0 | 0 | 0 | 0 | 0 | 0 | 0 | 0 | 0 | 0 | 0 | 0 | 0 | 0 | 0 | 0 | 0 | 0 | 0 | 0 | 0
NPgY | GSP | NPg Best View | Number of domestic hybrid heat pumps | SKELTON GRANGE | NPg Best View (Not in FES) | Lct_BB006 | Number of | NPgY | Skelton Grange |  | 0 | 0 | 0 | 0 | 0 | 0 | 0 | 0 | 0 | 0 | 0 | 0 | 0 | 0 | 0 | 0 | 0 | 0 | 0 | 0 | 0 | 0 | 0 | 0 | 0 | 0 | 0 | 0 | 0
NPgY | GSP | NPg Best View | Number of domestic hybrid heat pumps | TEMPLEBOROUGH 275/33KV | NPg Best View (Not in FES) | Lct_BB006 | Number of | NPgY | Templeborough |  | 0 | 0 | 0 | 0 | 0 | 0 | 0 | 0 | 0 | 0 | 0 | 0 | 0 | 0 | 0 | 0 | 0 | 0 | 0 | 0 | 0 | 0 | 0 | 0 | 0 | 0 | 0 | 0 | 0
NPgY | GSP | NPg Best View | Number of domestic hybrid heat pumps | THURCROFT | NPg Best View (Not in FES) | Lct_BB006 | Number of | NPgY | Thurcroft |  | 0 | 0 | 0 | 0 | 0 | 0 | 0 | 0 | 0 | 0 | 0 | 0 | 0 | 0 | 0 | 0 | 0 | 0 | 0 | 0 | 0 | 0 | 0 | 0 | 0 | 0 | 0 | 0 | 0
NPgY | GSP | NPg Best View | Number of domestic hybrid heat pumps | WEST MELTON / THORPE MARSH | NPg Best View (Not in FES) | Lct_BB006 | Number of | NPgY | Thorpe Marsh |  | 0 | 0 | 0 | 0 | 0 | 0 | 0 | 0 | 0 | 0 | 0 | 0 | 0 | 0 | 0 | 0 | 0 | 0 | 0 | 0 | 0 | 0 | 0 | 0 | 0 | 0 | 0 | 0 | 0
NPgY | GSP | NPg Best View | Number of domestic hybrid heat pumps | WEST MELTON SECTION 3 | NPg Best View (Not in FES) | Lct_BB006 | Number of | NPgY | West Melton |  | 0 | 0 | 0 | 0 | 0 | 0 | 0 | 0 | 0 | 0 | 0 | 0 | 0 | 0 | 0 | 0 | 0 | 0 | 0 | 0 | 0 | 0 | 0 | 0 | 0 | 0 | 0 | 0 | 0
NPgY | GSP | NPg Best View | Number of domestic hybrid heat pumps | WINCOBANK | NPg Best View (Not in FES) | Lct_BB006 | Number of | NPgY | Wincobank |  | 0 | 0 | 0 | 0 | 0 | 0 | 0 | 0 | 0 | 0 | 0 | 0 | 0 | 0 | 0 | 0 | 0 | 0 | 0 | 0 | 0 | 0 | 0 | 0 | 0 | 0 | 0 | 0 | 0
NPgN | GSP | NG FES - Consumer Transformation | Number of domestic hybrid heat pumps | BLYTH 66kV | Consumer Transformation | Lct_BB006 | Number of | NPgN | Blyth 66kV |  | 0 | 0 | 0 | 0 | 0 | 0 | 0 | 0 | 0 | 0 | 0 | 0 | 0 | 0 | 0 | 0 | 0 | 0 | 0 | 0 | 0 | 0 | 0 | 0 | 0 | 0 | 0 | 0 | 0
NPgN | GSP | NG FES - Consumer Transformation | Number of domestic hybrid heat pumps | BLYTH 132kV | Consumer Transformation | Lct_BB006 | Number of | NPgN | Blyth 132kV |  | 0 | 0 | 0 | 0 | 0 | 0 | 0 | 0 | 0 | 0 | 0 | 0 | 0 | 0 | 0 | 0 | 0 | 0 | 0 | 0 | 0 | 0 | 0 | 0 | 0 | 0 | 0 | 0 | 0
NPgN | GSP | NG FES - Consumer Transformation | Number of domestic hybrid heat pumps | FOURSTONES | Consumer Transformation | Lct_BB006 | Number of | NPgN | Fourstones |  | 0 | 0 | 0 | 0 | 0 | 0 | 0 | 0 | 0 | 0 | 0 | 0 | 0 | 0 | 0 | 0 | 0 | 0 | 0 | 0 | 0 | 0 | 0 | 0 | 0 | 0 | 0 | 0 | 0
NPgN | GSP | NG FES - Consumer Transformation | Number of domestic hybrid heat pumps | HARTMOOR | Consumer Transformation | Lct_BB006 | Number of | NPgN | Hart Moor |  | 0 | 0 | 0 | 0 | 0 | 0 | 0 | 0 | 0 | 0 | 0 | 0 | 0 | 0 | 0 | 0 | 0 | 0 | 0 | 0 | 0 | 0 | 0 | 0 | 0 | 0 | 0 | 0 | 0
NPgN | GSP | NG FES - Consumer Transformation | Number of domestic hybrid heat pumps | HAWTHORN PIT GRID | Consumer Transformation | Lct_BB006 | Number of | NPgN | Hawthorn Pit |  | 0 | 0 | 0 | 0 | 0 | 0 | 0 | 0 | 0 | 0 | 0 | 0 | 0 | 0 | 0 | 0 | 0 | 0 | 0 | 0 | 0 | 0 | 0 | 0 | 0 | 0 | 0 | 0 | 0
NPgN | GSP | NG FES - Consumer Transformation | Number of domestic hybrid heat pumps | KNARESBOROUGH | Consumer Transformation | Lct_BB006 | Number of | NPgN | Knaresborough |  | 0 | 0 | 0 | 0 | 0 | 0 | 0 | 0 | 0 | 0 | 0 | 0 | 0 | 0 | 0 | 0 | 0 | 0 | 0 | 0 | 0 | 0 | 0 | 0 | 0 | 0 | 0 | 0 | 0
NPgN | GSP | NG FES - Consumer Transformation | Number of domestic hybrid heat pumps | LACKENBY | Consumer Transformation | Lct_BB006 | Number of | NPgN | Lackenby |  | 0 | 0 | 0 | 0 | 0 | 0 | 0 | 0 | 0 | 0 | 0 | 0 | 0 | 0 | 0 | 0 | 0 | 0 | 0 | 0 | 0 | 0 | 0 | 0 | 0 | 0 | 0 | 0 | 0
NPgN | GSP | NG FES - Consumer Transformation | Number of domestic hybrid heat pumps | NORTON | Consumer Transformation | Lct_BB006 | Number of | NPgN | Norton |  | 0 | 0 | 0 | 0 | 0 | 0 | 0 | 0 | 0 | 0 | 0 | 0 | 0 | 0 | 0 | 0 | 0 | 0 | 0 | 0 | 0 | 0 | 0 | 0 | 0 | 0 | 0 | 0 | 0
NPgN | GSP | NG FES - Consumer Transformation | Number of domestic hybrid heat pumps | OFFERTON | Consumer Transformation | Lct_BB006 | Number of | NPgN | Offerton |  | 0 | 0 | 0 | 0 | 0 | 0 | 0 | 0 | 0 | 0 | 0 | 0 | 0 | 0 | 0 | 0 | 0 | 0 | 0 | 0 | 0 | 0 | 0 | 0 | 0 | 0 | 0 | 0 | 0
NPgN | GSP | NG FES - Consumer Transformation | Number of domestic hybrid heat pumps | OSBALDWICK | Consumer Transformation | Lct_BB006 | Number of | NPgN | Osbaldwick |  | 0 | 0 | 0 | 0 | 0 | 0 | 0 | 0 | 0 | 0 | 0 | 0 | 0 | 0 | 0 | 0 | 0 | 0 | 0 | 0 | 0 | 0 | 0 | 0 | 0 | 0 | 0 | 0 | 0
NPgN | GSP | NG FES - Consumer Transformation | Number of domestic hybrid heat pumps | POPPLETON | Consumer Transformation | Lct_BB006 | Number of | NPgN | Poppleton |  | 0 | 0 | 0 | 0 | 0 | 0 | 0 | 0 | 0 | 0 | 0 | 0 | 0 | 0 | 0 | 0 | 0 | 0 | 0 | 0 | 0 | 0 | 0 | 0 | 0 | 0 | 0 | 0 | 0
NPgN | GSP | NG FES - Consumer Transformation | Number of domestic hybrid heat pumps | SALTHOLME | Consumer Transformation | Lct_BB006 | Number of | NPgN | Saltholme |  | 0 | 0 | 0 | 0 | 0 | 0 | 0 | 0 | 0 | 0 | 0 | 0 | 0 | 0 | 0 | 0 | 0 | 0 | 0 | 0 | 0 | 0 | 0 | 0 | 0 | 0 | 0 | 0 | 0
NPgN | GSP | NG FES - Consumer Transformation | Number of domestic hybrid heat pumps | SOUTH SHIELDS | Consumer Transformation | Lct_BB006 | Number of | NPgN | South Shields |  | 0 | 0 | 0 | 0 | 0 | 0 | 0 | 0 | 0 | 0 | 0 | 0 | 0 | 0 | 0 | 0 | 0 | 0 | 0 | 0 | 0 | 0 | 0 | 0 | 0 | 0 | 0 | 0 | 0
NPgN | GSP | NG FES - Consumer Transformation | Number of domestic hybrid heat pumps | SPADEADAM | Consumer Transformation | Lct_BB006 | Number of | NPgN | Spadeadam - Not in NG FES |  | 0 | 0 | 0 | 0 | 0 | 0 | 0 | 0 | 0 | 0 | 0 | 0 | 0 | 0 | 0 | 0 | 0 | 0 | 0 | 0 | 0 | 0 | 0 | 0 | 0 | 0 | 0 | 0 | 0
NPgN | GSP | NG FES - Consumer Transformation | Number of domestic hybrid heat pumps | SPENNYMOOR | Consumer Transformation | Lct_BB006 | Number of | NPgN | Spennymoor |  | 0 | 0 | 0 | 0 | 0 | 0 | 0 | 0 | 0 | 0 | 0 | 0 | 0 | 0 | 0 | 0 | 0 | 0 | 0 | 0 | 0 | 0 | 0 | 0 | 0 | 0 | 0 | 0 | 0
NPgN | GSP | NG FES - Consumer Transformation | Number of domestic hybrid heat pumps | STELLA NORTH | Consumer Transformation | Lct_BB006 | Number of | NPgN | Stella North |  | 0 | 0 | 0 | 0 | 0 | 0 | 0 | 0 | 0 | 0 | 0 | 0 | 0 | 0 | 0 | 0 | 0 | 0 | 0 | 0 | 0 | 0 | 0 | 0 | 0 | 0 | 0 | 0 | 0
NPgN | GSP | NG FES - Consumer Transformation | Number of domestic hybrid heat pumps | STELLA SOUTH | Consumer Transformation | Lct_BB006 | Number of | NPgN | Stella South |  | 0 | 0 | 0 | 0 | 0 | 0 | 0 | 0 | 0 | 0 | 0 | 0 | 0 | 0 | 0 | 0 | 0 | 0 | 0 | 0 | 0 | 0 | 0 | 0 | 0 | 0 | 0 | 0 | 0
NPgN | GSP | NG FES - Consumer Transformation | Number of domestic hybrid heat pumps | TYNEMOUTH | Consumer Transformation | Lct_BB006 | Number of | NPgN | Tynemouth 1 |  | 0 | 0 | 0 | 0 | 0 | 0 | 0 | 0 | 0 | 0 | 0 | 0 | 0 | 0 | 0 | 0 | 0 | 0 | 0 | 0 | 0 | 0 | 0 | 0 | 0 | 0 | 0 | 0 | 0
NPgN | GSP | NG FES - Consumer Transformation | Number of domestic hybrid heat pumps | WEST BOLDON | Consumer Transformation | Lct_BB006 | Number of | NPgN | West Boldon |  | 0 | 0 | 0 | 0 | 0 | 0 | 0 | 0 | 0 | 0 | 0 | 0 | 0 | 0 | 0 | 0 | 0 | 0 | 0 | 0 | 0 | 0 | 0 | 0 | 0 | 0 | 0 | 0 | 0
NPgY | GSP | NG FES - Consumer Transformation | Number of domestic hybrid heat pumps | BRADFORD WEST | Consumer Transformation | Lct_BB006 | Number of | NPgY | Bradford West |  | 0 | 0 | 0 | 0 | 0 | 0 | 0 | 0 | 0 | 0 | 0 | 0 | 0 | 0 | 0 | 0 | 0 | 0 | 0 | 0 | 0 | 0 | 0 | 0 | 0 | 0 | 0 | 0 | 0
NPgY | GSP | NG FES - Consumer Transformation | Number of domestic hybrid heat pumps | CAMBLESFORTH | Consumer Transformation | Lct_BB006 | Number of | NPgY | Camblesforth |  | 0 | 0 | 0 | 0 | 0 | 0 | 0 | 0 | 0 | 0 | 0 | 0 | 0 | 0 | 0 | 0 | 0 | 0 | 0 | 0 | 0 | 0 | 0 | 0 | 0 | 0 | 0 | 0 | 0
NPgY | GSP | NG FES - Consumer Transformation | Number of domestic hybrid heat pumps | CREYKE BECK | Consumer Transformation | Lct_BB006 | Number of | NPgY | Creyke Beck |  | 0 | 0 | 0 | 0 | 0 | 0 | 0 | 0 | 0 | 0 | 0 | 0 | 0 | 0 | 0 | 0 | 0 | 0 | 0 | 0 | 0 | 0 | 0 | 0 | 0 | 0 | 0 | 0 | 0
NPgY | GSP | NG FES - Consumer Transformation | Number of domestic hybrid heat pumps | DRAX | Consumer Transformation | Lct_BB006 | Number of | NPgY | Drax |  | 0 | 0 | 0 | 0 | 0 | 0 | 0 | 0 | 0 | 0 | 0 | 0 | 0 | 0 | 0 | 0 | 0 | 0 | 0 | 0 | 0 | 0 | 0 | 0 | 0 | 0 | 0 | 0 | 0
NPgY | GSP | NG FES - Consumer Transformation | Number of domestic hybrid heat pumps | ELLAND | Consumer Transformation | Lct_BB006 | Number of | NPgY | Elland |  | 0 | 0 | 0 | 0 | 0 | 0 | 0 | 0 | 0 | 0 | 0 | 0 | 0 | 0 | 0 | 0 | 0 | 0 | 0 | 0 | 0 | 0 | 0 | 0 | 0 | 0 | 0 | 0 | 0
NPgY | GSP | NG FES - Consumer Transformation | Number of domestic hybrid heat pumps | FERRYBRIDGE A | Consumer Transformation | Lct_BB006 | Number of | NPgY | Ferrybridge A |  | 0 | 0 | 0 | 0 | 0 | 0 | 0 | 0 | 0 | 0 | 0 | 0 | 0 | 0 | 0 | 0 | 0 | 0 | 0 | 0 | 0 | 0 | 0 | 0 | 0 | 0 | 0 | 0 | 0
NPgY | GSP | NG FES - Consumer Transformation | Number of domestic hybrid heat pumps | FERRYBRIDGE B | Consumer Transformation | Lct_BB006 | Number of | NPgY | Ferrybridge B (_M) |  | 0 | 0 | 0 | 0 | 0 | 0 | 0 | 0 | 0 | 0 | 0 | 0 | 0 | 0 | 0 | 0 | 0 | 0 | 0 | 0 | 0 | 0 | 0 | 0 | 0 | 0 | 0 | 0 | 0
NPgY | GSP | NG FES - Consumer Transformation | Number of domestic hybrid heat pumps | GRIMSBY WEST | Consumer Transformation | Lct_BB006 | Number of | NPgY | Grimsby West |  | 0 | 0 | 0 | 0 | 0 | 0 | 0 | 0 | 0 | 0 | 0 | 0 | 0 | 0 | 0 | 0 | 0 | 0 | 0 | 0 | 0 | 0 | 0 | 0 | 0 | 0 | 0 | 0 | 0
NPgY | GSP | NG FES - Consumer Transformation | Number of domestic hybrid heat pumps | JORDANTHORPE | Consumer Transformation | Lct_BB006 | Number of | NPgY | Jordanthorpe |  | 0 | 0 | 0 | 0 | 0 | 0 | 0 | 0 | 0 | 0 | 0 | 0 | 0 | 0 | 0 | 0 | 0 | 0 | 0 | 0 | 0 | 0 | 0 | 0 | 0 | 0 | 0 | 0 | 0
NPgY | GSP | NG FES - Consumer Transformation | Number of domestic hybrid heat pumps | KEADBY | Consumer Transformation | Lct_BB006 | Number of | NPgY | Keadby |  | 0 | 0 | 0 | 0 | 0 | 0 | 0 | 0 | 0 | 0 | 0 | 0 | 0 | 0 | 0 | 0 | 0 | 0 | 0 | 0 | 0 | 0 | 0 | 0 | 0 | 0 | 0 | 0 | 0
NPgY | GSP | NG FES - Consumer Transformation | Number of domestic hybrid heat pumps | KIRKSTALL B | Consumer Transformation | Lct_BB006 | Number of | NPgY | Kirkstall B |  | 0 | 0 | 0 | 0 | 0 | 0 | 0 | 0 | 0 | 0 | 0 | 0 | 0 | 0 | 0 | 0 | 0 | 0 | 0 | 0 | 0 | 0 | 0 | 0 | 0 | 0 | 0 | 0 | 0
NPgY | GSP | NG FES - Consumer Transformation | Number of domestic hybrid heat pumps | NEEPSEND | Consumer Transformation | Lct_BB006 | Number of | NPgY | Neepsend |  | 0 | 0 | 0 | 0 | 0 | 0 | 0 | 0 | 0 | 0 | 0 | 0 | 0 | 0 | 0 | 0 | 0 | 0 | 0 | 0 | 0 | 0 | 0 | 0 | 0 | 0 | 0 | 0 | 0
NPgY | GSP | NG FES - Consumer Transformation | Number of domestic hybrid heat pumps | NORTON LEES | Consumer Transformation | Lct_BB006 | Number of | NPgY | Norton Lees |  | 0 | 0 | 0 | 0 | 0 | 0 | 0 | 0 | 0 | 0 | 0 | 0 | 0 | 0 | 0 | 0 | 0 | 0 | 0 | 0 | 0 | 0 | 0 | 0 | 0 | 0 | 0 | 0 | 0
NPgY | GSP | NG FES - Consumer Transformation | Number of domestic hybrid heat pumps | PITSMOOR 3/4 | Consumer Transformation | Lct_BB006 | Number of | NPgY | Pitsmoor |  | 0 | 0 | 0 | 0 | 0 | 0 | 0 | 0 | 0 | 0 | 0 | 0 | 0 | 0 | 0 | 0 | 0 | 0 | 0 | 0 | 0 | 0 | 0 | 0 | 0 | 0 | 0 | 0 | 0
NPgY | GSP | NG FES - Consumer Transformation | Number of domestic hybrid heat pumps | SALTEND NORTH | Consumer Transformation | Lct_BB006 | Number of | NPgY | Saltend North |  | 0 | 0 | 0 | 0 | 0 | 0 | 0 | 0 | 0 | 0 | 0 | 0 | 0 | 0 | 0 | 0 | 0 | 0 | 0 | 0 | 0 | 0 | 0 | 0 | 0 | 0 | 0 | 0 | 0
NPgY | GSP | NG FES - Consumer Transformation | Number of domestic hybrid heat pumps | SHEFFIELD CITY | Consumer Transformation | Lct_BB006 | Number of | NPgY | Sheffield City |  | 0 | 0 | 0 | 0 | 0 | 0 | 0 | 0 | 0 | 0 | 0 | 0 | 0 | 0 | 0 | 0 | 0 | 0 | 0 | 0 | 0 | 0 | 0 | 0 | 0 | 0 | 0 | 0 | 0
NPgY | GSP | NG FES - Consumer Transformation | Number of domestic hybrid heat pumps | SKELTON GRANGE | Consumer Transformation | Lct_BB006 | Number of | NPgY | Skelton Grange |  | 0 | 0 | 0 | 0 | 0 | 0 | 0 | 0 | 0 | 0 | 0 | 0 | 0 | 0 | 0 | 0 | 0 | 0 | 0 | 0 | 0 | 0 | 0 | 0 | 0 | 0 | 0 | 0 | 0
NPgY | GSP | NG FES - Consumer Transformation | Number of domestic hybrid heat pumps | TEMPLEBOROUGH 275/33KV | Consumer Transformation | Lct_BB006 | Number of | NPgY | Templeborough |  | 0 | 0 | 0 | 0 | 0 | 0 | 0 | 0 | 0 | 0 | 0 | 0 | 0 | 0 | 0 | 0 | 0 | 0 | 0 | 0 | 0 | 0 | 0 | 0 | 0 | 0 | 0 | 0 | 0
NPgY | GSP | NG FES - Consumer Transformation | Number of domestic hybrid heat pumps | THURCROFT | Consumer Transformation | Lct_BB006 | Number of | NPgY | Thurcroft |  | 0 | 0 | 0 | 0 | 0 | 0 | 0 | 0 | 0 | 0 | 0 | 0 | 0 | 0 | 0 | 0 | 0 | 0 | 0 | 0 | 0 | 0 | 0 | 0 | 0 | 0 | 0 | 0 | 0
NPgY | GSP | NG FES - Consumer Transformation | Number of domestic hybrid heat pumps | WEST MELTON / THORPE MARSH | Consumer Transformation | Lct_BB006 | Number of | NPgY | Thorpe Marsh |  | 0 | 0 | 0 | 0 | 0 | 0 | 0 | 0 | 0 | 0 | 0 | 0 | 0 | 0 | 0 | 0 | 0 | 0 | 0 | 0 | 0 | 0 | 0 | 0 | 0 | 0 | 0 | 0 | 0
NPgY | GSP | NG FES - Consumer Transformation | Number of domestic hybrid heat pumps | WEST MELTON SECTION 3 | Consumer Transformation | Lct_BB006 | Number of | NPgY | West Melton |  | 0 | 0 | 0 | 0 | 0 | 0 | 0 | 0 | 0 | 0 | 0 | 0 | 0 | 0 | 0 | 0 | 0 | 0 | 0 | 0 | 0 | 0 | 0 | 0 | 0 | 0 | 0 | 0 | 0
NPgY | GSP | NG FES - Consumer Transformation | Number of domestic hybrid heat pumps | WINCOBANK | Consumer Transformation | Lct_BB006 | Number of | NPgY | Wincobank |  | 0 | 0 | 0 | 0 | 0 | 0 | 0 | 0 | 0 | 0 | 0 | 0 | 0 | 0 | 0 | 0 | 0 | 0 | 0 | 0 | 0 | 0 | 0 | 0 | 0 | 0 | 0 | 0 | 0
NPgN | GSP | NG FES - Falling Short | Number of domestic hybrid heat pumps | BLYTH 66kV | Falling Short | Lct_BB006 | Number of | NPgN | Blyth 66kV |  | 0 | 0 | 0 | 0 | 0 | 1 | 1 | 1 | 1 | 1 | 2 | 2 | 2 | 2 | 3 | 3 | 3 | 3 | 4 | 4 | 4 | 4 | 4 | 4 | 5 | 5 | 5 | 5 | 5
NPgN | GSP | NG FES - Falling Short | Number of domestic hybrid heat pumps | BLYTH 132kV | Falling Short | Lct_BB006 | Number of | NPgN | Blyth 132kV |  | 0 | 0 | 0 | 0 | 0 | 0 | 0 | 0 | 0 | 0 | 1 | 1 | 1 | 1 | 1 | 1 | 1 | 1 | 1 | 1 | 1 | 1 | 1 | 1 | 2 | 2 | 2 | 2 | 2
NPgN | GSP | NG FES - Falling Short | Number of domestic hybrid heat pumps | FOURSTONES | Falling Short | Lct_BB006 | Number of | NPgN | Fourstones |  | 0 | 0 | 0 | 0 | 0 | 0 | 0 | 0 | 0 | 0 | 0 | 0 | 0 | 0 | 0 | 0 | 0 | 0 | 0 | 0 | 0 | 0 | 0 | 0 | 0 | 0 | 0 | 0 | 0
NPgN | GSP | NG FES - Falling Short | Number of domestic hybrid heat pumps | HARTMOOR | Falling Short | Lct_BB006 | Number of | NPgN | Hart Moor |  | 0 | 0 | 0 | 0 | 0 | 0 | 0 | 0 | 1 | 1 | 1 | 1 | 1 | 1 | 1 | 1 | 1 | 2 | 2 | 2 | 2 | 2 | 2 | 2 | 2 | 2 | 2 | 2 | 2
NPgN | GSP | NG FES - Falling Short | Number of domestic hybrid heat pumps | HAWTHORN PIT GRID | Falling Short | Lct_BB006 | Number of | NPgN | Hawthorn Pit |  | 0 | 0 | 0 | 0 | 0 | 0 | 0 | 1 | 1 | 1 | 1 | 1 | 1 | 2 | 2 | 2 | 2 | 2 | 2 | 2 | 2 | 2 | 2 | 2 | 2 | 2 | 2 | 2 | 2
NPgN | GSP | NG FES - Falling Short | Number of domestic hybrid heat pumps | KNARESBOROUGH | Falling Short | Lct_BB006 | Number of | NPgN | Knaresborough |  | 0 | 0 | 0 | 0 | 0 | 0 | 0 | 1 | 1 | 1 | 1 | 1 | 1 | 2 | 2 | 2 | 2 | 2 | 2 | 2 | 2 | 3 | 3 | 3 | 3 | 3 | 3 | 3 | 3
NPgN | GSP | NG FES - Falling Short | Number of domestic hybrid heat pumps | LACKENBY | Falling Short | Lct_BB006 | Number of | NPgN | Lackenby |  | 0 | 0 | 0 | 0 | 0 | 1 | 1 | 1 | 1 | 2 | 2 | 2 | 2 | 3 | 3 | 3 | 3 | 4 | 4 | 4 | 4 | 4 | 4 | 4 | 5 | 5 | 5 | 5 | 5
NPgN | GSP | NG FES - Falling Short | Number of domestic hybrid heat pumps | NORTON | Falling Short | Lct_BB006 | Number of | NPgN | Norton |  | 0 | 0 | 0 | 1 | 1 | 1 | 2 | 2 | 3 | 3 | 4 | 4 | 5 | 6 | 6 | 7 | 7 | 8 | 8 | 9 | 9 | 9 | 9 | 10 | 10 | 10 | 10 | 11 | 11
NPgN | GSP | NG FES - Falling Short | Number of domestic hybrid heat pumps | OFFERTON | Falling Short | Lct_BB006 | Number of | NPgN | Offerton |  | 0 | 0 | 0 | 0 | 0 | 0 | 0 | 0 | 0 | 0 | 0 | 1 | 1 | 1 | 1 | 1 | 1 | 1 | 1 | 1 | 1 | 1 | 1 | 1 | 1 | 1 | 1 | 1 | 1
NPgN | GSP | NG FES - Falling Short | Number of domestic hybrid heat pumps | OSBALDWICK | Falling Short | Lct_BB006 | Number of | NPgN | Osbaldwick |  | 0 | 0 | 0 | 0 | 1 | 1 | 1 | 1 | 2 | 2 | 2 | 3 | 3 | 4 | 4 | 4 | 5 | 5 | 5 | 6 | 6 | 6 | 6 | 6 | 6 | 7 | 7 | 7 | 7
NPgN | GSP | NG FES - Falling Short | Number of domestic hybrid heat pumps | POPPLETON | Falling Short | Lct_BB006 | Number of | NPgN | Poppleton |  | 0 | 0 | 0 | 0 | 0 | 0 | 0 | 0 | 0 | 0 | 0 | 0 | 0 | 0 | 0 | 0 | 0 | 0 | 0 | 1 | 1 | 1 | 1 | 1 | 1 | 1 | 1 | 1 | 1
NPgN | GSP | NG FES - Falling Short | Number of domestic hybrid heat pumps | SALTHOLME | Falling Short | Lct_BB006 | Number of | NPgN | Saltholme |  | 0 | 0 | 0 | 0 | 0 | 0 | 0 | 0 | 0 | 0 | 0 | 0 | 0 | 0 | 0 | 0 | 0 | 0 | 0 | 0 | 0 | 0 | 0 | 0 | 0 | 0 | 0 | 0 | 0
NPgN | GSP | NG FES - Falling Short | Number of domestic hybrid heat pumps | SOUTH SHIELDS | Falling Short | Lct_BB006 | Number of | NPgN | South Shields |  | 0 | 0 | 0 | 0 | 0 | 0 | 0 | 0 | 0 | 1 | 1 | 1 | 1 | 1 | 1 | 1 | 1 | 1 | 2 | 2 | 2 | 2 | 2 | 2 | 2 | 2 | 2 | 2 | 2
NPgN | GSP | NG FES - Falling Short | Number of domestic hybrid heat pumps | SPADEADAM | Falling Short | Lct_BB006 | Number of | NPgN | Spadeadam - Not in NG FES |  | 0 | 0 | 0 | 0 | 0 | 0 | 0 | 0 | 0 | 0 | 0 | 0 | 0 | 0 | 0 | 0 | 0 | 0 | 0 | 0 | 0 | 0 | 0 | 0 | 0 | 0 | 0 | 0 | 0
NPgN | GSP | NG FES - Falling Short | Number of domestic hybrid heat pumps | SPENNYMOOR | Falling Short | Lct_BB006 | Number of | NPgN | Spennymoor |  | 0 | 0 | 0 | 0 | 1 | 1 | 1 | 1 | 1 | 2 | 2 | 2 | 3 | 3 | 3 | 3 | 4 | 4 | 4 | 4 | 4 | 5 | 5 | 5 | 5 | 5 | 5 | 5 | 5
NPgN | GSP | NG FES - Falling Short | Number of domestic hybrid heat pumps | STELLA NORTH | Falling Short | Lct_BB006 | Number of | NPgN | Stella North |  | 0 | 0 | 0 | 0 | 0 | 1 | 1 | 1 | 1 | 1 | 2 | 2 | 2 | 3 | 3 | 3 | 3 | 4 | 4 | 4 | 4 | 4 | 4 | 5 | 5 | 5 | 5 | 5 | 5
NPgN | GSP | NG FES - Falling Short | Number of domestic hybrid heat pumps | STELLA SOUTH | Falling Short | Lct_BB006 | Number of | NPgN | Stella South |  | 0 | 0 | 0 | 0 | 0 | 0 | 1 | 1 | 1 | 1 | 1 | 1 | 2 | 2 | 2 | 2 | 2 | 2 | 2 | 2 | 2 | 2 | 2 | 3 | 3 | 3 | 3 | 3 | 3
NPgN | GSP | NG FES - Falling Short | Number of domestic hybrid heat pumps | TYNEMOUTH | Falling Short | Lct_BB006 | Number of | NPgN | Tynemouth 1 |  | 0 | 0 | 0 | 0 | 1 | 1 | 1 | 1 | 1 | 2 | 2 | 2 | 3 | 3 | 3 | 3 | 4 | 4 | 4 | 4 | 5 | 5 | 5 | 5 | 5 | 5 | 6 | 6 | 6
NPgN | GSP | NG FES - Falling Short | Number of domestic hybrid heat pumps | WEST BOLDON | Falling Short | Lct_BB006 | Number of | NPgN | West Boldon |  | 0 | 0 | 0 | 0 | 1 | 1 | 1 | 1 | 2 | 2 | 2 | 3 | 3 | 4 | 4 | 4 | 5 | 5 | 5 | 5 | 6 | 6 | 6 | 6 | 6 | 7 | 7 | 7 | 7
NPgY | GSP | NG FES - Falling Short | Number of domestic hybrid heat pumps | BRADFORD WEST | Falling Short | Lct_BB006 | Number of | NPgY | Bradford West |  | 0 | 0 | 0 | 0 | 1 | 1 | 1 | 2 | 2 | 2 | 3 | 3 | 4 | 4 | 5 | 5 | 6 | 6 | 6 | 7 | 7 | 7 | 7 | 8 | 8 | 8 | 8 | 9 | 9
NPgY | GSP | NG FES - Falling Short | Number of domestic hybrid heat pumps | CAMBLESFORTH | Falling Short | Lct_BB006 | Number of | NPgY | Camblesforth |  | 0 | 0 | 0 | 0 | 0 | 0 | 0 | 0 | 0 | 0 | 0 | 0 | 0 | 1 | 1 | 1 | 1 | 1 | 1 | 1 | 1 | 1 | 1 | 1 | 1 | 1 | 1 | 1 | 1
NPgY | GSP | NG FES - Falling Short | Number of domestic hybrid heat pumps | CREYKE BECK | Falling Short | Lct_BB006 | Number of | NPgY | Creyke Beck |  | 0 | 0 | 0 | 1 | 1 | 1 | 2 | 2 | 3 | 3 | 4 | 4 | 5 | 5 | 6 | 7 | 7 | 8 | 8 | 9 | 9 | 9 | 10 | 10 | 10 | 11 | 11 | 11 | 11
NPgY | GSP | NG FES - Falling Short | Number of domestic hybrid heat pumps | DRAX | Falling Short | Lct_BB006 | Number of | NPgY | Drax |  | 0 | 0 | 0 | 0 | 0 | 0 | 0 | 1 | 1 | 1 | 1 | 1 | 1 | 1 | 2 | 2 | 2 | 2 | 2 | 2 | 2 | 2 | 2 | 2 | 2 | 2 | 2 | 2 | 3
NPgY | GSP | NG FES - Falling Short | Number of domestic hybrid heat pumps | ELLAND | Falling Short | Lct_BB006 | Number of | NPgY | Elland |  | 0 | 0 | 0 | 1 | 1 | 1 | 1 | 2 | 2 | 3 | 3 | 4 | 4 | 5 | 5 | 6 | 6 | 6 | 7 | 7 | 7 | 8 | 8 | 8 | 8 | 9 | 9 | 9 | 9
NPgY | GSP | NG FES - Falling Short | Number of domestic hybrid heat pumps | FERRYBRIDGE A | Falling Short | Lct_BB006 | Number of | NPgY | Ferrybridge A |  | 0 | 0 | 0 | 0 | 0 | 0 | 0 | 0 | 0 | 1 | 1 | 1 | 1 | 1 | 1 | 1 | 1 | 1 | 1 | 1 | 1 | 2 | 2 | 2 | 2 | 2 | 2 | 2 | 2
NPgY | GSP | NG FES - Falling Short | Number of domestic hybrid heat pumps | FERRYBRIDGE B | Falling Short | Lct_BB006 | Number of | NPgY | Ferrybridge B (_M) |  | 0 | 0 | 0 | 0 | 1 | 1 | 1 | 1 | 1 | 2 | 2 | 2 | 3 | 3 | 3 | 4 | 4 | 4 | 4 | 5 | 5 | 5 | 5 | 5 | 6 | 6 | 6 | 6 | 6
NPgY | GSP | NG FES - Falling Short | Number of domestic hybrid heat pumps | GRIMSBY WEST | Falling Short | Lct_BB006 | Number of | NPgY | Grimsby West |  | 0 | 0 | 0 | 0 | 0 | 0 | 1 | 1 | 1 | 1 | 1 | 2 | 2 | 2 | 2 | 3 | 3 | 3 | 3 | 3 | 3 | 4 | 4 | 4 | 4 | 4 | 4 | 4 | 4
NPgY | GSP | NG FES - Falling Short | Number of domestic hybrid heat pumps | JORDANTHORPE | Falling Short | Lct_BB006 | Number of | NPgY | Jordanthorpe |  | 0 | 0 | 0 | 0 | 0 | 0 | 0 | 0 | 0 | 0 | 0 | 0 | 0 | 0 | 1 | 1 | 1 | 1 | 1 | 1 | 1 | 1 | 1 | 1 | 1 | 1 | 1 | 1 | 1
NPgY | GSP | NG FES - Falling Short | Number of domestic hybrid heat pumps | KEADBY | Falling Short | Lct_BB006 | Number of | NPgY | Keadby |  | 0 | 0 | 0 | 0 | 0 | 1 | 1 | 1 | 1 | 1 | 2 | 2 | 2 | 3 | 3 | 3 | 3 | 4 | 4 | 4 | 4 | 5 | 5 | 5 | 5 | 5 | 5 | 5 | 6
NPgY | GSP | NG FES - Falling Short | Number of domestic hybrid heat pumps | KIRKSTALL B | Falling Short | Lct_BB006 | Number of | NPgY | Kirkstall B |  | 0 | 0 | 0 | 0 | 1 | 1 | 1 | 1 | 1 | 2 | 2 | 2 | 3 | 3 | 3 | 4 | 4 | 4 | 5 | 5 | 5 | 5 | 5 | 6 | 6 | 6 | 6 | 6 | 6
NPgY | GSP | NG FES - Falling Short | Number of domestic hybrid heat pumps | NEEPSEND | Falling Short | Lct_BB006 | Number of | NPgY | Neepsend |  | 0 | 0 | 0 | 0 | 0 | 0 | 0 | 0 | 0 | 1 | 1 | 1 | 1 | 1 | 1 | 1 | 1 | 1 | 1 | 1 | 2 | 2 | 2 | 2 | 2 | 2 | 2 | 2 | 2
NPgY | GSP | NG FES - Falling Short | Number of domestic hybrid heat pumps | NORTON LEES | Falling Short | Lct_BB006 | Number of | NPgY | Norton Lees |  | 0 | 0 | 0 | 0 | 0 | 0 | 0 | 0 | 1 | 1 | 1 | 1 | 1 | 1 | 1 | 1 | 1 | 1 | 2 | 2 | 2 | 2 | 2 | 2 | 2 | 2 | 2 | 2 | 2
NPgY | GSP | NG FES - Falling Short | Number of domestic hybrid heat pumps | PITSMOOR 3/4 | Falling Short | Lct_BB006 | Number of | NPgY | Pitsmoor |  | 0 | 0 | 0 | 0 | 0 | 0 | 0 | 0 | 0 | 0 | 0 | 0 | 0 | 0 | 1 | 1 | 1 | 1 | 1 | 1 | 1 | 1 | 1 | 1 | 1 | 1 | 1 | 1 | 1
NPgY | GSP | NG FES - Falling Short | Number of domestic hybrid heat pumps | SALTEND NORTH | Falling Short | Lct_BB006 | Number of | NPgY | Saltend North |  | 0 | 0 | 0 | 0 | 0 | 0 | 0 | 0 | 0 | 0 | 0 | 1 | 1 | 1 | 1 | 1 | 1 | 1 | 1 | 1 | 1 | 1 | 1 | 1 | 1 | 2 | 2 | 2 | 2
NPgY | GSP | NG FES - Falling Short | Number of domestic hybrid heat pumps | SHEFFIELD CITY | Falling Short | Lct_BB006 | Number of | NPgY | Sheffield City |  | 0 | 0 | 0 | 0 | 0 | 0 | 0 | 0 | 0 | 0 | 0 | 0 | 0 | 0 | 0 | 0 | 1 | 1 | 1 | 1 | 1 | 1 | 1 | 1 | 1 | 1 | 1 | 1 | 1
NPgY | GSP | NG FES - Falling Short | Number of domestic hybrid heat pumps | SKELTON GRANGE | Falling Short | Lct_BB006 | Number of | NPgY | Skelton Grange |  | 0 | 0 | 0 | 1 | 1 | 2 | 2 | 3 | 3 | 4 | 5 | 5 | 6 | 7 | 8 | 8 | 9 | 10 | 10 | 11 | 11 | 11 | 12 | 12 | 13 | 13 | 13 | 14 | 14
NPgY | GSP | NG FES - Falling Short | Number of domestic hybrid heat pumps | TEMPLEBOROUGH 275/33KV | Falling Short | Lct_BB006 | Number of | NPgY | Templeborough |  | 0 | 0 | 0 | 0 | 0 | 0 | 0 | 0 | 0 | 0 | 0 | 0 | 0 | 0 | 0 | 0 | 0 | 0 | 0 | 0 | 0 | 0 | 0 | 0 | 0 | 0 | 0 | 0 | 0
NPgY | GSP | NG FES - Falling Short | Number of domestic hybrid heat pumps | THURCROFT | Falling Short | Lct_BB006 | Number of | NPgY | Thurcroft |  | 0 | 0 | 0 | 0 | 0 | 0 | 1 | 1 | 1 | 1 | 1 | 1 | 1 | 2 | 2 | 2 | 2 | 2 | 2 | 3 | 3 | 3 | 3 | 3 | 3 | 3 | 3 | 3 | 3
NPgY | GSP | NG FES - Falling Short | Number of domestic hybrid heat pumps | WEST MELTON / THORPE MARSH | Falling Short | Lct_BB006 | Number of | NPgY | Thorpe Marsh |  | 0 | 0 | 0 | 0 | 1 | 1 | 1 | 2 | 2 | 2 | 3 | 3 | 4 | 4 | 5 | 5 | 5 | 6 | 6 | 6 | 7 | 7 | 7 | 7 | 8 | 8 | 8 | 8 | 8
NPgY | GSP | NG FES - Falling Short | Number of domestic hybrid heat pumps | WEST MELTON SECTION 3 | Falling Short | Lct_BB006 | Number of | NPgY | West Melton |  | 0 | 0 | 0 | 0 | 1 | 1 | 1 | 1 | 2 | 2 | 2 | 3 | 3 | 3 | 4 | 4 | 4 | 5 | 5 | 5 | 5 | 5 | 5 | 6 | 6 | 6 | 6 | 6 | 6
NPgY | GSP | NG FES - Falling Short | Number of domestic hybrid heat pumps | WINCOBANK | Falling Short | Lct_BB006 | Number of | NPgY | Wincobank |  | 0 | 0 | 0 | 0 | 0 | 0 | 0 | 0 | 0 | 0 | 0 | 0 | 0 | 0 | 0 | 0 | 0 | 0 | 0 | 0 | 0 | 0 | 0 | 0 | 0 | 0 | 0 | 0 | 0
NPgN | GSP | NG FES - Leading the Way | Number of domestic hybrid heat pumps | BLYTH 66kV | Leading the Way | Lct_BB006 | Number of | NPgN | Blyth 66kV |  | 0 | 0 | 0 | 0 | 0 | 0 | 0 | 0 | 0 | 0 | 0 | 0 | 0 | 0 | 0 | 0 | 0 | 0 | 0 | 0 | 0 | 0 | 0 | 0 | 0 | 0 | 0 | 0 | 0
NPgN | GSP | NG FES - Leading the Way | Number of domestic hybrid heat pumps | BLYTH 132kV | Leading the Way | Lct_BB006 | Number of | NPgN | Blyth 132kV |  | 0 | 0 | 0 | 0 | 0 | 0 | 0 | 0 | 0 | 0 | 0 | 0 | 0 | 0 | 0 | 0 | 0 | 0 | 0 | 0 | 0 | 0 | 0 | 0 | 0 | 0 | 0 | 0 | 0
NPgN | GSP | NG FES - Leading the Way | Number of domestic hybrid heat pumps | FOURSTONES | Leading the Way | Lct_BB006 | Number of | NPgN | Fourstones |  | 0 | 0 | 0 | 0 | 0 | 0 | 0 | 0 | 0 | 0 | 0 | 0 | 0 | 0 | 0 | 0 | 0 | 0 | 0 | 0 | 0 | 0 | 0 | 0 | 0 | 0 | 0 | 0 | 0
NPgN | GSP | NG FES - Leading the Way | Number of domestic hybrid heat pumps | HARTMOOR | Leading the Way | Lct_BB006 | Number of | NPgN | Hart Moor |  | 0 | 0 | 0 | 0 | 0 | 0 | 0 | 0 | 0 | 0 | 0 | 0 | 0 | 0 | 0 | 0 | 0 | 0 | 0 | 0 | 0 | 0 | 0 | 0 | 0 | 0 | 0 | 0 | 0
NPgN | GSP | NG FES - Leading the Way | Number of domestic hybrid heat pumps | HAWTHORN PIT GRID | Leading the Way | Lct_BB006 | Number of | NPgN | Hawthorn Pit |  | 0 | 0 | 0 | 0 | 0 | 0 | 0 | 0 | 0 | 0 | 0 | 0 | 0 | 0 | 0 | 0 | 0 | 0 | 0 | 0 | 0 | 0 | 0 | 0 | 0 | 0 | 0 | 0 | 0
NPgN | GSP | NG FES - Leading the Way | Number of domestic hybrid heat pumps | KNARESBOROUGH | Leading the Way | Lct_BB006 | Number of | NPgN | Knaresborough |  | 0 | 0 | 0 | 0 | 0 | 0 | 0 | 0 | 0 | 0 | 0 | 0 | 0 | 0 | 0 | 0 | 0 | 0 | 0 | 0 | 0 | 0 | 0 | 0 | 0 | 0 | 0 | 0 | 0
NPgN | GSP | NG FES - Leading the Way | Number of domestic hybrid heat pumps | LACKENBY | Leading the Way | Lct_BB006 | Number of | NPgN | Lackenby |  | 0 | 0 | 0 | 0 | 0 | 0 | 0 | 0 | 0 | 0 | 0 | 0 | 0 | 0 | 0 | 0 | 0 | 0 | 0 | 0 | 0 | 0 | 0 | 0 | 0 | 0 | 0 | 0 | 0
NPgN | GSP | NG FES - Leading the Way | Number of domestic hybrid heat pumps | NORTON | Leading the Way | Lct_BB006 | Number of | NPgN | Norton |  | 0 | 0 | 0 | 0 | 0 | 0 | 0 | 0 | 0 | 0 | 0 | 0 | 0 | 0 | 0 | 0 | 0 | 0 | 0 | 0 | 0 | 0 | 0 | 0 | 0 | 0 | 0 | 0 | 0
NPgN | GSP | NG FES - Leading the Way | Number of domestic hybrid heat pumps | OFFERTON | Leading the Way | Lct_BB006 | Number of | NPgN | Offerton |  | 0 | 0 | 0 | 0 | 0 | 0 | 0 | 0 | 0 | 0 | 0 | 0 | 0 | 0 | 0 | 0 | 0 | 0 | 0 | 0 | 0 | 0 | 0 | 0 | 0 | 0 | 0 | 0 | 0
NPgN | GSP | NG FES - Leading the Way | Number of domestic hybrid heat pumps | OSBALDWICK | Leading the Way | Lct_BB006 | Number of | NPgN | Osbaldwick |  | 0 | 0 | 0 | 0 | 0 | 0 | 0 | 0 | 0 | 0 | 0 | 0 | 0 | 0 | 0 | 0 | 0 | 0 | 0 | 0 | 0 | 0 | 0 | 0 | 0 | 0 | 0 | 0 | 0
NPgN | GSP | NG FES - Leading the Way | Number of domestic hybrid heat pumps | POPPLETON | Leading the Way | Lct_BB006 | Number of | NPgN | Poppleton |  | 0 | 0 | 0 | 0 | 0 | 0 | 0 | 0 | 0 | 0 | 0 | 0 | 0 | 0 | 0 | 0 | 0 | 0 | 0 | 0 | 0 | 0 | 0 | 0 | 0 | 0 | 0 | 0 | 0
NPgN | GSP | NG FES - Leading the Way | Number of domestic hybrid heat pumps | SALTHOLME | Leading the Way | Lct_BB006 | Number of | NPgN | Saltholme |  | 0 | 0 | 0 | 0 | 0 | 0 | 0 | 0 | 0 | 0 | 0 | 0 | 0 | 0 | 0 | 0 | 0 | 0 | 0 | 0 | 0 | 0 | 0 | 0 | 0 | 0 | 0 | 0 | 0
NPgN | GSP | NG FES - Leading the Way | Number of domestic hybrid heat pumps | SOUTH SHIELDS | Leading the Way | Lct_BB006 | Number of | NPgN | South Shields |  | 0 | 0 | 0 | 0 | 0 | 0 | 0 | 0 | 0 | 0 | 0 | 0 | 0 | 0 | 0 | 0 | 0 | 0 | 0 | 0 | 0 | 0 | 0 | 0 | 0 | 0 | 0 | 0 | 0
NPgN | GSP | NG FES - Leading the Way | Number of domestic hybrid heat pumps | SPADEADAM | Leading the Way | Lct_BB006 | Number of | NPgN | Spadeadam - Not in NG FES |  | 0 | 0 | 0 | 0 | 0 | 0 | 0 | 0 | 0 | 0 | 0 | 0 | 0 | 0 | 0 | 0 | 0 | 0 | 0 | 0 | 0 | 0 | 0 | 0 | 0 | 0 | 0 | 0 | 0
NPgN | GSP | NG FES - Leading the Way | Number of domestic hybrid heat pumps | SPENNYMOOR | Leading the Way | Lct_BB006 | Number of | NPgN | Spennymoor |  | 0 | 0 | 0 | 0 | 0 | 0 | 0 | 0 | 0 | 0 | 0 | 0 | 0 | 0 | 0 | 0 | 0 | 0 | 0 | 0 | 0 | 0 | 0 | 0 | 0 | 0 | 0 | 0 | 0
NPgN | GSP | NG FES - Leading the Way | Number of domestic hybrid heat pumps | STELLA NORTH | Leading the Way | Lct_BB006 | Number of | NPgN | Stella North |  | 0 | 0 | 0 | 0 | 0 | 0 | 0 | 0 | 0 | 0 | 0 | 0 | 0 | 0 | 0 | 0 | 0 | 0 | 0 | 0 | 0 | 0 | 0 | 0 | 0 | 0 | 0 | 0 | 0
NPgN | GSP | NG FES - Leading the Way | Number of domestic hybrid heat pumps | STELLA SOUTH | Leading the Way | Lct_BB006 | Number of | NPgN | Stella South |  | 0 | 0 | 0 | 0 | 0 | 0 | 0 | 0 | 0 | 0 | 0 | 0 | 0 | 0 | 0 | 0 | 0 | 0 | 0 | 0 | 0 | 0 | 0 | 0 | 0 | 0 | 0 | 0 | 0
NPgN | GSP | NG FES - Leading the Way | Number of domestic hybrid heat pumps | TYNEMOUTH | Leading the Way | Lct_BB006 | Number of | NPgN | Tynemouth 1 |  | 0 | 0 | 0 | 0 | 0 | 0 | 0 | 0 | 0 | 0 | 0 | 0 | 0 | 0 | 0 | 0 | 0 | 0 | 0 | 0 | 0 | 0 | 0 | 0 | 0 | 0 | 0 | 0 | 0
NPgN | GSP | NG FES - Leading the Way | Number of domestic hybrid heat pumps | WEST BOLDON | Leading the Way | Lct_BB006 | Number of | NPgN | West Boldon |  | 0 | 0 | 0 | 0 | 0 | 0 | 0 | 0 | 0 | 0 | 0 | 0 | 0 | 0 | 0 | 0 | 0 | 0 | 0 | 0 | 0 | 0 | 0 | 0 | 0 | 0 | 0 | 0 | 0
NPgY | GSP | NG FES - Leading the Way | Number of domestic hybrid heat pumps | BRADFORD WEST | Leading the Way | Lct_BB006 | Number of | NPgY | Bradford West |  | 0 | 0 | 0 | 0 | 0 | 0 | 0 | 0 | 0 | 0 | 0 | 0 | 0 | 0 | 0 | 0 | 0 | 0 | 0 | 0 | 0 | 0 | 0 | 0 | 0 | 0 | 0 | 0 | 0
NPgY | GSP | NG FES - Leading the Way | Number of domestic hybrid heat pumps | CAMBLESFORTH | Leading the Way | Lct_BB006 | Number of | NPgY | Camblesforth |  | 0 | 0 | 0 | 0 | 0 | 0 | 0 | 0 | 0 | 0 | 0 | 0 | 0 | 0 | 0 | 0 | 0 | 0 | 0 | 0 | 0 | 0 | 0 | 0 | 0 | 0 | 0 | 0 | 0
NPgY | GSP | NG FES - Leading the Way | Number of domestic hybrid heat pumps | CREYKE BECK | Leading the Way | Lct_BB006 | Number of | NPgY | Creyke Beck |  | 0 | 0 | 0 | 0 | 0 | 0 | 0 | 0 | 0 | 0 | 0 | 0 | 0 | 0 | 0 | 0 | 0 | 0 | 0 | 0 | 0 | 0 | 0 | 0 | 0 | 0 | 0 | 0 | 0
NPgY | GSP | NG FES - Leading the Way | Number of domestic hybrid heat pumps | DRAX | Leading the Way | Lct_BB006 | Number of | NPgY | Drax |  | 0 | 0 | 0 | 0 | 0 | 0 | 0 | 0 | 0 | 0 | 0 | 0 | 0 | 0 | 0 | 0 | 0 | 0 | 0 | 0 | 0 | 0 | 0 | 0 | 0 | 0 | 0 | 0 | 0
NPgY | GSP | NG FES - Leading the Way | Number of domestic hybrid heat pumps | ELLAND | Leading the Way | Lct_BB006 | Number of | NPgY | Elland |  | 0 | 0 | 0 | 0 | 0 | 0 | 0 | 0 | 0 | 0 | 0 | 0 | 0 | 0 | 0 | 0 | 0 | 0 | 0 | 0 | 0 | 0 | 0 | 0 | 0 | 0 | 0 | 0 | 0
NPgY | GSP | NG FES - Leading the Way | Number of domestic hybrid heat pumps | FERRYBRIDGE A | Leading the Way | Lct_BB006 | Number of | NPgY | Ferrybridge A |  | 0 | 0 | 0 | 0 | 0 | 0 | 0 | 0 | 0 | 0 | 0 | 0 | 0 | 0 | 0 | 0 | 0 | 0 | 0 | 0 | 0 | 0 | 0 | 0 | 0 | 0 | 0 | 0 | 0
NPgY | GSP | NG FES - Leading the Way | Number of domestic hybrid heat pumps | FERRYBRIDGE B | Leading the Way | Lct_BB006 | Number of | NPgY | Ferrybridge B (_M) |  | 0 | 0 | 0 | 0 | 0 | 0 | 0 | 0 | 0 | 0 | 0 | 0 | 0 | 0 | 0 | 0 | 0 | 0 | 0 | 0 | 0 | 0 | 0 | 0 | 0 | 0 | 0 | 0 | 0
NPgY | GSP | NG FES - Leading the Way | Number of domestic hybrid heat pumps | GRIMSBY WEST | Leading the Way | Lct_BB006 | Number of | NPgY | Grimsby West |  | 0 | 0 | 0 | 0 | 0 | 0 | 0 | 0 | 0 | 0 | 0 | 0 | 0 | 0 | 0 | 0 | 0 | 0 | 0 | 0 | 0 | 0 | 0 | 0 | 0 | 0 | 0 | 0 | 0
NPgY | GSP | NG FES - Leading the Way | Number of domestic hybrid heat pumps | JORDANTHORPE | Leading the Way | Lct_BB006 | Number of | NPgY | Jordanthorpe |  | 0 | 0 | 0 | 0 | 0 | 0 | 0 | 0 | 0 | 0 | 0 | 0 | 0 | 0 | 0 | 0 | 0 | 0 | 0 | 0 | 0 | 0 | 0 | 0 | 0 | 0 | 0 | 0 | 0
NPgY | GSP | NG FES - Leading the Way | Number of domestic hybrid heat pumps | KEADBY | Leading the Way | Lct_BB006 | Number of | NPgY | Keadby |  | 0 | 0 | 0 | 0 | 0 | 0 | 0 | 0 | 0 | 0 | 0 | 0 | 0 | 0 | 0 | 0 | 0 | 0 | 0 | 0 | 0 | 0 | 0 | 0 | 0 | 0 | 0 | 0 | 0
NPgY | GSP | NG FES - Leading the Way | Number of domestic hybrid heat pumps | KIRKSTALL B | Leading the Way | Lct_BB006 | Number of | NPgY | Kirkstall B |  | 0 | 0 | 0 | 0 | 0 | 0 | 0 | 0 | 0 | 0 | 0 | 0 | 0 | 0 | 0 | 0 | 0 | 0 | 0 | 0 | 0 | 0 | 0 | 0 | 0 | 0 | 0 | 0 | 0
NPgY | GSP | NG FES - Leading the Way | Number of domestic hybrid heat pumps | NEEPSEND | Leading the Way | Lct_BB006 | Number of | NPgY | Neepsend |  | 0 | 0 | 0 | 0 | 0 | 0 | 0 | 0 | 0 | 0 | 0 | 0 | 0 | 0 | 0 | 0 | 0 | 0 | 0 | 0 | 0 | 0 | 0 | 0 | 0 | 0 | 0 | 0 | 0
NPgY | GSP | NG FES - Leading the Way | Number of domestic hybrid heat pumps | NORTON LEES | Leading the Way | Lct_BB006 | Number of | NPgY | Norton Lees |  | 0 | 0 | 0 | 0 | 0 | 0 | 0 | 0 | 0 | 0 | 0 | 0 | 0 | 0 | 0 | 0 | 0 | 0 | 0 | 0 | 0 | 0 | 0 | 0 | 0 | 0 | 0 | 0 | 0
NPgY | GSP | NG FES - Leading the Way | Number of domestic hybrid heat pumps | PITSMOOR 3/4 | Leading the Way | Lct_BB006 | Number of | NPgY | Pitsmoor |  | 0 | 0 | 0 | 0 | 0 | 0 | 0 | 0 | 0 | 0 | 0 | 0 | 0 | 0 | 0 | 0 | 0 | 0 | 0 | 0 | 0 | 0 | 0 | 0 | 0 | 0 | 0 | 0 | 0
NPgY | GSP | NG FES - Leading the Way | Number of domestic hybrid heat pumps | SALTEND NORTH | Leading the Way | Lct_BB006 | Number of | NPgY | Saltend North |  | 0 | 0 | 0 | 0 | 0 | 0 | 0 | 0 | 0 | 0 | 0 | 0 | 0 | 0 | 0 | 0 | 0 | 0 | 0 | 0 | 0 | 0 | 0 | 0 | 0 | 0 | 0 | 0 | 0
NPgY | GSP | NG FES - Leading the Way | Number of domestic hybrid heat pumps | SHEFFIELD CITY | Leading the Way | Lct_BB006 | Number of | NPgY | Sheffield City |  | 0 | 0 | 0 | 0 | 0 | 0 | 0 | 0 | 0 | 0 | 0 | 0 | 0 | 0 | 0 | 0 | 0 | 0 | 0 | 0 | 0 | 0 | 0 | 0 | 0 | 0 | 0 | 0 | 0
NPgY | GSP | NG FES - Leading the Way | Number of domestic hybrid heat pumps | SKELTON GRANGE | Leading the Way | Lct_BB006 | Number of | NPgY | Skelton Grange |  | 0 | 0 | 0 | 0 | 0 | 0 | 0 | 0 | 0 | 0 | 0 | 0 | 0 | 0 | 0 | 0 | 0 | 0 | 0 | 0 | 0 | 0 | 0 | 0 | 0 | 0 | 0 | 0 | 0
NPgY | GSP | NG FES - Leading the Way | Number of domestic hybrid heat pumps | TEMPLEBOROUGH 275/33KV | Leading the Way | Lct_BB006 | Number of | NPgY | Templeborough |  | 0 | 0 | 0 | 0 | 0 | 0 | 0 | 0 | 0 | 0 | 0 | 0 | 0 | 0 | 0 | 0 | 0 | 0 | 0 | 0 | 0 | 0 | 0 | 0 | 0 | 0 | 0 | 0 | 0
NPgY | GSP | NG FES - Leading the Way | Number of domestic hybrid heat pumps | THURCROFT | Leading the Way | Lct_BB006 | Number of | NPgY | Thurcroft |  | 0 | 0 | 0 | 0 | 0 | 0 | 0 | 0 | 0 | 0 | 0 | 0 | 0 | 0 | 0 | 0 | 0 | 0 | 0 | 0 | 0 | 0 | 0 | 0 | 0 | 0 | 0 | 0 | 0
NPgY | GSP | NG FES - Leading the Way | Number of domestic hybrid heat pumps | WEST MELTON / THORPE MARSH | Leading the Way | Lct_BB006 | Number of | NPgY | Thorpe Marsh |  | 0 | 0 | 0 | 0 | 0 | 0 | 0 | 0 | 0 | 0 | 0 | 0 | 0 | 0 | 0 | 0 | 0 | 0 | 0 | 0 | 0 | 0 | 0 | 0 | 0 | 0 | 0 | 0 | 0
NPgY | GSP | NG FES - Leading the Way | Number of domestic hybrid heat pumps | WEST MELTON SECTION 3 | Leading the Way | Lct_BB006 | Number of | NPgY | West Melton |  | 0 | 0 | 0 | 0 | 0 | 0 | 0 | 0 | 0 | 0 | 0 | 0 | 0 | 0 | 0 | 0 | 0 | 0 | 0 | 0 | 0 | 0 | 0 | 0 | 0 | 0 | 0 | 0 | 0
NPgY | GSP | NG FES - Leading the Way | Number of domestic hybrid heat pumps | WINCOBANK | Leading the Way | Lct_BB006 | Number of | NPgY | Wincobank |  | 0 | 0 | 0 | 0 | 0 | 0 | 0 | 0 | 0 | 0 | 0 | 0 | 0 | 0 | 0 | 0 | 0 | 0 | 0 | 0 | 0 | 0 | 0 | 0 | 0 | 0 | 0 | 0 | 0
NPgN | GSP | NG FES - System Transformation | Number of domestic hybrid heat pumps | BLYTH 66kV | System Transformation | Lct_BB006 | Number of | NPgN | Blyth 66kV |  | 0 | 0 | 0 | 0 | 0 | 0 | 0 | 0 | 200 | 246 | 318 | 403 | 591 | 1148 | 1643 | 2334 | 3124 | 4104 | 5152 | 6186 | 7178 | 8299 | 9594 | 11106 | 12819 | 14661 | 16632 | 18743 | 20772
NPgN | GSP | NG FES - System Transformation | Number of domestic hybrid heat pumps | BLYTH 132kV | System Transformation | Lct_BB006 | Number of | NPgN | Blyth 132kV |  | 0 | 0 | 0 | 0 | 0 | 0 | 0 | 0 | 41 | 52 | 68 | 88 | 131 | 293 | 446 | 637 | 855 | 1125 | 1413 | 1698 | 1971 | 2279 | 2635 | 3051 | 3521 | 4027 | 4569 | 5149 | 5706
NPgN | GSP | NG FES - System Transformation | Number of domestic hybrid heat pumps | FOURSTONES | System Transformation | Lct_BB006 | Number of | NPgN | Fourstones |  | 0 | 0 | 0 | 0 | 0 | 0 | 0 | 0 | 21 | 26 | 34 | 43 | 64 | 106 | 134 | 186 | 246 | 320 | 401 | 481 | 557 | 643 | 743 | 859 | 991 | 1132 | 1283 | 1446 | 1601
NPgN | GSP | NG FES - System Transformation | Number of domestic hybrid heat pumps | HARTMOOR | System Transformation | Lct_BB006 | Number of | NPgN | Hart Moor |  | 0 | 0 | 0 | 0 | 0 | 0 | 0 | 0 | 186 | 229 | 296 | 374 | 547 | 792 | 905 | 1238 | 1628 | 2114 | 2642 | 3162 | 3660 | 4225 | 4876 | 5636 | 6496 | 7420 | 8410 | 9469 | 10488
NPgN | GSP | NG FES - System Transformation | Number of domestic hybrid heat pumps | HAWTHORN PIT GRID | System Transformation | Lct_BB006 | Number of | NPgN | Hawthorn Pit |  | 0 | 0 | 0 | 0 | 0 | 0 | 0 | 0 | 156 | 229 | 340 | 482 | 779 | 1162 | 1170 | 1519 | 1950 | 2497 | 3093 | 3678 | 4239 | 4875 | 5604 | 6431 | 7370 | 8377 | 9454 | 10605 | 11718
NPgN | GSP | NG FES - System Transformation | Number of domestic hybrid heat pumps | KNARESBOROUGH | System Transformation | Lct_BB006 | Number of | NPgN | Knaresborough |  | 0 | 0 | 0 | 0 | 0 | 0 | 0 | 0 | 203 | 255 | 335 | 431 | 640 | 1019 | 1238 | 1705 | 2250 | 2927 | 3662 | 4385 | 5079 | 5864 | 6770 | 7823 | 9017 | 10300 | 11673 | 13143 | 14557
NPgN | GSP | NG FES - System Transformation | Number of domestic hybrid heat pumps | LACKENBY | System Transformation | Lct_BB006 | Number of | NPgN | Lackenby |  | 0 | 0 | 0 | 0 | 0 | 0 | 0 | 0 | 158 | 221 | 318 | 440 | 697 | 1244 | 1536 | 2096 | 2756 | 3579 | 4470 | 5347 | 6189 | 7142 | 8237 | 9501 | 10933 | 12472 | 14117 | 15879 | 17576
NPgN | GSP | NG FES - System Transformation | Number of domestic hybrid heat pumps | NORTON | System Transformation | Lct_BB006 | Number of | NPgN | Norton |  | 0 | 0 | 0 | 0 | 0 | 0 | 0 | 0 | 460 | 589 | 784 | 1022 | 1538 | 2747 | 3599 | 5009 | 6641 | 8670 | 10860 | 13019 | 15089 | 17432 | 20133 | 23275 | 26835 | 30661 | 34755 | 39138 | 43355
NPgN | GSP | NG FES - System Transformation | Number of domestic hybrid heat pumps | OFFERTON | System Transformation | Lct_BB006 | Number of | NPgN | Offerton |  | 0 | 0 | 0 | 0 | 0 | 0 | 0 | 0 | 60 | 77 | 103 | 135 | 203 | 408 | 579 | 817 | 1090 | 1429 | 1793 | 2152 | 2496 | 2885 | 3334 | 3857 | 4449 | 5086 | 5767 | 6496 | 7198
NPgN | GSP | NG FES - System Transformation | Number of domestic hybrid heat pumps | OSBALDWICK | System Transformation | Lct_BB006 | Number of | NPgN | Osbaldwick |  | 0 | 0 | 0 | 0 | 0 | 0 | 0 | 0 | 269 | 334 | 434 | 552 | 814 | 1527 | 2110 | 2970 | 3956 | 5173 | 6492 | 7793 | 9040 | 10451 | 12079 | 13980 | 16133 | 18448 | 20925 | 23578 | 26128
NPgN | GSP | NG FES - System Transformation | Number of domestic hybrid heat pumps | POPPLETON | System Transformation | Lct_BB006 | Number of | NPgN | Poppleton |  | 0 | 0 | 0 | 0 | 0 | 0 | 0 | 0 | 70 | 84 | 106 | 132 | 189 | 305 | 391 | 546 | 725 | 945 | 1185 | 1422 | 1649 | 1906 | 2203 | 2551 | 2945 | 3368 | 3821 | 4306 | 4772
NPgN | GSP | NG FES - System Transformation | Number of domestic hybrid heat pumps | SALTHOLME | System Transformation | Lct_BB006 | Number of | NPgN | Saltholme |  | 0 | 0 | 0 | 0 | 0 | 0 | 0 | 0 | 8 | 10 | 12 | 15 | 21 | 25 | 24 | 32 | 42 | 54 | 68 | 81 | 93 | 107 | 124 | 143 | 165 | 189 | 214 | 241 | 267
NPgN | GSP | NG FES - System Transformation | Number of domestic hybrid heat pumps | SOUTH SHIELDS | System Transformation | Lct_BB006 | Number of | NPgN | South Shields |  | 0 | 0 | 0 | 0 | 0 | 0 | 0 | 0 | 54 | 68 | 89 | 114 | 170 | 362 | 541 | 773 | 1037 | 1366 | 1716 | 2060 | 2391 | 2765 | 3196 | 3699 | 4270 | 4883 | 5539 | 6241 | 6917
NPgN | GSP | NG FES - System Transformation | Number of domestic hybrid heat pumps | SPADEADAM | System Transformation | Lct_BB006 | Number of | NPgN | Spadeadam - Not in NG FES |  | 0 | 0 | 0 | 0 | 0 | 0 | 0 | 0 | 5 | 6 | 9 | 11 | 17 | 39 | 58 | 83 | 111 | 145 | 182 | 219 | 254 | 294 | 340 | 393 | 453 | 518 | 588 | 662 | 734
NPgN | GSP | NG FES - System Transformation | Number of domestic hybrid heat pumps | SPENNYMOOR | System Transformation | Lct_BB006 | Number of | NPgN | Spennymoor |  | 0 | 0 | 0 | 0 | 0 | 0 | 0 | 0 | 367 | 460 | 601 | 769 | 1141 | 1861 | 2319 | 3209 | 4243 | 5530 | 6922 | 8294 | 9610 | 11099 | 12816 | 14817 | 17083 | 19519 | 22126 | 24916 | 27601
NPgN | GSP | NG FES - System Transformation | Number of domestic hybrid heat pumps | STELLA NORTH | System Transformation | Lct_BB006 | Number of | NPgN | Stella North |  | 0 | 0 | 0 | 0 | 0 | 0 | 0 | 0 | 174 | 216 | 280 | 355 | 523 | 1194 | 1859 | 2673 | 3595 | 4740 | 5959 | 7161 | 8315 | 9619 | 11124 | 12884 | 14877 | 17020 | 19313 | 21769 | 24130
NPgN | GSP | NG FES - System Transformation | Number of domestic hybrid heat pumps | STELLA SOUTH | System Transformation | Lct_BB006 | Number of | NPgN | Stella South |  | 0 | 0 | 0 | 0 | 0 | 0 | 0 | 0 | 192 | 271 | 390 | 541 | 859 | 1333 | 1452 | 1934 | 2515 | 3249 | 4039 | 4817 | 5562 | 6407 | 7377 | 8488 | 9748 | 11101 | 12548 | 14096 | 15589
NPgN | GSP | NG FES - System Transformation | Number of domestic hybrid heat pumps | TYNEMOUTH | System Transformation | Lct_BB006 | Number of | NPgN | Tynemouth 1 |  | 0 | 0 | 0 | 0 | 0 | 0 | 0 | 0 | 197 | 243 | 313 | 395 | 579 | 1129 | 1623 | 2309 | 3091 | 4064 | 5102 | 6126 | 7108 | 8219 | 9502 | 11000 | 12698 | 14523 | 16476 | 18567 | 20578
NPgN | GSP | NG FES - System Transformation | Number of domestic hybrid heat pumps | WEST BOLDON | System Transformation | Lct_BB006 | Number of | NPgN | West Boldon |  | 0 | 0 | 0 | 0 | 0 | 0 | 0 | 0 | 272 | 348 | 466 | 608 | 916 | 1687 | 2272 | 3184 | 4236 | 5546 | 6949 | 8332 | 9658 | 11160 | 12890 | 14904 | 17185 | 19637 | 22261 | 25071 | 27773
NPgY | GSP | NG FES - System Transformation | Number of domestic hybrid heat pumps | BRADFORD WEST | System Transformation | Lct_BB006 | Number of | NPgY | Bradford West |  | 0 | 0 | 0 | 0 | 0 | 0 | 0 | 0 | 479 | 610 | 810 | 1052 | 1579 | 2822 | 3821 | 5133 | 6839 | 8985 | 11317 | 13607 | 15806 | 18339 | 21266 | 24685 | 28553 | 32715 | 37170 | 41940 | 46528
NPgY | GSP | NG FES - System Transformation | Number of domestic hybrid heat pumps | CAMBLESFORTH | System Transformation | Lct_BB006 | Number of | NPgY | Camblesforth |  | 0 | 0 | 0 | 0 | 0 | 0 | 0 | 0 | 33 | 42 | 56 | 72 | 108 | 194 | 269 | 366 | 491 | 649 | 820 | 989 | 1153 | 1339 | 1553 | 1804 | 2087 | 2392 | 2719 | 3068 | 3404
NPgY | GSP | NG FES - System Transformation | Number of domestic hybrid heat pumps | CREYKE BECK | System Transformation | Lct_BB006 | Number of | NPgY | Creyke Beck |  | 0 | 0 | 0 | 0 | 0 | 0 | 0 | 0 | 387 | 492 | 653 | 847 | 1271 | 2354 | 3410 | 4705 | 6360 | 8442 | 10732 | 13018 | 15245 | 17696 | 20528 | 23835 | 27578 | 31604 | 35914 | 40531 | 44969
NPgY | GSP | NG FES - System Transformation | Number of domestic hybrid heat pumps | DRAX | System Transformation | Lct_BB006 | Number of | NPgY | Drax |  | 0 | 0 | 0 | 0 | 0 | 0 | 0 | 0 | 20 | 25 | 33 | 43 | 64 | 141 | 259 | 386 | 542 | 739 | 961 | 1194 | 1431 | 1662 | 1929 | 2241 | 2594 | 2974 | 3380 | 3816 | 4235
NPgY | GSP | NG FES - System Transformation | Number of domestic hybrid heat pumps | ELLAND | System Transformation | Lct_BB006 | Number of | NPgY | Elland |  | 0 | 0 | 0 | 0 | 0 | 0 | 0 | 0 | 412 | 526 | 701 | 914 | 1378 | 2401 | 3110 | 4121 | 5448 | 7118 | 8920 | 10684 | 12375 | 14335 | 16602 | 19252 | 22251 | 25477 | 28929 | 32625 | 36180
NPgY | GSP | NG FES - System Transformation | Number of domestic hybrid heat pumps | FERRYBRIDGE A | System Transformation | Lct_BB006 | Number of | NPgY | Ferrybridge A |  | 0 | 0 | 0 | 0 | 0 | 0 | 0 | 0 | 95 | 122 | 163 | 213 | 322 | 575 | 774 | 1038 | 1382 | 1815 | 2288 | 2757 | 3208 | 3717 | 4304 | 4991 | 5769 | 6605 | 7499 | 8458 | 9379
NPgY | GSP | NG FES - System Transformation | Number of domestic hybrid heat pumps | FERRYBRIDGE B | System Transformation | Lct_BB006 | Number of | NPgY | Ferrybridge B (_M) |  | 0 | 0 | 0 | 0 | 0 | 0 | 0 | 0 | 284 | 362 | 481 | 625 | 940 | 1626 | 2089 | 2759 | 3641 | 4749 | 5940 | 7103 | 8219 | 9526 | 11038 | 12804 | 14803 | 16952 | 19253 | 21717 | 24086
NPgY | GSP | NG FES - System Transformation | Number of domestic hybrid heat pumps | GRIMSBY WEST | System Transformation | Lct_BB006 | Number of | NPgY | Grimsby West |  | 0 | 0 | 0 | 0 | 0 | 0 | 0 | 0 | 98 | 125 | 165 | 214 | 321 | 649 | 1069 | 1536 | 2122 | 2857 | 3681 | 4522 | 5355 | 6221 | 7220 | 8388 | 9708 | 11130 | 12651 | 14282 | 15848
NPgY | GSP | NG FES - System Transformation | Number of domestic hybrid heat pumps | JORDANTHORPE | System Transformation | Lct_BB006 | Number of | NPgY | Jordanthorpe |  | 0 | 0 | 0 | 0 | 0 | 0 | 0 | 0 | 73 | 93 | 123 | 160 | 239 | 408 | 520 | 687 | 906 | 1182 | 1477 | 1762 | 2035 | 2362 | 2739 | 3179 | 3677 | 4213 | 4787 | 5401 | 5992
NPgY | GSP | NG FES - System Transformation | Number of domestic hybrid heat pumps | KEADBY | System Transformation | Lct_BB006 | Number of | NPgY | Keadby |  | 0 | 0 | 0 | 0 | 0 | 0 | 0 | 0 | 184 | 234 | 311 | 404 | 606 | 1130 | 1655 | 2291 | 3104 | 4126 | 5252 | 6375 | 7469 | 8670 | 10057 | 11678 | 13512 | 15485 | 17597 | 19859 | 22034
NPgY | GSP | NG FES - System Transformation | Number of domestic hybrid heat pumps | KIRKSTALL B | System Transformation | Lct_BB006 | Number of | NPgY | Kirkstall B |  | 0 | 0 | 0 | 0 | 0 | 0 | 0 | 0 | 182 | 231 | 307 | 399 | 599 | 1127 | 1662 | 2302 | 3116 | 4139 | 5272 | 6408 | 7517 | 8727 | 10124 | 11756 | 13602 | 15589 | 17715 | 19993 | 22183
NPgY | GSP | NG FES - System Transformation | Number of domestic hybrid heat pumps | NEEPSEND | System Transformation | Lct_BB006 | Number of | NPgY | Neepsend |  | 0 | 0 | 0 | 0 | 0 | 0 | 0 | 0 | 102 | 130 | 172 | 224 | 336 | 593 | 782 | 1037 | 1371 | 1790 | 2244 | 2688 | 3113 | 3611 | 4186 | 4858 | 5619 | 6437 | 7313 | 8250 | 9152
NPgY | GSP | NG FES - System Transformation | Number of domestic hybrid heat pumps | NORTON LEES | System Transformation | Lct_BB006 | Number of | NPgY | Norton Lees |  | 0 | 0 | 0 | 0 | 0 | 0 | 0 | 0 | 128 | 162 | 215 | 278 | 415 | 700 | 866 | 1130 | 1480 | 1921 | 2385 | 2832 | 3259 | 3780 | 4383 | 5088 | 5885 | 6742 | 7660 | 8643 | 9587
NPgY | GSP | NG FES - System Transformation | Number of domestic hybrid heat pumps | PITSMOOR 3/4 | System Transformation | Lct_BB006 | Number of | NPgY | Pitsmoor |  | 0 | 0 | 0 | 0 | 0 | 0 | 0 | 0 | 34 | 44 | 59 | 77 | 116 | 219 | 320 | 440 | 593 | 786 | 1000 | 1215 | 1423 | 1650 | 1913 | 2220 | 2568 | 2942 | 3342 | 3771 | 4183
NPgY | GSP | NG FES - System Transformation | Number of domestic hybrid heat pumps | SALTEND NORTH | System Transformation | Lct_BB006 | Number of | NPgY | Saltend North |  | 0 | 0 | 0 | 0 | 0 | 0 | 0 | 0 | 49 | 62 | 82 | 106 | 159 | 302 | 451 | 629 | 855 | 1140 | 1455 | 1769 | 2074 | 2408 | 2794 | 3245 | 3755 | 4304 | 4891 | 5520 | 6125
NPgY | GSP | NG FES - System Transformation | Number of domestic hybrid heat pumps | SHEFFIELD CITY | System Transformation | Lct_BB006 | Number of | NPgY | Sheffield City |  | 0 | 0 | 0 | 0 | 0 | 0 | 0 | 0 | 57 | 72 | 96 | 124 | 186 | 320 | 404 | 528 | 692 | 898 | 1117 | 1330 | 1531 | 1777 | 2061 | 2392 | 2767 | 3171 | 3603 | 4065 | 4509
NPgY | GSP | NG FES - System Transformation | Number of domestic hybrid heat pumps | SKELTON GRANGE | System Transformation | Lct_BB006 | Number of | NPgY | Skelton Grange |  | 0 | 0 | 0 | 0 | 0 | 0 | 0 | 0 | 585 | 747 | 996 | 1298 | 1957 | 3458 | 4597 | 6150 | 8176 | 10728 | 13498 | 16223 | 18846 | 21839 | 25299 | 29342 | 33919 | 38841 | 44108 | 49749 | 55174
NPgY | GSP | NG FES - System Transformation | Number of domestic hybrid heat pumps | TEMPLEBOROUGH 275/33KV | System Transformation | Lct_BB006 | Number of | NPgY | Templeborough |  | 0 | 0 | 0 | 0 | 0 | 0 | 0 | 0 | 8 | 10 | 13 | 17 | 26 | 45 | 58 | 77 | 101 | 131 | 164 | 196 | 227 | 263 | 304 | 353 | 408 | 467 | 530 | 598 | 664
NPgY | GSP | NG FES - System Transformation | Number of domestic hybrid heat pumps | THURCROFT | System Transformation | Lct_BB006 | Number of | NPgY | Thurcroft |  | 0 | 0 | 0 | 0 | 0 | 0 | 0 | 0 | 231 | 294 | 389 | 505 | 758 | 1275 | 1556 | 2010 | 2617 | 3377 | 4181 | 4955 | 5689 | 6595 | 7643 | 8867 | 10252 | 11741 | 13335 | 15041 | 16682
NPgY | GSP | NG FES - System Transformation | Number of domestic hybrid heat pumps | WEST MELTON / THORPE MARSH | System Transformation | Lct_BB006 | Number of | NPgY | Thorpe Marsh |  | 0 | 0 | 0 | 0 | 0 | 0 | 0 | 0 | 343 | 437 | 580 | 753 | 1130 | 2012 | 2722 | 3661 | 4880 | 6410 | 8073 | 9715 | 11303 | 13115 | 15207 | 17652 | 20418 | 23394 | 26580 | 29991 | 33271
NPgY | GSP | NG FES - System Transformation | Number of domestic hybrid heat pumps | WEST MELTON SECTION 3 | System Transformation | Lct_BB006 | Number of | NPgY | West Melton |  | 0 | 0 | 0 | 0 | 0 | 0 | 0 | 0 | 349 | 451 | 607 | 798 | 1214 | 2113 | 2695 | 3548 | 4676 | 6099 | 7644 | 9163 | 10617 | 12266 | 14175 | 16409 | 18938 | 21657 | 24566 | 27680 | 30678
NPgY | GSP | NG FES - System Transformation | Number of domestic hybrid heat pumps | WINCOBANK | System Transformation | Lct_BB006 | Number of | NPgY | Wincobank |  | 0 | 0 | 0 | 0 | 0 | 0 | 0 | 0 | 14 | 18 | 23 | 30 | 45 | 78 | 98 | 128 | 168 | 218 | 271 | 323 | 373 | 433 | 502 | 583 | 674 | 772 | 877 | 989 | 1097
NPgN | GSP | NPg Best View | Number of full electric cars and vans | BLYTH 66kV | NPg Best View (Not in FES) | Lct_BB001 | Number of | NPgN | Blyth 66kV |  | 1259 | 2608 | 6110 | 10855 | 17166 | 23891 | 31150 | 38708 | 47070 | 55509 | 63614 | 71261 | 78369 | 85760 | 91899 | 97365 | 102194 | 106421 | 110047 | 113111 | 115719 | 117914 | 119749 | 121299 | 122533 | 123580 | 124484 | 125263 | 125949
NPgN | GSP | NPg Best View | Number of full electric cars and vans | BLYTH 132kV | NPg Best View (Not in FES) | Lct_BB001 | Number of | NPgN | Blyth 132kV |  | 451 | 914 | 2094 | 3634 | 5609 | 7616 | 9780 | 12023 | 14489 | 16980 | 19376 | 21636 | 23739 | 25934 | 27756 | 29378 | 30810 | 32065 | 33141 | 34052 | 34828 | 35481 | 36029 | 36492 | 36861 | 37175 | 37445 | 37677 | 37882
NPgN | GSP | NPg Best View | Number of full electric cars and vans | FOURSTONES | NPg Best View (Not in FES) | Lct_BB001 | Number of | NPgN | Fourstones |  | 178 | 350 | 777 | 1303 | 1939 | 2530 | 3164 | 3817 | 4526 | 5242 | 5933 | 6586 | 7193 | 7832 | 8363 | 8834 | 9251 | 9616 | 9929 | 10195 | 10422 | 10613 | 10774 | 10911 | 11020 | 11113 | 11193 | 11261 | 11321
NPgN | GSP | NPg Best View | Number of full electric cars and vans | HARTMOOR | NPg Best View (Not in FES) | Lct_BB001 | Number of | NPgN | Hart Moor |  | 391 | 852 | 2094 | 3898 | 6449 | 9367 | 12526 | 15832 | 19522 | 23243 | 26809 | 30173 | 33297 | 36529 | 39215 | 41607 | 43720 | 45570 | 47156 | 48494 | 49631 | 50587 | 51384 | 52056 | 52589 | 53042 | 53433 | 53771 | 54069
NPgN | GSP | NPg Best View | Number of full electric cars and vans | HAWTHORN PIT GRID | NPg Best View (Not in FES) | Lct_BB001 | Number of | NPgN | Hawthorn Pit |  | 512 | 1112 | 2727 | 5064 | 8359 | 12119 | 16187 | 20445 | 25195 | 29985 | 34576 | 38907 | 42929 | 47090 | 50549 | 53630 | 56350 | 58733 | 60775 | 62498 | 63963 | 65193 | 66220 | 67086 | 67773 | 68356 | 68860 | 69295 | 69680
NPgN | GSP | NPg Best View | Number of full electric cars and vans | KNARESBOROUGH | NPg Best View (Not in FES) | Lct_BB001 | Number of | NPgN | Knaresborough |  | 1812 | 3580 | 7980 | 13449 | 20110 | 26386 | 33130 | 40074 | 47630 | 55264 | 62629 | 69583 | 76054 | 82854 | 88495 | 93515 | 97949 | 101829 | 105165 | 107990 | 110402 | 112439 | 114149 | 115597 | 116758 | 117743 | 118591 | 119317 | 119955
NPgN | GSP | NPg Best View | Number of full electric cars and vans | LACKENBY | NPg Best View (Not in FES) | Lct_BB001 | Number of | NPgN | Lackenby |  | 704 | 1542 | 3814 | 7134 | 11853 | 17288 | 23169 | 29331 | 36210 | 43148 | 49796 | 56066 | 61889 | 67910 | 72914 | 77371 | 81309 | 84756 | 87711 | 90203 | 92322 | 94101 | 95585 | 96837 | 97829 | 98672 | 99401 | 100029 | 100585
NPgN | GSP | NPg Best View | Number of full electric cars and vans | NORTON | NPg Best View (Not in FES) | Lct_BB001 | Number of | NPgN | Norton |  | 2462 | 5215 | 12489 | 22676 | 36639 | 52070 | 68749 | 86164 | 105517 | 125043 | 143773 | 161443 | 177861 | 194885 | 209031 | 221628 | 232755 | 242498 | 250852 | 257903 | 263904 | 268947 | 273159 | 276714 | 279540 | 281937 | 284010 | 285795 | 287372
NPgN | GSP | NPg Best View | Number of full electric cars and vans | OFFERTON | NPg Best View (Not in FES) | Lct_BB001 | Number of | NPgN | Offerton |  | 225 | 500 | 1248 | 2356 | 3947 | 5798 | 7803 | 9904 | 12254 | 14623 | 16892 | 19032 | 21019 | 23073 | 24780 | 26300 | 27643 | 28819 | 29827 | 30676 | 31399 | 32005 | 32511 | 32937 | 33275 | 33562 | 33810 | 34024 | 34214
NPgN | GSP | NPg Best View | Number of full electric cars and vans | OSBALDWICK | NPg Best View (Not in FES) | Lct_BB001 | Number of | NPgN | Osbaldwick |  | 1817 | 3730 | 8659 | 15243 | 23883 | 32933 | 42697 | 52847 | 64053 | 75363 | 86232 | 96488 | 106022 | 115950 | 124194 | 131535 | 138019 | 143695 | 148566 | 152682 | 156188 | 159139 | 161608 | 163694 | 165357 | 166768 | 167985 | 169033 | 169955
NPgN | GSP | NPg Best View | Number of full electric cars and vans | POPPLETON | NPg Best View (Not in FES) | Lct_BB001 | Number of | NPgN | Poppleton |  | 326 | 660 | 1511 | 2622 | 4047 | 5496 | 7057 | 8676 | 10456 | 12253 | 13982 | 15614 | 17132 | 18715 | 20030 | 21201 | 22235 | 23140 | 23917 | 24574 | 25134 | 25606 | 26001 | 26335 | 26602 | 26828 | 27023 | 27191 | 27339
NPgN | GSP | NPg Best View | Number of full electric cars and vans | SALTHOLME | NPg Best View (Not in FES) | Lct_BB001 | Number of | NPgN | Saltholme |  | 9 | 19 | 48 | 90 | 152 | 223 | 301 | 382 | 473 | 564 | 652 | 735 | 812 | 891 | 957 | 1016 | 1068 | 1113 | 1152 | 1185 | 1213 | 1236 | 1256 | 1272 | 1285 | 1297 | 1306 | 1314 | 1322
NPgN | GSP | NPg Best View | Number of full electric cars and vans | SOUTH SHIELDS | NPg Best View (Not in FES) | Lct_BB001 | Number of | NPgN | South Shields |  | 240 | 519 | 1263 | 2330 | 3823 | 5512 | 7339 | 9249 | 11378 | 13526 | 15585 | 17526 | 19330 | 21198 | 22750 | 24132 | 25353 | 26422 | 27338 | 28112 | 28769 | 29322 | 29783 | 30172 | 30480 | 30742 | 30969 | 31164 | 31337
NPgN | GSP | NPg Best View | Number of full electric cars and vans | SPADEADAM | NPg Best View (Not in FES) | Lct_BB001 | Number of | NPgN | Spadeadam - Not in NG FES |  | 48 | 99 | 231 | 409 | 645 | 895 | 1165 | 1446 | 1756 | 2070 | 2371 | 2655 | 2920 | 3194 | 3423 | 3626 | 3805 | 3962 | 4097 | 4211 | 4308 | 4390 | 4458 | 4516 | 4562 | 4601 | 4634 | 4663 | 4689
NPgN | GSP | NPg Best View | Number of full electric cars and vans | SPENNYMOOR | NPg Best View (Not in FES) | Lct_BB001 | Number of | NPgN | Spennymoor |  | 1531 | 3205 | 7587 | 13622 | 21771 | 30615 | 40169 | 50130 | 61177 | 72323 | 83021 | 93114 | 102494 | 112234 | 120325 | 127530 | 133894 | 139466 | 144245 | 148281 | 151716 | 154604 | 157018 | 159056 | 160677 | 162053 | 163241 | 164265 | 165168
NPgN | GSP | NPg Best View | Number of full electric cars and vans | STELLA NORTH | NPg Best View (Not in FES) | Lct_BB001 | Number of | NPgN | Stella North |  | 1260 | 2570 | 5925 | 10355 | 16103 | 22036 | 28433 | 35075 | 42394 | 49782 | 56886 | 63589 | 69821 | 76319 | 81714 | 86517 | 90760 | 94474 | 97662 | 100356 | 102652 | 104586 | 106204 | 107572 | 108663 | 109588 | 110387 | 111074 | 111678
NPgN | GSP | NPg Best View | Number of full electric cars and vans | STELLA SOUTH | NPg Best View (Not in FES) | Lct_BB001 | Number of | NPgN | Stella South |  | 996 | 2053 | 4783 | 8453 | 13297 | 18407 | 23923 | 29660 | 36000 | 42398 | 48546 | 54346 | 59738 | 65349 | 70009 | 74159 | 77824 | 81032 | 83785 | 86111 | 88093 | 89760 | 91154 | 92332 | 93271 | 94067 | 94754 | 95346 | 95867
NPgN | GSP | NPg Best View | Number of full electric cars and vans | TYNEMOUTH | NPg Best View (Not in FES) | Lct_BB001 | Number of | NPgN | Tynemouth 1 |  | 1011 | 2100 | 4930 | 8777 | 13913 | 19407 | 25340 | 31518 | 38357 | 45258 | 51886 | 58139 | 63950 | 69992 | 75010 | 79478 | 83425 | 86881 | 89845 | 92349 | 94481 | 96274 | 97774 | 99040 | 100048 | 100903 | 101642 | 102278 | 102839
NPgN | GSP | NPg Best View | Number of full electric cars and vans | WEST BOLDON | NPg Best View (Not in FES) | Lct_BB001 | Number of | NPgN | West Boldon |  | 1163 | 2449 | 5829 | 10520 | 16900 | 23886 | 31434 | 39309 | 48051 | 56871 | 65335 | 73320 | 80739 | 88439 | 94835 | 100532 | 105563 | 109969 | 113747 | 116936 | 119651 | 121933 | 123840 | 125449 | 126729 | 127815 | 128753 | 129561 | 130275
NPgY | GSP | NPg Best View | Number of full electric cars and vans | BRADFORD WEST | NPg Best View (Not in FES) | Lct_BB001 | Number of | NPgY | Bradford West |  | 4047 | 7187 | 14866 | 24660 | 38386 | 53017 | 68813 | 85259 | 103456 | 121592 | 139000 | 155413 | 170652 | 186504 | 199862 | 211757 | 222262 | 231460 | 239351 | 246016 | 251692 | 256467 | 260459 | 263831 | 266516 | 268794 | 270761 | 272455 | 273948
NPgY | GSP | NPg Best View | Number of full electric cars and vans | CAMBLESFORTH | NPg Best View (Not in FES) | Lct_BB001 | Number of | NPgY | Camblesforth |  | 159 | 327 | 767 | 1425 | 2456 | 3712 | 5074 | 6507 | 8119 | 9724 | 11258 | 12702 | 14042 | 15422 | 16586 | 17623 | 18538 | 19341 | 20028 | 20606 | 21098 | 21510 | 21853 | 22141 | 22370 | 22564 | 22732 | 22877 | 23006
NPgY | GSP | NPg Best View | Number of full electric cars and vans | CREYKE BECK | NPg Best View (Not in FES) | Lct_BB001 | Number of | NPgY | Creyke Beck |  | 2162 | 4254 | 9661 | 17465 | 29440 | 43692 | 59132 | 75352 | 93547 | 111662 | 128986 | 145310 | 160451 | 176064 | 189236 | 200971 | 211336 | 220413 | 228188 | 234741 | 240309 | 244978 | 248869 | 252147 | 254742 | 256944 | 258852 | 260499 | 261959
NPgY | GSP | NPg Best View | Number of full electric cars and vans | DRAX | NPg Best View (Not in FES) | Lct_BB001 | Number of | NPgY | Drax |  | 282 | 554 | 1254 | 2263 | 3809 | 5645 | 7634 | 9723 | 12066 | 14399 | 16630 | 18733 | 20683 | 22694 | 24391 | 25902 | 27237 | 28406 | 29408 | 30252 | 30969 | 31571 | 32072 | 32494 | 32829 | 33112 | 33358 | 33570 | 33759
NPgY | GSP | NPg Best View | Number of full electric cars and vans | ELLAND | NPg Best View (Not in FES) | Lct_BB001 | Number of | NPgY | Elland |  | 2097 | 3969 | 8717 | 15309 | 25161 | 36540 | 48856 | 61765 | 76194 | 90564 | 104319 | 117282 | 129309 | 141739 | 152223 | 161561 | 169809 | 177032 | 183221 | 188441 | 192878 | 196602 | 199708 | 202327 | 204403 | 206164 | 207690 | 209005 | 210170
NPgY | GSP | NPg Best View | Number of full electric cars and vans | FERRYBRIDGE A | NPg Best View (Not in FES) | Lct_BB001 | Number of | NPgY | Ferrybridge A |  | 631 | 1213 | 2703 | 4808 | 7992 | 11721 | 15758 | 19994 | 24736 | 29459 | 33977 | 38236 | 42186 | 46264 | 49704 | 52768 | 55475 | 57845 | 59876 | 61588 | 63043 | 64264 | 65282 | 66140 | 66819 | 67396 | 67896 | 68327 | 68708
NPgY | GSP | NPg Best View | Number of full electric cars and vans | FERRYBRIDGE B | NPg Best View (Not in FES) | Lct_BB001 | Number of | NPgY | Ferrybridge B (_M) |  | 3159 | 5452 | 10949 | 17616 | 26563 | 35535 | 45200 | 55208 | 66188 | 77137 | 87672 | 97608 | 106839 | 116494 | 124624 | 131861 | 138253 | 143848 | 148653 | 152717 | 156182 | 159103 | 161551 | 163621 | 165275 | 166678 | 167887 | 168926 | 169840
NPgY | GSP | NPg Best View | Number of full electric cars and vans | GRIMSBY WEST | NPg Best View (Not in FES) | Lct_BB001 | Number of | NPgY | Grimsby West |  | 674 | 1348 | 3102 | 5671 | 9650 | 14435 | 19620 | 25071 | 31193 | 37288 | 43115 | 48605 | 53696 | 58943 | 63370 | 67314 | 70797 | 73848 | 76461 | 78663 | 80533 | 82101 | 83407 | 84508 | 85378 | 86117 | 86758 | 87310 | 87801
NPgY | GSP | NPg Best View | Number of full electric cars and vans | JORDANTHORPE | NPg Best View (Not in FES) | Lct_BB001 | Number of | NPgY | Jordanthorpe |  | 517 | 932 | 1959 | 3302 | 5220 | 7319 | 9586 | 11951 | 14577 | 17194 | 19704 | 22069 | 24265 | 26545 | 28466 | 30177 | 31688 | 33012 | 34146 | 35104 | 35920 | 36605 | 37178 | 37661 | 38045 | 38371 | 38653 | 38896 | 39110
NPgY | GSP | NPg Best View | Number of full electric cars and vans | KEADBY | NPg Best View (Not in FES) | Lct_BB001 | Number of | NPgY | Keadby |  | 1179 | 2356 | 5418 | 9900 | 16838 | 25176 | 34211 | 43710 | 54377 | 64997 | 75149 | 84716 | 93588 | 102731 | 110445 | 117316 | 123387 | 128703 | 133256 | 137092 | 140352 | 143084 | 145360 | 147278 | 148795 | 150082 | 151198 | 152162 | 153016
NPgY | GSP | NPg Best View | Number of full electric cars and vans | KIRKSTALL B | NPg Best View (Not in FES) | Lct_BB001 | Number of | NPgY | Kirkstall B |  | 7520 | 12158 | 22654 | 33418 | 45498 | 54074 | 63179 | 72237 | 81547 | 90878 | 100021 | 108666 | 116739 | 125535 | 132900 | 139444 | 145221 | 150272 | 154641 | 158372 | 161585 | 164332 | 166668 | 168662 | 170294 | 171679 | 172855 | 173854 | 174714
NPgY | GSP | NPg Best View | Number of full electric cars and vans | NEEPSEND | NPg Best View (Not in FES) | Lct_BB001 | Number of | NPgY | Neepsend |  | 672 | 1211 | 2540 | 4273 | 6744 | 9440 | 12353 | 15391 | 18763 | 22123 | 25346 | 28384 | 31204 | 34132 | 36600 | 38798 | 40739 | 42439 | 43896 | 45127 | 46174 | 47055 | 47790 | 48411 | 48905 | 49324 | 49686 | 49998 | 50274
NPgY | GSP | NPg Best View | Number of full electric cars and vans | NORTON LEES | NPg Best View (Not in FES) | Lct_BB001 | Number of | NPgY | Norton Lees |  | 551 | 1021 | 2202 | 3802 | 6152 | 8812 | 11690 | 14701 | 18058 | 21402 | 24605 | 27624 | 30426 | 33326 | 35771 | 37949 | 39873 | 41557 | 43001 | 44219 | 45255 | 46125 | 46851 | 47464 | 47950 | 48362 | 48719 | 49027 | 49299
NPgY | GSP | NPg Best View | Number of full electric cars and vans | PITSMOOR 3/4 | NPg Best View (Not in FES) | Lct_BB001 | Number of | NPgY | Pitsmoor |  | 198 | 378 | 839 | 1484 | 2457 | 3589 | 4816 | 6102 | 7541 | 8974 | 10346 | 11638 | 12837 | 14076 | 15120 | 16051 | 16873 | 17592 | 18209 | 18729 | 19171 | 19542 | 19851 | 20112 | 20318 | 20493 | 20645 | 20776 | 20892
NPgY | GSP | NPg Best View | Number of full electric cars and vans | SALTEND NORTH | NPg Best View (Not in FES) | Lct_BB001 | Number of | NPgY | Saltend North |  | 183 | 403 | 993 | 1915 | 3399 | 5258 | 7274 | 9401 | 11800 | 14187 | 16467 | 18614 | 20606 | 22651 | 24378 | 25917 | 27276 | 28466 | 29485 | 30343 | 31071 | 31681 | 32189 | 32616 | 32953 | 33239 | 33488 | 33703 | 33893
NPgY | GSP | NPg Best View | Number of full electric cars and vans | SHEFFIELD CITY | NPg Best View (Not in FES) | Lct_BB001 | Number of | NPgY | Sheffield City |  | 198 | 393 | 901 | 1641 | 2785 | 4156 | 5641 | 7202 | 8955 | 10700 | 12368 | 13940 | 15398 | 16901 | 18169 | 19298 | 20296 | 21169 | 21918 | 22548 | 23084 | 23533 | 23908 | 24223 | 24472 | 24684 | 24867 | 25026 | 25166
NPgY | GSP | NPg Best View | Number of full electric cars and vans | SKELTON GRANGE | NPg Best View (Not in FES) | Lct_BB001 | Number of | NPgY | Skelton Grange |  | 6923 | 11872 | 23675 | 37802 | 56537 | 74989 | 94855 | 115388 | 137857 | 160269 | 181848 | 202200 | 221115 | 240931 | 257612 | 272461 | 285575 | 297054 | 306914 | 315258 | 322375 | 328378 | 333412 | 337670 | 341077 | 343967 | 346456 | 348593 | 350471
NPgY | GSP | NPg Best View | Number of full electric cars and vans | TEMPLEBOROUGH 275/33KV | NPg Best View (Not in FES) | Lct_BB001 | Number of | NPgY | Templeborough |  | 35 | 67 | 151 | 268 | 447 | 657 | 884 | 1123 | 1390 | 1656 | 1910 | 2150 | 2373 | 2602 | 2796 | 2969 | 3121 | 3255 | 3369 | 3465 | 3547 | 3616 | 3673 | 3721 | 3760 | 3792 | 3820 | 3845 | 3866
NPgY | GSP | NPg Best View | Number of full electric cars and vans | THURCROFT | NPg Best View (Not in FES) | Lct_BB001 | Number of | NPgY | Thurcroft |  | 807 | 1620 | 3737 | 6845 | 11667 | 17474 | 23767 | 30385 | 37818 | 45217 | 52291 | 58957 | 65138 | 71507 | 76881 | 81668 | 85897 | 89601 | 92772 | 95445 | 97715 | 99619 | 101204 | 102539 | 103596 | 104492 | 105270 | 105941 | 106536
NPgY | GSP | NPg Best View | Number of full electric cars and vans | WEST MELTON / THORPE MARSH | NPg Best View (Not in FES) | Lct_BB001 | Number of | NPgY | Thorpe Marsh |  | 2179 | 4071 | 8838 | 15358 | 24999 | 35996 | 47894 | 60352 | 74256 | 88104 | 101366 | 113865 | 125462 | 137460 | 147578 | 156589 | 164549 | 171519 | 177493 | 182532 | 186817 | 190415 | 193416 | 195947 | 197955 | 199659 | 201134 | 202405 | 203530
NPgY | GSP | NPg Best View | Number of full electric cars and vans | WEST MELTON SECTION 3 | NPg Best View (Not in FES) | Lct_BB001 | Number of | NPgY | West Melton |  | 2533 | 4600 | 9722 | 16477 | 26193 | 36911 | 48495 | 60590 | 74033 | 87427 | 100268 | 112372 | 123607 | 135261 | 145084 | 153833 | 161561 | 168327 | 174128 | 179025 | 183193 | 186695 | 189620 | 192088 | 194050 | 195714 | 197153 | 198393 | 199488
NPgY | GSP | NPg Best View | Number of full electric cars and vans | WINCOBANK | NPg Best View (Not in FES) | Lct_BB001 | Number of | NPgY | Wincobank |  | 44 | 96 | 237 | 458 | 814 | 1260 | 1744 | 2255 | 2831 | 3404 | 3952 | 4467 | 4945 | 5437 | 5851 | 6221 | 6547 | 6833 | 7077 | 7283 | 7458 | 7605 | 7726 | 7829 | 7910 | 7979 | 8038 | 8090 | 8136
NPgN | GSP | NG FES - Consumer Transformation | Number of full electric cars and vans | BLYTH 66kV | Consumer Transformation | Lct_BB001 | Number of | NPgN | Blyth 66kV |  | 1259 | 2612 | 6232 | 11235 | 18034 | 25261 | 33046 | 41195 | 50269 | 59362 | 68142 | 76532 | 84404 | 92644 | 99591 | 105872 | 111494 | 116488 | 120854 | 124422 | 127502 | 130148 | 132417 | 134387 | 135869 | 137157 | 138305 | 139310 | 140216
NPgN | GSP | NG FES - Consumer Transformation | Number of full electric cars and vans | BLYTH 132kV | Consumer Transformation | Lct_BB001 | Number of | NPgN | Blyth 132kV |  | 451 | 916 | 2136 | 3761 | 5892 | 8056 | 10374 | 12793 | 15468 | 18147 | 20739 | 23219 | 25546 | 27991 | 30051 | 31914 | 33582 | 35062 | 36357 | 37416 | 38331 | 39117 | 39792 | 40379 | 40820 | 41204 | 41546 | 41844 | 42113
NPgN | GSP | NG FES - Consumer Transformation | Number of full electric cars and vans | FOURSTONES | Consumer Transformation | Lct_BB001 | Number of | NPgN | Fourstones |  | 178 | 350 | 792 | 1349 | 2037 | 2678 | 3357 | 4061 | 4828 | 5595 | 6342 | 7057 | 7728 | 8440 | 9038 | 9580 | 10064 | 10494 | 10870 | 11178 | 11445 | 11674 | 11871 | 12043 | 12173 | 12285 | 12385 | 12472 | 12550
NPgN | GSP | NG FES - Consumer Transformation | Number of full electric cars and vans | HARTMOOR | Consumer Transformation | Lct_BB001 | Number of | NPgN | Hart Moor |  | 391 | 853 | 2136 | 4035 | 6775 | 9898 | 13289 | 16853 | 20861 | 24880 | 28749 | 32442 | 35905 | 39511 | 42553 | 45304 | 47766 | 49955 | 51867 | 53428 | 54774 | 55929 | 56919 | 57778 | 58421 | 58981 | 59482 | 59921 | 60319
NPgN | GSP | NG FES - Consumer Transformation | Number of full electric cars and vans | HAWTHORN PIT GRID | Consumer Transformation | Lct_BB001 | Number of | NPgN | Hawthorn Pit |  | 512 | 1113 | 2781 | 5242 | 8782 | 12806 | 17173 | 21763 | 26922 | 32096 | 37076 | 41831 | 46289 | 50932 | 54849 | 58391 | 61562 | 64380 | 66842 | 68852 | 70586 | 72074 | 73348 | 74454 | 75283 | 76005 | 76649 | 77215 | 77727
NPgN | GSP | NG FES - Consumer Transformation | Number of full electric cars and vans | KNARESBOROUGH | Consumer Transformation | Lct_BB001 | Number of | NPgN | Knaresborough |  | 1812 | 3585 | 8140 | 13921 | 21127 | 27926 | 35144 | 42635 | 50814 | 59003 | 66957 | 74576 | 81733 | 89301 | 95672 | 101432 | 106586 | 111161 | 115165 | 118445 | 121280 | 123721 | 125818 | 127642 | 129022 | 130218 | 131281 | 132206 | 133036
NPgN | GSP | NG FES - Consumer Transformation | Number of full electric cars and vans | LACKENBY | Consumer Transformation | Lct_BB001 | Number of | NPgN | Lackenby |  | 704 | 1544 | 3890 | 7384 | 12452 | 18266 | 24581 | 31222 | 38696 | 46191 | 53404 | 60288 | 66743 | 73462 | 79130 | 84256 | 88845 | 92922 | 96485 | 99394 | 101902 | 104054 | 105897 | 107497 | 108696 | 109739 | 110671 | 111489 | 112230
NPgN | GSP | NG FES - Consumer Transformation | Number of full electric cars and vans | NORTON | Consumer Transformation | Lct_BB001 | Number of | NPgN | Norton |  | 2462 | 5222 | 12739 | 23472 | 38491 | 55039 | 72935 | 91709 | 112722 | 133786 | 154093 | 173488 | 191678 | 210666 | 226680 | 241160 | 254123 | 265639 | 275704 | 283927 | 291021 | 297110 | 302330 | 306860 | 310262 | 313220 | 315861 | 318176 | 320266
NPgN | GSP | NG FES - Consumer Transformation | Number of full electric cars and vans | OFFERTON | Consumer Transformation | Lct_BB001 | Number of | NPgN | Offerton |  | 225 | 500 | 1273 | 2439 | 4146 | 6126 | 8278 | 10543 | 13096 | 15656 | 18119 | 20469 | 22672 | 24964 | 26897 | 28646 | 30211 | 31602 | 32818 | 33810 | 34665 | 35399 | 36027 | 36573 | 36981 | 37337 | 37654 | 37934 | 38186
NPgN | GSP | NG FES - Consumer Transformation | Number of full electric cars and vans | OSBALDWICK | Consumer Transformation | Lct_BB001 | Number of | NPgN | Osbaldwick |  | 1817 | 3734 | 8832 | 15778 | 25091 | 34827 | 45296 | 56240 | 68395 | 80575 | 92344 | 103596 | 114153 | 125219 | 134545 | 142978 | 150526 | 157230 | 163092 | 167885 | 172022 | 175577 | 178627 | 181275 | 183269 | 185001 | 186544 | 187894 | 189111
NPgN | GSP | NG FES - Consumer Transformation | Number of full electric cars and vans | POPPLETON | Consumer Transformation | Lct_BB001 | Number of | NPgN | Poppleton |  | 326 | 661 | 1541 | 2714 | 4252 | 5813 | 7486 | 9232 | 11162 | 13096 | 14967 | 16756 | 18436 | 20200 | 21687 | 23032 | 24235 | 25303 | 26238 | 27002 | 27663 | 28230 | 28717 | 29140 | 29459 | 29736 | 29983 | 30198 | 30392
NPgN | GSP | NG FES - Consumer Transformation | Number of full electric cars and vans | SALTHOLME | Consumer Transformation | Lct_BB001 | Number of | NPgN | Saltholme |  | 9 | 19 | 49 | 93 | 159 | 236 | 319 | 407 | 505 | 604 | 699 | 790 | 876 | 964 | 1039 | 1106 | 1167 | 1221 | 1268 | 1306 | 1339 | 1368 | 1392 | 1413 | 1429 | 1442 | 1455 | 1466 | 1475
NPgN | GSP | NG FES - Consumer Transformation | Number of full electric cars and vans | SOUTH SHIELDS | Consumer Transformation | Lct_BB001 | Number of | NPgN | South Shields |  | 240 | 519 | 1288 | 2412 | 4017 | 5825 | 7786 | 9845 | 12158 | 14476 | 16709 | 18841 | 20840 | 22924 | 24681 | 26270 | 27693 | 28957 | 30062 | 30964 | 31742 | 32409 | 32982 | 33478 | 33850 | 34174 | 34464 | 34718 | 34947
NPgN | GSP | NG FES - Consumer Transformation | Number of full electric cars and vans | SPADEADAM | Consumer Transformation | Lct_BB001 | Number of | NPgN | Spadeadam - Not in NG FES |  | 48 | 99 | 235 | 423 | 677 | 946 | 1236 | 1539 | 1876 | 2214 | 2540 | 2852 | 3144 | 3450 | 3709 | 3942 | 4151 | 4337 | 4499 | 4632 | 4746 | 4845 | 4929 | 5002 | 5057 | 5105 | 5148 | 5185 | 5219
NPgN | GSP | NG FES - Consumer Transformation | Number of full electric cars and vans | SPENNYMOOR | Consumer Transformation | Lct_BB001 | Number of | NPgN | Spennymoor |  | 1531 | 3209 | 7739 | 14100 | 22872 | 32366 | 42615 | 53354 | 65344 | 77361 | 88955 | 100032 | 110422 | 121283 | 130441 | 138721 | 146133 | 152718 | 158474 | 163177 | 167236 | 170721 | 173709 | 176303 | 178252 | 179947 | 181458 | 182783 | 183978
NPgN | GSP | NG FES - Consumer Transformation | Number of full electric cars and vans | STELLA NORTH | Consumer Transformation | Lct_BB001 | Number of | NPgN | Stella North |  | 1260 | 2573 | 6043 | 10718 | 16918 | 23306 | 30163 | 37326 | 45262 | 53214 | 60904 | 68256 | 75157 | 82397 | 88499 | 94016 | 98954 | 103340 | 107175 | 110312 | 113020 | 115347 | 117344 | 119079 | 120385 | 121520 | 122531 | 123414 | 124210
NPgN | GSP | NG FES - Consumer Transformation | Number of full electric cars and vans | STELLA SOUTH | Consumer Transformation | Lct_BB001 | Number of | NPgN | Stella South |  | 996 | 2055 | 4879 | 8749 | 13969 | 19465 | 25379 | 31565 | 38443 | 45335 | 51993 | 58357 | 64328 | 70583 | 75855 | 80622 | 84889 | 88679 | 91993 | 94702 | 97040 | 99049 | 100772 | 102269 | 103395 | 104373 | 105245 | 106008 | 106696
NPgN | GSP | NG FES - Consumer Transformation | Number of full electric cars and vans | TYNEMOUTH | Consumer Transformation | Lct_BB001 | Number of | NPgN | Tynemouth 1 |  | 1011 | 2102 | 5028 | 9085 | 14616 | 20520 | 26882 | 33543 | 40964 | 48402 | 55582 | 62443 | 68880 | 75616 | 81294 | 86429 | 91025 | 95108 | 98677 | 101594 | 104111 | 106274 | 108128 | 109738 | 110949 | 112001 | 112940 | 113761 | 114502
NPgN | GSP | NG FES - Consumer Transformation | Number of full electric cars and vans | WEST BOLDON | Consumer Transformation | Lct_BB001 | Number of | NPgN | West Boldon |  | 1163 | 2452 | 5945 | 10889 | 17755 | 25250 | 33347 | 41837 | 51328 | 60840 | 70014 | 78778 | 86998 | 95584 | 102825 | 109372 | 115233 | 120439 | 124990 | 128709 | 131917 | 134671 | 137033 | 139083 | 140622 | 141961 | 143156 | 144203 | 145148
NPgY | GSP | NG FES - Consumer Transformation | Number of full electric cars and vans | BRADFORD WEST | Consumer Transformation | Lct_BB001 | Number of | NPgY | Bradford West |  | 4047 | 7199 | 15166 | 25472 | 40257 | 55981 | 72921 | 90653 | 110398 | 129960 | 148841 | 166875 | 183780 | 201484 | 216599 | 230266 | 242499 | 253366 | 262866 | 270631 | 277332 | 283089 | 288026 | 292312 | 295536 | 298337 | 300835 | 303022 | 304995
NPgY | GSP | NG FES - Consumer Transformation | Number of full electric cars and vans | CAMBLESFORTH | Consumer Transformation | Lct_BB001 | Number of | NPgY | Camblesforth |  | 159 | 327 | 783 | 1472 | 2576 | 3915 | 5378 | 6923 | 8676 | 10414 | 12083 | 13672 | 15161 | 16704 | 18024 | 19217 | 20285 | 21235 | 22064 | 22741 | 23324 | 23823 | 24251 | 24622 | 24899 | 25140 | 25356 | 25547 | 25719
NPgY | GSP | NG FES - Consumer Transformation | Number of full electric cars and vans | CREYKE BECK | Consumer Transformation | Lct_BB001 | Number of | NPgY | Creyke Beck |  | 2162 | 4261 | 9856 | 18040 | 30875 | 46086 | 62673 | 80155 | 99933 | 119546 | 138383 | 156341 | 173157 | 190619 | 205548 | 219047 | 231134 | 241877 | 251260 | 258917 | 265516 | 271173 | 276017 | 280218 | 283362 | 286099 | 288548 | 290701 | 292652
NPgY | GSP | NG FES - Consumer Transformation | Number of full electric cars and vans | DRAX | Consumer Transformation | Lct_BB001 | Number of | NPgY | Drax |  | 282 | 554 | 1280 | 2338 | 3994 | 5954 | 8091 | 10343 | 12890 | 15416 | 17841 | 20154 | 22320 | 24569 | 26492 | 28231 | 29788 | 31171 | 32380 | 33366 | 34216 | 34945 | 35569 | 36110 | 36515 | 36868 | 37183 | 37461 | 37712
NPgY | GSP | NG FES - Consumer Transformation | Number of full electric cars and vans | ELLAND | Consumer Transformation | Lct_BB001 | Number of | NPgY | Elland |  | 2097 | 3975 | 8893 | 15813 | 26388 | 38555 | 51780 | 65694 | 81372 | 96915 | 111861 | 126118 | 139471 | 153368 | 165244 | 175983 | 185598 | 194143 | 201607 | 207701 | 212955 | 217462 | 221322 | 224671 | 227180 | 229364 | 231315 | 233030 | 234581
NPgY | GSP | NG FES - Consumer Transformation | Number of full electric cars and vans | FERRYBRIDGE A | Consumer Transformation | Lct_BB001 | Number of | NPgY | Ferrybridge A |  | 631 | 1215 | 2758 | 4967 | 8382 | 12365 | 16701 | 21266 | 26421 | 31531 | 36443 | 41126 | 45513 | 50073 | 53971 | 57495 | 60651 | 63456 | 65906 | 67905 | 69629 | 71107 | 72373 | 73471 | 74294 | 75009 | 75649 | 76212 | 76721
NPgY | GSP | NG FES - Consumer Transformation | Number of full electric cars and vans | FERRYBRIDGE B | Consumer Transformation | Lct_BB001 | Number of | NPgY | Ferrybridge B (_M) |  | 3159 | 5461 | 11171 | 18196 | 27858 | 37540 | 47895 | 58687 | 70588 | 82371 | 93779 | 104688 | 114921 | 125694 | 134884 | 143193 | 150629 | 157232 | 163008 | 167734 | 171817 | 175327 | 178341 | 180960 | 182935 | 184649 | 186175 | 187508 | 188706
NPgY | GSP | NG FES - Consumer Transformation | Number of full electric cars and vans | GRIMSBY WEST | Consumer Transformation | Lct_BB001 | Number of | NPgY | Grimsby West |  | 674 | 1350 | 3164 | 5857 | 10121 | 15224 | 20795 | 26670 | 33326 | 39927 | 46264 | 52304 | 57960 | 63828 | 68846 | 73384 | 77447 | 81058 | 84212 | 86785 | 89002 | 90903 | 92530 | 93942 | 94997 | 95916 | 96739 | 97462 | 98118
NPgY | GSP | NG FES - Consumer Transformation | Number of full electric cars and vans | JORDANTHORPE | Consumer Transformation | Lct_BB001 | Number of | NPgY | Jordanthorpe |  | 517 | 934 | 1999 | 3411 | 5475 | 7726 | 10158 | 12709 | 15560 | 18385 | 21108 | 23708 | 26145 | 28692 | 30866 | 32833 | 34593 | 36157 | 37524 | 38641 | 39605 | 40432 | 41141 | 41757 | 42219 | 42621 | 42980 | 43294 | 43578
NPgY | GSP | NG FES - Consumer Transformation | Number of full electric cars and vans | KEADBY | Consumer Transformation | Lct_BB001 | Number of | NPgY | Keadby |  | 1179 | 2360 | 5528 | 10225 | 17659 | 26553 | 36260 | 46498 | 58095 | 69596 | 80638 | 91163 | 101017 | 111244 | 119987 | 127894 | 134973 | 141266 | 146762 | 151246 | 155110 | 158421 | 161257 | 163716 | 165556 | 167157 | 168590 | 169851 | 170994
NPgY | GSP | NG FES - Consumer Transformation | Number of full electric cars and vans | KIRKSTALL B | Consumer Transformation | Lct_BB001 | Number of | NPgY | Kirkstall B |  | 7520 | 12178 | 23112 | 34519 | 47716 | 57237 | 66919 | 76705 | 86702 | 96556 | 106337 | 115774 | 124673 | 134422 | 142686 | 150157 | 156834 | 162746 | 167941 | 172224 | 175946 | 179176 | 181967 | 184405 | 186283 | 187902 | 189323 | 190538 | 191608
NPgY | GSP | NG FES - Consumer Transformation | Number of full electric cars and vans | NEEPSEND | Consumer Transformation | Lct_BB001 | Number of | NPgY | Neepsend |  | 672 | 1213 | 2591 | 4413 | 7073 | 9966 | 13090 | 16366 | 20027 | 23654 | 27152 | 30491 | 33620 | 36891 | 39684 | 42210 | 44471 | 46480 | 48236 | 49670 | 50908 | 51971 | 52882 | 53673 | 54267 | 54783 | 55244 | 55648 | 56013
NPgY | GSP | NG FES - Consumer Transformation | Number of full electric cars and vans | NORTON LEES | Consumer Transformation | Lct_BB001 | Number of | NPgY | Norton Lees |  | 551 | 1023 | 2246 | 3927 | 6452 | 9300 | 12389 | 15634 | 19281 | 22896 | 26375 | 29694 | 32804 | 36046 | 38815 | 41319 | 43561 | 45553 | 47294 | 48715 | 49941 | 50993 | 51894 | 52676 | 53263 | 53773 | 54229 | 54629 | 54990
NPgY | GSP | NG FES - Consumer Transformation | Number of full electric cars and vans | PITSMOOR 3/4 | Consumer Transformation | Lct_BB001 | Number of | NPgY | Pitsmoor |  | 198 | 379 | 855 | 1533 | 2576 | 3787 | 5104 | 6490 | 8054 | 9605 | 11095 | 12517 | 13848 | 15233 | 16417 | 17487 | 18445 | 19296 | 20040 | 20648 | 21171 | 21620 | 22004 | 22338 | 22588 | 22805 | 23000 | 23170 | 23325
NPgY | GSP | NG FES - Consumer Transformation | Number of full electric cars and vans | SALTEND NORTH | Consumer Transformation | Lct_BB001 | Number of | NPgY | Saltend North |  | 183 | 403 | 1013 | 1978 | 3565 | 5543 | 7711 | 10002 | 12612 | 15201 | 17682 | 20046 | 22258 | 24547 | 26506 | 28277 | 29862 | 31272 | 32503 | 33507 | 34372 | 35112 | 35746 | 36295 | 36705 | 37063 | 37383 | 37665 | 37921
NPgY | GSP | NG FES - Consumer Transformation | Number of full electric cars and vans | SHEFFIELD CITY | Consumer Transformation | Lct_BB001 | Number of | NPgY | Sheffield City |  | 198 | 394 | 919 | 1695 | 2921 | 4383 | 5979 | 7661 | 9567 | 11457 | 13271 | 15000 | 16620 | 18300 | 19737 | 21037 | 22200 | 23235 | 24138 | 24875 | 25510 | 26054 | 26520 | 26925 | 27227 | 27490 | 27726 | 27933 | 28121
NPgY | GSP | NG FES - Consumer Transformation | Number of full electric cars and vans | SKELTON GRANGE | Consumer Transformation | Lct_BB001 | Number of | NPgY | Skelton Grange |  | 6923 | 11892 | 24153 | 39046 | 59294 | 79230 | 100506 | 122653 | 146996 | 171096 | 194452 | 216794 | 237755 | 259860 | 278710 | 295754 | 311007 | 324549 | 336398 | 346095 | 354474 | 361682 | 367872 | 373251 | 377312 | 380837 | 383972 | 386706 | 389163
NPgY | GSP | NG FES - Consumer Transformation | Number of full electric cars and vans | TEMPLEBOROUGH 275/33KV | Consumer Transformation | Lct_BB001 | Number of | NPgY | Templeborough |  | 35 | 67 | 154 | 277 | 469 | 693 | 937 | 1194 | 1485 | 1773 | 2049 | 2313 | 2560 | 2817 | 3036 | 3235 | 3412 | 3570 | 3708 | 3821 | 3918 | 4001 | 4072 | 4134 | 4181 | 4221 | 4257 | 4289 | 4317
NPgY | GSP | NG FES - Consumer Transformation | Number of full electric cars and vans | THURCROFT | Consumer Transformation | Lct_BB001 | Number of | NPgY | Thurcroft |  | 807 | 1622 | 3813 | 7070 | 12236 | 18429 | 25191 | 32323 | 40404 | 48419 | 56112 | 63446 | 70312 | 77436 | 83528 | 89036 | 93968 | 98352 | 102180 | 105304 | 107996 | 110303 | 112278 | 113991 | 115272 | 116388 | 117386 | 118264 | 119061
NPgY | GSP | NG FES - Consumer Transformation | Number of full electric cars and vans | WEST MELTON / THORPE MARSH | Consumer Transformation | Lct_BB001 | Number of | NPgY | Thorpe Marsh |  | 2179 | 4078 | 9017 | 15864 | 26218 | 37985 | 50758 | 64187 | 79292 | 94265 | 108671 | 122415 | 135290 | 148701 | 160161 | 170523 | 179801 | 188044 | 195247 | 201129 | 206200 | 210551 | 214278 | 217513 | 219937 | 222047 | 223932 | 225587 | 227083
NPgY | GSP | NG FES - Consumer Transformation | Number of full electric cars and vans | WEST MELTON SECTION 3 | Consumer Transformation | Lct_BB001 | Number of | NPgY | West Melton |  | 2533 | 4607 | 9919 | 17019 | 27470 | 38963 | 51393 | 64432 | 79028 | 93493 | 107431 | 120736 | 133204 | 146225 | 157346 | 167403 | 176405 | 184403 | 191394 | 197104 | 202030 | 206259 | 209884 | 213030 | 215392 | 217447 | 219280 | 220888 | 222340
NPgY | GSP | NG FES - Consumer Transformation | Number of full electric cars and vans | WINCOBANK | Consumer Transformation | Lct_BB001 | Number of | NPgY | Wincobank |  | 44 | 96 | 242 | 473 | 854 | 1329 | 1849 | 2399 | 3026 | 3648 | 4243 | 4811 | 5342 | 5892 | 6362 | 6787 | 7168 | 7506 | 7802 | 8043 | 8251 | 8428 | 8581 | 8712 | 8811 | 8897 | 8974 | 9041 | 9103
NPgN | GSP | NG FES - Falling Short | Number of full electric cars and vans | BLYTH 66kV | Falling Short | Lct_BB001 | Number of | NPgN | Blyth 66kV |  | 1259 | 2178 | 3753 | 5978 | 9012 | 12580 | 17276 | 23226 | 29144 | 35213 | 41091 | 46741 | 52086 | 57111 | 61272 | 65111 | 68631 | 71848 | 74743 | 77170 | 79278 | 81081 | 82615 | 83902 | 84849 | 85661 | 86374 | 87020 | 87607
NPgN | GSP | NG FES - Falling Short | Number of full electric cars and vans | BLYTH 132kV | Falling Short | Lct_BB001 | Number of | NPgN | Blyth 132kV |  | 451 | 764 | 1286 | 2001 | 2945 | 4009 | 5401 | 7168 | 8923 | 10723 | 12464 | 14138 | 15720 | 17208 | 18440 | 19576 | 20618 | 21570 | 22427 | 23146 | 23770 | 24304 | 24758 | 25140 | 25421 | 25663 | 25874 | 26066 | 26240
NPgN | GSP | NG FES - Falling Short | Number of full electric cars and vans | FOURSTONES | Falling Short | Lct_BB001 | Number of | NPgN | Fourstones |  | 178 | 292 | 477 | 718 | 1018 | 1331 | 1735 | 2250 | 2759 | 3282 | 3787 | 4272 | 4730 | 5161 | 5517 | 5846 | 6147 | 6423 | 6671 | 6879 | 7059 | 7214 | 7346 | 7457 | 7539 | 7609 | 7671 | 7727 | 7777
NPgN | GSP | NG FES - Falling Short | Number of full electric cars and vans | HARTMOOR | Falling Short | Lct_BB001 | Number of | NPgN | Hart Moor |  | 391 | 711 | 1286 | 2147 | 3386 | 4935 | 6993 | 9594 | 12187 | 14845 | 17423 | 19902 | 22248 | 24454 | 26281 | 27967 | 29513 | 30927 | 32198 | 33264 | 34189 | 34979 | 35652 | 36216 | 36630 | 36985 | 37296 | 37579 | 37836
NPgN | GSP | NG FES - Falling Short | Number of full electric cars and vans | HAWTHORN PIT GRID | Falling Short | Lct_BB001 | Number of | NPgN | Hawthorn Pit |  | 512 | 928 | 1675 | 2789 | 4389 | 6385 | 9034 | 12385 | 15722 | 19146 | 22465 | 25657 | 28677 | 31517 | 33870 | 36041 | 38031 | 39851 | 41488 | 42860 | 44051 | 45069 | 45936 | 46661 | 47195 | 47651 | 48053 | 48416 | 48747
NPgN | GSP | NG FES - Falling Short | Number of full electric cars and vans | KNARESBOROUGH | Falling Short | Lct_BB001 | Number of | NPgN | Knaresborough |  | 1812 | 2990 | 4902 | 7407 | 10559 | 13883 | 18186 | 23659 | 29084 | 34647 | 40023 | 45185 | 50065 | 54653 | 58451 | 61951 | 65160 | 68093 | 70733 | 72948 | 74872 | 76520 | 77924 | 79103 | 79976 | 80724 | 81380 | 81974 | 82514
NPgN | GSP | NG FES - Falling Short | Number of full electric cars and vans | LACKENBY | Falling Short | Lct_BB001 | Number of | NPgN | Lackenby |  | 704 | 1288 | 2343 | 3929 | 6223 | 9109 | 12942 | 17790 | 22620 | 27575 | 32378 | 36999 | 41371 | 45482 | 48887 | 52029 | 54911 | 57545 | 59915 | 61901 | 63626 | 65099 | 66353 | 67403 | 68175 | 68835 | 69416 | 69942 | 70421
NPgN | GSP | NG FES - Falling Short | Number of full electric cars and vans | NORTON | Falling Short | Lct_BB001 | Number of | NPgN | Norton |  | 2462 | 4355 | 7672 | 12488 | 19237 | 27426 | 38254 | 51961 | 65605 | 79599 | 93159 | 106198 | 118534 | 130133 | 139739 | 148603 | 156729 | 164159 | 170844 | 176446 | 181311 | 185470 | 189010 | 191977 | 194159 | 196028 | 197670 | 199156 | 200510
NPgN | GSP | NG FES - Falling Short | Number of full electric cars and vans | OFFERTON | Falling Short | Lct_BB001 | Number of | NPgN | Offerton |  | 225 | 417 | 767 | 1298 | 2072 | 3055 | 4363 | 6016 | 7664 | 9354 | 10993 | 12570 | 14062 | 15465 | 16627 | 17699 | 18682 | 19582 | 20390 | 21068 | 21656 | 22159 | 22587 | 22945 | 23208 | 23434 | 23632 | 23811 | 23974
NPgN | GSP | NG FES - Falling Short | Number of full electric cars and vans | OSBALDWICK | Falling Short | Lct_BB001 | Number of | NPgN | Osbaldwick |  | 1817 | 3115 | 5319 | 8395 | 12540 | 17340 | 23644 | 31636 | 39581 | 47729 | 55618 | 63201 | 70372 | 77116 | 82699 | 87849 | 92571 | 96888 | 100772 | 104028 | 106857 | 109276 | 111336 | 113063 | 114336 | 115426 | 116384 | 117251 | 118040
NPgN | GSP | NG FES - Falling Short | Number of full electric cars and vans | POPPLETON | Falling Short | Lct_BB001 | Number of | NPgN | Poppleton |  | 326 | 551 | 928 | 1444 | 2125 | 2893 | 3898 | 5173 | 6439 | 7738 | 8995 | 10203 | 11345 | 12419 | 13308 | 14128 | 14880 | 15567 | 16185 | 16704 | 17154 | 17540 | 17868 | 18143 | 18346 | 18520 | 18673 | 18811 | 18937
NPgN | GSP | NG FES - Falling Short | Number of full electric cars and vans | SALTHOLME | Falling Short | Lct_BB001 | Number of | NPgN | Saltholme |  | 9 | 16 | 29 | 50 | 80 | 118 | 168 | 232 | 296 | 361 | 424 | 485 | 543 | 597 | 642 | 684 | 722 | 757 | 788 | 814 | 837 | 856 | 873 | 887 | 897 | 905 | 913 | 920 | 926
NPgN | GSP | NG FES - Falling Short | Number of full electric cars and vans | SOUTH SHIELDS | Falling Short | Lct_BB001 | Number of | NPgN | South Shields |  | 240 | 433 | 776 | 1283 | 2007 | 2904 | 4092 | 5596 | 7093 | 8629 | 10118 | 11550 | 12905 | 14179 | 15234 | 16207 | 17100 | 17916 | 18651 | 19266 | 19800 | 20257 | 20646 | 20971 | 21211 | 21416 | 21596 | 21759 | 21907
NPgN | GSP | NG FES - Falling Short | Number of full electric cars and vans | SPADEADAM | Falling Short | Lct_BB001 | Number of | NPgN | Spadeadam - Not in NG FES |  | 48 | 82 | 142 | 225 | 338 | 471 | 646 | 867 | 1087 | 1313 | 1531 | 1741 | 1940 | 2126 | 2281 | 2424 | 2555 | 2674 | 2782 | 2872 | 2950 | 3017 | 3074 | 3122 | 3157 | 3188 | 3214 | 3238 | 3260
NPgN | GSP | NG FES - Falling Short | Number of full electric cars and vans | SPENNYMOOR | Falling Short | Lct_BB001 | Number of | NPgN | Spennymoor |  | 1531 | 2677 | 4661 | 7502 | 11430 | 16123 | 22315 | 30156 | 37958 | 45960 | 53712 | 61165 | 68215 | 74844 | 80334 | 85398 | 90042 | 94287 | 98107 | 101309 | 104089 | 106467 | 108490 | 110187 | 111435 | 112504 | 113444 | 114295 | 115069
NPgN | GSP | NG FES - Falling Short | Number of full electric cars and vans | STELLA NORTH | Falling Short | Lct_BB001 | Number of | NPgN | Stella North |  | 1260 | 2146 | 3640 | 5703 | 8455 | 11601 | 15725 | 20955 | 26153 | 31484 | 36644 | 41602 | 46292 | 50701 | 54352 | 57719 | 60807 | 63629 | 66168 | 68298 | 70147 | 71729 | 73076 | 74206 | 75040 | 75753 | 76380 | 76948 | 77464
NPgN | GSP | NG FES - Falling Short | Number of full electric cars and vans | STELLA SOUTH | Falling Short | Lct_BB001 | Number of | NPgN | Stella South |  | 996 | 1714 | 2938 | 4655 | 6981 | 9692 | 13256 | 17773 | 22265 | 26871 | 31331 | 35619 | 39674 | 43487 | 46644 | 49556 | 52227 | 54667 | 56864 | 58705 | 60305 | 61672 | 62837 | 63813 | 64533 | 65149 | 65690 | 66180 | 66626
NPgN | GSP | NG FES - Falling Short | Number of full electric cars and vans | TYNEMOUTH | Falling Short | Lct_BB001 | Number of | NPgN | Tynemouth 1 |  | 1011 | 1754 | 3028 | 4834 | 7305 | 10220 | 14058 | 18922 | 23760 | 28721 | 33527 | 38146 | 42516 | 46625 | 50027 | 53166 | 56043 | 58674 | 61041 | 63026 | 64749 | 66223 | 67477 | 68529 | 69303 | 69967 | 70550 | 71077 | 71558
NPgN | GSP | NG FES - Falling Short | Number of full electric cars and vans | WEST BOLDON | Falling Short | Lct_BB001 | Number of | NPgN | West Boldon |  | 1163 | 2045 | 3581 | 5794 | 8873 | 12580 | 17476 | 23674 | 29844 | 36170 | 42301 | 48195 | 53771 | 59014 | 63356 | 67362 | 71035 | 74393 | 77414 | 79946 | 82145 | 84025 | 85625 | 86967 | 87954 | 88799 | 89542 | 90214 | 90826
NPgY | GSP | NG FES - Falling Short | Number of full electric cars and vans | BRADFORD WEST | Falling Short | Lct_BB001 | Number of | NPgY | Bradford West |  | 4047 | 6407 | 10214 | 15198 | 21790 | 29555 | 39776 | 52722 | 65599 | 78353 | 90693 | 102538 | 113717 | 124202 | 133258 | 141611 | 149270 | 156272 | 162572 | 167854 | 172441 | 176363 | 179702 | 182502 | 184564 | 186330 | 187882 | 189286 | 190564
NPgY | GSP | NG FES - Falling Short | Number of full electric cars and vans | CAMBLESFORTH | Falling Short | Lct_BB001 | Number of | NPgY | Camblesforth |  | 159 | 291 | 527 | 878 | 1394 | 2058 | 2942 | 4068 | 5192 | 6304 | 7383 | 8419 | 9397 | 10315 | 11108 | 11840 | 12512 | 13126 | 13678 | 14141 | 14543 | 14886 | 15177 | 15421 | 15600 | 15753 | 15888 | 16010 | 16121
NPgY | GSP | NG FES - Falling Short | Number of full electric cars and vans | CREYKE BECK | Falling Short | Lct_BB001 | Number of | NPgY | Creyke Beck |  | 2162 | 3793 | 6637 | 10763 | 16712 | 24245 | 34263 | 47014 | 59727 | 72316 | 84514 | 96232 | 107297 | 117674 | 126644 | 134923 | 142516 | 149458 | 155703 | 160933 | 165475 | 169354 | 172653 | 175416 | 177441 | 179176 | 180701 | 182081 | 183340
NPgY | GSP | NG FES - Falling Short | Number of full electric cars and vans | DRAX | Falling Short | Lct_BB001 | Number of | NPgY | Drax |  | 282 | 494 | 862 | 1395 | 2162 | 3133 | 4423 | 6066 | 7703 | 9325 | 10896 | 12405 | 13830 | 15167 | 16322 | 17389 | 18366 | 19261 | 20065 | 20739 | 21324 | 21823 | 22248 | 22604 | 22865 | 23088 | 23285 | 23463 | 23625
NPgY | GSP | NG FES - Falling Short | Number of full electric cars and vans | ELLAND | Falling Short | Lct_BB001 | Number of | NPgY | Elland |  | 2097 | 3538 | 5989 | 9435 | 14283 | 20304 | 28289 | 38441 | 48556 | 58572 | 68274 | 77593 | 86391 | 94642 | 101772 | 108353 | 114387 | 119905 | 124868 | 129027 | 132637 | 135722 | 138346 | 140545 | 142159 | 143540 | 144755 | 145855 | 146857
NPgY | GSP | NG FES - Falling Short | Number of full electric cars and vans | FERRYBRIDGE A | Falling Short | Lct_BB001 | Number of | NPgY | Ferrybridge A |  | 631 | 1082 | 1857 | 2963 | 4537 | 6509 | 9127 | 12458 | 15777 | 19064 | 22249 | 25308 | 28196 | 30905 | 33246 | 35407 | 37388 | 39200 | 40830 | 42195 | 43380 | 44393 | 45254 | 45976 | 46505 | 46958 | 47357 | 47717 | 48046
NPgY | GSP | NG FES - Falling Short | Number of full electric cars and vans | FERRYBRIDGE B | Falling Short | Lct_BB001 | Number of | NPgY | Ferrybridge B (_M) |  | 3159 | 4861 | 7523 | 10857 | 15079 | 19851 | 26096 | 33980 | 41811 | 49570 | 57069 | 64263 | 71051 | 77417 | 82914 | 87982 | 92628 | 96875 | 100697 | 103903 | 106687 | 109071 | 111100 | 112803 | 114061 | 115139 | 116086 | 116941 | 117720
NPgY | GSP | NG FES - Falling Short | Number of full electric cars and vans | GRIMSBY WEST | Falling Short | Lct_BB001 | Number of | NPgY | Grimsby West |  | 674 | 1201 | 2131 | 3495 | 5478 | 8006 | 11371 | 15656 | 19929 | 24160 | 28260 | 32200 | 35920 | 39408 | 42424 | 45208 | 47760 | 50095 | 52194 | 53953 | 55480 | 56783 | 57892 | 58821 | 59502 | 60084 | 60596 | 61060 | 61483
NPgY | GSP | NG FES - Falling Short | Number of full electric cars and vans | JORDANTHORPE | Falling Short | Lct_BB001 | Number of | NPgY | Jordanthorpe |  | 517 | 831 | 1346 | 2035 | 2963 | 4076 | 5544 | 7405 | 9258 | 11093 | 12869 | 14574 | 16183 | 17693 | 18997 | 20200 | 21303 | 22311 | 23218 | 23979 | 24639 | 25204 | 25684 | 26087 | 26383 | 26637 | 26860 | 27062 | 27246
NPgY | GSP | NG FES - Falling Short | Number of full electric cars and vans | KEADBY | Falling Short | Lct_BB001 | Number of | NPgY | Keadby |  | 1179 | 2100 | 3723 | 6101 | 9558 | 13964 | 19827 | 27294 | 34740 | 42112 | 49257 | 56122 | 62604 | 68682 | 73937 | 78788 | 83236 | 87303 | 90961 | 94026 | 96686 | 98958 | 100890 | 102509 | 103695 | 104710 | 105603 | 106411 | 107148
NPgY | GSP | NG FES - Falling Short | Number of full electric cars and vans | KIRKSTALL B | Falling Short | Lct_BB001 | Number of | NPgY | Kirkstall B |  | 7520 | 10839 | 15565 | 20595 | 25827 | 30466 | 36281 | 43459 | 50516 | 57517 | 64234 | 70654 | 76698 | 82371 | 87248 | 91733 | 95842 | 99592 | 102975 | 105820 | 108296 | 110428 | 112251 | 113787 | 114947 | 115942 | 116813 | 117598 | 118310
NPgY | GSP | NG FES - Falling Short | Number of full electric cars and vans | NEEPSEND | Falling Short | Lct_BB001 | Number of | NPgY | Neepsend |  | 672 | 1079 | 1745 | 2633 | 3828 | 5258 | 7144 | 9535 | 11914 | 14271 | 16552 | 18742 | 20809 | 22748 | 24423 | 25968 | 27384 | 28679 | 29845 | 30821 | 31670 | 32395 | 33012 | 33529 | 33910 | 34236 | 34522 | 34782 | 35018
NPgY | GSP | NG FES - Falling Short | Number of full electric cars and vans | NORTON LEES | Falling Short | Lct_BB001 | Number of | NPgY | Norton Lees |  | 551 | 910 | 1513 | 2343 | 3492 | 4901 | 6766 | 9134 | 11493 | 13829 | 16091 | 18263 | 20314 | 22237 | 23899 | 25433 | 26839 | 28125 | 29281 | 30251 | 31092 | 31811 | 32423 | 32936 | 33313 | 33635 | 33919 | 34176 | 34409
NPgY | GSP | NG FES - Falling Short | Number of full electric cars and vans | PITSMOOR 3/4 | Falling Short | Lct_BB001 | Number of | NPgY | Pitsmoor |  | 198 | 337 | 576 | 915 | 1394 | 1994 | 2789 | 3800 | 4808 | 5806 | 6773 | 7702 | 8579 | 9401 | 10112 | 10768 | 11369 | 11919 | 12414 | 12829 | 13189 | 13496 | 13757 | 13977 | 14137 | 14275 | 14396 | 14505 | 14605
NPgY | GSP | NG FES - Falling Short | Number of full electric cars and vans | SALTEND NORTH | Falling Short | Lct_BB001 | Number of | NPgY | Saltend North |  | 183 | 359 | 682 | 1180 | 1929 | 2910 | 4220 | 5891 | 7558 | 9209 | 10810 | 12348 | 13801 | 15164 | 16342 | 17429 | 18427 | 19339 | 20159 | 20846 | 21443 | 21952 | 22384 | 22747 | 23012 | 23239 | 23438 | 23619 | 23784
NPgY | GSP | NG FES - Falling Short | Number of full electric cars and vans | SHEFFIELD CITY | Falling Short | Lct_BB001 | Number of | NPgY | Sheffield City |  | 198 | 350 | 619 | 1012 | 1581 | 2305 | 3269 | 4496 | 5720 | 6932 | 8106 | 9234 | 10299 | 11298 | 12162 | 12959 | 13690 | 14359 | 14960 | 15463 | 15901 | 16274 | 16592 | 16858 | 17052 | 17219 | 17366 | 17499 | 17620
NPgY | GSP | NG FES - Falling Short | Number of full electric cars and vans | SKELTON GRANGE | Falling Short | Lct_BB001 | Number of | NPgY | Skelton Grange |  | 6923 | 10584 | 16266 | 23297 | 32094 | 41917 | 54745 | 70925 | 86991 | 102908 | 118287 | 133039 | 146958 | 160013 | 171281 | 181670 | 191194 | 199899 | 207734 | 214306 | 220015 | 224903 | 229067 | 232560 | 235143 | 237356 | 239300 | 241057 | 242656
NPgY | GSP | NG FES - Falling Short | Number of full electric cars and vans | TEMPLEBOROUGH 275/33KV | Falling Short | Lct_BB001 | Number of | NPgY | Templeborough |  | 35 | 60 | 103 | 165 | 254 | 365 | 512 | 700 | 887 | 1072 | 1251 | 1423 | 1586 | 1739 | 1870 | 1992 | 2104 | 2206 | 2297 | 2374 | 2441 | 2498 | 2547 | 2587 | 2617 | 2643 | 2665 | 2685 | 2704
NPgY | GSP | NG FES - Falling Short | Number of full electric cars and vans | THURCROFT | Falling Short | Lct_BB001 | Number of | NPgY | Thurcroft |  | 807 | 1444 | 2568 | 4218 | 6623 | 9691 | 13775 | 18977 | 24164 | 29300 | 34278 | 39060 | 43576 | 47811 | 51472 | 54851 | 57950 | 60784 | 63333 | 65468 | 67321 | 68904 | 70250 | 71378 | 72204 | 72911 | 73533 | 74096 | 74609
NPgY | GSP | NG FES - Falling Short | Number of full electric cars and vans | WEST MELTON / THORPE MARSH | Falling Short | Lct_BB001 | Number of | NPgY | Thorpe Marsh |  | 2179 | 3630 | 6072 | 9465 | 14191 | 20012 | 27724 | 37523 | 47283 | 56949 | 66310 | 75300 | 83787 | 91747 | 98625 | 104973 | 110793 | 116115 | 120902 | 124913 | 128397 | 131373 | 133905 | 136027 | 137585 | 138919 | 140092 | 141153 | 142120
NPgY | GSP | NG FES - Falling Short | Number of full electric cars and vans | WEST MELTON SECTION 3 | Falling Short | Lct_BB001 | Number of | NPgY | West Melton |  | 2533 | 4101 | 6680 | 10154 | 14869 | 20549 | 28052 | 37569 | 47042 | 56425 | 65508 | 74228 | 82459 | 90179 | 96849 | 103002 | 108645 | 113803 | 118444 | 122334 | 125712 | 128599 | 131056 | 133116 | 134630 | 135927 | 137067 | 138099 | 139039
NPgY | GSP | NG FES - Falling Short | Number of full electric cars and vans | WINCOBANK | Falling Short | Lct_BB001 | Number of | NPgY | Wincobank |  | 44 | 86 | 163 | 282 | 462 | 698 | 1012 | 1413 | 1814 | 2210 | 2594 | 2964 | 3312 | 3640 | 3922 | 4184 | 4423 | 4642 | 4839 | 5004 | 5147 | 5269 | 5373 | 5460 | 5524 | 5578 | 5626 | 5670 | 5709
NPgN | GSP | NG FES - Leading the Way | Number of full electric cars and vans | BLYTH 66kV | Leading the Way | Lct_BB001 | Number of | NPgN | Blyth 66kV |  | 1259 | 2608 | 6110 | 10855 | 17166 | 23891 | 31150 | 38708 | 47070 | 55509 | 63614 | 71261 | 78369 | 85760 | 91899 | 97365 | 102194 | 106421 | 110047 | 113111 | 115719 | 117914 | 119749 | 121299 | 122533 | 123580 | 124484 | 125263 | 125949
NPgN | GSP | NG FES - Leading the Way | Number of full electric cars and vans | BLYTH 132kV | Leading the Way | Lct_BB001 | Number of | NPgN | Blyth 132kV |  | 451 | 914 | 2094 | 3634 | 5609 | 7616 | 9780 | 12023 | 14489 | 16980 | 19376 | 21636 | 23739 | 25934 | 27756 | 29378 | 30810 | 32065 | 33141 | 34052 | 34828 | 35481 | 36029 | 36492 | 36861 | 37175 | 37445 | 37677 | 37882
NPgN | GSP | NG FES - Leading the Way | Number of full electric cars and vans | FOURSTONES | Leading the Way | Lct_BB001 | Number of | NPgN | Fourstones |  | 178 | 350 | 777 | 1303 | 1939 | 2530 | 3164 | 3817 | 4526 | 5242 | 5933 | 6586 | 7193 | 7832 | 8363 | 8834 | 9251 | 9616 | 9929 | 10195 | 10422 | 10613 | 10774 | 10911 | 11020 | 11113 | 11193 | 11261 | 11321
NPgN | GSP | NG FES - Leading the Way | Number of full electric cars and vans | HARTMOOR | Leading the Way | Lct_BB001 | Number of | NPgN | Hart Moor |  | 391 | 852 | 2094 | 3898 | 6449 | 9367 | 12526 | 15832 | 19522 | 23243 | 26809 | 30173 | 33297 | 36529 | 39215 | 41607 | 43720 | 45570 | 47156 | 48494 | 49631 | 50587 | 51384 | 52056 | 52589 | 53042 | 53433 | 53771 | 54069
NPgN | GSP | NG FES - Leading the Way | Number of full electric cars and vans | HAWTHORN PIT GRID | Leading the Way | Lct_BB001 | Number of | NPgN | Hawthorn Pit |  | 512 | 1112 | 2727 | 5064 | 8359 | 12119 | 16187 | 20445 | 25195 | 29985 | 34576 | 38907 | 42929 | 47090 | 50549 | 53630 | 56350 | 58733 | 60775 | 62498 | 63963 | 65193 | 66220 | 67086 | 67773 | 68356 | 68860 | 69295 | 69680
NPgN | GSP | NG FES - Leading the Way | Number of full electric cars and vans | KNARESBOROUGH | Leading the Way | Lct_BB001 | Number of | NPgN | Knaresborough |  | 1812 | 3580 | 7980 | 13449 | 20110 | 26386 | 33130 | 40074 | 47630 | 55264 | 62629 | 69583 | 76054 | 82854 | 88495 | 93515 | 97949 | 101829 | 105165 | 107990 | 110402 | 112439 | 114149 | 115597 | 116758 | 117743 | 118591 | 119317 | 119955
NPgN | GSP | NG FES - Leading the Way | Number of full electric cars and vans | LACKENBY | Leading the Way | Lct_BB001 | Number of | NPgN | Lackenby |  | 704 | 1542 | 3814 | 7134 | 11853 | 17288 | 23169 | 29331 | 36210 | 43148 | 49796 | 56066 | 61889 | 67910 | 72914 | 77371 | 81309 | 84756 | 87711 | 90203 | 92322 | 94101 | 95585 | 96837 | 97829 | 98672 | 99401 | 100029 | 100585
NPgN | GSP | NG FES - Leading the Way | Number of full electric cars and vans | NORTON | Leading the Way | Lct_BB001 | Number of | NPgN | Norton |  | 2462 | 5215 | 12489 | 22676 | 36639 | 52070 | 68749 | 86164 | 105517 | 125043 | 143773 | 161443 | 177861 | 194885 | 209031 | 221628 | 232755 | 242498 | 250852 | 257903 | 263904 | 268947 | 273159 | 276714 | 279540 | 281937 | 284010 | 285795 | 287372
NPgN | GSP | NG FES - Leading the Way | Number of full electric cars and vans | OFFERTON | Leading the Way | Lct_BB001 | Number of | NPgN | Offerton |  | 225 | 500 | 1248 | 2356 | 3947 | 5798 | 7803 | 9904 | 12254 | 14623 | 16892 | 19032 | 21019 | 23073 | 24780 | 26300 | 27643 | 28819 | 29827 | 30676 | 31399 | 32005 | 32511 | 32937 | 33275 | 33562 | 33810 | 34024 | 34214
NPgN | GSP | NG FES - Leading the Way | Number of full electric cars and vans | OSBALDWICK | Leading the Way | Lct_BB001 | Number of | NPgN | Osbaldwick |  | 1817 | 3730 | 8659 | 15243 | 23883 | 32933 | 42697 | 52847 | 64053 | 75363 | 86232 | 96488 | 106022 | 115950 | 124194 | 131535 | 138019 | 143695 | 148566 | 152682 | 156188 | 159139 | 161608 | 163694 | 165357 | 166768 | 167985 | 169033 | 169955
NPgN | GSP | NG FES - Leading the Way | Number of full electric cars and vans | POPPLETON | Leading the Way | Lct_BB001 | Number of | NPgN | Poppleton |  | 326 | 660 | 1511 | 2622 | 4047 | 5496 | 7057 | 8676 | 10456 | 12253 | 13982 | 15614 | 17132 | 18715 | 20030 | 21201 | 22235 | 23140 | 23917 | 24574 | 25134 | 25606 | 26001 | 26335 | 26602 | 26828 | 27023 | 27191 | 27339
NPgN | GSP | NG FES - Leading the Way | Number of full electric cars and vans | SALTHOLME | Leading the Way | Lct_BB001 | Number of | NPgN | Saltholme |  | 9 | 19 | 48 | 90 | 152 | 223 | 301 | 382 | 473 | 564 | 652 | 735 | 812 | 891 | 957 | 1016 | 1068 | 1113 | 1152 | 1185 | 1213 | 1236 | 1256 | 1272 | 1285 | 1297 | 1306 | 1314 | 1322
NPgN | GSP | NG FES - Leading the Way | Number of full electric cars and vans | SOUTH SHIELDS | Leading the Way | Lct_BB001 | Number of | NPgN | South Shields |  | 240 | 519 | 1263 | 2330 | 3823 | 5512 | 7339 | 9249 | 11378 | 13526 | 15585 | 17526 | 19330 | 21198 | 22750 | 24132 | 25353 | 26422 | 27338 | 28112 | 28769 | 29322 | 29783 | 30172 | 30480 | 30742 | 30969 | 31164 | 31337
NPgN | GSP | NG FES - Leading the Way | Number of full electric cars and vans | SPADEADAM | Leading the Way | Lct_BB001 | Number of | NPgN | Spadeadam - Not in NG FES |  | 48 | 99 | 231 | 409 | 645 | 895 | 1165 | 1446 | 1756 | 2070 | 2371 | 2655 | 2920 | 3194 | 3423 | 3626 | 3805 | 3962 | 4097 | 4211 | 4308 | 4390 | 4458 | 4516 | 4562 | 4601 | 4634 | 4663 | 4689
NPgN | GSP | NG FES - Leading the Way | Number of full electric cars and vans | SPENNYMOOR | Leading the Way | Lct_BB001 | Number of | NPgN | Spennymoor |  | 1531 | 3205 | 7587 | 13622 | 21771 | 30615 | 40169 | 50130 | 61177 | 72323 | 83021 | 93114 | 102494 | 112234 | 120325 | 127530 | 133894 | 139466 | 144245 | 148281 | 151716 | 154604 | 157018 | 159056 | 160677 | 162053 | 163241 | 164265 | 165168
NPgN | GSP | NG FES - Leading the Way | Number of full electric cars and vans | STELLA NORTH | Leading the Way | Lct_BB001 | Number of | NPgN | Stella North |  | 1260 | 2570 | 5925 | 10355 | 16103 | 22036 | 28433 | 35075 | 42394 | 49782 | 56886 | 63589 | 69821 | 76319 | 81714 | 86517 | 90760 | 94474 | 97662 | 100356 | 102652 | 104586 | 106204 | 107572 | 108663 | 109588 | 110387 | 111074 | 111678
NPgN | GSP | NG FES - Leading the Way | Number of full electric cars and vans | STELLA SOUTH | Leading the Way | Lct_BB001 | Number of | NPgN | Stella South |  | 996 | 2053 | 4783 | 8453 | 13297 | 18407 | 23923 | 29660 | 36000 | 42398 | 48546 | 54346 | 59738 | 65349 | 70009 | 74159 | 77824 | 81032 | 83785 | 86111 | 88093 | 89760 | 91154 | 92332 | 93271 | 94067 | 94754 | 95346 | 95867
NPgN | GSP | NG FES - Leading the Way | Number of full electric cars and vans | TYNEMOUTH | Leading the Way | Lct_BB001 | Number of | NPgN | Tynemouth 1 |  | 1011 | 2100 | 4930 | 8777 | 13913 | 19407 | 25340 | 31518 | 38357 | 45258 | 51886 | 58139 | 63950 | 69992 | 75010 | 79478 | 83425 | 86881 | 89845 | 92349 | 94481 | 96274 | 97774 | 99040 | 100048 | 100903 | 101642 | 102278 | 102839
NPgN | GSP | NG FES - Leading the Way | Number of full electric cars and vans | WEST BOLDON | Leading the Way | Lct_BB001 | Number of | NPgN | West Boldon |  | 1163 | 2449 | 5829 | 10520 | 16900 | 23886 | 31434 | 39309 | 48051 | 56871 | 65335 | 73320 | 80739 | 88439 | 94835 | 100532 | 105563 | 109969 | 113747 | 116936 | 119651 | 121933 | 123840 | 125449 | 126729 | 127815 | 128753 | 129561 | 130275
NPgY | GSP | NG FES - Leading the Way | Number of full electric cars and vans | BRADFORD WEST | Leading the Way | Lct_BB001 | Number of | NPgY | Bradford West |  | 4047 | 7187 | 14866 | 24660 | 38386 | 53017 | 68813 | 85259 | 103456 | 121592 | 139000 | 155413 | 170652 | 186504 | 199862 | 211757 | 222262 | 231460 | 239351 | 246016 | 251692 | 256467 | 260459 | 263831 | 266516 | 268794 | 270761 | 272455 | 273948
NPgY | GSP | NG FES - Leading the Way | Number of full electric cars and vans | CAMBLESFORTH | Leading the Way | Lct_BB001 | Number of | NPgY | Camblesforth |  | 159 | 327 | 767 | 1425 | 2456 | 3712 | 5074 | 6507 | 8119 | 9724 | 11258 | 12702 | 14042 | 15422 | 16586 | 17623 | 18538 | 19341 | 20028 | 20606 | 21098 | 21510 | 21853 | 22141 | 22370 | 22564 | 22732 | 22877 | 23006
NPgY | GSP | NG FES - Leading the Way | Number of full electric cars and vans | CREYKE BECK | Leading the Way | Lct_BB001 | Number of | NPgY | Creyke Beck |  | 2162 | 4254 | 9661 | 17465 | 29440 | 43692 | 59132 | 75352 | 93547 | 111662 | 128986 | 145310 | 160451 | 176064 | 189236 | 200971 | 211336 | 220413 | 228188 | 234741 | 240309 | 244978 | 248869 | 252147 | 254742 | 256944 | 258852 | 260499 | 261959
NPgY | GSP | NG FES - Leading the Way | Number of full electric cars and vans | DRAX | Leading the Way | Lct_BB001 | Number of | NPgY | Drax |  | 282 | 554 | 1254 | 2263 | 3809 | 5645 | 7634 | 9723 | 12066 | 14399 | 16630 | 18733 | 20683 | 22694 | 24391 | 25902 | 27237 | 28406 | 29408 | 30252 | 30969 | 31571 | 32072 | 32494 | 32829 | 33112 | 33358 | 33570 | 33759
NPgY | GSP | NG FES - Leading the Way | Number of full electric cars and vans | ELLAND | Leading the Way | Lct_BB001 | Number of | NPgY | Elland |  | 2097 | 3969 | 8717 | 15309 | 25161 | 36540 | 48856 | 61765 | 76194 | 90564 | 104319 | 117282 | 129309 | 141739 | 152223 | 161561 | 169809 | 177032 | 183221 | 188441 | 192878 | 196602 | 199708 | 202327 | 204403 | 206164 | 207690 | 209005 | 210170
NPgY | GSP | NG FES - Leading the Way | Number of full electric cars and vans | FERRYBRIDGE A | Leading the Way | Lct_BB001 | Number of | NPgY | Ferrybridge A |  | 631 | 1213 | 2703 | 4808 | 7992 | 11721 | 15758 | 19994 | 24736 | 29459 | 33977 | 38236 | 42186 | 46264 | 49704 | 52768 | 55475 | 57845 | 59876 | 61588 | 63043 | 64264 | 65282 | 66140 | 66819 | 67396 | 67896 | 68327 | 68708
NPgY | GSP | NG FES - Leading the Way | Number of full electric cars and vans | FERRYBRIDGE B | Leading the Way | Lct_BB001 | Number of | NPgY | Ferrybridge B (_M) |  | 3159 | 5452 | 10949 | 17616 | 26563 | 35535 | 45200 | 55208 | 66188 | 77137 | 87672 | 97608 | 106839 | 116494 | 124624 | 131861 | 138253 | 143848 | 148653 | 152717 | 156182 | 159103 | 161551 | 163621 | 165275 | 166678 | 167887 | 168926 | 169840
NPgY | GSP | NG FES - Leading the Way | Number of full electric cars and vans | GRIMSBY WEST | Leading the Way | Lct_BB001 | Number of | NPgY | Grimsby West |  | 674 | 1348 | 3102 | 5671 | 9650 | 14435 | 19620 | 25071 | 31193 | 37288 | 43115 | 48605 | 53696 | 58943 | 63370 | 67314 | 70797 | 73848 | 76461 | 78663 | 80533 | 82101 | 83407 | 84508 | 85378 | 86117 | 86758 | 87310 | 87801
NPgY | GSP | NG FES - Leading the Way | Number of full electric cars and vans | JORDANTHORPE | Leading the Way | Lct_BB001 | Number of | NPgY | Jordanthorpe |  | 517 | 932 | 1959 | 3302 | 5220 | 7319 | 9586 | 11951 | 14577 | 17194 | 19704 | 22069 | 24265 | 26545 | 28466 | 30177 | 31688 | 33012 | 34146 | 35104 | 35920 | 36605 | 37178 | 37661 | 38045 | 38371 | 38653 | 38896 | 39110
NPgY | GSP | NG FES - Leading the Way | Number of full electric cars and vans | KEADBY | Leading the Way | Lct_BB001 | Number of | NPgY | Keadby |  | 1179 | 2356 | 5418 | 9900 | 16838 | 25176 | 34211 | 43710 | 54377 | 64997 | 75149 | 84716 | 93588 | 102731 | 110445 | 117316 | 123387 | 128703 | 133256 | 137092 | 140352 | 143084 | 145360 | 147278 | 148795 | 150082 | 151198 | 152162 | 153016
NPgY | GSP | NG FES - Leading the Way | Number of full electric cars and vans | KIRKSTALL B | Leading the Way | Lct_BB001 | Number of | NPgY | Kirkstall B |  | 7520 | 12158 | 22654 | 33418 | 45498 | 54074 | 63179 | 72237 | 81547 | 90878 | 100021 | 108666 | 116739 | 125535 | 132900 | 139444 | 145221 | 150272 | 154641 | 158372 | 161585 | 164332 | 166668 | 168662 | 170294 | 171679 | 172855 | 173854 | 174714
NPgY | GSP | NG FES - Leading the Way | Number of full electric cars and vans | NEEPSEND | Leading the Way | Lct_BB001 | Number of | NPgY | Neepsend |  | 672 | 1211 | 2540 | 4273 | 6744 | 9440 | 12353 | 15391 | 18763 | 22123 | 25346 | 28384 | 31204 | 34132 | 36600 | 38798 | 40739 | 42439 | 43896 | 45127 | 46174 | 47055 | 47790 | 48411 | 48905 | 49324 | 49686 | 49998 | 50274
NPgY | GSP | NG FES - Leading the Way | Number of full electric cars and vans | NORTON LEES | Leading the Way | Lct_BB001 | Number of | NPgY | Norton Lees |  | 551 | 1021 | 2202 | 3802 | 6152 | 8812 | 11690 | 14701 | 18058 | 21402 | 24605 | 27624 | 30426 | 33326 | 35771 | 37949 | 39873 | 41557 | 43001 | 44219 | 45255 | 46125 | 46851 | 47464 | 47950 | 48362 | 48719 | 49027 | 49299
NPgY | GSP | NG FES - Leading the Way | Number of full electric cars and vans | PITSMOOR 3/4 | Leading the Way | Lct_BB001 | Number of | NPgY | Pitsmoor |  | 198 | 378 | 839 | 1484 | 2457 | 3589 | 4816 | 6102 | 7541 | 8974 | 10346 | 11638 | 12837 | 14076 | 15120 | 16051 | 16873 | 17592 | 18209 | 18729 | 19171 | 19542 | 19851 | 20112 | 20318 | 20493 | 20645 | 20776 | 20892
NPgY | GSP | NG FES - Leading the Way | Number of full electric cars and vans | SALTEND NORTH | Leading the Way | Lct_BB001 | Number of | NPgY | Saltend North |  | 183 | 403 | 993 | 1915 | 3399 | 5258 | 7274 | 9401 | 11800 | 14187 | 16467 | 18614 | 20606 | 22651 | 24378 | 25917 | 27276 | 28466 | 29485 | 30343 | 31071 | 31681 | 32189 | 32616 | 32953 | 33239 | 33488 | 33703 | 33893
NPgY | GSP | NG FES - Leading the Way | Number of full electric cars and vans | SHEFFIELD CITY | Leading the Way | Lct_BB001 | Number of | NPgY | Sheffield City |  | 198 | 393 | 901 | 1641 | 2785 | 4156 | 5641 | 7202 | 8955 | 10700 | 12368 | 13940 | 15398 | 16901 | 18169 | 19298 | 20296 | 21169 | 21918 | 22548 | 23084 | 23533 | 23908 | 24223 | 24472 | 24684 | 24867 | 25026 | 25166
NPgY | GSP | NG FES - Leading the Way | Number of full electric cars and vans | SKELTON GRANGE | Leading the Way | Lct_BB001 | Number of | NPgY | Skelton Grange |  | 6923 | 11872 | 23675 | 37802 | 56537 | 74989 | 94855 | 115388 | 137857 | 160269 | 181848 | 202200 | 221115 | 240931 | 257612 | 272461 | 285575 | 297054 | 306914 | 315258 | 322375 | 328378 | 333412 | 337670 | 341077 | 343967 | 346456 | 348593 | 350471
NPgY | GSP | NG FES - Leading the Way | Number of full electric cars and vans | TEMPLEBOROUGH 275/33KV | Leading the Way | Lct_BB001 | Number of | NPgY | Templeborough |  | 35 | 67 | 151 | 268 | 447 | 657 | 884 | 1123 | 1390 | 1656 | 1910 | 2150 | 2373 | 2602 | 2796 | 2969 | 3121 | 3255 | 3369 | 3465 | 3547 | 3616 | 3673 | 3721 | 3760 | 3792 | 3820 | 3845 | 3866
NPgY | GSP | NG FES - Leading the Way | Number of full electric cars and vans | THURCROFT | Leading the Way | Lct_BB001 | Number of | NPgY | Thurcroft |  | 807 | 1620 | 3737 | 6845 | 11667 | 17474 | 23767 | 30385 | 37818 | 45217 | 52291 | 58957 | 65138 | 71507 | 76881 | 81668 | 85897 | 89601 | 92772 | 95445 | 97715 | 99619 | 101204 | 102539 | 103596 | 104492 | 105270 | 105941 | 106536
NPgY | GSP | NG FES - Leading the Way | Number of full electric cars and vans | WEST MELTON / THORPE MARSH | Leading the Way | Lct_BB001 | Number of | NPgY | Thorpe Marsh |  | 2179 | 4071 | 8838 | 15358 | 24999 | 35996 | 47894 | 60352 | 74256 | 88104 | 101366 | 113865 | 125462 | 137460 | 147578 | 156589 | 164549 | 171519 | 177493 | 182532 | 186817 | 190415 | 193416 | 195947 | 197955 | 199659 | 201134 | 202405 | 203530
NPgY | GSP | NG FES - Leading the Way | Number of full electric cars and vans | WEST MELTON SECTION 3 | Leading the Way | Lct_BB001 | Number of | NPgY | West Melton |  | 2533 | 4600 | 9722 | 16477 | 26193 | 36911 | 48495 | 60590 | 74033 | 87427 | 100268 | 112372 | 123607 | 135261 | 145084 | 153833 | 161561 | 168327 | 174128 | 179025 | 183193 | 186695 | 189620 | 192088 | 194050 | 195714 | 197153 | 198393 | 199488
NPgY | GSP | NG FES - Leading the Way | Number of full electric cars and vans | WINCOBANK | Leading the Way | Lct_BB001 | Number of | NPgY | Wincobank |  | 44 | 96 | 237 | 458 | 814 | 1260 | 1744 | 2255 | 2831 | 3404 | 3952 | 4467 | 4945 | 5437 | 5851 | 6221 | 6547 | 6833 | 7077 | 7283 | 7458 | 7605 | 7726 | 7829 | 7910 | 7979 | 8038 | 8090 | 8136
NPgN | GSP | NG FES - System Transformation | Number of full electric cars and vans | BLYTH 66kV | System Transformation | Lct_BB001 | Number of | NPgN | Blyth 66kV |  | 1259 | 2625 | 6397 | 11468 | 17897 | 24778 | 32221 | 40031 | 48039 | 56150 | 64014 | 71524 | 78570 | 85107 | 90516 | 95373 | 99682 | 103500 | 106836 | 109518 | 111789 | 113714 | 115357 | 116756 | 117775 | 118672 | 119497 | 120255 | 120955
NPgN | GSP | NG FES - System Transformation | Number of full electric cars and vans | BLYTH 132kV | System Transformation | Lct_BB001 | Number of | NPgN | Blyth 132kV |  | 451 | 920 | 2192 | 3839 | 5848 | 7907 | 10125 | 12446 | 14819 | 17220 | 19548 | 21770 | 23856 | 25791 | 27391 | 28828 | 30102 | 31231 | 32218 | 33012 | 33685 | 34256 | 34744 | 35159 | 35463 | 35730 | 35976 | 36202 | 36410
NPgN | GSP | NG FES - System Transformation | Number of full electric cars and vans | FOURSTONES | System Transformation | Lct_BB001 | Number of | NPgN | Fourstones |  | 178 | 352 | 813 | 1377 | 2022 | 2631 | 3282 | 3958 | 4647 | 5342 | 6015 | 6658 | 7261 | 7821 | 8284 | 8699 | 9067 | 9393 | 9679 | 9908 | 10104 | 10269 | 10411 | 10533 | 10622 | 10700 | 10772 | 10838 | 10899
NPgN | GSP | NG FES - System Transformation | Number of full electric cars and vans | HARTMOOR | System Transformation | Lct_BB001 | Number of | NPgN | Hart Moor |  | 391 | 857 | 2192 | 4119 | 6723 | 9698 | 12936 | 16348 | 19859 | 23420 | 26874 | 30173 | 33268 | 36137 | 38515 | 40650 | 42545 | 44223 | 45689 | 46866 | 47862 | 48705 | 49424 | 50035 | 50479 | 50869 | 51228 | 51559 | 51864
NPgN | GSP | NG FES - System Transformation | Number of full electric cars and vans | HAWTHORN PIT GRID | System Transformation | Lct_BB001 | Number of | NPgN | Hawthorn Pit |  | 512 | 1119 | 2855 | 5351 | 8716 | 12547 | 16719 | 21113 | 25633 | 30219 | 34665 | 38913 | 42897 | 46592 | 49653 | 52402 | 54841 | 57002 | 58889 | 60405 | 61687 | 62773 | 63698 | 64486 | 65057 | 65559 | 66022 | 66448 | 66841
NPgN | GSP | NG FES - System Transformation | Number of full electric cars and vans | KNARESBOROUGH | System Transformation | Lct_BB001 | Number of | NPgN | Knaresborough |  | 1812 | 3603 | 8355 | 14210 | 20968 | 27437 | 34349 | 41546 | 48875 | 56276 | 63447 | 70295 | 76720 | 82686 | 87613 | 92032 | 95954 | 99429 | 102469 | 104916 | 106993 | 108759 | 110269 | 111558 | 112504 | 113337 | 114102 | 114803 | 115450
NPgN | GSP | NG FES - System Transformation | Number of full electric cars and vans | LACKENBY | System Transformation | Lct_BB001 | Number of | NPgN | Lackenby |  | 704 | 1552 | 3992 | 7537 | 12358 | 17894 | 23926 | 30282 | 36824 | 43462 | 49899 | 56048 | 61816 | 67164 | 71595 | 75575 | 79107 | 82236 | 84968 | 87162 | 89018 | 90589 | 91928 | 93067 | 93893 | 94619 | 95289 | 95904 | 96473
NPgN | GSP | NG FES - System Transformation | Number of full electric cars and vans | NORTON | System Transformation | Lct_BB001 | Number of | NPgN | Norton |  | 2462 | 5248 | 13075 | 23958 | 38201 | 53955 | 71057 | 89039 | 107510 | 126236 | 144392 | 161733 | 178001 | 193090 | 205584 | 216802 | 226759 | 235578 | 243282 | 249472 | 254711 | 259148 | 262934 | 266156 | 268498 | 270558 | 272456 | 274198 | 275808
NPgN | GSP | NG FES - System Transformation | Number of full electric cars and vans | OFFERTON | System Transformation | Lct_BB001 | Number of | NPgN | Offerton |  | 225 | 503 | 1307 | 2489 | 4115 | 6000 | 8056 | 10223 | 12455 | 14720 | 16917 | 19015 | 20984 | 22809 | 24321 | 25680 | 26885 | 27953 | 28885 | 29634 | 30267 | 30803 | 31260 | 31648 | 31930 | 32177 | 32406 | 32615 | 32809
NPgN | GSP | NG FES - System Transformation | Number of full electric cars and vans | OSBALDWICK | System Transformation | Lct_BB001 | Number of | NPgN | Osbaldwick |  | 1817 | 3753 | 9065 | 16104 | 24901 | 34170 | 44180 | 54673 | 65421 | 76305 | 86855 | 96932 | 106384 | 115155 | 122412 | 128925 | 134706 | 139827 | 144302 | 147900 | 150948 | 153533 | 155740 | 157619 | 158990 | 160196 | 161306 | 162324 | 163264
NPgN | GSP | NG FES - System Transformation | Number of full electric cars and vans | POPPLETON | System Transformation | Lct_BB001 | Number of | NPgN | Poppleton |  | 326 | 664 | 1581 | 2770 | 4219 | 5706 | 7306 | 8981 | 10694 | 12427 | 14107 | 15711 | 17216 | 18612 | 19767 | 20804 | 21724 | 22539 | 23251 | 23824 | 24310 | 24722 | 25074 | 25374 | 25593 | 25786 | 25963 | 26126 | 26276
NPgN | GSP | NG FES - System Transformation | Number of full electric cars and vans | SALTHOLME | System Transformation | Lct_BB001 | Number of | NPgN | Saltholme |  | 9 | 19 | 50 | 95 | 158 | 231 | 310 | 394 | 480 | 568 | 653 | 734 | 810 | 881 | 939 | 992 | 1038 | 1080 | 1116 | 1145 | 1169 | 1190 | 1208 | 1223 | 1233 | 1243 | 1252 | 1260 | 1267
NPgN | GSP | NG FES - System Transformation | Number of full electric cars and vans | SOUTH SHIELDS | System Transformation | Lct_BB001 | Number of | NPgN | South Shields |  | 240 | 522 | 1322 | 2462 | 3986 | 5708 | 7581 | 9553 | 11581 | 13638 | 15632 | 17537 | 19324 | 20981 | 22354 | 23587 | 24681 | 25650 | 26496 | 27176 | 27751 | 28238 | 28654 | 29007 | 29264 | 29489 | 29697 | 29888 | 30064
NPgN | GSP | NG FES - System Transformation | Number of full electric cars and vans | SPADEADAM | System Transformation | Lct_BB001 | Number of | NPgN | Spadeadam - Not in NG FES |  | 48 | 99 | 242 | 432 | 672 | 928 | 1205 | 1495 | 1793 | 2094 | 2387 | 2666 | 2928 | 3171 | 3372 | 3552 | 3712 | 3854 | 3978 | 4078 | 4162 | 4234 | 4295 | 4347 | 4385 | 4418 | 4449 | 4477 | 4503
NPgN | GSP | NG FES - System Transformation | Number of full electric cars and vans | SPENNYMOOR | System Transformation | Lct_BB001 | Number of | NPgN | Spennymoor |  | 1531 | 3225 | 7943 | 14392 | 22699 | 31738 | 41534 | 51823 | 62383 | 73084 | 83459 | 93369 | 102664 | 111288 | 118426 | 124835 | 130523 | 135561 | 139963 | 143500 | 146495 | 149033 | 151199 | 153042 | 154383 | 155564 | 156650 | 157648 | 158569
NPgN | GSP | NG FES - System Transformation | Number of full electric cars and vans | STELLA NORTH | System Transformation | Lct_BB001 | Number of | NPgN | Stella North |  | 1260 | 2586 | 6203 | 10940 | 16790 | 22871 | 29429 | 36298 | 43328 | 50445 | 57343 | 63931 | 70111 | 75846 | 80590 | 84848 | 88626 | 91974 | 94899 | 97252 | 99245 | 100936 | 102381 | 103611 | 104509 | 105299 | 106026 | 106693 | 107309
NPgN | GSP | NG FES - System Transformation | Number of full electric cars and vans | STELLA SOUTH | System Transformation | Lct_BB001 | Number of | NPgN | Stella South |  | 996 | 2066 | 5008 | 8931 | 13863 | 19095 | 24750 | 30680 | 36757 | 42911 | 48877 | 54575 | 59920 | 64880 | 68984 | 72667 | 75937 | 78833 | 81364 | 83398 | 85121 | 86582 | 87830 | 88892 | 89666 | 90348 | 90975 | 91550 | 92081
NPgN | GSP | NG FES - System Transformation | Number of full electric cars and vans | TYNEMOUTH | System Transformation | Lct_BB001 | Number of | NPgN | Tynemouth 1 |  | 1011 | 2113 | 5161 | 9274 | 14506 | 20126 | 26208 | 32592 | 39138 | 45771 | 52200 | 58341 | 64102 | 69446 | 73869 | 77840 | 81364 | 84486 | 87213 | 89406 | 91262 | 92836 | 94179 | 95323 | 96156 | 96888 | 97563 | 98182 | 98754
NPgN | GSP | NG FES - System Transformation | Number of full electric cars and vans | WEST BOLDON | System Transformation | Lct_BB001 | Number of | NPgN | West Boldon |  | 1163 | 2464 | 6102 | 11115 | 17621 | 24756 | 32496 | 40629 | 48979 | 57443 | 65649 | 73487 | 80840 | 87660 | 93306 | 98376 | 102876 | 106861 | 110343 | 113141 | 115509 | 117516 | 119228 | 120685 | 121745 | 122677 | 123536 | 124324 | 125052
NPgY | GSP | NG FES - System Transformation | Number of full electric cars and vans | BRADFORD WEST | System Transformation | Lct_BB001 | Number of | NPgY | Bradford West |  | 4047 | 7236 | 15569 | 26024 | 40007 | 54977 | 71171 | 88166 | 105591 | 123007 | 139885 | 155993 | 171091 | 185080 | 196852 | 207420 | 216798 | 225106 | 232366 | 238201 | 243142 | 247331 | 250907 | 253951 | 256168 | 258120 | 259916 | 261564 | 263086
NPgY | GSP | NG FES - System Transformation | Number of full electric cars and vans | CAMBLESFORTH | System Transformation | Lct_BB001 | Number of | NPgY | Camblesforth |  | 159 | 329 | 804 | 1504 | 2560 | 3835 | 5232 | 6709 | 8233 | 9762 | 11243 | 12658 | 13983 | 15210 | 16244 | 17174 | 17999 | 18730 | 19368 | 19879 | 20312 | 20678 | 20989 | 21254 | 21445 | 21613 | 21768 | 21911 | 22043
NPgY | GSP | NG FES - System Transformation | Number of full electric cars and vans | CREYKE BECK | System Transformation | Lct_BB001 | Number of | NPgY | Creyke Beck |  | 2162 | 4283 | 10118 | 18431 | 30684 | 45170 | 61006 | 77728 | 94969 | 112245 | 128991 | 144978 | 159958 | 173830 | 185521 | 196026 | 205348 | 213606 | 220814 | 226599 | 231492 | 235628 | 239153 | 242150 | 244317 | 246224 | 247982 | 249598 | 251092
NPgY | GSP | NG FES - System Transformation | Number of full electric cars and vans | DRAX | System Transformation | Lct_BB001 | Number of | NPgY | Drax |  | 282 | 557 | 1314 | 2388 | 3970 | 5836 | 7876 | 10030 | 12251 | 14476 | 16633 | 18692 | 20621 | 22408 | 23914 | 25266 | 26467 | 27531 | 28459 | 29204 | 29834 | 30367 | 30821 | 31207 | 31486 | 31732 | 31959 | 32167 | 32359
NPgY | GSP | NG FES - System Transformation | Number of full electric cars and vans | ELLAND | System Transformation | Lct_BB001 | Number of | NPgY | Elland |  | 2097 | 3995 | 9129 | 16156 | 26224 | 37810 | 50441 | 63757 | 77466 | 91195 | 104502 | 117204 | 129108 | 140132 | 149420 | 157763 | 165167 | 171726 | 177452 | 182050 | 185940 | 189231 | 192036 | 194422 | 196152 | 197673 | 199075 | 200363 | 201553
NPgY | GSP | NG FES - System Transformation | Number of full electric cars and vans | FERRYBRIDGE A | System Transformation | Lct_BB001 | Number of | NPgY | Ferrybridge A |  | 631 | 1221 | 2831 | 5074 | 8330 | 12123 | 16263 | 20632 | 25132 | 29641 | 34010 | 38182 | 42090 | 45710 | 48761 | 51501 | 53933 | 56087 | 57968 | 59478 | 60755 | 61835 | 62755 | 63538 | 64105 | 64603 | 65063 | 65485 | 65876
NPgY | GSP | NG FES - System Transformation | Number of full electric cars and vans | FERRYBRIDGE B | System Transformation | Lct_BB001 | Number of | NPgY | Ferrybridge B (_M) |  | 3159 | 5489 | 11467 | 18591 | 27685 | 36900 | 46807 | 57164 | 67747 | 78308 | 88540 | 98306 | 107459 | 115944 | 123077 | 129476 | 135156 | 140187 | 144587 | 148126 | 151126 | 153673 | 155850 | 157704 | 159061 | 160255 | 161353 | 162360 | 163289
NPgY | GSP | NG FES - System Transformation | Number of full electric cars and vans | GRIMSBY WEST | System Transformation | Lct_BB001 | Number of | NPgY | Grimsby West |  | 674 | 1357 | 3248 | 5984 | 10058 | 14918 | 20237 | 25855 | 31651 | 37460 | 43091 | 48467 | 53504 | 58168 | 62100 | 65633 | 68768 | 71545 | 73969 | 75914 | 77559 | 78949 | 80134 | 81141 | 81869 | 82509 | 83099 | 83642 | 84144
NPgY | GSP | NG FES - System Transformation | Number of full electric cars and vans | JORDANTHORPE | System Transformation | Lct_BB001 | Number of | NPgY | Jordanthorpe |  | 517 | 939 | 2052 | 3485 | 5441 | 7584 | 9909 | 12352 | 14860 | 17369 | 19800 | 22121 | 24295 | 26310 | 28006 | 29529 | 30881 | 32078 | 33124 | 33965 | 34676 | 35279 | 35793 | 36231 | 36549 | 36829 | 37087 | 37324 | 37542
NPgY | GSP | NG FES - System Transformation | Number of full electric cars and vans | KEADBY | System Transformation | Lct_BB001 | Number of | NPgY | Keadby |  | 1179 | 2372 | 5675 | 10447 | 17549 | 26020 | 35287 | 45078 | 55177 | 65299 | 75111 | 84478 | 93255 | 101382 | 108233 | 114389 | 119852 | 124691 | 128914 | 132304 | 135170 | 137592 | 139656 | 141411 | 142680 | 143795 | 144825 | 145770 | 146645
NPgY | GSP | NG FES - System Transformation | Number of full electric cars and vans | KIRKSTALL B | System Transformation | Lct_BB001 | Number of | NPgY | Kirkstall B |  | 7520 | 12240 | 23726 | 35267 | 47420 | 56468 | 65784 | 75260 | 84701 | 94009 | 103015 | 111603 | 119659 | 127151 | 133402 | 138986 | 143943 | 148334 | 152194 | 155319 | 157988 | 160281 | 162257 | 163950 | 165227 | 166354 | 167381 | 168316 | 169177
NPgY | GSP | NG FES - System Transformation | Number of full electric cars and vans | NEEPSEND | System Transformation | Lct_BB001 | Number of | NPgY | Neepsend |  | 672 | 1219 | 2660 | 4509 | 7029 | 9783 | 12770 | 15908 | 19130 | 22351 | 25474 | 28454 | 31247 | 33835 | 36013 | 37969 | 39705 | 41242 | 42586 | 43665 | 44579 | 45353 | 46013 | 46576 | 46984 | 47344 | 47676 | 47980 | 48261
NPgY | GSP | NG FES - System Transformation | Number of full electric cars and vans | NORTON LEES | System Transformation | Lct_BB001 | Number of | NPgY | Norton Lees |  | 551 | 1028 | 2306 | 4012 | 6412 | 9124 | 12075 | 15182 | 18378 | 21577 | 24677 | 27636 | 30410 | 32979 | 35142 | 37086 | 38810 | 40338 | 41672 | 42743 | 43650 | 44417 | 45072 | 45629 | 46033 | 46388 | 46716 | 47016 | 47294
NPgY | GSP | NG FES - System Transformation | Number of full electric cars and vans | PITSMOOR 3/4 | System Transformation | Lct_BB001 | Number of | NPgY | Pitsmoor |  | 198 | 381 | 878 | 1566 | 2560 | 3713 | 4971 | 6297 | 7664 | 9032 | 10359 | 11625 | 12812 | 13911 | 14837 | 15668 | 16407 | 17060 | 17631 | 18090 | 18477 | 18805 | 19085 | 19323 | 19495 | 19646 | 19786 | 19914 | 20033
NPgY | GSP | NG FES - System Transformation | Number of full electric cars and vans | SALTEND NORTH | System Transformation | Lct_BB001 | Number of | NPgY | Saltend North |  | 183 | 405 | 1040 | 2020 | 3543 | 5427 | 7495 | 9686 | 11949 | 14219 | 16420 | 18521 | 20490 | 22313 | 23850 | 25232 | 26458 | 27544 | 28492 | 29252 | 29894 | 30437 | 30899 | 31291 | 31575 | 31824 | 32053 | 32265 | 32460
NPgY | GSP | NG FES - System Transformation | Number of full electric cars and vans | SHEFFIELD CITY | System Transformation | Lct_BB001 | Number of | NPgY | Sheffield City |  | 198 | 396 | 944 | 1732 | 2903 | 4295 | 5819 | 7428 | 9088 | 10751 | 12364 | 13903 | 15345 | 16681 | 17807 | 18818 | 19716 | 20511 | 21205 | 21762 | 22233 | 22631 | 22971 | 23259 | 23468 | 23651 | 23820 | 23976 | 24119
NPgY | GSP | NG FES - System Transformation | Number of full electric cars and vans | SKELTON GRANGE | System Transformation | Lct_BB001 | Number of | NPgY | Skelton Grange |  | 6923 | 11953 | 24795 | 39893 | 58926 | 77900 | 98261 | 119521 | 141223 | 162868 | 183838 | 203851 | 222609 | 240002 | 254617 | 267728 | 279364 | 289672 | 298688 | 305942 | 312093 | 317318 | 321785 | 325592 | 328380 | 330835 | 333091 | 335159 | 337067
NPgY | GSP | NG FES - System Transformation | Number of full electric cars and vans | TEMPLEBOROUGH 275/33KV | System Transformation | Lct_BB001 | Number of | NPgY | Templeborough |  | 35 | 68 | 158 | 283 | 466 | 680 | 913 | 1159 | 1412 | 1666 | 1912 | 2147 | 2367 | 2571 | 2743 | 2897 | 3034 | 3155 | 3261 | 3346 | 3418 | 3479 | 3531 | 3575 | 3607 | 3635 | 3661 | 3685 | 3707
NPgY | GSP | NG FES - System Transformation | Number of full electric cars and vans | THURCROFT | System Transformation | Lct_BB001 | Number of | NPgY | Thurcroft |  | 807 | 1631 | 3914 | 7224 | 12160 | 18058 | 24514 | 31334 | 38370 | 45422 | 52258 | 58784 | 64899 | 70562 | 75335 | 79624 | 83430 | 86802 | 89744 | 92106 | 94102 | 95790 | 97228 | 98450 | 99334 | 100111 | 100828 | 101487 | 102096
NPgY | GSP | NG FES - System Transformation | Number of full electric cars and vans | WEST MELTON / THORPE MARSH | System Transformation | Lct_BB001 | Number of | NPgY | Thorpe Marsh |  | 2179 | 4099 | 9256 | 16208 | 26055 | 37260 | 49462 | 62316 | 75542 | 88783 | 101616 | 113867 | 125346 | 135980 | 144936 | 152981 | 160120 | 166444 | 171967 | 176402 | 180154 | 183329 | 186037 | 188340 | 190011 | 191480 | 192835 | 194078 | 195228
NPgY | GSP | NG FES - System Transformation | Number of full electric cars and vans | WEST MELTON SECTION 3 | System Transformation | Lct_BB001 | Number of | NPgY | West Melton |  | 2533 | 4631 | 10182 | 17388 | 27300 | 38242 | 50120 | 62609 | 75438 | 88272 | 100709 | 112580 | 123705 | 134012 | 142690 | 150482 | 157397 | 163523 | 168874 | 173172 | 176811 | 179893 | 182523 | 184760 | 186386 | 187817 | 189135 | 190345 | 191463
NPgY | GSP | NG FES - System Transformation | Number of full electric cars and vans | WINCOBANK | System Transformation | Lct_BB001 | Number of | NPgY | Wincobank |  | 44 | 97 | 248 | 483 | 848 | 1301 | 1797 | 2323 | 2867 | 3412 | 3940 | 4445 | 4918 | 5355 | 5724 | 6056 | 6350 | 6611 | 6839 | 7021 | 7176 | 7306 | 7417 | 7511 | 7579 | 7639 | 7694 | 7745 | 7792
NPgN | GSP | NPg Best View | Number of hybrid electric cars and vans | BLYTH 66kV | NPg Best View (Not in FES) | Lct_BB002 | Number of | NPgN | Blyth 66kV |  | 678 | 1108 | 1627 | 2241 | 3569 | 4247 | 4935 | 5655 | 6931 | 8145 | 9251 | 10255 | 11126 | 10544 | 9926 | 9274 | 8599 | 7903 | 7178 | 6422 | 5636 | 4825 | 4022 | 3250 | 2542 | 1923 | 1405 | 1000 | 694
NPgN | GSP | NPg Best View | Number of hybrid electric cars and vans | BLYTH 132kV | NPg Best View (Not in FES) | Lct_BB002 | Number of | NPgN | Blyth 132kV |  | 243 | 388 | 558 | 750 | 1166 | 1354 | 1549 | 1756 | 2133 | 2491 | 2818 | 3114 | 3370 | 3189 | 2998 | 2798 | 2592 | 2381 | 2162 | 1933 | 1696 | 1452 | 1210 | 978 | 765 | 578 | 423 | 301 | 209
NPgN | GSP | NPg Best View | Number of hybrid electric cars and vans | FOURSTONES | NPg Best View (Not in FES) | Lct_BB002 | Number of | NPgN | Fourstones |  | 96 | 149 | 207 | 269 | 403 | 450 | 501 | 558 | 666 | 769 | 863 | 948 | 1021 | 963 | 903 | 841 | 778 | 714 | 648 | 579 | 508 | 434 | 362 | 292 | 229 | 173 | 126 | 90 | 62
NPgN | GSP | NPg Best View | Number of hybrid electric cars and vans | HARTMOOR | NPg Best View (Not in FES) | Lct_BB002 | Number of | NPgN | Hart Moor |  | 210 | 362 | 558 | 805 | 1341 | 1665 | 1984 | 2313 | 2874 | 3411 | 3899 | 4342 | 4727 | 4491 | 4235 | 3963 | 3679 | 3384 | 3076 | 2753 | 2417 | 2070 | 1726 | 1395 | 1091 | 825 | 603 | 429 | 298
NPgN | GSP | NPg Best View | Number of hybrid electric cars and vans | HAWTHORN PIT GRID | NPg Best View (Not in FES) | Lct_BB002 | Number of | NPgN | Hawthorn Pit |  | 276 | 472 | 726 | 1046 | 1738 | 2155 | 2564 | 2987 | 3710 | 4400 | 5028 | 5599 | 6095 | 5790 | 5460 | 5108 | 4741 | 4362 | 3964 | 3548 | 3115 | 2668 | 2224 | 1797 | 1406 | 1063 | 777 | 553 | 384
NPgN | GSP | NPg Best View | Number of hybrid electric cars and vans | KNARESBOROUGH | NPg Best View (Not in FES) | Lct_BB002 | Number of | NPgN | Knaresborough |  | 976 | 1520 | 2125 | 2777 | 4181 | 4691 | 5249 | 5854 | 7013 | 8109 | 9108 | 10013 | 10798 | 10187 | 9558 | 8907 | 8242 | 7562 | 6859 | 6131 | 5377 | 4601 | 3834 | 3097 | 2422 | 1832 | 1339 | 953 | 661
NPgN | GSP | NPg Best View | Number of hybrid electric cars and vans | LACKENBY | NPg Best View (Not in FES) | Lct_BB002 | Number of | NPgN | Lackenby |  | 379 | 655 | 1016 | 1473 | 2464 | 3073 | 3671 | 4285 | 5332 | 6331 | 7241 | 8068 | 8787 | 8350 | 7875 | 7369 | 6841 | 6295 | 5721 | 5121 | 4496 | 3851 | 3211 | 2594 | 2029 | 1535 | 1122 | 799 | 554
NPgN | GSP | NPg Best View | Number of hybrid electric cars and vans | NORTON | NPg Best View (Not in FES) | Lct_BB002 | Number of | NPgN | Norton |  | 1326 | 2215 | 3326 | 4683 | 7618 | 9257 | 10892 | 12587 | 15536 | 18348 | 20907 | 23232 | 25251 | 23961 | 22577 | 21110 | 19584 | 18009 | 16362 | 14643 | 12852 | 11006 | 9175 | 7414 | 5799 | 4386 | 3206 | 2283 | 1584
NPgN | GSP | NPg Best View | Number of hybrid electric cars and vans | OFFERTON | NPg Best View (Not in FES) | Lct_BB002 | Number of | NPgN | Offerton |  | 121 | 212 | 332 | 487 | 821 | 1031 | 1236 | 1447 | 1804 | 2146 | 2456 | 2739 | 2984 | 2837 | 2676 | 2505 | 2326 | 2140 | 1945 | 1742 | 1529 | 1310 | 1092 | 882 | 690 | 522 | 382 | 272 | 189
NPgN | GSP | NPg Best View | Number of hybrid electric cars and vans | OSBALDWICK | NPg Best View (Not in FES) | Lct_BB002 | Number of | NPgN | Osbaldwick |  | 979 | 1584 | 2306 | 3148 | 4966 | 5855 | 6764 | 7720 | 9431 | 11058 | 12540 | 13885 | 15052 | 14256 | 13414 | 12528 | 11613 | 10672 | 9690 | 8669 | 7606 | 6513 | 5428 | 4386 | 3430 | 2594 | 1896 | 1350 | 937
NPgN | GSP | NPg Best View | Number of hybrid electric cars and vans | POPPLETON | NPg Best View (Not in FES) | Lct_BB002 | Number of | NPgN | Poppleton |  | 175 | 280 | 402 | 541 | 841 | 977 | 1118 | 1267 | 1540 | 1798 | 2033 | 2247 | 2432 | 2301 | 2163 | 2019 | 1871 | 1719 | 1560 | 1395 | 1224 | 1048 | 873 | 706 | 552 | 417 | 305 | 217 | 151
NPgN | GSP | NPg Best View | Number of hybrid electric cars and vans | SALTHOLME | NPg Best View (Not in FES) | Lct_BB002 | Number of | NPgN | Saltholme |  | 5 | 8 | 13 | 19 | 32 | 40 | 48 | 56 | 70 | 83 | 95 | 106 | 115 | 110 | 103 | 97 | 90 | 83 | 75 | 67 | 59 | 51 | 42 | 34 | 27 | 20 | 15 | 10 | 7
NPgN | GSP | NPg Best View | Number of hybrid electric cars and vans | SOUTH SHIELDS | NPg Best View (Not in FES) | Lct_BB002 | Number of | NPgN | South Shields |  | 130 | 220 | 336 | 481 | 795 | 980 | 1163 | 1351 | 1675 | 1985 | 2266 | 2522 | 2744 | 2606 | 2457 | 2299 | 2133 | 1962 | 1783 | 1596 | 1401 | 1200 | 1000 | 808 | 632 | 478 | 350 | 249 | 173
NPgN | GSP | NPg Best View | Number of hybrid electric cars and vans | SPADEADAM | NPg Best View (Not in FES) | Lct_BB002 | Number of | NPgN | Spadeadam - Not in NG FES |  | 26 | 42 | 61 | 84 | 134 | 159 | 185 | 211 | 259 | 304 | 345 | 382 | 414 | 393 | 370 | 345 | 320 | 294 | 267 | 239 | 210 | 180 | 150 | 121 | 95 | 72 | 52 | 37 | 26
NPgN | GSP | NPg Best View | Number of hybrid electric cars and vans | SPENNYMOOR | NPg Best View (Not in FES) | Lct_BB002 | Number of | NPgN | Spennymoor |  | 825 | 1361 | 2020 | 2813 | 4526 | 5443 | 6364 | 7323 | 9008 | 10612 | 12073 | 13399 | 14551 | 13799 | 12996 | 12147 | 11266 | 10358 | 9408 | 8419 | 7389 | 6327 | 5274 | 4261 | 3333 | 2521 | 1843 | 1312 | 910
NPgN | GSP | NPg Best View | Number of hybrid electric cars and vans | STELLA NORTH | NPg Best View (Not in FES) | Lct_BB002 | Number of | NPgN | Stella North |  | 679 | 1091 | 1578 | 2138 | 3348 | 3918 | 4505 | 5124 | 6242 | 7305 | 8272 | 9151 | 9913 | 9383 | 8826 | 8241 | 7637 | 7016 | 6370 | 5698 | 4999 | 4280 | 3567 | 2882 | 2254 | 1705 | 1246 | 887 | 616
NPgN | GSP | NPg Best View | Number of hybrid electric cars and vans | STELLA SOUTH | NPg Best View (Not in FES) | Lct_BB002 | Number of | NPgN | Stella South |  | 537 | 872 | 1274 | 1746 | 2764 | 3273 | 3790 | 4333 | 5301 | 6221 | 7060 | 7821 | 8481 | 8035 | 7561 | 7063 | 6548 | 6018 | 5465 | 4889 | 4290 | 3673 | 3062 | 2474 | 1935 | 1463 | 1070 | 761 | 528
NPgN | GSP | NPg Best View | Number of hybrid electric cars and vans | TYNEMOUTH | NPg Best View (Not in FES) | Lct_BB002 | Number of | NPgN | Tynemouth 1 |  | 545 | 892 | 1313 | 1813 | 2893 | 3450 | 4015 | 4604 | 5648 | 6641 | 7545 | 8366 | 9079 | 8605 | 8102 | 7570 | 7019 | 6452 | 5860 | 5243 | 4601 | 3940 | 3284 | 2653 | 2075 | 1570 | 1147 | 817 | 567
NPgN | GSP | NPg Best View | Number of hybrid electric cars and vans | WEST BOLDON | NPg Best View (Not in FES) | Lct_BB002 | Number of | NPgN | West Boldon |  | 627 | 1040 | 1552 | 2172 | 3514 | 4247 | 4980 | 5742 | 7075 | 8345 | 9501 | 10551 | 11463 | 10874 | 10243 | 9575 | 8882 | 8167 | 7419 | 6639 | 5827 | 4990 | 4160 | 3361 | 2629 | 1988 | 1454 | 1035 | 718
NPgY | GSP | NPg Best View | Number of hybrid electric cars and vans | BRADFORD WEST | NPg Best View (Not in FES) | Lct_BB002 | Number of | NPgY | Bradford West |  | 2733 | 3870 | 5034 | 6232 | 7740 | 9220 | 10719 | 12287 | 15063 | 17706 | 20113 | 22298 | 24195 | 22931 | 21586 | 20169 | 18701 | 17190 | 15612 | 13968 | 12257 | 10496 | 8749 | 7068 | 5529 | 4182 | 3057 | 2176 | 1510
NPgY | GSP | NPg Best View | Number of hybrid electric cars and vans | CAMBLESFORTH | NPg Best View (Not in FES) | Lct_BB002 | Number of | NPgY | Camblesforth |  | 108 | 176 | 260 | 360 | 495 | 646 | 790 | 938 | 1182 | 1416 | 1629 | 1823 | 1991 | 1896 | 1791 | 1679 | 1560 | 1436 | 1306 | 1170 | 1027 | 880 | 734 | 593 | 464 | 351 | 257 | 183 | 127
NPgY | GSP | NPg Best View | Number of hybrid electric cars and vans | CREYKE BECK | NPg Best View (Not in FES) | Lct_BB002 | Number of | NPgY | Creyke Beck |  | 1460 | 2291 | 3271 | 4414 | 5936 | 7598 | 9211 | 10859 | 13621 | 16260 | 18664 | 20849 | 22749 | 21647 | 20439 | 19142 | 17782 | 16369 | 14884 | 13328 | 11703 | 10025 | 8359 | 6755 | 5285 | 3997 | 2922 | 2080 | 1444
NPgY | GSP | NPg Best View | Number of hybrid electric cars and vans | DRAX | NPg Best View (Not in FES) | Lct_BB002 | Number of | NPgY | Drax |  | 191 | 298 | 425 | 572 | 768 | 982 | 1189 | 1401 | 1757 | 2097 | 2406 | 2688 | 2932 | 2790 | 2634 | 2467 | 2292 | 2110 | 1918 | 1718 | 1508 | 1292 | 1077 | 871 | 681 | 515 | 377 | 268 | 186
NPgY | GSP | NPg Best View | Number of hybrid electric cars and vans | ELLAND | NPg Best View (Not in FES) | Lct_BB002 | Number of | NPgY | Elland |  | 1416 | 2137 | 2952 | 3869 | 5073 | 6355 | 7610 | 8901 | 11094 | 13188 | 15095 | 16827 | 18334 | 17427 | 16441 | 15388 | 14288 | 13147 | 11951 | 10699 | 9393 | 8046 | 6708 | 5421 | 4240 | 3207 | 2345 | 1669 | 1158
NPgY | GSP | NPg Best View | Number of hybrid electric cars and vans | FERRYBRIDGE A | NPg Best View (Not in FES) | Lct_BB002 | Number of | NPgY | Ferrybridge A |  | 426 | 653 | 915 | 1215 | 1611 | 2038 | 2455 | 2881 | 3602 | 4290 | 4916 | 5486 | 5981 | 5688 | 5368 | 5026 | 4668 | 4296 | 3905 | 3497 | 3070 | 2630 | 2193 | 1772 | 1386 | 1049 | 766 | 546 | 379
NPgY | GSP | NPg Best View | Number of hybrid electric cars and vans | FERRYBRIDGE B | NPg Best View (Not in FES) | Lct_BB002 | Number of | NPgY | Ferrybridge B (_M) |  | 2133 | 2936 | 3708 | 4452 | 5356 | 6180 | 7041 | 7956 | 9637 | 11233 | 12686 | 14005 | 15148 | 14323 | 13460 | 12560 | 11633 | 10683 | 9696 | 8671 | 7606 | 6511 | 5426 | 4384 | 3429 | 2593 | 1895 | 1349 | 936
NPgY | GSP | NPg Best View | Number of hybrid electric cars and vans | GRIMSBY WEST | NPg Best View (Not in FES) | Lct_BB002 | Number of | NPgY | Grimsby West |  | 455 | 726 | 1050 | 1433 | 1946 | 2510 | 3056 | 3613 | 4542 | 5430 | 6239 | 6974 | 7613 | 7247 | 6844 | 6412 | 5957 | 5484 | 4987 | 4466 | 3922 | 3360 | 2802 | 2264 | 1771 | 1340 | 979 | 697 | 484
NPgY | GSP | NPg Best View | Number of hybrid electric cars and vans | JORDANTHORPE | NPg Best View (Not in FES) | Lct_BB002 | Number of | NPgY | Jordanthorpe |  | 349 | 502 | 664 | 834 | 1053 | 1273 | 1493 | 1722 | 2123 | 2504 | 2851 | 3166 | 3440 | 3264 | 3075 | 2874 | 2666 | 2452 | 2227 | 1993 | 1749 | 1498 | 1249 | 1009 | 789 | 597 | 436 | 311 | 216
NPgY | GSP | NPg Best View | Number of hybrid electric cars and vans | KEADBY | NPg Best View (Not in FES) | Lct_BB002 | Number of | NPgY | Keadby |  | 796 | 1269 | 1835 | 2502 | 3395 | 4378 | 5329 | 6299 | 7917 | 9465 | 10874 | 12155 | 13269 | 12631 | 11929 | 11174 | 10382 | 9558 | 8692 | 7784 | 6835 | 5856 | 4883 | 3946 | 3087 | 2335 | 1707 | 1215 | 843
NPgY | GSP | NPg Best View | Number of hybrid electric cars and vans | KIRKSTALL B | NPg Best View (Not in FES) | Lct_BB002 | Number of | NPgY | Kirkstall B |  | 5079 | 6547 | 7671 | 8446 | 9174 | 9404 | 9842 | 10410 | 11873 | 13234 | 14473 | 15591 | 16551 | 15435 | 14354 | 13282 | 12219 | 11160 | 10087 | 8992 | 7869 | 6725 | 5598 | 4519 | 3533 | 2671 | 1951 | 1388 | 963
NPgY | GSP | NPg Best View | Number of hybrid electric cars and vans | NEEPSEND | NPg Best View (Not in FES) | Lct_BB002 | Number of | NPgY | Neepsend |  | 454 | 652 | 860 | 1080 | 1360 | 1642 | 1924 | 2218 | 2732 | 3222 | 3668 | 4072 | 4424 | 4197 | 3953 | 3695 | 3428 | 3152 | 2863 | 2562 | 2249 | 1926 | 1605 | 1297 | 1015 | 767 | 561 | 399 | 277
NPgY | GSP | NPg Best View | Number of hybrid electric cars and vans | NORTON LEES | NPg Best View (Not in FES) | Lct_BB002 | Number of | NPgY | Norton Lees |  | 372 | 550 | 746 | 961 | 1240 | 1533 | 1821 | 2119 | 2629 | 3117 | 3560 | 3963 | 4314 | 4097 | 3864 | 3615 | 3355 | 3086 | 2805 | 2511 | 2204 | 1888 | 1574 | 1272 | 995 | 752 | 550 | 392 | 272
NPgY | GSP | NPg Best View | Number of hybrid electric cars and vans | PITSMOOR 3/4 | NPg Best View (Not in FES) | Lct_BB002 | Number of | NPgY | Pitsmoor |  | 134 | 204 | 284 | 375 | 495 | 624 | 750 | 879 | 1098 | 1307 | 1497 | 1670 | 1820 | 1731 | 1633 | 1529 | 1420 | 1307 | 1188 | 1063 | 934 | 800 | 667 | 539 | 421 | 319 | 233 | 166 | 115
NPgY | GSP | NPg Best View | Number of hybrid electric cars and vans | SALTEND NORTH | NPg Best View (Not in FES) | Lct_BB002 | Number of | NPgY | Saltend North |  | 124 | 217 | 336 | 484 | 685 | 914 | 1133 | 1355 | 1718 | 2066 | 2383 | 2671 | 2921 | 2785 | 2633 | 2469 | 2295 | 2114 | 1923 | 1723 | 1513 | 1297 | 1081 | 874 | 684 | 517 | 378 | 269 | 187
NPgY | GSP | NPg Best View | Number of hybrid electric cars and vans | SHEFFIELD CITY | NPg Best View (Not in FES) | Lct_BB002 | Number of | NPgY | Sheffield City |  | 133 | 212 | 305 | 415 | 562 | 723 | 879 | 1038 | 1304 | 1558 | 1790 | 2000 | 2183 | 2078 | 1962 | 1838 | 1708 | 1572 | 1430 | 1280 | 1124 | 963 | 803 | 649 | 508 | 384 | 281 | 200 | 139
NPgY | GSP | NPg Best View | Number of hybrid electric cars and vans | SKELTON GRANGE | NPg Best View (Not in FES) | Lct_BB002 | Number of | NPgY | Skelton Grange |  | 4676 | 6393 | 8017 | 9553 | 11400 | 13041 | 14776 | 16629 | 20072 | 23339 | 26313 | 29011 | 31350 | 29622 | 27824 | 25951 | 24029 | 22061 | 20019 | 17899 | 15700 | 13438 | 11199 | 9047 | 7076 | 5351 | 3911 | 2784 | 1932
NPgY | GSP | NPg Best View | Number of hybrid electric cars and vans | TEMPLEBOROUGH 275/33KV | NPg Best View (Not in FES) | Lct_BB002 | Number of | NPgY | Templeborough |  | 24 | 36 | 51 | 68 | 90 | 114 | 138 | 162 | 202 | 241 | 276 | 309 | 336 | 320 | 302 | 283 | 263 | 242 | 220 | 197 | 173 | 148 | 123 | 100 | 78 | 59 | 43 | 31 | 21
NPgY | GSP | NPg Best View | Number of hybrid electric cars and vans | THURCROFT | NPg Best View (Not in FES) | Lct_BB002 | Number of | NPgY | Thurcroft |  | 545 | 872 | 1265 | 1730 | 2352 | 3039 | 3702 | 4379 | 5506 | 6585 | 7566 | 8459 | 9235 | 8792 | 8304 | 7779 | 7227 | 6654 | 6051 | 5419 | 4759 | 4077 | 3399 | 2747 | 2149 | 1626 | 1188 | 846 | 587
NPgY | GSP | NPg Best View | Number of hybrid electric cars and vans | WEST MELTON / THORPE MARSH | NPg Best View (Not in FES) | Lct_BB002 | Number of | NPgY | Thorpe Marsh |  | 1472 | 2192 | 2993 | 3881 | 5041 | 6260 | 7461 | 8697 | 10812 | 12830 | 14668 | 16337 | 17788 | 16901 | 15939 | 14915 | 13845 | 12738 | 11577 | 10363 | 9098 | 7792 | 6497 | 5250 | 4107 | 3106 | 2271 | 1617 | 1122
NPgY | GSP | NPg Best View | Number of hybrid electric cars and vans | WEST MELTON SECTION 3 | NPg Best View (Not in FES) | Lct_BB002 | Number of | NPgY | West Melton |  | 1711 | 2477 | 3292 | 4164 | 5281 | 6419 | 7554 | 8732 | 10779 | 12731 | 14509 | 16123 | 17525 | 16630 | 15670 | 14652 | 13594 | 12501 | 11358 | 10164 | 8922 | 7640 | 6369 | 5146 | 4026 | 3045 | 2226 | 1584 | 1099
NPgY | GSP | NPg Best View | Number of hybrid electric cars and vans | WINCOBANK | NPg Best View (Not in FES) | Lct_BB002 | Number of | NPgY | Wincobank |  | 29 | 52 | 80 | 116 | 164 | 219 | 272 | 325 | 412 | 496 | 572 | 641 | 701 | 668 | 632 | 593 | 551 | 507 | 462 | 414 | 363 | 311 | 260 | 210 | 164 | 124 | 91 | 65 | 45
NPgN | GSP | NG FES - Consumer Transformation | Number of hybrid electric cars and vans | BLYTH 66kV | Consumer Transformation | Lct_BB002 | Number of | NPgN | Blyth 66kV |  | 678 | 1188 | 1728 | 2369 | 3775 | 4491 | 5226 | 5989 | 7339 | 8669 | 9894 | 10989 | 11959 | 11339 | 10687 | 9994 | 9274 | 8532 | 7755 | 6945 | 6097 | 5226 | 4358 | 3521 | 2752 | 2082 | 1527 | 1085 | 755
NPgN | GSP | NG FES - Consumer Transformation | Number of hybrid electric cars and vans | BLYTH 132kV | Consumer Transformation | Lct_BB002 | Number of | NPgN | Blyth 132kV |  | 243 | 416 | 592 | 793 | 1234 | 1432 | 1641 | 1860 | 2258 | 2650 | 3011 | 3334 | 3620 | 3426 | 3225 | 3013 | 2793 | 2568 | 2333 | 2088 | 1833 | 1571 | 1310 | 1058 | 827 | 625 | 459 | 326 | 227
NPgN | GSP | NG FES - Consumer Transformation | Number of hybrid electric cars and vans | FOURSTONES | Consumer Transformation | Lct_BB002 | Number of | NPgN | Fourstones |  | 96 | 159 | 220 | 284 | 426 | 476 | 531 | 590 | 705 | 817 | 921 | 1013 | 1095 | 1033 | 970 | 904 | 837 | 769 | 697 | 624 | 547 | 469 | 391 | 316 | 247 | 186 | 137 | 97 | 68
NPgN | GSP | NG FES - Consumer Transformation | Number of hybrid electric cars and vans | HARTMOOR | Consumer Transformation | Lct_BB002 | Number of | NPgN | Hart Moor |  | 210 | 388 | 592 | 851 | 1418 | 1760 | 2101 | 2450 | 3046 | 3633 | 4174 | 4658 | 5087 | 4836 | 4566 | 4276 | 3973 | 3659 | 3328 | 2982 | 2619 | 2246 | 1873 | 1514 | 1183 | 895 | 657 | 467 | 325
NPgN | GSP | NG FES - Consumer Transformation | Number of hybrid electric cars and vans | HAWTHORN PIT GRID | Consumer Transformation | Lct_BB002 | Number of | NPgN | Hawthorn Pit |  | 276 | 506 | 771 | 1105 | 1839 | 2277 | 2716 | 3164 | 3931 | 4687 | 5383 | 6006 | 6559 | 6234 | 5886 | 5512 | 5121 | 4715 | 4289 | 3843 | 3375 | 2894 | 2414 | 1951 | 1525 | 1154 | 847 | 602 | 419
NPgN | GSP | NG FES - Consumer Transformation | Number of hybrid electric cars and vans | KNARESBOROUGH | Consumer Transformation | Lct_BB002 | Number of | NPgN | Knaresborough |  | 976 | 1630 | 2257 | 2936 | 4423 | 4965 | 5557 | 6199 | 7419 | 8617 | 9722 | 10708 | 11580 | 10930 | 10266 | 9575 | 8866 | 8141 | 7390 | 6611 | 5800 | 4968 | 4141 | 3344 | 2614 | 1977 | 1450 | 1030 | 717
NPgN | GSP | NG FES - Consumer Transformation | Number of hybrid electric cars and vans | LACKENBY | Consumer Transformation | Lct_BB002 | Number of | NPgN | Lackenby |  | 379 | 702 | 1079 | 1557 | 2607 | 3247 | 3887 | 4539 | 5650 | 6746 | 7754 | 8657 | 9457 | 8991 | 8491 | 7953 | 7390 | 6806 | 6191 | 5548 | 4873 | 4178 | 3485 | 2817 | 2202 | 1666 | 1222 | 869 | 604
NPgN | GSP | NG FES - Consumer Transformation | Number of hybrid electric cars and vans | NORTON | Consumer Transformation | Lct_BB002 | Number of | NPgN | Norton |  | 1326 | 2375 | 3533 | 4950 | 8058 | 9785 | 11534 | 13333 | 16458 | 19538 | 22373 | 24911 | 27158 | 25785 | 24324 | 22765 | 21139 | 19455 | 17691 | 15847 | 13917 | 11930 | 9951 | 8040 | 6285 | 4755 | 3488 | 2479 | 1725
NPgN | GSP | NG FES - Consumer Transformation | Number of hybrid electric cars and vans | OFFERTON | Consumer Transformation | Lct_BB002 | Number of | NPgN | Offerton |  | 121 | 228 | 353 | 514 | 868 | 1089 | 1309 | 1533 | 1912 | 2286 | 2631 | 2939 | 3212 | 3055 | 2886 | 2704 | 2513 | 2315 | 2106 | 1887 | 1658 | 1421 | 1186 | 958 | 749 | 567 | 416 | 296 | 206
NPgN | GSP | NG FES - Consumer Transformation | Number of hybrid electric cars and vans | OSBALDWICK | Consumer Transformation | Lct_BB002 | Number of | NPgN | Osbaldwick |  | 979 | 1698 | 2449 | 3327 | 5253 | 6192 | 7163 | 8177 | 9986 | 11767 | 13408 | 14875 | 16174 | 15326 | 14437 | 13497 | 12521 | 11516 | 10465 | 9371 | 8226 | 7050 | 5879 | 4750 | 3712 | 2808 | 2060 | 1464 | 1019
NPgN | GSP | NG FES - Consumer Transformation | Number of hybrid electric cars and vans | POPPLETON | Consumer Transformation | Lct_BB002 | Number of | NPgN | Poppleton |  | 175 | 300 | 427 | 572 | 890 | 1033 | 1184 | 1342 | 1630 | 1912 | 2173 | 2406 | 2612 | 2472 | 2327 | 2174 | 2016 | 1853 | 1684 | 1507 | 1323 | 1134 | 945 | 764 | 597 | 451 | 331 | 235 | 164
NPgN | GSP | NG FES - Consumer Transformation | Number of hybrid electric cars and vans | SALTHOLME | Consumer Transformation | Lct_BB002 | Number of | NPgN | Saltholme |  | 5 | 9 | 14 | 20 | 33 | 42 | 50 | 59 | 74 | 88 | 102 | 113 | 124 | 118 | 111 | 104 | 97 | 89 | 81 | 73 | 64 | 55 | 46 | 37 | 29 | 22 | 16 | 11 | 8
NPgN | GSP | NG FES - Consumer Transformation | Number of hybrid electric cars and vans | SOUTH SHIELDS | Consumer Transformation | Lct_BB002 | Number of | NPgN | South Shields |  | 130 | 236 | 357 | 509 | 841 | 1036 | 1231 | 1431 | 1775 | 2114 | 2426 | 2705 | 2953 | 2806 | 2648 | 2480 | 2304 | 2121 | 1929 | 1728 | 1518 | 1301 | 1086 | 877 | 686 | 519 | 381 | 270 | 188
NPgN | GSP | NG FES - Consumer Transformation | Number of hybrid electric cars and vans | SPADEADAM | Consumer Transformation | Lct_BB002 | Number of | NPgN | Spadeadam - Not in NG FES |  | 26 | 45 | 65 | 89 | 142 | 168 | 195 | 224 | 274 | 323 | 369 | 409 | 445 | 422 | 398 | 372 | 345 | 318 | 289 | 259 | 227 | 195 | 162 | 131 | 102 | 77 | 57 | 40 | 28
NPgN | GSP | NG FES - Consumer Transformation | Number of hybrid electric cars and vans | SPENNYMOOR | Consumer Transformation | Lct_BB002 | Number of | NPgN | Spennymoor |  | 825 | 1459 | 2146 | 2973 | 4788 | 5754 | 6739 | 7757 | 9541 | 11298 | 12916 | 14363 | 15645 | 14844 | 13997 | 13095 | 12156 | 11185 | 10169 | 9108 | 7997 | 6855 | 5717 | 4619 | 3611 | 2732 | 2004 | 1424 | 991
NPgN | GSP | NG FES - Consumer Transformation | Number of hybrid electric cars and vans | STELLA NORTH | Consumer Transformation | Lct_BB002 | Number of | NPgN | Stella North |  | 679 | 1170 | 1676 | 2260 | 3542 | 4143 | 4770 | 5427 | 6609 | 7771 | 8843 | 9801 | 10649 | 10085 | 9496 | 8875 | 8231 | 7569 | 6877 | 6157 | 5405 | 4632 | 3862 | 3120 | 2439 | 1845 | 1353 | 961 | 669
NPgN | GSP | NG FES - Consumer Transformation | Number of hybrid electric cars and vans | STELLA SOUTH | Consumer Transformation | Lct_BB002 | Number of | NPgN | Stella South |  | 537 | 935 | 1353 | 1845 | 2924 | 3461 | 4013 | 4589 | 5613 | 6621 | 7549 | 8379 | 9114 | 8639 | 8140 | 7610 | 7061 | 6495 | 5903 | 5286 | 4640 | 3977 | 3317 | 2680 | 2094 | 1584 | 1162 | 826 | 575
NPgN | GSP | NG FES - Consumer Transformation | Number of hybrid electric cars and vans | TYNEMOUTH | Consumer Transformation | Lct_BB002 | Number of | NPgN | Tynemouth 1 |  | 545 | 956 | 1394 | 1916 | 3060 | 3648 | 4251 | 4877 | 5981 | 7069 | 8070 | 8966 | 9759 | 9255 | 8723 | 8159 | 7572 | 6966 | 6332 | 5670 | 4979 | 4267 | 3559 | 2875 | 2247 | 1700 | 1247 | 886 | 617
NPgN | GSP | NG FES - Consumer Transformation | Number of hybrid electric cars and vans | WEST BOLDON | Consumer Transformation | Lct_BB002 | Number of | NPgN | West Boldon |  | 627 | 1115 | 1649 | 2296 | 3717 | 4489 | 5273 | 6083 | 7494 | 8885 | 10165 | 11311 | 12326 | 11699 | 11034 | 10324 | 9585 | 8821 | 8020 | 7184 | 6308 | 5408 | 4510 | 3644 | 2849 | 2155 | 1581 | 1123 | 782
NPgY | GSP | NG FES - Consumer Transformation | Number of hybrid electric cars and vans | BRADFORD WEST | Consumer Transformation | Lct_BB002 | Number of | NPgY | Bradford West |  | 2733 | 4152 | 5349 | 6588 | 8188 | 9750 | 11352 | 13015 | 15953 | 18847 | 21512 | 23896 | 26007 | 24661 | 23242 | 21736 | 20172 | 18556 | 16868 | 15105 | 13262 | 11367 | 9480 | 7659 | 5987 | 4529 | 3323 | 2361 | 1643
NPgY | GSP | NG FES - Consumer Transformation | Number of hybrid electric cars and vans | CAMBLESFORTH | Consumer Transformation | Lct_BB002 | Number of | NPgY | Camblesforth |  | 108 | 189 | 276 | 381 | 524 | 682 | 837 | 994 | 1254 | 1510 | 1746 | 1958 | 2145 | 2044 | 1934 | 1814 | 1687 | 1555 | 1416 | 1269 | 1115 | 957 | 798 | 645 | 504 | 382 | 280 | 199 | 139
NPgY | GSP | NG FES - Consumer Transformation | Number of hybrid electric cars and vans | CREYKE BECK | Consumer Transformation | Lct_BB002 | Number of | NPgY | Creyke Beck |  | 1460 | 2457 | 3476 | 4666 | 6280 | 8027 | 9756 | 11507 | 14441 | 17337 | 20000 | 22388 | 24504 | 23331 | 22056 | 20677 | 19226 | 17715 | 16123 | 14452 | 12697 | 10889 | 9085 | 7342 | 5740 | 4343 | 3187 | 2265 | 1576
NPgY | GSP | NG FES - Consumer Transformation | Number of hybrid electric cars and vans | DRAX | Consumer Transformation | Lct_BB002 | Number of | NPgY | Drax |  | 191 | 320 | 451 | 605 | 812 | 1037 | 1260 | 1485 | 1863 | 2236 | 2579 | 2886 | 3159 | 3007 | 2843 | 2665 | 2478 | 2283 | 2078 | 1862 | 1636 | 1403 | 1171 | 946 | 740 | 560 | 411 | 292 | 203
NPgY | GSP | NG FES - Consumer Transformation | Number of hybrid electric cars and vans | ELLAND | Consumer Transformation | Lct_BB002 | Number of | NPgY | Elland |  | 1416 | 2292 | 3136 | 4090 | 5367 | 6715 | 8060 | 9431 | 11759 | 14055 | 16167 | 18060 | 19737 | 18771 | 17732 | 16612 | 15439 | 14219 | 12937 | 11593 | 10183 | 8732 | 7284 | 5887 | 4602 | 3482 | 2555 | 1815 | 1263
NPgY | GSP | NG FES - Consumer Transformation | Number of hybrid electric cars and vans | FERRYBRIDGE A | Consumer Transformation | Lct_BB002 | Number of | NPgY | Ferrybridge A |  | 426 | 701 | 973 | 1285 | 1705 | 2154 | 2600 | 3053 | 3818 | 4573 | 5267 | 5889 | 6441 | 6129 | 5791 | 5427 | 5045 | 4647 | 4229 | 3790 | 3330 | 2855 | 2382 | 1925 | 1505 | 1139 | 836 | 594 | 413
NPgY | GSP | NG FES - Consumer Transformation | Number of hybrid electric cars and vans | FERRYBRIDGE B | Consumer Transformation | Lct_BB002 | Number of | NPgY | Ferrybridge B (_M) |  | 2133 | 3150 | 3940 | 4707 | 5666 | 6538 | 7456 | 8426 | 10200 | 11945 | 13554 | 14991 | 16263 | 15384 | 14474 | 13517 | 12530 | 11516 | 10460 | 9362 | 8216 | 7040 | 5870 | 4741 | 3706 | 2803 | 2056 | 1461 | 1016
NPgY | GSP | NG FES - Consumer Transformation | Number of hybrid electric cars and vans | GRIMSBY WEST | Consumer Transformation | Lct_BB002 | Number of | NPgY | Grimsby West |  | 455 | 778 | 1116 | 1515 | 2059 | 2651 | 3237 | 3829 | 4816 | 5790 | 6686 | 7490 | 8202 | 7812 | 7388 | 6927 | 6442 | 5937 | 5404 | 4844 | 4256 | 3650 | 3045 | 2461 | 1924 | 1456 | 1068 | 759 | 528
NPgY | GSP | NG FES - Consumer Transformation | Number of hybrid electric cars and vans | JORDANTHORPE | Consumer Transformation | Lct_BB002 | Number of | NPgY | Jordanthorpe |  | 349 | 539 | 705 | 882 | 1114 | 1346 | 1581 | 1825 | 2248 | 2666 | 3051 | 3395 | 3700 | 3512 | 3312 | 3099 | 2878 | 2648 | 2408 | 2157 | 1894 | 1623 | 1354 | 1094 | 855 | 647 | 475 | 337 | 235
NPgY | GSP | NG FES - Consumer Transformation | Number of hybrid electric cars and vans | KEADBY | Consumer Transformation | Lct_BB002 | Number of | NPgY | Keadby |  | 796 | 1361 | 1949 | 2645 | 3592 | 4624 | 5645 | 6676 | 8395 | 10093 | 11654 | 13054 | 14295 | 13616 | 12875 | 12073 | 11228 | 10346 | 9417 | 8442 | 7417 | 6361 | 5307 | 4290 | 3354 | 2537 | 1862 | 1323 | 921
NPgY | GSP | NG FES - Consumer Transformation | Number of hybrid electric cars and vans | KIRKSTALL B | Consumer Transformation | Lct_BB002 | Number of | NPgY | Kirkstall B |  | 5079 | 7023 | 8151 | 8929 | 9706 | 9968 | 10417 | 11012 | 12529 | 14003 | 15369 | 16579 | 17643 | 16453 | 15311 | 14174 | 13046 | 11920 | 10776 | 9613 | 8414 | 7195 | 5989 | 4832 | 3774 | 2852 | 2091 | 1484 | 1032
NPgY | GSP | NG FES - Consumer Transformation | Number of hybrid electric cars and vans | NEEPSEND | Consumer Transformation | Lct_BB002 | Number of | NPgY | Neepsend |  | 454 | 699 | 914 | 1142 | 1439 | 1736 | 2038 | 2350 | 2894 | 3430 | 3924 | 4366 | 4758 | 4515 | 4258 | 3984 | 3699 | 3404 | 3095 | 2772 | 2434 | 2087 | 1740 | 1406 | 1099 | 832 | 610 | 433 | 302
NPgY | GSP | NG FES - Consumer Transformation | Number of hybrid electric cars and vans | NORTON LEES | Consumer Transformation | Lct_BB002 | Number of | NPgY | Norton Lees |  | 372 | 590 | 792 | 1016 | 1312 | 1620 | 1929 | 2245 | 2786 | 3320 | 3812 | 4252 | 4642 | 4412 | 4165 | 3900 | 3624 | 3336 | 3035 | 2719 | 2388 | 2048 | 1708 | 1380 | 1079 | 816 | 599 | 426 | 296
NPgY | GSP | NG FES - Consumer Transformation | Number of hybrid electric cars and vans | PITSMOOR 3/4 | Consumer Transformation | Lct_BB002 | Number of | NPgY | Pitsmoor |  | 134 | 219 | 302 | 397 | 524 | 660 | 795 | 932 | 1164 | 1393 | 1604 | 1792 | 1960 | 1864 | 1762 | 1651 | 1534 | 1413 | 1286 | 1152 | 1012 | 868 | 724 | 585 | 458 | 346 | 254 | 180 | 126
NPgY | GSP | NG FES - Consumer Transformation | Number of hybrid electric cars and vans | SALTEND NORTH | Consumer Transformation | Lct_BB002 | Number of | NPgY | Saltend North |  | 124 | 233 | 357 | 512 | 725 | 965 | 1200 | 1436 | 1822 | 2204 | 2556 | 2870 | 3150 | 3004 | 2844 | 2669 | 2484 | 2290 | 2086 | 1870 | 1644 | 1410 | 1176 | 951 | 744 | 563 | 413 | 293 | 204
NPgY | GSP | NG FES - Consumer Transformation | Number of hybrid electric cars and vans | SHEFFIELD CITY | Consumer Transformation | Lct_BB002 | Number of | NPgY | Sheffield City |  | 133 | 227 | 324 | 439 | 594 | 763 | 931 | 1100 | 1382 | 1661 | 1918 | 2148 | 2352 | 2240 | 2118 | 1986 | 1847 | 1702 | 1549 | 1388 | 1220 | 1046 | 873 | 705 | 552 | 417 | 306 | 218 | 151
NPgY | GSP | NG FES - Consumer Transformation | Number of hybrid electric cars and vans | SKELTON GRANGE | Consumer Transformation | Lct_BB002 | Number of | NPgY | Skelton Grange |  | 4676 | 6858 | 8518 | 10100 | 12061 | 13799 | 15646 | 17609 | 21242 | 24812 | 28104 | 31044 | 33645 | 31805 | 29907 | 27918 | 25871 | 23770 | 21586 | 19317 | 16951 | 14523 | 12108 | 9780 | 7643 | 5781 | 4241 | 3012 | 2096
NPgY | GSP | NG FES - Consumer Transformation | Number of hybrid electric cars and vans | TEMPLEBOROUGH 275/33KV | Consumer Transformation | Lct_BB002 | Number of | NPgY | Templeborough |  | 24 | 39 | 54 | 72 | 95 | 121 | 146 | 171 | 215 | 257 | 296 | 331 | 362 | 345 | 326 | 305 | 284 | 261 | 238 | 213 | 187 | 161 | 134 | 108 | 85 | 64 | 47 | 33 | 23
NPgY | GSP | NG FES - Consumer Transformation | Number of hybrid electric cars and vans | THURCROFT | Consumer Transformation | Lct_BB002 | Number of | NPgY | Thurcroft |  | 545 | 936 | 1345 | 1829 | 2489 | 3210 | 3921 | 4640 | 5839 | 7022 | 8110 | 9085 | 9950 | 9478 | 8963 | 8405 | 7817 | 7203 | 6557 | 5878 | 5164 | 4429 | 3695 | 2987 | 2335 | 1767 | 1296 | 921 | 641
NPgY | GSP | NG FES - Consumer Transformation | Number of hybrid electric cars and vans | WEST MELTON / THORPE MARSH | Consumer Transformation | Lct_BB002 | Number of | NPgY | Thorpe Marsh |  | 1472 | 2352 | 3180 | 4103 | 5333 | 6616 | 7901 | 9215 | 11458 | 13670 | 15706 | 17529 | 19145 | 18200 | 17186 | 16097 | 14956 | 13772 | 12529 | 11226 | 9860 | 8454 | 7053 | 5699 | 4455 | 3371 | 2473 | 1757 | 1223
NPgY | GSP | NG FES - Consumer Transformation | Number of hybrid electric cars and vans | WEST MELTON SECTION 3 | Consumer Transformation | Lct_BB002 | Number of | NPgY | West Melton |  | 1711 | 2657 | 3498 | 4402 | 5588 | 6786 | 8000 | 9250 | 11420 | 13558 | 15527 | 17289 | 18850 | 17897 | 16884 | 15802 | 14674 | 13506 | 12281 | 11001 | 9661 | 8282 | 6908 | 5582 | 4363 | 3301 | 2422 | 1721 | 1198
NPgY | GSP | NG FES - Consumer Transformation | Number of hybrid electric cars and vans | WINCOBANK | Consumer Transformation | Lct_BB002 | Number of | NPgY | Wincobank |  | 29 | 55 | 85 | 122 | 174 | 231 | 288 | 344 | 437 | 529 | 613 | 689 | 756 | 721 | 683 | 641 | 596 | 550 | 501 | 449 | 395 | 338 | 282 | 228 | 178 | 135 | 99 | 70 | 49
NPgN | GSP | NG FES - Falling Short | Number of hybrid electric cars and vans | BLYTH 66kV | Falling Short | Lct_BB002 | Number of | NPgN | Blyth 66kV |  | 678 | 1124 | 1583 | 2199 | 3012 | 4002 | 5113 | 5812 | 6514 | 7101 | 7593 | 7981 | 8284 | 8510 | 8648 | 8731 | 8781 | 8793 | 8776 | 8717 | 8635 | 8519 | 8375 | 8212 | 8028 | 7841 | 7650 | 7470 | 7300
NPgN | GSP | NG FES - Falling Short | Number of hybrid electric cars and vans | BLYTH 132kV | Falling Short | Lct_BB002 | Number of | NPgN | Blyth 132kV |  | 243 | 394 | 542 | 736 | 984 | 1275 | 1599 | 1794 | 1994 | 2162 | 2303 | 2414 | 2500 | 2564 | 2603 | 2625 | 2638 | 2640 | 2633 | 2614 | 2589 | 2553 | 2510 | 2461 | 2405 | 2349 | 2292 | 2238 | 2186
NPgN | GSP | NG FES - Falling Short | Number of hybrid electric cars and vans | FOURSTONES | Falling Short | Lct_BB002 | Number of | NPgN | Fourstones |  | 96 | 151 | 201 | 264 | 340 | 423 | 514 | 563 | 617 | 662 | 700 | 729 | 752 | 769 | 779 | 784 | 787 | 786 | 783 | 777 | 769 | 758 | 745 | 730 | 713 | 696 | 679 | 663 | 648
NPgN | GSP | NG FES - Falling Short | Number of hybrid electric cars and vans | HARTMOOR | Falling Short | Lct_BB002 | Number of | NPgN | Hart Moor |  | 210 | 367 | 543 | 790 | 1132 | 1570 | 2070 | 2401 | 2724 | 2994 | 3220 | 3398 | 3539 | 3644 | 3709 | 3750 | 3776 | 3785 | 3780 | 3757 | 3724 | 3675 | 3614 | 3545 | 3466 | 3385 | 3303 | 3226 | 3153
NPgN | GSP | NG FES - Falling Short | Number of hybrid electric cars and vans | HAWTHORN PIT GRID | Falling Short | Lct_BB002 | Number of | NPgN | Hawthorn Pit |  | 276 | 479 | 707 | 1026 | 1467 | 2031 | 2674 | 3099 | 3514 | 3861 | 4151 | 4381 | 4561 | 4696 | 4780 | 4833 | 4866 | 4877 | 4871 | 4841 | 4798 | 4735 | 4657 | 4567 | 4465 | 4362 | 4256 | 4156 | 4062
NPgN | GSP | NG FES - Falling Short | Number of hybrid electric cars and vans | KNARESBOROUGH | Falling Short | Lct_BB002 | Number of | NPgN | Knaresborough |  | 976 | 1543 | 2068 | 2724 | 3529 | 4417 | 5383 | 5920 | 6500 | 6986 | 7396 | 7715 | 7963 | 8144 | 8249 | 8307 | 8337 | 8334 | 8305 | 8240 | 8155 | 8040 | 7900 | 7742 | 7567 | 7389 | 7208 | 7037 | 6875
NPgN | GSP | NG FES - Falling Short | Number of hybrid electric cars and vans | LACKENBY | Falling Short | Lct_BB002 | Number of | NPgN | Lackenby |  | 379 | 665 | 988 | 1445 | 2080 | 2898 | 3831 | 4452 | 5056 | 5560 | 5983 | 6318 | 6580 | 6777 | 6900 | 6977 | 7026 | 7043 | 7035 | 6992 | 6930 | 6840 | 6727 | 6597 | 6450 | 6301 | 6148 | 6004 | 5868
NPgN | GSP | NG FES - Falling Short | Number of hybrid electric cars and vans | NORTON | Falling Short | Lct_BB002 | Number of | NPgN | Norton |  | 1326 | 2247 | 3236 | 4593 | 6429 | 8725 | 11323 | 13003 | 14663 | 16051 | 17215 | 18133 | 18853 | 19391 | 19722 | 19927 | 20053 | 20091 | 20059 | 19931 | 19748 | 19486 | 19162 | 18790 | 18370 | 17943 | 17508 | 17096 | 16707
NPgN | GSP | NG FES - Falling Short | Number of hybrid electric cars and vans | OFFERTON | Falling Short | Lct_BB002 | Number of | NPgN | Offerton |  | 121 | 215 | 323 | 477 | 693 | 972 | 1291 | 1506 | 1713 | 1886 | 2031 | 2146 | 2237 | 2304 | 2347 | 2373 | 2390 | 2397 | 2394 | 2380 | 2359 | 2328 | 2290 | 2246 | 2196 | 2145 | 2093 | 2044 | 1998
NPgN | GSP | NG FES - Falling Short | Number of hybrid electric cars and vans | OSBALDWICK | Falling Short | Lct_BB002 | Number of | NPgN | Osbaldwick |  | 979 | 1607 | 2243 | 3087 | 4191 | 5516 | 6998 | 7917 | 8846 | 9624 | 10278 | 10792 | 11193 | 11491 | 11672 | 11780 | 11844 | 11858 | 11832 | 11751 | 11639 | 11481 | 11287 | 11066 | 10818 | 10565 | 10308 | 10065 | 9836
NPgN | GSP | NG FES - Falling Short | Number of hybrid electric cars and vans | POPPLETON | Falling Short | Lct_BB002 | Number of | NPgN | Poppleton |  | 175 | 284 | 391 | 531 | 710 | 920 | 1154 | 1294 | 1439 | 1560 | 1662 | 1742 | 1804 | 1850 | 1878 | 1894 | 1904 | 1905 | 1900 | 1887 | 1868 | 1843 | 1811 | 1776 | 1736 | 1695 | 1654 | 1615 | 1578
NPgN | GSP | NG FES - Falling Short | Number of hybrid electric cars and vans | SALTHOLME | Falling Short | Lct_BB002 | Number of | NPgN | Saltholme |  | 5 | 8 | 12 | 18 | 27 | 37 | 50 | 58 | 66 | 73 | 78 | 83 | 86 | 89 | 91 | 92 | 92 | 93 | 92 | 92 | 91 | 90 | 88 | 87 | 85 | 83 | 81 | 79 | 77
NPgN | GSP | NG FES - Falling Short | Number of hybrid electric cars and vans | SOUTH SHIELDS | Falling Short | Lct_BB002 | Number of | NPgN | South Shields |  | 130 | 223 | 327 | 472 | 671 | 924 | 1211 | 1400 | 1585 | 1740 | 1870 | 1972 | 2053 | 2113 | 2150 | 2173 | 2188 | 2193 | 2190 | 2176 | 2157 | 2128 | 2093 | 2053 | 2007 | 1960 | 1913 | 1868 | 1825
NPgN | GSP | NG FES - Falling Short | Number of hybrid electric cars and vans | SPADEADAM | Falling Short | Lct_BB002 | Number of | NPgN | Spadeadam - Not in NG FES |  | 26 | 43 | 60 | 83 | 113 | 150 | 191 | 217 | 243 | 265 | 283 | 297 | 309 | 317 | 322 | 325 | 327 | 327 | 327 | 324 | 321 | 317 | 312 | 306 | 299 | 292 | 285 | 278 | 272
NPgN | GSP | NG FES - Falling Short | Number of hybrid electric cars and vans | SPENNYMOOR | Falling Short | Lct_BB002 | Number of | NPgN | Spennymoor |  | 825 | 1381 | 1966 | 2759 | 3820 | 5129 | 6605 | 7546 | 8484 | 9268 | 9925 | 10444 | 10850 | 11152 | 11338 | 11452 | 11520 | 11540 | 11519 | 11444 | 11337 | 11186 | 10999 | 10785 | 10544 | 10298 | 10048 | 9811 | 9588
NPgN | GSP | NG FES - Falling Short | Number of hybrid electric cars and vans | STELLA NORTH | Falling Short | Lct_BB002 | Number of | NPgN | Stella North |  | 679 | 1107 | 1535 | 2097 | 2826 | 3691 | 4654 | 5244 | 5845 | 6349 | 6771 | 7104 | 7363 | 7555 | 7671 | 7740 | 7780 | 7787 | 7769 | 7715 | 7640 | 7536 | 7408 | 7263 | 7100 | 6934 | 6765 | 6605 | 6455
NPgN | GSP | NG FES - Falling Short | Number of hybrid electric cars and vans | STELLA SOUTH | Falling Short | Lct_BB002 | Number of | NPgN | Stella South |  | 537 | 884 | 1239 | 1712 | 2333 | 3083 | 3924 | 4448 | 4976 | 5418 | 5790 | 6082 | 6310 | 6480 | 6583 | 6645 | 6682 | 6691 | 6676 | 6631 | 6568 | 6480 | 6370 | 6246 | 6106 | 5963 | 5818 | 5681 | 5552
NPgN | GSP | NG FES - Falling Short | Number of hybrid electric cars and vans | TYNEMOUTH | Falling Short | Lct_BB002 | Number of | NPgN | Tynemouth 1 |  | 545 | 905 | 1277 | 1778 | 2441 | 3251 | 4161 | 4735 | 5310 | 5792 | 6195 | 6514 | 6762 | 6947 | 7061 | 7129 | 7170 | 7181 | 7167 | 7119 | 7052 | 6958 | 6841 | 6707 | 6557 | 6404 | 6249 | 6101 | 5962
NPgN | GSP | NG FES - Falling Short | Number of hybrid electric cars and vans | WEST BOLDON | Falling Short | Lct_BB002 | Number of | NPgN | West Boldon |  | 627 | 1055 | 1510 | 2131 | 2965 | 4002 | 5173 | 5924 | 6670 | 7294 | 7817 | 8229 | 8552 | 8793 | 8942 | 9033 | 9088 | 9105 | 9089 | 9031 | 8947 | 8828 | 8681 | 8512 | 8322 | 8128 | 7931 | 7744 | 7568
NPgY | GSP | NG FES - Falling Short | Number of hybrid electric cars and vans | BRADFORD WEST | Falling Short | Lct_BB002 | Number of | NPgY | Bradford West |  | 2733 | 3918 | 4879 | 6096 | 7616 | 9334 | 11101 | 12626 | 14155 | 15435 | 16508 | 17354 | 18015 | 18507 | 18807 | 18990 | 19098 | 19126 | 19087 | 18960 | 18782 | 18529 | 18218 | 17862 | 17463 | 17055 | 16641 | 16249 | 15879
NPgY | GSP | NG FES - Falling Short | Number of hybrid electric cars and vans | CAMBLESFORTH | Falling Short | Lct_BB002 | Number of | NPgY | Camblesforth |  | 108 | 178 | 252 | 352 | 487 | 650 | 821 | 974 | 1120 | 1242 | 1344 | 1425 | 1489 | 1537 | 1568 | 1588 | 1601 | 1606 | 1606 | 1597 | 1584 | 1564 | 1539 | 1509 | 1476 | 1442 | 1407 | 1374 | 1343
NPgY | GSP | NG FES - Falling Short | Number of hybrid electric cars and vans | CREYKE BECK | Falling Short | Lct_BB002 | Number of | NPgY | Creyke Beck |  | 1460 | 2319 | 3171 | 4317 | 5841 | 7657 | 9562 | 11259 | 12888 | 14245 | 15384 | 16287 | 16998 | 17534 | 17874 | 18093 | 18234 | 18292 | 18281 | 18179 | 18023 | 17793 | 17503 | 17169 | 16789 | 16401 | 16005 | 15630 | 15277
NPgY | GSP | NG FES - Falling Short | Number of hybrid electric cars and vans | DRAX | Falling Short | Lct_BB002 | Number of | NPgY | Drax |  | 191 | 302 | 412 | 559 | 756 | 989 | 1234 | 1453 | 1662 | 1837 | 1983 | 2099 | 2191 | 2260 | 2304 | 2332 | 2350 | 2357 | 2356 | 2343 | 2323 | 2293 | 2255 | 2212 | 2163 | 2113 | 2062 | 2014 | 1968
NPgY | GSP | NG FES - Falling Short | Number of hybrid electric cars and vans | ELLAND | Falling Short | Lct_BB002 | Number of | NPgY | Elland |  | 1416 | 2164 | 2861 | 3784 | 4992 | 6412 | 7895 | 9206 | 10477 | 11538 | 12428 | 13132 | 13686 | 14102 | 14364 | 14530 | 14635 | 14675 | 14661 | 14575 | 14447 | 14260 | 14025 | 13756 | 13450 | 13139 | 12821 | 12520 | 12237
NPgY | GSP | NG FES - Falling Short | Number of hybrid electric cars and vans | FERRYBRIDGE A | Falling Short | Lct_BB002 | Number of | NPgY | Ferrybridge A |  | 426 | 661 | 887 | 1189 | 1586 | 2056 | 2547 | 2983 | 3404 | 3755 | 4050 | 4283 | 4467 | 4605 | 4692 | 4748 | 4784 | 4798 | 4794 | 4766 | 4725 | 4664 | 4588 | 4500 | 4400 | 4298 | 4194 | 4096 | 4003
NPgY | GSP | NG FES - Falling Short | Number of hybrid electric cars and vans | FERRYBRIDGE B | Falling Short | Lct_BB002 | Number of | NPgY | Ferrybridge B (_M) |  | 2133 | 2973 | 3594 | 4354 | 5270 | 6269 | 7283 | 8137 | 9022 | 9765 | 10388 | 10876 | 11256 | 11536 | 11702 | 11798 | 11851 | 11856 | 11823 | 11737 | 11620 | 11459 | 11263 | 11041 | 10792 | 10539 | 10282 | 10038 | 9809
NPgY | GSP | NG FES - Falling Short | Number of hybrid electric cars and vans | GRIMSBY WEST | Falling Short | Lct_BB002 | Number of | NPgY | Grimsby West |  | 455 | 735 | 1018 | 1402 | 1915 | 2528 | 3173 | 3749 | 4300 | 4759 | 5144 | 5450 | 5690 | 5872 | 5987 | 6062 | 6111 | 6131 | 6128 | 6094 | 6043 | 5966 | 5869 | 5757 | 5630 | 5500 | 5367 | 5242 | 5123
NPgY | GSP | NG FES - Falling Short | Number of hybrid electric cars and vans | JORDANTHORPE | Falling Short | Lct_BB002 | Number of | NPgY | Jordanthorpe |  | 349 | 508 | 643 | 816 | 1036 | 1287 | 1547 | 1773 | 1998 | 2185 | 2342 | 2467 | 2564 | 2636 | 2681 | 2709 | 2726 | 2731 | 2726 | 2709 | 2684 | 2648 | 2604 | 2553 | 2496 | 2438 | 2379 | 2323 | 2270
NPgY | GSP | NG FES - Falling Short | Number of hybrid electric cars and vans | KEADBY | Falling Short | Lct_BB002 | Number of | NPgY | Keadby |  | 796 | 1284 | 1778 | 2447 | 3341 | 4410 | 5533 | 6536 | 7496 | 8296 | 8966 | 9498 | 9918 | 10234 | 10435 | 10565 | 10650 | 10685 | 10680 | 10621 | 10531 | 10397 | 10228 | 10033 | 9811 | 9584 | 9353 | 9135 | 8928
NPgY | GSP | NG FES - Falling Short | Number of hybrid electric cars and vans | KIRKSTALL B | Falling Short | Lct_BB002 | Number of | NPgY | Kirkstall B |  | 5079 | 6628 | 7436 | 8261 | 9027 | 9622 | 10125 | 10407 | 10900 | 11330 | 11692 | 11958 | 12151 | 12274 | 12314 | 12301 | 12262 | 12189 | 12090 | 11953 | 11795 | 11602 | 11380 | 11137 | 10876 | 10613 | 10346 | 10095 | 9858
NPgY | GSP | NG FES - Falling Short | Number of hybrid electric cars and vans | NEEPSEND | Falling Short | Lct_BB002 | Number of | NPgY | Neepsend |  | 454 | 660 | 834 | 1056 | 1338 | 1660 | 1994 | 2283 | 2571 | 2811 | 3013 | 3172 | 3297 | 3390 | 3447 | 3482 | 3504 | 3510 | 3504 | 3482 | 3449 | 3404 | 3347 | 3282 | 3208 | 3134 | 3058 | 2986 | 2918
NPgY | GSP | NG FES - Falling Short | Number of hybrid electric cars and vans | NORTON LEES | Falling Short | Lct_BB002 | Number of | NPgY | Norton Lees |  | 372 | 557 | 723 | 940 | 1221 | 1548 | 1888 | 2187 | 2480 | 2724 | 2929 | 3091 | 3218 | 3314 | 3373 | 3410 | 3434 | 3442 | 3438 | 3417 | 3386 | 3342 | 3287 | 3224 | 3152 | 3079 | 3004 | 2934 | 2867
NPgY | GSP | NG FES - Falling Short | Number of hybrid electric cars and vans | PITSMOOR 3/4 | Falling Short | Lct_BB002 | Number of | NPgY | Pitsmoor |  | 134 | 206 | 275 | 367 | 487 | 630 | 778 | 910 | 1038 | 1144 | 1233 | 1304 | 1359 | 1401 | 1427 | 1444 | 1455 | 1459 | 1458 | 1449 | 1436 | 1418 | 1395 | 1368 | 1338 | 1307 | 1275 | 1245 | 1217
NPgY | GSP | NG FES - Falling Short | Number of hybrid electric cars and vans | SALTEND NORTH | Falling Short | Lct_BB002 | Number of | NPgY | Saltend North |  | 124 | 220 | 326 | 473 | 674 | 919 | 1178 | 1411 | 1631 | 1814 | 1968 | 2090 | 2186 | 2259 | 2306 | 2337 | 2358 | 2367 | 2367 | 2355 | 2335 | 2306 | 2269 | 2226 | 2177 | 2127 | 2076 | 2028 | 1982
NPgY | GSP | NG FES - Falling Short | Number of hybrid electric cars and vans | SHEFFIELD CITY | Falling Short | Lct_BB002 | Number of | NPgY | Sheffield City |  | 133 | 214 | 296 | 406 | 553 | 728 | 912 | 1077 | 1234 | 1365 | 1475 | 1563 | 1632 | 1684 | 1716 | 1738 | 1752 | 1757 | 1756 | 1747 | 1732 | 1710 | 1682 | 1650 | 1613 | 1576 | 1538 | 1502 | 1468
NPgY | GSP | NG FES - Falling Short | Number of hybrid electric cars and vans | SKELTON GRANGE | Falling Short | Lct_BB002 | Number of | NPgY | Skelton Grange |  | 4676 | 6473 | 7771 | 9344 | 11217 | 13238 | 15278 | 16985 | 18771 | 20271 | 21531 | 22516 | 23281 | 23843 | 24174 | 24361 | 24462 | 24465 | 24390 | 24208 | 23964 | 23629 | 23223 | 22762 | 22248 | 21726 | 21195 | 20693 | 20219
NPgY | GSP | NG FES - Falling Short | Number of hybrid electric cars and vans | TEMPLEBOROUGH 275/33KV | Falling Short | Lct_BB002 | Number of | NPgY | Templeborough |  | 24 | 37 | 49 | 66 | 89 | 115 | 143 | 168 | 191 | 211 | 228 | 241 | 251 | 259 | 264 | 267 | 269 | 270 | 270 | 268 | 266 | 262 | 258 | 253 | 248 | 242 | 236 | 231 | 225
NPgY | GSP | NG FES - Falling Short | Number of hybrid electric cars and vans | THURCROFT | Falling Short | Lct_BB002 | Number of | NPgY | Thurcroft |  | 545 | 883 | 1227 | 1692 | 2315 | 3061 | 3844 | 4545 | 5214 | 5772 | 6239 | 6611 | 6903 | 7124 | 7264 | 7355 | 7414 | 7439 | 7436 | 7395 | 7332 | 7239 | 7122 | 6986 | 6832 | 6674 | 6513 | 6361 | 6217
NPgY | GSP | NG FES - Falling Short | Number of hybrid electric cars and vans | WEST MELTON / THORPE MARSH | Falling Short | Lct_BB002 | Number of | NPgY | Thorpe Marsh |  | 1472 | 2220 | 2901 | 3796 | 4960 | 6320 | 7737 | 8986 | 10203 | 11218 | 12070 | 12744 | 13274 | 13671 | 13919 | 14076 | 14175 | 14211 | 14195 | 14110 | 13985 | 13803 | 13575 | 13314 | 13018 | 12716 | 12408 | 12117 | 11842
NPgY | GSP | NG FES - Falling Short | Number of hybrid electric cars and vans | WEST MELTON SECTION 3 | Falling Short | Lct_BB002 | Number of | NPgY | West Melton |  | 1711 | 2508 | 3191 | 4073 | 5197 | 6490 | 7828 | 8997 | 10151 | 11115 | 11924 | 12563 | 13063 | 13437 | 13669 | 13812 | 13900 | 13928 | 13906 | 13819 | 13692 | 13511 | 13286 | 13029 | 12738 | 12442 | 12140 | 11855 | 11585
NPgY | GSP | NG FES - Falling Short | Number of hybrid electric cars and vans | WINCOBANK | Falling Short | Lct_BB002 | Number of | NPgY | Wincobank |  | 29 | 52 | 78 | 113 | 162 | 220 | 282 | 338 | 391 | 435 | 472 | 502 | 525 | 542 | 554 | 561 | 566 | 568 | 568 | 565 | 561 | 554 | 545 | 534 | 523 | 511 | 498 | 487 | 476
NPgN | GSP | NG FES - Leading the Way | Number of hybrid electric cars and vans | BLYTH 66kV | Leading the Way | Lct_BB002 | Number of | NPgN | Blyth 66kV |  | 678 | 1108 | 1627 | 2241 | 3569 | 4247 | 4935 | 5655 | 6931 | 8145 | 9251 | 10255 | 11126 | 10544 | 9926 | 9274 | 8599 | 7903 | 7178 | 6422 | 5636 | 4825 | 4022 | 3250 | 2542 | 1923 | 1405 | 1000 | 694
NPgN | GSP | NG FES - Leading the Way | Number of hybrid electric cars and vans | BLYTH 132kV | Leading the Way | Lct_BB002 | Number of | NPgN | Blyth 132kV |  | 243 | 388 | 558 | 750 | 1166 | 1354 | 1549 | 1756 | 2133 | 2491 | 2818 | 3114 | 3370 | 3189 | 2998 | 2798 | 2592 | 2381 | 2162 | 1933 | 1696 | 1452 | 1210 | 978 | 765 | 578 | 423 | 301 | 209
NPgN | GSP | NG FES - Leading the Way | Number of hybrid electric cars and vans | FOURSTONES | Leading the Way | Lct_BB002 | Number of | NPgN | Fourstones |  | 96 | 149 | 207 | 269 | 403 | 450 | 501 | 558 | 666 | 769 | 863 | 948 | 1021 | 963 | 903 | 841 | 778 | 714 | 648 | 579 | 508 | 434 | 362 | 292 | 229 | 173 | 126 | 90 | 62
NPgN | GSP | NG FES - Leading the Way | Number of hybrid electric cars and vans | HARTMOOR | Leading the Way | Lct_BB002 | Number of | NPgN | Hart Moor |  | 210 | 362 | 558 | 805 | 1341 | 1665 | 1984 | 2313 | 2874 | 3411 | 3899 | 4342 | 4727 | 4491 | 4235 | 3963 | 3679 | 3384 | 3076 | 2753 | 2417 | 2070 | 1726 | 1395 | 1091 | 825 | 603 | 429 | 298
NPgN | GSP | NG FES - Leading the Way | Number of hybrid electric cars and vans | HAWTHORN PIT GRID | Leading the Way | Lct_BB002 | Number of | NPgN | Hawthorn Pit |  | 276 | 472 | 726 | 1046 | 1738 | 2155 | 2564 | 2987 | 3710 | 4400 | 5028 | 5599 | 6095 | 5790 | 5460 | 5108 | 4741 | 4362 | 3964 | 3548 | 3115 | 2668 | 2224 | 1797 | 1406 | 1063 | 777 | 553 | 384
NPgN | GSP | NG FES - Leading the Way | Number of hybrid electric cars and vans | KNARESBOROUGH | Leading the Way | Lct_BB002 | Number of | NPgN | Knaresborough |  | 976 | 1520 | 2125 | 2777 | 4181 | 4691 | 5249 | 5854 | 7013 | 8109 | 9108 | 10013 | 10798 | 10187 | 9558 | 8907 | 8242 | 7562 | 6859 | 6131 | 5377 | 4601 | 3834 | 3097 | 2422 | 1832 | 1339 | 953 | 661
NPgN | GSP | NG FES - Leading the Way | Number of hybrid electric cars and vans | LACKENBY | Leading the Way | Lct_BB002 | Number of | NPgN | Lackenby |  | 379 | 655 | 1016 | 1473 | 2464 | 3073 | 3671 | 4285 | 5332 | 6331 | 7241 | 8068 | 8787 | 8350 | 7875 | 7369 | 6841 | 6295 | 5721 | 5121 | 4496 | 3851 | 3211 | 2594 | 2029 | 1535 | 1122 | 799 | 554
NPgN | GSP | NG FES - Leading the Way | Number of hybrid electric cars and vans | NORTON | Leading the Way | Lct_BB002 | Number of | NPgN | Norton |  | 1326 | 2215 | 3326 | 4683 | 7618 | 9257 | 10892 | 12587 | 15536 | 18348 | 20907 | 23232 | 25251 | 23961 | 22577 | 21110 | 19584 | 18009 | 16362 | 14643 | 12852 | 11006 | 9175 | 7414 | 5799 | 4386 | 3206 | 2283 | 1584
NPgN | GSP | NG FES - Leading the Way | Number of hybrid electric cars and vans | OFFERTON | Leading the Way | Lct_BB002 | Number of | NPgN | Offerton |  | 121 | 212 | 332 | 487 | 821 | 1031 | 1236 | 1447 | 1804 | 2146 | 2456 | 2739 | 2984 | 2837 | 2676 | 2505 | 2326 | 2140 | 1945 | 1742 | 1529 | 1310 | 1092 | 882 | 690 | 522 | 382 | 272 | 189
NPgN | GSP | NG FES - Leading the Way | Number of hybrid electric cars and vans | OSBALDWICK | Leading the Way | Lct_BB002 | Number of | NPgN | Osbaldwick |  | 979 | 1584 | 2306 | 3148 | 4966 | 5855 | 6764 | 7720 | 9431 | 11058 | 12540 | 13885 | 15052 | 14256 | 13414 | 12528 | 11613 | 10672 | 9690 | 8669 | 7606 | 6513 | 5428 | 4386 | 3430 | 2594 | 1896 | 1350 | 937
NPgN | GSP | NG FES - Leading the Way | Number of hybrid electric cars and vans | POPPLETON | Leading the Way | Lct_BB002 | Number of | NPgN | Poppleton |  | 175 | 280 | 402 | 541 | 841 | 977 | 1118 | 1267 | 1540 | 1798 | 2033 | 2247 | 2432 | 2301 | 2163 | 2019 | 1871 | 1719 | 1560 | 1395 | 1224 | 1048 | 873 | 706 | 552 | 417 | 305 | 217 | 151
NPgN | GSP | NG FES - Leading the Way | Number of hybrid electric cars and vans | SALTHOLME | Leading the Way | Lct_BB002 | Number of | NPgN | Saltholme |  | 5 | 8 | 13 | 19 | 32 | 40 | 48 | 56 | 70 | 83 | 95 | 106 | 115 | 110 | 103 | 97 | 90 | 83 | 75 | 67 | 59 | 51 | 42 | 34 | 27 | 20 | 15 | 10 | 7
NPgN | GSP | NG FES - Leading the Way | Number of hybrid electric cars and vans | SOUTH SHIELDS | Leading the Way | Lct_BB002 | Number of | NPgN | South Shields |  | 130 | 220 | 336 | 481 | 795 | 980 | 1163 | 1351 | 1675 | 1985 | 2266 | 2522 | 2744 | 2606 | 2457 | 2299 | 2133 | 1962 | 1783 | 1596 | 1401 | 1200 | 1000 | 808 | 632 | 478 | 350 | 249 | 173
NPgN | GSP | NG FES - Leading the Way | Number of hybrid electric cars and vans | SPADEADAM | Leading the Way | Lct_BB002 | Number of | NPgN | Spadeadam - Not in NG FES |  | 26 | 42 | 61 | 84 | 134 | 159 | 185 | 211 | 259 | 304 | 345 | 382 | 414 | 393 | 370 | 345 | 320 | 294 | 267 | 239 | 210 | 180 | 150 | 121 | 95 | 72 | 52 | 37 | 26
NPgN | GSP | NG FES - Leading the Way | Number of hybrid electric cars and vans | SPENNYMOOR | Leading the Way | Lct_BB002 | Number of | NPgN | Spennymoor |  | 825 | 1361 | 2020 | 2813 | 4526 | 5443 | 6364 | 7323 | 9008 | 10612 | 12073 | 13399 | 14551 | 13799 | 12996 | 12147 | 11266 | 10358 | 9408 | 8419 | 7389 | 6327 | 5274 | 4261 | 3333 | 2521 | 1843 | 1312 | 910
NPgN | GSP | NG FES - Leading the Way | Number of hybrid electric cars and vans | STELLA NORTH | Leading the Way | Lct_BB002 | Number of | NPgN | Stella North |  | 679 | 1091 | 1578 | 2138 | 3348 | 3918 | 4505 | 5124 | 6242 | 7305 | 8272 | 9151 | 9913 | 9383 | 8826 | 8241 | 7637 | 7016 | 6370 | 5698 | 4999 | 4280 | 3567 | 2882 | 2254 | 1705 | 1246 | 887 | 616
NPgN | GSP | NG FES - Leading the Way | Number of hybrid electric cars and vans | STELLA SOUTH | Leading the Way | Lct_BB002 | Number of | NPgN | Stella South |  | 537 | 872 | 1274 | 1746 | 2764 | 3273 | 3790 | 4333 | 5301 | 6221 | 7060 | 7821 | 8481 | 8035 | 7561 | 7063 | 6548 | 6018 | 5465 | 4889 | 4290 | 3673 | 3062 | 2474 | 1935 | 1463 | 1070 | 761 | 528
NPgN | GSP | NG FES - Leading the Way | Number of hybrid electric cars and vans | TYNEMOUTH | Leading the Way | Lct_BB002 | Number of | NPgN | Tynemouth 1 |  | 545 | 892 | 1313 | 1813 | 2893 | 3450 | 4015 | 4604 | 5648 | 6641 | 7545 | 8366 | 9079 | 8605 | 8102 | 7570 | 7019 | 6452 | 5860 | 5243 | 4601 | 3940 | 3284 | 2653 | 2075 | 1570 | 1147 | 817 | 567
NPgN | GSP | NG FES - Leading the Way | Number of hybrid electric cars and vans | WEST BOLDON | Leading the Way | Lct_BB002 | Number of | NPgN | West Boldon |  | 627 | 1040 | 1552 | 2172 | 3514 | 4247 | 4980 | 5742 | 7075 | 8345 | 9501 | 10551 | 11463 | 10874 | 10243 | 9575 | 8882 | 8167 | 7419 | 6639 | 5827 | 4990 | 4160 | 3361 | 2629 | 1988 | 1454 | 1035 | 718
NPgY | GSP | NG FES - Leading the Way | Number of hybrid electric cars and vans | BRADFORD WEST | Leading the Way | Lct_BB002 | Number of | NPgY | Bradford West |  | 2733 | 3870 | 5034 | 6232 | 7740 | 9220 | 10719 | 12287 | 15063 | 17706 | 20113 | 22298 | 24195 | 22931 | 21586 | 20169 | 18701 | 17190 | 15612 | 13968 | 12257 | 10496 | 8749 | 7068 | 5529 | 4182 | 3057 | 2176 | 1510
NPgY | GSP | NG FES - Leading the Way | Number of hybrid electric cars and vans | CAMBLESFORTH | Leading the Way | Lct_BB002 | Number of | NPgY | Camblesforth |  | 108 | 176 | 260 | 360 | 495 | 646 | 790 | 938 | 1182 | 1416 | 1629 | 1823 | 1991 | 1896 | 1791 | 1679 | 1560 | 1436 | 1306 | 1170 | 1027 | 880 | 734 | 593 | 464 | 351 | 257 | 183 | 127
NPgY | GSP | NG FES - Leading the Way | Number of hybrid electric cars and vans | CREYKE BECK | Leading the Way | Lct_BB002 | Number of | NPgY | Creyke Beck |  | 1460 | 2291 | 3271 | 4414 | 5936 | 7598 | 9211 | 10859 | 13621 | 16260 | 18664 | 20849 | 22749 | 21647 | 20439 | 19142 | 17782 | 16369 | 14884 | 13328 | 11703 | 10025 | 8359 | 6755 | 5285 | 3997 | 2922 | 2080 | 1444
NPgY | GSP | NG FES - Leading the Way | Number of hybrid electric cars and vans | DRAX | Leading the Way | Lct_BB002 | Number of | NPgY | Drax |  | 191 | 298 | 425 | 572 | 768 | 982 | 1189 | 1401 | 1757 | 2097 | 2406 | 2688 | 2932 | 2790 | 2634 | 2467 | 2292 | 2110 | 1918 | 1718 | 1508 | 1292 | 1077 | 871 | 681 | 515 | 377 | 268 | 186
NPgY | GSP | NG FES - Leading the Way | Number of hybrid electric cars and vans | ELLAND | Leading the Way | Lct_BB002 | Number of | NPgY | Elland |  | 1416 | 2137 | 2952 | 3869 | 5073 | 6355 | 7610 | 8901 | 11094 | 13188 | 15095 | 16827 | 18334 | 17427 | 16441 | 15388 | 14288 | 13147 | 11951 | 10699 | 9393 | 8046 | 6708 | 5421 | 4240 | 3207 | 2345 | 1669 | 1158
NPgY | GSP | NG FES - Leading the Way | Number of hybrid electric cars and vans | FERRYBRIDGE A | Leading the Way | Lct_BB002 | Number of | NPgY | Ferrybridge A |  | 426 | 653 | 915 | 1215 | 1611 | 2038 | 2455 | 2881 | 3602 | 4290 | 4916 | 5486 | 5981 | 5688 | 5368 | 5026 | 4668 | 4296 | 3905 | 3497 | 3070 | 2630 | 2193 | 1772 | 1386 | 1049 | 766 | 546 | 379
NPgY | GSP | NG FES - Leading the Way | Number of hybrid electric cars and vans | FERRYBRIDGE B | Leading the Way | Lct_BB002 | Number of | NPgY | Ferrybridge B (_M) |  | 2133 | 2936 | 3708 | 4452 | 5356 | 6180 | 7041 | 7956 | 9637 | 11233 | 12686 | 14005 | 15148 | 14323 | 13460 | 12560 | 11633 | 10683 | 9696 | 8671 | 7606 | 6511 | 5426 | 4384 | 3429 | 2593 | 1895 | 1349 | 936
NPgY | GSP | NG FES - Leading the Way | Number of hybrid electric cars and vans | GRIMSBY WEST | Leading the Way | Lct_BB002 | Number of | NPgY | Grimsby West |  | 455 | 726 | 1050 | 1433 | 1946 | 2510 | 3056 | 3613 | 4542 | 5430 | 6239 | 6974 | 7613 | 7247 | 6844 | 6412 | 5957 | 5484 | 4987 | 4466 | 3922 | 3360 | 2802 | 2264 | 1771 | 1340 | 979 | 697 | 484
NPgY | GSP | NG FES - Leading the Way | Number of hybrid electric cars and vans | JORDANTHORPE | Leading the Way | Lct_BB002 | Number of | NPgY | Jordanthorpe |  | 349 | 502 | 664 | 834 | 1053 | 1273 | 1493 | 1722 | 2123 | 2504 | 2851 | 3166 | 3440 | 3264 | 3075 | 2874 | 2666 | 2452 | 2227 | 1993 | 1749 | 1498 | 1249 | 1009 | 789 | 597 | 436 | 311 | 216
NPgY | GSP | NG FES - Leading the Way | Number of hybrid electric cars and vans | KEADBY | Leading the Way | Lct_BB002 | Number of | NPgY | Keadby |  | 796 | 1269 | 1835 | 2502 | 3395 | 4378 | 5329 | 6299 | 7917 | 9465 | 10874 | 12155 | 13269 | 12631 | 11929 | 11174 | 10382 | 9558 | 8692 | 7784 | 6835 | 5856 | 4883 | 3946 | 3087 | 2335 | 1707 | 1215 | 843
NPgY | GSP | NG FES - Leading the Way | Number of hybrid electric cars and vans | KIRKSTALL B | Leading the Way | Lct_BB002 | Number of | NPgY | Kirkstall B |  | 5079 | 6547 | 7671 | 8446 | 9174 | 9404 | 9842 | 10410 | 11873 | 13234 | 14473 | 15591 | 16551 | 15435 | 14354 | 13282 | 12219 | 11160 | 10087 | 8992 | 7869 | 6725 | 5598 | 4519 | 3533 | 2671 | 1951 | 1388 | 963
NPgY | GSP | NG FES - Leading the Way | Number of hybrid electric cars and vans | NEEPSEND | Leading the Way | Lct_BB002 | Number of | NPgY | Neepsend |  | 454 | 652 | 860 | 1080 | 1360 | 1642 | 1924 | 2218 | 2732 | 3222 | 3668 | 4072 | 4424 | 4197 | 3953 | 3695 | 3428 | 3152 | 2863 | 2562 | 2249 | 1926 | 1605 | 1297 | 1015 | 767 | 561 | 399 | 277
NPgY | GSP | NG FES - Leading the Way | Number of hybrid electric cars and vans | NORTON LEES | Leading the Way | Lct_BB002 | Number of | NPgY | Norton Lees |  | 372 | 550 | 746 | 961 | 1240 | 1533 | 1821 | 2119 | 2629 | 3117 | 3560 | 3963 | 4314 | 4097 | 3864 | 3615 | 3355 | 3086 | 2805 | 2511 | 2204 | 1888 | 1574 | 1272 | 995 | 752 | 550 | 392 | 272
NPgY | GSP | NG FES - Leading the Way | Number of hybrid electric cars and vans | PITSMOOR 3/4 | Leading the Way | Lct_BB002 | Number of | NPgY | Pitsmoor |  | 134 | 204 | 284 | 375 | 495 | 624 | 750 | 879 | 1098 | 1307 | 1497 | 1670 | 1820 | 1731 | 1633 | 1529 | 1420 | 1307 | 1188 | 1063 | 934 | 800 | 667 | 539 | 421 | 319 | 233 | 166 | 115
NPgY | GSP | NG FES - Leading the Way | Number of hybrid electric cars and vans | SALTEND NORTH | Leading the Way | Lct_BB002 | Number of | NPgY | Saltend North |  | 124 | 217 | 336 | 484 | 685 | 914 | 1133 | 1355 | 1718 | 2066 | 2383 | 2671 | 2921 | 2785 | 2633 | 2469 | 2295 | 2114 | 1923 | 1723 | 1513 | 1297 | 1081 | 874 | 684 | 517 | 378 | 269 | 187
NPgY | GSP | NG FES - Leading the Way | Number of hybrid electric cars and vans | SHEFFIELD CITY | Leading the Way | Lct_BB002 | Number of | NPgY | Sheffield City |  | 133 | 212 | 305 | 415 | 562 | 723 | 879 | 1038 | 1304 | 1558 | 1790 | 2000 | 2183 | 2078 | 1962 | 1838 | 1708 | 1572 | 1430 | 1280 | 1124 | 963 | 803 | 649 | 508 | 384 | 281 | 200 | 139
NPgY | GSP | NG FES - Leading the Way | Number of hybrid electric cars and vans | SKELTON GRANGE | Leading the Way | Lct_BB002 | Number of | NPgY | Skelton Grange |  | 4676 | 6393 | 8017 | 9553 | 11400 | 13041 | 14776 | 16629 | 20072 | 23339 | 26313 | 29011 | 31350 | 29622 | 27824 | 25951 | 24029 | 22061 | 20019 | 17899 | 15700 | 13438 | 11199 | 9047 | 7076 | 5351 | 3911 | 2784 | 1932
NPgY | GSP | NG FES - Leading the Way | Number of hybrid electric cars and vans | TEMPLEBOROUGH 275/33KV | Leading the Way | Lct_BB002 | Number of | NPgY | Templeborough |  | 24 | 36 | 51 | 68 | 90 | 114 | 138 | 162 | 202 | 241 | 276 | 309 | 336 | 320 | 302 | 283 | 263 | 242 | 220 | 197 | 173 | 148 | 123 | 100 | 78 | 59 | 43 | 31 | 21
NPgY | GSP | NG FES - Leading the Way | Number of hybrid electric cars and vans | THURCROFT | Leading the Way | Lct_BB002 | Number of | NPgY | Thurcroft |  | 545 | 872 | 1265 | 1730 | 2352 | 3039 | 3702 | 4379 | 5506 | 6585 | 7566 | 8459 | 9235 | 8792 | 8304 | 7779 | 7227 | 6654 | 6051 | 5419 | 4759 | 4077 | 3399 | 2747 | 2149 | 1626 | 1188 | 846 | 587
NPgY | GSP | NG FES - Leading the Way | Number of hybrid electric cars and vans | WEST MELTON / THORPE MARSH | Leading the Way | Lct_BB002 | Number of | NPgY | Thorpe Marsh |  | 1472 | 2192 | 2993 | 3881 | 5041 | 6260 | 7461 | 8697 | 10812 | 12830 | 14668 | 16337 | 17788 | 16901 | 15939 | 14915 | 13845 | 12738 | 11577 | 10363 | 9098 | 7792 | 6497 | 5250 | 4107 | 3106 | 2271 | 1617 | 1122
NPgY | GSP | NG FES - Leading the Way | Number of hybrid electric cars and vans | WEST MELTON SECTION 3 | Leading the Way | Lct_BB002 | Number of | NPgY | West Melton |  | 1711 | 2477 | 3292 | 4164 | 5281 | 6419 | 7554 | 8732 | 10779 | 12731 | 14509 | 16123 | 17525 | 16630 | 15670 | 14652 | 13594 | 12501 | 11358 | 10164 | 8922 | 7640 | 6369 | 5146 | 4026 | 3045 | 2226 | 1584 | 1099
NPgY | GSP | NG FES - Leading the Way | Number of hybrid electric cars and vans | WINCOBANK | Leading the Way | Lct_BB002 | Number of | NPgY | Wincobank |  | 29 | 52 | 80 | 116 | 164 | 219 | 272 | 325 | 412 | 496 | 572 | 641 | 701 | 668 | 632 | 593 | 551 | 507 | 462 | 414 | 363 | 311 | 260 | 210 | 164 | 124 | 91 | 65 | 45
NPgN | GSP | NG FES - System Transformation | Number of hybrid electric cars and vans | BLYTH 66kV | System Transformation | Lct_BB002 | Number of | NPgN | Blyth 66kV |  | 678 | 1178 | 1748 | 2419 | 3841 | 4553 | 5278 | 6038 | 6864 | 7602 | 8255 | 8823 | 9310 | 9719 | 10027 | 10257 | 10432 | 10543 | 10593 | 10569 | 10500 | 10384 | 10227 | 10053 | 9845 | 9628 | 9413 | 9205 | 9011
NPgN | GSP | NG FES - System Transformation | Number of hybrid electric cars and vans | BLYTH 132kV | System Transformation | Lct_BB002 | Number of | NPgN | Blyth 132kV |  | 243 | 413 | 599 | 810 | 1255 | 1453 | 1659 | 1877 | 2117 | 2331 | 2521 | 2685 | 2827 | 2945 | 3034 | 3100 | 3150 | 3181 | 3195 | 3186 | 3164 | 3128 | 3080 | 3027 | 2965 | 2899 | 2834 | 2771 | 2713
NPgN | GSP | NG FES - System Transformation | Number of hybrid electric cars and vans | FOURSTONES | System Transformation | Lct_BB002 | Number of | NPgN | Fourstones |  | 96 | 158 | 222 | 290 | 434 | 484 | 538 | 597 | 664 | 723 | 776 | 821 | 860 | 893 | 918 | 936 | 949 | 957 | 960 | 956 | 949 | 938 | 923 | 907 | 888 | 868 | 849 | 830 | 812
NPgN | GSP | NG FES - System Transformation | Number of hybrid electric cars and vans | HARTMOOR | System Transformation | Lct_BB002 | Number of | NPgN | Hart Moor |  | 210 | 385 | 599 | 869 | 1443 | 1782 | 2119 | 2466 | 2838 | 3171 | 3465 | 3722 | 3942 | 4127 | 4267 | 4372 | 4453 | 4505 | 4530 | 4523 | 4496 | 4448 | 4382 | 4308 | 4220 | 4127 | 4035 | 3947 | 3864
NPgN | GSP | NG FES - System Transformation | Number of hybrid electric cars and vans | HAWTHORN PIT GRID | System Transformation | Lct_BB002 | Number of | NPgN | Hawthorn Pit |  | 276 | 502 | 780 | 1129 | 1870 | 2306 | 2739 | 3185 | 3663 | 4091 | 4470 | 4800 | 5083 | 5321 | 5500 | 5635 | 5739 | 5807 | 5839 | 5829 | 5794 | 5732 | 5647 | 5553 | 5438 | 5319 | 5201 | 5086 | 4980
NPgN | GSP | NG FES - System Transformation | Number of hybrid electric cars and vans | KNARESBOROUGH | System Transformation | Lct_BB002 | Number of | NPgN | Knaresborough |  | 976 | 1617 | 2283 | 2998 | 4500 | 5042 | 5627 | 6267 | 6984 | 7619 | 8182 | 8671 | 9091 | 9443 | 9706 | 9898 | 10042 | 10129 | 10160 | 10125 | 10050 | 9932 | 9776 | 9606 | 9405 | 9195 | 8988 | 8788 | 8601
NPgN | GSP | NG FES - System Transformation | Number of hybrid electric cars and vans | LACKENBY | System Transformation | Lct_BB002 | Number of | NPgN | Lackenby |  | 379 | 697 | 1091 | 1590 | 2652 | 3288 | 3919 | 4568 | 5262 | 5884 | 6434 | 6914 | 7325 | 7670 | 7931 | 8128 | 8279 | 8377 | 8425 | 8411 | 8361 | 8272 | 8150 | 8014 | 7849 | 7676 | 7506 | 7341 | 7187
NPgN | GSP | NG FES - System Transformation | Number of hybrid electric cars and vans | NORTON | System Transformation | Lct_BB002 | Number of | NPgN | Norton |  | 1326 | 2355 | 3573 | 5054 | 8198 | 9915 | 11640 | 13431 | 15362 | 17090 | 18619 | 19951 | 21092 | 22051 | 22774 | 23316 | 23732 | 23998 | 24123 | 24075 | 23925 | 23665 | 23311 | 22917 | 22445 | 21950 | 21462 | 20989 | 20548
NPgN | GSP | NG FES - System Transformation | Number of hybrid electric cars and vans | OFFERTON | System Transformation | Lct_BB002 | Number of | NPgN | Offerton |  | 121 | 226 | 357 | 525 | 883 | 1103 | 1320 | 1542 | 1780 | 1993 | 2181 | 2346 | 2486 | 2605 | 2694 | 2762 | 2814 | 2848 | 2864 | 2860 | 2843 | 2813 | 2771 | 2725 | 2669 | 2610 | 2553 | 2497 | 2444
NPgN | GSP | NG FES - System Transformation | Number of hybrid electric cars and vans | OSBALDWICK | System Transformation | Lct_BB002 | Number of | NPgN | Osbaldwick |  | 979 | 1685 | 2477 | 3397 | 5344 | 6279 | 7237 | 8247 | 9348 | 10330 | 11200 | 11957 | 12606 | 13151 | 13560 | 13865 | 14098 | 14244 | 14308 | 14273 | 14178 | 14020 | 13807 | 13572 | 13291 | 12996 | 12706 | 12426 | 12163
NPgN | GSP | NG FES - System Transformation | Number of hybrid electric cars and vans | POPPLETON | System Transformation | Lct_BB002 | Number of | NPgN | Poppleton |  | 175 | 298 | 432 | 584 | 906 | 1049 | 1197 | 1355 | 1528 | 1682 | 1819 | 1938 | 2040 | 2126 | 2190 | 2237 | 2274 | 2296 | 2305 | 2299 | 2283 | 2258 | 2223 | 2185 | 2139 | 2092 | 2045 | 2000 | 1958
NPgN | GSP | NG FES - System Transformation | Number of hybrid electric cars and vans | SALTHOLME | System Transformation | Lct_BB002 | Number of | NPgN | Saltholme |  | 5 | 9 | 14 | 20 | 34 | 42 | 51 | 59 | 69 | 77 | 84 | 91 | 96 | 101 | 104 | 107 | 109 | 110 | 111 | 110 | 110 | 109 | 107 | 105 | 103 | 101 | 99 | 96 | 94
NPgN | GSP | NG FES - System Transformation | Number of hybrid electric cars and vans | SOUTH SHIELDS | System Transformation | Lct_BB002 | Number of | NPgN | South Shields |  | 130 | 234 | 361 | 519 | 856 | 1049 | 1242 | 1441 | 1655 | 1846 | 2016 | 2163 | 2290 | 2396 | 2476 | 2537 | 2583 | 2613 | 2627 | 2623 | 2607 | 2579 | 2540 | 2498 | 2446 | 2392 | 2339 | 2288 | 2240
NPgN | GSP | NG FES - System Transformation | Number of hybrid electric cars and vans | SPADEADAM | System Transformation | Lct_BB002 | Number of | NPgN | Spadeadam - Not in NG FES |  | 26 | 45 | 66 | 91 | 144 | 171 | 197 | 226 | 256 | 284 | 308 | 329 | 347 | 362 | 374 | 382 | 389 | 393 | 394 | 394 | 391 | 387 | 381 | 374 | 367 | 358 | 350 | 343 | 335
NPgN | GSP | NG FES - System Transformation | Number of hybrid electric cars and vans | SPENNYMOOR | System Transformation | Lct_BB002 | Number of | NPgN | Spennymoor |  | 825 | 1448 | 2171 | 3036 | 4871 | 5832 | 6804 | 7817 | 8914 | 9894 | 10762 | 11518 | 12165 | 12709 | 13119 | 13425 | 13660 | 13809 | 13878 | 13848 | 13760 | 13609 | 13405 | 13178 | 12906 | 12621 | 12340 | 12068 | 11814
NPgN | GSP | NG FES - System Transformation | Number of hybrid electric cars and vans | STELLA NORTH | System Transformation | Lct_BB002 | Number of | NPgN | Stella North |  | 679 | 1161 | 1695 | 2308 | 3603 | 4203 | 4821 | 5475 | 6191 | 6829 | 7394 | 7886 | 8308 | 8662 | 8928 | 9125 | 9275 | 9369 | 9410 | 9385 | 9322 | 9217 | 9077 | 8921 | 8737 | 8543 | 8352 | 8167 | 7995
NPgN | GSP | NG FES - System Transformation | Number of hybrid electric cars and vans | STELLA SOUTH | System Transformation | Lct_BB002 | Number of | NPgN | Stella South |  | 537 | 927 | 1368 | 1884 | 2975 | 3509 | 4054 | 4628 | 5252 | 5809 | 6303 | 6732 | 7100 | 7409 | 7642 | 7815 | 7947 | 8031 | 8068 | 8048 | 7995 | 7906 | 7787 | 7654 | 7496 | 7330 | 7166 | 7008 | 6860
NPgN | GSP | NG FES - System Transformation | Number of hybrid electric cars and vans | TYNEMOUTH | System Transformation | Lct_BB002 | Number of | NPgN | Tynemouth 1 |  | 545 | 948 | 1410 | 1956 | 3113 | 3699 | 4293 | 4916 | 5592 | 6196 | 6731 | 7197 | 7596 | 7931 | 8183 | 8371 | 8515 | 8606 | 8648 | 8628 | 8572 | 8478 | 8350 | 8208 | 8038 | 7860 | 7685 | 7516 | 7357
NPgN | GSP | NG FES - System Transformation | Number of hybrid electric cars and vans | WEST BOLDON | System Transformation | Lct_BB002 | Number of | NPgN | West Boldon |  | 627 | 1106 | 1667 | 2345 | 3782 | 4549 | 5323 | 6128 | 6998 | 7777 | 8465 | 9065 | 9579 | 10011 | 10336 | 10580 | 10766 | 10886 | 10941 | 10918 | 10850 | 10731 | 10570 | 10392 | 10177 | 9952 | 9731 | 9517 | 9317
NPgY | GSP | NG FES - System Transformation | Number of hybrid electric cars and vans | BRADFORD WEST | System Transformation | Lct_BB002 | Number of | NPgY | Bradford West |  | 2733 | 4118 | 5410 | 6728 | 8331 | 9885 | 11465 | 13121 | 14919 | 16525 | 17947 | 19184 | 20245 | 21137 | 21807 | 22307 | 22689 | 22931 | 23040 | 22987 | 22838 | 22586 | 22244 | 21866 | 21415 | 20941 | 20474 | 20022 | 19600
NPgY | GSP | NG FES - System Transformation | Number of hybrid electric cars and vans | CAMBLESFORTH | System Transformation | Lct_BB002 | Number of | NPgY | Camblesforth |  | 108 | 187 | 279 | 389 | 533 | 690 | 843 | 998 | 1163 | 1311 | 1442 | 1557 | 1655 | 1737 | 1799 | 1847 | 1884 | 1908 | 1920 | 1918 | 1908 | 1888 | 1861 | 1830 | 1793 | 1753 | 1715 | 1677 | 1642
NPgY | GSP | NG FES - System Transformation | Number of hybrid electric cars and vans | CREYKE BECK | System Transformation | Lct_BB002 | Number of | NPgY | Creyke Beck |  | 1460 | 2438 | 3516 | 4765 | 6389 | 8122 | 9827 | 11567 | 13418 | 15079 | 16549 | 17830 | 18928 | 19852 | 20551 | 21081 | 21491 | 21760 | 21895 | 21868 | 21744 | 21517 | 21202 | 20850 | 20424 | 19976 | 19534 | 19106 | 18707
NPgY | GSP | NG FES - System Transformation | Number of hybrid electric cars and vans | DRAX | System Transformation | Lct_BB002 | Number of | NPgY | Drax |  | 191 | 317 | 456 | 617 | 827 | 1049 | 1269 | 1493 | 1731 | 1945 | 2134 | 2299 | 2440 | 2559 | 2649 | 2717 | 2770 | 2805 | 2822 | 2818 | 2802 | 2773 | 2732 | 2687 | 2632 | 2574 | 2517 | 2462 | 2411
NPgY | GSP | NG FES - System Transformation | Number of hybrid electric cars and vans | ELLAND | System Transformation | Lct_BB002 | Number of | NPgY | Elland |  | 1416 | 2274 | 3172 | 4177 | 5461 | 6798 | 8125 | 9488 | 10945 | 12251 | 13407 | 14414 | 15277 | 16003 | 16552 | 16967 | 17286 | 17493 | 17595 | 17568 | 17465 | 17280 | 17025 | 16741 | 16397 | 16037 | 15682 | 15337 | 15016
NPgY | GSP | NG FES - System Transformation | Number of hybrid electric cars and vans | FERRYBRIDGE A | System Transformation | Lct_BB002 | Number of | NPgY | Ferrybridge A |  | 426 | 695 | 984 | 1312 | 1734 | 2180 | 2620 | 3070 | 3551 | 3982 | 4363 | 4696 | 4981 | 5220 | 5402 | 5539 | 5644 | 5714 | 5748 | 5740 | 5707 | 5647 | 5564 | 5471 | 5359 | 5241 | 5125 | 5013 | 4908
NPgY | GSP | NG FES - System Transformation | Number of hybrid electric cars and vans | FERRYBRIDGE B | System Transformation | Lct_BB002 | Number of | NPgY | Ferrybridge B (_M) |  | 2133 | 3124 | 3985 | 4806 | 5765 | 6635 | 7540 | 8507 | 9572 | 10520 | 11359 | 12090 | 12716 | 13241 | 13634 | 13924 | 14145 | 14281 | 14337 | 14295 | 14195 | 14033 | 13817 | 13579 | 13297 | 13001 | 12710 | 12428 | 12165
NPgY | GSP | NG FES - System Transformation | Number of hybrid electric cars and vans | GRIMSBY WEST | System Transformation | Lct_BB002 | Number of | NPgY | Grimsby West |  | 455 | 772 | 1129 | 1547 | 2094 | 2682 | 3260 | 3848 | 4472 | 5032 | 5528 | 5961 | 6331 | 6643 | 6879 | 7058 | 7197 | 7288 | 7334 | 7326 | 7285 | 7209 | 7104 | 6987 | 6844 | 6694 | 6546 | 6403 | 6269
NPgY | GSP | NG FES - System Transformation | Number of hybrid electric cars and vans | JORDANTHORPE | System Transformation | Lct_BB002 | Number of | NPgY | Jordanthorpe |  | 349 | 534 | 713 | 901 | 1133 | 1364 | 1596 | 1838 | 2100 | 2333 | 2540 | 2720 | 2875 | 3005 | 3102 | 3176 | 3232 | 3268 | 3284 | 3278 | 3257 | 3222 | 3173 | 3120 | 3055 | 2988 | 2921 | 2857 | 2797
NPgY | GSP | NG FES - System Transformation | Number of hybrid electric cars and vans | KEADBY | System Transformation | Lct_BB002 | Number of | NPgY | Keadby |  | 796 | 1350 | 1972 | 2701 | 3654 | 4678 | 5684 | 6708 | 7796 | 8772 | 9637 | 10389 | 11035 | 11578 | 11990 | 12302 | 12543 | 12702 | 12783 | 12768 | 12696 | 12565 | 12381 | 12176 | 11927 | 11666 | 11408 | 11159 | 10925
NPgY | GSP | NG FES - System Transformation | Number of hybrid electric cars and vans | KIRKSTALL B | System Transformation | Lct_BB002 | Number of | NPgY | Kirkstall B |  | 5079 | 6966 | 8245 | 9118 | 9874 | 10153 | 10597 | 11200 | 11967 | 12629 | 13217 | 13725 | 14159 | 14521 | 14778 | 14947 | 15064 | 15111 | 15091 | 14989 | 14840 | 14636 | 14385 | 14117 | 13812 | 13496 | 13185 | 12884 | 12604
NPgY | GSP | NG FES - System Transformation | Number of hybrid electric cars and vans | NEEPSEND | System Transformation | Lct_BB002 | Number of | NPgY | Neepsend |  | 454 | 694 | 924 | 1166 | 1464 | 1759 | 2057 | 2367 | 2703 | 3003 | 3268 | 3499 | 3697 | 3864 | 3989 | 4083 | 4155 | 4201 | 4223 | 4214 | 4187 | 4141 | 4079 | 4010 | 3928 | 3841 | 3755 | 3673 | 3595
NPgY | GSP | NG FES - System Transformation | Number of hybrid electric cars and vans | NORTON LEES | System Transformation | Lct_BB002 | Number of | NPgY | Norton Lees |  | 372 | 585 | 801 | 1037 | 1335 | 1641 | 1945 | 2259 | 2597 | 2899 | 3166 | 3399 | 3598 | 3766 | 3893 | 3988 | 4062 | 4109 | 4132 | 4125 | 4100 | 4056 | 3996 | 3929 | 3848 | 3763 | 3680 | 3599 | 3523
NPgY | GSP | NG FES - System Transformation | Number of hybrid electric cars and vans | PITSMOOR 3/4 | System Transformation | Lct_BB002 | Number of | NPgY | Pitsmoor |  | 134 | 217 | 305 | 405 | 533 | 668 | 801 | 937 | 1083 | 1213 | 1329 | 1430 | 1516 | 1589 | 1644 | 1685 | 1717 | 1738 | 1748 | 1746 | 1736 | 1717 | 1692 | 1664 | 1630 | 1594 | 1559 | 1524 | 1492
NPgY | GSP | NG FES - System Transformation | Number of hybrid electric cars and vans | SALTEND NORTH | System Transformation | Lct_BB002 | Number of | NPgY | Saltend North |  | 124 | 231 | 361 | 522 | 738 | 976 | 1207 | 1441 | 1688 | 1910 | 2107 | 2278 | 2425 | 2548 | 2642 | 2714 | 2769 | 2806 | 2825 | 2823 | 2808 | 2779 | 2739 | 2694 | 2640 | 2582 | 2525 | 2470 | 2418
NPgY | GSP | NG FES - System Transformation | Number of hybrid electric cars and vans | SHEFFIELD CITY | System Transformation | Lct_BB002 | Number of | NPgY | Sheffield City |  | 133 | 225 | 328 | 448 | 604 | 772 | 937 | 1105 | 1284 | 1444 | 1586 | 1710 | 1816 | 1905 | 1973 | 2024 | 2063 | 2089 | 2103 | 2100 | 2088 | 2067 | 2036 | 2003 | 1962 | 1919 | 1876 | 1835 | 1797
NPgY | GSP | NG FES - System Transformation | Number of hybrid electric cars and vans | SKELTON GRANGE | System Transformation | Lct_BB002 | Number of | NPgY | Skelton Grange |  | 4676 | 6803 | 8616 | 10314 | 12270 | 14007 | 15828 | 17787 | 19953 | 21880 | 23586 | 25070 | 26342 | 27409 | 28206 | 28793 | 29237 | 29508 | 29617 | 29524 | 29315 | 28977 | 28528 | 28035 | 27451 | 26840 | 26238 | 25656 | 25112
NPgY | GSP | NG FES - System Transformation | Number of hybrid electric cars and vans | TEMPLEBOROUGH 275/33KV | System Transformation | Lct_BB002 | Number of | NPgY | Templeborough |  | 24 | 39 | 55 | 73 | 97 | 122 | 147 | 172 | 200 | 224 | 245 | 264 | 280 | 294 | 304 | 312 | 318 | 321 | 323 | 323 | 321 | 318 | 313 | 308 | 302 | 295 | 288 | 282 | 276
NPgY | GSP | NG FES - System Transformation | Number of hybrid electric cars and vans | THURCROFT | System Transformation | Lct_BB002 | Number of | NPgY | Thurcroft |  | 545 | 928 | 1360 | 1868 | 2532 | 3247 | 3949 | 4663 | 5421 | 6102 | 6705 | 7229 | 7680 | 8058 | 8345 | 8563 | 8731 | 8842 | 8899 | 8889 | 8839 | 8747 | 8620 | 8477 | 8304 | 8122 | 7942 | 7769 | 7606
NPgY | GSP | NG FES - System Transformation | Number of hybrid electric cars and vans | WEST MELTON / THORPE MARSH | System Transformation | Lct_BB002 | Number of | NPgY | Thorpe Marsh |  | 1472 | 2333 | 3217 | 4190 | 5425 | 6700 | 7968 | 9274 | 10673 | 11927 | 13037 | 14004 | 14832 | 15529 | 16056 | 16452 | 16757 | 16955 | 17052 | 17023 | 16922 | 16741 | 16493 | 16217 | 15884 | 15534 | 15190 | 14856 | 14545
NPgY | GSP | NG FES - System Transformation | Number of hybrid electric cars and vans | WEST MELTON SECTION 3 | System Transformation | Lct_BB002 | Number of | NPgY | West Melton |  | 1711 | 2636 | 3538 | 4495 | 5685 | 6876 | 8074 | 9317 | 10659 | 11858 | 12921 | 13845 | 14638 | 15305 | 15807 | 16183 | 16472 | 16658 | 16745 | 16712 | 16608 | 16427 | 16182 | 15909 | 15581 | 15237 | 14899 | 14571 | 14264
NPgY | GSP | NG FES - System Transformation | Number of hybrid electric cars and vans | WINCOBANK | System Transformation | Lct_BB002 | Number of | NPgY | Wincobank |  | 29 | 55 | 86 | 125 | 177 | 234 | 290 | 346 | 405 | 458 | 506 | 547 | 582 | 612 | 634 | 651 | 665 | 673 | 678 | 678 | 674 | 667 | 658 | 647 | 634 | 620 | 606 | 593 | 580
NPgN | GSP | NPg Best View | Number of I&C full electric heat pumps | BLYTH 66kV | NPg Best View (Not in FES) | Lct_BB007 | Number of | NPgN | Blyth 66kV |  | 157 | 173 | 192 | 210 | 231 | 275 | 321 | 366 | 406 | 444 | 481 | 518 | 556 | 592 | 914 | 1235 | 1549 | 1859 | 2155 | 2447 | 2725 | 3001 | 3276 | 3550 | 3823 | 4093 | 4362 | 4630 | 4895
NPgN | GSP | NPg Best View | Number of I&C full electric heat pumps | BLYTH 132kV | NPg Best View (Not in FES) | Lct_BB007 | Number of | NPgN | Blyth 132kV |  | 90 | 100 | 110 | 121 | 133 | 158 | 184 | 209 | 232 | 254 | 275 | 296 | 317 | 337 | 520 | 701 | 879 | 1054 | 1220 | 1384 | 1540 | 1694 | 1847 | 1999 | 2151 | 2300 | 2449 | 2597 | 2743
NPgN | GSP | NPg Best View | Number of I&C full electric heat pumps | FOURSTONES | NPg Best View (Not in FES) | Lct_BB007 | Number of | NPgN | Fourstones |  | 37 | 41 | 45 | 49 | 54 | 65 | 76 | 86 | 95 | 104 | 113 | 121 | 130 | 138 | 213 | 288 | 361 | 432 | 501 | 568 | 632 | 695 | 758 | 820 | 883 | 944 | 1005 | 1066 | 1126
NPgN | GSP | NPg Best View | Number of I&C full electric heat pumps | HARTMOOR | NPg Best View (Not in FES) | Lct_BB007 | Number of | NPgN | Hart Moor |  | 88 | 97 | 108 | 118 | 130 | 155 | 182 | 207 | 229 | 251 | 272 | 294 | 315 | 336 | 519 | 701 | 880 | 1057 | 1227 | 1394 | 1553 | 1711 | 1869 | 2027 | 2183 | 2339 | 2495 | 2649 | 2803
NPgN | GSP | NPg Best View | Number of I&C full electric heat pumps | HAWTHORN PIT GRID | NPg Best View (Not in FES) | Lct_BB007 | Number of | NPgN | Hawthorn Pit |  | 82 | 91 | 102 | 111 | 123 | 147 | 172 | 196 | 219 | 240 | 261 | 282 | 303 | 324 | 501 | 679 | 854 | 1028 | 1196 | 1361 | 1520 | 1678 | 1837 | 1996 | 2155 | 2314 | 2473 | 2632 | 2790
NPgN | GSP | NPg Best View | Number of I&C full electric heat pumps | KNARESBOROUGH | NPg Best View (Not in FES) | Lct_BB007 | Number of | NPgN | Knaresborough |  | 210 | 234 | 261 | 287 | 318 | 381 | 448 | 513 | 573 | 631 | 688 | 747 | 806 | 863 | 1341 | 1821 | 2298 | 2774 | 3235 | 3694 | 4138 | 4583 | 5031 | 5482 | 5936 | 6392 | 6849 | 7308 | 7769
NPgN | GSP | NPg Best View | Number of I&C full electric heat pumps | LACKENBY | NPg Best View (Not in FES) | Lct_BB007 | Number of | NPgN | Lackenby |  | 134 | 149 | 166 | 181 | 201 | 239 | 281 | 320 | 356 | 391 | 425 | 459 | 494 | 527 | 816 | 1105 | 1390 | 1672 | 1944 | 2213 | 2471 | 2728 | 2986 | 3244 | 3502 | 3759 | 4016 | 4273 | 4530
NPgN | GSP | NPg Best View | Number of I&C full electric heat pumps | NORTON | NPg Best View (Not in FES) | Lct_BB007 | Number of | NPgN | Norton |  | 487 | 544 | 609 | 673 | 751 | 902 | 1066 | 1224 | 1373 | 1516 | 1659 | 1807 | 1957 | 2103 | 3278 | 4467 | 5655 | 6849 | 8013 | 9178 | 10310 | 11454 | 12611 | 13782 | 14965 | 16158 | 17362 | 18576 | 19801
NPgN | GSP | NPg Best View | Number of I&C full electric heat pumps | OFFERTON | NPg Best View (Not in FES) | Lct_BB007 | Number of | NPgN | Offerton |  | 56 | 61 | 68 | 74 | 82 | 97 | 114 | 129 | 143 | 157 | 170 | 183 | 196 | 208 | 322 | 434 | 544 | 652 | 756 | 857 | 954 | 1050 | 1145 | 1240 | 1334 | 1427 | 1520 | 1612 | 1703
NPgN | GSP | NPg Best View | Number of I&C full electric heat pumps | OSBALDWICK | NPg Best View (Not in FES) | Lct_BB007 | Number of | NPgN | Osbaldwick |  | 392 | 433 | 480 | 525 | 580 | 690 | 807 | 918 | 1019 | 1115 | 1209 | 1304 | 1399 | 1490 | 2302 | 3110 | 3903 | 4686 | 5435 | 6173 | 6877 | 7576 | 8273 | 8969 | 9661 | 10349 | 11033 | 11714 | 12390
NPgN | GSP | NPg Best View | Number of I&C full electric heat pumps | POPPLETON | NPg Best View (Not in FES) | Lct_BB007 | Number of | NPgN | Poppleton |  | 51 | 57 | 63 | 68 | 75 | 90 | 105 | 119 | 132 | 144 | 157 | 169 | 181 | 192 | 297 | 401 | 503 | 603 | 699 | 793 | 882 | 971 | 1060 | 1148 | 1235 | 1322 | 1408 | 1494 | 1579
NPgN | GSP | NPg Best View | Number of I&C full electric heat pumps | SALTHOLME | NPg Best View (Not in FES) | Lct_BB007 | Number of | NPgN | Saltholme |  | 6 | 7 | 8 | 8 | 9 | 11 | 13 | 15 | 16 | 18 | 20 | 21 | 23 | 24 | 38 | 51 | 65 | 78 | 91 | 103 | 115 | 128 | 140 | 152 | 164 | 176 | 189 | 201 | 213
NPgN | GSP | NPg Best View | Number of I&C full electric heat pumps | SOUTH SHIELDS | NPg Best View (Not in FES) | Lct_BB007 | Number of | NPgN | South Shields |  | 63 | 70 | 77 | 84 | 93 | 110 | 129 | 146 | 162 | 177 | 192 | 206 | 221 | 235 | 363 | 489 | 613 | 735 | 852 | 966 | 1075 | 1182 | 1289 | 1396 | 1501 | 1606 | 1710 | 1812 | 1915
NPgN | GSP | NPg Best View | Number of I&C full electric heat pumps | SPADEADAM | NPg Best View (Not in FES) | Lct_BB007 | Number of | NPgN | Spadeadam - Not in NG FES |  | 14 | 16 | 17 | 19 | 21 | 25 | 29 | 33 | 36 | 40 | 43 | 46 | 50 | 53 | 81 | 110 | 138 | 165 | 191 | 217 | 241 | 265 | 289 | 313 | 337 | 360 | 383 | 407 | 429
NPgN | GSP | NPg Best View | Number of I&C full electric heat pumps | SPENNYMOOR | NPg Best View (Not in FES) | Lct_BB007 | Number of | NPgN | Spennymoor |  | 271 | 301 | 336 | 369 | 410 | 490 | 576 | 659 | 735 | 808 | 881 | 955 | 1030 | 1103 | 1712 | 2324 | 2931 | 3535 | 4121 | 4703 | 5263 | 5826 | 6392 | 6961 | 7533 | 8106 | 8681 | 9258 | 9837
NPgN | GSP | NPg Best View | Number of I&C full electric heat pumps | STELLA NORTH | NPg Best View (Not in FES) | Lct_BB007 | Number of | NPgN | Stella North |  | 254 | 280 | 311 | 339 | 374 | 444 | 518 | 589 | 653 | 713 | 772 | 832 | 891 | 948 | 1462 | 1972 | 2472 | 2964 | 3433 | 3893 | 4331 | 4765 | 5196 | 5624 | 6050 | 6471 | 6890 | 7304 | 7715
NPgN | GSP | NPg Best View | Number of I&C full electric heat pumps | STELLA SOUTH | NPg Best View (Not in FES) | Lct_BB007 | Number of | NPgN | Stella South |  | 162 | 179 | 199 | 218 | 241 | 287 | 335 | 382 | 425 | 465 | 505 | 545 | 586 | 625 | 966 | 1306 | 1641 | 1973 | 2291 | 2605 | 2905 | 3204 | 3503 | 3802 | 4099 | 4396 | 4692 | 4986 | 5280
NPgN | GSP | NPg Best View | Number of I&C full electric heat pumps | TYNEMOUTH | NPg Best View (Not in FES) | Lct_BB007 | Number of | NPgN | Tynemouth 1 |  | 154 | 171 | 190 | 209 | 231 | 276 | 324 | 370 | 412 | 452 | 492 | 533 | 574 | 613 | 950 | 1287 | 1621 | 1953 | 2273 | 2590 | 2894 | 3199 | 3505 | 3812 | 4119 | 4426 | 4733 | 5041 | 5349
NPgN | GSP | NPg Best View | Number of I&C full electric heat pumps | WEST BOLDON | NPg Best View (Not in FES) | Lct_BB007 | Number of | NPgN | West Boldon |  | 200 | 221 | 245 | 267 | 295 | 350 | 409 | 465 | 515 | 563 | 610 | 657 | 705 | 749 | 1156 | 1560 | 1956 | 2346 | 2718 | 3084 | 3431 | 3777 | 4120 | 4461 | 4800 | 5136 | 5470 | 5801 | 6129
NPgY | GSP | NPg Best View | Number of I&C full electric heat pumps | BRADFORD WEST | NPg Best View (Not in FES) | Lct_BB007 | Number of | NPgY | Bradford West |  | 499 | 549 | 606 | 662 | 729 | 865 | 1007 | 1142 | 1265 | 1379 | 1492 | 1604 | 1717 | 1824 | 2816 | 3798 | 4757 | 5699 | 6597 | 7476 | 8309 | 9133 | 9950 | 10761 | 11563 | 12358 | 13144 | 13921 | 14691
NPgY | GSP | NPg Best View | Number of I&C full electric heat pumps | CAMBLESFORTH | NPg Best View (Not in FES) | Lct_BB007 | Number of | NPgY | Camblesforth |  | 38 | 42 | 47 | 53 | 59 | 71 | 84 | 97 | 108 | 120 | 132 | 143 | 156 | 168 | 262 | 358 | 455 | 552 | 647 | 742 | 835 | 930 | 1025 | 1122 | 1220 | 1319 | 1419 | 1520 | 1622
NPgY | GSP | NPg Best View | Number of I&C full electric heat pumps | CREYKE BECK | NPg Best View (Not in FES) | Lct_BB007 | Number of | NPgY | Creyke Beck |  | 492 | 545 | 607 | 668 | 741 | 885 | 1038 | 1186 | 1322 | 1452 | 1582 | 1713 | 1846 | 1974 | 3069 | 4168 | 5256 | 6339 | 7386 | 8426 | 9426 | 10428 | 11435 | 12446 | 13460 | 14477 | 15495 | 16514 | 17536
NPgY | GSP | NPg Best View | Number of I&C full electric heat pumps | DRAX | NPg Best View (Not in FES) | Lct_BB007 | Number of | NPgY | Drax |  | 51 | 57 | 64 | 71 | 79 | 95 | 113 | 130 | 146 | 161 | 177 | 193 | 209 | 225 | 352 | 481 | 610 | 740 | 868 | 996 | 1120 | 1246 | 1374 | 1504 | 1635 | 1767 | 1901 | 2036 | 2173
NPgY | GSP | NPg Best View | Number of I&C full electric heat pumps | ELLAND | NPg Best View (Not in FES) | Lct_BB007 | Number of | NPgY | Elland |  | 382 | 421 | 466 | 509 | 561 | 666 | 777 | 882 | 977 | 1067 | 1155 | 1243 | 1332 | 1416 | 2188 | 2954 | 3704 | 4442 | 5147 | 5838 | 6495 | 7146 | 7793 | 8437 | 9075 | 9708 | 10336 | 10958 | 11575
NPgY | GSP | NPg Best View | Number of I&C full electric heat pumps | FERRYBRIDGE A | NPg Best View (Not in FES) | Lct_BB007 | Number of | NPgY | Ferrybridge A |  | 76 | 85 | 95 | 105 | 117 | 141 | 166 | 191 | 214 | 236 | 258 | 280 | 303 | 326 | 509 | 693 | 878 | 1063 | 1243 | 1424 | 1599 | 1776 | 1954 | 2134 | 2316 | 2500 | 2685 | 2871 | 3058
NPgY | GSP | NPg Best View | Number of I&C full electric heat pumps | FERRYBRIDGE B | NPg Best View (Not in FES) | Lct_BB007 | Number of | NPgY | Ferrybridge B (_M) |  | 230 | 255 | 285 | 313 | 348 | 416 | 489 | 559 | 624 | 686 | 748 | 811 | 875 | 936 | 1457 | 1980 | 2498 | 3016 | 3517 | 4016 | 4496 | 4979 | 5464 | 5952 | 6442 | 6934 | 7427 | 7922 | 8419
NPgY | GSP | NPg Best View | Number of I&C full electric heat pumps | GRIMSBY WEST | NPg Best View (Not in FES) | Lct_BB007 | Number of | NPgY | Grimsby West |  | 139 | 154 | 170 | 187 | 206 | 245 | 286 | 325 | 361 | 395 | 428 | 462 | 496 | 528 | 817 | 1105 | 1388 | 1668 | 1935 | 2199 | 2450 | 2701 | 2950 | 3199 | 3446 | 3692 | 3937 | 4181 | 4424
NPgY | GSP | NPg Best View | Number of I&C full electric heat pumps | JORDANTHORPE | NPg Best View (Not in FES) | Lct_BB007 | Number of | NPgY | Jordanthorpe |  | 42 | 46 | 51 | 56 | 62 | 74 | 86 | 98 | 109 | 120 | 130 | 141 | 151 | 161 | 250 | 339 | 426 | 513 | 597 | 679 | 758 | 837 | 916 | 995 | 1074 | 1153 | 1231 | 1310 | 1388
NPgY | GSP | NPg Best View | Number of I&C full electric heat pumps | KEADBY | NPg Best View (Not in FES) | Lct_BB007 | Number of | NPgY | Keadby |  | 257 | 290 | 327 | 365 | 410 | 497 | 591 | 683 | 772 | 858 | 945 | 1035 | 1128 | 1219 | 1916 | 2629 | 3349 | 4079 | 4799 | 5526 | 6239 | 6965 | 7705 | 8459 | 9226 | 10004 | 10795 | 11597 | 12410
NPgY | GSP | NPg Best View | Number of I&C full electric heat pumps | KIRKSTALL B | NPg Best View (Not in FES) | Lct_BB007 | Number of | NPgY | Kirkstall B |  | 231 | 254 | 280 | 306 | 337 | 400 | 466 | 528 | 585 | 637 | 689 | 741 | 793 | 842 | 1300 | 1754 | 2196 | 2631 | 3045 | 3450 | 3834 | 4214 | 4590 | 4964 | 5334 | 5699 | 6061 | 6419 | 6773
NPgY | GSP | NPg Best View | Number of I&C full electric heat pumps | NEEPSEND | NPg Best View (Not in FES) | Lct_BB007 | Number of | NPgY | Neepsend |  | 89 | 98 | 108 | 118 | 130 | 154 | 180 | 204 | 226 | 246 | 266 | 286 | 306 | 325 | 502 | 677 | 848 | 1015 | 1175 | 1331 | 1480 | 1626 | 1771 | 1916 | 2058 | 2199 | 2339 | 2477 | 2614
NPgY | GSP | NPg Best View | Number of I&C full electric heat pumps | NORTON LEES | NPg Best View (Not in FES) | Lct_BB007 | Number of | NPgY | Norton Lees |  | 70 | 77 | 85 | 93 | 102 | 121 | 141 | 160 | 177 | 193 | 209 | 225 | 241 | 256 | 395 | 532 | 667 | 798 | 924 | 1047 | 1164 | 1279 | 1393 | 1506 | 1619 | 1730 | 1839 | 1948 | 2056
NPgY | GSP | NPg Best View | Number of I&C full electric heat pumps | PITSMOOR 3/4 | NPg Best View (Not in FES) | Lct_BB007 | Number of | NPgY | Pitsmoor |  | 50 | 55 | 60 | 66 | 73 | 86 | 100 | 114 | 126 | 137 | 149 | 160 | 171 | 182 | 280 | 378 | 474 | 568 | 657 | 744 | 827 | 909 | 991 | 1071 | 1151 | 1230 | 1308 | 1386 | 1462
NPgY | GSP | NPg Best View | Number of I&C full electric heat pumps | SALTEND NORTH | NPg Best View (Not in FES) | Lct_BB007 | Number of | NPgY | Saltend North |  | 50 | 55 | 61 | 67 | 75 | 90 | 105 | 120 | 134 | 147 | 161 | 174 | 188 | 201 | 313 | 425 | 537 | 648 | 756 | 863 | 966 | 1070 | 1174 | 1278 | 1384 | 1489 | 1595 | 1701 | 1808
NPgY | GSP | NPg Best View | Number of I&C full electric heat pumps | SHEFFIELD CITY | NPg Best View (Not in FES) | Lct_BB007 | Number of | NPgY | Sheffield City |  | 92 | 101 | 111 | 122 | 134 | 159 | 185 | 210 | 232 | 253 | 274 | 295 | 315 | 335 | 517 | 697 | 873 | 1045 | 1210 | 1371 | 1523 | 1674 | 1824 | 1972 | 2119 | 2264 | 2408 | 2550 | 2691
NPgY | GSP | NPg Best View | Number of I&C full electric heat pumps | SKELTON GRANGE | NPg Best View (Not in FES) | Lct_BB007 | Number of | NPgY | Skelton Grange |  | 563 | 621 | 686 | 751 | 827 | 981 | 1145 | 1299 | 1440 | 1572 | 1702 | 1832 | 1963 | 2086 | 3224 | 4353 | 5457 | 6544 | 7582 | 8601 | 9568 | 10527 | 11480 | 12427 | 13367 | 14299 | 15223 | 16138 | 17047
NPgY | GSP | NPg Best View | Number of I&C full electric heat pumps | TEMPLEBOROUGH 275/33KV | NPg Best View (Not in FES) | Lct_BB007 | Number of | NPgY | Templeborough |  | 2 | 3 | 3 | 3 | 4 | 4 | 5 | 6 | 6 | 7 | 8 | 8 | 9 | 10 | 15 | 21 | 26 | 32 | 37 | 43 | 48 | 53 | 59 | 64 | 69 | 75 | 80 | 86 | 91
NPgY | GSP | NPg Best View | Number of I&C full electric heat pumps | THURCROFT | NPg Best View (Not in FES) | Lct_BB007 | Number of | NPgY | Thurcroft |  | 133 | 147 | 164 | 181 | 201 | 241 | 283 | 324 | 362 | 398 | 434 | 471 | 508 | 544 | 847 | 1151 | 1454 | 1755 | 2048 | 2339 | 2620 | 2902 | 3186 | 3473 | 3760 | 4048 | 4338 | 4629 | 4921
NPgY | GSP | NPg Best View | Number of I&C full electric heat pumps | WEST MELTON / THORPE MARSH | NPg Best View (Not in FES) | Lct_BB007 | Number of | NPgY | Thorpe Marsh |  | 347 | 385 | 429 | 473 | 525 | 627 | 737 | 843 | 941 | 1034 | 1127 | 1221 | 1318 | 1410 | 2194 | 2981 | 3762 | 4541 | 5296 | 6046 | 6768 | 7494 | 8223 | 8957 | 9694 | 10433 | 11174 | 11917 | 12663
NPgY | GSP | NPg Best View | Number of I&C full electric heat pumps | WEST MELTON SECTION 3 | NPg Best View (Not in FES) | Lct_BB007 | Number of | NPgY | West Melton |  | 304 | 339 | 378 | 418 | 465 | 557 | 656 | 751 | 840 | 925 | 1011 | 1098 | 1187 | 1273 | 1984 | 2701 | 3416 | 4130 | 4825 | 5518 | 6189 | 6864 | 7545 | 8232 | 8924 | 9620 | 10320 | 11024 | 11732
NPgY | GSP | NPg Best View | Number of I&C full electric heat pumps | WINCOBANK | NPg Best View (Not in FES) | Lct_BB007 | Number of | NPgY | Wincobank |  | 17 | 18 | 20 | 22 | 25 | 29 | 34 | 39 | 43 | 47 | 51 | 55 | 59 | 63 | 97 | 132 | 165 | 199 | 230 | 262 | 292 | 321 | 351 | 380 | 410 | 439 | 468 | 497 | 525
NPgN | GSP | NG FES - Consumer Transformation | Number of I&C full electric heat pumps | BLYTH 66kV | Consumer Transformation | Lct_BB007 | Number of | NPgN | Blyth 66kV |  | 157 | 173 | 192 | 210 | 231 | 275 | 321 | 366 | 406 | 444 | 481 | 518 | 556 | 592 | 914 | 1235 | 1549 | 1859 | 2155 | 2447 | 2725 | 3001 | 3276 | 3550 | 3823 | 4093 | 4362 | 4630 | 4895
NPgN | GSP | NG FES - Consumer Transformation | Number of I&C full electric heat pumps | BLYTH 132kV | Consumer Transformation | Lct_BB007 | Number of | NPgN | Blyth 132kV |  | 90 | 100 | 110 | 121 | 133 | 158 | 184 | 209 | 232 | 254 | 275 | 296 | 317 | 337 | 520 | 701 | 879 | 1054 | 1220 | 1384 | 1540 | 1694 | 1847 | 1999 | 2151 | 2300 | 2449 | 2597 | 2743
NPgN | GSP | NG FES - Consumer Transformation | Number of I&C full electric heat pumps | FOURSTONES | Consumer Transformation | Lct_BB007 | Number of | NPgN | Fourstones |  | 37 | 41 | 45 | 49 | 54 | 65 | 76 | 86 | 95 | 104 | 113 | 121 | 130 | 138 | 213 | 288 | 361 | 432 | 501 | 568 | 632 | 695 | 758 | 820 | 883 | 944 | 1005 | 1066 | 1126
NPgN | GSP | NG FES - Consumer Transformation | Number of I&C full electric heat pumps | HARTMOOR | Consumer Transformation | Lct_BB007 | Number of | NPgN | Hart Moor |  | 88 | 97 | 108 | 118 | 130 | 155 | 182 | 207 | 229 | 251 | 272 | 294 | 315 | 336 | 519 | 701 | 880 | 1057 | 1227 | 1394 | 1553 | 1711 | 1869 | 2027 | 2183 | 2339 | 2495 | 2649 | 2803
NPgN | GSP | NG FES - Consumer Transformation | Number of I&C full electric heat pumps | HAWTHORN PIT GRID | Consumer Transformation | Lct_BB007 | Number of | NPgN | Hawthorn Pit |  | 82 | 91 | 102 | 111 | 123 | 147 | 172 | 196 | 219 | 240 | 261 | 282 | 303 | 324 | 501 | 679 | 854 | 1028 | 1196 | 1361 | 1520 | 1678 | 1837 | 1996 | 2155 | 2314 | 2473 | 2632 | 2790
NPgN | GSP | NG FES - Consumer Transformation | Number of I&C full electric heat pumps | KNARESBOROUGH | Consumer Transformation | Lct_BB007 | Number of | NPgN | Knaresborough |  | 210 | 234 | 261 | 287 | 318 | 381 | 448 | 513 | 573 | 631 | 688 | 747 | 806 | 863 | 1341 | 1821 | 2298 | 2774 | 3235 | 3694 | 4138 | 4583 | 5031 | 5482 | 5936 | 6392 | 6849 | 7308 | 7769
NPgN | GSP | NG FES - Consumer Transformation | Number of I&C full electric heat pumps | LACKENBY | Consumer Transformation | Lct_BB007 | Number of | NPgN | Lackenby |  | 134 | 149 | 166 | 181 | 201 | 239 | 281 | 320 | 356 | 391 | 425 | 459 | 494 | 527 | 816 | 1105 | 1390 | 1672 | 1944 | 2213 | 2471 | 2728 | 2986 | 3244 | 3502 | 3759 | 4016 | 4273 | 4530
NPgN | GSP | NG FES - Consumer Transformation | Number of I&C full electric heat pumps | NORTON | Consumer Transformation | Lct_BB007 | Number of | NPgN | Norton |  | 487 | 544 | 609 | 673 | 751 | 902 | 1066 | 1224 | 1373 | 1516 | 1659 | 1807 | 1957 | 2103 | 3278 | 4467 | 5655 | 6849 | 8013 | 9178 | 10310 | 11454 | 12611 | 13782 | 14965 | 16158 | 17362 | 18576 | 19801
NPgN | GSP | NG FES - Consumer Transformation | Number of I&C full electric heat pumps | OFFERTON | Consumer Transformation | Lct_BB007 | Number of | NPgN | Offerton |  | 56 | 61 | 68 | 74 | 82 | 97 | 114 | 129 | 143 | 157 | 170 | 183 | 196 | 208 | 322 | 434 | 544 | 652 | 756 | 857 | 954 | 1050 | 1145 | 1240 | 1334 | 1427 | 1520 | 1612 | 1703
NPgN | GSP | NG FES - Consumer Transformation | Number of I&C full electric heat pumps | OSBALDWICK | Consumer Transformation | Lct_BB007 | Number of | NPgN | Osbaldwick |  | 392 | 433 | 480 | 525 | 580 | 690 | 807 | 918 | 1019 | 1115 | 1209 | 1304 | 1399 | 1490 | 2302 | 3110 | 3903 | 4686 | 5435 | 6173 | 6877 | 7576 | 8273 | 8969 | 9661 | 10349 | 11033 | 11714 | 12390
NPgN | GSP | NG FES - Consumer Transformation | Number of I&C full electric heat pumps | POPPLETON | Consumer Transformation | Lct_BB007 | Number of | NPgN | Poppleton |  | 51 | 57 | 63 | 68 | 75 | 90 | 105 | 119 | 132 | 144 | 157 | 169 | 181 | 192 | 297 | 401 | 503 | 603 | 699 | 793 | 882 | 971 | 1060 | 1148 | 1235 | 1322 | 1408 | 1494 | 1579
NPgN | GSP | NG FES - Consumer Transformation | Number of I&C full electric heat pumps | SALTHOLME | Consumer Transformation | Lct_BB007 | Number of | NPgN | Saltholme |  | 6 | 7 | 8 | 8 | 9 | 11 | 13 | 15 | 16 | 18 | 20 | 21 | 23 | 24 | 38 | 51 | 65 | 78 | 91 | 103 | 115 | 128 | 140 | 152 | 164 | 176 | 189 | 201 | 213
NPgN | GSP | NG FES - Consumer Transformation | Number of I&C full electric heat pumps | SOUTH SHIELDS | Consumer Transformation | Lct_BB007 | Number of | NPgN | South Shields |  | 63 | 70 | 77 | 84 | 93 | 110 | 129 | 146 | 162 | 177 | 192 | 206 | 221 | 235 | 363 | 489 | 613 | 735 | 852 | 966 | 1075 | 1182 | 1289 | 1396 | 1501 | 1606 | 1710 | 1812 | 1915
NPgN | GSP | NG FES - Consumer Transformation | Number of I&C full electric heat pumps | SPADEADAM | Consumer Transformation | Lct_BB007 | Number of | NPgN | Spadeadam - Not in NG FES |  | 14 | 16 | 17 | 19 | 21 | 25 | 29 | 33 | 36 | 40 | 43 | 46 | 50 | 53 | 81 | 110 | 138 | 165 | 191 | 217 | 241 | 265 | 289 | 313 | 337 | 360 | 383 | 407 | 429
NPgN | GSP | NG FES - Consumer Transformation | Number of I&C full electric heat pumps | SPENNYMOOR | Consumer Transformation | Lct_BB007 | Number of | NPgN | Spennymoor |  | 271 | 301 | 336 | 369 | 410 | 490 | 576 | 659 | 735 | 808 | 881 | 955 | 1030 | 1103 | 1712 | 2324 | 2931 | 3535 | 4121 | 4703 | 5263 | 5826 | 6392 | 6961 | 7533 | 8106 | 8681 | 9258 | 9837
NPgN | GSP | NG FES - Consumer Transformation | Number of I&C full electric heat pumps | STELLA NORTH | Consumer Transformation | Lct_BB007 | Number of | NPgN | Stella North |  | 254 | 280 | 311 | 339 | 374 | 444 | 518 | 589 | 653 | 713 | 772 | 832 | 891 | 948 | 1462 | 1972 | 2472 | 2964 | 3433 | 3893 | 4331 | 4765 | 5196 | 5624 | 6050 | 6471 | 6890 | 7304 | 7715
NPgN | GSP | NG FES - Consumer Transformation | Number of I&C full electric heat pumps | STELLA SOUTH | Consumer Transformation | Lct_BB007 | Number of | NPgN | Stella South |  | 162 | 179 | 199 | 218 | 241 | 287 | 335 | 382 | 425 | 465 | 505 | 545 | 586 | 625 | 966 | 1306 | 1641 | 1973 | 2291 | 2605 | 2905 | 3204 | 3503 | 3802 | 4099 | 4396 | 4692 | 4986 | 5280
NPgN | GSP | NG FES - Consumer Transformation | Number of I&C full electric heat pumps | TYNEMOUTH | Consumer Transformation | Lct_BB007 | Number of | NPgN | Tynemouth 1 |  | 154 | 171 | 190 | 209 | 231 | 276 | 324 | 370 | 412 | 452 | 492 | 533 | 574 | 613 | 950 | 1287 | 1621 | 1953 | 2273 | 2590 | 2894 | 3199 | 3505 | 3812 | 4119 | 4426 | 4733 | 5041 | 5349
NPgN | GSP | NG FES - Consumer Transformation | Number of I&C full electric heat pumps | WEST BOLDON | Consumer Transformation | Lct_BB007 | Number of | NPgN | West Boldon |  | 200 | 221 | 245 | 267 | 295 | 350 | 409 | 465 | 515 | 563 | 610 | 657 | 705 | 749 | 1156 | 1560 | 1956 | 2346 | 2718 | 3084 | 3431 | 3777 | 4120 | 4461 | 4800 | 5136 | 5470 | 5801 | 6129
NPgY | GSP | NG FES - Consumer Transformation | Number of I&C full electric heat pumps | BRADFORD WEST | Consumer Transformation | Lct_BB007 | Number of | NPgY | Bradford West |  | 499 | 549 | 606 | 662 | 729 | 865 | 1007 | 1142 | 1265 | 1379 | 1492 | 1604 | 1717 | 1824 | 2816 | 3798 | 4757 | 5699 | 6597 | 7476 | 8309 | 9133 | 9950 | 10761 | 11563 | 12358 | 13144 | 13921 | 14691
NPgY | GSP | NG FES - Consumer Transformation | Number of I&C full electric heat pumps | CAMBLESFORTH | Consumer Transformation | Lct_BB007 | Number of | NPgY | Camblesforth |  | 38 | 42 | 47 | 53 | 59 | 71 | 84 | 97 | 108 | 120 | 132 | 143 | 156 | 168 | 262 | 358 | 455 | 552 | 647 | 742 | 835 | 930 | 1025 | 1122 | 1220 | 1319 | 1419 | 1520 | 1622
NPgY | GSP | NG FES - Consumer Transformation | Number of I&C full electric heat pumps | CREYKE BECK | Consumer Transformation | Lct_BB007 | Number of | NPgY | Creyke Beck |  | 492 | 545 | 607 | 668 | 741 | 885 | 1038 | 1186 | 1322 | 1452 | 1582 | 1713 | 1846 | 1974 | 3069 | 4168 | 5256 | 6339 | 7386 | 8426 | 9426 | 10428 | 11435 | 12446 | 13460 | 14477 | 15495 | 16514 | 17536
NPgY | GSP | NG FES - Consumer Transformation | Number of I&C full electric heat pumps | DRAX | Consumer Transformation | Lct_BB007 | Number of | NPgY | Drax |  | 51 | 57 | 64 | 71 | 79 | 95 | 113 | 130 | 146 | 161 | 177 | 193 | 209 | 225 | 352 | 481 | 610 | 740 | 868 | 996 | 1120 | 1246 | 1374 | 1504 | 1635 | 1767 | 1901 | 2036 | 2173
NPgY | GSP | NG FES - Consumer Transformation | Number of I&C full electric heat pumps | ELLAND | Consumer Transformation | Lct_BB007 | Number of | NPgY | Elland |  | 382 | 421 | 466 | 509 | 561 | 666 | 777 | 882 | 977 | 1067 | 1155 | 1243 | 1332 | 1416 | 2188 | 2954 | 3704 | 4442 | 5147 | 5838 | 6495 | 7146 | 7793 | 8437 | 9075 | 9708 | 10336 | 10958 | 11575
NPgY | GSP | NG FES - Consumer Transformation | Number of I&C full electric heat pumps | FERRYBRIDGE A | Consumer Transformation | Lct_BB007 | Number of | NPgY | Ferrybridge A |  | 76 | 85 | 95 | 105 | 117 | 141 | 166 | 191 | 214 | 236 | 258 | 280 | 303 | 326 | 509 | 693 | 878 | 1063 | 1243 | 1424 | 1599 | 1776 | 1954 | 2134 | 2316 | 2500 | 2685 | 2871 | 3058
NPgY | GSP | NG FES - Consumer Transformation | Number of I&C full electric heat pumps | FERRYBRIDGE B | Consumer Transformation | Lct_BB007 | Number of | NPgY | Ferrybridge B (_M) |  | 230 | 255 | 285 | 313 | 348 | 416 | 489 | 559 | 624 | 686 | 748 | 811 | 875 | 936 | 1457 | 1980 | 2498 | 3016 | 3517 | 4016 | 4496 | 4979 | 5464 | 5952 | 6442 | 6934 | 7427 | 7922 | 8419
NPgY | GSP | NG FES - Consumer Transformation | Number of I&C full electric heat pumps | GRIMSBY WEST | Consumer Transformation | Lct_BB007 | Number of | NPgY | Grimsby West |  | 139 | 154 | 170 | 187 | 206 | 245 | 286 | 325 | 361 | 395 | 428 | 462 | 496 | 528 | 817 | 1105 | 1388 | 1668 | 1935 | 2199 | 2450 | 2701 | 2950 | 3199 | 3446 | 3692 | 3937 | 4181 | 4424
NPgY | GSP | NG FES - Consumer Transformation | Number of I&C full electric heat pumps | JORDANTHORPE | Consumer Transformation | Lct_BB007 | Number of | NPgY | Jordanthorpe |  | 42 | 46 | 51 | 56 | 62 | 74 | 86 | 98 | 109 | 120 | 130 | 141 | 151 | 161 | 250 | 339 | 426 | 513 | 597 | 679 | 758 | 837 | 916 | 995 | 1074 | 1153 | 1231 | 1310 | 1388
NPgY | GSP | NG FES - Consumer Transformation | Number of I&C full electric heat pumps | KEADBY | Consumer Transformation | Lct_BB007 | Number of | NPgY | Keadby |  | 257 | 290 | 327 | 365 | 410 | 497 | 591 | 683 | 772 | 858 | 945 | 1035 | 1128 | 1219 | 1916 | 2629 | 3349 | 4079 | 4799 | 5526 | 6239 | 6965 | 7705 | 8459 | 9226 | 10004 | 10795 | 11597 | 12410
NPgY | GSP | NG FES - Consumer Transformation | Number of I&C full electric heat pumps | KIRKSTALL B | Consumer Transformation | Lct_BB007 | Number of | NPgY | Kirkstall B |  | 231 | 254 | 280 | 306 | 337 | 400 | 466 | 528 | 585 | 637 | 689 | 741 | 793 | 842 | 1300 | 1754 | 2196 | 2631 | 3045 | 3450 | 3834 | 4214 | 4590 | 4964 | 5334 | 5699 | 6061 | 6419 | 6773
NPgY | GSP | NG FES - Consumer Transformation | Number of I&C full electric heat pumps | NEEPSEND | Consumer Transformation | Lct_BB007 | Number of | NPgY | Neepsend |  | 89 | 98 | 108 | 118 | 130 | 154 | 180 | 204 | 226 | 246 | 266 | 286 | 306 | 325 | 502 | 677 | 848 | 1015 | 1175 | 1331 | 1480 | 1626 | 1771 | 1916 | 2058 | 2199 | 2339 | 2477 | 2614
NPgY | GSP | NG FES - Consumer Transformation | Number of I&C full electric heat pumps | NORTON LEES | Consumer Transformation | Lct_BB007 | Number of | NPgY | Norton Lees |  | 70 | 77 | 85 | 93 | 102 | 121 | 141 | 160 | 177 | 193 | 209 | 225 | 241 | 256 | 395 | 532 | 667 | 798 | 924 | 1047 | 1164 | 1279 | 1393 | 1506 | 1619 | 1730 | 1839 | 1948 | 2056
NPgY | GSP | NG FES - Consumer Transformation | Number of I&C full electric heat pumps | PITSMOOR 3/4 | Consumer Transformation | Lct_BB007 | Number of | NPgY | Pitsmoor |  | 50 | 55 | 60 | 66 | 73 | 86 | 100 | 114 | 126 | 137 | 149 | 160 | 171 | 182 | 280 | 378 | 474 | 568 | 657 | 744 | 827 | 909 | 991 | 1071 | 1151 | 1230 | 1308 | 1386 | 1462
NPgY | GSP | NG FES - Consumer Transformation | Number of I&C full electric heat pumps | SALTEND NORTH | Consumer Transformation | Lct_BB007 | Number of | NPgY | Saltend North |  | 50 | 55 | 61 | 67 | 75 | 90 | 105 | 120 | 134 | 147 | 161 | 174 | 188 | 201 | 313 | 425 | 537 | 648 | 756 | 863 | 966 | 1070 | 1174 | 1278 | 1384 | 1489 | 1595 | 1701 | 1808
NPgY | GSP | NG FES - Consumer Transformation | Number of I&C full electric heat pumps | SHEFFIELD CITY | Consumer Transformation | Lct_BB007 | Number of | NPgY | Sheffield City |  | 92 | 101 | 111 | 122 | 134 | 159 | 185 | 210 | 232 | 253 | 274 | 295 | 315 | 335 | 517 | 697 | 873 | 1045 | 1210 | 1371 | 1523 | 1674 | 1824 | 1972 | 2119 | 2264 | 2408 | 2550 | 2691
NPgY | GSP | NG FES - Consumer Transformation | Number of I&C full electric heat pumps | SKELTON GRANGE | Consumer Transformation | Lct_BB007 | Number of | NPgY | Skelton Grange |  | 563 | 621 | 686 | 751 | 827 | 981 | 1145 | 1299 | 1440 | 1572 | 1702 | 1832 | 1963 | 2086 | 3224 | 4353 | 5457 | 6544 | 7582 | 8601 | 9568 | 10527 | 11480 | 12427 | 13367 | 14299 | 15223 | 16138 | 17047
NPgY | GSP | NG FES - Consumer Transformation | Number of I&C full electric heat pumps | TEMPLEBOROUGH 275/33KV | Consumer Transformation | Lct_BB007 | Number of | NPgY | Templeborough |  | 2 | 3 | 3 | 3 | 4 | 4 | 5 | 6 | 6 | 7 | 8 | 8 | 9 | 10 | 15 | 21 | 26 | 32 | 37 | 43 | 48 | 53 | 59 | 64 | 69 | 75 | 80 | 86 | 91
NPgY | GSP | NG FES - Consumer Transformation | Number of I&C full electric heat pumps | THURCROFT | Consumer Transformation | Lct_BB007 | Number of | NPgY | Thurcroft |  | 133 | 147 | 164 | 181 | 201 | 241 | 283 | 324 | 362 | 398 | 434 | 471 | 508 | 544 | 847 | 1151 | 1454 | 1755 | 2048 | 2339 | 2620 | 2902 | 3186 | 3473 | 3760 | 4048 | 4338 | 4629 | 4921
NPgY | GSP | NG FES - Consumer Transformation | Number of I&C full electric heat pumps | WEST MELTON / THORPE MARSH | Consumer Transformation | Lct_BB007 | Number of | NPgY | Thorpe Marsh |  | 347 | 385 | 429 | 473 | 525 | 627 | 737 | 843 | 941 | 1034 | 1127 | 1221 | 1318 | 1410 | 2194 | 2981 | 3762 | 4541 | 5296 | 6046 | 6768 | 7494 | 8223 | 8957 | 9694 | 10433 | 11174 | 11917 | 12663
NPgY | GSP | NG FES - Consumer Transformation | Number of I&C full electric heat pumps | WEST MELTON SECTION 3 | Consumer Transformation | Lct_BB007 | Number of | NPgY | West Melton |  | 304 | 339 | 378 | 418 | 465 | 557 | 656 | 751 | 840 | 925 | 1011 | 1098 | 1187 | 1273 | 1984 | 2701 | 3416 | 4130 | 4825 | 5518 | 6189 | 6864 | 7545 | 8232 | 8924 | 9620 | 10320 | 11024 | 11732
NPgY | GSP | NG FES - Consumer Transformation | Number of I&C full electric heat pumps | WINCOBANK | Consumer Transformation | Lct_BB007 | Number of | NPgY | Wincobank |  | 17 | 18 | 20 | 22 | 25 | 29 | 34 | 39 | 43 | 47 | 51 | 55 | 59 | 63 | 97 | 132 | 165 | 199 | 230 | 262 | 292 | 321 | 351 | 380 | 410 | 439 | 468 | 497 | 525
NPgN | GSP | NG FES - Falling Short | Number of I&C full electric heat pumps | BLYTH 66kV | Falling Short | Lct_BB007 | Number of | NPgN | Blyth 66kV |  | 157 | 173 | 194 | 205 | 219 | 242 | 269 | 295 | 318 | 339 | 359 | 381 | 402 | 437 | 468 | 508 | 534 | 557 | 575 | 593 | 610 | 626 | 642 | 657 | 672 | 688 | 703 | 718 | 720
NPgN | GSP | NG FES - Falling Short | Number of I&C full electric heat pumps | BLYTH 132kV | Falling Short | Lct_BB007 | Number of | NPgN | Blyth 132kV |  | 90 | 100 | 112 | 118 | 126 | 139 | 154 | 169 | 182 | 194 | 205 | 217 | 229 | 249 | 266 | 289 | 303 | 316 | 326 | 335 | 344 | 353 | 362 | 370 | 378 | 387 | 395 | 403 | 404
NPgN | GSP | NG FES - Falling Short | Number of I&C full electric heat pumps | FOURSTONES | Falling Short | Lct_BB007 | Number of | NPgN | Fourstones |  | 37 | 41 | 46 | 48 | 52 | 57 | 63 | 69 | 75 | 79 | 84 | 89 | 94 | 102 | 109 | 118 | 124 | 129 | 134 | 138 | 141 | 145 | 148 | 152 | 155 | 159 | 162 | 165 | 166
NPgN | GSP | NG FES - Falling Short | Number of I&C full electric heat pumps | HARTMOOR | Falling Short | Lct_BB007 | Number of | NPgN | Hart Moor |  | 88 | 98 | 109 | 116 | 123 | 137 | 152 | 167 | 180 | 192 | 203 | 216 | 228 | 248 | 266 | 289 | 304 | 317 | 328 | 338 | 347 | 357 | 366 | 375 | 384 | 393 | 402 | 411 | 412
NPgN | GSP | NG FES - Falling Short | Number of I&C full electric heat pumps | HAWTHORN PIT GRID | Falling Short | Lct_BB007 | Number of | NPgN | Hawthorn Pit |  | 82 | 92 | 103 | 109 | 116 | 129 | 144 | 158 | 171 | 183 | 195 | 207 | 219 | 239 | 257 | 279 | 295 | 308 | 319 | 330 | 340 | 350 | 360 | 369 | 379 | 389 | 399 | 408 | 411
NPgN | GSP | NG FES - Falling Short | Number of I&C full electric heat pumps | KNARESBOROUGH | Falling Short | Lct_BB007 | Number of | NPgN | Knaresborough |  | 210 | 234 | 264 | 281 | 301 | 336 | 375 | 414 | 449 | 482 | 514 | 548 | 582 | 637 | 686 | 749 | 792 | 831 | 864 | 895 | 926 | 956 | 985 | 1015 | 1044 | 1074 | 1104 | 1134 | 1143
NPgN | GSP | NG FES - Falling Short | Number of I&C full electric heat pumps | LACKENBY | Falling Short | Lct_BB007 | Number of | NPgN | Lackenby |  | 134 | 149 | 167 | 178 | 190 | 211 | 235 | 258 | 279 | 298 | 317 | 337 | 357 | 389 | 417 | 455 | 479 | 501 | 519 | 536 | 553 | 569 | 585 | 600 | 616 | 632 | 647 | 663 | 667
NPgN | GSP | NG FES - Falling Short | Number of I&C full electric heat pumps | NORTON | Falling Short | Lct_BB007 | Number of | NPgN | Norton |  | 487 | 546 | 616 | 659 | 710 | 794 | 892 | 987 | 1075 | 1157 | 1239 | 1326 | 1413 | 1552 | 1677 | 1838 | 1950 | 2051 | 2139 | 2224 | 2307 | 2389 | 2470 | 2551 | 2632 | 2715 | 2798 | 2882 | 2913
NPgN | GSP | NG FES - Falling Short | Number of I&C full electric heat pumps | OFFERTON | Falling Short | Lct_BB007 | Number of | NPgN | Offerton |  | 56 | 62 | 69 | 73 | 78 | 86 | 95 | 104 | 112 | 120 | 127 | 134 | 142 | 154 | 165 | 179 | 188 | 195 | 202 | 208 | 213 | 219 | 224 | 229 | 235 | 240 | 245 | 250 | 251
NPgN | GSP | NG FES - Falling Short | Number of I&C full electric heat pumps | OSBALDWICK | Falling Short | Lct_BB007 | Number of | NPgN | Osbaldwick |  | 392 | 435 | 486 | 515 | 548 | 607 | 675 | 740 | 798 | 851 | 903 | 957 | 1011 | 1100 | 1178 | 1280 | 1346 | 1403 | 1451 | 1496 | 1539 | 1580 | 1621 | 1660 | 1699 | 1739 | 1778 | 1817 | 1823
NPgN | GSP | NG FES - Falling Short | Number of I&C full electric heat pumps | POPPLETON | Falling Short | Lct_BB007 | Number of | NPgN | Poppleton |  | 51 | 57 | 63 | 67 | 71 | 79 | 88 | 96 | 104 | 110 | 117 | 124 | 131 | 142 | 152 | 165 | 173 | 181 | 187 | 192 | 197 | 203 | 208 | 212 | 217 | 222 | 227 | 232 | 232
NPgN | GSP | NG FES - Falling Short | Number of I&C full electric heat pumps | SALTHOLME | Falling Short | Lct_BB007 | Number of | NPgN | Saltholme |  | 6 | 7 | 8 | 8 | 9 | 10 | 11 | 12 | 13 | 14 | 15 | 16 | 17 | 18 | 19 | 21 | 22 | 23 | 24 | 25 | 26 | 27 | 27 | 28 | 29 | 30 | 30 | 31 | 31
NPgN | GSP | NG FES - Falling Short | Number of I&C full electric heat pumps | SOUTH SHIELDS | Falling Short | Lct_BB007 | Number of | NPgN | South Shields |  | 63 | 70 | 78 | 82 | 88 | 97 | 108 | 118 | 127 | 135 | 143 | 152 | 160 | 174 | 186 | 201 | 212 | 220 | 227 | 234 | 240 | 247 | 253 | 258 | 264 | 270 | 276 | 281 | 282
NPgN | GSP | NG FES - Falling Short | Number of I&C full electric heat pumps | SPADEADAM | Falling Short | Lct_BB007 | Number of | NPgN | Spadeadam - Not in NG FES |  | 14 | 16 | 17 | 18 | 20 | 22 | 24 | 26 | 28 | 30 | 32 | 34 | 36 | 39 | 42 | 45 | 47 | 49 | 51 | 52 | 54 | 55 | 57 | 58 | 59 | 61 | 62 | 63 | 63
NPgN | GSP | NG FES - Falling Short | Number of I&C full electric heat pumps | SPENNYMOOR | Falling Short | Lct_BB007 | Number of | NPgN | Spennymoor |  | 271 | 302 | 339 | 361 | 387 | 431 | 482 | 531 | 576 | 617 | 658 | 701 | 744 | 814 | 876 | 956 | 1011 | 1059 | 1100 | 1139 | 1178 | 1215 | 1252 | 1288 | 1325 | 1362 | 1399 | 1436 | 1447
NPgN | GSP | NG FES - Falling Short | Number of I&C full electric heat pumps | STELLA NORTH | Falling Short | Lct_BB007 | Number of | NPgN | Stella North |  | 254 | 281 | 314 | 332 | 353 | 391 | 434 | 475 | 512 | 544 | 577 | 611 | 644 | 700 | 748 | 812 | 852 | 888 | 916 | 943 | 969 | 994 | 1018 | 1041 | 1064 | 1087 | 1110 | 1133 | 1135
NPgN | GSP | NG FES - Falling Short | Number of I&C full electric heat pumps | STELLA SOUTH | Falling Short | Lct_BB007 | Number of | NPgN | Stella South |  | 162 | 180 | 201 | 213 | 227 | 252 | 281 | 308 | 333 | 355 | 377 | 400 | 423 | 461 | 494 | 538 | 566 | 591 | 612 | 631 | 650 | 668 | 686 | 704 | 721 | 739 | 756 | 774 | 777
NPgN | GSP | NG FES - Falling Short | Number of I&C full electric heat pumps | TYNEMOUTH | Falling Short | Lct_BB007 | Number of | NPgN | Tynemouth 1 |  | 154 | 171 | 192 | 204 | 218 | 243 | 271 | 298 | 323 | 345 | 367 | 391 | 414 | 452 | 486 | 530 | 559 | 585 | 607 | 627 | 648 | 667 | 686 | 705 | 725 | 744 | 763 | 782 | 787
NPgN | GSP | NG FES - Falling Short | Number of I&C full electric heat pumps | WEST BOLDON | Falling Short | Lct_BB007 | Number of | NPgN | West Boldon |  | 200 | 221 | 247 | 262 | 278 | 308 | 342 | 375 | 404 | 430 | 456 | 482 | 509 | 553 | 592 | 642 | 675 | 703 | 726 | 747 | 768 | 788 | 807 | 826 | 844 | 863 | 882 | 900 | 902
NPgY | GSP | NG FES - Falling Short | Number of I&C full electric heat pumps | BRADFORD WEST | Falling Short | Lct_BB007 | Number of | NPgY | Bradford West |  | 499 | 550 | 611 | 647 | 688 | 759 | 841 | 919 | 988 | 1050 | 1111 | 1174 | 1237 | 1343 | 1435 | 1556 | 1632 | 1699 | 1752 | 1801 | 1849 | 1895 | 1938 | 1981 | 2023 | 2065 | 2107 | 2148 | 2150
NPgY | GSP | NG FES - Falling Short | Number of I&C full electric heat pumps | CAMBLESFORTH | Falling Short | Lct_BB007 | Number of | NPgY | Camblesforth |  | 38 | 42 | 48 | 51 | 56 | 62 | 70 | 78 | 85 | 91 | 98 | 105 | 112 | 123 | 134 | 147 | 156 | 165 | 172 | 179 | 186 | 193 | 200 | 207 | 213 | 220 | 227 | 235 | 237
NPgY | GSP | NG FES - Falling Short | Number of I&C full electric heat pumps | CREYKE BECK | Falling Short | Lct_BB007 | Number of | NPgY | Creyke Beck |  | 492 | 546 | 611 | 652 | 699 | 777 | 867 | 954 | 1033 | 1106 | 1178 | 1254 | 1330 | 1454 | 1564 | 1707 | 1803 | 1889 | 1962 | 2030 | 2098 | 2163 | 2228 | 2291 | 2355 | 2420 | 2484 | 2548 | 2567
NPgY | GSP | NG FES - Falling Short | Number of I&C full electric heat pumps | DRAX | Falling Short | Lct_BB007 | Number of | NPgY | Drax |  | 51 | 57 | 64 | 69 | 75 | 84 | 94 | 104 | 114 | 123 | 132 | 141 | 151 | 166 | 179 | 197 | 209 | 221 | 231 | 240 | 249 | 259 | 268 | 277 | 286 | 295 | 305 | 314 | 318
NPgY | GSP | NG FES - Falling Short | Number of I&C full electric heat pumps | ELLAND | Falling Short | Lct_BB007 | Number of | NPgY | Elland |  | 382 | 422 | 469 | 497 | 529 | 585 | 648 | 709 | 763 | 812 | 860 | 910 | 959 | 1042 | 1115 | 1210 | 1271 | 1324 | 1367 | 1407 | 1445 | 1483 | 1518 | 1553 | 1588 | 1623 | 1657 | 1691 | 1694
NPgY | GSP | NG FES - Falling Short | Number of I&C full electric heat pumps | FERRYBRIDGE A | Falling Short | Lct_BB007 | Number of | NPgY | Ferrybridge A |  | 76 | 85 | 96 | 103 | 111 | 124 | 139 | 153 | 167 | 179 | 192 | 205 | 218 | 240 | 259 | 284 | 301 | 317 | 330 | 343 | 356 | 368 | 381 | 393 | 405 | 418 | 430 | 443 | 448
NPgY | GSP | NG FES - Falling Short | Number of I&C full electric heat pumps | FERRYBRIDGE B | Falling Short | Lct_BB007 | Number of | NPgY | Ferrybridge B (_M) |  | 230 | 256 | 287 | 306 | 328 | 365 | 408 | 449 | 487 | 522 | 557 | 593 | 630 | 689 | 742 | 811 | 857 | 899 | 934 | 968 | 1001 | 1033 | 1064 | 1096 | 1127 | 1159 | 1191 | 1223 | 1232
NPgY | GSP | NG FES - Falling Short | Number of I&C full electric heat pumps | GRIMSBY WEST | Falling Short | Lct_BB007 | Number of | NPgY | Grimsby West |  | 139 | 154 | 172 | 182 | 194 | 215 | 239 | 262 | 282 | 301 | 319 | 338 | 357 | 389 | 417 | 453 | 476 | 497 | 514 | 530 | 545 | 560 | 575 | 589 | 603 | 617 | 631 | 645 | 648
NPgY | GSP | NG FES - Falling Short | Number of I&C full electric heat pumps | JORDANTHORPE | Falling Short | Lct_BB007 | Number of | NPgY | Jordanthorpe |  | 42 | 46 | 51 | 55 | 58 | 65 | 72 | 79 | 85 | 91 | 97 | 103 | 109 | 119 | 127 | 139 | 146 | 153 | 158 | 164 | 169 | 174 | 178 | 183 | 188 | 193 | 197 | 202 | 203
NPgY | GSP | NG FES - Falling Short | Number of I&C full electric heat pumps | KEADBY | Falling Short | Lct_BB007 | Number of | NPgY | Keadby |  | 257 | 290 | 329 | 356 | 387 | 436 | 493 | 549 | 603 | 653 | 704 | 758 | 812 | 898 | 976 | 1077 | 1149 | 1216 | 1275 | 1332 | 1389 | 1445 | 1501 | 1557 | 1614 | 1672 | 1731 | 1790 | 1817
NPgY | GSP | NG FES - Falling Short | Number of I&C full electric heat pumps | KIRKSTALL B | Falling Short | Lct_BB007 | Number of | NPgY | Kirkstall B |  | 231 | 254 | 283 | 299 | 318 | 351 | 389 | 425 | 457 | 485 | 513 | 542 | 571 | 620 | 663 | 718 | 753 | 784 | 809 | 831 | 853 | 874 | 894 | 914 | 933 | 953 | 972 | 991 | 991
NPgY | GSP | NG FES - Falling Short | Number of I&C full electric heat pumps | NEEPSEND | Falling Short | Lct_BB007 | Number of | NPgY | Neepsend |  | 89 | 98 | 109 | 115 | 123 | 135 | 150 | 164 | 176 | 187 | 198 | 209 | 220 | 239 | 256 | 277 | 291 | 303 | 312 | 321 | 329 | 337 | 345 | 353 | 360 | 368 | 375 | 382 | 383
NPgY | GSP | NG FES - Falling Short | Number of I&C full electric heat pumps | NORTON LEES | Falling Short | Lct_BB007 | Number of | NPgY | Norton Lees |  | 70 | 77 | 86 | 91 | 97 | 107 | 118 | 129 | 139 | 147 | 156 | 165 | 173 | 188 | 201 | 218 | 229 | 238 | 245 | 252 | 259 | 265 | 271 | 277 | 283 | 289 | 295 | 301 | 301
NPgY | GSP | NG FES - Falling Short | Number of I&C full electric heat pumps | PITSMOOR 3/4 | Falling Short | Lct_BB007 | Number of | NPgY | Pitsmoor |  | 50 | 55 | 61 | 64 | 69 | 76 | 84 | 92 | 98 | 105 | 111 | 117 | 123 | 134 | 143 | 155 | 163 | 169 | 174 | 179 | 184 | 189 | 193 | 197 | 201 | 206 | 210 | 214 | 214
NPgY | GSP | NG FES - Falling Short | Number of I&C full electric heat pumps | SALTEND NORTH | Falling Short | Lct_BB007 | Number of | NPgY | Saltend North |  | 50 | 55 | 62 | 66 | 71 | 79 | 88 | 97 | 105 | 112 | 120 | 128 | 135 | 148 | 160 | 174 | 184 | 193 | 201 | 208 | 215 | 222 | 229 | 235 | 242 | 249 | 256 | 263 | 265
NPgY | GSP | NG FES - Falling Short | Number of I&C full electric heat pumps | SHEFFIELD CITY | Falling Short | Lct_BB007 | Number of | NPgY | Sheffield City |  | 92 | 101 | 112 | 119 | 126 | 139 | 154 | 169 | 181 | 193 | 204 | 216 | 227 | 246 | 263 | 285 | 299 | 312 | 321 | 330 | 339 | 347 | 355 | 363 | 371 | 378 | 386 | 394 | 394
NPgY | GSP | NG FES - Falling Short | Number of I&C full electric heat pumps | SKELTON GRANGE | Falling Short | Lct_BB007 | Number of | NPgY | Skelton Grange |  | 563 | 622 | 691 | 732 | 780 | 862 | 956 | 1045 | 1125 | 1197 | 1267 | 1341 | 1413 | 1536 | 1643 | 1783 | 1872 | 1951 | 2014 | 2073 | 2129 | 2184 | 2236 | 2288 | 2339 | 2390 | 2440 | 2490 | 2495
NPgY | GSP | NG FES - Falling Short | Number of I&C full electric heat pumps | TEMPLEBOROUGH 275/33KV | Falling Short | Lct_BB007 | Number of | NPgY | Templeborough |  | 2 | 3 | 3 | 3 | 3 | 4 | 4 | 5 | 5 | 5 | 6 | 6 | 7 | 7 | 8 | 9 | 9 | 10 | 10 | 10 | 11 | 11 | 11 | 12 | 12 | 13 | 13 | 13 | 13
NPgY | GSP | NG FES - Falling Short | Number of I&C full electric heat pumps | THURCROFT | Falling Short | Lct_BB007 | Number of | NPgY | Thurcroft |  | 133 | 148 | 166 | 177 | 190 | 212 | 236 | 260 | 283 | 303 | 323 | 344 | 366 | 400 | 431 | 471 | 499 | 523 | 544 | 564 | 583 | 602 | 621 | 639 | 658 | 677 | 695 | 714 | 720
NPgY | GSP | NG FES - Falling Short | Number of I&C full electric heat pumps | WEST MELTON / THORPE MARSH | Falling Short | Lct_BB007 | Number of | NPgY | Thorpe Marsh |  | 347 | 386 | 432 | 461 | 495 | 551 | 615 | 678 | 735 | 787 | 839 | 894 | 949 | 1038 | 1118 | 1221 | 1291 | 1354 | 1407 | 1457 | 1506 | 1555 | 1602 | 1649 | 1696 | 1744 | 1791 | 1839 | 1854
NPgY | GSP | NG FES - Falling Short | Number of I&C full electric heat pumps | WEST MELTON SECTION 3 | Falling Short | Lct_BB007 | Number of | NPgY | West Melton |  | 304 | 339 | 381 | 408 | 438 | 489 | 547 | 604 | 656 | 705 | 753 | 804 | 855 | 937 | 1011 | 1106 | 1172 | 1231 | 1282 | 1330 | 1377 | 1424 | 1470 | 1515 | 1561 | 1608 | 1654 | 1701 | 1717
NPgY | GSP | NG FES - Falling Short | Number of I&C full electric heat pumps | WINCOBANK | Falling Short | Lct_BB007 | Number of | NPgY | Wincobank |  | 17 | 18 | 21 | 22 | 23 | 26 | 29 | 31 | 34 | 36 | 38 | 40 | 43 | 46 | 50 | 54 | 57 | 59 | 61 | 63 | 65 | 67 | 68 | 70 | 72 | 73 | 75 | 77 | 77
NPgN | GSP | NG FES - Leading the Way | Number of I&C full electric heat pumps | BLYTH 66kV | Leading the Way | Lct_BB007 | Number of | NPgN | Blyth 66kV |  | 157 | 173 | 192 | 223 | 257 | 301 | 347 | 391 | 431 | 763 | 1092 | 1419 | 1744 | 2066 | 2384 | 2700 | 3010 | 3315 | 3595 | 3870 | 4144 | 4416 | 4687 | 4957 | 4944 | 4932 | 4919 | 4907 | 4895
NPgN | GSP | NG FES - Leading the Way | Number of I&C full electric heat pumps | BLYTH 132kV | Leading the Way | Lct_BB007 | Number of | NPgN | Blyth 132kV |  | 90 | 100 | 110 | 128 | 148 | 173 | 199 | 224 | 247 | 436 | 623 | 809 | 994 | 1176 | 1356 | 1533 | 1708 | 1879 | 2035 | 2189 | 2341 | 2492 | 2642 | 2792 | 2782 | 2772 | 2762 | 2752 | 2743
NPgN | GSP | NG FES - Leading the Way | Number of I&C full electric heat pumps | FOURSTONES | Leading the Way | Lct_BB007 | Number of | NPgN | Fourstones |  | 37 | 41 | 45 | 53 | 61 | 71 | 82 | 92 | 101 | 179 | 256 | 332 | 408 | 483 | 556 | 629 | 701 | 771 | 835 | 898 | 961 | 1023 | 1084 | 1146 | 1142 | 1137 | 1133 | 1129 | 1126
NPgN | GSP | NG FES - Leading the Way | Number of I&C full electric heat pumps | HARTMOOR | Leading the Way | Lct_BB007 | Number of | NPgN | Hart Moor |  | 88 | 97 | 108 | 126 | 145 | 170 | 196 | 221 | 244 | 432 | 618 | 804 | 989 | 1173 | 1354 | 1534 | 1711 | 1886 | 2046 | 2204 | 2361 | 2518 | 2674 | 2830 | 2824 | 2819 | 2813 | 2808 | 2803
NPgN | GSP | NG FES - Leading the Way | Number of I&C full electric heat pumps | HAWTHORN PIT GRID | Leading the Way | Lct_BB007 | Number of | NPgN | Hawthorn Pit |  | 82 | 91 | 102 | 118 | 137 | 161 | 186 | 210 | 232 | 412 | 592 | 772 | 951 | 1130 | 1308 | 1485 | 1660 | 1834 | 1994 | 2153 | 2311 | 2470 | 2628 | 2787 | 2788 | 2788 | 2789 | 2789 | 2790
NPgN | GSP | NG FES - Leading the Way | Number of I&C full electric heat pumps | KNARESBOROUGH | Leading the Way | Lct_BB007 | Number of | NPgN | Knaresborough |  | 210 | 234 | 261 | 305 | 354 | 417 | 484 | 549 | 609 | 1084 | 1562 | 2043 | 2527 | 3012 | 3496 | 3982 | 4465 | 4948 | 5396 | 5843 | 6292 | 6743 | 7197 | 7655 | 7678 | 7701 | 7724 | 7746 | 7769
NPgN | GSP | NG FES - Leading the Way | Number of I&C full electric heat pumps | LACKENBY | Leading the Way | Lct_BB007 | Number of | NPgN | Lackenby |  | 134 | 149 | 166 | 193 | 223 | 262 | 303 | 343 | 379 | 671 | 964 | 1256 | 1549 | 1839 | 2128 | 2416 | 2700 | 2983 | 3242 | 3500 | 3757 | 4014 | 4271 | 4529 | 4529 | 4529 | 4530 | 4530 | 4530
NPgN | GSP | NG FES - Leading the Way | Number of I&C full electric heat pumps | NORTON | Leading the Way | Lct_BB007 | Number of | NPgN | Norton |  | 487 | 544 | 609 | 716 | 835 | 987 | 1151 | 1310 | 1459 | 2606 | 3767 | 4944 | 6137 | 7339 | 8547 | 9769 | 10990 | 12216 | 13365 | 14516 | 15679 | 16853 | 18041 | 19242 | 19356 | 19468 | 19580 | 19690 | 19801
NPgN | GSP | NG FES - Leading the Way | Number of I&C full electric heat pumps | OFFERTON | Leading the Way | Lct_BB007 | Number of | NPgN | Offerton |  | 56 | 61 | 68 | 79 | 91 | 107 | 123 | 138 | 152 | 269 | 385 | 500 | 615 | 728 | 839 | 949 | 1057 | 1164 | 1261 | 1356 | 1451 | 1545 | 1638 | 1731 | 1725 | 1720 | 1714 | 1708 | 1703
NPgN | GSP | NG FES - Leading the Way | Number of I&C full electric heat pumps | OSBALDWICK | Leading the Way | Lct_BB007 | Number of | NPgN | Osbaldwick |  | 392 | 433 | 480 | 559 | 645 | 755 | 871 | 982 | 1083 | 1916 | 2744 | 3569 | 4389 | 5201 | 6003 | 6801 | 7584 | 8357 | 9065 | 9763 | 10457 | 11148 | 11836 | 12522 | 12496 | 12469 | 12442 | 12416 | 12390
NPgN | GSP | NG FES - Leading the Way | Number of I&C full electric heat pumps | POPPLETON | Leading the Way | Lct_BB007 | Number of | NPgN | Poppleton |  | 51 | 57 | 63 | 73 | 84 | 98 | 113 | 128 | 141 | 248 | 355 | 462 | 567 | 672 | 774 | 877 | 977 | 1075 | 1165 | 1254 | 1342 | 1429 | 1516 | 1603 | 1598 | 1593 | 1588 | 1583 | 1579
NPgN | GSP | NG FES - Leading the Way | Number of I&C full electric heat pumps | SALTHOLME | Leading the Way | Lct_BB007 | Number of | NPgN | Saltholme |  | 6 | 7 | 8 | 9 | 10 | 12 | 14 | 16 | 17 | 31 | 45 | 58 | 72 | 85 | 99 | 112 | 126 | 139 | 151 | 163 | 176 | 188 | 200 | 212 | 212 | 213 | 213 | 213 | 213
NPgN | GSP | NG FES - Leading the Way | Number of I&C full electric heat pumps | SOUTH SHIELDS | Leading the Way | Lct_BB007 | Number of | NPgN | South Shields |  | 63 | 70 | 77 | 89 | 103 | 120 | 139 | 156 | 172 | 304 | 435 | 565 | 694 | 821 | 946 | 1070 | 1192 | 1311 | 1421 | 1528 | 1634 | 1739 | 1844 | 1948 | 1942 | 1935 | 1928 | 1921 | 1915
NPgN | GSP | NG FES - Leading the Way | Number of I&C full electric heat pumps | SPADEADAM | Leading the Way | Lct_BB007 | Number of | NPgN | Spadeadam - Not in NG FES |  | 14 | 16 | 17 | 20 | 23 | 27 | 31 | 35 | 39 | 68 | 98 | 127 | 156 | 184 | 212 | 240 | 267 | 294 | 319 | 343 | 367 | 390 | 414 | 437 | 435 | 434 | 432 | 431 | 429
NPgN | GSP | NG FES - Leading the Way | Number of I&C full electric heat pumps | SPENNYMOOR | Leading the Way | Lct_BB007 | Number of | NPgN | Spennymoor |  | 271 | 301 | 336 | 393 | 455 | 536 | 622 | 705 | 782 | 1390 | 2000 | 2614 | 3231 | 3848 | 4464 | 5082 | 5695 | 6306 | 6873 | 7437 | 8004 | 8573 | 9144 | 9720 | 9743 | 9767 | 9790 | 9813 | 9837
NPgN | GSP | NG FES - Leading the Way | Number of I&C full electric heat pumps | STELLA NORTH | Leading the Way | Lct_BB007 | Number of | NPgN | Stella North |  | 254 | 280 | 310 | 361 | 416 | 486 | 560 | 630 | 694 | 1226 | 1753 | 2276 | 2796 | 3308 | 3813 | 4313 | 4803 | 5286 | 5725 | 6157 | 6586 | 7011 | 7433 | 7853 | 7825 | 7797 | 7770 | 7742 | 7715
NPgN | GSP | NG FES - Leading the Way | Number of I&C full electric heat pumps | STELLA SOUTH | Leading the Way | Lct_BB007 | Number of | NPgN | Stella South |  | 162 | 179 | 199 | 232 | 267 | 313 | 362 | 409 | 452 | 800 | 1146 | 1492 | 1838 | 2180 | 2519 | 2857 | 3190 | 3519 | 3821 | 4120 | 4418 | 4715 | 5011 | 5308 | 5302 | 5297 | 5291 | 5285 | 5280
NPgN | GSP | NG FES - Leading the Way | Number of I&C full electric heat pumps | TYNEMOUTH | Leading the Way | Lct_BB007 | Number of | NPgN | Tynemouth 1 |  | 154 | 171 | 190 | 222 | 257 | 302 | 350 | 396 | 438 | 777 | 1117 | 1458 | 1799 | 2139 | 2477 | 2816 | 3150 | 3483 | 3791 | 4096 | 4401 | 4707 | 5014 | 5322 | 5327 | 5333 | 5338 | 5343 | 5349
NPgN | GSP | NG FES - Leading the Way | Number of I&C full electric heat pumps | WEST BOLDON | Leading the Way | Lct_BB007 | Number of | NPgN | West Boldon |  | 200 | 221 | 245 | 284 | 328 | 383 | 442 | 497 | 548 | 968 | 1385 | 1799 | 2210 | 2615 | 3015 | 3412 | 3801 | 4184 | 4534 | 4877 | 5218 | 5557 | 5893 | 6228 | 6208 | 6188 | 6168 | 6149 | 6129
NPgY | GSP | NG FES - Leading the Way | Number of I&C full electric heat pumps | BRADFORD WEST | Leading the Way | Lct_BB007 | Number of | NPgY | Bradford West |  | 499 | 549 | 606 | 705 | 812 | 947 | 1089 | 1224 | 1346 | 2379 | 3400 | 4411 | 5412 | 6398 | 7366 | 8324 | 9259 | 10178 | 11013 | 11832 | 12643 | 13445 | 14240 | 15030 | 14961 | 14892 | 14824 | 14757 | 14691
NPgY | GSP | NG FES - Leading the Way | Number of I&C full electric heat pumps | CAMBLESFORTH | Leading the Way | Lct_BB007 | Number of | NPgY | Camblesforth |  | 38 | 42 | 47 | 56 | 66 | 78 | 91 | 103 | 115 | 207 | 300 | 394 | 491 | 588 | 686 | 786 | 885 | 986 | 1080 | 1175 | 1271 | 1369 | 1467 | 1567 | 1578 | 1589 | 1600 | 1611 | 1622
NPgY | GSP | NG FES - Leading the Way | Number of I&C full electric heat pumps | CREYKE BECK | Leading the Way | Lct_BB007 | Number of | NPgY | Creyke Beck |  | 492 | 545 | 607 | 711 | 825 | 969 | 1123 | 1271 | 1407 | 2505 | 3605 | 4709 | 5819 | 6926 | 8029 | 9134 | 10230 | 11320 | 12331 | 13335 | 14342 | 15352 | 16365 | 17384 | 17415 | 17446 | 17476 | 17505 | 17536
NPgY | GSP | NG FES - Leading the Way | Number of I&C full electric heat pumps | DRAX | Leading the Way | Lct_BB007 | Number of | NPgY | Drax |  | 51 | 57 | 64 | 75 | 88 | 104 | 122 | 139 | 155 | 278 | 403 | 530 | 659 | 789 | 921 | 1054 | 1188 | 1322 | 1449 | 1576 | 1705 | 1835 | 1967 | 2100 | 2115 | 2130 | 2144 | 2158 | 2173
NPgY | GSP | NG FES - Leading the Way | Number of I&C full electric heat pumps | ELLAND | Leading the Way | Lct_BB007 | Number of | NPgY | Elland |  | 382 | 421 | 466 | 542 | 625 | 729 | 840 | 945 | 1040 | 1839 | 2631 | 3417 | 4197 | 4966 | 5724 | 6475 | 7210 | 7933 | 8592 | 9240 | 9883 | 10521 | 11154 | 11784 | 11742 | 11699 | 11657 | 11616 | 11575
NPgY | GSP | NG FES - Leading the Way | Number of I&C full electric heat pumps | FERRYBRIDGE A | Leading the Way | Lct_BB007 | Number of | NPgY | Ferrybridge A |  | 76 | 85 | 95 | 112 | 131 | 154 | 180 | 204 | 227 | 406 | 587 | 771 | 956 | 1143 | 1330 | 1520 | 1709 | 1899 | 2076 | 2254 | 2433 | 2614 | 2796 | 2981 | 2997 | 3012 | 3028 | 3043 | 3058
NPgY | GSP | NG FES - Leading the Way | Number of I&C full electric heat pumps | FERRYBRIDGE B | Leading the Way | Lct_BB007 | Number of | NPgY | Ferrybridge B (_M) |  | 230 | 255 | 285 | 334 | 388 | 456 | 529 | 599 | 664 | 1183 | 1704 | 2229 | 2756 | 3283 | 3810 | 4339 | 4863 | 5386 | 5872 | 6356 | 6842 | 7330 | 7820 | 8313 | 8335 | 8356 | 8377 | 8397 | 8419
NPgY | GSP | NG FES - Leading the Way | Number of I&C full electric heat pumps | GRIMSBY WEST | Leading the Way | Lct_BB007 | Number of | NPgY | Grimsby West |  | 139 | 154 | 170 | 199 | 229 | 268 | 309 | 349 | 384 | 681 | 976 | 1270 | 1563 | 1852 | 2138 | 2423 | 2702 | 2978 | 3231 | 3480 | 3729 | 3976 | 4222 | 4468 | 4459 | 4450 | 4441 | 4432 | 4424
NPgY | GSP | NG FES - Leading the Way | Number of I&C full electric heat pumps | JORDANTHORPE | Leading the Way | Lct_BB007 | Number of | NPgY | Jordanthorpe |  | 42 | 46 | 51 | 60 | 69 | 81 | 93 | 105 | 116 | 207 | 297 | 387 | 477 | 566 | 654 | 743 | 830 | 917 | 996 | 1075 | 1154 | 1232 | 1311 | 1390 | 1389 | 1389 | 1389 | 1388 | 1388
NPgY | GSP | NG FES - Leading the Way | Number of I&C full electric heat pumps | KEADBY | Leading the Way | Lct_BB007 | Number of | NPgY | Keadby |  | 257 | 290 | 327 | 389 | 457 | 544 | 639 | 732 | 821 | 1479 | 2154 | 2846 | 3556 | 4278 | 5012 | 5762 | 6519 | 7285 | 8012 | 8747 | 9494 | 10254 | 11028 | 11815 | 11937 | 12056 | 12175 | 12292 | 12410
NPgY | GSP | NG FES - Leading the Way | Number of I&C full electric heat pumps | KIRKSTALL B | Leading the Way | Lct_BB007 | Number of | NPgY | Kirkstall B |  | 231 | 254 | 280 | 326 | 376 | 438 | 504 | 566 | 622 | 1099 | 1571 | 2038 | 2500 | 2955 | 3402 | 3843 | 4275 | 4699 | 5083 | 5461 | 5834 | 6204 | 6570 | 6933 | 6901 | 6868 | 6836 | 6804 | 6773
NPgY | GSP | NG FES - Leading the Way | Number of I&C full electric heat pumps | NEEPSEND | Leading the Way | Lct_BB007 | Number of | NPgY | Neepsend |  | 89 | 98 | 108 | 126 | 145 | 169 | 194 | 218 | 240 | 424 | 606 | 786 | 965 | 1140 | 1313 | 1483 | 1650 | 1813 | 1962 | 2107 | 2251 | 2394 | 2535 | 2676 | 2663 | 2651 | 2638 | 2626 | 2614
NPgY | GSP | NG FES - Leading the Way | Number of I&C full electric heat pumps | NORTON LEES | Leading the Way | Lct_BB007 | Number of | NPgY | Norton Lees |  | 70 | 77 | 85 | 99 | 114 | 133 | 153 | 172 | 189 | 334 | 477 | 618 | 759 | 897 | 1032 | 1166 | 1297 | 1426 | 1543 | 1657 | 1771 | 1883 | 1994 | 2104 | 2094 | 2084 | 2075 | 2065 | 2056
NPgY | GSP | NG FES - Leading the Way | Number of I&C full electric heat pumps | PITSMOOR 3/4 | Leading the Way | Lct_BB007 | Number of | NPgY | Pitsmoor |  | 50 | 55 | 60 | 70 | 81 | 94 | 109 | 122 | 134 | 237 | 339 | 439 | 539 | 637 | 734 | 829 | 922 | 1014 | 1097 | 1178 | 1259 | 1339 | 1418 | 1496 | 1489 | 1483 | 1476 | 1469 | 1462
NPgY | GSP | NG FES - Leading the Way | Number of I&C full electric heat pumps | SALTEND NORTH | Leading the Way | Lct_BB007 | Number of | NPgY | Saltend North |  | 50 | 55 | 61 | 72 | 83 | 98 | 114 | 129 | 143 | 254 | 366 | 479 | 593 | 706 | 819 | 932 | 1045 | 1157 | 1262 | 1366 | 1470 | 1575 | 1680 | 1786 | 1790 | 1794 | 1799 | 1803 | 1808
NPgY | GSP | NG FES - Leading the Way | Number of I&C full electric heat pumps | SHEFFIELD CITY | Leading the Way | Lct_BB007 | Number of | NPgY | Sheffield City |  | 92 | 101 | 111 | 130 | 149 | 174 | 200 | 225 | 247 | 437 | 624 | 810 | 993 | 1174 | 1352 | 1527 | 1699 | 1867 | 2020 | 2170 | 2318 | 2465 | 2610 | 2755 | 2742 | 2729 | 2716 | 2703 | 2691
NPgY | GSP | NG FES - Leading the Way | Number of I&C full electric heat pumps | SKELTON GRANGE | Leading the Way | Lct_BB007 | Number of | NPgY | Skelton Grange |  | 563 | 621 | 686 | 799 | 921 | 1075 | 1238 | 1392 | 1533 | 2711 | 3878 | 5036 | 6186 | 7319 | 8434 | 9540 | 10623 | 11688 | 12659 | 13613 | 14560 | 15498 | 16430 | 17358 | 17294 | 17232 | 17169 | 17107 | 17047
NPgY | GSP | NG FES - Leading the Way | Number of I&C full electric heat pumps | TEMPLEBOROUGH 275/33KV | Leading the Way | Lct_BB007 | Number of | NPgY | Templeborough |  | 2 | 3 | 3 | 3 | 4 | 5 | 5 | 6 | 7 | 12 | 18 | 23 | 29 | 35 | 40 | 46 | 52 | 57 | 63 | 68 | 73 | 79 | 84 | 89 | 90 | 90 | 91 | 91 | 91
NPgY | GSP | NG FES - Leading the Way | Number of I&C full electric heat pumps | THURCROFT | Leading the Way | Lct_BB007 | Number of | NPgY | Thurcroft |  | 133 | 147 | 164 | 193 | 224 | 264 | 306 | 347 | 385 | 686 | 989 | 1294 | 1601 | 1908 | 2215 | 2523 | 2829 | 3135 | 3419 | 3702 | 3987 | 4273 | 4561 | 4850 | 4865 | 4879 | 4893 | 4906 | 4921
NPgY | GSP | NG FES - Leading the Way | Number of I&C full electric heat pumps | WEST MELTON / THORPE MARSH | Leading the Way | Lct_BB007 | Number of | NPgY | Thorpe Marsh |  | 347 | 385 | 429 | 503 | 585 | 687 | 797 | 903 | 1001 | 1783 | 2568 | 3358 | 4152 | 4946 | 5739 | 6534 | 7324 | 8110 | 8841 | 9569 | 10299 | 11032 | 11769 | 12510 | 12542 | 12572 | 12603 | 12632 | 12663
NPgY | GSP | NG FES - Leading the Way | Number of I&C full electric heat pumps | WEST MELTON SECTION 3 | Leading the Way | Lct_BB007 | Number of | NPgY | West Melton |  | 304 | 339 | 378 | 445 | 518 | 610 | 709 | 805 | 894 | 1596 | 2304 | 3019 | 3741 | 4465 | 5190 | 5921 | 6648 | 7376 | 8056 | 8734 | 9417 | 10105 | 10798 | 11498 | 11546 | 11593 | 11639 | 11685 | 11732
NPgY | GSP | NG FES - Leading the Way | Number of I&C full electric heat pumps | WINCOBANK | Leading the Way | Lct_BB007 | Number of | NPgY | Wincobank |  | 17 | 18 | 20 | 24 | 27 | 32 | 37 | 42 | 46 | 81 | 116 | 151 | 186 | 221 | 255 | 289 | 322 | 355 | 385 | 414 | 444 | 473 | 502 | 531 | 530 | 529 | 528 | 526 | 525
NPgN | GSP | NG FES - System Transformation | Number of I&C full electric heat pumps | BLYTH 66kV | System Transformation | Lct_BB007 | Number of | NPgN | Blyth 66kV |  | 157 | 167 | 191 | 204 | 219 | 243 | 270 | 297 | 333 | 332 | 333 | 333 | 341 | 350 | 535 | 714 | 874 | 1021 | 1131 | 1225 | 1304 | 1367 | 1430 | 1515 | 1594 | 1719 | 1837 | 1958 | 2099
NPgN | GSP | NG FES - System Transformation | Number of I&C full electric heat pumps | BLYTH 132kV | System Transformation | Lct_BB007 | Number of | NPgN | Blyth 132kV |  | 90 | 97 | 110 | 118 | 126 | 139 | 155 | 170 | 190 | 190 | 190 | 190 | 194 | 199 | 304 | 406 | 496 | 579 | 641 | 693 | 737 | 772 | 806 | 853 | 897 | 966 | 1031 | 1098 | 1176
NPgN | GSP | NG FES - System Transformation | Number of I&C full electric heat pumps | FOURSTONES | System Transformation | Lct_BB007 | Number of | NPgN | Fourstones |  | 37 | 40 | 45 | 48 | 52 | 57 | 64 | 70 | 78 | 78 | 78 | 78 | 80 | 82 | 125 | 166 | 203 | 237 | 263 | 284 | 302 | 317 | 331 | 350 | 368 | 396 | 423 | 451 | 483
NPgN | GSP | NG FES - System Transformation | Number of I&C full electric heat pumps | HARTMOOR | System Transformation | Lct_BB007 | Number of | NPgN | Hart Moor |  | 88 | 94 | 107 | 115 | 124 | 137 | 153 | 168 | 188 | 188 | 189 | 189 | 193 | 199 | 304 | 406 | 497 | 581 | 644 | 698 | 743 | 780 | 816 | 865 | 910 | 982 | 1051 | 1120 | 1202
NPgN | GSP | NG FES - System Transformation | Number of I&C full electric heat pumps | HAWTHORN PIT GRID | System Transformation | Lct_BB007 | Number of | NPgN | Hawthorn Pit |  | 82 | 88 | 101 | 109 | 117 | 130 | 145 | 160 | 179 | 180 | 181 | 181 | 186 | 192 | 293 | 393 | 482 | 565 | 628 | 682 | 727 | 765 | 802 | 852 | 899 | 972 | 1041 | 1113 | 1196
NPgN | GSP | NG FES - System Transformation | Number of I&C full electric heat pumps | KNARESBOROUGH | System Transformation | Lct_BB007 | Number of | NPgN | Knaresborough |  | 210 | 226 | 259 | 280 | 302 | 337 | 377 | 418 | 470 | 473 | 476 | 480 | 494 | 510 | 784 | 1053 | 1296 | 1524 | 1698 | 1850 | 1980 | 2088 | 2197 | 2340 | 2475 | 2684 | 2884 | 3090 | 3331
NPgN | GSP | NG FES - System Transformation | Number of I&C full electric heat pumps | LACKENBY | System Transformation | Lct_BB007 | Number of | NPgN | Lackenby |  | 134 | 144 | 165 | 177 | 190 | 212 | 236 | 260 | 292 | 293 | 294 | 295 | 303 | 312 | 477 | 639 | 784 | 918 | 1021 | 1108 | 1183 | 1243 | 1304 | 1385 | 1460 | 1579 | 1691 | 1807 | 1942
NPgN | GSP | NG FES - System Transformation | Number of I&C full electric heat pumps | NORTON | System Transformation | Lct_BB007 | Number of | NPgN | Norton |  | 487 | 527 | 606 | 657 | 712 | 797 | 897 | 996 | 1126 | 1136 | 1149 | 1162 | 1199 | 1244 | 1918 | 2584 | 3190 | 3761 | 4207 | 4596 | 4935 | 5219 | 5506 | 5883 | 6240 | 6785 | 7312 | 7855 | 8489
NPgN | GSP | NG FES - System Transformation | Number of I&C full electric heat pumps | OFFERTON | System Transformation | Lct_BB007 | Number of | NPgN | Offerton |  | 56 | 60 | 68 | 73 | 78 | 86 | 96 | 105 | 118 | 117 | 118 | 118 | 120 | 123 | 188 | 251 | 307 | 358 | 397 | 429 | 457 | 478 | 500 | 529 | 556 | 599 | 640 | 681 | 730
NPgN | GSP | NG FES - System Transformation | Number of I&C full electric heat pumps | OSBALDWICK | System Transformation | Lct_BB007 | Number of | NPgN | Osbaldwick |  | 392 | 420 | 478 | 512 | 550 | 610 | 679 | 747 | 836 | 835 | 837 | 839 | 858 | 881 | 1347 | 1799 | 2201 | 2573 | 2853 | 3091 | 3291 | 3452 | 3612 | 3829 | 4029 | 4345 | 4646 | 4953 | 5312
NPgN | GSP | NG FES - System Transformation | Number of I&C full electric heat pumps | POPPLETON | System Transformation | Lct_BB007 | Number of | NPgN | Poppleton |  | 51 | 55 | 62 | 67 | 72 | 79 | 88 | 97 | 108 | 108 | 108 | 108 | 111 | 114 | 174 | 232 | 283 | 331 | 367 | 397 | 422 | 443 | 463 | 490 | 515 | 555 | 593 | 632 | 677
NPgN | GSP | NG FES - System Transformation | Number of I&C full electric heat pumps | SALTHOLME | System Transformation | Lct_BB007 | Number of | NPgN | Saltholme |  | 6 | 7 | 8 | 8 | 9 | 10 | 11 | 12 | 13 | 14 | 14 | 14 | 14 | 14 | 22 | 30 | 36 | 43 | 48 | 52 | 55 | 58 | 61 | 65 | 68 | 74 | 79 | 85 | 91
NPgN | GSP | NG FES - System Transformation | Number of I&C full electric heat pumps | SOUTH SHIELDS | System Transformation | Lct_BB007 | Number of | NPgN | South Shields |  | 63 | 67 | 77 | 82 | 88 | 97 | 108 | 119 | 133 | 133 | 133 | 133 | 136 | 139 | 212 | 283 | 346 | 404 | 447 | 484 | 514 | 539 | 563 | 596 | 626 | 674 | 720 | 766 | 821
NPgN | GSP | NG FES - System Transformation | Number of I&C full electric heat pumps | SPADEADAM | System Transformation | Lct_BB007 | Number of | NPgN | Spadeadam - Not in NG FES |  | 14 | 15 | 17 | 18 | 20 | 22 | 24 | 27 | 30 | 30 | 30 | 30 | 30 | 31 | 48 | 64 | 78 | 91 | 100 | 109 | 115 | 121 | 126 | 134 | 140 | 151 | 161 | 172 | 184
NPgN | GSP | NG FES - System Transformation | Number of I&C full electric heat pumps | SPENNYMOOR | System Transformation | Lct_BB007 | Number of | NPgN | Spennymoor |  | 271 | 292 | 334 | 360 | 388 | 433 | 485 | 536 | 603 | 606 | 610 | 614 | 631 | 652 | 1002 | 1344 | 1653 | 1942 | 2163 | 2355 | 2519 | 2655 | 2791 | 2972 | 3141 | 3404 | 3656 | 3915 | 4217
NPgN | GSP | NG FES - System Transformation | Number of I&C full electric heat pumps | STELLA NORTH | System Transformation | Lct_BB007 | Number of | NPgN | Stella North |  | 254 | 272 | 309 | 331 | 354 | 392 | 436 | 479 | 536 | 534 | 535 | 535 | 546 | 561 | 856 | 1141 | 1394 | 1628 | 1802 | 1950 | 2073 | 2171 | 2269 | 2401 | 2523 | 2717 | 2901 | 3088 | 3308
NPgN | GSP | NG FES - System Transformation | Number of I&C full electric heat pumps | STELLA SOUTH | System Transformation | Lct_BB007 | Number of | NPgN | Stella South |  | 162 | 173 | 198 | 212 | 228 | 253 | 282 | 311 | 348 | 349 | 350 | 351 | 359 | 369 | 565 | 756 | 926 | 1084 | 1203 | 1305 | 1391 | 1460 | 1530 | 1623 | 1709 | 1846 | 1976 | 2108 | 2264
NPgN | GSP | NG FES - System Transformation | Number of I&C full electric heat pumps | TYNEMOUTH | System Transformation | Lct_BB007 | Number of | NPgN | Tynemouth 1 |  | 154 | 165 | 189 | 203 | 219 | 244 | 272 | 301 | 338 | 339 | 341 | 343 | 351 | 362 | 556 | 745 | 914 | 1073 | 1193 | 1297 | 1385 | 1458 | 1530 | 1627 | 1717 | 1858 | 1993 | 2131 | 2293
NPgN | GSP | NG FES - System Transformation | Number of I&C full electric heat pumps | WEST BOLDON | System Transformation | Lct_BB007 | Number of | NPgN | West Boldon |  | 200 | 214 | 243 | 261 | 279 | 309 | 344 | 378 | 423 | 422 | 422 | 423 | 432 | 443 | 677 | 903 | 1103 | 1288 | 1427 | 1544 | 1642 | 1721 | 1799 | 1904 | 2002 | 2157 | 2304 | 2453 | 2628
NPgY | GSP | NG FES - System Transformation | Number of I&C full electric heat pumps | BRADFORD WEST | System Transformation | Lct_BB007 | Number of | NPgY | Bradford West |  | 499 | 529 | 600 | 642 | 688 | 760 | 843 | 924 | 1032 | 1028 | 1027 | 1026 | 1047 | 1073 | 1641 | 2189 | 2673 | 3118 | 3450 | 3730 | 3962 | 4146 | 4328 | 4576 | 4804 | 5169 | 5514 | 5864 | 6274
NPgY | GSP | NG FES - System Transformation | Number of I&C full electric heat pumps | CAMBLESFORTH | System Transformation | Lct_BB007 | Number of | NPgY | Camblesforth |  | 38 | 41 | 47 | 51 | 56 | 62 | 70 | 78 | 88 | 89 | 91 | 92 | 95 | 99 | 153 | 207 | 256 | 302 | 338 | 370 | 398 | 422 | 446 | 477 | 507 | 552 | 595 | 640 | 693
NPgY | GSP | NG FES - System Transformation | Number of I&C full electric heat pumps | CREYKE BECK | System Transformation | Lct_BB007 | Number of | NPgY | Creyke Beck |  | 492 | 525 | 600 | 648 | 699 | 778 | 869 | 959 | 1079 | 1083 | 1089 | 1096 | 1126 | 1162 | 1788 | 2402 | 2953 | 3468 | 3863 | 4203 | 4494 | 4734 | 4974 | 5293 | 5592 | 6056 | 6500 | 6956 | 7489
NPgY | GSP | NG FES - System Transformation | Number of I&C full electric heat pumps | DRAX | System Transformation | Lct_BB007 | Number of | NPgY | Drax |  | 51 | 55 | 63 | 69 | 75 | 84 | 94 | 105 | 119 | 120 | 122 | 123 | 127 | 132 | 205 | 277 | 343 | 405 | 454 | 497 | 534 | 566 | 598 | 639 | 679 | 739 | 797 | 858 | 928
NPgY | GSP | NG FES - System Transformation | Number of I&C full electric heat pumps | ELLAND | System Transformation | Lct_BB007 | Number of | NPgY | Elland |  | 382 | 406 | 460 | 494 | 529 | 585 | 650 | 713 | 797 | 795 | 795 | 795 | 812 | 833 | 1275 | 1702 | 2081 | 2431 | 2692 | 2913 | 3097 | 3244 | 3390 | 3588 | 3770 | 4061 | 4336 | 4616 | 4944
NPgY | GSP | NG FES - System Transformation | Number of I&C full electric heat pumps | FERRYBRIDGE A | System Transformation | Lct_BB007 | Number of | NPgY | Ferrybridge A |  | 76 | 82 | 94 | 102 | 111 | 124 | 139 | 154 | 174 | 176 | 177 | 179 | 185 | 192 | 296 | 400 | 493 | 582 | 650 | 710 | 762 | 806 | 850 | 908 | 962 | 1046 | 1126 | 1209 | 1306
NPgY | GSP | NG FES - System Transformation | Number of I&C full electric heat pumps | FERRYBRIDGE B | System Transformation | Lct_BB007 | Number of | NPgY | Ferrybridge B (_M) |  | 230 | 246 | 281 | 304 | 328 | 366 | 409 | 452 | 509 | 511 | 515 | 519 | 533 | 551 | 849 | 1141 | 1404 | 1650 | 1840 | 2003 | 2144 | 2260 | 2377 | 2531 | 2676 | 2900 | 3116 | 3337 | 3595
NPgY | GSP | NG FES - System Transformation | Number of I&C full electric heat pumps | GRIMSBY WEST | System Transformation | Lct_BB007 | Number of | NPgY | Grimsby West |  | 139 | 148 | 168 | 181 | 194 | 215 | 239 | 263 | 295 | 294 | 295 | 296 | 302 | 311 | 476 | 637 | 780 | 912 | 1012 | 1097 | 1168 | 1226 | 1283 | 1360 | 1432 | 1545 | 1652 | 1761 | 1889
NPgY | GSP | NG FES - System Transformation | Number of I&C full electric heat pumps | JORDANTHORPE | System Transformation | Lct_BB007 | Number of | NPgY | Jordanthorpe |  | 42 | 44 | 50 | 54 | 58 | 65 | 72 | 80 | 89 | 89 | 90 | 90 | 92 | 95 | 146 | 195 | 240 | 281 | 312 | 339 | 362 | 380 | 398 | 423 | 446 | 482 | 516 | 552 | 593
NPgY | GSP | NG FES - System Transformation | Number of I&C full electric heat pumps | KEADBY | System Transformation | Lct_BB007 | Number of | NPgY | Keadby |  | 257 | 279 | 323 | 354 | 387 | 437 | 494 | 553 | 629 | 639 | 651 | 662 | 688 | 718 | 1117 | 1515 | 1882 | 2232 | 2510 | 2757 | 2975 | 3162 | 3352 | 3597 | 3833 | 4185 | 4529 | 4885 | 5300
NPgY | GSP | NG FES - System Transformation | Number of I&C full electric heat pumps | KIRKSTALL B | System Transformation | Lct_BB007 | Number of | NPgY | Kirkstall B |  | 231 | 245 | 277 | 297 | 318 | 351 | 390 | 427 | 477 | 475 | 475 | 474 | 484 | 496 | 758 | 1011 | 1234 | 1440 | 1593 | 1721 | 1828 | 1913 | 1997 | 2111 | 2216 | 2384 | 2543 | 2704 | 2893
NPgY | GSP | NG FES - System Transformation | Number of I&C full electric heat pumps | NEEPSEND | System Transformation | Lct_BB007 | Number of | NPgY | Neepsend |  | 89 | 94 | 107 | 115 | 123 | 136 | 150 | 165 | 184 | 183 | 183 | 183 | 187 | 191 | 292 | 390 | 476 | 556 | 615 | 664 | 706 | 738 | 771 | 815 | 855 | 920 | 981 | 1043 | 1116
NPgY | GSP | NG FES - System Transformation | Number of I&C full electric heat pumps | NORTON LEES | System Transformation | Lct_BB007 | Number of | NPgY | Norton Lees |  | 70 | 74 | 84 | 90 | 97 | 107 | 118 | 130 | 145 | 144 | 144 | 144 | 147 | 150 | 230 | 307 | 375 | 437 | 483 | 522 | 555 | 581 | 606 | 641 | 672 | 724 | 772 | 821 | 878
NPgY | GSP | NG FES - System Transformation | Number of I&C full electric heat pumps | PITSMOOR 3/4 | System Transformation | Lct_BB007 | Number of | NPgY | Pitsmoor |  | 50 | 53 | 60 | 64 | 69 | 76 | 84 | 92 | 103 | 102 | 102 | 102 | 104 | 107 | 163 | 218 | 266 | 311 | 344 | 371 | 394 | 413 | 431 | 456 | 478 | 515 | 549 | 584 | 625
NPgY | GSP | NG FES - System Transformation | Number of I&C full electric heat pumps | SALTEND NORTH | System Transformation | Lct_BB007 | Number of | NPgY | Saltend North |  | 50 | 53 | 61 | 65 | 71 | 79 | 88 | 97 | 109 | 110 | 111 | 111 | 115 | 118 | 182 | 245 | 302 | 355 | 395 | 430 | 461 | 485 | 511 | 544 | 575 | 623 | 669 | 716 | 772
NPgY | GSP | NG FES - System Transformation | Number of I&C full electric heat pumps | SHEFFIELD CITY | System Transformation | Lct_BB007 | Number of | NPgY | Sheffield City |  | 92 | 97 | 110 | 118 | 126 | 140 | 155 | 170 | 189 | 189 | 189 | 188 | 192 | 197 | 301 | 402 | 490 | 572 | 633 | 684 | 726 | 760 | 793 | 839 | 880 | 947 | 1010 | 1074 | 1149
NPgY | GSP | NG FES - System Transformation | Number of I&C full electric heat pumps | SKELTON GRANGE | System Transformation | Lct_BB007 | Number of | NPgY | Skelton Grange |  | 563 | 598 | 679 | 728 | 780 | 863 | 958 | 1051 | 1175 | 1172 | 1172 | 1172 | 1196 | 1228 | 1879 | 2508 | 3067 | 3581 | 3966 | 4291 | 4562 | 4779 | 4994 | 5285 | 5553 | 5981 | 6386 | 6798 | 7280
NPgY | GSP | NG FES - System Transformation | Number of I&C full electric heat pumps | TEMPLEBOROUGH 275/33KV | System Transformation | Lct_BB007 | Number of | NPgY | Templeborough |  | 2 | 3 | 3 | 3 | 3 | 4 | 4 | 5 | 5 | 5 | 5 | 5 | 6 | 6 | 9 | 12 | 15 | 18 | 20 | 21 | 23 | 24 | 26 | 27 | 29 | 31 | 34 | 36 | 39
NPgY | GSP | NG FES - System Transformation | Number of I&C full electric heat pumps | THURCROFT | System Transformation | Lct_BB007 | Number of | NPgY | Thurcroft |  | 133 | 142 | 163 | 176 | 190 | 212 | 237 | 262 | 295 | 297 | 299 | 301 | 310 | 320 | 493 | 663 | 817 | 961 | 1071 | 1167 | 1249 | 1318 | 1386 | 1477 | 1562 | 1693 | 1820 | 1950 | 2101
NPgY | GSP | NG FES - System Transformation | Number of I&C full electric heat pumps | WEST MELTON / THORPE MARSH | System Transformation | Lct_BB007 | Number of | NPgY | Thorpe Marsh |  | 347 | 371 | 424 | 459 | 495 | 552 | 617 | 682 | 767 | 771 | 776 | 781 | 803 | 830 | 1278 | 1718 | 2114 | 2485 | 2770 | 3016 | 3227 | 3402 | 3577 | 3809 | 4027 | 4364 | 4688 | 5020 | 5408
NPgY | GSP | NG FES - System Transformation | Number of I&C full electric heat pumps | WEST MELTON SECTION 3 | System Transformation | Lct_BB007 | Number of | NPgY | West Melton |  | 304 | 326 | 374 | 405 | 438 | 490 | 548 | 608 | 685 | 690 | 696 | 702 | 724 | 749 | 1156 | 1557 | 1919 | 2260 | 2524 | 2753 | 2951 | 3116 | 3282 | 3501 | 3707 | 4024 | 4329 | 4643 | 5010
NPgY | GSP | NG FES - System Transformation | Number of I&C full electric heat pumps | WINCOBANK | System Transformation | Lct_BB007 | Number of | NPgY | Wincobank |  | 17 | 18 | 20 | 22 | 23 | 26 | 29 | 31 | 35 | 35 | 35 | 35 | 36 | 37 | 57 | 76 | 93 | 109 | 121 | 131 | 139 | 146 | 153 | 162 | 170 | 184 | 196 | 209 | 224
NPgN | GSP | NPg Best View | Number of I&C hybrid heat pumps | BLYTH 66kV | NPg Best View (Not in FES) | Lct_BB008 | Number of | NPgN | Blyth 66kV |  | 0 | 0 | 0 | 0 | 0 | 0 | 0 | 0 | 0 | 0 | 0 | 0 | 0 | 0 | 0 | 0 | 0 | 0 | 0 | 0 | 0 | 0 | 0 | 0 | 0 | 0 | 0 | 0 | 0
NPgN | GSP | NPg Best View | Number of I&C hybrid heat pumps | BLYTH 132kV | NPg Best View (Not in FES) | Lct_BB008 | Number of | NPgN | Blyth 132kV |  | 0 | 0 | 0 | 0 | 0 | 0 | 0 | 0 | 0 | 0 | 0 | 0 | 0 | 0 | 0 | 0 | 0 | 0 | 0 | 0 | 0 | 0 | 0 | 0 | 0 | 0 | 0 | 0 | 0
NPgN | GSP | NPg Best View | Number of I&C hybrid heat pumps | FOURSTONES | NPg Best View (Not in FES) | Lct_BB008 | Number of | NPgN | Fourstones |  | 0 | 0 | 0 | 0 | 0 | 0 | 0 | 0 | 0 | 0 | 0 | 0 | 0 | 0 | 0 | 0 | 0 | 0 | 0 | 0 | 0 | 0 | 0 | 0 | 0 | 0 | 0 | 0 | 0
NPgN | GSP | NPg Best View | Number of I&C hybrid heat pumps | HARTMOOR | NPg Best View (Not in FES) | Lct_BB008 | Number of | NPgN | Hart Moor |  | 0 | 0 | 0 | 0 | 0 | 0 | 0 | 0 | 0 | 0 | 0 | 0 | 0 | 0 | 0 | 0 | 0 | 0 | 0 | 0 | 0 | 0 | 0 | 0 | 0 | 0 | 0 | 0 | 0
NPgN | GSP | NPg Best View | Number of I&C hybrid heat pumps | HAWTHORN PIT GRID | NPg Best View (Not in FES) | Lct_BB008 | Number of | NPgN | Hawthorn Pit |  | 0 | 0 | 0 | 0 | 0 | 0 | 0 | 0 | 0 | 0 | 0 | 0 | 0 | 0 | 0 | 0 | 0 | 0 | 0 | 0 | 0 | 0 | 0 | 0 | 0 | 0 | 0 | 0 | 0
NPgN | GSP | NPg Best View | Number of I&C hybrid heat pumps | KNARESBOROUGH | NPg Best View (Not in FES) | Lct_BB008 | Number of | NPgN | Knaresborough |  | 0 | 0 | 0 | 0 | 0 | 0 | 0 | 0 | 0 | 0 | 0 | 0 | 0 | 0 | 0 | 0 | 0 | 0 | 0 | 0 | 0 | 0 | 0 | 0 | 0 | 0 | 0 | 0 | 0
NPgN | GSP | NPg Best View | Number of I&C hybrid heat pumps | LACKENBY | NPg Best View (Not in FES) | Lct_BB008 | Number of | NPgN | Lackenby |  | 0 | 0 | 0 | 0 | 0 | 0 | 0 | 0 | 0 | 0 | 0 | 0 | 0 | 0 | 0 | 0 | 0 | 0 | 0 | 0 | 0 | 0 | 0 | 0 | 0 | 0 | 0 | 0 | 0
NPgN | GSP | NPg Best View | Number of I&C hybrid heat pumps | NORTON | NPg Best View (Not in FES) | Lct_BB008 | Number of | NPgN | Norton |  | 0 | 0 | 0 | 0 | 0 | 0 | 0 | 0 | 0 | 0 | 0 | 0 | 0 | 0 | 0 | 0 | 0 | 0 | 0 | 0 | 0 | 0 | 0 | 0 | 0 | 0 | 0 | 0 | 0
NPgN | GSP | NPg Best View | Number of I&C hybrid heat pumps | OFFERTON | NPg Best View (Not in FES) | Lct_BB008 | Number of | NPgN | Offerton |  | 0 | 0 | 0 | 0 | 0 | 0 | 0 | 0 | 0 | 0 | 0 | 0 | 0 | 0 | 0 | 0 | 0 | 0 | 0 | 0 | 0 | 0 | 0 | 0 | 0 | 0 | 0 | 0 | 0
NPgN | GSP | NPg Best View | Number of I&C hybrid heat pumps | OSBALDWICK | NPg Best View (Not in FES) | Lct_BB008 | Number of | NPgN | Osbaldwick |  | 0 | 0 | 0 | 0 | 0 | 0 | 0 | 0 | 0 | 0 | 0 | 0 | 0 | 0 | 0 | 0 | 0 | 0 | 0 | 0 | 0 | 0 | 0 | 0 | 0 | 0 | 0 | 0 | 0
NPgN | GSP | NPg Best View | Number of I&C hybrid heat pumps | POPPLETON | NPg Best View (Not in FES) | Lct_BB008 | Number of | NPgN | Poppleton |  | 0 | 0 | 0 | 0 | 0 | 0 | 0 | 0 | 0 | 0 | 0 | 0 | 0 | 0 | 0 | 0 | 0 | 0 | 0 | 0 | 0 | 0 | 0 | 0 | 0 | 0 | 0 | 0 | 0
NPgN | GSP | NPg Best View | Number of I&C hybrid heat pumps | SALTHOLME | NPg Best View (Not in FES) | Lct_BB008 | Number of | NPgN | Saltholme |  | 0 | 0 | 0 | 0 | 0 | 0 | 0 | 0 | 0 | 0 | 0 | 0 | 0 | 0 | 0 | 0 | 0 | 0 | 0 | 0 | 0 | 0 | 0 | 0 | 0 | 0 | 0 | 0 | 0
NPgN | GSP | NPg Best View | Number of I&C hybrid heat pumps | SOUTH SHIELDS | NPg Best View (Not in FES) | Lct_BB008 | Number of | NPgN | South Shields |  | 0 | 0 | 0 | 0 | 0 | 0 | 0 | 0 | 0 | 0 | 0 | 0 | 0 | 0 | 0 | 0 | 0 | 0 | 0 | 0 | 0 | 0 | 0 | 0 | 0 | 0 | 0 | 0 | 0
NPgN | GSP | NPg Best View | Number of I&C hybrid heat pumps | SPADEADAM | NPg Best View (Not in FES) | Lct_BB008 | Number of | NPgN | Spadeadam - Not in NG FES |  | 0 | 0 | 0 | 0 | 0 | 0 | 0 | 0 | 0 | 0 | 0 | 0 | 0 | 0 | 0 | 0 | 0 | 0 | 0 | 0 | 0 | 0 | 0 | 0 | 0 | 0 | 0 | 0 | 0
NPgN | GSP | NPg Best View | Number of I&C hybrid heat pumps | SPENNYMOOR | NPg Best View (Not in FES) | Lct_BB008 | Number of | NPgN | Spennymoor |  | 0 | 0 | 0 | 0 | 0 | 0 | 0 | 0 | 0 | 0 | 0 | 0 | 0 | 0 | 0 | 0 | 0 | 0 | 0 | 0 | 0 | 0 | 0 | 0 | 0 | 0 | 0 | 0 | 0
NPgN | GSP | NPg Best View | Number of I&C hybrid heat pumps | STELLA NORTH | NPg Best View (Not in FES) | Lct_BB008 | Number of | NPgN | Stella North |  | 0 | 0 | 0 | 0 | 0 | 0 | 0 | 0 | 0 | 0 | 0 | 0 | 0 | 0 | 0 | 0 | 0 | 0 | 0 | 0 | 0 | 0 | 0 | 0 | 0 | 0 | 0 | 0 | 0
NPgN | GSP | NPg Best View | Number of I&C hybrid heat pumps | STELLA SOUTH | NPg Best View (Not in FES) | Lct_BB008 | Number of | NPgN | Stella South |  | 0 | 0 | 0 | 0 | 0 | 0 | 0 | 0 | 0 | 0 | 0 | 0 | 0 | 0 | 0 | 0 | 0 | 0 | 0 | 0 | 0 | 0 | 0 | 0 | 0 | 0 | 0 | 0 | 0
NPgN | GSP | NPg Best View | Number of I&C hybrid heat pumps | TYNEMOUTH | NPg Best View (Not in FES) | Lct_BB008 | Number of | NPgN | Tynemouth 1 |  | 0 | 0 | 0 | 0 | 0 | 0 | 0 | 0 | 0 | 0 | 0 | 0 | 0 | 0 | 0 | 0 | 0 | 0 | 0 | 0 | 0 | 0 | 0 | 0 | 0 | 0 | 0 | 0 | 0
NPgN | GSP | NPg Best View | Number of I&C hybrid heat pumps | WEST BOLDON | NPg Best View (Not in FES) | Lct_BB008 | Number of | NPgN | West Boldon |  | 0 | 0 | 0 | 0 | 0 | 0 | 0 | 0 | 0 | 0 | 0 | 0 | 0 | 0 | 0 | 0 | 0 | 0 | 0 | 0 | 0 | 0 | 0 | 0 | 0 | 0 | 0 | 0 | 0
NPgY | GSP | NPg Best View | Number of I&C hybrid heat pumps | BRADFORD WEST | NPg Best View (Not in FES) | Lct_BB008 | Number of | NPgY | Bradford West |  | 0 | 0 | 0 | 0 | 0 | 0 | 0 | 0 | 0 | 0 | 0 | 0 | 0 | 0 | 0 | 0 | 0 | 0 | 0 | 0 | 0 | 0 | 0 | 0 | 0 | 0 | 0 | 0 | 0
NPgY | GSP | NPg Best View | Number of I&C hybrid heat pumps | CAMBLESFORTH | NPg Best View (Not in FES) | Lct_BB008 | Number of | NPgY | Camblesforth |  | 0 | 0 | 0 | 0 | 0 | 0 | 0 | 0 | 0 | 0 | 0 | 0 | 0 | 0 | 0 | 0 | 0 | 0 | 0 | 0 | 0 | 0 | 0 | 0 | 0 | 0 | 0 | 0 | 0
NPgY | GSP | NPg Best View | Number of I&C hybrid heat pumps | CREYKE BECK | NPg Best View (Not in FES) | Lct_BB008 | Number of | NPgY | Creyke Beck |  | 0 | 0 | 0 | 0 | 0 | 0 | 0 | 0 | 0 | 0 | 0 | 0 | 0 | 0 | 0 | 0 | 0 | 0 | 0 | 0 | 0 | 0 | 0 | 0 | 0 | 0 | 0 | 0 | 0
NPgY | GSP | NPg Best View | Number of I&C hybrid heat pumps | DRAX | NPg Best View (Not in FES) | Lct_BB008 | Number of | NPgY | Drax |  | 0 | 0 | 0 | 0 | 0 | 0 | 0 | 0 | 0 | 0 | 0 | 0 | 0 | 0 | 0 | 0 | 0 | 0 | 0 | 0 | 0 | 0 | 0 | 0 | 0 | 0 | 0 | 0 | 0
NPgY | GSP | NPg Best View | Number of I&C hybrid heat pumps | ELLAND | NPg Best View (Not in FES) | Lct_BB008 | Number of | NPgY | Elland |  | 0 | 0 | 0 | 0 | 0 | 0 | 0 | 0 | 0 | 0 | 0 | 0 | 0 | 0 | 0 | 0 | 0 | 0 | 0 | 0 | 0 | 0 | 0 | 0 | 0 | 0 | 0 | 0 | 0
NPgY | GSP | NPg Best View | Number of I&C hybrid heat pumps | FERRYBRIDGE A | NPg Best View (Not in FES) | Lct_BB008 | Number of | NPgY | Ferrybridge A |  | 0 | 0 | 0 | 0 | 0 | 0 | 0 | 0 | 0 | 0 | 0 | 0 | 0 | 0 | 0 | 0 | 0 | 0 | 0 | 0 | 0 | 0 | 0 | 0 | 0 | 0 | 0 | 0 | 0
NPgY | GSP | NPg Best View | Number of I&C hybrid heat pumps | FERRYBRIDGE B | NPg Best View (Not in FES) | Lct_BB008 | Number of | NPgY | Ferrybridge B (_M) |  | 0 | 0 | 0 | 0 | 0 | 0 | 0 | 0 | 0 | 0 | 0 | 0 | 0 | 0 | 0 | 0 | 0 | 0 | 0 | 0 | 0 | 0 | 0 | 0 | 0 | 0 | 0 | 0 | 0
NPgY | GSP | NPg Best View | Number of I&C hybrid heat pumps | GRIMSBY WEST | NPg Best View (Not in FES) | Lct_BB008 | Number of | NPgY | Grimsby West |  | 0 | 0 | 0 | 0 | 0 | 0 | 0 | 0 | 0 | 0 | 0 | 0 | 0 | 0 | 0 | 0 | 0 | 0 | 0 | 0 | 0 | 0 | 0 | 0 | 0 | 0 | 0 | 0 | 0
NPgY | GSP | NPg Best View | Number of I&C hybrid heat pumps | JORDANTHORPE | NPg Best View (Not in FES) | Lct_BB008 | Number of | NPgY | Jordanthorpe |  | 0 | 0 | 0 | 0 | 0 | 0 | 0 | 0 | 0 | 0 | 0 | 0 | 0 | 0 | 0 | 0 | 0 | 0 | 0 | 0 | 0 | 0 | 0 | 0 | 0 | 0 | 0 | 0 | 0
NPgY | GSP | NPg Best View | Number of I&C hybrid heat pumps | KEADBY | NPg Best View (Not in FES) | Lct_BB008 | Number of | NPgY | Keadby |  | 0 | 0 | 0 | 0 | 0 | 0 | 0 | 0 | 0 | 0 | 0 | 0 | 0 | 0 | 0 | 0 | 0 | 0 | 0 | 0 | 0 | 0 | 0 | 0 | 0 | 0 | 0 | 0 | 0
NPgY | GSP | NPg Best View | Number of I&C hybrid heat pumps | KIRKSTALL B | NPg Best View (Not in FES) | Lct_BB008 | Number of | NPgY | Kirkstall B |  | 0 | 0 | 0 | 0 | 0 | 0 | 0 | 0 | 0 | 0 | 0 | 0 | 0 | 0 | 0 | 0 | 0 | 0 | 0 | 0 | 0 | 0 | 0 | 0 | 0 | 0 | 0 | 0 | 0
NPgY | GSP | NPg Best View | Number of I&C hybrid heat pumps | NEEPSEND | NPg Best View (Not in FES) | Lct_BB008 | Number of | NPgY | Neepsend |  | 0 | 0 | 0 | 0 | 0 | 0 | 0 | 0 | 0 | 0 | 0 | 0 | 0 | 0 | 0 | 0 | 0 | 0 | 0 | 0 | 0 | 0 | 0 | 0 | 0 | 0 | 0 | 0 | 0
NPgY | GSP | NPg Best View | Number of I&C hybrid heat pumps | NORTON LEES | NPg Best View (Not in FES) | Lct_BB008 | Number of | NPgY | Norton Lees |  | 0 | 0 | 0 | 0 | 0 | 0 | 0 | 0 | 0 | 0 | 0 | 0 | 0 | 0 | 0 | 0 | 0 | 0 | 0 | 0 | 0 | 0 | 0 | 0 | 0 | 0 | 0 | 0 | 0
NPgY | GSP | NPg Best View | Number of I&C hybrid heat pumps | PITSMOOR 3/4 | NPg Best View (Not in FES) | Lct_BB008 | Number of | NPgY | Pitsmoor |  | 0 | 0 | 0 | 0 | 0 | 0 | 0 | 0 | 0 | 0 | 0 | 0 | 0 | 0 | 0 | 0 | 0 | 0 | 0 | 0 | 0 | 0 | 0 | 0 | 0 | 0 | 0 | 0 | 0
NPgY | GSP | NPg Best View | Number of I&C hybrid heat pumps | SALTEND NORTH | NPg Best View (Not in FES) | Lct_BB008 | Number of | NPgY | Saltend North |  | 0 | 0 | 0 | 0 | 0 | 0 | 0 | 0 | 0 | 0 | 0 | 0 | 0 | 0 | 0 | 0 | 0 | 0 | 0 | 0 | 0 | 0 | 0 | 0 | 0 | 0 | 0 | 0 | 0
NPgY | GSP | NPg Best View | Number of I&C hybrid heat pumps | SHEFFIELD CITY | NPg Best View (Not in FES) | Lct_BB008 | Number of | NPgY | Sheffield City |  | 0 | 0 | 0 | 0 | 0 | 0 | 0 | 0 | 0 | 0 | 0 | 0 | 0 | 0 | 0 | 0 | 0 | 0 | 0 | 0 | 0 | 0 | 0 | 0 | 0 | 0 | 0 | 0 | 0
NPgY | GSP | NPg Best View | Number of I&C hybrid heat pumps | SKELTON GRANGE | NPg Best View (Not in FES) | Lct_BB008 | Number of | NPgY | Skelton Grange |  | 0 | 0 | 0 | 0 | 0 | 0 | 0 | 0 | 0 | 0 | 0 | 0 | 0 | 0 | 0 | 0 | 0 | 0 | 0 | 0 | 0 | 0 | 0 | 0 | 0 | 0 | 0 | 0 | 0
NPgY | GSP | NPg Best View | Number of I&C hybrid heat pumps | TEMPLEBOROUGH 275/33KV | NPg Best View (Not in FES) | Lct_BB008 | Number of | NPgY | Templeborough |  | 0 | 0 | 0 | 0 | 0 | 0 | 0 | 0 | 0 | 0 | 0 | 0 | 0 | 0 | 0 | 0 | 0 | 0 | 0 | 0 | 0 | 0 | 0 | 0 | 0 | 0 | 0 | 0 | 0
NPgY | GSP | NPg Best View | Number of I&C hybrid heat pumps | THURCROFT | NPg Best View (Not in FES) | Lct_BB008 | Number of | NPgY | Thurcroft |  | 0 | 0 | 0 | 0 | 0 | 0 | 0 | 0 | 0 | 0 | 0 | 0 | 0 | 0 | 0 | 0 | 0 | 0 | 0 | 0 | 0 | 0 | 0 | 0 | 0 | 0 | 0 | 0 | 0
NPgY | GSP | NPg Best View | Number of I&C hybrid heat pumps | WEST MELTON / THORPE MARSH | NPg Best View (Not in FES) | Lct_BB008 | Number of | NPgY | Thorpe Marsh |  | 0 | 0 | 0 | 0 | 0 | 0 | 0 | 0 | 0 | 0 | 0 | 0 | 0 | 0 | 0 | 0 | 0 | 0 | 0 | 0 | 0 | 0 | 0 | 0 | 0 | 0 | 0 | 0 | 0
NPgY | GSP | NPg Best View | Number of I&C hybrid heat pumps | WEST MELTON SECTION 3 | NPg Best View (Not in FES) | Lct_BB008 | Number of | NPgY | West Melton |  | 0 | 0 | 0 | 0 | 0 | 0 | 0 | 0 | 0 | 0 | 0 | 0 | 0 | 0 | 0 | 0 | 0 | 0 | 0 | 0 | 0 | 0 | 0 | 0 | 0 | 0 | 0 | 0 | 0
NPgY | GSP | NPg Best View | Number of I&C hybrid heat pumps | WINCOBANK | NPg Best View (Not in FES) | Lct_BB008 | Number of | NPgY | Wincobank |  | 0 | 0 | 0 | 0 | 0 | 0 | 0 | 0 | 0 | 0 | 0 | 0 | 0 | 0 | 0 | 0 | 0 | 0 | 0 | 0 | 0 | 0 | 0 | 0 | 0 | 0 | 0 | 0 | 0
NPgN | GSP | NG FES - Consumer Transformation | Number of I&C hybrid heat pumps | BLYTH 66kV | Consumer Transformation | Lct_BB008 | Number of | NPgN | Blyth 66kV |  | 0 | 0 | 0 | 0 | 0 | 0 | 0 | 0 | 0 | 0 | 0 | 0 | 0 | 0 | 0 | 0 | 0 | 0 | 0 | 0 | 0 | 0 | 0 | 0 | 0 | 0 | 0 | 0 | 0
NPgN | GSP | NG FES - Consumer Transformation | Number of I&C hybrid heat pumps | BLYTH 132kV | Consumer Transformation | Lct_BB008 | Number of | NPgN | Blyth 132kV |  | 0 | 0 | 0 | 0 | 0 | 0 | 0 | 0 | 0 | 0 | 0 | 0 | 0 | 0 | 0 | 0 | 0 | 0 | 0 | 0 | 0 | 0 | 0 | 0 | 0 | 0 | 0 | 0 | 0
NPgN | GSP | NG FES - Consumer Transformation | Number of I&C hybrid heat pumps | FOURSTONES | Consumer Transformation | Lct_BB008 | Number of | NPgN | Fourstones |  | 0 | 0 | 0 | 0 | 0 | 0 | 0 | 0 | 0 | 0 | 0 | 0 | 0 | 0 | 0 | 0 | 0 | 0 | 0 | 0 | 0 | 0 | 0 | 0 | 0 | 0 | 0 | 0 | 0
NPgN | GSP | NG FES - Consumer Transformation | Number of I&C hybrid heat pumps | HARTMOOR | Consumer Transformation | Lct_BB008 | Number of | NPgN | Hart Moor |  | 0 | 0 | 0 | 0 | 0 | 0 | 0 | 0 | 0 | 0 | 0 | 0 | 0 | 0 | 0 | 0 | 0 | 0 | 0 | 0 | 0 | 0 | 0 | 0 | 0 | 0 | 0 | 0 | 0
NPgN | GSP | NG FES - Consumer Transformation | Number of I&C hybrid heat pumps | HAWTHORN PIT GRID | Consumer Transformation | Lct_BB008 | Number of | NPgN | Hawthorn Pit |  | 0 | 0 | 0 | 0 | 0 | 0 | 0 | 0 | 0 | 0 | 0 | 0 | 0 | 0 | 0 | 0 | 0 | 0 | 0 | 0 | 0 | 0 | 0 | 0 | 0 | 0 | 0 | 0 | 0
NPgN | GSP | NG FES - Consumer Transformation | Number of I&C hybrid heat pumps | KNARESBOROUGH | Consumer Transformation | Lct_BB008 | Number of | NPgN | Knaresborough |  | 0 | 0 | 0 | 0 | 0 | 0 | 0 | 0 | 0 | 0 | 0 | 0 | 0 | 0 | 0 | 0 | 0 | 0 | 0 | 0 | 0 | 0 | 0 | 0 | 0 | 0 | 0 | 0 | 0
NPgN | GSP | NG FES - Consumer Transformation | Number of I&C hybrid heat pumps | LACKENBY | Consumer Transformation | Lct_BB008 | Number of | NPgN | Lackenby |  | 0 | 0 | 0 | 0 | 0 | 0 | 0 | 0 | 0 | 0 | 0 | 0 | 0 | 0 | 0 | 0 | 0 | 0 | 0 | 0 | 0 | 0 | 0 | 0 | 0 | 0 | 0 | 0 | 0
NPgN | GSP | NG FES - Consumer Transformation | Number of I&C hybrid heat pumps | NORTON | Consumer Transformation | Lct_BB008 | Number of | NPgN | Norton |  | 0 | 0 | 0 | 0 | 0 | 0 | 0 | 0 | 0 | 0 | 0 | 0 | 0 | 0 | 0 | 0 | 0 | 0 | 0 | 0 | 0 | 0 | 0 | 0 | 0 | 0 | 0 | 0 | 0
NPgN | GSP | NG FES - Consumer Transformation | Number of I&C hybrid heat pumps | OFFERTON | Consumer Transformation | Lct_BB008 | Number of | NPgN | Offerton |  | 0 | 0 | 0 | 0 | 0 | 0 | 0 | 0 | 0 | 0 | 0 | 0 | 0 | 0 | 0 | 0 | 0 | 0 | 0 | 0 | 0 | 0 | 0 | 0 | 0 | 0 | 0 | 0 | 0
NPgN | GSP | NG FES - Consumer Transformation | Number of I&C hybrid heat pumps | OSBALDWICK | Consumer Transformation | Lct_BB008 | Number of | NPgN | Osbaldwick |  | 0 | 0 | 0 | 0 | 0 | 0 | 0 | 0 | 0 | 0 | 0 | 0 | 0 | 0 | 0 | 0 | 0 | 0 | 0 | 0 | 0 | 0 | 0 | 0 | 0 | 0 | 0 | 0 | 0
NPgN | GSP | NG FES - Consumer Transformation | Number of I&C hybrid heat pumps | POPPLETON | Consumer Transformation | Lct_BB008 | Number of | NPgN | Poppleton |  | 0 | 0 | 0 | 0 | 0 | 0 | 0 | 0 | 0 | 0 | 0 | 0 | 0 | 0 | 0 | 0 | 0 | 0 | 0 | 0 | 0 | 0 | 0 | 0 | 0 | 0 | 0 | 0 | 0
NPgN | GSP | NG FES - Consumer Transformation | Number of I&C hybrid heat pumps | SALTHOLME | Consumer Transformation | Lct_BB008 | Number of | NPgN | Saltholme |  | 0 | 0 | 0 | 0 | 0 | 0 | 0 | 0 | 0 | 0 | 0 | 0 | 0 | 0 | 0 | 0 | 0 | 0 | 0 | 0 | 0 | 0 | 0 | 0 | 0 | 0 | 0 | 0 | 0
NPgN | GSP | NG FES - Consumer Transformation | Number of I&C hybrid heat pumps | SOUTH SHIELDS | Consumer Transformation | Lct_BB008 | Number of | NPgN | South Shields |  | 0 | 0 | 0 | 0 | 0 | 0 | 0 | 0 | 0 | 0 | 0 | 0 | 0 | 0 | 0 | 0 | 0 | 0 | 0 | 0 | 0 | 0 | 0 | 0 | 0 | 0 | 0 | 0 | 0
NPgN | GSP | NG FES - Consumer Transformation | Number of I&C hybrid heat pumps | SPADEADAM | Consumer Transformation | Lct_BB008 | Number of | NPgN | Spadeadam - Not in NG FES |  | 0 | 0 | 0 | 0 | 0 | 0 | 0 | 0 | 0 | 0 | 0 | 0 | 0 | 0 | 0 | 0 | 0 | 0 | 0 | 0 | 0 | 0 | 0 | 0 | 0 | 0 | 0 | 0 | 0
NPgN | GSP | NG FES - Consumer Transformation | Number of I&C hybrid heat pumps | SPENNYMOOR | Consumer Transformation | Lct_BB008 | Number of | NPgN | Spennymoor |  | 0 | 0 | 0 | 0 | 0 | 0 | 0 | 0 | 0 | 0 | 0 | 0 | 0 | 0 | 0 | 0 | 0 | 0 | 0 | 0 | 0 | 0 | 0 | 0 | 0 | 0 | 0 | 0 | 0
NPgN | GSP | NG FES - Consumer Transformation | Number of I&C hybrid heat pumps | STELLA NORTH | Consumer Transformation | Lct_BB008 | Number of | NPgN | Stella North |  | 0 | 0 | 0 | 0 | 0 | 0 | 0 | 0 | 0 | 0 | 0 | 0 | 0 | 0 | 0 | 0 | 0 | 0 | 0 | 0 | 0 | 0 | 0 | 0 | 0 | 0 | 0 | 0 | 0
NPgN | GSP | NG FES - Consumer Transformation | Number of I&C hybrid heat pumps | STELLA SOUTH | Consumer Transformation | Lct_BB008 | Number of | NPgN | Stella South |  | 0 | 0 | 0 | 0 | 0 | 0 | 0 | 0 | 0 | 0 | 0 | 0 | 0 | 0 | 0 | 0 | 0 | 0 | 0 | 0 | 0 | 0 | 0 | 0 | 0 | 0 | 0 | 0 | 0
NPgN | GSP | NG FES - Consumer Transformation | Number of I&C hybrid heat pumps | TYNEMOUTH | Consumer Transformation | Lct_BB008 | Number of | NPgN | Tynemouth 1 |  | 0 | 0 | 0 | 0 | 0 | 0 | 0 | 0 | 0 | 0 | 0 | 0 | 0 | 0 | 0 | 0 | 0 | 0 | 0 | 0 | 0 | 0 | 0 | 0 | 0 | 0 | 0 | 0 | 0
NPgN | GSP | NG FES - Consumer Transformation | Number of I&C hybrid heat pumps | WEST BOLDON | Consumer Transformation | Lct_BB008 | Number of | NPgN | West Boldon |  | 0 | 0 | 0 | 0 | 0 | 0 | 0 | 0 | 0 | 0 | 0 | 0 | 0 | 0 | 0 | 0 | 0 | 0 | 0 | 0 | 0 | 0 | 0 | 0 | 0 | 0 | 0 | 0 | 0
NPgY | GSP | NG FES - Consumer Transformation | Number of I&C hybrid heat pumps | BRADFORD WEST | Consumer Transformation | Lct_BB008 | Number of | NPgY | Bradford West |  | 0 | 0 | 0 | 0 | 0 | 0 | 0 | 0 | 0 | 0 | 0 | 0 | 0 | 0 | 0 | 0 | 0 | 0 | 0 | 0 | 0 | 0 | 0 | 0 | 0 | 0 | 0 | 0 | 0
NPgY | GSP | NG FES - Consumer Transformation | Number of I&C hybrid heat pumps | CAMBLESFORTH | Consumer Transformation | Lct_BB008 | Number of | NPgY | Camblesforth |  | 0 | 0 | 0 | 0 | 0 | 0 | 0 | 0 | 0 | 0 | 0 | 0 | 0 | 0 | 0 | 0 | 0 | 0 | 0 | 0 | 0 | 0 | 0 | 0 | 0 | 0 | 0 | 0 | 0
NPgY | GSP | NG FES - Consumer Transformation | Number of I&C hybrid heat pumps | CREYKE BECK | Consumer Transformation | Lct_BB008 | Number of | NPgY | Creyke Beck |  | 0 | 0 | 0 | 0 | 0 | 0 | 0 | 0 | 0 | 0 | 0 | 0 | 0 | 0 | 0 | 0 | 0 | 0 | 0 | 0 | 0 | 0 | 0 | 0 | 0 | 0 | 0 | 0 | 0
NPgY | GSP | NG FES - Consumer Transformation | Number of I&C hybrid heat pumps | DRAX | Consumer Transformation | Lct_BB008 | Number of | NPgY | Drax |  | 0 | 0 | 0 | 0 | 0 | 0 | 0 | 0 | 0 | 0 | 0 | 0 | 0 | 0 | 0 | 0 | 0 | 0 | 0 | 0 | 0 | 0 | 0 | 0 | 0 | 0 | 0 | 0 | 0
NPgY | GSP | NG FES - Consumer Transformation | Number of I&C hybrid heat pumps | ELLAND | Consumer Transformation | Lct_BB008 | Number of | NPgY | Elland |  | 0 | 0 | 0 | 0 | 0 | 0 | 0 | 0 | 0 | 0 | 0 | 0 | 0 | 0 | 0 | 0 | 0 | 0 | 0 | 0 | 0 | 0 | 0 | 0 | 0 | 0 | 0 | 0 | 0
NPgY | GSP | NG FES - Consumer Transformation | Number of I&C hybrid heat pumps | FERRYBRIDGE A | Consumer Transformation | Lct_BB008 | Number of | NPgY | Ferrybridge A |  | 0 | 0 | 0 | 0 | 0 | 0 | 0 | 0 | 0 | 0 | 0 | 0 | 0 | 0 | 0 | 0 | 0 | 0 | 0 | 0 | 0 | 0 | 0 | 0 | 0 | 0 | 0 | 0 | 0
NPgY | GSP | NG FES - Consumer Transformation | Number of I&C hybrid heat pumps | FERRYBRIDGE B | Consumer Transformation | Lct_BB008 | Number of | NPgY | Ferrybridge B (_M) |  | 0 | 0 | 0 | 0 | 0 | 0 | 0 | 0 | 0 | 0 | 0 | 0 | 0 | 0 | 0 | 0 | 0 | 0 | 0 | 0 | 0 | 0 | 0 | 0 | 0 | 0 | 0 | 0 | 0
NPgY | GSP | NG FES - Consumer Transformation | Number of I&C hybrid heat pumps | GRIMSBY WEST | Consumer Transformation | Lct_BB008 | Number of | NPgY | Grimsby West |  | 0 | 0 | 0 | 0 | 0 | 0 | 0 | 0 | 0 | 0 | 0 | 0 | 0 | 0 | 0 | 0 | 0 | 0 | 0 | 0 | 0 | 0 | 0 | 0 | 0 | 0 | 0 | 0 | 0
NPgY | GSP | NG FES - Consumer Transformation | Number of I&C hybrid heat pumps | JORDANTHORPE | Consumer Transformation | Lct_BB008 | Number of | NPgY | Jordanthorpe |  | 0 | 0 | 0 | 0 | 0 | 0 | 0 | 0 | 0 | 0 | 0 | 0 | 0 | 0 | 0 | 0 | 0 | 0 | 0 | 0 | 0 | 0 | 0 | 0 | 0 | 0 | 0 | 0 | 0
NPgY | GSP | NG FES - Consumer Transformation | Number of I&C hybrid heat pumps | KEADBY | Consumer Transformation | Lct_BB008 | Number of | NPgY | Keadby |  | 0 | 0 | 0 | 0 | 0 | 0 | 0 | 0 | 0 | 0 | 0 | 0 | 0 | 0 | 0 | 0 | 0 | 0 | 0 | 0 | 0 | 0 | 0 | 0 | 0 | 0 | 0 | 0 | 0
NPgY | GSP | NG FES - Consumer Transformation | Number of I&C hybrid heat pumps | KIRKSTALL B | Consumer Transformation | Lct_BB008 | Number of | NPgY | Kirkstall B |  | 0 | 0 | 0 | 0 | 0 | 0 | 0 | 0 | 0 | 0 | 0 | 0 | 0 | 0 | 0 | 0 | 0 | 0 | 0 | 0 | 0 | 0 | 0 | 0 | 0 | 0 | 0 | 0 | 0
NPgY | GSP | NG FES - Consumer Transformation | Number of I&C hybrid heat pumps | NEEPSEND | Consumer Transformation | Lct_BB008 | Number of | NPgY | Neepsend |  | 0 | 0 | 0 | 0 | 0 | 0 | 0 | 0 | 0 | 0 | 0 | 0 | 0 | 0 | 0 | 0 | 0 | 0 | 0 | 0 | 0 | 0 | 0 | 0 | 0 | 0 | 0 | 0 | 0
NPgY | GSP | NG FES - Consumer Transformation | Number of I&C hybrid heat pumps | NORTON LEES | Consumer Transformation | Lct_BB008 | Number of | NPgY | Norton Lees |  | 0 | 0 | 0 | 0 | 0 | 0 | 0 | 0 | 0 | 0 | 0 | 0 | 0 | 0 | 0 | 0 | 0 | 0 | 0 | 0 | 0 | 0 | 0 | 0 | 0 | 0 | 0 | 0 | 0
NPgY | GSP | NG FES - Consumer Transformation | Number of I&C hybrid heat pumps | PITSMOOR 3/4 | Consumer Transformation | Lct_BB008 | Number of | NPgY | Pitsmoor |  | 0 | 0 | 0 | 0 | 0 | 0 | 0 | 0 | 0 | 0 | 0 | 0 | 0 | 0 | 0 | 0 | 0 | 0 | 0 | 0 | 0 | 0 | 0 | 0 | 0 | 0 | 0 | 0 | 0
NPgY | GSP | NG FES - Consumer Transformation | Number of I&C hybrid heat pumps | SALTEND NORTH | Consumer Transformation | Lct_BB008 | Number of | NPgY | Saltend North |  | 0 | 0 | 0 | 0 | 0 | 0 | 0 | 0 | 0 | 0 | 0 | 0 | 0 | 0 | 0 | 0 | 0 | 0 | 0 | 0 | 0 | 0 | 0 | 0 | 0 | 0 | 0 | 0 | 0
NPgY | GSP | NG FES - Consumer Transformation | Number of I&C hybrid heat pumps | SHEFFIELD CITY | Consumer Transformation | Lct_BB008 | Number of | NPgY | Sheffield City |  | 0 | 0 | 0 | 0 | 0 | 0 | 0 | 0 | 0 | 0 | 0 | 0 | 0 | 0 | 0 | 0 | 0 | 0 | 0 | 0 | 0 | 0 | 0 | 0 | 0 | 0 | 0 | 0 | 0
NPgY | GSP | NG FES - Consumer Transformation | Number of I&C hybrid heat pumps | SKELTON GRANGE | Consumer Transformation | Lct_BB008 | Number of | NPgY | Skelton Grange |  | 0 | 0 | 0 | 0 | 0 | 0 | 0 | 0 | 0 | 0 | 0 | 0 | 0 | 0 | 0 | 0 | 0 | 0 | 0 | 0 | 0 | 0 | 0 | 0 | 0 | 0 | 0 | 0 | 0
NPgY | GSP | NG FES - Consumer Transformation | Number of I&C hybrid heat pumps | TEMPLEBOROUGH 275/33KV | Consumer Transformation | Lct_BB008 | Number of | NPgY | Templeborough |  | 0 | 0 | 0 | 0 | 0 | 0 | 0 | 0 | 0 | 0 | 0 | 0 | 0 | 0 | 0 | 0 | 0 | 0 | 0 | 0 | 0 | 0 | 0 | 0 | 0 | 0 | 0 | 0 | 0
NPgY | GSP | NG FES - Consumer Transformation | Number of I&C hybrid heat pumps | THURCROFT | Consumer Transformation | Lct_BB008 | Number of | NPgY | Thurcroft |  | 0 | 0 | 0 | 0 | 0 | 0 | 0 | 0 | 0 | 0 | 0 | 0 | 0 | 0 | 0 | 0 | 0 | 0 | 0 | 0 | 0 | 0 | 0 | 0 | 0 | 0 | 0 | 0 | 0
NPgY | GSP | NG FES - Consumer Transformation | Number of I&C hybrid heat pumps | WEST MELTON / THORPE MARSH | Consumer Transformation | Lct_BB008 | Number of | NPgY | Thorpe Marsh |  | 0 | 0 | 0 | 0 | 0 | 0 | 0 | 0 | 0 | 0 | 0 | 0 | 0 | 0 | 0 | 0 | 0 | 0 | 0 | 0 | 0 | 0 | 0 | 0 | 0 | 0 | 0 | 0 | 0
NPgY | GSP | NG FES - Consumer Transformation | Number of I&C hybrid heat pumps | WEST MELTON SECTION 3 | Consumer Transformation | Lct_BB008 | Number of | NPgY | West Melton |  | 0 | 0 | 0 | 0 | 0 | 0 | 0 | 0 | 0 | 0 | 0 | 0 | 0 | 0 | 0 | 0 | 0 | 0 | 0 | 0 | 0 | 0 | 0 | 0 | 0 | 0 | 0 | 0 | 0
NPgY | GSP | NG FES - Consumer Transformation | Number of I&C hybrid heat pumps | WINCOBANK | Consumer Transformation | Lct_BB008 | Number of | NPgY | Wincobank |  | 0 | 0 | 0 | 0 | 0 | 0 | 0 | 0 | 0 | 0 | 0 | 0 | 0 | 0 | 0 | 0 | 0 | 0 | 0 | 0 | 0 | 0 | 0 | 0 | 0 | 0 | 0 | 0 | 0
NPgN | GSP | NG FES - Falling Short | Number of I&C hybrid heat pumps | BLYTH 66kV | Falling Short | Lct_BB008 | Number of | NPgN | Blyth 66kV |  | 0 | 0 | 0 | 0 | 0 | 0 | 0 | 0 | 0 | 0 | 0 | 0 | 0 | 0 | 0 | 0 | 0 | 0 | 0 | 0 | 0 | 0 | 0 | 0 | 0 | 0 | 0 | 0 | 0
NPgN | GSP | NG FES - Falling Short | Number of I&C hybrid heat pumps | BLYTH 132kV | Falling Short | Lct_BB008 | Number of | NPgN | Blyth 132kV |  | 0 | 0 | 0 | 0 | 0 | 0 | 0 | 0 | 0 | 0 | 0 | 0 | 0 | 0 | 0 | 0 | 0 | 0 | 0 | 0 | 0 | 0 | 0 | 0 | 0 | 0 | 0 | 0 | 0
NPgN | GSP | NG FES - Falling Short | Number of I&C hybrid heat pumps | FOURSTONES | Falling Short | Lct_BB008 | Number of | NPgN | Fourstones |  | 0 | 0 | 0 | 0 | 0 | 0 | 0 | 0 | 0 | 0 | 0 | 0 | 0 | 0 | 0 | 0 | 0 | 0 | 0 | 0 | 0 | 0 | 0 | 0 | 0 | 0 | 0 | 0 | 0
NPgN | GSP | NG FES - Falling Short | Number of I&C hybrid heat pumps | HARTMOOR | Falling Short | Lct_BB008 | Number of | NPgN | Hart Moor |  | 0 | 0 | 0 | 0 | 0 | 0 | 0 | 0 | 0 | 0 | 0 | 0 | 0 | 0 | 0 | 0 | 0 | 0 | 0 | 0 | 0 | 0 | 0 | 0 | 0 | 0 | 0 | 0 | 0
NPgN | GSP | NG FES - Falling Short | Number of I&C hybrid heat pumps | HAWTHORN PIT GRID | Falling Short | Lct_BB008 | Number of | NPgN | Hawthorn Pit |  | 0 | 0 | 0 | 0 | 0 | 0 | 0 | 0 | 0 | 0 | 0 | 0 | 0 | 0 | 0 | 0 | 0 | 0 | 0 | 0 | 0 | 0 | 0 | 0 | 0 | 0 | 0 | 0 | 0
NPgN | GSP | NG FES - Falling Short | Number of I&C hybrid heat pumps | KNARESBOROUGH | Falling Short | Lct_BB008 | Number of | NPgN | Knaresborough |  | 0 | 0 | 0 | 0 | 0 | 0 | 0 | 0 | 0 | 0 | 0 | 0 | 0 | 0 | 0 | 0 | 0 | 0 | 0 | 0 | 0 | 0 | 0 | 0 | 0 | 0 | 0 | 0 | 0
NPgN | GSP | NG FES - Falling Short | Number of I&C hybrid heat pumps | LACKENBY | Falling Short | Lct_BB008 | Number of | NPgN | Lackenby |  | 0 | 0 | 0 | 0 | 0 | 0 | 0 | 0 | 0 | 0 | 0 | 0 | 0 | 0 | 0 | 0 | 0 | 0 | 0 | 0 | 0 | 0 | 0 | 0 | 0 | 0 | 0 | 0 | 0
NPgN | GSP | NG FES - Falling Short | Number of I&C hybrid heat pumps | NORTON | Falling Short | Lct_BB008 | Number of | NPgN | Norton |  | 0 | 0 | 0 | 0 | 0 | 0 | 0 | 0 | 0 | 0 | 0 | 0 | 0 | 0 | 0 | 0 | 0 | 0 | 0 | 0 | 0 | 0 | 0 | 0 | 0 | 0 | 0 | 0 | 0
NPgN | GSP | NG FES - Falling Short | Number of I&C hybrid heat pumps | OFFERTON | Falling Short | Lct_BB008 | Number of | NPgN | Offerton |  | 0 | 0 | 0 | 0 | 0 | 0 | 0 | 0 | 0 | 0 | 0 | 0 | 0 | 0 | 0 | 0 | 0 | 0 | 0 | 0 | 0 | 0 | 0 | 0 | 0 | 0 | 0 | 0 | 0
NPgN | GSP | NG FES - Falling Short | Number of I&C hybrid heat pumps | OSBALDWICK | Falling Short | Lct_BB008 | Number of | NPgN | Osbaldwick |  | 0 | 0 | 0 | 0 | 0 | 0 | 0 | 0 | 0 | 0 | 0 | 0 | 0 | 0 | 0 | 0 | 0 | 0 | 0 | 0 | 0 | 0 | 0 | 0 | 0 | 0 | 0 | 0 | 0
NPgN | GSP | NG FES - Falling Short | Number of I&C hybrid heat pumps | POPPLETON | Falling Short | Lct_BB008 | Number of | NPgN | Poppleton |  | 0 | 0 | 0 | 0 | 0 | 0 | 0 | 0 | 0 | 0 | 0 | 0 | 0 | 0 | 0 | 0 | 0 | 0 | 0 | 0 | 0 | 0 | 0 | 0 | 0 | 0 | 0 | 0 | 0
NPgN | GSP | NG FES - Falling Short | Number of I&C hybrid heat pumps | SALTHOLME | Falling Short | Lct_BB008 | Number of | NPgN | Saltholme |  | 0 | 0 | 0 | 0 | 0 | 0 | 0 | 0 | 0 | 0 | 0 | 0 | 0 | 0 | 0 | 0 | 0 | 0 | 0 | 0 | 0 | 0 | 0 | 0 | 0 | 0 | 0 | 0 | 0
NPgN | GSP | NG FES - Falling Short | Number of I&C hybrid heat pumps | SOUTH SHIELDS | Falling Short | Lct_BB008 | Number of | NPgN | South Shields |  | 0 | 0 | 0 | 0 | 0 | 0 | 0 | 0 | 0 | 0 | 0 | 0 | 0 | 0 | 0 | 0 | 0 | 0 | 0 | 0 | 0 | 0 | 0 | 0 | 0 | 0 | 0 | 0 | 0
NPgN | GSP | NG FES - Falling Short | Number of I&C hybrid heat pumps | SPADEADAM | Falling Short | Lct_BB008 | Number of | NPgN | Spadeadam - Not in NG FES |  | 0 | 0 | 0 | 0 | 0 | 0 | 0 | 0 | 0 | 0 | 0 | 0 | 0 | 0 | 0 | 0 | 0 | 0 | 0 | 0 | 0 | 0 | 0 | 0 | 0 | 0 | 0 | 0 | 0
NPgN | GSP | NG FES - Falling Short | Number of I&C hybrid heat pumps | SPENNYMOOR | Falling Short | Lct_BB008 | Number of | NPgN | Spennymoor |  | 0 | 0 | 0 | 0 | 0 | 0 | 0 | 0 | 0 | 0 | 0 | 0 | 0 | 0 | 0 | 0 | 0 | 0 | 0 | 0 | 0 | 0 | 0 | 0 | 0 | 0 | 0 | 0 | 0
NPgN | GSP | NG FES - Falling Short | Number of I&C hybrid heat pumps | STELLA NORTH | Falling Short | Lct_BB008 | Number of | NPgN | Stella North |  | 0 | 0 | 0 | 0 | 0 | 0 | 0 | 0 | 0 | 0 | 0 | 0 | 0 | 0 | 0 | 0 | 0 | 0 | 0 | 0 | 0 | 0 | 0 | 0 | 0 | 0 | 0 | 0 | 0
NPgN | GSP | NG FES - Falling Short | Number of I&C hybrid heat pumps | STELLA SOUTH | Falling Short | Lct_BB008 | Number of | NPgN | Stella South |  | 0 | 0 | 0 | 0 | 0 | 0 | 0 | 0 | 0 | 0 | 0 | 0 | 0 | 0 | 0 | 0 | 0 | 0 | 0 | 0 | 0 | 0 | 0 | 0 | 0 | 0 | 0 | 0 | 0
NPgN | GSP | NG FES - Falling Short | Number of I&C hybrid heat pumps | TYNEMOUTH | Falling Short | Lct_BB008 | Number of | NPgN | Tynemouth 1 |  | 0 | 0 | 0 | 0 | 0 | 0 | 0 | 0 | 0 | 0 | 0 | 0 | 0 | 0 | 0 | 0 | 0 | 0 | 0 | 0 | 0 | 0 | 0 | 0 | 0 | 0 | 0 | 0 | 0
NPgN | GSP | NG FES - Falling Short | Number of I&C hybrid heat pumps | WEST BOLDON | Falling Short | Lct_BB008 | Number of | NPgN | West Boldon |  | 0 | 0 | 0 | 0 | 0 | 0 | 0 | 0 | 0 | 0 | 0 | 0 | 0 | 0 | 0 | 0 | 0 | 0 | 0 | 0 | 0 | 0 | 0 | 0 | 0 | 0 | 0 | 0 | 0
NPgY | GSP | NG FES - Falling Short | Number of I&C hybrid heat pumps | BRADFORD WEST | Falling Short | Lct_BB008 | Number of | NPgY | Bradford West |  | 0 | 0 | 0 | 0 | 0 | 0 | 0 | 0 | 0 | 0 | 0 | 0 | 0 | 0 | 0 | 0 | 0 | 0 | 0 | 0 | 0 | 0 | 0 | 0 | 0 | 0 | 0 | 0 | 0
NPgY | GSP | NG FES - Falling Short | Number of I&C hybrid heat pumps | CAMBLESFORTH | Falling Short | Lct_BB008 | Number of | NPgY | Camblesforth |  | 0 | 0 | 0 | 0 | 0 | 0 | 0 | 0 | 0 | 0 | 0 | 0 | 0 | 0 | 0 | 0 | 0 | 0 | 0 | 0 | 0 | 0 | 0 | 0 | 0 | 0 | 0 | 0 | 0
NPgY | GSP | NG FES - Falling Short | Number of I&C hybrid heat pumps | CREYKE BECK | Falling Short | Lct_BB008 | Number of | NPgY | Creyke Beck |  | 0 | 0 | 0 | 0 | 0 | 0 | 0 | 0 | 0 | 0 | 0 | 0 | 0 | 0 | 0 | 0 | 0 | 0 | 0 | 0 | 0 | 0 | 0 | 0 | 0 | 0 | 0 | 0 | 0
NPgY | GSP | NG FES - Falling Short | Number of I&C hybrid heat pumps | DRAX | Falling Short | Lct_BB008 | Number of | NPgY | Drax |  | 0 | 0 | 0 | 0 | 0 | 0 | 0 | 0 | 0 | 0 | 0 | 0 | 0 | 0 | 0 | 0 | 0 | 0 | 0 | 0 | 0 | 0 | 0 | 0 | 0 | 0 | 0 | 0 | 0
NPgY | GSP | NG FES - Falling Short | Number of I&C hybrid heat pumps | ELLAND | Falling Short | Lct_BB008 | Number of | NPgY | Elland |  | 0 | 0 | 0 | 0 | 0 | 0 | 0 | 0 | 0 | 0 | 0 | 0 | 0 | 0 | 0 | 0 | 0 | 0 | 0 | 0 | 0 | 0 | 0 | 0 | 0 | 0 | 0 | 0 | 0
NPgY | GSP | NG FES - Falling Short | Number of I&C hybrid heat pumps | FERRYBRIDGE A | Falling Short | Lct_BB008 | Number of | NPgY | Ferrybridge A |  | 0 | 0 | 0 | 0 | 0 | 0 | 0 | 0 | 0 | 0 | 0 | 0 | 0 | 0 | 0 | 0 | 0 | 0 | 0 | 0 | 0 | 0 | 0 | 0 | 0 | 0 | 0 | 0 | 0
NPgY | GSP | NG FES - Falling Short | Number of I&C hybrid heat pumps | FERRYBRIDGE B | Falling Short | Lct_BB008 | Number of | NPgY | Ferrybridge B (_M) |  | 0 | 0 | 0 | 0 | 0 | 0 | 0 | 0 | 0 | 0 | 0 | 0 | 0 | 0 | 0 | 0 | 0 | 0 | 0 | 0 | 0 | 0 | 0 | 0 | 0 | 0 | 0 | 0 | 0
NPgY | GSP | NG FES - Falling Short | Number of I&C hybrid heat pumps | GRIMSBY WEST | Falling Short | Lct_BB008 | Number of | NPgY | Grimsby West |  | 0 | 0 | 0 | 0 | 0 | 0 | 0 | 0 | 0 | 0 | 0 | 0 | 0 | 0 | 0 | 0 | 0 | 0 | 0 | 0 | 0 | 0 | 0 | 0 | 0 | 0 | 0 | 0 | 0
NPgY | GSP | NG FES - Falling Short | Number of I&C hybrid heat pumps | JORDANTHORPE | Falling Short | Lct_BB008 | Number of | NPgY | Jordanthorpe |  | 0 | 0 | 0 | 0 | 0 | 0 | 0 | 0 | 0 | 0 | 0 | 0 | 0 | 0 | 0 | 0 | 0 | 0 | 0 | 0 | 0 | 0 | 0 | 0 | 0 | 0 | 0 | 0 | 0
NPgY | GSP | NG FES - Falling Short | Number of I&C hybrid heat pumps | KEADBY | Falling Short | Lct_BB008 | Number of | NPgY | Keadby |  | 0 | 0 | 0 | 0 | 0 | 0 | 0 | 0 | 0 | 0 | 0 | 0 | 0 | 0 | 0 | 0 | 0 | 0 | 0 | 0 | 0 | 0 | 0 | 0 | 0 | 0 | 0 | 0 | 0
NPgY | GSP | NG FES - Falling Short | Number of I&C hybrid heat pumps | KIRKSTALL B | Falling Short | Lct_BB008 | Number of | NPgY | Kirkstall B |  | 0 | 0 | 0 | 0 | 0 | 0 | 0 | 0 | 0 | 0 | 0 | 0 | 0 | 0 | 0 | 0 | 0 | 0 | 0 | 0 | 0 | 0 | 0 | 0 | 0 | 0 | 0 | 0 | 0
NPgY | GSP | NG FES - Falling Short | Number of I&C hybrid heat pumps | NEEPSEND | Falling Short | Lct_BB008 | Number of | NPgY | Neepsend |  | 0 | 0 | 0 | 0 | 0 | 0 | 0 | 0 | 0 | 0 | 0 | 0 | 0 | 0 | 0 | 0 | 0 | 0 | 0 | 0 | 0 | 0 | 0 | 0 | 0 | 0 | 0 | 0 | 0
NPgY | GSP | NG FES - Falling Short | Number of I&C hybrid heat pumps | NORTON LEES | Falling Short | Lct_BB008 | Number of | NPgY | Norton Lees |  | 0 | 0 | 0 | 0 | 0 | 0 | 0 | 0 | 0 | 0 | 0 | 0 | 0 | 0 | 0 | 0 | 0 | 0 | 0 | 0 | 0 | 0 | 0 | 0 | 0 | 0 | 0 | 0 | 0
NPgY | GSP | NG FES - Falling Short | Number of I&C hybrid heat pumps | PITSMOOR 3/4 | Falling Short | Lct_BB008 | Number of | NPgY | Pitsmoor |  | 0 | 0 | 0 | 0 | 0 | 0 | 0 | 0 | 0 | 0 | 0 | 0 | 0 | 0 | 0 | 0 | 0 | 0 | 0 | 0 | 0 | 0 | 0 | 0 | 0 | 0 | 0 | 0 | 0
NPgY | GSP | NG FES - Falling Short | Number of I&C hybrid heat pumps | SALTEND NORTH | Falling Short | Lct_BB008 | Number of | NPgY | Saltend North |  | 0 | 0 | 0 | 0 | 0 | 0 | 0 | 0 | 0 | 0 | 0 | 0 | 0 | 0 | 0 | 0 | 0 | 0 | 0 | 0 | 0 | 0 | 0 | 0 | 0 | 0 | 0 | 0 | 0
NPgY | GSP | NG FES - Falling Short | Number of I&C hybrid heat pumps | SHEFFIELD CITY | Falling Short | Lct_BB008 | Number of | NPgY | Sheffield City |  | 0 | 0 | 0 | 0 | 0 | 0 | 0 | 0 | 0 | 0 | 0 | 0 | 0 | 0 | 0 | 0 | 0 | 0 | 0 | 0 | 0 | 0 | 0 | 0 | 0 | 0 | 0 | 0 | 0
NPgY | GSP | NG FES - Falling Short | Number of I&C hybrid heat pumps | SKELTON GRANGE | Falling Short | Lct_BB008 | Number of | NPgY | Skelton Grange |  | 0 | 0 | 0 | 0 | 0 | 0 | 0 | 0 | 0 | 0 | 0 | 0 | 0 | 0 | 0 | 0 | 0 | 0 | 0 | 0 | 0 | 0 | 0 | 0 | 0 | 0 | 0 | 0 | 0
NPgY | GSP | NG FES - Falling Short | Number of I&C hybrid heat pumps | TEMPLEBOROUGH 275/33KV | Falling Short | Lct_BB008 | Number of | NPgY | Templeborough |  | 0 | 0 | 0 | 0 | 0 | 0 | 0 | 0 | 0 | 0 | 0 | 0 | 0 | 0 | 0 | 0 | 0 | 0 | 0 | 0 | 0 | 0 | 0 | 0 | 0 | 0 | 0 | 0 | 0
NPgY | GSP | NG FES - Falling Short | Number of I&C hybrid heat pumps | THURCROFT | Falling Short | Lct_BB008 | Number of | NPgY | Thurcroft |  | 0 | 0 | 0 | 0 | 0 | 0 | 0 | 0 | 0 | 0 | 0 | 0 | 0 | 0 | 0 | 0 | 0 | 0 | 0 | 0 | 0 | 0 | 0 | 0 | 0 | 0 | 0 | 0 | 0
NPgY | GSP | NG FES - Falling Short | Number of I&C hybrid heat pumps | WEST MELTON / THORPE MARSH | Falling Short | Lct_BB008 | Number of | NPgY | Thorpe Marsh |  | 0 | 0 | 0 | 0 | 0 | 0 | 0 | 0 | 0 | 0 | 0 | 0 | 0 | 0 | 0 | 0 | 0 | 0 | 0 | 0 | 0 | 0 | 0 | 0 | 0 | 0 | 0 | 0 | 0
NPgY | GSP | NG FES - Falling Short | Number of I&C hybrid heat pumps | WEST MELTON SECTION 3 | Falling Short | Lct_BB008 | Number of | NPgY | West Melton |  | 0 | 0 | 0 | 0 | 0 | 0 | 0 | 0 | 0 | 0 | 0 | 0 | 0 | 0 | 0 | 0 | 0 | 0 | 0 | 0 | 0 | 0 | 0 | 0 | 0 | 0 | 0 | 0 | 0
NPgY | GSP | NG FES - Falling Short | Number of I&C hybrid heat pumps | WINCOBANK | Falling Short | Lct_BB008 | Number of | NPgY | Wincobank |  | 0 | 0 | 0 | 0 | 0 | 0 | 0 | 0 | 0 | 0 | 0 | 0 | 0 | 0 | 0 | 0 | 0 | 0 | 0 | 0 | 0 | 0 | 0 | 0 | 0 | 0 | 0 | 0 | 0
NPgN | GSP | NG FES - Leading the Way | Number of I&C hybrid heat pumps | BLYTH 66kV | Leading the Way | Lct_BB008 | Number of | NPgN | Blyth 66kV |  | 0 | 0 | 0 | 0 | 0 | 0 | 0 | 0 | 0 | 0 | 0 | 0 | 0 | 0 | 0 | 0 | 0 | 0 | 0 | 0 | 0 | 0 | 0 | 0 | 0 | 0 | 0 | 0 | 0
NPgN | GSP | NG FES - Leading the Way | Number of I&C hybrid heat pumps | BLYTH 132kV | Leading the Way | Lct_BB008 | Number of | NPgN | Blyth 132kV |  | 0 | 0 | 0 | 0 | 0 | 0 | 0 | 0 | 0 | 0 | 0 | 0 | 0 | 0 | 0 | 0 | 0 | 0 | 0 | 0 | 0 | 0 | 0 | 0 | 0 | 0 | 0 | 0 | 0
NPgN | GSP | NG FES - Leading the Way | Number of I&C hybrid heat pumps | FOURSTONES | Leading the Way | Lct_BB008 | Number of | NPgN | Fourstones |  | 0 | 0 | 0 | 0 | 0 | 0 | 0 | 0 | 0 | 0 | 0 | 0 | 0 | 0 | 0 | 0 | 0 | 0 | 0 | 0 | 0 | 0 | 0 | 0 | 0 | 0 | 0 | 0 | 0
NPgN | GSP | NG FES - Leading the Way | Number of I&C hybrid heat pumps | HARTMOOR | Leading the Way | Lct_BB008 | Number of | NPgN | Hart Moor |  | 0 | 0 | 0 | 0 | 0 | 0 | 0 | 0 | 0 | 0 | 0 | 0 | 0 | 0 | 0 | 0 | 0 | 0 | 0 | 0 | 0 | 0 | 0 | 0 | 0 | 0 | 0 | 0 | 0
NPgN | GSP | NG FES - Leading the Way | Number of I&C hybrid heat pumps | HAWTHORN PIT GRID | Leading the Way | Lct_BB008 | Number of | NPgN | Hawthorn Pit |  | 0 | 0 | 0 | 0 | 0 | 0 | 0 | 0 | 0 | 0 | 0 | 0 | 0 | 0 | 0 | 0 | 0 | 0 | 0 | 0 | 0 | 0 | 0 | 0 | 0 | 0 | 0 | 0 | 0
NPgN | GSP | NG FES - Leading the Way | Number of I&C hybrid heat pumps | KNARESBOROUGH | Leading the Way | Lct_BB008 | Number of | NPgN | Knaresborough |  | 0 | 0 | 0 | 0 | 0 | 0 | 0 | 0 | 0 | 0 | 0 | 0 | 0 | 0 | 0 | 0 | 0 | 0 | 0 | 0 | 0 | 0 | 0 | 0 | 0 | 0 | 0 | 0 | 0
NPgN | GSP | NG FES - Leading the Way | Number of I&C hybrid heat pumps | LACKENBY | Leading the Way | Lct_BB008 | Number of | NPgN | Lackenby |  | 0 | 0 | 0 | 0 | 0 | 0 | 0 | 0 | 0 | 0 | 0 | 0 | 0 | 0 | 0 | 0 | 0 | 0 | 0 | 0 | 0 | 0 | 0 | 0 | 0 | 0 | 0 | 0 | 0
NPgN | GSP | NG FES - Leading the Way | Number of I&C hybrid heat pumps | NORTON | Leading the Way | Lct_BB008 | Number of | NPgN | Norton |  | 0 | 0 | 0 | 0 | 0 | 0 | 0 | 0 | 0 | 0 | 0 | 0 | 0 | 0 | 0 | 0 | 0 | 0 | 0 | 0 | 0 | 0 | 0 | 0 | 0 | 0 | 0 | 0 | 0
NPgN | GSP | NG FES - Leading the Way | Number of I&C hybrid heat pumps | OFFERTON | Leading the Way | Lct_BB008 | Number of | NPgN | Offerton |  | 0 | 0 | 0 | 0 | 0 | 0 | 0 | 0 | 0 | 0 | 0 | 0 | 0 | 0 | 0 | 0 | 0 | 0 | 0 | 0 | 0 | 0 | 0 | 0 | 0 | 0 | 0 | 0 | 0
NPgN | GSP | NG FES - Leading the Way | Number of I&C hybrid heat pumps | OSBALDWICK | Leading the Way | Lct_BB008 | Number of | NPgN | Osbaldwick |  | 0 | 0 | 0 | 0 | 0 | 0 | 0 | 0 | 0 | 0 | 0 | 0 | 0 | 0 | 0 | 0 | 0 | 0 | 0 | 0 | 0 | 0 | 0 | 0 | 0 | 0 | 0 | 0 | 0
NPgN | GSP | NG FES - Leading the Way | Number of I&C hybrid heat pumps | POPPLETON | Leading the Way | Lct_BB008 | Number of | NPgN | Poppleton |  | 0 | 0 | 0 | 0 | 0 | 0 | 0 | 0 | 0 | 0 | 0 | 0 | 0 | 0 | 0 | 0 | 0 | 0 | 0 | 0 | 0 | 0 | 0 | 0 | 0 | 0 | 0 | 0 | 0
NPgN | GSP | NG FES - Leading the Way | Number of I&C hybrid heat pumps | SALTHOLME | Leading the Way | Lct_BB008 | Number of | NPgN | Saltholme |  | 0 | 0 | 0 | 0 | 0 | 0 | 0 | 0 | 0 | 0 | 0 | 0 | 0 | 0 | 0 | 0 | 0 | 0 | 0 | 0 | 0 | 0 | 0 | 0 | 0 | 0 | 0 | 0 | 0
NPgN | GSP | NG FES - Leading the Way | Number of I&C hybrid heat pumps | SOUTH SHIELDS | Leading the Way | Lct_BB008 | Number of | NPgN | South Shields |  | 0 | 0 | 0 | 0 | 0 | 0 | 0 | 0 | 0 | 0 | 0 | 0 | 0 | 0 | 0 | 0 | 0 | 0 | 0 | 0 | 0 | 0 | 0 | 0 | 0 | 0 | 0 | 0 | 0
NPgN | GSP | NG FES - Leading the Way | Number of I&C hybrid heat pumps | SPADEADAM | Leading the Way | Lct_BB008 | Number of | NPgN | Spadeadam - Not in NG FES |  | 0 | 0 | 0 | 0 | 0 | 0 | 0 | 0 | 0 | 0 | 0 | 0 | 0 | 0 | 0 | 0 | 0 | 0 | 0 | 0 | 0 | 0 | 0 | 0 | 0 | 0 | 0 | 0 | 0
NPgN | GSP | NG FES - Leading the Way | Number of I&C hybrid heat pumps | SPENNYMOOR | Leading the Way | Lct_BB008 | Number of | NPgN | Spennymoor |  | 0 | 0 | 0 | 0 | 0 | 0 | 0 | 0 | 0 | 0 | 0 | 0 | 0 | 0 | 0 | 0 | 0 | 0 | 0 | 0 | 0 | 0 | 0 | 0 | 0 | 0 | 0 | 0 | 0
NPgN | GSP | NG FES - Leading the Way | Number of I&C hybrid heat pumps | STELLA NORTH | Leading the Way | Lct_BB008 | Number of | NPgN | Stella North |  | 0 | 0 | 0 | 0 | 0 | 0 | 0 | 0 | 0 | 0 | 0 | 0 | 0 | 0 | 0 | 0 | 0 | 0 | 0 | 0 | 0 | 0 | 0 | 0 | 0 | 0 | 0 | 0 | 0
NPgN | GSP | NG FES - Leading the Way | Number of I&C hybrid heat pumps | STELLA SOUTH | Leading the Way | Lct_BB008 | Number of | NPgN | Stella South |  | 0 | 0 | 0 | 0 | 0 | 0 | 0 | 0 | 0 | 0 | 0 | 0 | 0 | 0 | 0 | 0 | 0 | 0 | 0 | 0 | 0 | 0 | 0 | 0 | 0 | 0 | 0 | 0 | 0
NPgN | GSP | NG FES - Leading the Way | Number of I&C hybrid heat pumps | TYNEMOUTH | Leading the Way | Lct_BB008 | Number of | NPgN | Tynemouth 1 |  | 0 | 0 | 0 | 0 | 0 | 0 | 0 | 0 | 0 | 0 | 0 | 0 | 0 | 0 | 0 | 0 | 0 | 0 | 0 | 0 | 0 | 0 | 0 | 0 | 0 | 0 | 0 | 0 | 0
NPgN | GSP | NG FES - Leading the Way | Number of I&C hybrid heat pumps | WEST BOLDON | Leading the Way | Lct_BB008 | Number of | NPgN | West Boldon |  | 0 | 0 | 0 | 0 | 0 | 0 | 0 | 0 | 0 | 0 | 0 | 0 | 0 | 0 | 0 | 0 | 0 | 0 | 0 | 0 | 0 | 0 | 0 | 0 | 0 | 0 | 0 | 0 | 0
NPgY | GSP | NG FES - Leading the Way | Number of I&C hybrid heat pumps | BRADFORD WEST | Leading the Way | Lct_BB008 | Number of | NPgY | Bradford West |  | 0 | 0 | 0 | 0 | 0 | 0 | 0 | 0 | 0 | 0 | 0 | 0 | 0 | 0 | 0 | 0 | 0 | 0 | 0 | 0 | 0 | 0 | 0 | 0 | 0 | 0 | 0 | 0 | 0
NPgY | GSP | NG FES - Leading the Way | Number of I&C hybrid heat pumps | CAMBLESFORTH | Leading the Way | Lct_BB008 | Number of | NPgY | Camblesforth |  | 0 | 0 | 0 | 0 | 0 | 0 | 0 | 0 | 0 | 0 | 0 | 0 | 0 | 0 | 0 | 0 | 0 | 0 | 0 | 0 | 0 | 0 | 0 | 0 | 0 | 0 | 0 | 0 | 0
NPgY | GSP | NG FES - Leading the Way | Number of I&C hybrid heat pumps | CREYKE BECK | Leading the Way | Lct_BB008 | Number of | NPgY | Creyke Beck |  | 0 | 0 | 0 | 0 | 0 | 0 | 0 | 0 | 0 | 0 | 0 | 0 | 0 | 0 | 0 | 0 | 0 | 0 | 0 | 0 | 0 | 0 | 0 | 0 | 0 | 0 | 0 | 0 | 0
NPgY | GSP | NG FES - Leading the Way | Number of I&C hybrid heat pumps | DRAX | Leading the Way | Lct_BB008 | Number of | NPgY | Drax |  | 0 | 0 | 0 | 0 | 0 | 0 | 0 | 0 | 0 | 0 | 0 | 0 | 0 | 0 | 0 | 0 | 0 | 0 | 0 | 0 | 0 | 0 | 0 | 0 | 0 | 0 | 0 | 0 | 0
NPgY | GSP | NG FES - Leading the Way | Number of I&C hybrid heat pumps | ELLAND | Leading the Way | Lct_BB008 | Number of | NPgY | Elland |  | 0 | 0 | 0 | 0 | 0 | 0 | 0 | 0 | 0 | 0 | 0 | 0 | 0 | 0 | 0 | 0 | 0 | 0 | 0 | 0 | 0 | 0 | 0 | 0 | 0 | 0 | 0 | 0 | 0
NPgY | GSP | NG FES - Leading the Way | Number of I&C hybrid heat pumps | FERRYBRIDGE A | Leading the Way | Lct_BB008 | Number of | NPgY | Ferrybridge A |  | 0 | 0 | 0 | 0 | 0 | 0 | 0 | 0 | 0 | 0 | 0 | 0 | 0 | 0 | 0 | 0 | 0 | 0 | 0 | 0 | 0 | 0 | 0 | 0 | 0 | 0 | 0 | 0 | 0
NPgY | GSP | NG FES - Leading the Way | Number of I&C hybrid heat pumps | FERRYBRIDGE B | Leading the Way | Lct_BB008 | Number of | NPgY | Ferrybridge B (_M) |  | 0 | 0 | 0 | 0 | 0 | 0 | 0 | 0 | 0 | 0 | 0 | 0 | 0 | 0 | 0 | 0 | 0 | 0 | 0 | 0 | 0 | 0 | 0 | 0 | 0 | 0 | 0 | 0 | 0
NPgY | GSP | NG FES - Leading the Way | Number of I&C hybrid heat pumps | GRIMSBY WEST | Leading the Way | Lct_BB008 | Number of | NPgY | Grimsby West |  | 0 | 0 | 0 | 0 | 0 | 0 | 0 | 0 | 0 | 0 | 0 | 0 | 0 | 0 | 0 | 0 | 0 | 0 | 0 | 0 | 0 | 0 | 0 | 0 | 0 | 0 | 0 | 0 | 0
NPgY | GSP | NG FES - Leading the Way | Number of I&C hybrid heat pumps | JORDANTHORPE | Leading the Way | Lct_BB008 | Number of | NPgY | Jordanthorpe |  | 0 | 0 | 0 | 0 | 0 | 0 | 0 | 0 | 0 | 0 | 0 | 0 | 0 | 0 | 0 | 0 | 0 | 0 | 0 | 0 | 0 | 0 | 0 | 0 | 0 | 0 | 0 | 0 | 0
NPgY | GSP | NG FES - Leading the Way | Number of I&C hybrid heat pumps | KEADBY | Leading the Way | Lct_BB008 | Number of | NPgY | Keadby |  | 0 | 0 | 0 | 0 | 0 | 0 | 0 | 0 | 0 | 0 | 0 | 0 | 0 | 0 | 0 | 0 | 0 | 0 | 0 | 0 | 0 | 0 | 0 | 0 | 0 | 0 | 0 | 0 | 0
NPgY | GSP | NG FES - Leading the Way | Number of I&C hybrid heat pumps | KIRKSTALL B | Leading the Way | Lct_BB008 | Number of | NPgY | Kirkstall B |  | 0 | 0 | 0 | 0 | 0 | 0 | 0 | 0 | 0 | 0 | 0 | 0 | 0 | 0 | 0 | 0 | 0 | 0 | 0 | 0 | 0 | 0 | 0 | 0 | 0 | 0 | 0 | 0 | 0
NPgY | GSP | NG FES - Leading the Way | Number of I&C hybrid heat pumps | NEEPSEND | Leading the Way | Lct_BB008 | Number of | NPgY | Neepsend |  | 0 | 0 | 0 | 0 | 0 | 0 | 0 | 0 | 0 | 0 | 0 | 0 | 0 | 0 | 0 | 0 | 0 | 0 | 0 | 0 | 0 | 0 | 0 | 0 | 0 | 0 | 0 | 0 | 0
NPgY | GSP | NG FES - Leading the Way | Number of I&C hybrid heat pumps | NORTON LEES | Leading the Way | Lct_BB008 | Number of | NPgY | Norton Lees |  | 0 | 0 | 0 | 0 | 0 | 0 | 0 | 0 | 0 | 0 | 0 | 0 | 0 | 0 | 0 | 0 | 0 | 0 | 0 | 0 | 0 | 0 | 0 | 0 | 0 | 0 | 0 | 0 | 0
NPgY | GSP | NG FES - Leading the Way | Number of I&C hybrid heat pumps | PITSMOOR 3/4 | Leading the Way | Lct_BB008 | Number of | NPgY | Pitsmoor |  | 0 | 0 | 0 | 0 | 0 | 0 | 0 | 0 | 0 | 0 | 0 | 0 | 0 | 0 | 0 | 0 | 0 | 0 | 0 | 0 | 0 | 0 | 0 | 0 | 0 | 0 | 0 | 0 | 0
NPgY | GSP | NG FES - Leading the Way | Number of I&C hybrid heat pumps | SALTEND NORTH | Leading the Way | Lct_BB008 | Number of | NPgY | Saltend North |  | 0 | 0 | 0 | 0 | 0 | 0 | 0 | 0 | 0 | 0 | 0 | 0 | 0 | 0 | 0 | 0 | 0 | 0 | 0 | 0 | 0 | 0 | 0 | 0 | 0 | 0 | 0 | 0 | 0
NPgY | GSP | NG FES - Leading the Way | Number of I&C hybrid heat pumps | SHEFFIELD CITY | Leading the Way | Lct_BB008 | Number of | NPgY | Sheffield City |  | 0 | 0 | 0 | 0 | 0 | 0 | 0 | 0 | 0 | 0 | 0 | 0 | 0 | 0 | 0 | 0 | 0 | 0 | 0 | 0 | 0 | 0 | 0 | 0 | 0 | 0 | 0 | 0 | 0
NPgY | GSP | NG FES - Leading the Way | Number of I&C hybrid heat pumps | SKELTON GRANGE | Leading the Way | Lct_BB008 | Number of | NPgY | Skelton Grange |  | 0 | 0 | 0 | 0 | 0 | 0 | 0 | 0 | 0 | 0 | 0 | 0 | 0 | 0 | 0 | 0 | 0 | 0 | 0 | 0 | 0 | 0 | 0 | 0 | 0 | 0 | 0 | 0 | 0
NPgY | GSP | NG FES - Leading the Way | Number of I&C hybrid heat pumps | TEMPLEBOROUGH 275/33KV | Leading the Way | Lct_BB008 | Number of | NPgY | Templeborough |  | 0 | 0 | 0 | 0 | 0 | 0 | 0 | 0 | 0 | 0 | 0 | 0 | 0 | 0 | 0 | 0 | 0 | 0 | 0 | 0 | 0 | 0 | 0 | 0 | 0 | 0 | 0 | 0 | 0
NPgY | GSP | NG FES - Leading the Way | Number of I&C hybrid heat pumps | THURCROFT | Leading the Way | Lct_BB008 | Number of | NPgY | Thurcroft |  | 0 | 0 | 0 | 0 | 0 | 0 | 0 | 0 | 0 | 0 | 0 | 0 | 0 | 0 | 0 | 0 | 0 | 0 | 0 | 0 | 0 | 0 | 0 | 0 | 0 | 0 | 0 | 0 | 0
NPgY | GSP | NG FES - Leading the Way | Number of I&C hybrid heat pumps | WEST MELTON / THORPE MARSH | Leading the Way | Lct_BB008 | Number of | NPgY | Thorpe Marsh |  | 0 | 0 | 0 | 0 | 0 | 0 | 0 | 0 | 0 | 0 | 0 | 0 | 0 | 0 | 0 | 0 | 0 | 0 | 0 | 0 | 0 | 0 | 0 | 0 | 0 | 0 | 0 | 0 | 0
NPgY | GSP | NG FES - Leading the Way | Number of I&C hybrid heat pumps | WEST MELTON SECTION 3 | Leading the Way | Lct_BB008 | Number of | NPgY | West Melton |  | 0 | 0 | 0 | 0 | 0 | 0 | 0 | 0 | 0 | 0 | 0 | 0 | 0 | 0 | 0 | 0 | 0 | 0 | 0 | 0 | 0 | 0 | 0 | 0 | 0 | 0 | 0 | 0 | 0
NPgY | GSP | NG FES - Leading the Way | Number of I&C hybrid heat pumps | WINCOBANK | Leading the Way | Lct_BB008 | Number of | NPgY | Wincobank |  | 0 | 0 | 0 | 0 | 0 | 0 | 0 | 0 | 0 | 0 | 0 | 0 | 0 | 0 | 0 | 0 | 0 | 0 | 0 | 0 | 0 | 0 | 0 | 0 | 0 | 0 | 0 | 0 | 0
NPgN | GSP | NG FES - System Transformation | Number of I&C hybrid heat pumps | BLYTH 66kV | System Transformation | Lct_BB008 | Number of | NPgN | Blyth 66kV |  | 0 | 0 | 0 | 0 | 0 | 0 | 0 | 0 | 0 | 34 | 66 | 99 | 126 | 150 | 263 | 386 | 515 | 652 | 821 | 1004 | 1202 | 1412 | 1619 | 1793 | 1971 | 2101 | 2235 | 2366 | 2474
NPgN | GSP | NG FES - System Transformation | Number of I&C hybrid heat pumps | BLYTH 132kV | System Transformation | Lct_BB008 | Number of | NPgN | Blyth 132kV |  | 0 | 0 | 0 | 0 | 0 | 0 | 0 | 0 | 0 | 19 | 38 | 57 | 72 | 86 | 150 | 219 | 292 | 369 | 465 | 568 | 679 | 797 | 913 | 1010 | 1109 | 1181 | 1255 | 1327 | 1386
NPgN | GSP | NG FES - System Transformation | Number of I&C hybrid heat pumps | FOURSTONES | System Transformation | Lct_BB008 | Number of | NPgN | Fourstones |  | 0 | 0 | 0 | 0 | 0 | 0 | 0 | 0 | 0 | 8 | 15 | 23 | 29 | 35 | 61 | 90 | 120 | 152 | 191 | 233 | 279 | 327 | 375 | 414 | 455 | 485 | 515 | 545 | 569
NPgN | GSP | NG FES - System Transformation | Number of I&C hybrid heat pumps | HARTMOOR | System Transformation | Lct_BB008 | Number of | NPgN | Hart Moor |  | 0 | 0 | 0 | 0 | 0 | 0 | 0 | 0 | 0 | 19 | 37 | 56 | 71 | 85 | 149 | 219 | 293 | 371 | 467 | 572 | 685 | 805 | 924 | 1023 | 1126 | 1201 | 1278 | 1354 | 1417
NPgN | GSP | NG FES - System Transformation | Number of I&C hybrid heat pumps | HAWTHORN PIT GRID | System Transformation | Lct_BB008 | Number of | NPgN | Hawthorn Pit |  | 0 | 0 | 0 | 0 | 0 | 0 | 0 | 0 | 0 | 18 | 36 | 54 | 69 | 82 | 144 | 212 | 284 | 360 | 455 | 559 | 670 | 790 | 908 | 1008 | 1111 | 1188 | 1267 | 1345 | 1410
NPgN | GSP | NG FES - System Transformation | Number of I&C hybrid heat pumps | KNARESBOROUGH | System Transformation | Lct_BB008 | Number of | NPgN | Knaresborough |  | 0 | 0 | 0 | 0 | 0 | 0 | 0 | 0 | 0 | 48 | 95 | 143 | 182 | 219 | 386 | 569 | 764 | 972 | 1232 | 1517 | 1825 | 2156 | 2487 | 2768 | 3060 | 3280 | 3510 | 3735 | 3927
NPgN | GSP | NG FES - System Transformation | Number of I&C hybrid heat pumps | LACKENBY | System Transformation | Lct_BB008 | Number of | NPgN | Lackenby |  | 0 | 0 | 0 | 0 | 0 | 0 | 0 | 0 | 0 | 30 | 58 | 88 | 112 | 134 | 235 | 345 | 462 | 586 | 740 | 908 | 1090 | 1283 | 1476 | 1638 | 1805 | 1929 | 2058 | 2184 | 2290
NPgN | GSP | NG FES - System Transformation | Number of I&C hybrid heat pumps | NORTON | System Transformation | Lct_BB008 | Number of | NPgN | Norton |  | 0 | 0 | 0 | 0 | 0 | 0 | 0 | 0 | 0 | 115 | 228 | 346 | 442 | 534 | 943 | 1396 | 1879 | 2401 | 3051 | 3768 | 4546 | 5388 | 6233 | 6959 | 7714 | 8292 | 8897 | 9495 | 10009
NPgN | GSP | NG FES - System Transformation | Number of I&C hybrid heat pumps | OFFERTON | System Transformation | Lct_BB008 | Number of | NPgN | Offerton |  | 0 | 0 | 0 | 0 | 0 | 0 | 0 | 0 | 0 | 12 | 23 | 35 | 44 | 53 | 93 | 136 | 181 | 229 | 288 | 352 | 421 | 494 | 566 | 626 | 688 | 733 | 779 | 824 | 861
NPgN | GSP | NG FES - System Transformation | Number of I&C hybrid heat pumps | OSBALDWICK | System Transformation | Lct_BB008 | Number of | NPgN | Osbaldwick |  | 0 | 0 | 0 | 0 | 0 | 0 | 0 | 0 | 0 | 85 | 166 | 250 | 316 | 378 | 662 | 972 | 1297 | 1643 | 2070 | 2534 | 3032 | 3564 | 4089 | 4529 | 4980 | 5311 | 5654 | 5987 | 6263
NPgN | GSP | NG FES - System Transformation | Number of I&C hybrid heat pumps | POPPLETON | System Transformation | Lct_BB008 | Number of | NPgN | Poppleton |  | 0 | 0 | 0 | 0 | 0 | 0 | 0 | 0 | 0 | 11 | 22 | 32 | 41 | 49 | 85 | 125 | 167 | 211 | 266 | 325 | 389 | 457 | 524 | 580 | 637 | 679 | 722 | 764 | 798
NPgN | GSP | NG FES - System Transformation | Number of I&C hybrid heat pumps | SALTHOLME | System Transformation | Lct_BB008 | Number of | NPgN | Saltholme |  | 0 | 0 | 0 | 0 | 0 | 0 | 0 | 0 | 0 | 1 | 3 | 4 | 5 | 6 | 11 | 16 | 21 | 27 | 35 | 42 | 51 | 60 | 69 | 77 | 85 | 91 | 97 | 103 | 108
NPgN | GSP | NG FES - System Transformation | Number of I&C hybrid heat pumps | SOUTH SHIELDS | System Transformation | Lct_BB008 | Number of | NPgN | South Shields |  | 0 | 0 | 0 | 0 | 0 | 0 | 0 | 0 | 0 | 13 | 26 | 39 | 50 | 60 | 104 | 153 | 204 | 258 | 324 | 397 | 474 | 556 | 637 | 705 | 774 | 824 | 876 | 926 | 968
NPgN | GSP | NG FES - System Transformation | Number of I&C hybrid heat pumps | SPADEADAM | System Transformation | Lct_BB008 | Number of | NPgN | Spadeadam - Not in NG FES |  | 0 | 0 | 0 | 0 | 0 | 0 | 0 | 0 | 0 | 3 | 6 | 9 | 11 | 13 | 23 | 34 | 46 | 58 | 73 | 89 | 106 | 125 | 143 | 158 | 174 | 185 | 196 | 208 | 217
NPgN | GSP | NG FES - System Transformation | Number of I&C hybrid heat pumps | SPENNYMOOR | System Transformation | Lct_BB008 | Number of | NPgN | Spennymoor |  | 0 | 0 | 0 | 0 | 0 | 0 | 0 | 0 | 0 | 61 | 121 | 183 | 233 | 280 | 493 | 726 | 974 | 1239 | 1569 | 1930 | 2321 | 2741 | 3159 | 3515 | 3883 | 4160 | 4449 | 4732 | 4972
NPgN | GSP | NG FES - System Transformation | Number of I&C hybrid heat pumps | STELLA NORTH | System Transformation | Lct_BB008 | Number of | NPgN | Stella North |  | 0 | 0 | 0 | 0 | 0 | 0 | 0 | 0 | 0 | 54 | 106 | 159 | 201 | 241 | 421 | 616 | 821 | 1039 | 1307 | 1598 | 1910 | 2241 | 2568 | 2840 | 3119 | 3321 | 3531 | 3733 | 3900
NPgN | GSP | NG FES - System Transformation | Number of I&C hybrid heat pumps | STELLA SOUTH | System Transformation | Lct_BB008 | Number of | NPgN | Stella South |  | 0 | 0 | 0 | 0 | 0 | 0 | 0 | 0 | 0 | 35 | 69 | 104 | 132 | 159 | 278 | 408 | 545 | 692 | 872 | 1069 | 1281 | 1507 | 1731 | 1920 | 2113 | 2256 | 2404 | 2549 | 2669
NPgN | GSP | NG FES - System Transformation | Number of I&C hybrid heat pumps | TYNEMOUTH | System Transformation | Lct_BB008 | Number of | NPgN | Tynemouth 1 |  | 0 | 0 | 0 | 0 | 0 | 0 | 0 | 0 | 0 | 34 | 68 | 102 | 130 | 156 | 273 | 402 | 539 | 685 | 865 | 1063 | 1276 | 1505 | 1732 | 1925 | 2123 | 2271 | 2426 | 2576 | 2704
NPgN | GSP | NG FES - System Transformation | Number of I&C hybrid heat pumps | WEST BOLDON | System Transformation | Lct_BB008 | Number of | NPgN | West Boldon |  | 0 | 0 | 0 | 0 | 0 | 0 | 0 | 0 | 0 | 43 | 84 | 126 | 159 | 190 | 333 | 488 | 650 | 822 | 1035 | 1266 | 1513 | 1777 | 2036 | 2252 | 2474 | 2636 | 2803 | 2965 | 3098
NPgY | GSP | NG FES - System Transformation | Number of I&C hybrid heat pumps | BRADFORD WEST | System Transformation | Lct_BB008 | Number of | NPgY | Bradford West |  | 0 | 0 | 0 | 0 | 0 | 0 | 0 | 0 | 0 | 104 | 204 | 305 | 386 | 461 | 807 | 1182 | 1575 | 1990 | 2503 | 3057 | 3650 | 4280 | 4899 | 5413 | 5938 | 6318 | 6710 | 7088 | 7398
NPgY | GSP | NG FES - System Transformation | Number of I&C hybrid heat pumps | CAMBLESFORTH | System Transformation | Lct_BB008 | Number of | NPgY | Camblesforth |  | 0 | 0 | 0 | 0 | 0 | 0 | 0 | 0 | 0 | 9 | 18 | 27 | 35 | 42 | 75 | 112 | 151 | 193 | 245 | 304 | 367 | 436 | 505 | 564 | 626 | 674 | 724 | 774 | 817
NPgY | GSP | NG FES - System Transformation | Number of I&C hybrid heat pumps | CREYKE BECK | System Transformation | Lct_BB008 | Number of | NPgY | Creyke Beck |  | 0 | 0 | 0 | 0 | 0 | 0 | 0 | 0 | 0 | 109 | 216 | 326 | 415 | 499 | 880 | 1297 | 1740 | 2214 | 2802 | 3445 | 4141 | 4887 | 5631 | 6261 | 6913 | 7401 | 7910 | 8408 | 8830
NPgY | GSP | NG FES - System Transformation | Number of I&C hybrid heat pumps | DRAX | System Transformation | Lct_BB008 | Number of | NPgY | Drax |  | 0 | 0 | 0 | 0 | 0 | 0 | 0 | 0 | 0 | 12 | 24 | 37 | 47 | 57 | 101 | 150 | 202 | 259 | 329 | 407 | 492 | 584 | 677 | 756 | 839 | 903 | 970 | 1037 | 1094
NPgY | GSP | NG FES - System Transformation | Number of I&C hybrid heat pumps | ELLAND | System Transformation | Lct_BB008 | Number of | NPgY | Elland |  | 0 | 0 | 0 | 0 | 0 | 0 | 0 | 0 | 0 | 80 | 158 | 237 | 299 | 358 | 627 | 920 | 1226 | 1551 | 1953 | 2387 | 2853 | 3349 | 3838 | 4244 | 4661 | 4963 | 5276 | 5579 | 5829
NPgY | GSP | NG FES - System Transformation | Number of I&C hybrid heat pumps | FERRYBRIDGE A | System Transformation | Lct_BB008 | Number of | NPgY | Ferrybridge A |  | 0 | 0 | 0 | 0 | 0 | 0 | 0 | 0 | 0 | 18 | 35 | 53 | 68 | 82 | 146 | 216 | 291 | 371 | 472 | 582 | 702 | 832 | 962 | 1074 | 1190 | 1278 | 1370 | 1462 | 1540
NPgY | GSP | NG FES - System Transformation | Number of I&C hybrid heat pumps | FERRYBRIDGE B | System Transformation | Lct_BB008 | Number of | NPgY | Ferrybridge B (_M) |  | 0 | 0 | 0 | 0 | 0 | 0 | 0 | 0 | 0 | 52 | 102 | 154 | 197 | 236 | 417 | 616 | 827 | 1053 | 1334 | 1642 | 1975 | 2333 | 2690 | 2994 | 3308 | 3545 | 3792 | 4034 | 4239
NPgY | GSP | NG FES - System Transformation | Number of I&C hybrid heat pumps | GRIMSBY WEST | System Transformation | Lct_BB008 | Number of | NPgY | Grimsby West |  | 0 | 0 | 0 | 0 | 0 | 0 | 0 | 0 | 0 | 30 | 58 | 88 | 111 | 133 | 234 | 344 | 460 | 582 | 734 | 899 | 1076 | 1266 | 1453 | 1609 | 1770 | 1888 | 2010 | 2129 | 2228
NPgY | GSP | NG FES - System Transformation | Number of I&C hybrid heat pumps | JORDANTHORPE | System Transformation | Lct_BB008 | Number of | NPgY | Jordanthorpe |  | 0 | 0 | 0 | 0 | 0 | 0 | 0 | 0 | 0 | 9 | 18 | 27 | 34 | 41 | 72 | 106 | 141 | 179 | 226 | 278 | 333 | 392 | 451 | 500 | 551 | 589 | 628 | 667 | 699
NPgY | GSP | NG FES - System Transformation | Number of I&C hybrid heat pumps | KEADBY | System Transformation | Lct_BB008 | Number of | NPgY | Keadby |  | 0 | 0 | 0 | 0 | 0 | 0 | 0 | 0 | 0 | 65 | 129 | 197 | 254 | 308 | 549 | 818 | 1109 | 1425 | 1821 | 2260 | 2741 | 3264 | 3794 | 4255 | 4738 | 5115 | 5511 | 5904 | 6249
NPgY | GSP | NG FES - System Transformation | Number of I&C hybrid heat pumps | KIRKSTALL B | System Transformation | Lct_BB008 | Number of | NPgY | Kirkstall B |  | 0 | 0 | 0 | 0 | 0 | 0 | 0 | 0 | 0 | 48 | 94 | 141 | 178 | 213 | 373 | 546 | 727 | 919 | 1155 | 1411 | 1684 | 1975 | 2260 | 2497 | 2739 | 2914 | 3094 | 3268 | 3411
NPgY | GSP | NG FES - System Transformation | Number of I&C hybrid heat pumps | NEEPSEND | System Transformation | Lct_BB008 | Number of | NPgY | Neepsend |  | 0 | 0 | 0 | 0 | 0 | 0 | 0 | 0 | 0 | 19 | 36 | 54 | 69 | 82 | 144 | 211 | 281 | 355 | 446 | 544 | 650 | 762 | 872 | 964 | 1057 | 1124 | 1194 | 1261 | 1316
NPgY | GSP | NG FES - System Transformation | Number of I&C hybrid heat pumps | NORTON LEES | System Transformation | Lct_BB008 | Number of | NPgY | Norton Lees |  | 0 | 0 | 0 | 0 | 0 | 0 | 0 | 0 | 0 | 15 | 29 | 43 | 54 | 65 | 113 | 166 | 221 | 279 | 351 | 428 | 511 | 599 | 686 | 758 | 831 | 884 | 939 | 992 | 1035
NPgY | GSP | NG FES - System Transformation | Number of I&C hybrid heat pumps | PITSMOOR 3/4 | System Transformation | Lct_BB008 | Number of | NPgY | Pitsmoor |  | 0 | 0 | 0 | 0 | 0 | 0 | 0 | 0 | 0 | 10 | 20 | 30 | 38 | 46 | 80 | 118 | 157 | 198 | 249 | 304 | 363 | 426 | 488 | 539 | 591 | 629 | 668 | 706 | 736
NPgY | GSP | NG FES - System Transformation | Number of I&C hybrid heat pumps | SALTEND NORTH | System Transformation | Lct_BB008 | Number of | NPgY | Saltend North |  | 0 | 0 | 0 | 0 | 0 | 0 | 0 | 0 | 0 | 11 | 22 | 33 | 42 | 51 | 90 | 132 | 178 | 226 | 287 | 353 | 424 | 501 | 578 | 643 | 711 | 761 | 814 | 866 | 910
NPgY | GSP | NG FES - System Transformation | Number of I&C hybrid heat pumps | SHEFFIELD CITY | System Transformation | Lct_BB008 | Number of | NPgY | Sheffield City |  | 0 | 0 | 0 | 0 | 0 | 0 | 0 | 0 | 0 | 19 | 37 | 56 | 71 | 85 | 148 | 217 | 289 | 365 | 459 | 561 | 669 | 785 | 898 | 992 | 1088 | 1158 | 1229 | 1299 | 1355
NPgY | GSP | NG FES - System Transformation | Number of I&C hybrid heat pumps | SKELTON GRANGE | System Transformation | Lct_BB008 | Number of | NPgY | Skelton Grange |  | 0 | 0 | 0 | 0 | 0 | 0 | 0 | 0 | 0 | 118 | 232 | 349 | 441 | 527 | 924 | 1355 | 1807 | 2286 | 2877 | 3517 | 4203 | 4933 | 5653 | 6251 | 6865 | 7310 | 7771 | 8217 | 8584
NPgY | GSP | NG FES - System Transformation | Number of I&C hybrid heat pumps | TEMPLEBOROUGH 275/33KV | System Transformation | Lct_BB008 | Number of | NPgY | Templeborough |  | 0 | 0 | 0 | 0 | 0 | 0 | 0 | 0 | 0 | 1 | 1 | 2 | 2 | 2 | 4 | 7 | 9 | 11 | 14 | 18 | 21 | 25 | 29 | 32 | 36 | 38 | 41 | 44 | 46
NPgY | GSP | NG FES - System Transformation | Number of I&C hybrid heat pumps | THURCROFT | System Transformation | Lct_BB008 | Number of | NPgY | Thurcroft |  | 0 | 0 | 0 | 0 | 0 | 0 | 0 | 0 | 0 | 30 | 59 | 90 | 114 | 137 | 243 | 358 | 481 | 613 | 777 | 957 | 1151 | 1360 | 1569 | 1747 | 1931 | 2070 | 2215 | 2357 | 2478
NPgY | GSP | NG FES - System Transformation | Number of I&C hybrid heat pumps | WEST MELTON / THORPE MARSH | System Transformation | Lct_BB008 | Number of | NPgY | Thorpe Marsh |  | 0 | 0 | 0 | 0 | 0 | 0 | 0 | 0 | 0 | 78 | 154 | 232 | 296 | 356 | 629 | 928 | 1246 | 1586 | 2009 | 2472 | 2973 | 3512 | 4049 | 4505 | 4978 | 5334 | 5704 | 6068 | 6376
NPgY | GSP | NG FES - System Transformation | Number of I&C hybrid heat pumps | WEST MELTON SECTION 3 | System Transformation | Lct_BB008 | Number of | NPgY | West Melton |  | 0 | 0 | 0 | 0 | 0 | 0 | 0 | 0 | 0 | 70 | 138 | 209 | 267 | 321 | 569 | 841 | 1131 | 1443 | 1831 | 2257 | 2719 | 3217 | 3715 | 4141 | 4583 | 4918 | 5268 | 5613 | 5907
NPgY | GSP | NG FES - System Transformation | Number of I&C hybrid heat pumps | WINCOBANK | System Transformation | Lct_BB008 | Number of | NPgY | Wincobank |  | 0 | 0 | 0 | 0 | 0 | 0 | 0 | 0 | 0 | 4 | 7 | 10 | 13 | 16 | 28 | 41 | 55 | 69 | 87 | 107 | 128 | 151 | 173 | 191 | 210 | 224 | 239 | 253 | 265
NPgN | GSP | NPg Best View | Electric HGVs & Buses (road vehicles other than vans, cars and motorbikes) | BLYTH 66kV | NPg Best View (Not in FES) | Lct_BB003 | Number of | NPgN | Blyth 66kV |  | 13 | 24 | 42 | 67 | 101 | 147 | 206 | 279 | 364 | 460 | 564 | 672 | 778 | 882 | 978 | 1067 | 1145 | 1214 | 1270 | 1316 | 1353 | 1380 | 1401 | 1416 | 1427 | 1434 | 1439 | 1443 | 1444
NPgN | GSP | NPg Best View | Electric HGVs & Buses (road vehicles other than vans, cars and motorbikes) | BLYTH 132kV | NPg Best View (Not in FES) | Lct_BB003 | Number of | NPgN | Blyth 132kV |  | 5 | 8 | 12 | 19 | 27 | 39 | 53 | 70 | 90 | 112 | 136 | 161 | 185 | 209 | 231 | 251 | 269 | 285 | 298 | 308 | 317 | 324 | 329 | 332 | 335 | 337 | 337 | 339 | 339
NPgN | GSP | NPg Best View | Electric HGVs & Buses (road vehicles other than vans, cars and motorbikes) | FOURSTONES | NPg Best View (Not in FES) | Lct_BB003 | Number of | NPgN | Fourstones |  | 1 | 1 | 2 | 4 | 5 | 7 | 10 | 12 | 16 | 18 | 22 | 26 | 29 | 32 | 36 | 39 | 41 | 43 | 45 | 47 | 49 | 49 | 50 | 51 | 52 | 52 | 52 | 52 | 52
NPgN | GSP | NPg Best View | Electric HGVs & Buses (road vehicles other than vans, cars and motorbikes) | HARTMOOR | NPg Best View (Not in FES) | Lct_BB003 | Number of | NPgN | Hart Moor |  | 3 | 6 | 13 | 22 | 37 | 57 | 85 | 119 | 160 | 207 | 258 | 310 | 363 | 414 | 461 | 506 | 544 | 577 | 604 | 627 | 644 | 658 | 667 | 673 | 679 | 682 | 684 | 685 | 686
NPgN | GSP | NPg Best View | Electric HGVs & Buses (road vehicles other than vans, cars and motorbikes) | HAWTHORN PIT GRID | NPg Best View (Not in FES) | Lct_BB003 | Number of | NPgN | Hawthorn Pit |  | 3 | 8 | 15 | 26 | 42 | 64 | 95 | 134 | 180 | 232 | 289 | 348 | 407 | 464 | 518 | 566 | 610 | 647 | 677 | 702 | 722 | 737 | 747 | 755 | 760 | 763 | 767 | 768 | 769
NPgN | GSP | NPg Best View | Electric HGVs & Buses (road vehicles other than vans, cars and motorbikes) | KNARESBOROUGH | NPg Best View (Not in FES) | Lct_BB003 | Number of | NPgN | Knaresborough |  | 8 | 16 | 31 | 54 | 87 | 132 | 192 | 268 | 357 | 458 | 569 | 683 | 797 | 908 | 1012 | 1106 | 1190 | 1262 | 1322 | 1371 | 1409 | 1438 | 1459 | 1473 | 1483 | 1491 | 1496 | 1499 | 1502
NPgN | GSP | NPg Best View | Electric HGVs & Buses (road vehicles other than vans, cars and motorbikes) | LACKENBY | NPg Best View (Not in FES) | Lct_BB003 | Number of | NPgN | Lackenby |  | 9 | 20 | 41 | 71 | 115 | 179 | 262 | 367 | 495 | 638 | 793 | 956 | 1118 | 1275 | 1422 | 1556 | 1675 | 1777 | 1862 | 1930 | 1983 | 2024 | 2053 | 2074 | 2089 | 2099 | 2105 | 2109 | 2113
NPgN | GSP | NPg Best View | Electric HGVs & Buses (road vehicles other than vans, cars and motorbikes) | NORTON | NPg Best View (Not in FES) | Lct_BB003 | Number of | NPgN | Norton |  | 38 | 73 | 133 | 217 | 337 | 502 | 715 | 981 | 1297 | 1652 | 2036 | 2434 | 2832 | 3217 | 3576 | 3906 | 4198 | 4449 | 4658 | 4828 | 4962 | 5064 | 5140 | 5194 | 5231 | 5256 | 5274 | 5286 | 5294
NPgN | GSP | NPg Best View | Electric HGVs & Buses (road vehicles other than vans, cars and motorbikes) | OFFERTON | NPg Best View (Not in FES) | Lct_BB003 | Number of | NPgN | Offerton |  | 6 | 9 | 15 | 21 | 29 | 39 | 51 | 64 | 80 | 97 | 114 | 132 | 150 | 167 | 184 | 198 | 211 | 222 | 232 | 240 | 247 | 253 | 257 | 260 | 263 | 264 | 265 | 265 | 266
NPgN | GSP | NPg Best View | Electric HGVs & Buses (road vehicles other than vans, cars and motorbikes) | OSBALDWICK | NPg Best View (Not in FES) | Lct_BB003 | Number of | NPgN | Osbaldwick |  | 21 | 36 | 60 | 92 | 136 | 192 | 264 | 351 | 453 | 566 | 685 | 810 | 934 | 1053 | 1166 | 1268 | 1360 | 1438 | 1505 | 1559 | 1602 | 1636 | 1661 | 1679 | 1692 | 1702 | 1707 | 1712 | 1714
NPgN | GSP | NPg Best View | Electric HGVs & Buses (road vehicles other than vans, cars and motorbikes) | POPPLETON | NPg Best View (Not in FES) | Lct_BB003 | Number of | NPgN | Poppleton |  | 3 | 5 | 9 | 14 | 21 | 32 | 44 | 60 | 78 | 98 | 121 | 144 | 167 | 189 | 210 | 229 | 246 | 260 | 273 | 282 | 290 | 296 | 300 | 304 | 306 | 307 | 309 | 310 | 310
NPgN | GSP | NPg Best View | Electric HGVs & Buses (road vehicles other than vans, cars and motorbikes) | SALTHOLME | NPg Best View (Not in FES) | Lct_BB003 | Number of | NPgN | Saltholme |  | 0 | 0 | 0 | 0 | 0 | 0 | 0 | 0 | 0 | 0 | 0 | 0 | 0 | 0 | 0 | 0 | 0 | 0 | 0 | 0 | 0 | 0 | 0 | 0 | 0 | 0 | 0 | 0 | 0
NPgN | GSP | NPg Best View | Electric HGVs & Buses (road vehicles other than vans, cars and motorbikes) | SOUTH SHIELDS | NPg Best View (Not in FES) | Lct_BB003 | Number of | NPgN | South Shields |  | 23 | 36 | 56 | 81 | 113 | 151 | 194 | 244 | 302 | 363 | 427 | 494 | 559 | 621 | 679 | 733 | 781 | 823 | 859 | 889 | 914 | 934 | 949 | 961 | 970 | 976 | 980 | 983 | 985
NPgN | GSP | NPg Best View | Electric HGVs & Buses (road vehicles other than vans, cars and motorbikes) | SPADEADAM | NPg Best View (Not in FES) | Lct_BB003 | Number of | NPgN | Spadeadam - Not in NG FES |  | 0 | 0 | 1 | 1 | 2 | 3 | 4 | 6 | 8 | 11 | 13 | 16 | 19 | 22 | 24 | 27 | 29 | 30 | 32 | 33 | 34 | 35 | 35 | 36 | 36 | 36 | 36 | 36 | 36
NPgN | GSP | NPg Best View | Electric HGVs & Buses (road vehicles other than vans, cars and motorbikes) | SPENNYMOOR | NPg Best View (Not in FES) | Lct_BB003 | Number of | NPgN | Spennymoor |  | 11 | 24 | 44 | 74 | 118 | 178 | 258 | 357 | 476 | 610 | 755 | 907 | 1057 | 1204 | 1341 | 1466 | 1576 | 1671 | 1751 | 1814 | 1865 | 1903 | 1931 | 1951 | 1965 | 1974 | 1981 | 1985 | 1988
NPgN | GSP | NPg Best View | Electric HGVs & Buses (road vehicles other than vans, cars and motorbikes) | STELLA NORTH | NPg Best View (Not in FES) | Lct_BB003 | Number of | NPgN | Stella North |  | 38 | 62 | 98 | 146 | 206 | 282 | 374 | 482 | 607 | 743 | 888 | 1036 | 1183 | 1325 | 1457 | 1578 | 1687 | 1782 | 1862 | 1928 | 1981 | 2024 | 2056 | 2081 | 2098 | 2110 | 2119 | 2124 | 2128
NPgN | GSP | NPg Best View | Electric HGVs & Buses (road vehicles other than vans, cars and motorbikes) | STELLA SOUTH | NPg Best View (Not in FES) | Lct_BB003 | Number of | NPgN | Stella South |  | 19 | 36 | 65 | 105 | 164 | 244 | 348 | 476 | 630 | 802 | 988 | 1182 | 1374 | 1561 | 1735 | 1895 | 2036 | 2158 | 2261 | 2343 | 2407 | 2457 | 2493 | 2520 | 2538 | 2550 | 2559 | 2564 | 2569
NPgN | GSP | NPg Best View | Electric HGVs & Buses (road vehicles other than vans, cars and motorbikes) | TYNEMOUTH | NPg Best View (Not in FES) | Lct_BB003 | Number of | NPgN | Tynemouth 1 |  | 6 | 13 | 22 | 36 | 56 | 83 | 118 | 163 | 215 | 274 | 337 | 403 | 469 | 532 | 592 | 647 | 695 | 737 | 771 | 799 | 821 | 838 | 851 | 860 | 866 | 870 | 873 | 875 | 876
NPgN | GSP | NPg Best View | Electric HGVs & Buses (road vehicles other than vans, cars and motorbikes) | WEST BOLDON | NPg Best View (Not in FES) | Lct_BB003 | Number of | NPgN | West Boldon |  | 39 | 66 | 109 | 168 | 248 | 349 | 478 | 633 | 815 | 1018 | 1233 | 1456 | 1678 | 1892 | 2092 | 2277 | 2440 | 2581 | 2700 | 2797 | 2875 | 2935 | 2981 | 3014 | 3037 | 3053 | 3065 | 3072 | 3077
NPgY | GSP | NPg Best View | Electric HGVs & Buses (road vehicles other than vans, cars and motorbikes) | BRADFORD WEST | NPg Best View (Not in FES) | Lct_BB003 | Number of | NPgY | Bradford West |  | 47 | 80 | 132 | 205 | 300 | 425 | 583 | 774 | 997 | 1245 | 1510 | 1783 | 2056 | 2319 | 2565 | 2791 | 2990 | 3164 | 3310 | 3429 | 3525 | 3598 | 3654 | 3694 | 3723 | 3743 | 3756 | 3766 | 3772
NPgY | GSP | NPg Best View | Electric HGVs & Buses (road vehicles other than vans, cars and motorbikes) | CAMBLESFORTH | NPg Best View (Not in FES) | Lct_BB003 | Number of | NPgY | Camblesforth |  | 2 | 7 | 15 | 27 | 46 | 72 | 108 | 153 | 208 | 270 | 337 | 408 | 478 | 547 | 611 | 669 | 721 | 765 | 802 | 831 | 854 | 872 | 884 | 893 | 899 | 903 | 906 | 908 | 909
NPgY | GSP | NPg Best View | Electric HGVs & Buses (road vehicles other than vans, cars and motorbikes) | CREYKE BECK | NPg Best View (Not in FES) | Lct_BB003 | Number of | NPgY | Creyke Beck |  | 36 | 67 | 120 | 194 | 298 | 439 | 622 | 849 | 1116 | 1418 | 1743 | 2079 | 2415 | 2740 | 3044 | 3322 | 3568 | 3781 | 3958 | 4102 | 4216 | 4303 | 4368 | 4414 | 4446 | 4469 | 4483 | 4493 | 4501
NPgY | GSP | NPg Best View | Electric HGVs & Buses (road vehicles other than vans, cars and motorbikes) | DRAX | NPg Best View (Not in FES) | Lct_BB003 | Number of | NPgY | Drax |  | 6 | 13 | 26 | 45 | 73 | 115 | 169 | 238 | 320 | 414 | 515 | 621 | 727 | 829 | 926 | 1014 | 1091 | 1157 | 1213 | 1257 | 1292 | 1318 | 1337 | 1351 | 1361 | 1366 | 1370 | 1373 | 1375
NPgY | GSP | NPg Best View | Electric HGVs & Buses (road vehicles other than vans, cars and motorbikes) | ELLAND | NPg Best View (Not in FES) | Lct_BB003 | Number of | NPgY | Elland |  | 110 | 176 | 280 | 416 | 589 | 803 | 1063 | 1371 | 1721 | 2106 | 2514 | 2932 | 3346 | 3744 | 4119 | 4461 | 4767 | 5034 | 5261 | 5448 | 5599 | 5718 | 5810 | 5879 | 5927 | 5963 | 5986 | 6002 | 6013
NPgY | GSP | NPg Best View | Electric HGVs & Buses (road vehicles other than vans, cars and motorbikes) | FERRYBRIDGE A | NPg Best View (Not in FES) | Lct_BB003 | Number of | NPgY | Ferrybridge A |  | 8 | 19 | 39 | 69 | 115 | 180 | 268 | 377 | 510 | 661 | 825 | 995 | 1166 | 1331 | 1486 | 1627 | 1753 | 1860 | 1948 | 2020 | 2076 | 2118 | 2149 | 2171 | 2185 | 2195 | 2202 | 2207 | 2210
NPgY | GSP | NPg Best View | Electric HGVs & Buses (road vehicles other than vans, cars and motorbikes) | FERRYBRIDGE B | NPg Best View (Not in FES) | Lct_BB003 | Number of | NPgY | Ferrybridge B (_M) |  | 24 | 54 | 105 | 183 | 298 | 458 | 671 | 940 | 1262 | 1628 | 2025 | 2437 | 2850 | 3249 | 3623 | 3965 | 4267 | 4526 | 4742 | 4916 | 5052 | 5155 | 5230 | 5284 | 5321 | 5345 | 5362 | 5373 | 5381
NPgY | GSP | NPg Best View | Electric HGVs & Buses (road vehicles other than vans, cars and motorbikes) | GRIMSBY WEST | NPg Best View (Not in FES) | Lct_BB003 | Number of | NPgY | Grimsby West |  | 14 | 36 | 73 | 128 | 212 | 329 | 486 | 684 | 923 | 1195 | 1489 | 1795 | 2102 | 2398 | 2676 | 2930 | 3155 | 3347 | 3507 | 3635 | 3737 | 3812 | 3868 | 3907 | 3935 | 3952 | 3964 | 3972 | 3979
NPgY | GSP | NPg Best View | Electric HGVs & Buses (road vehicles other than vans, cars and motorbikes) | JORDANTHORPE | NPg Best View (Not in FES) | Lct_BB003 | Number of | NPgY | Jordanthorpe |  | 0 | 0 | 0 | 1 | 1 | 2 | 3 | 4 | 6 | 7 | 9 | 11 | 13 | 15 | 16 | 18 | 19 | 21 | 22 | 22 | 23 | 23 | 24 | 24 | 24 | 24 | 24 | 24 | 24
NPgY | GSP | NPg Best View | Electric HGVs & Buses (road vehicles other than vans, cars and motorbikes) | KEADBY | NPg Best View (Not in FES) | Lct_BB003 | Number of | NPgY | Keadby |  | 17 | 37 | 73 | 124 | 200 | 307 | 447 | 625 | 837 | 1077 | 1337 | 1608 | 1879 | 2140 | 2387 | 2610 | 2808 | 2979 | 3121 | 3235 | 3324 | 3392 | 3442 | 3477 | 3502 | 3518 | 3530 | 3536 | 3542
NPgY | GSP | NPg Best View | Electric HGVs & Buses (road vehicles other than vans, cars and motorbikes) | KIRKSTALL B | NPg Best View (Not in FES) | Lct_BB003 | Number of | NPgY | Kirkstall B |  | 39 | 65 | 107 | 164 | 239 | 335 | 455 | 600 | 768 | 955 | 1154 | 1360 | 1564 | 1761 | 1945 | 2115 | 2265 | 2395 | 2505 | 2595 | 2667 | 2723 | 2765 | 2797 | 2818 | 2833 | 2844 | 2852 | 2856
NPgY | GSP | NPg Best View | Electric HGVs & Buses (road vehicles other than vans, cars and motorbikes) | NEEPSEND | NPg Best View (Not in FES) | Lct_BB003 | Number of | NPgY | Neepsend |  | 2 | 3 | 6 | 9 | 15 | 23 | 33 | 46 | 62 | 80 | 99 | 119 | 139 | 159 | 177 | 193 | 208 | 220 | 230 | 239 | 246 | 250 | 254 | 257 | 259 | 260 | 261 | 261 | 261
NPgY | GSP | NPg Best View | Electric HGVs & Buses (road vehicles other than vans, cars and motorbikes) | NORTON LEES | NPg Best View (Not in FES) | Lct_BB003 | Number of | NPgY | Norton Lees |  | 15 | 23 | 34 | 48 | 66 | 85 | 107 | 130 | 157 | 185 | 213 | 243 | 271 | 298 | 324 | 347 | 368 | 387 | 403 | 417 | 429 | 438 | 446 | 451 | 456 | 460 | 462 | 464 | 464
NPgY | GSP | NPg Best View | Electric HGVs & Buses (road vehicles other than vans, cars and motorbikes) | PITSMOOR 3/4 | NPg Best View (Not in FES) | Lct_BB003 | Number of | NPgY | Pitsmoor |  | 0 | 1 | 3 | 5 | 8 | 13 | 20 | 28 | 38 | 50 | 62 | 76 | 89 | 101 | 113 | 124 | 134 | 142 | 149 | 154 | 158 | 161 | 164 | 165 | 167 | 167 | 168 | 168 | 168
NPgY | GSP | NPg Best View | Electric HGVs & Buses (road vehicles other than vans, cars and motorbikes) | SALTEND NORTH | NPg Best View (Not in FES) | Lct_BB003 | Number of | NPgY | Saltend North |  | 5 | 11 | 22 | 38 | 61 | 94 | 137 | 192 | 258 | 331 | 412 | 496 | 580 | 661 | 738 | 807 | 869 | 921 | 965 | 1001 | 1028 | 1049 | 1064 | 1075 | 1083 | 1088 | 1092 | 1094 | 1095
NPgY | GSP | NPg Best View | Electric HGVs & Buses (road vehicles other than vans, cars and motorbikes) | SHEFFIELD CITY | NPg Best View (Not in FES) | Lct_BB003 | Number of | NPgY | Sheffield City |  | 1 | 3 | 6 | 11 | 18 | 29 | 43 | 61 | 82 | 107 | 134 | 162 | 190 | 217 | 243 | 266 | 286 | 304 | 319 | 330 | 339 | 346 | 351 | 355 | 357 | 359 | 360 | 361 | 361
NPgY | GSP | NPg Best View | Electric HGVs & Buses (road vehicles other than vans, cars and motorbikes) | SKELTON GRANGE | NPg Best View (Not in FES) | Lct_BB003 | Number of | NPgY | Skelton Grange |  | 38 | 84 | 163 | 280 | 454 | 697 | 1019 | 1426 | 1912 | 2463 | 3059 | 3682 | 4303 | 4905 | 5468 | 5982 | 6437 | 6828 | 7153 | 7416 | 7620 | 7776 | 7890 | 7971 | 8027 | 8064 | 8090 | 8106 | 8118
NPgY | GSP | NPg Best View | Electric HGVs & Buses (road vehicles other than vans, cars and motorbikes) | TEMPLEBOROUGH 275/33KV | NPg Best View (Not in FES) | Lct_BB003 | Number of | NPgY | Templeborough |  | 0 | 1 | 2 | 3 | 5 | 8 | 12 | 16 | 22 | 29 | 36 | 44 | 51 | 59 | 66 | 72 | 77 | 82 | 86 | 89 | 92 | 94 | 95 | 96 | 97 | 97 | 97 | 97 | 98
NPgY | GSP | NPg Best View | Electric HGVs & Buses (road vehicles other than vans, cars and motorbikes) | THURCROFT | NPg Best View (Not in FES) | Lct_BB003 | Number of | NPgY | Thurcroft |  | 11 | 26 | 53 | 92 | 151 | 235 | 345 | 486 | 653 | 844 | 1050 | 1266 | 1481 | 1689 | 1884 | 2062 | 2220 | 2355 | 2467 | 2558 | 2629 | 2682 | 2721 | 2749 | 2768 | 2781 | 2789 | 2796 | 2800
NPgY | GSP | NPg Best View | Electric HGVs & Buses (road vehicles other than vans, cars and motorbikes) | WEST MELTON / THORPE MARSH | NPg Best View (Not in FES) | Lct_BB003 | Number of | NPgY | Thorpe Marsh |  | 22 | 53 | 108 | 192 | 316 | 494 | 730 | 1029 | 1388 | 1798 | 2240 | 2702 | 3165 | 3612 | 4032 | 4414 | 4752 | 5042 | 5284 | 5478 | 5630 | 5745 | 5828 | 5887 | 5928 | 5955 | 5973 | 5985 | 5995
NPgY | GSP | NPg Best View | Electric HGVs & Buses (road vehicles other than vans, cars and motorbikes) | WEST MELTON SECTION 3 | NPg Best View (Not in FES) | Lct_BB003 | Number of | NPgY | West Melton |  | 34 | 62 | 109 | 175 | 269 | 394 | 555 | 754 | 990 | 1253 | 1538 | 1834 | 2128 | 2412 | 2679 | 2922 | 3139 | 3325 | 3481 | 3608 | 3708 | 3784 | 3842 | 3882 | 3911 | 3931 | 3943 | 3953 | 3959
NPgY | GSP | NPg Best View | Electric HGVs & Buses (road vehicles other than vans, cars and motorbikes) | WINCOBANK | NPg Best View (Not in FES) | Lct_BB003 | Number of | NPgY | Wincobank |  | 1 | 2 | 5 | 9 | 14 | 23 | 34 | 48 | 65 | 85 | 106 | 129 | 151 | 172 | 193 | 211 | 227 | 241 | 253 | 262 | 269 | 275 | 279 | 282 | 284 | 285 | 286 | 286 | 287
NPgN | GSP | NG FES - Consumer Transformation | Electric HGVs & Buses (road vehicles other than vans, cars and motorbikes) | BLYTH 66kV | Consumer Transformation | Lct_BB003 | Number of | NPgN | Blyth 66kV |  | 13 | 21 | 35 | 54 | 80 | 116 | 163 | 221 | 290 | 368 | 456 | 550 | 650 | 753 | 857 | 957 | 1052 | 1138 | 1214 | 1280 | 1334 | 1378 | 1410 | 1435 | 1452 | 1464 | 1473 | 1478 | 1482
NPgN | GSP | NG FES - Consumer Transformation | Electric HGVs & Buses (road vehicles other than vans, cars and motorbikes) | BLYTH 132kV | Consumer Transformation | Lct_BB003 | Number of | NPgN | Blyth 132kV |  | 5 | 6 | 10 | 15 | 22 | 31 | 43 | 57 | 72 | 91 | 112 | 133 | 156 | 180 | 204 | 227 | 248 | 268 | 285 | 301 | 313 | 324 | 331 | 337 | 341 | 344 | 346 | 347 | 349
NPgN | GSP | NG FES - Consumer Transformation | Electric HGVs & Buses (road vehicles other than vans, cars and motorbikes) | FOURSTONES | Consumer Transformation | Lct_BB003 | Number of | NPgN | Fourstones |  | 1 | 1 | 2 | 4 | 4 | 5 | 7 | 10 | 12 | 16 | 18 | 22 | 25 | 29 | 32 | 36 | 38 | 42 | 44 | 46 | 48 | 50 | 51 | 52 | 52 | 53 | 53 | 54 | 54
NPgN | GSP | NG FES - Consumer Transformation | Electric HGVs & Buses (road vehicles other than vans, cars and motorbikes) | HARTMOOR | Consumer Transformation | Lct_BB003 | Number of | NPgN | Hart Moor |  | 3 | 5 | 11 | 18 | 28 | 45 | 65 | 92 | 125 | 161 | 204 | 249 | 297 | 348 | 399 | 449 | 495 | 539 | 576 | 608 | 634 | 655 | 670 | 682 | 689 | 695 | 698 | 700 | 701
NPgN | GSP | NG FES - Consumer Transformation | Electric HGVs & Buses (road vehicles other than vans, cars and motorbikes) | HAWTHORN PIT GRID | Consumer Transformation | Lct_BB003 | Number of | NPgN | Hawthorn Pit |  | 3 | 7 | 12 | 20 | 32 | 49 | 73 | 103 | 139 | 182 | 228 | 279 | 334 | 390 | 447 | 503 | 556 | 603 | 646 | 681 | 711 | 734 | 752 | 763 | 772 | 778 | 782 | 785 | 786
NPgN | GSP | NG FES - Consumer Transformation | Electric HGVs & Buses (road vehicles other than vans, cars and motorbikes) | KNARESBOROUGH | Consumer Transformation | Lct_BB003 | Number of | NPgN | Knaresborough |  | 8 | 15 | 26 | 43 | 68 | 102 | 148 | 208 | 278 | 360 | 451 | 551 | 657 | 766 | 878 | 985 | 1086 | 1178 | 1260 | 1330 | 1388 | 1432 | 1466 | 1491 | 1509 | 1519 | 1528 | 1532 | 1536
NPgN | GSP | NG FES - Consumer Transformation | Electric HGVs & Buses (road vehicles other than vans, cars and motorbikes) | LACKENBY | Consumer Transformation | Lct_BB003 | Number of | NPgN | Lackenby |  | 9 | 18 | 33 | 57 | 90 | 138 | 202 | 285 | 384 | 500 | 628 | 768 | 917 | 1073 | 1230 | 1382 | 1526 | 1657 | 1773 | 1872 | 1952 | 2016 | 2064 | 2099 | 2122 | 2138 | 2148 | 2156 | 2160
NPgN | GSP | NG FES - Consumer Transformation | Electric HGVs & Buses (road vehicles other than vans, cars and motorbikes) | NORTON | Consumer Transformation | Lct_BB003 | Number of | NPgN | Norton |  | 38 | 64 | 109 | 174 | 267 | 394 | 560 | 770 | 1021 | 1310 | 1631 | 1978 | 2348 | 2731 | 3117 | 3491 | 3843 | 4164 | 4448 | 4691 | 4892 | 5051 | 5171 | 5259 | 5321 | 5363 | 5391 | 5411 | 5424
NPgN | GSP | NG FES - Consumer Transformation | Electric HGVs & Buses (road vehicles other than vans, cars and motorbikes) | OFFERTON | Consumer Transformation | Lct_BB003 | Number of | NPgN | Offerton |  | 6 | 9 | 12 | 17 | 24 | 32 | 42 | 54 | 66 | 81 | 96 | 113 | 131 | 148 | 165 | 183 | 198 | 212 | 225 | 236 | 245 | 253 | 259 | 264 | 268 | 271 | 273 | 275 | 276
NPgN | GSP | NG FES - Consumer Transformation | Electric HGVs & Buses (road vehicles other than vans, cars and motorbikes) | OSBALDWICK | Consumer Transformation | Lct_BB003 | Number of | NPgN | Osbaldwick |  | 21 | 32 | 49 | 76 | 110 | 154 | 211 | 281 | 364 | 457 | 560 | 671 | 788 | 909 | 1030 | 1146 | 1255 | 1355 | 1444 | 1519 | 1583 | 1635 | 1674 | 1703 | 1724 | 1740 | 1750 | 1758 | 1763
NPgN | GSP | NG FES - Consumer Transformation | Electric HGVs & Buses (road vehicles other than vans, cars and motorbikes) | POPPLETON | Consumer Transformation | Lct_BB003 | Number of | NPgN | Poppleton |  | 3 | 5 | 7 | 12 | 18 | 25 | 34 | 47 | 62 | 79 | 97 | 118 | 139 | 161 | 184 | 205 | 226 | 245 | 260 | 275 | 286 | 296 | 303 | 307 | 311 | 314 | 316 | 317 | 318
NPgN | GSP | NG FES - Consumer Transformation | Electric HGVs & Buses (road vehicles other than vans, cars and motorbikes) | SALTHOLME | Consumer Transformation | Lct_BB003 | Number of | NPgN | Saltholme |  | 0 | 0 | 0 | 0 | 0 | 0 | 0 | 0 | 0 | 0 | 0 | 0 | 0 | 0 | 0 | 0 | 0 | 0 | 0 | 0 | 0 | 0 | 0 | 0 | 0 | 0 | 0 | 0 | 0
NPgN | GSP | NG FES - Consumer Transformation | Electric HGVs & Buses (road vehicles other than vans, cars and motorbikes) | SOUTH SHIELDS | Consumer Transformation | Lct_BB003 | Number of | NPgN | South Shields |  | 23 | 32 | 47 | 67 | 93 | 124 | 160 | 203 | 252 | 305 | 364 | 424 | 489 | 554 | 617 | 678 | 734 | 787 | 833 | 873 | 908 | 937 | 960 | 979 | 992 | 1003 | 1011 | 1016 | 1020
NPgN | GSP | NG FES - Consumer Transformation | Electric HGVs & Buses (road vehicles other than vans, cars and motorbikes) | SPADEADAM | Consumer Transformation | Lct_BB003 | Number of | NPgN | Spadeadam - Not in NG FES |  | 0 | 0 | 0 | 1 | 1 | 2 | 3 | 5 | 6 | 8 | 11 | 13 | 16 | 18 | 21 | 24 | 26 | 28 | 30 | 32 | 33 | 35 | 35 | 36 | 36 | 37 | 37 | 37 | 37
NPgN | GSP | NG FES - Consumer Transformation | Electric HGVs & Buses (road vehicles other than vans, cars and motorbikes) | SPENNYMOOR | Consumer Transformation | Lct_BB003 | Number of | NPgN | Spennymoor |  | 11 | 20 | 35 | 59 | 92 | 139 | 200 | 278 | 372 | 481 | 602 | 732 | 872 | 1018 | 1163 | 1306 | 1439 | 1562 | 1669 | 1761 | 1837 | 1897 | 1942 | 1975 | 1998 | 2013 | 2023 | 2030 | 2035
NPgN | GSP | NG FES - Consumer Transformation | Electric HGVs & Buses (road vehicles other than vans, cars and motorbikes) | STELLA NORTH | Consumer Transformation | Lct_BB003 | Number of | NPgN | Stella North |  | 38 | 55 | 83 | 120 | 168 | 229 | 304 | 394 | 498 | 614 | 741 | 876 | 1018 | 1162 | 1306 | 1443 | 1573 | 1691 | 1796 | 1887 | 1964 | 2026 | 2076 | 2115 | 2142 | 2164 | 2178 | 2188 | 2196
NPgN | GSP | NG FES - Consumer Transformation | Electric HGVs & Buses (road vehicles other than vans, cars and motorbikes) | STELLA SOUTH | Consumer Transformation | Lct_BB003 | Number of | NPgN | Stella South |  | 19 | 31 | 53 | 85 | 130 | 191 | 272 | 374 | 496 | 636 | 791 | 960 | 1139 | 1325 | 1513 | 1694 | 1865 | 2020 | 2158 | 2276 | 2374 | 2450 | 2509 | 2552 | 2582 | 2602 | 2616 | 2625 | 2632
NPgN | GSP | NG FES - Consumer Transformation | Electric HGVs & Buses (road vehicles other than vans, cars and motorbikes) | TYNEMOUTH | Consumer Transformation | Lct_BB003 | Number of | NPgN | Tynemouth 1 |  | 6 | 11 | 18 | 29 | 44 | 65 | 93 | 127 | 170 | 217 | 270 | 328 | 389 | 452 | 516 | 578 | 637 | 689 | 737 | 777 | 810 | 837 | 856 | 870 | 881 | 888 | 892 | 896 | 898
NPgN | GSP | NG FES - Consumer Transformation | Electric HGVs & Buses (road vehicles other than vans, cars and motorbikes) | WEST BOLDON | Consumer Transformation | Lct_BB003 | Number of | NPgN | West Boldon |  | 39 | 57 | 91 | 137 | 199 | 279 | 383 | 508 | 656 | 824 | 1009 | 1208 | 1418 | 1634 | 1850 | 2058 | 2253 | 2432 | 2591 | 2727 | 2841 | 2933 | 3004 | 3057 | 3096 | 3123 | 3142 | 3154 | 3164
NPgY | GSP | NG FES - Consumer Transformation | Electric HGVs & Buses (road vehicles other than vans, cars and motorbikes) | BRADFORD WEST | Consumer Transformation | Lct_BB003 | Number of | NPgY | Bradford West |  | 47 | 69 | 111 | 166 | 242 | 340 | 467 | 620 | 802 | 1008 | 1234 | 1478 | 1735 | 2001 | 2265 | 2522 | 2762 | 2981 | 3175 | 3343 | 3483 | 3596 | 3682 | 3748 | 3795 | 3827 | 3851 | 3867 | 3878
NPgY | GSP | NG FES - Consumer Transformation | Electric HGVs & Buses (road vehicles other than vans, cars and motorbikes) | CAMBLESFORTH | Consumer Transformation | Lct_BB003 | Number of | NPgY | Camblesforth |  | 2 | 6 | 12 | 21 | 35 | 55 | 82 | 117 | 160 | 210 | 265 | 326 | 390 | 458 | 526 | 593 | 655 | 712 | 762 | 805 | 840 | 868 | 889 | 903 | 913 | 920 | 924 | 927 | 929
NPgY | GSP | NG FES - Consumer Transformation | Electric HGVs & Buses (road vehicles other than vans, cars and motorbikes) | CREYKE BECK | Consumer Transformation | Lct_BB003 | Number of | NPgY | Creyke Beck |  | 36 | 59 | 99 | 157 | 237 | 346 | 489 | 668 | 883 | 1128 | 1400 | 1696 | 2009 | 2333 | 2658 | 2975 | 3272 | 3543 | 3782 | 3988 | 4158 | 4294 | 4396 | 4471 | 4524 | 4561 | 4585 | 4602 | 4614
NPgY | GSP | NG FES - Consumer Transformation | Electric HGVs & Buses (road vehicles other than vans, cars and motorbikes) | DRAX | Consumer Transformation | Lct_BB003 | Number of | NPgY | Drax |  | 6 | 10 | 20 | 36 | 57 | 88 | 130 | 183 | 248 | 323 | 407 | 498 | 596 | 697 | 799 | 899 | 993 | 1078 | 1154 | 1219 | 1271 | 1313 | 1344 | 1366 | 1382 | 1392 | 1399 | 1403 | 1407
NPgY | GSP | NG FES - Consumer Transformation | Electric HGVs & Buses (road vehicles other than vans, cars and motorbikes) | ELLAND | Consumer Transformation | Lct_BB003 | Number of | NPgY | Elland |  | 110 | 157 | 236 | 342 | 479 | 653 | 865 | 1119 | 1413 | 1741 | 2098 | 2481 | 2881 | 3288 | 3692 | 4081 | 4446 | 4778 | 5075 | 5331 | 5549 | 5726 | 5866 | 5975 | 6055 | 6114 | 6156 | 6185 | 6206
NPgY | GSP | NG FES - Consumer Transformation | Electric HGVs & Buses (road vehicles other than vans, cars and motorbikes) | FERRYBRIDGE A | Consumer Transformation | Lct_BB003 | Number of | NPgY | Ferrybridge A |  | 8 | 16 | 31 | 54 | 89 | 139 | 205 | 291 | 395 | 515 | 650 | 797 | 953 | 1117 | 1282 | 1443 | 1595 | 1732 | 1853 | 1957 | 2043 | 2109 | 2160 | 2196 | 2219 | 2236 | 2246 | 2254 | 2259
NPgY | GSP | NG FES - Consumer Transformation | Electric HGVs & Buses (road vehicles other than vans, cars and motorbikes) | FERRYBRIDGE B | Consumer Transformation | Lct_BB003 | Number of | NPgY | Ferrybridge B (_M) |  | 24 | 45 | 86 | 145 | 231 | 354 | 518 | 727 | 982 | 1275 | 1602 | 1959 | 2340 | 2736 | 3134 | 3523 | 3888 | 4222 | 4516 | 4767 | 4974 | 5136 | 5258 | 5346 | 5407 | 5446 | 5473 | 5491 | 5504
NPgY | GSP | NG FES - Consumer Transformation | Electric HGVs & Buses (road vehicles other than vans, cars and motorbikes) | GRIMSBY WEST | Consumer Transformation | Lct_BB003 | Number of | NPgY | Grimsby West |  | 14 | 31 | 58 | 102 | 164 | 253 | 374 | 528 | 715 | 932 | 1175 | 1439 | 1721 | 2015 | 2311 | 2600 | 2872 | 3119 | 3338 | 3524 | 3677 | 3798 | 3888 | 3953 | 3997 | 4026 | 4045 | 4059 | 4067
NPgY | GSP | NG FES - Consumer Transformation | Electric HGVs & Buses (road vehicles other than vans, cars and motorbikes) | JORDANTHORPE | Consumer Transformation | Lct_BB003 | Number of | NPgY | Jordanthorpe |  | 0 | 0 | 0 | 1 | 1 | 1 | 2 | 3 | 4 | 6 | 7 | 9 | 10 | 12 | 14 | 16 | 18 | 19 | 20 | 22 | 23 | 23 | 24 | 24 | 25 | 25 | 25 | 25 | 25
NPgY | GSP | NG FES - Consumer Transformation | Electric HGVs & Buses (road vehicles other than vans, cars and motorbikes) | KEADBY | Consumer Transformation | Lct_BB003 | Number of | NPgY | Keadby |  | 17 | 32 | 59 | 99 | 156 | 237 | 346 | 484 | 652 | 845 | 1061 | 1295 | 1545 | 1805 | 2066 | 2321 | 2561 | 2780 | 2973 | 3138 | 3274 | 3381 | 3462 | 3519 | 3559 | 3585 | 3604 | 3615 | 3623
NPgY | GSP | NG FES - Consumer Transformation | Electric HGVs & Buses (road vehicles other than vans, cars and motorbikes) | KIRKSTALL B | Consumer Transformation | Lct_BB003 | Number of | NPgY | Kirkstall B |  | 39 | 58 | 90 | 134 | 192 | 269 | 365 | 482 | 621 | 776 | 948 | 1132 | 1326 | 1525 | 1724 | 1915 | 2095 | 2259 | 2406 | 2532 | 2637 | 2722 | 2788 | 2838 | 2874 | 2900 | 2917 | 2930 | 2939
NPgY | GSP | NG FES - Consumer Transformation | Electric HGVs & Buses (road vehicles other than vans, cars and motorbikes) | NEEPSEND | Consumer Transformation | Lct_BB003 | Number of | NPgY | Neepsend |  | 2 | 3 | 4 | 8 | 12 | 18 | 26 | 36 | 48 | 62 | 79 | 96 | 114 | 134 | 153 | 172 | 189 | 205 | 220 | 232 | 242 | 250 | 256 | 260 | 262 | 265 | 266 | 267 | 268
NPgY | GSP | NG FES - Consumer Transformation | Electric HGVs & Buses (road vehicles other than vans, cars and motorbikes) | NORTON LEES | Consumer Transformation | Lct_BB003 | Number of | NPgY | Norton Lees |  | 15 | 20 | 29 | 40 | 55 | 71 | 89 | 111 | 134 | 159 | 186 | 214 | 243 | 272 | 299 | 327 | 351 | 373 | 394 | 412 | 428 | 441 | 452 | 462 | 469 | 474 | 478 | 481 | 484
NPgY | GSP | NG FES - Consumer Transformation | Electric HGVs & Buses (road vehicles other than vans, cars and motorbikes) | PITSMOOR 3/4 | Consumer Transformation | Lct_BB003 | Number of | NPgY | Pitsmoor |  | 0 | 1 | 2 | 4 | 6 | 10 | 15 | 22 | 30 | 39 | 49 | 60 | 72 | 85 | 97 | 110 | 121 | 132 | 141 | 149 | 156 | 161 | 165 | 167 | 169 | 170 | 171 | 172 | 172
NPgY | GSP | NG FES - Consumer Transformation | Electric HGVs & Buses (road vehicles other than vans, cars and motorbikes) | SALTEND NORTH | Consumer Transformation | Lct_BB003 | Number of | NPgY | Saltend North |  | 5 | 10 | 18 | 30 | 48 | 72 | 105 | 148 | 200 | 260 | 326 | 399 | 476 | 557 | 638 | 717 | 792 | 860 | 919 | 970 | 1012 | 1046 | 1070 | 1089 | 1101 | 1108 | 1114 | 1117 | 1121
NPgY | GSP | NG FES - Consumer Transformation | Electric HGVs & Buses (road vehicles other than vans, cars and motorbikes) | SHEFFIELD CITY | Consumer Transformation | Lct_BB003 | Number of | NPgY | Sheffield City |  | 1 | 2 | 5 | 8 | 14 | 22 | 33 | 47 | 64 | 83 | 105 | 129 | 155 | 182 | 209 | 235 | 260 | 283 | 303 | 320 | 334 | 345 | 353 | 359 | 363 | 365 | 367 | 368 | 369
NPgY | GSP | NG FES - Consumer Transformation | Electric HGVs & Buses (road vehicles other than vans, cars and motorbikes) | SKELTON GRANGE | Consumer Transformation | Lct_BB003 | Number of | NPgY | Skelton Grange |  | 38 | 72 | 133 | 222 | 355 | 539 | 787 | 1105 | 1488 | 1931 | 2424 | 2962 | 3536 | 4132 | 4733 | 5319 | 5869 | 6371 | 6814 | 7193 | 7504 | 7749 | 7933 | 8065 | 8157 | 8218 | 8258 | 8286 | 8304
NPgY | GSP | NG FES - Consumer Transformation | Electric HGVs & Buses (road vehicles other than vans, cars and motorbikes) | TEMPLEBOROUGH 275/33KV | Consumer Transformation | Lct_BB003 | Number of | NPgY | Templeborough |  | 0 | 1 | 1 | 2 | 4 | 6 | 9 | 13 | 17 | 23 | 28 | 35 | 42 | 49 | 56 | 64 | 70 | 76 | 82 | 86 | 90 | 93 | 95 | 97 | 98 | 99 | 99 | 100 | 100
NPgY | GSP | NG FES - Consumer Transformation | Electric HGVs & Buses (road vehicles other than vans, cars and motorbikes) | THURCROFT | Consumer Transformation | Lct_BB003 | Number of | NPgY | Thurcroft |  | 11 | 22 | 43 | 73 | 117 | 181 | 266 | 375 | 507 | 660 | 830 | 1015 | 1214 | 1420 | 1628 | 1831 | 2022 | 2195 | 2349 | 2480 | 2587 | 2673 | 2736 | 2781 | 2812 | 2834 | 2847 | 2857 | 2862
NPgY | GSP | NG FES - Consumer Transformation | Electric HGVs & Buses (road vehicles other than vans, cars and motorbikes) | WEST MELTON / THORPE MARSH | Consumer Transformation | Lct_BB003 | Number of | NPgY | Thorpe Marsh |  | 22 | 45 | 87 | 152 | 245 | 379 | 560 | 793 | 1075 | 1403 | 1768 | 2166 | 2591 | 3033 | 3481 | 3916 | 4326 | 4700 | 5028 | 5310 | 5541 | 5722 | 5858 | 5955 | 6021 | 6066 | 6094 | 6114 | 6127
NPgY | GSP | NG FES - Consumer Transformation | Electric HGVs & Buses (road vehicles other than vans, cars and motorbikes) | WEST MELTON SECTION 3 | Consumer Transformation | Lct_BB003 | Number of | NPgY | West Melton |  | 34 | 54 | 90 | 142 | 214 | 310 | 437 | 595 | 784 | 1000 | 1239 | 1499 | 1773 | 2057 | 2343 | 2620 | 2881 | 3118 | 3327 | 3508 | 3657 | 3776 | 3867 | 3933 | 3981 | 4013 | 4035 | 4050 | 4060
NPgY | GSP | NG FES - Consumer Transformation | Electric HGVs & Buses (road vehicles other than vans, cars and motorbikes) | WINCOBANK | Consumer Transformation | Lct_BB003 | Number of | NPgY | Wincobank |  | 1 | 2 | 4 | 7 | 11 | 17 | 26 | 37 | 50 | 66 | 84 | 103 | 123 | 144 | 166 | 187 | 207 | 225 | 240 | 254 | 265 | 274 | 280 | 285 | 288 | 290 | 291 | 292 | 293
NPgN | GSP | NG FES - Falling Short | Electric HGVs & Buses (road vehicles other than vans, cars and motorbikes) | BLYTH 66kV | Falling Short | Lct_BB003 | Number of | NPgN | Blyth 66kV |  | 13 | 19 | 30 | 45 | 66 | 95 | 132 | 179 | 237 | 305 | 378 | 458 | 541 | 627 | 716 | 806 | 896 | 983 | 1067 | 1143 | 1211 | 1270 | 1318 | 1356 | 1385 | 1408 | 1422 | 1432 | 1438
NPgN | GSP | NG FES - Falling Short | Electric HGVs & Buses (road vehicles other than vans, cars and motorbikes) | BLYTH 132kV | Falling Short | Lct_BB003 | Number of | NPgN | Blyth 132kV |  | 5 | 5 | 9 | 13 | 18 | 25 | 34 | 45 | 59 | 75 | 92 | 111 | 130 | 150 | 170 | 191 | 212 | 232 | 251 | 268 | 283 | 297 | 308 | 317 | 324 | 329 | 333 | 336 | 338
NPgN | GSP | NG FES - Falling Short | Electric HGVs & Buses (road vehicles other than vans, cars and motorbikes) | FOURSTONES | Falling Short | Lct_BB003 | Number of | NPgN | Fourstones |  | 1 | 1 | 2 | 2 | 4 | 4 | 6 | 8 | 10 | 13 | 15 | 18 | 21 | 24 | 27 | 30 | 33 | 36 | 39 | 41 | 43 | 45 | 47 | 49 | 49 | 51 | 51 | 51 | 52
NPgN | GSP | NG FES - Falling Short | Electric HGVs & Buses (road vehicles other than vans, cars and motorbikes) | HARTMOOR | Falling Short | Lct_BB003 | Number of | NPgN | Hart Moor |  | 3 | 5 | 9 | 15 | 24 | 37 | 54 | 75 | 102 | 134 | 170 | 208 | 249 | 290 | 333 | 377 | 420 | 464 | 505 | 543 | 576 | 605 | 629 | 648 | 661 | 671 | 677 | 682 | 685
NPgN | GSP | NG FES - Falling Short | Electric HGVs & Buses (road vehicles other than vans, cars and motorbikes) | HAWTHORN PIT GRID | Falling Short | Lct_BB003 | Number of | NPgN | Hawthorn Pit |  | 3 | 5 | 10 | 17 | 27 | 41 | 59 | 85 | 115 | 150 | 190 | 234 | 279 | 324 | 372 | 422 | 471 | 520 | 566 | 609 | 646 | 678 | 705 | 726 | 742 | 752 | 760 | 764 | 767
NPgN | GSP | NG FES - Falling Short | Electric HGVs & Buses (road vehicles other than vans, cars and motorbikes) | KNARESBOROUGH | Falling Short | Lct_BB003 | Number of | NPgN | Knaresborough |  | 8 | 13 | 23 | 36 | 56 | 84 | 122 | 169 | 229 | 299 | 377 | 460 | 548 | 638 | 731 | 827 | 922 | 1017 | 1105 | 1188 | 1260 | 1323 | 1374 | 1415 | 1445 | 1467 | 1482 | 1491 | 1497
NPgN | GSP | NG FES - Falling Short | Electric HGVs & Buses (road vehicles other than vans, cars and motorbikes) | LACKENBY | Falling Short | Lct_BB003 | Number of | NPgN | Lackenby |  | 9 | 16 | 29 | 48 | 74 | 113 | 165 | 233 | 316 | 414 | 524 | 643 | 765 | 893 | 1025 | 1159 | 1296 | 1428 | 1555 | 1672 | 1775 | 1863 | 1935 | 1993 | 2036 | 2066 | 2086 | 2099 | 2107
NPgN | GSP | NG FES - Falling Short | Electric HGVs & Buses (road vehicles other than vans, cars and motorbikes) | NORTON | Falling Short | Lct_BB003 | Number of | NPgN | Norton |  | 38 | 57 | 93 | 146 | 219 | 321 | 455 | 628 | 838 | 1084 | 1357 | 1650 | 1957 | 2274 | 2600 | 2933 | 3267 | 3594 | 3905 | 4188 | 4441 | 4658 | 4839 | 4981 | 5088 | 5166 | 5218 | 5253 | 5276
NPgN | GSP | NG FES - Falling Short | Electric HGVs & Buses (road vehicles other than vans, cars and motorbikes) | OFFERTON | Falling Short | Lct_BB003 | Number of | NPgN | Offerton |  | 6 | 8 | 10 | 14 | 19 | 26 | 33 | 43 | 54 | 66 | 79 | 93 | 108 | 123 | 139 | 154 | 170 | 184 | 198 | 210 | 222 | 231 | 240 | 246 | 252 | 257 | 260 | 262 | 263
NPgN | GSP | NG FES - Falling Short | Electric HGVs & Buses (road vehicles other than vans, cars and motorbikes) | OSBALDWICK | Falling Short | Lct_BB003 | Number of | NPgN | Osbaldwick |  | 21 | 29 | 42 | 62 | 90 | 125 | 171 | 229 | 297 | 376 | 464 | 557 | 656 | 756 | 860 | 965 | 1070 | 1172 | 1269 | 1357 | 1436 | 1504 | 1560 | 1605 | 1640 | 1666 | 1685 | 1697 | 1705
NPgN | GSP | NG FES - Falling Short | Electric HGVs & Buses (road vehicles other than vans, cars and motorbikes) | POPPLETON | Falling Short | Lct_BB003 | Number of | NPgN | Poppleton |  | 3 | 4 | 6 | 10 | 14 | 20 | 28 | 38 | 51 | 65 | 81 | 98 | 116 | 135 | 153 | 173 | 192 | 211 | 229 | 245 | 260 | 272 | 283 | 291 | 297 | 302 | 305 | 308 | 309
NPgN | GSP | NG FES - Falling Short | Electric HGVs & Buses (road vehicles other than vans, cars and motorbikes) | SALTHOLME | Falling Short | Lct_BB003 | Number of | NPgN | Saltholme |  | 0 | 0 | 0 | 0 | 0 | 0 | 0 | 0 | 0 | 0 | 0 | 0 | 0 | 0 | 0 | 0 | 0 | 0 | 0 | 0 | 0 | 0 | 0 | 0 | 0 | 0 | 0 | 0 | 0
NPgN | GSP | NG FES - Falling Short | Electric HGVs & Buses (road vehicles other than vans, cars and motorbikes) | SOUTH SHIELDS | Falling Short | Lct_BB003 | Number of | NPgN | South Shields |  | 23 | 29 | 41 | 55 | 75 | 99 | 129 | 164 | 204 | 249 | 298 | 349 | 405 | 460 | 518 | 575 | 630 | 684 | 734 | 780 | 820 | 857 | 886 | 912 | 932 | 948 | 959 | 969 | 975
NPgN | GSP | NG FES - Falling Short | Electric HGVs & Buses (road vehicles other than vans, cars and motorbikes) | SPADEADAM | Falling Short | Lct_BB003 | Number of | NPgN | Spadeadam - Not in NG FES |  | 0 | 0 | 0 | 1 | 1 | 2 | 3 | 4 | 5 | 7 | 9 | 11 | 13 | 15 | 17 | 20 | 22 | 24 | 27 | 29 | 30 | 32 | 33 | 34 | 35 | 35 | 36 | 36 | 36
NPgN | GSP | NG FES - Falling Short | Electric HGVs & Buses (road vehicles other than vans, cars and motorbikes) | SPENNYMOOR | Falling Short | Lct_BB003 | Number of | NPgN | Spennymoor |  | 11 | 18 | 31 | 50 | 77 | 113 | 163 | 227 | 306 | 398 | 501 | 612 | 727 | 847 | 971 | 1096 | 1222 | 1347 | 1465 | 1573 | 1668 | 1751 | 1819 | 1873 | 1913 | 1942 | 1961 | 1974 | 1983
NPgN | GSP | NG FES - Falling Short | Electric HGVs & Buses (road vehicles other than vans, cars and motorbikes) | STELLA NORTH | Falling Short | Lct_BB003 | Number of | NPgN | Stella North |  | 38 | 49 | 70 | 99 | 137 | 185 | 246 | 319 | 406 | 503 | 610 | 724 | 843 | 967 | 1093 | 1220 | 1345 | 1466 | 1580 | 1684 | 1778 | 1858 | 1926 | 1981 | 2024 | 2057 | 2082 | 2100 | 2113
NPgN | GSP | NG FES - Falling Short | Electric HGVs & Buses (road vehicles other than vans, cars and motorbikes) | STELLA SOUTH | Falling Short | Lct_BB003 | Number of | NPgN | Stella South |  | 19 | 28 | 46 | 71 | 106 | 156 | 221 | 305 | 407 | 526 | 659 | 801 | 950 | 1104 | 1262 | 1423 | 1586 | 1744 | 1894 | 2032 | 2155 | 2261 | 2348 | 2417 | 2469 | 2506 | 2531 | 2548 | 2560
NPgN | GSP | NG FES - Falling Short | Electric HGVs & Buses (road vehicles other than vans, cars and motorbikes) | TYNEMOUTH | Falling Short | Lct_BB003 | Number of | NPgN | Tynemouth 1 |  | 6 | 9 | 15 | 24 | 36 | 53 | 75 | 104 | 138 | 179 | 225 | 273 | 324 | 376 | 430 | 486 | 541 | 595 | 647 | 693 | 735 | 772 | 801 | 824 | 842 | 855 | 864 | 869 | 873
NPgN | GSP | NG FES - Falling Short | Electric HGVs & Buses (road vehicles other than vans, cars and motorbikes) | WEST BOLDON | Falling Short | Lct_BB003 | Number of | NPgN | West Boldon |  | 39 | 52 | 78 | 114 | 162 | 227 | 309 | 413 | 536 | 678 | 834 | 1003 | 1178 | 1360 | 1546 | 1734 | 1922 | 2105 | 2277 | 2435 | 2576 | 2697 | 2799 | 2880 | 2943 | 2989 | 3022 | 3044 | 3060
NPgY | GSP | NG FES - Falling Short | Electric HGVs & Buses (road vehicles other than vans, cars and motorbikes) | BRADFORD WEST | Falling Short | Lct_BB003 | Number of | NPgY | Bradford West |  | 47 | 63 | 94 | 138 | 198 | 277 | 378 | 504 | 655 | 829 | 1021 | 1227 | 1443 | 1665 | 1893 | 2125 | 2355 | 2579 | 2791 | 2985 | 3157 | 3307 | 3432 | 3531 | 3608 | 3665 | 3705 | 3732 | 3752
NPgY | GSP | NG FES - Falling Short | Electric HGVs & Buses (road vehicles other than vans, cars and motorbikes) | CAMBLESFORTH | Falling Short | Lct_BB003 | Number of | NPgY | Camblesforth |  | 2 | 5 | 10 | 18 | 29 | 45 | 67 | 96 | 132 | 174 | 222 | 273 | 326 | 381 | 438 | 497 | 556 | 613 | 669 | 719 | 764 | 803 | 834 | 859 | 877 | 890 | 899 | 904 | 908
NPgY | GSP | NG FES - Falling Short | Electric HGVs & Buses (road vehicles other than vans, cars and motorbikes) | CREYKE BECK | Falling Short | Lct_BB003 | Number of | NPgY | Creyke Beck |  | 36 | 53 | 85 | 131 | 195 | 282 | 397 | 545 | 724 | 932 | 1164 | 1413 | 1673 | 1942 | 2218 | 2500 | 2782 | 3059 | 3321 | 3561 | 3774 | 3958 | 4110 | 4231 | 4322 | 4387 | 4433 | 4463 | 4484
NPgY | GSP | NG FES - Falling Short | Electric HGVs & Buses (road vehicles other than vans, cars and motorbikes) | DRAX | Falling Short | Lct_BB003 | Number of | NPgY | Drax |  | 6 | 10 | 18 | 30 | 48 | 72 | 106 | 150 | 204 | 268 | 340 | 417 | 497 | 580 | 666 | 754 | 843 | 929 | 1013 | 1088 | 1156 | 1213 | 1261 | 1298 | 1326 | 1346 | 1359 | 1367 | 1373
NPgY | GSP | NG FES - Falling Short | Electric HGVs & Buses (road vehicles other than vans, cars and motorbikes) | ELLAND | Falling Short | Lct_BB003 | Number of | NPgY | Elland |  | 110 | 142 | 202 | 282 | 390 | 528 | 699 | 906 | 1150 | 1426 | 1727 | 2050 | 2388 | 2736 | 3092 | 3450 | 3804 | 4144 | 4465 | 4760 | 5022 | 5249 | 5440 | 5597 | 5720 | 5813 | 5882 | 5933 | 5968
NPgY | GSP | NG FES - Falling Short | Electric HGVs & Buses (road vehicles other than vans, cars and motorbikes) | FERRYBRIDGE A | Falling Short | Lct_BB003 | Number of | NPgY | Ferrybridge A |  | 8 | 14 | 28 | 47 | 74 | 113 | 168 | 238 | 325 | 428 | 543 | 667 | 797 | 930 | 1068 | 1210 | 1353 | 1493 | 1625 | 1748 | 1856 | 1950 | 2026 | 2087 | 2132 | 2163 | 2183 | 2197 | 2205
NPgY | GSP | NG FES - Falling Short | Electric HGVs & Buses (road vehicles other than vans, cars and motorbikes) | FERRYBRIDGE B | Falling Short | Lct_BB003 | Number of | NPgY | Ferrybridge B (_M) |  | 24 | 41 | 74 | 123 | 191 | 290 | 422 | 594 | 808 | 1058 | 1337 | 1638 | 1953 | 2277 | 2612 | 2955 | 3301 | 3639 | 3961 | 4258 | 4520 | 4745 | 4930 | 5077 | 5186 | 5263 | 5314 | 5347 | 5368
NPgY | GSP | NG FES - Falling Short | Electric HGVs & Buses (road vehicles other than vans, cars and motorbikes) | GRIMSBY WEST | Falling Short | Lct_BB003 | Number of | NPgY | Grimsby West |  | 14 | 27 | 51 | 86 | 137 | 207 | 305 | 431 | 589 | 775 | 981 | 1204 | 1437 | 1678 | 1925 | 2180 | 2436 | 2688 | 2928 | 3148 | 3343 | 3510 | 3648 | 3756 | 3836 | 3893 | 3931 | 3955 | 3970
NPgY | GSP | NG FES - Falling Short | Electric HGVs & Buses (road vehicles other than vans, cars and motorbikes) | JORDANTHORPE | Falling Short | Lct_BB003 | Number of | NPgY | Jordanthorpe |  | 0 | 0 | 0 | 0 | 1 | 1 | 2 | 3 | 4 | 5 | 6 | 7 | 9 | 10 | 12 | 13 | 15 | 16 | 18 | 19 | 21 | 22 | 22 | 23 | 24 | 24 | 24 | 24 | 24
NPgY | GSP | NG FES - Falling Short | Electric HGVs & Buses (road vehicles other than vans, cars and motorbikes) | KEADBY | Falling Short | Lct_BB003 | Number of | NPgY | Keadby |  | 17 | 29 | 51 | 83 | 130 | 195 | 283 | 396 | 536 | 701 | 885 | 1083 | 1289 | 1502 | 1722 | 1948 | 2175 | 2397 | 2608 | 2802 | 2974 | 3122 | 3244 | 3340 | 3412 | 3463 | 3496 | 3519 | 3533
NPgY | GSP | NG FES - Falling Short | Electric HGVs & Buses (road vehicles other than vans, cars and motorbikes) | KIRKSTALL B | Falling Short | Lct_BB003 | Number of | NPgY | Kirkstall B |  | 39 | 52 | 77 | 111 | 157 | 219 | 296 | 391 | 507 | 639 | 784 | 938 | 1101 | 1269 | 1441 | 1615 | 1788 | 1956 | 2115 | 2261 | 2390 | 2502 | 2596 | 2671 | 2729 | 2772 | 2803 | 2825 | 2840
NPgY | GSP | NG FES - Falling Short | Electric HGVs & Buses (road vehicles other than vans, cars and motorbikes) | NEEPSEND | Falling Short | Lct_BB003 | Number of | NPgY | Neepsend |  | 2 | 2 | 4 | 7 | 10 | 15 | 21 | 29 | 40 | 52 | 66 | 80 | 95 | 111 | 128 | 144 | 161 | 177 | 193 | 207 | 220 | 230 | 240 | 246 | 252 | 255 | 259 | 260 | 261
NPgY | GSP | NG FES - Falling Short | Electric HGVs & Buses (road vehicles other than vans, cars and motorbikes) | NORTON LEES | Falling Short | Lct_BB003 | Number of | NPgY | Norton Lees |  | 15 | 18 | 25 | 33 | 43 | 57 | 72 | 89 | 108 | 129 | 152 | 175 | 200 | 226 | 252 | 278 | 303 | 326 | 348 | 368 | 385 | 401 | 414 | 426 | 436 | 443 | 449 | 455 | 459
NPgY | GSP | NG FES - Falling Short | Electric HGVs & Buses (road vehicles other than vans, cars and motorbikes) | PITSMOOR 3/4 | Falling Short | Lct_BB003 | Number of | NPgY | Pitsmoor |  | 0 | 1 | 2 | 3 | 5 | 8 | 12 | 18 | 24 | 32 | 41 | 51 | 60 | 71 | 81 | 92 | 103 | 114 | 124 | 133 | 142 | 149 | 155 | 159 | 163 | 165 | 166 | 167 | 168
NPgY | GSP | NG FES - Falling Short | Electric HGVs & Buses (road vehicles other than vans, cars and motorbikes) | SALTEND NORTH | Falling Short | Lct_BB003 | Number of | NPgY | Saltend North |  | 5 | 9 | 15 | 25 | 39 | 59 | 86 | 121 | 165 | 216 | 273 | 334 | 397 | 464 | 532 | 602 | 672 | 741 | 806 | 867 | 920 | 965 | 1003 | 1033 | 1055 | 1071 | 1082 | 1089 | 1093
NPgY | GSP | NG FES - Falling Short | Electric HGVs & Buses (road vehicles other than vans, cars and motorbikes) | SHEFFIELD CITY | Falling Short | Lct_BB003 | Number of | NPgY | Sheffield City |  | 1 | 2 | 4 | 7 | 12 | 18 | 27 | 38 | 52 | 69 | 88 | 108 | 130 | 151 | 174 | 197 | 221 | 244 | 266 | 286 | 304 | 319 | 331 | 341 | 349 | 354 | 357 | 359 | 361
NPgY | GSP | NG FES - Falling Short | Electric HGVs & Buses (road vehicles other than vans, cars and motorbikes) | SKELTON GRANGE | Falling Short | Lct_BB003 | Number of | NPgY | Skelton Grange |  | 38 | 65 | 115 | 188 | 294 | 442 | 643 | 903 | 1225 | 1602 | 2023 | 2476 | 2950 | 3441 | 3945 | 4462 | 4983 | 5493 | 5977 | 6423 | 6818 | 7157 | 7437 | 7657 | 7821 | 7938 | 8016 | 8066 | 8099
NPgY | GSP | NG FES - Falling Short | Electric HGVs & Buses (road vehicles other than vans, cars and motorbikes) | TEMPLEBOROUGH 275/33KV | Falling Short | Lct_BB003 | Number of | NPgY | Templeborough |  | 0 | 1 | 1 | 2 | 3 | 5 | 7 | 10 | 14 | 19 | 24 | 29 | 35 | 41 | 47 | 53 | 60 | 66 | 72 | 77 | 82 | 86 | 90 | 92 | 94 | 96 | 97 | 97 | 97
NPgY | GSP | NG FES - Falling Short | Electric HGVs & Buses (road vehicles other than vans, cars and motorbikes) | THURCROFT | Falling Short | Lct_BB003 | Number of | NPgY | Thurcroft |  | 11 | 20 | 37 | 62 | 98 | 148 | 217 | 307 | 418 | 547 | 693 | 850 | 1014 | 1182 | 1357 | 1536 | 1716 | 1893 | 2061 | 2215 | 2351 | 2469 | 2566 | 2642 | 2698 | 2738 | 2765 | 2782 | 2793
NPgY | GSP | NG FES - Falling Short | Electric HGVs & Buses (road vehicles other than vans, cars and motorbikes) | WEST MELTON / THORPE MARSH | Falling Short | Lct_BB003 | Number of | NPgY | Thorpe Marsh |  | 22 | 40 | 76 | 128 | 204 | 311 | 458 | 649 | 885 | 1164 | 1477 | 1813 | 2163 | 2526 | 2900 | 3284 | 3670 | 4050 | 4411 | 4742 | 5036 | 5289 | 5496 | 5659 | 5780 | 5866 | 5922 | 5959 | 5981
NPgY | GSP | NG FES - Falling Short | Electric HGVs & Buses (road vehicles other than vans, cars and motorbikes) | WEST MELTON SECTION 3 | Falling Short | Lct_BB003 | Number of | NPgY | West Melton |  | 34 | 49 | 78 | 118 | 175 | 253 | 355 | 485 | 643 | 826 | 1030 | 1248 | 1476 | 1713 | 1956 | 2203 | 2451 | 2693 | 2922 | 3133 | 3320 | 3480 | 3614 | 3719 | 3800 | 3859 | 3899 | 3926 | 3944
NPgY | GSP | NG FES - Falling Short | Electric HGVs & Buses (road vehicles other than vans, cars and motorbikes) | WINCOBANK | Falling Short | Lct_BB003 | Number of | NPgY | Wincobank |  | 1 | 2 | 3 | 6 | 9 | 14 | 21 | 30 | 42 | 55 | 70 | 86 | 103 | 120 | 138 | 157 | 175 | 194 | 211 | 227 | 241 | 253 | 263 | 271 | 277 | 281 | 283 | 285 | 286
NPgN | GSP | NG FES - Leading the Way | Electric HGVs & Buses (road vehicles other than vans, cars and motorbikes) | BLYTH 66kV | Leading the Way | Lct_BB003 | Number of | NPgN | Blyth 66kV |  | 13 | 24 | 42 | 67 | 101 | 147 | 206 | 279 | 364 | 460 | 564 | 672 | 778 | 882 | 978 | 1067 | 1145 | 1214 | 1270 | 1316 | 1353 | 1380 | 1401 | 1416 | 1427 | 1434 | 1439 | 1443 | 1444
NPgN | GSP | NG FES - Leading the Way | Electric HGVs & Buses (road vehicles other than vans, cars and motorbikes) | BLYTH 132kV | Leading the Way | Lct_BB003 | Number of | NPgN | Blyth 132kV |  | 5 | 8 | 12 | 19 | 27 | 39 | 53 | 70 | 90 | 112 | 136 | 161 | 185 | 209 | 231 | 251 | 269 | 285 | 298 | 308 | 317 | 324 | 329 | 332 | 335 | 337 | 337 | 339 | 339
NPgN | GSP | NG FES - Leading the Way | Electric HGVs & Buses (road vehicles other than vans, cars and motorbikes) | FOURSTONES | Leading the Way | Lct_BB003 | Number of | NPgN | Fourstones |  | 1 | 1 | 2 | 4 | 5 | 7 | 10 | 12 | 16 | 18 | 22 | 26 | 29 | 32 | 36 | 39 | 41 | 43 | 45 | 47 | 49 | 49 | 50 | 51 | 52 | 52 | 52 | 52 | 52
NPgN | GSP | NG FES - Leading the Way | Electric HGVs & Buses (road vehicles other than vans, cars and motorbikes) | HARTMOOR | Leading the Way | Lct_BB003 | Number of | NPgN | Hart Moor |  | 3 | 6 | 13 | 22 | 37 | 57 | 85 | 119 | 160 | 207 | 258 | 310 | 363 | 414 | 461 | 506 | 544 | 577 | 604 | 627 | 644 | 658 | 667 | 673 | 679 | 682 | 684 | 685 | 686
NPgN | GSP | NG FES - Leading the Way | Electric HGVs & Buses (road vehicles other than vans, cars and motorbikes) | HAWTHORN PIT GRID | Leading the Way | Lct_BB003 | Number of | NPgN | Hawthorn Pit |  | 3 | 8 | 15 | 26 | 42 | 64 | 95 | 134 | 180 | 232 | 289 | 348 | 407 | 464 | 518 | 566 | 610 | 647 | 677 | 702 | 722 | 737 | 747 | 755 | 760 | 763 | 767 | 768 | 769
NPgN | GSP | NG FES - Leading the Way | Electric HGVs & Buses (road vehicles other than vans, cars and motorbikes) | KNARESBOROUGH | Leading the Way | Lct_BB003 | Number of | NPgN | Knaresborough |  | 8 | 16 | 31 | 54 | 87 | 132 | 192 | 268 | 357 | 458 | 569 | 683 | 797 | 908 | 1012 | 1106 | 1190 | 1262 | 1322 | 1371 | 1409 | 1438 | 1459 | 1473 | 1483 | 1491 | 1496 | 1499 | 1502
NPgN | GSP | NG FES - Leading the Way | Electric HGVs & Buses (road vehicles other than vans, cars and motorbikes) | LACKENBY | Leading the Way | Lct_BB003 | Number of | NPgN | Lackenby |  | 9 | 20 | 41 | 71 | 115 | 179 | 262 | 367 | 495 | 638 | 793 | 956 | 1118 | 1275 | 1422 | 1556 | 1675 | 1777 | 1862 | 1930 | 1983 | 2024 | 2053 | 2074 | 2089 | 2099 | 2105 | 2109 | 2113
NPgN | GSP | NG FES - Leading the Way | Electric HGVs & Buses (road vehicles other than vans, cars and motorbikes) | NORTON | Leading the Way | Lct_BB003 | Number of | NPgN | Norton |  | 38 | 73 | 133 | 217 | 337 | 502 | 715 | 981 | 1297 | 1652 | 2036 | 2434 | 2832 | 3217 | 3576 | 3906 | 4198 | 4449 | 4658 | 4828 | 4962 | 5064 | 5140 | 5194 | 5231 | 5256 | 5274 | 5286 | 5294
NPgN | GSP | NG FES - Leading the Way | Electric HGVs & Buses (road vehicles other than vans, cars and motorbikes) | OFFERTON | Leading the Way | Lct_BB003 | Number of | NPgN | Offerton |  | 6 | 9 | 15 | 21 | 29 | 39 | 51 | 64 | 80 | 97 | 114 | 132 | 150 | 167 | 184 | 198 | 211 | 222 | 232 | 240 | 247 | 253 | 257 | 260 | 263 | 264 | 265 | 265 | 266
NPgN | GSP | NG FES - Leading the Way | Electric HGVs & Buses (road vehicles other than vans, cars and motorbikes) | OSBALDWICK | Leading the Way | Lct_BB003 | Number of | NPgN | Osbaldwick |  | 21 | 36 | 60 | 92 | 136 | 192 | 264 | 351 | 453 | 566 | 685 | 810 | 934 | 1053 | 1166 | 1268 | 1360 | 1438 | 1505 | 1559 | 1602 | 1636 | 1661 | 1679 | 1692 | 1702 | 1707 | 1712 | 1714
NPgN | GSP | NG FES - Leading the Way | Electric HGVs & Buses (road vehicles other than vans, cars and motorbikes) | POPPLETON | Leading the Way | Lct_BB003 | Number of | NPgN | Poppleton |  | 3 | 5 | 9 | 14 | 21 | 32 | 44 | 60 | 78 | 98 | 121 | 144 | 167 | 189 | 210 | 229 | 246 | 260 | 273 | 282 | 290 | 296 | 300 | 304 | 306 | 307 | 309 | 310 | 310
NPgN | GSP | NG FES - Leading the Way | Electric HGVs & Buses (road vehicles other than vans, cars and motorbikes) | SALTHOLME | Leading the Way | Lct_BB003 | Number of | NPgN | Saltholme |  | 0 | 0 | 0 | 0 | 0 | 0 | 0 | 0 | 0 | 0 | 0 | 0 | 0 | 0 | 0 | 0 | 0 | 0 | 0 | 0 | 0 | 0 | 0 | 0 | 0 | 0 | 0 | 0 | 0
NPgN | GSP | NG FES - Leading the Way | Electric HGVs & Buses (road vehicles other than vans, cars and motorbikes) | SOUTH SHIELDS | Leading the Way | Lct_BB003 | Number of | NPgN | South Shields |  | 23 | 36 | 56 | 81 | 113 | 151 | 194 | 244 | 302 | 363 | 427 | 494 | 559 | 621 | 679 | 733 | 781 | 823 | 859 | 889 | 914 | 934 | 949 | 961 | 970 | 976 | 980 | 983 | 985
NPgN | GSP | NG FES - Leading the Way | Electric HGVs & Buses (road vehicles other than vans, cars and motorbikes) | SPADEADAM | Leading the Way | Lct_BB003 | Number of | NPgN | Spadeadam - Not in NG FES |  | 0 | 0 | 1 | 1 | 2 | 3 | 4 | 6 | 8 | 11 | 13 | 16 | 19 | 22 | 24 | 27 | 29 | 30 | 32 | 33 | 34 | 35 | 35 | 36 | 36 | 36 | 36 | 36 | 36
NPgN | GSP | NG FES - Leading the Way | Electric HGVs & Buses (road vehicles other than vans, cars and motorbikes) | SPENNYMOOR | Leading the Way | Lct_BB003 | Number of | NPgN | Spennymoor |  | 11 | 24 | 44 | 74 | 118 | 178 | 258 | 357 | 476 | 610 | 755 | 907 | 1057 | 1204 | 1341 | 1466 | 1576 | 1671 | 1751 | 1814 | 1865 | 1903 | 1931 | 1951 | 1965 | 1974 | 1981 | 1985 | 1988
NPgN | GSP | NG FES - Leading the Way | Electric HGVs & Buses (road vehicles other than vans, cars and motorbikes) | STELLA NORTH | Leading the Way | Lct_BB003 | Number of | NPgN | Stella North |  | 38 | 62 | 98 | 146 | 206 | 282 | 374 | 482 | 607 | 743 | 888 | 1036 | 1183 | 1325 | 1457 | 1578 | 1687 | 1782 | 1862 | 1928 | 1981 | 2024 | 2056 | 2081 | 2098 | 2110 | 2119 | 2124 | 2128
NPgN | GSP | NG FES - Leading the Way | Electric HGVs & Buses (road vehicles other than vans, cars and motorbikes) | STELLA SOUTH | Leading the Way | Lct_BB003 | Number of | NPgN | Stella South |  | 19 | 36 | 65 | 105 | 164 | 244 | 348 | 476 | 630 | 802 | 988 | 1182 | 1374 | 1561 | 1735 | 1895 | 2036 | 2158 | 2261 | 2343 | 2407 | 2457 | 2493 | 2520 | 2538 | 2550 | 2559 | 2564 | 2569
NPgN | GSP | NG FES - Leading the Way | Electric HGVs & Buses (road vehicles other than vans, cars and motorbikes) | TYNEMOUTH | Leading the Way | Lct_BB003 | Number of | NPgN | Tynemouth 1 |  | 6 | 13 | 22 | 36 | 56 | 83 | 118 | 163 | 215 | 274 | 337 | 403 | 469 | 532 | 592 | 647 | 695 | 737 | 771 | 799 | 821 | 838 | 851 | 860 | 866 | 870 | 873 | 875 | 876
NPgN | GSP | NG FES - Leading the Way | Electric HGVs & Buses (road vehicles other than vans, cars and motorbikes) | WEST BOLDON | Leading the Way | Lct_BB003 | Number of | NPgN | West Boldon |  | 39 | 66 | 109 | 168 | 248 | 349 | 478 | 633 | 815 | 1018 | 1233 | 1456 | 1678 | 1892 | 2092 | 2277 | 2440 | 2581 | 2700 | 2797 | 2875 | 2935 | 2981 | 3014 | 3037 | 3053 | 3065 | 3072 | 3077
NPgY | GSP | NG FES - Leading the Way | Electric HGVs & Buses (road vehicles other than vans, cars and motorbikes) | BRADFORD WEST | Leading the Way | Lct_BB003 | Number of | NPgY | Bradford West |  | 47 | 80 | 132 | 205 | 300 | 425 | 583 | 774 | 997 | 1245 | 1510 | 1783 | 2056 | 2319 | 2565 | 2791 | 2990 | 3164 | 3310 | 3429 | 3525 | 3598 | 3654 | 3694 | 3723 | 3743 | 3756 | 3766 | 3772
NPgY | GSP | NG FES - Leading the Way | Electric HGVs & Buses (road vehicles other than vans, cars and motorbikes) | CAMBLESFORTH | Leading the Way | Lct_BB003 | Number of | NPgY | Camblesforth |  | 2 | 7 | 15 | 27 | 46 | 72 | 108 | 153 | 208 | 270 | 337 | 408 | 478 | 547 | 611 | 669 | 721 | 765 | 802 | 831 | 854 | 872 | 884 | 893 | 899 | 903 | 906 | 908 | 909
NPgY | GSP | NG FES - Leading the Way | Electric HGVs & Buses (road vehicles other than vans, cars and motorbikes) | CREYKE BECK | Leading the Way | Lct_BB003 | Number of | NPgY | Creyke Beck |  | 36 | 67 | 120 | 194 | 298 | 439 | 622 | 849 | 1116 | 1418 | 1743 | 2079 | 2415 | 2740 | 3044 | 3322 | 3568 | 3781 | 3958 | 4102 | 4216 | 4303 | 4368 | 4414 | 4446 | 4469 | 4483 | 4493 | 4501
NPgY | GSP | NG FES - Leading the Way | Electric HGVs & Buses (road vehicles other than vans, cars and motorbikes) | DRAX | Leading the Way | Lct_BB003 | Number of | NPgY | Drax |  | 6 | 13 | 26 | 45 | 73 | 115 | 169 | 238 | 320 | 414 | 515 | 621 | 727 | 829 | 926 | 1014 | 1091 | 1157 | 1213 | 1257 | 1292 | 1318 | 1337 | 1351 | 1361 | 1366 | 1370 | 1373 | 1375
NPgY | GSP | NG FES - Leading the Way | Electric HGVs & Buses (road vehicles other than vans, cars and motorbikes) | ELLAND | Leading the Way | Lct_BB003 | Number of | NPgY | Elland |  | 110 | 176 | 280 | 416 | 589 | 803 | 1063 | 1371 | 1721 | 2106 | 2514 | 2932 | 3346 | 3744 | 4119 | 4461 | 4767 | 5034 | 5261 | 5448 | 5599 | 5718 | 5810 | 5879 | 5927 | 5963 | 5986 | 6002 | 6013
NPgY | GSP | NG FES - Leading the Way | Electric HGVs & Buses (road vehicles other than vans, cars and motorbikes) | FERRYBRIDGE A | Leading the Way | Lct_BB003 | Number of | NPgY | Ferrybridge A |  | 8 | 19 | 39 | 69 | 115 | 180 | 268 | 377 | 510 | 661 | 825 | 995 | 1166 | 1331 | 1486 | 1627 | 1753 | 1860 | 1948 | 2020 | 2076 | 2118 | 2149 | 2171 | 2185 | 2195 | 2202 | 2207 | 2210
NPgY | GSP | NG FES - Leading the Way | Electric HGVs & Buses (road vehicles other than vans, cars and motorbikes) | FERRYBRIDGE B | Leading the Way | Lct_BB003 | Number of | NPgY | Ferrybridge B (_M) |  | 24 | 54 | 105 | 183 | 298 | 458 | 671 | 940 | 1262 | 1628 | 2025 | 2437 | 2850 | 3249 | 3623 | 3965 | 4267 | 4526 | 4742 | 4916 | 5052 | 5155 | 5230 | 5284 | 5321 | 5345 | 5362 | 5373 | 5381
NPgY | GSP | NG FES - Leading the Way | Electric HGVs & Buses (road vehicles other than vans, cars and motorbikes) | GRIMSBY WEST | Leading the Way | Lct_BB003 | Number of | NPgY | Grimsby West |  | 14 | 36 | 73 | 128 | 212 | 329 | 486 | 684 | 923 | 1195 | 1489 | 1795 | 2102 | 2398 | 2676 | 2930 | 3155 | 3347 | 3507 | 3635 | 3737 | 3812 | 3868 | 3907 | 3935 | 3952 | 3964 | 3972 | 3979
NPgY | GSP | NG FES - Leading the Way | Electric HGVs & Buses (road vehicles other than vans, cars and motorbikes) | JORDANTHORPE | Leading the Way | Lct_BB003 | Number of | NPgY | Jordanthorpe |  | 0 | 0 | 0 | 1 | 1 | 2 | 3 | 4 | 6 | 7 | 9 | 11 | 13 | 15 | 16 | 18 | 19 | 21 | 22 | 22 | 23 | 23 | 24 | 24 | 24 | 24 | 24 | 24 | 24
NPgY | GSP | NG FES - Leading the Way | Electric HGVs & Buses (road vehicles other than vans, cars and motorbikes) | KEADBY | Leading the Way | Lct_BB003 | Number of | NPgY | Keadby |  | 17 | 37 | 73 | 124 | 200 | 307 | 447 | 625 | 837 | 1077 | 1337 | 1608 | 1879 | 2140 | 2387 | 2610 | 2808 | 2979 | 3121 | 3235 | 3324 | 3392 | 3442 | 3477 | 3502 | 3518 | 3530 | 3536 | 3542
NPgY | GSP | NG FES - Leading the Way | Electric HGVs & Buses (road vehicles other than vans, cars and motorbikes) | KIRKSTALL B | Leading the Way | Lct_BB003 | Number of | NPgY | Kirkstall B |  | 39 | 65 | 107 | 164 | 239 | 335 | 455 | 600 | 768 | 955 | 1154 | 1360 | 1564 | 1761 | 1945 | 2115 | 2265 | 2395 | 2505 | 2595 | 2667 | 2723 | 2765 | 2797 | 2818 | 2833 | 2844 | 2852 | 2856
NPgY | GSP | NG FES - Leading the Way | Electric HGVs & Buses (road vehicles other than vans, cars and motorbikes) | NEEPSEND | Leading the Way | Lct_BB003 | Number of | NPgY | Neepsend |  | 2 | 3 | 6 | 9 | 15 | 23 | 33 | 46 | 62 | 80 | 99 | 119 | 139 | 159 | 177 | 193 | 208 | 220 | 230 | 239 | 246 | 250 | 254 | 257 | 259 | 260 | 261 | 261 | 261
NPgY | GSP | NG FES - Leading the Way | Electric HGVs & Buses (road vehicles other than vans, cars and motorbikes) | NORTON LEES | Leading the Way | Lct_BB003 | Number of | NPgY | Norton Lees |  | 15 | 23 | 34 | 48 | 66 | 85 | 107 | 130 | 157 | 185 | 213 | 243 | 271 | 298 | 324 | 347 | 368 | 387 | 403 | 417 | 429 | 438 | 446 | 451 | 456 | 460 | 462 | 464 | 464
NPgY | GSP | NG FES - Leading the Way | Electric HGVs & Buses (road vehicles other than vans, cars and motorbikes) | PITSMOOR 3/4 | Leading the Way | Lct_BB003 | Number of | NPgY | Pitsmoor |  | 0 | 1 | 3 | 5 | 8 | 13 | 20 | 28 | 38 | 50 | 62 | 76 | 89 | 101 | 113 | 124 | 134 | 142 | 149 | 154 | 158 | 161 | 164 | 165 | 167 | 167 | 168 | 168 | 168
NPgY | GSP | NG FES - Leading the Way | Electric HGVs & Buses (road vehicles other than vans, cars and motorbikes) | SALTEND NORTH | Leading the Way | Lct_BB003 | Number of | NPgY | Saltend North |  | 5 | 11 | 22 | 38 | 61 | 94 | 137 | 192 | 258 | 331 | 412 | 496 | 580 | 661 | 738 | 807 | 869 | 921 | 965 | 1001 | 1028 | 1049 | 1064 | 1075 | 1083 | 1088 | 1092 | 1094 | 1095
NPgY | GSP | NG FES - Leading the Way | Electric HGVs & Buses (road vehicles other than vans, cars and motorbikes) | SHEFFIELD CITY | Leading the Way | Lct_BB003 | Number of | NPgY | Sheffield City |  | 1 | 3 | 6 | 11 | 18 | 29 | 43 | 61 | 82 | 107 | 134 | 162 | 190 | 217 | 243 | 266 | 286 | 304 | 319 | 330 | 339 | 346 | 351 | 355 | 357 | 359 | 360 | 361 | 361
NPgY | GSP | NG FES - Leading the Way | Electric HGVs & Buses (road vehicles other than vans, cars and motorbikes) | SKELTON GRANGE | Leading the Way | Lct_BB003 | Number of | NPgY | Skelton Grange |  | 38 | 84 | 163 | 280 | 454 | 697 | 1019 | 1426 | 1912 | 2463 | 3059 | 3682 | 4303 | 4905 | 5468 | 5982 | 6437 | 6828 | 7153 | 7416 | 7620 | 7776 | 7890 | 7971 | 8027 | 8064 | 8090 | 8106 | 8118
NPgY | GSP | NG FES - Leading the Way | Electric HGVs & Buses (road vehicles other than vans, cars and motorbikes) | TEMPLEBOROUGH 275/33KV | Leading the Way | Lct_BB003 | Number of | NPgY | Templeborough |  | 0 | 1 | 2 | 3 | 5 | 8 | 12 | 16 | 22 | 29 | 36 | 44 | 51 | 59 | 66 | 72 | 77 | 82 | 86 | 89 | 92 | 94 | 95 | 96 | 97 | 97 | 97 | 97 | 98
NPgY | GSP | NG FES - Leading the Way | Electric HGVs & Buses (road vehicles other than vans, cars and motorbikes) | THURCROFT | Leading the Way | Lct_BB003 | Number of | NPgY | Thurcroft |  | 11 | 26 | 53 | 92 | 151 | 235 | 345 | 486 | 653 | 844 | 1050 | 1266 | 1481 | 1689 | 1884 | 2062 | 2220 | 2355 | 2467 | 2558 | 2629 | 2682 | 2721 | 2749 | 2768 | 2781 | 2789 | 2796 | 2800
NPgY | GSP | NG FES - Leading the Way | Electric HGVs & Buses (road vehicles other than vans, cars and motorbikes) | WEST MELTON / THORPE MARSH | Leading the Way | Lct_BB003 | Number of | NPgY | Thorpe Marsh |  | 22 | 53 | 108 | 192 | 316 | 494 | 730 | 1029 | 1388 | 1798 | 2240 | 2702 | 3165 | 3612 | 4032 | 4414 | 4752 | 5042 | 5284 | 5478 | 5630 | 5745 | 5828 | 5887 | 5928 | 5955 | 5973 | 5985 | 5995
NPgY | GSP | NG FES - Leading the Way | Electric HGVs & Buses (road vehicles other than vans, cars and motorbikes) | WEST MELTON SECTION 3 | Leading the Way | Lct_BB003 | Number of | NPgY | West Melton |  | 34 | 62 | 109 | 175 | 269 | 394 | 555 | 754 | 990 | 1253 | 1538 | 1834 | 2128 | 2412 | 2679 | 2922 | 3139 | 3325 | 3481 | 3608 | 3708 | 3784 | 3842 | 3882 | 3911 | 3931 | 3943 | 3953 | 3959
NPgY | GSP | NG FES - Leading the Way | Electric HGVs & Buses (road vehicles other than vans, cars and motorbikes) | WINCOBANK | Leading the Way | Lct_BB003 | Number of | NPgY | Wincobank |  | 1 | 2 | 5 | 9 | 14 | 23 | 34 | 48 | 65 | 85 | 106 | 129 | 151 | 172 | 193 | 211 | 227 | 241 | 253 | 262 | 269 | 275 | 279 | 282 | 284 | 285 | 286 | 286 | 287
NPgN | GSP | NG FES - System Transformation | Electric HGVs & Buses (road vehicles other than vans, cars and motorbikes) | BLYTH 66kV | System Transformation | Lct_BB003 | Number of | NPgN | Blyth 66kV |  | 13 | 21 | 35 | 54 | 80 | 115 | 160 | 217 | 284 | 361 | 445 | 535 | 630 | 728 | 826 | 919 | 1007 | 1087 | 1158 | 1219 | 1269 | 1309 | 1339 | 1362 | 1378 | 1388 | 1396 | 1401 | 1404
NPgN | GSP | NG FES - System Transformation | Electric HGVs & Buses (road vehicles other than vans, cars and motorbikes) | BLYTH 132kV | System Transformation | Lct_BB003 | Number of | NPgN | Blyth 132kV |  | 5 | 6 | 10 | 15 | 22 | 31 | 42 | 55 | 70 | 89 | 107 | 129 | 151 | 173 | 195 | 216 | 236 | 254 | 270 | 284 | 296 | 305 | 313 | 318 | 321 | 324 | 326 | 328 | 328
NPgN | GSP | NG FES - System Transformation | Electric HGVs & Buses (road vehicles other than vans, cars and motorbikes) | FOURSTONES | System Transformation | Lct_BB003 | Number of | NPgN | Fourstones |  | 1 | 1 | 2 | 3 | 4 | 5 | 7 | 9 | 12 | 15 | 18 | 21 | 24 | 27 | 31 | 33 | 36 | 39 | 41 | 44 | 45 | 46 | 48 | 48 | 49 | 49 | 49 | 51 | 51
NPgN | GSP | NG FES - System Transformation | Electric HGVs & Buses (road vehicles other than vans, cars and motorbikes) | HARTMOOR | System Transformation | Lct_BB003 | Number of | NPgN | Hart Moor |  | 3 | 5 | 11 | 18 | 28 | 44 | 64 | 92 | 123 | 160 | 201 | 246 | 292 | 340 | 388 | 435 | 479 | 519 | 554 | 584 | 609 | 627 | 642 | 652 | 659 | 664 | 667 | 669 | 670
NPgN | GSP | NG FES - System Transformation | Electric HGVs & Buses (road vehicles other than vans, cars and motorbikes) | HAWTHORN PIT GRID | System Transformation | Lct_BB003 | Number of | NPgN | Hawthorn Pit |  | 3 | 7 | 12 | 20 | 32 | 49 | 72 | 103 | 138 | 180 | 226 | 276 | 327 | 381 | 435 | 488 | 536 | 581 | 620 | 654 | 681 | 703 | 719 | 731 | 739 | 744 | 748 | 750 | 751
NPgN | GSP | NG FES - System Transformation | Electric HGVs & Buses (road vehicles other than vans, cars and motorbikes) | KNARESBOROUGH | System Transformation | Lct_BB003 | Number of | NPgN | Knaresborough |  | 8 | 15 | 26 | 43 | 68 | 102 | 147 | 206 | 276 | 356 | 446 | 542 | 643 | 748 | 851 | 953 | 1048 | 1134 | 1210 | 1274 | 1328 | 1370 | 1402 | 1424 | 1440 | 1450 | 1457 | 1462 | 1464
NPgN | GSP | NG FES - System Transformation | Electric HGVs & Buses (road vehicles other than vans, cars and motorbikes) | LACKENBY | System Transformation | Lct_BB003 | Number of | NPgN | Lackenby |  | 9 | 18 | 33 | 56 | 89 | 137 | 201 | 283 | 382 | 496 | 621 | 757 | 900 | 1048 | 1197 | 1340 | 1474 | 1597 | 1704 | 1795 | 1872 | 1930 | 1976 | 2008 | 2029 | 2043 | 2053 | 2059 | 2063
NPgN | GSP | NG FES - System Transformation | Electric HGVs & Buses (road vehicles other than vans, cars and motorbikes) | NORTON | System Transformation | Lct_BB003 | Number of | NPgN | Norton |  | 38 | 64 | 108 | 173 | 265 | 390 | 553 | 759 | 1007 | 1290 | 1600 | 1936 | 2289 | 2652 | 3015 | 3365 | 3693 | 3991 | 4254 | 4479 | 4666 | 4813 | 4926 | 5007 | 5064 | 5102 | 5128 | 5144 | 5155
NPgN | GSP | NG FES - System Transformation | Electric HGVs & Buses (road vehicles other than vans, cars and motorbikes) | OFFERTON | System Transformation | Lct_BB003 | Number of | NPgN | Offerton |  | 6 | 9 | 12 | 17 | 24 | 31 | 41 | 52 | 63 | 77 | 91 | 108 | 123 | 139 | 155 | 171 | 185 | 198 | 210 | 220 | 229 | 235 | 242 | 246 | 249 | 252 | 253 | 254 | 255
NPgN | GSP | NG FES - System Transformation | Electric HGVs & Buses (road vehicles other than vans, cars and motorbikes) | OSBALDWICK | System Transformation | Lct_BB003 | Number of | NPgN | Osbaldwick |  | 21 | 32 | 49 | 75 | 108 | 151 | 207 | 274 | 355 | 444 | 543 | 649 | 760 | 873 | 985 | 1093 | 1195 | 1287 | 1369 | 1439 | 1497 | 1545 | 1582 | 1608 | 1628 | 1642 | 1651 | 1657 | 1661
NPgN | GSP | NG FES - System Transformation | Electric HGVs & Buses (road vehicles other than vans, cars and motorbikes) | POPPLETON | System Transformation | Lct_BB003 | Number of | NPgN | Poppleton |  | 3 | 5 | 7 | 12 | 17 | 24 | 34 | 46 | 60 | 77 | 96 | 115 | 136 | 156 | 178 | 198 | 217 | 233 | 249 | 262 | 272 | 280 | 288 | 292 | 296 | 299 | 300 | 300 | 302
NPgN | GSP | NG FES - System Transformation | Electric HGVs & Buses (road vehicles other than vans, cars and motorbikes) | SALTHOLME | System Transformation | Lct_BB003 | Number of | NPgN | Saltholme |  | 0 | 0 | 0 | 0 | 0 | 0 | 0 | 0 | 0 | 0 | 0 | 0 | 0 | 0 | 0 | 0 | 0 | 0 | 0 | 0 | 0 | 0 | 0 | 0 | 0 | 0 | 0 | 0 | 0
NPgN | GSP | NG FES - System Transformation | Electric HGVs & Buses (road vehicles other than vans, cars and motorbikes) | SOUTH SHIELDS | System Transformation | Lct_BB003 | Number of | NPgN | South Shields |  | 23 | 32 | 47 | 66 | 91 | 120 | 154 | 194 | 240 | 290 | 344 | 401 | 460 | 520 | 578 | 633 | 685 | 732 | 774 | 811 | 842 | 869 | 890 | 906 | 919 | 928 | 936 | 941 | 944
NPgN | GSP | NG FES - System Transformation | Electric HGVs & Buses (road vehicles other than vans, cars and motorbikes) | SPADEADAM | System Transformation | Lct_BB003 | Number of | NPgN | Spadeadam - Not in NG FES |  | 0 | 0 | 0 | 1 | 1 | 2 | 3 | 5 | 6 | 8 | 10 | 13 | 15 | 18 | 20 | 23 | 25 | 27 | 29 | 31 | 32 | 33 | 34 | 34 | 35 | 35 | 35 | 35 | 35
NPgN | GSP | NG FES - System Transformation | Electric HGVs & Buses (road vehicles other than vans, cars and motorbikes) | SPENNYMOOR | System Transformation | Lct_BB003 | Number of | NPgN | Spennymoor |  | 11 | 20 | 35 | 59 | 91 | 138 | 198 | 275 | 369 | 475 | 592 | 720 | 854 | 991 | 1129 | 1262 | 1387 | 1501 | 1601 | 1687 | 1756 | 1812 | 1854 | 1885 | 1906 | 1920 | 1928 | 1935 | 1938
NPgN | GSP | NG FES - System Transformation | Electric HGVs & Buses (road vehicles other than vans, cars and motorbikes) | STELLA NORTH | System Transformation | Lct_BB003 | Number of | NPgN | Stella North |  | 38 | 55 | 82 | 119 | 165 | 223 | 295 | 380 | 479 | 590 | 709 | 837 | 969 | 1103 | 1236 | 1363 | 1482 | 1589 | 1686 | 1769 | 1840 | 1897 | 1942 | 1977 | 2003 | 2022 | 2035 | 2044 | 2051
NPgN | GSP | NG FES - System Transformation | Electric HGVs & Buses (road vehicles other than vans, cars and motorbikes) | STELLA SOUTH | System Transformation | Lct_BB003 | Number of | NPgN | Stella South |  | 19 | 31 | 53 | 84 | 129 | 189 | 268 | 369 | 488 | 626 | 777 | 939 | 1110 | 1287 | 1462 | 1632 | 1792 | 1936 | 2064 | 2174 | 2264 | 2336 | 2390 | 2430 | 2457 | 2475 | 2488 | 2496 | 2501
NPgN | GSP | NG FES - System Transformation | Electric HGVs & Buses (road vehicles other than vans, cars and motorbikes) | TYNEMOUTH | System Transformation | Lct_BB003 | Number of | NPgN | Tynemouth 1 |  | 6 | 11 | 18 | 28 | 44 | 64 | 92 | 126 | 166 | 214 | 265 | 321 | 379 | 439 | 499 | 558 | 612 | 661 | 704 | 742 | 773 | 797 | 816 | 829 | 838 | 844 | 849 | 852 | 854
NPgN | GSP | NG FES - System Transformation | Electric HGVs & Buses (road vehicles other than vans, cars and motorbikes) | WEST BOLDON | System Transformation | Lct_BB003 | Number of | NPgN | West Boldon |  | 39 | 57 | 90 | 136 | 196 | 274 | 374 | 495 | 639 | 801 | 977 | 1167 | 1366 | 1569 | 1769 | 1964 | 2144 | 2310 | 2455 | 2581 | 2687 | 2771 | 2836 | 2885 | 2920 | 2945 | 2962 | 2973 | 2981
NPgY | GSP | NG FES - System Transformation | Electric HGVs & Buses (road vehicles other than vans, cars and motorbikes) | BRADFORD WEST | System Transformation | Lct_BB003 | Number of | NPgY | Bradford West |  | 47 | 69 | 110 | 165 | 239 | 334 | 455 | 605 | 781 | 979 | 1196 | 1429 | 1672 | 1921 | 2168 | 2406 | 2629 | 2831 | 3010 | 3165 | 3294 | 3397 | 3477 | 3537 | 3580 | 3610 | 3631 | 3645 | 3655
NPgY | GSP | NG FES - System Transformation | Electric HGVs & Buses (road vehicles other than vans, cars and motorbikes) | CAMBLESFORTH | System Transformation | Lct_BB003 | Number of | NPgY | Camblesforth |  | 2 | 6 | 12 | 21 | 35 | 55 | 82 | 117 | 160 | 209 | 263 | 322 | 385 | 449 | 514 | 576 | 635 | 688 | 735 | 775 | 808 | 833 | 852 | 866 | 875 | 881 | 885 | 888 | 889
NPgY | GSP | NG FES - System Transformation | Electric HGVs & Buses (road vehicles other than vans, cars and motorbikes) | CREYKE BECK | System Transformation | Lct_BB003 | Number of | NPgY | Creyke Beck |  | 36 | 59 | 99 | 156 | 235 | 342 | 482 | 658 | 868 | 1108 | 1372 | 1656 | 1954 | 2260 | 2567 | 2863 | 3139 | 3391 | 3613 | 3803 | 3960 | 4085 | 4181 | 4250 | 4299 | 4333 | 4354 | 4369 | 4379
NPgY | GSP | NG FES - System Transformation | Electric HGVs & Buses (road vehicles other than vans, cars and motorbikes) | DRAX | System Transformation | Lct_BB003 | Number of | NPgY | Drax |  | 6 | 10 | 20 | 36 | 57 | 88 | 130 | 183 | 247 | 321 | 403 | 491 | 585 | 682 | 779 | 872 | 960 | 1040 | 1110 | 1170 | 1219 | 1259 | 1288 | 1308 | 1322 | 1331 | 1337 | 1342 | 1344
NPgY | GSP | NG FES - System Transformation | Electric HGVs & Buses (road vehicles other than vans, cars and motorbikes) | ELLAND | System Transformation | Lct_BB003 | Number of | NPgY | Elland |  | 110 | 157 | 235 | 338 | 471 | 637 | 839 | 1080 | 1360 | 1671 | 2009 | 2367 | 2741 | 3119 | 3493 | 3852 | 4186 | 4491 | 4762 | 4997 | 5196 | 5357 | 5486 | 5584 | 5658 | 5711 | 5749 | 5776 | 5793
NPgY | GSP | NG FES - System Transformation | Electric HGVs & Buses (road vehicles other than vans, cars and motorbikes) | FERRYBRIDGE A | System Transformation | Lct_BB003 | Number of | NPgY | Ferrybridge A |  | 8 | 16 | 31 | 54 | 89 | 138 | 204 | 289 | 394 | 512 | 645 | 788 | 938 | 1094 | 1250 | 1401 | 1543 | 1672 | 1785 | 1881 | 1961 | 2023 | 2069 | 2103 | 2125 | 2140 | 2150 | 2156 | 2159
NPgY | GSP | NG FES - System Transformation | Electric HGVs & Buses (road vehicles other than vans, cars and motorbikes) | FERRYBRIDGE B | System Transformation | Lct_BB003 | Number of | NPgY | Ferrybridge B (_M) |  | 24 | 45 | 86 | 145 | 230 | 352 | 515 | 724 | 975 | 1265 | 1584 | 1930 | 2295 | 2672 | 3049 | 3414 | 3756 | 4067 | 4340 | 4574 | 4766 | 4918 | 5031 | 5112 | 5168 | 5205 | 5229 | 5245 | 5254
NPgY | GSP | NG FES - System Transformation | Electric HGVs & Buses (road vehicles other than vans, cars and motorbikes) | GRIMSBY WEST | System Transformation | Lct_BB003 | Number of | NPgY | Grimsby West |  | 14 | 31 | 58 | 102 | 163 | 253 | 372 | 526 | 712 | 926 | 1164 | 1420 | 1692 | 1971 | 2251 | 2523 | 2777 | 3008 | 3212 | 3385 | 3528 | 3640 | 3724 | 3783 | 3824 | 3852 | 3869 | 3880 | 3887
NPgY | GSP | NG FES - System Transformation | Electric HGVs & Buses (road vehicles other than vans, cars and motorbikes) | JORDANTHORPE | System Transformation | Lct_BB003 | Number of | NPgY | Jordanthorpe |  | 0 | 0 | 0 | 1 | 1 | 1 | 2 | 3 | 4 | 6 | 7 | 9 | 10 | 12 | 14 | 15 | 17 | 18 | 20 | 21 | 22 | 22 | 23 | 23 | 23 | 24 | 24 | 24 | 24
NPgY | GSP | NG FES - System Transformation | Electric HGVs & Buses (road vehicles other than vans, cars and motorbikes) | KEADBY | System Transformation | Lct_BB003 | Number of | NPgY | Keadby |  | 17 | 32 | 59 | 99 | 156 | 236 | 344 | 481 | 647 | 838 | 1048 | 1274 | 1514 | 1762 | 2009 | 2248 | 2472 | 2675 | 2855 | 3008 | 3135 | 3234 | 3309 | 3363 | 3399 | 3424 | 3440 | 3451 | 3458
NPgY | GSP | NG FES - System Transformation | Electric HGVs & Buses (road vehicles other than vans, cars and motorbikes) | KIRKSTALL B | System Transformation | Lct_BB003 | Number of | NPgY | Kirkstall B |  | 39 | 58 | 89 | 132 | 190 | 263 | 356 | 470 | 602 | 753 | 916 | 1091 | 1273 | 1461 | 1645 | 1824 | 1990 | 2142 | 2276 | 2391 | 2489 | 2567 | 2628 | 2673 | 2707 | 2730 | 2746 | 2757 | 2764
NPgY | GSP | NG FES - System Transformation | Electric HGVs & Buses (road vehicles other than vans, cars and motorbikes) | NEEPSEND | System Transformation | Lct_BB003 | Number of | NPgY | Neepsend |  | 2 | 3 | 4 | 8 | 11 | 18 | 26 | 36 | 48 | 62 | 78 | 94 | 112 | 131 | 149 | 166 | 183 | 198 | 210 | 222 | 232 | 238 | 244 | 248 | 251 | 253 | 254 | 255 | 255
NPgY | GSP | NG FES - System Transformation | Electric HGVs & Buses (road vehicles other than vans, cars and motorbikes) | NORTON LEES | System Transformation | Lct_BB003 | Number of | NPgY | Norton Lees |  | 15 | 20 | 29 | 40 | 54 | 68 | 85 | 105 | 127 | 149 | 173 | 199 | 225 | 251 | 276 | 300 | 322 | 342 | 361 | 376 | 391 | 402 | 413 | 421 | 428 | 432 | 436 | 439 | 441
NPgY | GSP | NG FES - System Transformation | Electric HGVs & Buses (road vehicles other than vans, cars and motorbikes) | PITSMOOR 3/4 | System Transformation | Lct_BB003 | Number of | NPgY | Pitsmoor |  | 0 | 1 | 2 | 4 | 6 | 10 | 15 | 22 | 30 | 39 | 49 | 60 | 71 | 83 | 95 | 107 | 118 | 127 | 136 | 144 | 150 | 154 | 158 | 160 | 162 | 163 | 164 | 164 | 165
NPgY | GSP | NG FES - System Transformation | Electric HGVs & Buses (road vehicles other than vans, cars and motorbikes) | SALTEND NORTH | System Transformation | Lct_BB003 | Number of | NPgY | Saltend North |  | 5 | 10 | 18 | 30 | 47 | 71 | 105 | 147 | 198 | 257 | 323 | 393 | 468 | 544 | 621 | 695 | 765 | 827 | 883 | 931 | 970 | 1001 | 1024 | 1040 | 1052 | 1060 | 1064 | 1067 | 1070
NPgY | GSP | NG FES - System Transformation | Electric HGVs & Buses (road vehicles other than vans, cars and motorbikes) | SHEFFIELD CITY | System Transformation | Lct_BB003 | Number of | NPgY | Sheffield City |  | 1 | 2 | 5 | 8 | 14 | 22 | 33 | 47 | 63 | 83 | 105 | 128 | 153 | 178 | 204 | 229 | 252 | 273 | 292 | 308 | 321 | 331 | 339 | 344 | 348 | 350 | 352 | 353 | 353
NPgY | GSP | NG FES - System Transformation | Electric HGVs & Buses (road vehicles other than vans, cars and motorbikes) | SKELTON GRANGE | System Transformation | Lct_BB003 | Number of | NPgY | Skelton Grange |  | 38 | 72 | 133 | 222 | 353 | 536 | 783 | 1097 | 1477 | 1914 | 2396 | 2917 | 3466 | 4035 | 4602 | 5151 | 5666 | 6134 | 6546 | 6898 | 7188 | 7416 | 7588 | 7711 | 7795 | 7850 | 7887 | 7910 | 7926
NPgY | GSP | NG FES - System Transformation | Electric HGVs & Buses (road vehicles other than vans, cars and motorbikes) | TEMPLEBOROUGH 275/33KV | System Transformation | Lct_BB003 | Number of | NPgY | Templeborough |  | 0 | 1 | 1 | 2 | 4 | 6 | 9 | 13 | 17 | 22 | 28 | 35 | 41 | 48 | 55 | 62 | 68 | 74 | 79 | 83 | 87 | 89 | 92 | 93 | 94 | 95 | 95 | 95 | 95
NPgY | GSP | NG FES - System Transformation | Electric HGVs & Buses (road vehicles other than vans, cars and motorbikes) | THURCROFT | System Transformation | Lct_BB003 | Number of | NPgY | Thurcroft |  | 11 | 22 | 43 | 73 | 117 | 180 | 265 | 373 | 504 | 655 | 822 | 1001 | 1192 | 1389 | 1585 | 1775 | 1954 | 2116 | 2259 | 2381 | 2481 | 2560 | 2619 | 2662 | 2690 | 2709 | 2722 | 2729 | 2735
NPgY | GSP | NG FES - System Transformation | Electric HGVs & Buses (road vehicles other than vans, cars and motorbikes) | WEST MELTON / THORPE MARSH | System Transformation | Lct_BB003 | Number of | NPgY | Thorpe Marsh |  | 22 | 45 | 87 | 151 | 245 | 378 | 559 | 790 | 1071 | 1394 | 1751 | 2138 | 2547 | 2968 | 3391 | 3801 | 4184 | 4533 | 4839 | 5101 | 5317 | 5485 | 5612 | 5702 | 5764 | 5804 | 5830 | 5846 | 5858
NPgY | GSP | NG FES - System Transformation | Electric HGVs & Buses (road vehicles other than vans, cars and motorbikes) | WEST MELTON SECTION 3 | System Transformation | Lct_BB003 | Number of | NPgY | West Melton |  | 34 | 54 | 90 | 141 | 212 | 306 | 430 | 586 | 770 | 981 | 1212 | 1461 | 1723 | 1992 | 2260 | 2519 | 2761 | 2982 | 3176 | 3343 | 3481 | 3591 | 3674 | 3736 | 3779 | 3809 | 3829 | 3841 | 3851
NPgY | GSP | NG FES - System Transformation | Electric HGVs & Buses (road vehicles other than vans, cars and motorbikes) | WINCOBANK | System Transformation | Lct_BB003 | Number of | NPgY | Wincobank |  | 1 | 2 | 4 | 7 | 11 | 17 | 26 | 37 | 50 | 66 | 83 | 102 | 121 | 142 | 162 | 182 | 200 | 217 | 232 | 244 | 255 | 263 | 269 | 273 | 276 | 278 | 279 | 280 | 280
NPgN | GSP | NPg Best View | Domestic storage installed capacity (MW) | BLYTH 66kV | NPg Best View (Not in FES) | Srg_BB002 | MW | NPgN | Blyth 66kV |  | 0.2 | 0.426 | 0.63 | 0.86 | 1.196 | 1.611 | 2.108 | 2.697 | 3.383 | 4.147 | 5.035 | 5.974 | 7.033 | 8.178 | 9.358 | 10.709 | 12.149 | 13.735 | 15.428 | 17.282 | 19.251 | 21.342 | 23.542 | 25.858 | 28.302 | 30.848 | 33.529 | 36.348 | 39.322
NPgN | GSP | NPg Best View | Domestic storage installed capacity (MW) | BLYTH 132kV | NPg Best View (Not in FES) | Srg_BB002 | MW | NPgN | Blyth 132kV |  | 0.048 | 0.131 | 0.194 | 0.265 | 0.369 | 0.497 | 0.65 | 0.832 | 1.043 | 1.279 | 1.552 | 1.842 | 2.168 | 2.522 | 2.886 | 3.302 | 3.746 | 4.235 | 4.757 | 5.329 | 5.936 | 6.581 | 7.259 | 7.973 | 8.727 | 9.512 | 10.338 | 11.207 | 12.124
NPgN | GSP | NPg Best View | Domestic storage installed capacity (MW) | FOURSTONES | NPg Best View (Not in FES) | Srg_BB002 | MW | NPgN | Fourstones |  | 0.014 | 0.038 | 0.055 | 0.076 | 0.105 | 0.142 | 0.186 | 0.237 | 0.298 | 0.365 | 0.443 | 0.526 | 0.619 | 0.72 | 0.824 | 0.943 | 1.07 | 1.209 | 1.358 | 1.522 | 1.695 | 1.879 | 2.073 | 2.277 | 2.492 | 2.716 | 2.952 | 3.2 | 3.462
NPgN | GSP | NPg Best View | Domestic storage installed capacity (MW) | HARTMOOR | NPg Best View (Not in FES) | Srg_BB002 | MW | NPgN | Hart Moor |  | 0.06 | 0.162 | 0.24 | 0.328 | 0.456 | 0.614 | 0.804 | 1.028 | 1.29 | 1.581 | 1.919 | 2.278 | 2.681 | 3.118 | 3.568 | 4.083 | 4.632 | 5.236 | 5.882 | 6.589 | 7.339 | 8.136 | 8.975 | 9.858 | 10.79 | 11.76 | 12.782 | 13.857 | 14.991
NPgN | GSP | NPg Best View | Domestic storage installed capacity (MW) | HAWTHORN PIT GRID | NPg Best View (Not in FES) | Srg_BB002 | MW | NPgN | Hawthorn Pit |  | 0.079 | 0.213 | 0.315 | 0.43 | 0.599 | 0.807 | 1.055 | 1.35 | 1.693 | 2.076 | 2.52 | 2.99 | 3.52 | 4.093 | 4.684 | 5.36 | 6.081 | 6.875 | 7.722 | 8.651 | 9.636 | 10.683 | 11.784 | 12.943 | 14.167 | 15.441 | 16.783 | 18.194 | 19.682
NPgN | GSP | NPg Best View | Domestic storage installed capacity (MW) | KNARESBOROUGH | NPg Best View (Not in FES) | Srg_BB002 | MW | NPgN | Knaresborough |  | 0.123 | 0.334 | 0.494 | 0.674 | 0.938 | 1.263 | 1.653 | 2.114 | 2.652 | 3.251 | 3.947 | 4.683 | 5.513 | 6.411 | 7.336 | 8.395 | 9.524 | 10.767 | 12.094 | 13.548 | 15.092 | 16.73 | 18.455 | 20.271 | 22.187 | 24.183 | 26.284 | 28.494 | 30.825
NPgN | GSP | NPg Best View | Domestic storage installed capacity (MW) | LACKENBY | NPg Best View (Not in FES) | Srg_BB002 | MW | NPgN | Lackenby |  | 0.118 | 0.321 | 0.475 | 0.649 | 0.903 | 1.216 | 1.591 | 2.035 | 2.552 | 3.129 | 3.799 | 4.507 | 5.306 | 6.17 | 7.06 | 8.079 | 9.166 | 10.362 | 11.64 | 13.039 | 14.524 | 16.101 | 17.761 | 19.509 | 21.353 | 23.274 | 25.296 | 27.423 | 29.667
NPgN | GSP | NPg Best View | Domestic storage installed capacity (MW) | NORTON | NPg Best View (Not in FES) | Srg_BB002 | MW | NPgN | Norton |  | 0.309 | 0.838 | 1.24 | 1.692 | 2.354 | 3.171 | 4.149 | 5.307 | 6.658 | 8.162 | 9.909 | 11.757 | 13.841 | 16.094 | 18.417 | 21.075 | 23.909 | 27.03 | 30.362 | 34.012 | 37.887 | 42.001 | 46.331 | 50.89 | 55.7 | 60.711 | 65.985 | 71.533 | 77.386
NPgN | GSP | NPg Best View | Domestic storage installed capacity (MW) | OFFERTON | NPg Best View (Not in FES) | Srg_BB002 | MW | NPgN | Offerton |  | 0.04 | 0.109 | 0.161 | 0.22 | 0.306 | 0.413 | 0.54 | 0.691 | 0.866 | 1.062 | 1.289 | 1.53 | 1.801 | 2.094 | 2.397 | 2.742 | 3.111 | 3.517 | 3.951 | 4.426 | 4.93 | 5.465 | 6.029 | 6.622 | 7.248 | 7.9 | 8.586 | 9.308 | 10.07
NPgN | GSP | NPg Best View | Domestic storage installed capacity (MW) | OSBALDWICK | NPg Best View (Not in FES) | Srg_BB002 | MW | NPgN | Osbaldwick |  | 0.208 | 0.564 | 0.835 | 1.138 | 1.584 | 2.134 | 2.792 | 3.571 | 4.48 | 5.492 | 6.667 | 7.911 | 9.313 | 10.829 | 12.393 | 14.181 | 16.088 | 18.188 | 20.43 | 22.886 | 25.494 | 28.262 | 31.176 | 34.243 | 37.48 | 40.851 | 44.4 | 48.134 | 52.072
NPgN | GSP | NPg Best View | Domestic storage installed capacity (MW) | POPPLETON | NPg Best View (Not in FES) | Srg_BB002 | MW | NPgN | Poppleton |  | 0.03 | 0.083 | 0.122 | 0.167 | 0.232 | 0.312 | 0.409 | 0.523 | 0.656 | 0.804 | 0.976 | 1.158 | 1.364 | 1.586 | 1.815 | 2.077 | 2.356 | 2.663 | 2.992 | 3.351 | 3.733 | 4.139 | 4.565 | 5.014 | 5.488 | 5.982 | 6.502 | 7.048 | 7.625
NPgN | GSP | NPg Best View | Domestic storage installed capacity (MW) | SALTHOLME | NPg Best View (Not in FES) | Srg_BB002 | MW | NPgN | Saltholme |  | 0.001 | 0.004 | 0.006 | 0.008 | 0.011 | 0.015 | 0.02 | 0.025 | 0.032 | 0.039 | 0.047 | 0.056 | 0.066 | 0.077 | 0.088 | 0.101 | 0.114 | 0.129 | 0.145 | 0.162 | 0.181 | 0.2 | 0.221 | 0.243 | 0.266 | 0.29 | 0.315 | 0.341 | 0.369
NPgN | GSP | NPg Best View | Domestic storage installed capacity (MW) | SOUTH SHIELDS | NPg Best View (Not in FES) | Srg_BB002 | MW | NPgN | South Shields |  | 0.035 | 0.095 | 0.141 | 0.192 | 0.267 | 0.36 | 0.471 | 0.602 | 0.755 | 0.926 | 1.124 | 1.334 | 1.57 | 1.826 | 2.089 | 2.391 | 2.712 | 3.066 | 3.444 | 3.858 | 4.298 | 4.765 | 5.256 | 5.773 | 6.319 | 6.887 | 7.486 | 8.115 | 8.779
NPgN | GSP | NPg Best View | Domestic storage installed capacity (MW) | SPADEADAM | NPg Best View (Not in FES) | Srg_BB002 | MW | NPgN | Spadeadam - Not in NG FES |  | 0.006 | 0.017 | 0.025 | 0.033 | 0.047 | 0.063 | 0.082 | 0.105 | 0.132 | 0.161 | 0.196 | 0.233 | 0.274 | 0.318 | 0.364 | 0.417 | 0.473 | 0.535 | 0.601 | 0.673 | 0.75 | 0.831 | 0.917 | 1.007 | 1.102 | 1.201 | 1.305 | 1.415 | 1.531
NPgN | GSP | NPg Best View | Domestic storage installed capacity (MW) | SPENNYMOOR | NPg Best View (Not in FES) | Srg_BB002 | MW | NPgN | Spennymoor |  | 0.178 | 0.482 | 0.713 | 0.973 | 1.354 | 1.824 | 2.386 | 3.053 | 3.829 | 4.694 | 5.699 | 6.762 | 7.96 | 9.256 | 10.592 | 12.121 | 13.751 | 15.546 | 17.462 | 19.561 | 21.79 | 24.157 | 26.647 | 29.269 | 32.035 | 34.917 | 37.951 | 41.142 | 44.508
NPgN | GSP | NPg Best View | Domestic storage installed capacity (MW) | STELLA NORTH | NPg Best View (Not in FES) | Srg_BB002 | MW | NPgN | Stella North |  | 0.124 | 0.336 | 0.497 | 0.677 | 0.943 | 1.27 | 1.661 | 2.125 | 2.666 | 3.268 | 3.967 | 4.707 | 5.541 | 6.444 | 7.374 | 8.438 | 9.573 | 10.822 | 12.156 | 13.617 | 15.169 | 16.816 | 18.55 | 20.375 | 22.301 | 24.307 | 26.419 | 28.64 | 30.984
NPgN | GSP | NPg Best View | Domestic storage installed capacity (MW) | STELLA SOUTH | NPg Best View (Not in FES) | Srg_BB002 | MW | NPgN | Stella South |  | 0.108 | 0.293 | 0.434 | 0.592 | 0.824 | 1.11 | 1.452 | 1.857 | 2.33 | 2.856 | 3.467 | 4.114 | 4.843 | 5.631 | 6.444 | 7.374 | 8.366 | 9.458 | 10.624 | 11.901 | 13.257 | 14.696 | 16.211 | 17.806 | 19.489 | 21.242 | 23.088 | 25.029 | 27.077
NPgN | GSP | NPg Best View | Domestic storage installed capacity (MW) | TYNEMOUTH | NPg Best View (Not in FES) | Srg_BB002 | MW | NPgN | Tynemouth 1 |  | 0.108 | 0.292 | 0.432 | 0.589 | 0.82 | 1.104 | 1.445 | 1.848 | 2.318 | 2.842 | 3.45 | 4.094 | 4.82 | 5.604 | 6.413 | 7.339 | 8.326 | 9.412 | 10.573 | 11.843 | 13.193 | 14.625 | 16.133 | 17.721 | 19.396 | 21.14 | 22.977 | 24.909 | 26.947
NPgN | GSP | NPg Best View | Domestic storage installed capacity (MW) | WEST BOLDON | NPg Best View (Not in FES) | Srg_BB002 | MW | NPgN | West Boldon |  | 0.145 | 0.394 | 0.583 | 0.796 | 1.108 | 1.492 | 1.952 | 2.497 | 3.132 | 3.84 | 4.662 | 5.531 | 6.512 | 7.572 | 8.665 | 9.915 | 11.248 | 12.717 | 14.284 | 16.001 | 17.825 | 19.76 | 21.797 | 23.942 | 26.205 | 28.562 | 31.044 | 33.654 | 36.407
NPgY | GSP | NPg Best View | Domestic storage installed capacity (MW) | BRADFORD WEST | NPg Best View (Not in FES) | Srg_BB002 | MW | NPgY | Bradford West |  | 0.32 | 0.867 | 1.283 | 1.75 | 2.435 | 3.279 | 4.289 | 5.486 | 6.881 | 8.433 | 10.236 | 12.144 | 14.293 | 16.618 | 19.013 | 21.754 | 24.675 | 27.892 | 31.326 | 35.087 | 39.079 | 43.317 | 47.777 | 52.471 | 57.423 | 62.58 | 68.009 | 73.718 | 79.74
NPgY | GSP | NPg Best View | Domestic storage installed capacity (MW) | CAMBLESFORTH | NPg Best View (Not in FES) | Srg_BB002 | MW | NPgY | Camblesforth |  | 0.033 | 0.09 | 0.133 | 0.182 | 0.253 | 0.34 | 0.445 | 0.569 | 0.714 | 0.875 | 1.062 | 1.26 | 1.483 | 1.725 | 1.973 | 2.258 | 2.561 | 2.895 | 3.251 | 3.641 | 4.055 | 4.495 | 4.958 | 5.445 | 5.959 | 6.494 | 7.058 | 7.65 | 8.275
NPgY | GSP | NPg Best View | Domestic storage installed capacity (MW) | CREYKE BECK | NPg Best View (Not in FES) | Srg_BB002 | MW | NPgY | Creyke Beck |  | 0.357 | 0.969 | 1.433 | 1.956 | 2.721 | 3.664 | 4.793 | 6.13 | 7.689 | 9.424 | 11.439 | 13.571 | 15.973 | 18.57 | 21.247 | 24.31 | 27.574 | 31.169 | 35.006 | 39.209 | 43.67 | 48.406 | 53.389 | 58.635 | 64.169 | 69.931 | 75.998 | 82.378 | 89.108
NPgY | GSP | NPg Best View | Domestic storage installed capacity (MW) | DRAX | NPg Best View (Not in FES) | Srg_BB002 | MW | NPgY | Drax |  | 0.042 | 0.113 | 0.167 | 0.228 | 0.318 | 0.428 | 0.56 | 0.716 | 0.898 | 1.101 | 1.336 | 1.585 | 1.866 | 2.169 | 2.482 | 2.84 | 3.221 | 3.641 | 4.09 | 4.581 | 5.102 | 5.655 | 6.237 | 6.85 | 7.497 | 8.17 | 8.879 | 9.624 | 10.41
NPgY | GSP | NPg Best View | Domestic storage installed capacity (MW) | ELLAND | NPg Best View (Not in FES) | Srg_BB002 | MW | NPgY | Elland |  | 0.24 | 0.65 | 0.961 | 1.311 | 1.825 | 2.457 | 3.214 | 4.111 | 5.157 | 6.32 | 7.671 | 9.101 | 10.712 | 12.454 | 14.249 | 16.303 | 18.492 | 20.903 | 23.476 | 26.295 | 29.287 | 32.463 | 35.805 | 39.322 | 43.034 | 46.898 | 50.967 | 55.246 | 59.759
NPgY | GSP | NPg Best View | Domestic storage installed capacity (MW) | FERRYBRIDGE A | NPg Best View (Not in FES) | Srg_BB002 | MW | NPgY | Ferrybridge A |  | 0.075 | 0.205 | 0.303 | 0.413 | 0.575 | 0.774 | 1.013 | 1.295 | 1.624 | 1.991 | 2.417 | 2.867 | 3.374 | 3.923 | 4.489 | 5.136 | 5.825 | 6.585 | 7.395 | 8.283 | 9.226 | 10.226 | 11.279 | 12.387 | 13.556 | 14.774 | 16.055 | 17.403 | 18.825
NPgY | GSP | NPg Best View | Domestic storage installed capacity (MW) | FERRYBRIDGE B | NPg Best View (Not in FES) | Srg_BB002 | MW | NPgY | Ferrybridge B (_M) |  | 0.169 | 0.458 | 0.677 | 0.923 | 1.284 | 1.729 | 2.262 | 2.893 | 3.629 | 4.448 | 5.399 | 6.405 | 7.539 | 8.764 | 10.028 | 11.473 | 13.014 | 14.711 | 16.522 | 18.505 | 20.611 | 22.846 | 25.198 | 27.674 | 30.286 | 33.006 | 35.869 | 38.88 | 42.056
NPgY | GSP | NPg Best View | Domestic storage installed capacity (MW) | GRIMSBY WEST | NPg Best View (Not in FES) | Srg_BB002 | MW | NPgY | Grimsby West |  | 0.124 | 0.335 | 0.496 | 0.676 | 0.941 | 1.267 | 1.658 | 2.12 | 2.66 | 3.26 | 3.957 | 4.694 | 5.525 | 6.423 | 7.349 | 8.409 | 9.538 | 10.781 | 12.109 | 13.562 | 15.106 | 16.744 | 18.467 | 20.282 | 22.196 | 24.189 | 26.288 | 28.495 | 30.823
NPgY | GSP | NPg Best View | Domestic storage installed capacity (MW) | JORDANTHORPE | NPg Best View (Not in FES) | Srg_BB002 | MW | NPgY | Jordanthorpe |  | 0.038 | 0.103 | 0.152 | 0.207 | 0.288 | 0.388 | 0.508 | 0.649 | 0.814 | 0.998 | 1.211 | 1.437 | 1.691 | 1.966 | 2.25 | 2.574 | 2.92 | 3.3 | 3.707 | 4.152 | 4.624 | 5.125 | 5.653 | 6.209 | 6.794 | 7.405 | 8.047 | 8.723 | 9.435
NPgY | GSP | NPg Best View | Domestic storage installed capacity (MW) | KEADBY | NPg Best View (Not in FES) | Srg_BB002 | MW | NPgY | Keadby |  | 0.171 | 0.463 | 0.684 | 0.933 | 1.299 | 1.749 | 2.288 | 2.926 | 3.67 | 4.498 | 5.459 | 6.477 | 7.623 | 8.863 | 10.14 | 11.602 | 13.16 | 14.876 | 16.707 | 18.713 | 20.842 | 23.102 | 25.48 | 27.984 | 30.625 | 33.375 | 36.271 | 39.315 | 42.527
NPgY | GSP | NPg Best View | Domestic storage installed capacity (MW) | KIRKSTALL B | NPg Best View (Not in FES) | Srg_BB002 | MW | NPgY | Kirkstall B |  | 0.135 | 0.365 | 0.54 | 0.737 | 1.026 | 1.381 | 1.807 | 2.311 | 2.898 | 3.552 | 4.312 | 5.115 | 6.021 | 7 | 8.009 | 9.163 | 10.394 | 11.749 | 13.195 | 14.78 | 16.461 | 18.246 | 20.125 | 22.102 | 24.188 | 26.36 | 28.647 | 31.052 | 33.589
NPgY | GSP | NPg Best View | Domestic storage installed capacity (MW) | NEEPSEND | NPg Best View (Not in FES) | Srg_BB002 | MW | NPgY | Neepsend |  | 0.059 | 0.161 | 0.238 | 0.324 | 0.451 | 0.608 | 0.795 | 1.016 | 1.275 | 1.563 | 1.897 | 2.25 | 2.648 | 3.079 | 3.523 | 4.031 | 4.572 | 5.168 | 5.804 | 6.501 | 7.241 | 8.026 | 8.852 | 9.722 | 10.639 | 11.595 | 12.601 | 13.659 | 14.774
NPgY | GSP | NPg Best View | Domestic storage installed capacity (MW) | NORTON LEES | NPg Best View (Not in FES) | Srg_BB002 | MW | NPgY | Norton Lees |  | 0.059 | 0.16 | 0.237 | 0.323 | 0.45 | 0.606 | 0.793 | 1.014 | 1.272 | 1.559 | 1.892 | 2.245 | 2.642 | 3.071 | 3.514 | 4.021 | 4.561 | 5.155 | 5.79 | 6.485 | 7.223 | 8.006 | 8.831 | 9.698 | 10.614 | 11.567 | 12.57 | 13.625 | 14.739
NPgY | GSP | NPg Best View | Domestic storage installed capacity (MW) | PITSMOOR 3/4 | NPg Best View (Not in FES) | Srg_BB002 | MW | NPgY | Pitsmoor |  | 0.025 | 0.069 | 0.102 | 0.139 | 0.193 | 0.26 | 0.34 | 0.435 | 0.546 | 0.669 | 0.812 | 0.964 | 1.134 | 1.319 | 1.509 | 1.726 | 1.958 | 2.213 | 2.486 | 2.784 | 3.101 | 3.437 | 3.791 | 4.164 | 4.557 | 4.966 | 5.397 | 5.85 | 6.328
NPgY | GSP | NPg Best View | Domestic storage installed capacity (MW) | SALTEND NORTH | NPg Best View (Not in FES) | Srg_BB002 | MW | NPgY | Saltend North |  | 0.047 | 0.127 | 0.188 | 0.256 | 0.357 | 0.481 | 0.629 | 0.804 | 1.008 | 1.236 | 1.5 | 1.78 | 2.095 | 2.436 | 2.787 | 3.188 | 3.616 | 4.088 | 4.591 | 5.142 | 5.728 | 6.349 | 7.002 | 7.69 | 8.416 | 9.172 | 9.968 | 10.804 | 11.687
NPgY | GSP | NPg Best View | Domestic storage installed capacity (MW) | SHEFFIELD CITY | NPg Best View (Not in FES) | Srg_BB002 | MW | NPgY | Sheffield City |  | 0.031 | 0.084 | 0.124 | 0.169 | 0.236 | 0.317 | 0.415 | 0.531 | 0.666 | 0.816 | 0.991 | 1.175 | 1.383 | 1.608 | 1.84 | 2.105 | 2.388 | 2.699 | 3.032 | 3.396 | 3.782 | 4.192 | 4.624 | 5.078 | 5.557 | 6.056 | 6.582 | 7.134 | 7.717
NPgY | GSP | NPg Best View | Domestic storage installed capacity (MW) | SKELTON GRANGE | NPg Best View (Not in FES) | Srg_BB002 | MW | NPgY | Skelton Grange |  | 0.348 | 0.944 | 1.395 | 1.904 | 2.649 | 3.567 | 4.666 | 5.968 | 7.486 | 9.174 | 11.136 | 13.211 | 15.55 | 18.078 | 20.685 | 23.666 | 26.844 | 30.344 | 34.079 | 38.171 | 42.514 | 47.124 | 51.976 | 57.082 | 62.47 | 68.08 | 73.986 | 80.197 | 86.749
NPgY | GSP | NPg Best View | Domestic storage installed capacity (MW) | TEMPLEBOROUGH 275/33KV | NPg Best View (Not in FES) | Srg_BB002 | MW | NPgY | Templeborough |  | 0.005 | 0.012 | 0.018 | 0.025 | 0.035 | 0.047 | 0.062 | 0.079 | 0.099 | 0.121 | 0.147 | 0.174 | 0.205 | 0.239 | 0.273 | 0.312 | 0.354 | 0.401 | 0.45 | 0.504 | 0.561 | 0.622 | 0.686 | 0.754 | 0.825 | 0.899 | 0.977 | 1.059 | 1.145
NPgY | GSP | NPg Best View | Domestic storage installed capacity (MW) | THURCROFT | NPg Best View (Not in FES) | Srg_BB002 | MW | NPgY | Thurcroft |  | 0.124 | 0.335 | 0.496 | 0.677 | 0.942 | 1.268 | 1.659 | 2.121 | 2.661 | 3.261 | 3.958 | 4.696 | 5.527 | 6.426 | 7.353 | 8.412 | 9.542 | 10.786 | 12.114 | 13.568 | 15.112 | 16.751 | 18.475 | 20.29 | 22.205 | 24.2 | 26.299 | 28.507 | 30.836
NPgY | GSP | NPg Best View | Domestic storage installed capacity (MW) | WEST MELTON / THORPE MARSH | NPg Best View (Not in FES) | Srg_BB002 | MW | NPgY | Thorpe Marsh |  | 0.247 | 0.671 | 0.992 | 1.354 | 1.884 | 2.537 | 3.318 | 4.244 | 5.324 | 6.524 | 7.919 | 9.395 | 11.058 | 12.856 | 14.71 | 16.83 | 19.09 | 21.579 | 24.236 | 27.146 | 30.234 | 33.513 | 36.963 | 40.595 | 44.426 | 48.416 | 52.616 | 57.033 | 61.692
NPgY | GSP | NPg Best View | Domestic storage installed capacity (MW) | WEST MELTON SECTION 3 | NPg Best View (Not in FES) | Srg_BB002 | MW | NPgY | West Melton |  | 0.221 | 0.6 | 0.887 | 1.21 | 1.683 | 2.267 | 2.966 | 3.793 | 4.757 | 5.831 | 7.077 | 8.396 | 9.882 | 11.489 | 13.146 | 15.041 | 17.06 | 19.285 | 21.659 | 24.259 | 27.019 | 29.949 | 33.033 | 36.278 | 39.702 | 43.267 | 47.021 | 50.968 | 55.132
NPgY | GSP | NPg Best View | Domestic storage installed capacity (MW) | WINCOBANK | NPg Best View (Not in FES) | Srg_BB002 | MW | NPgY | Wincobank |  | 0.01 | 0.027 | 0.04 | 0.054 | 0.076 | 0.102 | 0.134 | 0.171 | 0.214 | 0.262 | 0.319 | 0.378 | 0.445 | 0.517 | 0.592 | 0.677 | 0.768 | 0.868 | 0.975 | 1.092 | 1.216 | 1.348 | 1.487 | 1.633 | 1.787 | 1.948 | 2.117 | 2.295 | 2.482
NPgN | GSP | NG FES - Consumer Transformation | Domestic storage installed capacity (MW) | BLYTH 66kV | Consumer Transformation | Srg_BB002 | MW | NPgN | Blyth 66kV |  | 0.2 | 0.384 | 0.559 | 0.754 | 1.045 | 1.4 | 1.827 | 2.329 | 2.918 | 3.573 | 4.332 | 5.138 | 6.045 | 7.027 | 8.041 | 9.207 | 10.444 | 11.804 | 13.259 | 14.849 | 16.54 | 18.336 | 20.22 | 22.206 | 24.298 | 26.477 | 28.775 | 31.189 | 33.734
NPgN | GSP | NG FES - Consumer Transformation | Domestic storage installed capacity (MW) | BLYTH 132kV | Consumer Transformation | Srg_BB002 | MW | NPgN | Blyth 132kV |  | 0.048 | 0.118 | 0.172 | 0.233 | 0.322 | 0.432 | 0.563 | 0.718 | 0.9 | 1.102 | 1.336 | 1.584 | 1.864 | 2.167 | 2.479 | 2.839 | 3.22 | 3.64 | 4.088 | 4.579 | 5.1 | 5.654 | 6.235 | 6.847 | 7.492 | 8.164 | 8.872 | 9.617 | 10.402
NPgN | GSP | NG FES - Consumer Transformation | Domestic storage installed capacity (MW) | FOURSTONES | Consumer Transformation | Srg_BB002 | MW | NPgN | Fourstones |  | 0.014 | 0.034 | 0.049 | 0.066 | 0.092 | 0.123 | 0.161 | 0.205 | 0.257 | 0.315 | 0.381 | 0.452 | 0.532 | 0.619 | 0.708 | 0.811 | 0.92 | 1.039 | 1.167 | 1.307 | 1.456 | 1.614 | 1.78 | 1.955 | 2.139 | 2.331 | 2.534 | 2.746 | 2.97
NPgN | GSP | NG FES - Consumer Transformation | Domestic storage installed capacity (MW) | HARTMOOR | Consumer Transformation | Srg_BB002 | MW | NPgN | Hart Moor |  | 0.06 | 0.146 | 0.213 | 0.288 | 0.398 | 0.534 | 0.696 | 0.888 | 1.112 | 1.362 | 1.652 | 1.959 | 2.305 | 2.679 | 3.065 | 3.51 | 3.982 | 4.5 | 5.055 | 5.661 | 6.306 | 6.99 | 7.709 | 8.466 | 9.263 | 10.094 | 10.97 | 11.89 | 12.861
NPgN | GSP | NG FES - Consumer Transformation | Domestic storage installed capacity (MW) | HAWTHORN PIT GRID | Consumer Transformation | Srg_BB002 | MW | NPgN | Hawthorn Pit |  | 0.079 | 0.192 | 0.28 | 0.378 | 0.523 | 0.701 | 0.914 | 1.166 | 1.46 | 1.788 | 2.168 | 2.572 | 3.026 | 3.517 | 4.025 | 4.609 | 5.228 | 5.908 | 6.637 | 7.433 | 8.279 | 9.178 | 10.121 | 11.115 | 12.162 | 13.253 | 14.403 | 15.611 | 16.886
NPgN | GSP | NG FES - Consumer Transformation | Domestic storage installed capacity (MW) | KNARESBOROUGH | Consumer Transformation | Srg_BB002 | MW | NPgN | Knaresborough |  | 0.123 | 0.301 | 0.438 | 0.591 | 0.819 | 1.097 | 1.432 | 1.826 | 2.287 | 2.801 | 3.396 | 4.027 | 4.739 | 5.508 | 6.303 | 7.218 | 8.187 | 9.253 | 10.394 | 11.641 | 12.966 | 14.374 | 15.851 | 17.408 | 19.048 | 20.756 | 22.557 | 24.449 | 26.445
NPgN | GSP | NG FES - Consumer Transformation | Domestic storage installed capacity (MW) | LACKENBY | Consumer Transformation | Srg_BB002 | MW | NPgN | Lackenby |  | 0.118 | 0.29 | 0.422 | 0.569 | 0.789 | 1.056 | 1.378 | 1.757 | 2.201 | 2.696 | 3.268 | 3.876 | 4.561 | 5.301 | 6.066 | 6.946 | 7.879 | 8.905 | 10.003 | 11.203 | 12.479 | 13.833 | 15.255 | 16.753 | 18.332 | 19.976 | 21.709 | 23.53 | 25.451
NPgN | GSP | NG FES - Consumer Transformation | Domestic storage installed capacity (MW) | NORTON | Consumer Transformation | Srg_BB002 | MW | NPgN | Norton |  | 0.309 | 0.756 | 1.1 | 1.485 | 2.057 | 2.755 | 3.595 | 4.583 | 5.742 | 7.032 | 8.526 | 10.111 | 11.897 | 13.829 | 15.824 | 18.12 | 20.554 | 23.23 | 26.094 | 29.224 | 32.551 | 36.085 | 39.794 | 43.701 | 47.82 | 52.108 | 56.63 | 61.38 | 66.39
NPgN | GSP | NG FES - Consumer Transformation | Domestic storage installed capacity (MW) | OFFERTON | Consumer Transformation | Srg_BB002 | MW | NPgN | Offerton |  | 0.04 | 0.098 | 0.143 | 0.193 | 0.268 | 0.359 | 0.468 | 0.596 | 0.747 | 0.915 | 1.109 | 1.316 | 1.548 | 1.799 | 2.059 | 2.358 | 2.675 | 3.023 | 3.396 | 3.803 | 4.236 | 4.696 | 5.178 | 5.687 | 6.223 | 6.781 | 7.369 | 7.987 | 8.639
NPgN | GSP | NG FES - Consumer Transformation | Domestic storage installed capacity (MW) | OSBALDWICK | Consumer Transformation | Srg_BB002 | MW | NPgN | Osbaldwick |  | 0.208 | 0.508 | 0.74 | 0.999 | 1.384 | 1.854 | 2.419 | 3.084 | 3.864 | 4.731 | 5.737 | 6.803 | 8.005 | 9.305 | 10.648 | 12.193 | 13.83 | 15.631 | 17.558 | 19.664 | 21.903 | 24.281 | 26.776 | 29.406 | 32.177 | 35.063 | 38.105 | 41.302 | 44.673
NPgN | GSP | NG FES - Consumer Transformation | Domestic storage installed capacity (MW) | POPPLETON | Consumer Transformation | Srg_BB002 | MW | NPgN | Poppleton |  | 0.03 | 0.074 | 0.108 | 0.146 | 0.203 | 0.271 | 0.354 | 0.452 | 0.566 | 0.693 | 0.84 | 0.996 | 1.172 | 1.363 | 1.559 | 1.785 | 2.025 | 2.289 | 2.571 | 2.88 | 3.207 | 3.556 | 3.921 | 4.306 | 4.712 | 5.134 | 5.58 | 6.048 | 6.542
NPgN | GSP | NG FES - Consumer Transformation | Domestic storage installed capacity (MW) | SALTHOLME | Consumer Transformation | Srg_BB002 | MW | NPgN | Saltholme |  | 0.001 | 0.004 | 0.005 | 0.007 | 0.01 | 0.013 | 0.017 | 0.022 | 0.027 | 0.034 | 0.041 | 0.048 | 0.057 | 0.066 | 0.075 | 0.086 | 0.098 | 0.111 | 0.124 | 0.139 | 0.155 | 0.172 | 0.19 | 0.208 | 0.228 | 0.249 | 0.27 | 0.293 | 0.317
NPgN | GSP | NG FES - Consumer Transformation | Domestic storage installed capacity (MW) | SOUTH SHIELDS | Consumer Transformation | Srg_BB002 | MW | NPgN | South Shields |  | 0.035 | 0.086 | 0.125 | 0.168 | 0.233 | 0.313 | 0.408 | 0.52 | 0.651 | 0.798 | 0.967 | 1.147 | 1.35 | 1.569 | 1.795 | 2.056 | 2.332 | 2.635 | 2.96 | 3.315 | 3.693 | 4.094 | 4.514 | 4.958 | 5.425 | 5.911 | 6.424 | 6.963 | 7.532
NPgN | GSP | NG FES - Consumer Transformation | Domestic storage installed capacity (MW) | SPADEADAM | Consumer Transformation | Srg_BB002 | MW | NPgN | Spadeadam - Not in NG FES |  | 0.006 | 0.015 | 0.022 | 0.029 | 0.041 | 0.055 | 0.071 | 0.091 | 0.114 | 0.139 | 0.169 | 0.2 | 0.235 | 0.274 | 0.313 | 0.358 | 0.407 | 0.46 | 0.516 | 0.578 | 0.644 | 0.714 | 0.787 | 0.865 | 0.946 | 1.031 | 1.12 | 1.214 | 1.313
NPgN | GSP | NG FES - Consumer Transformation | Domestic storage installed capacity (MW) | SPENNYMOOR | Consumer Transformation | Srg_BB002 | MW | NPgN | Spennymoor |  | 0.178 | 0.435 | 0.633 | 0.854 | 1.183 | 1.585 | 2.068 | 2.636 | 3.302 | 4.044 | 4.903 | 5.815 | 6.842 | 7.953 | 9.101 | 10.421 | 11.821 | 13.36 | 15.008 | 16.808 | 18.721 | 20.754 | 22.887 | 25.134 | 27.503 | 29.969 | 32.57 | 35.302 | 38.183
NPgN | GSP | NG FES - Consumer Transformation | Domestic storage installed capacity (MW) | STELLA NORTH | Consumer Transformation | Srg_BB002 | MW | NPgN | Stella North |  | 0.124 | 0.303 | 0.44 | 0.594 | 0.824 | 1.103 | 1.439 | 1.835 | 2.299 | 2.815 | 3.413 | 4.048 | 4.763 | 5.537 | 6.336 | 7.255 | 8.229 | 9.301 | 10.447 | 11.701 | 13.033 | 14.447 | 15.932 | 17.497 | 19.146 | 20.863 | 22.673 | 24.575 | 26.581
NPgN | GSP | NG FES - Consumer Transformation | Domestic storage installed capacity (MW) | STELLA SOUTH | Consumer Transformation | Srg_BB002 | MW | NPgN | Stella South |  | 0.108 | 0.264 | 0.385 | 0.52 | 0.72 | 0.964 | 1.258 | 1.604 | 2.009 | 2.46 | 2.983 | 3.538 | 4.163 | 4.839 | 5.537 | 6.34 | 7.192 | 8.128 | 9.13 | 10.225 | 11.389 | 12.626 | 13.924 | 15.291 | 16.732 | 18.232 | 19.814 | 21.477 | 23.23
NPgN | GSP | NG FES - Consumer Transformation | Domestic storage installed capacity (MW) | TYNEMOUTH | Consumer Transformation | Srg_BB002 | MW | NPgN | Tynemouth 1 |  | 0.108 | 0.263 | 0.383 | 0.517 | 0.716 | 0.959 | 1.252 | 1.596 | 1.999 | 2.449 | 2.969 | 3.521 | 4.143 | 4.815 | 5.51 | 6.31 | 7.157 | 8.089 | 9.086 | 10.176 | 11.335 | 12.565 | 13.857 | 15.218 | 16.652 | 18.145 | 19.719 | 21.374 | 23.118
NPgN | GSP | NG FES - Consumer Transformation | Domestic storage installed capacity (MW) | WEST BOLDON | Consumer Transformation | Srg_BB002 | MW | NPgN | West Boldon |  | 0.145 | 0.356 | 0.518 | 0.699 | 0.968 | 1.296 | 1.691 | 2.156 | 2.701 | 3.308 | 4.011 | 4.757 | 5.597 | 6.506 | 7.445 | 8.525 | 9.67 | 10.929 | 12.276 | 13.749 | 15.314 | 16.977 | 18.721 | 20.56 | 22.497 | 24.515 | 26.642 | 28.877 | 31.234
NPgY | GSP | NG FES - Consumer Transformation | Domestic storage installed capacity (MW) | BRADFORD WEST | Consumer Transformation | Srg_BB002 | MW | NPgY | Bradford West |  | 0.32 | 0.782 | 1.138 | 1.536 | 2.128 | 2.849 | 3.716 | 4.737 | 5.934 | 7.265 | 8.808 | 10.443 | 12.286 | 14.278 | 16.336 | 18.704 | 21.212 | 23.971 | 26.923 | 30.148 | 33.576 | 37.215 | 41.035 | 45.059 | 49.299 | 53.712 | 58.366 | 63.254 | 68.409
NPgY | GSP | NG FES - Consumer Transformation | Domestic storage installed capacity (MW) | CAMBLESFORTH | Consumer Transformation | Srg_BB002 | MW | NPgY | Camblesforth |  | 0.033 | 0.081 | 0.118 | 0.159 | 0.221 | 0.296 | 0.386 | 0.492 | 0.616 | 0.754 | 0.914 | 1.084 | 1.275 | 1.482 | 1.695 | 1.941 | 2.201 | 2.488 | 2.794 | 3.129 | 3.484 | 3.862 | 4.258 | 4.676 | 5.116 | 5.574 | 6.057 | 6.564 | 7.099
NPgY | GSP | NG FES - Consumer Transformation | Domestic storage installed capacity (MW) | CREYKE BECK | Consumer Transformation | Srg_BB002 | MW | NPgY | Creyke Beck |  | 0.357 | 0.874 | 1.272 | 1.716 | 2.377 | 3.183 | 4.153 | 5.294 | 6.631 | 8.119 | 9.842 | 11.67 | 13.729 | 15.956 | 18.255 | 20.901 | 23.704 | 26.786 | 30.086 | 33.689 | 37.52 | 41.587 | 45.855 | 50.352 | 55.09 | 60.022 | 65.223 | 70.685 | 76.445
NPgY | GSP | NG FES - Consumer Transformation | Domestic storage installed capacity (MW) | DRAX | Consumer Transformation | Srg_BB002 | MW | NPgY | Drax |  | 0.042 | 0.102 | 0.149 | 0.2 | 0.278 | 0.372 | 0.485 | 0.618 | 0.775 | 0.949 | 1.15 | 1.363 | 1.604 | 1.864 | 2.133 | 2.442 | 2.769 | 3.129 | 3.515 | 3.936 | 4.383 | 4.858 | 5.357 | 5.883 | 6.436 | 7.012 | 7.62 | 8.258 | 8.931
NPgY | GSP | NG FES - Consumer Transformation | Domestic storage installed capacity (MW) | ELLAND | Consumer Transformation | Srg_BB002 | MW | NPgY | Elland |  | 0.24 | 0.586 | 0.853 | 1.151 | 1.594 | 2.135 | 2.785 | 3.55 | 4.447 | 5.445 | 6.601 | 7.826 | 9.207 | 10.7 | 12.242 | 14.017 | 15.897 | 17.964 | 20.176 | 22.593 | 25.162 | 27.89 | 30.752 | 33.768 | 36.945 | 40.253 | 43.741 | 47.404 | 51.267
NPgY | GSP | NG FES - Consumer Transformation | Domestic storage installed capacity (MW) | FERRYBRIDGE A | Consumer Transformation | Srg_BB002 | MW | NPgY | Ferrybridge A |  | 0.075 | 0.185 | 0.269 | 0.363 | 0.502 | 0.673 | 0.877 | 1.118 | 1.401 | 1.715 | 2.079 | 2.465 | 2.9 | 3.371 | 3.857 | 4.416 | 5.008 | 5.659 | 6.356 | 7.117 | 7.927 | 8.786 | 9.687 | 10.637 | 11.638 | 12.68 | 13.779 | 14.933 | 16.15
NPgY | GSP | NG FES - Consumer Transformation | Domestic storage installed capacity (MW) | FERRYBRIDGE B | Consumer Transformation | Srg_BB002 | MW | NPgY | Ferrybridge B (_M) |  | 0.169 | 0.412 | 0.6 | 0.81 | 1.122 | 1.502 | 1.96 | 2.498 | 3.13 | 3.832 | 4.645 | 5.508 | 6.48 | 7.531 | 8.616 | 9.865 | 11.188 | 12.642 | 14.2 | 15.9 | 17.708 | 19.628 | 21.642 | 23.765 | 26.001 | 28.329 | 30.783 | 33.361 | 36.08
NPgY | GSP | NG FES - Consumer Transformation | Domestic storage installed capacity (MW) | GRIMSBY WEST | Consumer Transformation | Srg_BB002 | MW | NPgY | Grimsby West |  | 0.124 | 0.302 | 0.44 | 0.594 | 0.822 | 1.101 | 1.437 | 1.831 | 2.294 | 2.808 | 3.404 | 4.037 | 4.749 | 5.519 | 6.314 | 7.23 | 8.199 | 9.265 | 10.407 | 11.653 | 12.978 | 14.385 | 15.861 | 17.417 | 19.056 | 20.762 | 22.561 | 24.45 | 26.442
NPgY | GSP | NG FES - Consumer Transformation | Domestic storage installed capacity (MW) | JORDANTHORPE | Consumer Transformation | Srg_BB002 | MW | NPgY | Jordanthorpe |  | 0.038 | 0.093 | 0.135 | 0.182 | 0.252 | 0.337 | 0.44 | 0.561 | 0.702 | 0.86 | 1.042 | 1.236 | 1.454 | 1.689 | 1.933 | 2.213 | 2.51 | 2.836 | 3.186 | 3.567 | 3.973 | 4.403 | 4.855 | 5.332 | 5.833 | 6.355 | 6.906 | 7.485 | 8.094
NPgY | GSP | NG FES - Consumer Transformation | Domestic storage installed capacity (MW) | KEADBY | Consumer Transformation | Srg_BB002 | MW | NPgY | Keadby |  | 0.171 | 0.417 | 0.607 | 0.819 | 1.135 | 1.519 | 1.982 | 2.526 | 3.165 | 3.875 | 4.697 | 5.57 | 6.552 | 7.615 | 8.712 | 9.975 | 11.313 | 12.784 | 14.359 | 16.078 | 17.907 | 19.848 | 21.885 | 24.031 | 26.292 | 28.646 | 31.128 | 33.735 | 36.484
NPgY | GSP | NG FES - Consumer Transformation | Domestic storage installed capacity (MW) | KIRKSTALL B | Consumer Transformation | Srg_BB002 | MW | NPgY | Kirkstall B |  | 0.135 | 0.329 | 0.48 | 0.647 | 0.896 | 1.2 | 1.565 | 1.995 | 2.499 | 3.06 | 3.71 | 4.399 | 5.175 | 6.014 | 6.881 | 7.878 | 8.935 | 10.097 | 11.341 | 12.699 | 14.143 | 15.676 | 17.285 | 18.98 | 20.766 | 22.625 | 24.586 | 26.645 | 28.816
NPgY | GSP | NG FES - Consumer Transformation | Domestic storage installed capacity (MW) | NEEPSEND | Consumer Transformation | Srg_BB002 | MW | NPgY | Neepsend |  | 0.059 | 0.145 | 0.211 | 0.285 | 0.394 | 0.528 | 0.689 | 0.878 | 1.099 | 1.346 | 1.632 | 1.935 | 2.276 | 2.646 | 3.027 | 3.465 | 3.93 | 4.441 | 4.988 | 5.586 | 6.221 | 6.895 | 7.603 | 8.349 | 9.134 | 9.952 | 10.814 | 11.72 | 12.675
NPgY | GSP | NG FES - Consumer Transformation | Domestic storage installed capacity (MW) | NORTON LEES | Consumer Transformation | Srg_BB002 | MW | NPgY | Norton Lees |  | 0.059 | 0.145 | 0.21 | 0.284 | 0.393 | 0.527 | 0.687 | 0.876 | 1.097 | 1.343 | 1.628 | 1.93 | 2.271 | 2.639 | 3.019 | 3.457 | 3.921 | 4.431 | 4.976 | 5.572 | 6.206 | 6.879 | 7.585 | 8.328 | 9.112 | 9.928 | 10.788 | 11.691 | 12.644
NPgY | GSP | NG FES - Consumer Transformation | Domestic storage installed capacity (MW) | PITSMOOR 3/4 | Consumer Transformation | Srg_BB002 | MW | NPgY | Pitsmoor |  | 0.025 | 0.062 | 0.09 | 0.122 | 0.169 | 0.226 | 0.295 | 0.376 | 0.471 | 0.577 | 0.699 | 0.829 | 0.975 | 1.133 | 1.296 | 1.484 | 1.683 | 1.902 | 2.136 | 2.392 | 2.664 | 2.953 | 3.256 | 3.576 | 3.912 | 4.262 | 4.632 | 5.02 | 5.429
NPgY | GSP | NG FES - Consumer Transformation | Domestic storage installed capacity (MW) | SALTEND NORTH | Consumer Transformation | Srg_BB002 | MW | NPgY | Saltend North |  | 0.047 | 0.115 | 0.167 | 0.225 | 0.312 | 0.418 | 0.545 | 0.694 | 0.87 | 1.065 | 1.291 | 1.531 | 1.801 | 2.093 | 2.394 | 2.741 | 3.109 | 3.513 | 3.946 | 4.419 | 4.921 | 5.454 | 6.014 | 6.604 | 7.225 | 7.872 | 8.554 | 9.271 | 10.026
NPgY | GSP | NG FES - Consumer Transformation | Domestic storage installed capacity (MW) | SHEFFIELD CITY | Consumer Transformation | Srg_BB002 | MW | NPgY | Sheffield City |  | 0.031 | 0.076 | 0.11 | 0.149 | 0.206 | 0.276 | 0.36 | 0.458 | 0.574 | 0.703 | 0.852 | 1.011 | 1.189 | 1.382 | 1.581 | 1.81 | 2.053 | 2.32 | 2.606 | 2.918 | 3.249 | 3.602 | 3.971 | 4.361 | 4.771 | 5.198 | 5.649 | 6.122 | 6.621
NPgY | GSP | NG FES - Consumer Transformation | Domestic storage installed capacity (MW) | SKELTON GRANGE | Consumer Transformation | Srg_BB002 | MW | NPgY | Skelton Grange |  | 0.348 | 0.851 | 1.238 | 1.671 | 2.315 | 3.099 | 4.043 | 5.154 | 6.455 | 7.904 | 9.582 | 11.361 | 13.366 | 15.533 | 17.772 | 20.348 | 23.077 | 26.077 | 29.289 | 32.797 | 36.527 | 40.486 | 44.641 | 49.019 | 53.631 | 58.433 | 63.496 | 68.814 | 74.421
NPgY | GSP | NG FES - Consumer Transformation | Domestic storage installed capacity (MW) | TEMPLEBOROUGH 275/33KV | Consumer Transformation | Srg_BB002 | MW | NPgY | Templeborough |  | 0.005 | 0.011 | 0.016 | 0.022 | 0.031 | 0.041 | 0.053 | 0.068 | 0.085 | 0.104 | 0.126 | 0.15 | 0.176 | 0.205 | 0.235 | 0.269 | 0.305 | 0.344 | 0.387 | 0.433 | 0.482 | 0.534 | 0.589 | 0.647 | 0.708 | 0.771 | 0.838 | 0.908 | 0.982
NPgY | GSP | NG FES - Consumer Transformation | Domestic storage installed capacity (MW) | THURCROFT | Consumer Transformation | Srg_BB002 | MW | NPgY | Thurcroft |  | 0.124 | 0.302 | 0.44 | 0.594 | 0.823 | 1.102 | 1.437 | 1.832 | 2.295 | 2.81 | 3.406 | 4.038 | 4.751 | 5.521 | 6.317 | 7.233 | 8.203 | 9.269 | 10.411 | 11.658 | 12.984 | 14.391 | 15.868 | 17.424 | 19.064 | 20.771 | 22.57 | 24.461 | 26.454
NPgY | GSP | NG FES - Consumer Transformation | Domestic storage installed capacity (MW) | WEST MELTON / THORPE MARSH | Consumer Transformation | Srg_BB002 | MW | NPgY | Thorpe Marsh |  | 0.247 | 0.605 | 0.881 | 1.188 | 1.646 | 2.204 | 2.875 | 3.665 | 4.591 | 5.621 | 6.814 | 8.08 | 9.505 | 11.047 | 12.638 | 14.47 | 16.411 | 18.545 | 20.829 | 23.324 | 25.976 | 28.792 | 31.747 | 34.861 | 38.141 | 41.555 | 45.156 | 48.938 | 52.925
NPgY | GSP | NG FES - Consumer Transformation | Domestic storage installed capacity (MW) | WEST MELTON SECTION 3 | Consumer Transformation | Srg_BB002 | MW | NPgY | West Melton |  | 0.221 | 0.541 | 0.787 | 1.062 | 1.471 | 1.97 | 2.57 | 3.275 | 4.103 | 5.023 | 6.089 | 7.22 | 8.494 | 9.872 | 11.294 | 12.932 | 14.666 | 16.573 | 18.614 | 20.844 | 23.214 | 25.73 | 28.371 | 31.153 | 34.085 | 37.136 | 40.354 | 43.734 | 47.297
NPgY | GSP | NG FES - Consumer Transformation | Domestic storage installed capacity (MW) | WINCOBANK | Consumer Transformation | Srg_BB002 | MW | NPgY | Wincobank |  | 0.01 | 0.024 | 0.035 | 0.048 | 0.066 | 0.089 | 0.116 | 0.147 | 0.185 | 0.226 | 0.274 | 0.325 | 0.382 | 0.444 | 0.508 | 0.582 | 0.66 | 0.746 | 0.838 | 0.938 | 1.045 | 1.158 | 1.277 | 1.402 | 1.534 | 1.672 | 1.817 | 1.969 | 2.129
NPgN | GSP | NG FES - Falling Short | Domestic storage installed capacity (MW) | BLYTH 66kV | Falling Short | Srg_BB002 | MW | NPgN | Blyth 66kV |  | 0.2 | 0.223 | 0.292 | 0.357 | 0.428 | 0.513 | 0.596 | 0.671 | 0.756 | 0.842 | 0.939 | 1.03 | 1.137 | 1.248 | 1.362 | 1.485 | 1.62 | 1.769 | 1.935 | 2.112 | 2.312 | 2.529 | 2.761 | 3.001 | 3.259 | 3.528 | 3.809 | 4.105 | 4.416
NPgN | GSP | NG FES - Falling Short | Domestic storage installed capacity (MW) | BLYTH 132kV | Falling Short | Srg_BB002 | MW | NPgN | Blyth 132kV |  | 0.048 | 0.069 | 0.09 | 0.11 | 0.132 | 0.158 | 0.184 | 0.207 | 0.233 | 0.26 | 0.29 | 0.318 | 0.351 | 0.385 | 0.42 | 0.458 | 0.5 | 0.546 | 0.597 | 0.651 | 0.713 | 0.78 | 0.851 | 0.925 | 1.005 | 1.088 | 1.175 | 1.266 | 1.362
NPgN | GSP | NG FES - Falling Short | Domestic storage installed capacity (MW) | FOURSTONES | Falling Short | Srg_BB002 | MW | NPgN | Fourstones |  | 0.014 | 0.02 | 0.026 | 0.031 | 0.038 | 0.045 | 0.052 | 0.059 | 0.067 | 0.074 | 0.083 | 0.091 | 0.1 | 0.11 | 0.12 | 0.131 | 0.143 | 0.156 | 0.17 | 0.186 | 0.204 | 0.223 | 0.243 | 0.264 | 0.287 | 0.311 | 0.335 | 0.361 | 0.389
NPgN | GSP | NG FES - Falling Short | Domestic storage installed capacity (MW) | HARTMOOR | Falling Short | Srg_BB002 | MW | NPgN | Hart Moor |  | 0.06 | 0.085 | 0.111 | 0.136 | 0.163 | 0.196 | 0.227 | 0.256 | 0.288 | 0.321 | 0.358 | 0.393 | 0.434 | 0.476 | 0.519 | 0.566 | 0.618 | 0.675 | 0.738 | 0.805 | 0.882 | 0.964 | 1.053 | 1.144 | 1.242 | 1.345 | 1.452 | 1.565 | 1.684
NPgN | GSP | NG FES - Falling Short | Domestic storage installed capacity (MW) | HAWTHORN PIT GRID | Falling Short | Srg_BB002 | MW | NPgN | Hawthorn Pit |  | 0.079 | 0.112 | 0.146 | 0.179 | 0.214 | 0.257 | 0.298 | 0.336 | 0.378 | 0.422 | 0.47 | 0.516 | 0.569 | 0.625 | 0.682 | 0.744 | 0.811 | 0.886 | 0.969 | 1.057 | 1.158 | 1.266 | 1.382 | 1.502 | 1.631 | 1.766 | 1.907 | 2.055 | 2.211
NPgN | GSP | NG FES - Falling Short | Domestic storage installed capacity (MW) | KNARESBOROUGH | Falling Short | Srg_BB002 | MW | NPgN | Knaresborough |  | 0.123 | 0.175 | 0.229 | 0.28 | 0.336 | 0.402 | 0.467 | 0.526 | 0.592 | 0.66 | 0.736 | 0.808 | 0.891 | 0.979 | 1.068 | 1.164 | 1.27 | 1.387 | 1.517 | 1.656 | 1.813 | 1.983 | 2.164 | 2.353 | 2.555 | 2.766 | 2.986 | 3.218 | 3.462
NPgN | GSP | NG FES - Falling Short | Domestic storage installed capacity (MW) | LACKENBY | Falling Short | Srg_BB002 | MW | NPgN | Lackenby |  | 0.118 | 0.168 | 0.22 | 0.27 | 0.323 | 0.387 | 0.45 | 0.506 | 0.57 | 0.635 | 0.709 | 0.777 | 0.858 | 0.942 | 1.027 | 1.121 | 1.223 | 1.335 | 1.46 | 1.594 | 1.745 | 1.908 | 2.083 | 2.264 | 2.459 | 2.662 | 2.874 | 3.097 | 3.332
NPgN | GSP | NG FES - Falling Short | Domestic storage installed capacity (MW) | NORTON | Falling Short | Srg_BB002 | MW | NPgN | Norton |  | 0.309 | 0.439 | 0.574 | 0.704 | 0.843 | 1.009 | 1.173 | 1.32 | 1.487 | 1.658 | 1.849 | 2.028 | 2.238 | 2.457 | 2.68 | 2.923 | 3.189 | 3.482 | 3.808 | 4.157 | 4.551 | 4.977 | 5.433 | 5.907 | 6.414 | 6.943 | 7.497 | 8.078 | 8.692
NPgN | GSP | NG FES - Falling Short | Domestic storage installed capacity (MW) | OFFERTON | Falling Short | Srg_BB002 | MW | NPgN | Offerton |  | 0.04 | 0.057 | 0.075 | 0.092 | 0.11 | 0.131 | 0.153 | 0.172 | 0.193 | 0.216 | 0.241 | 0.264 | 0.291 | 0.32 | 0.349 | 0.38 | 0.415 | 0.453 | 0.496 | 0.541 | 0.592 | 0.648 | 0.707 | 0.769 | 0.835 | 0.904 | 0.976 | 1.051 | 1.131
NPgN | GSP | NG FES - Falling Short | Domestic storage installed capacity (MW) | OSBALDWICK | Falling Short | Srg_BB002 | MW | NPgN | Osbaldwick |  | 0.208 | 0.296 | 0.386 | 0.473 | 0.567 | 0.679 | 0.789 | 0.888 | 1 | 1.115 | 1.244 | 1.364 | 1.506 | 1.653 | 1.803 | 1.967 | 2.146 | 2.343 | 2.562 | 2.797 | 3.062 | 3.349 | 3.656 | 3.975 | 4.316 | 4.672 | 5.044 | 5.436 | 5.849
NPgN | GSP | NG FES - Falling Short | Domestic storage installed capacity (MW) | POPPLETON | Falling Short | Srg_BB002 | MW | NPgN | Poppleton |  | 0.03 | 0.043 | 0.057 | 0.069 | 0.083 | 0.099 | 0.116 | 0.13 | 0.147 | 0.163 | 0.182 | 0.2 | 0.221 | 0.242 | 0.264 | 0.288 | 0.314 | 0.343 | 0.375 | 0.41 | 0.448 | 0.49 | 0.535 | 0.582 | 0.632 | 0.684 | 0.739 | 0.796 | 0.856
NPgN | GSP | NG FES - Falling Short | Domestic storage installed capacity (MW) | SALTHOLME | Falling Short | Srg_BB002 | MW | NPgN | Saltholme |  | 0.001 | 0.002 | 0.003 | 0.003 | 0.004 | 0.005 | 0.006 | 0.006 | 0.007 | 0.008 | 0.009 | 0.01 | 0.011 | 0.012 | 0.013 | 0.014 | 0.015 | 0.017 | 0.018 | 0.02 | 0.022 | 0.024 | 0.026 | 0.028 | 0.031 | 0.033 | 0.036 | 0.039 | 0.041
NPgN | GSP | NG FES - Falling Short | Domestic storage installed capacity (MW) | SOUTH SHIELDS | Falling Short | Srg_BB002 | MW | NPgN | South Shields |  | 0.035 | 0.05 | 0.065 | 0.08 | 0.096 | 0.114 | 0.133 | 0.15 | 0.169 | 0.188 | 0.21 | 0.23 | 0.254 | 0.279 | 0.304 | 0.332 | 0.362 | 0.395 | 0.432 | 0.472 | 0.516 | 0.565 | 0.616 | 0.67 | 0.728 | 0.788 | 0.85 | 0.916 | 0.986
NPgN | GSP | NG FES - Falling Short | Domestic storage installed capacity (MW) | SPADEADAM | Falling Short | Srg_BB002 | MW | NPgN | Spadeadam - Not in NG FES |  | 0.006 | 0.009 | 0.011 | 0.014 | 0.017 | 0.02 | 0.023 | 0.026 | 0.029 | 0.033 | 0.037 | 0.04 | 0.044 | 0.049 | 0.053 | 0.058 | 0.063 | 0.069 | 0.075 | 0.082 | 0.09 | 0.098 | 0.107 | 0.117 | 0.127 | 0.137 | 0.148 | 0.16 | 0.172
NPgN | GSP | NG FES - Falling Short | Domestic storage installed capacity (MW) | SPENNYMOOR | Falling Short | Srg_BB002 | MW | NPgN | Spennymoor |  | 0.178 | 0.253 | 0.33 | 0.405 | 0.485 | 0.58 | 0.674 | 0.759 | 0.855 | 0.953 | 1.063 | 1.166 | 1.287 | 1.413 | 1.541 | 1.681 | 1.834 | 2.003 | 2.19 | 2.391 | 2.617 | 2.863 | 3.125 | 3.397 | 3.689 | 3.993 | 4.312 | 4.646 | 4.999
NPgN | GSP | NG FES - Falling Short | Domestic storage installed capacity (MW) | STELLA NORTH | Falling Short | Srg_BB002 | MW | NPgN | Stella North |  | 0.124 | 0.176 | 0.23 | 0.282 | 0.338 | 0.404 | 0.469 | 0.529 | 0.595 | 0.664 | 0.74 | 0.812 | 0.896 | 0.984 | 1.073 | 1.17 | 1.277 | 1.394 | 1.525 | 1.664 | 1.822 | 1.993 | 2.175 | 2.365 | 2.568 | 2.78 | 3.001 | 3.234 | 3.48
NPgN | GSP | NG FES - Falling Short | Domestic storage installed capacity (MW) | STELLA SOUTH | Falling Short | Srg_BB002 | MW | NPgN | Stella South |  | 0.108 | 0.154 | 0.201 | 0.246 | 0.295 | 0.353 | 0.41 | 0.462 | 0.52 | 0.58 | 0.647 | 0.709 | 0.783 | 0.86 | 0.938 | 1.023 | 1.116 | 1.218 | 1.332 | 1.454 | 1.592 | 1.741 | 1.901 | 2.067 | 2.244 | 2.429 | 2.623 | 2.827 | 3.041
NPgN | GSP | NG FES - Falling Short | Domestic storage installed capacity (MW) | TYNEMOUTH | Falling Short | Srg_BB002 | MW | NPgN | Tynemouth 1 |  | 0.108 | 0.153 | 0.2 | 0.245 | 0.294 | 0.351 | 0.408 | 0.46 | 0.518 | 0.577 | 0.644 | 0.706 | 0.779 | 0.856 | 0.933 | 1.018 | 1.11 | 1.213 | 1.326 | 1.448 | 1.585 | 1.733 | 1.892 | 2.057 | 2.233 | 2.418 | 2.61 | 2.813 | 3.027
NPgN | GSP | NG FES - Falling Short | Domestic storage installed capacity (MW) | WEST BOLDON | Falling Short | Srg_BB002 | MW | NPgN | West Boldon |  | 0.145 | 0.207 | 0.27 | 0.331 | 0.397 | 0.475 | 0.552 | 0.621 | 0.7 | 0.78 | 0.87 | 0.954 | 1.053 | 1.156 | 1.261 | 1.375 | 1.5 | 1.638 | 1.792 | 1.956 | 2.141 | 2.342 | 2.556 | 2.779 | 3.017 | 3.267 | 3.527 | 3.801 | 4.089
NPgY | GSP | NG FES - Falling Short | Domestic storage installed capacity (MW) | BRADFORD WEST | Falling Short | Srg_BB002 | MW | NPgY | Bradford West |  | 0.32 | 0.455 | 0.594 | 0.728 | 0.872 | 1.044 | 1.213 | 1.365 | 1.537 | 1.713 | 1.91 | 2.094 | 2.311 | 2.537 | 2.767 | 3.017 | 3.291 | 3.592 | 3.928 | 4.287 | 4.694 | 5.132 | 5.602 | 6.09 | 6.612 | 7.157 | 7.726 | 8.325 | 8.956
NPgY | GSP | NG FES - Falling Short | Domestic storage installed capacity (MW) | CAMBLESFORTH | Falling Short | Srg_BB002 | MW | NPgY | Camblesforth |  | 0.033 | 0.047 | 0.062 | 0.076 | 0.091 | 0.108 | 0.126 | 0.142 | 0.159 | 0.178 | 0.198 | 0.217 | 0.24 | 0.263 | 0.287 | 0.313 | 0.341 | 0.373 | 0.408 | 0.445 | 0.487 | 0.533 | 0.581 | 0.632 | 0.686 | 0.743 | 0.802 | 0.864 | 0.929
NPgY | GSP | NG FES - Falling Short | Domestic storage installed capacity (MW) | CREYKE BECK | Falling Short | Srg_BB002 | MW | NPgY | Creyke Beck |  | 0.357 | 0.508 | 0.664 | 0.813 | 0.975 | 1.166 | 1.355 | 1.525 | 1.717 | 1.914 | 2.134 | 2.34 | 2.583 | 2.835 | 3.092 | 3.372 | 3.677 | 4.014 | 4.39 | 4.791 | 5.245 | 5.735 | 6.26 | 6.805 | 7.388 | 7.997 | 8.634 | 9.303 | 10.009
NPgY | GSP | NG FES - Falling Short | Domestic storage installed capacity (MW) | DRAX | Falling Short | Srg_BB002 | MW | NPgY | Drax |  | 0.042 | 0.059 | 0.078 | 0.095 | 0.114 | 0.136 | 0.158 | 0.178 | 0.201 | 0.224 | 0.249 | 0.273 | 0.302 | 0.331 | 0.361 | 0.394 | 0.43 | 0.469 | 0.513 | 0.56 | 0.613 | 0.67 | 0.731 | 0.795 | 0.863 | 0.934 | 1.009 | 1.087 | 1.169
NPgY | GSP | NG FES - Falling Short | Domestic storage installed capacity (MW) | ELLAND | Falling Short | Srg_BB002 | MW | NPgY | Elland |  | 0.24 | 0.341 | 0.445 | 0.545 | 0.654 | 0.782 | 0.909 | 1.023 | 1.152 | 1.283 | 1.431 | 1.569 | 1.732 | 1.901 | 2.073 | 2.261 | 2.466 | 2.692 | 2.944 | 3.213 | 3.517 | 3.846 | 4.198 | 4.564 | 4.955 | 5.363 | 5.79 | 6.239 | 6.712
NPgY | GSP | NG FES - Falling Short | Domestic storage installed capacity (MW) | FERRYBRIDGE A | Falling Short | Srg_BB002 | MW | NPgY | Ferrybridge A |  | 0.075 | 0.107 | 0.14 | 0.172 | 0.206 | 0.246 | 0.286 | 0.322 | 0.363 | 0.404 | 0.451 | 0.494 | 0.546 | 0.599 | 0.653 | 0.712 | 0.777 | 0.848 | 0.927 | 1.012 | 1.108 | 1.212 | 1.323 | 1.438 | 1.561 | 1.69 | 1.824 | 1.965 | 2.114
NPgY | GSP | NG FES - Falling Short | Domestic storage installed capacity (MW) | FERRYBRIDGE B | Falling Short | Srg_BB002 | MW | NPgY | Ferrybridge B (_M) |  | 0.169 | 0.24 | 0.313 | 0.384 | 0.46 | 0.551 | 0.64 | 0.72 | 0.811 | 0.903 | 1.007 | 1.104 | 1.219 | 1.338 | 1.459 | 1.591 | 1.736 | 1.895 | 2.072 | 2.261 | 2.475 | 2.707 | 2.955 | 3.212 | 3.487 | 3.774 | 4.075 | 4.391 | 4.724
NPgY | GSP | NG FES - Falling Short | Domestic storage installed capacity (MW) | GRIMSBY WEST | Falling Short | Srg_BB002 | MW | NPgY | Grimsby West |  | 0.124 | 0.176 | 0.23 | 0.281 | 0.337 | 0.403 | 0.469 | 0.528 | 0.594 | 0.662 | 0.738 | 0.809 | 0.893 | 0.981 | 1.069 | 1.166 | 1.272 | 1.389 | 1.518 | 1.657 | 1.814 | 1.984 | 2.165 | 2.354 | 2.556 | 2.766 | 2.986 | 3.218 | 3.462
NPgY | GSP | NG FES - Falling Short | Domestic storage installed capacity (MW) | JORDANTHORPE | Falling Short | Srg_BB002 | MW | NPgY | Jordanthorpe |  | 0.038 | 0.054 | 0.07 | 0.086 | 0.103 | 0.124 | 0.143 | 0.162 | 0.182 | 0.203 | 0.226 | 0.248 | 0.273 | 0.3 | 0.327 | 0.357 | 0.389 | 0.425 | 0.465 | 0.507 | 0.555 | 0.607 | 0.663 | 0.721 | 0.782 | 0.847 | 0.914 | 0.985 | 1.06
NPgY | GSP | NG FES - Falling Short | Domestic storage installed capacity (MW) | KEADBY | Falling Short | Srg_BB002 | MW | NPgY | Keadby |  | 0.171 | 0.243 | 0.317 | 0.388 | 0.465 | 0.557 | 0.647 | 0.728 | 0.82 | 0.913 | 1.019 | 1.117 | 1.233 | 1.353 | 1.475 | 1.609 | 1.755 | 1.916 | 2.095 | 2.286 | 2.503 | 2.737 | 2.988 | 3.248 | 3.526 | 3.817 | 4.12 | 4.44 | 4.777
NPgY | GSP | NG FES - Falling Short | Domestic storage installed capacity (MW) | KIRKSTALL B | Falling Short | Srg_BB002 | MW | NPgY | Kirkstall B |  | 0.135 | 0.192 | 0.25 | 0.307 | 0.367 | 0.44 | 0.511 | 0.575 | 0.647 | 0.721 | 0.805 | 0.882 | 0.973 | 1.069 | 1.165 | 1.271 | 1.386 | 1.513 | 1.655 | 1.806 | 1.977 | 2.162 | 2.36 | 2.565 | 2.785 | 3.015 | 3.254 | 3.507 | 3.773
NPgY | GSP | NG FES - Falling Short | Domestic storage installed capacity (MW) | NEEPSEND | Falling Short | Srg_BB002 | MW | NPgY | Neepsend |  | 0.059 | 0.084 | 0.11 | 0.135 | 0.162 | 0.193 | 0.225 | 0.253 | 0.285 | 0.317 | 0.354 | 0.388 | 0.428 | 0.47 | 0.513 | 0.559 | 0.61 | 0.666 | 0.728 | 0.794 | 0.87 | 0.951 | 1.038 | 1.128 | 1.225 | 1.326 | 1.431 | 1.542 | 1.659
NPgY | GSP | NG FES - Falling Short | Domestic storage installed capacity (MW) | NORTON LEES | Falling Short | Srg_BB002 | MW | NPgY | Norton Lees |  | 0.059 | 0.084 | 0.11 | 0.134 | 0.161 | 0.193 | 0.224 | 0.252 | 0.284 | 0.317 | 0.353 | 0.387 | 0.427 | 0.469 | 0.511 | 0.558 | 0.608 | 0.664 | 0.726 | 0.792 | 0.868 | 0.949 | 1.035 | 1.126 | 1.222 | 1.323 | 1.428 | 1.539 | 1.655
NPgY | GSP | NG FES - Falling Short | Domestic storage installed capacity (MW) | PITSMOOR 3/4 | Falling Short | Srg_BB002 | MW | NPgY | Pitsmoor |  | 0.025 | 0.036 | 0.047 | 0.058 | 0.069 | 0.083 | 0.096 | 0.108 | 0.122 | 0.136 | 0.152 | 0.166 | 0.183 | 0.201 | 0.22 | 0.239 | 0.261 | 0.285 | 0.312 | 0.34 | 0.372 | 0.407 | 0.445 | 0.483 | 0.525 | 0.568 | 0.613 | 0.661 | 0.711
NPgY | GSP | NG FES - Falling Short | Domestic storage installed capacity (MW) | SALTEND NORTH | Falling Short | Srg_BB002 | MW | NPgY | Saltend North |  | 0.047 | 0.067 | 0.087 | 0.107 | 0.128 | 0.153 | 0.178 | 0.2 | 0.225 | 0.251 | 0.28 | 0.307 | 0.339 | 0.372 | 0.405 | 0.442 | 0.482 | 0.526 | 0.576 | 0.628 | 0.688 | 0.752 | 0.821 | 0.893 | 0.969 | 1.049 | 1.132 | 1.22 | 1.313
NPgY | GSP | NG FES - Falling Short | Domestic storage installed capacity (MW) | SHEFFIELD CITY | Falling Short | Srg_BB002 | MW | NPgY | Sheffield City |  | 0.031 | 0.044 | 0.057 | 0.07 | 0.084 | 0.101 | 0.117 | 0.132 | 0.149 | 0.166 | 0.185 | 0.203 | 0.224 | 0.245 | 0.268 | 0.292 | 0.318 | 0.348 | 0.38 | 0.415 | 0.454 | 0.497 | 0.542 | 0.589 | 0.64 | 0.693 | 0.748 | 0.806 | 0.867
NPgY | GSP | NG FES - Falling Short | Domestic storage installed capacity (MW) | SKELTON GRANGE | Falling Short | Srg_BB002 | MW | NPgY | Skelton Grange |  | 0.348 | 0.495 | 0.646 | 0.792 | 0.949 | 1.136 | 1.319 | 1.485 | 1.672 | 1.863 | 2.078 | 2.278 | 2.514 | 2.76 | 3.01 | 3.282 | 3.58 | 3.908 | 4.274 | 4.664 | 5.106 | 5.583 | 6.095 | 6.625 | 7.193 | 7.786 | 8.405 | 9.057 | 9.744
NPgY | GSP | NG FES - Falling Short | Domestic storage installed capacity (MW) | TEMPLEBOROUGH 275/33KV | Falling Short | Srg_BB002 | MW | NPgY | Templeborough |  | 0.005 | 0.007 | 0.009 | 0.01 | 0.013 | 0.015 | 0.017 | 0.02 | 0.022 | 0.025 | 0.027 | 0.03 | 0.033 | 0.036 | 0.04 | 0.043 | 0.047 | 0.052 | 0.056 | 0.062 | 0.067 | 0.074 | 0.08 | 0.087 | 0.095 | 0.103 | 0.111 | 0.12 | 0.129
NPgY | GSP | NG FES - Falling Short | Domestic storage installed capacity (MW) | THURCROFT | Falling Short | Srg_BB002 | MW | NPgY | Thurcroft |  | 0.124 | 0.176 | 0.23 | 0.281 | 0.337 | 0.404 | 0.469 | 0.528 | 0.594 | 0.662 | 0.739 | 0.81 | 0.894 | 0.981 | 1.07 | 1.167 | 1.273 | 1.389 | 1.519 | 1.658 | 1.815 | 1.985 | 2.166 | 2.355 | 2.557 | 2.767 | 2.988 | 3.219 | 3.463
NPgY | GSP | NG FES - Falling Short | Domestic storage installed capacity (MW) | WEST MELTON / THORPE MARSH | Falling Short | Srg_BB002 | MW | NPgY | Thorpe Marsh |  | 0.247 | 0.352 | 0.46 | 0.563 | 0.675 | 0.808 | 0.938 | 1.056 | 1.189 | 1.325 | 1.478 | 1.62 | 1.788 | 1.963 | 2.14 | 2.334 | 2.546 | 2.779 | 3.039 | 3.317 | 3.631 | 3.971 | 4.334 | 4.711 | 5.115 | 5.537 | 5.977 | 6.441 | 6.929
NPgY | GSP | NG FES - Falling Short | Domestic storage installed capacity (MW) | WEST MELTON SECTION 3 | Falling Short | Srg_BB002 | MW | NPgY | West Melton |  | 0.221 | 0.314 | 0.411 | 0.503 | 0.603 | 0.722 | 0.838 | 0.944 | 1.063 | 1.184 | 1.321 | 1.448 | 1.598 | 1.754 | 1.913 | 2.086 | 2.275 | 2.484 | 2.716 | 2.964 | 3.245 | 3.548 | 3.873 | 4.21 | 4.571 | 4.948 | 5.342 | 5.756 | 6.192
NPgY | GSP | NG FES - Falling Short | Domestic storage installed capacity (MW) | WINCOBANK | Falling Short | Srg_BB002 | MW | NPgY | Wincobank |  | 0.01 | 0.014 | 0.018 | 0.023 | 0.027 | 0.032 | 0.038 | 0.042 | 0.048 | 0.053 | 0.059 | 0.065 | 0.072 | 0.079 | 0.086 | 0.094 | 0.102 | 0.112 | 0.122 | 0.133 | 0.146 | 0.16 | 0.174 | 0.19 | 0.206 | 0.223 | 0.24 | 0.259 | 0.279
NPgN | GSP | NG FES - Leading the Way | Domestic storage installed capacity (MW) | BLYTH 66kV | Leading the Way | Srg_BB002 | MW | NPgN | Blyth 66kV |  | 0.2 | 0.426 | 0.63 | 0.86 | 1.196 | 1.611 | 2.108 | 2.697 | 3.383 | 4.147 | 5.035 | 5.974 | 7.033 | 8.178 | 9.358 | 10.709 | 12.149 | 13.735 | 15.428 | 17.282 | 19.251 | 21.342 | 23.542 | 25.858 | 28.302 | 30.848 | 33.529 | 36.348 | 39.322
NPgN | GSP | NG FES - Leading the Way | Domestic storage installed capacity (MW) | BLYTH 132kV | Leading the Way | Srg_BB002 | MW | NPgN | Blyth 132kV |  | 0.048 | 0.131 | 0.194 | 0.265 | 0.369 | 0.497 | 0.65 | 0.832 | 1.043 | 1.279 | 1.552 | 1.842 | 2.168 | 2.522 | 2.886 | 3.302 | 3.746 | 4.235 | 4.757 | 5.329 | 5.936 | 6.581 | 7.259 | 7.973 | 8.727 | 9.512 | 10.338 | 11.207 | 12.124
NPgN | GSP | NG FES - Leading the Way | Domestic storage installed capacity (MW) | FOURSTONES | Leading the Way | Srg_BB002 | MW | NPgN | Fourstones |  | 0.014 | 0.038 | 0.055 | 0.076 | 0.105 | 0.142 | 0.186 | 0.237 | 0.298 | 0.365 | 0.443 | 0.526 | 0.619 | 0.72 | 0.824 | 0.943 | 1.07 | 1.209 | 1.358 | 1.522 | 1.695 | 1.879 | 2.073 | 2.277 | 2.492 | 2.716 | 2.952 | 3.2 | 3.462
NPgN | GSP | NG FES - Leading the Way | Domestic storage installed capacity (MW) | HARTMOOR | Leading the Way | Srg_BB002 | MW | NPgN | Hart Moor |  | 0.06 | 0.162 | 0.24 | 0.328 | 0.456 | 0.614 | 0.804 | 1.028 | 1.29 | 1.581 | 1.919 | 2.278 | 2.681 | 3.118 | 3.568 | 4.083 | 4.632 | 5.236 | 5.882 | 6.589 | 7.339 | 8.136 | 8.975 | 9.858 | 10.79 | 11.76 | 12.782 | 13.857 | 14.991
NPgN | GSP | NG FES - Leading the Way | Domestic storage installed capacity (MW) | HAWTHORN PIT GRID | Leading the Way | Srg_BB002 | MW | NPgN | Hawthorn Pit |  | 0.079 | 0.213 | 0.315 | 0.43 | 0.599 | 0.807 | 1.055 | 1.35 | 1.693 | 2.076 | 2.52 | 2.99 | 3.52 | 4.093 | 4.684 | 5.36 | 6.081 | 6.875 | 7.722 | 8.651 | 9.636 | 10.683 | 11.784 | 12.943 | 14.167 | 15.441 | 16.783 | 18.194 | 19.682
NPgN | GSP | NG FES - Leading the Way | Domestic storage installed capacity (MW) | KNARESBOROUGH | Leading the Way | Srg_BB002 | MW | NPgN | Knaresborough |  | 0.123 | 0.334 | 0.494 | 0.674 | 0.938 | 1.263 | 1.653 | 2.114 | 2.652 | 3.251 | 3.947 | 4.683 | 5.513 | 6.411 | 7.336 | 8.395 | 9.524 | 10.767 | 12.094 | 13.548 | 15.092 | 16.73 | 18.455 | 20.271 | 22.187 | 24.183 | 26.284 | 28.494 | 30.825
NPgN | GSP | NG FES - Leading the Way | Domestic storage installed capacity (MW) | LACKENBY | Leading the Way | Srg_BB002 | MW | NPgN | Lackenby |  | 0.118 | 0.321 | 0.475 | 0.649 | 0.903 | 1.216 | 1.591 | 2.035 | 2.552 | 3.129 | 3.799 | 4.507 | 5.306 | 6.17 | 7.06 | 8.079 | 9.166 | 10.362 | 11.64 | 13.039 | 14.524 | 16.101 | 17.761 | 19.509 | 21.353 | 23.274 | 25.296 | 27.423 | 29.667
NPgN | GSP | NG FES - Leading the Way | Domestic storage installed capacity (MW) | NORTON | Leading the Way | Srg_BB002 | MW | NPgN | Norton |  | 0.309 | 0.838 | 1.24 | 1.692 | 2.354 | 3.171 | 4.149 | 5.307 | 6.658 | 8.162 | 9.909 | 11.757 | 13.841 | 16.094 | 18.417 | 21.075 | 23.909 | 27.03 | 30.362 | 34.012 | 37.887 | 42.001 | 46.331 | 50.89 | 55.7 | 60.711 | 65.985 | 71.533 | 77.386
NPgN | GSP | NG FES - Leading the Way | Domestic storage installed capacity (MW) | OFFERTON | Leading the Way | Srg_BB002 | MW | NPgN | Offerton |  | 0.04 | 0.109 | 0.161 | 0.22 | 0.306 | 0.413 | 0.54 | 0.691 | 0.866 | 1.062 | 1.289 | 1.53 | 1.801 | 2.094 | 2.397 | 2.742 | 3.111 | 3.517 | 3.951 | 4.426 | 4.93 | 5.465 | 6.029 | 6.622 | 7.248 | 7.9 | 8.586 | 9.308 | 10.07
NPgN | GSP | NG FES - Leading the Way | Domestic storage installed capacity (MW) | OSBALDWICK | Leading the Way | Srg_BB002 | MW | NPgN | Osbaldwick |  | 0.208 | 0.564 | 0.835 | 1.138 | 1.584 | 2.134 | 2.792 | 3.571 | 4.48 | 5.492 | 6.667 | 7.911 | 9.313 | 10.829 | 12.393 | 14.181 | 16.088 | 18.188 | 20.43 | 22.886 | 25.494 | 28.262 | 31.176 | 34.243 | 37.48 | 40.851 | 44.4 | 48.134 | 52.072
NPgN | GSP | NG FES - Leading the Way | Domestic storage installed capacity (MW) | POPPLETON | Leading the Way | Srg_BB002 | MW | NPgN | Poppleton |  | 0.03 | 0.083 | 0.122 | 0.167 | 0.232 | 0.312 | 0.409 | 0.523 | 0.656 | 0.804 | 0.976 | 1.158 | 1.364 | 1.586 | 1.815 | 2.077 | 2.356 | 2.663 | 2.992 | 3.351 | 3.733 | 4.139 | 4.565 | 5.014 | 5.488 | 5.982 | 6.502 | 7.048 | 7.625
NPgN | GSP | NG FES - Leading the Way | Domestic storage installed capacity (MW) | SALTHOLME | Leading the Way | Srg_BB002 | MW | NPgN | Saltholme |  | 0.001 | 0.004 | 0.006 | 0.008 | 0.011 | 0.015 | 0.02 | 0.025 | 0.032 | 0.039 | 0.047 | 0.056 | 0.066 | 0.077 | 0.088 | 0.101 | 0.114 | 0.129 | 0.145 | 0.162 | 0.181 | 0.2 | 0.221 | 0.243 | 0.266 | 0.29 | 0.315 | 0.341 | 0.369
NPgN | GSP | NG FES - Leading the Way | Domestic storage installed capacity (MW) | SOUTH SHIELDS | Leading the Way | Srg_BB002 | MW | NPgN | South Shields |  | 0.035 | 0.095 | 0.141 | 0.192 | 0.267 | 0.36 | 0.471 | 0.602 | 0.755 | 0.926 | 1.124 | 1.334 | 1.57 | 1.826 | 2.089 | 2.391 | 2.712 | 3.066 | 3.444 | 3.858 | 4.298 | 4.765 | 5.256 | 5.773 | 6.319 | 6.887 | 7.486 | 8.115 | 8.779
NPgN | GSP | NG FES - Leading the Way | Domestic storage installed capacity (MW) | SPADEADAM | Leading the Way | Srg_BB002 | MW | NPgN | Spadeadam - Not in NG FES |  | 0.006 | 0.017 | 0.025 | 0.033 | 0.047 | 0.063 | 0.082 | 0.105 | 0.132 | 0.161 | 0.196 | 0.233 | 0.274 | 0.318 | 0.364 | 0.417 | 0.473 | 0.535 | 0.601 | 0.673 | 0.75 | 0.831 | 0.917 | 1.007 | 1.102 | 1.201 | 1.305 | 1.415 | 1.531
NPgN | GSP | NG FES - Leading the Way | Domestic storage installed capacity (MW) | SPENNYMOOR | Leading the Way | Srg_BB002 | MW | NPgN | Spennymoor |  | 0.178 | 0.482 | 0.713 | 0.973 | 1.354 | 1.824 | 2.386 | 3.053 | 3.829 | 4.694 | 5.699 | 6.762 | 7.96 | 9.256 | 10.592 | 12.121 | 13.751 | 15.546 | 17.462 | 19.561 | 21.79 | 24.157 | 26.647 | 29.269 | 32.035 | 34.917 | 37.951 | 41.142 | 44.508
NPgN | GSP | NG FES - Leading the Way | Domestic storage installed capacity (MW) | STELLA NORTH | Leading the Way | Srg_BB002 | MW | NPgN | Stella North |  | 0.124 | 0.336 | 0.497 | 0.677 | 0.943 | 1.27 | 1.661 | 2.125 | 2.666 | 3.268 | 3.967 | 4.707 | 5.541 | 6.444 | 7.374 | 8.438 | 9.573 | 10.822 | 12.156 | 13.617 | 15.169 | 16.816 | 18.55 | 20.375 | 22.301 | 24.307 | 26.419 | 28.64 | 30.984
NPgN | GSP | NG FES - Leading the Way | Domestic storage installed capacity (MW) | STELLA SOUTH | Leading the Way | Srg_BB002 | MW | NPgN | Stella South |  | 0.108 | 0.293 | 0.434 | 0.592 | 0.824 | 1.11 | 1.452 | 1.857 | 2.33 | 2.856 | 3.467 | 4.114 | 4.843 | 5.631 | 6.444 | 7.374 | 8.366 | 9.458 | 10.624 | 11.901 | 13.257 | 14.696 | 16.211 | 17.806 | 19.489 | 21.242 | 23.088 | 25.029 | 27.077
NPgN | GSP | NG FES - Leading the Way | Domestic storage installed capacity (MW) | TYNEMOUTH | Leading the Way | Srg_BB002 | MW | NPgN | Tynemouth 1 |  | 0.108 | 0.292 | 0.432 | 0.589 | 0.82 | 1.104 | 1.445 | 1.848 | 2.318 | 2.842 | 3.45 | 4.094 | 4.82 | 5.604 | 6.413 | 7.339 | 8.326 | 9.412 | 10.573 | 11.843 | 13.193 | 14.625 | 16.133 | 17.721 | 19.396 | 21.14 | 22.977 | 24.909 | 26.947
NPgN | GSP | NG FES - Leading the Way | Domestic storage installed capacity (MW) | WEST BOLDON | Leading the Way | Srg_BB002 | MW | NPgN | West Boldon |  | 0.145 | 0.394 | 0.583 | 0.796 | 1.108 | 1.492 | 1.952 | 2.497 | 3.132 | 3.84 | 4.662 | 5.531 | 6.512 | 7.572 | 8.665 | 9.915 | 11.248 | 12.717 | 14.284 | 16.001 | 17.825 | 19.76 | 21.797 | 23.942 | 26.205 | 28.562 | 31.044 | 33.654 | 36.407
NPgY | GSP | NG FES - Leading the Way | Domestic storage installed capacity (MW) | BRADFORD WEST | Leading the Way | Srg_BB002 | MW | NPgY | Bradford West |  | 0.32 | 0.867 | 1.283 | 1.75 | 2.435 | 3.279 | 4.289 | 5.486 | 6.881 | 8.433 | 10.236 | 12.144 | 14.293 | 16.618 | 19.013 | 21.754 | 24.675 | 27.892 | 31.326 | 35.087 | 39.079 | 43.317 | 47.777 | 52.471 | 57.423 | 62.58 | 68.009 | 73.718 | 79.74
NPgY | GSP | NG FES - Leading the Way | Domestic storage installed capacity (MW) | CAMBLESFORTH | Leading the Way | Srg_BB002 | MW | NPgY | Camblesforth |  | 0.033 | 0.09 | 0.133 | 0.182 | 0.253 | 0.34 | 0.445 | 0.569 | 0.714 | 0.875 | 1.062 | 1.26 | 1.483 | 1.725 | 1.973 | 2.258 | 2.561 | 2.895 | 3.251 | 3.641 | 4.055 | 4.495 | 4.958 | 5.445 | 5.959 | 6.494 | 7.058 | 7.65 | 8.275
NPgY | GSP | NG FES - Leading the Way | Domestic storage installed capacity (MW) | CREYKE BECK | Leading the Way | Srg_BB002 | MW | NPgY | Creyke Beck |  | 0.357 | 0.969 | 1.433 | 1.956 | 2.721 | 3.664 | 4.793 | 6.13 | 7.689 | 9.424 | 11.439 | 13.571 | 15.973 | 18.57 | 21.247 | 24.31 | 27.574 | 31.169 | 35.006 | 39.209 | 43.67 | 48.406 | 53.389 | 58.635 | 64.169 | 69.931 | 75.998 | 82.378 | 89.108
NPgY | GSP | NG FES - Leading the Way | Domestic storage installed capacity (MW) | DRAX | Leading the Way | Srg_BB002 | MW | NPgY | Drax |  | 0.042 | 0.113 | 0.167 | 0.228 | 0.318 | 0.428 | 0.56 | 0.716 | 0.898 | 1.101 | 1.336 | 1.585 | 1.866 | 2.169 | 2.482 | 2.84 | 3.221 | 3.641 | 4.09 | 4.581 | 5.102 | 5.655 | 6.237 | 6.85 | 7.497 | 8.17 | 8.879 | 9.624 | 10.41
NPgY | GSP | NG FES - Leading the Way | Domestic storage installed capacity (MW) | ELLAND | Leading the Way | Srg_BB002 | MW | NPgY | Elland |  | 0.24 | 0.65 | 0.961 | 1.311 | 1.825 | 2.457 | 3.214 | 4.111 | 5.157 | 6.32 | 7.671 | 9.101 | 10.712 | 12.454 | 14.249 | 16.303 | 18.492 | 20.903 | 23.476 | 26.295 | 29.287 | 32.463 | 35.805 | 39.322 | 43.034 | 46.898 | 50.967 | 55.246 | 59.759
NPgY | GSP | NG FES - Leading the Way | Domestic storage installed capacity (MW) | FERRYBRIDGE A | Leading the Way | Srg_BB002 | MW | NPgY | Ferrybridge A |  | 0.075 | 0.205 | 0.303 | 0.413 | 0.575 | 0.774 | 1.013 | 1.295 | 1.624 | 1.991 | 2.417 | 2.867 | 3.374 | 3.923 | 4.489 | 5.136 | 5.825 | 6.585 | 7.395 | 8.283 | 9.226 | 10.226 | 11.279 | 12.387 | 13.556 | 14.774 | 16.055 | 17.403 | 18.825
NPgY | GSP | NG FES - Leading the Way | Domestic storage installed capacity (MW) | FERRYBRIDGE B | Leading the Way | Srg_BB002 | MW | NPgY | Ferrybridge B (_M) |  | 0.169 | 0.458 | 0.677 | 0.923 | 1.284 | 1.729 | 2.262 | 2.893 | 3.629 | 4.448 | 5.399 | 6.405 | 7.539 | 8.764 | 10.028 | 11.473 | 13.014 | 14.711 | 16.522 | 18.505 | 20.611 | 22.846 | 25.198 | 27.674 | 30.286 | 33.006 | 35.869 | 38.88 | 42.056
NPgY | GSP | NG FES - Leading the Way | Domestic storage installed capacity (MW) | GRIMSBY WEST | Leading the Way | Srg_BB002 | MW | NPgY | Grimsby West |  | 0.124 | 0.335 | 0.496 | 0.676 | 0.941 | 1.267 | 1.658 | 2.12 | 2.66 | 3.26 | 3.957 | 4.694 | 5.525 | 6.423 | 7.349 | 8.409 | 9.538 | 10.781 | 12.109 | 13.562 | 15.106 | 16.744 | 18.467 | 20.282 | 22.196 | 24.189 | 26.288 | 28.495 | 30.823
NPgY | GSP | NG FES - Leading the Way | Domestic storage installed capacity (MW) | JORDANTHORPE | Leading the Way | Srg_BB002 | MW | NPgY | Jordanthorpe |  | 0.038 | 0.103 | 0.152 | 0.207 | 0.288 | 0.388 | 0.508 | 0.649 | 0.814 | 0.998 | 1.211 | 1.437 | 1.691 | 1.966 | 2.25 | 2.574 | 2.92 | 3.3 | 3.707 | 4.152 | 4.624 | 5.125 | 5.653 | 6.209 | 6.794 | 7.405 | 8.047 | 8.723 | 9.435
NPgY | GSP | NG FES - Leading the Way | Domestic storage installed capacity (MW) | KEADBY | Leading the Way | Srg_BB002 | MW | NPgY | Keadby |  | 0.171 | 0.463 | 0.684 | 0.933 | 1.299 | 1.749 | 2.288 | 2.926 | 3.67 | 4.498 | 5.459 | 6.477 | 7.623 | 8.863 | 10.14 | 11.602 | 13.16 | 14.876 | 16.707 | 18.713 | 20.842 | 23.102 | 25.48 | 27.984 | 30.625 | 33.375 | 36.271 | 39.315 | 42.527
NPgY | GSP | NG FES - Leading the Way | Domestic storage installed capacity (MW) | KIRKSTALL B | Leading the Way | Srg_BB002 | MW | NPgY | Kirkstall B |  | 0.135 | 0.365 | 0.54 | 0.737 | 1.026 | 1.381 | 1.807 | 2.311 | 2.898 | 3.552 | 4.312 | 5.115 | 6.021 | 7 | 8.009 | 9.163 | 10.394 | 11.749 | 13.195 | 14.78 | 16.461 | 18.246 | 20.125 | 22.102 | 24.188 | 26.36 | 28.647 | 31.052 | 33.589
NPgY | GSP | NG FES - Leading the Way | Domestic storage installed capacity (MW) | NEEPSEND | Leading the Way | Srg_BB002 | MW | NPgY | Neepsend |  | 0.059 | 0.161 | 0.238 | 0.324 | 0.451 | 0.608 | 0.795 | 1.016 | 1.275 | 1.563 | 1.897 | 2.25 | 2.648 | 3.079 | 3.523 | 4.031 | 4.572 | 5.168 | 5.804 | 6.501 | 7.241 | 8.026 | 8.852 | 9.722 | 10.639 | 11.595 | 12.601 | 13.659 | 14.774
NPgY | GSP | NG FES - Leading the Way | Domestic storage installed capacity (MW) | NORTON LEES | Leading the Way | Srg_BB002 | MW | NPgY | Norton Lees |  | 0.059 | 0.16 | 0.237 | 0.323 | 0.45 | 0.606 | 0.793 | 1.014 | 1.272 | 1.559 | 1.892 | 2.245 | 2.642 | 3.071 | 3.514 | 4.021 | 4.561 | 5.155 | 5.79 | 6.485 | 7.223 | 8.006 | 8.831 | 9.698 | 10.614 | 11.567 | 12.57 | 13.625 | 14.739
NPgY | GSP | NG FES - Leading the Way | Domestic storage installed capacity (MW) | PITSMOOR 3/4 | Leading the Way | Srg_BB002 | MW | NPgY | Pitsmoor |  | 0.025 | 0.069 | 0.102 | 0.139 | 0.193 | 0.26 | 0.34 | 0.435 | 0.546 | 0.669 | 0.812 | 0.964 | 1.134 | 1.319 | 1.509 | 1.726 | 1.958 | 2.213 | 2.486 | 2.784 | 3.101 | 3.437 | 3.791 | 4.164 | 4.557 | 4.966 | 5.397 | 5.85 | 6.328
NPgY | GSP | NG FES - Leading the Way | Domestic storage installed capacity (MW) | SALTEND NORTH | Leading the Way | Srg_BB002 | MW | NPgY | Saltend North |  | 0.047 | 0.127 | 0.188 | 0.256 | 0.357 | 0.481 | 0.629 | 0.804 | 1.008 | 1.236 | 1.5 | 1.78 | 2.095 | 2.436 | 2.787 | 3.188 | 3.616 | 4.088 | 4.591 | 5.142 | 5.728 | 6.349 | 7.002 | 7.69 | 8.416 | 9.172 | 9.968 | 10.804 | 11.687
NPgY | GSP | NG FES - Leading the Way | Domestic storage installed capacity (MW) | SHEFFIELD CITY | Leading the Way | Srg_BB002 | MW | NPgY | Sheffield City |  | 0.031 | 0.084 | 0.124 | 0.169 | 0.236 | 0.317 | 0.415 | 0.531 | 0.666 | 0.816 | 0.991 | 1.175 | 1.383 | 1.608 | 1.84 | 2.105 | 2.388 | 2.699 | 3.032 | 3.396 | 3.782 | 4.192 | 4.624 | 5.078 | 5.557 | 6.056 | 6.582 | 7.134 | 7.717
NPgY | GSP | NG FES - Leading the Way | Domestic storage installed capacity (MW) | SKELTON GRANGE | Leading the Way | Srg_BB002 | MW | NPgY | Skelton Grange |  | 0.348 | 0.944 | 1.395 | 1.904 | 2.649 | 3.567 | 4.666 | 5.968 | 7.486 | 9.174 | 11.136 | 13.211 | 15.55 | 18.078 | 20.685 | 23.666 | 26.844 | 30.344 | 34.079 | 38.171 | 42.514 | 47.124 | 51.976 | 57.082 | 62.47 | 68.08 | 73.986 | 80.197 | 86.749
NPgY | GSP | NG FES - Leading the Way | Domestic storage installed capacity (MW) | TEMPLEBOROUGH 275/33KV | Leading the Way | Srg_BB002 | MW | NPgY | Templeborough |  | 0.005 | 0.012 | 0.018 | 0.025 | 0.035 | 0.047 | 0.062 | 0.079 | 0.099 | 0.121 | 0.147 | 0.174 | 0.205 | 0.239 | 0.273 | 0.312 | 0.354 | 0.401 | 0.45 | 0.504 | 0.561 | 0.622 | 0.686 | 0.754 | 0.825 | 0.899 | 0.977 | 1.059 | 1.145
NPgY | GSP | NG FES - Leading the Way | Domestic storage installed capacity (MW) | THURCROFT | Leading the Way | Srg_BB002 | MW | NPgY | Thurcroft |  | 0.124 | 0.335 | 0.496 | 0.677 | 0.942 | 1.268 | 1.659 | 2.121 | 2.661 | 3.261 | 3.958 | 4.696 | 5.527 | 6.426 | 7.353 | 8.412 | 9.542 | 10.786 | 12.114 | 13.568 | 15.112 | 16.751 | 18.475 | 20.29 | 22.205 | 24.2 | 26.299 | 28.507 | 30.836
NPgY | GSP | NG FES - Leading the Way | Domestic storage installed capacity (MW) | WEST MELTON / THORPE MARSH | Leading the Way | Srg_BB002 | MW | NPgY | Thorpe Marsh |  | 0.247 | 0.671 | 0.992 | 1.354 | 1.884 | 2.537 | 3.318 | 4.244 | 5.324 | 6.524 | 7.919 | 9.395 | 11.058 | 12.856 | 14.71 | 16.83 | 19.09 | 21.579 | 24.236 | 27.146 | 30.234 | 33.513 | 36.963 | 40.595 | 44.426 | 48.416 | 52.616 | 57.033 | 61.692
NPgY | GSP | NG FES - Leading the Way | Domestic storage installed capacity (MW) | WEST MELTON SECTION 3 | Leading the Way | Srg_BB002 | MW | NPgY | West Melton |  | 0.221 | 0.6 | 0.887 | 1.21 | 1.683 | 2.267 | 2.966 | 3.793 | 4.757 | 5.831 | 7.077 | 8.396 | 9.882 | 11.489 | 13.146 | 15.041 | 17.06 | 19.285 | 21.659 | 24.259 | 27.019 | 29.949 | 33.033 | 36.278 | 39.702 | 43.267 | 47.021 | 50.968 | 55.132
NPgY | GSP | NG FES - Leading the Way | Domestic storage installed capacity (MW) | WINCOBANK | Leading the Way | Srg_BB002 | MW | NPgY | Wincobank |  | 0.01 | 0.027 | 0.04 | 0.054 | 0.076 | 0.102 | 0.134 | 0.171 | 0.214 | 0.262 | 0.319 | 0.378 | 0.445 | 0.517 | 0.592 | 0.677 | 0.768 | 0.868 | 0.975 | 1.092 | 1.216 | 1.348 | 1.487 | 1.633 | 1.787 | 1.948 | 2.117 | 2.295 | 2.482
NPgN | GSP | NG FES - System Transformation | Domestic storage installed capacity (MW) | BLYTH 66kV | System Transformation | Srg_BB002 | MW | NPgN | Blyth 66kV |  | 0.2 | 0.25 | 0.325 | 0.409 | 0.502 | 0.609 | 0.738 | 0.883 | 1.048 | 1.223 | 1.426 | 1.63 | 1.864 | 2.112 | 2.352 | 2.641 | 2.944 | 3.287 | 3.65 | 4.056 | 4.484 | 4.944 | 5.425 | 5.933 | 6.468 | 7.017 | 7.598 | 8.201 | 8.833
NPgN | GSP | NG FES - System Transformation | Domestic storage installed capacity (MW) | BLYTH 132kV | System Transformation | Srg_BB002 | MW | NPgN | Blyth 132kV |  | 0.048 | 0.077 | 0.1 | 0.126 | 0.155 | 0.188 | 0.227 | 0.272 | 0.323 | 0.377 | 0.44 | 0.503 | 0.575 | 0.651 | 0.725 | 0.814 | 0.908 | 1.013 | 1.125 | 1.251 | 1.383 | 1.524 | 1.673 | 1.829 | 1.994 | 2.164 | 2.343 | 2.529 | 2.723
NPgN | GSP | NG FES - System Transformation | Domestic storage installed capacity (MW) | FOURSTONES | System Transformation | Srg_BB002 | MW | NPgN | Fourstones |  | 0.014 | 0.022 | 0.029 | 0.036 | 0.044 | 0.054 | 0.065 | 0.078 | 0.092 | 0.108 | 0.126 | 0.144 | 0.164 | 0.186 | 0.207 | 0.233 | 0.259 | 0.289 | 0.321 | 0.357 | 0.395 | 0.435 | 0.478 | 0.522 | 0.569 | 0.618 | 0.669 | 0.722 | 0.778
NPgN | GSP | NG FES - System Transformation | Domestic storage installed capacity (MW) | HARTMOOR | System Transformation | Srg_BB002 | MW | NPgN | Hart Moor |  | 0.06 | 0.095 | 0.124 | 0.156 | 0.191 | 0.232 | 0.281 | 0.337 | 0.399 | 0.466 | 0.544 | 0.621 | 0.711 | 0.805 | 0.897 | 1.007 | 1.122 | 1.253 | 1.392 | 1.546 | 1.71 | 1.885 | 2.068 | 2.262 | 2.466 | 2.675 | 2.896 | 3.127 | 3.367
NPgN | GSP | NG FES - System Transformation | Domestic storage installed capacity (MW) | HAWTHORN PIT GRID | System Transformation | Srg_BB002 | MW | NPgN | Hawthorn Pit |  | 0.079 | 0.125 | 0.163 | 0.204 | 0.251 | 0.305 | 0.369 | 0.442 | 0.525 | 0.612 | 0.714 | 0.816 | 0.933 | 1.057 | 1.177 | 1.322 | 1.474 | 1.645 | 1.827 | 2.03 | 2.245 | 2.475 | 2.715 | 2.97 | 3.237 | 3.513 | 3.803 | 4.105 | 4.421
NPgN | GSP | NG FES - System Transformation | Domestic storage installed capacity (MW) | KNARESBOROUGH | System Transformation | Srg_BB002 | MW | NPgN | Knaresborough |  | 0.123 | 0.196 | 0.255 | 0.32 | 0.393 | 0.478 | 0.578 | 0.692 | 0.821 | 0.959 | 1.118 | 1.278 | 1.461 | 1.656 | 1.844 | 2.07 | 2.308 | 2.577 | 2.861 | 3.179 | 3.515 | 3.875 | 4.253 | 4.651 | 5.07 | 5.501 | 5.956 | 6.429 | 6.924
NPgN | GSP | NG FES - System Transformation | Domestic storage installed capacity (MW) | LACKENBY | System Transformation | Srg_BB002 | MW | NPgN | Lackenby |  | 0.118 | 0.189 | 0.245 | 0.308 | 0.378 | 0.46 | 0.556 | 0.666 | 0.791 | 0.923 | 1.076 | 1.23 | 1.406 | 1.593 | 1.774 | 1.992 | 2.221 | 2.48 | 2.754 | 3.06 | 3.383 | 3.73 | 4.093 | 4.476 | 4.88 | 5.294 | 5.732 | 6.187 | 6.664
NPgN | GSP | NG FES - System Transformation | Domestic storage installed capacity (MW) | NORTON | System Transformation | Srg_BB002 | MW | NPgN | Norton |  | 0.309 | 0.493 | 0.64 | 0.804 | 0.987 | 1.199 | 1.452 | 1.738 | 2.062 | 2.407 | 2.807 | 3.208 | 3.668 | 4.157 | 4.629 | 5.197 | 5.794 | 6.469 | 7.184 | 7.982 | 8.825 | 9.729 | 10.676 | 11.676 | 12.729 | 13.81 | 14.952 | 16.14 | 17.383
NPgN | GSP | NG FES - System Transformation | Domestic storage installed capacity (MW) | OFFERTON | System Transformation | Srg_BB002 | MW | NPgN | Offerton |  | 0.04 | 0.064 | 0.083 | 0.105 | 0.128 | 0.156 | 0.189 | 0.226 | 0.268 | 0.313 | 0.365 | 0.417 | 0.477 | 0.541 | 0.602 | 0.676 | 0.754 | 0.842 | 0.935 | 1.039 | 1.148 | 1.266 | 1.389 | 1.519 | 1.656 | 1.797 | 1.946 | 2.1 | 2.262
NPgN | GSP | NG FES - System Transformation | Domestic storage installed capacity (MW) | OSBALDWICK | System Transformation | Srg_BB002 | MW | NPgN | Osbaldwick |  | 0.208 | 0.332 | 0.431 | 0.541 | 0.664 | 0.807 | 0.977 | 1.169 | 1.388 | 1.619 | 1.889 | 2.159 | 2.468 | 2.797 | 3.115 | 3.497 | 3.899 | 4.353 | 4.834 | 5.371 | 5.938 | 6.547 | 7.184 | 7.857 | 8.565 | 9.293 | 10.061 | 10.86 | 11.697
NPgN | GSP | NG FES - System Transformation | Domestic storage installed capacity (MW) | POPPLETON | System Transformation | Srg_BB002 | MW | NPgN | Poppleton |  | 0.03 | 0.049 | 0.063 | 0.079 | 0.097 | 0.118 | 0.143 | 0.171 | 0.203 | 0.237 | 0.277 | 0.316 | 0.361 | 0.41 | 0.456 | 0.512 | 0.571 | 0.637 | 0.708 | 0.786 | 0.87 | 0.959 | 1.052 | 1.15 | 1.254 | 1.361 | 1.473 | 1.59 | 1.713
NPgN | GSP | NG FES - System Transformation | Domestic storage installed capacity (MW) | SALTHOLME | System Transformation | Srg_BB002 | MW | NPgN | Saltholme |  | 0.001 | 0.002 | 0.003 | 0.004 | 0.005 | 0.006 | 0.007 | 0.008 | 0.01 | 0.011 | 0.013 | 0.015 | 0.017 | 0.02 | 0.022 | 0.025 | 0.028 | 0.031 | 0.034 | 0.038 | 0.042 | 0.046 | 0.051 | 0.056 | 0.061 | 0.066 | 0.071 | 0.077 | 0.083
NPgN | GSP | NG FES - System Transformation | Domestic storage installed capacity (MW) | SOUTH SHIELDS | System Transformation | Srg_BB002 | MW | NPgN | South Shields |  | 0.035 | 0.056 | 0.073 | 0.091 | 0.112 | 0.136 | 0.165 | 0.197 | 0.234 | 0.273 | 0.318 | 0.364 | 0.416 | 0.472 | 0.525 | 0.59 | 0.657 | 0.734 | 0.815 | 0.905 | 1.001 | 1.104 | 1.211 | 1.325 | 1.444 | 1.567 | 1.696 | 1.831 | 1.972
NPgN | GSP | NG FES - System Transformation | Domestic storage installed capacity (MW) | SPADEADAM | System Transformation | Srg_BB002 | MW | NPgN | Spadeadam - Not in NG FES |  | 0.006 | 0.01 | 0.013 | 0.016 | 0.02 | 0.024 | 0.029 | 0.034 | 0.041 | 0.048 | 0.056 | 0.063 | 0.073 | 0.082 | 0.092 | 0.103 | 0.115 | 0.128 | 0.142 | 0.158 | 0.175 | 0.192 | 0.211 | 0.231 | 0.252 | 0.273 | 0.296 | 0.319 | 0.344
NPgN | GSP | NG FES - System Transformation | Domestic storage installed capacity (MW) | SPENNYMOOR | System Transformation | Srg_BB002 | MW | NPgN | Spennymoor |  | 0.178 | 0.283 | 0.368 | 0.462 | 0.568 | 0.69 | 0.835 | 0.999 | 1.186 | 1.384 | 1.614 | 1.845 | 2.11 | 2.391 | 2.662 | 2.989 | 3.332 | 3.72 | 4.132 | 4.591 | 5.076 | 5.596 | 6.14 | 6.715 | 7.321 | 7.943 | 8.6 | 9.283 | 9.997
NPgN | GSP | NG FES - System Transformation | Domestic storage installed capacity (MW) | STELLA NORTH | System Transformation | Srg_BB002 | MW | NPgN | Stella North |  | 0.124 | 0.197 | 0.256 | 0.322 | 0.395 | 0.48 | 0.581 | 0.696 | 0.826 | 0.964 | 1.124 | 1.284 | 1.469 | 1.664 | 1.853 | 2.081 | 2.32 | 2.59 | 2.876 | 3.196 | 3.533 | 3.895 | 4.274 | 4.675 | 5.096 | 5.529 | 5.986 | 6.462 | 6.96
NPgN | GSP | NG FES - System Transformation | Domestic storage installed capacity (MW) | STELLA SOUTH | System Transformation | Srg_BB002 | MW | NPgN | Stella South |  | 0.108 | 0.172 | 0.224 | 0.281 | 0.345 | 0.42 | 0.508 | 0.608 | 0.722 | 0.842 | 0.982 | 1.122 | 1.283 | 1.454 | 1.62 | 1.819 | 2.027 | 2.263 | 2.513 | 2.793 | 3.088 | 3.404 | 3.735 | 4.085 | 4.454 | 4.832 | 5.232 | 5.647 | 6.082
NPgN | GSP | NG FES - System Transformation | Domestic storage installed capacity (MW) | TYNEMOUTH | System Transformation | Srg_BB002 | MW | NPgN | Tynemouth 1 |  | 0.108 | 0.172 | 0.223 | 0.28 | 0.344 | 0.418 | 0.505 | 0.605 | 0.718 | 0.838 | 0.977 | 1.117 | 1.277 | 1.447 | 1.612 | 1.81 | 2.018 | 2.253 | 2.501 | 2.779 | 3.073 | 3.388 | 3.718 | 4.066 | 4.432 | 4.809 | 5.207 | 5.62 | 6.053
NPgN | GSP | NG FES - System Transformation | Domestic storage installed capacity (MW) | WEST BOLDON | System Transformation | Srg_BB002 | MW | NPgN | West Boldon |  | 0.145 | 0.232 | 0.301 | 0.378 | 0.464 | 0.564 | 0.683 | 0.817 | 0.97 | 1.132 | 1.32 | 1.509 | 1.726 | 1.956 | 2.178 | 2.445 | 2.726 | 3.043 | 3.38 | 3.755 | 4.152 | 4.577 | 5.023 | 5.493 | 5.989 | 6.497 | 7.034 | 7.593 | 8.178
NPgY | GSP | NG FES - System Transformation | Domestic storage installed capacity (MW) | BRADFORD WEST | System Transformation | Srg_BB002 | MW | NPgY | Bradford West |  | 0.32 | 0.51 | 0.662 | 0.832 | 1.021 | 1.24 | 1.501 | 1.796 | 2.131 | 2.487 | 2.9 | 3.314 | 3.788 | 4.292 | 4.779 | 5.364 | 5.979 | 6.675 | 7.411 | 8.234 | 9.103 | 10.033 | 11.009 | 12.039 | 13.123 | 14.236 | 15.41 | 16.633 | 17.912
NPgY | GSP | NG FES - System Transformation | Domestic storage installed capacity (MW) | CAMBLESFORTH | System Transformation | Srg_BB002 | MW | NPgY | Camblesforth |  | 0.033 | 0.053 | 0.069 | 0.086 | 0.106 | 0.129 | 0.156 | 0.186 | 0.221 | 0.258 | 0.301 | 0.344 | 0.393 | 0.445 | 0.496 | 0.557 | 0.62 | 0.693 | 0.769 | 0.854 | 0.945 | 1.041 | 1.142 | 1.249 | 1.362 | 1.477 | 1.599 | 1.726 | 1.859
NPgY | GSP | NG FES - System Transformation | Domestic storage installed capacity (MW) | CREYKE BECK | System Transformation | Srg_BB002 | MW | NPgY | Creyke Beck |  | 0.357 | 0.57 | 0.74 | 0.929 | 1.141 | 1.386 | 1.677 | 2.007 | 2.382 | 2.779 | 3.241 | 3.703 | 4.233 | 4.796 | 5.34 | 5.994 | 6.682 | 7.459 | 8.282 | 9.201 | 10.172 | 11.212 | 12.302 | 13.453 | 14.664 | 15.908 | 17.221 | 18.587 | 20.016
NPgY | GSP | NG FES - System Transformation | Domestic storage installed capacity (MW) | DRAX | System Transformation | Srg_BB002 | MW | NPgY | Drax |  | 0.042 | 0.067 | 0.086 | 0.109 | 0.133 | 0.162 | 0.196 | 0.234 | 0.278 | 0.325 | 0.379 | 0.433 | 0.495 | 0.56 | 0.624 | 0.7 | 0.781 | 0.871 | 0.968 | 1.075 | 1.188 | 1.31 | 1.437 | 1.572 | 1.713 | 1.858 | 2.012 | 2.171 | 2.338
NPgY | GSP | NG FES - System Transformation | Domestic storage installed capacity (MW) | ELLAND | System Transformation | Srg_BB002 | MW | NPgY | Elland |  | 0.24 | 0.382 | 0.496 | 0.623 | 0.765 | 0.929 | 1.125 | 1.346 | 1.597 | 1.864 | 2.173 | 2.484 | 2.839 | 3.217 | 3.581 | 4.02 | 4.481 | 5.002 | 5.554 | 6.171 | 6.822 | 7.519 | 8.25 | 9.022 | 9.834 | 10.668 | 11.549 | 12.465 | 13.423
NPgY | GSP | NG FES - System Transformation | Domestic storage installed capacity (MW) | FERRYBRIDGE A | System Transformation | Srg_BB002 | MW | NPgY | Ferrybridge A |  | 0.075 | 0.12 | 0.156 | 0.196 | 0.241 | 0.293 | 0.354 | 0.424 | 0.503 | 0.587 | 0.685 | 0.782 | 0.894 | 1.013 | 1.128 | 1.266 | 1.412 | 1.576 | 1.75 | 1.944 | 2.149 | 2.369 | 2.599 | 2.842 | 3.098 | 3.361 | 3.638 | 3.927 | 4.229
NPgY | GSP | NG FES - System Transformation | Domestic storage installed capacity (MW) | FERRYBRIDGE B | System Transformation | Srg_BB002 | MW | NPgY | Ferrybridge B (_M) |  | 0.169 | 0.269 | 0.349 | 0.439 | 0.538 | 0.654 | 0.792 | 0.947 | 1.124 | 1.311 | 1.529 | 1.748 | 1.998 | 2.264 | 2.52 | 2.829 | 3.154 | 3.52 | 3.909 | 4.343 | 4.801 | 5.292 | 5.806 | 6.349 | 6.921 | 7.508 | 8.128 | 8.772 | 9.447
NPgY | GSP | NG FES - System Transformation | Domestic storage installed capacity (MW) | GRIMSBY WEST | System Transformation | Srg_BB002 | MW | NPgY | Grimsby West |  | 0.124 | 0.197 | 0.256 | 0.321 | 0.395 | 0.479 | 0.58 | 0.694 | 0.824 | 0.961 | 1.121 | 1.281 | 1.464 | 1.659 | 1.847 | 2.074 | 2.311 | 2.58 | 2.865 | 3.183 | 3.519 | 3.878 | 4.255 | 4.653 | 5.072 | 5.503 | 5.957 | 6.429 | 6.923
NPgY | GSP | NG FES - System Transformation | Domestic storage installed capacity (MW) | JORDANTHORPE | System Transformation | Srg_BB002 | MW | NPgY | Jordanthorpe |  | 0.038 | 0.06 | 0.078 | 0.098 | 0.121 | 0.147 | 0.178 | 0.213 | 0.252 | 0.294 | 0.343 | 0.392 | 0.448 | 0.508 | 0.565 | 0.635 | 0.707 | 0.79 | 0.877 | 0.974 | 1.077 | 1.187 | 1.303 | 1.424 | 1.553 | 1.684 | 1.823 | 1.968 | 2.119
NPgY | GSP | NG FES - System Transformation | Domestic storage installed capacity (MW) | KEADBY | System Transformation | Srg_BB002 | MW | NPgY | Keadby |  | 0.171 | 0.272 | 0.353 | 0.443 | 0.544 | 0.661 | 0.8 | 0.958 | 1.137 | 1.326 | 1.547 | 1.767 | 2.02 | 2.289 | 2.549 | 2.861 | 3.189 | 3.56 | 3.952 | 4.391 | 4.855 | 5.351 | 5.871 | 6.42 | 6.999 | 7.592 | 8.219 | 8.871 | 9.553
NPgY | GSP | NG FES - System Transformation | Domestic storage installed capacity (MW) | KIRKSTALL B | System Transformation | Srg_BB002 | MW | NPgY | Kirkstall B |  | 0.135 | 0.215 | 0.279 | 0.35 | 0.43 | 0.522 | 0.632 | 0.757 | 0.898 | 1.047 | 1.221 | 1.396 | 1.596 | 1.808 | 2.013 | 2.26 | 2.519 | 2.812 | 3.122 | 3.468 | 3.834 | 4.226 | 4.637 | 5.071 | 5.528 | 5.996 | 6.491 | 7.006 | 7.545
NPgY | GSP | NG FES - System Transformation | Domestic storage installed capacity (MW) | NEEPSEND | System Transformation | Srg_BB002 | MW | NPgY | Neepsend |  | 0.059 | 0.094 | 0.123 | 0.154 | 0.189 | 0.23 | 0.278 | 0.333 | 0.395 | 0.461 | 0.537 | 0.614 | 0.702 | 0.795 | 0.885 | 0.994 | 1.108 | 1.237 | 1.373 | 1.526 | 1.687 | 1.859 | 2.04 | 2.231 | 2.431 | 2.638 | 2.855 | 3.082 | 3.319
NPgY | GSP | NG FES - System Transformation | Domestic storage installed capacity (MW) | NORTON LEES | System Transformation | Srg_BB002 | MW | NPgY | Norton Lees |  | 0.059 | 0.094 | 0.122 | 0.154 | 0.189 | 0.229 | 0.277 | 0.332 | 0.394 | 0.46 | 0.536 | 0.613 | 0.7 | 0.793 | 0.883 | 0.991 | 1.105 | 1.234 | 1.37 | 1.522 | 1.683 | 1.855 | 2.035 | 2.225 | 2.425 | 2.631 | 2.848 | 3.074 | 3.311
NPgY | GSP | NG FES - System Transformation | Domestic storage installed capacity (MW) | PITSMOOR 3/4 | System Transformation | Srg_BB002 | MW | NPgY | Pitsmoor |  | 0.025 | 0.04 | 0.053 | 0.066 | 0.081 | 0.098 | 0.119 | 0.143 | 0.169 | 0.197 | 0.23 | 0.263 | 0.301 | 0.341 | 0.379 | 0.426 | 0.474 | 0.53 | 0.588 | 0.653 | 0.722 | 0.796 | 0.874 | 0.955 | 1.041 | 1.13 | 1.223 | 1.32 | 1.421
NPgY | GSP | NG FES - System Transformation | Domestic storage installed capacity (MW) | SALTEND NORTH | System Transformation | Srg_BB002 | MW | NPgY | Saltend North |  | 0.047 | 0.075 | 0.097 | 0.122 | 0.15 | 0.182 | 0.22 | 0.263 | 0.312 | 0.364 | 0.425 | 0.486 | 0.555 | 0.629 | 0.7 | 0.786 | 0.876 | 0.978 | 1.086 | 1.207 | 1.334 | 1.471 | 1.613 | 1.764 | 1.923 | 2.086 | 2.259 | 2.438 | 2.625
NPgY | GSP | NG FES - System Transformation | Domestic storage installed capacity (MW) | SHEFFIELD CITY | System Transformation | Srg_BB002 | MW | NPgY | Sheffield City |  | 0.031 | 0.049 | 0.064 | 0.08 | 0.099 | 0.12 | 0.145 | 0.174 | 0.206 | 0.241 | 0.281 | 0.321 | 0.367 | 0.415 | 0.462 | 0.519 | 0.579 | 0.646 | 0.717 | 0.797 | 0.881 | 0.971 | 1.065 | 1.165 | 1.27 | 1.378 | 1.491 | 1.61 | 1.733
NPgY | GSP | NG FES - System Transformation | Domestic storage installed capacity (MW) | SKELTON GRANGE | System Transformation | Srg_BB002 | MW | NPgY | Skelton Grange |  | 0.348 | 0.554 | 0.721 | 0.905 | 1.111 | 1.349 | 1.633 | 1.954 | 2.319 | 2.705 | 3.155 | 3.605 | 4.121 | 4.669 | 5.199 | 5.836 | 6.505 | 7.262 | 8.062 | 8.957 | 9.903 | 10.915 | 11.976 | 13.097 | 14.276 | 15.487 | 16.765 | 18.095 | 19.486
NPgY | GSP | NG FES - System Transformation | Domestic storage installed capacity (MW) | TEMPLEBOROUGH 275/33KV | System Transformation | Srg_BB002 | MW | NPgY | Templeborough |  | 0.005 | 0.007 | 0.01 | 0.012 | 0.015 | 0.018 | 0.022 | 0.026 | 0.031 | 0.036 | 0.042 | 0.048 | 0.054 | 0.062 | 0.069 | 0.077 | 0.086 | 0.096 | 0.106 | 0.118 | 0.131 | 0.144 | 0.158 | 0.173 | 0.188 | 0.204 | 0.221 | 0.239 | 0.257
NPgY | GSP | NG FES - System Transformation | Domestic storage installed capacity (MW) | THURCROFT | System Transformation | Srg_BB002 | MW | NPgY | Thurcroft |  | 0.124 | 0.197 | 0.256 | 0.322 | 0.395 | 0.48 | 0.58 | 0.695 | 0.824 | 0.962 | 1.121 | 1.281 | 1.465 | 1.66 | 1.848 | 2.074 | 2.312 | 2.581 | 2.866 | 3.184 | 3.52 | 3.88 | 4.257 | 4.655 | 5.075 | 5.505 | 5.959 | 6.432 | 6.926
NPgY | GSP | NG FES - System Transformation | Domestic storage installed capacity (MW) | WEST MELTON / THORPE MARSH | System Transformation | Srg_BB002 | MW | NPgY | Thorpe Marsh |  | 0.247 | 0.394 | 0.512 | 0.643 | 0.79 | 0.959 | 1.161 | 1.39 | 1.649 | 1.924 | 2.244 | 2.564 | 2.931 | 3.321 | 3.697 | 4.15 | 4.626 | 5.164 | 5.734 | 6.37 | 7.043 | 7.763 | 8.517 | 9.314 | 10.153 | 11.014 | 11.922 | 12.868 | 13.858
NPgY | GSP | NG FES - System Transformation | Domestic storage installed capacity (MW) | WEST MELTON SECTION 3 | System Transformation | Srg_BB002 | MW | NPgY | West Melton |  | 0.221 | 0.352 | 0.458 | 0.575 | 0.706 | 0.857 | 1.038 | 1.242 | 1.474 | 1.719 | 2.005 | 2.291 | 2.619 | 2.967 | 3.304 | 3.709 | 4.134 | 4.615 | 5.124 | 5.693 | 6.294 | 6.937 | 7.611 | 8.323 | 9.073 | 9.842 | 10.655 | 11.5 | 12.384
NPgY | GSP | NG FES - System Transformation | Domestic storage installed capacity (MW) | WINCOBANK | System Transformation | Srg_BB002 | MW | NPgY | Wincobank |  | 0.01 | 0.016 | 0.021 | 0.026 | 0.032 | 0.039 | 0.047 | 0.056 | 0.066 | 0.077 | 0.09 | 0.103 | 0.118 | 0.134 | 0.149 | 0.167 | 0.186 | 0.208 | 0.231 | 0.256 | 0.283 | 0.312 | 0.343 | 0.375 | 0.408 | 0.443 | 0.48 | 0.518 | 0.558
NPgN | GSP | NPg Best View (Heavy Industry Sensitivity) | Electrolysers (MWh) | BLYTH 66kV | NPg Best View (Not in FES) (Heavy Industry Sensitivity) | Dem_BB000e_NPgExtra | MWh | NPgN | Blyth 66kV |  | 0 | 0 | 0 | 0 | 0 | 0 | 0 | 0 | 0 | 0 | 0 | 0 | 0 | 0 | 0 | 0 | 0 | 0 | 0 | 0 | 0 | 0 | 0 | 0 | 0 | 0 | 0 | 0 | 0
NPgN | GSP | NPg Best View (Heavy Industry Sensitivity) | Electrolysers (MWh) | BLYTH 132kV | NPg Best View (Not in FES) (Heavy Industry Sensitivity) | Dem_BB000e_NPgExtra | MWh | NPgN | Blyth 132kV |  | 0 | 0 | 0 | 0 | 0 | 0 | 0 | 0 | 0 | 0 | 0 | 0 | 0 | 0 | 0 | 0 | 0 | 0 | 0 | 0 | 0 | 0 | 0 | 0 | 0 | 0 | 0 | 0 | 0
NPgN | GSP | NPg Best View (Heavy Industry Sensitivity) | Electrolysers (MWh) | FOURSTONES | NPg Best View (Not in FES) (Heavy Industry Sensitivity) | Dem_BB000e_NPgExtra | MWh | NPgN | Fourstones |  | 0 | 0 | 0 | 0 | 0 | 0 | 0 | 0 | 0 | 0 | 0 | 0 | 0 | 0 | 0 | 0 | 0 | 0 | 0 | 0 | 0 | 0 | 0 | 0 | 0 | 0 | 0 | 0 | 0
NPgN | GSP | NPg Best View (Heavy Industry Sensitivity) | Electrolysers (MWh) | HARTMOOR | NPg Best View (Not in FES) (Heavy Industry Sensitivity) | Dem_BB000e_NPgExtra | MWh | NPgN | Hart Moor |  | 0 | 0 | 0 | 0 | 0 | 0 | 0 | 0 | 0 | 0 | 0 | 0 | 0 | 0 | 0 | 0 | 0 | 0 | 0 | 0 | 0 | 0 | 0 | 0 | 0 | 0 | 0 | 0 | 0
NPgN | GSP | NPg Best View (Heavy Industry Sensitivity) | Electrolysers (MWh) | HAWTHORN PIT GRID | NPg Best View (Not in FES) (Heavy Industry Sensitivity) | Dem_BB000e_NPgExtra | MWh | NPgN | Hawthorn Pit |  | 0 | 0 | 0 | 0 | 0 | 0 | 0 | 0 | 0 | 0 | 0 | 0 | 0 | 0 | 0 | 0 | 0 | 0 | 0 | 0 | 0 | 0 | 0 | 0 | 0 | 0 | 0 | 0 | 0
NPgN | GSP | NPg Best View (Heavy Industry Sensitivity) | Electrolysers (MWh) | KNARESBOROUGH | NPg Best View (Not in FES) (Heavy Industry Sensitivity) | Dem_BB000e_NPgExtra | MWh | NPgN | Knaresborough |  | 0 | 0 | 0 | 0 | 0 | 0 | 0 | 0 | 0 | 0 | 0 | 0 | 0 | 0 | 0 | 0 | 0 | 0 | 0 | 0 | 0 | 0 | 0 | 0 | 0 | 0 | 0 | 0 | 0
NPgN | GSP | NPg Best View (Heavy Industry Sensitivity) | Electrolysers (MWh) | LACKENBY | NPg Best View (Not in FES) (Heavy Industry Sensitivity) | Dem_BB000e_NPgExtra | MWh | NPgN | Lackenby |  | 0 | 0 | 0 | 0 | 0 | 0 | 0 | 0 | 0 | 0 | 0 | 0 | 0 | 0 | 0 | 0 | 0 | 0 | 0 | 0 | 0 | 0 | 0 | 0 | 0 | 0 | 0 | 0 | 0
NPgN | GSP | NPg Best View (Heavy Industry Sensitivity) | Electrolysers (MWh) | NORTON | NPg Best View (Not in FES) (Heavy Industry Sensitivity) | Dem_BB000e_NPgExtra | MWh | NPgN | Norton |  | 0 | 0 | 0 | 0 | 0 | 0 | 0 | 0 | 0 | 0 | 0 | 0 | 0 | 0 | 0 | 0 | 0 | 0 | 0 | 0 | 0 | 0 | 0 | 0 | 0 | 0 | 0 | 0 | 0
NPgN | GSP | NPg Best View (Heavy Industry Sensitivity) | Electrolysers (MWh) | OFFERTON | NPg Best View (Not in FES) (Heavy Industry Sensitivity) | Dem_BB000e_NPgExtra | MWh | NPgN | Offerton |  | 0 | 0 | 0 | 0 | 0 | 0 | 0 | 0 | 0 | 0 | 0 | 0 | 0 | 0 | 0 | 0 | 0 | 0 | 0 | 0 | 0 | 0 | 0 | 0 | 0 | 0 | 0 | 0 | 0
NPgN | GSP | NPg Best View (Heavy Industry Sensitivity) | Electrolysers (MWh) | OSBALDWICK | NPg Best View (Not in FES) (Heavy Industry Sensitivity) | Dem_BB000e_NPgExtra | MWh | NPgN | Osbaldwick |  | 0 | 0 | 0 | 0 | 0 | 0 | 0 | 0 | 0 | 0 | 0 | 0 | 0 | 0 | 0 | 0 | 0 | 0 | 0 | 0 | 0 | 0 | 0 | 0 | 0 | 0 | 0 | 0 | 0
NPgN | GSP | NPg Best View (Heavy Industry Sensitivity) | Electrolysers (MWh) | POPPLETON | NPg Best View (Not in FES) (Heavy Industry Sensitivity) | Dem_BB000e_NPgExtra | MWh | NPgN | Poppleton |  | 0 | 0 | 0 | 0 | 0 | 0 | 0 | 0 | 0 | 0 | 0 | 0 | 0 | 0 | 0 | 0 | 0 | 0 | 0 | 0 | 0 | 0 | 0 | 0 | 0 | 0 | 0 | 0 | 0
NPgN | GSP | NPg Best View (Heavy Industry Sensitivity) | Electrolysers (MWh) | SALTHOLME | NPg Best View (Not in FES) (Heavy Industry Sensitivity) | Dem_BB000e_NPgExtra | MWh | NPgN | Saltholme |  | 0 | 0 | 0 | 0 | 0 | 0 | 0 | 0 | 0 | 0 | 0 | 0 | 0 | 0 | 0 | 0 | 0 | 0 | 0 | 0 | 0 | 0 | 0 | 0 | 0 | 0 | 0 | 0 | 0
NPgN | GSP | NPg Best View (Heavy Industry Sensitivity) | Electrolysers (MWh) | SOUTH SHIELDS | NPg Best View (Not in FES) (Heavy Industry Sensitivity) | Dem_BB000e_NPgExtra | MWh | NPgN | South Shields |  | 0 | 0 | 0 | 0 | 0 | 0 | 0 | 0 | 0 | 0 | 0 | 0 | 0 | 0 | 0 | 0 | 0 | 0 | 0 | 0 | 0 | 0 | 0 | 0 | 0 | 0 | 0 | 0 | 0
NPgN | GSP | NPg Best View (Heavy Industry Sensitivity) | Electrolysers (MWh) | SPADEADAM | NPg Best View (Not in FES) (Heavy Industry Sensitivity) | Dem_BB000e_NPgExtra | MWh | NPgN | Spadeadam - Not in NG FES |  | 0 | 0 | 0 | 0 | 0 | 0 | 0 | 0 | 0 | 0 | 0 | 0 | 0 | 0 | 0 | 0 | 0 | 0 | 0 | 0 | 0 | 0 | 0 | 0 | 0 | 0 | 0 | 0 | 0
NPgN | GSP | NPg Best View (Heavy Industry Sensitivity) | Electrolysers (MWh) | SPENNYMOOR | NPg Best View (Not in FES) (Heavy Industry Sensitivity) | Dem_BB000e_NPgExtra | MWh | NPgN | Spennymoor |  | 0 | 0 | 0 | 0 | 0 | 0 | 0 | 0 | 0 | 0 | 0 | 0 | 0 | 0 | 0 | 0 | 0 | 0 | 0 | 0 | 0 | 0 | 0 | 0 | 0 | 0 | 0 | 0 | 0
NPgN | GSP | NPg Best View (Heavy Industry Sensitivity) | Electrolysers (MWh) | STELLA NORTH | NPg Best View (Not in FES) (Heavy Industry Sensitivity) | Dem_BB000e_NPgExtra | MWh | NPgN | Stella North |  | 0 | 0 | 0 | 0 | 0 | 0 | 0 | 0 | 0 | 0 | 0 | 0 | 0 | 0 | 0 | 0 | 0 | 0 | 0 | 0 | 0 | 0 | 0 | 0 | 0 | 0 | 0 | 0 | 0
NPgN | GSP | NPg Best View (Heavy Industry Sensitivity) | Electrolysers (MWh) | STELLA SOUTH | NPg Best View (Not in FES) (Heavy Industry Sensitivity) | Dem_BB000e_NPgExtra | MWh | NPgN | Stella South |  | 0 | 0 | 0 | 0 | 0 | 0 | 0 | 0 | 0 | 0 | 0 | 0 | 0 | 0 | 0 | 0 | 0 | 0 | 0 | 0 | 0 | 0 | 0 | 0 | 0 | 0 | 0 | 0 | 0
NPgN | GSP | NPg Best View (Heavy Industry Sensitivity) | Electrolysers (MWh) | TYNEMOUTH | NPg Best View (Not in FES) (Heavy Industry Sensitivity) | Dem_BB000e_NPgExtra | MWh | NPgN | Tynemouth 1 |  | 0 | 0 | 0 | 0 | 0 | 0 | 0 | 0 | 0 | 0 | 0 | 0 | 0 | 0 | 0 | 0 | 0 | 0 | 0 | 0 | 0 | 0 | 0 | 0 | 0 | 0 | 0 | 0 | 0
NPgN | GSP | NPg Best View (Heavy Industry Sensitivity) | Electrolysers (MWh) | WEST BOLDON | NPg Best View (Not in FES) (Heavy Industry Sensitivity) | Dem_BB000e_NPgExtra | MWh | NPgN | West Boldon |  | 0 | 0 | 0 | 0 | 0 | 0 | 0 | 0 | 0 | 0 | 0 | 0 | 0 | 0 | 0 | 0 | 0 | 0 | 0 | 0 | 0 | 0 | 0 | 0 | 0 | 0 | 0 | 0 | 0
NPgY | GSP | NPg Best View (Heavy Industry Sensitivity) | Electrolysers (MWh) | BRADFORD WEST | NPg Best View (Not in FES) (Heavy Industry Sensitivity) | Dem_BB000e_NPgExtra | MWh | NPgY | Bradford West |  | 0 | 0 | 0 | 0 | 0 | 0 | 0 | 0 | 0 | 0 | 0 | 0 | 0 | 0 | 0 | 0 | 0 | 0 | 0 | 0 | 0 | 0 | 0 | 0 | 0 | 0 | 0 | 0 | 0
NPgY | GSP | NPg Best View (Heavy Industry Sensitivity) | Electrolysers (MWh) | CAMBLESFORTH | NPg Best View (Not in FES) (Heavy Industry Sensitivity) | Dem_BB000e_NPgExtra | MWh | NPgY | Camblesforth |  | 0 | 0 | 0 | 0 | 0 | 0 | 0 | 0 | 0 | 0 | 0 | 0 | 0 | 0 | 0 | 0 | 0 | 0 | 0 | 0 | 0 | 0 | 0 | 0 | 0 | 0 | 0 | 0 | 0
NPgY | GSP | NPg Best View (Heavy Industry Sensitivity) | Electrolysers (MWh) | CREYKE BECK | NPg Best View (Not in FES) (Heavy Industry Sensitivity) | Dem_BB000e_NPgExtra | MWh | NPgY | Creyke Beck |  | 0 | 0 | 0 | 0 | 0 | 0 | 0 | 0 | 0 | 0 | 0 | 0 | 0 | 0 | 0 | 0 | 0 | 0 | 0 | 0 | 0 | 0 | 0 | 0 | 0 | 0 | 0 | 0 | 0
NPgY | GSP | NPg Best View (Heavy Industry Sensitivity) | Electrolysers (MWh) | DRAX | NPg Best View (Not in FES) (Heavy Industry Sensitivity) | Dem_BB000e_NPgExtra | MWh | NPgY | Drax |  | 0 | 0 | 0 | 0 | 0 | 0 | 0 | 0 | 0 | 0 | 0 | 0 | 0 | 0 | 0 | 0 | 0 | 0 | 0 | 0 | 0 | 0 | 0 | 0 | 0 | 0 | 0 | 0 | 0
NPgY | GSP | NPg Best View (Heavy Industry Sensitivity) | Electrolysers (MWh) | ELLAND | NPg Best View (Not in FES) (Heavy Industry Sensitivity) | Dem_BB000e_NPgExtra | MWh | NPgY | Elland |  | 0 | 0 | 0 | 0 | 0 | 0 | 0 | 0 | 0 | 0 | 0 | 0 | 0 | 0 | 0 | 0 | 0 | 0 | 0 | 0 | 0 | 0 | 0 | 0 | 0 | 0 | 0 | 0 | 0
NPgY | GSP | NPg Best View (Heavy Industry Sensitivity) | Electrolysers (MWh) | FERRYBRIDGE A | NPg Best View (Not in FES) (Heavy Industry Sensitivity) | Dem_BB000e_NPgExtra | MWh | NPgY | Ferrybridge A |  | 0 | 0 | 0 | 0 | 0 | 0 | 0 | 0 | 0 | 0 | 0 | 0 | 0 | 0 | 0 | 0 | 0 | 0 | 0 | 0 | 0 | 0 | 0 | 0 | 0 | 0 | 0 | 0 | 0
NPgY | GSP | NPg Best View (Heavy Industry Sensitivity) | Electrolysers (MWh) | FERRYBRIDGE B | NPg Best View (Not in FES) (Heavy Industry Sensitivity) | Dem_BB000e_NPgExtra | MWh | NPgY | Ferrybridge B (_M) |  | 0 | 0 | 0 | 0 | 0 | 0 | 0 | 0 | 0 | 0 | 0 | 0 | 0 | 0 | 0 | 0 | 0 | 0 | 0 | 0 | 0 | 0 | 0 | 0 | 0 | 0 | 0 | 0 | 0
NPgY | GSP | NPg Best View (Heavy Industry Sensitivity) | Electrolysers (MWh) | GRIMSBY WEST | NPg Best View (Not in FES) (Heavy Industry Sensitivity) | Dem_BB000e_NPgExtra | MWh | NPgY | Grimsby West |  | 0 | 0 | 0 | 0 | 0 | 0 | 0 | 0 | 0 | 0 | 0 | 0 | 0 | 0 | 0 | 0 | 0 | 0 | 0 | 0 | 0 | 0 | 0 | 0 | 0 | 0 | 0 | 0 | 0
NPgY | GSP | NPg Best View (Heavy Industry Sensitivity) | Electrolysers (MWh) | JORDANTHORPE | NPg Best View (Not in FES) (Heavy Industry Sensitivity) | Dem_BB000e_NPgExtra | MWh | NPgY | Jordanthorpe |  | 0 | 0 | 0 | 0 | 0 | 0 | 0 | 0 | 0 | 0 | 0 | 0 | 0 | 0 | 0 | 0 | 0 | 0 | 0 | 0 | 0 | 0 | 0 | 0 | 0 | 0 | 0 | 0 | 0
NPgY | GSP | NPg Best View (Heavy Industry Sensitivity) | Electrolysers (MWh) | KEADBY | NPg Best View (Not in FES) (Heavy Industry Sensitivity) | Dem_BB000e_NPgExtra | MWh | NPgY | Keadby |  | 0 | 0 | 0 | 0 | 0 | 0 | 0 | 0 | 0 | 0 | 0 | 0 | 0 | 0 | 0 | 0 | 0 | 0 | 0 | 0 | 0 | 0 | 0 | 0 | 0 | 0 | 0 | 0 | 0
NPgY | GSP | NPg Best View (Heavy Industry Sensitivity) | Electrolysers (MWh) | KIRKSTALL B | NPg Best View (Not in FES) (Heavy Industry Sensitivity) | Dem_BB000e_NPgExtra | MWh | NPgY | Kirkstall B |  | 0 | 0 | 0 | 0 | 0 | 0 | 0 | 0 | 0 | 0 | 0 | 0 | 0 | 0 | 0 | 0 | 0 | 0 | 0 | 0 | 0 | 0 | 0 | 0 | 0 | 0 | 0 | 0 | 0
NPgY | GSP | NPg Best View (Heavy Industry Sensitivity) | Electrolysers (MWh) | NEEPSEND | NPg Best View (Not in FES) (Heavy Industry Sensitivity) | Dem_BB000e_NPgExtra | MWh | NPgY | Neepsend |  | 0 | 0 | 0 | 0 | 0 | 0 | 0 | 0 | 0 | 0 | 0 | 0 | 0 | 0 | 0 | 0 | 0 | 0 | 0 | 0 | 0 | 0 | 0 | 0 | 0 | 0 | 0 | 0 | 0
NPgY | GSP | NPg Best View (Heavy Industry Sensitivity) | Electrolysers (MWh) | NORTON LEES | NPg Best View (Not in FES) (Heavy Industry Sensitivity) | Dem_BB000e_NPgExtra | MWh | NPgY | Norton Lees |  | 0 | 0 | 0 | 0 | 0 | 0 | 0 | 0 | 0 | 0 | 0 | 0 | 0 | 0 | 0 | 0 | 0 | 0 | 0 | 0 | 0 | 0 | 0 | 0 | 0 | 0 | 0 | 0 | 0
NPgY | GSP | NPg Best View (Heavy Industry Sensitivity) | Electrolysers (MWh) | PITSMOOR 3/4 | NPg Best View (Not in FES) (Heavy Industry Sensitivity) | Dem_BB000e_NPgExtra | MWh | NPgY | Pitsmoor |  | 0 | 0 | 0 | 0 | 0 | 0 | 0 | 0 | 0 | 0 | 0 | 0 | 0 | 0 | 0 | 0 | 0 | 0 | 0 | 0 | 0 | 0 | 0 | 0 | 0 | 0 | 0 | 0 | 0
NPgY | GSP | NPg Best View (Heavy Industry Sensitivity) | Electrolysers (MWh) | SALTEND NORTH | NPg Best View (Not in FES) (Heavy Industry Sensitivity) | Dem_BB000e_NPgExtra | MWh | NPgY | Saltend North |  | 0 | 0 | 0 | 0 | 0 | 0 | 0 | 0 | 0 | 0 | 0 | 0 | 0 | 0 | 0 | 0 | 0 | 0 | 0 | 0 | 0 | 0 | 0 | 0 | 0 | 0 | 0 | 0 | 0
NPgY | GSP | NPg Best View (Heavy Industry Sensitivity) | Electrolysers (MWh) | SHEFFIELD CITY | NPg Best View (Not in FES) (Heavy Industry Sensitivity) | Dem_BB000e_NPgExtra | MWh | NPgY | Sheffield City |  | 0 | 0 | 0 | 0 | 0 | 0 | 0 | 0 | 0 | 0 | 0 | 0 | 0 | 0 | 0 | 0 | 0 | 0 | 0 | 0 | 0 | 0 | 0 | 0 | 0 | 0 | 0 | 0 | 0
NPgY | GSP | NPg Best View (Heavy Industry Sensitivity) | Electrolysers (MWh) | SKELTON GRANGE | NPg Best View (Not in FES) (Heavy Industry Sensitivity) | Dem_BB000e_NPgExtra | MWh | NPgY | Skelton Grange |  | 0 | 0 | 0 | 0 | 0 | 0 | 0 | 0 | 0 | 0 | 0 | 0 | 0 | 0 | 0 | 0 | 0 | 0 | 0 | 0 | 0 | 0 | 0 | 0 | 0 | 0 | 0 | 0 | 0
NPgY | GSP | NPg Best View (Heavy Industry Sensitivity) | Electrolysers (MWh) | TEMPLEBOROUGH 275/33KV | NPg Best View (Not in FES) (Heavy Industry Sensitivity) | Dem_BB000e_NPgExtra | MWh | NPgY | Templeborough |  | 0 | 0 | 0 | 0 | 0 | 0 | 0 | 0 | 0 | 0 | 0 | 0 | 0 | 0 | 0 | 0 | 0 | 0 | 0 | 0 | 0 | 0 | 0 | 0 | 0 | 0 | 0 | 0 | 0
NPgY | GSP | NPg Best View (Heavy Industry Sensitivity) | Electrolysers (MWh) | THURCROFT | NPg Best View (Not in FES) (Heavy Industry Sensitivity) | Dem_BB000e_NPgExtra | MWh | NPgY | Thurcroft |  | 0 | 0 | 0 | 0 | 0 | 0 | 0 | 0 | 0 | 0 | 0 | 0 | 0 | 0 | 0 | 0 | 0 | 0 | 0 | 0 | 0 | 0 | 0 | 0 | 0 | 0 | 0 | 0 | 0
NPgY | GSP | NPg Best View (Heavy Industry Sensitivity) | Electrolysers (MWh) | WEST MELTON / THORPE MARSH | NPg Best View (Not in FES) (Heavy Industry Sensitivity) | Dem_BB000e_NPgExtra | MWh | NPgY | Thorpe Marsh |  | 0 | 0 | 0 | 0 | 0 | 0 | 0 | 0 | 0 | 0 | 0 | 0 | 0 | 0 | 0 | 0 | 0 | 0 | 0 | 0 | 0 | 0 | 0 | 0 | 0 | 0 | 0 | 0 | 0
NPgY | GSP | NPg Best View (Heavy Industry Sensitivity) | Electrolysers (MWh) | WEST MELTON SECTION 3 | NPg Best View (Not in FES) (Heavy Industry Sensitivity) | Dem_BB000e_NPgExtra | MWh | NPgY | West Melton |  | 0 | 0 | 0 | 0 | 0 | 0 | 0 | 0 | 0 | 0 | 0 | 0 | 0 | 0 | 0 | 0 | 0 | 0 | 0 | 0 | 0 | 0 | 0 | 0 | 0 | 0 | 0 | 0 | 0
NPgY | GSP | NPg Best View (Heavy Industry Sensitivity) | Electrolysers (MWh) | WINCOBANK | NPg Best View (Not in FES) (Heavy Industry Sensitivity) | Dem_BB000e_NPgExtra | MWh | NPgY | Wincobank |  | 0 | 0 | 0 | 0 | 0 | 0 | 0 | 0 | 0 | 0 | 0 | 0 | 0 | 0 | 0 | 0 | 0 | 0 | 0 | 0 | 0 | 0 | 0 | 0 | 0 | 0 | 0 | 0 | 0
NPgN | GSP | NPg Best View | I&C Storage capacity (MW) | BLYTH 66kV | NPg Best View (Not in FES) | Srg_BB001 | MW | NPgN | Blyth 66kV |  | 0.1 | 10.77 | 22.277 | 33.846 | 34.402 | 34.865 | 35.321 | 35.5 | 37.473 | 37.519 | 37.977 | 39.91 | 39.947 | 42.461 | 47.251 | 49.021 | 50.509 | 52.084 | 54.641 | 60.685 | 64.918 | 65.049 | 67.817 | 67.444 | 68.078 | 67.718 | 67.372 | 68.142 | 67.804
NPgN | GSP | NPg Best View | I&C Storage capacity (MW) | BLYTH 132kV | NPg Best View (Not in FES) | Srg_BB001 | MW | NPgN | Blyth 132kV |  | 0.075 | 8.987 | 18.66 | 28.423 | 29.044 | 29.616 | 30.047 | 30.233 | 33.464 | 33.406 | 33.647 | 34.999 | 34.853 | 39.005 | 40.074 | 42.408 | 44.645 | 47.189 | 51.475 | 52.96 | 55.841 | 56.005 | 56.35 | 55.69 | 56.768 | 56.131 | 55.517 | 56.834 | 56.236
NPgN | GSP | NPg Best View | I&C Storage capacity (MW) | FOURSTONES | NPg Best View (Not in FES) | Srg_BB001 | MW | NPgN | Fourstones |  | 0.034 | 0.394 | 0.79 | 1.194 | 1.262 | 1.322 | 1.384 | 1.407 | 1.586 | 1.607 | 1.636 | 1.738 | 1.775 | 2.012 | 2.072 | 2.245 | 2.427 | 2.591 | 2.824 | 2.87 | 2.985 | 3.007 | 2.998 | 2.964 | 3.012 | 2.979 | 2.948 | 3.006 | 2.975
NPgN | GSP | NPg Best View | I&C Storage capacity (MW) | HARTMOOR | NPg Best View (Not in FES) | Srg_BB001 | MW | NPgN | Hart Moor |  | 0.063 | 2.198 | 4.528 | 6.889 | 7.113 | 7.313 | 7.487 | 7.55 | 8.445 | 8.463 | 8.545 | 8.933 | 8.955 | 10.109 | 10.315 | 11.014 | 11.714 | 12.452 | 13.628 | 13.873 | 14.546 | 14.612 | 14.607 | 14.422 | 14.696 | 14.518 | 14.347 | 14.681 | 14.514
NPgN | GSP | NPg Best View | I&C Storage capacity (MW) | HAWTHORN PIT GRID | NPg Best View (Not in FES) | Srg_BB001 | MW | NPgN | Hawthorn Pit |  | 0.061 | 3.08 | 6.333 | 9.618 | 9.854 | 10.063 | 10.246 | 10.316 | 11.403 | 11.419 | 11.531 | 12.05 | 12.067 | 13.463 | 13.959 | 14.797 | 15.616 | 16.478 | 17.899 | 18.516 | 19.499 | 19.566 | 19.743 | 19.55 | 19.92 | 19.734 | 19.556 | 20.003 | 19.829
NPgN | GSP | NPg Best View | I&C Storage capacity (MW) | KNARESBOROUGH | NPg Best View (Not in FES) | Srg_BB001 | MW | NPgN | Knaresborough |  | 0.169 | 8.207 | 17.003 | 25.915 | 26.714 | 27.442 | 28.024 | 28.256 | 31.814 | 31.81 | 32.05 | 33.366 | 33.319 | 37.918 | 38.099 | 40.741 | 43.38 | 46.281 | 51.006 | 51.288 | 53.715 | 53.945 | 53.59 | 52.822 | 53.929 | 53.188 | 52.475 | 53.834 | 53.138
NPgN | GSP | NPg Best View | I&C Storage capacity (MW) | LACKENBY | NPg Best View (Not in FES) | Srg_BB001 | MW | NPgN | Lackenby |  | 6.099 | 9.393 | 12.95 | 16.543 | 16.837 | 17.094 | 17.338 | 17.428 | 18.551 | 18.598 | 18.749 | 19.382 | 19.454 | 20.904 | 21.673 | 22.606 | 23.522 | 24.442 | 25.903 | 26.82 | 27.942 | 28.028 | 28.336 | 28.137 | 28.501 | 28.309 | 28.125 | 28.565 | 28.384
NPgN | GSP | NPg Best View | I&C Storage capacity (MW) | NORTON | NPg Best View (Not in FES) | Srg_BB001 | MW | NPgN | Norton |  | 0.376 | 18.989 | 39.249 | 59.75 | 61.453 | 62.992 | 64.25 | 64.74 | 72.492 | 72.509 | 73.1 | 76.175 | 76.119 | 86.11 | 87.334 | 93.126 | 98.871 | 105.124 | 115.364 | 116.986 | 122.735 | 123.223 | 123.002 | 121.42 | 123.905 | 122.379 | 120.912 | 123.948 | 122.516
NPgN | GSP | NPg Best View | I&C Storage capacity (MW) | OFFERTON | NPg Best View (Not in FES) | Srg_BB001 | MW | NPgN | Offerton |  | 0.037 | 0.878 | 1.46 | 2.048 | 2.038 | 2.045 | 2.033 | 2.023 | 2.182 | 2.199 | 2.235 | 2.373 | 2.419 | 2.647 | 2.861 | 3.039 | 3.222 | 3.37 | 3.588 | 3.819 | 4.013 | 4.032 | 4.124 | 4.11 | 4.173 | 4.16 | 4.147 | 4.221 | 4.208
NPgN | GSP | NPg Best View | I&C Storage capacity (MW) | OSBALDWICK | NPg Best View (Not in FES) | Srg_BB001 | MW | NPgN | Osbaldwick |  | 3.545 | 26.212 | 50.933 | 75.922 | 77.775 | 79.478 | 80.8 | 81.341 | 90.127 | 90.032 | 90.677 | 94.249 | 93.966 | 105.28 | 107.419 | 113.873 | 120.152 | 127.202 | 138.867 | 141.841 | 149.068 | 149.579 | 149.898 | 148.018 | 150.817 | 149.003 | 147.257 | 150.691 | 148.989
NPgN | GSP | NPg Best View | I&C Storage capacity (MW) | POPPLETON | NPg Best View (Not in FES) | Srg_BB001 | MW | NPgN | Poppleton |  | 0.465 | 1.325 | 2.243 | 3.172 | 3.26 | 3.337 | 3.411 | 3.439 | 3.824 | 3.841 | 3.881 | 4.046 | 4.075 | 4.573 | 4.63 | 4.937 | 5.252 | 5.562 | 6.061 | 6.111 | 6.361 | 6.389 | 6.367 | 6.31 | 6.446 | 6.39 | 6.337 | 6.499 | 6.447
NPgN | GSP | NPg Best View | I&C Storage capacity (MW) | SALTHOLME | NPg Best View (Not in FES) | Srg_BB001 | MW | NPgN | Saltholme |  | 0.005 | 0.933 | 1.877 | 2.823 | 2.841 | 2.857 | 2.871 | 2.875 | 3.247 | 3.248 | 3.274 | 3.395 | 3.397 | 3.864 | 3.881 | 4.125 | 4.368 | 4.614 | 5.082 | 5.102 | 5.344 | 5.349 | 5.349 | 5.335 | 5.518 | 5.504 | 5.491 | 5.705 | 5.692
NPgN | GSP | NPg Best View | I&C Storage capacity (MW) | SOUTH SHIELDS | NPg Best View (Not in FES) | Srg_BB001 | MW | NPgN | South Shields |  | 35.043 | 35.675 | 36.121 | 36.573 | 36.581 | 36.598 | 36.61 | 36.608 | 36.764 | 36.792 | 36.83 | 36.957 | 37.019 | 37.235 | 37.396 | 37.571 | 37.758 | 37.896 | 38.098 | 38.248 | 38.388 | 38.408 | 38.465 | 38.464 | 38.533 | 38.532 | 38.533 | 38.611 | 38.611
NPgN | GSP | NPg Best View | I&C Storage capacity (MW) | SPADEADAM | NPg Best View (Not in FES) | Srg_BB001 | MW | NPgN | Spadeadam - Not in NG FES |  | 0.013 | 0.647 | 1.295 | 1.949 | 1.981 | 2.013 | 2.039 | 2.05 | 2.175 | 2.18 | 2.208 | 2.324 | 2.332 | 2.498 | 2.755 | 2.875 | 2.982 | 3.091 | 3.258 | 3.577 | 3.812 | 3.824 | 3.963 | 3.936 | 3.973 | 3.947 | 3.923 | 3.968 | 3.944
NPgN | GSP | NPg Best View | I&C Storage capacity (MW) | SPENNYMOOR | NPg Best View (Not in FES) | Srg_BB001 | MW | NPgN | Spennymoor |  | 0.21 | 15.933 | 33.033 | 50.314 | 51.572 | 52.713 | 53.609 | 53.978 | 60.06 | 60.004 | 60.457 | 62.931 | 62.756 | 70.585 | 72.074 | 76.536 | 80.883 | 85.734 | 93.793 | 95.845 | 100.832 | 101.177 | 101.419 | 100.163 | 102.144 | 100.931 | 99.765 | 102.187 | 101.05
NPgN | GSP | NPg Best View | I&C Storage capacity (MW) | STELLA NORTH | NPg Best View (Not in FES) | Srg_BB001 | MW | NPgN | Stella North |  | 0.168 | 4.44 | 7.917 | 11.426 | 11.485 | 11.59 | 11.636 | 11.628 | 12.815 | 12.903 | 13.086 | 13.798 | 14.003 | 15.592 | 16.367 | 17.444 | 18.549 | 19.515 | 21.067 | 21.87 | 22.912 | 23.006 | 23.29 | 23.2 | 23.699 | 23.615 | 23.537 | 24.12 | 24.041
NPgN | GSP | NPg Best View | I&C Storage capacity (MW) | STELLA SOUTH | NPg Best View (Not in FES) | Srg_BB001 | MW | NPgN | Stella South |  | 0.132 | 10.351 | 21.348 | 32.437 | 33.115 | 33.717 | 34.221 | 34.416 | 37.899 | 37.9 | 38.236 | 39.886 | 39.845 | 44.298 | 46.072 | 48.671 | 51.162 | 53.866 | 58.42 | 60.711 | 64.075 | 64.258 | 65.009 | 64.396 | 65.616 | 65.024 | 64.455 | 65.931 | 65.376
NPgN | GSP | NPg Best View | I&C Storage capacity (MW) | TYNEMOUTH | NPg Best View (Not in FES) | Srg_BB001 | MW | NPgN | Tynemouth 1 |  | 17.606 | 19.892 | 22.22 | 24.565 | 24.721 | 24.851 | 25.011 | 25.061 | 25.868 | 25.952 | 26.089 | 26.567 | 26.716 | 27.749 | 28.298 | 28.994 | 29.705 | 30.31 | 31.307 | 31.88 | 32.577 | 32.633 | 32.863 | 32.84 | 33.197 | 33.174 | 33.154 | 33.567 | 33.546
NPgN | GSP | NPg Best View | I&C Storage capacity (MW) | WEST BOLDON | NPg Best View (Not in FES) | Srg_BB001 | MW | NPgN | West Boldon |  | 6.697 | 8.491 | 10.395 | 12.326 | 12.572 | 12.777 | 13.014 | 13.089 | 13.774 | 13.879 | 14.025 | 14.509 | 14.693 | 15.584 | 16.166 | 16.847 | 17.557 | 18.148 | 19.002 | 19.588 | 20.194 | 20.276 | 20.471 | 20.398 | 20.622 | 20.551 | 20.485 | 20.748 | 20.681
NPgY | GSP | NPg Best View | I&C Storage capacity (MW) | BRADFORD WEST | NPg Best View (Not in FES) | Srg_BB001 | MW | NPgY | Bradford West |  | 0.277 | 5.271 | 10.28 | 15.432 | 16.097 | 16.662 | 17.145 | 17.355 | 18.966 | 19.039 | 20.961 | 22.587 | 23.829 | 24.844 | 25.72 | 26.599 | 28.804 | 30.403 | 30.905 | 31.359 | 31.643 | 31.921 | 31.939 | 31.778 | 33.021 | 32.819 | 32.602 | 32.394 | 32.184
NPgY | GSP | NPg Best View | I&C Storage capacity (MW) | CAMBLESFORTH | NPg Best View (Not in FES) | Srg_BB001 | MW | NPgY | Camblesforth |  | 0.175 | 1.665 | 2.989 | 4.348 | 4.57 | 4.748 | 4.943 | 5.025 | 5.498 | 5.578 | 5.783 | 6.07 | 6.319 | 6.542 | 6.8 | 7.087 | 7.686 | 8.074 | 8.227 | 8.391 | 8.452 | 8.525 | 8.538 | 8.501 | 8.753 | 8.718 | 8.681 | 8.646 | 8.61
NPgY | GSP | NPg Best View | I&C Storage capacity (MW) | CREYKE BECK | NPg Best View (Not in FES) | Srg_BB001 | MW | NPgY | Creyke Beck |  | 49.978 | 75.955 | 107.96 | 140.841 | 144.878 | 148.251 | 151.834 | 152.777 | 162.341 | 161.874 | 160.084 | 159.043 | 158.213 | 157.704 | 156.975 | 157.037 | 163.239 | 168.242 | 168.488 | 168.576 | 168.862 | 169.149 | 168.133 | 166.236 | 170.6 | 168.968 | 167.295 | 165.696 | 164.174
NPgY | GSP | NPg Best View | I&C Storage capacity (MW) | DRAX | NPg Best View (Not in FES) | Srg_BB001 | MW | NPgY | Drax |  | 0.148 | 3.579 | 7.146 | 10.831 | 11.332 | 11.764 | 12.104 | 12.253 | 13.376 | 13.389 | 14.32 | 15.127 | 15.725 | 16.236 | 16.66 | 17.124 | 18.462 | 19.472 | 19.747 | 19.989 | 20.152 | 20.312 | 20.273 | 20.098 | 20.844 | 20.658 | 20.464 | 20.278 | 20.095
NPgY | GSP | NPg Best View | I&C Storage capacity (MW) | ELLAND | NPg Best View (Not in FES) | Srg_BB001 | MW | NPgY | Elland |  | 0.144 | 4.156 | 8.353 | 12.681 | 13.228 | 13.703 | 14.068 | 14.228 | 15.536 | 15.54 | 16.346 | 17.064 | 17.598 | 18.057 | 18.435 | 18.871 | 20.287 | 21.359 | 21.621 | 21.851 | 22.009 | 22.165 | 22.103 | 21.894 | 22.709 | 22.496 | 22.275 | 22.064 | 21.856
NPgY | GSP | NPg Best View | I&C Storage capacity (MW) | FERRYBRIDGE A | NPg Best View (Not in FES) | Srg_BB001 | MW | NPgY | Ferrybridge A |  | 0.397 | 5.896 | 11.893 | 18.095 | 19.166 | 20.045 | 20.988 | 21.305 | 23.266 | 23.374 | 22.995 | 23.064 | 23.148 | 23.334 | 23.615 | 24.118 | 25.804 | 27.03 | 27.325 | 27.638 | 27.763 | 27.921 | 27.77 | 27.387 | 28.117 | 27.792 | 27.466 | 27.154 | 26.855
NPgY | GSP | NPg Best View | I&C Storage capacity (MW) | FERRYBRIDGE B | NPg Best View (Not in FES) | Srg_BB001 | MW | NPgY | Ferrybridge B (_M) |  | 0.234 | 14.069 | 30.041 | 46.471 | 48.508 | 50.235 | 51.872 | 52.395 | 57.247 | 57.108 | 56.233 | 55.876 | 55.604 | 55.509 | 55.37 | 55.66 | 59.038 | 61.694 | 61.949 | 62.148 | 62.33 | 62.53 | 62.044 | 61.085 | 63.228 | 62.404 | 61.562 | 60.758 | 59.99
NPgY | GSP | NPg Best View | I&C Storage capacity (MW) | GRIMSBY WEST | NPg Best View (Not in FES) | Srg_BB001 | MW | NPgY | Grimsby West |  | 0.882 | 8.703 | 16.253 | 24.16 | 25.918 | 27.392 | 28.733 | 29.309 | 31.932 | 32.225 | 33.126 | 34.515 | 35.56 | 36.659 | 37.849 | 39.342 | 42.585 | 44.949 | 45.79 | 46.648 | 47.033 | 47.473 | 47.34 | 46.78 | 47.884 | 47.354 | 46.827 | 46.323 | 45.83
NPgY | GSP | NPg Best View | I&C Storage capacity (MW) | JORDANTHORPE | NPg Best View (Not in FES) | Srg_BB001 | MW | NPgY | Jordanthorpe |  | 0.087 | 0.876 | 1.665 | 2.475 | 2.616 | 2.726 | 2.868 | 2.915 | 3.19 | 3.228 | 3.279 | 3.386 | 3.484 | 3.575 | 3.687 | 3.819 | 4.125 | 4.324 | 4.395 | 4.472 | 4.5 | 4.534 | 4.534 | 4.507 | 4.639 | 4.615 | 4.591 | 4.567 | 4.544
NPgY | GSP | NPg Best View | I&C Storage capacity (MW) | KEADBY | NPg Best View (Not in FES) | Srg_BB001 | MW | NPgY | Keadby |  | 0.708 | 32.736 | 68.443 | 105.659 | 111.476 | 116.625 | 120.159 | 121.737 | 132.577 | 132.059 | 134.996 | 137.974 | 139.652 | 141.649 | 142.876 | 145.161 | 155.178 | 163.612 | 165.201 | 166.436 | 167.554 | 168.642 | 167.358 | 164.473 | 169.718 | 166.983 | 164.227 | 161.594 | 159.055
NPgY | GSP | NPg Best View | I&C Storage capacity (MW) | KIRKSTALL B | NPg Best View (Not in FES) | Srg_BB001 | MW | NPgY | Kirkstall B |  | 0.081 | 5.558 | 12.692 | 19.881 | 20.529 | 20.981 | 21.995 | 22.127 | 24.316 | 24.341 | 21.472 | 19.476 | 18.16 | 17.07 | 16.272 | 15.707 | 16.118 | 16.271 | 15.961 | 15.727 | 15.508 | 15.334 | 15.13 | 14.884 | 15.445 | 15.345 | 15.237 | 15.134 | 15.047
NPgY | GSP | NPg Best View | I&C Storage capacity (MW) | NEEPSEND | NPg Best View (Not in FES) | Srg_BB001 | MW | NPgY | Neepsend |  | 0.012 | 0.43 | 0.865 | 1.305 | 1.337 | 1.362 | 1.392 | 1.401 | 1.537 | 1.54 | 1.696 | 1.819 | 1.918 | 1.991 | 2.053 | 2.108 | 2.275 | 2.391 | 2.422 | 2.449 | 2.468 | 2.485 | 2.491 | 2.489 | 2.605 | 2.599 | 2.592 | 2.584 | 2.576
NPgY | GSP | NPg Best View | I&C Storage capacity (MW) | NORTON LEES | NPg Best View (Not in FES) | Srg_BB001 | MW | NPgY | Norton Lees |  | 0.101 | 0.519 | 0.822 | 1.135 | 1.224 | 1.292 | 1.39 | 1.427 | 1.564 | 1.617 | 1.814 | 2.034 | 2.218 | 2.377 | 2.553 | 2.732 | 3.012 | 3.181 | 3.274 | 3.374 | 3.411 | 3.453 | 3.478 | 3.485 | 3.58 | 3.582 | 3.584 | 3.586 | 3.586
NPgY | GSP | NPg Best View | I&C Storage capacity (MW) | PITSMOOR 3/4 | NPg Best View (Not in FES) | Srg_BB001 | MW | NPgY | Pitsmoor |  | 0.03 | 0.221 | 0.381 | 0.544 | 0.571 | 0.591 | 0.622 | 0.633 | 0.694 | 0.71 | 0.788 | 0.867 | 0.934 | 0.989 | 1.047 | 1.105 | 1.209 | 1.273 | 1.303 | 1.335 | 1.347 | 1.361 | 1.37 | 1.373 | 1.42 | 1.421 | 1.422 | 1.422 | 1.422
NPgY | GSP | NPg Best View | I&C Storage capacity (MW) | SALTEND NORTH | NPg Best View (Not in FES) | Srg_BB001 | MW | NPgY | Saltend North |  | 0.494 | 1.851 | 2.557 | 3.306 | 3.725 | 4.042 | 4.477 | 4.657 | 5.09 | 5.35 | 6.123 | 7.06 | 7.839 | 8.535 | 9.339 | 10.169 | 11.308 | 11.989 | 12.418 | 12.887 | 13.049 | 13.243 | 13.351 | 13.377 | 13.636 | 13.642 | 13.649 | 13.656 | 13.655
NPgY | GSP | NPg Best View | I&C Storage capacity (MW) | SHEFFIELD CITY | NPg Best View (Not in FES) | Srg_BB001 | MW | NPgY | Sheffield City |  | 0.395 | 1.226 | 1.549 | 1.906 | 2.246 | 2.502 | 2.856 | 3 | 3.274 | 3.482 | 3.74 | 4.229 | 4.653 | 5.065 | 5.594 | 6.171 | 6.892 | 7.303 | 7.597 | 7.934 | 8.031 | 8.159 | 8.224 | 8.226 | 8.29 | 8.29 | 8.292 | 8.295 | 8.293
NPgY | GSP | NPg Best View | I&C Storage capacity (MW) | SKELTON GRANGE | NPg Best View (Not in FES) | Srg_BB001 | MW | NPgY | Skelton Grange |  | 0.309 | 19.507 | 31.218 | 43.083 | 41.933 | 41.422 | 38.02 | 37.978 | 41.529 | 41.556 | 37.369 | 34.616 | 32.817 | 31.386 | 30.42 | 29.869 | 31.038 | 31.674 | 31.375 | 31.198 | 30.942 | 30.765 | 30.433 | 29.954 | 30.915 | 30.661 | 30.397 | 30.146 | 29.921
NPgY | GSP | NPg Best View | I&C Storage capacity (MW) | TEMPLEBOROUGH 275/33KV | NPg Best View (Not in FES) | Srg_BB001 | MW | NPgY | Templeborough |  | 0.248 | 1.165 | 1.848 | 2.556 | 2.799 | 2.982 | 3.25 | 3.347 | 3.663 | 3.793 | 3.755 | 3.919 | 4.09 | 4.268 | 4.539 | 4.855 | 5.325 | 5.586 | 5.746 | 5.937 | 5.981 | 6.048 | 6.074 | 6.06 | 6.137 | 6.131 | 6.126 | 6.122 | 6.116
NPgY | GSP | NPg Best View | I&C Storage capacity (MW) | THURCROFT | NPg Best View (Not in FES) | Srg_BB001 | MW | NPgY | Thurcroft |  | 50.233 | 59 | 68.701 | 78.796 | 80.447 | 81.876 | 83.015 | 83.476 | 86.491 | 86.444 | 86.718 | 87.252 | 87.556 | 87.991 | 88.334 | 88.999 | 91.696 | 93.883 | 94.322 | 94.705 | 94.974 | 95.255 | 94.925 | 94.171 | 95.483 | 94.79 | 94.094 | 93.429 | 92.789
NPgY | GSP | NPg Best View | I&C Storage capacity (MW) | WEST MELTON / THORPE MARSH | NPg Best View (Not in FES) | Srg_BB001 | MW | NPgY | Thorpe Marsh |  | 19.999 | 27.253 | 35.567 | 44.215 | 45.417 | 46.498 | 47.168 | 47.472 | 49.924 | 49.718 | 51.007 | 52.01 | 52.609 | 53.191 | 53.478 | 53.94 | 56.278 | 58.29 | 58.632 | 58.855 | 59.138 | 59.391 | 59.108 | 58.478 | 59.891 | 59.269 | 58.637 | 58.032 | 57.448
NPgY | GSP | NPg Best View | I&C Storage capacity (MW) | WEST MELTON SECTION 3 | NPg Best View (Not in FES) | Srg_BB001 | MW | NPgY | West Melton |  | 1.2 | 10.549 | 21.436 | 32.679 | 34.065 | 35.283 | 36.211 | 36.551 | 39.775 | 39.559 | 39.722 | 39.918 | 39.969 | 40.099 | 40.035 | 40.236 | 42.649 | 44.679 | 44.88 | 44.988 | 45.181 | 45.358 | 44.987 | 44.253 | 45.84 | 45.17 | 44.487 | 43.834 | 43.209
NPgY | GSP | NPg Best View | I&C Storage capacity (MW) | WINCOBANK | NPg Best View (Not in FES) | Srg_BB001 | MW | NPgY | Wincobank |  | 0 | 0.971 | 2.144 | 3.329 | 3.414 | 3.479 | 3.589 | 3.606 | 3.958 | 3.952 | 3.659 | 3.451 | 3.316 | 3.199 | 3.107 | 3.042 | 3.164 | 3.241 | 3.207 | 3.179 | 3.159 | 3.142 | 3.112 | 3.072 | 3.206 | 3.183 | 3.157 | 3.133 | 3.111
NPgN | GSP | NG FES - Consumer Transformation | I&C Storage capacity (MW) | BLYTH 66kV | Consumer Transformation | Srg_BB001 | MW | NPgN | Blyth 66kV |  | 0.1 | 9.722 | 19.815 | 29.924 | 30.197 | 30.392 | 30.677 | 30.778 | 32.219 | 32.336 | 32.805 | 34.573 | 34.757 | 36.55 | 41.416 | 42.779 | 43.893 | 44.87 | 46.614 | 52.627 | 56.405 | 56.464 | 59.424 | 59.426 | 60.124 | 60.124 | 60.126 | 60.933 | 60.933
NPgN | GSP | NG FES - Consumer Transformation | I&C Storage capacity (MW) | BLYTH 132kV | Consumer Transformation | Srg_BB001 | MW | NPgN | Blyth 132kV |  | 0.075 | 7.134 | 14.307 | 21.489 | 21.608 | 21.706 | 21.837 | 21.885 | 24.176 | 24.242 | 24.502 | 25.562 | 25.676 | 28.553 | 29.757 | 31.372 | 32.946 | 34.435 | 37.281 | 38.713 | 40.789 | 40.825 | 41.511 | 41.512 | 42.704 | 42.704 | 42.705 | 44.089 | 44.089
NPgN | GSP | NG FES - Consumer Transformation | I&C Storage capacity (MW) | FOURSTONES | Consumer Transformation | Srg_BB001 | MW | NPgN | Fourstones |  | 0.034 | 0.299 | 0.565 | 0.835 | 0.877 | 0.913 | 0.959 | 0.976 | 1.105 | 1.133 | 1.163 | 1.25 | 1.3 | 1.472 | 1.539 | 1.674 | 1.822 | 1.931 | 2.09 | 2.134 | 2.206 | 2.222 | 2.231 | 2.231 | 2.285 | 2.285 | 2.285 | 2.346 | 2.346
NPgN | GSP | NG FES - Consumer Transformation | I&C Storage capacity (MW) | HARTMOOR | Consumer Transformation | Srg_BB001 | MW | NPgN | Hart Moor |  | 0.063 | 1.68 | 3.312 | 4.951 | 5.035 | 5.102 | 5.192 | 5.217 | 5.848 | 5.901 | 5.988 | 6.295 | 6.39 | 7.188 | 7.431 | 7.93 | 8.444 | 8.887 | 9.66 | 9.891 | 10.339 | 10.369 | 10.459 | 10.459 | 10.765 | 10.765 | 10.766 | 11.118 | 11.118
NPgN | GSP | NG FES - Consumer Transformation | I&C Storage capacity (MW) | HAWTHORN PIT GRID | Consumer Transformation | Srg_BB001 | MW | NPgN | Hawthorn Pit |  | 0.061 | 2.539 | 5.062 | 7.593 | 7.682 | 7.752 | 7.848 | 7.878 | 8.69 | 8.742 | 8.86 | 9.293 | 9.386 | 10.411 | 10.946 | 11.574 | 12.199 | 12.753 | 13.753 | 14.355 | 15.103 | 15.133 | 15.409 | 15.409 | 15.813 | 15.813 | 15.814 | 16.281 | 16.281
NPgN | GSP | NG FES - Consumer Transformation | I&C Storage capacity (MW) | KNARESBOROUGH | Consumer Transformation | Srg_BB001 | MW | NPgN | Knaresborough |  | 0.169 | 6.053 | 11.942 | 17.854 | 18.07 | 18.247 | 18.479 | 18.55 | 21.016 | 21.156 | 21.419 | 22.396 | 22.65 | 25.768 | 26.106 | 27.912 | 29.78 | 31.455 | 34.506 | 34.725 | 36.217 | 36.299 | 36.34 | 36.34 | 37.58 | 37.58 | 37.582 | 39.017 | 39.017
NPgN | GSP | NG FES - Consumer Transformation | I&C Storage capacity (MW) | LACKENBY | Consumer Transformation | Srg_BB001 | MW | NPgN | Lackenby |  | 6.099 | 8.835 | 11.637 | 14.453 | 14.595 | 14.709 | 14.862 | 14.91 | 15.75 | 15.835 | 15.991 | 16.537 | 16.687 | 17.753 | 18.562 | 19.279 | 19.995 | 20.596 | 21.623 | 22.524 | 23.403 | 23.451 | 23.862 | 23.862 | 24.261 | 24.261 | 24.262 | 24.722 | 24.722
NPgN | GSP | NG FES - Consumer Transformation | I&C Storage capacity (MW) | NORTON | Consumer Transformation | Srg_BB001 | MW | NPgN | Norton |  | 0.376 | 14.552 | 28.823 | 43.144 | 43.644 | 44.049 | 44.587 | 44.745 | 50.246 | 50.56 | 51.198 | 53.574 | 54.139 | 61.079 | 62.625 | 66.694 | 70.852 | 74.579 | 81.369 | 82.864 | 86.687 | 86.868 | 87.464 | 87.464 | 90.223 | 90.223 | 90.229 | 93.423 | 93.423
NPgN | GSP | NG FES - Consumer Transformation | I&C Storage capacity (MW) | OFFERTON | Consumer Transformation | Srg_BB001 | MW | NPgN | Offerton |  | 0.037 | 0.84 | 1.37 | 1.904 | 1.884 | 1.881 | 1.863 | 1.85 | 1.989 | 2.01 | 2.046 | 2.177 | 2.229 | 2.43 | 2.648 | 2.811 | 2.979 | 3.106 | 3.294 | 3.524 | 3.701 | 3.718 | 3.817 | 3.816 | 3.881 | 3.881 | 3.882 | 3.957 | 3.957
NPgN | GSP | NG FES - Consumer Transformation | I&C Storage capacity (MW) | OSBALDWICK | Consumer Transformation | Srg_BB001 | MW | NPgN | Osbaldwick |  | 3.545 | 20.938 | 38.541 | 56.184 | 56.609 | 56.964 | 57.429 | 57.576 | 63.687 | 63.944 | 64.646 | 67.387 | 67.842 | 75.529 | 78.052 | 82.458 | 86.851 | 90.898 | 98.463 | 101.285 | 106.224 | 106.369 | 107.659 | 107.66 | 110.784 | 110.784 | 110.789 | 114.41 | 114.41
NPgN | GSP | NG FES - Consumer Transformation | I&C Storage capacity (MW) | POPPLETON | Consumer Transformation | Srg_BB001 | MW | NPgN | Poppleton |  | 0.465 | 1.163 | 1.863 | 2.566 | 2.61 | 2.646 | 2.694 | 2.71 | 3.012 | 3.04 | 3.082 | 3.221 | 3.273 | 3.66 | 3.729 | 3.973 | 4.23 | 4.447 | 4.821 | 4.866 | 5.046 | 5.063 | 5.071 | 5.071 | 5.217 | 5.217 | 5.218 | 5.386 | 5.386
NPgN | GSP | NG FES - Consumer Transformation | I&C Storage capacity (MW) | SALTHOLME | Consumer Transformation | Srg_BB001 | MW | NPgN | Saltholme |  | 0.005 | 0.893 | 1.782 | 2.672 | 2.679 | 2.684 | 2.692 | 2.694 | 3.045 | 3.049 | 3.075 | 3.19 | 3.197 | 3.636 | 3.657 | 3.885 | 4.113 | 4.336 | 4.772 | 4.792 | 5.016 | 5.018 | 5.026 | 5.026 | 5.212 | 5.212 | 5.212 | 5.427 | 5.427
NPgN | GSP | NG FES - Consumer Transformation | I&C Storage capacity (MW) | SOUTH SHIELDS | Consumer Transformation | Srg_BB001 | MW | NPgN | South Shields |  | 35.043 | 35.675 | 36.121 | 36.572 | 36.58 | 36.597 | 36.609 | 36.607 | 36.763 | 36.791 | 36.829 | 36.956 | 37.017 | 37.234 | 37.394 | 37.57 | 37.757 | 37.895 | 38.096 | 38.246 | 38.385 | 38.405 | 38.463 | 38.462 | 38.531 | 38.53 | 38.531 | 38.609 | 38.609
NPgN | GSP | NG FES - Consumer Transformation | I&C Storage capacity (MW) | SPADEADAM | Consumer Transformation | Srg_BB001 | MW | NPgN | Spadeadam - Not in NG FES |  | 0.013 | 0.572 | 1.119 | 1.668 | 1.68 | 1.692 | 1.706 | 1.711 | 1.799 | 1.809 | 1.837 | 1.942 | 1.96 | 2.074 | 2.337 | 2.428 | 2.508 | 2.574 | 2.683 | 3 | 3.202 | 3.208 | 3.362 | 3.362 | 3.403 | 3.403 | 3.403 | 3.451 | 3.451
NPgN | GSP | NG FES - Consumer Transformation | I&C Storage capacity (MW) | SPENNYMOOR | Consumer Transformation | Srg_BB001 | MW | NPgN | Spennymoor |  | 0.21 | 12.409 | 24.754 | 37.126 | 37.43 | 37.67 | 37.995 | 38.1 | 42.394 | 42.574 | 43.065 | 44.984 | 45.301 | 50.707 | 52.453 | 55.547 | 58.634 | 61.478 | 66.798 | 68.748 | 72.206 | 72.308 | 73.198 | 73.199 | 75.397 | 75.397 | 75.4 | 77.947 | 77.947
NPgN | GSP | NG FES - Consumer Transformation | I&C Storage capacity (MW) | STELLA NORTH | Consumer Transformation | Srg_BB001 | MW | NPgN | Stella North |  | 0.168 | 4.196 | 7.344 | 10.513 | 10.506 | 10.549 | 10.555 | 10.529 | 11.592 | 11.697 | 11.882 | 12.556 | 12.795 | 14.216 | 15.008 | 15.991 | 17.009 | 17.836 | 19.198 | 19.994 | 20.93 | 21.008 | 21.336 | 21.334 | 21.848 | 21.848 | 21.85 | 22.442 | 22.442
NPgN | GSP | NG FES - Consumer Transformation | I&C Storage capacity (MW) | STELLA SOUTH | Consumer Transformation | Srg_BB001 | MW | NPgN | Stella South |  | 0.132 | 8.63 | 17.305 | 25.997 | 26.209 | 26.371 | 26.595 | 26.661 | 29.272 | 29.387 | 29.742 | 31.121 | 31.321 | 34.59 | 36.49 | 38.421 | 40.296 | 42.02 | 45.236 | 47.477 | 50.095 | 50.159 | 51.227 | 51.227 | 52.554 | 52.554 | 52.556 | 54.093 | 54.093
NPgN | GSP | NG FES - Consumer Transformation | I&C Storage capacity (MW) | TYNEMOUTH | Consumer Transformation | Srg_BB001 | MW | NPgN | Tynemouth 1 |  | 17.606 | 19.826 | 22.064 | 24.317 | 24.455 | 24.568 | 24.718 | 24.763 | 25.536 | 25.624 | 25.763 | 26.23 | 26.389 | 27.376 | 27.93 | 28.6 | 29.288 | 29.855 | 30.801 | 31.371 | 32.04 | 32.091 | 32.333 | 32.333 | 32.695 | 32.695 | 32.696 | 33.112 | 33.112
NPgN | GSP | NG FES - Consumer Transformation | I&C Storage capacity (MW) | WEST BOLDON | Consumer Transformation | Srg_BB001 | MW | NPgN | West Boldon |  | 6.697 | 8.285 | 9.911 | 11.555 | 11.745 | 11.898 | 12.102 | 12.161 | 12.742 | 12.86 | 13.008 | 13.46 | 13.673 | 14.422 | 15.019 | 15.62 | 16.257 | 16.73 | 17.424 | 18.004 | 18.52 | 18.589 | 18.822 | 18.822 | 19.059 | 19.059 | 19.061 | 19.331 | 19.331
NPgY | GSP | NG FES - Consumer Transformation | I&C Storage capacity (MW) | BRADFORD WEST | Consumer Transformation | Srg_BB001 | MW | NPgY | Bradford West |  | 0.277 | 4.804 | 8.965 | 13.15 | 13.384 | 13.561 | 13.804 | 13.905 | 15.278 | 15.424 | 17.391 | 19.023 | 20.378 | 21.39 | 22.326 | 23.162 | 25.149 | 26.43 | 26.878 | 27.306 | 27.535 | 27.761 | 27.908 | 27.999 | 29.288 | 29.323 | 29.335 | 29.346 | 29.346
NPgY | GSP | NG FES - Consumer Transformation | I&C Storage capacity (MW) | CAMBLESFORTH | Consumer Transformation | Srg_BB001 | MW | NPgY | Camblesforth |  | 0.175 | 1.585 | 2.763 | 3.956 | 4.104 | 4.216 | 4.37 | 4.433 | 4.865 | 4.958 | 5.17 | 5.458 | 5.727 | 5.949 | 6.217 | 6.497 | 7.059 | 7.392 | 7.536 | 7.695 | 7.747 | 7.811 | 7.846 | 7.853 | 8.112 | 8.118 | 8.12 | 8.122 | 8.122
NPgY | GSP | NG FES - Consumer Transformation | I&C Storage capacity (MW) | CREYKE BECK | Consumer Transformation | Srg_BB001 | MW | NPgY | Creyke Beck |  | 49.978 | 72.561 | 98.406 | 124.259 | 125.167 | 125.722 | 127.56 | 127.71 | 135.541 | 135.608 | 134.145 | 133.149 | 133.141 | 132.61 | 132.316 | 132.065 | 136.686 | 139.373 | 139.226 | 139.13 | 139.013 | 138.922 | 138.85 | 138.776 | 143.481 | 143.568 | 143.561 | 143.555 | 143.555
NPgY | GSP | NG FES - Consumer Transformation | I&C Storage capacity (MW) | DRAX | Consumer Transformation | Srg_BB001 | MW | NPgY | Drax |  | 0.148 | 3.171 | 5.999 | 8.839 | 8.964 | 9.058 | 9.188 | 9.242 | 10.157 | 10.235 | 11.204 | 12.017 | 12.714 | 13.221 | 13.698 | 14.125 | 15.273 | 16.004 | 16.232 | 16.452 | 16.567 | 16.682 | 16.756 | 16.8 | 17.587 | 17.607 | 17.613 | 17.619 | 17.619
NPgY | GSP | NG FES - Consumer Transformation | I&C Storage capacity (MW) | ELLAND | Consumer Transformation | Srg_BB001 | MW | NPgY | Elland |  | 0.144 | 3.694 | 7.053 | 10.425 | 10.547 | 10.639 | 10.765 | 10.818 | 11.89 | 11.967 | 12.817 | 13.541 | 14.187 | 14.644 | 15.081 | 15.474 | 16.674 | 17.431 | 17.641 | 17.845 | 17.948 | 18.053 | 18.12 | 18.158 | 19.02 | 19.041 | 19.046 | 19.051 | 19.051
NPgY | GSP | NG FES - Consumer Transformation | I&C Storage capacity (MW) | FERRYBRIDGE A | Consumer Transformation | Srg_BB001 | MW | NPgY | Ferrybridge A |  | 0.397 | 5.229 | 10.014 | 14.832 | 15.288 | 15.612 | 16.213 | 16.374 | 17.993 | 18.206 | 17.892 | 17.97 | 18.216 | 18.397 | 18.764 | 19.205 | 20.581 | 21.351 | 21.568 | 21.845 | 21.89 | 21.975 | 22.009 | 21.985 | 22.781 | 22.795 | 22.796 | 22.798 | 22.798
NPgY | GSP | NG FES - Consumer Transformation | I&C Storage capacity (MW) | FERRYBRIDGE B | Consumer Transformation | Srg_BB001 | MW | NPgY | Ferrybridge B (_M) |  | 0.234 | 12.358 | 25.224 | 38.11 | 38.569 | 38.876 | 39.633 | 39.755 | 43.733 | 43.865 | 43.154 | 42.819 | 42.962 | 42.856 | 42.936 | 43.069 | 45.649 | 47.137 | 47.194 | 47.3 | 47.279 | 47.289 | 47.279 | 47.239 | 49.554 | 49.596 | 49.595 | 49.593 | 49.593
NPgY | GSP | NG FES - Consumer Transformation | I&C Storage capacity (MW) | GRIMSBY WEST | Consumer Transformation | Srg_BB001 | MW | NPgY | Grimsby West |  | 0.882 | 7.604 | 13.161 | 18.793 | 19.538 | 20.101 | 20.876 | 21.196 | 23.258 | 23.724 | 24.731 | 26.134 | 27.445 | 28.537 | 29.868 | 31.26 | 33.991 | 35.605 | 36.32 | 37.117 | 37.372 | 37.689 | 37.863 | 37.892 | 39.106 | 39.133 | 39.145 | 39.157 | 39.157
NPgY | GSP | NG FES - Consumer Transformation | I&C Storage capacity (MW) | JORDANTHORPE | Consumer Transformation | Srg_BB001 | MW | NPgY | Jordanthorpe |  | 0.087 | 0.824 | 1.519 | 2.222 | 2.314 | 2.381 | 2.496 | 2.531 | 2.779 | 2.826 | 2.882 | 2.989 | 3.1 | 3.19 | 3.309 | 3.436 | 3.718 | 3.882 | 3.947 | 4.021 | 4.043 | 4.071 | 4.085 | 4.086 | 4.223 | 4.226 | 4.227 | 4.228 | 4.228
NPgY | GSP | NG FES - Consumer Transformation | I&C Storage capacity (MW) | KEADBY | Consumer Transformation | Srg_BB001 | MW | NPgY | Keadby |  | 0.708 | 27.076 | 52.511 | 78.005 | 78.603 | 79.054 | 79.676 | 79.932 | 87.883 | 88.256 | 91.737 | 94.791 | 97.841 | 99.799 | 101.753 | 103.515 | 110.897 | 115.466 | 116.401 | 117.328 | 117.773 | 118.232 | 118.522 | 118.678 | 124.492 | 124.622 | 124.646 | 124.667 | 124.667
NPgY | GSP | NG FES - Consumer Transformation | I&C Storage capacity (MW) | KIRKSTALL B | Consumer Transformation | Srg_BB001 | MW | NPgY | Kirkstall B |  | 0.081 | 5.365 | 12.149 | 18.94 | 19.409 | 19.702 | 20.616 | 20.703 | 22.794 | 22.849 | 19.999 | 18.005 | 16.736 | 15.645 | 14.872 | 14.289 | 14.61 | 14.631 | 14.299 | 14.055 | 13.813 | 13.617 | 13.467 | 13.325 | 13.905 | 13.903 | 13.889 | 13.876 | 13.876
NPgY | GSP | NG FES - Consumer Transformation | I&C Storage capacity (MW) | NEEPSEND | Consumer Transformation | Srg_BB001 | MW | NPgY | Neepsend |  | 0.012 | 0.412 | 0.814 | 1.217 | 1.232 | 1.243 | 1.263 | 1.268 | 1.395 | 1.401 | 1.559 | 1.682 | 1.785 | 1.858 | 1.922 | 1.976 | 2.135 | 2.238 | 2.267 | 2.293 | 2.31 | 2.325 | 2.336 | 2.343 | 2.462 | 2.465 | 2.466 | 2.467 | 2.467
NPgY | GSP | NG FES - Consumer Transformation | I&C Storage capacity (MW) | NORTON LEES | Consumer Transformation | Srg_BB001 | MW | NPgY | Norton Lees |  | 0.101 | 0.519 | 0.822 | 1.134 | 1.224 | 1.291 | 1.39 | 1.427 | 1.563 | 1.617 | 1.814 | 2.034 | 2.218 | 2.376 | 2.553 | 2.732 | 3.011 | 3.181 | 3.274 | 3.374 | 3.41 | 3.453 | 3.477 | 3.485 | 3.58 | 3.582 | 3.584 | 3.586 | 3.586
NPgY | GSP | NG FES - Consumer Transformation | I&C Storage capacity (MW) | PITSMOOR 3/4 | Consumer Transformation | Srg_BB001 | MW | NPgY | Pitsmoor |  | 0.03 | 0.221 | 0.381 | 0.543 | 0.57 | 0.59 | 0.621 | 0.632 | 0.693 | 0.709 | 0.787 | 0.866 | 0.933 | 0.988 | 1.046 | 1.104 | 1.208 | 1.272 | 1.302 | 1.333 | 1.346 | 1.36 | 1.368 | 1.372 | 1.419 | 1.42 | 1.42 | 1.421 | 1.421
NPgY | GSP | NG FES - Consumer Transformation | I&C Storage capacity (MW) | SALTEND NORTH | Consumer Transformation | Srg_BB001 | MW | NPgY | Saltend North |  | 0.494 | 1.849 | 2.551 | 3.296 | 3.713 | 4.028 | 4.462 | 4.641 | 5.073 | 5.334 | 6.107 | 7.044 | 7.823 | 8.52 | 9.323 | 10.154 | 11.291 | 11.971 | 12.4 | 12.869 | 13.031 | 13.224 | 13.333 | 13.36 | 13.619 | 13.626 | 13.634 | 13.642 | 13.642
NPgY | GSP | NG FES - Consumer Transformation | I&C Storage capacity (MW) | SHEFFIELD CITY | Consumer Transformation | Srg_BB001 | MW | NPgY | Sheffield City |  | 0.395 | 1.223 | 1.539 | 1.888 | 2.224 | 2.477 | 2.829 | 2.973 | 3.244 | 3.453 | 3.711 | 4.201 | 4.626 | 5.037 | 5.567 | 6.144 | 6.863 | 7.271 | 7.565 | 7.901 | 7.998 | 8.125 | 8.192 | 8.196 | 8.26 | 8.262 | 8.266 | 8.271 | 8.271
NPgY | GSP | NG FES - Consumer Transformation | I&C Storage capacity (MW) | SKELTON GRANGE | Consumer Transformation | Srg_BB001 | MW | NPgY | Skelton Grange |  | 0.309 | 19.007 | 29.81 | 40.638 | 39.027 | 38.101 | 34.441 | 34.283 | 37.578 | 37.684 | 33.545 | 30.798 | 29.121 | 27.686 | 26.784 | 26.188 | 27.123 | 27.418 | 27.061 | 26.857 | 26.541 | 26.309 | 26.116 | 25.906 | 26.917 | 26.917 | 26.898 | 26.882 | 26.882
NPgY | GSP | NG FES - Consumer Transformation | I&C Storage capacity (MW) | TEMPLEBOROUGH 275/33KV | Consumer Transformation | Srg_BB001 | MW | NPgY | Templeborough |  | 0.248 | 1.152 | 1.81 | 2.489 | 2.72 | 2.89 | 3.152 | 3.245 | 3.555 | 3.686 | 3.65 | 3.814 | 3.988 | 4.166 | 4.439 | 4.754 | 5.217 | 5.47 | 5.628 | 5.818 | 5.86 | 5.925 | 5.956 | 5.949 | 6.028 | 6.029 | 6.03 | 6.032 | 6.032
NPgY | GSP | NG FES - Consumer Transformation | I&C Storage capacity (MW) | THURCROFT | Consumer Transformation | Srg_BB001 | MW | NPgY | Thurcroft |  | 50.233 | 57.572 | 64.682 | 71.821 | 72.155 | 72.399 | 72.803 | 72.932 | 75.217 | 75.395 | 75.807 | 76.359 | 77.01 | 77.435 | 77.961 | 78.495 | 80.526 | 81.739 | 82.013 | 82.318 | 82.417 | 82.539 | 82.607 | 82.619 | 84.075 | 84.105 | 84.11 | 84.115 | 84.115
NPgY | GSP | NG FES - Consumer Transformation | I&C Storage capacity (MW) | WEST MELTON / THORPE MARSH | Consumer Transformation | Srg_BB001 | MW | NPgY | Thorpe Marsh |  | 19.999 | 25.95 | 31.9 | 37.851 | 37.851 | 37.851 | 37.851 | 37.851 | 39.637 | 39.637 | 41.051 | 42.071 | 42.986 | 43.559 | 44.014 | 44.355 | 46.087 | 47.21 | 47.401 | 47.553 | 47.681 | 47.789 | 47.869 | 47.938 | 49.482 | 49.52 | 49.527 | 49.534 | 49.534
NPgY | GSP | NG FES - Consumer Transformation | I&C Storage capacity (MW) | WEST MELTON SECTION 3 | Consumer Transformation | Srg_BB001 | MW | NPgY | West Melton |  | 1.2 | 9.155 | 17.511 | 25.867 | 25.967 | 26.027 | 26.237 | 26.252 | 28.765 | 28.768 | 29.065 | 29.28 | 29.669 | 29.789 | 29.904 | 29.976 | 31.74 | 32.818 | 32.858 | 32.89 | 32.917 | 32.94 | 32.956 | 32.971 | 34.698 | 34.734 | 34.736 | 34.737 | 34.737
NPgY | GSP | NG FES - Consumer Transformation | I&C Storage capacity (MW) | WINCOBANK | Consumer Transformation | Srg_BB001 | MW | NPgY | Wincobank |  | 0 | 0.922 | 2.007 | 3.091 | 3.132 | 3.156 | 3.241 | 3.247 | 3.574 | 3.576 | 3.288 | 3.08 | 2.957 | 2.84 | 2.754 | 2.684 | 2.784 | 2.827 | 2.788 | 2.757 | 2.731 | 2.709 | 2.693 | 2.679 | 2.817 | 2.819 | 2.817 | 2.816 | 2.816
NPgN | GSP | NG FES - Falling Short | I&C Storage capacity (MW) | BLYTH 66kV | Falling Short | Srg_BB001 | MW | NPgN | Blyth 66kV |  | 0.1 | 0.835 | 1.612 | 2.397 | 2.836 | 2.896 | 2.979 | 3.013 | 4.346 | 4.396 | 4.439 | 4.542 | 5.145 | 5.236 | 5.357 | 5.491 | 5.648 | 5.736 | 5.804 | 5.882 | 5.904 | 5.933 | 5.948 | 8.51 | 8.523 | 8.523 | 13.003 | 14.285 | 14.439
NPgN | GSP | NG FES - Falling Short | I&C Storage capacity (MW) | BLYTH 132kV | Falling Short | Srg_BB001 | MW | NPgN | Blyth 132kV |  | 0.038 | 1.331 | 2.624 | 3.923 | 4.589 | 4.628 | 4.68 | 4.702 | 6.932 | 6.963 | 6.99 | 7.056 | 7.993 | 8.051 | 8.127 | 8.212 | 8.311 | 8.367 | 8.41 | 8.459 | 8.473 | 8.491 | 8.501 | 12.901 | 12.919 | 12.919 | 20.612 | 22.813 | 23.077
NPgN | GSP | NG FES - Falling Short | I&C Storage capacity (MW) | FOURSTONES | Falling Short | Srg_BB001 | MW | NPgN | Fourstones |  | 0.017 | 0.083 | 0.149 | 0.218 | 0.268 | 0.285 | 0.309 | 0.319 | 0.43 | 0.445 | 0.457 | 0.486 | 0.551 | 0.577 | 0.611 | 0.649 | 0.694 | 0.719 | 0.738 | 0.76 | 0.766 | 0.775 | 0.779 | 0.972 | 0.974 | 0.974 | 1.312 | 1.409 | 1.421
NPgN | GSP | NG FES - Falling Short | I&C Storage capacity (MW) | HARTMOOR | Falling Short | Srg_BB001 | MW | NPgN | Hart Moor |  | 0.032 | 0.374 | 0.717 | 1.065 | 1.264 | 1.296 | 1.341 | 1.359 | 1.946 | 1.973 | 1.996 | 2.051 | 2.324 | 2.372 | 2.437 | 2.508 | 2.592 | 2.639 | 2.675 | 2.717 | 2.728 | 2.744 | 2.752 | 3.871 | 3.877 | 3.877 | 5.835 | 6.395 | 6.463
NPgN | GSP | NG FES - Falling Short | I&C Storage capacity (MW) | HAWTHORN PIT GRID | Falling Short | Srg_BB001 | MW | NPgN | Hawthorn Pit |  | 0.031 | 0.478 | 0.925 | 1.377 | 1.626 | 1.658 | 1.701 | 1.719 | 2.487 | 2.513 | 2.535 | 2.589 | 2.933 | 2.98 | 3.043 | 3.113 | 3.195 | 3.24 | 3.276 | 3.317 | 3.328 | 3.343 | 3.351 | 4.834 | 4.841 | 4.841 | 7.434 | 8.176 | 8.265
NPgN | GSP | NG FES - Falling Short | I&C Storage capacity (MW) | KNARESBOROUGH | Falling Short | Srg_BB001 | MW | NPgN | Knaresborough |  | 0.087 | 1.453 | 2.822 | 4.202 | 4.955 | 5.042 | 5.161 | 5.21 | 7.562 | 7.633 | 7.695 | 7.844 | 8.885 | 9.016 | 9.189 | 9.381 | 9.606 | 9.732 | 9.829 | 9.942 | 9.973 | 10.015 | 10.036 | 14.594 | 14.615 | 14.615 | 22.585 | 24.866 | 25.139
NPgN | GSP | NG FES - Falling Short | I&C Storage capacity (MW) | LACKENBY | Falling Short | Srg_BB001 | MW | NPgN | Lackenby |  | 6.051 | 6.501 | 6.953 | 7.412 | 7.684 | 7.734 | 7.805 | 7.834 | 8.606 | 8.648 | 8.684 | 8.772 | 9.14 | 9.216 | 9.319 | 9.431 | 9.564 | 9.638 | 9.695 | 9.761 | 9.779 | 9.804 | 9.817 | 11.274 | 11.282 | 11.282 | 13.83 | 14.56 | 14.647
NPgN | GSP | NG FES - Falling Short | I&C Storage capacity (MW) | NORTON | Falling Short | Srg_BB001 | MW | NPgN | Norton |  | 0.193 | 3.234 | 6.281 | 9.353 | 11.029 | 11.221 | 11.486 | 11.595 | 16.829 | 16.988 | 17.125 | 17.455 | 19.774 | 20.063 | 20.449 | 20.875 | 21.375 | 21.655 | 21.871 | 22.121 | 22.189 | 22.282 | 22.33 | 32.476 | 32.524 | 32.524 | 50.265 | 55.342 | 55.951
NPgN | GSP | NG FES - Falling Short | I&C Storage capacity (MW) | OFFERTON | Falling Short | Srg_BB001 | MW | NPgN | Offerton |  | 0.019 | 0.098 | 0.178 | 0.261 | 0.319 | 0.338 | 0.364 | 0.375 | 0.51 | 0.526 | 0.539 | 0.572 | 0.648 | 0.676 | 0.715 | 0.757 | 0.807 | 0.834 | 0.856 | 0.881 | 0.887 | 0.896 | 0.901 | 1.137 | 1.139 | 1.139 | 1.552 | 1.67 | 1.684
NPgN | GSP | NG FES - Falling Short | I&C Storage capacity (MW) | OSBALDWICK | Falling Short | Srg_BB001 | MW | NPgN | Osbaldwick |  | 3.398 | 6.811 | 10.229 | 13.667 | 15.483 | 15.637 | 15.85 | 15.937 | 21.819 | 21.946 | 22.056 | 22.321 | 24.855 | 25.087 | 25.396 | 25.738 | 26.139 | 26.363 | 26.537 | 26.737 | 26.792 | 26.866 | 26.905 | 38.416 | 38.467 | 38.467 | 58.594 | 64.353 | 65.044
NPgN | GSP | NG FES - Falling Short | I&C Storage capacity (MW) | POPPLETON | Falling Short | Srg_BB001 | MW | NPgN | Poppleton |  | 0.449 | 0.613 | 0.778 | 0.946 | 1.044 | 1.061 | 1.086 | 1.096 | 1.378 | 1.392 | 1.405 | 1.435 | 1.568 | 1.595 | 1.63 | 1.669 | 1.715 | 1.741 | 1.761 | 1.784 | 1.79 | 1.798 | 1.803 | 2.337 | 2.34 | 2.34 | 3.274 | 3.541 | 3.573
NPgN | GSP | NG FES - Falling Short | I&C Storage capacity (MW) | SALTHOLME | Falling Short | Srg_BB001 | MW | NPgN | Saltholme |  | 0.003 | 0.202 | 0.402 | 0.602 | 0.702 | 0.704 | 0.708 | 0.71 | 1.054 | 1.057 | 1.059 | 1.063 | 1.204 | 1.208 | 1.214 | 1.219 | 1.226 | 1.23 | 1.233 | 1.237 | 1.238 | 1.239 | 1.239 | 1.926 | 1.929 | 1.929 | 3.129 | 3.472 | 3.513
NPgN | GSP | NG FES - Falling Short | I&C Storage capacity (MW) | SOUTH SHIELDS | Falling Short | Srg_BB001 | MW | NPgN | South Shields |  | 35.022 | 35.106 | 35.19 | 35.277 | 35.341 | 35.363 | 35.393 | 35.406 | 35.548 | 35.566 | 35.581 | 35.619 | 35.701 | 35.734 | 35.778 | 35.827 | 35.884 | 35.916 | 35.941 | 35.97 | 35.977 | 35.988 | 35.993 | 36.239 | 36.241 | 36.241 | 36.67 | 36.793 | 36.808
NPgN | GSP | NG FES - Falling Short | I&C Storage capacity (MW) | SPADEADAM | Falling Short | Srg_BB001 | MW | NPgN | Spadeadam - Not in NG FES |  | 0.006 | 0.054 | 0.102 | 0.15 | 0.18 | 0.187 | 0.196 | 0.199 | 0.281 | 0.286 | 0.291 | 0.302 | 0.342 | 0.351 | 0.364 | 0.379 | 0.395 | 0.405 | 0.412 | 0.421 | 0.423 | 0.426 | 0.428 | 0.579 | 0.58 | 0.58 | 0.845 | 0.921 | 0.93
NPgN | GSP | NG FES - Falling Short | I&C Storage capacity (MW) | SPENNYMOOR | Falling Short | Srg_BB001 | MW | NPgN | Spennymoor |  | 0.108 | 2.508 | 4.912 | 7.33 | 8.606 | 8.714 | 8.862 | 8.924 | 13.06 | 13.15 | 13.226 | 13.411 | 15.193 | 15.355 | 15.571 | 15.809 | 16.089 | 16.246 | 16.367 | 16.507 | 16.545 | 16.597 | 16.624 | 24.722 | 24.758 | 24.758 | 38.917 | 42.968 | 43.454
NPgN | GSP | NG FES - Falling Short | I&C Storage capacity (MW) | STELLA NORTH | Falling Short | Srg_BB001 | MW | NPgN | Stella North |  | 0.086 | 0.678 | 1.273 | 1.879 | 2.256 | 2.342 | 2.461 | 2.51 | 3.523 | 3.594 | 3.655 | 3.803 | 4.308 | 4.437 | 4.61 | 4.8 | 5.025 | 5.15 | 5.246 | 5.358 | 5.389 | 5.431 | 5.452 | 7.329 | 7.34 | 7.34 | 10.622 | 11.562 | 11.675
NPgN | GSP | NG FES - Falling Short | I&C Storage capacity (MW) | STELLA SOUTH | Falling Short | Srg_BB001 | MW | NPgN | Stella South |  | 0.067 | 1.517 | 2.969 | 4.43 | 5.203 | 5.271 | 5.364 | 5.402 | 7.9 | 7.956 | 8.004 | 8.12 | 9.198 | 9.3 | 9.435 | 9.584 | 9.759 | 9.857 | 9.933 | 10.02 | 10.044 | 10.077 | 10.093 | 14.98 | 15.002 | 15.002 | 23.546 | 25.99 | 26.284
NPgN | GSP | NG FES - Falling Short | I&C Storage capacity (MW) | TYNEMOUTH | Falling Short | Srg_BB001 | MW | NPgN | Tynemouth 1 |  | 17.554 | 17.966 | 18.38 | 18.801 | 19.058 | 19.112 | 19.186 | 19.217 | 19.923 | 19.968 | 20.006 | 20.099 | 20.444 | 20.526 | 20.634 | 20.754 | 20.895 | 20.973 | 21.034 | 21.105 | 21.124 | 21.15 | 21.163 | 22.482 | 22.489 | 22.489 | 24.795 | 25.455 | 25.534
NPgN | GSP | NG FES - Falling Short | I&C Storage capacity (MW) | WEST BOLDON | Falling Short | Srg_BB001 | MW | NPgN | West Boldon |  | 6.628 | 6.916 | 7.207 | 7.507 | 7.723 | 7.795 | 7.895 | 7.937 | 8.426 | 8.486 | 8.538 | 8.663 | 8.942 | 9.052 | 9.198 | 9.358 | 9.548 | 9.653 | 9.735 | 9.83 | 9.855 | 9.89 | 9.908 | 10.76 | 10.767 | 10.767 | 12.257 | 12.684 | 12.736
NPgY | GSP | NG FES - Falling Short | I&C Storage capacity (MW) | BRADFORD WEST | Falling Short | Srg_BB001 | MW | NPgY | Bradford West |  | 0.142 | 1.242 | 2.155 | 3.08 | 7.676 | 7.767 | 7.892 | 7.943 | 8.024 | 8.099 | 8.163 | 8.318 | 8.455 | 8.591 | 8.772 | 8.973 | 9.209 | 9.34 | 10.624 | 10.742 | 10.774 | 10.818 | 10.84 | 10.84 | 12.029 | 12.182 | 12.483 | 12.756 | 13.004
NPgY | GSP | NG FES - Falling Short | I&C Storage capacity (MW) | CAMBLESFORTH | Falling Short | Srg_BB001 | MW | NPgY | Camblesforth |  | 0.09 | 0.478 | 0.748 | 1.026 | 2.327 | 2.384 | 2.463 | 2.496 | 2.547 | 2.594 | 2.635 | 2.733 | 2.819 | 2.905 | 3.02 | 3.147 | 3.296 | 3.379 | 3.767 | 3.842 | 3.862 | 3.89 | 3.904 | 3.904 | 4.231 | 4.246 | 4.269 | 4.29 | 4.307
NPgY | GSP | NG FES - Falling Short | I&C Storage capacity (MW) | CREYKE BECK | Falling Short | Srg_BB001 | MW | NPgY | Creyke Beck |  | 49.94 | 53.517 | 58.449 | 63.927 | 89.848 | 90.898 | 93.306 | 93.955 | 94.53 | 94.82 | 94.938 | 95.028 | 95.087 | 95.141 | 95.203 | 95.269 | 95.343 | 95.386 | 102.941 | 102.979 | 102.992 | 103.008 | 103.018 | 103.02 | 110.563 | 110.61 | 110.366 | 110.145 | 109.944
NPgY | GSP | NG FES - Falling Short | I&C Storage capacity (MW) | DRAX | Falling Short | Srg_BB001 | MW | NPgY | Drax |  | 0.076 | 0.791 | 1.407 | 2.029 | 5.152 | 5.201 | 5.267 | 5.295 | 5.338 | 5.378 | 5.412 | 5.495 | 5.568 | 5.64 | 5.737 | 5.844 | 5.97 | 6.04 | 6.903 | 6.966 | 6.983 | 7.006 | 7.018 | 7.018 | 7.83 | 7.909 | 8.057 | 8.191 | 8.312
NPgY | GSP | NG FES - Falling Short | I&C Storage capacity (MW) | ELLAND | Falling Short | Srg_BB001 | MW | NPgY | Elland |  | 0.074 | 0.899 | 1.626 | 2.36 | 6.071 | 6.118 | 6.183 | 6.21 | 6.252 | 6.291 | 6.324 | 6.405 | 6.476 | 6.547 | 6.641 | 6.746 | 6.869 | 6.937 | 7.953 | 8.015 | 8.031 | 8.054 | 8.066 | 8.066 | 9.033 | 9.108 | 9.236 | 9.353 | 9.458
NPgY | GSP | NG FES - Falling Short | I&C Storage capacity (MW) | FERRYBRIDGE A | Falling Short | Srg_BB001 | MW | NPgY | Ferrybridge A |  | 0.204 | 1.254 | 2.236 | 3.312 | 8.224 | 8.5 | 9.016 | 9.18 | 9.373 | 9.519 | 9.625 | 9.855 | 10.053 | 10.25 | 10.512 | 10.801 | 11.14 | 11.329 | 12.825 | 12.995 | 13.041 | 13.105 | 13.137 | 13.137 | 14.496 | 14.488 | 14.41 | 14.339 | 14.273
NPgY | GSP | NG FES - Falling Short | I&C Storage capacity (MW) | FERRYBRIDGE B | Falling Short | Srg_BB001 | MW | NPgY | Ferrybridge B (_M) |  | 0.12 | 2.418 | 4.997 | 7.755 | 21.147 | 21.543 | 22.388 | 22.63 | 22.869 | 23.016 | 23.102 | 23.247 | 23.369 | 23.488 | 23.645 | 23.817 | 24.018 | 24.13 | 27.941 | 28.042 | 28.07 | 28.108 | 28.128 | 28.129 | 31.865 | 31.882 | 31.751 | 31.631 | 31.522
NPgY | GSP | NG FES - Falling Short | I&C Storage capacity (MW) | GRIMSBY WEST | Falling Short | Srg_BB001 | MW | NPgY | Grimsby West |  | 0.452 | 2.329 | 3.608 | 4.926 | 11.064 | 11.353 | 11.75 | 11.914 | 12.17 | 12.408 | 12.614 | 13.109 | 13.542 | 13.976 | 14.555 | 15.193 | 15.944 | 16.363 | 18.207 | 18.583 | 18.685 | 18.824 | 18.896 | 18.896 | 20.432 | 20.505 | 20.608 | 20.702 | 20.784
NPgY | GSP | NG FES - Falling Short | I&C Storage capacity (MW) | JORDANTHORPE | Falling Short | Srg_BB001 | MW | NPgY | Jordanthorpe |  | 0.045 | 0.219 | 0.364 | 0.525 | 1.235 | 1.286 | 1.378 | 1.408 | 1.445 | 1.475 | 1.497 | 1.547 | 1.591 | 1.634 | 1.692 | 1.755 | 1.83 | 1.872 | 2.096 | 2.134 | 2.144 | 2.158 | 2.165 | 2.165 | 2.359 | 2.364 | 2.368 | 2.37 | 2.372
NPgY | GSP | NG FES - Falling Short | I&C Storage capacity (MW) | KEADBY | Falling Short | Srg_BB001 | MW | NPgY | Keadby |  | 0.363 | 6.303 | 11.765 | 17.257 | 45.355 | 45.586 | 45.905 | 46.037 | 46.241 | 46.433 | 46.597 | 46.995 | 47.342 | 47.69 | 48.154 | 48.666 | 49.268 | 49.604 | 57.202 | 57.503 | 57.585 | 57.697 | 57.754 | 57.754 | 65.117 | 65.487 | 66.005 | 66.474 | 66.898
NPgY | GSP | NG FES - Falling Short | I&C Storage capacity (MW) | KIRKSTALL B | Falling Short | Srg_BB001 | MW | NPgY | Kirkstall B |  | 0.041 | 0.61 | 1.795 | 3.243 | 9.482 | 9.997 | 11.165 | 11.483 | 11.769 | 11.919 | 11.985 | 12.053 | 12.102 | 12.149 | 12.207 | 12.27 | 12.342 | 12.383 | 14.38 | 14.417 | 14.428 | 14.443 | 14.451 | 14.452 | 16.425 | 16.262 | 15.793 | 15.367 | 14.98
NPgY | GSP | NG FES - Falling Short | I&C Storage capacity (MW) | NEEPSEND | Falling Short | Srg_BB001 | MW | NPgY | Neepsend |  | 0.006 | 0.09 | 0.174 | 0.261 | 0.691 | 0.7 | 0.719 | 0.725 | 0.731 | 0.736 | 0.739 | 0.746 | 0.752 | 0.758 | 0.766 | 0.775 | 0.786 | 0.791 | 0.912 | 0.917 | 0.918 | 0.92 | 0.921 | 0.921 | 1.038 | 1.051 | 1.076 | 1.098 | 1.118
NPgY | GSP | NG FES - Falling Short | I&C Storage capacity (MW) | NORTON LEES | Falling Short | Srg_BB001 | MW | NPgY | Norton Lees |  | 0.052 | 0.185 | 0.258 | 0.339 | 0.66 | 0.698 | 0.757 | 0.779 | 0.811 | 0.84 | 0.864 | 0.921 | 0.97 | 1.02 | 1.086 | 1.159 | 1.245 | 1.293 | 1.407 | 1.45 | 1.462 | 1.478 | 1.486 | 1.486 | 1.565 | 1.577 | 1.602 | 1.625 | 1.645
NPgY | GSP | NG FES - Falling Short | I&C Storage capacity (MW) | PITSMOOR 3/4 | Falling Short | Srg_BB001 | MW | NPgY | Pitsmoor |  | 0.015 | 0.068 | 0.104 | 0.143 | 0.313 | 0.325 | 0.344 | 0.351 | 0.361 | 0.37 | 0.377 | 0.394 | 0.408 | 0.423 | 0.442 | 0.464 | 0.489 | 0.503 | 0.558 | 0.57 | 0.574 | 0.578 | 0.581 | 0.581 | 0.624 | 0.63 | 0.641 | 0.65 | 0.659
NPgY | GSP | NG FES - Falling Short | I&C Storage capacity (MW) | SALTEND NORTH | Falling Short | Srg_BB001 | MW | NPgY | Saltend North |  | 0.253 | 0.795 | 1.002 | 1.23 | 2.006 | 2.167 | 2.39 | 2.482 | 2.625 | 2.759 | 2.874 | 3.151 | 3.393 | 3.637 | 3.96 | 4.318 | 4.739 | 4.973 | 5.303 | 5.514 | 5.571 | 5.649 | 5.689 | 5.689 | 5.845 | 5.886 | 5.978 | 6.062 | 6.136
NPgY | GSP | NG FES - Falling Short | I&C Storage capacity (MW) | SHEFFIELD CITY | Falling Short | Srg_BB001 | MW | NPgY | Sheffield City |  | 0.203 | 0.578 | 0.69 | 0.821 | 1.161 | 1.293 | 1.478 | 1.554 | 1.669 | 1.777 | 1.869 | 2.091 | 2.285 | 2.48 | 2.738 | 3.024 | 3.361 | 3.548 | 3.74 | 3.908 | 3.954 | 4.016 | 4.048 | 4.048 | 4.101 | 4.108 | 4.123 | 4.137 | 4.147
NPgY | GSP | NG FES - Falling Short | I&C Storage capacity (MW) | SKELTON GRANGE | Falling Short | Srg_BB001 | MW | NPgY | Skelton Grange |  | 0.158 | 7.025 | 10.549 | 12.883 | 30.67 | 28.492 | 23.356 | 22.003 | 20.866 | 20.352 | 20.202 | 20.273 | 20.379 | 20.498 | 20.676 | 20.88 | 21.128 | 21.262 | 24.5 | 24.621 | 24.648 | 24.689 | 24.707 | 24.701 | 27.835 | 27.593 | 26.899 | 26.27 | 25.696
NPgY | GSP | NG FES - Falling Short | I&C Storage capacity (MW) | TEMPLEBOROUGH 275/33KV | Falling Short | Srg_BB001 | MW | NPgY | Templeborough |  | 0.127 | 0.416 | 0.571 | 0.751 | 1.413 | 1.519 | 1.689 | 1.751 | 1.837 | 1.911 | 1.971 | 2.111 | 2.234 | 2.356 | 2.519 | 2.699 | 2.911 | 3.029 | 3.284 | 3.39 | 3.418 | 3.458 | 3.478 | 3.478 | 3.645 | 3.638 | 3.615 | 3.595 | 3.575
NPgY | GSP | NG FES - Falling Short | I&C Storage capacity (MW) | THURCROFT | Falling Short | Srg_BB001 | MW | NPgY | Thurcroft |  | 50.071 | 51.717 | 53.225 | 54.783 | 62.472 | 62.645 | 62.945 | 63.046 | 63.178 | 63.285 | 63.368 | 63.558 | 63.724 | 63.888 | 64.108 | 64.35 | 64.634 | 64.793 | 66.951 | 67.093 | 67.132 | 67.184 | 67.212 | 67.212 | 69.256 | 69.316 | 69.36 | 69.4 | 69.435
NPgY | GSP | NG FES - Falling Short | I&C Storage capacity (MW) | WEST MELTON / THORPE MARSH | Falling Short | Srg_BB001 | MW | NPgY | Thorpe Marsh |  | 19.999 | 21.258 | 22.516 | 23.774 | 30.348 | 30.348 | 30.348 | 30.348 | 30.348 | 30.348 | 30.348 | 30.348 | 30.348 | 30.348 | 30.348 | 30.348 | 30.348 | 30.348 | 32.083 | 32.083 | 32.083 | 32.083 | 32.083 | 32.083 | 33.822 | 33.957 | 34.187 | 34.395 | 34.585
NPgY | GSP | NG FES - Falling Short | I&C Storage capacity (MW) | WEST MELTON SECTION 3 | Falling Short | Srg_BB001 | MW | NPgY | West Melton |  | 1.2 | 2.734 | 4.437 | 6.203 | 15.121 | 15.243 | 15.526 | 15.601 | 15.667 | 15.699 | 15.711 | 15.716 | 15.719 | 15.72 | 15.722 | 15.723 | 15.723 | 15.724 | 18.161 | 18.161 | 18.162 | 18.162 | 18.163 | 18.163 | 20.605 | 20.675 | 20.723 | 20.767 | 20.807
NPgY | GSP | NG FES - Falling Short | I&C Storage capacity (MW) | WINCOBANK | Falling Short | Srg_BB001 | MW | NPgY | Wincobank |  | 0 | 0.135 | 0.339 | 0.568 | 1.639 | 1.689 | 1.803 | 1.833 | 1.86 | 1.873 | 1.878 | 1.88 | 1.881 | 1.882 | 1.882 | 1.882 | 1.883 | 1.883 | 2.199 | 2.199 | 2.2 | 2.2 | 2.2 | 2.2 | 2.517 | 2.503 | 2.456 | 2.414 | 2.375
NPgN | GSP | NG FES - Leading the Way | I&C Storage capacity (MW) | BLYTH 66kV | Leading the Way | Srg_BB001 | MW | NPgN | Blyth 66kV |  | 0.1 | 2.285 | 4.469 | 6.667 | 6.805 | 6.909 | 7.052 | 7.479 | 7.754 | 7.841 | 7.988 | 9.083 | 11.076 | 13.067 | 14.194 | 14.424 | 14.695 | 15.763 | 15.88 | 16.016 | 16.971 | 17.021 | 17.047 | 17.836 | 17.841 | 17.841 | 17.843 | 18.763 | 18.763
NPgN | GSP | NG FES - Leading the Way | I&C Storage capacity (MW) | BLYTH 132kV | Leading the Way | Srg_BB001 | MW | NPgN | Blyth 132kV |  | 0.066 | 3.745 | 7.426 | 11.115 | 11.203 | 11.268 | 11.359 | 12.027 | 12.401 | 12.455 | 12.628 | 14.315 | 17.567 | 20.817 | 22.525 | 22.671 | 22.842 | 24.512 | 24.586 | 24.671 | 26.272 | 26.303 | 26.32 | 27.676 | 27.679 | 27.679 | 27.68 | 29.258 | 29.258
NPgN | GSP | NG FES - Leading the Way | I&C Storage capacity (MW) | FOURSTONES | Leading the Way | Srg_BB001 | MW | NPgN | Fourstones |  | 0.03 | 0.207 | 0.385 | 0.568 | 0.607 | 0.636 | 0.677 | 0.722 | 0.762 | 0.786 | 0.813 | 0.933 | 1.116 | 1.299 | 1.428 | 1.493 | 1.57 | 1.682 | 1.716 | 1.754 | 1.834 | 1.848 | 1.856 | 1.915 | 1.917 | 1.917 | 1.917 | 1.987 | 1.987
NPgN | GSP | NG FES - Leading the Way | I&C Storage capacity (MW) | HARTMOOR | Leading the Way | Srg_BB001 | MW | NPgN | Hart Moor |  | 0.056 | 1.014 | 1.975 | 2.943 | 3.017 | 3.072 | 3.149 | 3.341 | 3.47 | 3.516 | 3.588 | 4.084 | 4.969 | 5.855 | 6.367 | 6.49 | 6.635 | 7.116 | 7.179 | 7.251 | 7.672 | 7.699 | 7.712 | 8.057 | 8.06 | 8.06 | 8.061 | 8.463 | 8.463
NPgN | GSP | NG FES - Leading the Way | I&C Storage capacity (MW) | HAWTHORN PIT GRID | Leading the Way | Srg_BB001 | MW | NPgN | Hawthorn Pit |  | 0.054 | 1.313 | 2.573 | 3.841 | 3.913 | 3.967 | 4.042 | 4.285 | 4.439 | 4.484 | 4.565 | 5.189 | 6.333 | 7.476 | 8.116 | 8.236 | 8.377 | 8.986 | 9.047 | 9.118 | 9.669 | 9.695 | 9.708 | 10.165 | 10.168 | 10.168 | 10.169 | 10.701 | 10.701
NPgN | GSP | NG FES - Leading the Way | I&C Storage capacity (MW) | KNARESBOROUGH | Leading the Way | Srg_BB001 | MW | NPgN | Knaresborough |  | 0.15 | 4.008 | 7.871 | 11.754 | 11.951 | 12.101 | 12.306 | 13.045 | 13.503 | 13.627 | 13.864 | 15.75 | 19.241 | 22.729 | 24.662 | 24.992 | 25.381 | 27.228 | 27.396 | 27.59 | 29.276 | 29.348 | 29.385 | 30.79 | 30.797 | 30.797 | 30.799 | 32.435 | 32.435
NPgN | GSP | NG FES - Leading the Way | I&C Storage capacity (MW) | LACKENBY | Leading the Way | Srg_BB001 | MW | NPgN | Lackenby |  | 6.088 | 7.345 | 8.605 | 9.876 | 9.992 | 10.08 | 10.201 | 10.46 | 10.642 | 10.715 | 10.819 | 11.491 | 12.667 | 13.843 | 14.541 | 14.735 | 14.964 | 15.613 | 15.711 | 15.826 | 16.379 | 16.421 | 16.443 | 16.892 | 16.896 | 16.896 | 16.898 | 17.421 | 17.421
NPgN | GSP | NG FES - Leading the Way | I&C Storage capacity (MW) | NORTON | Leading the Way | Srg_BB001 | MW | NPgN | Norton |  | 0.332 | 8.92 | 17.519 | 26.162 | 26.601 | 26.933 | 27.39 | 29.033 | 30.054 | 30.328 | 30.855 | 35.053 | 42.822 | 50.586 | 54.887 | 55.621 | 56.484 | 60.594 | 60.967 | 61.399 | 65.153 | 65.313 | 65.394 | 68.521 | 68.537 | 68.537 | 68.542 | 72.184 | 72.184
NPgN | GSP | NG FES - Leading the Way | I&C Storage capacity (MW) | OFFERTON | Leading the Way | Srg_BB001 | MW | NPgN | Offerton |  | 0.033 | 0.247 | 0.463 | 0.683 | 0.726 | 0.759 | 0.805 | 0.857 | 0.903 | 0.93 | 0.961 | 1.101 | 1.32 | 1.538 | 1.689 | 1.762 | 1.847 | 1.98 | 2.017 | 2.059 | 2.156 | 2.171 | 2.18 | 2.252 | 2.254 | 2.254 | 2.254 | 2.339 | 2.339
NPgN | GSP | NG FES - Leading the Way | I&C Storage capacity (MW) | OSBALDWICK | Leading the Way | Srg_BB001 | MW | NPgN | Osbaldwick |  | 3.51 | 13.19 | 22.877 | 32.6 | 32.952 | 33.218 | 33.585 | 35.386 | 36.446 | 36.667 | 37.186 | 41.759 | 50.408 | 59.05 | 63.708 | 64.297 | 64.989 | 69.492 | 69.791 | 70.138 | 74.357 | 74.485 | 74.551 | 78.098 | 78.111 | 78.111 | 78.115 | 82.245 | 82.245
NPgN | GSP | NG FES - Leading the Way | I&C Storage capacity (MW) | POPPLETON | Leading the Way | Srg_BB001 | MW | NPgN | Poppleton |  | 0.461 | 0.921 | 1.382 | 1.846 | 1.887 | 1.917 | 1.959 | 2.053 | 2.118 | 2.143 | 2.18 | 2.423 | 2.852 | 3.28 | 3.532 | 3.599 | 3.679 | 3.914 | 3.948 | 3.987 | 4.19 | 4.204 | 4.212 | 4.376 | 4.378 | 4.378 | 4.378 | 4.57 | 4.57
NPgN | GSP | NG FES - Leading the Way | I&C Storage capacity (MW) | SALTHOLME | Leading the Way | Srg_BB001 | MW | NPgN | Saltholme |  | 0.005 | 0.575 | 1.146 | 1.717 | 1.723 | 1.728 | 1.734 | 1.835 | 1.888 | 1.892 | 1.915 | 2.168 | 2.667 | 3.165 | 3.42 | 3.43 | 3.442 | 3.694 | 3.699 | 3.705 | 3.953 | 3.955 | 3.956 | 4.168 | 4.168 | 4.168 | 4.168 | 4.414 | 4.414
NPgN | GSP | NG FES - Leading the Way | I&C Storage capacity (MW) | SOUTH SHIELDS | Leading the Way | Srg_BB001 | MW | NPgN | South Shields |  | 35.038 | 35.263 | 35.49 | 35.721 | 35.771 | 35.809 | 35.861 | 35.918 | 35.969 | 36.001 | 36.035 | 36.187 | 36.42 | 36.653 | 36.817 | 36.901 | 37 | 37.142 | 37.185 | 37.234 | 37.336 | 37.354 | 37.363 | 37.439 | 37.441 | 37.441 | 37.441 | 37.53 | 37.53
NPgN | GSP | NG FES - Leading the Way | I&C Storage capacity (MW) | SPADEADAM | Leading the Way | Srg_BB001 | MW | NPgN | Spadeadam - Not in NG FES |  | 0.011 | 0.143 | 0.275 | 0.409 | 0.424 | 0.435 | 0.45 | 0.479 | 0.499 | 0.508 | 0.521 | 0.594 | 0.719 | 0.845 | 0.921 | 0.946 | 0.975 | 1.046 | 1.058 | 1.073 | 1.131 | 1.136 | 1.139 | 1.186 | 1.186 | 1.186 | 1.186 | 1.241 | 1.241
NPgN | GSP | NG FES - Leading the Way | I&C Storage capacity (MW) | SPENNYMOOR | Leading the Way | Srg_BB001 | MW | NPgN | Spennymoor |  | 0.186 | 6.994 | 13.808 | 20.647 | 20.893 | 21.079 | 21.335 | 22.601 | 23.346 | 23.5 | 23.864 | 27.079 | 33.161 | 39.238 | 42.513 | 42.924 | 43.407 | 46.573 | 46.782 | 47.024 | 49.992 | 50.081 | 50.127 | 52.623 | 52.631 | 52.631 | 52.634 | 55.539 | 55.539
NPgN | GSP | NG FES - Leading the Way | I&C Storage capacity (MW) | STELLA NORTH | Leading the Way | Srg_BB001 | MW | NPgN | Stella North |  | 0.149 | 1.788 | 3.433 | 5.097 | 5.293 | 5.442 | 5.646 | 6 | 6.266 | 6.389 | 6.548 | 7.474 | 9.042 | 10.609 | 11.579 | 11.908 | 12.295 | 13.181 | 13.348 | 13.542 | 14.267 | 14.338 | 14.375 | 14.953 | 14.961 | 14.961 | 14.963 | 15.638 | 15.638
NPgN | GSP | NG FES - Leading the Way | I&C Storage capacity (MW) | STELLA SOUTH | Leading the Way | Srg_BB001 | MW | NPgN | Stella South |  | 0.116 | 4.227 | 8.341 | 12.471 | 12.625 | 12.741 | 12.901 | 13.668 | 14.121 | 14.217 | 14.44 | 16.387 | 20.063 | 23.736 | 25.72 | 25.978 | 26.28 | 28.196 | 28.327 | 28.478 | 30.27 | 30.326 | 30.355 | 31.861 | 31.866 | 31.866 | 31.868 | 33.621 | 33.621
NPgN | GSP | NG FES - Leading the Way | I&C Storage capacity (MW) | TYNEMOUTH | Leading the Way | Srg_BB001 | MW | NPgN | Tynemouth 1 |  | 17.593 | 18.739 | 19.887 | 21.048 | 21.171 | 21.264 | 21.393 | 21.635 | 21.812 | 21.89 | 21.994 | 22.625 | 23.71 | 24.795 | 25.454 | 25.661 | 25.904 | 26.511 | 26.616 | 26.737 | 27.243 | 27.288 | 27.311 | 27.717 | 27.722 | 27.722 | 27.723 | 28.197 | 28.197
NPgN | GSP | NG FES - Leading the Way | I&C Storage capacity (MW) | WEST BOLDON | Leading the Way | Srg_BB001 | MW | NPgN | West Boldon |  | 6.681 | 7.459 | 8.241 | 9.039 | 9.205 | 9.331 | 9.503 | 9.697 | 9.869 | 9.972 | 10.086 | 10.606 | 11.404 | 12.203 | 12.76 | 13.037 | 13.363 | 13.85 | 13.991 | 14.154 | 14.504 | 14.564 | 14.595 | 14.858 | 14.864 | 14.864 | 14.866 | 15.173 | 15.173
NPgY | GSP | NG FES - Leading the Way | I&C Storage capacity (MW) | BRADFORD WEST | Leading the Way | Srg_BB001 | MW | NPgY | Bradford West |  | 0.245 | 3.245 | 5.921 | 8.618 | 8.825 | 10.336 | 10.551 | 10.64 | 10.778 | 11.032 | 11.144 | 12.037 | 14.233 | 15.245 | 16.147 | 16.954 | 17.731 | 19.018 | 19.46 | 19.875 | 20.108 | 20.332 | 20.482 | 20.579 | 21.982 | 22.029 | 22.051 | 22.071 | 22.082
NPgY | GSP | NG FES - Leading the Way | I&C Storage capacity (MW) | CAMBLESFORTH | Leading the Way | Srg_BB001 | MW | NPgY | Camblesforth |  | 0.155 | 1.127 | 1.894 | 2.674 | 2.805 | 3.275 | 3.411 | 3.467 | 3.554 | 3.67 | 3.74 | 3.955 | 4.427 | 4.632 | 4.872 | 5.124 | 5.408 | 5.736 | 5.866 | 6.01 | 6.058 | 6.117 | 6.149 | 6.156 | 6.441 | 6.448 | 6.451 | 6.454 | 6.455
NPgY | GSP | NG FES - Leading the Way | I&C Storage capacity (MW) | CREYKE BECK | Leading the Way | Srg_BB001 | MW | NPgY | Creyke Beck |  | 49.969 | 63.189 | 79.65 | 96.118 | 97.011 | 105.838 | 107.972 | 108.131 | 108.225 | 109.081 | 109.128 | 108.7 | 113.647 | 113.081 | 112.691 | 112.413 | 112.227 | 115.269 | 115.102 | 114.987 | 114.859 | 114.758 | 114.678 | 114.599 | 119.867 | 119.956 | 119.941 | 119.927 | 119.919
NPgY | GSP | NG FES - Leading the Way | I&C Storage capacity (MW) | DRAX | Leading the Way | Srg_BB001 | MW | NPgY | Drax |  | 0.131 | 2.118 | 3.933 | 5.759 | 5.869 | 6.878 | 6.993 | 7.041 | 7.115 | 7.269 | 7.328 | 7.777 | 9.039 | 9.545 | 10 | 10.411 | 10.809 | 11.553 | 11.777 | 11.99 | 12.106 | 12.219 | 12.295 | 12.342 | 13.202 | 13.228 | 13.239 | 13.25 | 13.255
NPgY | GSP | NG FES - Leading the Way | I&C Storage capacity (MW) | ELLAND | Leading the Way | Srg_BB001 | MW | NPgY | Elland |  | 0.127 | 2.449 | 4.601 | 6.765 | 6.872 | 8.058 | 8.17 | 8.216 | 8.288 | 8.458 | 8.515 | 8.921 | 10.23 | 10.684 | 11.098 | 11.474 | 11.844 | 12.622 | 12.827 | 13.023 | 13.127 | 13.23 | 13.298 | 13.339 | 14.284 | 14.311 | 14.321 | 14.33 | 14.334
NPgY | GSP | NG FES - Leading the Way | I&C Storage capacity (MW) | FERRYBRIDGE A | Leading the Way | Srg_BB001 | MW | NPgY | Ferrybridge A |  | 0.351 | 3.426 | 6.511 | 9.626 | 10.041 | 11.834 | 12.437 | 12.584 | 12.79 | 13.121 | 13.283 | 13.5 | 14.582 | 14.71 | 15.001 | 15.373 | 15.856 | 16.651 | 16.832 | 17.066 | 17.098 | 17.166 | 17.191 | 17.165 | 18.059 | 18.071 | 18.069 | 18.068 | 18.065
NPgY | GSP | NG FES - Leading the Way | I&C Storage capacity (MW) | FERRYBRIDGE B | Leading the Way | Srg_BB001 | MW | NPgY | Ferrybridge B (_M) |  | 0.207 | 7.653 | 15.867 | 24.098 | 24.532 | 28.982 | 29.81 | 29.927 | 30.061 | 30.571 | 30.669 | 30.62 | 33.19 | 33.043 | 33.046 | 33.133 | 33.312 | 34.955 | 34.985 | 35.063 | 35.031 | 35.028 | 35.011 | 34.968 | 37.56 | 37.603 | 37.597 | 37.591 | 37.586
NPgY | GSP | NG FES - Leading the Way | I&C Storage capacity (MW) | GRIMSBY WEST | Leading the Way | Srg_BB001 | MW | NPgY | Grimsby West |  | 0.78 | 5.434 | 9.057 | 12.747 | 13.406 | 15.645 | 16.331 | 16.614 | 17.054 | 17.627 | 17.981 | 19.04 | 21.297 | 22.301 | 23.492 | 24.745 | 26.162 | 27.746 | 28.393 | 29.11 | 29.345 | 29.634 | 29.794 | 29.826 | 31.161 | 31.194 | 31.208 | 31.222 | 31.225
NPgY | GSP | NG FES - Leading the Way | I&C Storage capacity (MW) | JORDANTHORPE | Leading the Way | Srg_BB001 | MW | NPgY | Jordanthorpe |  | 0.077 | 0.557 | 1.008 | 1.466 | 1.549 | 1.823 | 1.936 | 1.967 | 2.012 | 2.074 | 2.109 | 2.2 | 2.43 | 2.511 | 2.615 | 2.728 | 2.86 | 3.023 | 3.081 | 3.147 | 3.166 | 3.191 | 3.204 | 3.205 | 3.357 | 3.36 | 3.361 | 3.362 | 3.362
NPgY | GSP | NG FES - Leading the Way | I&C Storage capacity (MW) | KEADBY | Leading the Way | Srg_BB001 | MW | NPgY | Keadby |  | 0.626 | 17.713 | 33.974 | 50.289 | 50.817 | 59.628 | 60.178 | 60.405 | 60.758 | 61.863 | 62.147 | 63.904 | 71.922 | 73.855 | 75.665 | 77.339 | 79.012 | 83.814 | 84.72 | 85.603 | 86.048 | 86.496 | 86.786 | 86.952 | 93.37 | 93.53 | 93.57 | 93.607 | 93.625
NPgY | GSP | NG FES - Leading the Way | I&C Storage capacity (MW) | KIRKSTALL B | Leading the Way | Srg_BB001 | MW | NPgY | Kirkstall B |  | 0.071 | 2.902 | 7.229 | 11.561 | 12.019 | 14.394 | 15.446 | 15.536 | 15.602 | 15.859 | 15.899 | 15 | 14.908 | 13.759 | 12.928 | 12.307 | 11.844 | 11.978 | 11.611 | 11.338 | 11.077 | 10.865 | 10.701 | 10.549 | 11.245 | 11.23 | 11.2 | 11.172 | 11.156
NPgY | GSP | NG FES - Leading the Way | I&C Storage capacity (MW) | NEEPSEND | Leading the Way | Srg_BB001 | MW | NPgY | Neepsend |  | 0.011 | 0.264 | 0.521 | 0.779 | 0.793 | 0.934 | 0.954 | 0.959 | 0.965 | 0.983 | 0.988 | 1.052 | 1.238 | 1.312 | 1.375 | 1.428 | 1.476 | 1.582 | 1.612 | 1.638 | 1.655 | 1.671 | 1.682 | 1.69 | 1.819 | 1.823 | 1.825 | 1.827 | 1.827
NPgY | GSP | NG FES - Leading the Way | I&C Storage capacity (MW) | NORTON LEES | Leading the Way | Srg_BB001 | MW | NPgY | Norton Lees |  | 0.089 | 0.392 | 0.595 | 0.805 | 0.885 | 1.031 | 1.121 | 1.154 | 1.204 | 1.26 | 1.3 | 1.449 | 1.681 | 1.83 | 1.993 | 2.157 | 2.335 | 2.496 | 2.582 | 2.673 | 2.708 | 2.748 | 2.771 | 2.779 | 2.881 | 2.885 | 2.887 | 2.889 | 2.89
NPgY | GSP | NG FES - Leading the Way | I&C Storage capacity (MW) | PITSMOOR 3/4 | Leading the Way | Srg_BB001 | MW | NPgY | Pitsmoor |  | 0.026 | 0.157 | 0.262 | 0.369 | 0.393 | 0.46 | 0.488 | 0.498 | 0.513 | 0.531 | 0.543 | 0.594 | 0.689 | 0.742 | 0.796 | 0.849 | 0.906 | 0.968 | 0.996 | 1.025 | 1.038 | 1.051 | 1.059 | 1.062 | 1.114 | 1.115 | 1.116 | 1.117 | 1.117
NPgY | GSP | NG FES - Leading the Way | I&C Storage capacity (MW) | SALTEND NORTH | Leading the Way | Srg_BB001 | MW | NPgY | Saltend North |  | 0.437 | 1.509 | 2.004 | 2.536 | 2.906 | 3.354 | 3.738 | 3.896 | 4.143 | 4.389 | 4.587 | 5.252 | 6.1 | 6.751 | 7.485 | 8.239 | 9.075 | 9.703 | 10.096 | 10.522 | 10.673 | 10.852 | 10.954 | 10.983 | 11.258 | 11.269 | 11.279 | 11.289 | 11.292
NPgY | GSP | NG FES - Leading the Way | I&C Storage capacity (MW) | SHEFFIELD CITY | Leading the Way | Srg_BB001 | MW | NPgY | Sheffield City |  | 0.349 | 1.04 | 1.28 | 1.549 | 1.846 | 2.123 | 2.436 | 2.563 | 2.76 | 2.95 | 3.108 | 3.517 | 3.933 | 4.302 | 4.774 | 5.287 | 5.882 | 6.249 | 6.511 | 6.81 | 6.897 | 7.011 | 7.071 | 7.075 | 7.142 | 7.144 | 7.149 | 7.153 | 7.154
NPgY | GSP | NG FES - Leading the Way | I&C Storage capacity (MW) | SKELTON GRANGE | Leading the Way | Srg_BB001 | MW | NPgY | Skelton Grange |  | 0.273 | 14.956 | 21.864 | 28.794 | 27.171 | 30.584 | 26.215 | 26.016 | 26.049 | 26.467 | 26.558 | 25.395 | 25.584 | 24.043 | 23.025 | 22.341 | 21.934 | 22.383 | 21.96 | 21.695 | 21.346 | 21.083 | 20.867 | 20.642 | 21.841 | 21.821 | 21.778 | 21.739 | 21.715
NPgY | GSP | NG FES - Leading the Way | I&C Storage capacity (MW) | TEMPLEBOROUGH 275/33KV | Leading the Way | Srg_BB001 | MW | NPgY | Templeborough |  | 0.22 | 0.871 | 1.314 | 1.776 | 1.982 | 2.313 | 2.557 | 2.64 | 2.765 | 2.899 | 2.999 | 3.189 | 3.438 | 3.586 | 3.819 | 4.091 | 4.426 | 4.661 | 4.796 | 4.962 | 4.997 | 5.052 | 5.078 | 5.07 | 5.159 | 5.159 | 5.16 | 5.161 | 5.16
NPgY | GSP | NG FES - Leading the Way | I&C Storage capacity (MW) | THURCROFT | Leading the Way | Srg_BB001 | MW | NPgY | Thurcroft |  | 50.194 | 54.933 | 59.492 | 64.076 | 64.378 | 66.909 | 67.298 | 67.413 | 67.583 | 67.955 | 68.09 | 68.501 | 70.487 | 70.88 | 71.34 | 71.821 | 72.363 | 73.631 | 73.88 | 74.155 | 74.247 | 74.358 | 74.421 | 74.434 | 76.05 | 76.084 | 76.09 | 76.096 | 76.097
NPgY | GSP | NG FES - Leading the Way | I&C Storage capacity (MW) | WEST MELTON / THORPE MARSH | Leading the Way | Srg_BB001 | MW | NPgY | Thorpe Marsh |  | 19.999 | 23.788 | 27.576 | 31.364 | 31.364 | 33.354 | 33.354 | 33.354 | 33.354 | 33.538 | 33.538 | 34.017 | 36.156 | 36.752 | 37.204 | 37.558 | 37.842 | 39.031 | 39.236 | 39.399 | 39.534 | 39.649 | 39.735 | 39.809 | 41.505 | 41.553 | 41.568 | 41.582 | 41.59
NPgY | GSP | NG FES - Leading the Way | I&C Storage capacity (MW) | WEST MELTON SECTION 3 | Leading the Way | Srg_BB001 | MW | NPgY | West Melton |  | 1.2 | 6.123 | 11.442 | 16.762 | 16.861 | 19.673 | 19.92 | 19.936 | 19.942 | 20.203 | 20.204 | 20.306 | 22.337 | 22.462 | 22.558 | 22.632 | 22.692 | 23.879 | 23.922 | 23.957 | 23.985 | 24.009 | 24.027 | 24.043 | 25.962 | 26.004 | 26.007 | 26.01 | 26.011
NPgY | GSP | NG FES - Leading the Way | I&C Storage capacity (MW) | WINCOBANK | Leading the Way | Srg_BB001 | MW | NPgY | Wincobank |  | 0 | 0.53 | 1.22 | 1.911 | 1.951 | 2.321 | 2.42 | 2.427 | 2.429 | 2.464 | 2.465 | 2.367 | 2.443 | 2.321 | 2.229 | 2.157 | 2.099 | 2.16 | 2.118 | 2.085 | 2.057 | 2.034 | 2.017 | 2.001 | 2.161 | 2.161 | 2.158 | 2.155 | 2.154
NPgN | GSP | NG FES - System Transformation | I&C Storage capacity (MW) | BLYTH 66kV | System Transformation | Srg_BB001 | MW | NPgN | Blyth 66kV |  | 0 | 3.448 | 6.859 | 10.275 | 10.326 | 10.364 | 10.416 | 10.437 | 10.471 | 10.503 | 10.676 | 11.328 | 11.385 | 11.443 | 13.837 | 14.068 | 14.167 | 14.222 | 14.264 | 17.248 | 18.729 | 18.747 | 20.224 | 20.224 | 20.226 | 20.226 | 20.227 | 20.227 | 20.227
NPgN | GSP | NG FES - System Transformation | I&C Storage capacity (MW) | BLYTH 132kV | System Transformation | Srg_BB001 | MW | NPgN | Blyth 132kV |  | 0.024 | 5.856 | 11.689 | 17.525 | 17.556 | 17.58 | 17.613 | 17.627 | 17.648 | 17.668 | 17.937 | 18.986 | 19.023 | 19.059 | 23.088 | 23.393 | 23.456 | 23.491 | 23.518 | 28.588 | 31.117 | 31.128 | 33.654 | 33.654 | 33.655 | 33.655 | 33.656 | 33.656 | 33.656
NPgN | GSP | NG FES - System Transformation | I&C Storage capacity (MW) | FOURSTONES | System Transformation | Srg_BB001 | MW | NPgN | Fourstones |  | 0.011 | 0.273 | 0.535 | 0.799 | 0.814 | 0.824 | 0.839 | 0.845 | 0.855 | 0.864 | 0.883 | 0.945 | 0.962 | 0.978 | 1.175 | 1.21 | 1.238 | 1.253 | 1.265 | 1.501 | 1.616 | 1.621 | 1.734 | 1.734 | 1.735 | 1.735 | 1.735 | 1.735 | 1.735
NPgN | GSP | NG FES - System Transformation | I&C Storage capacity (MW) | HARTMOOR | System Transformation | Srg_BB001 | MW | NPgN | Hart Moor |  | 0.02 | 1.513 | 3.005 | 4.501 | 4.528 | 4.548 | 4.576 | 4.587 | 4.605 | 4.622 | 4.701 | 4.992 | 5.022 | 5.053 | 6.107 | 6.216 | 6.268 | 6.298 | 6.321 | 7.629 | 8.278 | 8.287 | 8.934 | 8.934 | 8.934 | 8.934 | 8.935 | 8.935 | 8.935
NPgN | GSP | NG FES - System Transformation | I&C Storage capacity (MW) | HAWTHORN PIT GRID | System Transformation | Srg_BB001 | MW | NPgN | Hawthorn Pit |  | 0.02 | 1.992 | 3.965 | 5.941 | 5.967 | 5.987 | 6.014 | 6.025 | 6.043 | 6.059 | 6.158 | 6.532 | 6.562 | 6.591 | 7.973 | 8.102 | 8.153 | 8.182 | 8.204 | 9.928 | 10.785 | 10.794 | 11.648 | 11.648 | 11.649 | 11.649 | 11.65 | 11.65 | 11.65
NPgN | GSP | NG FES - System Transformation | I&C Storage capacity (MW) | KNARESBOROUGH | System Transformation | Srg_BB001 | MW | NPgN | Knaresborough |  | 0.055 | 6.113 | 12.173 | 18.241 | 18.313 | 18.367 | 18.442 | 18.473 | 18.521 | 18.566 | 18.866 | 20.004 | 20.085 | 20.167 | 24.401 | 24.782 | 24.924 | 25.003 | 25.064 | 30.355 | 32.985 | 33.011 | 35.635 | 35.635 | 35.638 | 35.638 | 35.638 | 35.639 | 35.639
NPgN | GSP | NG FES - System Transformation | I&C Storage capacity (MW) | LACKENBY | System Transformation | Srg_BB001 | MW | NPgN | Lackenby |  | 6.032 | 7.978 | 9.924 | 11.875 | 11.917 | 11.949 | 11.993 | 12.011 | 12.04 | 12.066 | 12.173 | 12.561 | 12.609 | 12.658 | 14.04 | 14.195 | 14.278 | 14.325 | 14.361 | 16.071 | 16.917 | 16.932 | 17.775 | 17.775 | 17.776 | 17.776 | 17.777 | 17.777 | 17.777
NPgN | GSP | NG FES - System Transformation | I&C Storage capacity (MW) | NORTON | System Transformation | Srg_BB001 | MW | NPgN | Norton |  | 0.121 | 13.607 | 27.098 | 40.604 | 40.764 | 40.885 | 41.052 | 41.12 | 41.227 | 41.327 | 41.995 | 44.526 | 44.708 | 44.89 | 54.313 | 55.162 | 55.477 | 55.653 | 55.788 | 67.566 | 73.42 | 73.478 | 79.319 | 79.319 | 79.325 | 79.325 | 79.327 | 79.328 | 79.328
NPgN | GSP | NG FES - System Transformation | I&C Storage capacity (MW) | OFFERTON | System Transformation | Srg_BB001 | MW | NPgN | Offerton |  | 0.012 | 0.331 | 0.651 | 0.972 | 0.987 | 0.999 | 1.016 | 1.023 | 1.033 | 1.043 | 1.065 | 1.14 | 1.158 | 1.176 | 1.414 | 1.454 | 1.485 | 1.502 | 1.516 | 1.802 | 1.941 | 1.947 | 2.085 | 2.085 | 2.086 | 2.086 | 2.086 | 2.086 | 2.086
NPgN | GSP | NG FES - System Transformation | I&C Storage capacity (MW) | OSBALDWICK | System Transformation | Srg_BB001 | MW | NPgN | Osbaldwick |  | 3.341 | 18.618 | 33.899 | 49.192 | 49.32 | 49.417 | 49.551 | 49.606 | 49.692 | 49.772 | 50.5 | 53.304 | 53.449 | 53.595 | 64.206 | 65.08 | 65.332 | 65.473 | 65.582 | 78.892 | 85.519 | 85.566 | 92.182 | 92.182 | 92.187 | 92.187 | 92.188 | 92.19 | 92.19
NPgN | GSP | NG FES - System Transformation | I&C Storage capacity (MW) | POPPLETON | System Transformation | Srg_BB001 | MW | NPgN | Poppleton |  | 0.442 | 1.155 | 1.868 | 2.582 | 2.597 | 2.608 | 2.623 | 2.63 | 2.64 | 2.649 | 2.687 | 2.829 | 2.845 | 2.862 | 3.367 | 3.423 | 3.451 | 3.467 | 3.48 | 4.106 | 4.416 | 4.421 | 4.73 | 4.73 | 4.73 | 4.73 | 4.731 | 4.731 | 4.731
NPgN | GSP | NG FES - System Transformation | I&C Storage capacity (MW) | SALTHOLME | System Transformation | Srg_BB001 | MW | NPgN | Saltholme |  | 0.002 | 0.91 | 1.819 | 2.728 | 2.73 | 2.731 | 2.734 | 2.735 | 2.736 | 2.738 | 2.778 | 2.938 | 2.941 | 2.943 | 3.568 | 3.61 | 3.615 | 3.617 | 3.619 | 4.407 | 4.801 | 4.802 | 5.195 | 5.195 | 5.195 | 5.195 | 5.195 | 5.195 | 5.195
NPgN | GSP | NG FES - System Transformation | I&C Storage capacity (MW) | SOUTH SHIELDS | System Transformation | Srg_BB001 | MW | NPgN | South Shields |  | 35.014 | 35.346 | 35.679 | 36.014 | 36.033 | 36.046 | 36.065 | 36.073 | 36.086 | 36.097 | 36.121 | 36.201 | 36.222 | 36.242 | 36.492 | 36.537 | 36.573 | 36.593 | 36.608 | 36.907 | 37.053 | 37.059 | 37.203 | 37.203 | 37.204 | 37.204 | 37.204 | 37.205 | 37.205
NPgN | GSP | NG FES - System Transformation | I&C Storage capacity (MW) | SPADEADAM | System Transformation | Srg_BB001 | MW | NPgN | Spadeadam - Not in NG FES |  | 0.004 | 0.207 | 0.41 | 0.613 | 0.619 | 0.623 | 0.628 | 0.631 | 0.634 | 0.638 | 0.649 | 0.691 | 0.697 | 0.703 | 0.848 | 0.866 | 0.877 | 0.883 | 0.887 | 1.066 | 1.154 | 1.156 | 1.244 | 1.244 | 1.244 | 1.244 | 1.244 | 1.244 | 1.244
NPgN | GSP | NG FES - System Transformation | I&C Storage capacity (MW) | SPENNYMOOR | System Transformation | Srg_BB001 | MW | NPgN | Spennymoor |  | 0.068 | 10.815 | 21.564 | 32.322 | 32.411 | 32.479 | 32.572 | 32.611 | 32.671 | 32.727 | 33.239 | 35.21 | 35.312 | 35.414 | 42.877 | 43.491 | 43.667 | 43.765 | 43.841 | 53.204 | 57.866 | 57.898 | 62.553 | 62.553 | 62.556 | 62.556 | 62.557 | 62.558 | 62.558
NPgN | GSP | NG FES - System Transformation | I&C Storage capacity (MW) | STELLA NORTH | System Transformation | Srg_BB001 | MW | NPgN | Stella North |  | 0.054 | 2.567 | 5.082 | 7.605 | 7.676 | 7.73 | 7.805 | 7.836 | 7.884 | 7.929 | 8.075 | 8.597 | 8.679 | 8.76 | 10.567 | 10.794 | 10.935 | 11.014 | 11.075 | 13.295 | 14.389 | 14.415 | 15.503 | 15.503 | 15.506 | 15.506 | 15.506 | 15.507 | 15.507
NPgN | GSP | NG FES - System Transformation | I&C Storage capacity (MW) | STELLA SOUTH | System Transformation | Srg_BB001 | MW | NPgN | Stella South |  | 0.042 | 6.528 | 13.015 | 19.508 | 19.564 | 19.607 | 19.665 | 19.689 | 19.727 | 19.762 | 20.072 | 21.264 | 21.327 | 21.391 | 25.898 | 26.271 | 26.382 | 26.443 | 26.491 | 32.142 | 34.956 | 34.976 | 37.785 | 37.785 | 37.787 | 37.787 | 37.788 | 37.789 | 37.789
NPgN | GSP | NG FES - System Transformation | I&C Storage capacity (MW) | TYNEMOUTH | System Transformation | Srg_BB001 | MW | NPgN | Tynemouth 1 |  | 17.534 | 19.297 | 21.061 | 22.83 | 22.875 | 22.909 | 22.956 | 22.975 | 23.005 | 23.033 | 23.133 | 23.493 | 23.545 | 23.596 | 24.857 | 25.008 | 25.096 | 25.146 | 25.184 | 26.738 | 27.505 | 27.522 | 28.285 | 28.285 | 28.287 | 28.287 | 28.287 | 28.288 | 28.288
NPgN | GSP | NG FES - System Transformation | I&C Storage capacity (MW) | WEST BOLDON | System Transformation | Srg_BB001 | MW | NPgN | West Boldon |  | 6.601 | 7.754 | 8.908 | 10.069 | 10.129 | 10.175 | 10.238 | 10.264 | 10.305 | 10.342 | 10.424 | 10.697 | 10.766 | 10.835 | 11.697 | 11.847 | 11.966 | 12.032 | 12.084 | 13.119 | 13.623 | 13.645 | 14.144 | 14.144 | 14.146 | 14.146 | 14.147 | 14.148 | 14.148
NPgY | GSP | NG FES - System Transformation | I&C Storage capacity (MW) | BRADFORD WEST | System Transformation | Srg_BB001 | MW | NPgY | Bradford West |  | 0.089 | 4.104 | 8 | 11.904 | 11.98 | 12.037 | 12.115 | 12.148 | 12.198 | 12.245 | 12.286 | 12.384 | 14.497 | 14.583 | 16.216 | 16.342 | 16.49 | 16.97 | 17.867 | 18.667 | 20.227 | 20.807 | 21.304 | 21.731 | 22.113 | 22.453 | 22.759 | 23.037 | 23.288
NPgY | GSP | NG FES - System Transformation | I&C Storage capacity (MW) | CAMBLESFORTH | System Transformation | Srg_BB001 | MW | NPgY | Camblesforth |  | 0.056 | 1.21 | 2.29 | 3.374 | 3.422 | 3.458 | 3.507 | 3.528 | 3.56 | 3.589 | 3.615 | 3.677 | 4.286 | 4.34 | 4.828 | 4.908 | 5.002 | 5.083 | 5.183 | 5.287 | 5.572 | 5.629 | 5.673 | 5.704 | 5.733 | 5.758 | 5.78 | 5.801 | 5.819
NPgY | GSP | NG FES - System Transformation | I&C Storage capacity (MW) | CREYKE BECK | System Transformation | Srg_BB001 | MW | NPgY | Creyke Beck |  | 49.925 | 69.576 | 94.184 | 118.794 | 120.063 | 120.828 | 122.812 | 123.234 | 123.557 | 123.675 | 123.739 | 123.798 | 136.746 | 136.789 | 146.498 | 146.546 | 146.597 | 146.302 | 145.641 | 145.205 | 149.705 | 149.263 | 148.874 | 148.526 | 148.218 | 147.941 | 147.692 | 147.467 | 147.262
NPgY | GSP | NG FES - System Transformation | I&C Storage capacity (MW) | DRAX | System Transformation | Srg_BB001 | MW | NPgY | Drax |  | 0.048 | 2.769 | 5.427 | 8.089 | 8.129 | 8.159 | 8.201 | 8.218 | 8.245 | 8.27 | 8.292 | 8.344 | 9.776 | 9.822 | 10.921 | 10.988 | 11.067 | 11.306 | 11.748 | 12.147 | 13.067 | 13.352 | 13.597 | 13.806 | 13.993 | 14.16 | 14.31 | 14.446 | 14.569
NPgY | GSP | NG FES - System Transformation | I&C Storage capacity (MW) | ELLAND | System Transformation | Srg_BB001 | MW | NPgY | Elland |  | 0.046 | 3.273 | 6.439 | 9.608 | 9.647 | 9.677 | 9.718 | 9.734 | 9.761 | 9.785 | 9.806 | 9.857 | 11.555 | 11.599 | 12.896 | 12.962 | 13.039 | 13.252 | 13.64 | 13.995 | 14.973 | 15.223 | 15.436 | 15.618 | 15.781 | 15.926 | 16.057 | 16.175 | 16.283
NPgY | GSP | NG FES - System Transformation | I&C Storage capacity (MW) | FERRYBRIDGE A | System Transformation | Srg_BB001 | MW | NPgY | Ferrybridge A |  | 0.128 | 4.05 | 8.511 | 12.983 | 13.268 | 13.456 | 13.847 | 13.952 | 14.068 | 14.15 | 14.216 | 14.361 | 16.801 | 16.926 | 18.825 | 19.007 | 19.221 | 19.234 | 19.102 | 19.039 | 19.784 | 19.675 | 19.565 | 19.451 | 19.352 | 19.261 | 19.18 | 19.107 | 19.04
NPgY | GSP | NG FES - System Transformation | I&C Storage capacity (MW) | FERRYBRIDGE B | System Transformation | Srg_BB001 | MW | NPgY | Ferrybridge B (_M) |  | 0.075 | 10.82 | 23.022 | 35.23 | 35.682 | 35.964 | 36.642 | 36.798 | 36.937 | 37.009 | 37.059 | 37.152 | 43.619 | 43.696 | 48.581 | 48.691 | 48.818 | 48.713 | 48.398 | 48.205 | 50.417 | 50.195 | 49.992 | 49.803 | 49.636 | 49.486 | 49.351 | 49.229 | 49.117
NPgY | GSP | NG FES - System Transformation | I&C Storage capacity (MW) | GRIMSBY WEST | System Transformation | Srg_BB001 | MW | NPgY | Grimsby West |  | 0.284 | 5.736 | 10.813 | 15.913 | 16.153 | 16.335 | 16.585 | 16.688 | 16.848 | 16.999 | 17.128 | 17.439 | 20.319 | 20.592 | 22.908 | 23.31 | 23.782 | 24.176 | 24.654 | 25.147 | 26.484 | 26.754 | 26.958 | 27.098 | 27.232 | 27.343 | 27.447 | 27.541 | 27.624
NPgY | GSP | NG FES - System Transformation | I&C Storage capacity (MW) | JORDANTHORPE | System Transformation | Srg_BB001 | MW | NPgY | Jordanthorpe |  | 0.028 | 0.596 | 1.237 | 1.88 | 1.931 | 1.966 | 2.033 | 2.053 | 2.075 | 2.093 | 2.107 | 2.138 | 2.496 | 2.523 | 2.807 | 2.847 | 2.894 | 2.924 | 2.951 | 2.984 | 3.127 | 3.141 | 3.149 | 3.153 | 3.157 | 3.16 | 3.163 | 3.166 | 3.168
NPgY | GSP | NG FES - System Transformation | I&C Storage capacity (MW) | KEADBY | System Transformation | Srg_BB001 | MW | NPgY | Keadby |  | 0.228 | 24.59 | 48.651 | 72.731 | 72.923 | 73.069 | 73.269 | 73.352 | 73.481 | 73.601 | 73.704 | 73.954 | 86.764 | 86.983 | 96.702 | 97.024 | 97.402 | 98.295 | 99.887 | 101.405 | 107.696 | 108.713 | 109.578 | 110.31 | 110.968 | 111.551 | 112.077 | 112.554 | 112.986
NPgY | GSP | NG FES - System Transformation | I&C Storage capacity (MW) | KIRKSTALL B | System Transformation | Srg_BB001 | MW | NPgY | Kirkstall B |  | 0.026 | 4.124 | 10.568 | 17.014 | 17.631 | 18.005 | 18.963 | 19.169 | 19.331 | 19.395 | 19.432 | 19.475 | 22.881 | 22.915 | 25.48 | 25.522 | 25.57 | 24.974 | 23.687 | 22.632 | 22.81 | 21.953 | 21.199 | 20.53 | 19.936 | 19.404 | 18.925 | 18.492 | 18.097
NPgY | GSP | NG FES - System Transformation | I&C Storage capacity (MW) | NEEPSEND | System Transformation | Srg_BB001 | MW | NPgY | Neepsend |  | 0.004 | 0.362 | 0.742 | 1.123 | 1.133 | 1.14 | 1.154 | 1.158 | 1.162 | 1.164 | 1.166 | 1.171 | 1.373 | 1.377 | 1.531 | 1.537 | 1.543 | 1.58 | 1.651 | 1.715 | 1.855 | 1.902 | 1.943 | 1.978 | 2.009 | 2.037 | 2.063 | 2.085 | 2.106
NPgY | GSP | NG FES - System Transformation | I&C Storage capacity (MW) | NORTON LEES | System Transformation | Srg_BB001 | MW | NPgY | Norton Lees |  | 0.033 | 0.312 | 0.576 | 0.843 | 0.877 | 0.902 | 0.942 | 0.956 | 0.976 | 0.994 | 1.009 | 1.044 | 1.208 | 1.239 | 1.379 | 1.425 | 1.479 | 1.542 | 1.634 | 1.72 | 1.841 | 1.896 | 1.941 | 1.976 | 2.009 | 2.037 | 2.062 | 2.085 | 2.106
NPgY | GSP | NG FES - System Transformation | I&C Storage capacity (MW) | PITSMOOR 3/4 | System Transformation | Srg_BB001 | MW | NPgY | Pitsmoor |  | 0.01 | 0.155 | 0.3 | 0.446 | 0.457 | 0.465 | 0.478 | 0.483 | 0.489 | 0.494 | 0.499 | 0.509 | 0.593 | 0.602 | 0.67 | 0.683 | 0.699 | 0.722 | 0.758 | 0.792 | 0.849 | 0.871 | 0.89 | 0.905 | 0.918 | 0.93 | 0.941 | 0.951 | 0.96
NPgY | GSP | NG FES - System Transformation | I&C Storage capacity (MW) | SALTEND NORTH | System Transformation | Srg_BB001 | MW | NPgY | Saltend North |  | 0.159 | 0.916 | 1.463 | 2.024 | 2.158 | 2.26 | 2.4 | 2.457 | 2.547 | 2.631 | 2.704 | 2.878 | 3.285 | 3.438 | 3.832 | 4.057 | 4.321 | 4.587 | 4.95 | 5.295 | 5.652 | 5.866 | 6.035 | 6.162 | 6.28 | 6.382 | 6.474 | 6.558 | 6.633
NPgY | GSP | NG FES - System Transformation | I&C Storage capacity (MW) | SHEFFIELD CITY | System Transformation | Srg_BB001 | MW | NPgY | Sheffield City |  | 0.127 | 0.484 | 0.687 | 0.901 | 1.012 | 1.096 | 1.213 | 1.26 | 1.333 | 1.401 | 1.459 | 1.598 | 1.8 | 1.923 | 2.146 | 2.325 | 2.537 | 2.672 | 2.799 | 2.936 | 3.028 | 3.091 | 3.132 | 3.151 | 3.171 | 3.186 | 3.2 | 3.213 | 3.224
NPgY | GSP | NG FES - System Transformation | I&C Storage capacity (MW) | SKELTON GRANGE | System Transformation | Srg_BB001 | MW | NPgY | Skelton Grange |  | 0.1 | 21.546 | 31.763 | 41.989 | 39.298 | 37.697 | 33.424 | 32.542 | 31.912 | 31.732 | 31.66 | 31.699 | 37.134 | 37.19 | 41.313 | 41.428 | 41.572 | 40.733 | 38.871 | 37.361 | 37.785 | 36.534 | 35.427 | 34.436 | 33.558 | 32.769 | 32.061 | 31.419 | 30.835
NPgY | GSP | NG FES - System Transformation | I&C Storage capacity (MW) | TEMPLEBOROUGH 275/33KV | System Transformation | Srg_BB001 | MW | NPgY | Templeborough |  | 0.08 | 0.628 | 1.194 | 1.767 | 1.865 | 1.935 | 2.053 | 2.092 | 2.145 | 2.19 | 2.228 | 2.316 | 2.673 | 2.751 | 3.063 | 3.177 | 3.31 | 3.352 | 3.342 | 3.353 | 3.422 | 3.402 | 3.376 | 3.341 | 3.313 | 3.285 | 3.261 | 3.24 | 3.219
NPgY | GSP | NG FES - System Transformation | I&C Storage capacity (MW) | THURCROFT | System Transformation | Srg_BB001 | MW | NPgY | Thurcroft |  | 50.007 | 56.528 | 63.221 | 69.922 | 70.091 | 70.207 | 70.424 | 70.489 | 70.569 | 70.633 | 70.685 | 70.804 | 74.401 | 74.505 | 77.258 | 77.41 | 77.589 | 77.745 | 77.94 | 78.161 | 79.669 | 79.78 | 79.865 | 79.925 | 79.982 | 80.03 | 80.074 | 80.115 | 80.15
NPgY | GSP | NG FES - System Transformation | I&C Storage capacity (MW) | WEST MELTON / THORPE MARSH | System Transformation | Srg_BB001 | MW | NPgY | Thorpe Marsh |  | 19.999 | 25.67 | 31.34 | 37.01 | 37.01 | 37.01 | 37.01 | 37.01 | 37.01 | 37.01 | 37.01 | 37.01 | 39.988 | 39.988 | 42.218 | 42.218 | 42.218 | 42.523 | 43.162 | 43.733 | 45.476 | 45.9 | 46.271 | 46.599 | 46.89 | 47.151 | 47.385 | 47.598 | 47.791
NPgY | GSP | NG FES - System Transformation | I&C Storage capacity (MW) | WEST MELTON SECTION 3 | System Transformation | Srg_BB001 | MW | NPgY | West Melton |  | 1.2 | 8.568 | 16.53 | 24.492 | 24.641 | 24.73 | 24.963 | 25.012 | 25.049 | 25.061 | 25.068 | 25.071 | 29.254 | 29.256 | 32.388 | 32.389 | 32.39 | 32.455 | 32.59 | 32.742 | 34.512 | 34.601 | 34.68 | 34.748 | 34.81 | 34.865 | 34.914 | 34.959 | 34.999
NPgY | GSP | NG FES - System Transformation | I&C Storage capacity (MW) | WINCOBANK | System Transformation | Srg_BB001 | MW | NPgY | Wincobank |  | 0 | 0.793 | 1.827 | 2.86 | 2.92 | 2.956 | 3.05 | 3.07 | 3.085 | 3.09 | 3.093 | 3.094 | 3.637 | 3.638 | 4.044 | 4.045 | 4.045 | 3.983 | 3.853 | 3.748 | 3.846 | 3.76 | 3.684 | 3.617 | 3.558 | 3.505 | 3.457 | 3.414 | 3.374
NPgN | GSP | NPg Best View (Heavy Industry Sensitivity) | Electrolysers (MWh) | BLYTH 66kV | NPg Best View (Not in FES) (Heavy Industry Sensitivity) | Dem_BB000e_NPgExtra | MWh | NPgN | Blyth 66kV |  | 0 | 0 | 1.565 | 5.031 | 4.113 | 3.625 | 4.312 | 7.931 | 16.755 | 32.283 | 50.825 | 71.762 | 95.385 | 112.669 | 141.783 | 160.12 | 177.071 | 186.654 | 197.791 | 214.048 | 219.36 | 218.534 | 217.661 | 218.388 | 223.313 | 225.036 | 225.9 | 230.647 | 231.741
NPgN | GSP | NPg Best View (Heavy Industry Sensitivity) | Electrolysers (MWh) | BLYTH 132kV | NPg Best View (Not in FES) (Heavy Industry Sensitivity) | Dem_BB000e_NPgExtra | MWh | NPgN | Blyth 132kV |  | 0 | 159.368 | 863.821 | 24169.486 | 36457.762 | 49825.221 | 65177.167 | 102379.976 | 140136.905 | 155039.548 | 155719.804 | 170831.029 | 185923.46 | 186562.731 | 209081.217 | 205626.75 | 206862.009 | 209815.766 | 226457.017 | 271343.035 | 306384.973 | 337560.115 | 371753.055 | 394088.764 | 414227.217 | 425661.167 | 430574.84 | 445365.94 | 447365.648
NPgN | GSP | NPg Best View (Heavy Industry Sensitivity) | Electrolysers (MWh) | FOURSTONES | NPg Best View (Not in FES) (Heavy Industry Sensitivity) | Dem_BB000e_NPgExtra | MWh | NPgN | Fourstones |  | 0 | 0 | 0.157 | 0.503 | 0.411 | 0.362 | 0.431 | 0.793 | 1.675 | 3.228 | 5.083 | 7.176 | 9.539 | 11.267 | 14.178 | 16.012 | 17.707 | 18.665 | 19.779 | 21.405 | 21.936 | 21.853 | 21.766 | 21.839 | 22.331 | 22.504 | 22.59 | 23.065 | 23.174
NPgN | GSP | NPg Best View (Heavy Industry Sensitivity) | Electrolysers (MWh) | HARTMOOR | NPg Best View (Not in FES) (Heavy Industry Sensitivity) | Dem_BB000e_NPgExtra | MWh | NPgN | Hart Moor |  | 0 | 0 | 0.226 | 0.726 | 0.593 | 0.523 | 0.622 | 1.144 | 2.417 | 4.658 | 7.333 | 10.353 | 13.761 | 16.255 | 20.455 | 23.101 | 25.547 | 26.929 | 28.536 | 30.881 | 31.648 | 31.528 | 31.403 | 31.507 | 32.218 | 32.466 | 32.591 | 33.276 | 33.434
NPgN | GSP | NPg Best View (Heavy Industry Sensitivity) | Electrolysers (MWh) | HAWTHORN PIT GRID | NPg Best View (Not in FES) (Heavy Industry Sensitivity) | Dem_BB000e_NPgExtra | MWh | NPgN | Hawthorn Pit |  | 0 | 0 | 0.196 | 0.629 | 0.514 | 0.453 | 0.539 | 0.991 | 2.094 | 4.035 | 6.353 | 8.97 | 11.923 | 14.084 | 17.723 | 20.015 | 22.134 | 23.332 | 24.724 | 26.756 | 27.42 | 27.317 | 27.208 | 27.298 | 27.914 | 28.129 | 28.237 | 28.831 | 28.968
NPgN | GSP | NPg Best View (Heavy Industry Sensitivity) | Electrolysers (MWh) | KNARESBOROUGH | NPg Best View (Not in FES) (Heavy Industry Sensitivity) | Dem_BB000e_NPgExtra | MWh | NPgN | Knaresborough |  | 0 | 154.436 | 840.56 | 23432.708 | 35338.685 | 48291.401 | 63169.801 | 99229.38 | 135837.471 | 150313.369 | 151013.675 | 165703.69 | 180381.446 | 181039.246 | 202925.428 | 199618.508 | 200853.116 | 203736.709 | 219887.679 | 263420.724 | 297390.055 | 327598.643 | 360731.539 | 382377.674 | 401903.855 | 412987.797 | 417751.33 | 432095.239 | 434035.492
NPgN | GSP | NPg Best View (Heavy Industry Sensitivity) | Electrolysers (MWh) | LACKENBY | NPg Best View (Not in FES) (Heavy Industry Sensitivity) | Dem_BB000e_NPgExtra | MWh | NPgN | Lackenby |  | 0 | 0 | 0.203 | 0.654 | 0.535 | 0.471 | 0.561 | 1.031 | 2.178 | 4.197 | 6.607 | 9.329 | 12.4 | 14.647 | 18.432 | 20.816 | 23.019 | 24.265 | 25.713 | 27.826 | 28.517 | 28.409 | 28.296 | 28.39 | 29.031 | 29.255 | 29.367 | 29.984 | 30.126
NPgN | GSP | NPg Best View (Heavy Industry Sensitivity) | Electrolysers (MWh) | NORTON | NPg Best View (Not in FES) (Heavy Industry Sensitivity) | Dem_BB000e_NPgExtra | MWh | NPgN | Norton |  | 0 | 373.849 | 2028.515 | 56704.277 | 85529.173 | 116886.23 | 152900.156 | 240176.402 | 328759.636 | 363739.877 | 365361.003 | 400837.94 | 436274.462 | 437797.722 | 490661.986 | 482583.495 | 485504.384 | 492446.49 | 531499.194 | 636816.196 | 719025.732 | 792156.043 | 872365.518 | 924762.186 | 972010.22 | 998834.628 | 1010362.427 | 1045066.261 | 1049758.725
NPgN | GSP | NPg Best View (Heavy Industry Sensitivity) | Electrolysers (MWh) | OFFERTON | NPg Best View (Not in FES) (Heavy Industry Sensitivity) | Dem_BB000e_NPgExtra | MWh | NPgN | Offerton |  | 0 | 0 | 0 | 0 | 0 | 0 | 0 | 0 | 0 | 0 | 0 | 0 | 0 | 0 | 0 | 0 | 0 | 0 | 0 | 0 | 0 | 0 | 0 | 0 | 0 | 0 | 0 | 0 | 0
NPgN | GSP | NPg Best View (Heavy Industry Sensitivity) | Electrolysers (MWh) | OSBALDWICK | NPg Best View (Not in FES) (Heavy Industry Sensitivity) | Dem_BB000e_NPgExtra | MWh | NPgN | Osbaldwick |  | 0 | 453.643 | 2458.303 | 68796.894 | 103775.965 | 141826.783 | 185526.038 | 291422.968 | 398895.294 | 441310.147 | 443239.689 | 486246.286 | 529198.395 | 531011.735 | 595100.185 | 585260.264 | 588770.214 | 597174.597 | 644540.032 | 772302.669 | 872048.032 | 960788.766 | 1058119.719 | 1121698.327 | 1179020.877 | 1211567.126 | 1225553.638 | 1267654.946 | 1273346.738
NPgN | GSP | NPg Best View (Heavy Industry Sensitivity) | Electrolysers (MWh) | POPPLETON | NPg Best View (Not in FES) (Heavy Industry Sensitivity) | Dem_BB000e_NPgExtra | MWh | NPgN | Poppleton |  | 0 | 0 | 0.446 | 1.434 | 1.172 | 1.033 | 1.229 | 2.26 | 4.775 | 9.201 | 14.485 | 20.452 | 27.185 | 32.111 | 40.408 | 45.634 | 50.465 | 53.196 | 56.37 | 61.004 | 62.518 | 62.282 | 62.033 | 62.241 | 63.644 | 64.135 | 64.381 | 65.734 | 66.046
NPgN | GSP | NPg Best View (Heavy Industry Sensitivity) | Electrolysers (MWh) | SALTHOLME | NPg Best View (Not in FES) (Heavy Industry Sensitivity) | Dem_BB000e_NPgExtra | MWh | NPgN | Saltholme |  | 0 | 0 | 0 | 0 | 0 | 0 | 0 | 0 | 0 | 0 | 0 | 0 | 0 | 0 | 0 | 0 | 0 | 0 | 0 | 0 | 0 | 0 | 0 | 0 | 0 | 0 | 0 | 0 | 0
NPgN | GSP | NPg Best View (Heavy Industry Sensitivity) | Electrolysers (MWh) | SOUTH SHIELDS | NPg Best View (Not in FES) (Heavy Industry Sensitivity) | Dem_BB000e_NPgExtra | MWh | NPgN | South Shields |  | 0 | 0 | 0 | 0 | 0 | 0 | 0 | 0 | 0 | 0 | 0 | 0 | 0 | 0 | 0 | 0 | 0 | 0 | 0 | 0 | 0 | 0 | 0 | 0 | 0 | 0 | 0 | 0 | 0
NPgN | GSP | NPg Best View (Heavy Industry Sensitivity) | Electrolysers (MWh) | SPADEADAM | NPg Best View (Not in FES) (Heavy Industry Sensitivity) | Dem_BB000e_NPgExtra | MWh | NPgN | Spadeadam - Not in NG FES |  | 0 | 0 | 0.235 | 0.755 | 0.617 | 0.544 | 0.647 | 1.19 | 2.513 | 4.842 | 7.624 | 10.764 | 14.308 | 16.9 | 21.268 | 24.018 | 26.561 | 27.998 | 29.669 | 32.107 | 32.904 | 32.78 | 32.649 | 32.758 | 33.497 | 33.755 | 33.885 | 34.597 | 34.761
NPgN | GSP | NPg Best View (Heavy Industry Sensitivity) | Electrolysers (MWh) | SPENNYMOOR | NPg Best View (Not in FES) (Heavy Industry Sensitivity) | Dem_BB000e_NPgExtra | MWh | NPgN | Spennymoor |  | 0 | 303.092 | 1645.46 | 45974.835 | 69343.611 | 94765.532 | 123963.589 | 194723.331 | 266545.606 | 294913.927 | 296238.604 | 325012.641 | 353755.414 | 355000.044 | 397875.133 | 391335.898 | 393713.447 | 399347.003 | 431014.546 | 516407.595 | 583060.538 | 642349.218 | 707377.185 | 749857.29 | 788165.579 | 809913.971 | 819260.42 | 847398.614 | 851203.561
NPgN | GSP | NPg Best View (Heavy Industry Sensitivity) | Electrolysers (MWh) | STELLA NORTH | NPg Best View (Not in FES) (Heavy Industry Sensitivity) | Dem_BB000e_NPgExtra | MWh | NPgN | Stella North |  | 0 | 20.937 | 113.469 | 3175.283 | 4789.705 | 6545.903 | 8562.806 | 13450.399 | 18410.73 | 20368.426 | 20457.575 | 22442.61 | 24425.143 | 24508.923 | 27467.012 | 27012.951 | 27175.034 | 27562.979 | 29749.143 | 35645.991 | 40249.674 | 44345.417 | 48837.633 | 51772.049 | 54417.743 | 55919.894 | 56565.433 | 58508.604 | 58771.309
NPgN | GSP | NPg Best View (Heavy Industry Sensitivity) | Electrolysers (MWh) | STELLA SOUTH | NPg Best View (Not in FES) (Heavy Industry Sensitivity) | Dem_BB000e_NPgExtra | MWh | NPgN | Stella South |  | 0 | 147.989 | 801.626 | 22442.077 | 33853.25 | 46266.408 | 60521.969 | 95067.231 | 130125.33 | 143958.771 | 144584.336 | 158609.681 | 172616.687 | 173204.609 | 194105.623 | 190891.761 | 192033.226 | 194772.916 | 210222.274 | 251897.979 | 284436.102 | 313385.551 | 345137.337 | 365877.994 | 384576.898 | 395193.873 | 399756.415 | 413489.835 | 415346.399
NPgN | GSP | NPg Best View (Heavy Industry Sensitivity) | Electrolysers (MWh) | TYNEMOUTH | NPg Best View (Not in FES) (Heavy Industry Sensitivity) | Dem_BB000e_NPgExtra | MWh | NPgN | Tynemouth 1 |  | 0 | 5.689 | 30.799 | 862.706 | 1301.411 | 1778.631 | 2326.666 | 3654.687 | 5002.359 | 5533.983 | 5557.805 | 6096.74 | 6634.938 | 6657.327 | 7460.492 | 7336.712 | 7380.386 | 7485.594 | 8079.395 | 9681.384 | 10932.221 | 12045.17 | 13265.853 | 14063.202 | 14782.006 | 15190.146 | 15365.539 | 15893.451 | 15964.811
NPgN | GSP | NPg Best View (Heavy Industry Sensitivity) | Electrolysers (MWh) | WEST BOLDON | NPg Best View (Not in FES) (Heavy Industry Sensitivity) | Dem_BB000e_NPgExtra | MWh | NPgN | West Boldon |  | 0 | 0 | 0 | 0 | 0 | 0 | 0 | 0 | 0 | 0 | 0 | 0 | 0 | 0 | 0 | 0 | 0 | 0 | 0 | 0 | 0 | 0 | 0 | 0 | 0 | 0 | 0 | 0 | 0
NPgY | GSP | NPg Best View (Heavy Industry Sensitivity) | Electrolysers (MWh) | BRADFORD WEST | NPg Best View (Not in FES) (Heavy Industry Sensitivity) | Dem_BB000e_NPgExtra | MWh | NPgY | Bradford West |  | 0 | 92.589 | 510.553 | 14448.352 | 21948.018 | 30143.134 | 39586.97 | 45726.394 | 61821.09 | 68008.439 | 68243.311 | 74880.961 | 81606.299 | 81980.561 | 91933.404 | 90491.752 | 91113.3 | 92481.371 | 99890.359 | 119759.298 | 135440.492 | 149591.192 | 164948.188 | 175049.704 | 184397.348 | 189933.468 | 192628.136 | 199802.705 | 201301.942
NPgY | GSP | NPg Best View (Heavy Industry Sensitivity) | Electrolysers (MWh) | CAMBLESFORTH | NPg Best View (Not in FES) (Heavy Industry Sensitivity) | Dem_BB000e_NPgExtra | MWh | NPgY | Camblesforth |  | 0 | 0 | 0.248 | 0.796 | 0.651 | 0.574 | 0.682 | 1.255 | 2.652 | 5.109 | 8.044 | 11.358 | 15.097 | 17.832 | 22.44 | 25.342 | 28.025 | 29.542 | 31.305 | 33.878 | 34.718 | 34.588 | 34.45 | 34.565 | 35.344 | 35.617 | 35.753 | 36.505 | 36.678
NPgY | GSP | NPg Best View (Heavy Industry Sensitivity) | Electrolysers (MWh) | CREYKE BECK | NPg Best View (Not in FES) (Heavy Industry Sensitivity) | Dem_BB000e_NPgExtra | MWh | NPgY | Creyke Beck |  | 0 | 672.365 | 3693.848 | 104877.421 | 159346.753 | 218862.571 | 287436.078 | 331987.849 | 448787.539 | 493583.073 | 495126.351 | 543144.534 | 591775.991 | 594342.51 | 666363.473 | 655733.912 | 660099.088 | 669949.899 | 723655.207 | 867797.734 | 981625.388 | 1084392.589 | 1195920.115 | 1269269.243 | 1337107.128 | 1377294.402 | 1396855.059 | 1448913.995 | 1459791.617
NPgY | GSP | NPg Best View (Heavy Industry Sensitivity) | Electrolysers (MWh) | DRAX | NPg Best View (Not in FES) (Heavy Industry Sensitivity) | Dem_BB000e_NPgExtra | MWh | NPgY | Drax |  | 0 | 80.801 | 448.046 | 12616.933 | 19160.35 | 26311.364 | 34553.993 | 39917.563 | 53977.28 | 59401.631 | 59636.115 | 65462.048 | 71368.781 | 71722.905 | 80454.988 | 79226.061 | 79795.46 | 81004.614 | 87488.087 | 104853.376 | 118546.643 | 130894.495 | 144294.994 | 153111.637 | 161277.066 | 166111.121 | 168464.105 | 174732.832 | 176042.942
NPgY | GSP | NPg Best View (Heavy Industry Sensitivity) | Electrolysers (MWh) | ELLAND | NPg Best View (Not in FES) (Heavy Industry Sensitivity) | Dem_BB000e_NPgExtra | MWh | NPgY | Elland |  | 0 | 91.517 | 503.615 | 14277.739 | 21691.158 | 29791.693 | 39125.716 | 45191.672 | 61094.205 | 67199.728 | 67419.73 | 73966.794 | 80598.772 | 80957.374 | 90775.882 | 89338.909 | 89942.152 | 91288.101 | 98603.993 | 118232.191 | 133728.311 | 147715.683 | 162895.412 | 172879.474 | 182115.643 | 187586.524 | 190249.42 | 197337.795 | 198818.953
NPgY | GSP | NPg Best View (Heavy Industry Sensitivity) | Electrolysers (MWh) | FERRYBRIDGE A | NPg Best View (Not in FES) (Heavy Industry Sensitivity) | Dem_BB000e_NPgExtra | MWh | NPgY | Ferrybridge A |  | 0 | 0 | 1.338 | 4.3 | 3.516 | 3.098 | 3.685 | 6.778 | 14.32 | 27.591 | 43.438 | 61.333 | 81.522 | 96.294 | 121.177 | 136.849 | 151.336 | 159.526 | 169.045 | 182.939 | 187.479 | 186.773 | 186.027 | 186.648 | 190.858 | 192.33 | 193.068 | 197.126 | 198.061
NPgY | GSP | NPg Best View (Heavy Industry Sensitivity) | Electrolysers (MWh) | FERRYBRIDGE B | NPg Best View (Not in FES) (Heavy Industry Sensitivity) | Dem_BB000e_NPgExtra | MWh | NPgY | Ferrybridge B (_M) |  | 0 | 339.206 | 1863.722 | 52910.987 | 80390.518 | 110416.038 | 145011.28 | 167487.963 | 226414.154 | 249015.225 | 249796 | 274023.53 | 298560.773 | 299857.622 | 336195.461 | 330835.045 | 333039.273 | 338010.116 | 365105.626 | 437827.088 | 495253.478 | 547099.172 | 603364.421 | 640368.955 | 674593.578 | 694868.16 | 704736.564 | 731000.726 | 736488.589
NPgY | GSP | NPg Best View (Heavy Industry Sensitivity) | Electrolysers (MWh) | GRIMSBY WEST | NPg Best View (Not in FES) (Heavy Industry Sensitivity) | Dem_BB000e_NPgExtra | MWh | NPgY | Grimsby West |  | 0 | 217.737 | 1194.363 | 33957.316 | 51597.61 | 70871.639 | 93077.503 | 107500.775 | 145314.503 | 159802.691 | 160280.627 | 175806.06 | 191526.932 | 192337.714 | 215626.517 | 212162.674 | 213556.32 | 216735.098 | 234113.776 | 280773.387 | 317628.794 | 350909.64 | 387027.462 | 410779.805 | 432742.456 | 445754.573 | 452088.03 | 468941.076 | 472462.368
NPgY | GSP | NPg Best View (Heavy Industry Sensitivity) | Electrolysers (MWh) | JORDANTHORPE | NPg Best View (Not in FES) (Heavy Industry Sensitivity) | Dem_BB000e_NPgExtra | MWh | NPgY | Jordanthorpe |  | 0 | 0 | 0 | 0 | 0 | 0 | 0 | 0 | 0 | 0 | 0 | 0 | 0 | 0 | 0 | 0 | 0 | 0 | 0 | 0 | 0 | 0 | 0 | 0 | 0 | 0 | 0 | 0 | 0
NPgY | GSP | NPg Best View (Heavy Industry Sensitivity) | Electrolysers (MWh) | KEADBY | NPg Best View (Not in FES) (Heavy Industry Sensitivity) | Dem_BB000e_NPgExtra | MWh | NPgY | Keadby |  | 0 | 1121.914 | 6151.69 | 174961.143 | 265856.127 | 365168.457 | 479585.589 | 553897.561 | 748723.482 | 823351.684 | 825785.887 | 905750.321 | 986717.655 | 990868.813 | 1110822.343 | 1092946.399 | 1100101.339 | 1116465.658 | 1205994.162 | 1446388.089 | 1636281.537 | 1807766.069 | 1993868.508 | 2116253.984 | 2229411.441 | 2296455.186 | 2329087.703 | 2415917.621 | 2434059.797
NPgY | GSP | NPg Best View (Heavy Industry Sensitivity) | Electrolysers (MWh) | KIRKSTALL B | NPg Best View (Not in FES) (Heavy Industry Sensitivity) | Dem_BB000e_NPgExtra | MWh | NPgY | Kirkstall B |  | 0 | 38.207 | 209.272 | 5957.672 | 9053.286 | 12435.495 | 16331.936 | 18862.148 | 25495.777 | 28035.032 | 28115.242 | 30835.441 | 33589.404 | 33728.268 | 37809.133 | 37197.699 | 37438.907 | 37994.814 | 41042.143 | 49226.539 | 55692.699 | 61532.822 | 67870.774 | 72038.576 | 75891.504 | 78174.467 | 79285.661 | 82242.015 | 82859.699
NPgY | GSP | NPg Best View (Heavy Industry Sensitivity) | Electrolysers (MWh) | NEEPSEND | NPg Best View (Not in FES) (Heavy Industry Sensitivity) | Dem_BB000e_NPgExtra | MWh | NPgY | Neepsend |  | 0 | 0 | 0 | 0 | 0 | 0 | 0 | 0 | 0 | 0 | 0 | 0 | 0 | 0 | 0 | 0 | 0 | 0 | 0 | 0 | 0 | 0 | 0 | 0 | 0 | 0 | 0 | 0 | 0
NPgY | GSP | NPg Best View (Heavy Industry Sensitivity) | Electrolysers (MWh) | NORTON LEES | NPg Best View (Not in FES) (Heavy Industry Sensitivity) | Dem_BB000e_NPgExtra | MWh | NPgY | Norton Lees |  | 0 | 0 | 0 | 0 | 0 | 0 | 0 | 0 | 0 | 0 | 0 | 0 | 0 | 0 | 0 | 0 | 0 | 0 | 0 | 0 | 0 | 0 | 0 | 0 | 0 | 0 | 0 | 0 | 0
NPgY | GSP | NPg Best View (Heavy Industry Sensitivity) | Electrolysers (MWh) | PITSMOOR 3/4 | NPg Best View (Not in FES) (Heavy Industry Sensitivity) | Dem_BB000e_NPgExtra | MWh | NPgY | Pitsmoor |  | 0 | 0 | 0 | 0 | 0 | 0 | 0 | 0 | 0 | 0 | 0 | 0 | 0 | 0 | 0 | 0 | 0 | 0 | 0 | 0 | 0 | 0 | 0 | 0 | 0 | 0 | 0 | 0 | 0
NPgY | GSP | NPg Best View (Heavy Industry Sensitivity) | Electrolysers (MWh) | SALTEND NORTH | NPg Best View (Not in FES) (Heavy Industry Sensitivity) | Dem_BB000e_NPgExtra | MWh | NPgY | Saltend North |  | 0 | 0.417 | 2.534 | 65.87 | 99.536 | 136.401 | 179.069 | 207.279 | 281.132 | 311.325 | 315.135 | 348.161 | 381.98 | 386.232 | 435.414 | 431.638 | 436.955 | 444.544 | 479.591 | 571.559 | 643.027 | 706.685 | 775.774 | 821.412 | 864.276 | 889.484 | 901.758 | 934.8 | 941.72
NPgY | GSP | NPg Best View (Heavy Industry Sensitivity) | Electrolysers (MWh) | SHEFFIELD CITY | NPg Best View (Not in FES) (Heavy Industry Sensitivity) | Dem_BB000e_NPgExtra | MWh | NPgY | Sheffield City |  | 0 | 0 | 0 | 0 | 0 | 0 | 0 | 0 | 0 | 0 | 0 | 0 | 0 | 0 | 0 | 0 | 0 | 0 | 0 | 0 | 0 | 0 | 0 | 0 | 0 | 0 | 0 | 0 | 0
NPgY | GSP | NPg Best View (Heavy Industry Sensitivity) | Electrolysers (MWh) | SKELTON GRANGE | NPg Best View (Not in FES) (Heavy Industry Sensitivity) | Dem_BB000e_NPgExtra | MWh | NPgY | Skelton Grange |  | 0 | 98.389 | 539.149 | 15342.524 | 23313.96 | 32023.48 | 42057.398 | 48573.573 | 65657.367 | 72198.713 | 72408.198 | 79416.353 | 86511.882 | 86872.21 | 97385.539 | 95813.924 | 96437.746 | 97870.79 | 105719.796 | 126798.179 | 143450.165 | 158489.06 | 174809.915 | 185542.625 | 195465.161 | 201344.341 | 204205.936 | 211819.658 | 213410.441
NPgY | GSP | NPg Best View (Heavy Industry Sensitivity) | Electrolysers (MWh) | TEMPLEBOROUGH 275/33KV | NPg Best View (Not in FES) (Heavy Industry Sensitivity) | Dem_BB000e_NPgExtra | MWh | NPgY | Templeborough |  | 0 | 0 | 0 | 0 | 0 | 0 | 0 | 0 | 0 | 0 | 0 | 0 | 0 | 0 | 0 | 0 | 0 | 0 | 0 | 0 | 0 | 0 | 0 | 0 | 0 | 0 | 0 | 0 | 0
NPgY | GSP | NPg Best View (Heavy Industry Sensitivity) | Electrolysers (MWh) | THURCROFT | NPg Best View (Not in FES) (Heavy Industry Sensitivity) | Dem_BB000e_NPgExtra | MWh | NPgY | Thurcroft |  | 0 | 0 | 6.838 | 21.979 | 17.968 | 15.833 | 18.836 | 34.643 | 73.19 | 141.022 | 222.018 | 313.478 | 416.67 | 492.169 | 619.35 | 699.451 | 773.497 | 815.357 | 864.007 | 935.021 | 958.226 | 954.618 | 950.806 | 953.98 | 975.495 | 983.02 | 986.794 | 1007.531 | 1012.313
NPgY | GSP | NPg Best View (Heavy Industry Sensitivity) | Electrolysers (MWh) | WEST MELTON / THORPE MARSH | NPg Best View (Not in FES) (Heavy Industry Sensitivity) | Dem_BB000e_NPgExtra | MWh | NPgY | Thorpe Marsh |  | 0 | 242.245 | 1331.673 | 37788.756 | 57412.938 | 78855.535 | 103562.131 | 119615.516 | 161701.722 | 177849.197 | 178414.974 | 195726.376 | 213260.147 | 214193.924 | 240157.548 | 236337.486 | 237919.123 | 241473.295 | 260828.548 | 312769.967 | 353783.536 | 390808.924 | 430990.53 | 457417.747 | 481861.535 | 496341.447 | 503389.377 | 522148.101 | 526067.757
NPgY | GSP | NPg Best View (Heavy Industry Sensitivity) | Electrolysers (MWh) | WEST MELTON SECTION 3 | NPg Best View (Not in FES) (Heavy Industry Sensitivity) | Dem_BB000e_NPgExtra | MWh | NPgY | West Melton |  | 0 | 276.387 | 1516.351 | 43105.059 | 65496.853 | 89962.526 | 118149.967 | 136458.972 | 184459.873 | 202853.329 | 203463.196 | 223174.225 | 243133.797 | 244165.95 | 273732.929 | 269339.206 | 271111.169 | 275147.844 | 297209.627 | 356440.453 | 403224.292 | 445469.656 | 491316.166 | 521466.658 | 549346.103 | 565863.513 | 573903.123 | 595296.588 | 599766.579
NPgY | GSP | NPg Best View (Heavy Industry Sensitivity) | Electrolysers (MWh) | WINCOBANK | NPg Best View (Not in FES) (Heavy Industry Sensitivity) | Dem_BB000e_NPgExtra | MWh | NPgY | Wincobank |  | 0 | 0 | 0 | 0 | 0 | 0 | 0 | 0 | 0 | 0 | 0 | 0 | 0 | 0 | 0 | 0 | 0 | 0 | 0 | 0 | 0 | 0 | 0 | 0 | 0 | 0 | 0 | 0 | 0
NPgN | GSP | NG FES - Consumer Transformation (Heavy Industry Sensitivity) | Electrolysers (MWh) | BLYTH 66kV | Consumer Transformation (Heavy Industry Sensitivity) | Dem_BB000e_NPgExtra | MWh | NPgN | Blyth 66kV |  | 0 | 0 | 0.178 | 0.449 | 0.486 | 0.543 | 0.613 | 0.914 | 1.817 | 4.094 | 8.236 | 14.836 | 24.548 | 37.377 | 53.145 | 70.407 | 87.269 | 103.41 | 118.869 | 132.762 | 139.171 | 137.642 | 143.665 | 147.982 | 151.392 | 153.937 | 156.17 | 157.968 | 156.072
NPgN | GSP | NG FES - Consumer Transformation (Heavy Industry Sensitivity) | Electrolysers (MWh) | BLYTH 132kV | Consumer Transformation (Heavy Industry Sensitivity) | Dem_BB000e_NPgExtra | MWh | NPgN | Blyth 132kV |  | 0 | 143.703 | 293.012 | 144.016 | 325.624 | 1734.464 | 3300.389 | 5557.324 | 12822.293 | 16938.715 | 28038.963 | 38034.227 | 49970.697 | 56683.272 | 65849.53 | 73209.56 | 73551.104 | 75368.234 | 81797.802 | 104850.262 | 119110.237 | 129237.958 | 139681.054 | 143696.587 | 146309.444 | 144036.331 | 141199.309 | 134789.329 | 126954.089
NPgN | GSP | NG FES - Consumer Transformation (Heavy Industry Sensitivity) | Electrolysers (MWh) | FOURSTONES | Consumer Transformation (Heavy Industry Sensitivity) | Dem_BB000e_NPgExtra | MWh | NPgN | Fourstones |  | 0 | 0 | 0.018 | 0.045 | 0.049 | 0.054 | 0.061 | 0.091 | 0.182 | 0.409 | 0.824 | 1.484 | 2.455 | 3.738 | 5.315 | 7.041 | 8.727 | 10.341 | 11.887 | 13.276 | 13.917 | 13.764 | 14.367 | 14.798 | 15.139 | 15.394 | 15.617 | 15.797 | 15.607
NPgN | GSP | NG FES - Consumer Transformation (Heavy Industry Sensitivity) | Electrolysers (MWh) | HARTMOOR | Consumer Transformation (Heavy Industry Sensitivity) | Dem_BB000e_NPgExtra | MWh | NPgN | Hart Moor |  | 0 | 0 | 0.026 | 0.065 | 0.07 | 0.078 | 0.088 | 0.132 | 0.262 | 0.591 | 1.188 | 2.14 | 3.542 | 5.393 | 7.667 | 10.158 | 12.591 | 14.919 | 17.149 | 19.154 | 20.079 | 19.858 | 20.727 | 21.35 | 21.842 | 22.209 | 22.531 | 22.79 | 22.517
NPgN | GSP | NG FES - Consumer Transformation (Heavy Industry Sensitivity) | Electrolysers (MWh) | HAWTHORN PIT GRID | Consumer Transformation (Heavy Industry Sensitivity) | Dem_BB000e_NPgExtra | MWh | NPgN | Hawthorn Pit |  | 0 | 0 | 0.022 | 0.056 | 0.061 | 0.068 | 0.077 | 0.114 | 0.227 | 0.512 | 1.03 | 1.855 | 3.069 | 4.672 | 6.643 | 8.801 | 10.909 | 12.926 | 14.859 | 16.595 | 17.396 | 17.205 | 17.958 | 18.498 | 18.924 | 19.242 | 19.521 | 19.746 | 19.509
NPgN | GSP | NG FES - Consumer Transformation (Heavy Industry Sensitivity) | Electrolysers (MWh) | KNARESBOROUGH | Consumer Transformation (Heavy Industry Sensitivity) | Dem_BB000e_NPgExtra | MWh | NPgN | Knaresborough |  | 0 | 139.256 | 284.339 | 140.556 | 316.624 | 1681.994 | 3199.616 | 5387.377 | 12429.53 | 16423.617 | 27189.547 | 36890.134 | 48478.756 | 55012.046 | 63929.604 | 71100.14 | 71468.493 | 73265.17 | 79530.038 | 101899.932 | 115732.833 | 125543.76 | 135677.044 | 139577.884 | 142117.445 | 139920.315 | 137176.035 | 130968.398 | 123371.421
NPgN | GSP | NG FES - Consumer Transformation (Heavy Industry Sensitivity) | Electrolysers (MWh) | LACKENBY | Consumer Transformation (Heavy Industry Sensitivity) | Dem_BB000e_NPgExtra | MWh | NPgN | Lackenby |  | 0 | 0 | 0.023 | 0.058 | 0.063 | 0.071 | 0.08 | 0.119 | 0.236 | 0.532 | 1.071 | 1.929 | 3.191 | 4.859 | 6.909 | 9.153 | 11.345 | 13.443 | 15.453 | 17.259 | 18.092 | 17.893 | 18.676 | 19.238 | 19.681 | 20.012 | 20.302 | 20.536 | 20.289
NPgN | GSP | NG FES - Consumer Transformation (Heavy Industry Sensitivity) | Electrolysers (MWh) | NORTON | Consumer Transformation (Heavy Industry Sensitivity) | Dem_BB000e_NPgExtra | MWh | NPgN | Norton |  | 0 | 337.102 | 687.598 | 338.451 | 764.522 | 4069.493 | 7742.975 | 13037.761 | 30081.345 | 39740.868 | 65785.779 | 89241.952 | 117256.113 | 133020.191 | 154544.202 | 171833.161 | 172657.43 | 176942.178 | 192045.968 | 246142.021 | 279602.199 | 303357.974 | 327863.893 | 337289.538 | 343423.509 | 338094.664 | 331442.56 | 316408.325 | 298025.627
NPgN | GSP | NG FES - Consumer Transformation (Heavy Industry Sensitivity) | Electrolysers (MWh) | OFFERTON | Consumer Transformation (Heavy Industry Sensitivity) | Dem_BB000e_NPgExtra | MWh | NPgN | Offerton |  | 0 | 0 | 0 | 0 | 0 | 0 | 0 | 0 | 0 | 0 | 0 | 0 | 0 | 0 | 0 | 0 | 0 | 0 | 0 | 0 | 0 | 0 | 0 | 0 | 0 | 0 | 0 | 0 | 0
NPgN | GSP | NG FES - Consumer Transformation (Heavy Industry Sensitivity) | Electrolysers (MWh) | OSBALDWICK | Consumer Transformation (Heavy Industry Sensitivity) | Dem_BB000e_NPgExtra | MWh | NPgN | Osbaldwick |  | 0 | 409.053 | 833.996 | 409.778 | 926.715 | 4936.975 | 9394.374 | 15818.655 | 36498.149 | 48214.758 | 79810.231 | 108259.45 | 142233.192 | 161335.905 | 187421.978 | 208366.051 | 209332.062 | 214498.612 | 232794.775 | 298408.785 | 338997.627 | 367826.874 | 397551.062 | 408979.742 | 416416.017 | 409944.637 | 401868.199 | 383621.45 | 361319.038
NPgN | GSP | NG FES - Consumer Transformation (Heavy Industry Sensitivity) | Electrolysers (MWh) | POPPLETON | Consumer Transformation (Heavy Industry Sensitivity) | Dem_BB000e_NPgExtra | MWh | NPgN | Poppleton |  | 0 | 0 | 0.051 | 0.128 | 0.138 | 0.155 | 0.175 | 0.26 | 0.518 | 1.167 | 2.347 | 4.228 | 6.996 | 10.653 | 15.146 | 20.066 | 24.872 | 29.472 | 33.878 | 37.837 | 39.664 | 39.228 | 40.945 | 42.175 | 43.147 | 43.872 | 44.508 | 45.021 | 44.481
NPgN | GSP | NG FES - Consumer Transformation (Heavy Industry Sensitivity) | Electrolysers (MWh) | SALTHOLME | Consumer Transformation (Heavy Industry Sensitivity) | Dem_BB000e_NPgExtra | MWh | NPgN | Saltholme |  | 0 | 0 | 0 | 0 | 0 | 0 | 0 | 0 | 0 | 0 | 0 | 0 | 0 | 0 | 0 | 0 | 0 | 0 | 0 | 0 | 0 | 0 | 0 | 0 | 0 | 0 | 0 | 0 | 0
NPgN | GSP | NG FES - Consumer Transformation (Heavy Industry Sensitivity) | Electrolysers (MWh) | SOUTH SHIELDS | Consumer Transformation (Heavy Industry Sensitivity) | Dem_BB000e_NPgExtra | MWh | NPgN | South Shields |  | 0 | 0 | 0 | 0 | 0 | 0 | 0 | 0 | 0 | 0 | 0 | 0 | 0 | 0 | 0 | 0 | 0 | 0 | 0 | 0 | 0 | 0 | 0 | 0 | 0 | 0 | 0 | 0 | 0
NPgN | GSP | NG FES - Consumer Transformation (Heavy Industry Sensitivity) | Electrolysers (MWh) | SPADEADAM | Consumer Transformation (Heavy Industry Sensitivity) | Dem_BB000e_NPgExtra | MWh | NPgN | Spadeadam - Not in NG FES |  | 0 | 0 | 0.027 | 0.067 | 0.073 | 0.081 | 0.092 | 0.137 | 0.273 | 0.614 | 1.235 | 2.225 | 3.682 | 5.607 | 7.972 | 10.561 | 13.09 | 15.512 | 17.83 | 19.914 | 20.876 | 20.646 | 21.55 | 22.197 | 22.709 | 23.091 | 23.425 | 23.695 | 23.411
NPgN | GSP | NG FES - Consumer Transformation (Heavy Industry Sensitivity) | Electrolysers (MWh) | SPENNYMOOR | Consumer Transformation (Heavy Industry Sensitivity) | Dem_BB000e_NPgExtra | MWh | NPgN | Spennymoor |  | 0 | 273.3 | 557.558 | 274.645 | 620.095 | 3299.576 | 6277.827 | 10570.653 | 24388.951 | 32221.518 | 53339.301 | 72359.683 | 95077.12 | 107864.755 | 125323.803 | 139350.19 | 140027.89 | 143510.71 | 155764.5 | 199629.723 | 226760.574 | 246019.304 | 265890.429 | 273534.525 | 278509.445 | 274190.6 | 268798.771 | 256611.029 | 241706.512
NPgN | GSP | NG FES - Consumer Transformation (Heavy Industry Sensitivity) | Electrolysers (MWh) | STELLA NORTH | Consumer Transformation (Heavy Industry Sensitivity) | Dem_BB000e_NPgExtra | MWh | NPgN | Stella North |  | 0 | 18.879 | 38.493 | 18.915 | 42.774 | 227.864 | 433.592 | 730.1 | 1684.548 | 2225.328 | 3683.609 | 4996.69 | 6564.765 | 7446.498 | 8650.555 | 9617.296 | 9661.966 | 9900.504 | 10745.024 | 13773.447 | 15646.82 | 16977.4 | 18349.323 | 18876.825 | 19220.056 | 18921.388 | 18548.639 | 17706.486 | 16677.129
NPgN | GSP | NG FES - Consumer Transformation (Heavy Industry Sensitivity) | Electrolysers (MWh) | STELLA SOUTH | Consumer Transformation (Heavy Industry Sensitivity) | Dem_BB000e_NPgExtra | MWh | NPgN | Stella South |  | 0 | 133.442 | 272.031 | 133.585 | 302.214 | 1610.441 | 3064.533 | 5160.218 | 11906.157 | 15727.907 | 26034.209 | 35313.614 | 46394.592 | 52623.642 | 61130.208 | 67959.021 | 68270.613 | 69952.669 | 75918.052 | 97319.937 | 110559.608 | 119964.694 | 129660.145 | 133387.537 | 135812.705 | 133701.057 | 131065.867 | 125112.979 | 117837.816
NPgN | GSP | NG FES - Consumer Transformation (Heavy Industry Sensitivity) | Electrolysers (MWh) | TYNEMOUTH | Consumer Transformation (Heavy Industry Sensitivity) | Dem_BB000e_NPgExtra | MWh | NPgN | Tynemouth 1 |  | 0 | 5.13 | 10.456 | 5.13 | 11.612 | 61.905 | 117.806 | 198.369 | 457.7 | 604.596 | 1000.763 | 1357.421 | 1783.301 | 2022.614 | 2349.448 | 2611.764 | 2623.536 | 2688.003 | 2917.147 | 3739.754 | 4248.664 | 4610.254 | 4982.914 | 5126.157 | 5219.349 | 5138.137 | 5036.802 | 4807.926 | 4528.261
NPgN | GSP | NG FES - Consumer Transformation (Heavy Industry Sensitivity) | Electrolysers (MWh) | WEST BOLDON | Consumer Transformation (Heavy Industry Sensitivity) | Dem_BB000e_NPgExtra | MWh | NPgN | West Boldon |  | 0 | 0 | 0 | 0 | 0 | 0 | 0 | 0 | 0 | 0 | 0 | 0 | 0 | 0 | 0 | 0 | 0 | 0 | 0 | 0 | 0 | 0 | 0 | 0 | 0 | 0 | 0 | 0 | 0
NPgY | GSP | NG FES - Consumer Transformation (Heavy Industry Sensitivity) | Electrolysers (MWh) | BRADFORD WEST | Consumer Transformation (Heavy Industry Sensitivity) | Dem_BB000e_NPgExtra | MWh | NPgY | Bradford West |  | 0 | 85.49 | 175.489 | 81.367 | 181.413 | 1032.388 | 1981.529 | 3366.647 | 7896.189 | 10486.303 | 17463.148 | 23764.722 | 31304.436 | 35552.734 | 41303.115 | 45884.189 | 46047.216 | 47160.998 | 51268.901 | 66007.076 | 75419.847 | 82293.696 | 88605.895 | 90993.799 | 92593.442 | 91162.835 | 89483.979 | 85509.575 | 80541.858
NPgY | GSP | NG FES - Consumer Transformation (Heavy Industry Sensitivity) | Electrolysers (MWh) | CAMBLESFORTH | Consumer Transformation (Heavy Industry Sensitivity) | Dem_BB000e_NPgExtra | MWh | NPgY | Camblesforth |  | 0 | 0 | 0.028 | 0.071 | 0.077 | 0.086 | 0.097 | 0.145 | 0.288 | 0.648 | 1.304 | 2.348 | 3.885 | 5.916 | 8.411 | 11.143 | 13.812 | 16.367 | 18.813 | 21.012 | 22.027 | 21.785 | 22.738 | 23.421 | 23.961 | 24.364 | 24.717 | 25.002 | 24.702
NPgY | GSP | NG FES - Consumer Transformation (Heavy Industry Sensitivity) | Electrolysers (MWh) | CREYKE BECK | Consumer Transformation (Heavy Industry Sensitivity) | Dem_BB000e_NPgExtra | MWh | NPgY | Creyke Beck |  | 0 | 620.811 | 1272.809 | 586.936 | 1313.141 | 7492.27 | 14384.158 | 24440.015 | 57324.876 | 76113.904 | 126742.302 | 172445.48 | 227112.571 | 257850.676 | 299470.923 | 332586.785 | 333623.036 | 341569.825 | 371265.391 | 478169.871 | 546467.707 | 596397.817 | 642183.192 | 659485.957 | 671072.434 | 660661.332 | 648450.222 | 619573.036 | 583514.915
NPgY | GSP | NG FES - Consumer Transformation (Heavy Industry Sensitivity) | Electrolysers (MWh) | DRAX | Consumer Transformation (Heavy Industry Sensitivity) | Dem_BB000e_NPgExtra | MWh | NPgY | Drax |  | 0 | 74.606 | 153.43 | 71.723 | 159.091 | 901.818 | 1730.235 | 2939.492 | 6893.813 | 9157.803 | 15253.015 | 20762.836 | 27358.124 | 31085.989 | 36129.384 | 40154.715 | 40323.827 | 41321.504 | 44931.033 | 57814.998 | 66039.623 | 72035.925 | 77554.102 | 79644.871 | 81046.291 | 79801.866 | 78340.3 | 74874.742 | 70536.451
NPgY | GSP | NG FES - Consumer Transformation (Heavy Industry Sensitivity) | Electrolysers (MWh) | ELLAND | Consumer Transformation (Heavy Industry Sensitivity) | Dem_BB000e_NPgExtra | MWh | NPgY | Elland |  | 0 | 84.5 | 173.34 | 80.13 | 178.994 | 1020.077 | 1958.18 | 3327.061 | 7803.559 | 10362.186 | 17255.523 | 23479.798 | 30925.836 | 35116.531 | 40789.989 | 45306.701 | 45456.791 | 46547.098 | 50597.301 | 65155.7 | 74455.268 | 81250.519 | 87485.673 | 89843.096 | 91421.98 | 90006.272 | 88345.395 | 84415.838 | 79506.89
NPgY | GSP | NG FES - Consumer Transformation (Heavy Industry Sensitivity) | Electrolysers (MWh) | FERRYBRIDGE A | Consumer Transformation (Heavy Industry Sensitivity) | Dem_BB000e_NPgExtra | MWh | NPgY | Ferrybridge A |  | 0 | 0 | 0.152 | 0.384 | 0.415 | 0.464 | 0.524 | 0.781 | 1.553 | 3.499 | 7.039 | 12.68 | 20.981 | 31.945 | 45.421 | 60.175 | 74.586 | 88.381 | 101.593 | 113.467 | 118.944 | 117.637 | 122.786 | 126.475 | 129.39 | 131.565 | 133.473 | 135.009 | 133.389
NPgY | GSP | NG FES - Consumer Transformation (Heavy Industry Sensitivity) | Electrolysers (MWh) | FERRYBRIDGE B | Consumer Transformation (Heavy Industry Sensitivity) | Dem_BB000e_NPgExtra | MWh | NPgY | Ferrybridge B (_M) |  | 0 | 313.197 | 642.15 | 296.161 | 662.534 | 3779.895 | 7256.844 | 12330.034 | 28920.469 | 38399.755 | 63942.144 | 87000.062 | 114580.62 | 130089.434 | 151088.61 | 167797.521 | 168322.304 | 172333.35 | 187316.517 | 241251.2 | 275708.043 | 300897.475 | 323996.794 | 332726.505 | 338572.257 | 333320.184 | 327159.974 | 312591.721 | 294400.266
NPgY | GSP | NG FES - Consumer Transformation (Heavy Industry Sensitivity) | Electrolysers (MWh) | GRIMSBY WEST | Consumer Transformation (Heavy Industry Sensitivity) | Dem_BB000e_NPgExtra | MWh | NPgY | Grimsby West |  | 0 | 201.042 | 411.974 | 189.543 | 424.672 | 2425.639 | 4657.408 | 7913.517 | 18561.805 | 24643.715 | 41034.211 | 55826.842 | 73518.659 | 83457.703 | 96917.331 | 107621.161 | 107936.882 | 110491.343 | 120089.677 | 154692.995 | 176802.849 | 192973.891 | 207793.82 | 213392.021 | 217140.14 | 213765.638 | 209808.594 | 200454.961 | 188780.221
NPgY | GSP | NG FES - Consumer Transformation (Heavy Industry Sensitivity) | Electrolysers (MWh) | JORDANTHORPE | Consumer Transformation (Heavy Industry Sensitivity) | Dem_BB000e_NPgExtra | MWh | NPgY | Jordanthorpe |  | 0 | 0 | 0 | 0 | 0 | 0 | 0 | 0 | 0 | 0 | 0 | 0 | 0 | 0 | 0 | 0 | 0 | 0 | 0 | 0 | 0 | 0 | 0 | 0 | 0 | 0 | 0 | 0 | 0
NPgY | GSP | NG FES - Consumer Transformation (Heavy Industry Sensitivity) | Electrolysers (MWh) | KEADBY | Consumer Transformation (Heavy Industry Sensitivity) | Dem_BB000e_NPgExtra | MWh | NPgY | Keadby |  | 0 | 1035.89 | 2122.468 | 975.951 | 2187.427 | 12497.541 | 23996.875 | 40773.877 | 95638.983 | 126973.211 | 211420.717 | 287631.282 | 378775.455 | 429967.822 | 499295.89 | 554422.112 | 556023.051 | 569160.459 | 618593.255 | 796869.409 | 910783.075 | 994108.513 | 1070460.611 | 1099299.351 | 1118606.726 | 1101215.329 | 1080822.794 | 1032624.405 | 972471.914
NPgY | GSP | NG FES - Consumer Transformation (Heavy Industry Sensitivity) | Electrolysers (MWh) | KIRKSTALL B | Consumer Transformation (Heavy Industry Sensitivity) | Dem_BB000e_NPgExtra | MWh | NPgY | Kirkstall B |  | 0 | 35.278 | 72.256 | 33.171 | 74.424 | 425.532 | 817.138 | 1388.445 | 3256.777 | 4323.552 | 7198.859 | 9793.297 | 12895.856 | 14637.381 | 16996.102 | 18870.954 | 18923.03 | 19368.091 | 21049.312 | 27118.594 | 30997.06 | 33834.977 | 36434.318 | 37415.812 | 38072.842 | 37480.199 | 36785.395 | 35143.711 | 33095.458
NPgY | GSP | NG FES - Consumer Transformation (Heavy Industry Sensitivity) | Electrolysers (MWh) | NEEPSEND | Consumer Transformation (Heavy Industry Sensitivity) | Dem_BB000e_NPgExtra | MWh | NPgY | Neepsend |  | 0 | 0 | 0 | 0 | 0 | 0 | 0 | 0 | 0 | 0 | 0 | 0 | 0 | 0 | 0 | 0 | 0 | 0 | 0 | 0 | 0 | 0 | 0 | 0 | 0 | 0 | 0 | 0 | 0
NPgY | GSP | NG FES - Consumer Transformation (Heavy Industry Sensitivity) | Electrolysers (MWh) | NORTON LEES | Consumer Transformation (Heavy Industry Sensitivity) | Dem_BB000e_NPgExtra | MWh | NPgY | Norton Lees |  | 0 | 0 | 0 | 0 | 0 | 0 | 0 | 0 | 0 | 0 | 0 | 0 | 0 | 0 | 0 | 0 | 0 | 0 | 0 | 0 | 0 | 0 | 0 | 0 | 0 | 0 | 0 | 0 | 0
NPgY | GSP | NG FES - Consumer Transformation (Heavy Industry Sensitivity) | Electrolysers (MWh) | PITSMOOR 3/4 | Consumer Transformation (Heavy Industry Sensitivity) | Dem_BB000e_NPgExtra | MWh | NPgY | Pitsmoor |  | 0 | 0 | 0 | 0 | 0 | 0 | 0 | 0 | 0 | 0 | 0 | 0 | 0 | 0 | 0 | 0 | 0 | 0 | 0 | 0 | 0 | 0 | 0 | 0 | 0 | 0 | 0 | 0 | 0
NPgY | GSP | NG FES - Consumer Transformation (Heavy Industry Sensitivity) | Electrolysers (MWh) | SALTEND NORTH | Consumer Transformation (Heavy Industry Sensitivity) | Dem_BB000e_NPgExtra | MWh | NPgY | Saltend North |  | 0 | 0.385 | 0.817 | 0.433 | 0.89 | 4.734 | 9.022 | 15.31 | 35.86 | 47.872 | 79.934 | 109.316 | 144.741 | 165.794 | 194.053 | 217.263 | 220.501 | 227.917 | 248.726 | 317.218 | 360.595 | 391.35 | 420.695 | 432.099 | 439.815 | 433.745 | 426.509 | 408.862 | 386.19
NPgY | GSP | NG FES - Consumer Transformation (Heavy Industry Sensitivity) | Electrolysers (MWh) | SHEFFIELD CITY | Consumer Transformation (Heavy Industry Sensitivity) | Dem_BB000e_NPgExtra | MWh | NPgY | Sheffield City |  | 0 | 0 | 0 | 0 | 0 | 0 | 0 | 0 | 0 | 0 | 0 | 0 | 0 | 0 | 0 | 0 | 0 | 0 | 0 | 0 | 0 | 0 | 0 | 0 | 0 | 0 | 0 | 0 | 0
NPgY | GSP | NG FES - Consumer Transformation (Heavy Industry Sensitivity) | Electrolysers (MWh) | SKELTON GRANGE | Consumer Transformation (Heavy Industry Sensitivity) | Dem_BB000e_NPgExtra | MWh | NPgY | Skelton Grange |  | 0 | 90.845 | 186.096 | 85.492 | 191.727 | 1095.883 | 2104.327 | 3575.559 | 8386.883 | 11134.317 | 18539.238 | 25221.274 | 33212.276 | 37698.945 | 43775.432 | 48606.136 | 48742.907 | 49891.549 | 54223.343 | 69854.678 | 79843.212 | 87150.951 | 93845.522 | 96373.671 | 98066.141 | 96540.416 | 94751.567 | 90524.315 | 85249.517
NPgY | GSP | NG FES - Consumer Transformation (Heavy Industry Sensitivity) | Electrolysers (MWh) | TEMPLEBOROUGH 275/33KV | Consumer Transformation (Heavy Industry Sensitivity) | Dem_BB000e_NPgExtra | MWh | NPgY | Templeborough |  | 0 | 0 | 0 | 0 | 0 | 0 | 0 | 0 | 0 | 0 | 0 | 0 | 0 | 0 | 0 | 0 | 0 | 0 | 0 | 0 | 0 | 0 | 0 | 0 | 0 | 0 | 0 | 0 | 0
NPgY | GSP | NG FES - Consumer Transformation (Heavy Industry Sensitivity) | Electrolysers (MWh) | THURCROFT | Consumer Transformation (Heavy Industry Sensitivity) | Dem_BB000e_NPgExtra | MWh | NPgY | Thurcroft |  | 0 | 0 | 0.778 | 1.963 | 2.122 | 2.372 | 2.677 | 3.993 | 7.936 | 17.884 | 35.979 | 64.808 | 107.234 | 163.274 | 232.154 | 307.559 | 381.218 | 451.726 | 519.252 | 579.945 | 607.937 | 601.258 | 627.571 | 646.426 | 661.325 | 672.442 | 682.194 | 690.048 | 681.768
NPgY | GSP | NG FES - Consumer Transformation (Heavy Industry Sensitivity) | Electrolysers (MWh) | WEST MELTON / THORPE MARSH | Consumer Transformation (Heavy Industry Sensitivity) | Dem_BB000e_NPgExtra | MWh | NPgY | Thorpe Marsh |  | 0 | 223.671 | 458.672 | 211.703 | 473.365 | 2699.663 | 5182.767 | 8805.933 | 20654.439 | 27425.104 | 45668.103 | 62137.896 | 81838.918 | 92920.246 | 107923.828 | 119864.165 | 120246.383 | 123118.007 | 133825.103 | 172348.847 | 196959.13 | 214947.561 | 231446.665 | 237682.92 | 241859.186 | 238109.526 | 233711.18 | 223308.012 | 210315.696
NPgY | GSP | NG FES - Consumer Transformation (Heavy Industry Sensitivity) | Electrolysers (MWh) | WEST MELTON SECTION 3 | Consumer Transformation (Heavy Industry Sensitivity) | Dem_BB000e_NPgExtra | MWh | NPgY | West Melton |  | 0 | 255.195 | 522.975 | 240.676 | 539.147 | 3079.112 | 5912.051 | 10045.29 | 23561.998 | 31282.548 | 52088.765 | 70867.133 | 93326.16 | 105944.631 | 123032.512 | 136622.54 | 137026.206 | 140271.525 | 152457.965 | 196384.56 | 224451.115 | 244977.789 | 263790.708 | 270897.606 | 275655.92 | 271372.887 | 266350.342 | 254477.488 | 239657.668
NPgY | GSP | NG FES - Consumer Transformation (Heavy Industry Sensitivity) | Electrolysers (MWh) | WINCOBANK | Consumer Transformation (Heavy Industry Sensitivity) | Dem_BB000e_NPgExtra | MWh | NPgY | Wincobank |  | 0 | 0 | 0 | 0 | 0 | 0 | 0 | 0 | 0 | 0 | 0 | 0 | 0 | 0 | 0 | 0 | 0 | 0 | 0 | 0 | 0 | 0 | 0 | 0 | 0 | 0 | 0 | 0 | 0
NPgN | GSP | NG FES - Falling Short (Heavy Industry Sensitivity) | Electrolysers (MWh) | BLYTH 66kV | Falling Short (Heavy Industry Sensitivity) | Dem_BB000e_NPgExtra | MWh | NPgN | Blyth 66kV |  | 0 | 0 | 0.018 | 0.052 | 0.091 | 0.098 | 0.141 | 0.308 | 0.807 | 2.194 | 5.392 | 11.434 | 19.045 | 30.409 | 46.764 | 67.538 | 91.199 | 115.088 | 134.886 | 149.536 | 159.785 | 163.524 | 167.768 | 181.161 | 227.208 | 276.389 | 301.559 | 336.042 | 351.51
NPgN | GSP | NG FES - Falling Short (Heavy Industry Sensitivity) | Electrolysers (MWh) | BLYTH 132kV | Falling Short (Heavy Industry Sensitivity) | Dem_BB000e_NPgExtra | MWh | NPgN | Blyth 132kV |  | 0 | 127.356 | 149.695 | 210.35 | 1128.871 | 2133.639 | 3417.811 | 4716.24 | 6660.443 | 8839.122 | 11303.006 | 13778.483 | 13939.379 | 14118.131 | 14337.269 | 14575.19 | 14827.686 | 15069.504 | 15231.205 | 15328.369 | 15388.219 | 15366.9 | 15349.792 | 16369.946 | 20967.335 | 26954.791 | 29915.187 | 34961.565 | 37168.338
NPgN | GSP | NG FES - Falling Short (Heavy Industry Sensitivity) | Electrolysers (MWh) | FOURSTONES | Falling Short (Heavy Industry Sensitivity) | Dem_BB000e_NPgExtra | MWh | NPgN | Fourstones |  | 0 | 0 | 0.002 | 0.005 | 0.009 | 0.01 | 0.014 | 0.031 | 0.081 | 0.219 | 0.539 | 1.143 | 1.904 | 3.041 | 4.676 | 6.754 | 9.12 | 11.509 | 13.489 | 14.954 | 15.978 | 16.352 | 16.777 | 18.116 | 22.721 | 27.639 | 30.156 | 33.604 | 35.151
NPgN | GSP | NG FES - Falling Short (Heavy Industry Sensitivity) | Electrolysers (MWh) | HARTMOOR | Falling Short (Heavy Industry Sensitivity) | Dem_BB000e_NPgExtra | MWh | NPgN | Hart Moor |  | 0 | 0 | 0.003 | 0.008 | 0.013 | 0.014 | 0.02 | 0.044 | 0.116 | 0.317 | 0.778 | 1.65 | 2.748 | 4.387 | 6.747 | 9.744 | 13.157 | 16.604 | 19.46 | 21.574 | 23.053 | 23.592 | 24.204 | 26.137 | 32.78 | 39.875 | 43.507 | 48.482 | 50.713
NPgN | GSP | NG FES - Falling Short (Heavy Industry Sensitivity) | Electrolysers (MWh) | HAWTHORN PIT GRID | Falling Short (Heavy Industry Sensitivity) | Dem_BB000e_NPgExtra | MWh | NPgN | Hawthorn Pit |  | 0 | 0 | 0.002 | 0.007 | 0.011 | 0.012 | 0.018 | 0.038 | 0.101 | 0.274 | 0.674 | 1.429 | 2.381 | 3.801 | 5.846 | 8.442 | 11.4 | 14.386 | 16.861 | 18.692 | 19.973 | 20.44 | 20.971 | 22.645 | 28.401 | 34.549 | 37.695 | 42.005 | 43.939
NPgN | GSP | NG FES - Falling Short (Heavy Industry Sensitivity) | Electrolysers (MWh) | KNARESBOROUGH | Falling Short (Heavy Industry Sensitivity) | Dem_BB000e_NPgExtra | MWh | NPgN | Knaresborough |  | 0 | 123.415 | 145.103 | 203.957 | 1094.141 | 2067.831 | 3312.359 | 4570.977 | 6456.123 | 8570.456 | 10965.183 | 13377.45 | 13550.237 | 13748.649 | 13997.259 | 14273.866 | 14570.996 | 14858.285 | 15058.868 | 15185.498 | 15266.215 | 15253.844 | 15246.675 | 16264.947 | 20822.139 | 26733.328 | 29657.909 | 34624.562 | 36797.332
NPgN | GSP | NG FES - Falling Short (Heavy Industry Sensitivity) | Electrolysers (MWh) | LACKENBY | Falling Short (Heavy Industry Sensitivity) | Dem_BB000e_NPgExtra | MWh | NPgN | Lackenby |  | 0 | 0 | 0.002 | 0.007 | 0.012 | 0.013 | 0.018 | 0.04 | 0.105 | 0.285 | 0.701 | 1.486 | 2.476 | 3.953 | 6.079 | 8.78 | 11.856 | 14.961 | 17.535 | 19.44 | 20.772 | 21.258 | 21.81 | 23.551 | 29.537 | 35.931 | 39.203 | 43.685 | 45.696
NPgN | GSP | NG FES - Falling Short (Heavy Industry Sensitivity) | Electrolysers (MWh) | NORTON | Falling Short (Heavy Industry Sensitivity) | Dem_BB000e_NPgExtra | MWh | NPgN | Norton |  | 0 | 298.756 | 351.183 | 493.516 | 2648.26 | 5005.279 | 8017.782 | 11063.896 | 15625.34 | 20738.038 | 26522.254 | 32337.556 | 32725.402 | 33160.27 | 33696.7 | 34283.238 | 34907.915 | 35507.857 | 35914.261 | 36162.231 | 36316.648 | 36271.753 | 36237.428 | 38648.85 | 49496.51 | 63609.314 | 70588.317 | 82473.408 | 87671.271
NPgN | GSP | NG FES - Falling Short (Heavy Industry Sensitivity) | Electrolysers (MWh) | OFFERTON | Falling Short (Heavy Industry Sensitivity) | Dem_BB000e_NPgExtra | MWh | NPgN | Offerton |  | 0 | 0 | 0 | 0 | 0 | 0 | 0 | 0 | 0 | 0 | 0 | 0 | 0 | 0 | 0 | 0 | 0 | 0 | 0 | 0 | 0 | 0 | 0 | 0 | 0 | 0 | 0 | 0 | 0
NPgN | GSP | NG FES - Falling Short (Heavy Industry Sensitivity) | Electrolysers (MWh) | OSBALDWICK | Falling Short (Heavy Industry Sensitivity) | Dem_BB000e_NPgExtra | MWh | NPgN | Osbaldwick |  | 0 | 362.522 | 426.102 | 598.745 | 3213.312 | 6073.394 | 9728.79 | 13424.722 | 18958.737 | 25159.865 | 32172.165 | 39216.42 | 39671.617 | 40176.261 | 40794.027 | 41463.636 | 42173.672 | 42853.231 | 43306.237 | 43577.431 | 43744.027 | 43681.969 | 43631.712 | 46530.668 | 59600.268 | 76625.562 | 85043.115 | 99395.017 | 105670.938
NPgN | GSP | NG FES - Falling Short (Heavy Industry Sensitivity) | Electrolysers (MWh) | POPPLETON | Falling Short (Heavy Industry Sensitivity) | Dem_BB000e_NPgExtra | MWh | NPgN | Poppleton |  | 0 | 0 | 0.005 | 0.015 | 0.026 | 0.028 | 0.04 | 0.088 | 0.23 | 0.625 | 1.537 | 3.259 | 5.428 | 8.667 | 13.328 | 19.248 | 25.992 | 32.8 | 38.442 | 42.618 | 45.539 | 46.604 | 47.814 | 51.631 | 64.754 | 78.771 | 85.944 | 95.772 | 100.18
NPgN | GSP | NG FES - Falling Short (Heavy Industry Sensitivity) | Electrolysers (MWh) | SALTHOLME | Falling Short (Heavy Industry Sensitivity) | Dem_BB000e_NPgExtra | MWh | NPgN | Saltholme |  | 0 | 0 | 0 | 0 | 0 | 0 | 0 | 0 | 0 | 0 | 0 | 0 | 0 | 0 | 0 | 0 | 0 | 0 | 0 | 0 | 0 | 0 | 0 | 0 | 0 | 0 | 0 | 0 | 0
NPgN | GSP | NG FES - Falling Short (Heavy Industry Sensitivity) | Electrolysers (MWh) | SOUTH SHIELDS | Falling Short (Heavy Industry Sensitivity) | Dem_BB000e_NPgExtra | MWh | NPgN | South Shields |  | 0 | 0 | 0 | 0 | 0 | 0 | 0 | 0 | 0 | 0 | 0 | 0 | 0 | 0 | 0 | 0 | 0 | 0 | 0 | 0 | 0 | 0 | 0 | 0 | 0 | 0 | 0 | 0 | 0
NPgN | GSP | NG FES - Falling Short (Heavy Industry Sensitivity) | Electrolysers (MWh) | SPADEADAM | Falling Short (Heavy Industry Sensitivity) | Dem_BB000e_NPgExtra | MWh | NPgN | Spadeadam - Not in NG FES |  | 0 | 0 | 0.003 | 0.008 | 0.014 | 0.015 | 0.021 | 0.046 | 0.121 | 0.329 | 0.809 | 1.715 | 2.857 | 4.561 | 7.015 | 10.131 | 13.68 | 17.263 | 20.233 | 22.43 | 23.968 | 24.529 | 25.165 | 27.174 | 34.081 | 41.458 | 45.234 | 50.406 | 52.727
NPgN | GSP | NG FES - Falling Short (Heavy Industry Sensitivity) | Electrolysers (MWh) | SPENNYMOOR | Falling Short (Heavy Industry Sensitivity) | Dem_BB000e_NPgExtra | MWh | NPgN | Spennymoor |  | 0 | 242.211 | 284.726 | 400.139 | 2147.082 | 4057.999 | 6500.358 | 8970.036 | 12668.428 | 16814.236 | 21505.48 | 26223.518 | 26542.217 | 26901.139 | 27345.195 | 27832.347 | 28352.036 | 28851.799 | 29192.366 | 29401.602 | 29532.529 | 29498.224 | 29472.771 | 31435.286 | 40255.613 | 51724.852 | 57397.047 | 67051.98 | 71274.715
NPgN | GSP | NG FES - Falling Short (Heavy Industry Sensitivity) | Electrolysers (MWh) | STELLA NORTH | Falling Short (Heavy Industry Sensitivity) | Dem_BB000e_NPgExtra | MWh | NPgN | Stella North |  | 0 | 16.732 | 19.666 | 27.635 | 148.308 | 280.312 | 449.024 | 619.607 | 875.027 | 1161.241 | 1484.904 | 1810.055 | 1831.102 | 1854.45 | 1883.045 | 1914.054 | 1946.943 | 1978.427 | 1999.434 | 2012.024 | 2019.764 | 2016.919 | 2014.62 | 2148.486 | 2751.932 | 3537.964 | 3926.595 | 4589.166 | 4878.903
NPgN | GSP | NG FES - Falling Short (Heavy Industry Sensitivity) | Electrolysers (MWh) | STELLA SOUTH | Falling Short (Heavy Industry Sensitivity) | Dem_BB000e_NPgExtra | MWh | NPgN | Stella South |  | 0 | 118.263 | 139 | 195.314 | 1048.237 | 1981.26 | 3173.726 | 4379.39 | 6184.608 | 8207.268 | 10494.17 | 12790.899 | 12937.795 | 13100.034 | 13298.127 | 13512.204 | 13738.863 | 13955.532 | 14099.153 | 14184.544 | 14236.739 | 14215.708 | 14198.421 | 15141.313 | 19395.244 | 24938.954 | 27679.665 | 32354.342 | 34398.442
NPgN | GSP | NG FES - Falling Short (Heavy Industry Sensitivity) | Electrolysers (MWh) | TYNEMOUTH | Falling Short (Heavy Industry Sensitivity) | Dem_BB000e_NPgExtra | MWh | NPgN | Tynemouth 1 |  | 0 | 4.547 | 5.344 | 7.508 | 40.298 | 76.167 | 122.01 | 168.358 | 237.752 | 315.495 | 403.374 | 491.595 | 497.149 | 503.246 | 510.661 | 518.635 | 527.058 | 535.093 | 540.371 | 543.474 | 545.354 | 544.5 | 543.783 | 579.867 | 742.84 | 955.358 | 1060.413 | 1239.703 | 1318.096
NPgN | GSP | NG FES - Falling Short (Heavy Industry Sensitivity) | Electrolysers (MWh) | WEST BOLDON | Falling Short (Heavy Industry Sensitivity) | Dem_BB000e_NPgExtra | MWh | NPgN | West Boldon |  | 0 | 0 | 0 | 0 | 0 | 0 | 0 | 0 | 0 | 0 | 0 | 0 | 0 | 0 | 0 | 0 | 0 | 0 | 0 | 0 | 0 | 0 | 0 | 0 | 0 | 0 | 0 | 0 | 0
NPgY | GSP | NG FES - Falling Short (Heavy Industry Sensitivity) | Electrolysers (MWh) | BRADFORD WEST | Falling Short (Heavy Industry Sensitivity) | Dem_BB000e_NPgExtra | MWh | NPgY | Bradford West |  | 0 | 59.096 | 69.556 | 97.871 | 524.442 | 990.964 | 1587.399 | 2191.025 | 3095.935 | 4113.585 | 5271.516 | 6447.145 | 6554.823 | 6686.991 | 6859.455 | 7059.712 | 7279.195 | 7494.699 | 7655.328 | 7763.751 | 7835.838 | 7842.118 | 7852.532 | 8384.13 | 10700.844 | 13669.224 | 15126.245 | 17585.591 | 18646.125
NPgY | GSP | NG FES - Falling Short (Heavy Industry Sensitivity) | Electrolysers (MWh) | CAMBLESFORTH | Falling Short (Heavy Industry Sensitivity) | Dem_BB000e_NPgExtra | MWh | NPgY | Camblesforth |  | 0 | 0 | 0.003 | 0.008 | 0.014 | 0.016 | 0.022 | 0.049 | 0.128 | 0.347 | 0.853 | 1.81 | 3.014 | 4.813 | 7.401 | 10.689 | 14.434 | 18.215 | 21.349 | 23.667 | 25.289 | 25.881 | 26.553 | 28.673 | 35.961 | 43.744 | 47.728 | 53.186 | 55.634
NPgY | GSP | NG FES - Falling Short (Heavy Industry Sensitivity) | Electrolysers (MWh) | CREYKE BECK | Falling Short (Heavy Industry Sensitivity) | Dem_BB000e_NPgExtra | MWh | NPgY | Creyke Beck |  | 0 | 429.147 | 504.945 | 710.267 | 3807.611 | 7195.353 | 11526.187 | 15908.155 | 22475.09 | 29852.947 | 38233.646 | 46717.968 | 47433.278 | 48293.574 | 49402.793 | 50675.165 | 52061.875 | 53417.695 | 54410.829 | 55069.925 | 55503.687 | 55516.554 | 55555.024 | 59298.145 | 75718.613 | 96843.935 | 107204.214 | 124761.681 | 132327.688
NPgY | GSP | NG FES - Falling Short (Heavy Industry Sensitivity) | Electrolysers (MWh) | DRAX | Falling Short (Heavy Industry Sensitivity) | Dem_BB000e_NPgExtra | MWh | NPgY | Drax |  | 0 | 51.573 | 60.73 | 85.494 | 457.821 | 864.961 | 1385.532 | 1912.574 | 2703.075 | 3593.374 | 4608.979 | 5644.556 | 5750.638 | 5884.07 | 6060.609 | 6268.438 | 6497.639 | 6723.732 | 6895.424 | 7013.361 | 7092.585 | 7104.016 | 7119.861 | 7605.099 | 9700.164 | 12368.92 | 13680.51 | 15881.643 | 16831.78
NPgY | GSP | NG FES - Falling Short (Heavy Industry Sensitivity) | Electrolysers (MWh) | ELLAND | Falling Short (Heavy Industry Sensitivity) | Dem_BB000e_NPgExtra | MWh | NPgY | Elland |  | 0 | 58.412 | 68.739 | 96.704 | 518.309 | 979.424 | 1568.924 | 2165.451 | 3059.555 | 4064.511 | 5206.937 | 6364.993 | 6466.436 | 6589.628 | 6749.377 | 6933.703 | 7135.14 | 7332.495 | 7478.29 | 7575.857 | 7640.394 | 7644.151 | 7651.664 | 8168.329 | 10428.042 | 13329.821 | 14753.475 | 17161.745 | 18199.862
NPgY | GSP | NG FES - Falling Short (Heavy Industry Sensitivity) | Electrolysers (MWh) | FERRYBRIDGE A | Falling Short (Heavy Industry Sensitivity) | Dem_BB000e_NPgExtra | MWh | NPgY | Ferrybridge A |  | 0 | 0 | 0.016 | 0.045 | 0.078 | 0.084 | 0.121 | 0.263 | 0.69 | 1.875 | 4.608 | 9.773 | 16.277 | 25.99 | 39.968 | 57.722 | 77.944 | 98.361 | 115.282 | 127.803 | 136.562 | 139.758 | 143.386 | 154.832 | 194.187 | 236.22 | 257.732 | 287.203 | 300.423
NPgY | GSP | NG FES - Falling Short (Heavy Industry Sensitivity) | Electrolysers (MWh) | FERRYBRIDGE B | Falling Short (Heavy Industry Sensitivity) | Dem_BB000e_NPgExtra | MWh | NPgY | Ferrybridge B (_M) |  | 0 | 216.503 | 254.745 | 358.334 | 1920.941 | 3630.049 | 5814.949 | 8025.66 | 11338.721 | 15060.995 | 19289.416 | 23570.45 | 23932.223 | 24367.585 | 24929.12 | 25573.488 | 26275.881 | 26962.717 | 27466.095 | 27800.341 | 28020.387 | 28027.321 | 28047.232 | 29937.212 | 38226.748 | 48890.242 | 54119.957 | 62981.737 | 66800.599
NPgY | GSP | NG FES - Falling Short (Heavy Industry Sensitivity) | Electrolysers (MWh) | GRIMSBY WEST | Falling Short (Heavy Industry Sensitivity) | Dem_BB000e_NPgExtra | MWh | NPgY | Grimsby West |  | 0 | 138.974 | 163.499 | 229.949 | 1232.939 | 2330.009 | 3732.445 | 5151.295 | 7277.326 | 9664.92 | 12375.139 | 15115.565 | 15338.247 | 15603.46 | 15943.408 | 16330.987 | 16752.193 | 17163.127 | 17461.427 | 17657.615 | 17786.015 | 17785.779 | 17793.239 | 18989.63 | 24252.969 | 31036.226 | 34361.633 | 40006.792 | 42438.734
NPgY | GSP | NG FES - Falling Short (Heavy Industry Sensitivity) | Electrolysers (MWh) | JORDANTHORPE | Falling Short (Heavy Industry Sensitivity) | Dem_BB000e_NPgExtra | MWh | NPgY | Jordanthorpe |  | 0 | 0 | 0 | 0 | 0 | 0 | 0 | 0 | 0 | 0 | 0 | 0 | 0 | 0 | 0 | 0 | 0 | 0 | 0 | 0 | 0 | 0 | 0 | 0 | 0 | 0 | 0 | 0 | 0
NPgY | GSP | NG FES - Falling Short (Heavy Industry Sensitivity) | Electrolysers (MWh) | KEADBY | Falling Short (Heavy Industry Sensitivity) | Dem_BB000e_NPgExtra | MWh | NPgY | Keadby |  | 0 | 716.078 | 842.416 | 1184.76 | 6352.717 | 12005.481 | 19231.623 | 26542.147 | 37495.998 | 49796.216 | 63756.017 | 77867.108 | 79002.838 | 80351.962 | 82078.512 | 84043.716 | 86177.767 | 88258.538 | 89765.217 | 90753.648 | 91399.534 | 91392.586 | 91424.517 | 97568.53 | 124617.898 | 159494.011 | 176589.962 | 205624.424 | 218131.57
NPgY | GSP | NG FES - Falling Short (Heavy Industry Sensitivity) | Electrolysers (MWh) | KIRKSTALL B | Falling Short (Heavy Industry Sensitivity) | Dem_BB000e_NPgExtra | MWh | NPgY | Kirkstall B |  | 0 | 24.386 | 28.686 | 40.34 | 216.332 | 408.839 | 654.923 | 903.863 | 1276.831 | 1695.521 | 2170.466 | 2650.151 | 2687.726 | 2732.023 | 2788.45 | 2852.364 | 2921.61 | 2989.008 | 3037.449 | 3068.986 | 3089.496 | 3088.717 | 3089.189 | 3296.485 | 4210.991 | 5391.586 | 5970.149 | 6953.934 | 7377.629
NPgY | GSP | NG FES - Falling Short (Heavy Industry Sensitivity) | Electrolysers (MWh) | NEEPSEND | Falling Short (Heavy Industry Sensitivity) | Dem_BB000e_NPgExtra | MWh | NPgY | Neepsend |  | 0 | 0 | 0 | 0 | 0 | 0 | 0 | 0 | 0 | 0 | 0 | 0 | 0 | 0 | 0 | 0 | 0 | 0 | 0 | 0 | 0 | 0 | 0 | 0 | 0 | 0 | 0 | 0 | 0
NPgY | GSP | NG FES - Falling Short (Heavy Industry Sensitivity) | Electrolysers (MWh) | NORTON LEES | Falling Short (Heavy Industry Sensitivity) | Dem_BB000e_NPgExtra | MWh | NPgY | Norton Lees |  | 0 | 0 | 0 | 0 | 0 | 0 | 0 | 0 | 0 | 0 | 0 | 0 | 0 | 0 | 0 | 0 | 0 | 0 | 0 | 0 | 0 | 0 | 0 | 0 | 0 | 0 | 0 | 0 | 0
NPgY | GSP | NG FES - Falling Short (Heavy Industry Sensitivity) | Electrolysers (MWh) | PITSMOOR 3/4 | Falling Short (Heavy Industry Sensitivity) | Dem_BB000e_NPgExtra | MWh | NPgY | Pitsmoor |  | 0 | 0 | 0 | 0 | 0 | 0 | 0 | 0 | 0 | 0 | 0 | 0 | 0 | 0 | 0 | 0 | 0 | 0 | 0 | 0 | 0 | 0 | 0 | 0 | 0 | 0 | 0 | 0 | 0
NPgY | GSP | NG FES - Falling Short (Heavy Industry Sensitivity) | Electrolysers (MWh) | SALTEND NORTH | Falling Short (Heavy Industry Sensitivity) | Dem_BB000e_NPgExtra | MWh | NPgY | Saltend North |  | 0 | 0.266 | 0.316 | 0.449 | 2.377 | 4.481 | 7.176 | 9.921 | 14.074 | 18.867 | 24.56 | 30.756 | 32.371 | 34.654 | 37.859 | 41.845 | 46.346 | 50.863 | 54.525 | 57.188 | 59.035 | 59.618 | 60.295 | 64.679 | 81.955 | 102.634 | 112.938 | 129.141 | 136.217
NPgY | GSP | NG FES - Falling Short (Heavy Industry Sensitivity) | Electrolysers (MWh) | SHEFFIELD CITY | Falling Short (Heavy Industry Sensitivity) | Dem_BB000e_NPgExtra | MWh | NPgY | Sheffield City |  | 0 | 0 | 0 | 0 | 0 | 0 | 0 | 0 | 0 | 0 | 0 | 0 | 0 | 0 | 0 | 0 | 0 | 0 | 0 | 0 | 0 | 0 | 0 | 0 | 0 | 0 | 0 | 0 | 0
NPgY | GSP | NG FES - Falling Short (Heavy Industry Sensitivity) | Electrolysers (MWh) | SKELTON GRANGE | Falling Short (Heavy Industry Sensitivity) | Dem_BB000e_NPgExtra | MWh | NPgY | Skelton Grange |  | 0 | 62.798 | 73.874 | 103.889 | 557.096 | 1052.826 | 1686.53 | 2327.606 | 3288.121 | 4366.518 | 5590.066 | 6826.27 | 6924.233 | 7040.103 | 7187.999 | 7355.873 | 7537.934 | 7715.274 | 7843.146 | 7926.678 | 7981.116 | 7979.702 | 7981.59 | 8517.522 | 10879.771 | 13927.731 | 15421.584 | 17960.409 | 19053.924
NPgY | GSP | NG FES - Falling Short (Heavy Industry Sensitivity) | Electrolysers (MWh) | TEMPLEBOROUGH 275/33KV | Falling Short (Heavy Industry Sensitivity) | Dem_BB000e_NPgExtra | MWh | NPgY | Templeborough |  | 0 | 0 | 0 | 0 | 0 | 0 | 0 | 0 | 0 | 0 | 0 | 0 | 0 | 0 | 0 | 0 | 0 | 0 | 0 | 0 | 0 | 0 | 0 | 0 | 0 | 0 | 0 | 0 | 0
NPgY | GSP | NG FES - Falling Short (Heavy Industry Sensitivity) | Electrolysers (MWh) | THURCROFT | Falling Short (Heavy Industry Sensitivity) | Dem_BB000e_NPgExtra | MWh | NPgY | Thurcroft |  | 0 | 0 | 0.08 | 0.228 | 0.4 | 0.43 | 0.617 | 1.344 | 3.525 | 9.583 | 23.554 | 49.948 | 83.193 | 132.837 | 204.28 | 295.026 | 398.382 | 502.735 | 589.22 | 653.215 | 697.985 | 714.318 | 732.86 | 791.365 | 992.511 | 1207.345 | 1317.296 | 1467.929 | 1535.496
NPgY | GSP | NG FES - Falling Short (Heavy Industry Sensitivity) | Electrolysers (MWh) | WEST MELTON / THORPE MARSH | Falling Short (Heavy Industry Sensitivity) | Dem_BB000e_NPgExtra | MWh | NPgY | Thorpe Marsh |  | 0 | 154.617 | 181.935 | 255.928 | 1371.886 | 2592.454 | 4152.825 | 5731.684 | 8097.937 | 10756.822 | 13777.972 | 16837.952 | 17099.673 | 17415.604 | 17823.845 | 18293.192 | 18805.251 | 19306.301 | 19674.529 | 19919.698 | 20081.368 | 20087.971 | 20104.063 | 21459.71 | 27400.031 | 35037.104 | 38783.03 | 45126.916 | 47860.995
NPgY | GSP | NG FES - Falling Short (Heavy Industry Sensitivity) | Electrolysers (MWh) | WEST MELTON SECTION 3 | Falling Short (Heavy Industry Sensitivity) | Dem_BB000e_NPgExtra | MWh | NPgY | West Melton |  | 0 | 176.408 | 207.542 | 291.899 | 1565.064 | 2957.647 | 4737.856 | 6538.921 | 9237.715 | 12268.679 | 15709.483 | 19189.121 | 19473.096 | 19811.704 | 20246.036 | 20741.59 | 21280.327 | 21806.064 | 22188.122 | 22439.679 | 22604.429 | 22604.772 | 22614.972 | 24135.933 | 30824.952 | 39443.839 | 43669.322 | 50841.019 | 53930.701
NPgY | GSP | NG FES - Falling Short (Heavy Industry Sensitivity) | Electrolysers (MWh) | WINCOBANK | Falling Short (Heavy Industry Sensitivity) | Dem_BB000e_NPgExtra | MWh | NPgY | Wincobank |  | 0 | 0 | 0 | 0 | 0 | 0 | 0 | 0 | 0 | 0 | 0 | 0 | 0 | 0 | 0 | 0 | 0 | 0 | 0 | 0 | 0 | 0 | 0 | 0 | 0 | 0 | 0 | 0 | 0
NPgN | GSP | NG FES - Leading the Way (Heavy Industry Sensitivity) | Electrolysers (MWh) | BLYTH 66kV | Leading the Way (Heavy Industry Sensitivity) | Dem_BB000e_NPgExtra | MWh | NPgN | Blyth 66kV |  | 0 | 0 | 1.565 | 5.031 | 4.113 | 3.625 | 4.312 | 7.931 | 16.755 | 32.283 | 50.825 | 71.762 | 95.385 | 112.669 | 141.783 | 160.12 | 177.071 | 186.654 | 197.791 | 214.048 | 219.36 | 218.534 | 217.661 | 218.388 | 223.313 | 225.036 | 225.9 | 230.647 | 231.741
NPgN | GSP | NG FES - Leading the Way (Heavy Industry Sensitivity) | Electrolysers (MWh) | BLYTH 132kV | Leading the Way (Heavy Industry Sensitivity) | Dem_BB000e_NPgExtra | MWh | NPgN | Blyth 132kV |  | 0 | 159.368 | 863.821 | 24169.486 | 36457.762 | 49825.221 | 65177.167 | 102379.976 | 140136.905 | 155039.548 | 155719.804 | 170831.029 | 185923.46 | 186562.731 | 209081.217 | 205626.75 | 206862.009 | 209815.766 | 226457.017 | 271343.035 | 306384.973 | 337560.115 | 371753.055 | 394088.764 | 414227.217 | 425661.167 | 430574.84 | 445365.94 | 447365.648
NPgN | GSP | NG FES - Leading the Way (Heavy Industry Sensitivity) | Electrolysers (MWh) | FOURSTONES | Leading the Way (Heavy Industry Sensitivity) | Dem_BB000e_NPgExtra | MWh | NPgN | Fourstones |  | 0 | 0 | 0.157 | 0.503 | 0.411 | 0.362 | 0.431 | 0.793 | 1.675 | 3.228 | 5.083 | 7.176 | 9.539 | 11.267 | 14.178 | 16.012 | 17.707 | 18.665 | 19.779 | 21.405 | 21.936 | 21.853 | 21.766 | 21.839 | 22.331 | 22.504 | 22.59 | 23.065 | 23.174
NPgN | GSP | NG FES - Leading the Way (Heavy Industry Sensitivity) | Electrolysers (MWh) | HARTMOOR | Leading the Way (Heavy Industry Sensitivity) | Dem_BB000e_NPgExtra | MWh | NPgN | Hart Moor |  | 0 | 0 | 0.226 | 0.726 | 0.593 | 0.523 | 0.622 | 1.144 | 2.417 | 4.658 | 7.333 | 10.353 | 13.761 | 16.255 | 20.455 | 23.101 | 25.547 | 26.929 | 28.536 | 30.881 | 31.648 | 31.528 | 31.403 | 31.507 | 32.218 | 32.466 | 32.591 | 33.276 | 33.434
NPgN | GSP | NG FES - Leading the Way (Heavy Industry Sensitivity) | Electrolysers (MWh) | HAWTHORN PIT GRID | Leading the Way (Heavy Industry Sensitivity) | Dem_BB000e_NPgExtra | MWh | NPgN | Hawthorn Pit |  | 0 | 0 | 0.196 | 0.629 | 0.514 | 0.453 | 0.539 | 0.991 | 2.094 | 4.035 | 6.353 | 8.97 | 11.923 | 14.084 | 17.723 | 20.015 | 22.134 | 23.332 | 24.724 | 26.756 | 27.42 | 27.317 | 27.208 | 27.298 | 27.914 | 28.129 | 28.237 | 28.831 | 28.968
NPgN | GSP | NG FES - Leading the Way (Heavy Industry Sensitivity) | Electrolysers (MWh) | KNARESBOROUGH | Leading the Way (Heavy Industry Sensitivity) | Dem_BB000e_NPgExtra | MWh | NPgN | Knaresborough |  | 0 | 154.436 | 840.56 | 23432.708 | 35338.685 | 48291.401 | 63169.801 | 99229.38 | 135837.471 | 150313.369 | 151013.675 | 165703.69 | 180381.446 | 181039.246 | 202925.428 | 199618.508 | 200853.116 | 203736.709 | 219887.679 | 263420.724 | 297390.055 | 327598.643 | 360731.539 | 382377.674 | 401903.855 | 412987.797 | 417751.33 | 432095.239 | 434035.492
NPgN | GSP | NG FES - Leading the Way (Heavy Industry Sensitivity) | Electrolysers (MWh) | LACKENBY | Leading the Way (Heavy Industry Sensitivity) | Dem_BB000e_NPgExtra | MWh | NPgN | Lackenby |  | 0 | 0 | 0.203 | 0.654 | 0.535 | 0.471 | 0.561 | 1.031 | 2.178 | 4.197 | 6.607 | 9.329 | 12.4 | 14.647 | 18.432 | 20.816 | 23.019 | 24.265 | 25.713 | 27.826 | 28.517 | 28.409 | 28.296 | 28.39 | 29.031 | 29.255 | 29.367 | 29.984 | 30.126
NPgN | GSP | NG FES - Leading the Way (Heavy Industry Sensitivity) | Electrolysers (MWh) | NORTON | Leading the Way (Heavy Industry Sensitivity) | Dem_BB000e_NPgExtra | MWh | NPgN | Norton |  | 0 | 373.849 | 2028.515 | 56704.277 | 85529.173 | 116886.23 | 152900.156 | 240176.402 | 328759.636 | 363739.877 | 365361.003 | 400837.94 | 436274.462 | 437797.722 | 490661.986 | 482583.495 | 485504.384 | 492446.49 | 531499.194 | 636816.196 | 719025.732 | 792156.043 | 872365.518 | 924762.186 | 972010.22 | 998834.628 | 1010362.427 | 1045066.261 | 1049758.725
NPgN | GSP | NG FES - Leading the Way (Heavy Industry Sensitivity) | Electrolysers (MWh) | OFFERTON | Leading the Way (Heavy Industry Sensitivity) | Dem_BB000e_NPgExtra | MWh | NPgN | Offerton |  | 0 | 0 | 0 | 0 | 0 | 0 | 0 | 0 | 0 | 0 | 0 | 0 | 0 | 0 | 0 | 0 | 0 | 0 | 0 | 0 | 0 | 0 | 0 | 0 | 0 | 0 | 0 | 0 | 0
NPgN | GSP | NG FES - Leading the Way (Heavy Industry Sensitivity) | Electrolysers (MWh) | OSBALDWICK | Leading the Way (Heavy Industry Sensitivity) | Dem_BB000e_NPgExtra | MWh | NPgN | Osbaldwick |  | 0 | 453.643 | 2458.303 | 68796.894 | 103775.965 | 141826.783 | 185526.038 | 291422.968 | 398895.294 | 441310.147 | 443239.689 | 486246.286 | 529198.395 | 531011.735 | 595100.185 | 585260.264 | 588770.214 | 597174.597 | 644540.032 | 772302.669 | 872048.032 | 960788.766 | 1058119.719 | 1121698.327 | 1179020.877 | 1211567.126 | 1225553.638 | 1267654.946 | 1273346.738
NPgN | GSP | NG FES - Leading the Way (Heavy Industry Sensitivity) | Electrolysers (MWh) | POPPLETON | Leading the Way (Heavy Industry Sensitivity) | Dem_BB000e_NPgExtra | MWh | NPgN | Poppleton |  | 0 | 0 | 0.446 | 1.434 | 1.172 | 1.033 | 1.229 | 2.26 | 4.775 | 9.201 | 14.485 | 20.452 | 27.185 | 32.111 | 40.408 | 45.634 | 50.465 | 53.196 | 56.37 | 61.004 | 62.518 | 62.282 | 62.033 | 62.241 | 63.644 | 64.135 | 64.381 | 65.734 | 66.046
NPgN | GSP | NG FES - Leading the Way (Heavy Industry Sensitivity) | Electrolysers (MWh) | SALTHOLME | Leading the Way (Heavy Industry Sensitivity) | Dem_BB000e_NPgExtra | MWh | NPgN | Saltholme |  | 0 | 0 | 0 | 0 | 0 | 0 | 0 | 0 | 0 | 0 | 0 | 0 | 0 | 0 | 0 | 0 | 0 | 0 | 0 | 0 | 0 | 0 | 0 | 0 | 0 | 0 | 0 | 0 | 0
NPgN | GSP | NG FES - Leading the Way (Heavy Industry Sensitivity) | Electrolysers (MWh) | SOUTH SHIELDS | Leading the Way (Heavy Industry Sensitivity) | Dem_BB000e_NPgExtra | MWh | NPgN | South Shields |  | 0 | 0 | 0 | 0 | 0 | 0 | 0 | 0 | 0 | 0 | 0 | 0 | 0 | 0 | 0 | 0 | 0 | 0 | 0 | 0 | 0 | 0 | 0 | 0 | 0 | 0 | 0 | 0 | 0
NPgN | GSP | NG FES - Leading the Way (Heavy Industry Sensitivity) | Electrolysers (MWh) | SPADEADAM | Leading the Way (Heavy Industry Sensitivity) | Dem_BB000e_NPgExtra | MWh | NPgN | Spadeadam - Not in NG FES |  | 0 | 0 | 0.235 | 0.755 | 0.617 | 0.544 | 0.647 | 1.19 | 2.513 | 4.842 | 7.624 | 10.764 | 14.308 | 16.9 | 21.268 | 24.018 | 26.561 | 27.998 | 29.669 | 32.107 | 32.904 | 32.78 | 32.649 | 32.758 | 33.497 | 33.755 | 33.885 | 34.597 | 34.761
NPgN | GSP | NG FES - Leading the Way (Heavy Industry Sensitivity) | Electrolysers (MWh) | SPENNYMOOR | Leading the Way (Heavy Industry Sensitivity) | Dem_BB000e_NPgExtra | MWh | NPgN | Spennymoor |  | 0 | 303.092 | 1645.46 | 45974.835 | 69343.611 | 94765.532 | 123963.589 | 194723.331 | 266545.606 | 294913.927 | 296238.604 | 325012.641 | 353755.414 | 355000.044 | 397875.133 | 391335.898 | 393713.447 | 399347.003 | 431014.546 | 516407.595 | 583060.538 | 642349.218 | 707377.185 | 749857.29 | 788165.579 | 809913.971 | 819260.42 | 847398.614 | 851203.561
NPgN | GSP | NG FES - Leading the Way (Heavy Industry Sensitivity) | Electrolysers (MWh) | STELLA NORTH | Leading the Way (Heavy Industry Sensitivity) | Dem_BB000e_NPgExtra | MWh | NPgN | Stella North |  | 0 | 20.937 | 113.469 | 3175.283 | 4789.705 | 6545.903 | 8562.806 | 13450.399 | 18410.73 | 20368.426 | 20457.575 | 22442.61 | 24425.143 | 24508.923 | 27467.012 | 27012.951 | 27175.034 | 27562.979 | 29749.143 | 35645.991 | 40249.674 | 44345.417 | 48837.633 | 51772.049 | 54417.743 | 55919.894 | 56565.433 | 58508.604 | 58771.309
NPgN | GSP | NG FES - Leading the Way (Heavy Industry Sensitivity) | Electrolysers (MWh) | STELLA SOUTH | Leading the Way (Heavy Industry Sensitivity) | Dem_BB000e_NPgExtra | MWh | NPgN | Stella South |  | 0 | 147.989 | 801.626 | 22442.077 | 33853.25 | 46266.408 | 60521.969 | 95067.231 | 130125.33 | 143958.771 | 144584.336 | 158609.681 | 172616.687 | 173204.609 | 194105.623 | 190891.761 | 192033.226 | 194772.916 | 210222.274 | 251897.979 | 284436.102 | 313385.551 | 345137.337 | 365877.994 | 384576.898 | 395193.873 | 399756.415 | 413489.835 | 415346.399
NPgN | GSP | NG FES - Leading the Way (Heavy Industry Sensitivity) | Electrolysers (MWh) | TYNEMOUTH | Leading the Way (Heavy Industry Sensitivity) | Dem_BB000e_NPgExtra | MWh | NPgN | Tynemouth 1 |  | 0 | 5.689 | 30.799 | 862.706 | 1301.411 | 1778.631 | 2326.666 | 3654.687 | 5002.359 | 5533.983 | 5557.805 | 6096.74 | 6634.938 | 6657.327 | 7460.492 | 7336.712 | 7380.386 | 7485.594 | 8079.395 | 9681.384 | 10932.221 | 12045.17 | 13265.853 | 14063.202 | 14782.006 | 15190.146 | 15365.539 | 15893.451 | 15964.811
NPgN | GSP | NG FES - Leading the Way (Heavy Industry Sensitivity) | Electrolysers (MWh) | WEST BOLDON | Leading the Way (Heavy Industry Sensitivity) | Dem_BB000e_NPgExtra | MWh | NPgN | West Boldon |  | 0 | 0 | 0 | 0 | 0 | 0 | 0 | 0 | 0 | 0 | 0 | 0 | 0 | 0 | 0 | 0 | 0 | 0 | 0 | 0 | 0 | 0 | 0 | 0 | 0 | 0 | 0 | 0 | 0
NPgY | GSP | NG FES - Leading the Way (Heavy Industry Sensitivity) | Electrolysers (MWh) | BRADFORD WEST | Leading the Way (Heavy Industry Sensitivity) | Dem_BB000e_NPgExtra | MWh | NPgY | Bradford West |  | 0 | 92.589 | 510.553 | 14448.352 | 21948.018 | 30143.134 | 39586.97 | 45726.394 | 61821.09 | 68008.439 | 68243.311 | 74880.961 | 81606.299 | 81980.561 | 91933.404 | 90491.752 | 91113.3 | 92481.371 | 99890.359 | 119759.298 | 135440.492 | 149591.192 | 164948.188 | 175049.704 | 184397.348 | 189933.468 | 192628.136 | 199802.705 | 201301.942
NPgY | GSP | NG FES - Leading the Way (Heavy Industry Sensitivity) | Electrolysers (MWh) | CAMBLESFORTH | Leading the Way (Heavy Industry Sensitivity) | Dem_BB000e_NPgExtra | MWh | NPgY | Camblesforth |  | 0 | 0 | 0.248 | 0.796 | 0.651 | 0.574 | 0.682 | 1.255 | 2.652 | 5.109 | 8.044 | 11.358 | 15.097 | 17.832 | 22.44 | 25.342 | 28.025 | 29.542 | 31.305 | 33.878 | 34.718 | 34.588 | 34.45 | 34.565 | 35.344 | 35.617 | 35.753 | 36.505 | 36.678
NPgY | GSP | NG FES - Leading the Way (Heavy Industry Sensitivity) | Electrolysers (MWh) | CREYKE BECK | Leading the Way (Heavy Industry Sensitivity) | Dem_BB000e_NPgExtra | MWh | NPgY | Creyke Beck |  | 0 | 672.365 | 3693.848 | 104877.421 | 159346.753 | 218862.571 | 287436.078 | 331987.849 | 448787.539 | 493583.073 | 495126.351 | 543144.534 | 591775.991 | 594342.51 | 666363.473 | 655733.912 | 660099.088 | 669949.899 | 723655.207 | 867797.734 | 981625.388 | 1084392.589 | 1195920.115 | 1269269.243 | 1337107.128 | 1377294.402 | 1396855.059 | 1448913.995 | 1459791.617
NPgY | GSP | NG FES - Leading the Way (Heavy Industry Sensitivity) | Electrolysers (MWh) | DRAX | Leading the Way (Heavy Industry Sensitivity) | Dem_BB000e_NPgExtra | MWh | NPgY | Drax |  | 0 | 80.801 | 448.046 | 12616.933 | 19160.35 | 26311.364 | 34553.993 | 39917.563 | 53977.28 | 59401.631 | 59636.115 | 65462.048 | 71368.781 | 71722.905 | 80454.988 | 79226.061 | 79795.46 | 81004.614 | 87488.087 | 104853.376 | 118546.643 | 130894.495 | 144294.994 | 153111.637 | 161277.066 | 166111.121 | 168464.105 | 174732.832 | 176042.942
NPgY | GSP | NG FES - Leading the Way (Heavy Industry Sensitivity) | Electrolysers (MWh) | ELLAND | Leading the Way (Heavy Industry Sensitivity) | Dem_BB000e_NPgExtra | MWh | NPgY | Elland |  | 0 | 91.517 | 503.615 | 14277.739 | 21691.158 | 29791.693 | 39125.716 | 45191.672 | 61094.205 | 67199.728 | 67419.73 | 73966.794 | 80598.772 | 80957.374 | 90775.882 | 89338.909 | 89942.152 | 91288.101 | 98603.993 | 118232.191 | 133728.311 | 147715.683 | 162895.412 | 172879.474 | 182115.643 | 187586.524 | 190249.42 | 197337.795 | 198818.953
NPgY | GSP | NG FES - Leading the Way (Heavy Industry Sensitivity) | Electrolysers (MWh) | FERRYBRIDGE A | Leading the Way (Heavy Industry Sensitivity) | Dem_BB000e_NPgExtra | MWh | NPgY | Ferrybridge A |  | 0 | 0 | 1.338 | 4.3 | 3.516 | 3.098 | 3.685 | 6.778 | 14.32 | 27.591 | 43.438 | 61.333 | 81.522 | 96.294 | 121.177 | 136.849 | 151.336 | 159.526 | 169.045 | 182.939 | 187.479 | 186.773 | 186.027 | 186.648 | 190.858 | 192.33 | 193.068 | 197.126 | 198.061
NPgY | GSP | NG FES - Leading the Way (Heavy Industry Sensitivity) | Electrolysers (MWh) | FERRYBRIDGE B | Leading the Way (Heavy Industry Sensitivity) | Dem_BB000e_NPgExtra | MWh | NPgY | Ferrybridge B (_M) |  | 0 | 339.206 | 1863.722 | 52910.987 | 80390.518 | 110416.038 | 145011.28 | 167487.963 | 226414.154 | 249015.225 | 249796 | 274023.53 | 298560.773 | 299857.622 | 336195.461 | 330835.045 | 333039.273 | 338010.116 | 365105.626 | 437827.088 | 495253.478 | 547099.172 | 603364.421 | 640368.955 | 674593.578 | 694868.16 | 704736.564 | 731000.726 | 736488.589
NPgY | GSP | NG FES - Leading the Way (Heavy Industry Sensitivity) | Electrolysers (MWh) | GRIMSBY WEST | Leading the Way (Heavy Industry Sensitivity) | Dem_BB000e_NPgExtra | MWh | NPgY | Grimsby West |  | 0 | 217.737 | 1194.363 | 33957.316 | 51597.61 | 70871.639 | 93077.503 | 107500.775 | 145314.503 | 159802.691 | 160280.627 | 175806.06 | 191526.932 | 192337.714 | 215626.517 | 212162.674 | 213556.32 | 216735.098 | 234113.776 | 280773.387 | 317628.794 | 350909.64 | 387027.462 | 410779.805 | 432742.456 | 445754.573 | 452088.03 | 468941.076 | 472462.368
NPgY | GSP | NG FES - Leading the Way (Heavy Industry Sensitivity) | Electrolysers (MWh) | JORDANTHORPE | Leading the Way (Heavy Industry Sensitivity) | Dem_BB000e_NPgExtra | MWh | NPgY | Jordanthorpe |  | 0 | 0 | 0 | 0 | 0 | 0 | 0 | 0 | 0 | 0 | 0 | 0 | 0 | 0 | 0 | 0 | 0 | 0 | 0 | 0 | 0 | 0 | 0 | 0 | 0 | 0 | 0 | 0 | 0
NPgY | GSP | NG FES - Leading the Way (Heavy Industry Sensitivity) | Electrolysers (MWh) | KEADBY | Leading the Way (Heavy Industry Sensitivity) | Dem_BB000e_NPgExtra | MWh | NPgY | Keadby |  | 0 | 1121.914 | 6151.69 | 174961.143 | 265856.127 | 365168.457 | 479585.589 | 553897.561 | 748723.482 | 823351.684 | 825785.887 | 905750.321 | 986717.655 | 990868.813 | 1110822.343 | 1092946.399 | 1100101.339 | 1116465.658 | 1205994.162 | 1446388.089 | 1636281.537 | 1807766.069 | 1993868.508 | 2116253.984 | 2229411.441 | 2296455.186 | 2329087.703 | 2415917.621 | 2434059.797
NPgY | GSP | NG FES - Leading the Way (Heavy Industry Sensitivity) | Electrolysers (MWh) | KIRKSTALL B | Leading the Way (Heavy Industry Sensitivity) | Dem_BB000e_NPgExtra | MWh | NPgY | Kirkstall B |  | 0 | 38.207 | 209.272 | 5957.672 | 9053.286 | 12435.495 | 16331.936 | 18862.148 | 25495.777 | 28035.032 | 28115.242 | 30835.441 | 33589.404 | 33728.268 | 37809.133 | 37197.699 | 37438.907 | 37994.814 | 41042.143 | 49226.539 | 55692.699 | 61532.822 | 67870.774 | 72038.576 | 75891.504 | 78174.467 | 79285.661 | 82242.015 | 82859.699
NPgY | GSP | NG FES - Leading the Way (Heavy Industry Sensitivity) | Electrolysers (MWh) | NEEPSEND | Leading the Way (Heavy Industry Sensitivity) | Dem_BB000e_NPgExtra | MWh | NPgY | Neepsend |  | 0 | 0 | 0 | 0 | 0 | 0 | 0 | 0 | 0 | 0 | 0 | 0 | 0 | 0 | 0 | 0 | 0 | 0 | 0 | 0 | 0 | 0 | 0 | 0 | 0 | 0 | 0 | 0 | 0
NPgY | GSP | NG FES - Leading the Way (Heavy Industry Sensitivity) | Electrolysers (MWh) | NORTON LEES | Leading the Way (Heavy Industry Sensitivity) | Dem_BB000e_NPgExtra | MWh | NPgY | Norton Lees |  | 0 | 0 | 0 | 0 | 0 | 0 | 0 | 0 | 0 | 0 | 0 | 0 | 0 | 0 | 0 | 0 | 0 | 0 | 0 | 0 | 0 | 0 | 0 | 0 | 0 | 0 | 0 | 0 | 0
NPgY | GSP | NG FES - Leading the Way (Heavy Industry Sensitivity) | Electrolysers (MWh) | PITSMOOR 3/4 | Leading the Way (Heavy Industry Sensitivity) | Dem_BB000e_NPgExtra | MWh | NPgY | Pitsmoor |  | 0 | 0 | 0 | 0 | 0 | 0 | 0 | 0 | 0 | 0 | 0 | 0 | 0 | 0 | 0 | 0 | 0 | 0 | 0 | 0 | 0 | 0 | 0 | 0 | 0 | 0 | 0 | 0 | 0
NPgY | GSP | NG FES - Leading the Way (Heavy Industry Sensitivity) | Electrolysers (MWh) | SALTEND NORTH | Leading the Way (Heavy Industry Sensitivity) | Dem_BB000e_NPgExtra | MWh | NPgY | Saltend North |  | 0 | 0.417 | 2.534 | 65.87 | 99.536 | 136.401 | 179.069 | 207.279 | 281.132 | 311.325 | 315.135 | 348.161 | 381.98 | 386.232 | 435.414 | 431.638 | 436.955 | 444.544 | 479.591 | 571.559 | 643.027 | 706.685 | 775.774 | 821.412 | 864.276 | 889.484 | 901.758 | 934.8 | 941.72
NPgY | GSP | NG FES - Leading the Way (Heavy Industry Sensitivity) | Electrolysers (MWh) | SHEFFIELD CITY | Leading the Way (Heavy Industry Sensitivity) | Dem_BB000e_NPgExtra | MWh | NPgY | Sheffield City |  | 0 | 0 | 0 | 0 | 0 | 0 | 0 | 0 | 0 | 0 | 0 | 0 | 0 | 0 | 0 | 0 | 0 | 0 | 0 | 0 | 0 | 0 | 0 | 0 | 0 | 0 | 0 | 0 | 0
NPgY | GSP | NG FES - Leading the Way (Heavy Industry Sensitivity) | Electrolysers (MWh) | SKELTON GRANGE | Leading the Way (Heavy Industry Sensitivity) | Dem_BB000e_NPgExtra | MWh | NPgY | Skelton Grange |  | 0 | 98.389 | 539.149 | 15342.524 | 23313.96 | 32023.48 | 42057.398 | 48573.573 | 65657.367 | 72198.713 | 72408.198 | 79416.353 | 86511.882 | 86872.21 | 97385.539 | 95813.924 | 96437.746 | 97870.79 | 105719.796 | 126798.179 | 143450.165 | 158489.06 | 174809.915 | 185542.625 | 195465.161 | 201344.341 | 204205.936 | 211819.658 | 213410.441
NPgY | GSP | NG FES - Leading the Way (Heavy Industry Sensitivity) | Electrolysers (MWh) | TEMPLEBOROUGH 275/33KV | Leading the Way (Heavy Industry Sensitivity) | Dem_BB000e_NPgExtra | MWh | NPgY | Templeborough |  | 0 | 0 | 0 | 0 | 0 | 0 | 0 | 0 | 0 | 0 | 0 | 0 | 0 | 0 | 0 | 0 | 0 | 0 | 0 | 0 | 0 | 0 | 0 | 0 | 0 | 0 | 0 | 0 | 0
NPgY | GSP | NG FES - Leading the Way (Heavy Industry Sensitivity) | Electrolysers (MWh) | THURCROFT | Leading the Way (Heavy Industry Sensitivity) | Dem_BB000e_NPgExtra | MWh | NPgY | Thurcroft |  | 0 | 0 | 6.838 | 21.979 | 17.968 | 15.833 | 18.836 | 34.643 | 73.19 | 141.022 | 222.018 | 313.478 | 416.67 | 492.169 | 619.35 | 699.451 | 773.497 | 815.357 | 864.007 | 935.021 | 958.226 | 954.618 | 950.806 | 953.98 | 975.495 | 983.02 | 986.794 | 1007.531 | 1012.313
NPgY | GSP | NG FES - Leading the Way (Heavy Industry Sensitivity) | Electrolysers (MWh) | WEST MELTON / THORPE MARSH | Leading the Way (Heavy Industry Sensitivity) | Dem_BB000e_NPgExtra | MWh | NPgY | Thorpe Marsh |  | 0 | 242.245 | 1331.673 | 37788.756 | 57412.938 | 78855.535 | 103562.131 | 119615.516 | 161701.722 | 177849.197 | 178414.974 | 195726.376 | 213260.147 | 214193.924 | 240157.548 | 236337.486 | 237919.123 | 241473.295 | 260828.548 | 312769.967 | 353783.536 | 390808.924 | 430990.53 | 457417.747 | 481861.535 | 496341.447 | 503389.377 | 522148.101 | 526067.757
NPgY | GSP | NG FES - Leading the Way (Heavy Industry Sensitivity) | Electrolysers (MWh) | WEST MELTON SECTION 3 | Leading the Way (Heavy Industry Sensitivity) | Dem_BB000e_NPgExtra | MWh | NPgY | West Melton |  | 0 | 276.387 | 1516.351 | 43105.059 | 65496.853 | 89962.526 | 118149.967 | 136458.972 | 184459.873 | 202853.329 | 203463.196 | 223174.225 | 243133.797 | 244165.95 | 273732.929 | 269339.206 | 271111.169 | 275147.844 | 297209.627 | 356440.453 | 403224.292 | 445469.656 | 491316.166 | 521466.658 | 549346.103 | 565863.513 | 573903.123 | 595296.588 | 599766.579
NPgY | GSP | NG FES - Leading the Way (Heavy Industry Sensitivity) | Electrolysers (MWh) | WINCOBANK | Leading the Way (Heavy Industry Sensitivity) | Dem_BB000e_NPgExtra | MWh | NPgY | Wincobank |  | 0 | 0 | 0 | 0 | 0 | 0 | 0 | 0 | 0 | 0 | 0 | 0 | 0 | 0 | 0 | 0 | 0 | 0 | 0 | 0 | 0 | 0 | 0 | 0 | 0 | 0 | 0 | 0 | 0
NPgN | GSP | NG FES - System Transformation (Heavy Industry Sensitivity) | Electrolysers (MWh) | BLYTH 66kV | System Transformation (Heavy Industry Sensitivity) | Dem_BB000e_NPgExtra | MWh | NPgN | Blyth 66kV |  | 0 | 0 | 0.261 | 1.123 | 0.73 | 0.576 | 0.707 | 1.535 | 3.744 | 5.76 | 11.508 | 17.168 | 29.167 | 62.684 | 94.123 | 125.461 | 160.085 | 209.962 | 230.367 | 283.114 | 341.32 | 378.073 | 417.696 | 456.222 | 481.483 | 495.218 | 506.376 | 513.194 | 504.435
NPgN | GSP | NG FES - System Transformation (Heavy Industry Sensitivity) | Electrolysers (MWh) | BLYTH 132kV | System Transformation (Heavy Industry Sensitivity) | Dem_BB000e_NPgExtra | MWh | NPgN | Blyth 132kV |  | 0 | 228.697 | 291.814 | 7744.936 | 21098.619 | 29560.132 | 32473.096 | 34865.811 | 44824.093 | 44696.148 | 44927.179 | 40138.487 | 45991.104 | 74942.381 | 87733.954 | 93838.422 | 103118.962 | 122186.405 | 125480.09 | 152321.262 | 189554.517 | 216092.532 | 247259.487 | 284799.505 | 315824.769 | 338939.97 | 362506.861 | 384128.141 | 395836.365
NPgN | GSP | NG FES - System Transformation (Heavy Industry Sensitivity) | Electrolysers (MWh) | FOURSTONES | System Transformation (Heavy Industry Sensitivity) | Dem_BB000e_NPgExtra | MWh | NPgN | Fourstones |  | 0 | 0 | 0.026 | 0.112 | 0.073 | 0.058 | 0.071 | 0.153 | 0.374 | 0.576 | 1.151 | 1.717 | 2.917 | 6.268 | 9.412 | 12.546 | 16.008 | 20.996 | 23.037 | 28.311 | 34.132 | 37.807 | 41.77 | 45.622 | 48.148 | 49.522 | 50.638 | 51.319 | 50.443
NPgN | GSP | NG FES - System Transformation (Heavy Industry Sensitivity) | Electrolysers (MWh) | HARTMOOR | System Transformation (Heavy Industry Sensitivity) | Dem_BB000e_NPgExtra | MWh | NPgN | Hart Moor |  | 0 | 0 | 0.038 | 0.162 | 0.105 | 0.083 | 0.102 | 0.221 | 0.54 | 0.831 | 1.66 | 2.477 | 4.208 | 9.044 | 13.579 | 18.101 | 23.096 | 30.292 | 33.236 | 40.846 | 49.243 | 54.546 | 60.262 | 65.82 | 69.465 | 71.446 | 73.056 | 74.04 | 72.776
NPgN | GSP | NG FES - System Transformation (Heavy Industry Sensitivity) | Electrolysers (MWh) | HAWTHORN PIT GRID | System Transformation (Heavy Industry Sensitivity) | Dem_BB000e_NPgExtra | MWh | NPgN | Hawthorn Pit |  | 0 | 0 | 0.033 | 0.14 | 0.091 | 0.072 | 0.088 | 0.192 | 0.468 | 0.72 | 1.439 | 2.146 | 3.646 | 7.836 | 11.765 | 15.683 | 20.011 | 26.245 | 28.796 | 35.389 | 42.665 | 47.259 | 52.212 | 57.028 | 60.185 | 61.902 | 63.297 | 64.149 | 63.054
NPgN | GSP | NG FES - System Transformation (Heavy Industry Sensitivity) | Electrolysers (MWh) | KNARESBOROUGH | System Transformation (Heavy Industry Sensitivity) | Dem_BB000e_NPgExtra | MWh | NPgN | Knaresborough |  | 0 | 221.62 | 283.361 | 7507.756 | 20447.334 | 28646.663 | 31469.774 | 33790.281 | 43445.299 | 43325.781 | 43562.406 | 38934.446 | 44632.55 | 72762.219 | 85227.642 | 91212.672 | 100282.772 | 118870.728 | 122107.721 | 148235.207 | 184445.293 | 210243.551 | 240533.867 | 276997.598 | 307118.774 | 329549.113 | 352411.454 | 373378.771 | 384705.264
NPgN | GSP | NG FES - System Transformation (Heavy Industry Sensitivity) | Electrolysers (MWh) | LACKENBY | System Transformation (Heavy Industry Sensitivity) | Dem_BB000e_NPgExtra | MWh | NPgN | Lackenby |  | 0 | 0 | 0.034 | 0.146 | 0.095 | 0.075 | 0.092 | 0.2 | 0.487 | 0.749 | 1.496 | 2.232 | 3.792 | 8.149 | 12.236 | 16.31 | 20.811 | 27.295 | 29.948 | 36.805 | 44.372 | 49.149 | 54.3 | 59.309 | 62.593 | 64.378 | 65.829 | 66.715 | 65.576
NPgN | GSP | NG FES - System Transformation (Heavy Industry Sensitivity) | Electrolysers (MWh) | NORTON | System Transformation (Heavy Industry Sensitivity) | Dem_BB000e_NPgExtra | MWh | NPgN | Norton |  | 0 | 536.484 | 684.9 | 18169.804 | 49494.674 | 69343.698 | 76177.181 | 81791.205 | 105154.62 | 104857.239 | 105407.063 | 94181.368 | 107927 | 175887.491 | 205937.294 | 220300.179 | 242118.069 | 286915.188 | 294669.511 | 357706.369 | 445128.708 | 507432.534 | 580598.972 | 668714.001 | 741528.411 | 795771.424 | 851070.501 | 901799.576 | 929253.043
NPgN | GSP | NG FES - System Transformation (Heavy Industry Sensitivity) | Electrolysers (MWh) | OFFERTON | System Transformation (Heavy Industry Sensitivity) | Dem_BB000e_NPgExtra | MWh | NPgN | Offerton |  | 0 | 0 | 0 | 0 | 0 | 0 | 0 | 0 | 0 | 0 | 0 | 0 | 0 | 0 | 0 | 0 | 0 | 0 | 0 | 0 | 0 | 0 | 0 | 0 | 0 | 0 | 0 | 0 | 0
NPgN | GSP | NG FES - System Transformation (Heavy Industry Sensitivity) | Electrolysers (MWh) | OSBALDWICK | System Transformation (Heavy Industry Sensitivity) | Dem_BB000e_NPgExtra | MWh | NPgN | Osbaldwick |  | 0 | 650.99 | 830.556 | 22045.646 | 60057.213 | 84143.075 | 92434.814 | 99245.402 | 127590.966 | 127226.026 | 127881.548 | 114248.394 | 130903.534 | 213301.384 | 249701.202 | 267066.128 | 293470.576 | 347727.956 | 357095.971 | 433480.317 | 539443.848 | 614971.132 | 703673.696 | 810517.667 | 898822.185 | 964614.843 | 1031694.194 | 1093236.931 | 1126567.756
NPgN | GSP | NG FES - System Transformation (Heavy Industry Sensitivity) | Electrolysers (MWh) | POPPLETON | System Transformation (Heavy Industry Sensitivity) | Dem_BB000e_NPgExtra | MWh | NPgN | Poppleton |  | 0 | 0 | 0.074 | 0.32 | 0.208 | 0.164 | 0.201 | 0.437 | 1.067 | 1.642 | 3.28 | 4.893 | 8.312 | 17.865 | 26.825 | 35.756 | 45.624 | 59.839 | 65.655 | 80.687 | 97.276 | 107.751 | 119.043 | 130.023 | 137.223 | 141.137 | 144.317 | 146.26 | 143.764
NPgN | GSP | NG FES - System Transformation (Heavy Industry Sensitivity) | Electrolysers (MWh) | SALTHOLME | System Transformation (Heavy Industry Sensitivity) | Dem_BB000e_NPgExtra | MWh | NPgN | Saltholme |  | 0 | 0 | 0 | 0 | 0 | 0 | 0 | 0 | 0 | 0 | 0 | 0 | 0 | 0 | 0 | 0 | 0 | 0 | 0 | 0 | 0 | 0 | 0 | 0 | 0 | 0 | 0 | 0 | 0
NPgN | GSP | NG FES - System Transformation (Heavy Industry Sensitivity) | Electrolysers (MWh) | SOUTH SHIELDS | System Transformation (Heavy Industry Sensitivity) | Dem_BB000e_NPgExtra | MWh | NPgN | South Shields |  | 0 | 0 | 0 | 0 | 0 | 0 | 0 | 0 | 0 | 0 | 0 | 0 | 0 | 0 | 0 | 0 | 0 | 0 | 0 | 0 | 0 | 0 | 0 | 0 | 0 | 0 | 0 | 0 | 0
NPgN | GSP | NG FES - System Transformation (Heavy Industry Sensitivity) | Electrolysers (MWh) | SPADEADAM | System Transformation (Heavy Industry Sensitivity) | Dem_BB000e_NPgExtra | MWh | NPgN | Spadeadam - Not in NG FES |  | 0 | 0 | 0.039 | 0.168 | 0.109 | 0.086 | 0.106 | 0.23 | 0.562 | 0.864 | 1.726 | 2.575 | 4.375 | 9.403 | 14.118 | 18.819 | 24.013 | 31.494 | 34.555 | 42.467 | 51.198 | 56.711 | 62.654 | 68.433 | 72.222 | 74.283 | 75.956 | 76.979 | 75.665
NPgN | GSP | NG FES - System Transformation (Heavy Industry Sensitivity) | Electrolysers (MWh) | SPENNYMOOR | System Transformation (Heavy Industry Sensitivity) | Dem_BB000e_NPgExtra | MWh | NPgN | Spennymoor |  | 0 | 434.945 | 555.417 | 14731.485 | 40127.366 | 56219.535 | 61759.737 | 66311.674 | 85254.398 | 85014.43 | 85463.407 | 76365.535 | 87516.286 | 142632.846 | 167012.805 | 178674.806 | 196382.664 | 232729.076 | 239027.181 | 290162.752 | 361071.49 | 411603.817 | 470944.426 | 542403.736 | 601450.907 | 645435.185 | 690274.207 | 731405.75 | 753658.274
NPgN | GSP | NG FES - System Transformation (Heavy Industry Sensitivity) | Electrolysers (MWh) | STELLA NORTH | System Transformation (Heavy Industry Sensitivity) | Dem_BB000e_NPgExtra | MWh | NPgN | Stella North |  | 0 | 30.046 | 38.335 | 1017.502 | 2771.889 | 3883.549 | 4266.248 | 4580.588 | 5888.863 | 5872.029 | 5902.313 | 5273.116 | 6041.878 | 9845.043 | 11525.2 | 12326.819 | 13545.666 | 16050.115 | 16482.589 | 20008.302 | 24899.242 | 28385.319 | 32479.502 | 37410.98 | 41486.721 | 44523.389 | 47619.431 | 50459.913 | 51998.223
NPgN | GSP | NG FES - System Transformation (Heavy Industry Sensitivity) | Electrolysers (MWh) | STELLA SOUTH | System Transformation (Heavy Industry Sensitivity) | Dem_BB000e_NPgExtra | MWh | NPgN | Stella South |  | 0 | 212.368 | 270.892 | 7191.562 | 19591.896 | 27449.292 | 30154.221 | 32375.818 | 41622.331 | 41502.856 | 41715.494 | 37266.856 | 42697.625 | 69570.663 | 81438.518 | 87096.773 | 95703.238 | 113392.768 | 116444.544 | 141351.797 | 175907.317 | 200538.337 | 229466.835 | 264313.71 | 293115.373 | 314575.571 | 336456.059 | 356531.287 | 367406.412
NPgN | GSP | NG FES - System Transformation (Heavy Industry Sensitivity) | Electrolysers (MWh) | TYNEMOUTH | System Transformation (Heavy Industry Sensitivity) | Dem_BB000e_NPgExtra | MWh | NPgN | Tynemouth 1 |  | 0 | 8.164 | 10.411 | 276.46 | 753.186 | 1055.259 | 1159.246 | 1244.644 | 1600.091 | 1595.473 | 1603.577 | 1432.483 | 1641.117 | 2673.818 | 3129.681 | 3346.823 | 3677.266 | 4356.712 | 4473.784 | 5430.675 | 6758.418 | 7704.886 | 8816.532 | 10155.718 | 11262.664 | 12087.516 | 12928.556 | 13700.249 | 14118.442
NPgN | GSP | NG FES - System Transformation (Heavy Industry Sensitivity) | Electrolysers (MWh) | WEST BOLDON | System Transformation (Heavy Industry Sensitivity) | Dem_BB000e_NPgExtra | MWh | NPgN | West Boldon |  | 0 | 0 | 0 | 0 | 0 | 0 | 0 | 0 | 0 | 0 | 0 | 0 | 0 | 0 | 0 | 0 | 0 | 0 | 0 | 0 | 0 | 0 | 0 | 0 | 0 | 0 | 0 | 0 | 0
NPgY | GSP | NG FES - System Transformation (Heavy Industry Sensitivity) | Electrolysers (MWh) | BRADFORD WEST | System Transformation (Heavy Industry Sensitivity) | Dem_BB000e_NPgExtra | MWh | NPgY | Bradford West |  | 0 | 128.776 | 163.98 | 4609.332 | 12832.082 | 18289.394 | 20404.693 | 22223.332 | 28969.246 | 20020.998 | 19939.833 | 17829.718 | 20511.739 | 33532.872 | 39624.888 | 42515.927 | 47017.566 | 56043.421 | 57917.516 | 70626.664 | 88231.502 | 100475.751 | 114542.753 | 131541.575 | 145837.132 | 156470.687 | 167333.028 | 177319.585 | 182697.456
NPgY | GSP | NG FES - System Transformation (Heavy Industry Sensitivity) | Electrolysers (MWh) | CAMBLESFORTH | System Transformation (Heavy Industry Sensitivity) | Dem_BB000e_NPgExtra | MWh | NPgY | Camblesforth |  | 0 | 0 | 0.041 | 0.178 | 0.116 | 0.091 | 0.112 | 0.243 | 0.593 | 0.912 | 1.821 | 2.717 | 4.616 | 9.921 | 14.897 | 19.857 | 25.337 | 33.231 | 36.461 | 44.809 | 54.021 | 59.838 | 66.109 | 72.207 | 76.205 | 78.379 | 80.145 | 81.224 | 79.837
NPgY | GSP | NG FES - System Transformation (Heavy Industry Sensitivity) | Electrolysers (MWh) | CREYKE BECK | System Transformation (Heavy Industry Sensitivity) | Dem_BB000e_NPgExtra | MWh | NPgY | Creyke Beck |  | 0 | 935.152 | 1188.512 | 33462.357 | 93178.007 | 132809.419 | 148169.215 | 161368.615 | 210336.95 | 145338.649 | 144698.922 | 129326.078 | 148697.417 | 242961.234 | 286925.184 | 307645.068 | 340032.091 | 405139.663 | 418570.379 | 510400.284 | 637734.046 | 726327.945 | 828133.235 | 951238.513 | 1054829.257 | 1131928.08 | 1210710.867 | 1283171.853 | 1322301.722
NPgY | GSP | NG FES - System Transformation (Heavy Industry Sensitivity) | Electrolysers (MWh) | DRAX | System Transformation (Heavy Industry Sensitivity) | Dem_BB000e_NPgExtra | MWh | NPgY | Drax |  | 0 | 112.382 | 143.518 | 4024.302 | 11199.584 | 15961.877 | 17808.085 | 19396.51 | 25287.114 | 17481.281 | 17419.6 | 15587.133 | 17946.803 | 29363.559 | 34730.038 | 37302.898 | 41286.542 | 49242.7 | 50910.683 | 62085.78 | 77541.984 | 88285.91 | 100625.102 | 115521.117 | 128036.907 | 137338.559 | 146835.77 | 155561.786 | 160241.054
NPgY | GSP | NG FES - System Transformation (Heavy Industry Sensitivity) | Electrolysers (MWh) | ELLAND | System Transformation (Heavy Industry Sensitivity) | Dem_BB000e_NPgExtra | MWh | NPgY | Elland |  | 0 | 127.285 | 161.91 | 4555.219 | 12683.005 | 18077.22 | 20167.938 | 21964.974 | 28631.32 | 19785.374 | 19701.383 | 17611.995 | 20255.095 | 33103.477 | 39104.344 | 41941.369 | 46368.19 | 55256.84 | 57095.861 | 69623.27 | 86986.098 | 99064.472 | 112942.61 | 129719.336 | 143832.793 | 154334.208 | 165063.448 | 174929.891 | 180251.224
NPgY | GSP | NG FES - System Transformation (Heavy Industry Sensitivity) | Electrolysers (MWh) | FERRYBRIDGE A | System Transformation (Heavy Industry Sensitivity) | Dem_BB000e_NPgExtra | MWh | NPgY | Ferrybridge A |  | 0 | 0 | 0.223 | 0.959 | 0.624 | 0.492 | 0.604 | 1.312 | 3.2 | 4.923 | 9.836 | 14.673 | 24.928 | 53.574 | 80.444 | 107.227 | 136.819 | 179.447 | 196.887 | 241.967 | 291.714 | 323.126 | 356.99 | 389.916 | 411.507 | 423.245 | 432.781 | 438.609 | 431.122
NPgY | GSP | NG FES - System Transformation (Heavy Industry Sensitivity) | Electrolysers (MWh) | FERRYBRIDGE B | System Transformation (Heavy Industry Sensitivity) | Dem_BB000e_NPgExtra | MWh | NPgY | Ferrybridge B (_M) |  | 0 | 471.782 | 599.632 | 16881.807 | 47008.153 | 67002.082 | 74751.075 | 81410.237 | 106114.898 | 73323.66 | 73001.6 | 65246.709 | 75020.921 | 122580.745 | 144764.168 | 155221.007 | 171564.277 | 204416.786 | 211194.965 | 257529.162 | 321775.612 | 366475.36 | 417840.561 | 479951.421 | 532215.678 | 571113.464 | 610860.5 | 647417.691 | 667157.573
NPgY | GSP | NG FES - System Transformation (Heavy Industry Sensitivity) | Electrolysers (MWh) | GRIMSBY WEST | System Transformation (Heavy Industry Sensitivity) | Dem_BB000e_NPgExtra | MWh | NPgY | Grimsby West |  | 0 | 302.837 | 384.578 | 10835.044 | 30173.673 | 43007.992 | 47981.915 | 52255.401 | 68110.583 | 47059.321 | 46845.384 | 41860.417 | 48119.453 | 78606.142 | 92806.296 | 99479.268 | 109926.628 | 130952.166 | 135277.507 | 164953.36 | 206120.263 | 234767.01 | 267688.722 | 307509.459 | 341026.279 | 365977.595 | 391477.276 | 414934.831 | 427616.865
NPgY | GSP | NG FES - System Transformation (Heavy Industry Sensitivity) | Electrolysers (MWh) | JORDANTHORPE | System Transformation (Heavy Industry Sensitivity) | Dem_BB000e_NPgExtra | MWh | NPgY | Jordanthorpe |  | 0 | 0 | 0 | 0 | 0 | 0 | 0 | 0 | 0 | 0 | 0 | 0 | 0 | 0 | 0 | 0 | 0 | 0 | 0 | 0 | 0 | 0 | 0 | 0 | 0 | 0 | 0 | 0 | 0
NPgY | GSP | NG FES - System Transformation (Heavy Industry Sensitivity) | Electrolysers (MWh) | KEADBY | System Transformation (Heavy Industry Sensitivity) | Dem_BB000e_NPgExtra | MWh | NPgY | Keadby |  | 0 | 1560.403 | 1981.181 | 55827.05 | 155472.093 | 221602.586 | 247231.079 | 269249.42 | 350941.624 | 242469.567 | 241358.422 | 215664.147 | 247896.139 | 404930.827 | 478050.518 | 512385.72 | 566163.842 | 674423.827 | 696679.351 | 849506.648 | 1061534.495 | 1209083.722 | 1378655.778 | 1583777.517 | 1756437.946 | 1884981.333 | 2016354.178 | 2137211.394 | 2202570.411
NPgY | GSP | NG FES - System Transformation (Heavy Industry Sensitivity) | Electrolysers (MWh) | KIRKSTALL B | System Transformation (Heavy Industry Sensitivity) | Dem_BB000e_NPgExtra | MWh | NPgY | Kirkstall B |  | 0 | 53.14 | 67.432 | 1901.059 | 5294.585 | 7546.719 | 8419.493 | 9169.221 | 11950.975 | 8256.605 | 8217.931 | 7342.077 | 8438.016 | 13781.062 | 16266.637 | 17431.398 | 19257.823 | 22937.447 | 23692.413 | 28889.386 | 36101.676 | 41121.221 | 46890.349 | 53870.301 | 59746.688 | 64122.316 | 68594.675 | 72709.548 | 74936.657
NPgY | GSP | NG FES - System Transformation (Heavy Industry Sensitivity) | Electrolysers (MWh) | NEEPSEND | System Transformation (Heavy Industry Sensitivity) | Dem_BB000e_NPgExtra | MWh | NPgY | Neepsend |  | 0 | 0 | 0 | 0 | 0 | 0 | 0 | 0 | 0 | 0 | 0 | 0 | 0 | 0 | 0 | 0 | 0 | 0 | 0 | 0 | 0 | 0 | 0 | 0 | 0 | 0 | 0 | 0 | 0
NPgY | GSP | NG FES - System Transformation (Heavy Industry Sensitivity) | Electrolysers (MWh) | NORTON LEES | System Transformation (Heavy Industry Sensitivity) | Dem_BB000e_NPgExtra | MWh | NPgY | Norton Lees |  | 0 | 0 | 0 | 0 | 0 | 0 | 0 | 0 | 0 | 0 | 0 | 0 | 0 | 0 | 0 | 0 | 0 | 0 | 0 | 0 | 0 | 0 | 0 | 0 | 0 | 0 | 0 | 0 | 0
NPgY | GSP | NG FES - System Transformation (Heavy Industry Sensitivity) | Electrolysers (MWh) | PITSMOOR 3/4 | System Transformation (Heavy Industry Sensitivity) | Dem_BB000e_NPgExtra | MWh | NPgY | Pitsmoor |  | 0 | 0 | 0 | 0 | 0 | 0 | 0 | 0 | 0 | 0 | 0 | 0 | 0 | 0 | 0 | 0 | 0 | 0 | 0 | 0 | 0 | 0 | 0 | 0 | 0 | 0 | 0 | 0 | 0
NPgY | GSP | NG FES - System Transformation (Heavy Industry Sensitivity) | Electrolysers (MWh) | SALTEND NORTH | System Transformation (Heavy Industry Sensitivity) | Dem_BB000e_NPgExtra | MWh | NPgY | Saltend North |  | 0 | 0.58 | 0.778 | 20.942 | 57.946 | 82.521 | 92.075 | 100.395 | 131.128 | 91.095 | 91.583 | 82.912 | 96.781 | 160.446 | 192.571 | 210.253 | 235.682 | 283.767 | 295.243 | 360.356 | 448.345 | 508.988 | 578.273 | 660.61 | 728.793 | 778.76 | 829.376 | 875.4 | 898.34
NPgY | GSP | NG FES - System Transformation (Heavy Industry Sensitivity) | Electrolysers (MWh) | SHEFFIELD CITY | System Transformation (Heavy Industry Sensitivity) | Dem_BB000e_NPgExtra | MWh | NPgY | Sheffield City |  | 0 | 0 | 0 | 0 | 0 | 0 | 0 | 0 | 0 | 0 | 0 | 0 | 0 | 0 | 0 | 0 | 0 | 0 | 0 | 0 | 0 | 0 | 0 | 0 | 0 | 0 | 0 | 0 | 0
NPgY | GSP | NG FES - System Transformation (Heavy Industry Sensitivity) | Electrolysers (MWh) | SKELTON GRANGE | System Transformation (Heavy Industry Sensitivity) | Dem_BB000e_NPgExtra | MWh | NPgY | Skelton Grange |  | 0 | 136.843 | 173.688 | 4895.636 | 13634.314 | 19433.808 | 21681.327 | 23612.097 | 30775.801 | 21262.669 | 21163.988 | 18909.454 | 21733.53 | 35497.826 | 41903.458 | 44907.819 | 49616.563 | 59099.935 | 61047.294 | 74438.478 | 93020.211 | 105951.963 | 120814.439 | 138794.759 | 153931.166 | 165201.11 | 176719.744 | 187317.12 | 193050.808
NPgY | GSP | NG FES - System Transformation (Heavy Industry Sensitivity) | Electrolysers (MWh) | TEMPLEBOROUGH 275/33KV | System Transformation (Heavy Industry Sensitivity) | Dem_BB000e_NPgExtra | MWh | NPgY | Templeborough |  | 0 | 0 | 0 | 0 | 0 | 0 | 0 | 0 | 0 | 0 | 0 | 0 | 0 | 0 | 0 | 0 | 0 | 0 | 0 | 0 | 0 | 0 | 0 | 0 | 0 | 0 | 0 | 0 | 0
NPgY | GSP | NG FES - System Transformation (Heavy Industry Sensitivity) | Electrolysers (MWh) | THURCROFT | System Transformation (Heavy Industry Sensitivity) | Dem_BB000e_NPgExtra | MWh | NPgY | Thurcroft |  | 0 | 0 | 1.138 | 4.904 | 3.188 | 2.515 | 3.088 | 6.705 | 16.354 | 25.161 | 50.272 | 74.995 | 127.408 | 273.824 | 411.157 | 548.05 | 699.296 | 917.174 | 1006.311 | 1236.722 | 1490.984 | 1651.531 | 1824.615 | 1992.906 | 2103.256 | 2163.253 | 2211.994 | 2241.778 | 2203.515
NPgY | GSP | NG FES - System Transformation (Heavy Industry Sensitivity) | Electrolysers (MWh) | WEST MELTON / THORPE MARSH | System Transformation (Heavy Industry Sensitivity) | Dem_BB000e_NPgExtra | MWh | NPgY | Thorpe Marsh |  | 0 | 336.924 | 428.344 | 12056.687 | 33571.332 | 47849.986 | 53384.01 | 58140.035 | 75783.916 | 52366.847 | 52139.385 | 46603.705 | 53589.283 | 87569.064 | 103425.297 | 110906.911 | 122593.788 | 146077.518 | 150927.18 | 184040.164 | 229947.645 | 261886.322 | 298586.419 | 342960.076 | 380295.897 | 408080.927 | 436471.313 | 462581.747 | 476675.174
NPgY | GSP | NG FES - System Transformation (Heavy Industry Sensitivity) | Electrolysers (MWh) | WEST MELTON SECTION 3 | System Transformation (Heavy Industry Sensitivity) | Dem_BB000e_NPgExtra | MWh | NPgY | West Melton |  | 0 | 384.411 | 488.214 | 13753.807 | 38301.498 | 54592.893 | 60906.635 | 66331.385 | 86457.762 | 59736.397 | 59465.822 | 53139.058 | 61086.119 | 99790.591 | 117821.165 | 126296.989 | 139564.451 | 166262.096 | 171756.039 | 209434.576 | 261700.377 | 298069.851 | 339866.304 | 390419.943 | 432969.333 | 464643.998 | 497014.294 | 526791.642 | 542888.251
NPgY | GSP | NG FES - System Transformation (Heavy Industry Sensitivity) | Electrolysers (MWh) | WINCOBANK | System Transformation (Heavy Industry Sensitivity) | Dem_BB000e_NPgExtra | MWh | NPgY | Wincobank |  | 0 | 0 | 0 | 0 | 0 | 0 | 0 | 0 | 0 | 0 | 0 | 0 | 0 | 0 | 0 | 0 | 0 | 0 | 0 | 0 | 0 | 0 | 0 | 0 | 0 | 0 | 0 | 0 | 0
NPgN | GSP | NPg Best View (Heavy Industry Sensitivity) | Large industry (MWh) | BLYTH 66kV | NPg Best View (Not in FES) (Heavy Industry Sensitivity) | Dem_BB000f_NPgExtra | MWh | NPgN | Blyth 66kV |  | 207.1 | 310.604 | 414.139 | 517.674 | 693.91 | 870.147 | 1046.384 | 1222.621 | 1398.857 | 1689.194 | 1979.531 | 2269.867 | 2560.204 | 2850.54 | 3233.983 | 3617.425 | 4000.867 | 4384.31 | 4767.752 | 5516.096 | 6264.44 | 7012.784 | 7761.128 | 8509.472 | 8509.472 | 8509.472 | 8509.472 | 8509.472 | 8509.472
NPgN | GSP | NPg Best View (Heavy Industry Sensitivity) | Large industry (MWh) | BLYTH 132kV | NPg Best View (Not in FES) (Heavy Industry Sensitivity) | Dem_BB000f_NPgExtra | MWh | NPgN | Blyth 132kV |  | 0 | 0 | 0 | 0 | 0 | 0 | 0 | 0 | 0 | 0 | 0 | 0 | 0 | 0 | 0 | 0 | 0 | 0 | 0 | 0 | 0 | 0 | 0 | 0 | 0 | 0 | 0 | 0 | 0
NPgN | GSP | NPg Best View (Heavy Industry Sensitivity) | Large industry (MWh) | FOURSTONES | NPg Best View (Not in FES) (Heavy Industry Sensitivity) | Dem_BB000f_NPgExtra | MWh | NPgN | Fourstones |  | 0 | 0 | 0 | 0 | 0 | 0 | 0 | 0 | 0 | 0 | 0 | 0 | 0 | 0 | 0 | 0 | 0 | 0 | 0 | 0 | 0 | 0 | 0 | 0 | 0 | 0 | 0 | 0 | 0
NPgN | GSP | NPg Best View (Heavy Industry Sensitivity) | Large industry (MWh) | HARTMOOR | NPg Best View (Not in FES) (Heavy Industry Sensitivity) | Dem_BB000f_NPgExtra | MWh | NPgN | Hart Moor |  | 6036.05 | 9054.074 | 12072.099 | 15090.124 | 21315.836 | 27541.548 | 33767.26 | 39992.972 | 46218.684 | 54027.848 | 61837.012 | 69646.176 | 77455.34 | 85264.504 | 95260.498 | 105256.492 | 115252.485 | 125248.479 | 135244.473 | 154653.321 | 174062.169 | 193471.017 | 212879.865 | 232288.713 | 232288.713 | 232288.713 | 232288.713 | 232288.713 | 232288.713
NPgN | GSP | NPg Best View (Heavy Industry Sensitivity) | Large industry (MWh) | HAWTHORN PIT GRID | NPg Best View (Not in FES) (Heavy Industry Sensitivity) | Dem_BB000f_NPgExtra | MWh | NPgN | Hawthorn Pit |  | 107.056 | 160.584 | 214.112 | 267.64 | 358.755 | 449.87 | 540.985 | 632.101 | 723.216 | 873.321 | 1023.427 | 1173.532 | 1323.637 | 1473.743 | 1671.984 | 1870.226 | 2068.467 | 2266.709 | 2464.95 | 2851.847 | 3238.745 | 3625.642 | 4012.539 | 4399.436 | 4399.436 | 4399.436 | 4399.436 | 4399.436 | 4399.436
NPgN | GSP | NPg Best View (Heavy Industry Sensitivity) | Large industry (MWh) | KNARESBOROUGH | NPg Best View (Not in FES) (Heavy Industry Sensitivity) | Dem_BB000f_NPgExtra | MWh | NPgN | Knaresborough |  | 521.625 | 782.438 | 1043.251 | 1304.063 | 1619.784 | 1935.505 | 2251.225 | 2566.946 | 2882.667 | 3519.227 | 4155.787 | 4792.348 | 5428.908 | 6065.469 | 6520.93 | 6976.392 | 7431.854 | 7887.316 | 8342.777 | 8342.777 | 8342.777 | 8342.777 | 8342.777 | 8342.777 | 8342.777 | 8342.777 | 8342.777 | 8342.777 | 8342.777
NPgN | GSP | NPg Best View (Heavy Industry Sensitivity) | Large industry (MWh) | LACKENBY | NPg Best View (Not in FES) (Heavy Industry Sensitivity) | Dem_BB000f_NPgExtra | MWh | NPgN | Lackenby |  | 26974.01 | 40461.015 | 53948.02 | 67435.025 | 89874.157 | 112313.29 | 134752.422 | 157191.555 | 179630.688 | 217066.784 | 254502.881 | 291938.977 | 329375.074 | 366811.171 | 414696.904 | 462582.637 | 510468.37 | 558354.104 | 606239.837 | 696104.19 | 785968.544 | 875832.897 | 965697.251 | 1055561.605 | 1055561.605 | 1055561.605 | 1055561.605 | 1055561.605 | 1055561.605
NPgN | GSP | NPg Best View (Heavy Industry Sensitivity) | Large industry (MWh) | NORTON | NPg Best View (Not in FES) (Heavy Industry Sensitivity) | Dem_BB000f_NPgExtra | MWh | NPgN | Norton |  | 30118.328 | 45177.493 | 60236.657 | 75295.821 | 105183.04 | 135070.258 | 164957.477 | 194844.696 | 224731.914 | 264405.25 | 304078.586 | 343751.922 | 383425.258 | 423098.594 | 474253.965 | 525409.336 | 576564.707 | 627720.078 | 678875.449 | 778322.647 | 877769.844 | 977217.042 | 1076664.239 | 1176111.437 | 1176111.437 | 1176111.437 | 1176111.437 | 1176111.437 | 1176111.437
NPgN | GSP | NPg Best View (Heavy Industry Sensitivity) | Large industry (MWh) | OFFERTON | NPg Best View (Not in FES) (Heavy Industry Sensitivity) | Dem_BB000f_NPgExtra | MWh | NPgN | Offerton |  | 0 | 0 | 0 | 0 | 0 | 0 | 0 | 0 | 0 | 0 | 0 | 0 | 0 | 0 | 0 | 0 | 0 | 0 | 0 | 0 | 0 | 0 | 0 | 0 | 0 | 0 | 0 | 0 | 0
NPgN | GSP | NPg Best View (Heavy Industry Sensitivity) | Large industry (MWh) | OSBALDWICK | NPg Best View (Not in FES) (Heavy Industry Sensitivity) | Dem_BB000f_NPgExtra | MWh | NPgN | Osbaldwick |  | 7604.001 | 11406.002 | 15208.002 | 19010.003 | 37917.249 | 56824.495 | 75731.741 | 94638.987 | 113546.234 | 116734.66 | 119923.086 | 123111.512 | 126299.939 | 129488.365 | 130072.597 | 130656.829 | 131241.061 | 131825.294 | 132409.526 | 132409.526 | 132409.526 | 132409.526 | 132409.526 | 132409.526 | 132409.526 | 132409.526 | 132409.526 | 132409.526 | 132409.526
NPgN | GSP | NPg Best View (Heavy Industry Sensitivity) | Large industry (MWh) | POPPLETON | NPg Best View (Not in FES) (Heavy Industry Sensitivity) | Dem_BB000f_NPgExtra | MWh | NPgN | Poppleton |  | 0 | 0 | 0 | 0 | 0 | 0 | 0 | 0 | 0 | 0 | 0 | 0 | 0 | 0 | 0 | 0 | 0 | 0 | 0 | 0 | 0 | 0 | 0 | 0 | 0 | 0 | 0 | 0 | 0
NPgN | GSP | NPg Best View (Heavy Industry Sensitivity) | Large industry (MWh) | SALTHOLME | NPg Best View (Not in FES) (Heavy Industry Sensitivity) | Dem_BB000f_NPgExtra | MWh | NPgN | Saltholme |  | 0 | 0 | 0 | 0 | 0 | 0 | 0 | 0 | 0 | 0 | 0 | 0 | 0 | 0 | 0 | 0 | 0 | 0 | 0 | 0 | 0 | 0 | 0 | 0 | 0 | 0 | 0 | 0 | 0
NPgN | GSP | NPg Best View (Heavy Industry Sensitivity) | Large industry (MWh) | SOUTH SHIELDS | NPg Best View (Not in FES) (Heavy Industry Sensitivity) | Dem_BB000f_NPgExtra | MWh | NPgN | South Shields |  | 0 | 0 | 0 | 0 | 0 | 0 | 0 | 0 | 0 | 0 | 0 | 0 | 0 | 0 | 0 | 0 | 0 | 0 | 0 | 0 | 0 | 0 | 0 | 0 | 0 | 0 | 0 | 0 | 0
NPgN | GSP | NPg Best View (Heavy Industry Sensitivity) | Large industry (MWh) | SPADEADAM | NPg Best View (Not in FES) (Heavy Industry Sensitivity) | Dem_BB000f_NPgExtra | MWh | NPgN | Spadeadam - Not in NG FES |  | 0 | 0 | 0 | 0 | 0 | 0 | 0 | 0 | 0 | 0 | 0 | 0 | 0 | 0 | 0 | 0 | 0 | 0 | 0 | 0 | 0 | 0 | 0 | 0 | 0 | 0 | 0 | 0 | 0
NPgN | GSP | NPg Best View (Heavy Industry Sensitivity) | Large industry (MWh) | SPENNYMOOR | NPg Best View (Not in FES) (Heavy Industry Sensitivity) | Dem_BB000f_NPgExtra | MWh | NPgN | Spennymoor |  | 2790.195 | 4185.293 | 5580.391 | 6975.489 | 8709.108 | 10442.728 | 12176.347 | 13909.966 | 15643.586 | 18320.53 | 20997.475 | 23674.42 | 26351.364 | 29028.309 | 31731.422 | 34434.535 | 37137.648 | 39840.761 | 42543.875 | 44492.538 | 46441.2 | 48389.863 | 50338.526 | 52287.189 | 52287.189 | 52287.189 | 52287.189 | 52287.189 | 52287.189
NPgN | GSP | NPg Best View (Heavy Industry Sensitivity) | Large industry (MWh) | STELLA NORTH | NPg Best View (Not in FES) (Heavy Industry Sensitivity) | Dem_BB000f_NPgExtra | MWh | NPgN | Stella North |  | 2875.726 | 4313.59 | 5751.453 | 7189.316 | 10412.995 | 13636.673 | 16860.352 | 20084.03 | 23307.709 | 26185.561 | 29063.414 | 31941.267 | 34819.119 | 37696.972 | 39580.134 | 41463.297 | 43346.46 | 45229.623 | 47112.785 | 47112.785 | 47112.785 | 47112.785 | 47112.785 | 47112.785 | 47112.785 | 47112.785 | 47112.785 | 47112.785 | 47112.785
NPgN | GSP | NPg Best View (Heavy Industry Sensitivity) | Large industry (MWh) | STELLA SOUTH | NPg Best View (Not in FES) (Heavy Industry Sensitivity) | Dem_BB000f_NPgExtra | MWh | NPgN | Stella South |  | 8508.424 | 12762.635 | 17016.847 | 21271.059 | 26000.794 | 30730.529 | 35460.263 | 40189.998 | 44919.733 | 51347.653 | 57775.574 | 64203.494 | 70631.414 | 77059.335 | 83239.649 | 89419.963 | 95600.277 | 101780.592 | 107960.906 | 107960.906 | 107960.906 | 107960.906 | 107960.906 | 107960.906 | 107960.906 | 107960.906 | 107960.906 | 107960.906 | 107960.906
NPgN | GSP | NPg Best View (Heavy Industry Sensitivity) | Large industry (MWh) | TYNEMOUTH | NPg Best View (Not in FES) (Heavy Industry Sensitivity) | Dem_BB000f_NPgExtra | MWh | NPgN | Tynemouth 1 |  | 8479.59 | 12719.386 | 16959.181 | 21198.976 | 26410.738 | 31622.5 | 36834.263 | 42046.025 | 47257.787 | 49120.093 | 50982.4 | 52844.707 | 54707.013 | 56569.32 | 61022.94 | 65476.56 | 69930.18 | 74383.801 | 78837.421 | 78837.421 | 78837.421 | 78837.421 | 78837.421 | 78837.421 | 78837.421 | 78837.421 | 78837.421 | 78837.421 | 78837.421
NPgN | GSP | NPg Best View (Heavy Industry Sensitivity) | Large industry (MWh) | WEST BOLDON | NPg Best View (Not in FES) (Heavy Industry Sensitivity) | Dem_BB000f_NPgExtra | MWh | NPgN | West Boldon |  | 297.535 | 446.302 | 595.069 | 743.836 | 997.068 | 1250.3 | 1503.531 | 1756.763 | 2009.994 | 2427.174 | 2844.354 | 3261.533 | 3678.713 | 4095.892 | 4646.854 | 5197.816 | 5748.777 | 6299.739 | 6850.701 | 7925.983 | 9001.266 | 10076.548 | 11151.831 | 12227.113 | 12227.113 | 12227.113 | 12227.113 | 12227.113 | 12227.113
NPgY | GSP | NPg Best View (Heavy Industry Sensitivity) | Large industry (MWh) | BRADFORD WEST | NPg Best View (Not in FES) (Heavy Industry Sensitivity) | Dem_BB000f_NPgExtra | MWh | NPgY | Bradford West |  | 3300.47 | 4950.705 | 6600.94 | 8251.176 | 16457.75 | 24664.325 | 32870.899 | 41077.474 | 49284.048 | 50667.965 | 52051.882 | 53435.799 | 54819.716 | 56203.633 | 56457.216 | 56710.798 | 56964.38 | 57217.963 | 57471.545 | 57471.545 | 57471.545 | 57471.545 | 57471.545 | 57471.545 | 57471.545 | 57471.545 | 57471.545 | 57471.545 | 57471.545
NPgY | GSP | NPg Best View (Heavy Industry Sensitivity) | Large industry (MWh) | CAMBLESFORTH | NPg Best View (Not in FES) (Heavy Industry Sensitivity) | Dem_BB000f_NPgExtra | MWh | NPgY | Camblesforth |  | 10042.405 | 15063.607 | 20084.81 | 25106.012 | 30961.775 | 36817.537 | 42673.299 | 48529.061 | 54384.824 | 53785.942 | 53187.06 | 52588.178 | 51989.296 | 51390.415 | 51022.044 | 50653.673 | 50285.302 | 49916.931 | 49548.56 | 50918.836 | 52289.112 | 53659.387 | 55029.663 | 56399.939 | 56399.939 | 56399.939 | 56399.939 | 56399.939 | 56399.939
NPgY | GSP | NPg Best View (Heavy Industry Sensitivity) | Large industry (MWh) | CREYKE BECK | NPg Best View (Not in FES) (Heavy Industry Sensitivity) | Dem_BB000f_NPgExtra | MWh | NPgY | Creyke Beck |  | 4841.407 | 7262.111 | 9682.815 | 12103.519 | 18143.126 | 24182.733 | 30222.341 | 36261.948 | 42301.555 | 47044.272 | 51786.988 | 56529.704 | 61272.421 | 66015.137 | 69525.312 | 73035.487 | 76545.662 | 80055.837 | 83566.011 | 85565.583 | 87565.155 | 89564.727 | 91564.299 | 93563.871 | 93563.871 | 93563.871 | 93563.871 | 93563.871 | 93563.871
NPgY | GSP | NPg Best View (Heavy Industry Sensitivity) | Large industry (MWh) | DRAX | NPg Best View (Not in FES) (Heavy Industry Sensitivity) | Dem_BB000f_NPgExtra | MWh | NPgY | Drax |  | 2364.226 | 3546.339 | 4728.453 | 5910.566 | 9287.051 | 12663.537 | 16040.022 | 19416.508 | 22792.993 | 25288.032 | 27783.07 | 30278.108 | 32773.146 | 35268.185 | 38165.457 | 41062.728 | 43960 | 46857.272 | 49754.544 | 55283.901 | 60813.259 | 66342.617 | 71871.975 | 77401.333 | 77401.333 | 77401.333 | 77401.333 | 77401.333 | 77401.333
NPgY | GSP | NPg Best View (Heavy Industry Sensitivity) | Large industry (MWh) | ELLAND | NPg Best View (Not in FES) (Heavy Industry Sensitivity) | Dem_BB000f_NPgExtra | MWh | NPgY | Elland |  | 16204.235 | 24306.352 | 32408.47 | 40510.587 | 50203.859 | 59897.131 | 69590.403 | 79283.675 | 88976.947 | 96531.319 | 104085.692 | 111640.064 | 119194.437 | 126748.809 | 139053.212 | 151357.614 | 163662.017 | 175966.419 | 188270.822 | 196871.154 | 205471.485 | 214071.817 | 222672.149 | 231272.48 | 231272.48 | 231272.48 | 231272.48 | 231272.48 | 231272.48
NPgY | GSP | NPg Best View (Heavy Industry Sensitivity) | Large industry (MWh) | FERRYBRIDGE A | NPg Best View (Not in FES) (Heavy Industry Sensitivity) | Dem_BB000f_NPgExtra | MWh | NPgY | Ferrybridge A |  | 14269.03 | 21403.546 | 28538.061 | 35672.576 | 44081.202 | 52489.827 | 60898.452 | 69307.078 | 77715.703 | 85801.519 | 93887.335 | 101973.151 | 110058.967 | 118144.783 | 123741.409 | 129338.035 | 134934.66 | 140531.286 | 146127.912 | 146127.912 | 146127.912 | 146127.912 | 146127.912 | 146127.912 | 146127.912 | 146127.912 | 146127.912 | 146127.912 | 146127.912
NPgY | GSP | NPg Best View (Heavy Industry Sensitivity) | Large industry (MWh) | FERRYBRIDGE B | NPg Best View (Not in FES) (Heavy Industry Sensitivity) | Dem_BB000f_NPgExtra | MWh | NPgY | Ferrybridge B (_M) |  | 17250.73 | 25876.095 | 34501.46 | 43126.826 | 56761.786 | 70396.747 | 84031.707 | 97666.668 | 111301.628 | 117445.23 | 123588.831 | 129732.432 | 135876.034 | 142019.635 | 145726.21 | 149432.785 | 153139.36 | 156845.935 | 160552.51 | 160552.51 | 160552.51 | 160552.51 | 160552.51 | 160552.51 | 160552.51 | 160552.51 | 160552.51 | 160552.51 | 160552.51
NPgY | GSP | NPg Best View (Heavy Industry Sensitivity) | Large industry (MWh) | GRIMSBY WEST | NPg Best View (Not in FES) (Heavy Industry Sensitivity) | Dem_BB000f_NPgExtra | MWh | NPgY | Grimsby West |  | 15012.819 | 22519.229 | 30025.639 | 37532.049 | 48904.24 | 60276.431 | 71648.622 | 83020.814 | 94393.005 | 114403.732 | 134414.459 | 154425.186 | 174435.913 | 194446.639 | 216653.014 | 238859.389 | 261065.763 | 283272.138 | 305478.512 | 339076.8 | 372675.089 | 406273.377 | 439871.665 | 473469.953 | 473469.953 | 473469.953 | 473469.953 | 473469.953 | 473469.953
NPgY | GSP | NPg Best View (Heavy Industry Sensitivity) | Large industry (MWh) | JORDANTHORPE | NPg Best View (Not in FES) (Heavy Industry Sensitivity) | Dem_BB000f_NPgExtra | MWh | NPgY | Jordanthorpe |  | 0 | 0 | 0 | 0 | 0 | 0 | 0 | 0 | 0 | 0 | 0 | 0 | 0 | 0 | 0 | 0 | 0 | 0 | 0 | 0 | 0 | 0 | 0 | 0 | 0 | 0 | 0 | 0 | 0
NPgY | GSP | NPg Best View (Heavy Industry Sensitivity) | Large industry (MWh) | KEADBY | NPg Best View (Not in FES) (Heavy Industry Sensitivity) | Dem_BB000f_NPgExtra | MWh | NPgY | Keadby |  | 2774.719 | 4162.079 | 5549.439 | 6936.798 | 9228.156 | 11519.514 | 13810.872 | 16102.229 | 18393.587 | 22232.169 | 26070.75 | 29909.332 | 33747.914 | 37586.495 | 42445.138 | 47303.78 | 52162.422 | 57021.064 | 61879.706 | 70875.41 | 79871.114 | 88866.818 | 97862.522 | 106858.227 | 106858.227 | 106858.227 | 106858.227 | 106858.227 | 106858.227
NPgY | GSP | NPg Best View (Heavy Industry Sensitivity) | Large industry (MWh) | KIRKSTALL B | NPg Best View (Not in FES) (Heavy Industry Sensitivity) | Dem_BB000f_NPgExtra | MWh | NPgY | Kirkstall B |  | 1933.369 | 2900.053 | 3866.738 | 4833.422 | 6003.619 | 7173.816 | 8344.013 | 9514.21 | 10684.407 | 13043.775 | 15403.142 | 17762.51 | 20121.878 | 22481.246 | 24169.384 | 25857.522 | 27545.66 | 29233.798 | 30921.936 | 30921.936 | 30921.936 | 30921.936 | 30921.936 | 30921.936 | 30921.936 | 30921.936 | 30921.936 | 30921.936 | 30921.936
NPgY | GSP | NPg Best View (Heavy Industry Sensitivity) | Large industry (MWh) | NEEPSEND | NPg Best View (Not in FES) (Heavy Industry Sensitivity) | Dem_BB000f_NPgExtra | MWh | NPgY | Neepsend |  | 1142.517 | 1713.775 | 2285.034 | 2856.292 | 5697.144 | 8537.997 | 11378.849 | 14219.702 | 17060.554 | 17539.622 | 18018.69 | 18497.757 | 18976.825 | 19455.892 | 19543.674 | 19631.456 | 19719.239 | 19807.021 | 19894.803 | 19894.803 | 19894.803 | 19894.803 | 19894.803 | 19894.803 | 19894.803 | 19894.803 | 19894.803 | 19894.803 | 19894.803
NPgY | GSP | NPg Best View (Heavy Industry Sensitivity) | Large industry (MWh) | NORTON LEES | NPg Best View (Not in FES) (Heavy Industry Sensitivity) | Dem_BB000f_NPgExtra | MWh | NPgY | Norton Lees |  | 0 | 0 | 0 | 0 | 0 | 0 | 0 | 0 | 0 | 0 | 0 | 0 | 0 | 0 | 0 | 0 | 0 | 0 | 0 | 0 | 0 | 0 | 0 | 0 | 0 | 0 | 0 | 0 | 0
NPgY | GSP | NPg Best View (Heavy Industry Sensitivity) | Large industry (MWh) | PITSMOOR 3/4 | NPg Best View (Not in FES) (Heavy Industry Sensitivity) | Dem_BB000f_NPgExtra | MWh | NPgY | Pitsmoor |  | 0 | 0 | 0 | 0 | 0 | 0 | 0 | 0 | 0 | 0 | 0 | 0 | 0 | 0 | 0 | 0 | 0 | 0 | 0 | 0 | 0 | 0 | 0 | 0 | 0 | 0 | 0 | 0 | 0
NPgY | GSP | NPg Best View (Heavy Industry Sensitivity) | Large industry (MWh) | SALTEND NORTH | NPg Best View (Not in FES) (Heavy Industry Sensitivity) | Dem_BB000f_NPgExtra | MWh | NPgY | Saltend North |  | 16231.059 | 24346.589 | 32462.119 | 40577.649 | 58437.351 | 76297.054 | 94156.756 | 112016.459 | 129876.162 | 150202.899 | 170529.636 | 190856.373 | 211183.11 | 231509.847 | 257175.193 | 282840.539 | 308505.885 | 334171.232 | 359836.578 | 409555.333 | 459274.089 | 508992.844 | 558711.599 | 608430.355 | 608430.355 | 608430.355 | 608430.355 | 608430.355 | 608430.355
NPgY | GSP | NPg Best View (Heavy Industry Sensitivity) | Large industry (MWh) | SHEFFIELD CITY | NPg Best View (Not in FES) (Heavy Industry Sensitivity) | Dem_BB000f_NPgExtra | MWh | NPgY | Sheffield City |  | 0 | 0 | 0 | 0 | 0 | 0 | 0 | 0 | 0 | 0 | 0 | 0 | 0 | 0 | 0 | 0 | 0 | 0 | 0 | 0 | 0 | 0 | 0 | 0 | 0 | 0 | 0 | 0 | 0
NPgY | GSP | NPg Best View (Heavy Industry Sensitivity) | Large industry (MWh) | SKELTON GRANGE | NPg Best View (Not in FES) (Heavy Industry Sensitivity) | Dem_BB000f_NPgExtra | MWh | NPgY | Skelton Grange |  | 8659.634 | 12989.451 | 17319.268 | 21649.085 | 28845.296 | 36041.506 | 43237.716 | 50433.927 | 57630.137 | 62597.487 | 67564.838 | 72532.188 | 77499.538 | 82466.889 | 88110.876 | 93754.863 | 99398.85 | 105042.837 | 110686.824 | 120771.786 | 130856.748 | 140941.711 | 151026.673 | 161111.636 | 161111.636 | 161111.636 | 161111.636 | 161111.636 | 161111.636
NPgY | GSP | NPg Best View (Heavy Industry Sensitivity) | Large industry (MWh) | TEMPLEBOROUGH 275/33KV | NPg Best View (Not in FES) (Heavy Industry Sensitivity) | Dem_BB000f_NPgExtra | MWh | NPgY | Templeborough |  | 0 | 0 | 0 | 0 | 0 | 0 | 0 | 0 | 0 | 0 | 0 | 0 | 0 | 0 | 0 | 0 | 0 | 0 | 0 | 0 | 0 | 0 | 0 | 0 | 0 | 0 | 0 | 0 | 0
NPgY | GSP | NPg Best View (Heavy Industry Sensitivity) | Large industry (MWh) | THURCROFT | NPg Best View (Not in FES) (Heavy Industry Sensitivity) | Dem_BB000f_NPgExtra | MWh | NPgY | Thurcroft |  | 1050.781 | 1576.171 | 2101.562 | 2626.952 | 5239.705 | 7852.457 | 10465.21 | 13077.963 | 15690.715 | 16131.317 | 16571.919 | 17012.521 | 17453.123 | 17893.725 | 17974.459 | 18055.192 | 18135.926 | 18216.66 | 18297.394 | 18297.394 | 18297.394 | 18297.394 | 18297.394 | 18297.394 | 18297.394 | 18297.394 | 18297.394 | 18297.394 | 18297.394
NPgY | GSP | NPg Best View (Heavy Industry Sensitivity) | Large industry (MWh) | WEST MELTON / THORPE MARSH | NPg Best View (Not in FES) (Heavy Industry Sensitivity) | Dem_BB000f_NPgExtra | MWh | NPgY | Thorpe Marsh |  | 28744.471 | 43116.706 | 57488.942 | 71861.177 | 87012.737 | 102164.297 | 117315.858 | 132467.418 | 147618.978 | 151553.897 | 155488.816 | 159423.736 | 163358.655 | 167293.574 | 177107.495 | 186921.417 | 196735.338 | 206549.259 | 216363.181 | 216363.181 | 216363.181 | 216363.181 | 216363.181 | 216363.181 | 216363.181 | 216363.181 | 216363.181 | 216363.181 | 216363.181
NPgY | GSP | NPg Best View (Heavy Industry Sensitivity) | Large industry (MWh) | WEST MELTON SECTION 3 | NPg Best View (Not in FES) (Heavy Industry Sensitivity) | Dem_BB000f_NPgExtra | MWh | NPgY | West Melton |  | 15429.85 | 23144.775 | 30859.7 | 38574.625 | 47145.676 | 55716.727 | 64287.778 | 72858.828 | 81429.879 | 82848.338 | 84266.796 | 85685.255 | 87103.713 | 88522.172 | 90944.405 | 93366.637 | 95788.87 | 98211.103 | 100633.335 | 100633.335 | 100633.335 | 100633.335 | 100633.335 | 100633.335 | 100633.335 | 100633.335 | 100633.335 | 100633.335 | 100633.335
NPgY | GSP | NPg Best View (Heavy Industry Sensitivity) | Large industry (MWh) | WINCOBANK | NPg Best View (Not in FES) (Heavy Industry Sensitivity) | Dem_BB000f_NPgExtra | MWh | NPgY | Wincobank |  | 0 | 0 | 0 | 0 | 0 | 0 | 0 | 0 | 0 | 0 | 0 | 0 | 0 | 0 | 0 | 0 | 0 | 0 | 0 | 0 | 0 | 0 | 0 | 0 | 0 | 0 | 0 | 0 | 0
NPgN | GSP | NG FES - Consumer Transformation (Heavy Industry Sensitivity) | Large industry (MWh) | BLYTH 66kV | NPg Best View (Not in FES) (Heavy Industry Sensitivity) | Dem_BB000f_NPgExtra | MWh | NPgN | Blyth 66kV |  | 103.5 | 155.302 | 207.069 | 258.837 | 366.939 | 475.041 | 583.143 | 691.245 | 799.347 | 984.239 | 1169.131 | 1354.023 | 1538.915 | 1723.807 | 2028.957 | 2334.108 | 2639.259 | 2944.41 | 3249.56 | 3806.231 | 4362.901 | 4919.571 | 5476.242 | 6032.912 | 7034.918 | 8036.925 | 9038.931 | 10040.938 | 11042.944
NPgN | GSP | NG FES - Consumer Transformation (Heavy Industry Sensitivity) | Large industry (MWh) | BLYTH 132kV | NPg Best View (Not in FES) (Heavy Industry Sensitivity) | Dem_BB000f_NPgExtra | MWh | NPgN | Blyth 132kV |  | 0 | 0 | 0 | 0 | 0 | 0 | 0 | 0 | 0 | 0 | 0 | 0 | 0 | 0 | 0 | 0 | 0 | 0 | 0 | 0 | 0 | 0 | 0 | 0 | 0 | 0 | 0 | 0 | 0
NPgN | GSP | NG FES - Consumer Transformation (Heavy Industry Sensitivity) | Large industry (MWh) | FOURSTONES | NPg Best View (Not in FES) (Heavy Industry Sensitivity) | Dem_BB000f_NPgExtra | MWh | NPgN | Fourstones |  | 0 | 0 | 0 | 0 | 0 | 0 | 0 | 0 | 0 | 0 | 0 | 0 | 0 | 0 | 0 | 0 | 0 | 0 | 0 | 0 | 0 | 0 | 0 | 0 | 0 | 0 | 0 | 0 | 0
NPgN | GSP | NG FES - Consumer Transformation (Heavy Industry Sensitivity) | Large industry (MWh) | HARTMOOR | NPg Best View (Not in FES) (Heavy Industry Sensitivity) | Dem_BB000f_NPgExtra | MWh | NPgN | Hart Moor |  | 3018.025 | 4527.037 | 6036.05 | 7545.062 | 10977.444 | 14409.825 | 17842.207 | 21274.588 | 24706.97 | 30116.428 | 35525.886 | 40935.344 | 46344.803 | 51754.261 | 60152.497 | 68550.732 | 76948.968 | 85347.204 | 93745.44 | 109026.637 | 124307.835 | 139589.032 | 154870.229 | 170151.426 | 197151.454 | 224151.482 | 251151.51 | 278151.538 | 305151.566
NPgN | GSP | NG FES - Consumer Transformation (Heavy Industry Sensitivity) | Large industry (MWh) | HAWTHORN PIT GRID | NPg Best View (Not in FES) (Heavy Industry Sensitivity) | Dem_BB000f_NPgExtra | MWh | NPgN | Hawthorn Pit |  | 53.528 | 80.292 | 107.056 | 133.82 | 189.709 | 245.598 | 301.488 | 357.377 | 413.266 | 508.856 | 604.446 | 700.036 | 795.626 | 891.216 | 1048.98 | 1206.745 | 1364.509 | 1522.273 | 1680.038 | 1967.839 | 2255.64 | 2543.441 | 2831.242 | 3119.043 | 3637.085 | 4155.127 | 4673.169 | 5191.211 | 5709.253
NPgN | GSP | NG FES - Consumer Transformation (Heavy Industry Sensitivity) | Large industry (MWh) | KNARESBOROUGH | NPg Best View (Not in FES) (Heavy Industry Sensitivity) | Dem_BB000f_NPgExtra | MWh | NPgN | Knaresborough |  | 156.488 | 234.731 | 312.975 | 391.219 | 461.721 | 532.223 | 602.724 | 673.226 | 743.728 | 805.67 | 867.613 | 929.555 | 991.497 | 1053.44 | 1105.961 | 1158.481 | 1211.002 | 1263.523 | 1316.044 | 2018.822 | 2721.601 | 3424.379 | 4127.157 | 4829.935 | 5532.713 | 6235.491 | 6938.269 | 7641.048 | 8343.826
NPgN | GSP | NG FES - Consumer Transformation (Heavy Industry Sensitivity) | Large industry (MWh) | LACKENBY | NPg Best View (Not in FES) (Heavy Industry Sensitivity) | Dem_BB000f_NPgExtra | MWh | NPgN | Lackenby |  | 13065.66 | 19598.49 | 26131.32 | 32664.15 | 45930.588 | 59197.026 | 72463.463 | 85729.901 | 98996.339 | 121449.431 | 143902.523 | 166355.615 | 188808.707 | 211261.799 | 248117.991 | 284974.184 | 321830.377 | 358686.569 | 395542.762 | 465228.884 | 534915.005 | 604601.127 | 674287.248 | 743973.37 | 867137.288 | 990301.206 | 1113465.124 | 1236629.042 | 1359792.961
NPgN | GSP | NG FES - Consumer Transformation (Heavy Industry Sensitivity) | Large industry (MWh) | NORTON | NPg Best View (Not in FES) (Heavy Industry Sensitivity) | Dem_BB000f_NPgExtra | MWh | NPgN | Norton |  | 15059.164 | 22588.746 | 30118.328 | 37647.911 | 54470.382 | 71292.853 | 88115.324 | 104937.796 | 121760.267 | 148730.557 | 175700.847 | 202671.136 | 229641.426 | 256611.716 | 299054.264 | 341496.812 | 383939.36 | 426381.908 | 468824.456 | 546096.721 | 623368.985 | 700641.25 | 777913.514 | 855185.779 | 992297.944 | 1129410.11 | 1266522.276 | 1403634.442 | 1540746.608
NPgN | GSP | NG FES - Consumer Transformation (Heavy Industry Sensitivity) | Large industry (MWh) | OFFERTON | NPg Best View (Not in FES) (Heavy Industry Sensitivity) | Dem_BB000f_NPgExtra | MWh | NPgN | Offerton |  | 0 | 0 | 0 | 0 | 0 | 0 | 0 | 0 | 0 | 0 | 0 | 0 | 0 | 0 | 0 | 0 | 0 | 0 | 0 | 0 | 0 | 0 | 0 | 0 | 0 | 0 | 0 | 0 | 0
NPgN | GSP | NG FES - Consumer Transformation (Heavy Industry Sensitivity) | Large industry (MWh) | OSBALDWICK | NPg Best View (Not in FES) (Heavy Industry Sensitivity) | Dem_BB000f_NPgExtra | MWh | NPgN | Osbaldwick |  | 3802.001 | 5703.001 | 7604.001 | 9505.001 | 16687.7 | 23870.398 | 31053.097 | 38235.795 | 45418.493 | 52435.253 | 59452.012 | 66468.772 | 73485.531 | 80502.29 | 86031.216 | 91560.142 | 97089.067 | 102617.993 | 108146.918 | 117784.53 | 127422.141 | 137059.753 | 146697.364 | 156334.976 | 167900.109 | 179465.243 | 191030.377 | 202595.511 | 214160.644
NPgN | GSP | NG FES - Consumer Transformation (Heavy Industry Sensitivity) | Large industry (MWh) | POPPLETON | NPg Best View (Not in FES) (Heavy Industry Sensitivity) | Dem_BB000f_NPgExtra | MWh | NPgN | Poppleton |  | 0 | 0 | 0 | 0 | 0 | 0 | 0 | 0 | 0 | 0 | 0 | 0 | 0 | 0 | 0 | 0 | 0 | 0 | 0 | 0 | 0 | 0 | 0 | 0 | 0 | 0 | 0 | 0 | 0
NPgN | GSP | NG FES - Consumer Transformation (Heavy Industry Sensitivity) | Large industry (MWh) | SALTHOLME | NPg Best View (Not in FES) (Heavy Industry Sensitivity) | Dem_BB000f_NPgExtra | MWh | NPgN | Saltholme |  | 0 | 0 | 0 | 0 | 0 | 0 | 0 | 0 | 0 | 0 | 0 | 0 | 0 | 0 | 0 | 0 | 0 | 0 | 0 | 0 | 0 | 0 | 0 | 0 | 0 | 0 | 0 | 0 | 0
NPgN | GSP | NG FES - Consumer Transformation (Heavy Industry Sensitivity) | Large industry (MWh) | SOUTH SHIELDS | NPg Best View (Not in FES) (Heavy Industry Sensitivity) | Dem_BB000f_NPgExtra | MWh | NPgN | South Shields |  | 0 | 0 | 0 | 0 | 0 | 0 | 0 | 0 | 0 | 0 | 0 | 0 | 0 | 0 | 0 | 0 | 0 | 0 | 0 | 0 | 0 | 0 | 0 | 0 | 0 | 0 | 0 | 0 | 0
NPgN | GSP | NG FES - Consumer Transformation (Heavy Industry Sensitivity) | Large industry (MWh) | SPADEADAM | NPg Best View (Not in FES) (Heavy Industry Sensitivity) | Dem_BB000f_NPgExtra | MWh | NPgN | Spadeadam - Not in NG FES |  | 0 | 0 | 0 | 0 | 0 | 0 | 0 | 0 | 0 | 0 | 0 | 0 | 0 | 0 | 0 | 0 | 0 | 0 | 0 | 0 | 0 | 0 | 0 | 0 | 0 | 0 | 0 | 0 | 0
NPgN | GSP | NG FES - Consumer Transformation (Heavy Industry Sensitivity) | Large industry (MWh) | SPENNYMOOR | NPg Best View (Not in FES) (Heavy Industry Sensitivity) | Dem_BB000f_NPgExtra | MWh | NPgN | Spennymoor |  | 1107.959 | 1661.939 | 2215.918 | 2769.898 | 3429.818 | 4089.738 | 4749.658 | 5409.577 | 6069.497 | 6889.961 | 7710.425 | 8530.889 | 9351.352 | 10171.816 | 11250.74 | 12329.663 | 13408.587 | 14487.51 | 15566.434 | 19169.996 | 22773.559 | 26377.121 | 29980.684 | 33584.246 | 38296.913 | 43009.58 | 47722.247 | 52434.914 | 57147.581
NPgN | GSP | NG FES - Consumer Transformation (Heavy Industry Sensitivity) | Large industry (MWh) | STELLA NORTH | NPg Best View (Not in FES) (Heavy Industry Sensitivity) | Dem_BB000f_NPgExtra | MWh | NPgN | Stella North |  | 1020.393 | 1530.589 | 2040.785 | 2550.982 | 3577.798 | 4604.613 | 5631.429 | 6658.245 | 7685.061 | 8660.421 | 9635.78 | 10611.14 | 11586.5 | 12561.86 | 13345.262 | 14128.664 | 14912.065 | 15695.467 | 16478.869 | 20290.345 | 24101.82 | 27913.296 | 31724.771 | 35536.246 | 39547.565 | 43558.883 | 47570.202 | 51581.521 | 55592.839
NPgN | GSP | NG FES - Consumer Transformation (Heavy Industry Sensitivity) | Large industry (MWh) | STELLA SOUTH | NPg Best View (Not in FES) (Heavy Industry Sensitivity) | Dem_BB000f_NPgExtra | MWh | NPgN | Stella South |  | 3333.274 | 4999.911 | 6666.548 | 8333.185 | 9838.375 | 11343.566 | 12848.757 | 14353.947 | 15859.138 | 17212.85 | 18566.563 | 19920.275 | 21273.988 | 22627.7 | 23760.541 | 24893.383 | 26026.224 | 27159.066 | 28291.907 | 35547.795 | 42803.683 | 50059.571 | 57315.46 | 64571.348 | 71585.262 | 78599.177 | 85613.092 | 92627.007 | 99640.921
NPgN | GSP | NG FES - Consumer Transformation (Heavy Industry Sensitivity) | Large industry (MWh) | TYNEMOUTH | NPg Best View (Not in FES) (Heavy Industry Sensitivity) | Dem_BB000f_NPgExtra | MWh | NPgN | Tynemouth 1 |  | 4239.795 | 6359.693 | 8479.59 | 10599.488 | 12875.465 | 15151.442 | 17427.42 | 19703.397 | 21979.374 | 24089.258 | 26199.142 | 28309.025 | 30418.909 | 32528.793 | 34259.569 | 35990.346 | 37721.122 | 39451.898 | 41182.674 | 43965.639 | 46748.604 | 49531.568 | 52314.533 | 55097.498 | 57512.193 | 59926.887 | 62341.582 | 64756.277 | 67170.972
NPgN | GSP | NG FES - Consumer Transformation (Heavy Industry Sensitivity) | Large industry (MWh) | WEST BOLDON | NPg Best View (Not in FES) (Heavy Industry Sensitivity) | Dem_BB000f_NPgExtra | MWh | NPgN | West Boldon |  | 148.767 | 223.151 | 297.535 | 371.918 | 527.248 | 682.578 | 837.908 | 993.238 | 1148.568 | 1414.236 | 1679.904 | 1945.572 | 2211.24 | 2476.908 | 2915.374 | 3353.84 | 3792.306 | 4230.771 | 4669.237 | 5469.107 | 6268.977 | 7068.847 | 7868.717 | 8668.587 | 10108.353 | 11548.119 | 12987.885 | 14427.65 | 15867.416
NPgY | GSP | NG FES - Consumer Transformation (Heavy Industry Sensitivity) | Large industry (MWh) | BRADFORD WEST | NPg Best View (Not in FES) (Heavy Industry Sensitivity) | Dem_BB000f_NPgExtra | MWh | NPgY | Bradford West |  | 1650.235 | 2475.353 | 3300.47 | 4125.588 | 7243.194 | 10360.8 | 13478.407 | 16596.013 | 19713.619 | 22759.201 | 25804.782 | 28850.364 | 31895.945 | 34941.527 | 37341.323 | 39741.12 | 42140.916 | 44540.712 | 46940.509 | 51123.655 | 55306.801 | 59489.948 | 63673.094 | 67856.24 | 72876.016 | 77895.792 | 82915.567 | 87935.343 | 92955.118
NPgY | GSP | NG FES - Consumer Transformation (Heavy Industry Sensitivity) | Large industry (MWh) | CAMBLESFORTH | NPg Best View (Not in FES) (Heavy Industry Sensitivity) | Dem_BB000f_NPgExtra | MWh | NPgY | Camblesforth |  | 5021.202 | 7531.804 | 10042.405 | 12553.006 | 14688.304 | 16823.603 | 18958.901 | 21094.199 | 23229.498 | 25327.904 | 27426.31 | 29524.716 | 31623.123 | 33721.529 | 35744.797 | 37768.065 | 39791.333 | 41814.602 | 43837.87 | 47247.667 | 50657.465 | 54067.262 | 57477.059 | 60886.857 | 70713.695 | 80540.533 | 90367.371 | 100194.209 | 110021.048
NPgY | GSP | NG FES - Consumer Transformation (Heavy Industry Sensitivity) | Large industry (MWh) | CREYKE BECK | NPg Best View (Not in FES) (Heavy Industry Sensitivity) | Dem_BB000f_NPgExtra | MWh | NPgY | Creyke Beck |  | 1879.179 | 2818.768 | 3758.358 | 4697.947 | 6845.679 | 8993.411 | 11141.142 | 13288.874 | 15436.606 | 17710.599 | 19984.592 | 22258.586 | 24532.579 | 26806.572 | 29043.746 | 31280.92 | 33518.094 | 35755.267 | 37992.441 | 45130.985 | 52269.529 | 59408.072 | 66546.616 | 73685.16 | 82414.276 | 91143.393 | 99872.51 | 108601.626 | 117330.743
NPgY | GSP | NG FES - Consumer Transformation (Heavy Industry Sensitivity) | Large industry (MWh) | DRAX | NPg Best View (Not in FES) (Heavy Industry Sensitivity) | Dem_BB000f_NPgExtra | MWh | NPgY | Drax |  | 1182.113 | 1773.17 | 2364.226 | 2955.283 | 4542.038 | 6128.794 | 7715.549 | 9302.305 | 10889.06 | 13024.995 | 15160.929 | 17296.864 | 19432.799 | 21568.733 | 24430.006 | 27291.278 | 30152.551 | 33013.824 | 35875.096 | 41045.557 | 46216.018 | 51386.479 | 56556.94 | 61727.401 | 70399.827 | 79072.253 | 87744.678 | 96417.104 | 105089.53
NPgY | GSP | NG FES - Consumer Transformation (Heavy Industry Sensitivity) | Large industry (MWh) | ELLAND | NPg Best View (Not in FES) (Heavy Industry Sensitivity) | Dem_BB000f_NPgExtra | MWh | NPgY | Elland |  | 7848.562 | 11772.843 | 15697.124 | 19621.405 | 24110.243 | 28599.081 | 33087.919 | 37576.756 | 42065.594 | 47171.157 | 52276.72 | 57382.283 | 62487.845 | 67593.408 | 73562.655 | 79531.901 | 85501.148 | 91470.395 | 97439.641 | 109256.273 | 121072.905 | 132889.537 | 144706.169 | 156522.801 | 172782.499 | 189042.197 | 205301.895 | 221561.593 | 237821.291
NPgY | GSP | NG FES - Consumer Transformation (Heavy Industry Sensitivity) | Large industry (MWh) | FERRYBRIDGE A | NPg Best View (Not in FES) (Heavy Industry Sensitivity) | Dem_BB000f_NPgExtra | MWh | NPgY | Ferrybridge A |  | 5675.615 | 8513.423 | 11351.23 | 14189.038 | 16573.25 | 18957.462 | 21341.674 | 23725.886 | 26110.098 | 28246.501 | 30382.904 | 32519.307 | 34655.709 | 36792.112 | 38583.599 | 40375.087 | 42166.574 | 43958.062 | 45749.549 | 57302.678 | 68855.808 | 80408.937 | 91962.066 | 103515.195 | 119111.325 | 134707.454 | 150303.584 | 165899.713 | 181495.843
NPgY | GSP | NG FES - Consumer Transformation (Heavy Industry Sensitivity) | Large industry (MWh) | FERRYBRIDGE B | NPg Best View (Not in FES) (Heavy Industry Sensitivity) | Dem_BB000f_NPgExtra | MWh | NPgY | Ferrybridge B (_M) |  | 7554.888 | 11332.332 | 15109.776 | 18887.22 | 23388.949 | 27890.679 | 32392.409 | 36894.138 | 41395.868 | 45584.748 | 49773.628 | 53962.508 | 58151.388 | 62340.268 | 65759.78 | 69179.291 | 72598.802 | 76018.313 | 79437.824 | 91501.811 | 103565.797 | 115629.783 | 127693.769 | 139757.755 | 158108.401 | 176459.047 | 194809.693 | 213160.339 | 231510.985
NPgY | GSP | NG FES - Consumer Transformation (Heavy Industry Sensitivity) | Large industry (MWh) | GRIMSBY WEST | NPg Best View (Not in FES) (Heavy Industry Sensitivity) | Dem_BB000f_NPgExtra | MWh | NPgY | Grimsby West |  | 6363.2 | 9544.799 | 12726.399 | 15907.999 | 21534.011 | 27160.023 | 32786.035 | 38412.047 | 44038.058 | 53017.896 | 61997.734 | 70977.572 | 79957.41 | 88937.248 | 103213.091 | 117488.934 | 131764.777 | 146040.619 | 160316.462 | 193010.358 | 225704.254 | 258398.15 | 291092.045 | 323785.941 | 376474.033 | 429162.125 | 481850.217 | 534538.309 | 587226.401
NPgY | GSP | NG FES - Consumer Transformation (Heavy Industry Sensitivity) | Large industry (MWh) | JORDANTHORPE | NPg Best View (Not in FES) (Heavy Industry Sensitivity) | Dem_BB000f_NPgExtra | MWh | NPgY | Jordanthorpe |  | 0 | 0 | 0 | 0 | 0 | 0 | 0 | 0 | 0 | 0 | 0 | 0 | 0 | 0 | 0 | 0 | 0 | 0 | 0 | 0 | 0 | 0 | 0 | 0 | 0 | 0 | 0 | 0 | 0
NPgY | GSP | NG FES - Consumer Transformation (Heavy Industry Sensitivity) | Large industry (MWh) | KEADBY | NPg Best View (Not in FES) (Heavy Industry Sensitivity) | Dem_BB000f_NPgExtra | MWh | NPgY | Keadby |  | 1330.245 | 1995.367 | 2660.489 | 3325.612 | 4663.684 | 6001.757 | 7339.83 | 8677.902 | 10015.975 | 12272.438 | 14528.901 | 16785.364 | 19041.827 | 21298.29 | 24995.205 | 28692.12 | 32389.035 | 36085.95 | 39782.865 | 46859.247 | 53935.629 | 61012.011 | 68088.393 | 75164.776 | 87594.463 | 100024.149 | 112453.836 | 124883.523 | 137313.21
NPgY | GSP | NG FES - Consumer Transformation (Heavy Industry Sensitivity) | Large industry (MWh) | KIRKSTALL B | NPg Best View (Not in FES) (Heavy Industry Sensitivity) | Dem_BB000f_NPgExtra | MWh | NPgY | Kirkstall B |  | 580.011 | 870.016 | 1160.021 | 1450.027 | 1711.337 | 1972.647 | 2233.957 | 2495.267 | 2756.577 | 2986.162 | 3215.747 | 3445.332 | 3674.917 | 3904.502 | 4099.167 | 4293.833 | 4488.498 | 4683.163 | 4877.829 | 7482.628 | 10087.427 | 12692.226 | 15297.026 | 17901.825 | 20506.624 | 23111.423 | 25716.222 | 28321.022 | 30925.821
NPgY | GSP | NG FES - Consumer Transformation (Heavy Industry Sensitivity) | Large industry (MWh) | NEEPSEND | NPg Best View (Not in FES) (Heavy Industry Sensitivity) | Dem_BB000f_NPgExtra | MWh | NPgY | Neepsend |  | 571.258 | 856.888 | 1142.517 | 1428.146 | 2507.361 | 3586.576 | 4665.791 | 5745.007 | 6824.222 | 7878.504 | 8932.787 | 9987.069 | 11041.352 | 12095.634 | 12926.367 | 13757.099 | 14587.831 | 15418.564 | 16249.296 | 17697.367 | 19145.438 | 20593.509 | 22041.58 | 23489.651 | 25227.336 | 26965.021 | 28702.706 | 30440.391 | 32178.076
NPgY | GSP | NG FES - Consumer Transformation (Heavy Industry Sensitivity) | Large industry (MWh) | NORTON LEES | NPg Best View (Not in FES) (Heavy Industry Sensitivity) | Dem_BB000f_NPgExtra | MWh | NPgY | Norton Lees |  | 0 | 0 | 0 | 0 | 0 | 0 | 0 | 0 | 0 | 0 | 0 | 0 | 0 | 0 | 0 | 0 | 0 | 0 | 0 | 0 | 0 | 0 | 0 | 0 | 0 | 0 | 0 | 0 | 0
NPgY | GSP | NG FES - Consumer Transformation (Heavy Industry Sensitivity) | Large industry (MWh) | PITSMOOR 3/4 | NPg Best View (Not in FES) (Heavy Industry Sensitivity) | Dem_BB000f_NPgExtra | MWh | NPgY | Pitsmoor |  | 0 | 0 | 0 | 0 | 0 | 0 | 0 | 0 | 0 | 0 | 0 | 0 | 0 | 0 | 0 | 0 | 0 | 0 | 0 | 0 | 0 | 0 | 0 | 0 | 0 | 0 | 0 | 0 | 0
NPgY | GSP | NG FES - Consumer Transformation (Heavy Industry Sensitivity) | Large industry (MWh) | SALTEND NORTH | NPg Best View (Not in FES) (Heavy Industry Sensitivity) | Dem_BB000f_NPgExtra | MWh | NPgY | Saltend North |  | 8115.53 | 12173.295 | 16231.059 | 20288.824 | 29807.592 | 39326.36 | 48845.128 | 58363.895 | 67882.663 | 82449.24 | 97015.817 | 111582.394 | 126148.971 | 140715.549 | 162787.916 | 184860.283 | 206932.65 | 229005.017 | 251077.385 | 291196.919 | 331316.453 | 371435.987 | 411555.522 | 451675.056 | 522009.06 | 592343.064 | 662677.067 | 733011.071 | 803345.075
NPgY | GSP | NG FES - Consumer Transformation (Heavy Industry Sensitivity) | Large industry (MWh) | SHEFFIELD CITY | NPg Best View (Not in FES) (Heavy Industry Sensitivity) | Dem_BB000f_NPgExtra | MWh | NPgY | Sheffield City |  | 0 | 0 | 0 | 0 | 0 | 0 | 0 | 0 | 0 | 0 | 0 | 0 | 0 | 0 | 0 | 0 | 0 | 0 | 0 | 0 | 0 | 0 | 0 | 0 | 0 | 0 | 0 | 0 | 0
NPgY | GSP | NG FES - Consumer Transformation (Heavy Industry Sensitivity) | Large industry (MWh) | SKELTON GRANGE | NPg Best View (Not in FES) (Heavy Industry Sensitivity) | Dem_BB000f_NPgExtra | MWh | NPgY | Skelton Grange |  | 4129.239 | 6193.859 | 8258.478 | 10323.098 | 13446.211 | 16569.324 | 19692.438 | 22815.551 | 25938.664 | 29988.207 | 34037.75 | 38087.294 | 42136.837 | 46186.38 | 51566.564 | 56946.748 | 62326.932 | 67707.116 | 73087.3 | 83905.177 | 94723.053 | 105540.929 | 116358.806 | 127176.682 | 146573.565 | 165970.449 | 185367.332 | 204764.215 | 224161.098
NPgY | GSP | NG FES - Consumer Transformation (Heavy Industry Sensitivity) | Large industry (MWh) | TEMPLEBOROUGH 275/33KV | NPg Best View (Not in FES) (Heavy Industry Sensitivity) | Dem_BB000f_NPgExtra | MWh | NPgY | Templeborough |  | 0 | 0 | 0 | 0 | 0 | 0 | 0 | 0 | 0 | 0 | 0 | 0 | 0 | 0 | 0 | 0 | 0 | 0 | 0 | 0 | 0 | 0 | 0 | 0 | 0 | 0 | 0 | 0 | 0
NPgY | GSP | NG FES - Consumer Transformation (Heavy Industry Sensitivity) | Large industry (MWh) | THURCROFT | NPg Best View (Not in FES) (Heavy Industry Sensitivity) | Dem_BB000f_NPgExtra | MWh | NPgY | Thurcroft |  | 525.39 | 788.086 | 1050.781 | 1313.476 | 2306.038 | 3298.6 | 4291.162 | 5283.724 | 6276.286 | 7245.917 | 8215.548 | 9185.18 | 10154.811 | 11124.442 | 11888.473 | 12652.503 | 13416.534 | 14180.565 | 14944.595 | 16276.396 | 17608.198 | 18939.999 | 20271.8 | 21603.601 | 23201.763 | 24799.924 | 26398.086 | 27996.247 | 29594.409
NPgY | GSP | NG FES - Consumer Transformation (Heavy Industry Sensitivity) | Large industry (MWh) | WEST MELTON / THORPE MARSH | NPg Best View (Not in FES) (Heavy Industry Sensitivity) | Dem_BB000f_NPgExtra | MWh | NPgY | Thorpe Marsh |  | 14149.89 | 21224.835 | 28299.78 | 35374.724 | 41525.074 | 47675.424 | 53825.774 | 59976.123 | 66126.473 | 71731.659 | 77336.845 | 82942.031 | 88547.217 | 94152.403 | 98808.496 | 103464.588 | 108120.681 | 112776.773 | 117432.866 | 126163.039 | 134893.212 | 143623.385 | 152353.558 | 161083.731 | 174328.424 | 187573.116 | 200817.809 | 214062.501 | 227307.194
NPgY | GSP | NG FES - Consumer Transformation (Heavy Industry Sensitivity) | Large industry (MWh) | WEST MELTON SECTION 3 | NPg Best View (Not in FES) (Heavy Industry Sensitivity) | Dem_BB000f_NPgExtra | MWh | NPgY | West Melton |  | 7433.294 | 11149.94 | 14866.587 | 18583.234 | 21690.854 | 24798.473 | 27906.093 | 31013.713 | 34121.332 | 36943.824 | 39766.315 | 42588.806 | 45411.298 | 48233.789 | 50582.813 | 52931.837 | 55280.861 | 57629.886 | 59978.91 | 65436.261 | 70893.612 | 76350.963 | 81808.314 | 87265.665 | 98197.551 | 109129.437 | 120061.323 | 130993.209 | 141925.095
NPgY | GSP | NG FES - Consumer Transformation (Heavy Industry Sensitivity) | Large industry (MWh) | WINCOBANK | NPg Best View (Not in FES) (Heavy Industry Sensitivity) | Dem_BB000f_NPgExtra | MWh | NPgY | Wincobank |  | 0 | 0 | 0 | 0 | 0 | 0 | 0 | 0 | 0 | 0 | 0 | 0 | 0 | 0 | 0 | 0 | 0 | 0 | 0 | 0 | 0 | 0 | 0 | 0 | 0 | 0 | 0 | 0 | 0
NPgN | GSP | NG FES - Falling Short (Heavy Industry Sensitivity) | Large industry (MWh) | BLYTH 66kV | Falling Short (Heavy Industry Sensitivity) | Dem_BB000f_NPgExtra | MWh | NPgN | Blyth 66kV |  | 103.5 | 155.302 | 207.069 | 258.837 | 311.984 | 365.131 | 418.278 | 471.425 | 524.572 | 637.3 | 750.028 | 862.756 | 975.485 | 1088.213 | 1214.62 | 1341.026 | 1467.433 | 1593.84 | 1720.246 | 1881.742 | 2043.238 | 2204.733 | 2366.229 | 2527.724 | 3105.41 | 3683.096 | 4260.782 | 4838.467 | 5416.153
NPgN | GSP | NG FES - Falling Short (Heavy Industry Sensitivity) | Large industry (MWh) | BLYTH 132kV | Falling Short (Heavy Industry Sensitivity) | Dem_BB000f_NPgExtra | MWh | NPgN | Blyth 132kV |  | 0 | 0 | 0 | 0 | 0 | 0 | 0 | 0 | 0 | 0 | 0 | 0 | 0 | 0 | 0 | 0 | 0 | 0 | 0 | 0 | 0 | 0 | 0 | 0 | 0 | 0 | 0 | 0 | 0
NPgN | GSP | NG FES - Falling Short (Heavy Industry Sensitivity) | Large industry (MWh) | FOURSTONES | Falling Short (Heavy Industry Sensitivity) | Dem_BB000f_NPgExtra | MWh | NPgN | Fourstones |  | 0 | 0 | 0 | 0 | 0 | 0 | 0 | 0 | 0 | 0 | 0 | 0 | 0 | 0 | 0 | 0 | 0 | 0 | 0 | 0 | 0 | 0 | 0 | 0 | 0 | 0 | 0 | 0 | 0
NPgN | GSP | NG FES - Falling Short (Heavy Industry Sensitivity) | Large industry (MWh) | HARTMOOR | Falling Short (Heavy Industry Sensitivity) | Dem_BB000f_NPgExtra | MWh | NPgN | Hart Moor |  | 3018.025 | 4527.037 | 6036.05 | 7545.062 | 9231.059 | 10917.056 | 12603.053 | 14289.051 | 15975.048 | 19169.276 | 22363.504 | 25557.732 | 28751.96 | 31946.188 | 35404.26 | 38862.331 | 42320.403 | 45778.475 | 49236.547 | 53425.052 | 57613.558 | 61802.064 | 65990.569 | 70179.075 | 85214.832 | 100250.589 | 115286.347 | 130322.104 | 145357.861
NPgN | GSP | NG FES - Falling Short (Heavy Industry Sensitivity) | Large industry (MWh) | HAWTHORN PIT GRID | Falling Short (Heavy Industry Sensitivity) | Dem_BB000f_NPgExtra | MWh | NPgN | Hawthorn Pit |  | 53.528 | 80.292 | 107.056 | 133.82 | 161.297 | 188.774 | 216.252 | 243.729 | 271.206 | 329.487 | 387.768 | 446.049 | 504.33 | 562.611 | 627.964 | 693.317 | 758.67 | 824.023 | 889.375 | 972.869 | 1056.363 | 1139.857 | 1223.351 | 1306.845 | 1605.511 | 1904.178 | 2202.844 | 2501.51 | 2800.176
NPgN | GSP | NG FES - Falling Short (Heavy Industry Sensitivity) | Large industry (MWh) | KNARESBOROUGH | Falling Short (Heavy Industry Sensitivity) | Dem_BB000f_NPgExtra | MWh | NPgN | Knaresborough |  | 104.325 | 156.488 | 208.65 | 260.813 | 305.508 | 350.203 | 394.898 | 439.593 | 484.288 | 570.259 | 656.23 | 742.202 | 828.173 | 914.144 | 992.202 | 1070.261 | 1148.32 | 1226.378 | 1304.437 | 1426.896 | 1549.356 | 1671.816 | 1794.275 | 1916.735 | 2320.852 | 2724.968 | 3129.085 | 3533.202 | 3937.319
NPgN | GSP | NG FES - Falling Short (Heavy Industry Sensitivity) | Large industry (MWh) | LACKENBY | Falling Short (Heavy Industry Sensitivity) | Dem_BB000f_NPgExtra | MWh | NPgN | Lackenby |  | 12854.615 | 19281.922 | 25709.23 | 32136.537 | 38699.324 | 45262.11 | 51824.897 | 58387.683 | 64950.469 | 78834.725 | 92718.981 | 106603.237 | 120487.493 | 134371.749 | 149866.574 | 165361.398 | 180856.223 | 196351.048 | 211845.873 | 231733.663 | 251621.452 | 271509.242 | 291397.032 | 311284.821 | 382288.076 | 453291.33 | 524294.584 | 595297.838 | 666301.092
NPgN | GSP | NG FES - Falling Short (Heavy Industry Sensitivity) | Large industry (MWh) | NORTON | Falling Short (Heavy Industry Sensitivity) | Dem_BB000f_NPgExtra | MWh | NPgN | Norton |  | 15059.164 | 22588.746 | 30118.328 | 37647.911 | 45912.642 | 54177.373 | 62442.104 | 70706.835 | 78971.566 | 95009.236 | 111046.906 | 127084.576 | 143122.246 | 159159.916 | 176660.012 | 194160.107 | 211660.203 | 229160.298 | 246660.393 | 268121.489 | 289582.585 | 311043.681 | 332504.777 | 353965.873 | 430941.692 | 507917.51 | 584893.328 | 661869.146 | 738844.964
NPgN | GSP | NG FES - Falling Short (Heavy Industry Sensitivity) | Large industry (MWh) | OFFERTON | Falling Short (Heavy Industry Sensitivity) | Dem_BB000f_NPgExtra | MWh | NPgN | Offerton |  | 0 | 0 | 0 | 0 | 0 | 0 | 0 | 0 | 0 | 0 | 0 | 0 | 0 | 0 | 0 | 0 | 0 | 0 | 0 | 0 | 0 | 0 | 0 | 0 | 0 | 0 | 0 | 0 | 0
NPgN | GSP | NG FES - Falling Short (Heavy Industry Sensitivity) | Large industry (MWh) | OSBALDWICK | Falling Short (Heavy Industry Sensitivity) | Dem_BB000f_NPgExtra | MWh | NPgN | Osbaldwick |  | 3802.001 | 5703.001 | 7604.001 | 9505.001 | 13019.283 | 16533.565 | 20047.846 | 23562.128 | 27076.41 | 30167.327 | 33258.244 | 36349.161 | 39440.078 | 42530.995 | 44583.197 | 46635.398 | 48687.6 | 50739.802 | 52792.003 | 52792.003 | 52792.003 | 52792.003 | 52792.003 | 52792.003 | 53398.126 | 54004.248 | 54610.371 | 55216.493 | 55822.615
NPgN | GSP | NG FES - Falling Short (Heavy Industry Sensitivity) | Large industry (MWh) | POPPLETON | Falling Short (Heavy Industry Sensitivity) | Dem_BB000f_NPgExtra | MWh | NPgN | Poppleton |  | 0 | 0 | 0 | 0 | 0 | 0 | 0 | 0 | 0 | 0 | 0 | 0 | 0 | 0 | 0 | 0 | 0 | 0 | 0 | 0 | 0 | 0 | 0 | 0 | 0 | 0 | 0 | 0 | 0
NPgN | GSP | NG FES - Falling Short (Heavy Industry Sensitivity) | Large industry (MWh) | SALTHOLME | Falling Short (Heavy Industry Sensitivity) | Dem_BB000f_NPgExtra | MWh | NPgN | Saltholme |  | 0 | 0 | 0 | 0 | 0 | 0 | 0 | 0 | 0 | 0 | 0 | 0 | 0 | 0 | 0 | 0 | 0 | 0 | 0 | 0 | 0 | 0 | 0 | 0 | 0 | 0 | 0 | 0 | 0
NPgN | GSP | NG FES - Falling Short (Heavy Industry Sensitivity) | Large industry (MWh) | SOUTH SHIELDS | Falling Short (Heavy Industry Sensitivity) | Dem_BB000f_NPgExtra | MWh | NPgN | South Shields |  | 0 | 0 | 0 | 0 | 0 | 0 | 0 | 0 | 0 | 0 | 0 | 0 | 0 | 0 | 0 | 0 | 0 | 0 | 0 | 0 | 0 | 0 | 0 | 0 | 0 | 0 | 0 | 0 | 0
NPgN | GSP | NG FES - Falling Short (Heavy Industry Sensitivity) | Large industry (MWh) | SPADEADAM | Falling Short (Heavy Industry Sensitivity) | Dem_BB000f_NPgExtra | MWh | NPgN | Spadeadam - Not in NG FES |  | 0 | 0 | 0 | 0 | 0 | 0 | 0 | 0 | 0 | 0 | 0 | 0 | 0 | 0 | 0 | 0 | 0 | 0 | 0 | 0 | 0 | 0 | 0 | 0 | 0 | 0 | 0 | 0 | 0
NPgN | GSP | NG FES - Falling Short (Heavy Industry Sensitivity) | Large industry (MWh) | SPENNYMOOR | Falling Short (Heavy Industry Sensitivity) | Dem_BB000f_NPgExtra | MWh | NPgN | Spennymoor |  | 760.565 | 1140.847 | 1521.13 | 1901.412 | 2250.39 | 2599.368 | 2948.345 | 3297.323 | 3646.301 | 4252.102 | 4857.904 | 5463.705 | 6069.507 | 6675.308 | 7277.611 | 7879.915 | 8482.218 | 9084.521 | 9686.824 | 10511.627 | 11336.429 | 12161.232 | 12986.035 | 13810.838 | 16494.604 | 19178.37 | 21862.136 | 24545.902 | 27229.668
NPgN | GSP | NG FES - Falling Short (Heavy Industry Sensitivity) | Large industry (MWh) | STELLA NORTH | Falling Short (Heavy Industry Sensitivity) | Dem_BB000f_NPgExtra | MWh | NPgN | Stella North |  | 811.657 | 1217.486 | 1623.315 | 2029.144 | 2572.353 | 3115.563 | 3658.773 | 4201.983 | 4745.192 | 5409.68 | 6074.168 | 6738.655 | 7403.143 | 8067.63 | 8592.762 | 9117.893 | 9643.025 | 10168.157 | 10693.288 | 11183.326 | 11673.365 | 12163.403 | 12653.441 | 13143.48 | 14823.448 | 16503.417 | 18183.385 | 19863.354 | 21543.322
NPgN | GSP | NG FES - Falling Short (Heavy Industry Sensitivity) | Large industry (MWh) | STELLA SOUTH | Falling Short (Heavy Industry Sensitivity) | Dem_BB000f_NPgExtra | MWh | NPgN | Stella South |  | 1896.871 | 2845.307 | 3793.743 | 4742.179 | 5556.015 | 6369.851 | 7183.687 | 7997.524 | 8811.36 | 9932.441 | 11053.522 | 12174.602 | 13295.683 | 14416.764 | 15384.979 | 16353.193 | 17321.408 | 18289.623 | 19257.837 | 20660.728 | 22063.618 | 23466.508 | 24869.398 | 26272.288 | 30161.529 | 34050.77 | 37940.011 | 41829.252 | 45718.493
NPgN | GSP | NG FES - Falling Short (Heavy Industry Sensitivity) | Large industry (MWh) | TYNEMOUTH | Falling Short (Heavy Industry Sensitivity) | Dem_BB000f_NPgExtra | MWh | NPgN | Tynemouth 1 |  | 2244.582 | 3366.873 | 4489.164 | 5611.455 | 6699.15 | 7786.845 | 8874.54 | 9962.234 | 11049.929 | 11993.071 | 12936.213 | 13879.356 | 14822.498 | 15765.64 | 16470.933 | 17176.225 | 17881.518 | 18586.811 | 19292.103 | 19950.135 | 20608.167 | 21266.199 | 21924.231 | 22582.263 | 23280.05 | 23977.837 | 24675.624 | 25373.411 | 26071.198
NPgN | GSP | NG FES - Falling Short (Heavy Industry Sensitivity) | Large industry (MWh) | WEST BOLDON | Falling Short (Heavy Industry Sensitivity) | Dem_BB000f_NPgExtra | MWh | NPgN | West Boldon |  | 148.767 | 223.151 | 297.535 | 371.918 | 448.284 | 524.65 | 601.016 | 677.382 | 753.748 | 915.725 | 1077.703 | 1239.68 | 1401.657 | 1563.635 | 1745.266 | 1926.898 | 2108.529 | 2290.161 | 2471.793 | 2703.843 | 2935.893 | 3167.943 | 3399.993 | 3632.043 | 4462.11 | 5292.177 | 6122.244 | 6952.311 | 7782.377
NPgY | GSP | NG FES - Falling Short (Heavy Industry Sensitivity) | Large industry (MWh) | BRADFORD WEST | Falling Short (Heavy Industry Sensitivity) | Dem_BB000f_NPgExtra | MWh | NPgY | Bradford West |  | 1650.235 | 2475.353 | 3300.47 | 4125.588 | 5650.94 | 7176.293 | 8701.645 | 10226.998 | 11752.35 | 13093.944 | 14435.537 | 15777.131 | 17118.725 | 18460.318 | 19351.064 | 20241.81 | 21132.555 | 22023.301 | 22914.046 | 22914.046 | 22914.046 | 22914.046 | 22914.046 | 22914.046 | 23177.13 | 23440.214 | 23703.297 | 23966.381 | 24229.465
NPgY | GSP | NG FES - Falling Short (Heavy Industry Sensitivity) | Large industry (MWh) | CAMBLESFORTH | Falling Short (Heavy Industry Sensitivity) | Dem_BB000f_NPgExtra | MWh | NPgY | Camblesforth |  | 5021.202 | 7531.804 | 10042.405 | 12553.006 | 14587.677 | 16622.349 | 18657.02 | 20691.691 | 22726.362 | 24692.631 | 26658.9 | 28625.17 | 30591.439 | 32557.708 | 34253.682 | 35949.656 | 37645.63 | 39341.604 | 41037.577 | 37021.229 | 33004.88 | 28988.531 | 24972.182 | 20955.834 | 22013.621 | 23071.409 | 24129.196 | 25186.984 | 26244.771
NPgY | GSP | NG FES - Falling Short (Heavy Industry Sensitivity) | Large industry (MWh) | CREYKE BECK | Falling Short (Heavy Industry Sensitivity) | Dem_BB000f_NPgExtra | MWh | NPgY | Creyke Beck |  | 1608.417 | 2412.625 | 3216.833 | 4021.041 | 5125.495 | 6229.949 | 7334.403 | 8438.857 | 9543.31 | 10933.223 | 12323.135 | 13713.047 | 15102.96 | 16492.872 | 17662.363 | 18831.855 | 20001.346 | 21170.837 | 22340.328 | 23407.5 | 24474.672 | 25541.844 | 26609.017 | 27676.189 | 31443.412 | 35210.636 | 38977.86 | 42745.084 | 46512.308
NPgY | GSP | NG FES - Falling Short (Heavy Industry Sensitivity) | Large industry (MWh) | DRAX | Falling Short (Heavy Industry Sensitivity) | Dem_BB000f_NPgExtra | MWh | NPgY | Drax |  | 1182.113 | 1773.17 | 2364.226 | 2955.283 | 3733.525 | 4511.768 | 5290.011 | 6068.253 | 6846.496 | 8018.526 | 9190.555 | 10362.585 | 11534.615 | 12706.644 | 13865.784 | 15024.923 | 16184.062 | 17343.201 | 18502.34 | 19695.598 | 20888.855 | 22082.112 | 23275.369 | 24468.626 | 28803.524 | 33138.423 | 37473.321 | 41808.219 | 46143.117
NPgY | GSP | NG FES - Falling Short (Heavy Industry Sensitivity) | Large industry (MWh) | ELLAND | Falling Short (Heavy Industry Sensitivity) | Dem_BB000f_NPgExtra | MWh | NPgY | Elland |  | 4664.526 | 6996.79 | 9329.053 | 11661.316 | 13845.658 | 16029.999 | 18214.34 | 20398.681 | 22583.023 | 25355.228 | 28127.434 | 30899.64 | 33671.845 | 36444.051 | 39049.399 | 41654.746 | 44260.094 | 46865.441 | 49470.789 | 52632.705 | 55794.62 | 58956.536 | 62118.452 | 65280.367 | 73936.013 | 82591.659 | 91247.305 | 99902.95 | 108558.596
NPgY | GSP | NG FES - Falling Short (Heavy Industry Sensitivity) | Large industry (MWh) | FERRYBRIDGE A | Falling Short (Heavy Industry Sensitivity) | Dem_BB000f_NPgExtra | MWh | NPgY | Ferrybridge A |  | 4946.165 | 7419.248 | 9892.33 | 12365.413 | 14388.739 | 16412.066 | 18435.392 | 20458.718 | 22482.044 | 24954.471 | 27426.897 | 29899.324 | 32371.75 | 34844.177 | 36992.787 | 39141.397 | 41290.007 | 43438.617 | 45587.227 | 44187.457 | 42787.688 | 41387.918 | 39988.149 | 38588.379 | 44239.618 | 49890.858 | 55542.097 | 61193.336 | 66844.575
NPgY | GSP | NG FES - Falling Short (Heavy Industry Sensitivity) | Large industry (MWh) | FERRYBRIDGE B | Falling Short (Heavy Industry Sensitivity) | Dem_BB000f_NPgExtra | MWh | NPgY | Ferrybridge B (_M) |  | 7019.649 | 10529.474 | 14039.299 | 17549.123 | 20883.015 | 24216.907 | 27550.799 | 30884.691 | 34218.583 | 37687.618 | 41156.654 | 44625.689 | 48094.724 | 51563.759 | 54389.464 | 57215.169 | 60040.874 | 62866.578 | 65692.283 | 62474.68 | 59257.076 | 56039.472 | 52821.869 | 49604.265 | 53900.104 | 58195.943 | 62491.782 | 66787.621 | 71083.46
NPgY | GSP | NG FES - Falling Short (Heavy Industry Sensitivity) | Large industry (MWh) | GRIMSBY WEST | Falling Short (Heavy Industry Sensitivity) | Dem_BB000f_NPgExtra | MWh | NPgY | Grimsby West |  | 5791.595 | 8687.392 | 11583.189 | 14478.986 | 17354.892 | 20230.798 | 23106.704 | 25982.61 | 28858.516 | 34861.748 | 40864.979 | 46868.211 | 52871.443 | 58874.675 | 65405.315 | 71935.956 | 78466.596 | 84997.236 | 91527.877 | 100120.451 | 108713.025 | 117305.599 | 125898.173 | 134490.747 | 164855.397 | 195220.047 | 225584.697 | 255949.347 | 286313.998
NPgY | GSP | NG FES - Falling Short (Heavy Industry Sensitivity) | Large industry (MWh) | JORDANTHORPE | Falling Short (Heavy Industry Sensitivity) | Dem_BB000f_NPgExtra | MWh | NPgY | Jordanthorpe |  | 0 | 0 | 0 | 0 | 0 | 0 | 0 | 0 | 0 | 0 | 0 | 0 | 0 | 0 | 0 | 0 | 0 | 0 | 0 | 0 | 0 | 0 | 0 | 0 | 0 | 0 | 0 | 0 | 0
NPgY | GSP | NG FES - Falling Short (Heavy Industry Sensitivity) | Large industry (MWh) | KEADBY | Falling Short (Heavy Industry Sensitivity) | Dem_BB000f_NPgExtra | MWh | NPgY | Keadby |  | 1301.687 | 1952.531 | 2603.374 | 3254.218 | 3917.557 | 4580.896 | 5244.234 | 5907.573 | 6570.912 | 7973.065 | 9375.218 | 10777.371 | 12179.524 | 13581.677 | 15143.923 | 16706.17 | 18268.416 | 19830.662 | 21392.909 | 23401.26 | 25409.612 | 27417.963 | 29426.315 | 31434.666 | 38600.163 | 45765.661 | 52931.158 | 60096.656 | 67262.153
NPgY | GSP | NG FES - Falling Short (Heavy Industry Sensitivity) | Large industry (MWh) | KIRKSTALL B | Falling Short (Heavy Industry Sensitivity) | Dem_BB000f_NPgExtra | MWh | NPgY | Kirkstall B |  | 386.674 | 580.011 | 773.348 | 966.684 | 1132.344 | 1298.003 | 1463.662 | 1629.321 | 1794.98 | 2113.627 | 2432.273 | 2750.919 | 3069.566 | 3388.212 | 3677.531 | 3966.85 | 4256.168 | 4545.487 | 4834.806 | 5288.694 | 5742.583 | 6196.471 | 6650.359 | 7104.247 | 8602.079 | 10099.91 | 11597.741 | 13095.572 | 14593.404
NPgY | GSP | NG FES - Falling Short (Heavy Industry Sensitivity) | Large industry (MWh) | NEEPSEND | Falling Short (Heavy Industry Sensitivity) | Dem_BB000f_NPgExtra | MWh | NPgY | Neepsend |  | 571.258 | 856.888 | 1142.517 | 1428.146 | 1956.174 | 2484.202 | 3012.23 | 3540.258 | 4068.286 | 4532.703 | 4997.119 | 5461.536 | 5925.953 | 6390.369 | 6698.717 | 7007.064 | 7315.412 | 7623.759 | 7932.107 | 7932.107 | 7932.107 | 7932.107 | 7932.107 | 7932.107 | 8023.178 | 8114.249 | 8205.32 | 8296.391 | 8387.462
NPgY | GSP | NG FES - Falling Short (Heavy Industry Sensitivity) | Large industry (MWh) | NORTON LEES | Falling Short (Heavy Industry Sensitivity) | Dem_BB000f_NPgExtra | MWh | NPgY | Norton Lees |  | 0 | 0 | 0 | 0 | 0 | 0 | 0 | 0 | 0 | 0 | 0 | 0 | 0 | 0 | 0 | 0 | 0 | 0 | 0 | 0 | 0 | 0 | 0 | 0 | 0 | 0 | 0 | 0 | 0
NPgY | GSP | NG FES - Falling Short (Heavy Industry Sensitivity) | Large industry (MWh) | PITSMOOR 3/4 | Falling Short (Heavy Industry Sensitivity) | Dem_BB000f_NPgExtra | MWh | NPgY | Pitsmoor |  | 0 | 0 | 0 | 0 | 0 | 0 | 0 | 0 | 0 | 0 | 0 | 0 | 0 | 0 | 0 | 0 | 0 | 0 | 0 | 0 | 0 | 0 | 0 | 0 | 0 | 0 | 0 | 0 | 0
NPgY | GSP | NG FES - Falling Short (Heavy Industry Sensitivity) | Large industry (MWh) | SALTEND NORTH | Falling Short (Heavy Industry Sensitivity) | Dem_BB000f_NPgExtra | MWh | NPgY | Saltend North |  | 8115.53 | 12173.295 | 16231.059 | 20288.824 | 24963.071 | 29637.317 | 34311.564 | 38985.81 | 43660.057 | 52155.066 | 60650.075 | 69145.083 | 77640.092 | 86135.101 | 95200.969 | 104266.836 | 113332.704 | 122398.571 | 131464.439 | 142193.942 | 152923.444 | 163652.947 | 174382.45 | 185111.953 | 223689.643 | 262267.333 | 300845.023 | 339422.713 | 378000.403
NPgY | GSP | NG FES - Falling Short (Heavy Industry Sensitivity) | Large industry (MWh) | SHEFFIELD CITY | Falling Short (Heavy Industry Sensitivity) | Dem_BB000f_NPgExtra | MWh | NPgY | Sheffield City |  | 0 | 0 | 0 | 0 | 0 | 0 | 0 | 0 | 0 | 0 | 0 | 0 | 0 | 0 | 0 | 0 | 0 | 0 | 0 | 0 | 0 | 0 | 0 | 0 | 0 | 0 | 0 | 0 | 0
NPgY | GSP | NG FES - Falling Short (Heavy Industry Sensitivity) | Large industry (MWh) | SKELTON GRANGE | Falling Short (Heavy Industry Sensitivity) | Dem_BB000f_NPgExtra | MWh | NPgY | Skelton Grange |  | 4028.95 | 6043.425 | 8057.9 | 10072.375 | 12045.364 | 14018.353 | 15991.341 | 17964.33 | 19937.319 | 22675.388 | 25413.458 | 28151.528 | 30889.597 | 33627.667 | 36307.023 | 38986.379 | 41665.735 | 44345.091 | 47024.447 | 47597.713 | 48170.979 | 48744.245 | 49317.511 | 49890.776 | 58512.319 | 67133.861 | 75755.404 | 84376.946 | 92998.489
NPgY | GSP | NG FES - Falling Short (Heavy Industry Sensitivity) | Large industry (MWh) | TEMPLEBOROUGH 275/33KV | Falling Short (Heavy Industry Sensitivity) | Dem_BB000f_NPgExtra | MWh | NPgY | Templeborough |  | 0 | 0 | 0 | 0 | 0 | 0 | 0 | 0 | 0 | 0 | 0 | 0 | 0 | 0 | 0 | 0 | 0 | 0 | 0 | 0 | 0 | 0 | 0 | 0 | 0 | 0 | 0 | 0 | 0
NPgY | GSP | NG FES - Falling Short (Heavy Industry Sensitivity) | Large industry (MWh) | THURCROFT | Falling Short (Heavy Industry Sensitivity) | Dem_BB000f_NPgExtra | MWh | NPgY | Thurcroft |  | 525.39 | 788.086 | 1050.781 | 1313.476 | 1799.107 | 2284.739 | 2770.37 | 3256.001 | 3741.632 | 4168.759 | 4595.887 | 5023.014 | 5450.141 | 5877.269 | 6160.858 | 6444.448 | 6728.037 | 7011.626 | 7295.216 | 7295.216 | 7295.216 | 7295.216 | 7295.216 | 7295.216 | 7378.975 | 7462.733 | 7546.492 | 7630.251 | 7714.01
NPgY | GSP | NG FES - Falling Short (Heavy Industry Sensitivity) | Large industry (MWh) | WEST MELTON / THORPE MARSH | Falling Short (Heavy Industry Sensitivity) | Dem_BB000f_NPgExtra | MWh | NPgY | Thorpe Marsh |  | 9556.771 | 14335.156 | 19113.541 | 23891.926 | 27858.465 | 31825.004 | 35791.544 | 39758.083 | 43724.622 | 47338.527 | 50952.431 | 54566.336 | 58180.241 | 61794.146 | 64713.317 | 67632.488 | 70551.66 | 73470.831 | 76390.002 | 73798.494 | 71206.986 | 68615.479 | 66023.971 | 63432.463 | 65771.918 | 68111.373 | 70450.828 | 72790.282 | 75129.737
NPgY | GSP | NG FES - Falling Short (Heavy Industry Sensitivity) | Large industry (MWh) | WEST MELTON SECTION 3 | Falling Short (Heavy Industry Sensitivity) | Dem_BB000f_NPgExtra | MWh | NPgY | West Melton |  | 6258.618 | 9387.928 | 12517.237 | 15646.546 | 18193.442 | 20740.338 | 23287.235 | 25834.131 | 28381.027 | 30797.24 | 33213.452 | 35629.665 | 38045.878 | 40462.09 | 42466.841 | 44471.591 | 46476.341 | 48481.091 | 50485.842 | 46745.826 | 43005.811 | 39265.796 | 35525.781 | 31785.765 | 33217.674 | 34649.582 | 36081.49 | 37513.399 | 38945.307
NPgY | GSP | NG FES - Falling Short (Heavy Industry Sensitivity) | Large industry (MWh) | WINCOBANK | Falling Short (Heavy Industry Sensitivity) | Dem_BB000f_NPgExtra | MWh | NPgY | Wincobank |  | 0 | 0 | 0 | 0 | 0 | 0 | 0 | 0 | 0 | 0 | 0 | 0 | 0 | 0 | 0 | 0 | 0 | 0 | 0 | 0 | 0 | 0 | 0 | 0 | 0 | 0 | 0 | 0 | 0
NPgN | GSP | NG FES - Leading the Way (Heavy Industry Sensitivity) | Large industry (MWh) | BLYTH 66kV | Leading the Way (Heavy Industry Sensitivity) | Dem_BB000f_NPgExtra | MWh | NPgN | Blyth 66kV |  | 207.1 | 310.604 | 414.139 | 517.674 | 693.91 | 870.147 | 1046.384 | 1222.621 | 1398.857 | 1689.194 | 1979.531 | 2269.867 | 2560.204 | 2850.54 | 3233.983 | 3617.425 | 4000.867 | 4384.31 | 4767.752 | 5516.096 | 6264.44 | 7012.784 | 7761.128 | 8509.472 | 8509.472 | 8509.472 | 8509.472 | 8509.472 | 8509.472
NPgN | GSP | NG FES - Leading the Way (Heavy Industry Sensitivity) | Large industry (MWh) | BLYTH 132kV | Leading the Way (Heavy Industry Sensitivity) | Dem_BB000f_NPgExtra | MWh | NPgN | Blyth 132kV |  | 0 | 0 | 0 | 0 | 0 | 0 | 0 | 0 | 0 | 0 | 0 | 0 | 0 | 0 | 0 | 0 | 0 | 0 | 0 | 0 | 0 | 0 | 0 | 0 | 0 | 0 | 0 | 0 | 0
NPgN | GSP | NG FES - Leading the Way (Heavy Industry Sensitivity) | Large industry (MWh) | FOURSTONES | Leading the Way (Heavy Industry Sensitivity) | Dem_BB000f_NPgExtra | MWh | NPgN | Fourstones |  | 0 | 0 | 0 | 0 | 0 | 0 | 0 | 0 | 0 | 0 | 0 | 0 | 0 | 0 | 0 | 0 | 0 | 0 | 0 | 0 | 0 | 0 | 0 | 0 | 0 | 0 | 0 | 0 | 0
NPgN | GSP | NG FES - Leading the Way (Heavy Industry Sensitivity) | Large industry (MWh) | HARTMOOR | Leading the Way (Heavy Industry Sensitivity) | Dem_BB000f_NPgExtra | MWh | NPgN | Hart Moor |  | 6036.05 | 9054.074 | 12072.099 | 15090.124 | 21315.836 | 27541.548 | 33767.26 | 39992.972 | 46218.684 | 54027.848 | 61837.012 | 69646.176 | 77455.34 | 85264.504 | 95260.498 | 105256.492 | 115252.485 | 125248.479 | 135244.473 | 154653.321 | 174062.169 | 193471.017 | 212879.865 | 232288.713 | 232288.713 | 232288.713 | 232288.713 | 232288.713 | 232288.713
NPgN | GSP | NG FES - Leading the Way (Heavy Industry Sensitivity) | Large industry (MWh) | HAWTHORN PIT GRID | Leading the Way (Heavy Industry Sensitivity) | Dem_BB000f_NPgExtra | MWh | NPgN | Hawthorn Pit |  | 107.056 | 160.584 | 214.112 | 267.64 | 358.755 | 449.87 | 540.985 | 632.101 | 723.216 | 873.321 | 1023.427 | 1173.532 | 1323.637 | 1473.743 | 1671.984 | 1870.226 | 2068.467 | 2266.709 | 2464.95 | 2851.847 | 3238.745 | 3625.642 | 4012.539 | 4399.436 | 4399.436 | 4399.436 | 4399.436 | 4399.436 | 4399.436
NPgN | GSP | NG FES - Leading the Way (Heavy Industry Sensitivity) | Large industry (MWh) | KNARESBOROUGH | Leading the Way (Heavy Industry Sensitivity) | Dem_BB000f_NPgExtra | MWh | NPgN | Knaresborough |  | 521.625 | 782.438 | 1043.251 | 1304.063 | 1619.784 | 1935.505 | 2251.225 | 2566.946 | 2882.667 | 3519.227 | 4155.787 | 4792.348 | 5428.908 | 6065.469 | 6520.93 | 6976.392 | 7431.854 | 7887.316 | 8342.777 | 8342.777 | 8342.777 | 8342.777 | 8342.777 | 8342.777 | 8342.777 | 8342.777 | 8342.777 | 8342.777 | 8342.777
NPgN | GSP | NG FES - Leading the Way (Heavy Industry Sensitivity) | Large industry (MWh) | LACKENBY | Leading the Way (Heavy Industry Sensitivity) | Dem_BB000f_NPgExtra | MWh | NPgN | Lackenby |  | 26974.01 | 40461.015 | 53948.02 | 67435.025 | 89874.157 | 112313.29 | 134752.422 | 157191.555 | 179630.688 | 217066.784 | 254502.881 | 291938.977 | 329375.074 | 366811.171 | 414696.904 | 462582.637 | 510468.37 | 558354.104 | 606239.837 | 696104.19 | 785968.544 | 875832.897 | 965697.251 | 1055561.605 | 1055561.605 | 1055561.605 | 1055561.605 | 1055561.605 | 1055561.605
NPgN | GSP | NG FES - Leading the Way (Heavy Industry Sensitivity) | Large industry (MWh) | NORTON | Leading the Way (Heavy Industry Sensitivity) | Dem_BB000f_NPgExtra | MWh | NPgN | Norton |  | 30118.328 | 45177.493 | 60236.657 | 75295.821 | 105183.04 | 135070.258 | 164957.477 | 194844.696 | 224731.914 | 264405.25 | 304078.586 | 343751.922 | 383425.258 | 423098.594 | 474253.965 | 525409.336 | 576564.707 | 627720.078 | 678875.449 | 778322.647 | 877769.844 | 977217.042 | 1076664.239 | 1176111.437 | 1176111.437 | 1176111.437 | 1176111.437 | 1176111.437 | 1176111.437
NPgN | GSP | NG FES - Leading the Way (Heavy Industry Sensitivity) | Large industry (MWh) | OFFERTON | Leading the Way (Heavy Industry Sensitivity) | Dem_BB000f_NPgExtra | MWh | NPgN | Offerton |  | 0 | 0 | 0 | 0 | 0 | 0 | 0 | 0 | 0 | 0 | 0 | 0 | 0 | 0 | 0 | 0 | 0 | 0 | 0 | 0 | 0 | 0 | 0 | 0 | 0 | 0 | 0 | 0 | 0
NPgN | GSP | NG FES - Leading the Way (Heavy Industry Sensitivity) | Large industry (MWh) | OSBALDWICK | Leading the Way (Heavy Industry Sensitivity) | Dem_BB000f_NPgExtra | MWh | NPgN | Osbaldwick |  | 7604.001 | 11406.002 | 15208.002 | 19010.003 | 37917.249 | 56824.495 | 75731.741 | 94638.987 | 113546.234 | 116734.66 | 119923.086 | 123111.512 | 126299.939 | 129488.365 | 130072.597 | 130656.829 | 131241.061 | 131825.294 | 132409.526 | 132409.526 | 132409.526 | 132409.526 | 132409.526 | 132409.526 | 132409.526 | 132409.526 | 132409.526 | 132409.526 | 132409.526
NPgN | GSP | NG FES - Leading the Way (Heavy Industry Sensitivity) | Large industry (MWh) | POPPLETON | Leading the Way (Heavy Industry Sensitivity) | Dem_BB000f_NPgExtra | MWh | NPgN | Poppleton |  | 0 | 0 | 0 | 0 | 0 | 0 | 0 | 0 | 0 | 0 | 0 | 0 | 0 | 0 | 0 | 0 | 0 | 0 | 0 | 0 | 0 | 0 | 0 | 0 | 0 | 0 | 0 | 0 | 0
NPgN | GSP | NG FES - Leading the Way (Heavy Industry Sensitivity) | Large industry (MWh) | SALTHOLME | Leading the Way (Heavy Industry Sensitivity) | Dem_BB000f_NPgExtra | MWh | NPgN | Saltholme |  | 0 | 0 | 0 | 0 | 0 | 0 | 0 | 0 | 0 | 0 | 0 | 0 | 0 | 0 | 0 | 0 | 0 | 0 | 0 | 0 | 0 | 0 | 0 | 0 | 0 | 0 | 0 | 0 | 0
NPgN | GSP | NG FES - Leading the Way (Heavy Industry Sensitivity) | Large industry (MWh) | SOUTH SHIELDS | Leading the Way (Heavy Industry Sensitivity) | Dem_BB000f_NPgExtra | MWh | NPgN | South Shields |  | 0 | 0 | 0 | 0 | 0 | 0 | 0 | 0 | 0 | 0 | 0 | 0 | 0 | 0 | 0 | 0 | 0 | 0 | 0 | 0 | 0 | 0 | 0 | 0 | 0 | 0 | 0 | 0 | 0
NPgN | GSP | NG FES - Leading the Way (Heavy Industry Sensitivity) | Large industry (MWh) | SPADEADAM | Leading the Way (Heavy Industry Sensitivity) | Dem_BB000f_NPgExtra | MWh | NPgN | Spadeadam - Not in NG FES |  | 0 | 0 | 0 | 0 | 0 | 0 | 0 | 0 | 0 | 0 | 0 | 0 | 0 | 0 | 0 | 0 | 0 | 0 | 0 | 0 | 0 | 0 | 0 | 0 | 0 | 0 | 0 | 0 | 0
NPgN | GSP | NG FES - Leading the Way (Heavy Industry Sensitivity) | Large industry (MWh) | SPENNYMOOR | Leading the Way (Heavy Industry Sensitivity) | Dem_BB000f_NPgExtra | MWh | NPgN | Spennymoor |  | 2790.195 | 4185.293 | 5580.391 | 6975.489 | 8709.108 | 10442.728 | 12176.347 | 13909.966 | 15643.586 | 18320.53 | 20997.475 | 23674.42 | 26351.364 | 29028.309 | 31731.422 | 34434.535 | 37137.648 | 39840.761 | 42543.875 | 44492.538 | 46441.2 | 48389.863 | 50338.526 | 52287.189 | 52287.189 | 52287.189 | 52287.189 | 52287.189 | 52287.189
NPgN | GSP | NG FES - Leading the Way (Heavy Industry Sensitivity) | Large industry (MWh) | STELLA NORTH | Leading the Way (Heavy Industry Sensitivity) | Dem_BB000f_NPgExtra | MWh | NPgN | Stella North |  | 2875.726 | 4313.59 | 5751.453 | 7189.316 | 10412.995 | 13636.673 | 16860.352 | 20084.03 | 23307.709 | 26185.561 | 29063.414 | 31941.267 | 34819.119 | 37696.972 | 39580.134 | 41463.297 | 43346.46 | 45229.623 | 47112.785 | 47112.785 | 47112.785 | 47112.785 | 47112.785 | 47112.785 | 47112.785 | 47112.785 | 47112.785 | 47112.785 | 47112.785
NPgN | GSP | NG FES - Leading the Way (Heavy Industry Sensitivity) | Large industry (MWh) | STELLA SOUTH | Leading the Way (Heavy Industry Sensitivity) | Dem_BB000f_NPgExtra | MWh | NPgN | Stella South |  | 8508.424 | 12762.635 | 17016.847 | 21271.059 | 26000.794 | 30730.529 | 35460.263 | 40189.998 | 44919.733 | 51347.653 | 57775.574 | 64203.494 | 70631.414 | 77059.335 | 83239.649 | 89419.963 | 95600.277 | 101780.592 | 107960.906 | 107960.906 | 107960.906 | 107960.906 | 107960.906 | 107960.906 | 107960.906 | 107960.906 | 107960.906 | 107960.906 | 107960.906
NPgN | GSP | NG FES - Leading the Way (Heavy Industry Sensitivity) | Large industry (MWh) | TYNEMOUTH | Leading the Way (Heavy Industry Sensitivity) | Dem_BB000f_NPgExtra | MWh | NPgN | Tynemouth 1 |  | 8479.59 | 12719.386 | 16959.181 | 21198.976 | 26410.738 | 31622.5 | 36834.263 | 42046.025 | 47257.787 | 49120.093 | 50982.4 | 52844.707 | 54707.013 | 56569.32 | 61022.94 | 65476.56 | 69930.18 | 74383.801 | 78837.421 | 78837.421 | 78837.421 | 78837.421 | 78837.421 | 78837.421 | 78837.421 | 78837.421 | 78837.421 | 78837.421 | 78837.421
NPgN | GSP | NG FES - Leading the Way (Heavy Industry Sensitivity) | Large industry (MWh) | WEST BOLDON | Leading the Way (Heavy Industry Sensitivity) | Dem_BB000f_NPgExtra | MWh | NPgN | West Boldon |  | 297.535 | 446.302 | 595.069 | 743.836 | 997.068 | 1250.3 | 1503.531 | 1756.763 | 2009.994 | 2427.174 | 2844.354 | 3261.533 | 3678.713 | 4095.892 | 4646.854 | 5197.816 | 5748.777 | 6299.739 | 6850.701 | 7925.983 | 9001.266 | 10076.548 | 11151.831 | 12227.113 | 12227.113 | 12227.113 | 12227.113 | 12227.113 | 12227.113
NPgY | GSP | NG FES - Leading the Way (Heavy Industry Sensitivity) | Large industry (MWh) | BRADFORD WEST | Leading the Way (Heavy Industry Sensitivity) | Dem_BB000f_NPgExtra | MWh | NPgY | Bradford West |  | 3300.47 | 4950.705 | 6600.94 | 8251.176 | 16457.75 | 24664.325 | 32870.899 | 41077.474 | 49284.048 | 50667.965 | 52051.882 | 53435.799 | 54819.716 | 56203.633 | 56457.216 | 56710.798 | 56964.38 | 57217.963 | 57471.545 | 57471.545 | 57471.545 | 57471.545 | 57471.545 | 57471.545 | 57471.545 | 57471.545 | 57471.545 | 57471.545 | 57471.545
NPgY | GSP | NG FES - Leading the Way (Heavy Industry Sensitivity) | Large industry (MWh) | CAMBLESFORTH | Leading the Way (Heavy Industry Sensitivity) | Dem_BB000f_NPgExtra | MWh | NPgY | Camblesforth |  | 10042.405 | 15063.607 | 20084.81 | 25106.012 | 30961.775 | 36817.537 | 42673.299 | 48529.061 | 54384.824 | 53785.942 | 53187.06 | 52588.178 | 51989.296 | 51390.415 | 51022.044 | 50653.673 | 50285.302 | 49916.931 | 49548.56 | 50918.836 | 52289.112 | 53659.387 | 55029.663 | 56399.939 | 56399.939 | 56399.939 | 56399.939 | 56399.939 | 56399.939
NPgY | GSP | NG FES - Leading the Way (Heavy Industry Sensitivity) | Large industry (MWh) | CREYKE BECK | Leading the Way (Heavy Industry Sensitivity) | Dem_BB000f_NPgExtra | MWh | NPgY | Creyke Beck |  | 4841.407 | 7262.111 | 9682.815 | 12103.519 | 18143.126 | 24182.733 | 30222.341 | 36261.948 | 42301.555 | 47044.272 | 51786.988 | 56529.704 | 61272.421 | 66015.137 | 69525.312 | 73035.487 | 76545.662 | 80055.837 | 83566.011 | 85565.583 | 87565.155 | 89564.727 | 91564.299 | 93563.871 | 93563.871 | 93563.871 | 93563.871 | 93563.871 | 93563.871
NPgY | GSP | NG FES - Leading the Way (Heavy Industry Sensitivity) | Large industry (MWh) | DRAX | Leading the Way (Heavy Industry Sensitivity) | Dem_BB000f_NPgExtra | MWh | NPgY | Drax |  | 2364.226 | 3546.339 | 4728.453 | 5910.566 | 9287.051 | 12663.537 | 16040.022 | 19416.508 | 22792.993 | 25288.032 | 27783.07 | 30278.108 | 32773.146 | 35268.185 | 38165.457 | 41062.728 | 43960 | 46857.272 | 49754.544 | 55283.901 | 60813.259 | 66342.617 | 71871.975 | 77401.333 | 77401.333 | 77401.333 | 77401.333 | 77401.333 | 77401.333
NPgY | GSP | NG FES - Leading the Way (Heavy Industry Sensitivity) | Large industry (MWh) | ELLAND | Leading the Way (Heavy Industry Sensitivity) | Dem_BB000f_NPgExtra | MWh | NPgY | Elland |  | 16204.235 | 24306.352 | 32408.47 | 40510.587 | 50203.859 | 59897.131 | 69590.403 | 79283.675 | 88976.947 | 96531.319 | 104085.692 | 111640.064 | 119194.437 | 126748.809 | 139053.212 | 151357.614 | 163662.017 | 175966.419 | 188270.822 | 196871.154 | 205471.485 | 214071.817 | 222672.149 | 231272.48 | 231272.48 | 231272.48 | 231272.48 | 231272.48 | 231272.48
NPgY | GSP | NG FES - Leading the Way (Heavy Industry Sensitivity) | Large industry (MWh) | FERRYBRIDGE A | Leading the Way (Heavy Industry Sensitivity) | Dem_BB000f_NPgExtra | MWh | NPgY | Ferrybridge A |  | 14269.03 | 21403.546 | 28538.061 | 35672.576 | 44081.202 | 52489.827 | 60898.452 | 69307.078 | 77715.703 | 85801.519 | 93887.335 | 101973.151 | 110058.967 | 118144.783 | 123741.409 | 129338.035 | 134934.66 | 140531.286 | 146127.912 | 146127.912 | 146127.912 | 146127.912 | 146127.912 | 146127.912 | 146127.912 | 146127.912 | 146127.912 | 146127.912 | 146127.912
NPgY | GSP | NG FES - Leading the Way (Heavy Industry Sensitivity) | Large industry (MWh) | FERRYBRIDGE B | Leading the Way (Heavy Industry Sensitivity) | Dem_BB000f_NPgExtra | MWh | NPgY | Ferrybridge B (_M) |  | 17250.73 | 25876.095 | 34501.46 | 43126.826 | 56761.786 | 70396.747 | 84031.707 | 97666.668 | 111301.628 | 117445.23 | 123588.831 | 129732.432 | 135876.034 | 142019.635 | 145726.21 | 149432.785 | 153139.36 | 156845.935 | 160552.51 | 160552.51 | 160552.51 | 160552.51 | 160552.51 | 160552.51 | 160552.51 | 160552.51 | 160552.51 | 160552.51 | 160552.51
NPgY | GSP | NG FES - Leading the Way (Heavy Industry Sensitivity) | Large industry (MWh) | GRIMSBY WEST | Leading the Way (Heavy Industry Sensitivity) | Dem_BB000f_NPgExtra | MWh | NPgY | Grimsby West |  | 15012.819 | 22519.229 | 30025.639 | 37532.049 | 48904.24 | 60276.431 | 71648.622 | 83020.814 | 94393.005 | 114403.732 | 134414.459 | 154425.186 | 174435.913 | 194446.639 | 216653.014 | 238859.389 | 261065.763 | 283272.138 | 305478.512 | 339076.8 | 372675.089 | 406273.377 | 439871.665 | 473469.953 | 473469.953 | 473469.953 | 473469.953 | 473469.953 | 473469.953
NPgY | GSP | NG FES - Leading the Way (Heavy Industry Sensitivity) | Large industry (MWh) | JORDANTHORPE | Leading the Way (Heavy Industry Sensitivity) | Dem_BB000f_NPgExtra | MWh | NPgY | Jordanthorpe |  | 0 | 0 | 0 | 0 | 0 | 0 | 0 | 0 | 0 | 0 | 0 | 0 | 0 | 0 | 0 | 0 | 0 | 0 | 0 | 0 | 0 | 0 | 0 | 0 | 0 | 0 | 0 | 0 | 0
NPgY | GSP | NG FES - Leading the Way (Heavy Industry Sensitivity) | Large industry (MWh) | KEADBY | Leading the Way (Heavy Industry Sensitivity) | Dem_BB000f_NPgExtra | MWh | NPgY | Keadby |  | 2774.719 | 4162.079 | 5549.439 | 6936.798 | 9228.156 | 11519.514 | 13810.872 | 16102.229 | 18393.587 | 22232.169 | 26070.75 | 29909.332 | 33747.914 | 37586.495 | 42445.138 | 47303.78 | 52162.422 | 57021.064 | 61879.706 | 70875.41 | 79871.114 | 88866.818 | 97862.522 | 106858.227 | 106858.227 | 106858.227 | 106858.227 | 106858.227 | 106858.227
NPgY | GSP | NG FES - Leading the Way (Heavy Industry Sensitivity) | Large industry (MWh) | KIRKSTALL B | Leading the Way (Heavy Industry Sensitivity) | Dem_BB000f_NPgExtra | MWh | NPgY | Kirkstall B |  | 1933.369 | 2900.053 | 3866.738 | 4833.422 | 6003.619 | 7173.816 | 8344.013 | 9514.21 | 10684.407 | 13043.775 | 15403.142 | 17762.51 | 20121.878 | 22481.246 | 24169.384 | 25857.522 | 27545.66 | 29233.798 | 30921.936 | 30921.936 | 30921.936 | 30921.936 | 30921.936 | 30921.936 | 30921.936 | 30921.936 | 30921.936 | 30921.936 | 30921.936
NPgY | GSP | NG FES - Leading the Way (Heavy Industry Sensitivity) | Large industry (MWh) | NEEPSEND | Leading the Way (Heavy Industry Sensitivity) | Dem_BB000f_NPgExtra | MWh | NPgY | Neepsend |  | 1142.517 | 1713.775 | 2285.034 | 2856.292 | 5697.144 | 8537.997 | 11378.849 | 14219.702 | 17060.554 | 17539.622 | 18018.69 | 18497.757 | 18976.825 | 19455.892 | 19543.674 | 19631.456 | 19719.239 | 19807.021 | 19894.803 | 19894.803 | 19894.803 | 19894.803 | 19894.803 | 19894.803 | 19894.803 | 19894.803 | 19894.803 | 19894.803 | 19894.803
NPgY | GSP | NG FES - Leading the Way (Heavy Industry Sensitivity) | Large industry (MWh) | NORTON LEES | Leading the Way (Heavy Industry Sensitivity) | Dem_BB000f_NPgExtra | MWh | NPgY | Norton Lees |  | 0 | 0 | 0 | 0 | 0 | 0 | 0 | 0 | 0 | 0 | 0 | 0 | 0 | 0 | 0 | 0 | 0 | 0 | 0 | 0 | 0 | 0 | 0 | 0 | 0 | 0 | 0 | 0 | 0
NPgY | GSP | NG FES - Leading the Way (Heavy Industry Sensitivity) | Large industry (MWh) | PITSMOOR 3/4 | Leading the Way (Heavy Industry Sensitivity) | Dem_BB000f_NPgExtra | MWh | NPgY | Pitsmoor |  | 0 | 0 | 0 | 0 | 0 | 0 | 0 | 0 | 0 | 0 | 0 | 0 | 0 | 0 | 0 | 0 | 0 | 0 | 0 | 0 | 0 | 0 | 0 | 0 | 0 | 0 | 0 | 0 | 0
NPgY | GSP | NG FES - Leading the Way (Heavy Industry Sensitivity) | Large industry (MWh) | SALTEND NORTH | Leading the Way (Heavy Industry Sensitivity) | Dem_BB000f_NPgExtra | MWh | NPgY | Saltend North |  | 16231.059 | 24346.589 | 32462.119 | 40577.649 | 58437.351 | 76297.054 | 94156.756 | 112016.459 | 129876.162 | 150202.899 | 170529.636 | 190856.373 | 211183.11 | 231509.847 | 257175.193 | 282840.539 | 308505.885 | 334171.232 | 359836.578 | 409555.333 | 459274.089 | 508992.844 | 558711.599 | 608430.355 | 608430.355 | 608430.355 | 608430.355 | 608430.355 | 608430.355
NPgY | GSP | NG FES - Leading the Way (Heavy Industry Sensitivity) | Large industry (MWh) | SHEFFIELD CITY | Leading the Way (Heavy Industry Sensitivity) | Dem_BB000f_NPgExtra | MWh | NPgY | Sheffield City |  | 0 | 0 | 0 | 0 | 0 | 0 | 0 | 0 | 0 | 0 | 0 | 0 | 0 | 0 | 0 | 0 | 0 | 0 | 0 | 0 | 0 | 0 | 0 | 0 | 0 | 0 | 0 | 0 | 0
NPgY | GSP | NG FES - Leading the Way (Heavy Industry Sensitivity) | Large industry (MWh) | SKELTON GRANGE | Leading the Way (Heavy Industry Sensitivity) | Dem_BB000f_NPgExtra | MWh | NPgY | Skelton Grange |  | 8659.634 | 12989.451 | 17319.268 | 21649.085 | 28845.296 | 36041.506 | 43237.716 | 50433.927 | 57630.137 | 62597.487 | 67564.838 | 72532.188 | 77499.538 | 82466.889 | 88110.876 | 93754.863 | 99398.85 | 105042.837 | 110686.824 | 120771.786 | 130856.748 | 140941.711 | 151026.673 | 161111.636 | 161111.636 | 161111.636 | 161111.636 | 161111.636 | 161111.636
NPgY | GSP | NG FES - Leading the Way (Heavy Industry Sensitivity) | Large industry (MWh) | TEMPLEBOROUGH 275/33KV | Leading the Way (Heavy Industry Sensitivity) | Dem_BB000f_NPgExtra | MWh | NPgY | Templeborough |  | 0 | 0 | 0 | 0 | 0 | 0 | 0 | 0 | 0 | 0 | 0 | 0 | 0 | 0 | 0 | 0 | 0 | 0 | 0 | 0 | 0 | 0 | 0 | 0 | 0 | 0 | 0 | 0 | 0
NPgY | GSP | NG FES - Leading the Way (Heavy Industry Sensitivity) | Large industry (MWh) | THURCROFT | Leading the Way (Heavy Industry Sensitivity) | Dem_BB000f_NPgExtra | MWh | NPgY | Thurcroft |  | 1050.781 | 1576.171 | 2101.562 | 2626.952 | 5239.705 | 7852.457 | 10465.21 | 13077.963 | 15690.715 | 16131.317 | 16571.919 | 17012.521 | 17453.123 | 17893.725 | 17974.459 | 18055.192 | 18135.926 | 18216.66 | 18297.394 | 18297.394 | 18297.394 | 18297.394 | 18297.394 | 18297.394 | 18297.394 | 18297.394 | 18297.394 | 18297.394 | 18297.394
NPgY | GSP | NG FES - Leading the Way (Heavy Industry Sensitivity) | Large industry (MWh) | WEST MELTON / THORPE MARSH | Leading the Way (Heavy Industry Sensitivity) | Dem_BB000f_NPgExtra | MWh | NPgY | Thorpe Marsh |  | 28744.471 | 43116.706 | 57488.942 | 71861.177 | 87012.737 | 102164.297 | 117315.858 | 132467.418 | 147618.978 | 151553.897 | 155488.816 | 159423.736 | 163358.655 | 167293.574 | 177107.495 | 186921.417 | 196735.338 | 206549.259 | 216363.181 | 216363.181 | 216363.181 | 216363.181 | 216363.181 | 216363.181 | 216363.181 | 216363.181 | 216363.181 | 216363.181 | 216363.181
NPgY | GSP | NG FES - Leading the Way (Heavy Industry Sensitivity) | Large industry (MWh) | WEST MELTON SECTION 3 | Leading the Way (Heavy Industry Sensitivity) | Dem_BB000f_NPgExtra | MWh | NPgY | West Melton |  | 15429.85 | 23144.775 | 30859.7 | 38574.625 | 47145.676 | 55716.727 | 64287.778 | 72858.828 | 81429.879 | 82848.338 | 84266.796 | 85685.255 | 87103.713 | 88522.172 | 90944.405 | 93366.637 | 95788.87 | 98211.103 | 100633.335 | 100633.335 | 100633.335 | 100633.335 | 100633.335 | 100633.335 | 100633.335 | 100633.335 | 100633.335 | 100633.335 | 100633.335
NPgY | GSP | NG FES - Leading the Way (Heavy Industry Sensitivity) | Large industry (MWh) | WINCOBANK | Leading the Way (Heavy Industry Sensitivity) | Dem_BB000f_NPgExtra | MWh | NPgY | Wincobank |  | 0 | 0 | 0 | 0 | 0 | 0 | 0 | 0 | 0 | 0 | 0 | 0 | 0 | 0 | 0 | 0 | 0 | 0 | 0 | 0 | 0 | 0 | 0 | 0 | 0 | 0 | 0 | 0 | 0
NPgN | GSP | NG FES - System Transformation (Heavy Industry Sensitivity) | Large industry (MWh) | BLYTH 66kV | System Transformation (Heavy Industry Sensitivity) | Dem_BB000f_NPgExtra | MWh | NPgN | Blyth 66kV |  | 103.5 | 155.302 | 207.069 | 258.837 | 311.984 | 365.131 | 418.278 | 471.425 | 524.572 | 637.3 | 750.028 | 862.756 | 975.485 | 1088.213 | 1214.62 | 1341.026 | 1467.433 | 1593.84 | 1720.246 | 1881.742 | 2043.238 | 2204.733 | 2366.229 | 2527.724 | 3105.41 | 3683.096 | 4260.782 | 4838.467 | 5416.153
NPgN | GSP | NG FES - System Transformation (Heavy Industry Sensitivity) | Large industry (MWh) | BLYTH 132kV | System Transformation (Heavy Industry Sensitivity) | Dem_BB000f_NPgExtra | MWh | NPgN | Blyth 132kV |  | 0 | 0 | 0 | 0 | 0 | 0 | 0 | 0 | 0 | 0 | 0 | 0 | 0 | 0 | 0 | 0 | 0 | 0 | 0 | 0 | 0 | 0 | 0 | 0 | 0 | 0 | 0 | 0 | 0
NPgN | GSP | NG FES - System Transformation (Heavy Industry Sensitivity) | Large industry (MWh) | FOURSTONES | System Transformation (Heavy Industry Sensitivity) | Dem_BB000f_NPgExtra | MWh | NPgN | Fourstones |  | 0 | 0 | 0 | 0 | 0 | 0 | 0 | 0 | 0 | 0 | 0 | 0 | 0 | 0 | 0 | 0 | 0 | 0 | 0 | 0 | 0 | 0 | 0 | 0 | 0 | 0 | 0 | 0 | 0
NPgN | GSP | NG FES - System Transformation (Heavy Industry Sensitivity) | Large industry (MWh) | HARTMOOR | System Transformation (Heavy Industry Sensitivity) | Dem_BB000f_NPgExtra | MWh | NPgN | Hart Moor |  | 3018.025 | 4527.037 | 6036.05 | 7545.062 | 9231.059 | 10917.056 | 12603.053 | 14289.051 | 15975.048 | 19169.276 | 22363.504 | 25557.732 | 28751.96 | 31946.188 | 35404.26 | 38862.331 | 42320.403 | 45778.475 | 49236.547 | 53425.052 | 57613.558 | 61802.064 | 65990.569 | 70179.075 | 85214.832 | 100250.589 | 115286.347 | 130322.104 | 145357.861
NPgN | GSP | NG FES - System Transformation (Heavy Industry Sensitivity) | Large industry (MWh) | HAWTHORN PIT GRID | System Transformation (Heavy Industry Sensitivity) | Dem_BB000f_NPgExtra | MWh | NPgN | Hawthorn Pit |  | 53.528 | 80.292 | 107.056 | 133.82 | 161.297 | 188.774 | 216.252 | 243.729 | 271.206 | 329.487 | 387.768 | 446.049 | 504.33 | 562.611 | 627.964 | 693.317 | 758.67 | 824.023 | 889.375 | 972.869 | 1056.363 | 1139.857 | 1223.351 | 1306.845 | 1605.511 | 1904.178 | 2202.844 | 2501.51 | 2800.176
NPgN | GSP | NG FES - System Transformation (Heavy Industry Sensitivity) | Large industry (MWh) | KNARESBOROUGH | System Transformation (Heavy Industry Sensitivity) | Dem_BB000f_NPgExtra | MWh | NPgN | Knaresborough |  | 104.325 | 156.488 | 208.65 | 260.813 | 305.508 | 350.203 | 394.898 | 439.593 | 484.288 | 570.259 | 656.23 | 742.202 | 828.173 | 914.144 | 992.202 | 1070.261 | 1148.32 | 1226.378 | 1304.437 | 1426.896 | 1549.356 | 1671.816 | 1794.275 | 1916.735 | 2320.852 | 2724.968 | 3129.085 | 3533.202 | 3937.319
NPgN | GSP | NG FES - System Transformation (Heavy Industry Sensitivity) | Large industry (MWh) | LACKENBY | System Transformation (Heavy Industry Sensitivity) | Dem_BB000f_NPgExtra | MWh | NPgN | Lackenby |  | 12854.615 | 19281.922 | 25709.23 | 32136.537 | 38699.324 | 45262.11 | 51824.897 | 58387.683 | 64950.469 | 78834.725 | 92718.981 | 106603.237 | 120487.493 | 134371.749 | 149866.574 | 165361.398 | 180856.223 | 196351.048 | 211845.873 | 231733.663 | 251621.452 | 271509.242 | 291397.032 | 311284.821 | 382288.076 | 453291.33 | 524294.584 | 595297.838 | 666301.092
NPgN | GSP | NG FES - System Transformation (Heavy Industry Sensitivity) | Large industry (MWh) | NORTON | System Transformation (Heavy Industry Sensitivity) | Dem_BB000f_NPgExtra | MWh | NPgN | Norton |  | 15059.164 | 22588.746 | 30118.328 | 37647.911 | 45912.642 | 54177.373 | 62442.104 | 70706.835 | 78971.566 | 95009.236 | 111046.906 | 127084.576 | 143122.246 | 159159.916 | 176660.012 | 194160.107 | 211660.203 | 229160.298 | 246660.393 | 268121.489 | 289582.585 | 311043.681 | 332504.777 | 353965.873 | 430941.692 | 507917.51 | 584893.328 | 661869.146 | 738844.964
NPgN | GSP | NG FES - System Transformation (Heavy Industry Sensitivity) | Large industry (MWh) | OFFERTON | System Transformation (Heavy Industry Sensitivity) | Dem_BB000f_NPgExtra | MWh | NPgN | Offerton |  | 0 | 0 | 0 | 0 | 0 | 0 | 0 | 0 | 0 | 0 | 0 | 0 | 0 | 0 | 0 | 0 | 0 | 0 | 0 | 0 | 0 | 0 | 0 | 0 | 0 | 0 | 0 | 0 | 0
NPgN | GSP | NG FES - System Transformation (Heavy Industry Sensitivity) | Large industry (MWh) | OSBALDWICK | System Transformation (Heavy Industry Sensitivity) | Dem_BB000f_NPgExtra | MWh | NPgN | Osbaldwick |  | 3802.001 | 5703.001 | 7604.001 | 9505.001 | 13019.283 | 16533.565 | 20047.846 | 23562.128 | 27076.41 | 30167.327 | 33258.244 | 36349.161 | 39440.078 | 42530.995 | 44583.197 | 46635.398 | 48687.6 | 50739.802 | 52792.003 | 52792.003 | 52792.003 | 52792.003 | 52792.003 | 52792.003 | 53398.126 | 54004.248 | 54610.371 | 55216.493 | 55822.615
NPgN | GSP | NG FES - System Transformation (Heavy Industry Sensitivity) | Large industry (MWh) | POPPLETON | System Transformation (Heavy Industry Sensitivity) | Dem_BB000f_NPgExtra | MWh | NPgN | Poppleton |  | 0 | 0 | 0 | 0 | 0 | 0 | 0 | 0 | 0 | 0 | 0 | 0 | 0 | 0 | 0 | 0 | 0 | 0 | 0 | 0 | 0 | 0 | 0 | 0 | 0 | 0 | 0 | 0 | 0
NPgN | GSP | NG FES - System Transformation (Heavy Industry Sensitivity) | Large industry (MWh) | SALTHOLME | System Transformation (Heavy Industry Sensitivity) | Dem_BB000f_NPgExtra | MWh | NPgN | Saltholme |  | 0 | 0 | 0 | 0 | 0 | 0 | 0 | 0 | 0 | 0 | 0 | 0 | 0 | 0 | 0 | 0 | 0 | 0 | 0 | 0 | 0 | 0 | 0 | 0 | 0 | 0 | 0 | 0 | 0
NPgN | GSP | NG FES - System Transformation (Heavy Industry Sensitivity) | Large industry (MWh) | SOUTH SHIELDS | System Transformation (Heavy Industry Sensitivity) | Dem_BB000f_NPgExtra | MWh | NPgN | South Shields |  | 0 | 0 | 0 | 0 | 0 | 0 | 0 | 0 | 0 | 0 | 0 | 0 | 0 | 0 | 0 | 0 | 0 | 0 | 0 | 0 | 0 | 0 | 0 | 0 | 0 | 0 | 0 | 0 | 0
NPgN | GSP | NG FES - System Transformation (Heavy Industry Sensitivity) | Large industry (MWh) | SPADEADAM | System Transformation (Heavy Industry Sensitivity) | Dem_BB000f_NPgExtra | MWh | NPgN | Spadeadam - Not in NG FES |  | 0 | 0 | 0 | 0 | 0 | 0 | 0 | 0 | 0 | 0 | 0 | 0 | 0 | 0 | 0 | 0 | 0 | 0 | 0 | 0 | 0 | 0 | 0 | 0 | 0 | 0 | 0 | 0 | 0
NPgN | GSP | NG FES - System Transformation (Heavy Industry Sensitivity) | Large industry (MWh) | SPENNYMOOR | System Transformation (Heavy Industry Sensitivity) | Dem_BB000f_NPgExtra | MWh | NPgN | Spennymoor |  | 760.565 | 1140.847 | 1521.13 | 1901.412 | 2250.39 | 2599.368 | 2948.345 | 3297.323 | 3646.301 | 4252.102 | 4857.904 | 5463.705 | 6069.507 | 6675.308 | 7277.611 | 7879.915 | 8482.218 | 9084.521 | 9686.824 | 10511.627 | 11336.429 | 12161.232 | 12986.035 | 13810.838 | 16494.604 | 19178.37 | 21862.136 | 24545.902 | 27229.668
NPgN | GSP | NG FES - System Transformation (Heavy Industry Sensitivity) | Large industry (MWh) | STELLA NORTH | System Transformation (Heavy Industry Sensitivity) | Dem_BB000f_NPgExtra | MWh | NPgN | Stella North |  | 811.657 | 1217.486 | 1623.315 | 2029.144 | 2572.353 | 3115.563 | 3658.773 | 4201.983 | 4745.192 | 5409.68 | 6074.168 | 6738.655 | 7403.143 | 8067.63 | 8592.762 | 9117.893 | 9643.025 | 10168.157 | 10693.288 | 11183.326 | 11673.365 | 12163.403 | 12653.441 | 13143.48 | 14823.448 | 16503.417 | 18183.385 | 19863.354 | 21543.322
NPgN | GSP | NG FES - System Transformation (Heavy Industry Sensitivity) | Large industry (MWh) | STELLA SOUTH | System Transformation (Heavy Industry Sensitivity) | Dem_BB000f_NPgExtra | MWh | NPgN | Stella South |  | 1896.871 | 2845.307 | 3793.743 | 4742.179 | 5556.015 | 6369.851 | 7183.687 | 7997.524 | 8811.36 | 9932.441 | 11053.522 | 12174.602 | 13295.683 | 14416.764 | 15384.979 | 16353.193 | 17321.408 | 18289.623 | 19257.837 | 20660.728 | 22063.618 | 23466.508 | 24869.398 | 26272.288 | 30161.529 | 34050.77 | 37940.011 | 41829.252 | 45718.493
NPgN | GSP | NG FES - System Transformation (Heavy Industry Sensitivity) | Large industry (MWh) | TYNEMOUTH | System Transformation (Heavy Industry Sensitivity) | Dem_BB000f_NPgExtra | MWh | NPgN | Tynemouth 1 |  | 2244.582 | 3366.873 | 4489.164 | 5611.455 | 6699.15 | 7786.845 | 8874.54 | 9962.234 | 11049.929 | 11993.071 | 12936.213 | 13879.356 | 14822.498 | 15765.64 | 16470.933 | 17176.225 | 17881.518 | 18586.811 | 19292.103 | 19950.135 | 20608.167 | 21266.199 | 21924.231 | 22582.263 | 23280.05 | 23977.837 | 24675.624 | 25373.411 | 26071.198
NPgN | GSP | NG FES - System Transformation (Heavy Industry Sensitivity) | Large industry (MWh) | WEST BOLDON | System Transformation (Heavy Industry Sensitivity) | Dem_BB000f_NPgExtra | MWh | NPgN | West Boldon |  | 148.767 | 223.151 | 297.535 | 371.918 | 448.284 | 524.65 | 601.016 | 677.382 | 753.748 | 915.725 | 1077.703 | 1239.68 | 1401.657 | 1563.635 | 1745.266 | 1926.898 | 2108.529 | 2290.161 | 2471.793 | 2703.843 | 2935.893 | 3167.943 | 3399.993 | 3632.043 | 4462.11 | 5292.177 | 6122.244 | 6952.311 | 7782.377
NPgY | GSP | NG FES - System Transformation (Heavy Industry Sensitivity) | Large industry (MWh) | BRADFORD WEST | System Transformation (Heavy Industry Sensitivity) | Dem_BB000f_NPgExtra | MWh | NPgY | Bradford West |  | 1650.235 | 2475.353 | 3300.47 | 4125.588 | 5650.94 | 7176.293 | 8701.645 | 10226.998 | 11752.35 | 13093.944 | 14435.537 | 15777.131 | 17118.725 | 18460.318 | 19351.064 | 20241.81 | 21132.555 | 22023.301 | 22914.046 | 22914.046 | 22914.046 | 22914.046 | 22914.046 | 22914.046 | 23177.13 | 23440.214 | 23703.297 | 23966.381 | 24229.465
NPgY | GSP | NG FES - System Transformation (Heavy Industry Sensitivity) | Large industry (MWh) | CAMBLESFORTH | System Transformation (Heavy Industry Sensitivity) | Dem_BB000f_NPgExtra | MWh | NPgY | Camblesforth |  | 5021.202 | 7531.804 | 10042.405 | 12553.006 | 14587.677 | 16622.349 | 18657.02 | 20691.691 | 22726.362 | 24692.631 | 26658.9 | 28625.17 | 30591.439 | 32557.708 | 34253.682 | 35949.656 | 37645.63 | 39341.604 | 41037.577 | 37021.229 | 33004.88 | 28988.531 | 24972.182 | 20955.834 | 22013.621 | 23071.409 | 24129.196 | 25186.984 | 26244.771
NPgY | GSP | NG FES - System Transformation (Heavy Industry Sensitivity) | Large industry (MWh) | CREYKE BECK | System Transformation (Heavy Industry Sensitivity) | Dem_BB000f_NPgExtra | MWh | NPgY | Creyke Beck |  | 1608.417 | 2412.625 | 3216.833 | 4021.041 | 5125.495 | 6229.949 | 7334.403 | 8438.857 | 9543.31 | 10933.223 | 12323.135 | 13713.047 | 15102.96 | 16492.872 | 17662.363 | 18831.855 | 20001.346 | 21170.837 | 22340.328 | 23407.5 | 24474.672 | 25541.844 | 26609.017 | 27676.189 | 31443.412 | 35210.636 | 38977.86 | 42745.084 | 46512.308
NPgY | GSP | NG FES - System Transformation (Heavy Industry Sensitivity) | Large industry (MWh) | DRAX | System Transformation (Heavy Industry Sensitivity) | Dem_BB000f_NPgExtra | MWh | NPgY | Drax |  | 1182.113 | 1773.17 | 2364.226 | 2955.283 | 3733.525 | 4511.768 | 5290.011 | 6068.253 | 6846.496 | 8018.526 | 9190.555 | 10362.585 | 11534.615 | 12706.644 | 13865.784 | 15024.923 | 16184.062 | 17343.201 | 18502.34 | 19695.598 | 20888.855 | 22082.112 | 23275.369 | 24468.626 | 28803.524 | 33138.423 | 37473.321 | 41808.219 | 46143.117
NPgY | GSP | NG FES - System Transformation (Heavy Industry Sensitivity) | Large industry (MWh) | ELLAND | System Transformation (Heavy Industry Sensitivity) | Dem_BB000f_NPgExtra | MWh | NPgY | Elland |  | 4664.526 | 6996.79 | 9329.053 | 11661.316 | 13845.658 | 16029.999 | 18214.34 | 20398.681 | 22583.023 | 25355.228 | 28127.434 | 30899.64 | 33671.845 | 36444.051 | 39049.399 | 41654.746 | 44260.094 | 46865.441 | 49470.789 | 52632.705 | 55794.62 | 58956.536 | 62118.452 | 65280.367 | 73936.013 | 82591.659 | 91247.305 | 99902.95 | 108558.596
NPgY | GSP | NG FES - System Transformation (Heavy Industry Sensitivity) | Large industry (MWh) | FERRYBRIDGE A | System Transformation (Heavy Industry Sensitivity) | Dem_BB000f_NPgExtra | MWh | NPgY | Ferrybridge A |  | 4946.165 | 7419.248 | 9892.33 | 12365.413 | 14388.739 | 16412.066 | 18435.392 | 20458.718 | 22482.044 | 24954.471 | 27426.897 | 29899.324 | 32371.75 | 34844.177 | 36992.787 | 39141.397 | 41290.007 | 43438.617 | 45587.227 | 44187.457 | 42787.688 | 41387.918 | 39988.149 | 38588.379 | 44239.618 | 49890.858 | 55542.097 | 61193.336 | 66844.575
NPgY | GSP | NG FES - System Transformation (Heavy Industry Sensitivity) | Large industry (MWh) | FERRYBRIDGE B | System Transformation (Heavy Industry Sensitivity) | Dem_BB000f_NPgExtra | MWh | NPgY | Ferrybridge B (_M) |  | 7019.649 | 10529.474 | 14039.299 | 17549.123 | 20883.015 | 24216.907 | 27550.799 | 30884.691 | 34218.583 | 37687.618 | 41156.654 | 44625.689 | 48094.724 | 51563.759 | 54389.464 | 57215.169 | 60040.874 | 62866.578 | 65692.283 | 62474.68 | 59257.076 | 56039.472 | 52821.869 | 49604.265 | 53900.104 | 58195.943 | 62491.782 | 66787.621 | 71083.46
NPgY | GSP | NG FES - System Transformation (Heavy Industry Sensitivity) | Large industry (MWh) | GRIMSBY WEST | System Transformation (Heavy Industry Sensitivity) | Dem_BB000f_NPgExtra | MWh | NPgY | Grimsby West |  | 5791.595 | 8687.392 | 11583.189 | 14478.986 | 17354.892 | 20230.798 | 23106.704 | 25982.61 | 28858.516 | 34861.748 | 40864.979 | 46868.211 | 52871.443 | 58874.675 | 65405.315 | 71935.956 | 78466.596 | 84997.236 | 91527.877 | 100120.451 | 108713.025 | 117305.599 | 125898.173 | 134490.747 | 164855.397 | 195220.047 | 225584.697 | 255949.347 | 286313.998
NPgY | GSP | NG FES - System Transformation (Heavy Industry Sensitivity) | Large industry (MWh) | JORDANTHORPE | System Transformation (Heavy Industry Sensitivity) | Dem_BB000f_NPgExtra | MWh | NPgY | Jordanthorpe |  | 0 | 0 | 0 | 0 | 0 | 0 | 0 | 0 | 0 | 0 | 0 | 0 | 0 | 0 | 0 | 0 | 0 | 0 | 0 | 0 | 0 | 0 | 0 | 0 | 0 | 0 | 0 | 0 | 0
NPgY | GSP | NG FES - System Transformation (Heavy Industry Sensitivity) | Large industry (MWh) | KEADBY | System Transformation (Heavy Industry Sensitivity) | Dem_BB000f_NPgExtra | MWh | NPgY | Keadby |  | 1301.687 | 1952.531 | 2603.374 | 3254.218 | 3917.557 | 4580.896 | 5244.234 | 5907.573 | 6570.912 | 7973.065 | 9375.218 | 10777.371 | 12179.524 | 13581.677 | 15143.923 | 16706.17 | 18268.416 | 19830.662 | 21392.909 | 23401.26 | 25409.612 | 27417.963 | 29426.315 | 31434.666 | 38600.163 | 45765.661 | 52931.158 | 60096.656 | 67262.153
NPgY | GSP | NG FES - System Transformation (Heavy Industry Sensitivity) | Large industry (MWh) | KIRKSTALL B | System Transformation (Heavy Industry Sensitivity) | Dem_BB000f_NPgExtra | MWh | NPgY | Kirkstall B |  | 386.674 | 580.011 | 773.348 | 966.684 | 1132.344 | 1298.003 | 1463.662 | 1629.321 | 1794.98 | 2113.627 | 2432.273 | 2750.919 | 3069.566 | 3388.212 | 3677.531 | 3966.85 | 4256.168 | 4545.487 | 4834.806 | 5288.694 | 5742.583 | 6196.471 | 6650.359 | 7104.247 | 8602.079 | 10099.91 | 11597.741 | 13095.572 | 14593.404
NPgY | GSP | NG FES - System Transformation (Heavy Industry Sensitivity) | Large industry (MWh) | NEEPSEND | System Transformation (Heavy Industry Sensitivity) | Dem_BB000f_NPgExtra | MWh | NPgY | Neepsend |  | 571.258 | 856.888 | 1142.517 | 1428.146 | 1956.174 | 2484.202 | 3012.23 | 3540.258 | 4068.286 | 4532.703 | 4997.119 | 5461.536 | 5925.953 | 6390.369 | 6698.717 | 7007.064 | 7315.412 | 7623.759 | 7932.107 | 7932.107 | 7932.107 | 7932.107 | 7932.107 | 7932.107 | 8023.178 | 8114.249 | 8205.32 | 8296.391 | 8387.462
NPgY | GSP | NG FES - System Transformation (Heavy Industry Sensitivity) | Large industry (MWh) | NORTON LEES | System Transformation (Heavy Industry Sensitivity) | Dem_BB000f_NPgExtra | MWh | NPgY | Norton Lees |  | 0 | 0 | 0 | 0 | 0 | 0 | 0 | 0 | 0 | 0 | 0 | 0 | 0 | 0 | 0 | 0 | 0 | 0 | 0 | 0 | 0 | 0 | 0 | 0 | 0 | 0 | 0 | 0 | 0
NPgY | GSP | NG FES - System Transformation (Heavy Industry Sensitivity) | Large industry (MWh) | PITSMOOR 3/4 | System Transformation (Heavy Industry Sensitivity) | Dem_BB000f_NPgExtra | MWh | NPgY | Pitsmoor |  | 0 | 0 | 0 | 0 | 0 | 0 | 0 | 0 | 0 | 0 | 0 | 0 | 0 | 0 | 0 | 0 | 0 | 0 | 0 | 0 | 0 | 0 | 0 | 0 | 0 | 0 | 0 | 0 | 0
NPgY | GSP | NG FES - System Transformation (Heavy Industry Sensitivity) | Large industry (MWh) | SALTEND NORTH | System Transformation (Heavy Industry Sensitivity) | Dem_BB000f_NPgExtra | MWh | NPgY | Saltend North |  | 8115.53 | 12173.295 | 16231.059 | 20288.824 | 24963.071 | 29637.317 | 34311.564 | 38985.81 | 43660.057 | 52155.066 | 60650.075 | 69145.083 | 77640.092 | 86135.101 | 95200.969 | 104266.836 | 113332.704 | 122398.571 | 131464.439 | 142193.942 | 152923.444 | 163652.947 | 174382.45 | 185111.953 | 223689.643 | 262267.333 | 300845.023 | 339422.713 | 378000.403
NPgY | GSP | NG FES - System Transformation (Heavy Industry Sensitivity) | Large industry (MWh) | SHEFFIELD CITY | System Transformation (Heavy Industry Sensitivity) | Dem_BB000f_NPgExtra | MWh | NPgY | Sheffield City |  | 0 | 0 | 0 | 0 | 0 | 0 | 0 | 0 | 0 | 0 | 0 | 0 | 0 | 0 | 0 | 0 | 0 | 0 | 0 | 0 | 0 | 0 | 0 | 0 | 0 | 0 | 0 | 0 | 0
NPgY | GSP | NG FES - System Transformation (Heavy Industry Sensitivity) | Large industry (MWh) | SKELTON GRANGE | System Transformation (Heavy Industry Sensitivity) | Dem_BB000f_NPgExtra | MWh | NPgY | Skelton Grange |  | 4028.95 | 6043.425 | 8057.9 | 10072.375 | 12045.364 | 14018.353 | 15991.341 | 17964.33 | 19937.319 | 22675.388 | 25413.458 | 28151.528 | 30889.597 | 33627.667 | 36307.023 | 38986.379 | 41665.735 | 44345.091 | 47024.447 | 47597.713 | 48170.979 | 48744.245 | 49317.511 | 49890.776 | 58512.319 | 67133.861 | 75755.404 | 84376.946 | 92998.489
NPgY | GSP | NG FES - System Transformation (Heavy Industry Sensitivity) | Large industry (MWh) | TEMPLEBOROUGH 275/33KV | System Transformation (Heavy Industry Sensitivity) | Dem_BB000f_NPgExtra | MWh | NPgY | Templeborough |  | 0 | 0 | 0 | 0 | 0 | 0 | 0 | 0 | 0 | 0 | 0 | 0 | 0 | 0 | 0 | 0 | 0 | 0 | 0 | 0 | 0 | 0 | 0 | 0 | 0 | 0 | 0 | 0 | 0
NPgY | GSP | NG FES - System Transformation (Heavy Industry Sensitivity) | Large industry (MWh) | THURCROFT | System Transformation (Heavy Industry Sensitivity) | Dem_BB000f_NPgExtra | MWh | NPgY | Thurcroft |  | 525.39 | 788.086 | 1050.781 | 1313.476 | 1799.107 | 2284.739 | 2770.37 | 3256.001 | 3741.632 | 4168.759 | 4595.887 | 5023.014 | 5450.141 | 5877.269 | 6160.858 | 6444.448 | 6728.037 | 7011.626 | 7295.216 | 7295.216 | 7295.216 | 7295.216 | 7295.216 | 7295.216 | 7378.975 | 7462.733 | 7546.492 | 7630.251 | 7714.01
NPgY | GSP | NG FES - System Transformation (Heavy Industry Sensitivity) | Large industry (MWh) | WEST MELTON / THORPE MARSH | System Transformation (Heavy Industry Sensitivity) | Dem_BB000f_NPgExtra | MWh | NPgY | Thorpe Marsh |  | 9556.771 | 14335.156 | 19113.541 | 23891.926 | 27858.465 | 31825.004 | 35791.544 | 39758.083 | 43724.622 | 47338.527 | 50952.431 | 54566.336 | 58180.241 | 61794.146 | 64713.317 | 67632.488 | 70551.66 | 73470.831 | 76390.002 | 73798.494 | 71206.986 | 68615.479 | 66023.971 | 63432.463 | 65771.918 | 68111.373 | 70450.828 | 72790.282 | 75129.737
NPgY | GSP | NG FES - System Transformation (Heavy Industry Sensitivity) | Large industry (MWh) | WEST MELTON SECTION 3 | System Transformation (Heavy Industry Sensitivity) | Dem_BB000f_NPgExtra | MWh | NPgY | West Melton |  | 6258.618 | 9387.928 | 12517.237 | 15646.546 | 18193.442 | 20740.338 | 23287.235 | 25834.131 | 28381.027 | 30797.24 | 33213.452 | 35629.665 | 38045.878 | 40462.09 | 42466.841 | 44471.591 | 46476.341 | 48481.091 | 50485.842 | 46745.826 | 43005.811 | 39265.796 | 35525.781 | 31785.765 | 33217.674 | 34649.582 | 36081.49 | 37513.399 | 38945.307
NPgY | GSP | NG FES - System Transformation (Heavy Industry Sensitivity) | Large industry (MWh) | WINCOBANK | System Transformation (Heavy Industry Sensitivity) | Dem_BB000f_NPgExtra | MWh | NPgY | Wincobank |  | 0 | 0 | 0 | 0 | 0 | 0 | 0 | 0 | 0 | 0 | 0 | 0 | 0 | 0 | 0 | 0 | 0 | 0 | 0 | 0 | 0 | 0 | 0 | 0 | 0 | 0 | 0 | 0 | 0
NPgN | GSP | NPg Best View | Domestic Flexibility (TouT) - % customers | NPgN Licence Level | NPg Best View (Not in FES) | Srg_BB08b | % | NPgN | NPgN Licence Level |  | 0.060822 | 0.11132 | 0.17478 | 0.20602 | 0.31325 | 0.36511 | 0.52935 | 0.66383 | 0.765 | 0.85 | 0.85 | 0.85 | 0.85 | 0.85 | 0.85 | 0.85 | 0.85 | 0.85 | 0.85 | 0.85 | 0.85 | 0.85 | 0.85 | 0.85 | 0.85 | 0.85 | 0.85 | 0.85 | 0.85
NPgN | GSP | NPg Best View | I&C Flexibility (TouT) - % customers | NPgN Licence Level | NPg Best View (Not in FES) | Srg_BB006b | % | NPgN | NPgN Licence Level |  | 0.094777 | 0.15213 | 0.22662 | 0.31866 | 0.39474 | 0.45887 | 0.51001 | 0.54469 | 0.55261 | 0.55979 | 0.56583 | 0.57127 | 0.57628 | 0.57628 | 0.57628 | 0.57628 | 0.57628 | 0.57628 | 0.57628 | 0.57628 | 0.57628 | 0.57628 | 0.57628 | 0.57628 | 0.57628 | 0.57628 | 0.57628 | 0.57628 | 0.57628
NPgN | GSP | NPg Best View | Electric Vehicle Smart Charging (TouT) - % customers | NPgN Licence Level | NPg Best View (Not in FES) | Srg_BB007b | % | NPgN | NPgN Licence Level |  | 0.019019 | 0.20022 | 0.25406 | 0.28065 | 0.30146 | 0.31584 | 0.32616 | 0.3337 | 0.34003 | 0.34454 | 0.34787 | 0.3504 | 0.35234 | 0.35371 | 0.35473 | 0.35553 | 0.35614 | 0.35662 | 0.35697 | 0.35721 | 0.35738 | 0.35749 | 0.35756 | 0.3576 | 0.35763 | 0.35765 | 0.35769 | 0.35772 | 0.35777
NPgY | GSP | NPg Best View | Domestic Flexibility (TouT) - % customers | NPgY Licence Level | NPg Best View (Not in FES) | Srg_BB08b | % | NPgY | NPgY Licence Level |  | 0.060822 | 0.11132 | 0.17478 | 0.20602 | 0.31325 | 0.36511 | 0.52935 | 0.66383 | 0.765 | 0.85 | 0.85 | 0.85 | 0.85 | 0.85 | 0.85 | 0.85 | 0.85 | 0.85 | 0.85 | 0.85 | 0.85 | 0.85 | 0.85 | 0.85 | 0.85 | 0.85 | 0.85 | 0.85 | 0.85
NPgY | GSP | NPg Best View | I&C Flexibility (TouT) - % customers | NPgY Licence Level | NPg Best View (Not in FES) | Srg_BB006b | % | NPgY | NPgY Licence Level |  | 0.094777 | 0.15213 | 0.22662 | 0.31866 | 0.39474 | 0.45887 | 0.51001 | 0.54469 | 0.55261 | 0.55979 | 0.56583 | 0.57127 | 0.57628 | 0.57628 | 0.57628 | 0.57628 | 0.57628 | 0.57628 | 0.57628 | 0.57628 | 0.57628 | 0.57628 | 0.57628 | 0.57628 | 0.57628 | 0.57628 | 0.57628 | 0.57628 | 0.57628
NPgY | GSP | NPg Best View | Electric Vehicle Smart Charging (TouT) - % customers | NPgY Licence Level | NPg Best View (Not in FES) | Srg_BB007b | % | NPgY | NPgY Licence Level |  | 0.019019 | 0.20022 | 0.25406 | 0.28065 | 0.30146 | 0.31584 | 0.32616 | 0.3337 | 0.34003 | 0.34454 | 0.34787 | 0.3504 | 0.35234 | 0.35371 | 0.35473 | 0.35553 | 0.35614 | 0.35662 | 0.35697 | 0.35721 | 0.35738 | 0.35749 | 0.35756 | 0.3576 | 0.35763 | 0.35765 | 0.35769 | 0.35772 | 0.35777

## MinimumDNOBuilding Blocks_ENA
Proposed WS1B P2 2022 Buildings Blocks
Technology | Technology Detail | Building Block ID number | Units | Detail | Comments
Solar Generation | Large (G99) | Gen_BB012 | MW | Installed capacity
Solar Generation | Small (G98/G83) | Gen_BB013 | MW | Installed capacity
Wind Generation | Onshore Wind | Gen_BB015(>=1MW) Gen_BB016(<1MW) | MW | Installed capacity
HP demand | Domestic HP demand | Dem_BB004 | GWh | Total Annual consumption in GWh | Heat demand due to residential HPs (including hybrid HPs)
HP demand | I&C HP demand | Dem_BB005 | GWh | Total Annual consumption in GWh | Heat demand due to I&C HPs (including hybrid HPs)
EV demand | EV demand for cars and vans | Dem_BB006 | GWh | Total Annual consumption in GWh | Transport demand due to Light Vans, Cars and Motorbikes (including Hybrid EVs)
EV demand | EV demand for larger vehicles | Dem_BB007 | GWh | Total Annual consumption in GWh | Transport demand due to HGVs and Buses (including Hybrid EVs)
Baseline Demand | Baseline Total True Demand | Dem_BB008 | GWh | Total Annual consumption in GWh | Total gross annual consumption of all end customers minus EV and HP demand.
Residential Demand | Baseline Domestic True Demand | Dem_BB008a | GWh | Total Annual consumption in GWh | Total gross annual consumption of domestic end customers minus domestic EV and domestic HP demand.
Non-domestic Demand | Non-domestic Demand | Dem_BB008b | GWh | Total Annual consumption in GWh | Total gross annual consumption of non-domestic end customers minus non-domestic EV and non-domestic HP demand.
EV volumes | Pure electric cars, vans & motorbikes | Lct_BB001 | Number of | Number of EVs registered in the specific geographical area | Light Vans,Cars and Motorbikes Includes number of EVs in the specific geographical area
EV volumes | Plug-in-hybrid cars, vans & motorbikes | Lct_BB002 | Number of | Number of EVs registered in the specific geographical area | Light Vans,Cars and Motorbikes Includes number of EVs in the specific geographical area
EV volumes | Electric HDVs | Lct_BB003(pure electric) Lct_BB004 (hybrid) | Number of | Number of EVs registered in the specific geographical area | HGVs and Buses Includes number of EVs in the specific geographical area
HP volumes | Domestic - Non-hybrid | Lct_BB005 | Number of | Number of Heat Pumps registered in the specific geographical area | Excluding those supplying District Heating
HP volumes | Domestic - Hybrid | Lct_BB006 | Number of | Number of Heat Pumps registered in the specific geographical area | Electrical vs Gas bias Excluding those supplying District Heating
HP volumes | I&C - Non-hybrid | Lct_BB007 | Number of | Number of Heat Pumps registered in the specific geographical area | Excluding those supplying District Heating
HP volumes | I&C - Hybrid | Lct_BB008 | Number of | Number of Heat Pumps registered in the specific geographical area | Electrical vs Gas bias Exluding those supplying District Heating
Batteries | Non-domestic Batteries | Srg_BB001 | MW | Installed capacity
Batteries | Domestic Batteries (G98) | Srg_BB002 | MW | Installed capacity

## 2023 Full Building Blocks List
WS1B P2 2023 Building Blocks
Template | Technology | Building Block ID Number | Technology Detail | Units | Detail | Comments | NPg Status | Alignment with Ofgem Core Scenario Key Drivers
Generation | Non-renewable CHP | Gen_BB001 | >=1MW | MW | Installed capacity | Non-renewable | Gen_BB001 | Distribution Thermal Generation (MW)
|  | Gen_BB002 | <1MW | MW | Installed capacity | Non-renewable excluding domestic Micro CHP | Been put with Gen_BB001
| Micro CHP | Gen_BB003 | Domestic (G98/G83) | MW | Installed capacity |  | Gen_BB003a_NPgAlternative
| Renewable Engines (Landfill Gas, Sewage Gas, Biogas) | Gen_BB004 |  | MW | Installed capacity | Reciprocating Engines, Gas Turbines, Includes Anaerobic Digestion | Gen_BB004
| Non-renewable Engines (Diesel) (non CHP) | Gen_BB005 |  | MW |  |  | Been put with Gen_BB006
| Non-renewable Engines (Gas) (non CHP) | Gen_BB006 |  | MW | Installed capacity | Reciprocating Engines, Gas Turbines | Gen_BB006
| Fuel Cells | Gen_BB007 |  | MW | Installed capacity | Hydrogen or Gas as fuel input | Not Applicable
| OCGTs (non CHP) | Gen_BB008 |  | MW | Installed capacity | Open Cycle Gas Turbines | Not Applicable
| CCGTs (non CHP) | Gen_BB009 |  | MW | Installed capacity | Combined Cycle Gas Turbines: | Been put with Gen_BB006
| Biomass & Energy Crops (including CHP) | Gen_BB010 | Includes Biomass Conversions | MW | Installed capacity |  | Gen_BB010
| Waste Incineration (including CHP) | Gen_BB011 |  | MW | Installed capacity |  | Gen_BB011
| Solar Generation | Gen_BB012 | Large (G99) | MW | Installed capacity |  | Gen_BB012 | Solar Generation (MW)
|  | Gen_BB013 | Small (G98/G83) | MW | Installed capacity |  | Gen_BB013
| Wind | Gen_BB014 | Offshore Wind | MW | Installed capacity |  | Been put with Gen_BB015 | Wind Generation (MW)
|  | Gen_BB015 | Onshore Wind >=1MW | MW |  |  | Gen_BB015
|  | Gen_BB016 | Onshore Wind <1MW | MW | Installed capacity |  | Been put with Gen_BB015
| Marine | Gen_BB017 | Tidal Stream, Wave Power, Tidal Lagoon | MW | Installed capacity |  | Not Applicable | Not mentioned in Ofgem Core Scenario BBs
| Hydro | Gen_BB018 | Not pumped hydro | MW | Installed capacity |  | Gen_BB018 | Not mentioned in Ofgem Core Scenario BBs
| Geothermal | Gen_BB019 |  | MW | Installed capacity |  | Not Applicable | Not mentioned in Ofgem Core Scenario BBs
| Nuclear | Gen_BB020 |  | MW | Installed capacity |  | Not Applicable | Not mentioned in Ofgem Core Scenario BBs
| Coal | Gen_BB021 | COAL | MW | Installed capacity | Transmission connected coal fired generation | Not Applicable | Various - Generation (Not in Ofgem Core Scenario BBs)
| Interconnector | Gen_BB022 | IC | MW | Installed capacity | Transmission connected interconnection of other Transmission networks | Not Applicable
| Hydrogen fuelled generation | Gen_BB023 | Hydrogen | MW | Installed capacity | Hydrogen fired generation | Not Applicable
| Offshore-Wind (off-Grid) | Gen_BB024 | NC_GEN | MW | Installed capacity | Offshore wind capacity not connected to NETS | Not Applicable
Demand |  | Dem_BB001a | Domestic | Number of | Number of domestic customers |  | Dem_BB001a | Demand
|  | Dem_BB002a | I&C | Number of | Number of I&C customers |  | Dem_BB002a
|  | Dem_BB002b | I&C | Metres squared | Area of I&C customers |  | Not Applicable
|  | Dem_BB003 | Demand | GWh | Total Annual consumption in GWh | Total demand consumption at GSP level, including losses, any energy saving and new LCT driven demand growth | Dem_BB003
|  | Dem_BB004 | Residential HP Demand | GWh | Total Annual consumption in GWh | Heat demand due to residential HPs (including hybrid HPs) | Dem_BB004
|  | Dem_BB005 | I&C HP Demand | GWh | Total Annual consumption in GWh | Heat demand due to I&C HPs (including hybrid HPs) | Dem_BB005
|  | Dem_BB006 | EV Demand 1 | GWh | Total Annual consumption in GWh | Transport demand due to Light Vans, Cars and Motorbikes (including Hybrid EVs) | Dem_BB006
|  | Dem_BB007 | EV Demand 2 | GWh | Total Annual consumption in GWh | Transport demand due to HGVs and Buses (including Hybrid EVs) | Dem_BB007
|  | Dem_BB008 | Baseline Demand | GWh | Total Annual consumption in GW | The gross energy consumption excluding EVs and HPs (BB8=BB3-BB4-BB5-BB6-BB7) | Dem_BB008
|  | Dem_BB008a | Baseline Domestic True Demand | GWh | Total Annual consumption in GWh | Total gross annual consumption of domestic end customers minus domestic EV and domestic HP demand. | Dem_BB008a
|  | Dem_BB008b | Non-domestic Demand | GWh | Total Annual consumption in GWh | Total gross annual consumption of non-domestic end customers minus non-domestic EV and non-domestic HP demand. | Dem_BB008b
|  | Dem_BB009 | Hydrogen electrolysis | MW | Installed capacity |  | Not Applicable
Demand Low Carbon Technologies | Electric Vehicles | Lct_BB001 | Pure Electric (vans, cars & motorbikes) | Number of | Number of EVs registered in the specific geographical area | Light Vans,Cars and Motorbikes Includes number of EVs in the specific geographical area | Lct_BB001 | Low carbon vehicles
|  | Lct_BB002 | Plug-in-hybrid (vans, cars and motorbikes) | Number of | Number of EVs registered in the specific geographical area | Light Vans, Cars and Motorbikes Includes number of EVs in the specific geographical area | Lct_BB002
|  | Lct_BB003 | Pure Electric (road vehicles other than vans, cars and motorbikes) | Number of | Number of EVs registered in the specific geographical area | HGVs and Buses Includes number of EVs in the specific geographical area | Lct_BB003
|  | Lct_BB004 | Plug-in-hybrid (road vehicles other than vans, cars and motorbikes) | Number of | Number of EVs registered in the specific geographical area | HGVs and Buses Includes number of EVs in the specific geographical area | Been put with Lct_BB003
| Heat Pumps | Lct_BB005 | Domestic - Non-hybrid | Number of | Number of Heat Pumps registered in the specific geographical area | Excluding those supplying District Heating | Lct_BB005 | Heat (Number of installations (k))
|  | Lct_BB006 | Domestic - Hybrid | Number of | Number of Heat Pumps registered in the specific geographical area | Electrical vs Gas bias Excluding those supplying District Heating | Lct_BB006
|  | Lct_BB007 | I&C - Non-hybrid | Number of | Number of Heat Pumps registered in the specific geographical area | Excluding those supplying District Heating | Lct_BB007
|  | Lct_BB008 | I&C - Hybrid | Number of | Number of Heat Pumps registered in the specific geographical area | Electrical vs Gas bias Exluding those supplying District Heating | Lct_BB008
| District Heating | Lct_BB009 |  | Number of properties connected to DH |  |  | TBC in 2022 | Heat (Number of installations (k))
| Electric Vehicle Charging units | Lct_BB010a | Domestic | Number of | Number of domestic charging units | Excluding 3pin plugs | Not Applicable (using numbers of LCTs approach) | Lct_BB010a
|  | Lct_BB010b | Domestic | MW | Installed capacity of domestic charging units |  | Not Applicable (using numbers of LCTs approach) | Lct_BB010b
|  | Lct_BB011a | Workplace | Number of | Number of Workplace charging units |  | Not Applicable (using numbers of LCTs approach) | Lct_BB011a
|  | Lct_BB011b | Workplace | MW | Installed capacity of Workplace charging units |  | Not Applicable (using numbers of LCTs approach) | Lct_BB011b
|  | Lct_BB012a | Public Slow/Fast | Number of | Number of Public Slow/Fast charging units |  | Not Applicable (using numbers of LCTs approach) | Lct_BB012a
|  | Lct_BB012b | Public Slow/Fast | MW | Installed capacity of public Slow/Fast charging units |  | Not Applicable (using numbers of LCTs approach) | Lct_BB012b
|  | Lct_BB013a | Public Rapid | Number of | Number of Public Rapid charging units | defined as >=43kW | Not Applicable (using numbers of LCTs approach) | Lct_BB013a
|  | Lct_BB013b | Public Rapid | MW | Installed capacity of public Rapid charging units | defined as >=43kW | Not Applicable (using numbers of LCTs approach) | Lct_BB013b
| Airconditioning units | Lct_BB014 | A/C Domestic units | Number of |  |  | Not Modelled | Lct_BB014
|  | Lct_BB015 | A/C I&C units | Number of |  |  | Not Modelled | Lct_BB015
Storage & Flexibility | Storage | Srg_BB001 | Batteries | MW | Installed capacity | Record Import and Export seperately | Srg_BB001 | Storage (GW)
|  | Srg_BB002 | Domestic Batteries (G98) | MW | Installed capacity |  | Srg_BB002
|  | Srg_BB003 | Pumped Hydro | MW | Installed capacity |  | Not Applicable
|  | Srg_BB004 | Other | MW | Installed capacity |  | Been put with Srg_BB001
|  | Srg_BB005 | V2G | MW availability | Potential MW available to participate |  | Need further discussion within WG on Definition
| I&C Flexibility | Srg_BB006a | I&C Flexibility (TouT) | MW availability | Potential MW available to participate in DSR |  | Need further discussion within WG on Definition | Total Industrial & Commercial demand available to participate in Demand Response (Non-contracted)
|  | Srg_BB006b | I&C Flexibility (TouT) | % customers | % Potential participating customers |  | Srg_BB006b
| Domestic Flexibility | Srg_BB007a | Electric Vehicle Smart Charging (TouT) | MW availability | Potential MW available to participate in DSR |  | Need further discussion within WG on Definition | Total domestic demand available to participate in Demand Response (Non-contracted). It is assumed that a domestic customer to have a separate EV based tariff
|  | Srg_BB007b | Electric Vehicle Smart Charging (TouT) | % customers | % Potential participating customers |  | Srg_BB007b
|  | Srg_BB08a | Domestic Flexibility (TouT) | MW availability | Potential MW available to participate in DSR |  | Need further discussion within WG on Definition
|  | Srg_BB08b | Domestic Flexibility (TouT) | % customers | % Potential participating customers |  | Need further discussion within WG on Definition
Additional Northern Powergrid Building Blocks | Demand | Dem_BB08a_NPgSubComponent | Domestic Baseline Demand Consumption (GWh) | GWh | Domestic Baseline Demand Consumption (GWh) |  | Voluntary Additional Information | NPg Extras
| Demand | Dem_BB08b_NPgSubComponent | I&C Baseline Demand Consumption (GWh) | GWh | I&C Baseline Demand Consumption (GWh) |  | Voluntary Additional Information | NPg Extras
| Demand | Dem_BB000e_NPgExtra | Electrolysers (MWh) | MWh | Electrolysers (MWh) |  | Voluntary Additional Information | NPg Extras
| Demand | Dem_BB000f_NPgExtra | Large industry (MWh) | MWh | Large industry (MWh) |  | Voluntary Additional Information | NPg Extras
| Demand | Dem_BB000a_NPgExtra | Total peak demand (MW) | MW | Total peak demand (MW) |  | Voluntary Additional Information | NPg Extras
| Demand | Dem_BB000b_NPgExtra | Total peak demand without ToUT in PS | MW | Total peak demand without ToUT (PS) |  | Voluntary Additional Information | NPg Extras
| Demand | Dem_BB000c_NPgExtra | Peak utilisation (percent - whole number) | % | Peak utilisation (percent - whole number) |  | Voluntary Additional Information | NPg Extras
| Demand | Dem_BB000d_NPgExtra | Peak utilisation without TouT in PS (percent - whole number) | % | Peak utilisation with customer flexibility (percent - whole number) |  | Voluntary Additional Information | NPg Extras
| LCTs | Lct_BB003a_NPgSubComponent | Number of electric buses | Number of | Number of electric buses |  | Voluntary Additional Information | NPg Extras
| LCTs | LCT_BB002_NPgAggregate | Number of electric cars and vans (hybrid and full electric) | Number of | Number of electric cars and vans (hybrid and full electric) | These are light vans (not HGVs) | Voluntary Additional Information | NPg Extras
| LCTs | Lct_BB002a_NPgSubComponent | Number of electric cars (hybrid and full electric) | Number of | Number of electric cars (hybrid and full electric)
| LCTs | Lct_BB002b_NPgSubComponent | Number of electric vans (hybrid and full electric) | Number of | Number of electric vans (hybrid and full electric) | These are light vans (not HGVs)
| LCTs | Lct_BB003b_NPgSubComponent | Number of electric HGVs | Number of | Number of electric HGVs |  | Voluntary Additional Information | NPg Extras
| LCTs | Lct_BB5678_NPgAggregate | Number of heat pumps (total) | Number of | Number of heat pumps (total) |  | Voluntary Additional Information | NPg Extras
| LCTs | Lct_BB56_NPgAggregate | Total number of domestic heat pumps | Number of | Total number of domestic heat pumps |  | Voluntary Additional Information | NPg Extras
| LCTs | Lct_BB78_NPgAggregate | Total number of I&C heat pumps | Number of | Total number of I&C heat pumps |  | Voluntary Additional Information | NPg Extras
| Generation | Gen_BB000_NPgAggregate | Total installed generation capacity (MW) | MW | Total installed generation capacity (MW) |  | Voluntary Additional Information | NPg Extras
| Generation | Gen_BB002_NPgAggregate | Total installed non-renewable generation capacity (MW) | MW | Total installed non-renewable generation capacity (MW) |  | Voluntary Additional Information | NPg Extras
| Generation | Gen_BB001_NPgAggregate | Total installed renewable generation capacity (MW) | MW | Total installed renewable generation capacity (MW) |  | Voluntary Additional Information | NPg Extras
| Storage | Srg_BB001_NPgAggregate | Total installed storage capacity (MW) | MW | Total installed storage capacity (MW) |  | Voluntary Additional Information | NPg Extras
| Storage | Gen_BB003a_NPgAlternative | Number of Micro CHP units | Number of | Number of Micro CHP units |  | TBC in 2022

## NPg GSP Names & BB Mappings
GSP Name Mappings
Licence | 2023 DFES | Week 24 | 2023 FES | Comment |  | GSP Name Mappings
NPgN | BLYTH 66kV | BLYTB1 | Blyth 66kV |  |  | Tynemouth 2 assigned to NPgN in NG FES | Tynemouth 2 is not owned by NPg (It is an IDNO)
NPgN | BLYTH 132kV | BLYTH132 | Blyth 132kV |  |  | Ferrybridge B assigned to NPgN in NG FES | Ferrybridge B should be in NPgY not NPgN
NPgN | FOURSTONES | FOUR_1 | Fourstones |  |  | Thorpe Marsh treated separately in NG FES | NPgY Group together with part of West Melton
NPgN | HARTMOOR | HARM_6 | Hart Moor |  |  | West Melton treated separately in NG FES | Two transformers are in the NPgY Group with Thorpe Marsh and the third is an NPgY GSP on its own
NPgN | HAWTHORN PIT GRID | HAWP_6 | Hawthorn Pit |  |  | Pitsmoor - single NPgY GSP in NG FES | Pitsmoor - we do not forecast for PITSMOOR 1/2 as it supplies only customer sites. So assume start point stays static into future if you want to include it
NPgN | KNARESBOROUGH | KNARE_111 | Knaresborough
NPgN | LACKENBY | LACK_6 | Lackenby |  | NPg Building Block Mappings
NPgN | NORTON | NORT_1 | Norton |  | DFES 2023 Nickname | DFES 2023 Parameter | Building Block Reference | Comment | Check included in master sheet
NPgN | OFFERTON | OFFE_3 | Offerton |  | Domestic (GWh) | Domestic Baseline Demand Consumption (GWh) | Dem_BB08a_NPgSubComponent |  | Dem_BB08a_NPgSubComponent
NPgN | OSBALDWICK | OSBA_1 | Osbaldwick |  | EV - cars & vans (GWh) | EV - cars & vans consumption (GWh) | Dem_BB006 |  | Dem_BB006
NPgN | POPPLETON | POPP_3 | Poppleton |  | EV - other transport (GWh) | EV - other transport consumption (GWh) | Dem_BB007 |  | Dem_BB007
NPgN | SALTHOLME | SALH_1 | Saltholme |  | HPs - Domestic (GWh) | HPs - Domestic consumption (GWh) | Dem_BB004 |  | Dem_BB004
NPgN | SOUTH SHIELDS | SSHI_3 | South Shields |  | HPs - I&C (GWh) | HPs - I&C consumption (GWh) | Dem_BB005 |  | Dem_BB005
NPgN | SPADEADAM | KIELD01 and SPAD20 |  | (Missing in GB FES) | I&C (GWh) | I&C Baseline Demand Consumption (GWh) | Dem_BB08b_NPgSubComponent |  | Dem_BB08b_NPgSubComponent
NPgN | SPENNYMOOR | SPEN_1 | Spennymoor |  | Total baseline demand (GWh) | Total Baseline Demand Consumption (GWh) | Dem_BB008 |  | Dem_BB008
NPgN | STELLA NORTH | STEN_1 | Stella North |  | Total demand (GWh) | Total Demand Consumption (GWh) | Dem_BB003 |  | Dem_BB003
NPgN | STELLA SOUTH | STES_1 | Stella South |  |  | Number of domestic customers | Dem_BB001a |  | Dem_BB001a
NPgN | TYNEMOUTH | TYNE_1 | Tynemouth 1 |  |  | Number of I&C customers | Dem_BB002a |  | Dem_BB002a
NPgN | WEST BOLDON | WBOL_6 | West Boldon |  |  | Number of domestic full electric heat pumps | Lct_BB005 |  | Lct_BB005
NPgY | BRADFORD WEST | BRAW_1 | Bradford West |  |  | Number of domestic hybrid heat pumps | Lct_BB006 |  | Lct_BB006
NPgY | CAMBLESFORTH | CAMB_01 | Camblesforth |  |  | Pure Electric (road vehicles other than vans, cars and motorbikes) | Lct_BB003 | Includes 004 Hybrid | Lct_BB003
NPgY | CREYKE BECK | CREB_1 | Creyke Beck |  | No. of Electric Buses | Number of electric buses | Lct_BB003a_NPgSubComponent |  | Lct_BB003a_NPgSubComponent
NPgY | DRAX | DRAX_YEDL | Drax |  |  | Number of electric cars and vans (hybrid and full electric) | LCT_BB002_NPgAggregate |  | LCT_BB002_NPgAggregate
NPgY | ELLAND | ELLA_1 | Elland |  | No. of Electric HGVs | Number of electric HGVs | Lct_BB003b_NPgSubComponent |  | Lct_BB003b_NPgSubComponent
NPgY | FERRYBRIDGE A | FERRA2 | Ferrybridge A |  | No. of Evs | Number of full electric cars and vans | Lct_BB001 |  | Lct_BB001
NPgY | FERRYBRIDGE B | FERRB9 | Ferrybridge B (_M) |  | No. of Evs | Number of electric cars (hybrid and full electric) | Lct_BB002a_NPgSubComponent |  | Lct_BB002a_NPgSubComponent
NPgY | GRIMSBY WEST | GRIW_1 | Grimsby West |  | No. of Evs | Number of electric vans (hybrid and full electric) | Lct_BB002b_NPgSubComponent |  | Lct_BB002b_NPgSubComponent
NPgY | JORDANTHORPE | JORD_3 | Jordanthorpe |  | No. of HPs | Number of heat pumps (total) | Lct_BB5678_NPgAggregate |  | Lct_BB5678_NPgAggregate
NPgY | KEADBY | KEAD_YEDL | Keadby |  |  | Number of hybrid electric cars and vans | Lct_BB002 |  | Lct_BB002
NPgY | KIRKSTALL B | KIRKB1 | Kirkstall B |  |  | Number of I&C full electric heat pumps | Lct_BB007 |  | Lct_BB007
NPgY | NEEPSEND | NEEP_3 | Neepsend |  |  | Number of I&C hybrid heat pumps | Lct_BB008 |  | Lct_BB008
NPgY | NORTON LEES | NORL_3 | Norton Lees |  |  | Peak utilisation (percent - whole number) | Dem_BB000c_NPgExtra |  | Dem_BB000c_NPgExtra
NPgY | PITSMOOR 3/4 | PITS_BB_B | Pitsmoor | Pitsmoor (excluding customer PITS_BB_A or PITSMOOR 1/2) |  | Peak utilisation with TouT (percent - whole number) | Dem_BB000d_NPgExtra | Best View Only | Dem_BB000d_NPgExtra
NPgY | SALTEND NORTH | SALT_1 | Saltend North |  | Biomass MW | Total installed biomass capacity (MW) | Gen_BB010 |  | Gen_BB010
NPgY | SHEFFIELD CITY | SHEC_3 | Sheffield City |  |  | Total installed generation capacity (MW) | Gen_BB000_NPgAggregate |  | Gen_BB000_NPgAggregate
NPgY | SKELTON GRANGE | SKLGB1 | Skelton Grange |  |  | Total installed hydro capacity (MW) | Gen_BB018 |  | Gen_BB018
NPgY | TEMPLEBOROUGH 275/33KV | TEMP_3 | Templeborough | NPgY now own |  | Total installed large & mini CHP capacity (MW) | Gen_BB001 | Includes 002 < 1MW | Gen_BB001
NPgY | THURCROFT | THUR_6 | Thurcroft |  | Total Non Renewable Generation MW | Total installed non-renewable generation capacity (MW) | Gen_BB002_NPgAggregate |  | Gen_BB002_NPgAggregate
NPgY | WEST MELTON / THORPE MARSH | WMEL_THOM | Thorpe Marsh | Summate all three to compare |  | Total installed other non-renewable capacity (MW) | Gen_BB006 | Includes 005 Diesel | Gen_BB006
NPgY | WEST MELTON SECTION 3 | WMEL_BB3 | West Melton | Summate all three to compare | Domestic PV MW | Total installed PV capacity - domestic (MW) | Gen_BB013 |  | Gen_BB013
NPgY | WINCOBANK | WIBA_3 | Wincobank |  | Large Solar MW | Total installed PV capacity - I&C and large (MW) | Gen_BB012 |  | Gen_BB012
[6 empty] | Total installed renewable engine capacity (MW) | Gen_BB004 |  | Gen_BB004
[5 empty] | Total Renewable Generation MW | Total installed renewable generation capacity (MW) | Gen_BB001_NPgAggregate |  | Gen_BB001_NPgAggregate
[5 empty] | Storage MW | Total installed storage capacity (MW) | Srg_BB001_NPgAggregate |  | Srg_BB001_NPgAggregate
[6 empty] | Total installed waste incineration capacity (MW) | Gen_BB011 |  | Gen_BB011
[5 empty] | Wind MW | Total installed wind capacity (MW) | Gen_BB015 | Includes 014 Offshore & 016 < 1MW | Gen_BB015
[6 empty] | Total number of domestic heat pumps | Lct_BB56_NPgAggregate |  | Lct_BB56_NPgAggregate
[6 empty] | Total number of I&C heat pumps | Lct_BB78_NPgAggregate |  | Lct_BB78_NPgAggregate
[6 empty] | Total peak demand (MW) | Dem_BB000a_NPgExtra |  | Dem_BB000a_NPgExtra
[6 empty] | Total peak demand with ToUT | Dem_BB000b_NPgExtra | Best View Only | Dem_BB000b_NPgExtra
[5 empty] | Non Domestic battery storage installed capacity (MW) | I&C Storage capacity (MW) | Srg_BB001 |  | Srg_BB001
[6 empty] | Domestic storage installed capacity (MW) | Srg_BB002 |  | Srg_BB002
[6 empty] | Electrolysers (MWh) | Dem_BB000e_NPgExtra |  | Dem_BB000e_NPgExtra
[6 empty] | Large industry (MWh) | Dem_BB000f_NPgExtra |  | Dem_BB000f_NPgExtra
[6 empty] | Number of Micro CHP units | Gen_BB003a_NPgAlternative |  | All set to zero
[6 empty] | Domestic Flexibility (TouT) - % customers | Srg_BB08b |  | TBC
[6 empty] | I&C Flexibility (TouT) - % customers | Srg_BB006b |  | TBC
[6 empty] | Electric Vehicle Smart Charging (TouT) - % customers | Srg_BB007b |  | TBC