## NPg_BBs_DFES_2021 v2
DFES 2021 Scenario name | Building Block ID Number | Unit | DNO License Area | NPg Grid Supply Point | Building Block Description | Week 24 Reference For GSP | 2019 | Baseline (2020) | 2021 | 2022 | 2023 | 2024 | 2025 | 2026 | 2027 | 2028 | 2029 | 2030 | 2031 | 2032 | 2033 | 2034 | 2035 | 2036 | 2037 | 2038 | 2039 | 2040 | 2041 | 2042 | 2043 | 2044 | 2045 | 2046 | 2047 | 2048 | 2049 | 2050 | Licence area | Voltage level | Scenario name | Output parameter
NG FES - Consumer Transformation | Lct_BB003 | Number of | NPgN | BLYTH 66kV | Pure Electric (road vehicles other than vans, cars and motorbikes) | BLYTB1 | 0 | 3 | 10 | 16 | 25 | 36 | 47 | 59 | 73 | 88 | 105 | 123 | 146 | 170 | 198 | 228 | 264 | 301 | 341 | 385 | 430 | 477 | 525 | 574 | 622 | 672 | 719 | 767 | 813 | 848 | 877 | 903 | NPgN | GSP | NG FES - Consumer Transformation | Pure Electric (road vehicles other than vans, cars and motorbikes)
NG FES - Consumer Transformation | Lct_BB003 | Number of | NPgN | BLYTH 132kV | Pure Electric (road vehicles other than vans, cars and motorbikes) | BLYTH132 | 0 | 0 | 3 | 4 | 6 | 8 | 11 | 13 | 17 | 21 | 25 | 30 | 36 | 42 | 50 | 58 | 68 | 78 | 90 | 102 | 114 | 127 | 141 | 153 | 166 | 179 | 192 | 203 | 215 | 222 | 227 | 231 | NPgN | GSP | NG FES - Consumer Transformation | Pure Electric (road vehicles other than vans, cars and motorbikes)
NG FES - Consumer Transformation | Lct_BB003 | Number of | NPgN | FOURSTONES | Pure Electric (road vehicles other than vans, cars and motorbikes) | FOUR_1 | 0 | 0 | 0 | 0 | 0 | 2 | 2 | 2 | 2 | 3 | 4 | 5 | 6 | 8 | 9 | 10 | 13 | 14 | 16 | 19 | 21 | 24 | 26 | 29 | 32 | 34 | 36 | 38 | 40 | 41 | 41 | 41 | NPgN | GSP | NG FES - Consumer Transformation | Pure Electric (road vehicles other than vans, cars and motorbikes)
NG FES - Consumer Transformation | Lct_BB003 | Number of | NPgN | HARTMOOR | Pure Electric (road vehicles other than vans, cars and motorbikes) | HARM_6 | 0 | 1 | 4 | 8 | 12 | 17 | 23 | 28 | 34 | 41 | 47 | 56 | 64 | 74 | 84 | 94 | 107 | 120 | 134 | 149 | 164 | 181 | 198 | 216 | 235 | 254 | 274 | 294 | 315 | 334 | 354 | 372 | NPgN | GSP | NG FES - Consumer Transformation | Pure Electric (road vehicles other than vans, cars and motorbikes)
NG FES - Consumer Transformation | Lct_BB003 | Number of | NPgN | HAWTHORN PIT GRID | Pure Electric (road vehicles other than vans, cars and motorbikes) | HAWP_6 | 0 | 1 | 5 | 9 | 14 | 19 | 25 | 31 | 39 | 46 | 54 | 63 | 72 | 83 | 94 | 107 | 119 | 134 | 150 | 167 | 184 | 203 | 222 | 242 | 264 | 286 | 307 | 330 | 354 | 376 | 397 | 418 | NPgN | GSP | NG FES - Consumer Transformation | Pure Electric (road vehicles other than vans, cars and motorbikes)
NG FES - Consumer Transformation | Lct_BB003 | Number of | NPgN | KNARESBOROUGH | Pure Electric (road vehicles other than vans, cars and motorbikes) | KNARE_111 | 0 | 3 | 10 | 17 | 27 | 37 | 49 | 62 | 75 | 90 | 105 | 123 | 143 | 165 | 189 | 215 | 243 | 274 | 307 | 343 | 380 | 419 | 460 | 503 | 546 | 590 | 635 | 680 | 725 | 768 | 807 | 846 | NPgN | GSP | NG FES - Consumer Transformation | Pure Electric (road vehicles other than vans, cars and motorbikes)
NG FES - Consumer Transformation | Lct_BB003 | Number of | NPgN | LACKENBY | Pure Electric (road vehicles other than vans, cars and motorbikes) | LACK_6 | 0 | 4 | 14 | 24 | 38 | 52 | 69 | 87 | 106 | 126 | 148 | 171 | 198 | 227 | 259 | 293 | 331 | 372 | 415 | 461 | 511 | 563 | 617 | 674 | 732 | 791 | 853 | 915 | 978 | 1040 | 1098 | 1156 | NPgN | GSP | NG FES - Consumer Transformation | Pure Electric (road vehicles other than vans, cars and motorbikes)
NG FES - Consumer Transformation | Lct_BB003 | Number of | NPgN | NORTON | Pure Electric (road vehicles other than vans, cars and motorbikes) | NORT_1 | 0 | 11 | 35 | 61 | 93 | 130 | 172 | 217 | 266 | 319 | 378 | 444 | 518 | 601 | 694 | 797 | 910 | 1033 | 1166 | 1307 | 1457 | 1611 | 1771 | 1935 | 2099 | 2266 | 2434 | 2600 | 2766 | 2903 | 3025 | 3142 | NPgN | GSP | NG FES - Consumer Transformation | Pure Electric (road vehicles other than vans, cars and motorbikes)
NG FES - Consumer Transformation | Lct_BB003 | Number of | NPgN | OFFERTON | Pure Electric (road vehicles other than vans, cars and motorbikes) | OFFE_3 | 0 | 1 | 2 | 3 | 5 | 6 | 8 | 11 | 14 | 17 | 21 | 26 | 32 | 38 | 47 | 56 | 67 | 78 | 91 | 104 | 119 | 133 | 147 | 161 | 174 | 187 | 198 | 209 | 220 | 223 | 222 | 221 | NPgN | GSP | NG FES - Consumer Transformation | Pure Electric (road vehicles other than vans, cars and motorbikes)
NG FES - Consumer Transformation | Lct_BB003 | Number of | NPgN | OSBALDWICK | Pure Electric (road vehicles other than vans, cars and motorbikes) | OSBA_1 | 0 | 4 | 12 | 20 | 29 | 41 | 55 | 70 | 86 | 105 | 127 | 151 | 180 | 212 | 250 | 293 | 340 | 392 | 448 | 508 | 571 | 635 | 700 | 766 | 830 | 894 | 956 | 1014 | 1072 | 1109 | 1134 | 1155 | NPgN | GSP | NG FES - Consumer Transformation | Pure Electric (road vehicles other than vans, cars and motorbikes)
NG FES - Consumer Transformation | Lct_BB003 | Number of | NPgN | POPPLETON | Pure Electric (road vehicles other than vans, cars and motorbikes) | POPP_3 | 0 | 0 | 2 | 4 | 5 | 7 | 10 | 12 | 15 | 19 | 22 | 27 | 31 | 37 | 42 | 49 | 56 | 64 | 73 | 82 | 91 | 102 | 112 | 122 | 132 | 143 | 153 | 163 | 173 | 180 | 187 | 192 | NPgN | GSP | NG FES - Consumer Transformation | Pure Electric (road vehicles other than vans, cars and motorbikes)
NG FES - Consumer Transformation | Lct_BB003 | Number of | NPgN | SALTHOLME | Pure Electric (road vehicles other than vans, cars and motorbikes) | SALH_1 | 0 | 0 | 0 | 0 | 0 | 0 | 0 | 0 | 0 | 0 | 0 | 0 | 0 | 0 | 0 | 0 | 0 | 0 | 0 | 0 | 0 | 0 | 0 | 0 | 0 | 0 | 0 | 0 | 0 | 0 | 0 | 0 | NPgN | GSP | NG FES - Consumer Transformation | Pure Electric (road vehicles other than vans, cars and motorbikes)
NG FES - Consumer Transformation | Lct_BB003 | Number of | NPgN | SOUTH SHIELDS | Pure Electric (road vehicles other than vans, cars and motorbikes) | SSHI_3 | 0 | 3 | 7 | 11 | 16 | 22 | 30 | 39 | 50 | 62 | 79 | 97 | 119 | 145 | 177 | 212 | 253 | 299 | 348 | 401 | 456 | 512 | 567 | 620 | 671 | 721 | 766 | 806 | 845 | 855 | 850 | 842 | NPgN | GSP | NG FES - Consumer Transformation | Pure Electric (road vehicles other than vans, cars and motorbikes)
NG FES - Consumer Transformation | Lct_BB003 | Number of | NPgN | SPADEADAM | Pure Electric (road vehicles other than vans, cars and motorbikes) | KIELD01 and SPAD20 | 0 | 0 | 0 | 0 | 1 | 1 | 1 | 1 | 2 | 2 | 3 | 3 | 3 | 4 | 4 | 5 | 5 | 6 | 7 | 7 | 8 | 9 | 10 | 11 | 12 | 13 | 14 | 15 | 16 | 17 | 18 | 19 | NPgN | GSP | NG FES - Consumer Transformation | Pure Electric (road vehicles other than vans, cars and motorbikes)
NG FES - Consumer Transformation | Lct_BB003 | Number of | NPgN | SPENNYMOOR | Pure Electric (road vehicles other than vans, cars and motorbikes) | SPEN_1 | 0 | 4 | 13 | 23 | 35 | 49 | 65 | 82 | 100 | 119 | 140 | 164 | 191 | 219 | 252 | 288 | 326 | 368 | 414 | 462 | 513 | 566 | 622 | 679 | 737 | 797 | 856 | 917 | 978 | 1033 | 1084 | 1133 | NPgN | GSP | NG FES - Consumer Transformation | Pure Electric (road vehicles other than vans, cars and motorbikes)
NG FES - Consumer Transformation | Lct_BB003 | Number of | NPgN | STELLA NORTH | Pure Electric (road vehicles other than vans, cars and motorbikes) | STEN_1 | 0 | 6 | 14 | 23 | 35 | 50 | 66 | 86 | 107 | 133 | 163 | 198 | 241 | 289 | 347 | 412 | 486 | 567 | 655 | 750 | 848 | 948 | 1048 | 1147 | 1241 | 1335 | 1422 | 1503 | 1580 | 1613 | 1624 | 1628 | NPgN | GSP | NG FES - Consumer Transformation | Pure Electric (road vehicles other than vans, cars and motorbikes)
NG FES - Consumer Transformation | Lct_BB003 | Number of | NPgN | STELLA SOUTH | Pure Electric (road vehicles other than vans, cars and motorbikes) | STES_1 | 0 | 5 | 18 | 30 | 45 | 63 | 83 | 106 | 129 | 155 | 184 | 215 | 252 | 292 | 337 | 387 | 442 | 502 | 566 | 636 | 708 | 783 | 860 | 940 | 1020 | 1101 | 1183 | 1262 | 1344 | 1410 | 1469 | 1525 | NPgN | GSP | NG FES - Consumer Transformation | Pure Electric (road vehicles other than vans, cars and motorbikes)
NG FES - Consumer Transformation | Lct_BB003 | Number of | NPgN | TYNEMOUTH | Pure Electric (road vehicles other than vans, cars and motorbikes) | TYNE_1 | 0 | 1 | 6 | 10 | 15 | 22 | 29 | 36 | 44 | 52 | 63 | 74 | 85 | 100 | 115 | 132 | 151 | 171 | 194 | 217 | 242 | 267 | 293 | 321 | 349 | 376 | 404 | 432 | 459 | 481 | 502 | 521 | NPgN | GSP | NG FES - Consumer Transformation | Pure Electric (road vehicles other than vans, cars and motorbikes)
NG FES - Consumer Transformation | Lct_BB003 | Number of | NPgN | WEST BOLDON | Pure Electric (road vehicles other than vans, cars and motorbikes) | WBOL_6 | 0 | 8 | 21 | 35 | 52 | 73 | 98 | 125 | 156 | 189 | 227 | 272 | 324 | 384 | 452 | 529 | 615 | 709 | 812 | 921 | 1035 | 1153 | 1271 | 1390 | 1506 | 1621 | 1734 | 1840 | 1944 | 2008 | 2051 | 2089 | NPgN | GSP | NG FES - Consumer Transformation | Pure Electric (road vehicles other than vans, cars and motorbikes)
NG FES - Consumer Transformation | Lct_BB003 | Number of | NPgY | BRADFORD WEST | Pure Electric (road vehicles other than vans, cars and motorbikes) | BRAW_1 | 0 | 12 | 26 | 40 | 56 | 74 | 96 | 122 | 152 | 186 | 227 | 274 | 329 | 393 | 467 | 551 | 646 | 750 | 863 | 985 | 1110 | 1239 | 1369 | 1498 | 1622 | 1745 | 1861 | 1971 | 2077 | 2131 | 2158 | 2180 | NPgY | GSP | NG FES - Consumer Transformation | Pure Electric (road vehicles other than vans, cars and motorbikes)
NG FES - Consumer Transformation | Lct_BB003 | Number of | NPgY | CAMBLESFORTH | Pure Electric (road vehicles other than vans, cars and motorbikes) | CAMB_01 | 0 | 2 | 5 | 8 | 12 | 16 | 21 | 26 | 31 | 37 | 43 | 50 | 57 | 65 | 73 | 82 | 92 | 103 | 114 | 126 | 139 | 153 | 167 | 182 | 198 | 215 | 232 | 249 | 268 | 286 | 305 | 324 | NPgY | GSP | NG FES - Consumer Transformation | Pure Electric (road vehicles other than vans, cars and motorbikes)
NG FES - Consumer Transformation | Lct_BB003 | Number of | NPgY | CREYKE BECK | Pure Electric (road vehicles other than vans, cars and motorbikes) | CREB_1 | 0 | 11 | 29 | 45 | 64 | 86 | 110 | 138 | 169 | 204 | 244 | 290 | 342 | 402 | 469 | 545 | 629 | 722 | 821 | 928 | 1038 | 1153 | 1271 | 1389 | 1505 | 1622 | 1738 | 1849 | 1959 | 2036 | 2096 | 2152 | NPgY | GSP | NG FES - Consumer Transformation | Pure Electric (road vehicles other than vans, cars and motorbikes)
NG FES - Consumer Transformation | Lct_BB003 | Number of | NPgY | DRAX | Pure Electric (road vehicles other than vans, cars and motorbikes) | DRAX_YEDL | 0 | 2 | 8 | 13 | 19 | 25 | 32 | 40 | 48 | 57 | 67 | 78 | 90 | 103 | 118 | 134 | 151 | 170 | 189 | 211 | 234 | 257 | 282 | 307 | 334 | 361 | 389 | 418 | 447 | 474 | 501 | 527 | NPgY | GSP | NG FES - Consumer Transformation | Pure Electric (road vehicles other than vans, cars and motorbikes)
NG FES - Consumer Transformation | Lct_BB003 | Number of | NPgY | ELLAND | Pure Electric (road vehicles other than vans, cars and motorbikes) | ELLA_1 | 0 | 23 | 45 | 68 | 94 | 126 | 164 | 211 | 265 | 330 | 408 | 503 | 616 | 749 | 905 | 1084 | 1288 | 1512 | 1757 | 2019 | 2291 | 2568 | 2842 | 3111 | 3368 | 3616 | 3848 | 4056 | 4255 | 4319 | 4312 | 4291 | NPgY | GSP | NG FES - Consumer Transformation | Pure Electric (road vehicles other than vans, cars and motorbikes)
NG FES - Consumer Transformation | Lct_BB003 | Number of | NPgY | FERRYBRIDGE A | Pure Electric (road vehicles other than vans, cars and motorbikes) | FERRA2 | 0 | 4 | 13 | 21 | 30 | 40 | 52 | 63 | 77 | 90 | 106 | 124 | 142 | 163 | 185 | 209 | 235 | 263 | 294 | 326 | 360 | 397 | 435 | 474 | 514 | 558 | 600 | 646 | 691 | 735 | 779 | 823 | NPgY | GSP | NG FES - Consumer Transformation | Pure Electric (road vehicles other than vans, cars and motorbikes)
NG FES - Consumer Transformation | Lct_BB003 | Number of | NPgY | FERRYBRIDGE B | Pure Electric (road vehicles other than vans, cars and motorbikes) | FERRB9 | 0 | 12 | 33 | 52 | 73 | 98 | 126 | 156 | 190 | 225 | 266 | 310 | 360 | 414 | 473 | 540 | 611 | 689 | 772 | 861 | 956 | 1054 | 1157 | 1262 | 1371 | 1482 | 1595 | 1708 | 1824 | 1929 | 2028 | 2125 | NPgY | GSP | NG FES - Consumer Transformation | Pure Electric (road vehicles other than vans, cars and motorbikes)
NG FES - Consumer Transformation | Lct_BB003 | Number of | NPgY | GRIMSBY WEST | Pure Electric (road vehicles other than vans, cars and motorbikes) | GRIW_1 | 0 | 8 | 23 | 38 | 54 | 72 | 92 | 114 | 138 | 164 | 193 | 225 | 258 | 297 | 339 | 383 | 432 | 485 | 542 | 603 | 668 | 735 | 805 | 879 | 955 | 1033 | 1113 | 1195 | 1278 | 1357 | 1434 | 1510 | NPgY | GSP | NG FES - Consumer Transformation | Pure Electric (road vehicles other than vans, cars and motorbikes)
NG FES - Consumer Transformation | Lct_BB003 | Number of | NPgY | JORDANTHORPE | Pure Electric (road vehicles other than vans, cars and motorbikes) | JORD_3 | 0 | 0 | 0 | 0 | 0 | 0 | 1 | 1 | 1 | 1 | 1 | 1 | 2 | 2 | 2 | 2 | 2 | 3 | 3 | 3 | 4 | 4 | 4 | 5 | 5 | 6 | 6 | 7 | 7 | 8 | 8 | 9 | NPgY | GSP | NG FES - Consumer Transformation | Pure Electric (road vehicles other than vans, cars and motorbikes)
NG FES - Consumer Transformation | Lct_BB003 | Number of | NPgY | KEADBY | Pure Electric (road vehicles other than vans, cars and motorbikes) | KEAD_YEDL | 0 | 7 | 21 | 34 | 48 | 65 | 84 | 104 | 126 | 150 | 177 | 208 | 241 | 277 | 319 | 365 | 413 | 468 | 526 | 588 | 652 | 721 | 791 | 863 | 937 | 1013 | 1089 | 1165 | 1242 | 1311 | 1374 | 1435 | NPgY | GSP | NG FES - Consumer Transformation | Pure Electric (road vehicles other than vans, cars and motorbikes)
NG FES - Consumer Transformation | Lct_BB003 | Number of | NPgY | KIRKSTALL B | Pure Electric (road vehicles other than vans, cars and motorbikes) | KIRKB1 | 0 | 9 | 20 | 30 | 43 | 57 | 74 | 94 | 118 | 144 | 177 | 214 | 258 | 310 | 370 | 438 | 515 | 600 | 692 | 790 | 893 | 997 | 1102 | 1207 | 1306 | 1404 | 1498 | 1584 | 1667 | 1705 | 1721 | 1732 | NPgY | GSP | NG FES - Consumer Transformation | Pure Electric (road vehicles other than vans, cars and motorbikes)
NG FES - Consumer Transformation | Lct_BB003 | Number of | NPgY | NEEPSEND | Pure Electric (road vehicles other than vans, cars and motorbikes) | NEEP_3 | 0 | 0 | 1 | 2 | 3 | 5 | 7 | 8 | 9 | 11 | 13 | 15 | 18 | 21 | 24 | 28 | 31 | 35 | 40 | 44 | 50 | 54 | 60 | 66 | 71 | 77 | 83 | 89 | 95 | 100 | 104 | 109 | NPgY | GSP | NG FES - Consumer Transformation | Pure Electric (road vehicles other than vans, cars and motorbikes)
NG FES - Consumer Transformation | Lct_BB003 | Number of | NPgY | NORTON LEES | Pure Electric (road vehicles other than vans, cars and motorbikes) | NORL_3 | 0 | 3 | 4 | 6 | 8 | 11 | 14 | 19 | 25 | 32 | 41 | 51 | 64 | 80 | 99 | 121 | 146 | 175 | 206 | 239 | 273 | 307 | 341 | 374 | 404 | 432 | 459 | 481 | 502 | 503 | 493 | 481 | NPgY | GSP | NG FES - Consumer Transformation | Pure Electric (road vehicles other than vans, cars and motorbikes)
NG FES - Consumer Transformation | Lct_BB003 | Number of | NPgY | PITSMOOR 3/4 | Pure Electric (road vehicles other than vans, cars and motorbikes) | PITS_BB_B | 0 | 0 | 1 | 2 | 2 | 3 | 4 | 5 | 6 | 7 | 8 | 9 | 11 | 12 | 14 | 15 | 17 | 19 | 21 | 23 | 26 | 28 | 31 | 34 | 37 | 40 | 43 | 46 | 50 | 53 | 57 | 60 | NPgY | GSP | NG FES - Consumer Transformation | Pure Electric (road vehicles other than vans, cars and motorbikes)
NG FES - Consumer Transformation | Lct_BB003 | Number of | NPgY | SALTEND NORTH | Pure Electric (road vehicles other than vans, cars and motorbikes) | SALT_1 | 0 | 2 | 7 | 11 | 15 | 20 | 26 | 32 | 38 | 46 | 55 | 63 | 73 | 84 | 97 | 110 | 125 | 141 | 159 | 176 | 196 | 216 | 237 | 259 | 281 | 304 | 327 | 350 | 374 | 395 | 415 | 435 | NPgY | GSP | NG FES - Consumer Transformation | Pure Electric (road vehicles other than vans, cars and motorbikes)
NG FES - Consumer Transformation | Lct_BB003 | Number of | NPgY | SHEFFIELD CITY | Pure Electric (road vehicles other than vans, cars and motorbikes) | SHEC_3 | 0 | 1 | 2 | 3 | 5 | 6 | 8 | 10 | 12 | 15 | 17 | 20 | 23 | 26 | 29 | 33 | 37 | 41 | 45 | 50 | 55 | 61 | 66 | 72 | 79 | 85 | 92 | 99 | 106 | 114 | 121 | 129 | NPgY | GSP | NG FES - Consumer Transformation | Pure Electric (road vehicles other than vans, cars and motorbikes)
NG FES - Consumer Transformation | Lct_BB003 | Number of | NPgY | SKELTON GRANGE | Pure Electric (road vehicles other than vans, cars and motorbikes) | SKLGB1 | 0 | 17 | 49 | 78 | 111 | 149 | 191 | 237 | 287 | 342 | 404 | 472 | 548 | 630 | 724 | 825 | 936 | 1057 | 1185 | 1324 | 1470 | 1622 | 1781 | 1943 | 2110 | 2281 | 2454 | 2627 | 2803 | 2960 | 3107 | 3250 | NPgY | GSP | NG FES - Consumer Transformation | Pure Electric (road vehicles other than vans, cars and motorbikes)
NG FES - Consumer Transformation | Lct_BB003 | Number of | NPgY | TEMPLEBOROUGH 275/33KV | Pure Electric (road vehicles other than vans, cars and motorbikes) | TEMP_3 | 0 | 0 | 1 | 1 | 1 | 2 | 2 | 3 | 3 | 4 | 5 | 5 | 6 | 7 | 8 | 9 | 10 | 11 | 12 | 14 | 15 | 16 | 18 | 20 | 21 | 23 | 25 | 27 | 29 | 31 | 33 | 35 | NPgY | GSP | NG FES - Consumer Transformation | Pure Electric (road vehicles other than vans, cars and motorbikes)
NG FES - Consumer Transformation | Lct_BB003 | Number of | NPgY | THURCROFT | Pure Electric (road vehicles other than vans, cars and motorbikes) | THUR_6 | 0 | 6 | 17 | 27 | 38 | 51 | 65 | 81 | 98 | 116 | 137 | 160 | 184 | 212 | 242 | 275 | 311 | 350 | 391 | 436 | 483 | 532 | 583 | 637 | 691 | 747 | 805 | 863 | 923 | 977 | 1030 | 1082 | NPgY | GSP | NG FES - Consumer Transformation | Pure Electric (road vehicles other than vans, cars and motorbikes)
NG FES - Consumer Transformation | Lct_BB003 | Number of | NPgY | WEST MELTON / THORPE MARSH | Pure Electric (road vehicles other than vans, cars and motorbikes) | WMEL_THOM | 0 | 12 | 36 | 56 | 81 | 108 | 140 | 172 | 208 | 247 | 289 | 337 | 389 | 445 | 506 | 574 | 647 | 726 | 810 | 901 | 996 | 1096 | 1201 | 1311 | 1424 | 1541 | 1661 | 1783 | 1908 | 2027 | 2145 | 2259 | NPgY | GSP | NG FES - Consumer Transformation | Pure Electric (road vehicles other than vans, cars and motorbikes)
NG FES - Consumer Transformation | Lct_BB003 | Number of | NPgY | WEST MELTON SECTION 3 | Pure Electric (road vehicles other than vans, cars and motorbikes) | WMEL_BB3 | 0 | 10 | 26 | 40 | 56 | 76 | 98 | 122 | 150 | 182 | 217 | 259 | 307 | 360 | 421 | 491 | 567 | 652 | 743 | 841 | 942 | 1047 | 1154 | 1261 | 1367 | 1473 | 1577 | 1676 | 1775 | 1842 | 1892 | 1938 | NPgY | GSP | NG FES - Consumer Transformation | Pure Electric (road vehicles other than vans, cars and motorbikes)
NG FES - Consumer Transformation | Lct_BB003 | Number of | NPgY | WINCOBANK | Pure Electric (road vehicles other than vans, cars and motorbikes) | WIBA_3 | 0 | 1 | 2 | 3 | 4 | 5 | 7 | 8 | 10 | 12 | 14 | 16 | 18 | 20 | 23 | 26 | 29 | 32 | 36 | 40 | 44 | 48 | 53 | 57 | 62 | 68 | 73 | 79 | 84 | 90 | 96 | 102 | NPgY | GSP | NG FES - Consumer Transformation | Pure Electric (road vehicles other than vans, cars and motorbikes)
NG FES - Leading the Way | Lct_BB003 | Number of | NPgN | BLYTH 66kV | Pure Electric (road vehicles other than vans, cars and motorbikes) | BLYTB1 | 0 | 3 | 6 | 11 | 16 | 23 | 30 | 38 | 47 | 56 | 68 | 81 | 96 | 114 | 134 | 157 | 182 | 210 | 241 | 274 | 309 | 343 | 380 | 415 | 451 | 487 | 522 | 555 | 589 | 610 | 613 | 608 | NPgN | GSP | NG FES - Leading the Way | Pure Electric (road vehicles other than vans, cars and motorbikes)
NG FES - Leading the Way | Lct_BB003 | Number of | NPgN | BLYTH 132kV | Pure Electric (road vehicles other than vans, cars and motorbikes) | BLYTH132 | 0 | 0 | 2 | 3 | 4 | 5 | 7 | 9 | 12 | 14 | 17 | 22 | 26 | 31 | 37 | 44 | 52 | 60 | 69 | 80 | 90 | 101 | 111 | 122 | 132 | 142 | 151 | 160 | 169 | 174 | 173 | 170 | NPgN | GSP | NG FES - Leading the Way | Pure Electric (road vehicles other than vans, cars and motorbikes)
NG FES - Leading the Way | Lct_BB003 | Number of | NPgN | FOURSTONES | Pure Electric (road vehicles other than vans, cars and motorbikes) | FOUR_1 | 0 | 0 | 0 | 0 | 0 | 1 | 1 | 2 | 2 | 3 | 3 | 4 | 5 | 6 | 8 | 9 | 11 | 12 | 14 | 17 | 19 | 21 | 23 | 26 | 28 | 29 | 32 | 33 | 35 | 35 | 35 | 34 | NPgN | GSP | NG FES - Leading the Way | Pure Electric (road vehicles other than vans, cars and motorbikes)
NG FES - Leading the Way | Lct_BB003 | Number of | NPgN | HARTMOOR | Pure Electric (road vehicles other than vans, cars and motorbikes) | HARM_6 | 0 | 1 | 3 | 4 | 7 | 10 | 13 | 16 | 19 | 23 | 26 | 31 | 36 | 41 | 47 | 53 | 60 | 68 | 77 | 85 | 95 | 104 | 115 | 126 | 137 | 148 | 161 | 173 | 187 | 199 | 204 | 205 | NPgN | GSP | NG FES - Leading the Way | Pure Electric (road vehicles other than vans, cars and motorbikes)
NG FES - Leading the Way | Lct_BB003 | Number of | NPgN | HAWTHORN PIT GRID | Pure Electric (road vehicles other than vans, cars and motorbikes) | HAWP_6 | 0 | 1 | 3 | 5 | 8 | 11 | 14 | 18 | 22 | 25 | 30 | 35 | 41 | 47 | 53 | 60 | 68 | 76 | 86 | 96 | 106 | 118 | 129 | 141 | 153 | 167 | 181 | 195 | 210 | 224 | 228 | 231 | NPgN | GSP | NG FES - Leading the Way | Pure Electric (road vehicles other than vans, cars and motorbikes)
NG FES - Leading the Way | Lct_BB003 | Number of | NPgN | KNARESBOROUGH | Pure Electric (road vehicles other than vans, cars and motorbikes) | KNARE_111 | 0 | 3 | 6 | 10 | 16 | 22 | 29 | 36 | 43 | 52 | 61 | 72 | 84 | 97 | 112 | 128 | 146 | 166 | 187 | 209 | 234 | 259 | 285 | 312 | 340 | 368 | 397 | 427 | 457 | 484 | 491 | 492 | NPgN | GSP | NG FES - Leading the Way | Pure Electric (road vehicles other than vans, cars and motorbikes)
NG FES - Leading the Way | Lct_BB003 | Number of | NPgN | LACKENBY | Pure Electric (road vehicles other than vans, cars and motorbikes) | LACK_6 | 0 | 4 | 9 | 14 | 22 | 30 | 39 | 49 | 59 | 71 | 83 | 96 | 112 | 129 | 147 | 167 | 190 | 214 | 240 | 268 | 298 | 329 | 362 | 396 | 432 | 469 | 508 | 547 | 588 | 626 | 639 | 642 | NPgN | GSP | NG FES - Leading the Way | Pure Electric (road vehicles other than vans, cars and motorbikes)
NG FES - Leading the Way | Lct_BB003 | Number of | NPgN | NORTON | Pure Electric (road vehicles other than vans, cars and motorbikes) | NORT_1 | 0 | 11 | 23 | 38 | 57 | 80 | 105 | 132 | 162 | 195 | 232 | 275 | 323 | 379 | 442 | 512 | 590 | 676 | 770 | 869 | 974 | 1083 | 1194 | 1308 | 1421 | 1536 | 1652 | 1765 | 1880 | 1965 | 1982 | 1976 | NPgN | GSP | NG FES - Leading the Way | Pure Electric (road vehicles other than vans, cars and motorbikes)
NG FES - Leading the Way | Lct_BB003 | Number of | NPgN | OFFERTON | Pure Electric (road vehicles other than vans, cars and motorbikes) | OFFE_3 | 0 | 1 | 1 | 3 | 4 | 5 | 7 | 9 | 12 | 14 | 18 | 22 | 28 | 33 | 41 | 50 | 60 | 71 | 82 | 94 | 108 | 121 | 134 | 146 | 159 | 170 | 181 | 190 | 199 | 201 | 198 | 194 | NPgN | GSP | NG FES - Leading the Way | Pure Electric (road vehicles other than vans, cars and motorbikes)
NG FES - Leading the Way | Lct_BB003 | Number of | NPgN | OSBALDWICK | Pure Electric (road vehicles other than vans, cars and motorbikes) | OSBA_1 | 0 | 4 | 9 | 14 | 20 | 27 | 37 | 48 | 59 | 73 | 89 | 107 | 129 | 154 | 185 | 218 | 256 | 298 | 344 | 392 | 444 | 496 | 549 | 601 | 651 | 701 | 749 | 794 | 838 | 859 | 856 | 847 | NPgN | GSP | NG FES - Leading the Way | Pure Electric (road vehicles other than vans, cars and motorbikes)
NG FES - Leading the Way | Lct_BB003 | Number of | NPgN | POPPLETON | Pure Electric (road vehicles other than vans, cars and motorbikes) | POPP_3 | 0 | 0 | 1 | 3 | 3 | 4 | 6 | 8 | 10 | 12 | 14 | 18 | 20 | 25 | 28 | 33 | 38 | 45 | 51 | 57 | 65 | 72 | 80 | 88 | 95 | 103 | 110 | 117 | 125 | 129 | 129 | 129 | NPgN | GSP | NG FES - Leading the Way | Pure Electric (road vehicles other than vans, cars and motorbikes)
NG FES - Leading the Way | Lct_BB003 | Number of | NPgN | SALTHOLME | Pure Electric (road vehicles other than vans, cars and motorbikes) | SALH_1 | 0 | 0 | 0 | 0 | 0 | 0 | 0 | 0 | 0 | 0 | 0 | 0 | 0 | 0 | 0 | 0 | 0 | 0 | 0 | 0 | 0 | 0 | 0 | 0 | 0 | 0 | 0 | 0 | 0 | 0 | 0 | 0 | NPgN | GSP | NG FES - Leading the Way | Pure Electric (road vehicles other than vans, cars and motorbikes)
NG FES - Leading the Way | Lct_BB003 | Number of | NPgN | SOUTH SHIELDS | Pure Electric (road vehicles other than vans, cars and motorbikes) | SSHI_3 | 0 | 3 | 6 | 9 | 13 | 18 | 26 | 33 | 42 | 54 | 69 | 85 | 105 | 130 | 159 | 193 | 231 | 274 | 320 | 370 | 421 | 473 | 524 | 575 | 621 | 666 | 707 | 743 | 778 | 782 | 770 | 753 | NPgN | GSP | NG FES - Leading the Way | Pure Electric (road vehicles other than vans, cars and motorbikes)
NG FES - Leading the Way | Lct_BB003 | Number of | NPgN | SPADEADAM | Pure Electric (road vehicles other than vans, cars and motorbikes) | KIELD01 and SPAD20 | 0 | 0 | 0 | 0 | 0 | 1 | 1 | 1 | 1 | 1 | 1 | 2 | 2 | 2 | 2 | 3 | 3 | 3 | 3 | 4 | 4 | 5 | 5 | 6 | 6 | 7 | 7 | 8 | 9 | 9 | 10 | 10 | NPgN | GSP | NG FES - Leading the Way | Pure Electric (road vehicles other than vans, cars and motorbikes)
NG FES - Leading the Way | Lct_BB003 | Number of | NPgN | SPENNYMOOR | Pure Electric (road vehicles other than vans, cars and motorbikes) | SPEN_1 | 0 | 4 | 8 | 14 | 21 | 29 | 38 | 48 | 59 | 70 | 82 | 96 | 113 | 131 | 152 | 175 | 199 | 226 | 257 | 288 | 322 | 356 | 393 | 431 | 468 | 507 | 547 | 586 | 628 | 661 | 671 | 671 | NPgN | GSP | NG FES - Leading the Way | Pure Electric (road vehicles other than vans, cars and motorbikes)
NG FES - Leading the Way | Lct_BB003 | Number of | NPgN | STELLA NORTH | Pure Electric (road vehicles other than vans, cars and motorbikes) | STEN_1 | 0 | 6 | 11 | 18 | 27 | 38 | 50 | 66 | 83 | 104 | 128 | 158 | 194 | 237 | 286 | 345 | 409 | 482 | 560 | 645 | 732 | 820 | 909 | 995 | 1077 | 1156 | 1232 | 1299 | 1363 | 1382 | 1366 | 1342 | NPgN | GSP | NG FES - Leading the Way | Pure Electric (road vehicles other than vans, cars and motorbikes)
NG FES - Leading the Way | Lct_BB003 | Number of | NPgN | STELLA SOUTH | Pure Electric (road vehicles other than vans, cars and motorbikes) | STES_1 | 0 | 5 | 12 | 19 | 28 | 38 | 51 | 64 | 78 | 95 | 113 | 133 | 157 | 184 | 215 | 248 | 287 | 329 | 374 | 423 | 474 | 527 | 581 | 636 | 691 | 747 | 804 | 858 | 914 | 955 | 964 | 960 | NPgN | GSP | NG FES - Leading the Way | Pure Electric (road vehicles other than vans, cars and motorbikes)
NG FES - Leading the Way | Lct_BB003 | Number of | NPgN | TYNEMOUTH | Pure Electric (road vehicles other than vans, cars and motorbikes) | TYNE_1 | 0 | 1 | 4 | 6 | 9 | 13 | 17 | 22 | 27 | 32 | 39 | 46 | 53 | 63 | 74 | 85 | 98 | 112 | 128 | 145 | 162 | 180 | 199 | 218 | 237 | 256 | 274 | 293 | 313 | 327 | 330 | 328 | NPgN | GSP | NG FES - Leading the Way | Pure Electric (road vehicles other than vans, cars and motorbikes)
NG FES - Leading the Way | Lct_BB003 | Number of | NPgN | WEST BOLDON | Pure Electric (road vehicles other than vans, cars and motorbikes) | WBOL_6 | 0 | 8 | 15 | 25 | 36 | 50 | 67 | 86 | 107 | 132 | 160 | 194 | 235 | 281 | 335 | 397 | 466 | 544 | 627 | 718 | 811 | 906 | 1002 | 1097 | 1189 | 1281 | 1368 | 1450 | 1529 | 1567 | 1561 | 1542 | NPgN | GSP | NG FES - Leading the Way | Pure Electric (road vehicles other than vans, cars and motorbikes)
NG FES - Leading the Way | Lct_BB003 | Number of | NPgY | BRADFORD WEST | Pure Electric (road vehicles other than vans, cars and motorbikes) | BRAW_1 | 0 | 12 | 20 | 30 | 40 | 54 | 70 | 89 | 112 | 138 | 170 | 208 | 253 | 306 | 369 | 440 | 521 | 610 | 707 | 812 | 920 | 1030 | 1140 | 1249 | 1353 | 1454 | 1549 | 1638 | 1723 | 1753 | 1740 | 1712 | NPgY | GSP | NG FES - Leading the Way | Pure Electric (road vehicles other than vans, cars and motorbikes)
NG FES - Leading the Way | Lct_BB003 | Number of | NPgY | CAMBLESFORTH | Pure Electric (road vehicles other than vans, cars and motorbikes) | CAMB_01 | 0 | 2 | 3 | 5 | 7 | 9 | 11 | 14 | 17 | 20 | 23 | 26 | 30 | 34 | 39 | 43 | 48 | 54 | 60 | 66 | 73 | 81 | 88 | 97 | 106 | 115 | 125 | 136 | 147 | 159 | 164 | 166 | NPgY | GSP | NG FES - Leading the Way | Pure Electric (road vehicles other than vans, cars and motorbikes)
NG FES - Leading the Way | Lct_BB003 | Number of | NPgY | CREYKE BECK | Pure Electric (road vehicles other than vans, cars and motorbikes) | CREB_1 | 0 | 11 | 20 | 30 | 42 | 56 | 72 | 89 | 111 | 135 | 163 | 195 | 233 | 277 | 328 | 385 | 449 | 521 | 598 | 681 | 767 | 856 | 945 | 1035 | 1123 | 1211 | 1296 | 1378 | 1459 | 1505 | 1507 | 1493 | NPgY | GSP | NG FES - Leading the Way | Pure Electric (road vehicles other than vans, cars and motorbikes)
NG FES - Leading the Way | Lct_BB003 | Number of | NPgY | DRAX | Pure Electric (road vehicles other than vans, cars and motorbikes) | DRAX_YEDL | 0 | 2 | 5 | 8 | 11 | 14 | 19 | 22 | 27 | 33 | 38 | 44 | 51 | 59 | 67 | 77 | 88 | 99 | 110 | 124 | 138 | 152 | 168 | 183 | 200 | 217 | 235 | 252 | 271 | 288 | 294 | 295 | NPgY | GSP | NG FES - Leading the Way | Pure Electric (road vehicles other than vans, cars and motorbikes)
NG FES - Leading the Way | Lct_BB003 | Number of | NPgY | ELLAND | Pure Electric (road vehicles other than vans, cars and motorbikes) | ELLA_1 | 0 | 23 | 38 | 56 | 76 | 102 | 133 | 172 | 219 | 275 | 344 | 428 | 529 | 649 | 792 | 956 | 1143 | 1351 | 1577 | 1819 | 2069 | 2322 | 2574 | 2819 | 3049 | 3271 | 3477 | 3659 | 3832 | 3864 | 3809 | 3731 | NPgY | GSP | NG FES - Leading the Way | Pure Electric (road vehicles other than vans, cars and motorbikes)
NG FES - Leading the Way | Lct_BB003 | Number of | NPgY | FERRYBRIDGE A | Pure Electric (road vehicles other than vans, cars and motorbikes) | FERRA2 | 0 | 4 | 7 | 12 | 17 | 22 | 29 | 35 | 43 | 50 | 58 | 69 | 79 | 90 | 103 | 116 | 131 | 147 | 165 | 184 | 204 | 225 | 247 | 271 | 295 | 321 | 348 | 375 | 405 | 433 | 442 | 446 | NPgY | GSP | NG FES - Leading the Way | Pure Electric (road vehicles other than vans, cars and motorbikes)
NG FES - Leading the Way | Lct_BB003 | Number of | NPgY | FERRYBRIDGE B | Pure Electric (road vehicles other than vans, cars and motorbikes) | FERRB9 | 0 | 12 | 20 | 31 | 43 | 57 | 73 | 91 | 110 | 130 | 154 | 181 | 211 | 243 | 280 | 322 | 366 | 415 | 468 | 526 | 587 | 650 | 716 | 784 | 853 | 925 | 997 | 1072 | 1148 | 1214 | 1233 | 1235 | NPgY | GSP | NG FES - Leading the Way | Pure Electric (road vehicles other than vans, cars and motorbikes)
NG FES - Leading the Way | Lct_BB003 | Number of | NPgY | GRIMSBY WEST | Pure Electric (road vehicles other than vans, cars and motorbikes) | GRIW_1 | 0 | 8 | 14 | 22 | 31 | 41 | 52 | 64 | 78 | 93 | 109 | 127 | 146 | 168 | 191 | 218 | 247 | 279 | 313 | 350 | 388 | 429 | 472 | 517 | 564 | 612 | 662 | 714 | 766 | 817 | 834 | 838 | NPgY | GSP | NG FES - Leading the Way | Pure Electric (road vehicles other than vans, cars and motorbikes)
NG FES - Leading the Way | Lct_BB003 | Number of | NPgY | JORDANTHORPE | Pure Electric (road vehicles other than vans, cars and motorbikes) | JORD_3 | 0 | 0 | 0 | 0 | 0 | 0 | 0 | 0 | 0 | 1 | 1 | 1 | 1 | 1 | 1 | 1 | 1 | 1 | 2 | 2 | 2 | 2 | 2 | 3 | 3 | 3 | 3 | 4 | 4 | 4 | 4 | 4 | NPgY | GSP | NG FES - Leading the Way | Pure Electric (road vehicles other than vans, cars and motorbikes)
NG FES - Leading the Way | Lct_BB003 | Number of | NPgY | KEADBY | Pure Electric (road vehicles other than vans, cars and motorbikes) | KEAD_YEDL | 0 | 7 | 13 | 21 | 29 | 39 | 49 | 61 | 74 | 89 | 105 | 124 | 144 | 167 | 194 | 223 | 255 | 291 | 328 | 370 | 412 | 458 | 505 | 553 | 601 | 651 | 701 | 752 | 804 | 846 | 858 | 858 | NPgY | GSP | NG FES - Leading the Way | Pure Electric (road vehicles other than vans, cars and motorbikes)
NG FES - Leading the Way | Lct_BB003 | Number of | NPgY | KIRKSTALL B | Pure Electric (road vehicles other than vans, cars and motorbikes) | KIRKB1 | 0 | 9 | 15 | 23 | 32 | 42 | 55 | 70 | 89 | 110 | 135 | 167 | 204 | 248 | 299 | 359 | 426 | 499 | 580 | 667 | 757 | 848 | 939 | 1028 | 1113 | 1196 | 1274 | 1344 | 1413 | 1434 | 1421 | 1396 | NPgY | GSP | NG FES - Leading the Way | Pure Electric (road vehicles other than vans, cars and motorbikes)
NG FES - Leading the Way | Lct_BB003 | Number of | NPgY | NEEPSEND | Pure Electric (road vehicles other than vans, cars and motorbikes) | NEEP_3 | 0 | 0 | 1 | 1 | 2 | 3 | 4 | 5 | 5 | 6 | 8 | 9 | 11 | 13 | 15 | 17 | 20 | 22 | 26 | 29 | 32 | 35 | 39 | 43 | 47 | 50 | 54 | 58 | 62 | 65 | 66 | 66 | NPgY | GSP | NG FES - Leading the Way | Pure Electric (road vehicles other than vans, cars and motorbikes)
NG FES - Leading the Way | Lct_BB003 | Number of | NPgY | NORTON LEES | Pure Electric (road vehicles other than vans, cars and motorbikes) | NORL_3 | 0 | 3 | 4 | 6 | 8 | 11 | 14 | 19 | 24 | 31 | 40 | 50 | 63 | 80 | 99 | 121 | 146 | 174 | 204 | 237 | 270 | 304 | 337 | 370 | 400 | 428 | 453 | 475 | 495 | 495 | 485 | 473 | NPgY | GSP | NG FES - Leading the Way | Pure Electric (road vehicles other than vans, cars and motorbikes)
NG FES - Leading the Way | Lct_BB003 | Number of | NPgY | PITSMOOR 3/4 | Pure Electric (road vehicles other than vans, cars and motorbikes) | PITS_BB_B | 0 | 0 | 1 | 1 | 1 | 2 | 2 | 3 | 3 | 4 | 4 | 5 | 6 | 6 | 7 | 8 | 9 | 10 | 11 | 12 | 14 | 15 | 16 | 18 | 20 | 21 | 23 | 25 | 27 | 29 | 30 | 31 | NPgY | GSP | NG FES - Leading the Way | Pure Electric (road vehicles other than vans, cars and motorbikes)
NG FES - Leading the Way | Lct_BB003 | Number of | NPgY | SALTEND NORTH | Pure Electric (road vehicles other than vans, cars and motorbikes) | SALT_1 | 0 | 2 | 5 | 6 | 9 | 11 | 15 | 19 | 22 | 26 | 32 | 37 | 43 | 50 | 58 | 66 | 75 | 85 | 96 | 108 | 121 | 133 | 147 | 162 | 176 | 191 | 205 | 220 | 236 | 250 | 253 | 254 | NPgY | GSP | NG FES - Leading the Way | Pure Electric (road vehicles other than vans, cars and motorbikes)
NG FES - Leading the Way | Lct_BB003 | Number of | NPgY | SHEFFIELD CITY | Pure Electric (road vehicles other than vans, cars and motorbikes) | SHEC_3 | 0 | 1 | 1 | 2 | 3 | 4 | 5 | 6 | 7 | 8 | 9 | 10 | 12 | 14 | 15 | 17 | 19 | 21 | 24 | 26 | 29 | 32 | 35 | 38 | 42 | 46 | 50 | 54 | 59 | 63 | 65 | 66 | NPgY | GSP | NG FES - Leading the Way | Pure Electric (road vehicles other than vans, cars and motorbikes)
NG FES - Leading the Way | Lct_BB003 | Number of | NPgY | SKELTON GRANGE | Pure Electric (road vehicles other than vans, cars and motorbikes) | SKLGB1 | 0 | 17 | 31 | 47 | 66 | 88 | 112 | 139 | 168 | 200 | 237 | 278 | 324 | 375 | 434 | 498 | 570 | 647 | 731 | 821 | 917 | 1016 | 1120 | 1226 | 1334 | 1446 | 1559 | 1673 | 1790 | 1889 | 1916 | 1918 | NPgY | GSP | NG FES - Leading the Way | Pure Electric (road vehicles other than vans, cars and motorbikes)
NG FES - Leading the Way | Lct_BB003 | Number of | NPgY | TEMPLEBOROUGH 275/33KV | Pure Electric (road vehicles other than vans, cars and motorbikes) | TEMP_3 | 0 | 0 | 0 | 1 | 1 | 1 | 1 | 2 | 2 | 2 | 2 | 3 | 3 | 4 | 4 | 5 | 5 | 6 | 6 | 7 | 8 | 9 | 9 | 10 | 11 | 12 | 13 | 15 | 16 | 17 | 18 | 18 | NPgY | GSP | NG FES - Leading the Way | Pure Electric (road vehicles other than vans, cars and motorbikes)
NG FES - Leading the Way | Lct_BB003 | Number of | NPgY | THURCROFT | Pure Electric (road vehicles other than vans, cars and motorbikes) | THUR_6 | 0 | 6 | 10 | 16 | 22 | 30 | 38 | 46 | 55 | 66 | 79 | 92 | 106 | 122 | 140 | 160 | 182 | 205 | 232 | 258 | 288 | 319 | 350 | 384 | 419 | 455 | 490 | 528 | 567 | 601 | 613 | 614 | NPgY | GSP | NG FES - Leading the Way | Pure Electric (road vehicles other than vans, cars and motorbikes)
NG FES - Leading the Way | Lct_BB003 | Number of | NPgY | WEST MELTON / THORPE MARSH | Pure Electric (road vehicles other than vans, cars and motorbikes) | WMEL_THOM | 0 | 12 | 22 | 33 | 47 | 62 | 79 | 97 | 117 | 138 | 162 | 189 | 218 | 250 | 285 | 324 | 367 | 414 | 463 | 517 | 573 | 634 | 697 | 764 | 833 | 905 | 978 | 1056 | 1136 | 1211 | 1237 | 1245 | NPgY | GSP | NG FES - Leading the Way | Pure Electric (road vehicles other than vans, cars and motorbikes)
NG FES - Leading the Way | Lct_BB003 | Number of | NPgY | WEST MELTON SECTION 3 | Pure Electric (road vehicles other than vans, cars and motorbikes) | WMEL_BB3 | 0 | 10 | 18 | 27 | 37 | 50 | 64 | 81 | 99 | 122 | 147 | 177 | 212 | 253 | 299 | 353 | 413 | 479 | 551 | 627 | 707 | 789 | 873 | 956 | 1036 | 1117 | 1196 | 1269 | 1342 | 1383 | 1382 | 1368 | NPgY | GSP | NG FES - Leading the Way | Pure Electric (road vehicles other than vans, cars and motorbikes)
NG FES - Leading the Way | Lct_BB003 | Number of | NPgY | WINCOBANK | Pure Electric (road vehicles other than vans, cars and motorbikes) | WIBA_3 | 0 | 1 | 1 | 2 | 2 | 3 | 4 | 4 | 5 | 6 | 7 | 8 | 10 | 11 | 12 | 14 | 15 | 17 | 19 | 21 | 23 | 25 | 28 | 31 | 33 | 36 | 40 | 43 | 46 | 50 | 52 | 52 | NPgY | GSP | NG FES - Leading the Way | Pure Electric (road vehicles other than vans, cars and motorbikes)
NG FES - Steady Progression | Lct_BB003 | Number of | NPgN | BLYTH 66kV | Pure Electric (road vehicles other than vans, cars and motorbikes) | BLYTB1 | 0 | 3 | 3 | 5 | 7 | 9 | 11 | 13 | 16 | 19 | 23 | 25 | 29 | 33 | 36 | 41 | 46 | 50 | 56 | 63 | 69 | 78 | 87 | 95 | 106 | 118 | 131 | 145 | 160 | 176 | 193 | 210 | NPgN | GSP | NG FES - Steady Progression | Pure Electric (road vehicles other than vans, cars and motorbikes)
NG FES - Steady Progression | Lct_BB003 | Number of | NPgN | BLYTH 132kV | Pure Electric (road vehicles other than vans, cars and motorbikes) | BLYTH132 | 0 | 0 | 0 | 2 | 2 | 2 | 3 | 4 | 4 | 5 | 6 | 6 | 8 | 9 | 9 | 11 | 12 | 14 | 16 | 18 | 20 | 23 | 26 | 29 | 33 | 36 | 40 | 46 | 50 | 56 | 62 | 68 | NPgN | GSP | NG FES - Steady Progression | Pure Electric (road vehicles other than vans, cars and motorbikes)
NG FES - Steady Progression | Lct_BB003 | Number of | NPgN | FOURSTONES | Pure Electric (road vehicles other than vans, cars and motorbikes) | FOUR_1 | 0 | 0 | 0 | 0 | 0 | 0 | 0 | 0 | 0 | 1 | 1 | 1 | 1 | 1 | 1 | 2 | 3 | 3 | 4 | 4 | 5 | 5 | 6 | 6 | 7 | 8 | 9 | 10 | 12 | 13 | 14 | 16 | NPgN | GSP | NG FES - Steady Progression | Pure Electric (road vehicles other than vans, cars and motorbikes)
NG FES - Steady Progression | Lct_BB003 | Number of | NPgN | HARTMOOR | Pure Electric (road vehicles other than vans, cars and motorbikes) | HARM_6 | 0 | 1 | 1 | 2 | 3 | 4 | 5 | 5 | 6 | 8 | 9 | 10 | 12 | 12 | 13 | 15 | 16 | 17 | 19 | 20 | 22 | 23 | 25 | 27 | 29 | 31 | 33 | 35 | 37 | 39 | 42 | 44 | NPgN | GSP | NG FES - Steady Progression | Pure Electric (road vehicles other than vans, cars and motorbikes)
NG FES - Steady Progression | Lct_BB003 | Number of | NPgN | HAWTHORN PIT GRID | Pure Electric (road vehicles other than vans, cars and motorbikes) | HAWP_6 | 0 | 1 | 2 | 2 | 3 | 4 | 5 | 6 | 8 | 9 | 10 | 12 | 13 | 14 | 16 | 17 | 18 | 20 | 21 | 23 | 24 | 26 | 28 | 30 | 33 | 35 | 37 | 39 | 42 | 44 | 47 | 51 | NPgN | GSP | NG FES - Steady Progression | Pure Electric (road vehicles other than vans, cars and motorbikes)
NG FES - Steady Progression | Lct_BB003 | Number of | NPgN | KNARESBOROUGH | Pure Electric (road vehicles other than vans, cars and motorbikes) | KNARE_111 | 0 | 3 | 4 | 5 | 7 | 9 | 10 | 13 | 15 | 19 | 21 | 24 | 26 | 29 | 32 | 35 | 38 | 42 | 46 | 50 | 54 | 58 | 63 | 68 | 74 | 80 | 87 | 94 | 101 | 110 | 118 | 126 | NPgN | GSP | NG FES - Steady Progression | Pure Electric (road vehicles other than vans, cars and motorbikes)
NG FES - Steady Progression | Lct_BB003 | Number of | NPgN | LACKENBY | Pure Electric (road vehicles other than vans, cars and motorbikes) | LACK_6 | 0 | 4 | 4 | 7 | 9 | 12 | 15 | 18 | 22 | 25 | 29 | 32 | 36 | 40 | 43 | 47 | 50 | 54 | 59 | 64 | 68 | 74 | 79 | 85 | 91 | 97 | 104 | 112 | 119 | 127 | 136 | 145 | NPgN | GSP | NG FES - Steady Progression | Pure Electric (road vehicles other than vans, cars and motorbikes)
NG FES - Steady Progression | Lct_BB003 | Number of | NPgN | NORTON | Pure Electric (road vehicles other than vans, cars and motorbikes) | NORT_1 | 0 | 11 | 12 | 18 | 24 | 32 | 40 | 49 | 57 | 67 | 77 | 88 | 101 | 112 | 123 | 137 | 150 | 165 | 183 | 200 | 221 | 244 | 268 | 295 | 324 | 357 | 391 | 429 | 469 | 512 | 557 | 603 | NPgN | GSP | NG FES - Steady Progression | Pure Electric (road vehicles other than vans, cars and motorbikes)
NG FES - Steady Progression | Lct_BB003 | Number of | NPgN | OFFERTON | Pure Electric (road vehicles other than vans, cars and motorbikes) | OFFE_3 | 0 | 1 | 1 | 1 | 1 | 3 | 3 | 3 | 4 | 4 | 5 | 6 | 8 | 9 | 10 | 12 | 13 | 15 | 18 | 21 | 24 | 28 | 32 | 36 | 41 | 46 | 54 | 60 | 67 | 75 | 84 | 92 | NPgN | GSP | NG FES - Steady Progression | Pure Electric (road vehicles other than vans, cars and motorbikes)
NG FES - Steady Progression | Lct_BB003 | Number of | NPgN | OSBALDWICK | Pure Electric (road vehicles other than vans, cars and motorbikes) | OSBA_1 | 0 | 4 | 4 | 7 | 9 | 11 | 14 | 17 | 21 | 24 | 28 | 33 | 38 | 44 | 48 | 55 | 62 | 69 | 79 | 89 | 99 | 112 | 126 | 142 | 159 | 178 | 200 | 223 | 248 | 275 | 302 | 331 | NPgN | GSP | NG FES - Steady Progression | Pure Electric (road vehicles other than vans, cars and motorbikes)
NG FES - Steady Progression | Lct_BB003 | Number of | NPgN | POPPLETON | Pure Electric (road vehicles other than vans, cars and motorbikes) | POPP_3 | 0 | 0 | 1 | 1 | 1 | 2 | 3 | 3 | 3 | 4 | 5 | 6 | 6 | 7 | 8 | 9 | 9 | 11 | 12 | 13 | 15 | 16 | 18 | 20 | 22 | 25 | 27 | 30 | 34 | 37 | 41 | 44 | NPgN | GSP | NG FES - Steady Progression | Pure Electric (road vehicles other than vans, cars and motorbikes)
NG FES - Steady Progression | Lct_BB003 | Number of | NPgN | SALTHOLME | Pure Electric (road vehicles other than vans, cars and motorbikes) | SALH_1 | 0 | 0 | 0 | 0 | 0 | 0 | 0 | 0 | 0 | 0 | 0 | 0 | 0 | 0 | 0 | 0 | 0 | 0 | 0 | 0 | 0 | 0 | 0 | 0 | 0 | 0 | 0 | 0 | 0 | 0 | 0 | 0 | NPgN | GSP | NG FES - Steady Progression | Pure Electric (road vehicles other than vans, cars and motorbikes)
NG FES - Steady Progression | Lct_BB003 | Number of | NPgN | SOUTH SHIELDS | Pure Electric (road vehicles other than vans, cars and motorbikes) | SSHI_3 | 0 | 3 | 4 | 5 | 6 | 8 | 10 | 12 | 14 | 18 | 21 | 24 | 29 | 33 | 39 | 45 | 53 | 61 | 71 | 81 | 94 | 108 | 123 | 142 | 162 | 185 | 209 | 237 | 266 | 298 | 331 | 367 | NPgN | GSP | NG FES - Steady Progression | Pure Electric (road vehicles other than vans, cars and motorbikes)
NG FES - Steady Progression | Lct_BB003 | Number of | NPgN | SPADEADAM | Pure Electric (road vehicles other than vans, cars and motorbikes) | KIELD01 and SPAD20 | 0 | 0 | 0 | 0 | 0 | 0 | 0 | 0 | 0 | 0 | 0 | 1 | 1 | 1 | 1 | 1 | 1 | 1 | 1 | 1 | 1 | 1 | 1 | 1 | 1 | 1 | 1 | 1 | 1 | 1 | 2 | 2 | NPgN | GSP | NG FES - Steady Progression | Pure Electric (road vehicles other than vans, cars and motorbikes)
NG FES - Steady Progression | Lct_BB003 | Number of | NPgN | SPENNYMOOR | Pure Electric (road vehicles other than vans, cars and motorbikes) | SPEN_1 | 0 | 4 | 5 | 6 | 9 | 12 | 14 | 18 | 21 | 24 | 28 | 32 | 36 | 39 | 44 | 47 | 52 | 56 | 62 | 68 | 73 | 80 | 87 | 95 | 103 | 112 | 121 | 132 | 143 | 155 | 168 | 181 | NPgN | GSP | NG FES - Steady Progression | Pure Electric (road vehicles other than vans, cars and motorbikes)
NG FES - Steady Progression | Lct_BB003 | Number of | NPgN | STELLA NORTH | Pure Electric (road vehicles other than vans, cars and motorbikes) | STEN_1 | 0 | 6 | 7 | 9 | 12 | 16 | 19 | 24 | 28 | 34 | 40 | 47 | 55 | 64 | 73 | 84 | 95 | 110 | 125 | 143 | 163 | 186 | 212 | 242 | 275 | 311 | 351 | 395 | 442 | 494 | 547 | 603 | NPgN | GSP | NG FES - Steady Progression | Pure Electric (road vehicles other than vans, cars and motorbikes)
NG FES - Steady Progression | Lct_BB003 | Number of | NPgN | STELLA SOUTH | Pure Electric (road vehicles other than vans, cars and motorbikes) | STES_1 | 0 | 5 | 7 | 9 | 12 | 15 | 19 | 23 | 27 | 33 | 37 | 43 | 49 | 54 | 60 | 66 | 73 | 81 | 89 | 98 | 107 | 118 | 131 | 144 | 158 | 173 | 191 | 209 | 229 | 249 | 272 | 294 | NPgN | GSP | NG FES - Steady Progression | Pure Electric (road vehicles other than vans, cars and motorbikes)
NG FES - Steady Progression | Lct_BB003 | Number of | NPgN | TYNEMOUTH | Pure Electric (road vehicles other than vans, cars and motorbikes) | TYNE_1 | 0 | 1 | 3 | 3 | 4 | 5 | 6 | 8 | 9 | 11 | 13 | 15 | 17 | 18 | 20 | 23 | 25 | 27 | 30 | 33 | 36 | 41 | 45 | 49 | 54 | 59 | 65 | 71 | 79 | 86 | 93 | 101 | NPgN | GSP | NG FES - Steady Progression | Pure Electric (road vehicles other than vans, cars and motorbikes)
NG FES - Steady Progression | Lct_BB003 | Number of | NPgN | WEST BOLDON | Pure Electric (road vehicles other than vans, cars and motorbikes) | WBOL_6 | 0 | 8 | 8 | 12 | 16 | 20 | 25 | 31 | 37 | 44 | 52 | 60 | 70 | 78 | 88 | 99 | 112 | 127 | 143 | 161 | 182 | 205 | 230 | 259 | 292 | 328 | 366 | 409 | 455 | 504 | 556 | 610 | NPgN | GSP | NG FES - Steady Progression | Pure Electric (road vehicles other than vans, cars and motorbikes)
NG FES - Steady Progression | Lct_BB003 | Number of | NPgY | BRADFORD WEST | Pure Electric (road vehicles other than vans, cars and motorbikes) | BRAW_1 | 0 | 12 | 12 | 16 | 20 | 24 | 30 | 35 | 41 | 48 | 55 | 64 | 73 | 84 | 95 | 109 | 123 | 140 | 159 | 181 | 205 | 234 | 264 | 300 | 340 | 383 | 431 | 484 | 540 | 600 | 664 | 731 | NPgY | GSP | NG FES - Steady Progression | Pure Electric (road vehicles other than vans, cars and motorbikes)
NG FES - Steady Progression | Lct_BB003 | Number of | NPgY | CAMBLESFORTH | Pure Electric (road vehicles other than vans, cars and motorbikes) | CAMB_01 | 0 | 2 | 2 | 2 | 3 | 4 | 5 | 6 | 6 | 7 | 8 | 9 | 10 | 11 | 12 | 13 | 13 | 14 | 15 | 16 | 17 | 18 | 19 | 20 | 21 | 22 | 23 | 24 | 24 | 25 | 26 | 27 | NPgY | GSP | NG FES - Steady Progression | Pure Electric (road vehicles other than vans, cars and motorbikes)
NG FES - Steady Progression | Lct_BB003 | Number of | NPgY | CREYKE BECK | Pure Electric (road vehicles other than vans, cars and motorbikes) | CREB_1 | 0 | 11 | 12 | 16 | 20 | 25 | 29 | 35 | 41 | 48 | 54 | 62 | 70 | 79 | 89 | 99 | 111 | 123 | 138 | 155 | 172 | 193 | 216 | 241 | 269 | 299 | 333 | 369 | 409 | 451 | 495 | 541 | NPgY | GSP | NG FES - Steady Progression | Pure Electric (road vehicles other than vans, cars and motorbikes)
NG FES - Steady Progression | Lct_BB003 | Number of | NPgY | DRAX | Pure Electric (road vehicles other than vans, cars and motorbikes) | DRAX_YEDL | 0 | 2 | 2 | 4 | 5 | 7 | 8 | 9 | 10 | 12 | 13 | 15 | 17 | 18 | 20 | 21 | 24 | 25 | 27 | 29 | 32 | 34 | 36 | 40 | 42 | 45 | 49 | 52 | 56 | 60 | 65 | 68 | NPgY | GSP | NG FES - Steady Progression | Pure Electric (road vehicles other than vans, cars and motorbikes)
NG FES - Steady Progression | Lct_BB003 | Number of | NPgY | ELLAND | Pure Electric (road vehicles other than vans, cars and motorbikes) | ELLA_1 | 0 | 23 | 25 | 31 | 38 | 47 | 55 | 66 | 79 | 93 | 109 | 126 | 147 | 170 | 197 | 227 | 262 | 301 | 347 | 400 | 460 | 528 | 605 | 691 | 789 | 897 | 1016 | 1147 | 1290 | 1441 | 1602 | 1769 | NPgY | GSP | NG FES - Steady Progression | Pure Electric (road vehicles other than vans, cars and motorbikes)
NG FES - Steady Progression | Lct_BB003 | Number of | NPgY | FERRYBRIDGE A | Pure Electric (road vehicles other than vans, cars and motorbikes) | FERRA2 | 0 | 4 | 4 | 6 | 7 | 10 | 12 | 14 | 16 | 18 | 20 | 24 | 26 | 28 | 31 | 33 | 36 | 38 | 41 | 44 | 47 | 50 | 54 | 57 | 61 | 64 | 69 | 73 | 78 | 83 | 88 | 92 | NPgY | GSP | NG FES - Steady Progression | Pure Electric (road vehicles other than vans, cars and motorbikes)
NG FES - Steady Progression | Lct_BB003 | Number of | NPgY | FERRYBRIDGE B | Pure Electric (road vehicles other than vans, cars and motorbikes) | FERRB9 | 0 | 12 | 12 | 15 | 21 | 25 | 31 | 36 | 42 | 48 | 54 | 60 | 67 | 74 | 80 | 88 | 96 | 105 | 114 | 124 | 134 | 145 | 157 | 171 | 186 | 201 | 217 | 235 | 254 | 274 | 294 | 316 | NPgY | GSP | NG FES - Steady Progression | Pure Electric (road vehicles other than vans, cars and motorbikes)
NG FES - Steady Progression | Lct_BB003 | Number of | NPgY | GRIMSBY WEST | Pure Electric (road vehicles other than vans, cars and motorbikes) | GRIW_1 | 0 | 8 | 8 | 11 | 14 | 18 | 22 | 26 | 29 | 34 | 39 | 42 | 47 | 52 | 56 | 61 | 66 | 71 | 77 | 83 | 89 | 96 | 103 | 110 | 118 | 126 | 135 | 146 | 156 | 166 | 177 | 188 | NPgY | GSP | NG FES - Steady Progression | Pure Electric (road vehicles other than vans, cars and motorbikes)
NG FES - Steady Progression | Lct_BB003 | Number of | NPgY | JORDANTHORPE | Pure Electric (road vehicles other than vans, cars and motorbikes) | JORD_3 | 0 | 0 | 0 | 0 | 0 | 0 | 0 | 0 | 0 | 0 | 0 | 0 | 0 | 0 | 0 | 0 | 0 | 0 | 0 | 0 | 0 | 0 | 1 | 1 | 1 | 1 | 1 | 1 | 1 | 1 | 1 | 1 | NPgY | GSP | NG FES - Steady Progression | Pure Electric (road vehicles other than vans, cars and motorbikes)
NG FES - Steady Progression | Lct_BB003 | Number of | NPgY | KEADBY | Pure Electric (road vehicles other than vans, cars and motorbikes) | KEAD_YEDL | 0 | 7 | 8 | 11 | 13 | 17 | 20 | 24 | 28 | 32 | 37 | 41 | 45 | 50 | 55 | 60 | 67 | 73 | 79 | 86 | 95 | 103 | 112 | 123 | 133 | 145 | 158 | 171 | 186 | 201 | 218 | 235 | NPgY | GSP | NG FES - Steady Progression | Pure Electric (road vehicles other than vans, cars and motorbikes)
NG FES - Steady Progression | Lct_BB003 | Number of | NPgY | KIRKSTALL B | Pure Electric (road vehicles other than vans, cars and motorbikes) | KIRKB1 | 0 | 9 | 9 | 13 | 15 | 19 | 23 | 27 | 32 | 38 | 44 | 50 | 58 | 67 | 77 | 87 | 100 | 114 | 130 | 149 | 169 | 192 | 219 | 249 | 282 | 319 | 360 | 404 | 452 | 504 | 558 | 615 | NPgY | GSP | NG FES - Steady Progression | Pure Electric (road vehicles other than vans, cars and motorbikes)
NG FES - Steady Progression | Lct_BB003 | Number of | NPgY | NEEPSEND | Pure Electric (road vehicles other than vans, cars and motorbikes) | NEEP_3 | 0 | 0 | 0 | 1 | 1 | 1 | 1 | 1 | 2 | 2 | 3 | 3 | 4 | 4 | 4 | 4 | 6 | 6 | 6 | 6 | 7 | 8 | 9 | 9 | 10 | 12 | 13 | 13 | 14 | 16 | 18 | 19 | NPgY | GSP | NG FES - Steady Progression | Pure Electric (road vehicles other than vans, cars and motorbikes)
NG FES - Steady Progression | Lct_BB003 | Number of | NPgY | NORTON LEES | Pure Electric (road vehicles other than vans, cars and motorbikes) | NORL_3 | 0 | 3 | 3 | 3 | 4 | 5 | 6 | 7 | 9 | 10 | 12 | 14 | 17 | 20 | 23 | 27 | 32 | 38 | 44 | 51 | 60 | 69 | 80 | 92 | 106 | 122 | 139 | 158 | 178 | 200 | 223 | 247 | NPgY | GSP | NG FES - Steady Progression | Pure Electric (road vehicles other than vans, cars and motorbikes)
NG FES - Steady Progression | Lct_BB003 | Number of | NPgY | PITSMOOR 3/4 | Pure Electric (road vehicles other than vans, cars and motorbikes) | PITS_BB_B | 0 | 0 | 0 | 0 | 1 | 1 | 1 | 1 | 1 | 1 | 2 | 2 | 2 | 2 | 2 | 2 | 2 | 3 | 3 | 3 | 3 | 3 | 3 | 4 | 4 | 4 | 4 | 4 | 5 | 5 | 5 | 5 | NPgY | GSP | NG FES - Steady Progression | Pure Electric (road vehicles other than vans, cars and motorbikes)
NG FES - Steady Progression | Lct_BB003 | Number of | NPgY | SALTEND NORTH | Pure Electric (road vehicles other than vans, cars and motorbikes) | SALT_1 | 0 | 2 | 2 | 3 | 5 | 5 | 6 | 7 | 8 | 9 | 11 | 12 | 13 | 15 | 16 | 18 | 19 | 21 | 23 | 25 | 27 | 30 | 32 | 35 | 38 | 42 | 45 | 49 | 53 | 57 | 61 | 66 | NPgY | GSP | NG FES - Steady Progression | Pure Electric (road vehicles other than vans, cars and motorbikes)
NG FES - Steady Progression | Lct_BB003 | Number of | NPgY | SHEFFIELD CITY | Pure Electric (road vehicles other than vans, cars and motorbikes) | SHEC_3 | 0 | 1 | 1 | 1 | 1 | 2 | 2 | 2 | 3 | 3 | 3 | 4 | 4 | 4 | 5 | 5 | 5 | 6 | 6 | 6 | 7 | 7 | 7 | 8 | 8 | 9 | 9 | 9 | 10 | 10 | 11 | 11 | NPgY | GSP | NG FES - Steady Progression | Pure Electric (road vehicles other than vans, cars and motorbikes)
NG FES - Steady Progression | Lct_BB003 | Number of | NPgY | SKELTON GRANGE | Pure Electric (road vehicles other than vans, cars and motorbikes) | SKLGB1 | 0 | 17 | 17 | 24 | 31 | 39 | 47 | 55 | 64 | 72 | 82 | 92 | 103 | 114 | 124 | 136 | 148 | 162 | 177 | 192 | 209 | 228 | 247 | 269 | 293 | 318 | 346 | 375 | 406 | 439 | 474 | 509 | NPgY | GSP | NG FES - Steady Progression | Pure Electric (road vehicles other than vans, cars and motorbikes)
NG FES - Steady Progression | Lct_BB003 | Number of | NPgY | TEMPLEBOROUGH 275/33KV | Pure Electric (road vehicles other than vans, cars and motorbikes) | TEMP_3 | 0 | 0 | 0 | 0 | 0 | 0 | 1 | 1 | 1 | 1 | 1 | 1 | 1 | 1 | 1 | 1 | 1 | 2 | 2 | 2 | 2 | 2 | 2 | 2 | 2 | 2 | 2 | 3 | 3 | 3 | 3 | 3 | NPgY | GSP | NG FES - Steady Progression | Pure Electric (road vehicles other than vans, cars and motorbikes)
NG FES - Steady Progression | Lct_BB003 | Number of | NPgY | THURCROFT | Pure Electric (road vehicles other than vans, cars and motorbikes) | THUR_6 | 0 | 6 | 6 | 8 | 10 | 13 | 16 | 18 | 21 | 25 | 27 | 31 | 34 | 37 | 40 | 44 | 49 | 52 | 57 | 61 | 66 | 72 | 77 | 83 | 90 | 97 | 103 | 111 | 120 | 129 | 138 | 148 | NPgY | GSP | NG FES - Steady Progression | Pure Electric (road vehicles other than vans, cars and motorbikes)
NG FES - Steady Progression | Lct_BB003 | Number of | NPgY | WEST MELTON / THORPE MARSH | Pure Electric (road vehicles other than vans, cars and motorbikes) | WMEL_THOM | 0 | 12 | 12 | 16 | 22 | 27 | 32 | 39 | 44 | 51 | 57 | 64 | 71 | 77 | 84 | 91 | 99 | 106 | 114 | 123 | 132 | 141 | 151 | 162 | 174 | 186 | 198 | 213 | 227 | 241 | 256 | 273 | NPgY | GSP | NG FES - Steady Progression | Pure Electric (road vehicles other than vans, cars and motorbikes)
NG FES - Steady Progression | Lct_BB003 | Number of | NPgY | WEST MELTON SECTION 3 | Pure Electric (road vehicles other than vans, cars and motorbikes) | WMEL_BB3 | 0 | 10 | 11 | 14 | 18 | 22 | 27 | 32 | 37 | 43 | 49 | 56 | 63 | 71 | 80 | 90 | 101 | 113 | 127 | 142 | 159 | 178 | 199 | 224 | 250 | 279 | 311 | 346 | 383 | 423 | 465 | 509 | NPgY | GSP | NG FES - Steady Progression | Pure Electric (road vehicles other than vans, cars and motorbikes)
NG FES - Steady Progression | Lct_BB003 | Number of | NPgY | WINCOBANK | Pure Electric (road vehicles other than vans, cars and motorbikes) | WIBA_3 | 0 | 1 | 1 | 1 | 1 | 1 | 1 | 2 | 2 | 2 | 3 | 3 | 3 | 3 | 4 | 4 | 4 | 5 | 5 | 5 | 5 | 6 | 6 | 6 | 7 | 7 | 7 | 7 | 8 | 8 | 8 | 9 | NPgY | GSP | NG FES - Steady Progression | Pure Electric (road vehicles other than vans, cars and motorbikes)
NG FES - System Transformation | Lct_BB003 | Number of | NPgN | BLYTH 66kV | Pure Electric (road vehicles other than vans, cars and motorbikes) | BLYTB1 | 0 | 3 | 6 | 9 | 13 | 17 | 23 | 29 | 37 | 45 | 55 | 67 | 80 | 93 | 108 | 125 | 146 | 168 | 193 | 220 | 251 | 283 | 318 | 354 | 393 | 432 | 470 | 510 | 538 | 552 | 555 | 548 | NPgN | GSP | NG FES - System Transformation | Pure Electric (road vehicles other than vans, cars and motorbikes)
NG FES - System Transformation | Lct_BB003 | Number of | NPgN | BLYTH 132kV | Pure Electric (road vehicles other than vans, cars and motorbikes) | BLYTH132 | 0 | 0 | 2 | 2 | 3 | 4 | 6 | 7 | 9 | 11 | 14 | 16 | 20 | 23 | 28 | 33 | 39 | 45 | 52 | 60 | 70 | 79 | 89 | 100 | 111 | 122 | 134 | 145 | 152 | 153 | 152 | 149 | NPgN | GSP | NG FES - System Transformation | Pure Electric (road vehicles other than vans, cars and motorbikes)
NG FES - System Transformation | Lct_BB003 | Number of | NPgN | FOURSTONES | Pure Electric (road vehicles other than vans, cars and motorbikes) | FOUR_1 | 0 | 0 | 0 | 0 | 0 | 0 | 0 | 1 | 2 | 2 | 2 | 3 | 3 | 4 | 5 | 6 | 7 | 8 | 10 | 12 | 14 | 16 | 18 | 21 | 23 | 25 | 27 | 29 | 31 | 30 | 29 | 28 | NPgN | GSP | NG FES - System Transformation | Pure Electric (road vehicles other than vans, cars and motorbikes)
NG FES - System Transformation | Lct_BB003 | Number of | NPgN | HARTMOOR | Pure Electric (road vehicles other than vans, cars and motorbikes) | HARM_6 | 0 | 1 | 2 | 4 | 6 | 8 | 11 | 14 | 17 | 20 | 24 | 29 | 33 | 39 | 44 | 50 | 57 | 63 | 71 | 79 | 87 | 97 | 107 | 118 | 129 | 141 | 154 | 167 | 180 | 191 | 197 | 198 | NPgN | GSP | NG FES - System Transformation | Pure Electric (road vehicles other than vans, cars and motorbikes)
NG FES - System Transformation | Lct_BB003 | Number of | NPgN | HAWTHORN PIT GRID | Pure Electric (road vehicles other than vans, cars and motorbikes) | HAWP_6 | 0 | 1 | 3 | 4 | 6 | 9 | 12 | 15 | 19 | 23 | 28 | 32 | 38 | 43 | 49 | 56 | 63 | 71 | 79 | 88 | 98 | 109 | 120 | 133 | 146 | 160 | 173 | 188 | 202 | 215 | 222 | 223 | NPgN | GSP | NG FES - System Transformation | Pure Electric (road vehicles other than vans, cars and motorbikes)
NG FES - System Transformation | Lct_BB003 | Number of | NPgN | KNARESBOROUGH | Pure Electric (road vehicles other than vans, cars and motorbikes) | KNARE_111 | 0 | 3 | 6 | 9 | 13 | 18 | 23 | 30 | 37 | 45 | 54 | 64 | 76 | 88 | 100 | 114 | 130 | 147 | 165 | 186 | 208 | 232 | 258 | 285 | 313 | 343 | 374 | 406 | 433 | 457 | 467 | 467 | NPgN | GSP | NG FES - System Transformation | Pure Electric (road vehicles other than vans, cars and motorbikes)
NG FES - System Transformation | Lct_BB003 | Number of | NPgN | LACKENBY | Pure Electric (road vehicles other than vans, cars and motorbikes) | LACK_6 | 0 | 4 | 8 | 13 | 18 | 24 | 33 | 41 | 52 | 63 | 75 | 89 | 105 | 120 | 136 | 155 | 174 | 196 | 220 | 246 | 274 | 305 | 337 | 371 | 407 | 445 | 485 | 526 | 565 | 600 | 618 | 619 | NPgN | GSP | NG FES - System Transformation | Pure Electric (road vehicles other than vans, cars and motorbikes)
NG FES - System Transformation | Lct_BB003 | Number of | NPgN | NORTON | Pure Electric (road vehicles other than vans, cars and motorbikes) | NORT_1 | 0 | 11 | 20 | 31 | 46 | 63 | 83 | 106 | 132 | 163 | 197 | 235 | 279 | 325 | 374 | 430 | 494 | 565 | 642 | 729 | 824 | 926 | 1034 | 1150 | 1269 | 1392 | 1517 | 1643 | 1746 | 1810 | 1835 | 1822 | NPgN | GSP | NG FES - System Transformation | Pure Electric (road vehicles other than vans, cars and motorbikes)
NG FES - System Transformation | Lct_BB003 | Number of | NPgN | OFFERTON | Pure Electric (road vehicles other than vans, cars and motorbikes) | OFFE_3 | 0 | 1 | 1 | 2 | 3 | 3 | 5 | 6 | 7 | 10 | 11 | 15 | 19 | 22 | 27 | 33 | 40 | 47 | 55 | 65 | 76 | 88 | 101 | 114 | 127 | 141 | 154 | 166 | 173 | 170 | 166 | 161 | NPgN | GSP | NG FES - System Transformation | Pure Electric (road vehicles other than vans, cars and motorbikes)
NG FES - System Transformation | Lct_BB003 | Number of | NPgN | OSBALDWICK | Pure Electric (road vehicles other than vans, cars and motorbikes) | OSBA_1 | 0 | 4 | 7 | 11 | 15 | 21 | 27 | 35 | 45 | 56 | 68 | 82 | 101 | 118 | 139 | 164 | 192 | 223 | 259 | 299 | 343 | 391 | 442 | 496 | 550 | 606 | 662 | 716 | 752 | 760 | 757 | 742 | NPgN | GSP | NG FES - System Transformation | Pure Electric (road vehicles other than vans, cars and motorbikes)
NG FES - System Transformation | Lct_BB003 | Number of | NPgN | POPPLETON | Pure Electric (road vehicles other than vans, cars and motorbikes) | POPP_3 | 0 | 0 | 1 | 1 | 3 | 4 | 5 | 6 | 8 | 9 | 12 | 14 | 17 | 19 | 23 | 27 | 31 | 35 | 41 | 47 | 53 | 60 | 68 | 75 | 84 | 91 | 99 | 107 | 114 | 117 | 117 | 116 | NPgN | GSP | NG FES - System Transformation | Pure Electric (road vehicles other than vans, cars and motorbikes)
NG FES - System Transformation | Lct_BB003 | Number of | NPgN | SALTHOLME | Pure Electric (road vehicles other than vans, cars and motorbikes) | SALH_1 | 0 | 0 | 0 | 0 | 0 | 0 | 0 | 0 | 0 | 0 | 0 | 0 | 0 | 0 | 0 | 0 | 0 | 0 | 0 | 0 | 0 | 0 | 0 | 0 | 0 | 0 | 0 | 0 | 0 | 0 | 0 | 0 | NPgN | GSP | NG FES - System Transformation | Pure Electric (road vehicles other than vans, cars and motorbikes)
NG FES - System Transformation | Lct_BB003 | Number of | NPgN | SOUTH SHIELDS | Pure Electric (road vehicles other than vans, cars and motorbikes) | SSHI_3 | 0 | 3 | 4 | 7 | 9 | 13 | 17 | 22 | 28 | 35 | 45 | 56 | 70 | 86 | 104 | 125 | 152 | 182 | 216 | 254 | 297 | 344 | 393 | 445 | 497 | 550 | 601 | 649 | 673 | 661 | 644 | 623 | NPgN | GSP | NG FES - System Transformation | Pure Electric (road vehicles other than vans, cars and motorbikes)
NG FES - System Transformation | Lct_BB003 | Number of | NPgN | SPADEADAM | Pure Electric (road vehicles other than vans, cars and motorbikes) | KIELD01 and SPAD20 | 0 | 0 | 0 | 0 | 0 | 0 | 1 | 1 | 1 | 1 | 1 | 1 | 2 | 2 | 2 | 2 | 3 | 3 | 3 | 4 | 4 | 5 | 5 | 6 | 6 | 7 | 7 | 8 | 8 | 9 | 10 | 10 | NPgN | GSP | NG FES - System Transformation | Pure Electric (road vehicles other than vans, cars and motorbikes)
NG FES - System Transformation | Lct_BB003 | Number of | NPgN | SPENNYMOOR | Pure Electric (road vehicles other than vans, cars and motorbikes) | SPEN_1 | 0 | 4 | 8 | 11 | 17 | 24 | 31 | 39 | 49 | 61 | 73 | 85 | 102 | 117 | 134 | 154 | 174 | 198 | 224 | 252 | 283 | 317 | 352 | 389 | 429 | 469 | 512 | 554 | 592 | 621 | 634 | 632 | NPgN | GSP | NG FES - System Transformation | Pure Electric (road vehicles other than vans, cars and motorbikes)
NG FES - System Transformation | Lct_BB003 | Number of | NPgN | STELLA NORTH | Pure Electric (road vehicles other than vans, cars and motorbikes) | STEN_1 | 0 | 6 | 9 | 13 | 19 | 26 | 34 | 45 | 58 | 73 | 91 | 112 | 138 | 166 | 199 | 238 | 283 | 335 | 394 | 461 | 535 | 615 | 701 | 790 | 880 | 972 | 1062 | 1147 | 1196 | 1187 | 1166 | 1135 | NPgN | GSP | NG FES - System Transformation | Pure Electric (road vehicles other than vans, cars and motorbikes)
NG FES - System Transformation | Lct_BB003 | Number of | NPgN | STELLA SOUTH | Pure Electric (road vehicles other than vans, cars and motorbikes) | STES_1 | 0 | 5 | 10 | 16 | 23 | 31 | 41 | 52 | 64 | 79 | 95 | 114 | 136 | 157 | 181 | 209 | 240 | 274 | 313 | 355 | 401 | 450 | 503 | 559 | 616 | 677 | 738 | 799 | 849 | 880 | 892 | 885 | NPgN | GSP | NG FES - System Transformation | Pure Electric (road vehicles other than vans, cars and motorbikes)
NG FES - System Transformation | Lct_BB003 | Number of | NPgN | TYNEMOUTH | Pure Electric (road vehicles other than vans, cars and motorbikes) | TYNE_1 | 0 | 1 | 4 | 5 | 7 | 11 | 13 | 18 | 22 | 27 | 33 | 39 | 47 | 54 | 62 | 71 | 81 | 94 | 107 | 121 | 137 | 154 | 172 | 191 | 211 | 231 | 252 | 273 | 290 | 301 | 305 | 302 | NPgN | GSP | NG FES - System Transformation | Pure Electric (road vehicles other than vans, cars and motorbikes)
NG FES - System Transformation | Lct_BB003 | Number of | NPgN | WEST BOLDON | Pure Electric (road vehicles other than vans, cars and motorbikes) | WBOL_6 | 0 | 8 | 13 | 19 | 28 | 37 | 49 | 64 | 81 | 100 | 123 | 149 | 181 | 214 | 253 | 297 | 348 | 406 | 472 | 545 | 625 | 712 | 805 | 903 | 1003 | 1106 | 1207 | 1305 | 1369 | 1382 | 1375 | 1347 | NPgN | GSP | NG FES - System Transformation | Pure Electric (road vehicles other than vans, cars and motorbikes)
NG FES - System Transformation | Lct_BB003 | Number of | NPgY | BRADFORD WEST | Pure Electric (road vehicles other than vans, cars and motorbikes) | BRAW_1 | 0 | 12 | 18 | 24 | 33 | 43 | 54 | 68 | 85 | 105 | 128 | 154 | 186 | 223 | 265 | 315 | 371 | 437 | 512 | 595 | 688 | 787 | 894 | 1006 | 1120 | 1236 | 1350 | 1459 | 1524 | 1524 | 1505 | 1468 | NPgY | GSP | NG FES - System Transformation | Pure Electric (road vehicles other than vans, cars and motorbikes)
NG FES - System Transformation | Lct_BB003 | Number of | NPgY | CAMBLESFORTH | Pure Electric (road vehicles other than vans, cars and motorbikes) | CAMB_01 | 0 | 2 | 3 | 5 | 6 | 8 | 11 | 13 | 16 | 19 | 22 | 26 | 30 | 34 | 38 | 43 | 48 | 53 | 59 | 65 | 72 | 79 | 87 | 95 | 104 | 114 | 123 | 134 | 145 | 157 | 163 | 165 | NPgY | GSP | NG FES - System Transformation | Pure Electric (road vehicles other than vans, cars and motorbikes)
NG FES - System Transformation | Lct_BB003 | Number of | NPgY | CREYKE BECK | Pure Electric (road vehicles other than vans, cars and motorbikes) | CREB_1 | 0 | 11 | 18 | 26 | 36 | 46 | 60 | 75 | 91 | 110 | 133 | 158 | 188 | 222 | 258 | 301 | 350 | 405 | 467 | 536 | 612 | 693 | 780 | 872 | 967 | 1064 | 1160 | 1256 | 1323 | 1349 | 1352 | 1332 | NPgY | GSP | NG FES - System Transformation | Pure Electric (road vehicles other than vans, cars and motorbikes)
NG FES - System Transformation | Lct_BB003 | Number of | NPgY | DRAX | Pure Electric (road vehicles other than vans, cars and motorbikes) | DRAX_YEDL | 0 | 2 | 4 | 7 | 10 | 13 | 17 | 20 | 25 | 30 | 35 | 41 | 47 | 55 | 62 | 70 | 79 | 89 | 101 | 113 | 126 | 139 | 155 | 171 | 188 | 205 | 223 | 242 | 259 | 276 | 283 | 283 | NPgY | GSP | NG FES - System Transformation | Pure Electric (road vehicles other than vans, cars and motorbikes)
NG FES - System Transformation | Lct_BB003 | Number of | NPgY | ELLAND | Pure Electric (road vehicles other than vans, cars and motorbikes) | ELLA_1 | 0 | 23 | 32 | 44 | 58 | 75 | 98 | 123 | 155 | 193 | 238 | 293 | 359 | 436 | 528 | 637 | 763 | 910 | 1077 | 1266 | 1476 | 1704 | 1947 | 2201 | 2458 | 2716 | 2970 | 3207 | 3329 | 3282 | 3207 | 3107 | NPgY | GSP | NG FES - System Transformation | Pure Electric (road vehicles other than vans, cars and motorbikes)
NG FES - System Transformation | Lct_BB003 | Number of | NPgY | FERRYBRIDGE A | Pure Electric (road vehicles other than vans, cars and motorbikes) | FERRA2 | 0 | 4 | 7 | 11 | 16 | 21 | 26 | 32 | 40 | 47 | 56 | 64 | 74 | 85 | 97 | 109 | 123 | 138 | 154 | 172 | 191 | 212 | 234 | 257 | 282 | 308 | 335 | 363 | 392 | 418 | 432 | 434 | NPgY | GSP | NG FES - System Transformation | Pure Electric (road vehicles other than vans, cars and motorbikes)
NG FES - System Transformation | Lct_BB003 | Number of | NPgY | FERRYBRIDGE B | Pure Electric (road vehicles other than vans, cars and motorbikes) | FERRB9 | 0 | 12 | 19 | 29 | 40 | 52 | 66 | 82 | 99 | 119 | 140 | 164 | 191 | 220 | 251 | 287 | 326 | 368 | 415 | 467 | 523 | 583 | 648 | 716 | 788 | 862 | 939 | 1018 | 1088 | 1146 | 1173 | 1172 | NPgY | GSP | NG FES - System Transformation | Pure Electric (road vehicles other than vans, cars and motorbikes)
NG FES - System Transformation | Lct_BB003 | Number of | NPgY | GRIMSBY WEST | Pure Electric (road vehicles other than vans, cars and motorbikes) | GRIW_1 | 0 | 8 | 14 | 20 | 29 | 38 | 48 | 59 | 71 | 86 | 101 | 118 | 136 | 156 | 178 | 201 | 228 | 257 | 288 | 321 | 358 | 397 | 439 | 484 | 532 | 580 | 633 | 686 | 736 | 783 | 806 | 809 | NPgY | GSP | NG FES - System Transformation | Pure Electric (road vehicles other than vans, cars and motorbikes)
NG FES - System Transformation | Lct_BB003 | Number of | NPgY | JORDANTHORPE | Pure Electric (road vehicles other than vans, cars and motorbikes) | JORD_3 | 0 | 0 | 0 | 0 | 0 | 0 | 0 | 0 | 0 | 1 | 1 | 1 | 1 | 1 | 1 | 1 | 1 | 1 | 2 | 2 | 2 | 2 | 2 | 3 | 3 | 3 | 3 | 4 | 4 | 4 | 4 | 4 | NPgY | GSP | NG FES - System Transformation | Pure Electric (road vehicles other than vans, cars and motorbikes)
NG FES - System Transformation | Lct_BB003 | Number of | NPgY | KEADBY | Pure Electric (road vehicles other than vans, cars and motorbikes) | KEAD_YEDL | 0 | 7 | 13 | 19 | 26 | 35 | 44 | 54 | 66 | 80 | 93 | 110 | 128 | 148 | 171 | 195 | 222 | 252 | 285 | 322 | 361 | 403 | 450 | 498 | 549 | 601 | 655 | 709 | 756 | 792 | 808 | 805 | NPgY | GSP | NG FES - System Transformation | Pure Electric (road vehicles other than vans, cars and motorbikes)
NG FES - System Transformation | Lct_BB003 | Number of | NPgY | KIRKSTALL B | Pure Electric (road vehicles other than vans, cars and motorbikes) | KIRKB1 | 0 | 9 | 13 | 19 | 25 | 33 | 43 | 54 | 66 | 82 | 100 | 122 | 148 | 177 | 212 | 251 | 299 | 353 | 413 | 482 | 559 | 641 | 729 | 821 | 915 | 1010 | 1104 | 1192 | 1244 | 1239 | 1220 | 1188 | NPgY | GSP | NG FES - System Transformation | Pure Electric (road vehicles other than vans, cars and motorbikes)
NG FES - System Transformation | Lct_BB003 | Number of | NPgY | NEEPSEND | Pure Electric (road vehicles other than vans, cars and motorbikes) | NEEP_3 | 0 | 0 | 1 | 1 | 2 | 2 | 3 | 4 | 5 | 6 | 7 | 8 | 10 | 11 | 13 | 14 | 17 | 19 | 22 | 24 | 28 | 31 | 35 | 38 | 43 | 46 | 51 | 54 | 58 | 60 | 62 | 62 | NPgY | GSP | NG FES - System Transformation | Pure Electric (road vehicles other than vans, cars and motorbikes)
NG FES - System Transformation | Lct_BB003 | Number of | NPgY | NORTON LEES | Pure Electric (road vehicles other than vans, cars and motorbikes) | NORL_3 | 0 | 3 | 3 | 4 | 6 | 7 | 9 | 12 | 15 | 19 | 24 | 31 | 39 | 49 | 61 | 74 | 90 | 109 | 131 | 156 | 184 | 214 | 246 | 280 | 314 | 347 | 380 | 410 | 422 | 411 | 396 | 381 | NPgY | GSP | NG FES - System Transformation | Pure Electric (road vehicles other than vans, cars and motorbikes)
NG FES - System Transformation | Lct_BB003 | Number of | NPgY | PITSMOOR 3/4 | Pure Electric (road vehicles other than vans, cars and motorbikes) | PITS_BB_B | 0 | 0 | 1 | 1 | 1 | 2 | 2 | 2 | 3 | 4 | 4 | 5 | 5 | 6 | 7 | 8 | 9 | 10 | 11 | 12 | 13 | 15 | 16 | 18 | 19 | 21 | 23 | 25 | 27 | 29 | 30 | 31 | NPgY | GSP | NG FES - System Transformation | Pure Electric (road vehicles other than vans, cars and motorbikes)
NG FES - System Transformation | Lct_BB003 | Number of | NPgY | SALTEND NORTH | Pure Electric (road vehicles other than vans, cars and motorbikes) | SALT_1 | 0 | 2 | 3 | 6 | 8 | 11 | 13 | 17 | 20 | 24 | 28 | 33 | 39 | 45 | 51 | 58 | 67 | 75 | 85 | 96 | 108 | 120 | 133 | 147 | 162 | 177 | 193 | 209 | 224 | 235 | 241 | 240 | NPgY | GSP | NG FES - System Transformation | Pure Electric (road vehicles other than vans, cars and motorbikes)
NG FES - System Transformation | Lct_BB003 | Number of | NPgY | SHEFFIELD CITY | Pure Electric (road vehicles other than vans, cars and motorbikes) | SHEC_3 | 0 | 1 | 1 | 2 | 3 | 3 | 4 | 5 | 6 | 8 | 9 | 10 | 12 | 13 | 15 | 17 | 19 | 21 | 23 | 26 | 29 | 31 | 35 | 38 | 41 | 45 | 49 | 53 | 58 | 62 | 65 | 66 | NPgY | GSP | NG FES - System Transformation | Pure Electric (road vehicles other than vans, cars and motorbikes)
NG FES - System Transformation | Lct_BB003 | Number of | NPgY | SKELTON GRANGE | Pure Electric (road vehicles other than vans, cars and motorbikes) | SKLGB1 | 0 | 17 | 29 | 43 | 59 | 78 | 99 | 123 | 150 | 180 | 214 | 250 | 292 | 336 | 385 | 440 | 500 | 567 | 641 | 721 | 809 | 904 | 1005 | 1112 | 1224 | 1340 | 1460 | 1582 | 1690 | 1774 | 1812 | 1809 | NPgY | GSP | NG FES - System Transformation | Pure Electric (road vehicles other than vans, cars and motorbikes)
NG FES - System Transformation | Lct_BB003 | Number of | NPgY | TEMPLEBOROUGH 275/33KV | Pure Electric (road vehicles other than vans, cars and motorbikes) | TEMP_3 | 0 | 0 | 0 | 0 | 1 | 1 | 1 | 1 | 2 | 2 | 2 | 3 | 3 | 4 | 4 | 5 | 5 | 6 | 6 | 7 | 8 | 9 | 9 | 10 | 11 | 12 | 13 | 14 | 16 | 17 | 18 | 18 | NPgY | GSP | NG FES - System Transformation | Pure Electric (road vehicles other than vans, cars and motorbikes)
NG FES - System Transformation | Lct_BB003 | Number of | NPgY | THURCROFT | Pure Electric (road vehicles other than vans, cars and motorbikes) | THUR_6 | 0 | 6 | 10 | 14 | 20 | 27 | 33 | 42 | 51 | 61 | 72 | 84 | 97 | 112 | 128 | 146 | 164 | 185 | 209 | 234 | 261 | 291 | 322 | 356 | 391 | 427 | 466 | 505 | 541 | 572 | 588 | 588 | NPgY | GSP | NG FES - System Transformation | Pure Electric (road vehicles other than vans, cars and motorbikes)
NG FES - System Transformation | Lct_BB003 | Number of | NPgY | WEST MELTON / THORPE MARSH | Pure Electric (road vehicles other than vans, cars and motorbikes) | WMEL_THOM | 0 | 12 | 20 | 31 | 43 | 57 | 72 | 89 | 108 | 129 | 152 | 177 | 205 | 234 | 266 | 302 | 340 | 382 | 428 | 479 | 532 | 590 | 653 | 719 | 788 | 861 | 938 | 1017 | 1093 | 1163 | 1200 | 1204 | NPgY | GSP | NG FES - System Transformation | Pure Electric (road vehicles other than vans, cars and motorbikes)
NG FES - System Transformation | Lct_BB003 | Number of | NPgY | WEST MELTON SECTION 3 | Pure Electric (road vehicles other than vans, cars and motorbikes) | WMEL_BB3 | 0 | 10 | 16 | 23 | 32 | 42 | 53 | 66 | 81 | 99 | 119 | 142 | 170 | 199 | 233 | 273 | 317 | 369 | 425 | 489 | 559 | 635 | 715 | 800 | 888 | 977 | 1066 | 1153 | 1213 | 1234 | 1233 | 1213 | NPgY | GSP | NG FES - System Transformation | Pure Electric (road vehicles other than vans, cars and motorbikes)
NG FES - System Transformation | Lct_BB003 | Number of | NPgY | WINCOBANK | Pure Electric (road vehicles other than vans, cars and motorbikes) | WIBA_3 | 0 | 1 | 1 | 1 | 2 | 3 | 3 | 4 | 5 | 6 | 7 | 8 | 9 | 11 | 12 | 13 | 15 | 17 | 19 | 21 | 23 | 25 | 27 | 30 | 33 | 36 | 39 | 42 | 46 | 49 | 52 | 52 | NPgY | GSP | NG FES - System Transformation | Pure Electric (road vehicles other than vans, cars and motorbikes)
NPg Planning Scenario | Lct_BB003 | Number of | NPgN | BLYTH 66kV | Pure Electric (road vehicles other than vans, cars and motorbikes) | BLYTB1 | 0 | 0 | 4 | 9 | 18 | 28 | 41 | 69 | 113 | 172 | 247 | 335 | 439 | 551 | 670 | 795 | 926 | 1047 | 1159 | 1260 | 1352 | 1431 | 1494 | 1545 | 1582 | 1609 | 1622 | 1630 | 1637 | 1640 | 1645 | 1648 | NPgN | GSP | NPg Planning Scenario | Pure Electric (road vehicles other than vans, cars and motorbikes)
NPg Planning Scenario | Lct_BB003 | Number of | NPgN | BLYTH 132kV | Pure Electric (road vehicles other than vans, cars and motorbikes) | BLYTH132 | 0 | 0 | 1 | 3 | 6 | 8 | 12 | 19 | 30 | 44 | 62 | 84 | 109 | 135 | 164 | 193 | 224 | 252 | 280 | 304 | 326 | 345 | 360 | 373 | 381 | 388 | 392 | 394 | 396 | 397 | 398 | 399 | NPgN | GSP | NPg Planning Scenario | Pure Electric (road vehicles other than vans, cars and motorbikes)
NPg Planning Scenario | Lct_BB003 | Number of | NPgN | FOURSTONES | Pure Electric (road vehicles other than vans, cars and motorbikes) | FOUR_1 | 0 | 0 | 0 | 1 | 1 | 1 | 2 | 4 | 5 | 8 | 11 | 14 | 19 | 22 | 27 | 31 | 37 | 41 | 45 | 49 | 52 | 56 | 58 | 61 | 62 | 62 | 64 | 64 | 65 | 65 | 65 | 65 | NPgN | GSP | NPg Planning Scenario | Pure Electric (road vehicles other than vans, cars and motorbikes)
NPg Planning Scenario | Lct_BB003 | Number of | NPgN | HARTMOOR | Pure Electric (road vehicles other than vans, cars and motorbikes) | HARM_6 | 0 | 0 | 1 | 3 | 5 | 9 | 12 | 24 | 43 | 69 | 103 | 144 | 193 | 245 | 300 | 358 | 421 | 477 | 529 | 575 | 617 | 653 | 682 | 705 | 722 | 732 | 737 | 740 | 742 | 744 | 746 | 748 | NPgN | GSP | NPg Planning Scenario | Pure Electric (road vehicles other than vans, cars and motorbikes)
NPg Planning Scenario | Lct_BB003 | Number of | NPgN | HAWTHORN PIT GRID | Pure Electric (road vehicles other than vans, cars and motorbikes) | HAWP_6 | 0 | 0 | 1 | 4 | 6 | 10 | 15 | 28 | 48 | 78 | 116 | 161 | 216 | 274 | 336 | 402 | 471 | 534 | 593 | 645 | 691 | 732 | 765 | 791 | 809 | 821 | 827 | 829 | 831 | 834 | 836 | 838 | NPgN | GSP | NPg Planning Scenario | Pure Electric (road vehicles other than vans, cars and motorbikes)
NPg Planning Scenario | Lct_BB003 | Number of | NPgN | KNARESBOROUGH | Pure Electric (road vehicles other than vans, cars and motorbikes) | KNARE_111 | 0 | 0 | 3 | 7 | 13 | 21 | 31 | 57 | 100 | 158 | 233 | 324 | 430 | 544 | 665 | 794 | 930 | 1054 | 1169 | 1272 | 1363 | 1444 | 1508 | 1558 | 1594 | 1619 | 1631 | 1636 | 1641 | 1646 | 1651 | 1655 | NPgN | GSP | NPg Planning Scenario | Pure Electric (road vehicles other than vans, cars and motorbikes)
NPg Planning Scenario | Lct_BB003 | Number of | NPgN | LACKENBY | Pure Electric (road vehicles other than vans, cars and motorbikes) | LACK_6 | 0 | 0 | 4 | 9 | 16 | 28 | 40 | 76 | 134 | 216 | 319 | 446 | 595 | 755 | 926 | 1106 | 1297 | 1471 | 1630 | 1775 | 1903 | 2016 | 2105 | 2174 | 2226 | 2259 | 2274 | 2282 | 2289 | 2295 | 2302 | 2308 | NPgN | GSP | NPg Planning Scenario | Pure Electric (road vehicles other than vans, cars and motorbikes)
NPg Planning Scenario | Lct_BB003 | Number of | NPgN | NORTON | Pure Electric (road vehicles other than vans, cars and motorbikes) | NORT_1 | 0 | 2 | 12 | 30 | 55 | 89 | 130 | 228 | 383 | 594 | 861 | 1184 | 1564 | 1969 | 2400 | 2856 | 3334 | 3777 | 4182 | 4551 | 4879 | 5166 | 5395 | 5576 | 5710 | 5800 | 5846 | 5871 | 5892 | 5907 | 5921 | 5936 | NPgN | GSP | NPg Planning Scenario | Pure Electric (road vehicles other than vans, cars and motorbikes)
NPg Planning Scenario | Lct_BB003 | Number of | NPgN | OFFERTON | Pure Electric (road vehicles other than vans, cars and motorbikes) | OFFE_3 | 0 | 0 | 1 | 3 | 6 | 10 | 15 | 21 | 31 | 43 | 59 | 77 | 97 | 118 | 141 | 165 | 190 | 213 | 234 | 255 | 273 | 289 | 302 | 313 | 321 | 327 | 332 | 334 | 336 | 337 | 337 | 337 | NPgN | GSP | NPg Planning Scenario | Pure Electric (road vehicles other than vans, cars and motorbikes)
NPg Planning Scenario | Lct_BB003 | Number of | NPgN | OSBALDWICK | Pure Electric (road vehicles other than vans, cars and motorbikes) | OSBA_1 | 0 | 1 | 6 | 14 | 25 | 41 | 59 | 96 | 150 | 222 | 313 | 422 | 546 | 681 | 822 | 972 | 1128 | 1274 | 1408 | 1531 | 1641 | 1738 | 1815 | 1877 | 1924 | 1957 | 1975 | 1987 | 1996 | 2000 | 2005 | 2008 | NPgN | GSP | NPg Planning Scenario | Pure Electric (road vehicles other than vans, cars and motorbikes)
NPg Planning Scenario | Lct_BB003 | Number of | NPgN | POPPLETON | Pure Electric (road vehicles other than vans, cars and motorbikes) | POPP_3 | 0 | 0 | 0 | 2 | 4 | 6 | 9 | 15 | 24 | 37 | 53 | 72 | 94 | 118 | 143 | 170 | 199 | 224 | 248 | 270 | 290 | 307 | 320 | 331 | 339 | 345 | 347 | 349 | 351 | 352 | 352 | 353 | NPgN | GSP | NPg Planning Scenario | Pure Electric (road vehicles other than vans, cars and motorbikes)
NPg Planning Scenario | Lct_BB003 | Number of | NPgN | SALTHOLME | Pure Electric (road vehicles other than vans, cars and motorbikes) | SALH_1 | 0 | 0 | 0 | 0 | 0 | 0 | 0 | 0 | 0 | 0 | 0 | 0 | 0 | 0 | 0 | 0 | 0 | 0 | 0 | 0 | 0 | 0 | 0 | 0 | 0 | 0 | 0 | 0 | 0 | 0 | 0 | 0 | NPgN | GSP | NPg Planning Scenario | Pure Electric (road vehicles other than vans, cars and motorbikes)
NPg Planning Scenario | Lct_BB003 | Number of | NPgN | SOUTH SHIELDS | Pure Electric (road vehicles other than vans, cars and motorbikes) | SSHI_3 | 0 | 1 | 5 | 13 | 24 | 38 | 56 | 83 | 120 | 167 | 224 | 291 | 365 | 446 | 531 | 619 | 710 | 797 | 878 | 954 | 1022 | 1081 | 1130 | 1170 | 1202 | 1225 | 1241 | 1252 | 1259 | 1261 | 1263 | 1265 | NPgN | GSP | NPg Planning Scenario | Pure Electric (road vehicles other than vans, cars and motorbikes)
NPg Planning Scenario | Lct_BB003 | Number of | NPgN | SPADEADAM | Pure Electric (road vehicles other than vans, cars and motorbikes) | KIELD01 and SPAD20 | 0 | 0 | 0 | 0 | 0 | 0 | 1 | 1 | 2 | 3 | 5 | 7 | 10 | 13 | 16 | 19 | 22 | 25 | 28 | 30 | 32 | 34 | 36 | 37 | 38 | 38 | 38 | 39 | 39 | 39 | 39 | 39 | NPgN | GSP | NPg Planning Scenario | Pure Electric (road vehicles other than vans, cars and motorbikes)
NPg Planning Scenario | Lct_BB003 | Number of | NPgN | SPENNYMOOR | Pure Electric (road vehicles other than vans, cars and motorbikes) | SPEN_1 | 0 | 0 | 4 | 9 | 18 | 29 | 42 | 78 | 135 | 213 | 312 | 432 | 574 | 725 | 886 | 1056 | 1236 | 1401 | 1552 | 1689 | 1811 | 1918 | 2002 | 2069 | 2119 | 2152 | 2167 | 2176 | 2182 | 2189 | 2194 | 2200 | NPgN | GSP | NPg Planning Scenario | Pure Electric (road vehicles other than vans, cars and motorbikes)
NPg Planning Scenario | Lct_BB003 | Number of | NPgN | STELLA NORTH | Pure Electric (road vehicles other than vans, cars and motorbikes) | STEN_1 | 0 | 2 | 10 | 23 | 42 | 66 | 97 | 149 | 223 | 319 | 437 | 576 | 734 | 904 | 1084 | 1273 | 1468 | 1652 | 1823 | 1982 | 2123 | 2248 | 2349 | 2430 | 2493 | 2539 | 2568 | 2587 | 2599 | 2604 | 2610 | 2614 | NPgN | GSP | NPg Planning Scenario | Pure Electric (road vehicles other than vans, cars and motorbikes)
NPg Planning Scenario | Lct_BB003 | Number of | NPgN | STELLA SOUTH | Pure Electric (road vehicles other than vans, cars and motorbikes) | STES_1 | 0 | 2 | 6 | 15 | 27 | 43 | 63 | 111 | 186 | 288 | 418 | 576 | 759 | 956 | 1165 | 1386 | 1619 | 1832 | 2030 | 2209 | 2368 | 2507 | 2618 | 2706 | 2771 | 2815 | 2837 | 2849 | 2859 | 2867 | 2874 | 2881 | NPgN | GSP | NPg Planning Scenario | Pure Electric (road vehicles other than vans, cars and motorbikes)
NPg Planning Scenario | Lct_BB003 | Number of | NPgN | TYNEMOUTH | Pure Electric (road vehicles other than vans, cars and motorbikes) | TYNE_1 | 0 | 0 | 2 | 5 | 9 | 15 | 22 | 38 | 63 | 98 | 143 | 196 | 259 | 327 | 398 | 473 | 552 | 626 | 693 | 753 | 808 | 856 | 893 | 924 | 946 | 961 | 969 | 973 | 976 | 978 | 981 | 983 | NPgN | GSP | NPg Planning Scenario | Pure Electric (road vehicles other than vans, cars and motorbikes)
NPg Planning Scenario | Lct_BB003 | Number of | NPgN | WEST BOLDON | Pure Electric (road vehicles other than vans, cars and motorbikes) | WBOL_6 | 0 | 2 | 11 | 25 | 46 | 74 | 107 | 174 | 272 | 403 | 565 | 760 | 984 | 1225 | 1481 | 1749 | 2030 | 2291 | 2533 | 2755 | 2952 | 3125 | 3265 | 3377 | 3461 | 3520 | 3554 | 3576 | 3590 | 3599 | 3607 | 3614 | NPgN | GSP | NPg Planning Scenario | Pure Electric (road vehicles other than vans, cars and motorbikes)
NPg Planning Scenario | Lct_BB003 | Number of | NPgY | BRADFORD WEST | Pure Electric (road vehicles other than vans, cars and motorbikes) | BRAW_1 | 0 | 3 | 10 | 27 | 48 | 77 | 113 | 185 | 292 | 435 | 614 | 830 | 1078 | 1345 | 1628 | 1926 | 2237 | 2526 | 2793 | 3039 | 3257 | 3447 | 3602 | 3724 | 3816 | 3881 | 3917 | 3940 | 3955 | 3965 | 3974 | 3982 | NPgY | GSP | NPg Planning Scenario | Pure Electric (road vehicles other than vans, cars and motorbikes)
NPg Planning Scenario | Lct_BB003 | Number of | NPgY | CAMBLESFORTH | Pure Electric (road vehicles other than vans, cars and motorbikes) | CAMB_01 | 0 | 0 | 1 | 3 | 6 | 9 | 14 | 27 | 50 | 83 | 124 | 175 | 235 | 300 | 368 | 441 | 518 | 589 | 653 | 711 | 762 | 807 | 843 | 871 | 891 | 904 | 909 | 912 | 915 | 917 | 920 | 923 | NPgY | GSP | NPg Planning Scenario | Pure Electric (road vehicles other than vans, cars and motorbikes)
NPg Planning Scenario | Lct_BB003 | Number of | NPgY | CREYKE BECK | Pure Electric (road vehicles other than vans, cars and motorbikes) | CREB_1 | 0 | 2 | 10 | 25 | 44 | 71 | 104 | 182 | 304 | 470 | 681 | 935 | 1231 | 1550 | 1889 | 2247 | 2622 | 2970 | 3287 | 3578 | 3836 | 4061 | 4241 | 4383 | 4490 | 4561 | 4597 | 4617 | 4633 | 4645 | 4657 | 4668 | NPgY | GSP | NPg Planning Scenario | Pure Electric (road vehicles other than vans, cars and motorbikes)
NPg Planning Scenario | Lct_BB003 | Number of | NPgY | DRAX | Pure Electric (road vehicles other than vans, cars and motorbikes) | DRAX_YEDL | 0 | 0 | 2 | 5 | 9 | 15 | 23 | 45 | 79 | 130 | 192 | 269 | 361 | 458 | 562 | 672 | 788 | 894 | 992 | 1079 | 1157 | 1226 | 1279 | 1322 | 1354 | 1374 | 1382 | 1386 | 1391 | 1395 | 1399 | 1403 | NPgY | GSP | NPg Planning Scenario | Pure Electric (road vehicles other than vans, cars and motorbikes)
NPg Planning Scenario | Lct_BB003 | Number of | NPgY | ELLAND | Pure Electric (road vehicles other than vans, cars and motorbikes) | ELLA_1 | 0 | 5 | 23 | 55 | 102 | 161 | 234 | 363 | 546 | 784 | 1076 | 1424 | 1818 | 2242 | 2692 | 3162 | 3650 | 4109 | 4536 | 4932 | 5284 | 5592 | 5844 | 6047 | 6201 | 6314 | 6386 | 6432 | 6463 | 6476 | 6488 | 6499 | NPgY | GSP | NPg Planning Scenario | Pure Electric (road vehicles other than vans, cars and motorbikes)
NPg Planning Scenario | Lct_BB003 | Number of | NPgY | FERRYBRIDGE A | Pure Electric (road vehicles other than vans, cars and motorbikes) | FERRA2 | 0 | 0 | 3 | 8 | 15 | 24 | 35 | 69 | 126 | 205 | 306 | 430 | 576 | 733 | 899 | 1076 | 1263 | 1435 | 1590 | 1732 | 1857 | 1966 | 2053 | 2121 | 2171 | 2203 | 2217 | 2224 | 2230 | 2236 | 2243 | 2249 | NPgY | GSP | NPg Planning Scenario | Pure Electric (road vehicles other than vans, cars and motorbikes)
NPg Planning Scenario | Lct_BB003 | Number of | NPgY | FERRYBRIDGE B | Pure Electric (road vehicles other than vans, cars and motorbikes) | FERRB9 | 0 | 1 | 9 | 21 | 40 | 65 | 94 | 179 | 319 | 513 | 761 | 1062 | 1419 | 1800 | 2205 | 2636 | 3089 | 3506 | 3886 | 4230 | 4536 | 4803 | 5015 | 5181 | 5304 | 5384 | 5419 | 5438 | 5454 | 5469 | 5485 | 5499 | NPgY | GSP | NPg Planning Scenario | Pure Electric (road vehicles other than vans, cars and motorbikes)
NPg Planning Scenario | Lct_BB003 | Number of | NPgY | GRIMSBY WEST | Pure Electric (road vehicles other than vans, cars and motorbikes) | GRIW_1 | 0 | 1 | 6 | 15 | 28 | 45 | 65 | 128 | 230 | 372 | 555 | 778 | 1041 | 1323 | 1623 | 1941 | 2277 | 2586 | 2866 | 3120 | 3346 | 3544 | 3700 | 3823 | 3912 | 3970 | 3996 | 4008 | 4020 | 4031 | 4043 | 4054 | NPgY | GSP | NPg Planning Scenario | Pure Electric (road vehicles other than vans, cars and motorbikes)
NPg Planning Scenario | Lct_BB003 | Number of | NPgY | JORDANTHORPE | Pure Electric (road vehicles other than vans, cars and motorbikes) | JORD_3 | 0 | 0 | 0 | 0 | 0 | 0 | 0 | 1 | 1 | 2 | 3 | 5 | 6 | 8 | 10 | 12 | 14 | 16 | 18 | 19 | 20 | 22 | 23 | 23 | 24 | 24 | 24 | 24 | 25 | 25 | 25 | 25 | NPgY | GSP | NPg Planning Scenario | Pure Electric (road vehicles other than vans, cars and motorbikes)
NPg Planning Scenario | Lct_BB003 | Number of | NPgY | KEADBY | Pure Electric (road vehicles other than vans, cars and motorbikes) | KEAD_YEDL | 0 | 1 | 6 | 15 | 28 | 44 | 64 | 121 | 214 | 341 | 505 | 704 | 939 | 1189 | 1456 | 1739 | 2037 | 2312 | 2561 | 2788 | 2990 | 3166 | 3306 | 3416 | 3497 | 3549 | 3573 | 3586 | 3597 | 3607 | 3616 | 3627 | NPgY | GSP | NPg Planning Scenario | Pure Electric (road vehicles other than vans, cars and motorbikes)
NPg Planning Scenario | Lct_BB003 | Number of | NPgY | KIRKSTALL B | Pure Electric (road vehicles other than vans, cars and motorbikes) | KIRKB1 | 0 | 1 | 8 | 21 | 40 | 63 | 90 | 146 | 229 | 339 | 476 | 639 | 827 | 1028 | 1243 | 1467 | 1702 | 1921 | 2124 | 2310 | 2475 | 2620 | 2737 | 2831 | 2902 | 2952 | 2981 | 2998 | 3011 | 3018 | 3024 | 3030 | NPgY | GSP | NPg Planning Scenario | Pure Electric (road vehicles other than vans, cars and motorbikes)
NPg Planning Scenario | Lct_BB003 | Number of | NPgY | NEEPSEND | Pure Electric (road vehicles other than vans, cars and motorbikes) | NEEP_3 | 0 | 0 | 0 | 1 | 3 | 3 | 5 | 9 | 16 | 26 | 38 | 52 | 69 | 88 | 107 | 129 | 151 | 171 | 190 | 206 | 222 | 234 | 245 | 252 | 259 | 262 | 264 | 265 | 266 | 267 | 267 | 268 | NPgY | GSP | NPg Planning Scenario | Pure Electric (road vehicles other than vans, cars and motorbikes)
NPg Planning Scenario | Lct_BB003 | Number of | NPgY | NORTON LEES | Pure Electric (road vehicles other than vans, cars and motorbikes) | NORL_3 | 0 | 1 | 3 | 7 | 12 | 19 | 28 | 40 | 57 | 77 | 101 | 129 | 159 | 191 | 226 | 261 | 297 | 332 | 366 | 396 | 425 | 449 | 470 | 487 | 500 | 511 | 519 | 525 | 528 | 529 | 529 | 530 | NPgY | GSP | NPg Planning Scenario | Pure Electric (road vehicles other than vans, cars and motorbikes)
NPg Planning Scenario | Lct_BB003 | Number of | NPgY | PITSMOOR 3/4 | Pure Electric (road vehicles other than vans, cars and motorbikes) | PITS_BB_B | 0 | 0 | 0 | 1 | 1 | 2 | 3 | 5 | 9 | 15 | 23 | 32 | 44 | 56 | 68 | 82 | 96 | 109 | 121 | 132 | 141 | 150 | 156 | 161 | 165 | 167 | 168 | 169 | 169 | 170 | 170 | 171 | NPgY | GSP | NPg Planning Scenario | Pure Electric (road vehicles other than vans, cars and motorbikes)
NPg Planning Scenario | Lct_BB003 | Number of | NPgY | SALTEND NORTH | Pure Electric (road vehicles other than vans, cars and motorbikes) | SALT_1 | 0 | 0 | 1 | 4 | 9 | 13 | 19 | 37 | 65 | 105 | 155 | 217 | 289 | 366 | 449 | 537 | 628 | 714 | 791 | 861 | 924 | 978 | 1021 | 1055 | 1080 | 1096 | 1104 | 1107 | 1111 | 1114 | 1117 | 1120 | NPgY | GSP | NPg Planning Scenario | Pure Electric (road vehicles other than vans, cars and motorbikes)
NPg Planning Scenario | Lct_BB003 | Number of | NPgY | SHEFFIELD CITY | Pure Electric (road vehicles other than vans, cars and motorbikes) | SHEC_3 | 0 | 0 | 0 | 1 | 2 | 4 | 5 | 11 | 20 | 33 | 49 | 70 | 94 | 119 | 146 | 175 | 206 | 234 | 259 | 282 | 303 | 321 | 335 | 346 | 354 | 359 | 361 | 362 | 363 | 364 | 365 | 367 | NPgY | GSP | NPg Planning Scenario | Pure Electric (road vehicles other than vans, cars and motorbikes)
NPg Planning Scenario | Lct_BB003 | Number of | NPgY | SKELTON GRANGE | Pure Electric (road vehicles other than vans, cars and motorbikes) | SKLGB1 | 0 | 3 | 13 | 34 | 62 | 99 | 145 | 275 | 486 | 779 | 1153 | 1609 | 2146 | 2720 | 3333 | 3981 | 4664 | 5293 | 5867 | 6386 | 6848 | 7252 | 7571 | 7823 | 8009 | 8128 | 8182 | 8212 | 8237 | 8260 | 8282 | 8304 | NPgY | GSP | NPg Planning Scenario | Pure Electric (road vehicles other than vans, cars and motorbikes)
NPg Planning Scenario | Lct_BB003 | Number of | NPgY | TEMPLEBOROUGH 275/33KV | Pure Electric (road vehicles other than vans, cars and motorbikes) | TEMP_3 | 0 | 0 | 0 | 0 | 1 | 1 | 1 | 3 | 5 | 9 | 13 | 19 | 25 | 32 | 40 | 47 | 56 | 63 | 70 | 76 | 82 | 87 | 91 | 93 | 96 | 97 | 98 | 98 | 98 | 99 | 99 | 99 | NPgY | GSP | NPg Planning Scenario | Pure Electric (road vehicles other than vans, cars and motorbikes)
NPg Planning Scenario | Lct_BB003 | Number of | NPgY | THURCROFT | Pure Electric (road vehicles other than vans, cars and motorbikes) | THUR_6 | 0 | 1 | 5 | 11 | 20 | 32 | 48 | 92 | 164 | 264 | 393 | 550 | 736 | 933 | 1145 | 1368 | 1605 | 1822 | 2019 | 2198 | 2357 | 2496 | 2606 | 2692 | 2756 | 2797 | 2815 | 2824 | 2833 | 2841 | 2848 | 2857 | NPgY | GSP | NPg Planning Scenario | Pure Electric (road vehicles other than vans, cars and motorbikes)
NPg Planning Scenario | Lct_BB003 | Number of | NPgY | WEST MELTON / THORPE MARSH | Pure Electric (road vehicles other than vans, cars and motorbikes) | WMEL_THOM | 0 | 1 | 9 | 23 | 42 | 67 | 98 | 191 | 345 | 560 | 835 | 1170 | 1568 | 1992 | 2444 | 2923 | 3430 | 3894 | 4318 | 4700 | 5040 | 5338 | 5572 | 5757 | 5893 | 5980 | 6017 | 6036 | 6055 | 6072 | 6088 | 6105 | NPgY | GSP | NPg Planning Scenario | Pure Electric (road vehicles other than vans, cars and motorbikes)
NPg Planning Scenario | Lct_BB003 | Number of | NPgY | WEST MELTON SECTION 3 | Pure Electric (road vehicles other than vans, cars and motorbikes) | WMEL_BB3 | 0 | 2 | 9 | 22 | 40 | 65 | 95 | 164 | 272 | 418 | 604 | 827 | 1089 | 1370 | 1667 | 1982 | 2311 | 2616 | 2897 | 3152 | 3379 | 3577 | 3736 | 3862 | 3956 | 4018 | 4051 | 4070 | 4084 | 4095 | 4105 | 4115 | NPgY | GSP | NPg Planning Scenario | Pure Electric (road vehicles other than vans, cars and motorbikes)
NPg Planning Scenario | Lct_BB003 | Number of | NPgY | WINCOBANK | Pure Electric (road vehicles other than vans, cars and motorbikes) | WIBA_3 | 0 | 0 | 0 | 1 | 2 | 3 | 4 | 9 | 16 | 26 | 39 | 55 | 74 | 95 | 116 | 139 | 163 | 186 | 206 | 224 | 240 | 255 | 266 | 275 | 281 | 285 | 287 | 288 | 289 | 289 | 290 | 291 | NPgY | GSP | NPg Planning Scenario | Pure Electric (road vehicles other than vans, cars and motorbikes)
NG FES - Consumer Transformation | Lct_BB005 | Number of | NPgN | BLYTH 66kV | Number of domestic full electric heat pumps | BLYTB1 | 646 | 782 | 963 | 1363 | 1814 | 2304 | 2881 | 3598 | 4518 | 5913 | 7784 | 10085 | 13156 | 16068 | 18944 | 21817 | 24687 | 29006 | 32450 | 35811 | 39079 | 42412 | 46051 | 48961 | 51388 | 53228 | 54658 | 55920 | 57142 | 58337 | 59480 | 60552 | NPgN | GSP | NG FES - Consumer Transformation | Number of domestic full electric heat pumps
NG FES - Consumer Transformation | Lct_BB005 | Number of | NPgN | BLYTH 132kV | Number of domestic full electric heat pumps | BLYTH132 | 260 | 318 | 380 | 502 | 632 | 816 | 1033 | 1327 | 1717 | 2311 | 3087 | 3856 | 4882 | 5777 | 6661 | 7412 | 8027 | 9039 | 9847 | 10770 | 11519 | 12274 | 13105 | 13768 | 14321 | 14770 | 15194 | 15554 | 15852 | 16147 | 16434 | 16707 | NPgN | GSP | NG FES - Consumer Transformation | Number of domestic full electric heat pumps
NG FES - Consumer Transformation | Lct_BB005 | Number of | NPgN | FOURSTONES | Number of domestic full electric heat pumps | FOUR_1 | 64 | 74 | 87 | 114 | 144 | 218 | 306 | 439 | 621 | 902 | 1262 | 1564 | 1969 | 2285 | 2598 | 2848 | 3049 | 3431 | 3712 | 4022 | 4161 | 4293 | 4438 | 4554 | 4651 | 4729 | 4803 | 4867 | 4923 | 4978 | 5031 | 5081 | NPgN | GSP | NG FES - Consumer Transformation | Number of domestic full electric heat pumps
NG FES - Consumer Transformation | Lct_BB005 | Number of | NPgN | HARTMOOR | Number of domestic full electric heat pumps | HARM_6 | 330 | 396 | 489 | 699 | 939 | 1211 | 1531 | 1939 | 2471 | 3284 | 4387 | 5717 | 7493 | 9152 | 10790 | 12409 | 14029 | 16366 | 18235 | 20059 | 21840 | 23640 | 25567 | 27120 | 28423 | 29426 | 30219 | 30927 | 31621 | 32300 | 32951 | 33565 | NPgN | GSP | NG FES - Consumer Transformation | Number of domestic full electric heat pumps
NG FES - Consumer Transformation | Lct_BB005 | Number of | NPgN | HAWTHORN PIT GRID | Number of domestic full electric heat pumps | HAWP_6 | 321 | 396 | 495 | 713 | 958 | 1230 | 1549 | 1950 | 2468 | 3256 | 4319 | 5726 | 7605 | 9428 | 11228 | 13045 | 14863 | 17653 | 19890 | 22082 | 24221 | 26403 | 28784 | 30685 | 32266 | 33484 | 34482 | 35347 | 36144 | 36925 | 37673 | 38377 | NPgN | GSP | NG FES - Consumer Transformation | Number of domestic full electric heat pumps
NG FES - Consumer Transformation | Lct_BB005 | Number of | NPgN | KNARESBOROUGH | Number of domestic full electric heat pumps | KNARE_111 | 481 | 566 | 677 | 918 | 1188 | 1487 | 1838 | 2272 | 2822 | 3644 | 4719 | 6159 | 8081 | 9954 | 11804 | 13646 | 15453 | 18499 | 20913 | 23299 | 25523 | 27791 | 30288 | 32253 | 33869 | 35112 | 36179 | 37077 | 37851 | 38609 | 39335 | 40017 | NPgN | GSP | NG FES - Consumer Transformation | Number of domestic full electric heat pumps
NG FES - Consumer Transformation | Lct_BB005 | Number of | NPgN | LACKENBY | Number of domestic full electric heat pumps | LACK_6 | 487 | 595 | 737 | 1052 | 1407 | 1815 | 2295 | 2908 | 3707 | 4928 | 6575 | 8659 | 11439 | 14095 | 16719 | 19348 | 21969 | 25923 | 29089 | 32195 | 35199 | 38234 | 41495 | 44108 | 46288 | 47986 | 49412 | 50653 | 51796 | 52917 | 53993 | 55010 | NPgN | GSP | NG FES - Consumer Transformation | Number of domestic full electric heat pumps
NG FES - Consumer Transformation | Lct_BB005 | Number of | NPgN | NORTON | Number of domestic full electric heat pumps | NORT_1 | 1451 | 1719 | 2098 | 2960 | 3942 | 5088 | 6437 | 8160 | 10400 | 13814 | 18384 | 23851 | 31149 | 37949 | 44665 | 51236 | 57723 | 67482 | 75241 | 82887 | 90118 | 97441 | 105364 | 111708 | 117009 | 121050 | 124238 | 127057 | 129785 | 132454 | 135009 | 137410 | NPgN | GSP | NG FES - Consumer Transformation | Number of domestic full electric heat pumps
NG FES - Consumer Transformation | Lct_BB005 | Number of | NPgN | OFFERTON | Number of domestic full electric heat pumps | OFFE_3 | 109 | 128 | 162 | 246 | 345 | 459 | 594 | 765 | 989 | 1332 | 1798 | 2482 | 3395 | 4303 | 5199 | 6093 | 6990 | 8399 | 9539 | 10661 | 11759 | 12885 | 14120 | 15106 | 15924 | 16561 | 17098 | 17558 | 17967 | 18369 | 18755 | 19118 | NPgN | GSP | NG FES - Consumer Transformation | Number of domestic full electric heat pumps
NG FES - Consumer Transformation | Lct_BB005 | Number of | NPgN | OSBALDWICK | Number of domestic full electric heat pumps | OSBA_1 | 1042 | 1240 | 1492 | 2041 | 2651 | 3357 | 4187 | 5248 | 6627 | 8732 | 11556 | 14880 | 19317 | 23462 | 27556 | 31550 | 35477 | 41333 | 46010 | 50640 | 55055 | 59561 | 64489 | 68444 | 71754 | 74378 | 76682 | 78670 | 80422 | 82148 | 83815 | 85402 | NPgN | GSP | NG FES - Consumer Transformation | Number of domestic full electric heat pumps
NG FES - Consumer Transformation | Lct_BB005 | Number of | NPgN | POPPLETON | Number of domestic full electric heat pumps | POPP_3 | 140 | 165 | 204 | 296 | 401 | 522 | 664 | 845 | 1081 | 1442 | 1931 | 2542 | 3357 | 4125 | 4885 | 5632 | 6379 | 7476 | 8355 | 9215 | 10054 | 10903 | 11813 | 12545 | 13158 | 13631 | 14016 | 14355 | 14679 | 14996 | 15300 | 15587 | NPgN | GSP | NG FES - Consumer Transformation | Number of domestic full electric heat pumps
NG FES - Consumer Transformation | Lct_BB005 | Number of | NPgN | SALTHOLME | Number of domestic full electric heat pumps | SALH_1 | 6 | 7 | 9 | 13 | 18 | 25 | 32 | 42 | 54 | 74 | 100 | 135 | 182 | 227 | 271 | 316 | 361 | 428 | 482 | 534 | 585 | 637 | 694 | 740 | 778 | 807 | 831 | 852 | 871 | 890 | 908 | 926 | NPgN | GSP | NG FES - Consumer Transformation | Number of domestic full electric heat pumps
NG FES - Consumer Transformation | Lct_BB005 | Number of | NPgN | SOUTH SHIELDS | Number of domestic full electric heat pumps | SSHI_3 | 156 | 185 | 230 | 337 | 461 | 598 | 759 | 960 | 1220 | 1614 | 2145 | 2864 | 3822 | 4751 | 5668 | 6589 | 7508 | 8932 | 10076 | 11193 | 12285 | 13394 | 14592 | 15548 | 16343 | 16959 | 17475 | 17921 | 18327 | 18725 | 19107 | 19467 | NPgN | GSP | NG FES - Consumer Transformation | Number of domestic full electric heat pumps
NG FES - Consumer Transformation | Lct_BB005 | Number of | NPgN | SPADEADAM | Number of domestic full electric heat pumps | KIELD01 and SPAD20 | 27 | 33 | 39 | 51 | 65 | 92 | 124 | 170 | 233 | 329 | 454 | 572 | 729 | 860 | 990 | 1104 | 1205 | 1382 | 1517 | 1656 | 1746 | 1834 | 1932 | 2010 | 2074 | 2126 | 2176 | 2217 | 2252 | 2287 | 2321 | 2352 | NPgN | GSP | NG FES - Consumer Transformation | Number of domestic full electric heat pumps
NG FES - Consumer Transformation | Lct_BB005 | Number of | NPgN | SPENNYMOOR | Number of domestic full electric heat pumps | SPEN_1 | 1054 | 1322 | 1618 | 2208 | 2841 | 3557 | 4399 | 5469 | 6855 | 8965 | 11791 | 15154 | 19643 | 23880 | 28066 | 32224 | 36355 | 42621 | 47601 | 52486 | 57114 | 61829 | 66990 | 71120 | 74568 | 77301 | 79720 | 81796 | 83605 | 85386 | 87107 | 88743 | NPgN | GSP | NG FES - Consumer Transformation | Number of domestic full electric heat pumps
NG FES - Consumer Transformation | Lct_BB005 | Number of | NPgN | STELLA NORTH | Number of domestic full electric heat pumps | STEN_1 | 604 | 706 | 871 | 1267 | 1731 | 2272 | 2908 | 3730 | 4806 | 6461 | 8710 | 11502 | 15228 | 18740 | 22210 | 25658 | 29092 | 34098 | 38121 | 42051 | 45897 | 49819 | 54097 | 57537 | 60422 | 62703 | 64677 | 66390 | 67922 | 69430 | 70886 | 72271 | NPgN | GSP | NG FES - Consumer Transformation | Number of domestic full electric heat pumps
NG FES - Consumer Transformation | Lct_BB005 | Number of | NPgN | STELLA SOUTH | Number of domestic full electric heat pumps | STES_1 | 504 | 613 | 750 | 1048 | 1379 | 1760 | 2209 | 2781 | 3524 | 4658 | 6180 | 8011 | 10454 | 12760 | 15039 | 17292 | 19532 | 22902 | 25593 | 28239 | 30764 | 33333 | 36125 | 38366 | 40238 | 41692 | 42894 | 43944 | 44918 | 45874 | 46793 | 47660 | NPgN | GSP | NG FES - Consumer Transformation | Number of domestic full electric heat pumps
NG FES - Consumer Transformation | Lct_BB005 | Number of | NPgN | TYNEMOUTH | Number of domestic full electric heat pumps | TYNE_1 | 504 | 588 | 728 | 1068 | 1466 | 1900 | 2411 | 3045 | 3858 | 5087 | 6737 | 8955 | 11916 | 14774 | 17596 | 20439 | 23276 | 27678 | 31201 | 34625 | 37975 | 41377 | 45067 | 48002 | 50439 | 52295 | 53789 | 55088 | 56304 | 57494 | 58631 | 59699 | NPgN | GSP | NG FES - Consumer Transformation | Number of domestic full electric heat pumps
NG FES - Consumer Transformation | Lct_BB005 | Number of | NPgN | WEST BOLDON | Number of domestic full electric heat pumps | WBOL_6 | 613 | 730 | 911 | 1340 | 1838 | 2384 | 3026 | 3828 | 4859 | 6423 | 8528 | 11381 | 15189 | 18881 | 22527 | 26208 | 29896 | 35601 | 40173 | 44629 | 48988 | 53409 | 58188 | 61997 | 65160 | 67587 | 69569 | 71289 | 72887 | 74450 | 75947 | 77352 | NPgN | GSP | NG FES - Consumer Transformation | Number of domestic full electric heat pumps
NG FES - Consumer Transformation | Lct_BB005 | Number of | NPgY | BRADFORD WEST | Number of domestic full electric heat pumps | BRAW_1 | 1084 | 1240 | 1545 | 2233 | 3028 | 3942 | 5050 | 6619 | 8521 | 11431 | 15343 | 20413 | 27005 | 33466 | 39848 | 46188 | 52593 | 62237 | 70091 | 77741 | 85131 | 92273 | 99778 | 106795 | 112207 | 116542 | 119496 | 122245 | 125758 | 128462 | 131057 | 133509 | NPgY | GSP | NG FES - Consumer Transformation | Number of domestic full electric heat pumps
NG FES - Consumer Transformation | Lct_BB005 | Number of | NPgY | CAMBLESFORTH | Number of domestic full electric heat pumps | CAMB_01 | 101 | 118 | 145 | 201 | 262 | 333 | 425 | 557 | 718 | 963 | 1290 | 1676 | 2179 | 2657 | 3129 | 3593 | 4002 | 4616 | 5111 | 5649 | 6153 | 6637 | 7144 | 7619 | 7985 | 8279 | 8494 | 8691 | 8934 | 9121 | 9301 | 9471 | NPgY | GSP | NG FES - Consumer Transformation | Number of domestic full electric heat pumps
NG FES - Consumer Transformation | Lct_BB005 | Number of | NPgY | CREYKE BECK | Number of domestic full electric heat pumps | CREB_1 | 1806 | 2062 | 2477 | 3338 | 4299 | 5402 | 6665 | 8401 | 10466 | 13580 | 17705 | 22707 | 29209 | 35452 | 41618 | 47875 | 53995 | 63112 | 70417 | 77737 | 84686 | 91343 | 98274 | 104786 | 109757 | 113727 | 116353 | 118804 | 122052 | 124520 | 126885 | 129108 | NPgY | GSP | NG FES - Consumer Transformation | Number of domestic full electric heat pumps
NG FES - Consumer Transformation | Lct_BB005 | Number of | NPgY | DRAX | Number of domestic full electric heat pumps | DRAX_YEDL | 288 | 329 | 390 | 512 | 645 | 798 | 991 | 1268 | 1604 | 2118 | 2800 | 3480 | 4364 | 5146 | 5918 | 6627 | 7211 | 8044 | 8703 | 9438 | 10104 | 10739 | 11394 | 12018 | 12504 | 12907 | 13223 | 13516 | 13866 | 14145 | 14416 | 14676 | NPgY | GSP | NG FES - Consumer Transformation | Number of domestic full electric heat pumps
NG FES - Consumer Transformation | Lct_BB005 | Number of | NPgY | ELLAND | Number of domestic full electric heat pumps | ELLA_1 | 837 | 963 | 1201 | 1732 | 2342 | 3043 | 3869 | 5023 | 6410 | 8520 | 11345 | 15116 | 20019 | 24868 | 29659 | 34512 | 39485 | 46989 | 53083 | 58993 | 64694 | 70189 | 75953 | 81340 | 85475 | 88765 | 90900 | 92897 | 95542 | 97558 | 99486 | 101298 | NPgY | GSP | NG FES - Consumer Transformation | Number of domestic full electric heat pumps
NG FES - Consumer Transformation | Lct_BB005 | Number of | NPgY | FERRYBRIDGE A | Number of domestic full electric heat pumps | FERRA2 | 497 | 598 | 738 | 1005 | 1293 | 1623 | 2006 | 2544 | 3193 | 4188 | 5529 | 7023 | 8967 | 10791 | 12593 | 14309 | 15945 | 18352 | 20303 | 22235 | 24111 | 25935 | 27841 | 29638 | 31036 | 32181 | 33039 | 33834 | 34793 | 35548 | 36280 | 36980 | NPgY | GSP | NG FES - Consumer Transformation | Number of domestic full electric heat pumps
NG FES - Consumer Transformation | Lct_BB005 | Number of | NPgY | FERRYBRIDGE B | Number of domestic full electric heat pumps | FERRB9 | 752 | 871 | 1084 | 1549 | 2080 | 2690 | 3440 | 4511 | 5816 | 7822 | 10528 | 13667 | 17748 | 21590 | 25384 | 28993 | 32440 | 37543 | 41692 | 45818 | 49798 | 53649 | 57671 | 61451 | 64394 | 66779 | 68388 | 69907 | 71862 | 73401 | 74882 | 76286 | NPgY | GSP | NG FES - Consumer Transformation | Number of domestic full electric heat pumps
NG FES - Consumer Transformation | Lct_BB005 | Number of | NPgY | GRIMSBY WEST | Number of domestic full electric heat pumps | GRIW_1 | 489 | 561 | 684 | 947 | 1243 | 1582 | 1961 | 2475 | 3083 | 3999 | 5214 | 6851 | 8979 | 11097 | 13190 | 15359 | 17549 | 20862 | 23538 | 26177 | 28735 | 31208 | 33802 | 36227 | 38073 | 39540 | 40524 | 41432 | 42614 | 43503 | 44354 | 45154 | NPgY | GSP | NG FES - Consumer Transformation | Number of domestic full electric heat pumps
NG FES - Consumer Transformation | Lct_BB005 | Number of | NPgY | JORDANTHORPE | Number of domestic full electric heat pumps | JORD_3 | 136 | 156 | 198 | 299 | 417 | 553 | 714 | 941 | 1214 | 1631 | 2192 | 2963 | 3965 | 4964 | 5950 | 6950 | 7958 | 9490 | 10737 | 11961 | 13158 | 14321 | 15541 | 16680 | 17552 | 18251 | 18759 | 19223 | 19790 | 20223 | 20640 | 21034 | NPgY | GSP | NG FES - Consumer Transformation | Number of domestic full electric heat pumps
NG FES - Consumer Transformation | Lct_BB005 | Number of | NPgY | KEADBY | Number of domestic full electric heat pumps | KEAD_YEDL | 943 | 1097 | 1327 | 1783 | 2283 | 2857 | 3590 | 4644 | 5925 | 7878 | 10467 | 13285 | 16949 | 20337 | 23683 | 26950 | 29795 | 33996 | 37351 | 41000 | 44339 | 47543 | 50891 | 54043 | 56473 | 58446 | 59931 | 61294 | 62947 | 64229 | 65469 | 66650 | NPgY | GSP | NG FES - Consumer Transformation | Number of domestic full electric heat pumps
NG FES - Consumer Transformation | Lct_BB005 | Number of | NPgY | KIRKSTALL B | Number of domestic full electric heat pumps | KIRKB1 | 497 | 570 | 729 | 1104 | 1544 | 2050 | 2640 | 3465 | 4459 | 5976 | 8024 | 10644 | 14050 | 17353 | 20615 | 23815 | 27068 | 31936 | 35896 | 39705 | 43435 | 47029 | 50775 | 54283 | 56990 | 59154 | 60467 | 61722 | 63458 | 64802 | 66084 | 67286 | NPgY | GSP | NG FES - Consumer Transformation | Number of domestic full electric heat pumps
NG FES - Consumer Transformation | Lct_BB005 | Number of | NPgY | NEEPSEND | Number of domestic full electric heat pumps | NEEP_3 | 224 | 258 | 324 | 470 | 638 | 832 | 1057 | 1372 | 1750 | 2327 | 3103 | 4119 | 5441 | 6738 | 8020 | 9281 | 10567 | 12503 | 14082 | 15608 | 17100 | 18543 | 20058 | 21475 | 22568 | 23445 | 24061 | 24631 | 25347 | 25898 | 26428 | 26930 | NPgY | GSP | NG FES - Consumer Transformation | Number of domestic full electric heat pumps
NG FES - Consumer Transformation | Lct_BB005 | Number of | NPgY | NORTON LEES | Number of domestic full electric heat pumps | NORL_3 | 189 | 220 | 281 | 421 | 584 | 772 | 989 | 1293 | 1658 | 2214 | 2964 | 3998 | 5343 | 6679 | 7999 | 9312 | 10670 | 12724 | 14400 | 16011 | 17595 | 19117 | 20707 | 22192 | 23334 | 24250 | 24921 | 25536 | 26291 | 26869 | 27427 | 27955 | NPgY | GSP | NG FES - Consumer Transformation | Number of domestic full electric heat pumps
NG FES - Consumer Transformation | Lct_BB005 | Number of | NPgY | PITSMOOR 3/4 | Number of domestic full electric heat pumps | PITS_BB_B | 73 | 86 | 111 | 170 | 238 | 316 | 409 | 539 | 697 | 939 | 1266 | 1706 | 2277 | 2841 | 3398 | 3952 | 4519 | 5377 | 6078 | 6753 | 7415 | 8054 | 8723 | 9348 | 9831 | 10218 | 10500 | 10760 | 11078 | 11324 | 11560 | 11785 | NPgY | GSP | NG FES - Consumer Transformation | Number of domestic full electric heat pumps
NG FES - Consumer Transformation | Lct_BB005 | Number of | NPgY | SALTEND NORTH | Number of domestic full electric heat pumps | SALT_1 | 234 | 271 | 329 | 443 | 569 | 714 | 880 | 1109 | 1382 | 1796 | 2347 | 3021 | 3898 | 4746 | 5584 | 6436 | 7278 | 8537 | 9549 | 10553 | 11511 | 12427 | 13380 | 14275 | 14960 | 15510 | 15900 | 16261 | 16717 | 17064 | 17399 | 17716 | NPgY | GSP | NG FES - Consumer Transformation | Number of domestic full electric heat pumps
NG FES - Consumer Transformation | Lct_BB005 | Number of | NPgY | SHEFFIELD CITY | Number of domestic full electric heat pumps | SHEC_3 | 107 | 125 | 159 | 234 | 322 | 423 | 537 | 696 | 885 | 1173 | 1560 | 2073 | 2741 | 3397 | 4045 | 4688 | 5353 | 6352 | 7165 | 7947 | 8714 | 9445 | 10204 | 10913 | 11459 | 11897 | 12193 | 12471 | 12830 | 13106 | 13371 | 13621 | NPgY | GSP | NG FES - Consumer Transformation | Number of domestic full electric heat pumps
NG FES - Consumer Transformation | Lct_BB005 | Number of | NPgY | SKELTON GRANGE | Number of domestic full electric heat pumps | SKLGB1 | 1156 | 1332 | 1706 | 2575 | 3591 | 4759 | 6126 | 8039 | 10346 | 13873 | 18637 | 24809 | 32834 | 40651 | 48373 | 55928 | 63609 | 75128 | 84524 | 93565 | 102436 | 110959 | 119838 | 128150 | 134571 | 139706 | 142889 | 145924 | 150066 | 153273 | 156337 | 159213 | NPgY | GSP | NG FES - Consumer Transformation | Number of domestic full electric heat pumps
NG FES - Consumer Transformation | Lct_BB005 | Number of | NPgY | TEMPLEBOROUGH 275/33KV | Number of domestic full electric heat pumps | TEMP_3 | 12 | 13 | 17 | 27 | 38 | 51 | 68 | 91 | 120 | 164 | 224 | 305 | 411 | 515 | 618 | 720 | 824 | 980 | 1109 | 1232 | 1353 | 1471 | 1595 | 1710 | 1799 | 1871 | 1922 | 1970 | 2028 | 2073 | 2117 | 2158 | NPgY | GSP | NG FES - Consumer Transformation | Number of domestic full electric heat pumps
NG FES - Consumer Transformation | Lct_BB005 | Number of | NPgY | THURCROFT | Number of domestic full electric heat pumps | THUR_6 | 783 | 919 | 1122 | 1527 | 1972 | 2482 | 3046 | 3813 | 4722 | 6092 | 7917 | 10053 | 12830 | 15478 | 18094 | 20716 | 23315 | 27162 | 30250 | 33278 | 36189 | 38978 | 41871 | 44596 | 46686 | 48358 | 49398 | 50389 | 51755 | 52804 | 53807 | 54748 | NPgY | GSP | NG FES - Consumer Transformation | Number of domestic full electric heat pumps
NG FES - Consumer Transformation | Lct_BB005 | Number of | NPgY | WEST MELTON / THORPE MARSH | Number of domestic full electric heat pumps | WMEL_THOM | 1187 | 1426 | 1774 | 2456 | 3200 | 4054 | 5005 | 6308 | 7861 | 10214 | 13367 | 17267 | 22338 | 27273 | 32147 | 37037 | 41933 | 49257 | 55184 | 60968 | 66599 | 72010 | 77639 | 82922 | 86981 | 90244 | 92522 | 94637 | 97330 | 99400 | 101391 | 103274 | NPgY | GSP | NG FES - Consumer Transformation | Number of domestic full electric heat pumps
NG FES - Consumer Transformation | Lct_BB005 | Number of | NPgY | WEST MELTON SECTION 3 | Number of domestic full electric heat pumps | WMEL_BB3 | 1096 | 1295 | 1615 | 2278 | 3019 | 3869 | 4896 | 6356 | 8136 | 10871 | 14570 | 18855 | 24426 | 29691 | 34891 | 39844 | 44672 | 51815 | 57627 | 63307 | 68808 | 74132 | 79695 | 84926 | 89004 | 92322 | 94659 | 96850 | 99594 | 101756 | 103843 | 105828 | NPgY | GSP | NG FES - Consumer Transformation | Number of domestic full electric heat pumps
NG FES - Consumer Transformation | Lct_BB005 | Number of | NPgY | WINCOBANK | Number of domestic full electric heat pumps | WIBA_3 | 36 | 42 | 54 | 81 | 112 | 148 | 190 | 247 | 315 | 420 | 560 | 736 | 965 | 1185 | 1402 | 1615 | 1831 | 2154 | 2415 | 2666 | 2911 | 3145 | 3387 | 3614 | 3789 | 3929 | 4010 | 4089 | 4203 | 4291 | 4374 | 4453 | NPgY | GSP | NG FES - Consumer Transformation | Number of domestic full electric heat pumps
NG FES - Consumer Transformation | Lct_BB006 | Number of | NPgN | BLYTH 66kV | Number of domestic hybrid heat pumps | BLYTB1 | 0 | 0 | 20 | 157 | 310 | 467 | 625 | 811 | 1058 | 1452 | 2082 | 2902 | 4134 | 5830 | 7517 | 9199 | 10877 | 13371 | 15391 | 17428 | 19438 | 21422 | 23606 | 25480 | 27140 | 28547 | 29690 | 30505 | 30568 | 30677 | 30847 | 31088 | NPgN | GSP | NG FES - Consumer Transformation | Number of domestic hybrid heat pumps
NG FES - Consumer Transformation | Lct_BB006 | Number of | NPgN | BLYTH 132kV | Number of domestic hybrid heat pumps | BLYTH132 | 0 | 0 | 2 | 18 | 36 | 105 | 242 | 471 | 775 | 1261 | 1569 | 1969 | 2457 | 3051 | 3642 | 4201 | 4739 | 5521 | 6111 | 6541 | 6968 | 7388 | 7861 | 8257 | 8608 | 8905 | 9146 | 9317 | 9328 | 9348 | 9382 | 9431 | NPgN | GSP | NG FES - Consumer Transformation | Number of domestic hybrid heat pumps
NG FES - Consumer Transformation | Lct_BB006 | Number of | NPgN | FOURSTONES | Number of domestic hybrid heat pumps | FOUR_1 | 0 | 0 | 1 | 4 | 8 | 36 | 93 | 189 | 317 | 522 | 627 | 763 | 919 | 1099 | 1279 | 1445 | 1601 | 1823 | 1986 | 2089 | 2191 | 2288 | 2397 | 2487 | 2566 | 2632 | 2686 | 2725 | 2727 | 2731 | 2738 | 2749 | NPgN | GSP | NG FES - Consumer Transformation | Number of domestic hybrid heat pumps
NG FES - Consumer Transformation | Lct_BB006 | Number of | NPgN | HARTMOOR | Number of domestic hybrid heat pumps | HARM_6 | 0 | 0 | 11 | 84 | 166 | 249 | 331 | 426 | 553 | 755 | 1076 | 1494 | 2132 | 3026 | 3915 | 4804 | 5691 | 7006 | 8071 | 9147 | 10209 | 11255 | 12403 | 13393 | 14269 | 15010 | 15613 | 16043 | 16076 | 16134 | 16224 | 16351 | NPgN | GSP | NG FES - Consumer Transformation | Number of domestic hybrid heat pumps
NG FES - Consumer Transformation | Lct_BB006 | Number of | NPgN | HAWTHORN PIT GRID | Number of domestic hybrid heat pumps | HAWP_6 | 0 | 0 | 10 | 81 | 160 | 241 | 323 | 420 | 549 | 754 | 1128 | 1615 | 2362 | 3403 | 4439 | 5476 | 6512 | 8055 | 9304 | 10565 | 11812 | 13045 | 14403 | 15570 | 16603 | 17478 | 18189 | 18696 | 18735 | 18803 | 18909 | 19059 | NPgN | GSP | NG FES - Consumer Transformation | Number of domestic hybrid heat pumps
NG FES - Consumer Transformation | Lct_BB006 | Number of | NPgN | KNARESBOROUGH | Number of domestic hybrid heat pumps | KNARE_111 | 0 | 0 | 9 | 74 | 145 | 238 | 355 | 516 | 729 | 1071 | 1476 | 2004 | 2765 | 3814 | 4858 | 5889 | 6908 | 8409 | 9610 | 10772 | 11920 | 13050 | 14290 | 15357 | 16301 | 17100 | 17750 | 18213 | 18248 | 18310 | 18406 | 18542 | NPgN | GSP | NG FES - Consumer Transformation | Number of domestic hybrid heat pumps
NG FES - Consumer Transformation | Lct_BB006 | Number of | NPgN | LACKENBY | Number of domestic hybrid heat pumps | LACK_6 | 0 | 0 | 14 | 114 | 224 | 342 | 469 | 624 | 830 | 1159 | 1687 | 2374 | 3409 | 4824 | 6232 | 7636 | 9040 | 11131 | 12822 | 14517 | 16194 | 17852 | 19693 | 21264 | 22654 | 23832 | 24789 | 25471 | 25524 | 25615 | 25757 | 25959 | NPgN | GSP | NG FES - Consumer Transformation | Number of domestic hybrid heat pumps
NG FES - Consumer Transformation | Lct_BB006 | Number of | NPgN | NORTON | Number of domestic hybrid heat pumps | NORT_1 | 0 | 0 | 43 | 340 | 670 | 1045 | 1470 | 2016 | 2743 | 3903 | 5275 | 7061 | 9663 | 13240 | 16799 | 20323 | 23816 | 28975 | 33119 | 37185 | 41191 | 45134 | 49463 | 53189 | 56483 | 59273 | 61540 | 63156 | 63280 | 63495 | 63831 | 64308 | NPgN | GSP | NG FES - Consumer Transformation | Number of domestic hybrid heat pumps
NG FES - Consumer Transformation | Lct_BB006 | Number of | NPgN | OFFERTON | Number of domestic hybrid heat pumps | OFFE_3 | 0 | 0 | 4 | 34 | 67 | 100 | 132 | 166 | 212 | 286 | 488 | 750 | 1174 | 1821 | 2464 | 3113 | 3756 | 4704 | 5471 | 6251 | 7021 | 7780 | 8586 | 9300 | 9932 | 10468 | 10903 | 11213 | 11237 | 11279 | 11344 | 11436 | NPgN | GSP | NG FES - Consumer Transformation | Number of domestic hybrid heat pumps
NG FES - Consumer Transformation | Lct_BB006 | Number of | NPgN | OSBALDWICK | Number of domestic hybrid heat pumps | OSBA_1 | 0 | 0 | 18 | 140 | 276 | 445 | 652 | 930 | 1299 | 1890 | 2741 | 3848 | 5476 | 7737 | 9987 | 12219 | 14431 | 17700 | 20325 | 22899 | 25444 | 27954 | 30697 | 33061 | 35159 | 36936 | 38380 | 39410 | 39488 | 39625 | 39839 | 40143 | NPgN | GSP | NG FES - Consumer Transformation | Number of domestic hybrid heat pumps
NG FES - Consumer Transformation | Lct_BB006 | Number of | NPgN | POPPLETON | Number of domestic hybrid heat pumps | POPP_3 | 0 | 0 | 4 | 35 | 70 | 105 | 140 | 180 | 234 | 320 | 449 | 617 | 873 | 1245 | 1615 | 1984 | 2349 | 2887 | 3321 | 3758 | 4188 | 4610 | 5066 | 5464 | 5817 | 6115 | 6358 | 6530 | 6544 | 6567 | 6603 | 6654 | NPgN | GSP | NG FES - Consumer Transformation | Number of domestic hybrid heat pumps
NG FES - Consumer Transformation | Lct_BB006 | Number of | NPgN | SALTHOLME | Number of domestic hybrid heat pumps | SALH_1 | 0 | 0 | 0 | 2 | 4 | 5 | 7 | 9 | 11 | 15 | 20 | 25 | 34 | 46 | 57 | 69 | 80 | 98 | 112 | 126 | 140 | 153 | 169 | 182 | 193 | 203 | 211 | 217 | 217 | 218 | 219 | 221 | NPgN | GSP | NG FES - Consumer Transformation | Number of domestic hybrid heat pumps
NG FES - Consumer Transformation | Lct_BB006 | Number of | NPgN | SOUTH SHIELDS | Number of domestic hybrid heat pumps | SSHI_3 | 0 | 0 | 5 | 40 | 78 | 116 | 153 | 194 | 248 | 335 | 533 | 791 | 1202 | 1795 | 2385 | 2978 | 3571 | 4452 | 5166 | 5893 | 6612 | 7321 | 8088 | 8756 | 9348 | 9849 | 10257 | 10548 | 10571 | 10610 | 10670 | 10756 | NPgN | GSP | NG FES - Consumer Transformation | Number of domestic hybrid heat pumps
NG FES - Consumer Transformation | Lct_BB006 | Number of | NPgN | SPADEADAM | Number of domestic hybrid heat pumps | KIELD01 and SPAD20 | 0 | 0 | 0 | 2 | 3 | 11 | 27 | 54 | 89 | 146 | 177 | 217 | 265 | 321 | 377 | 429 | 479 | 550 | 603 | 641 | 678 | 714 | 755 | 789 | 818 | 843 | 864 | 878 | 879 | 881 | 883 | 888 | NPgN | GSP | NG FES - Consumer Transformation | Number of domestic hybrid heat pumps
NG FES - Consumer Transformation | Lct_BB006 | Number of | NPgN | SPENNYMOOR | Number of domestic hybrid heat pumps | SPEN_1 | 0 | 0 | 16 | 130 | 255 | 407 | 586 | 822 | 1135 | 1636 | 2415 | 3430 | 4917 | 6941 | 8954 | 10952 | 12941 | 15892 | 18270 | 20630 | 22966 | 25274 | 27837 | 30020 | 31955 | 33594 | 34926 | 35875 | 35948 | 36075 | 36273 | 36553 | NPgN | GSP | NG FES - Consumer Transformation | Number of domestic hybrid heat pumps
NG FES - Consumer Transformation | Lct_BB006 | Number of | NPgN | STELLA NORTH | Number of domestic hybrid heat pumps | STEN_1 | 0 | 0 | 14 | 114 | 225 | 338 | 449 | 575 | 743 | 1011 | 1559 | 2272 | 3387 | 4975 | 6555 | 8140 | 9725 | 12080 | 13988 | 15927 | 17844 | 19737 | 21810 | 23600 | 25185 | 26527 | 27618 | 28396 | 28456 | 28561 | 28723 | 28953 | NPgN | GSP | NG FES - Consumer Transformation | Number of domestic hybrid heat pumps
NG FES - Consumer Transformation | Lct_BB006 | Number of | NPgN | STELLA SOUTH | Number of domestic hybrid heat pumps | STES_1 | 0 | 0 | 13 | 103 | 204 | 315 | 438 | 591 | 796 | 1123 | 1657 | 2353 | 3392 | 4830 | 6262 | 7687 | 9106 | 11210 | 12908 | 14606 | 16284 | 17940 | 19756 | 21317 | 22702 | 23875 | 24828 | 25508 | 25561 | 25652 | 25793 | 25994 | NPgN | GSP | NG FES - Consumer Transformation | Number of domestic hybrid heat pumps
NG FES - Consumer Transformation | Lct_BB006 | Number of | NPgN | TYNEMOUTH | Number of domestic hybrid heat pumps | TYNE_1 | 0 | 0 | 17 | 137 | 271 | 402 | 528 | 669 | 857 | 1156 | 1647 | 2286 | 3274 | 4681 | 6081 | 7482 | 8879 | 10949 | 12626 | 14331 | 16011 | 17665 | 19468 | 21032 | 22414 | 23585 | 24536 | 25215 | 25267 | 25359 | 25500 | 25701 | NPgN | GSP | NG FES - Consumer Transformation | Number of domestic hybrid heat pumps
NG FES - Consumer Transformation | Lct_BB006 | Number of | NPgN | WEST BOLDON | Number of domestic hybrid heat pumps | WBOL_6 | 0 | 0 | 22 | 173 | 342 | 508 | 668 | 847 | 1085 | 1465 | 2214 | 3187 | 4719 | 6894 | 9058 | 11232 | 13408 | 16647 | 19275 | 21950 | 24594 | 27205 | 30070 | 32543 | 34729 | 36581 | 38086 | 39160 | 39243 | 39387 | 39612 | 39929 | NPgN | GSP | NG FES - Consumer Transformation | Number of domestic hybrid heat pumps
NG FES - Consumer Transformation | Lct_BB006 | Number of | NPgY | BRADFORD WEST | Number of domestic hybrid heat pumps | BRAW_1 | 0 | 0 | 32 | 251 | 494 | 756 | 1034 | 1401 | 1863 | 2602 | 3885 | 5554 | 8058 | 11585 | 15259 | 18930 | 22573 | 27879 | 32187 | 36548 | 40854 | 45095 | 49484 | 53465 | 56986 | 59968 | 62391 | 64182 | 64314 | 64546 | 64906 | 65417 | NPgY | GSP | NG FES - Consumer Transformation | Number of domestic hybrid heat pumps
NG FES - Consumer Transformation | Lct_BB006 | Number of | NPgY | CAMBLESFORTH | Number of domestic hybrid heat pumps | CAMB_01 | 0 | 0 | 2 | 14 | 28 | 57 | 103 | 179 | 275 | 429 | 559 | 729 | 951 | 1263 | 1559 | 1846 | 2127 | 2533 | 2861 | 3135 | 3405 | 3672 | 3954 | 4205 | 4427 | 4615 | 4768 | 4881 | 4889 | 4903 | 4925 | 4957 | NPgY | GSP | NG FES - Consumer Transformation | Number of domestic hybrid heat pumps
NG FES - Consumer Transformation | Lct_BB006 | Number of | NPgY | CREYKE BECK | Number of domestic hybrid heat pumps | CREB_1 | 0 | 0 | 37 | 292 | 574 | 929 | 1366 | 2002 | 2802 | 4082 | 5590 | 7553 | 10321 | 14220 | 17959 | 21655 | 25324 | 30683 | 35054 | 39243 | 43382 | 47466 | 51828 | 55678 | 59087 | 61973 | 64320 | 66052 | 66180 | 66402 | 66750 | 67244 | NPgY | GSP | NG FES - Consumer Transformation | Number of domestic hybrid heat pumps
NG FES - Consumer Transformation | Lct_BB006 | Number of | NPgY | DRAX | Number of domestic hybrid heat pumps | DRAX_YEDL | 0 | 0 | 3 | 22 | 43 | 90 | 168 | 298 | 463 | 725 | 927 | 1190 | 1522 | 1990 | 2406 | 2807 | 3198 | 3764 | 4223 | 4586 | 4945 | 5299 | 5685 | 6020 | 6316 | 6567 | 6770 | 6921 | 6931 | 6950 | 6980 | 7022 | NPgY | GSP | NG FES - Consumer Transformation | Number of domestic hybrid heat pumps
NG FES - Consumer Transformation | Lct_BB006 | Number of | NPgY | ELLAND | Number of domestic hybrid heat pumps | ELLA_1 | 0 | 0 | 28 | 217 | 429 | 647 | 871 | 1157 | 1518 | 2094 | 3077 | 4355 | 6276 | 8981 | 11791 | 14600 | 17389 | 21455 | 24757 | 28120 | 31438 | 34705 | 38095 | 41162 | 43875 | 46172 | 48039 | 49419 | 49521 | 49700 | 49978 | 50372 | NPgY | GSP | NG FES - Consumer Transformation | Number of domestic hybrid heat pumps
NG FES - Consumer Transformation | Lct_BB006 | Number of | NPgY | FERRYBRIDGE A | Number of domestic hybrid heat pumps | FERRA2 | 0 | 0 | 7 | 52 | 102 | 165 | 242 | 354 | 495 | 720 | 1059 | 1501 | 2130 | 3017 | 3856 | 4687 | 5517 | 6733 | 7731 | 8707 | 9676 | 10633 | 11672 | 12579 | 13383 | 14064 | 14617 | 15026 | 15056 | 15109 | 15191 | 15307 | NPgY | GSP | NG FES - Consumer Transformation | Number of domestic hybrid heat pumps
NG FES - Consumer Transformation | Lct_BB006 | Number of | NPgY | FERRYBRIDGE B | Number of domestic hybrid heat pumps | FERRB9 | 0 | 0 | 19 | 154 | 304 | 480 | 687 | 979 | 1347 | 1936 | 2696 | 3686 | 5109 | 7112 | 9058 | 10990 | 12911 | 15720 | 18013 | 20248 | 22456 | 24635 | 26956 | 29011 | 30831 | 32372 | 33625 | 34550 | 34618 | 34737 | 34923 | 35187 | NPgY | GSP | NG FES - Consumer Transformation | Number of domestic hybrid heat pumps
NG FES - Consumer Transformation | Lct_BB006 | Number of | NPgY | GRIMSBY WEST | Number of domestic hybrid heat pumps | GRIW_1 | 0 | 0 | 12 | 91 | 180 | 282 | 400 | 564 | 771 | 1102 | 1559 | 2154 | 3015 | 4229 | 5438 | 6638 | 7830 | 9569 | 10986 | 12378 | 13754 | 15111 | 16544 | 17821 | 18952 | 19910 | 20689 | 21264 | 21306 | 21380 | 21496 | 21660 | NPgY | GSP | NG FES - Consumer Transformation | Number of domestic hybrid heat pumps
NG FES - Consumer Transformation | Lct_BB006 | Number of | NPgY | JORDANTHORPE | Number of domestic hybrid heat pumps | JORD_3 | 0 | 0 | 4 | 29 | 57 | 90 | 127 | 179 | 245 | 349 | 496 | 686 | 965 | 1356 | 1753 | 2148 | 2540 | 3111 | 3576 | 4033 | 4484 | 4930 | 5402 | 5822 | 6194 | 6509 | 6765 | 6954 | 6968 | 6993 | 7031 | 7084 | NPgY | GSP | NG FES - Consumer Transformation | Number of domestic hybrid heat pumps
NG FES - Consumer Transformation | Lct_BB006 | Number of | NPgY | KEADBY | Number of domestic hybrid heat pumps | KEAD_YEDL | 0 | 0 | 12 | 98 | 193 | 395 | 725 | 1272 | 1962 | 3065 | 4002 | 5223 | 6804 | 9032 | 11040 | 12985 | 14893 | 17667 | 19923 | 21797 | 23655 | 25489 | 27483 | 29216 | 30753 | 32053 | 33110 | 33889 | 33945 | 34044 | 34199 | 34420 | NPgY | GSP | NG FES - Consumer Transformation | Number of domestic hybrid heat pumps
NG FES - Consumer Transformation | Lct_BB006 | Number of | NPgY | KIRKSTALL B | Number of domestic hybrid heat pumps | KIRKB1 | 0 | 0 | 22 | 170 | 335 | 491 | 632 | 798 | 1006 | 1339 | 1875 | 2573 | 3628 | 5115 | 6627 | 8141 | 9653 | 11863 | 13665 | 15535 | 17376 | 19189 | 21097 | 22802 | 24311 | 25589 | 26627 | 27395 | 27452 | 27551 | 27706 | 27925 | NPgY | GSP | NG FES - Consumer Transformation | Number of domestic hybrid heat pumps
NG FES - Consumer Transformation | Lct_BB006 | Number of | NPgY | NEEPSEND | Number of domestic hybrid heat pumps | NEEP_3 | 0 | 0 | 6 | 46 | 92 | 137 | 181 | 236 | 305 | 415 | 666 | 992 | 1498 | 2211 | 2976 | 3744 | 4508 | 5621 | 6524 | 7453 | 8371 | 9275 | 10204 | 11053 | 11804 | 12440 | 12956 | 13338 | 13367 | 13416 | 13493 | 13602 | NPgY | GSP | NG FES - Consumer Transformation | Number of domestic hybrid heat pumps
NG FES - Consumer Transformation | Lct_BB006 | Number of | NPgY | NORTON LEES | Number of domestic hybrid heat pumps | NORL_3 | 0 | 0 | 5 | 39 | 77 | 114 | 148 | 187 | 237 | 316 | 508 | 759 | 1153 | 1709 | 2325 | 2944 | 3558 | 4451 | 5174 | 5923 | 6662 | 7390 | 8134 | 8816 | 9419 | 9930 | 10345 | 10652 | 10675 | 10715 | 10777 | 10864 | NPgY | GSP | NG FES - Consumer Transformation | Number of domestic hybrid heat pumps
NG FES - Consumer Transformation | Lct_BB006 | Number of | NPgY | PITSMOOR 3/4 | Number of domestic hybrid heat pumps | PITS_BB_B | 0 | 0 | 2 | 18 | 35 | 51 | 66 | 83 | 105 | 140 | 244 | 380 | 597 | 904 | 1221 | 1542 | 1865 | 2340 | 2728 | 3133 | 3535 | 3932 | 4353 | 4728 | 5060 | 5342 | 5570 | 5739 | 5752 | 5774 | 5808 | 5856 | NPgY | GSP | NG FES - Consumer Transformation | Number of domestic hybrid heat pumps
NG FES - Consumer Transformation | Lct_BB006 | Number of | NPgY | SALTEND NORTH | Number of domestic hybrid heat pumps | SALT_1 | 0 | 0 | 4 | 33 | 65 | 104 | 152 | 222 | 310 | 450 | 645 | 899 | 1263 | 1777 | 2272 | 2764 | 3254 | 3971 | 4557 | 5131 | 5698 | 6259 | 6860 | 7389 | 7858 | 8255 | 8578 | 8817 | 8834 | 8865 | 8913 | 8981 | NPgY | GSP | NG FES - Consumer Transformation | Number of domestic hybrid heat pumps
NG FES - Consumer Transformation | Lct_BB006 | Number of | NPgY | SHEFFIELD CITY | Number of domestic hybrid heat pumps | SHEC_3 | 0 | 0 | 3 | 27 | 54 | 79 | 103 | 130 | 164 | 219 | 341 | 499 | 746 | 1095 | 1459 | 1826 | 2193 | 2728 | 3165 | 3618 | 4065 | 4506 | 4964 | 5379 | 5746 | 6057 | 6309 | 6496 | 6510 | 6534 | 6571 | 6625 | NPgY | GSP | NG FES - Consumer Transformation | Number of domestic hybrid heat pumps
NG FES - Consumer Transformation | Lct_BB006 | Number of | NPgY | SKELTON GRANGE | Number of domestic hybrid heat pumps | SKLGB1 | 0 | 0 | 49 | 390 | 769 | 1127 | 1453 | 1834 | 2315 | 3083 | 4438 | 6203 | 8899 | 12697 | 16670 | 20654 | 24618 | 30403 | 35103 | 39976 | 44773 | 49496 | 54397 | 58830 | 62751 | 66072 | 68771 | 70765 | 70914 | 71172 | 71575 | 72144 | NPgY | GSP | NG FES - Consumer Transformation | Number of domestic hybrid heat pumps
NG FES - Consumer Transformation | Lct_BB006 | Number of | NPgY | TEMPLEBOROUGH 275/33KV | Number of domestic hybrid heat pumps | TEMP_3 | 0 | 0 | 0 | 3 | 6 | 9 | 11 | 14 | 18 | 23 | 35 | 49 | 72 | 104 | 136 | 168 | 201 | 249 | 288 | 329 | 369 | 409 | 452 | 489 | 523 | 551 | 574 | 591 | 592 | 594 | 598 | 603 | NPgY | GSP | NG FES - Consumer Transformation | Number of domestic hybrid heat pumps
NG FES - Consumer Transformation | Lct_BB006 | Number of | NPgY | THURCROFT | Number of domestic hybrid heat pumps | THUR_6 | 0 | 0 | 18 | 144 | 284 | 436 | 601 | 822 | 1100 | 1544 | 2175 | 2995 | 4174 | 5835 | 7406 | 8965 | 10526 | 12814 | 14689 | 16563 | 18414 | 20242 | 22213 | 23939 | 25469 | 26764 | 27817 | 28595 | 28652 | 28753 | 28909 | 29131 | NPgY | GSP | NG FES - Consumer Transformation | Number of domestic hybrid heat pumps
NG FES - Consumer Transformation | Lct_BB006 | Number of | NPgY | WEST MELTON / THORPE MARSH | Number of domestic hybrid heat pumps | WMEL_THOM | 0 | 0 | 24 | 193 | 381 | 585 | 804 | 1095 | 1463 | 2051 | 3038 | 4323 | 6211 | 8870 | 11467 | 14056 | 16644 | 20435 | 23537 | 26662 | 29754 | 32808 | 36078 | 38962 | 41518 | 43682 | 45441 | 46741 | 46837 | 47005 | 47267 | 47637 | NPgY | GSP | NG FES - Consumer Transformation | Number of domestic hybrid heat pumps
NG FES - Consumer Transformation | Lct_BB006 | Number of | NPgY | WEST MELTON SECTION 3 | Number of domestic hybrid heat pumps | WMEL_BB3 | 0 | 0 | 24 | 187 | 368 | 567 | 781 | 1068 | 1429 | 2007 | 2998 | 4288 | 6198 | 8889 | 11543 | 14192 | 16839 | 20717 | 23888 | 27088 | 30254 | 33381 | 36710 | 39661 | 42275 | 44488 | 46287 | 47616 | 47715 | 47886 | 48154 | 48533 | NPgY | GSP | NG FES - Consumer Transformation | Number of domestic hybrid heat pumps
NG FES - Consumer Transformation | Lct_BB006 | Number of | NPgY | WINCOBANK | Number of domestic hybrid heat pumps | WIBA_3 | 0 | 0 | 2 | 13 | 25 | 37 | 48 | 60 | 76 | 101 | 142 | 196 | 277 | 393 | 507 | 621 | 736 | 905 | 1043 | 1186 | 1328 | 1467 | 1616 | 1748 | 1864 | 1963 | 2043 | 2102 | 2107 | 2114 | 2126 | 2143 | NPgY | GSP | NG FES - Consumer Transformation | Number of domestic hybrid heat pumps
NG FES - Consumer Transformation | Lct_BB003a_NPgSubComponent | Number of | NPgN | BLYTH 66kV | Number of electric buses | BLYTB1 | 0 | 1 | 2 | 3 | 5 | 7 | 9 | 12 | 16 | 20 | 26 | 32 | 41 | 51 | 63 | 77 | 94 | 112 | 131 | 153 | 174 | 196 | 218 | 239 | 258 | 277 | 293 | 308 | 321 | 321 | 315 | 307 | NPgN | GSP | NG FES - Consumer Transformation | Number of electric buses
NG FES - Consumer Transformation | Lct_BB003a_NPgSubComponent | Number of | NPgN | BLYTH 132kV | Number of electric buses | BLYTH132 | 0 | 0 | 1 | 1 | 2 | 2 | 3 | 4 | 6 | 7 | 9 | 12 | 15 | 18 | 23 | 28 | 34 | 40 | 48 | 55 | 63 | 71 | 79 | 86 | 93 | 100 | 106 | 111 | 116 | 116 | 114 | 111 | NPgN | GSP | NG FES - Consumer Transformation | Number of electric buses
NG FES - Consumer Transformation | Lct_BB003a_NPgSubComponent | Number of | NPgN | FOURSTONES | Number of electric buses | FOUR_1 | 0 | 0 | 0 | 0 | 0 | 1 | 1 | 1 | 1 | 2 | 2 | 3 | 4 | 5 | 6 | 7 | 9 | 10 | 12 | 14 | 16 | 18 | 20 | 22 | 24 | 26 | 27 | 28 | 30 | 30 | 29 | 28 | NPgN | GSP | NG FES - Consumer Transformation | Number of electric buses
NG FES - Consumer Transformation | Lct_BB003a_NPgSubComponent | Number of | NPgN | HARTMOOR | Number of electric buses | HARM_6 | 0 | 0 | 0 | 0 | 0 | 1 | 1 | 1 | 1 | 2 | 2 | 3 | 4 | 5 | 6 | 7 | 9 | 11 | 13 | 15 | 17 | 19 | 21 | 23 | 25 | 27 | 28 | 30 | 31 | 31 | 30 | 29 | NPgN | GSP | NG FES - Consumer Transformation | Number of electric buses
NG FES - Consumer Transformation | Lct_BB003a_NPgSubComponent | Number of | NPgN | HAWTHORN PIT GRID | Number of electric buses | HAWP_6 | 0 | 0 | 0 | 0 | 1 | 1 | 1 | 1 | 2 | 2 | 3 | 4 | 5 | 6 | 7 | 9 | 10 | 12 | 15 | 17 | 19 | 22 | 24 | 26 | 29 | 31 | 32 | 34 | 36 | 36 | 35 | 34 | NPgN | GSP | NG FES - Consumer Transformation | Number of electric buses
NG FES - Consumer Transformation | Lct_BB003a_NPgSubComponent | Number of | NPgN | KNARESBOROUGH | Number of electric buses | KNARE_111 | 0 | 0 | 1 | 1 | 2 | 3 | 4 | 5 | 6 | 8 | 10 | 13 | 17 | 21 | 26 | 32 | 38 | 46 | 54 | 63 | 71 | 80 | 89 | 98 | 106 | 113 | 120 | 126 | 131 | 132 | 129 | 126 | NPgN | GSP | NG FES - Consumer Transformation | Number of electric buses
NG FES - Consumer Transformation | Lct_BB003a_NPgSubComponent | Number of | NPgN | LACKENBY | Number of electric buses | LACK_6 | 0 | 0 | 1 | 1 | 2 | 2 | 3 | 4 | 5 | 7 | 9 | 11 | 14 | 18 | 22 | 27 | 33 | 39 | 46 | 53 | 61 | 69 | 76 | 84 | 91 | 97 | 103 | 108 | 112 | 113 | 110 | 108 | NPgN | GSP | NG FES - Consumer Transformation | Number of electric buses
NG FES - Consumer Transformation | Lct_BB003a_NPgSubComponent | Number of | NPgN | NORTON | Number of electric buses | NORT_1 | 0 | 3 | 5 | 8 | 12 | 17 | 23 | 30 | 39 | 51 | 65 | 82 | 103 | 129 | 160 | 196 | 237 | 283 | 333 | 386 | 442 | 497 | 552 | 605 | 654 | 700 | 743 | 779 | 812 | 813 | 797 | 777 | NPgN | GSP | NG FES - Consumer Transformation | Number of electric buses
NG FES - Consumer Transformation | Lct_BB003a_NPgSubComponent | Number of | NPgN | OFFERTON | Number of electric buses | OFFE_3 | 0 | 1 | 1 | 2 | 3 | 4 | 5 | 7 | 9 | 11 | 14 | 18 | 23 | 28 | 35 | 43 | 52 | 62 | 73 | 84 | 97 | 109 | 121 | 132 | 143 | 153 | 162 | 170 | 178 | 178 | 174 | 170 | NPgN | GSP | NG FES - Consumer Transformation | Number of electric buses
NG FES - Consumer Transformation | Lct_BB003a_NPgSubComponent | Number of | NPgN | OSBALDWICK | Number of electric buses | OSBA_1 | 0 | 2 | 4 | 6 | 8 | 11 | 16 | 21 | 27 | 35 | 45 | 57 | 72 | 89 | 111 | 136 | 164 | 196 | 230 | 267 | 306 | 344 | 382 | 419 | 453 | 485 | 514 | 539 | 562 | 563 | 552 | 538 | NPgN | GSP | NG FES - Consumer Transformation | Number of electric buses
NG FES - Consumer Transformation | Lct_BB003a_NPgSubComponent | Number of | NPgN | POPPLETON | Number of electric buses | POPP_3 | 0 | 0 | 0 | 1 | 1 | 1 | 2 | 2 | 3 | 4 | 5 | 7 | 8 | 11 | 13 | 16 | 19 | 23 | 27 | 32 | 36 | 41 | 45 | 49 | 53 | 57 | 61 | 64 | 66 | 66 | 65 | 63 | NPgN | GSP | NG FES - Consumer Transformation | Number of electric buses
NG FES - Consumer Transformation | Lct_BB003a_NPgSubComponent | Number of | NPgN | SALTHOLME | Number of electric buses | SALH_1 | 0 | 0 | 0 | 0 | 0 | 0 | 0 | 0 | 0 | 0 | 0 | 0 | 0 | 0 | 0 | 0 | 0 | 0 | 0 | 0 | 0 | 0 | 0 | 0 | 0 | 0 | 0 | 0 | 0 | 0 | 0 | 0 | NPgN | GSP | NG FES - Consumer Transformation | Number of electric buses
NG FES - Consumer Transformation | Lct_BB003a_NPgSubComponent | Number of | NPgN | SOUTH SHIELDS | Number of electric buses | SSHI_3 | 0 | 2 | 5 | 7 | 10 | 14 | 20 | 26 | 34 | 44 | 57 | 72 | 90 | 113 | 140 | 171 | 207 | 247 | 291 | 338 | 386 | 435 | 483 | 529 | 572 | 613 | 650 | 681 | 711 | 711 | 697 | 679 | NPgN | GSP | NG FES - Consumer Transformation | Number of electric buses
NG FES - Consumer Transformation | Lct_BB003a_NPgSubComponent | Number of | NPgN | SPADEADAM | Number of electric buses | KIELD01 and SPAD20 | 0 | 0 | 0 | 0 | 0 | 0 | 0 | 0 | 0 | 0 | 0 | 0 | 0 | 0 | 0 | 0 | 0 | 0 | 0 | 0 | 0 | 0 | 0 | 0 | 0 | 0 | 0 | 0 | 0 | 0 | 0 | 0 | NPgN | GSP | NG FES - Consumer Transformation | Number of electric buses
NG FES - Consumer Transformation | Lct_BB003a_NPgSubComponent | Number of | NPgN | SPENNYMOOR | Number of electric buses | SPEN_1 | 0 | 1 | 1 | 2 | 3 | 4 | 6 | 8 | 10 | 13 | 16 | 20 | 26 | 32 | 40 | 49 | 59 | 70 | 83 | 96 | 110 | 124 | 138 | 151 | 163 | 175 | 185 | 194 | 202 | 203 | 199 | 194 | NPgN | GSP | NG FES - Consumer Transformation | Number of electric buses
NG FES - Consumer Transformation | Lct_BB003a_NPgSubComponent | Number of | NPgN | STELLA NORTH | Number of electric buses | STEN_1 | 0 | 4 | 7 | 11 | 16 | 23 | 31 | 42 | 54 | 70 | 89 | 113 | 143 | 178 | 221 | 270 | 327 | 390 | 459 | 533 | 609 | 685 | 761 | 834 | 901 | 966 | 1024 | 1074 | 1120 | 1121 | 1099 | 1071 | NPgN | GSP | NG FES - Consumer Transformation | Number of electric buses
NG FES - Consumer Transformation | Lct_BB003a_NPgSubComponent | Number of | NPgN | STELLA SOUTH | Number of electric buses | STES_1 | 0 | 1 | 3 | 4 | 6 | 8 | 11 | 15 | 19 | 25 | 32 | 40 | 51 | 63 | 78 | 96 | 116 | 138 | 162 | 189 | 216 | 243 | 269 | 295 | 319 | 342 | 363 | 380 | 397 | 397 | 389 | 379 | NPgN | GSP | NG FES - Consumer Transformation | Number of electric buses
NG FES - Consumer Transformation | Lct_BB003a_NPgSubComponent | Number of | NPgN | TYNEMOUTH | Number of electric buses | TYNE_1 | 0 | 0 | 1 | 1 | 2 | 3 | 4 | 5 | 7 | 8 | 11 | 14 | 17 | 22 | 27 | 33 | 40 | 47 | 56 | 65 | 74 | 83 | 92 | 101 | 110 | 117 | 125 | 131 | 136 | 136 | 134 | 130 | NPgN | GSP | NG FES - Consumer Transformation | Number of electric buses
NG FES - Consumer Transformation | Lct_BB003a_NPgSubComponent | Number of | NPgN | WEST BOLDON | Number of electric buses | WBOL_6 | 0 | 4 | 7 | 11 | 15 | 21 | 29 | 39 | 51 | 65 | 83 | 105 | 133 | 166 | 205 | 251 | 304 | 363 | 427 | 496 | 566 | 638 | 708 | 776 | 839 | 898 | 953 | 999 | 1042 | 1043 | 1022 | 997 | NPgN | GSP | NG FES - Consumer Transformation | Number of electric buses
NG FES - Consumer Transformation | Lct_BB003a_NPgSubComponent | Number of | NPgY | BRADFORD WEST | Number of electric buses | BRAW_1 | 0 | 7 | 11 | 16 | 21 | 28 | 37 | 49 | 64 | 82 | 105 | 133 | 168 | 209 | 259 | 317 | 384 | 458 | 539 | 626 | 715 | 805 | 894 | 980 | 1059 | 1135 | 1203 | 1262 | 1316 | 1317 | 1291 | 1259 | NPgY | GSP | NG FES - Consumer Transformation | Number of electric buses
NG FES - Consumer Transformation | Lct_BB003a_NPgSubComponent | Number of | NPgY | CAMBLESFORTH | Number of electric buses | CAMB_01 | 0 | 0 | 0 | 0 | 0 | 0 | 0 | 0 | 0 | 0 | 0 | 0 | 0 | 0 | 0 | 0 | 0 | 0 | 0 | 0 | 0 | 0 | 0 | 0 | 0 | 0 | 0 | 0 | 0 | 0 | 0 | 0 | NPgY | GSP | NG FES - Consumer Transformation | Number of electric buses
NG FES - Consumer Transformation | Lct_BB003a_NPgSubComponent | Number of | NPgY | CREYKE BECK | Number of electric buses | CREB_1 | 0 | 4 | 7 | 10 | 14 | 19 | 25 | 32 | 42 | 54 | 69 | 87 | 110 | 137 | 170 | 208 | 252 | 301 | 354 | 411 | 469 | 528 | 587 | 643 | 695 | 744 | 790 | 828 | 864 | 864 | 847 | 826 | NPgY | GSP | NG FES - Consumer Transformation | Number of electric buses
NG FES - Consumer Transformation | Lct_BB003a_NPgSubComponent | Number of | NPgY | DRAX | Number of electric buses | DRAX_YEDL | 0 | 0 | 0 | 1 | 1 | 1 | 2 | 2 | 3 | 4 | 5 | 6 | 7 | 9 | 11 | 14 | 17 | 20 | 23 | 27 | 31 | 35 | 39 | 42 | 46 | 49 | 52 | 55 | 57 | 57 | 56 | 55 | NPgY | GSP | NG FES - Consumer Transformation | Number of electric buses
NG FES - Consumer Transformation | Lct_BB003a_NPgSubComponent | Number of | NPgY | ELLAND | Number of electric buses | ELLA_1 | 0 | 17 | 28 | 40 | 54 | 73 | 96 | 127 | 164 | 211 | 269 | 342 | 431 | 539 | 667 | 816 | 988 | 1178 | 1386 | 1609 | 1839 | 2071 | 2299 | 2519 | 2724 | 2918 | 3094 | 3245 | 3385 | 3388 | 3319 | 3237 | NPgY | GSP | NG FES - Consumer Transformation | Number of electric buses
NG FES - Consumer Transformation | Lct_BB003a_NPgSubComponent | Number of | NPgY | FERRYBRIDGE A | Number of electric buses | FERRA2 | 0 | 0 | 0 | 1 | 1 | 1 | 2 | 2 | 3 | 3 | 4 | 6 | 7 | 9 | 11 | 13 | 16 | 19 | 23 | 26 | 30 | 34 | 38 | 41 | 44 | 48 | 50 | 53 | 55 | 55 | 54 | 53 | NPgY | GSP | NG FES - Consumer Transformation | Number of electric buses
NG FES - Consumer Transformation | Lct_BB003a_NPgSubComponent | Number of | NPgY | FERRYBRIDGE B | Number of electric buses | FERRB9 | 0 | 2 | 3 | 4 | 5 | 7 | 9 | 12 | 16 | 20 | 26 | 33 | 42 | 52 | 64 | 79 | 95 | 114 | 134 | 155 | 178 | 200 | 222 | 243 | 263 | 282 | 299 | 313 | 327 | 327 | 320 | 313 | NPgY | GSP | NG FES - Consumer Transformation | Number of electric buses
NG FES - Consumer Transformation | Lct_BB003a_NPgSubComponent | Number of | NPgY | GRIMSBY WEST | Number of electric buses | GRIW_1 | 0 | 1 | 1 | 2 | 2 | 3 | 4 | 5 | 7 | 9 | 12 | 15 | 18 | 23 | 29 | 35 | 42 | 50 | 59 | 69 | 79 | 89 | 98 | 108 | 117 | 125 | 132 | 139 | 145 | 145 | 142 | 139 | NPgY | GSP | NG FES - Consumer Transformation | Number of electric buses
NG FES - Consumer Transformation | Lct_BB003a_NPgSubComponent | Number of | NPgY | JORDANTHORPE | Number of electric buses | JORD_3 | 0 | 0 | 0 | 0 | 0 | 0 | 0 | 0 | 0 | 0 | 0 | 0 | 0 | 0 | 0 | 0 | 0 | 0 | 0 | 0 | 0 | 0 | 0 | 0 | 0 | 0 | 0 | 0 | 0 | 0 | 0 | 0 | NPgY | GSP | NG FES - Consumer Transformation | Number of electric buses
NG FES - Consumer Transformation | Lct_BB003a_NPgSubComponent | Number of | NPgY | KEADBY | Number of electric buses | KEAD_YEDL | 0 | 1 | 2 | 3 | 4 | 6 | 8 | 10 | 13 | 17 | 22 | 28 | 35 | 43 | 54 | 66 | 79 | 95 | 112 | 130 | 148 | 167 | 185 | 203 | 219 | 235 | 249 | 261 | 272 | 273 | 267 | 261 | NPgY | GSP | NG FES - Consumer Transformation | Number of electric buses
NG FES - Consumer Transformation | Lct_BB003a_NPgSubComponent | Number of | NPgY | KIRKSTALL B | Number of electric buses | KIRKB1 | 0 | 6 | 9 | 13 | 18 | 24 | 32 | 42 | 55 | 70 | 90 | 114 | 143 | 179 | 222 | 271 | 328 | 392 | 461 | 535 | 612 | 688 | 764 | 838 | 905 | 970 | 1029 | 1079 | 1125 | 1126 | 1103 | 1076 | NPgY | GSP | NG FES - Consumer Transformation | Number of electric buses
NG FES - Consumer Transformation | Lct_BB003a_NPgSubComponent | Number of | NPgY | NEEPSEND | Number of electric buses | NEEP_3 | 0 | 0 | 0 | 0 | 0 | 1 | 1 | 1 | 1 | 1 | 2 | 2 | 3 | 4 | 5 | 6 | 7 | 8 | 10 | 11 | 13 | 14 | 16 | 18 | 19 | 20 | 22 | 23 | 24 | 24 | 23 | 23 | NPgY | GSP | NG FES - Consumer Transformation | Number of electric buses
NG FES - Consumer Transformation | Lct_BB003a_NPgSubComponent | Number of | NPgY | NORTON LEES | Number of electric buses | NORL_3 | 0 | 3 | 4 | 6 | 8 | 11 | 14 | 19 | 24 | 31 | 40 | 50 | 63 | 79 | 98 | 120 | 145 | 173 | 204 | 237 | 271 | 305 | 338 | 371 | 401 | 429 | 455 | 477 | 498 | 498 | 488 | 476 | NPgY | GSP | NG FES - Consumer Transformation | Number of electric buses
NG FES - Consumer Transformation | Lct_BB003a_NPgSubComponent | Number of | NPgY | PITSMOOR 3/4 | Number of electric buses | PITS_BB_B | 0 | 0 | 0 | 0 | 0 | 0 | 0 | 0 | 0 | 0 | 0 | 0 | 0 | 0 | 0 | 0 | 0 | 0 | 0 | 0 | 0 | 0 | 0 | 0 | 0 | 0 | 0 | 0 | 0 | 0 | 0 | 0 | NPgY | GSP | NG FES - Consumer Transformation | Number of electric buses
NG FES - Consumer Transformation | Lct_BB003a_NPgSubComponent | Number of | NPgY | SALTEND NORTH | Number of electric buses | SALT_1 | 0 | 0 | 1 | 1 | 1 | 1 | 2 | 3 | 3 | 4 | 6 | 7 | 9 | 11 | 14 | 17 | 20 | 24 | 29 | 33 | 38 | 43 | 47 | 52 | 56 | 60 | 64 | 67 | 70 | 70 | 68 | 67 | NPgY | GSP | NG FES - Consumer Transformation | Number of electric buses
NG FES - Consumer Transformation | Lct_BB003a_NPgSubComponent | Number of | NPgY | SHEFFIELD CITY | Number of electric buses | SHEC_3 | 0 | 0 | 0 | 0 | 0 | 0 | 0 | 0 | 0 | 0 | 0 | 0 | 0 | 0 | 0 | 0 | 0 | 0 | 0 | 0 | 0 | 0 | 0 | 0 | 0 | 0 | 0 | 0 | 0 | 0 | 0 | 0 | NPgY | GSP | NG FES - Consumer Transformation | Number of electric buses
NG FES - Consumer Transformation | Lct_BB003a_NPgSubComponent | Number of | NPgY | SKELTON GRANGE | Number of electric buses | SKLGB1 | 0 | 3 | 5 | 7 | 9 | 12 | 16 | 21 | 27 | 35 | 45 | 57 | 72 | 89 | 111 | 136 | 164 | 196 | 230 | 267 | 306 | 344 | 382 | 418 | 452 | 485 | 514 | 539 | 562 | 563 | 551 | 538 | NPgY | GSP | NG FES - Consumer Transformation | Number of electric buses
NG FES - Consumer Transformation | Lct_BB003a_NPgSubComponent | Number of | NPgY | TEMPLEBOROUGH 275/33KV | Number of electric buses | TEMP_3 | 0 | 0 | 0 | 0 | 0 | 0 | 0 | 0 | 0 | 0 | 0 | 0 | 0 | 0 | 0 | 0 | 0 | 0 | 0 | 0 | 0 | 0 | 0 | 0 | 0 | 0 | 0 | 0 | 0 | 0 | 0 | 0 | NPgY | GSP | NG FES - Consumer Transformation | Number of electric buses
NG FES - Consumer Transformation | Lct_BB003a_NPgSubComponent | Number of | NPgY | THURCROFT | Number of electric buses | THUR_6 | 0 | 1 | 1 | 2 | 2 | 3 | 4 | 5 | 6 | 8 | 11 | 14 | 17 | 21 | 26 | 32 | 39 | 47 | 55 | 64 | 73 | 82 | 91 | 100 | 108 | 115 | 122 | 128 | 134 | 134 | 131 | 128 | NPgY | GSP | NG FES - Consumer Transformation | Number of electric buses
NG FES - Consumer Transformation | Lct_BB003a_NPgSubComponent | Number of | NPgY | WEST MELTON / THORPE MARSH | Number of electric buses | WMEL_THOM | 0 | 1 | 2 | 2 | 3 | 4 | 6 | 7 | 9 | 12 | 15 | 20 | 25 | 31 | 38 | 47 | 57 | 68 | 80 | 93 | 106 | 119 | 132 | 145 | 157 | 168 | 178 | 187 | 195 | 195 | 191 | 186 | NPgY | GSP | NG FES - Consumer Transformation | Number of electric buses
NG FES - Consumer Transformation | Lct_BB003a_NPgSubComponent | Number of | NPgY | WEST MELTON SECTION 3 | Number of electric buses | WMEL_BB3 | 0 | 4 | 7 | 10 | 13 | 18 | 24 | 31 | 40 | 52 | 66 | 84 | 106 | 132 | 163 | 200 | 242 | 289 | 340 | 395 | 451 | 508 | 564 | 618 | 668 | 716 | 759 | 796 | 830 | 831 | 814 | 794 | NPgY | GSP | NG FES - Consumer Transformation | Number of electric buses
NG FES - Consumer Transformation | Lct_BB003a_NPgSubComponent | Number of | NPgY | WINCOBANK | Number of electric buses | WIBA_3 | 0 | 0 | 0 | 0 | 0 | 0 | 0 | 0 | 0 | 0 | 0 | 0 | 0 | 0 | 0 | 0 | 0 | 0 | 0 | 0 | 0 | 0 | 0 | 0 | 0 | 0 | 0 | 0 | 0 | 0 | 0 | 0 | NPgY | GSP | NG FES - Consumer Transformation | Number of electric buses
NG FES - Consumer Transformation | LCT_BB002_NPgAggregate | Number of | NPgN | BLYTH 66kV | Number of electric cars and vans (hybrid and full electric) | BLYTB1 | 490 | 685 | 1595 | 3040 | 4954 | 7702 | 11392 | 16032 | 21556 | 28082 | 35806 | 44588 | 54858 | 65731 | 76585 | 86842 | 95915 | 103566 | 109646 | 114223 | 117596 | 119860 | 120714 | 120653 | 120304 | 119698 | 118853 | 117769 | 116411 | 114820 | 112837 | 110528 | NPgN | GSP | NG FES - Consumer Transformation | Number of electric cars and vans (hybrid and full electric)
NG FES - Consumer Transformation | LCT_BB002_NPgAggregate | Number of | NPgN | BLYTH 132kV | Number of electric cars and vans (hybrid and full electric) | BLYTH132 | 319 | 412 | 885 | 1544 | 2292 | 3221 | 4316 | 5679 | 7296 | 9202 | 11456 | 14015 | 17005 | 20168 | 23323 | 26301 | 28931 | 31147 | 32908 | 34230 | 35204 | 35857 | 36100 | 36077 | 35971 | 35790 | 35537 | 35213 | 34807 | 34331 | 33739 | 33048 | NPgN | GSP | NG FES - Consumer Transformation | Number of electric cars and vans (hybrid and full electric)
NG FES - Consumer Transformation | LCT_BB002_NPgAggregate | Number of | NPgN | FOURSTONES | Number of electric cars and vans (hybrid and full electric) | FOUR_1 | 57 | 77 | 172 | 316 | 495 | 739 | 1053 | 1447 | 1916 | 2469 | 3124 | 3868 | 4738 | 5658 | 6577 | 7445 | 8212 | 8859 | 9374 | 9760 | 10045 | 10236 | 10308 | 10303 | 10273 | 10221 | 10149 | 10056 | 9940 | 9804 | 9635 | 9438 | NPgN | GSP | NG FES - Consumer Transformation | Number of electric cars and vans (hybrid and full electric)
NG FES - Consumer Transformation | LCT_BB002_NPgAggregate | Number of | NPgN | HARTMOOR | Number of electric cars and vans (hybrid and full electric) | HARM_6 | 201 | 285 | 674 | 1302 | 2150 | 3385 | 5063 | 7175 | 9690 | 12660 | 16178 | 20177 | 24854 | 29805 | 34750 | 39421 | 43555 | 47040 | 49810 | 51896 | 53433 | 54465 | 54855 | 54828 | 54669 | 54394 | 54010 | 53517 | 52900 | 52177 | 51276 | 50227 | NPgN | GSP | NG FES - Consumer Transformation | Number of electric cars and vans (hybrid and full electric)
NG FES - Consumer Transformation | LCT_BB002_NPgAggregate | Number of | NPgN | HAWTHORN PIT GRID | Number of electric cars and vans (hybrid and full electric) | HAWP_6 | 306 | 424 | 979 | 1849 | 2988 | 4606 | 6761 | 9469 | 12693 | 16500 | 21007 | 26130 | 32122 | 38464 | 44796 | 50778 | 56070 | 60532 | 64077 | 66747 | 68713 | 70033 | 70530 | 70495 | 70291 | 69937 | 69442 | 68809 | 68016 | 67086 | 65928 | 64579 | NPgN | GSP | NG FES - Consumer Transformation | Number of electric cars and vans (hybrid and full electric)
NG FES - Consumer Transformation | LCT_BB002_NPgAggregate | Number of | NPgN | KNARESBOROUGH | Number of electric cars and vans (hybrid and full electric) | KNARE_111 | 593 | 799 | 1794 | 3294 | 5171 | 7738 | 11050 | 15203 | 20144 | 25975 | 32875 | 40718 | 49887 | 59591 | 69278 | 78428 | 86518 | 93339 | 98758 | 102836 | 105840 | 107856 | 108613 | 108555 | 108239 | 107694 | 106933 | 105958 | 104736 | 103305 | 101521 | 99443 | NPgN | GSP | NG FES - Consumer Transformation | Number of electric cars and vans (hybrid and full electric)
NG FES - Consumer Transformation | LCT_BB002_NPgAggregate | Number of | NPgN | LACKENBY | Number of electric cars and vans (hybrid and full electric) | LACK_6 | 294 | 433 | 1060 | 2114 | 3597 | 5823 | 8914 | 12809 | 17451 | 22937 | 29433 | 36820 | 45461 | 54610 | 63747 | 72381 | 80023 | 86467 | 91589 | 95447 | 98290 | 100199 | 100921 | 100873 | 100583 | 100077 | 99369 | 98463 | 97328 | 95997 | 94340 | 92409 | NPgN | GSP | NG FES - Consumer Transformation | Number of electric cars and vans (hybrid and full electric)
NG FES - Consumer Transformation | LCT_BB002_NPgAggregate | Number of | NPgN | NORTON | Number of electric cars and vans (hybrid and full electric) | NORT_1 | 1099 | 1577 | 3772 | 7369 | 12297 | 19555 | 29497 | 42012 | 56924 | 74541 | 95400 | 119117 | 146858 | 176228 | 205555 | 233267 | 257791 | 278470 | 294904 | 307282 | 316402 | 322525 | 324838 | 324681 | 323744 | 322114 | 319838 | 316922 | 313267 | 308985 | 303650 | 297435 | NPgN | GSP | NG FES - Consumer Transformation | Number of electric cars and vans (hybrid and full electric)
NG FES - Consumer Transformation | LCT_BB002_NPgAggregate | Number of | NPgN | OFFERTON | Number of electric cars and vans (hybrid and full electric) | OFFE_3 | 135 | 190 | 447 | 861 | 1415 | 2220 | 3308 | 4678 | 6309 | 8236 | 10517 | 13111 | 16145 | 19356 | 22562 | 25592 | 28272 | 30533 | 32329 | 33682 | 34678 | 35347 | 35600 | 35582 | 35479 | 35301 | 35051 | 34732 | 34331 | 33862 | 33277 | 32596 | NPgN | GSP | NG FES - Consumer Transformation | Number of electric cars and vans (hybrid and full electric)
NG FES - Consumer Transformation | LCT_BB002_NPgAggregate | Number of | NPgN | OSBALDWICK | Number of electric cars and vans (hybrid and full electric) | OSBA_1 | 1108 | 1466 | 3235 | 5825 | 8954 | 13101 | 18303 | 24812 | 32549 | 41677 | 52476 | 64746 | 79090 | 94267 | 109413 | 123719 | 136361 | 147019 | 155488 | 161856 | 166546 | 169693 | 170872 | 170776 | 170278 | 169420 | 168223 | 166689 | 164767 | 162515 | 159709 | 156440 | NPgN | GSP | NG FES - Consumer Transformation | Number of electric cars and vans (hybrid and full electric)
NG FES - Consumer Transformation | LCT_BB002_NPgAggregate | Number of | NPgN | POPPLETON | Number of electric cars and vans (hybrid and full electric) | POPP_3 | 192 | 253 | 556 | 996 | 1523 | 2216 | 3078 | 4156 | 5438 | 6949 | 8737 | 10769 | 13143 | 15656 | 18163 | 20531 | 22623 | 24387 | 25789 | 26842 | 27619 | 28139 | 28334 | 28318 | 28235 | 28093 | 27895 | 27640 | 27322 | 26948 | 26483 | 25941 | NPgN | GSP | NG FES - Consumer Transformation | Number of electric cars and vans (hybrid and full electric)
NG FES - Consumer Transformation | LCT_BB002_NPgAggregate | Number of | NPgN | SALTHOLME | Number of electric cars and vans (hybrid and full electric) | SALH_1 | 4 | 6 | 15 | 29 | 49 | 78 | 117 | 167 | 227 | 297 | 381 | 476 | 587 | 704 | 821 | 932 | 1030 | 1113 | 1179 | 1228 | 1265 | 1289 | 1299 | 1298 | 1294 | 1288 | 1279 | 1267 | 1252 | 1235 | 1214 | 1189 | NPgN | GSP | NG FES - Consumer Transformation | Number of electric cars and vans (hybrid and full electric)
NG FES - Consumer Transformation | LCT_BB002_NPgAggregate | Number of | NPgN | SOUTH SHIELDS | Number of electric cars and vans (hybrid and full electric) | SSHI_3 | 128 | 179 | 417 | 795 | 1295 | 2014 | 2978 | 4191 | 5635 | 7340 | 9359 | 11654 | 14338 | 17180 | 20017 | 22697 | 25069 | 27068 | 28657 | 29854 | 30735 | 31327 | 31550 | 31534 | 31443 | 31285 | 31064 | 30780 | 30425 | 30010 | 29491 | 28888 | NPgN | GSP | NG FES - Consumer Transformation | Number of electric cars and vans (hybrid and full electric)
NG FES - Consumer Transformation | LCT_BB002_NPgAggregate | Number of | NPgN | SPADEADAM | Number of electric cars and vans (hybrid and full electric) | KIELD01 and SPAD20 | 16 | 23 | 55 | 105 | 174 | 274 | 410 | 582 | 786 | 1027 | 1312 | 1637 | 2016 | 2418 | 2820 | 3199 | 3534 | 3817 | 4042 | 4211 | 4336 | 4420 | 4451 | 4449 | 4436 | 4414 | 4383 | 4343 | 4293 | 4234 | 4161 | 4076 | NPgN | GSP | NG FES - Consumer Transformation | Number of electric cars and vans (hybrid and full electric)
NG FES - Consumer Transformation | LCT_BB002_NPgAggregate | Number of | NPgN | SPENNYMOOR | Number of electric cars and vans (hybrid and full electric) | SPEN_1 | 737 | 1015 | 2334 | 4391 | 7064 | 10843 | 15854 | 22150 | 29644 | 38494 | 48969 | 60877 | 74801 | 89541 | 104256 | 118159 | 130456 | 140825 | 149064 | 155266 | 159836 | 162903 | 164058 | 163974 | 163499 | 162676 | 161526 | 160054 | 158208 | 156045 | 153351 | 150213 | NPgN | GSP | NG FES - Consumer Transformation | Number of electric cars and vans (hybrid and full electric)
NG FES - Consumer Transformation | LCT_BB002_NPgAggregate | Number of | NPgN | STELLA NORTH | Number of electric cars and vans (hybrid and full electric) | STEN_1 | 469 | 647 | 1490 | 2806 | 4520 | 6946 | 10168 | 14215 | 19033 | 24723 | 31458 | 39114 | 48068 | 57545 | 67006 | 75945 | 83852 | 90519 | 95817 | 99805 | 102743 | 104715 | 105458 | 105404 | 105098 | 104569 | 103831 | 102884 | 101697 | 100307 | 98575 | 96558 | NPgN | GSP | NG FES - Consumer Transformation | Number of electric cars and vans (hybrid and full electric)
NG FES - Consumer Transformation | LCT_BB002_NPgAggregate | Number of | NPgN | STELLA SOUTH | Number of electric cars and vans (hybrid and full electric) | STES_1 | 459 | 624 | 1417 | 2630 | 4176 | 6323 | 9130 | 12653 | 16846 | 21796 | 27654 | 34312 | 42098 | 50338 | 58564 | 66336 | 73208 | 79002 | 83606 | 87071 | 89624 | 91337 | 91982 | 91933 | 91666 | 91205 | 90561 | 89735 | 88700 | 87488 | 85977 | 84217 | NPgN | GSP | NG FES - Consumer Transformation | Number of electric cars and vans (hybrid and full electric)
NG FES - Consumer Transformation | LCT_BB002_NPgAggregate | Number of | NPgN | TYNEMOUTH | Number of electric cars and vans (hybrid and full electric) | TYNE_1 | 377 | 531 | 1250 | 2406 | 3958 | 6210 | 9259 | 13093 | 17661 | 23057 | 29445 | 36708 | 45202 | 54194 | 63172 | 71656 | 79162 | 85491 | 90521 | 94309 | 97100 | 98973 | 99680 | 99631 | 99343 | 98843 | 98144 | 97249 | 96128 | 94814 | 93177 | 91270 | NPgN | GSP | NG FES - Consumer Transformation | Number of electric cars and vans (hybrid and full electric)
NG FES - Consumer Transformation | LCT_BB002_NPgAggregate | Number of | NPgN | WEST BOLDON | Number of electric cars and vans (hybrid and full electric) | WBOL_6 | 544 | 756 | 1753 | 3323 | 5390 | 8341 | 12285 | 17242 | 23144 | 30115 | 38366 | 47747 | 58717 | 70329 | 81923 | 92877 | 102568 | 110738 | 117231 | 122120 | 125721 | 128139 | 129050 | 128985 | 128611 | 127964 | 127060 | 125901 | 124449 | 122748 | 120629 | 118160 | NPgN | GSP | NG FES - Consumer Transformation | Number of electric cars and vans (hybrid and full electric)
NG FES - Consumer Transformation | LCT_BB002_NPgAggregate | Number of | NPgY | BRADFORD WEST | Number of electric cars and vans (hybrid and full electric) | BRAW_1 | 1097 | 1730 | 3534 | 6589 | 10735 | 16922 | 25427 | 36225 | 49380 | 65182 | 83897 | 105180 | 130079 | 156445 | 182778 | 207663 | 229696 | 248274 | 263039 | 274168 | 282367 | 287872 | 289959 | 289827 | 288994 | 287540 | 285506 | 282903 | 279641 | 275819 | 271057 | 265508 | NPgY | GSP | NG FES - Consumer Transformation | Number of electric cars and vans (hybrid and full electric)
NG FES - Consumer Transformation | LCT_BB002_NPgAggregate | Number of | NPgY | CAMBLESFORTH | Number of electric cars and vans (hybrid and full electric) | CAMB_01 | 140 | 205 | 393 | 691 | 1068 | 1605 | 2323 | 3233 | 4339 | 5668 | 7241 | 9030 | 11122 | 13336 | 15547 | 17637 | 19486 | 21044 | 22283 | 23216 | 23903 | 24365 | 24539 | 24527 | 24456 | 24333 | 24161 | 23941 | 23665 | 23341 | 22938 | 22469 | NPgY | GSP | NG FES - Consumer Transformation | Number of electric cars and vans (hybrid and full electric)
NG FES - Consumer Transformation | LCT_BB002_NPgAggregate | Number of | NPgY | CREYKE BECK | Number of electric cars and vans (hybrid and full electric) | CREB_1 | 2067 | 2933 | 5435 | 9259 | 13867 | 20201 | 28492 | 38969 | 51707 | 66991 | 85081 | 105643 | 129688 | 155139 | 180546 | 204547 | 225775 | 243672 | 257894 | 268599 | 276484 | 281776 | 283769 | 283622 | 282800 | 281377 | 279387 | 276840 | 273648 | 269908 | 265248 | 259818 | NPgY | GSP | NG FES - Consumer Transformation | Number of electric cars and vans (hybrid and full electric)
NG FES - Consumer Transformation | LCT_BB002_NPgAggregate | Number of | NPgY | DRAX | Number of electric cars and vans (hybrid and full electric) | DRAX_YEDL | 177 | 263 | 509 | 905 | 1413 | 2146 | 3132 | 4381 | 5901 | 7727 | 9889 | 12346 | 15221 | 18265 | 21304 | 24176 | 26717 | 28860 | 30563 | 31846 | 32791 | 33425 | 33665 | 33649 | 33552 | 33383 | 33147 | 32845 | 32466 | 32022 | 31469 | 30825 | NPgY | GSP | NG FES - Consumer Transformation | Number of electric cars and vans (hybrid and full electric)
NG FES - Consumer Transformation | LCT_BB002_NPgAggregate | Number of | NPgY | ELLAND | Number of electric cars and vans (hybrid and full electric) | ELLA_1 | 1025 | 1569 | 3123 | 5694 | 9097 | 14097 | 20908 | 29547 | 40069 | 52705 | 67669 | 84685 | 104591 | 125668 | 146716 | 166606 | 184213 | 199059 | 210858 | 219748 | 226298 | 230696 | 232361 | 232252 | 231584 | 230418 | 228789 | 226703 | 224089 | 221026 | 217210 | 212764 | NPgY | GSP | NG FES - Consumer Transformation | Number of electric cars and vans (hybrid and full electric)
NG FES - Consumer Transformation | LCT_BB002_NPgAggregate | Number of | NPgY | FERRYBRIDGE A | Number of electric cars and vans (hybrid and full electric) | FERRA2 | 492 | 710 | 1338 | 2319 | 3533 | 5235 | 7492 | 10347 | 13821 | 17989 | 22924 | 28535 | 35096 | 42041 | 48975 | 55527 | 61323 | 66210 | 70093 | 73017 | 75171 | 76617 | 77162 | 77123 | 76900 | 76513 | 75972 | 75280 | 74412 | 73395 | 72127 | 70651 | NPgY | GSP | NG FES - Consumer Transformation | Number of electric cars and vans (hybrid and full electric)
NG FES - Consumer Transformation | LCT_BB002_NPgAggregate | Number of | NPgY | FERRYBRIDGE B | Number of electric cars and vans (hybrid and full electric) | FERRB9 | 986 | 1456 | 2804 | 4961 | 7711 | 11648 | 16934 | 23629 | 31779 | 41562 | 53146 | 66316 | 81721 | 98030 | 114315 | 129702 | 143318 | 154798 | 163922 | 170794 | 175857 | 179255 | 180540 | 180452 | 179932 | 179026 | 177760 | 176139 | 174108 | 171729 | 168764 | 165309 | NPgY | GSP | NG FES - Consumer Transformation | Number of electric cars and vans (hybrid and full electric)
NG FES - Consumer Transformation | LCT_BB002_NPgAggregate | Number of | NPgY | GRIMSBY WEST | Number of electric cars and vans (hybrid and full electric) | GRIW_1 | 642 | 922 | 1730 | 2985 | 4527 | 6679 | 9523 | 13120 | 17495 | 22745 | 28960 | 36025 | 44287 | 53034 | 61766 | 70015 | 77313 | 83466 | 88355 | 92036 | 94748 | 96568 | 97255 | 97206 | 96924 | 96437 | 95755 | 94882 | 93787 | 92506 | 90908 | 89048 | NPgY | GSP | NG FES - Consumer Transformation | Number of electric cars and vans (hybrid and full electric)
NG FES - Consumer Transformation | LCT_BB002_NPgAggregate | Number of | NPgY | JORDANTHORPE | Number of electric cars and vans (hybrid and full electric) | JORD_3 | 369 | 517 | 946 | 1592 | 2355 | 3385 | 4720 | 6405 | 8453 | 10909 | 13816 | 17120 | 20983 | 25072 | 29153 | 33008 | 36417 | 39291 | 41574 | 43293 | 44558 | 45408 | 45727 | 45703 | 45570 | 45341 | 45020 | 44610 | 44095 | 43493 | 42742 | 41867 | NPgY | GSP | NG FES - Consumer Transformation | Number of electric cars and vans (hybrid and full electric)
NG FES - Consumer Transformation | LCT_BB002_NPgAggregate | Number of | NPgY | KEADBY | Number of electric cars and vans (hybrid and full electric) | KEAD_YEDL | 1860 | 2532 | 4491 | 7301 | 10400 | 14359 | 19292 | 25492 | 33015 | 42031 | 52695 | 64809 | 78968 | 93948 | 108895 | 123010 | 135479 | 145990 | 154341 | 160618 | 165241 | 168341 | 169501 | 169402 | 168907 | 168057 | 166869 | 165348 | 163441 | 161207 | 158424 | 155181 | NPgY | GSP | NG FES - Consumer Transformation | Number of electric cars and vans (hybrid and full electric)
NG FES - Consumer Transformation | LCT_BB002_NPgAggregate | Number of | NPgY | KIRKSTALL B | Number of electric cars and vans (hybrid and full electric) | KIRKB1 | 817 | 1222 | 2382 | 4263 | 6696 | 10217 | 14973 | 21001 | 28339 | 37151 | 47584 | 59447 | 73323 | 88015 | 102686 | 116549 | 128817 | 139162 | 147383 | 153577 | 158140 | 161203 | 162361 | 162284 | 161816 | 161002 | 159863 | 158406 | 156579 | 154439 | 151772 | 148666 | NPgY | GSP | NG FES - Consumer Transformation | Number of electric cars and vans (hybrid and full electric)
NG FES - Consumer Transformation | LCT_BB002_NPgAggregate | Number of | NPgY | NEEPSEND | Number of electric cars and vans (hybrid and full electric) | NEEP_3 | 378 | 542 | 1014 | 1746 | 2643 | 3891 | 5537 | 7619 | 10151 | 13190 | 16787 | 20876 | 25658 | 30720 | 35774 | 40548 | 44771 | 48332 | 51162 | 53292 | 54861 | 55915 | 56312 | 56283 | 56120 | 55838 | 55443 | 54938 | 54304 | 53562 | 52637 | 51560 | NPgY | GSP | NG FES - Consumer Transformation | Number of electric cars and vans (hybrid and full electric)
NG FES - Consumer Transformation | LCT_BB002_NPgAggregate | Number of | NPgY | NORTON LEES | Number of electric cars and vans (hybrid and full electric) | NORL_3 | 463 | 649 | 1187 | 1995 | 2946 | 4231 | 5894 | 7992 | 10542 | 13601 | 17222 | 21336 | 26146 | 31238 | 36320 | 41120 | 45365 | 48943 | 51787 | 53926 | 55502 | 56560 | 56958 | 56927 | 56762 | 56476 | 56077 | 55566 | 54925 | 54174 | 53239 | 52149 | NPgY | GSP | NG FES - Consumer Transformation | Number of electric cars and vans (hybrid and full electric)
NG FES - Consumer Transformation | LCT_BB002_NPgAggregate | Number of | NPgY | PITSMOOR 3/4 | Number of electric cars and vans (hybrid and full electric) | PITS_BB_B | 152 | 220 | 416 | 721 | 1099 | 1630 | 2333 | 3224 | 4307 | 5608 | 7147 | 8897 | 10944 | 13110 | 15273 | 17317 | 19125 | 20649 | 21861 | 22773 | 23445 | 23896 | 24066 | 24054 | 23984 | 23864 | 23695 | 23479 | 23208 | 22891 | 22496 | 22035 | NPgY | GSP | NG FES - Consumer Transformation | Number of electric cars and vans (hybrid and full electric)
NG FES - Consumer Transformation | LCT_BB002_NPgAggregate | Number of | NPgY | SALTEND NORTH | Number of electric cars and vans (hybrid and full electric) | SALT_1 | 278 | 394 | 727 | 1233 | 1839 | 2668 | 3749 | 5115 | 6776 | 8768 | 11126 | 13807 | 16941 | 20258 | 23570 | 26698 | 29464 | 31797 | 33650 | 35045 | 36073 | 36762 | 37022 | 37003 | 36895 | 36710 | 36450 | 36118 | 35701 | 35213 | 34605 | 33897 | NPgY | GSP | NG FES - Consumer Transformation | Number of electric cars and vans (hybrid and full electric)
NG FES - Consumer Transformation | LCT_BB002_NPgAggregate | Number of | NPgY | SHEFFIELD CITY | Number of electric cars and vans (hybrid and full electric) | SHEC_3 | 202 | 289 | 541 | 929 | 1402 | 2060 | 2927 | 4022 | 5355 | 6954 | 8847 | 10998 | 13514 | 16178 | 18837 | 21349 | 23571 | 25444 | 26933 | 28054 | 28879 | 29433 | 29642 | 29627 | 29541 | 29393 | 29185 | 28919 | 28585 | 28195 | 27708 | 27141 | NPgY | GSP | NG FES - Consumer Transformation | Number of electric cars and vans (hybrid and full electric)
NG FES - Consumer Transformation | LCT_BB002_NPgAggregate | Number of | NPgY | SKELTON GRANGE | Number of electric cars and vans (hybrid and full electric) | SKLGB1 | 1730 | 2626 | 5191 | 9406 | 14944 | 23041 | 34040 | 47990 | 64976 | 85376 | 109532 | 137000 | 169131 | 203153 | 237127 | 269232 | 297649 | 321610 | 340652 | 355000 | 365571 | 372667 | 375353 | 375177 | 374097 | 372214 | 369582 | 366213 | 361989 | 357042 | 350877 | 343695 | NPgY | GSP | NG FES - Consumer Transformation | Number of electric cars and vans (hybrid and full electric)
NG FES - Consumer Transformation | LCT_BB002_NPgAggregate | Number of | NPgY | TEMPLEBOROUGH 275/33KV | Number of electric cars and vans (hybrid and full electric) | TEMP_3 | 35 | 49 | 91 | 153 | 228 | 330 | 463 | 631 | 835 | 1079 | 1369 | 1698 | 2082 | 2490 | 2896 | 3280 | 3619 | 3906 | 4133 | 4304 | 4431 | 4515 | 4547 | 4545 | 4531 | 4509 | 4477 | 4436 | 4385 | 4325 | 4250 | 4163 | NPgY | GSP | NG FES - Consumer Transformation | Number of electric cars and vans (hybrid and full electric)
NG FES - Consumer Transformation | LCT_BB002_NPgAggregate | Number of | NPgY | THURCROFT | Number of electric cars and vans (hybrid and full electric) | THUR_6 | 1744 | 2337 | 4071 | 6486 | 9029 | 12135 | 15882 | 20574 | 26259 | 33066 | 41113 | 50253 | 60930 | 72222 | 83487 | 94121 | 103507 | 111419 | 117704 | 122423 | 125898 | 128228 | 129095 | 129014 | 128635 | 127987 | 127082 | 125924 | 124471 | 122770 | 120651 | 118181 | NPgY | GSP | NG FES - Consumer Transformation | Number of electric cars and vans (hybrid and full electric)
NG FES - Consumer Transformation | LCT_BB002_NPgAggregate | Number of | NPgY | WEST MELTON / THORPE MARSH | Number of electric cars and vans (hybrid and full electric) | WMEL_THOM | 2214 | 3054 | 5493 | 9070 | 13144 | 18495 | 25297 | 33863 | 44266 | 56739 | 71496 | 88264 | 107866 | 128609 | 149310 | 168862 | 186141 | 200709 | 212284 | 220989 | 227400 | 231701 | 233315 | 233185 | 232506 | 231336 | 229700 | 227606 | 224981 | 221906 | 218075 | 213611 | NPgY | GSP | NG FES - Consumer Transformation | Number of electric cars and vans (hybrid and full electric)
NG FES - Consumer Transformation | LCT_BB002_NPgAggregate | Number of | NPgY | WEST MELTON SECTION 3 | Number of electric cars and vans (hybrid and full electric) | WMEL_BB3 | 1912 | 2661 | 4833 | 8064 | 11818 | 16832 | 23276 | 31401 | 41272 | 53112 | 67122 | 83043 | 101656 | 121355 | 141017 | 159589 | 176006 | 189848 | 200846 | 209120 | 215214 | 219303 | 220840 | 220720 | 220078 | 218971 | 217422 | 215440 | 212955 | 210045 | 206418 | 202193 | NPgY | GSP | NG FES - Consumer Transformation | Number of electric cars and vans (hybrid and full electric)
NG FES - Consumer Transformation | LCT_BB002_NPgAggregate | Number of | NPgY | WINCOBANK | Number of electric cars and vans (hybrid and full electric) | WIBA_3 | 44 | 66 | 131 | 237 | 377 | 581 | 858 | 1210 | 1637 | 2151 | 2760 | 3452 | 4261 | 5119 | 5974 | 6783 | 7499 | 8103 | 8582 | 8944 | 9210 | 9389 | 9457 | 9452 | 9425 | 9378 | 9311 | 9226 | 9120 | 8995 | 8840 | 8659 | NPgY | GSP | NG FES - Consumer Transformation | Number of electric cars and vans (hybrid and full electric)
NG FES - Consumer Transformation | Lct_BB003b_NPgSubComponent | Number of | NPgN | BLYTH 66kV | Number of electric HGVs | BLYTB1 | 0 | 2 | 8 | 13 | 20 | 29 | 38 | 47 | 57 | 68 | 79 | 91 | 105 | 119 | 135 | 151 | 170 | 189 | 210 | 232 | 256 | 281 | 307 | 335 | 364 | 395 | 426 | 459 | 492 | 527 | 562 | 596 | NPgN | GSP | NG FES - Consumer Transformation | Number of electric HGVs
NG FES - Consumer Transformation | Lct_BB003b_NPgSubComponent | Number of | NPgN | BLYTH 132kV | Number of electric HGVs | BLYTH132 | 0 | 0 | 2 | 3 | 4 | 6 | 8 | 9 | 11 | 14 | 16 | 18 | 21 | 24 | 27 | 30 | 34 | 38 | 42 | 47 | 51 | 56 | 62 | 67 | 73 | 79 | 86 | 92 | 99 | 106 | 113 | 120 | NPgN | GSP | NG FES - Consumer Transformation | Number of electric HGVs
NG FES - Consumer Transformation | Lct_BB003b_NPgSubComponent | Number of | NPgN | FOURSTONES | Number of electric HGVs | FOUR_1 | 0 | 0 | 0 | 0 | 0 | 1 | 1 | 1 | 1 | 1 | 2 | 2 | 2 | 3 | 3 | 3 | 4 | 4 | 4 | 5 | 5 | 6 | 6 | 7 | 8 | 8 | 9 | 10 | 10 | 11 | 12 | 13 | NPgN | GSP | NG FES - Consumer Transformation | Number of electric HGVs
NG FES - Consumer Transformation | Lct_BB003b_NPgSubComponent | Number of | NPgN | HARTMOOR | Number of electric HGVs | HARM_6 | 0 | 1 | 4 | 8 | 12 | 16 | 22 | 27 | 33 | 39 | 45 | 53 | 60 | 69 | 78 | 87 | 98 | 109 | 121 | 134 | 147 | 162 | 177 | 193 | 210 | 227 | 246 | 264 | 284 | 303 | 324 | 343 | NPgN | GSP | NG FES - Consumer Transformation | Number of electric HGVs
NG FES - Consumer Transformation | Lct_BB003b_NPgSubComponent | Number of | NPgN | HAWTHORN PIT GRID | Number of electric HGVs | HAWP_6 | 0 | 1 | 5 | 9 | 13 | 18 | 24 | 30 | 37 | 44 | 51 | 59 | 67 | 77 | 87 | 98 | 109 | 122 | 135 | 150 | 165 | 181 | 198 | 216 | 235 | 255 | 275 | 296 | 318 | 340 | 362 | 384 | NPgN | GSP | NG FES - Consumer Transformation | Number of electric HGVs
NG FES - Consumer Transformation | Lct_BB003b_NPgSubComponent | Number of | NPgN | KNARESBOROUGH | Number of electric HGVs | KNARE_111 | 0 | 3 | 9 | 16 | 25 | 34 | 45 | 57 | 69 | 82 | 95 | 110 | 126 | 144 | 163 | 183 | 205 | 228 | 253 | 280 | 309 | 339 | 371 | 405 | 440 | 477 | 515 | 554 | 594 | 636 | 678 | 720 | NPgN | GSP | NG FES - Consumer Transformation | Number of electric HGVs
NG FES - Consumer Transformation | Lct_BB003b_NPgSubComponent | Number of | NPgN | LACKENBY | Number of electric HGVs | LACK_6 | 0 | 4 | 13 | 23 | 36 | 50 | 66 | 83 | 101 | 119 | 139 | 160 | 184 | 209 | 237 | 266 | 298 | 333 | 369 | 408 | 450 | 494 | 541 | 590 | 641 | 694 | 750 | 807 | 866 | 927 | 988 | 1048 | NPgN | GSP | NG FES - Consumer Transformation | Number of electric HGVs
NG FES - Consumer Transformation | Lct_BB003b_NPgSubComponent | Number of | NPgN | NORTON | Number of electric HGVs | NORT_1 | 0 | 8 | 30 | 53 | 81 | 113 | 149 | 187 | 227 | 268 | 313 | 362 | 415 | 472 | 534 | 601 | 673 | 750 | 833 | 921 | 1015 | 1114 | 1219 | 1330 | 1445 | 1566 | 1691 | 1821 | 1954 | 2090 | 2228 | 2365 | NPgN | GSP | NG FES - Consumer Transformation | Number of electric HGVs
NG FES - Consumer Transformation | Lct_BB003b_NPgSubComponent | Number of | NPgN | OFFERTON | Number of electric HGVs | OFFE_3 | 0 | 0 | 1 | 1 | 2 | 2 | 3 | 4 | 5 | 6 | 7 | 8 | 9 | 10 | 12 | 13 | 15 | 16 | 18 | 20 | 22 | 24 | 26 | 29 | 31 | 34 | 36 | 39 | 42 | 45 | 48 | 51 | NPgN | GSP | NG FES - Consumer Transformation | Number of electric HGVs
NG FES - Consumer Transformation | Lct_BB003b_NPgSubComponent | Number of | NPgN | OSBALDWICK | Number of electric HGVs | OSBA_1 | 0 | 2 | 8 | 14 | 21 | 30 | 39 | 49 | 59 | 70 | 82 | 94 | 108 | 123 | 139 | 157 | 176 | 196 | 218 | 241 | 265 | 291 | 318 | 347 | 377 | 409 | 442 | 475 | 510 | 546 | 582 | 617 | NPgN | GSP | NG FES - Consumer Transformation | Number of electric HGVs
NG FES - Consumer Transformation | Lct_BB003b_NPgSubComponent | Number of | NPgN | POPPLETON | Number of electric HGVs | POPP_3 | 0 | 0 | 2 | 3 | 4 | 6 | 8 | 10 | 12 | 15 | 17 | 20 | 23 | 26 | 29 | 33 | 37 | 41 | 46 | 50 | 55 | 61 | 67 | 73 | 79 | 86 | 92 | 99 | 107 | 114 | 122 | 129 | NPgN | GSP | NG FES - Consumer Transformation | Number of electric HGVs
NG FES - Consumer Transformation | Lct_BB003b_NPgSubComponent | Number of | NPgN | SALTHOLME | Number of electric HGVs | SALH_1 | 0 | 0 | 0 | 0 | 0 | 0 | 0 | 0 | 0 | 0 | 0 | 0 | 0 | 0 | 0 | 0 | 0 | 0 | 0 | 0 | 0 | 0 | 0 | 0 | 0 | 0 | 0 | 0 | 0 | 0 | 0 | 0 | NPgN | GSP | NG FES - Consumer Transformation | Number of electric HGVs
NG FES - Consumer Transformation | Lct_BB003b_NPgSubComponent | Number of | NPgN | SOUTH SHIELDS | Number of electric HGVs | SSHI_3 | 0 | 1 | 2 | 4 | 6 | 8 | 10 | 13 | 16 | 18 | 22 | 25 | 29 | 32 | 37 | 41 | 46 | 52 | 57 | 63 | 70 | 77 | 84 | 91 | 99 | 108 | 116 | 125 | 134 | 144 | 153 | 163 | NPgN | GSP | NG FES - Consumer Transformation | Number of electric HGVs
NG FES - Consumer Transformation | Lct_BB003b_NPgSubComponent | Number of | NPgN | SPADEADAM | Number of electric HGVs | KIELD01 and SPAD20 | 0 | 0 | 0 | 0 | 1 | 1 | 1 | 1 | 2 | 2 | 3 | 3 | 3 | 4 | 4 | 5 | 5 | 6 | 7 | 7 | 8 | 9 | 10 | 11 | 12 | 13 | 14 | 15 | 16 | 17 | 18 | 19 | NPgN | GSP | NG FES - Consumer Transformation | Number of electric HGVs
NG FES - Consumer Transformation | Lct_BB003b_NPgSubComponent | Number of | NPgN | SPENNYMOOR | Number of electric HGVs | SPEN_1 | 0 | 3 | 12 | 21 | 32 | 45 | 59 | 74 | 90 | 106 | 124 | 144 | 165 | 187 | 212 | 239 | 267 | 298 | 331 | 366 | 403 | 442 | 484 | 528 | 574 | 622 | 671 | 723 | 776 | 830 | 885 | 939 | NPgN | GSP | NG FES - Consumer Transformation | Number of electric HGVs
NG FES - Consumer Transformation | Lct_BB003b_NPgSubComponent | Number of | NPgN | STELLA NORTH | Number of electric HGVs | STEN_1 | 0 | 2 | 7 | 12 | 19 | 27 | 35 | 44 | 53 | 63 | 74 | 85 | 98 | 111 | 126 | 142 | 159 | 177 | 196 | 217 | 239 | 263 | 287 | 313 | 340 | 369 | 398 | 429 | 460 | 492 | 525 | 557 | NPgN | GSP | NG FES - Consumer Transformation | Number of electric HGVs
NG FES - Consumer Transformation | Lct_BB003b_NPgSubComponent | Number of | NPgN | STELLA SOUTH | Number of electric HGVs | STES_1 | 0 | 4 | 15 | 26 | 39 | 55 | 72 | 91 | 110 | 130 | 152 | 175 | 201 | 229 | 259 | 291 | 326 | 364 | 404 | 447 | 492 | 540 | 591 | 645 | 701 | 759 | 820 | 882 | 947 | 1013 | 1080 | 1146 | NPgN | GSP | NG FES - Consumer Transformation | Number of electric HGVs
NG FES - Consumer Transformation | Lct_BB003b_NPgSubComponent | Number of | NPgN | TYNEMOUTH | Number of electric HGVs | TYNE_1 | 0 | 1 | 5 | 9 | 13 | 19 | 25 | 31 | 37 | 44 | 52 | 60 | 68 | 78 | 88 | 99 | 111 | 124 | 138 | 152 | 168 | 184 | 201 | 220 | 239 | 259 | 279 | 301 | 323 | 345 | 368 | 391 | NPgN | GSP | NG FES - Consumer Transformation | Number of electric HGVs
NG FES - Consumer Transformation | Lct_BB003b_NPgSubComponent | Number of | NPgN | WEST BOLDON | Number of electric HGVs | WBOL_6 | 0 | 4 | 14 | 24 | 37 | 52 | 69 | 86 | 105 | 124 | 144 | 167 | 191 | 218 | 247 | 278 | 311 | 346 | 385 | 425 | 469 | 515 | 563 | 614 | 667 | 723 | 781 | 841 | 902 | 965 | 1029 | 1092 | NPgN | GSP | NG FES - Consumer Transformation | Number of electric HGVs
NG FES - Consumer Transformation | Lct_BB003b_NPgSubComponent | Number of | NPgY | BRADFORD WEST | Number of electric HGVs | BRAW_1 | 0 | 5 | 15 | 24 | 35 | 46 | 59 | 73 | 88 | 104 | 122 | 141 | 161 | 184 | 208 | 234 | 262 | 292 | 324 | 359 | 395 | 434 | 475 | 518 | 563 | 610 | 658 | 709 | 761 | 814 | 867 | 921 | NPgY | GSP | NG FES - Consumer Transformation | Number of electric HGVs
NG FES - Consumer Transformation | Lct_BB003b_NPgSubComponent | Number of | NPgY | CAMBLESFORTH | Number of electric HGVs | CAMB_01 | 0 | 2 | 5 | 8 | 12 | 16 | 21 | 26 | 31 | 37 | 43 | 50 | 57 | 65 | 73 | 82 | 92 | 103 | 114 | 126 | 139 | 153 | 167 | 182 | 198 | 215 | 232 | 249 | 268 | 286 | 305 | 324 | NPgY | GSP | NG FES - Consumer Transformation | Number of electric HGVs
NG FES - Consumer Transformation | Lct_BB003b_NPgSubComponent | Number of | NPgY | CREYKE BECK | Number of electric HGVs | CREB_1 | 0 | 7 | 22 | 35 | 50 | 67 | 85 | 106 | 127 | 150 | 175 | 203 | 232 | 265 | 299 | 337 | 377 | 421 | 467 | 517 | 569 | 625 | 684 | 746 | 810 | 878 | 948 | 1021 | 1095 | 1172 | 1249 | 1326 | NPgY | GSP | NG FES - Consumer Transformation | Number of electric HGVs
NG FES - Consumer Transformation | Lct_BB003b_NPgSubComponent | Number of | NPgY | DRAX | Number of electric HGVs | DRAX_YEDL | 0 | 2 | 8 | 12 | 18 | 24 | 30 | 38 | 45 | 53 | 62 | 72 | 83 | 94 | 107 | 120 | 134 | 150 | 166 | 184 | 203 | 222 | 243 | 265 | 288 | 312 | 337 | 363 | 390 | 417 | 445 | 472 | NPgY | GSP | NG FES - Consumer Transformation | Number of electric HGVs
NG FES - Consumer Transformation | Lct_BB003b_NPgSubComponent | Number of | NPgY | ELLAND | Number of electric HGVs | ELLA_1 | 0 | 6 | 17 | 28 | 40 | 53 | 68 | 84 | 101 | 119 | 139 | 161 | 185 | 210 | 238 | 268 | 300 | 334 | 371 | 410 | 452 | 497 | 543 | 592 | 644 | 698 | 754 | 811 | 870 | 931 | 993 | 1054 | NPgY | GSP | NG FES - Consumer Transformation | Number of electric HGVs
NG FES - Consumer Transformation | Lct_BB003b_NPgSubComponent | Number of | NPgY | FERRYBRIDGE A | Number of electric HGVs | FERRA2 | 0 | 4 | 13 | 20 | 29 | 39 | 50 | 61 | 74 | 87 | 102 | 118 | 135 | 154 | 174 | 196 | 219 | 244 | 271 | 300 | 330 | 363 | 397 | 433 | 470 | 510 | 550 | 593 | 636 | 680 | 725 | 770 | NPgY | GSP | NG FES - Consumer Transformation | Number of electric HGVs
NG FES - Consumer Transformation | Lct_BB003b_NPgSubComponent | Number of | NPgY | FERRYBRIDGE B | Number of electric HGVs | FERRB9 | 0 | 10 | 30 | 48 | 68 | 91 | 117 | 144 | 174 | 205 | 240 | 277 | 318 | 362 | 409 | 461 | 516 | 575 | 638 | 706 | 778 | 854 | 935 | 1019 | 1108 | 1200 | 1296 | 1395 | 1497 | 1602 | 1708 | 1812 | NPgY | GSP | NG FES - Consumer Transformation | Number of electric HGVs
NG FES - Consumer Transformation | Lct_BB003b_NPgSubComponent | Number of | NPgY | GRIMSBY WEST | Number of electric HGVs | GRIW_1 | 0 | 7 | 22 | 36 | 52 | 69 | 88 | 109 | 131 | 155 | 181 | 210 | 240 | 274 | 310 | 348 | 390 | 435 | 483 | 534 | 589 | 646 | 707 | 771 | 838 | 908 | 981 | 1056 | 1133 | 1212 | 1292 | 1371 | NPgY | GSP | NG FES - Consumer Transformation | Number of electric HGVs
NG FES - Consumer Transformation | Lct_BB003b_NPgSubComponent | Number of | NPgY | JORDANTHORPE | Number of electric HGVs | JORD_3 | 0 | 0 | 0 | 0 | 0 | 0 | 1 | 1 | 1 | 1 | 1 | 1 | 2 | 2 | 2 | 2 | 2 | 3 | 3 | 3 | 4 | 4 | 4 | 5 | 5 | 6 | 6 | 7 | 7 | 8 | 8 | 9 | NPgY | GSP | NG FES - Consumer Transformation | Number of electric HGVs
NG FES - Consumer Transformation | Lct_BB003b_NPgSubComponent | Number of | NPgY | KEADBY | Number of electric HGVs | KEAD_YEDL | 0 | 6 | 19 | 31 | 44 | 59 | 76 | 94 | 113 | 133 | 155 | 180 | 206 | 234 | 265 | 299 | 334 | 373 | 414 | 458 | 504 | 554 | 606 | 660 | 718 | 778 | 840 | 904 | 970 | 1038 | 1107 | 1174 | NPgY | GSP | NG FES - Consumer Transformation | Number of electric HGVs
NG FES - Consumer Transformation | Lct_BB003b_NPgSubComponent | Number of | NPgY | KIRKSTALL B | Number of electric HGVs | KIRKB1 | 0 | 3 | 11 | 17 | 25 | 33 | 42 | 52 | 63 | 74 | 87 | 100 | 115 | 131 | 148 | 167 | 187 | 208 | 231 | 255 | 281 | 309 | 338 | 369 | 401 | 434 | 469 | 505 | 542 | 579 | 618 | 656 | NPgY | GSP | NG FES - Consumer Transformation | Number of electric HGVs
NG FES - Consumer Transformation | Lct_BB003b_NPgSubComponent | Number of | NPgY | NEEPSEND | Number of electric HGVs | NEEP_3 | 0 | 0 | 1 | 2 | 3 | 4 | 6 | 7 | 8 | 10 | 11 | 13 | 15 | 17 | 19 | 22 | 24 | 27 | 30 | 33 | 37 | 40 | 44 | 48 | 52 | 57 | 61 | 66 | 71 | 76 | 81 | 86 | NPgY | GSP | NG FES - Consumer Transformation | Number of electric HGVs
NG FES - Consumer Transformation | Lct_BB003b_NPgSubComponent | Number of | NPgY | NORTON LEES | Number of electric HGVs | NORL_3 | 0 | 0 | 0 | 0 | 0 | 0 | 0 | 0 | 1 | 1 | 1 | 1 | 1 | 1 | 1 | 1 | 1 | 2 | 2 | 2 | 2 | 2 | 3 | 3 | 3 | 3 | 4 | 4 | 4 | 5 | 5 | 5 | NPgY | GSP | NG FES - Consumer Transformation | Number of electric HGVs
NG FES - Consumer Transformation | Lct_BB003b_NPgSubComponent | Number of | NPgY | PITSMOOR 3/4 | Number of electric HGVs | PITS_BB_B | 0 | 0 | 1 | 2 | 2 | 3 | 4 | 5 | 6 | 7 | 8 | 9 | 11 | 12 | 14 | 15 | 17 | 19 | 21 | 23 | 26 | 28 | 31 | 34 | 37 | 40 | 43 | 46 | 50 | 53 | 57 | 60 | NPgY | GSP | NG FES - Consumer Transformation | Number of electric HGVs
NG FES - Consumer Transformation | Lct_BB003b_NPgSubComponent | Number of | NPgY | SALTEND NORTH | Number of electric HGVs | SALT_1 | 0 | 2 | 6 | 10 | 14 | 19 | 24 | 29 | 35 | 42 | 49 | 56 | 64 | 73 | 83 | 93 | 105 | 117 | 130 | 143 | 158 | 173 | 190 | 207 | 225 | 244 | 263 | 283 | 304 | 325 | 347 | 368 | NPgY | GSP | NG FES - Consumer Transformation | Number of electric HGVs
NG FES - Consumer Transformation | Lct_BB003b_NPgSubComponent | Number of | NPgY | SHEFFIELD CITY | Number of electric HGVs | SHEC_3 | 0 | 1 | 2 | 3 | 5 | 6 | 8 | 10 | 12 | 15 | 17 | 20 | 23 | 26 | 29 | 33 | 37 | 41 | 45 | 50 | 55 | 61 | 66 | 72 | 79 | 85 | 92 | 99 | 106 | 114 | 121 | 129 | NPgY | GSP | NG FES - Consumer Transformation | Number of electric HGVs
NG FES - Consumer Transformation | Lct_BB003b_NPgSubComponent | Number of | NPgY | SKELTON GRANGE | Number of electric HGVs | SKLGB1 | 0 | 14 | 44 | 71 | 102 | 137 | 175 | 216 | 260 | 307 | 359 | 415 | 476 | 541 | 613 | 689 | 772 | 861 | 955 | 1057 | 1164 | 1278 | 1399 | 1525 | 1658 | 1796 | 1940 | 2088 | 2241 | 2397 | 2556 | 2712 | NPgY | GSP | NG FES - Consumer Transformation | Number of electric HGVs
NG FES - Consumer Transformation | Lct_BB003b_NPgSubComponent | Number of | NPgY | TEMPLEBOROUGH 275/33KV | Number of electric HGVs | TEMP_3 | 0 | 0 | 1 | 1 | 1 | 2 | 2 | 3 | 3 | 4 | 5 | 5 | 6 | 7 | 8 | 9 | 10 | 11 | 12 | 14 | 15 | 16 | 18 | 20 | 21 | 23 | 25 | 27 | 29 | 31 | 33 | 35 | NPgY | GSP | NG FES - Consumer Transformation | Number of electric HGVs
NG FES - Consumer Transformation | Lct_BB003b_NPgSubComponent | Number of | NPgY | THURCROFT | Number of electric HGVs | THUR_6 | 0 | 5 | 16 | 25 | 36 | 48 | 61 | 76 | 92 | 108 | 126 | 146 | 167 | 191 | 216 | 243 | 272 | 303 | 336 | 372 | 410 | 450 | 492 | 537 | 583 | 632 | 683 | 735 | 789 | 843 | 899 | 954 | NPgY | GSP | NG FES - Consumer Transformation | Number of electric HGVs
NG FES - Consumer Transformation | Lct_BB003b_NPgSubComponent | Number of | NPgY | WEST MELTON / THORPE MARSH | Number of electric HGVs | WMEL_THOM | 0 | 11 | 34 | 54 | 78 | 104 | 134 | 165 | 199 | 235 | 274 | 317 | 364 | 414 | 468 | 527 | 590 | 658 | 730 | 808 | 890 | 977 | 1069 | 1166 | 1267 | 1373 | 1483 | 1596 | 1713 | 1832 | 1954 | 2073 | NPgY | GSP | NG FES - Consumer Transformation | Number of electric HGVs
NG FES - Consumer Transformation | Lct_BB003b_NPgSubComponent | Number of | NPgY | WEST MELTON SECTION 3 | Number of electric HGVs | WMEL_BB3 | 0 | 6 | 19 | 30 | 43 | 58 | 74 | 91 | 110 | 130 | 151 | 175 | 201 | 228 | 258 | 291 | 325 | 363 | 403 | 446 | 491 | 539 | 590 | 643 | 699 | 757 | 818 | 880 | 945 | 1011 | 1078 | 1144 | NPgY | GSP | NG FES - Consumer Transformation | Number of electric HGVs
NG FES - Consumer Transformation | Lct_BB003b_NPgSubComponent | Number of | NPgY | WINCOBANK | Number of electric HGVs | WIBA_3 | 0 | 1 | 2 | 3 | 4 | 5 | 7 | 8 | 10 | 12 | 14 | 16 | 18 | 20 | 23 | 26 | 29 | 32 | 36 | 40 | 44 | 48 | 53 | 57 | 62 | 68 | 73 | 79 | 84 | 90 | 96 | 102 | NPgY | GSP | NG FES - Consumer Transformation | Number of electric HGVs
NG FES - Consumer Transformation | Lct_BB001 | Number of | NPgN | BLYTH 66kV | Number of full electric cars and vans | BLYTB1 | 250 | 374 | 1083 | 2343 | 4051 | 6569 | 10017 | 14410 | 19696 | 25976 | 33440 | 41946 | 52008 | 62659 | 73303 | 83350 | 92605 | 100530 | 106844 | 111638 | 115241 | 117763 | 118892 | 119135 | 119109 | 118849 | 118277 | 117488 | 116411 | 114820 | 112837 | 110528 | NPgN | GSP | NG FES - Consumer Transformation | Number of full electric cars and vans
NG FES - Consumer Transformation | Lct_BB001 | Number of | NPgN | BLYTH 132kV | Number of full electric cars and vans | BLYTH132 | 163 | 225 | 601 | 1191 | 1874 | 2747 | 3795 | 5104 | 6666 | 8512 | 10699 | 13184 | 16122 | 19225 | 22323 | 25244 | 27932 | 30234 | 32067 | 33455 | 34499 | 35230 | 35555 | 35623 | 35614 | 35536 | 35365 | 35129 | 34807 | 34331 | 33739 | 33048 | NPgN | GSP | NG FES - Consumer Transformation | Number of full electric cars and vans
NG FES - Consumer Transformation | Lct_BB001 | Number of | NPgN | FOURSTONES | Number of full electric cars and vans | FOUR_1 | 29 | 42 | 117 | 243 | 404 | 630 | 926 | 1301 | 1750 | 2284 | 2917 | 3639 | 4491 | 5394 | 6295 | 7146 | 7929 | 8600 | 9134 | 9539 | 9844 | 10057 | 10153 | 10173 | 10171 | 10149 | 10100 | 10032 | 9940 | 9804 | 9635 | 9438 | NPgN | GSP | NG FES - Consumer Transformation | Number of full electric cars and vans
NG FES - Consumer Transformation | Lct_BB001 | Number of | NPgN | HARTMOOR | Number of full electric cars and vans | HARM_6 | 103 | 156 | 458 | 1004 | 1758 | 2887 | 4452 | 6449 | 8853 | 11711 | 15109 | 18981 | 23563 | 28413 | 33260 | 37836 | 42052 | 45661 | 48538 | 50722 | 52364 | 53512 | 54027 | 54138 | 54126 | 54008 | 53748 | 53390 | 52900 | 52177 | 51276 | 50227 | NPgN | GSP | NG FES - Consumer Transformation | Number of full electric cars and vans
NG FES - Consumer Transformation | Lct_BB001 | Number of | NPgN | HAWTHORN PIT GRID | Number of full electric cars and vans | HAWP_6 | 156 | 232 | 665 | 1426 | 2443 | 3928 | 5945 | 8511 | 11597 | 15263 | 19619 | 24582 | 30453 | 36666 | 42875 | 48736 | 54135 | 58757 | 62440 | 65236 | 67337 | 68808 | 69466 | 69608 | 69592 | 69441 | 69106 | 68645 | 68016 | 67086 | 65928 | 64579 | NPgN | GSP | NG FES - Consumer Transformation | Number of full electric cars and vans
NG FES - Consumer Transformation | Lct_BB001 | Number of | NPgN | KNARESBOROUGH | Number of full electric cars and vans | KNARE_111 | 303 | 437 | 1219 | 2540 | 4228 | 6599 | 9717 | 13665 | 18405 | 24027 | 30703 | 38305 | 47295 | 56807 | 66308 | 75274 | 83532 | 90602 | 96235 | 100508 | 103721 | 105969 | 106974 | 107189 | 107164 | 106930 | 106416 | 105706 | 104736 | 103305 | 101521 | 99443 | NPgN | GSP | NG FES - Consumer Transformation | Number of full electric cars and vans
NG FES - Consumer Transformation | Lct_BB001 | Number of | NPgN | LACKENBY | Number of full electric cars and vans | LACK_6 | 150 | 237 | 720 | 1630 | 2941 | 4966 | 7838 | 11513 | 15945 | 21218 | 27488 | 34638 | 43099 | 52058 | 61014 | 69470 | 77261 | 83932 | 89249 | 93287 | 96322 | 98446 | 99398 | 99604 | 99584 | 99367 | 98888 | 98229 | 97328 | 95997 | 94340 | 92409 | NPgN | GSP | NG FES - Consumer Transformation | Number of full electric cars and vans
NG FES - Consumer Transformation | Lct_BB001 | Number of | NPgN | NORTON | Number of full electric cars and vans | NORT_1 | 561 | 862 | 2562 | 5680 | 10054 | 16677 | 25937 | 37761 | 52010 | 68953 | 89095 | 112058 | 139228 | 167992 | 196743 | 223887 | 248895 | 270306 | 287369 | 300326 | 310067 | 316882 | 319935 | 320595 | 320529 | 319829 | 318290 | 316167 | 313267 | 308985 | 303650 | 297435 | NPgN | GSP | NG FES - Consumer Transformation | Number of full electric cars and vans
NG FES - Consumer Transformation | Lct_BB001 | Number of | NPgN | OFFERTON | Number of full electric cars and vans | OFFE_3 | 69 | 104 | 304 | 663 | 1157 | 1893 | 2909 | 4205 | 5765 | 7619 | 9822 | 12334 | 15306 | 18451 | 21595 | 24563 | 27297 | 29638 | 31503 | 32919 | 33984 | 34729 | 35062 | 35134 | 35127 | 35050 | 34882 | 34649 | 34331 | 33862 | 33277 | 32596 | NPgN | GSP | NG FES - Consumer Transformation | Number of full electric cars and vans
NG FES - Consumer Transformation | Lct_BB001 | Number of | NPgN | OSBALDWICK | Number of full electric cars and vans | OSBA_1 | 565 | 801 | 2197 | 4490 | 7321 | 11173 | 16094 | 22302 | 29739 | 38552 | 49008 | 60909 | 74980 | 89861 | 104723 | 118744 | 131655 | 142709 | 151515 | 158192 | 163211 | 166724 | 168293 | 168627 | 168587 | 168218 | 167409 | 166292 | 164767 | 162515 | 159709 | 156440 | NPgN | GSP | NG FES - Consumer Transformation | Number of full electric cars and vans
NG FES - Consumer Transformation | Lct_BB001 | Number of | NPgN | POPPLETON | Number of full electric cars and vans | POPP_3 | 98 | 138 | 378 | 768 | 1246 | 1890 | 2707 | 3736 | 4968 | 6428 | 8160 | 10130 | 12460 | 14924 | 17384 | 19705 | 21843 | 23672 | 25130 | 26235 | 27066 | 27647 | 27907 | 27962 | 27955 | 27894 | 27760 | 27574 | 27322 | 26948 | 26483 | 25941 | NPgN | GSP | NG FES - Consumer Transformation | Number of full electric cars and vans
NG FES - Consumer Transformation | Lct_BB001 | Number of | NPgN | SALTHOLME | Number of full electric cars and vans | SALH_1 | 2 | 3 | 10 | 22 | 40 | 66 | 103 | 150 | 207 | 275 | 356 | 448 | 556 | 671 | 786 | 895 | 995 | 1080 | 1149 | 1201 | 1240 | 1267 | 1279 | 1282 | 1281 | 1279 | 1272 | 1264 | 1252 | 1235 | 1214 | 1189 | NPgN | GSP | NG FES - Consumer Transformation | Number of full electric cars and vans
NG FES - Consumer Transformation | Lct_BB001 | Number of | NPgN | SOUTH SHIELDS | Number of full electric cars and vans | SSHI_3 | 65 | 98 | 283 | 613 | 1059 | 1717 | 2619 | 3767 | 5148 | 6790 | 8740 | 10963 | 13593 | 16377 | 19159 | 21785 | 24204 | 26275 | 27925 | 29178 | 30120 | 30779 | 31074 | 31137 | 31131 | 31063 | 30913 | 30707 | 30425 | 30010 | 29491 | 28888 | NPgN | GSP | NG FES - Consumer Transformation | Number of full electric cars and vans
NG FES - Consumer Transformation | Lct_BB001 | Number of | NPgN | SPADEADAM | Number of full electric cars and vans | KIELD01 and SPAD20 | 8 | 13 | 37 | 81 | 142 | 234 | 361 | 523 | 718 | 950 | 1226 | 1540 | 1912 | 2305 | 2699 | 3070 | 3412 | 3705 | 3939 | 4116 | 4249 | 4342 | 4384 | 4393 | 4392 | 4382 | 4361 | 4332 | 4293 | 4234 | 4161 | 4076 | NPgN | GSP | NG FES - Consumer Transformation | Number of full electric cars and vans
NG FES - Consumer Transformation | Lct_BB001 | Number of | NPgN | SPENNYMOOR | Number of full electric cars and vans | SPEN_1 | 376 | 555 | 1586 | 3385 | 5776 | 9247 | 13941 | 19908 | 27085 | 35608 | 45732 | 57269 | 70915 | 85357 | 99787 | 113408 | 125954 | 136696 | 145256 | 151752 | 156636 | 160053 | 161582 | 161911 | 161875 | 161522 | 160744 | 159672 | 158208 | 156045 | 153351 | 150213 | NPgN | GSP | NG FES - Consumer Transformation | Number of full electric cars and vans
NG FES - Consumer Transformation | Lct_BB001 | Number of | NPgN | STELLA NORTH | Number of full electric cars and vans | STEN_1 | 239 | 354 | 1012 | 2163 | 3696 | 5924 | 8941 | 12777 | 17391 | 22870 | 29379 | 36796 | 45570 | 54855 | 64134 | 72891 | 80958 | 87865 | 93369 | 97545 | 100686 | 102883 | 103866 | 104077 | 104055 | 103828 | 103328 | 102639 | 101697 | 100307 | 98575 | 96558 | NPgN | GSP | NG FES - Consumer Transformation | Number of full electric cars and vans
NG FES - Consumer Transformation | Lct_BB001 | Number of | NPgN | STELLA SOUTH | Number of full electric cars and vans | STES_1 | 234 | 341 | 963 | 2028 | 3414 | 5392 | 8028 | 11373 | 15392 | 20162 | 25826 | 32279 | 39911 | 47986 | 56054 | 63668 | 70681 | 76686 | 81470 | 85100 | 87830 | 89739 | 90593 | 90776 | 90756 | 90558 | 90122 | 89521 | 88700 | 87488 | 85977 | 84217 | NPgN | GSP | NG FES - Consumer Transformation | Number of full electric cars and vans
NG FES - Consumer Transformation | Lct_BB001 | Number of | NPgN | TYNEMOUTH | Number of full electric cars and vans | TYNE_1 | 192 | 290 | 849 | 1855 | 3236 | 5296 | 8141 | 11769 | 16137 | 21328 | 27499 | 34532 | 42853 | 51661 | 60464 | 68775 | 76430 | 82985 | 88209 | 92174 | 95156 | 97242 | 98176 | 98377 | 98356 | 98142 | 97669 | 97018 | 96128 | 94814 | 93177 | 91270 | NPgN | GSP | NG FES - Consumer Transformation | Number of full electric cars and vans
NG FES - Consumer Transformation | Lct_BB001 | Number of | NPgN | WEST BOLDON | Number of full electric cars and vans | WBOL_6 | 278 | 413 | 1191 | 2562 | 4407 | 7113 | 10802 | 15497 | 21146 | 27857 | 35831 | 44917 | 55666 | 67043 | 78412 | 89143 | 99028 | 107492 | 114236 | 119355 | 123204 | 125897 | 127102 | 127362 | 127334 | 127056 | 126445 | 125601 | 124449 | 122748 | 120629 | 118160 | NPgN | GSP | NG FES - Consumer Transformation | Number of full electric cars and vans
NG FES - Consumer Transformation | Lct_BB001 | Number of | NPgY | BRADFORD WEST | Number of full electric cars and vans | BRAW_1 | 463 | 832 | 2401 | 5080 | 8777 | 14432 | 22358 | 32560 | 45117 | 60295 | 78352 | 98946 | 123320 | 149134 | 174943 | 199313 | 221769 | 240996 | 256319 | 267962 | 276714 | 282836 | 285583 | 286180 | 286124 | 285500 | 284124 | 282229 | 279641 | 275819 | 271057 | 265508 | NPgY | GSP | NG FES - Consumer Transformation | Number of full electric cars and vans
NG FES - Consumer Transformation | Lct_BB001 | Number of | NPgY | CAMBLESFORTH | Number of full electric cars and vans | CAMB_01 | 59 | 99 | 267 | 533 | 873 | 1369 | 2043 | 2905 | 3965 | 5243 | 6763 | 8495 | 10544 | 12713 | 14881 | 16928 | 18813 | 20427 | 21714 | 22690 | 23425 | 23938 | 24169 | 24218 | 24213 | 24160 | 24044 | 23884 | 23665 | 23341 | 22938 | 22469 | NPgY | GSP | NG FES - Consumer Transformation | Number of full electric cars and vans
NG FES - Consumer Transformation | Lct_BB001 | Number of | NPgY | CREYKE BECK | Number of full electric cars and vans | CREB_1 | 873 | 1410 | 3692 | 7138 | 11338 | 17228 | 25053 | 35026 | 47243 | 61968 | 79458 | 99382 | 122950 | 147889 | 172806 | 196322 | 217983 | 236529 | 251305 | 262519 | 270949 | 276846 | 279487 | 280053 | 279992 | 279381 | 278035 | 276181 | 273648 | 269908 | 265248 | 259818 | NPgY | GSP | NG FES - Consumer Transformation | Number of full electric cars and vans
NG FES - Consumer Transformation | Lct_BB001 | Number of | NPgY | DRAX | Number of full electric cars and vans | DRAX_YEDL | 75 | 126 | 345 | 697 | 1156 | 1830 | 2754 | 3937 | 5392 | 7148 | 9235 | 11615 | 14430 | 17411 | 20391 | 23204 | 25795 | 28014 | 29782 | 31125 | 32134 | 32840 | 33157 | 33225 | 33218 | 33146 | 32986 | 32766 | 32466 | 32022 | 31469 | 30825 | NPgY | GSP | NG FES - Consumer Transformation | Number of full electric cars and vans
NG FES - Consumer Transformation | Lct_BB001 | Number of | NPgY | ELLAND | Number of full electric cars and vans | ELLA_1 | 433 | 755 | 2122 | 4390 | 7439 | 12022 | 18384 | 26557 | 36610 | 48754 | 63197 | 79667 | 99157 | 119795 | 140427 | 159907 | 177856 | 193224 | 205470 | 214774 | 221768 | 226660 | 228854 | 229330 | 229284 | 228784 | 227681 | 226163 | 224089 | 221026 | 217210 | 212764 | NPgY | GSP | NG FES - Consumer Transformation | Number of full electric cars and vans
NG FES - Consumer Transformation | Lct_BB001 | Number of | NPgY | FERRYBRIDGE A | Number of full electric cars and vans | FERRA2 | 208 | 341 | 909 | 1787 | 2889 | 4465 | 6588 | 9300 | 12628 | 16641 | 21409 | 26843 | 33272 | 40076 | 46876 | 53294 | 59207 | 64269 | 68302 | 71364 | 73666 | 75276 | 75998 | 76153 | 76137 | 75971 | 75605 | 75100 | 74412 | 73395 | 72127 | 70651 | NPgY | GSP | NG FES - Consumer Transformation | Number of full electric cars and vans
NG FES - Consumer Transformation | Lct_BB001 | Number of | NPgY | FERRYBRIDGE B | Number of full electric cars and vans | FERRB9 | 416 | 700 | 1905 | 3825 | 6305 | 9934 | 14890 | 21239 | 29036 | 38446 | 49634 | 62386 | 77475 | 93449 | 109414 | 124486 | 138372 | 150260 | 159734 | 166928 | 172336 | 176119 | 177815 | 178181 | 178145 | 177756 | 176899 | 175720 | 174108 | 171729 | 168764 | 165309 | NPgY | GSP | NG FES - Consumer Transformation | Number of full electric cars and vans
NG FES - Consumer Transformation | Lct_BB001 | Number of | NPgY | GRIMSBY WEST | Number of full electric cars and vans | GRIW_1 | 271 | 443 | 1175 | 2301 | 3702 | 5696 | 8374 | 11792 | 15984 | 21040 | 27046 | 33890 | 41986 | 50555 | 59118 | 67200 | 74645 | 81019 | 86098 | 89953 | 92851 | 94879 | 95787 | 95982 | 95962 | 95752 | 95291 | 94656 | 93787 | 92506 | 90908 | 89048 | NPgY | GSP | NG FES - Consumer Transformation | Number of full electric cars and vans
NG FES - Consumer Transformation | Lct_BB001 | Number of | NPgY | JORDANTHORPE | Number of full electric cars and vans | JORD_3 | 156 | 249 | 643 | 1228 | 1925 | 2887 | 4150 | 5757 | 7723 | 10091 | 12903 | 16106 | 19893 | 23900 | 27903 | 31681 | 35160 | 38139 | 40512 | 42313 | 43666 | 44613 | 45037 | 45128 | 45118 | 45019 | 44802 | 44503 | 44095 | 43493 | 42742 | 41867 | NPgY | GSP | NG FES - Consumer Transformation | Number of full electric cars and vans
NG FES - Consumer Transformation | Lct_BB001 | Number of | NPgY | KEADBY | Number of full electric cars and vans | KEAD_YEDL | 785 | 1218 | 3050 | 5628 | 8504 | 12246 | 16963 | 22913 | 30165 | 38880 | 49212 | 60968 | 74865 | 89558 | 104227 | 118064 | 130804 | 141710 | 150398 | 156982 | 161933 | 165396 | 166943 | 167271 | 167230 | 166865 | 166061 | 164954 | 163441 | 161207 | 158424 | 155181 | NPgY | GSP | NG FES - Consumer Transformation | Number of full electric cars and vans
NG FES - Consumer Transformation | Lct_BB001 | Number of | NPgY | KIRKSTALL B | Number of full electric cars and vans | KIRKB1 | 345 | 587 | 1618 | 3286 | 5475 | 8714 | 13166 | 18876 | 25893 | 34365 | 44439 | 55924 | 69514 | 83902 | 98284 | 111862 | 124372 | 135083 | 143618 | 150100 | 154974 | 158383 | 159911 | 160242 | 160209 | 159859 | 159089 | 158028 | 156579 | 154439 | 151772 | 148666 | NPgY | GSP | NG FES - Consumer Transformation | Number of full electric cars and vans
NG FES - Consumer Transformation | Lct_BB001 | Number of | NPgY | NEEPSEND | Number of full electric cars and vans | NEEP_3 | 160 | 261 | 689 | 1346 | 2161 | 3318 | 4869 | 6848 | 9275 | 12201 | 15678 | 19639 | 24325 | 29284 | 34240 | 38918 | 43226 | 46915 | 49855 | 52086 | 53763 | 54936 | 55462 | 55575 | 55563 | 55442 | 55175 | 54807 | 54304 | 53562 | 52637 | 51560 | NPgY | GSP | NG FES - Consumer Transformation | Number of full electric cars and vans
NG FES - Consumer Transformation | Lct_BB001 | Number of | NPgY | NORTON LEES | Number of full electric cars and vans | NORL_3 | 195 | 312 | 806 | 1538 | 2409 | 3608 | 5182 | 7184 | 9632 | 12582 | 16083 | 20071 | 24788 | 29778 | 34763 | 39467 | 43799 | 47508 | 50464 | 52706 | 54391 | 55570 | 56098 | 56211 | 56198 | 56076 | 55805 | 55433 | 54925 | 54174 | 53239 | 52149 | NPgY | GSP | NG FES - Consumer Transformation | Number of full electric cars and vans
NG FES - Consumer Transformation | Lct_BB001 | Number of | NPgY | PITSMOOR 3/4 | Number of full electric cars and vans | PITS_BB_B | 64 | 106 | 282 | 556 | 898 | 1390 | 2052 | 2898 | 3936 | 5187 | 6675 | 8370 | 10375 | 12498 | 14619 | 16621 | 18465 | 20044 | 21302 | 22257 | 22975 | 23478 | 23703 | 23751 | 23746 | 23694 | 23580 | 23423 | 23208 | 22891 | 22496 | 22035 | NPgY | GSP | NG FES - Consumer Transformation | Number of full electric cars and vans
NG FES - Consumer Transformation | Lct_BB001 | Number of | NPgY | SALTEND NORTH | Number of full electric cars and vans | SALT_1 | 118 | 189 | 494 | 950 | 1504 | 2275 | 3297 | 4598 | 6191 | 8111 | 10391 | 12988 | 16061 | 19311 | 22559 | 25624 | 28448 | 30865 | 32791 | 34252 | 35351 | 36119 | 36463 | 36537 | 36529 | 36449 | 36274 | 36032 | 35701 | 35213 | 34605 | 33897 | NPgY | GSP | NG FES - Consumer Transformation | Number of full electric cars and vans
NG FES - Consumer Transformation | Lct_BB001 | Number of | NPgY | SHEFFIELD CITY | Number of full electric cars and vans | SHEC_3 | 85 | 139 | 367 | 716 | 1147 | 1757 | 2573 | 3615 | 4893 | 6432 | 8262 | 10346 | 12812 | 15422 | 18029 | 20490 | 22757 | 24698 | 26245 | 27419 | 28301 | 28919 | 29195 | 29254 | 29248 | 29184 | 29044 | 28850 | 28585 | 28195 | 27708 | 27141 | NPgY | GSP | NG FES - Consumer Transformation | Number of full electric cars and vans
NG FES - Consumer Transformation | Lct_BB001 | Number of | NPgY | SKELTON GRANGE | Number of full electric cars and vans | SKLGB1 | 730 | 1263 | 3526 | 7251 | 12219 | 19650 | 29932 | 43134 | 59368 | 78975 | 102293 | 128881 | 160344 | 193659 | 226962 | 258406 | 287377 | 312182 | 331949 | 346964 | 358252 | 366148 | 369688 | 370456 | 370382 | 369574 | 367792 | 365340 | 361989 | 357042 | 350877 | 343695 | NPgY | GSP | NG FES - Consumer Transformation | Number of full electric cars and vans
NG FES - Consumer Transformation | Lct_BB001 | Number of | NPgY | TEMPLEBOROUGH 275/33KV | Number of full electric cars and vans | TEMP_3 | 15 | 24 | 62 | 118 | 187 | 282 | 407 | 567 | 763 | 998 | 1278 | 1597 | 1974 | 2373 | 2772 | 3148 | 3495 | 3791 | 4028 | 4207 | 4342 | 4436 | 4478 | 4487 | 4486 | 4477 | 4455 | 4425 | 4385 | 4325 | 4250 | 4163 | NPgY | GSP | NG FES - Consumer Transformation | Number of full electric cars and vans
NG FES - Consumer Transformation | Lct_BB001 | Number of | NPgY | THURCROFT | Number of full electric cars and vans | THUR_6 | 736 | 1124 | 2765 | 5000 | 7382 | 10349 | 13965 | 18493 | 23992 | 30587 | 38396 | 47274 | 57764 | 68847 | 79908 | 90336 | 99935 | 108152 | 114696 | 119652 | 123378 | 125984 | 127147 | 127391 | 127357 | 127079 | 126467 | 125624 | 124471 | 122770 | 120651 | 118181 | NPgY | GSP | NG FES - Consumer Transformation | Number of full electric cars and vans
NG FES - Consumer Transformation | Lct_BB001 | Number of | NPgY | WEST MELTON / THORPE MARSH | Number of full electric cars and vans | WMEL_THOM | 935 | 1469 | 3731 | 6992 | 10747 | 15774 | 22243 | 30437 | 40445 | 52485 | 66771 | 83033 | 102262 | 122599 | 142910 | 162072 | 179718 | 194825 | 206860 | 215986 | 222848 | 227648 | 229794 | 230251 | 230197 | 229695 | 228588 | 227064 | 224981 | 221906 | 218075 | 213611 | NPgY | GSP | NG FES - Consumer Transformation | Number of full electric cars and vans
NG FES - Consumer Transformation | Lct_BB001 | Number of | NPgY | WEST MELTON SECTION 3 | Number of full electric cars and vans | WMEL_BB3 | 807 | 1280 | 3283 | 6216 | 9663 | 14355 | 20466 | 28224 | 37710 | 49130 | 62686 | 78121 | 96375 | 115684 | 134972 | 153171 | 169932 | 184282 | 195714 | 204386 | 210906 | 215466 | 217507 | 217942 | 217893 | 217417 | 216370 | 214927 | 212955 | 210045 | 206418 | 202193 | NPgY | GSP | NG FES - Consumer Transformation | Number of full electric cars and vans
NG FES - Consumer Transformation | Lct_BB001 | Number of | NPgY | WINCOBANK | Number of full electric cars and vans | WIBA_3 | 18 | 32 | 89 | 183 | 308 | 495 | 755 | 1087 | 1496 | 1990 | 2578 | 3247 | 4040 | 4879 | 5718 | 6510 | 7240 | 7865 | 8363 | 8741 | 9026 | 9225 | 9314 | 9333 | 9331 | 9311 | 9266 | 9204 | 9120 | 8995 | 8840 | 8659 | NPgY | GSP | NG FES - Consumer Transformation | Number of full electric cars and vans
NG FES - Consumer Transformation | Lct_BB5678_NPgAggregate | Number of | NPgN | BLYTH 66kV | Number of heat pumps (total) | BLYTB1 | 771 | 917 | 1153 | 1718 | 2350 | 3040 | 3823 | 4841 | 6120 | 8021 | 10636 | 13874 | 18349 | 23085 | 27774 | 32455 | 37129 | 44123 | 49692 | 55198 | 60581 | 65999 | 71916 | 76762 | 80913 | 84221 | 86854 | 88983 | 90321 | 91681 | 93054 | 94428 | NPgN | GSP | NG FES - Consumer Transformation | Number of heat pumps (total)
NG FES - Consumer Transformation | Lct_BB5678_NPgAggregate | Number of | NPgN | BLYTH 132kV | Number of heat pumps (total) | BLYTH132 | 336 | 400 | 486 | 640 | 804 | 1085 | 1468 | 2060 | 2822 | 3970 | 5122 | 6362 | 7980 | 9547 | 11098 | 12485 | 13713 | 15617 | 17079 | 18498 | 19737 | 20974 | 22333 | 23431 | 24374 | 25156 | 25857 | 26419 | 26761 | 27110 | 27466 | 27826 | NPgN | GSP | NG FES - Consumer Transformation | Number of heat pumps (total)
NG FES - Consumer Transformation | Lct_BB5678_NPgAggregate | Number of | NPgN | FOURSTONES | Number of heat pumps (total) | FOUR_1 | 94 | 107 | 129 | 166 | 207 | 320 | 476 | 733 | 1070 | 1583 | 2075 | 2542 | 3143 | 3672 | 4195 | 4641 | 5029 | 5676 | 6146 | 6585 | 6851 | 7104 | 7381 | 7602 | 7794 | 7953 | 8096 | 8210 | 8281 | 8354 | 8429 | 8504 | NPgN | GSP | NG FES - Consumer Transformation | Number of heat pumps (total)
NG FES - Consumer Transformation | Lct_BB5678_NPgAggregate | Number of | NPgN | HARTMOOR | Number of heat pumps (total) | HARM_6 | 398 | 470 | 592 | 891 | 1227 | 1605 | 2032 | 2595 | 3310 | 4382 | 5863 | 7670 | 10169 | 12784 | 15372 | 17939 | 20504 | 24242 | 27222 | 30169 | 33057 | 35946 | 39058 | 41624 | 43826 | 45591 | 47007 | 48161 | 48904 | 49658 | 50418 | 51177 | NPgN | GSP | NG FES - Consumer Transformation | Number of heat pumps (total)
NG FES - Consumer Transformation | Lct_BB5678_NPgAggregate | Number of | NPgN | HAWTHORN PIT GRID | Number of heat pumps (total) | HAWP_6 | 389 | 469 | 597 | 901 | 1240 | 1614 | 2040 | 2597 | 3300 | 4351 | 5844 | 7796 | 10505 | 13431 | 16327 | 19240 | 22152 | 26568 | 30101 | 33600 | 37031 | 40487 | 44265 | 47356 | 49992 | 52105 | 53834 | 55222 | 56074 | 56940 | 57812 | 58685 | NPgN | GSP | NG FES - Consumer Transformation | Number of heat pumps (total)
NG FES - Consumer Transformation | Lct_BB5678_NPgAggregate | Number of | NPgN | KNARESBOROUGH | Number of heat pumps (total) | KNARE_111 | 670 | 771 | 946 | 1296 | 1682 | 2141 | 2685 | 3460 | 4400 | 5741 | 7404 | 9558 | 12516 | 15647 | 18746 | 21826 | 24859 | 29705 | 33499 | 37231 | 40783 | 44357 | 48257 | 51406 | 54083 | 56238 | 58067 | 59528 | 60439 | 61366 | 62303 | 63238 | NPgN | GSP | NG FES - Consumer Transformation | Number of heat pumps (total)
NG FES - Consumer Transformation | Lct_BB5678_NPgAggregate | Number of | NPgN | LACKENBY | Number of heat pumps (total) | LACK_6 | 598 | 715 | 903 | 1342 | 1833 | 2398 | 3047 | 3917 | 5021 | 6671 | 8948 | 11822 | 15790 | 19976 | 24118 | 28264 | 32400 | 38605 | 43555 | 48453 | 53226 | 58008 | 63193 | 67433 | 71059 | 73988 | 76423 | 78392 | 79634 | 80895 | 82167 | 83438 | NPgN | GSP | NG FES - Consumer Transformation | Number of heat pumps (total)
NG FES - Consumer Transformation | Lct_BB5678_NPgAggregate | Number of | NPgN | NORTON | Number of heat pumps (total) | NORT_1 | 1848 | 2149 | 2684 | 3932 | 5334 | 6992 | 8918 | 11552 | 14870 | 19797 | 26099 | 33719 | 44158 | 54937 | 65604 | 76091 | 86459 | 101943 | 114173 | 126215 | 137774 | 149351 | 161887 | 172149 | 180934 | 187948 | 193580 | 198168 | 201175 | 204225 | 207292 | 210348 | NPgN | GSP | NG FES - Consumer Transformation | Number of heat pumps (total)
NG FES - Consumer Transformation | Lct_BB5678_NPgAggregate | Number of | NPgN | OFFERTON | Number of heat pumps (total) | OFFE_3 | 155 | 177 | 228 | 351 | 494 | 656 | 838 | 1085 | 1393 | 1848 | 2553 | 3538 | 4932 | 6528 | 8109 | 9690 | 11271 | 13685 | 15624 | 17556 | 19455 | 21369 | 23436 | 25152 | 26617 | 27804 | 28790 | 29571 | 30017 | 30472 | 30936 | 31404 | NPgN | GSP | NG FES - Consumer Transformation | Number of heat pumps (total)
NG FES - Consumer Transformation | Lct_BB5678_NPgAggregate | Number of | NPgN | OSBALDWICK | Number of heat pumps (total) | OSBA_1 | 1382 | 1608 | 1974 | 2719 | 3541 | 4531 | 5696 | 7341 | 9385 | 12376 | 16351 | 21088 | 27602 | 34341 | 41008 | 47554 | 54012 | 63600 | 71164 | 78635 | 85853 | 93116 | 101011 | 107477 | 113029 | 117572 | 121453 | 124584 | 126530 | 128517 | 130529 | 132552 | NPgN | GSP | NG FES - Consumer Transformation | Number of heat pumps (total)
NG FES - Consumer Transformation | Lct_BB5678_NPgAggregate | Number of | NPgN | POPPLETON | Number of heat pumps (total) | POPP_3 | 185 | 215 | 271 | 403 | 553 | 723 | 917 | 1178 | 1506 | 1991 | 2648 | 3465 | 4593 | 5775 | 6945 | 8101 | 9252 | 10944 | 12289 | 13617 | 14917 | 16217 | 17609 | 18755 | 19735 | 20522 | 21163 | 21686 | 22034 | 22386 | 22739 | 23090 | NPgN | GSP | NG FES - Consumer Transformation | Number of heat pumps (total)
NG FES - Consumer Transformation | Lct_BB5678_NPgAggregate | Number of | NPgN | SALTHOLME | Number of heat pumps (total) | SALH_1 | 12 | 13 | 17 | 24 | 33 | 43 | 54 | 71 | 91 | 119 | 155 | 202 | 265 | 327 | 389 | 450 | 513 | 604 | 676 | 747 | 816 | 886 | 962 | 1024 | 1075 | 1117 | 1151 | 1179 | 1201 | 1222 | 1244 | 1265 | NPgN | GSP | NG FES - Consumer Transformation | Number of heat pumps (total)
NG FES - Consumer Transformation | Lct_BB5678_NPgAggregate | Number of | NPgN | SOUTH SHIELDS | Number of heat pumps (total) | SSHI_3 | 206 | 239 | 303 | 455 | 628 | 820 | 1036 | 1322 | 1678 | 2201 | 2972 | 3990 | 5422 | 6989 | 8540 | 10098 | 11652 | 14019 | 15911 | 17788 | 19632 | 21480 | 23473 | 25114 | 26516 | 27649 | 28587 | 29335 | 29775 | 30225 | 30680 | 31139 | NPgN | GSP | NG FES - Consumer Transformation | Number of heat pumps (total)
NG FES - Consumer Transformation | Lct_BB5678_NPgAggregate | Number of | NPgN | SPADEADAM | Number of heat pumps (total) | KIELD01 and SPAD20 | 39 | 45 | 55 | 72 | 90 | 129 | 181 | 264 | 373 | 536 | 703 | 872 | 1093 | 1292 | 1490 | 1668 | 1830 | 2095 | 2293 | 2480 | 2617 | 2751 | 2898 | 3015 | 3116 | 3199 | 3274 | 3335 | 3375 | 3417 | 3459 | 3501 | NPgN | GSP | NG FES - Consumer Transformation | Number of heat pumps (total)
NG FES - Consumer Transformation | Lct_BB5678_NPgAggregate | Number of | NPgN | SPENNYMOOR | Number of heat pumps (total) | SPEN_1 | 1277 | 1562 | 1936 | 2686 | 3492 | 4433 | 5536 | 7034 | 8919 | 11715 | 15506 | 20071 | 26325 | 32788 | 39181 | 45530 | 51837 | 61330 | 68840 | 76236 | 83345 | 90507 | 98353 | 104740 | 110196 | 114637 | 118452 | 121530 | 123463 | 125427 | 127404 | 129380 | NPgN | GSP | NG FES - Consumer Transformation | Number of heat pumps (total)
NG FES - Consumer Transformation | Lct_BB5678_NPgAggregate | Number of | NPgN | STELLA NORTH | Number of heat pumps (total) | STEN_1 | 799 | 917 | 1151 | 1690 | 2307 | 3027 | 3848 | 4971 | 6384 | 8477 | 11445 | 15125 | 20223 | 25514 | 30748 | 35965 | 41165 | 48791 | 54873 | 60893 | 66803 | 72758 | 79237 | 84550 | 89101 | 92804 | 95943 | 98498 | 100155 | 101837 | 103528 | 105217 | NPgN | GSP | NG FES - Consumer Transformation | Number of heat pumps (total)
NG FES - Consumer Transformation | Lct_BB5678_NPgAggregate | Number of | NPgN | STELLA SOUTH | Number of heat pumps (total) | STES_1 | 636 | 755 | 943 | 1359 | 1820 | 2357 | 2977 | 3820 | 4880 | 6454 | 8624 | 11265 | 14917 | 18787 | 22618 | 26416 | 30193 | 35839 | 40325 | 44765 | 49061 | 53375 | 58063 | 61915 | 65223 | 67897 | 70098 | 71865 | 72929 | 74017 | 75120 | 76231 | NPgN | GSP | NG FES - Consumer Transformation | Number of heat pumps (total)
NG FES - Consumer Transformation | Lct_BB5678_NPgAggregate | Number of | NPgN | TYNEMOUTH | Number of heat pumps (total) | TYNE_1 | 627 | 721 | 914 | 1401 | 1961 | 2569 | 3254 | 4143 | 5253 | 6893 | 9148 | 12121 | 16239 | 20632 | 24979 | 29348 | 33707 | 40359 | 45664 | 50900 | 56034 | 61191 | 66777 | 71339 | 75221 | 78310 | 80815 | 82844 | 84166 | 85504 | 86843 | 88173 | NPgN | GSP | NG FES - Consumer Transformation | Number of heat pumps (total)
NG FES - Consumer Transformation | Lct_BB5678_NPgAggregate | Number of | NPgN | WEST BOLDON | Number of heat pumps (total) | WBOL_6 | 773 | 903 | 1150 | 1764 | 2465 | 3230 | 4091 | 5212 | 6616 | 8694 | 11683 | 15648 | 21189 | 27204 | 33158 | 39155 | 45158 | 54306 | 61619 | 68864 | 75975 | 83111 | 90848 | 97189 | 102595 | 106927 | 110466 | 113301 | 115024 | 116777 | 118546 | 120318 | NPgN | GSP | NG FES - Consumer Transformation | Number of heat pumps (total)
NG FES - Consumer Transformation | Lct_BB5678_NPgAggregate | Number of | NPgY | BRADFORD WEST | Number of heat pumps (total) | BRAW_1 | 1536 | 1712 | 2159 | 3145 | 4265 | 5562 | 7082 | 9414 | 12128 | 16125 | 21673 | 28769 | 38370 | 48742 | 59170 | 69548 | 79956 | 95421 | 107876 | 120182 | 132160 | 143812 | 155924 | 167073 | 176153 | 183612 | 189121 | 193775 | 197531 | 200584 | 203664 | 206753 | NPgY | GSP | NG FES - Consumer Transformation | Number of heat pumps (total)
NG FES - Consumer Transformation | Lct_BB5678_NPgAggregate | Number of | NPgY | CAMBLESFORTH | Number of heat pumps (total) | CAMB_01 | 136 | 155 | 193 | 268 | 350 | 460 | 609 | 850 | 1137 | 1567 | 2054 | 2641 | 3410 | 4236 | 5037 | 5823 | 6546 | 7614 | 8468 | 9309 | 10112 | 10891 | 11704 | 12449 | 13054 | 13555 | 13940 | 14266 | 14532 | 14750 | 14970 | 15191 | NPgY | GSP | NG FES - Consumer Transformation | Number of heat pumps (total)
NG FES - Consumer Transformation | Lct_BB5678_NPgAggregate | Number of | NPgY | CREYKE BECK | Number of heat pumps (total) | CREB_1 | 2249 | 2525 | 3088 | 4285 | 5611 | 7192 | 9030 | 11804 | 15028 | 19782 | 25783 | 33122 | 42922 | 53473 | 63778 | 74128 | 84312 | 99347 | 111355 | 123200 | 134615 | 145670 | 157228 | 167784 | 176357 | 183400 | 188552 | 192898 | 196432 | 199292 | 202183 | 205082 | NPgY | GSP | NG FES - Consumer Transformation | Number of heat pumps (total)
NG FES - Consumer Transformation | Lct_BB5678_NPgAggregate | Number of | NPgY | DRAX | Number of heat pumps (total) | DRAX_YEDL | 335 | 378 | 454 | 604 | 767 | 981 | 1267 | 1719 | 2259 | 3075 | 4001 | 4986 | 6262 | 7558 | 8792 | 9949 | 10969 | 12433 | 13592 | 14730 | 15795 | 16823 | 17897 | 18880 | 19688 | 20367 | 20912 | 21378 | 21760 | 22082 | 22408 | 22736 | NPgY | GSP | NG FES - Consumer Transformation | Number of heat pumps (total)
NG FES - Consumer Transformation | Lct_BB5678_NPgAggregate | Number of | NPgY | ELLAND | Number of heat pumps (total) | ELLA_1 | 1171 | 1311 | 1658 | 2437 | 3318 | 4327 | 5475 | 7206 | 9212 | 12155 | 16222 | 21534 | 28728 | 36565 | 44438 | 52369 | 60397 | 72345 | 81955 | 91444 | 100669 | 109628 | 118942 | 127506 | 134460 | 140151 | 144248 | 147708 | 150535 | 152815 | 155111 | 157407 | NPgY | GSP | NG FES - Consumer Transformation | Number of heat pumps (total)
NG FES - Consumer Transformation | Lct_BB5678_NPgAggregate | Number of | NPgY | FERRYBRIDGE A | Number of heat pumps (total) | FERRA2 | 567 | 672 | 837 | 1162 | 1513 | 1927 | 2410 | 3124 | 3973 | 5251 | 6991 | 8989 | 11649 | 14427 | 17133 | 19747 | 22278 | 25995 | 29000 | 31966 | 34865 | 37701 | 40692 | 43429 | 45666 | 47526 | 48970 | 50203 | 51221 | 52061 | 52908 | 53759 | NPgY | GSP | NG FES - Consumer Transformation | Number of heat pumps (total)
NG FES - Consumer Transformation | Lct_BB5678_NPgAggregate | Number of | NPgY | FERRYBRIDGE B | Number of heat pumps (total) | FERRB9 | 965 | 1094 | 1380 | 2019 | 2739 | 3585 | 4608 | 6164 | 8010 | 10778 | 14422 | 18731 | 24489 | 30531 | 36464 | 42195 | 47754 | 55936 | 62537 | 69060 | 75406 | 81588 | 88059 | 93988 | 98844 | 102862 | 105811 | 108334 | 110435 | 112176 | 113931 | 115687 | NPgY | GSP | NG FES - Consumer Transformation | Number of heat pumps (total)
NG FES - Consumer Transformation | Lct_BB5678_NPgAggregate | Number of | NPgY | GRIMSBY WEST | Number of heat pumps (total) | GRIW_1 | 615 | 693 | 859 | 1224 | 1630 | 2107 | 2641 | 3430 | 4344 | 5689 | 7461 | 9793 | 12925 | 16366 | 19772 | 23245 | 26730 | 31927 | 36103 | 40219 | 44233 | 48140 | 52229 | 55975 | 58995 | 61460 | 63262 | 64778 | 66035 | 67032 | 68036 | 69036 | NPgY | GSP | NG FES - Consumer Transformation | Number of heat pumps (total)
NG FES - Consumer Transformation | Lct_BB5678_NPgAggregate | Number of | NPgY | JORDANTHORPE | Number of heat pumps (total) | JORD_3 | 177 | 198 | 255 | 388 | 542 | 721 | 932 | 1247 | 1619 | 2173 | 2913 | 3909 | 5237 | 6664 | 8082 | 9512 | 10947 | 13100 | 14841 | 16552 | 18228 | 19864 | 21579 | 23154 | 24415 | 25445 | 26223 | 26889 | 27483 | 27955 | 28424 | 28887 | NPgY | GSP | NG FES - Consumer Transformation | Number of heat pumps (total)
NG FES - Consumer Transformation | Lct_BB5678_NPgAggregate | Number of | NPgY | KEADBY | Number of heat pumps (total) | KEAD_YEDL | 1194 | 1360 | 1666 | 2254 | 2897 | 3745 | 4888 | 6721 | 8901 | 12167 | 15908 | 20167 | 25724 | 31581 | 37173 | 42624 | 47614 | 54924 | 60738 | 66466 | 71865 | 77099 | 82606 | 87617 | 91709 | 95105 | 97764 | 100016 | 101831 | 103326 | 104842 | 106366 | NPgY | GSP | NG FES - Consumer Transformation | Number of heat pumps (total)
NG FES - Consumer Transformation | Lct_BB5678_NPgAggregate | Number of | NPgY | KIRKSTALL B | Number of heat pumps (total) | KIRKB1 | 692 | 774 | 1003 | 1560 | 2200 | 2913 | 3703 | 4863 | 6216 | 8216 | 10951 | 14423 | 19101 | 24054 | 28986 | 33857 | 38776 | 46074 | 51961 | 57764 | 63454 | 68975 | 74720 | 79996 | 84273 | 87773 | 90179 | 92249 | 94087 | 95577 | 97066 | 98538 | NPgY | GSP | NG FES - Consumer Transformation | Number of heat pumps (total)
NG FES - Consumer Transformation | Lct_BB5678_NPgAggregate | Number of | NPgY | NEEPSEND | Number of heat pumps (total) | NEEP_3 | 304 | 342 | 433 | 633 | 861 | 1122 | 1415 | 1854 | 2362 | 3111 | 4200 | 5605 | 7522 | 9599 | 11711 | 13804 | 15917 | 19056 | 21589 | 24094 | 26553 | 28948 | 31429 | 33721 | 35589 | 37126 | 38281 | 39252 | 40015 | 40635 | 41263 | 41895 | NPgY | GSP | NG FES - Consumer Transformation | Number of heat pumps (total)
NG FES - Consumer Transformation | Lct_BB5678_NPgAggregate | Number of | NPgY | NORTON LEES | Number of heat pumps (total) | NORL_3 | 253 | 286 | 367 | 552 | 765 | 1006 | 1276 | 1673 | 2137 | 2821 | 3812 | 5146 | 6955 | 8900 | 10887 | 12870 | 14892 | 17909 | 20348 | 22749 | 25110 | 27397 | 29760 | 31948 | 33712 | 35159 | 36263 | 37199 | 37991 | 38625 | 39261 | 39893 | NPgY | GSP | NG FES - Consumer Transformation | Number of heat pumps (total)
NG FES - Consumer Transformation | Lct_BB5678_NPgAggregate | Number of | NPgY | PITSMOOR 3/4 | Number of heat pumps (total) | PITS_BB_B | 113 | 127 | 164 | 245 | 338 | 443 | 562 | 744 | 954 | 1261 | 1724 | 2330 | 3163 | 4066 | 4973 | 5880 | 6802 | 8178 | 9293 | 10398 | 11486 | 12545 | 13654 | 14667 | 15494 | 16175 | 16697 | 17135 | 17475 | 17752 | 18033 | 18316 | NPgY | GSP | NG FES - Consumer Transformation | Number of heat pumps (total)
NG FES - Consumer Transformation | Lct_BB5678_NPgAggregate | Number of | NPgY | SALTEND NORTH | Number of heat pumps (total) | SALT_1 | 282 | 322 | 395 | 547 | 714 | 912 | 1141 | 1484 | 1884 | 2477 | 3263 | 4232 | 5531 | 6938 | 8315 | 9702 | 11077 | 13114 | 14749 | 16364 | 17925 | 19436 | 21019 | 22465 | 23640 | 24607 | 25341 | 25958 | 26448 | 26846 | 27248 | 27653 | NPgY | GSP | NG FES - Consumer Transformation | Number of heat pumps (total)
NG FES - Consumer Transformation | Lct_BB5678_NPgAggregate | Number of | NPgY | SHEFFIELD CITY | Number of heat pumps (total) | SHEC_3 | 186 | 207 | 264 | 378 | 506 | 653 | 814 | 1069 | 1353 | 1757 | 2326 | 3060 | 4062 | 5133 | 6210 | 7283 | 8376 | 10000 | 11300 | 12585 | 13848 | 15066 | 16320 | 17470 | 18408 | 19179 | 19750 | 20233 | 20624 | 20944 | 21267 | 21591 | NPgY | GSP | NG FES - Consumer Transformation | Number of heat pumps (total)
NG FES - Consumer Transformation | Lct_BB5678_NPgAggregate | Number of | NPgY | SKELTON GRANGE | Number of heat pumps (total) | SKLGB1 | 1635 | 1831 | 2371 | 3665 | 5146 | 6799 | 8634 | 11347 | 14505 | 19168 | 25660 | 33975 | 45231 | 57252 | 69339 | 81265 | 93294 | 111142 | 125549 | 139773 | 153741 | 167273 | 181284 | 194189 | 204689 | 213294 | 219317 | 224468 | 228876 | 232466 | 236066 | 239645 | NPgY | GSP | NG FES - Consumer Transformation | Number of heat pumps (total)
NG FES - Consumer Transformation | Lct_BB5678_NPgAggregate | Number of | NPgY | TEMPLEBOROUGH 275/33KV | Number of heat pumps (total) | TEMP_3 | 14 | 16 | 21 | 33 | 48 | 65 | 84 | 113 | 147 | 200 | 273 | 371 | 502 | 641 | 778 | 915 | 1054 | 1262 | 1431 | 1598 | 1761 | 1921 | 2089 | 2243 | 2366 | 2468 | 2544 | 2609 | 2670 | 2718 | 2766 | 2814 | NPgY | GSP | NG FES - Consumer Transformation | Number of heat pumps (total)
NG FES - Consumer Transformation | Lct_BB5678_NPgAggregate | Number of | NPgY | THURCROFT | Number of heat pumps (total) | THUR_6 | 906 | 1047 | 1299 | 1854 | 2461 | 3158 | 3925 | 5025 | 6313 | 8230 | 10789 | 13851 | 17958 | 22383 | 26685 | 30980 | 35254 | 41550 | 46610 | 51610 | 56469 | 61179 | 66122 | 70633 | 74311 | 77337 | 79487 | 81307 | 82781 | 83984 | 85200 | 86421 | NPgY | GSP | NG FES - Consumer Transformation | Number of heat pumps (total)
NG FES - Consumer Transformation | Lct_BB5678_NPgAggregate | Number of | NPgY | WEST MELTON / THORPE MARSH | Number of heat pumps (total) | WMEL_THOM | 1499 | 1752 | 2203 | 3112 | 4102 | 5248 | 6516 | 8397 | 10573 | 13772 | 18175 | 23629 | 30968 | 38857 | 46617 | 54385 | 62156 | 73678 | 82951 | 92108 | 101073 | 109772 | 118869 | 127184 | 133947 | 139519 | 143696 | 147237 | 150152 | 152524 | 154917 | 157315 | NPgY | GSP | NG FES - Consumer Transformation | Number of heat pumps (total)
NG FES - Consumer Transformation | Lct_BB5678_NPgAggregate | Number of | NPgY | WEST MELTON SECTION 3 | Number of heat pumps (total) | WMEL_BB3 | 1373 | 1586 | 2000 | 2877 | 3852 | 4979 | 6308 | 8310 | 10679 | 14222 | 19147 | 24962 | 32784 | 41003 | 49116 | 56976 | 64709 | 76094 | 85296 | 94399 | 103284 | 111946 | 121018 | 129333 | 136159 | 141821 | 146085 | 149721 | 152678 | 155134 | 157618 | 160114 | NPgY | GSP | NG FES - Consumer Transformation | Number of heat pumps (total)
NG FES - Consumer Transformation | Lct_BB5678_NPgAggregate | Number of | NPgY | WINCOBANK | Number of heat pumps (total) | WIBA_3 | 51 | 58 | 75 | 116 | 162 | 213 | 270 | 352 | 448 | 589 | 783 | 1024 | 1351 | 1699 | 2043 | 2383 | 2727 | 3235 | 3644 | 4049 | 4446 | 4829 | 5227 | 5591 | 5888 | 6131 | 6298 | 6441 | 6563 | 6663 | 6763 | 6863 | NPgY | GSP | NG FES - Consumer Transformation | Number of heat pumps (total)
NG FES - Consumer Transformation | Lct_BB002 | Number of | NPgN | BLYTH 66kV | Number of hybrid electric cars and vans | BLYTB1 | 240 | 310 | 512 | 696 | 903 | 1133 | 1375 | 1622 | 1861 | 2105 | 2366 | 2643 | 2850 | 3072 | 3283 | 3492 | 3310 | 3036 | 2801 | 2586 | 2354 | 2097 | 1822 | 1518 | 1195 | 849 | 575 | 281 | 0 | 0 | 0 | 0 | NPgN | GSP | NG FES - Consumer Transformation | Number of hybrid electric cars and vans
NG FES - Consumer Transformation | Lct_BB002 | Number of | NPgN | BLYTH 132kV | Number of hybrid electric cars and vans | BLYTH132 | 156 | 187 | 284 | 354 | 418 | 474 | 521 | 575 | 630 | 690 | 757 | 831 | 884 | 943 | 1000 | 1058 | 998 | 913 | 841 | 775 | 705 | 627 | 545 | 454 | 357 | 254 | 172 | 84 | 0 | 0 | 0 | 0 | NPgN | GSP | NG FES - Consumer Transformation | Number of hybrid electric cars and vans
NG FES - Consumer Transformation | Lct_BB002 | Number of | NPgN | FOURSTONES | Number of hybrid electric cars and vans | FOUR_1 | 28 | 35 | 55 | 72 | 90 | 109 | 127 | 146 | 165 | 185 | 206 | 229 | 246 | 264 | 282 | 299 | 283 | 260 | 239 | 221 | 201 | 179 | 156 | 130 | 102 | 73 | 49 | 24 | 0 | 0 | 0 | 0 | NPgN | GSP | NG FES - Consumer Transformation | Number of hybrid electric cars and vans
NG FES - Consumer Transformation | Lct_BB002 | Number of | NPgN | HARTMOOR | Number of hybrid electric cars and vans | HARM_6 | 99 | 129 | 216 | 298 | 392 | 498 | 611 | 726 | 836 | 949 | 1069 | 1196 | 1291 | 1393 | 1490 | 1585 | 1503 | 1379 | 1273 | 1175 | 1070 | 953 | 828 | 690 | 543 | 386 | 261 | 127 | 0 | 0 | 0 | 0 | NPgN | GSP | NG FES - Consumer Transformation | Number of hybrid electric cars and vans
NG FES - Consumer Transformation | Lct_BB002 | Number of | NPgN | HAWTHORN PIT GRID | Number of hybrid electric cars and vans | HAWP_6 | 150 | 192 | 314 | 424 | 545 | 678 | 816 | 958 | 1096 | 1237 | 1388 | 1549 | 1669 | 1798 | 1920 | 2042 | 1935 | 1775 | 1637 | 1511 | 1376 | 1225 | 1064 | 887 | 698 | 496 | 336 | 164 | 0 | 0 | 0 | 0 | NPgN | GSP | NG FES - Consumer Transformation | Number of hybrid electric cars and vans
NG FES - Consumer Transformation | Lct_BB002 | Number of | NPgN | KNARESBOROUGH | Number of hybrid electric cars and vans | KNARE_111 | 291 | 362 | 575 | 755 | 943 | 1139 | 1334 | 1538 | 1739 | 1947 | 2173 | 2413 | 2592 | 2785 | 2970 | 3154 | 2986 | 2736 | 2523 | 2328 | 2119 | 1887 | 1639 | 1366 | 1075 | 764 | 518 | 252 | 0 | 0 | 0 | 0 | NPgN | GSP | NG FES - Consumer Transformation | Number of hybrid electric cars and vans
NG FES - Consumer Transformation | Lct_BB002 | Number of | NPgN | LACKENBY | Number of hybrid electric cars and vans | LACK_6 | 144 | 196 | 340 | 484 | 656 | 857 | 1076 | 1296 | 1506 | 1720 | 1945 | 2182 | 2362 | 2552 | 2733 | 2910 | 2762 | 2535 | 2340 | 2161 | 1968 | 1753 | 1523 | 1269 | 999 | 710 | 481 | 235 | 0 | 0 | 0 | 0 | NPgN | GSP | NG FES - Consumer Transformation | Number of hybrid electric cars and vans
NG FES - Consumer Transformation | Lct_BB002 | Number of | NPgN | NORTON | Number of hybrid electric cars and vans | NORT_1 | 538 | 715 | 1210 | 1688 | 2242 | 2878 | 3560 | 4251 | 4914 | 5589 | 6305 | 7059 | 7630 | 8236 | 8811 | 9380 | 8896 | 8164 | 7534 | 6956 | 6334 | 5642 | 4903 | 4085 | 3215 | 2285 | 1548 | 755 | 0 | 0 | 0 | 0 | NPgN | GSP | NG FES - Consumer Transformation | Number of hybrid electric cars and vans
NG FES - Consumer Transformation | Lct_BB002 | Number of | NPgN | OFFERTON | Number of hybrid electric cars and vans | OFFE_3 | 66 | 86 | 143 | 197 | 258 | 327 | 399 | 473 | 545 | 618 | 695 | 777 | 839 | 905 | 967 | 1029 | 976 | 895 | 826 | 762 | 694 | 618 | 537 | 448 | 352 | 250 | 170 | 83 | 0 | 0 | 0 | 0 | NPgN | GSP | NG FES - Consumer Transformation | Number of hybrid electric cars and vans
NG FES - Consumer Transformation | Lct_BB002 | Number of | NPgN | OSBALDWICK | Number of hybrid electric cars and vans | OSBA_1 | 543 | 665 | 1037 | 1335 | 1633 | 1928 | 2209 | 2510 | 2810 | 3125 | 3468 | 3837 | 4109 | 4405 | 4690 | 4975 | 4706 | 4310 | 3973 | 3664 | 3334 | 2969 | 2579 | 2149 | 1691 | 1202 | 814 | 397 | 0 | 0 | 0 | 0 | NPgN | GSP | NG FES - Consumer Transformation | Number of hybrid electric cars and vans
NG FES - Consumer Transformation | Lct_BB002 | Number of | NPgN | POPPLETON | Number of hybrid electric cars and vans | POPP_3 | 94 | 115 | 178 | 228 | 278 | 326 | 372 | 421 | 469 | 521 | 577 | 638 | 683 | 732 | 779 | 826 | 781 | 715 | 659 | 608 | 553 | 492 | 428 | 356 | 280 | 199 | 135 | 66 | 0 | 0 | 0 | 0 | NPgN | GSP | NG FES - Consumer Transformation | Number of hybrid electric cars and vans
NG FES - Consumer Transformation | Lct_BB002 | Number of | NPgN | SALTHOLME | Number of hybrid electric cars and vans | SALH_1 | 2 | 3 | 5 | 7 | 9 | 11 | 14 | 17 | 20 | 22 | 25 | 28 | 30 | 33 | 35 | 37 | 36 | 33 | 30 | 28 | 25 | 23 | 20 | 16 | 13 | 9 | 6 | 3 | 0 | 0 | 0 | 0 | NPgN | GSP | NG FES - Consumer Transformation | Number of hybrid electric cars and vans
NG FES - Consumer Transformation | Lct_BB002 | Number of | NPgN | SOUTH SHIELDS | Number of hybrid electric cars and vans | SSHI_3 | 63 | 81 | 134 | 182 | 236 | 296 | 359 | 424 | 486 | 550 | 619 | 691 | 745 | 803 | 858 | 913 | 865 | 794 | 732 | 676 | 615 | 548 | 476 | 397 | 312 | 222 | 150 | 73 | 0 | 0 | 0 | 0 | NPgN | GSP | NG FES - Consumer Transformation | Number of hybrid electric cars and vans
NG FES - Consumer Transformation | Lct_BB002 | Number of | NPgN | SPADEADAM | Number of hybrid electric cars and vans | KIELD01 and SPAD20 | 8 | 10 | 17 | 24 | 32 | 40 | 50 | 59 | 68 | 77 | 87 | 97 | 105 | 113 | 121 | 129 | 122 | 112 | 103 | 95 | 87 | 77 | 67 | 56 | 44 | 31 | 21 | 10 | 0 | 0 | 0 | 0 | NPgN | GSP | NG FES - Consumer Transformation | Number of hybrid electric cars and vans
NG FES - Consumer Transformation | Lct_BB002 | Number of | NPgN | SPENNYMOOR | Number of hybrid electric cars and vans | SPEN_1 | 361 | 460 | 749 | 1006 | 1288 | 1596 | 1914 | 2241 | 2559 | 2886 | 3236 | 3608 | 3886 | 4185 | 4469 | 4751 | 4502 | 4128 | 3808 | 3515 | 3200 | 2850 | 2476 | 2063 | 1624 | 1154 | 782 | 381 | 0 | 0 | 0 | 0 | NPgN | GSP | NG FES - Consumer Transformation | Number of hybrid electric cars and vans
NG FES - Consumer Transformation | Lct_BB002 | Number of | NPgN | STELLA NORTH | Number of hybrid electric cars and vans | STEN_1 | 230 | 293 | 478 | 643 | 824 | 1022 | 1227 | 1438 | 1643 | 1854 | 2079 | 2318 | 2497 | 2689 | 2872 | 3054 | 2894 | 2654 | 2448 | 2259 | 2057 | 1832 | 1592 | 1326 | 1044 | 742 | 503 | 245 | 0 | 0 | 0 | 0 | NPgN | GSP | NG FES - Consumer Transformation | Number of hybrid electric cars and vans
NG FES - Consumer Transformation | Lct_BB002 | Number of | NPgN | STELLA SOUTH | Number of hybrid electric cars and vans | STES_1 | 225 | 283 | 455 | 603 | 761 | 931 | 1102 | 1280 | 1454 | 1634 | 1828 | 2033 | 2187 | 2352 | 2510 | 2667 | 2526 | 2316 | 2136 | 1971 | 1794 | 1598 | 1388 | 1157 | 910 | 647 | 438 | 214 | 0 | 0 | 0 | 0 | NPgN | GSP | NG FES - Consumer Transformation | Number of hybrid electric cars and vans
NG FES - Consumer Transformation | Lct_BB002 | Number of | NPgN | TYNEMOUTH | Number of hybrid electric cars and vans | TYNE_1 | 184 | 241 | 401 | 551 | 722 | 914 | 1118 | 1325 | 1524 | 1729 | 1946 | 2175 | 2348 | 2533 | 2708 | 2881 | 2732 | 2506 | 2313 | 2135 | 1944 | 1731 | 1504 | 1254 | 987 | 701 | 475 | 232 | 0 | 0 | 0 | 0 | NPgN | GSP | NG FES - Consumer Transformation | Number of hybrid electric cars and vans
NG FES - Consumer Transformation | Lct_BB002 | Number of | NPgN | WEST BOLDON | Number of hybrid electric cars and vans | WBOL_6 | 267 | 343 | 562 | 761 | 983 | 1227 | 1483 | 1744 | 1998 | 2258 | 2535 | 2830 | 3051 | 3287 | 3512 | 3735 | 3540 | 3246 | 2995 | 2764 | 2517 | 2242 | 1948 | 1623 | 1277 | 908 | 615 | 300 | 0 | 0 | 0 | 0 | NPgN | GSP | NG FES - Consumer Transformation | Number of hybrid electric cars and vans
NG FES - Consumer Transformation | Lct_BB002 | Number of | NPgY | BRADFORD WEST | Number of hybrid electric cars and vans | BRAW_1 | 634 | 898 | 1134 | 1510 | 1957 | 2490 | 3069 | 3665 | 4262 | 4887 | 5544 | 6233 | 6758 | 7311 | 7835 | 8350 | 7927 | 7278 | 6720 | 6206 | 5653 | 5036 | 4376 | 3647 | 2870 | 2040 | 1382 | 674 | 0 | 0 | 0 | 0 | NPgY | GSP | NG FES - Consumer Transformation | Number of hybrid electric cars and vans
NG FES - Consumer Transformation | Lct_BB002 | Number of | NPgY | CAMBLESFORTH | Number of hybrid electric cars and vans | CAMB_01 | 81 | 107 | 126 | 158 | 195 | 236 | 280 | 327 | 375 | 425 | 479 | 535 | 578 | 623 | 666 | 709 | 672 | 617 | 569 | 526 | 479 | 426 | 370 | 309 | 243 | 173 | 117 | 57 | 0 | 0 | 0 | 0 | NPgY | GSP | NG FES - Consumer Transformation | Number of hybrid electric cars and vans
NG FES - Consumer Transformation | Lct_BB002 | Number of | NPgY | CREYKE BECK | Number of hybrid electric cars and vans | CREB_1 | 1194 | 1522 | 1743 | 2121 | 2529 | 2973 | 3439 | 3943 | 4463 | 5023 | 5623 | 6261 | 6738 | 7250 | 7739 | 8225 | 7792 | 7143 | 6589 | 6080 | 5535 | 4930 | 4283 | 3569 | 2808 | 1996 | 1352 | 659 | 0 | 0 | 0 | 0 | NPgY | GSP | NG FES - Consumer Transformation | Number of hybrid electric cars and vans
NG FES - Consumer Transformation | Lct_BB002 | Number of | NPgY | DRAX | Number of hybrid electric cars and vans | DRAX_YEDL | 102 | 136 | 163 | 207 | 258 | 316 | 378 | 443 | 509 | 579 | 654 | 732 | 791 | 854 | 913 | 972 | 922 | 846 | 781 | 721 | 656 | 585 | 508 | 423 | 333 | 237 | 160 | 78 | 0 | 0 | 0 | 0 | NPgY | GSP | NG FES - Consumer Transformation | Number of hybrid electric cars and vans
NG FES - Consumer Transformation | Lct_BB002 | Number of | NPgY | ELLAND | Number of hybrid electric cars and vans | ELLA_1 | 592 | 815 | 1002 | 1305 | 1659 | 2075 | 2524 | 2989 | 3459 | 3952 | 4472 | 5019 | 5434 | 5873 | 6289 | 6699 | 6357 | 5836 | 5387 | 4974 | 4531 | 4036 | 3507 | 2922 | 2300 | 1635 | 1108 | 540 | 0 | 0 | 0 | 0 | NPgY | GSP | NG FES - Consumer Transformation | Number of hybrid electric cars and vans
NG FES - Consumer Transformation | Lct_BB002 | Number of | NPgY | FERRYBRIDGE A | Number of hybrid electric cars and vans | FERRA2 | 284 | 368 | 429 | 531 | 644 | 770 | 904 | 1047 | 1193 | 1349 | 1515 | 1691 | 1823 | 1965 | 2099 | 2233 | 2116 | 1941 | 1791 | 1653 | 1505 | 1340 | 1165 | 970 | 764 | 543 | 368 | 179 | 0 | 0 | 0 | 0 | NPgY | GSP | NG FES - Consumer Transformation | Number of hybrid electric cars and vans
NG FES - Consumer Transformation | Lct_BB002 | Number of | NPgY | FERRYBRIDGE B | Number of hybrid electric cars and vans | FERRB9 | 570 | 756 | 899 | 1137 | 1406 | 1714 | 2044 | 2391 | 2743 | 3116 | 3512 | 3930 | 4246 | 4581 | 4900 | 5215 | 4946 | 4538 | 4188 | 3866 | 3521 | 3136 | 2725 | 2271 | 1787 | 1270 | 861 | 420 | 0 | 0 | 0 | 0 | NPgY | GSP | NG FES - Consumer Transformation | Number of hybrid electric cars and vans
NG FES - Consumer Transformation | Lct_BB002 | Number of | NPgY | GRIMSBY WEST | Number of hybrid electric cars and vans | GRIW_1 | 371 | 479 | 555 | 684 | 826 | 983 | 1150 | 1327 | 1510 | 1705 | 1914 | 2135 | 2301 | 2478 | 2648 | 2815 | 2668 | 2447 | 2257 | 2083 | 1897 | 1689 | 1468 | 1223 | 963 | 684 | 464 | 226 | 0 | 0 | 0 | 0 | NPgY | GSP | NG FES - Consumer Transformation | Number of hybrid electric cars and vans
NG FES - Consumer Transformation | Lct_BB002 | Number of | NPgY | JORDANTHORPE | Number of hybrid electric cars and vans | JORD_3 | 213 | 268 | 304 | 365 | 429 | 498 | 570 | 648 | 730 | 818 | 913 | 1015 | 1090 | 1172 | 1250 | 1327 | 1257 | 1152 | 1062 | 980 | 892 | 794 | 690 | 575 | 453 | 322 | 218 | 106 | 0 | 0 | 0 | 0 | NPgY | GSP | NG FES - Consumer Transformation | Number of hybrid electric cars and vans
NG FES - Consumer Transformation | Lct_BB002 | Number of | NPgY | KEADBY | Number of hybrid electric cars and vans | KEAD_YEDL | 1075 | 1314 | 1440 | 1673 | 1896 | 2113 | 2329 | 2579 | 2850 | 3151 | 3482 | 3841 | 4103 | 4390 | 4668 | 4946 | 4675 | 4280 | 3943 | 3636 | 3308 | 2945 | 2558 | 2132 | 1677 | 1192 | 808 | 394 | 0 | 0 | 0 | 0 | NPgY | GSP | NG FES - Consumer Transformation | Number of hybrid electric cars and vans
NG FES - Consumer Transformation | Lct_BB002 | Number of | NPgY | KIRKSTALL B | Number of hybrid electric cars and vans | KIRKB1 | 472 | 634 | 764 | 977 | 1221 | 1504 | 1807 | 2125 | 2446 | 2785 | 3145 | 3523 | 3810 | 4113 | 4402 | 4686 | 4446 | 4080 | 3765 | 3476 | 3166 | 2820 | 2450 | 2042 | 1607 | 1142 | 774 | 377 | 0 | 0 | 0 | 0 | NPgY | GSP | NG FES - Consumer Transformation | Number of hybrid electric cars and vans
NG FES - Consumer Transformation | Lct_BB002 | Number of | NPgY | NEEPSEND | Number of hybrid electric cars and vans | NEEP_3 | 218 | 281 | 325 | 400 | 482 | 573 | 668 | 771 | 876 | 989 | 1109 | 1237 | 1333 | 1436 | 1533 | 1630 | 1545 | 1417 | 1307 | 1206 | 1098 | 978 | 850 | 708 | 557 | 396 | 268 | 131 | 0 | 0 | 0 | 0 | NPgY | GSP | NG FES - Consumer Transformation | Number of hybrid electric cars and vans
NG FES - Consumer Transformation | Lct_BB002 | Number of | NPgY | NORTON LEES | Number of hybrid electric cars and vans | NORL_3 | 268 | 337 | 381 | 457 | 537 | 623 | 711 | 809 | 910 | 1020 | 1138 | 1264 | 1358 | 1460 | 1557 | 1653 | 1566 | 1435 | 1323 | 1221 | 1111 | 989 | 860 | 716 | 564 | 401 | 271 | 132 | 0 | 0 | 0 | 0 | NPgY | GSP | NG FES - Consumer Transformation | Number of hybrid electric cars and vans
NG FES - Consumer Transformation | Lct_BB002 | Number of | NPgY | PITSMOOR 3/4 | Number of hybrid electric cars and vans | PITS_BB_B | 88 | 114 | 133 | 165 | 200 | 240 | 282 | 326 | 372 | 420 | 472 | 527 | 569 | 613 | 655 | 696 | 660 | 605 | 559 | 515 | 469 | 418 | 363 | 303 | 238 | 169 | 115 | 56 | 0 | 0 | 0 | 0 | NPgY | GSP | NG FES - Consumer Transformation | Number of hybrid electric cars and vans
NG FES - Consumer Transformation | Lct_BB002 | Number of | NPgY | SALTEND NORTH | Number of hybrid electric cars and vans | SALT_1 | 161 | 204 | 233 | 282 | 335 | 393 | 453 | 518 | 585 | 657 | 735 | 818 | 880 | 947 | 1010 | 1074 | 1017 | 932 | 860 | 793 | 722 | 643 | 559 | 466 | 366 | 260 | 176 | 86 | 0 | 0 | 0 | 0 | NPgY | GSP | NG FES - Consumer Transformation | Number of hybrid electric cars and vans
NG FES - Consumer Transformation | Lct_BB002 | Number of | NPgY | SHEFFIELD CITY | Number of hybrid electric cars and vans | SHEC_3 | 117 | 150 | 173 | 213 | 256 | 303 | 353 | 407 | 462 | 521 | 585 | 652 | 702 | 756 | 807 | 858 | 813 | 746 | 688 | 635 | 578 | 515 | 447 | 373 | 293 | 209 | 141 | 69 | 0 | 0 | 0 | 0 | NPgY | GSP | NG FES - Consumer Transformation | Number of hybrid electric cars and vans
NG FES - Consumer Transformation | Lct_BB002 | Number of | NPgY | SKELTON GRANGE | Number of hybrid electric cars and vans | SKLGB1 | 999 | 1363 | 1665 | 2155 | 2725 | 3391 | 4109 | 4855 | 5609 | 6401 | 7239 | 8119 | 8787 | 9494 | 10165 | 10826 | 10272 | 9428 | 8703 | 8036 | 7319 | 6520 | 5665 | 4721 | 3715 | 2641 | 1789 | 872 | 0 | 0 | 0 | 0 | NPgY | GSP | NG FES - Consumer Transformation | Number of hybrid electric cars and vans
NG FES - Consumer Transformation | Lct_BB002 | Number of | NPgY | TEMPLEBOROUGH 275/33KV | Number of hybrid electric cars and vans | TEMP_3 | 20 | 26 | 29 | 35 | 42 | 49 | 56 | 64 | 72 | 81 | 90 | 101 | 108 | 116 | 124 | 132 | 125 | 115 | 106 | 97 | 89 | 79 | 69 | 57 | 45 | 32 | 22 | 11 | 0 | 0 | 0 | 0 | NPgY | GSP | NG FES - Consumer Transformation | Number of hybrid electric cars and vans
NG FES - Consumer Transformation | Lct_BB002 | Number of | NPgY | THURCROFT | Number of hybrid electric cars and vans | THUR_6 | 1008 | 1213 | 1306 | 1486 | 1646 | 1786 | 1917 | 2082 | 2267 | 2479 | 2717 | 2978 | 3166 | 3375 | 3579 | 3785 | 3572 | 3266 | 3007 | 2771 | 2521 | 2243 | 1948 | 1623 | 1277 | 908 | 615 | 300 | 0 | 0 | 0 | 0 | NPgY | GSP | NG FES - Consumer Transformation | Number of hybrid electric cars and vans
NG FES - Consumer Transformation | Lct_BB002 | Number of | NPgY | WEST MELTON / THORPE MARSH | Number of hybrid electric cars and vans | WMEL_THOM | 1279 | 1585 | 1762 | 2078 | 2397 | 2722 | 3053 | 3426 | 3821 | 4254 | 4725 | 5231 | 5604 | 6010 | 6400 | 6790 | 6424 | 5884 | 5424 | 5002 | 4553 | 4053 | 3521 | 2934 | 2309 | 1641 | 1112 | 542 | 0 | 0 | 0 | 0 | NPgY | GSP | NG FES - Consumer Transformation | Number of hybrid electric cars and vans
NG FES - Consumer Transformation | Lct_BB002 | Number of | NPgY | WEST MELTON SECTION 3 | Number of hybrid electric cars and vans | WMEL_BB3 | 1105 | 1381 | 1550 | 1848 | 2155 | 2477 | 2810 | 3177 | 3563 | 3982 | 4436 | 4922 | 5282 | 5671 | 6045 | 6417 | 6074 | 5566 | 5131 | 4734 | 4309 | 3837 | 3333 | 2777 | 2186 | 1553 | 1053 | 513 | 0 | 0 | 0 | 0 | NPgY | GSP | NG FES - Consumer Transformation | Number of hybrid electric cars and vans
NG FES - Consumer Transformation | Lct_BB002 | Number of | NPgY | WINCOBANK | Number of hybrid electric cars and vans | WIBA_3 | 25 | 34 | 42 | 54 | 69 | 86 | 104 | 122 | 141 | 161 | 182 | 205 | 221 | 239 | 256 | 273 | 259 | 238 | 219 | 202 | 184 | 164 | 143 | 119 | 94 | 67 | 45 | 22 | 0 | 0 | 0 | 0 | NPgY | GSP | NG FES - Consumer Transformation | Number of hybrid electric cars and vans
NG FES - Consumer Transformation | Lct_BB007 | Number of | NPgN | BLYTH 66kV | Number of I&C full electric heat pumps | BLYTB1 | 124 | 134 | 160 | 176 | 193 | 224 | 260 | 343 | 427 | 511 | 597 | 684 | 809 | 900 | 990 | 1079 | 1168 | 1301 | 1376 | 1452 | 1527 | 1600 | 1676 | 1724 | 1773 | 1821 | 1868 | 1912 | 1956 | 2003 | 2051 | 2099 | NPgN | GSP | NG FES - Consumer Transformation | Number of I&C full electric heat pumps
NG FES - Consumer Transformation | Lct_BB007 | Number of | NPgN | BLYTH 132kV | Number of I&C full electric heat pumps | BLYTH132 | 75 | 81 | 97 | 106 | 117 | 136 | 158 | 208 | 258 | 309 | 361 | 414 | 490 | 545 | 599 | 654 | 707 | 788 | 833 | 880 | 925 | 969 | 1015 | 1044 | 1074 | 1103 | 1131 | 1157 | 1185 | 1213 | 1242 | 1271 | NPgN | GSP | NG FES - Consumer Transformation | Number of I&C full electric heat pumps
NG FES - Consumer Transformation | Lct_BB007 | Number of | NPgN | FOURSTONES | Number of I&C full electric heat pumps | FOUR_1 | 30 | 33 | 39 | 43 | 47 | 54 | 63 | 83 | 103 | 124 | 144 | 165 | 196 | 218 | 239 | 261 | 283 | 315 | 333 | 351 | 369 | 387 | 405 | 417 | 429 | 440 | 452 | 462 | 473 | 484 | 496 | 508 | NPgN | GSP | NG FES - Consumer Transformation | Number of I&C full electric heat pumps
NG FES - Consumer Transformation | Lct_BB007 | Number of | NPgN | HARTMOOR | Number of I&C full electric heat pumps | HARM_6 | 69 | 74 | 87 | 95 | 104 | 120 | 139 | 182 | 225 | 267 | 310 | 354 | 416 | 460 | 502 | 544 | 585 | 648 | 681 | 714 | 746 | 776 | 807 | 825 | 843 | 860 | 876 | 890 | 905 | 920 | 935 | 950 | NPgN | GSP | NG FES - Consumer Transformation | Number of I&C full electric heat pumps
NG FES - Consumer Transformation | Lct_BB007 | Number of | NPgN | HAWTHORN PIT GRID | Number of I&C full electric heat pumps | HAWP_6 | 68 | 73 | 87 | 95 | 103 | 119 | 138 | 180 | 223 | 265 | 307 | 350 | 412 | 455 | 497 | 539 | 580 | 641 | 674 | 707 | 739 | 768 | 800 | 817 | 835 | 851 | 867 | 881 | 895 | 910 | 925 | 940 | NPgN | GSP | NG FES - Consumer Transformation | Number of I&C full electric heat pumps
NG FES - Consumer Transformation | Lct_BB007 | Number of | NPgN | KNARESBOROUGH | Number of I&C full electric heat pumps | KNARE_111 | 189 | 205 | 244 | 270 | 297 | 346 | 403 | 533 | 665 | 799 | 935 | 1075 | 1277 | 1424 | 1571 | 1718 | 1865 | 2084 | 2211 | 2342 | 2472 | 2598 | 2730 | 2819 | 2909 | 2997 | 3084 | 3167 | 3252 | 3340 | 3431 | 3524 | NPgN | GSP | NG FES - Consumer Transformation | Number of I&C full electric heat pumps
NG FES - Consumer Transformation | Lct_BB007 | Number of | NPgN | LACKENBY | Number of I&C full electric heat pumps | LACK_6 | 111 | 120 | 142 | 157 | 172 | 200 | 232 | 305 | 380 | 455 | 531 | 609 | 720 | 801 | 880 | 959 | 1038 | 1156 | 1222 | 1290 | 1356 | 1421 | 1488 | 1531 | 1574 | 1616 | 1656 | 1695 | 1734 | 1775 | 1817 | 1859 | NPgN | GSP | NG FES - Consumer Transformation | Number of I&C full electric heat pumps
NG FES - Consumer Transformation | Lct_BB007 | Number of | NPgN | NORTON | Number of I&C full electric heat pumps | NORT_1 | 397 | 430 | 510 | 561 | 614 | 713 | 828 | 1089 | 1354 | 1620 | 1889 | 2163 | 2557 | 2842 | 3120 | 3398 | 3674 | 4087 | 4319 | 4555 | 4785 | 5007 | 5239 | 5386 | 5534 | 5676 | 5814 | 5945 | 6078 | 6215 | 6357 | 6500 | NPgN | GSP | NG FES - Consumer Transformation | Number of I&C full electric heat pumps
NG FES - Consumer Transformation | Lct_BB007 | Number of | NPgN | OFFERTON | Number of I&C full electric heat pumps | OFFE_3 | 46 | 49 | 58 | 63 | 69 | 80 | 92 | 121 | 150 | 178 | 207 | 236 | 278 | 307 | 336 | 364 | 391 | 433 | 456 | 478 | 500 | 520 | 541 | 554 | 566 | 577 | 588 | 598 | 608 | 619 | 629 | 640 | NPgN | GSP | NG FES - Consumer Transformation | Number of I&C full electric heat pumps
NG FES - Consumer Transformation | Lct_BB007 | Number of | NPgN | OSBALDWICK | Number of I&C full electric heat pumps | OSBA_1 | 340 | 368 | 436 | 478 | 523 | 606 | 702 | 922 | 1144 | 1366 | 1591 | 1819 | 2147 | 2382 | 2611 | 2838 | 3064 | 3403 | 3589 | 3778 | 3962 | 4139 | 4322 | 4436 | 4549 | 4658 | 4763 | 4861 | 4961 | 5064 | 5171 | 5278 | NPgN | GSP | NG FES - Consumer Transformation | Number of I&C full electric heat pumps
NG FES - Consumer Transformation | Lct_BB007 | Number of | NPgN | POPPLETON | Number of I&C full electric heat pumps | POPP_3 | 46 | 49 | 58 | 64 | 69 | 80 | 93 | 121 | 150 | 178 | 207 | 236 | 278 | 307 | 336 | 364 | 392 | 433 | 456 | 478 | 500 | 520 | 541 | 554 | 566 | 577 | 588 | 598 | 608 | 618 | 629 | 639 | NPgN | GSP | NG FES - Consumer Transformation | Number of I&C full electric heat pumps
NG FES - Consumer Transformation | Lct_BB007 | Number of | NPgN | SALTHOLME | Number of I&C full electric heat pumps | SALH_1 | 6 | 6 | 8 | 8 | 9 | 11 | 12 | 16 | 20 | 24 | 28 | 32 | 37 | 41 | 45 | 49 | 53 | 59 | 62 | 65 | 68 | 71 | 74 | 76 | 78 | 79 | 81 | 83 | 84 | 86 | 87 | 89 | NPgN | GSP | NG FES - Consumer Transformation | Number of I&C full electric heat pumps
NG FES - Consumer Transformation | Lct_BB007 | Number of | NPgN | SOUTH SHIELDS | Number of I&C full electric heat pumps | SSHI_3 | 50 | 54 | 64 | 70 | 76 | 88 | 102 | 133 | 165 | 196 | 227 | 259 | 304 | 336 | 367 | 398 | 427 | 473 | 497 | 521 | 544 | 566 | 588 | 601 | 614 | 626 | 637 | 647 | 658 | 668 | 679 | 690 | NPgN | GSP | NG FES - Consumer Transformation | Number of I&C full electric heat pumps
NG FES - Consumer Transformation | Lct_BB007 | Number of | NPgN | SPADEADAM | Number of I&C full electric heat pumps | KIELD01 and SPAD20 | 12 | 13 | 15 | 16 | 18 | 21 | 24 | 32 | 40 | 48 | 56 | 64 | 76 | 84 | 93 | 101 | 109 | 122 | 129 | 136 | 143 | 150 | 157 | 161 | 166 | 170 | 175 | 179 | 183 | 187 | 192 | 196 | NPgN | GSP | NG FES - Consumer Transformation | Number of I&C full electric heat pumps
NG FES - Consumer Transformation | Lct_BB007 | Number of | NPgN | SPENNYMOOR | Number of I&C full electric heat pumps | SPEN_1 | 223 | 240 | 283 | 310 | 337 | 390 | 450 | 589 | 729 | 867 | 1006 | 1147 | 1349 | 1491 | 1628 | 1764 | 1897 | 2099 | 2206 | 2314 | 2417 | 2515 | 2617 | 2675 | 2732 | 2786 | 2837 | 2883 | 2930 | 2978 | 3028 | 3077 | NPgN | GSP | NG FES - Consumer Transformation | Number of I&C full electric heat pumps
NG FES - Consumer Transformation | Lct_BB007 | Number of | NPgN | STELLA NORTH | Number of I&C full electric heat pumps | STEN_1 | 195 | 211 | 250 | 274 | 299 | 347 | 402 | 528 | 655 | 782 | 911 | 1042 | 1229 | 1364 | 1495 | 1625 | 1754 | 1947 | 2054 | 2161 | 2266 | 2366 | 2471 | 2535 | 2599 | 2660 | 2719 | 2774 | 2830 | 2888 | 2947 | 3007 | NPgN | GSP | NG FES - Consumer Transformation | Number of I&C full electric heat pumps
NG FES - Consumer Transformation | Lct_BB007 | Number of | NPgN | STELLA SOUTH | Number of I&C full electric heat pumps | STES_1 | 133 | 143 | 169 | 185 | 202 | 234 | 271 | 355 | 440 | 524 | 609 | 695 | 819 | 907 | 993 | 1077 | 1161 | 1287 | 1355 | 1423 | 1490 | 1553 | 1619 | 1659 | 1697 | 1735 | 1770 | 1803 | 1836 | 1870 | 1906 | 1941 | NPgN | GSP | NG FES - Consumer Transformation | Number of I&C full electric heat pumps
NG FES - Consumer Transformation | Lct_BB007 | Number of | NPgN | TYNEMOUTH | Number of I&C full electric heat pumps | TYNE_1 | 123 | 133 | 158 | 174 | 191 | 222 | 258 | 340 | 423 | 506 | 591 | 678 | 802 | 893 | 981 | 1070 | 1158 | 1290 | 1365 | 1441 | 1516 | 1588 | 1664 | 1712 | 1761 | 1809 | 1855 | 1900 | 1945 | 1991 | 2040 | 2088 | NPgN | GSP | NG FES - Consumer Transformation | Number of I&C full electric heat pumps
NG FES - Consumer Transformation | Lct_BB007 | Number of | NPgN | WEST BOLDON | Number of I&C full electric heat pumps | WBOL_6 | 160 | 172 | 204 | 223 | 243 | 281 | 325 | 426 | 527 | 628 | 729 | 832 | 979 | 1084 | 1185 | 1285 | 1384 | 1533 | 1613 | 1694 | 1771 | 1845 | 1922 | 1967 | 2012 | 2054 | 2094 | 2132 | 2169 | 2207 | 2247 | 2287 | NPgN | GSP | NG FES - Consumer Transformation | Number of I&C full electric heat pumps
NG FES - Consumer Transformation | Lct_BB007 | Number of | NPgY | BRADFORD WEST | Number of I&C full electric heat pumps | BRAW_1 | 453 | 472 | 549 | 591 | 635 | 719 | 815 | 1104 | 1367 | 1629 | 1893 | 2160 | 2528 | 2799 | 3061 | 3321 | 3577 | 3953 | 4159 | 4368 | 4570 | 4762 | 4944 | 5061 | 5176 | 5286 | 5391 | 5492 | 5589 | 5689 | 5792 | 5895 | NPgY | GSP | NG FES - Consumer Transformation | Number of I&C full electric heat pumps
NG FES - Consumer Transformation | Lct_BB007 | Number of | NPgY | CAMBLESFORTH | Number of I&C full electric heat pumps | CAMB_01 | 35 | 37 | 44 | 47 | 51 | 58 | 66 | 91 | 113 | 136 | 159 | 182 | 215 | 239 | 263 | 288 | 312 | 347 | 368 | 389 | 410 | 430 | 450 | 464 | 478 | 492 | 505 | 519 | 532 | 545 | 560 | 574 | NPgY | GSP | NG FES - Consumer Transformation | Number of I&C full electric heat pumps
NG FES - Consumer Transformation | Lct_BB007 | Number of | NPgY | CREYKE BECK | Number of I&C full electric heat pumps | CREB_1 | 443 | 463 | 541 | 585 | 631 | 717 | 816 | 1110 | 1380 | 1651 | 1926 | 2206 | 2593 | 2882 | 3165 | 3447 | 3728 | 4137 | 4372 | 4611 | 4845 | 5071 | 5288 | 5437 | 5587 | 5731 | 5872 | 6010 | 6145 | 6285 | 6430 | 6575 | NPgY | GSP | NG FES - Consumer Transformation | Number of I&C full electric heat pumps
NG FES - Consumer Transformation | Lct_BB007 | Number of | NPgY | DRAX | Number of I&C full electric heat pumps | DRAX_YEDL | 47 | 49 | 58 | 63 | 68 | 77 | 89 | 121 | 151 | 181 | 212 | 243 | 287 | 320 | 353 | 386 | 419 | 466 | 495 | 523 | 552 | 580 | 607 | 626 | 646 | 665 | 684 | 703 | 722 | 741 | 761 | 781 | NPgY | GSP | NG FES - Consumer Transformation | Number of I&C full electric heat pumps
NG FES - Consumer Transformation | Lct_BB007 | Number of | NPgY | ELLAND | Number of I&C full electric heat pumps | ELLA_1 | 334 | 348 | 405 | 435 | 468 | 530 | 601 | 813 | 1007 | 1200 | 1394 | 1590 | 1861 | 2059 | 2252 | 2442 | 2630 | 2906 | 3057 | 3210 | 3358 | 3498 | 3631 | 3717 | 3801 | 3880 | 3956 | 4030 | 4100 | 4173 | 4248 | 4322 | NPgY | GSP | NG FES - Consumer Transformation | Number of I&C full electric heat pumps
NG FES - Consumer Transformation | Lct_BB007 | Number of | NPgY | FERRYBRIDGE A | Number of I&C full electric heat pumps | FERRA2 | 71 | 74 | 87 | 94 | 101 | 115 | 132 | 179 | 223 | 267 | 312 | 358 | 422 | 469 | 516 | 563 | 610 | 678 | 718 | 759 | 799 | 837 | 875 | 901 | 928 | 954 | 979 | 1004 | 1029 | 1055 | 1081 | 1108 | NPgY | GSP | NG FES - Consumer Transformation | Number of I&C full electric heat pumps
NG FES - Consumer Transformation | Lct_BB007 | Number of | NPgY | FERRYBRIDGE B | Number of I&C full electric heat pumps | FERRB9 | 213 | 223 | 261 | 282 | 304 | 345 | 393 | 534 | 664 | 795 | 927 | 1062 | 1248 | 1387 | 1523 | 1659 | 1794 | 1991 | 2104 | 2220 | 2333 | 2441 | 2546 | 2619 | 2691 | 2762 | 2830 | 2897 | 2963 | 3032 | 3103 | 3174 | NPgY | GSP | NG FES - Consumer Transformation | Number of I&C full electric heat pumps
NG FES - Consumer Transformation | Lct_BB007 | Number of | NPgY | GRIMSBY WEST | Number of I&C full electric heat pumps | GRIW_1 | 127 | 132 | 154 | 166 | 178 | 202 | 229 | 310 | 384 | 458 | 532 | 608 | 712 | 788 | 862 | 936 | 1008 | 1115 | 1174 | 1233 | 1291 | 1345 | 1398 | 1431 | 1465 | 1496 | 1527 | 1556 | 1585 | 1614 | 1644 | 1674 | NPgY | GSP | NG FES - Consumer Transformation | Number of I&C full electric heat pumps
NG FES - Consumer Transformation | Lct_BB007 | Number of | NPgY | JORDANTHORPE | Number of I&C full electric heat pumps | JORD_3 | 41 | 43 | 50 | 54 | 58 | 66 | 75 | 101 | 126 | 150 | 175 | 200 | 235 | 260 | 286 | 311 | 335 | 372 | 392 | 413 | 434 | 453 | 472 | 484 | 497 | 509 | 521 | 532 | 543 | 555 | 567 | 579 | NPgY | GSP | NG FES - Consumer Transformation | Number of I&C full electric heat pumps
NG FES - Consumer Transformation | Lct_BB007 | Number of | NPgY | KEADBY | Number of I&C full electric heat pumps | KEAD_YEDL | 251 | 263 | 308 | 333 | 360 | 410 | 468 | 638 | 795 | 953 | 1115 | 1279 | 1506 | 1678 | 1847 | 2016 | 2185 | 2430 | 2574 | 2721 | 2865 | 3005 | 3141 | 3237 | 3334 | 3428 | 3520 | 3612 | 3702 | 3795 | 3892 | 3989 | NPgY | GSP | NG FES - Consumer Transformation | Number of I&C full electric heat pumps
NG FES - Consumer Transformation | Lct_BB007 | Number of | NPgY | KIRKSTALL B | Number of I&C full electric heat pumps | KIRKB1 | 196 | 204 | 237 | 255 | 274 | 310 | 352 | 476 | 589 | 701 | 815 | 929 | 1087 | 1203 | 1315 | 1425 | 1534 | 1695 | 1782 | 1871 | 1956 | 2037 | 2114 | 2162 | 2210 | 2256 | 2299 | 2341 | 2381 | 2421 | 2464 | 2505 | NPgY | GSP | NG FES - Consumer Transformation | Number of I&C full electric heat pumps
NG FES - Consumer Transformation | Lct_BB007 | Number of | NPgY | NEEPSEND | Number of I&C full electric heat pumps | NEEP_3 | 80 | 84 | 97 | 105 | 112 | 127 | 144 | 195 | 241 | 287 | 334 | 381 | 445 | 493 | 539 | 584 | 629 | 694 | 730 | 766 | 801 | 835 | 866 | 886 | 906 | 924 | 942 | 959 | 975 | 992 | 1009 | 1026 | NPgY | GSP | NG FES - Consumer Transformation | Number of I&C full electric heat pumps
NG FES - Consumer Transformation | Lct_BB007 | Number of | NPgY | NORTON LEES | Number of I&C full electric heat pumps | NORL_3 | 63 | 66 | 77 | 82 | 89 | 100 | 114 | 154 | 190 | 226 | 263 | 300 | 351 | 388 | 424 | 460 | 495 | 547 | 575 | 604 | 632 | 658 | 682 | 698 | 714 | 728 | 742 | 756 | 769 | 782 | 795 | 809 | NPgY | GSP | NG FES - Consumer Transformation | Number of I&C full electric heat pumps
NG FES - Consumer Transformation | Lct_BB007 | Number of | NPgY | PITSMOOR 3/4 | Number of I&C full electric heat pumps | PITS_BB_B | 40 | 41 | 48 | 52 | 56 | 63 | 71 | 96 | 119 | 142 | 165 | 188 | 220 | 244 | 267 | 289 | 311 | 344 | 362 | 380 | 397 | 413 | 429 | 439 | 449 | 458 | 467 | 475 | 483 | 491 | 500 | 509 | NPgY | GSP | NG FES - Consumer Transformation | Number of I&C full electric heat pumps
NG FES - Consumer Transformation | Lct_BB007 | Number of | NPgY | SALTEND NORTH | Number of I&C full electric heat pumps | SALT_1 | 48 | 50 | 59 | 64 | 69 | 78 | 89 | 121 | 150 | 180 | 210 | 241 | 283 | 314 | 345 | 376 | 407 | 452 | 478 | 504 | 529 | 554 | 578 | 595 | 611 | 627 | 643 | 658 | 673 | 688 | 704 | 720 | NPgY | GSP | NG FES - Consumer Transformation | Number of I&C full electric heat pumps
NG FES - Consumer Transformation | Lct_BB007 | Number of | NPgY | SHEFFIELD CITY | Number of I&C full electric heat pumps | SHEC_3 | 79 | 83 | 96 | 103 | 111 | 125 | 142 | 192 | 238 | 284 | 330 | 376 | 440 | 486 | 532 | 577 | 621 | 686 | 721 | 757 | 791 | 824 | 855 | 875 | 894 | 912 | 930 | 947 | 963 | 979 | 996 | 1013 | NPgY | GSP | NG FES - Consumer Transformation | Number of I&C full electric heat pumps
NG FES - Consumer Transformation | Lct_BB007 | Number of | NPgY | SKELTON GRANGE | Number of I&C full electric heat pumps | SKLGB1 | 478 | 499 | 580 | 625 | 672 | 760 | 862 | 1167 | 1445 | 1722 | 2002 | 2284 | 2673 | 2959 | 3237 | 3512 | 3783 | 4181 | 4399 | 4621 | 4835 | 5038 | 5231 | 5355 | 5478 | 5594 | 5706 | 5814 | 5917 | 6023 | 6133 | 6242 | NPgY | GSP | NG FES - Consumer Transformation | Number of I&C full electric heat pumps
NG FES - Consumer Transformation | Lct_BB007 | Number of | NPgY | TEMPLEBOROUGH 275/33KV | Number of I&C full electric heat pumps | TEMP_3 | 2 | 3 | 3 | 3 | 4 | 4 | 5 | 6 | 8 | 9 | 11 | 13 | 15 | 17 | 18 | 20 | 22 | 24 | 26 | 27 | 29 | 30 | 31 | 32 | 33 | 34 | 35 | 36 | 37 | 38 | 39 | 40 | NPgY | GSP | NG FES - Consumer Transformation | Number of I&C full electric heat pumps
NG FES - Consumer Transformation | Lct_BB007 | Number of | NPgY | THURCROFT | Number of I&C full electric heat pumps | THUR_6 | 122 | 128 | 150 | 162 | 176 | 200 | 228 | 310 | 386 | 462 | 540 | 620 | 729 | 812 | 893 | 974 | 1055 | 1173 | 1242 | 1312 | 1381 | 1448 | 1513 | 1558 | 1604 | 1649 | 1693 | 1736 | 1779 | 1823 | 1868 | 1915 | NPgY | GSP | NG FES - Consumer Transformation | Number of I&C full electric heat pumps
NG FES - Consumer Transformation | Lct_BB007 | Number of | NPgY | WEST MELTON / THORPE MARSH | Number of I&C full electric heat pumps | WMEL_THOM | 312 | 327 | 382 | 413 | 446 | 507 | 578 | 787 | 980 | 1173 | 1371 | 1572 | 1849 | 2058 | 2263 | 2468 | 2672 | 2970 | 3143 | 3319 | 3493 | 3661 | 3823 | 3937 | 4051 | 4163 | 4272 | 4379 | 4485 | 4595 | 4708 | 4823 | NPgY | GSP | NG FES - Consumer Transformation | Number of I&C full electric heat pumps
NG FES - Consumer Transformation | Lct_BB007 | Number of | NPgY | WEST MELTON SECTION 3 | Number of I&C full electric heat pumps | WMEL_BB3 | 278 | 291 | 340 | 368 | 397 | 452 | 515 | 702 | 874 | 1046 | 1223 | 1402 | 1650 | 1837 | 2021 | 2204 | 2388 | 2654 | 2810 | 2969 | 3125 | 3276 | 3422 | 3525 | 3629 | 3730 | 3829 | 3927 | 4024 | 4124 | 4228 | 4332 | NPgY | GSP | NG FES - Consumer Transformation | Number of I&C full electric heat pumps
NG FES - Consumer Transformation | Lct_BB007 | Number of | NPgY | WINCOBANK | Number of I&C full electric heat pumps | WIBA_3 | 15 | 15 | 18 | 19 | 21 | 23 | 27 | 36 | 45 | 54 | 62 | 71 | 83 | 92 | 101 | 110 | 119 | 131 | 139 | 146 | 153 | 160 | 166 | 170 | 174 | 178 | 182 | 186 | 190 | 194 | 198 | 201 | NPgY | GSP | NG FES - Consumer Transformation | Number of I&C full electric heat pumps
NG FES - Consumer Transformation | Lct_BB008 | Number of | NPgN | BLYTH 66kV | Number of I&C hybrid heat pumps | BLYTB1 | 0 | 0 | 10 | 22 | 34 | 45 | 58 | 90 | 117 | 145 | 174 | 203 | 250 | 287 | 324 | 360 | 396 | 445 | 476 | 507 | 536 | 565 | 582 | 597 | 611 | 625 | 639 | 646 | 654 | 664 | 676 | 688 | NPgN | GSP | NG FES - Consumer Transformation | Number of I&C hybrid heat pumps
NG FES - Consumer Transformation | Lct_BB008 | Number of | NPgN | BLYTH 132kV | Number of I&C hybrid heat pumps | BLYTH132 | 0 | 0 | 6 | 13 | 20 | 28 | 35 | 54 | 71 | 88 | 105 | 123 | 151 | 174 | 196 | 218 | 240 | 270 | 288 | 307 | 325 | 342 | 353 | 362 | 370 | 379 | 387 | 391 | 396 | 402 | 409 | 417 | NPgN | GSP | NG FES - Consumer Transformation | Number of I&C hybrid heat pumps
NG FES - Consumer Transformation | Lct_BB008 | Number of | NPgN | FOURSTONES | Number of I&C hybrid heat pumps | FOUR_1 | 0 | 0 | 3 | 5 | 8 | 11 | 14 | 22 | 28 | 35 | 42 | 49 | 60 | 69 | 78 | 87 | 96 | 108 | 115 | 123 | 130 | 137 | 141 | 144 | 148 | 151 | 154 | 156 | 158 | 161 | 163 | 166 | NPgN | GSP | NG FES - Consumer Transformation | Number of I&C hybrid heat pumps
NG FES - Consumer Transformation | Lct_BB008 | Number of | NPgN | HARTMOOR | Number of I&C hybrid heat pumps | HARM_6 | 0 | 0 | 6 | 12 | 18 | 24 | 31 | 48 | 62 | 76 | 90 | 105 | 128 | 147 | 164 | 182 | 199 | 222 | 235 | 249 | 262 | 274 | 281 | 286 | 291 | 295 | 299 | 301 | 303 | 305 | 308 | 311 | NPgN | GSP | NG FES - Consumer Transformation | Number of I&C hybrid heat pumps
NG FES - Consumer Transformation | Lct_BB008 | Number of | NPgN | HAWTHORN PIT GRID | Number of I&C hybrid heat pumps | HAWP_6 | 0 | 0 | 6 | 12 | 18 | 24 | 30 | 47 | 61 | 75 | 90 | 104 | 127 | 145 | 163 | 180 | 197 | 219 | 233 | 247 | 259 | 272 | 278 | 283 | 288 | 292 | 296 | 298 | 299 | 302 | 305 | 308 | NPgN | GSP | NG FES - Consumer Transformation | Number of I&C hybrid heat pumps
NG FES - Consumer Transformation | Lct_BB008 | Number of | NPgN | KNARESBOROUGH | Number of I&C hybrid heat pumps | KNARE_111 | 0 | 0 | 16 | 34 | 52 | 70 | 89 | 140 | 183 | 227 | 273 | 320 | 394 | 454 | 514 | 573 | 633 | 713 | 765 | 817 | 868 | 918 | 949 | 976 | 1003 | 1029 | 1054 | 1070 | 1088 | 1108 | 1131 | 1155 | NPgN | GSP | NG FES - Consumer Transformation | Number of I&C hybrid heat pumps
NG FES - Consumer Transformation | Lct_BB008 | Number of | NPgN | LACKENBY | Number of I&C hybrid heat pumps | LACK_6 | 0 | 0 | 9 | 20 | 30 | 41 | 51 | 80 | 105 | 129 | 155 | 181 | 222 | 255 | 288 | 320 | 352 | 396 | 423 | 450 | 476 | 502 | 517 | 530 | 543 | 555 | 566 | 573 | 580 | 589 | 599 | 609 | NPgN | GSP | NG FES - Consumer Transformation | Number of I&C hybrid heat pumps
NG FES - Consumer Transformation | Lct_BB008 | Number of | NPgN | NORTON | Number of I&C hybrid heat pumps | NORT_1 | 0 | 0 | 33 | 70 | 107 | 145 | 183 | 286 | 373 | 460 | 551 | 643 | 789 | 906 | 1020 | 1134 | 1247 | 1399 | 1494 | 1589 | 1681 | 1769 | 1821 | 1865 | 1908 | 1949 | 1988 | 2009 | 2033 | 2061 | 2095 | 2130 | NPgN | GSP | NG FES - Consumer Transformation | Number of I&C hybrid heat pumps
NG FES - Consumer Transformation | Lct_BB008 | Number of | NPgN | OFFERTON | Number of I&C hybrid heat pumps | OFFE_3 | 0 | 0 | 4 | 8 | 12 | 16 | 20 | 32 | 41 | 51 | 60 | 70 | 86 | 98 | 110 | 121 | 133 | 148 | 158 | 167 | 175 | 184 | 188 | 192 | 195 | 198 | 201 | 202 | 203 | 205 | 207 | 210 | NPgN | GSP | NG FES - Consumer Transformation | Number of I&C hybrid heat pumps
NG FES - Consumer Transformation | Lct_BB008 | Number of | NPgN | OSBALDWICK | Number of I&C hybrid heat pumps | OSBA_1 | 0 | 0 | 28 | 60 | 91 | 123 | 155 | 242 | 315 | 388 | 464 | 540 | 662 | 760 | 854 | 947 | 1040 | 1164 | 1241 | 1318 | 1392 | 1462 | 1502 | 1536 | 1568 | 1600 | 1628 | 1643 | 1659 | 1680 | 1704 | 1730 | NPgN | GSP | NG FES - Consumer Transformation | Number of I&C hybrid heat pumps
NG FES - Consumer Transformation | Lct_BB008 | Number of | NPgN | POPPLETON | Number of I&C hybrid heat pumps | POPP_3 | 0 | 0 | 4 | 8 | 12 | 16 | 20 | 32 | 41 | 51 | 60 | 70 | 86 | 98 | 110 | 121 | 133 | 148 | 158 | 167 | 175 | 184 | 188 | 192 | 195 | 198 | 201 | 202 | 203 | 205 | 207 | 210 | NPgN | GSP | NG FES - Consumer Transformation | Number of I&C hybrid heat pumps
NG FES - Consumer Transformation | Lct_BB008 | Number of | NPgN | SALTHOLME | Number of I&C hybrid heat pumps | SALH_1 | 0 | 0 | 0 | 1 | 2 | 2 | 3 | 4 | 5 | 7 | 8 | 9 | 11 | 13 | 15 | 16 | 18 | 20 | 21 | 23 | 24 | 25 | 26 | 26 | 27 | 27 | 28 | 28 | 28 | 28 | 29 | 29 | NPgN | GSP | NG FES - Consumer Transformation | Number of I&C hybrid heat pumps
NG FES - Consumer Transformation | Lct_BB008 | Number of | NPgN | SOUTH SHIELDS | Number of I&C hybrid heat pumps | SSHI_3 | 0 | 0 | 4 | 9 | 13 | 18 | 22 | 35 | 45 | 56 | 66 | 77 | 94 | 107 | 120 | 133 | 145 | 162 | 172 | 182 | 191 | 200 | 205 | 208 | 212 | 215 | 218 | 219 | 220 | 222 | 224 | 226 | NPgN | GSP | NG FES - Consumer Transformation | Number of I&C hybrid heat pumps
NG FES - Consumer Transformation | Lct_BB008 | Number of | NPgN | SPADEADAM | Number of I&C hybrid heat pumps | KIELD01 and SPAD20 | 0 | 0 | 1 | 2 | 3 | 4 | 5 | 8 | 11 | 14 | 16 | 19 | 23 | 27 | 30 | 34 | 37 | 42 | 44 | 47 | 50 | 53 | 54 | 56 | 57 | 58 | 60 | 60 | 61 | 62 | 63 | 64 | NPgN | GSP | NG FES - Consumer Transformation | Number of I&C hybrid heat pumps
NG FES - Consumer Transformation | Lct_BB008 | Number of | NPgN | SPENNYMOOR | Number of I&C hybrid heat pumps | SPEN_1 | 0 | 0 | 18 | 39 | 59 | 79 | 100 | 155 | 201 | 247 | 293 | 341 | 416 | 475 | 533 | 589 | 644 | 718 | 763 | 807 | 849 | 889 | 910 | 926 | 942 | 957 | 970 | 975 | 980 | 988 | 998 | 1008 | NPgN | GSP | NG FES - Consumer Transformation | Number of I&C hybrid heat pumps
NG FES - Consumer Transformation | Lct_BB008 | Number of | NPgN | STELLA NORTH | Number of I&C hybrid heat pumps | STEN_1 | 0 | 0 | 16 | 34 | 52 | 70 | 89 | 138 | 180 | 222 | 265 | 309 | 379 | 435 | 489 | 542 | 595 | 666 | 710 | 754 | 796 | 836 | 859 | 878 | 896 | 914 | 930 | 938 | 947 | 958 | 971 | 986 | NPgN | GSP | NG FES - Consumer Transformation | Number of I&C hybrid heat pumps
NG FES - Consumer Transformation | Lct_BB008 | Number of | NPgN | STELLA SOUTH | Number of I&C hybrid heat pumps | STES_1 | 0 | 0 | 11 | 23 | 35 | 48 | 60 | 93 | 121 | 149 | 178 | 207 | 253 | 289 | 325 | 360 | 394 | 440 | 469 | 497 | 523 | 549 | 563 | 574 | 585 | 596 | 605 | 609 | 614 | 620 | 628 | 636 | NPgN | GSP | NG FES - Consumer Transformation | Number of I&C hybrid heat pumps
NG FES - Consumer Transformation | Lct_BB008 | Number of | NPgN | TYNEMOUTH | Number of I&C hybrid heat pumps | TYNE_1 | 0 | 0 | 10 | 22 | 33 | 45 | 57 | 89 | 116 | 144 | 172 | 201 | 247 | 285 | 321 | 357 | 393 | 441 | 472 | 503 | 532 | 561 | 578 | 593 | 607 | 621 | 634 | 642 | 650 | 660 | 672 | 684 | NPgN | GSP | NG FES - Consumer Transformation | Number of I&C hybrid heat pumps
NG FES - Consumer Transformation | Lct_BB008 | Number of | NPgN | WEST BOLDON | Number of I&C hybrid heat pumps | WBOL_6 | 0 | 0 | 13 | 28 | 42 | 57 | 72 | 112 | 145 | 178 | 213 | 247 | 302 | 346 | 388 | 429 | 470 | 525 | 558 | 591 | 622 | 652 | 668 | 681 | 694 | 705 | 716 | 721 | 725 | 732 | 740 | 749 | NPgN | GSP | NG FES - Consumer Transformation | Number of I&C hybrid heat pumps
NG FES - Consumer Transformation | Lct_BB008 | Number of | NPgY | BRADFORD WEST | Number of I&C hybrid heat pumps | BRAW_1 | 0 | 0 | 34 | 71 | 108 | 145 | 182 | 290 | 376 | 463 | 552 | 642 | 780 | 893 | 1001 | 1108 | 1214 | 1352 | 1439 | 1524 | 1605 | 1682 | 1719 | 1752 | 1784 | 1816 | 1843 | 1856 | 1869 | 1887 | 1909 | 1932 | NPgY | GSP | NG FES - Consumer Transformation | Number of I&C hybrid heat pumps
NG FES - Consumer Transformation | Lct_BB008 | Number of | NPgY | CAMBLESFORTH | Number of I&C hybrid heat pumps | CAMB_01 | 0 | 0 | 3 | 6 | 9 | 12 | 15 | 24 | 31 | 39 | 46 | 54 | 66 | 76 | 86 | 96 | 106 | 119 | 127 | 136 | 144 | 152 | 156 | 161 | 165 | 169 | 173 | 175 | 178 | 181 | 184 | 188 | NPgY | GSP | NG FES - Consumer Transformation | Number of I&C hybrid heat pumps
NG FES - Consumer Transformation | Lct_BB008 | Number of | NPgY | CREYKE BECK | Number of I&C hybrid heat pumps | CREB_1 | 0 | 0 | 33 | 70 | 107 | 145 | 183 | 291 | 380 | 469 | 561 | 656 | 799 | 919 | 1035 | 1151 | 1265 | 1416 | 1512 | 1609 | 1702 | 1792 | 1838 | 1883 | 1926 | 1968 | 2008 | 2032 | 2055 | 2084 | 2119 | 2155 | NPgY | GSP | NG FES - Consumer Transformation | Number of I&C hybrid heat pumps
NG FES - Consumer Transformation | Lct_BB008 | Number of | NPgY | DRAX | Number of I&C hybrid heat pumps | DRAX_YEDL | 0 | 0 | 4 | 8 | 11 | 16 | 20 | 32 | 41 | 51 | 62 | 72 | 89 | 102 | 115 | 129 | 142 | 160 | 171 | 183 | 194 | 205 | 211 | 217 | 223 | 228 | 234 | 238 | 241 | 246 | 251 | 256 | NPgY | GSP | NG FES - Consumer Transformation | Number of I&C hybrid heat pumps
NG FES - Consumer Transformation | Lct_BB008 | Number of | NPgY | ELLAND | Number of I&C hybrid heat pumps | ELLA_1 | 0 | 0 | 25 | 52 | 79 | 107 | 134 | 213 | 277 | 341 | 406 | 472 | 574 | 657 | 737 | 815 | 893 | 994 | 1057 | 1120 | 1179 | 1236 | 1262 | 1287 | 1310 | 1333 | 1353 | 1362 | 1371 | 1384 | 1400 | 1416 | NPgY | GSP | NG FES - Consumer Transformation | Number of I&C hybrid heat pumps
NG FES - Consumer Transformation | Lct_BB008 | Number of | NPgY | FERRYBRIDGE A | Number of I&C hybrid heat pumps | FERRA2 | 0 | 0 | 5 | 11 | 17 | 23 | 29 | 47 | 61 | 76 | 91 | 106 | 130 | 150 | 169 | 188 | 207 | 232 | 248 | 265 | 280 | 296 | 304 | 312 | 320 | 328 | 335 | 339 | 344 | 350 | 356 | 363 | NPgY | GSP | NG FES - Consumer Transformation | Number of I&C hybrid heat pumps
NG FES - Consumer Transformation | Lct_BB008 | Number of | NPgY | FERRYBRIDGE B | Number of I&C hybrid heat pumps | FERRB9 | 0 | 0 | 16 | 34 | 51 | 70 | 88 | 140 | 183 | 226 | 270 | 315 | 385 | 442 | 498 | 554 | 609 | 681 | 728 | 774 | 819 | 863 | 885 | 907 | 928 | 948 | 968 | 979 | 991 | 1005 | 1022 | 1040 | NPgY | GSP | NG FES - Consumer Transformation | Number of I&C hybrid heat pumps
NG FES - Consumer Transformation | Lct_BB008 | Number of | NPgY | GRIMSBY WEST | Number of I&C hybrid heat pumps | GRIW_1 | 0 | 0 | 9 | 20 | 30 | 41 | 51 | 81 | 106 | 130 | 155 | 181 | 219 | 251 | 282 | 312 | 342 | 381 | 406 | 430 | 453 | 475 | 486 | 496 | 505 | 514 | 522 | 526 | 530 | 535 | 542 | 549 | NPgY | GSP | NG FES - Consumer Transformation | Number of I&C hybrid heat pumps
NG FES - Consumer Transformation | Lct_BB008 | Number of | NPgY | JORDANTHORPE | Number of I&C hybrid heat pumps | JORD_3 | 0 | 0 | 3 | 6 | 10 | 13 | 17 | 27 | 35 | 43 | 51 | 59 | 72 | 83 | 93 | 104 | 114 | 127 | 136 | 144 | 152 | 160 | 164 | 168 | 171 | 175 | 178 | 180 | 182 | 184 | 187 | 190 | NPgY | GSP | NG FES - Consumer Transformation | Number of I&C hybrid heat pumps
NG FES - Consumer Transformation | Lct_BB008 | Number of | NPgY | KEADBY | Number of I&C hybrid heat pumps | KEAD_YEDL | 0 | 0 | 19 | 40 | 61 | 83 | 105 | 167 | 219 | 271 | 325 | 380 | 464 | 535 | 604 | 673 | 742 | 831 | 890 | 949 | 1006 | 1062 | 1092 | 1121 | 1149 | 1177 | 1204 | 1221 | 1238 | 1259 | 1282 | 1308 | NPgY | GSP | NG FES - Consumer Transformation | Number of I&C hybrid heat pumps
NG FES - Consumer Transformation | Lct_BB008 | Number of | NPgY | KIRKSTALL B | Number of I&C hybrid heat pumps | KIRKB1 | 0 | 0 | 15 | 31 | 46 | 63 | 79 | 125 | 162 | 199 | 237 | 276 | 335 | 384 | 430 | 476 | 521 | 580 | 617 | 653 | 687 | 720 | 735 | 749 | 762 | 775 | 786 | 791 | 796 | 803 | 812 | 821 | NPgY | GSP | NG FES - Consumer Transformation | Number of I&C hybrid heat pumps
NG FES - Consumer Transformation | Lct_BB008 | Number of | NPgY | NEEPSEND | Number of I&C hybrid heat pumps | NEEP_3 | 0 | 0 | 6 | 13 | 19 | 26 | 32 | 51 | 66 | 82 | 97 | 113 | 137 | 157 | 176 | 195 | 213 | 238 | 253 | 267 | 281 | 295 | 301 | 307 | 312 | 317 | 322 | 324 | 326 | 329 | 333 | 336 | NPgY | GSP | NG FES - Consumer Transformation | Number of I&C hybrid heat pumps
NG FES - Consumer Transformation | Lct_BB008 | Number of | NPgY | NORTON LEES | Number of I&C hybrid heat pumps | NORL_3 | 0 | 0 | 5 | 10 | 15 | 20 | 25 | 40 | 52 | 64 | 77 | 89 | 108 | 124 | 139 | 154 | 168 | 187 | 199 | 211 | 222 | 232 | 237 | 242 | 246 | 250 | 254 | 255 | 257 | 259 | 262 | 265 | NPgY | GSP | NG FES - Consumer Transformation | Number of I&C hybrid heat pumps
NG FES - Consumer Transformation | Lct_BB008 | Number of | NPgY | PITSMOOR 3/4 | Number of I&C hybrid heat pumps | PITS_BB_B | 0 | 0 | 3 | 6 | 9 | 13 | 16 | 25 | 33 | 40 | 48 | 56 | 68 | 78 | 87 | 96 | 106 | 118 | 125 | 132 | 139 | 146 | 149 | 152 | 155 | 157 | 160 | 161 | 162 | 163 | 165 | 167 | NPgY | GSP | NG FES - Consumer Transformation | Number of I&C hybrid heat pumps
NG FES - Consumer Transformation | Lct_BB008 | Number of | NPgY | SALTEND NORTH | Number of I&C hybrid heat pumps | SALT_1 | 0 | 0 | 4 | 8 | 12 | 16 | 20 | 32 | 41 | 51 | 61 | 72 | 87 | 100 | 113 | 126 | 138 | 155 | 165 | 176 | 186 | 196 | 201 | 206 | 211 | 215 | 220 | 222 | 225 | 228 | 232 | 236 | NPgY | GSP | NG FES - Consumer Transformation | Number of I&C hybrid heat pumps
NG FES - Consumer Transformation | Lct_BB008 | Number of | NPgY | SHEFFIELD CITY | Number of I&C hybrid heat pumps | SHEC_3 | 0 | 0 | 6 | 12 | 19 | 25 | 32 | 50 | 66 | 81 | 96 | 112 | 136 | 155 | 174 | 192 | 211 | 235 | 249 | 264 | 278 | 291 | 297 | 303 | 308 | 313 | 318 | 320 | 322 | 325 | 328 | 332 | NPgY | GSP | NG FES - Consumer Transformation | Number of I&C hybrid heat pumps
NG FES - Consumer Transformation | Lct_BB008 | Number of | NPgY | SKELTON GRANGE | Number of I&C hybrid heat pumps | SKLGB1 | 0 | 0 | 36 | 75 | 114 | 153 | 193 | 306 | 398 | 490 | 583 | 679 | 824 | 944 | 1059 | 1172 | 1284 | 1431 | 1522 | 1612 | 1698 | 1780 | 1818 | 1854 | 1888 | 1921 | 1951 | 1965 | 1979 | 1998 | 2021 | 2046 | NPgY | GSP | NG FES - Consumer Transformation | Number of I&C hybrid heat pumps
NG FES - Consumer Transformation | Lct_BB008 | Number of | NPgY | TEMPLEBOROUGH 275/33KV | Number of I&C hybrid heat pumps | TEMP_3 | 0 | 0 | 0 | 0 | 1 | 1 | 1 | 2 | 2 | 3 | 3 | 4 | 5 | 5 | 6 | 7 | 7 | 8 | 9 | 9 | 10 | 11 | 11 | 11 | 12 | 12 | 12 | 12 | 12 | 13 | 13 | 13 | NPgY | GSP | NG FES - Consumer Transformation | Number of I&C hybrid heat pumps
NG FES - Consumer Transformation | Lct_BB008 | Number of | NPgY | THURCROFT | Number of I&C hybrid heat pumps | THUR_6 | 0 | 0 | 9 | 19 | 30 | 40 | 51 | 81 | 106 | 131 | 157 | 184 | 225 | 259 | 292 | 325 | 358 | 401 | 429 | 458 | 485 | 512 | 526 | 540 | 553 | 566 | 579 | 587 | 595 | 605 | 616 | 628 | NPgY | GSP | NG FES - Consumer Transformation | Number of I&C hybrid heat pumps
NG FES - Consumer Transformation | Lct_BB008 | Number of | NPgY | WEST MELTON / THORPE MARSH | Number of I&C hybrid heat pumps | WMEL_THOM | 0 | 0 | 23 | 50 | 76 | 102 | 129 | 206 | 270 | 334 | 399 | 467 | 570 | 656 | 740 | 824 | 907 | 1016 | 1087 | 1158 | 1227 | 1293 | 1329 | 1363 | 1397 | 1430 | 1461 | 1480 | 1500 | 1524 | 1551 | 1581 | NPgY | GSP | NG FES - Consumer Transformation | Number of I&C hybrid heat pumps
NG FES - Consumer Transformation | Lct_BB008 | Number of | NPgY | WEST MELTON SECTION 3 | Number of I&C hybrid heat pumps | WMEL_BB3 | 0 | 0 | 21 | 44 | 67 | 91 | 115 | 184 | 240 | 298 | 356 | 417 | 509 | 586 | 661 | 736 | 810 | 908 | 972 | 1036 | 1097 | 1157 | 1190 | 1221 | 1251 | 1281 | 1309 | 1328 | 1346 | 1368 | 1393 | 1420 | NPgY | GSP | NG FES - Consumer Transformation | Number of I&C hybrid heat pumps
NG FES - Consumer Transformation | Lct_BB008 | Number of | NPgY | WINCOBANK | Number of I&C hybrid heat pumps | WIBA_3 | 0 | 0 | 1 | 2 | 4 | 5 | 6 | 9 | 12 | 15 | 18 | 21 | 26 | 29 | 33 | 37 | 40 | 45 | 48 | 51 | 54 | 56 | 58 | 59 | 60 | 61 | 62 | 63 | 63 | 64 | 65 | 66 | NPgY | GSP | NG FES - Consumer Transformation | Number of I&C hybrid heat pumps
NG FES - Consumer Transformation | Lct_BB56_NPgAggregate | Number of | NPgN | BLYTH 66kV | Total number of domestic heat pumps | BLYTB1 | 646.3 | 782.3 | 982.8 | 1520.6 | 2124 | 2770.9 | 3505.5 | 4408.6 | 5575.8 | 7365 | 9866 | 12986.8 | 17289.7 | 21897.5 | 26460.7 | 31015.8 | 35564.8 | 42377.7 | 47840.5 | 53238.5 | 58517.4 | 63833.7 | 69657.7 | 74440.5 | 78528.7 | 81774.7 | 84347.8 | 86424.9 | 87709.8 | 89014.2 | 90327 | 91640.9 | NPgN | GSP | NG FES - Consumer Transformation | Total number of domestic heat pumps
NG FES - Consumer Transformation | Lct_BB56_NPgAggregate | Number of | NPgN | BLYTH 132kV | Total number of domestic heat pumps | BLYTH132 | 260.4 | 318.3 | 382.6 | 520.4 | 667.2 | 921.3 | 1275.4 | 1798.1 | 2492.1 | 3572.7 | 4655.6 | 5824.5 | 7338.6 | 8827.8 | 10302.9 | 11613.7 | 12765.9 | 14559.9 | 15957.6 | 17311.5 | 18487.1 | 19662.7 | 20965.9 | 22025 | 22929.5 | 23674.8 | 24339.6 | 24870.5 | 25179.8 | 25495.6 | 25815.6 | 26138.2 | NPgN | GSP | NG FES - Consumer Transformation | Total number of domestic heat pumps
NG FES - Consumer Transformation | Lct_BB56_NPgAggregate | Number of | NPgN | FOURSTONES | Total number of domestic heat pumps | FOUR_1 | 64.4 | 74.5 | 87.6 | 118.3 | 152.3 | 254.5 | 399.5 | 628 | 938.4 | 1424.1 | 1888.5 | 2327.8 | 2887.1 | 3384.8 | 3877.7 | 4293.2 | 4650.2 | 5253.7 | 5698.3 | 6110.8 | 6351.5 | 6580.5 | 6834.6 | 7040.9 | 7216.9 | 7361.5 | 7489.7 | 7591.7 | 7649.8 | 7709.3 | 7769.6 | 7830.5 | NPgN | GSP | NG FES - Consumer Transformation | Total number of domestic heat pumps
NG FES - Consumer Transformation | Lct_BB56_NPgAggregate | Number of | NPgN | HARTMOOR | Total number of domestic heat pumps | HARM_6 | 329.6 | 396 | 499.3 | 783.6 | 1105.2 | 1460.2 | 1862.6 | 2365.6 | 3023.1 | 4038.9 | 5462.5 | 7211.3 | 9624.7 | 12177.8 | 14705.9 | 17213.6 | 19720.1 | 23372.5 | 26305.6 | 29206.5 | 32049.1 | 34895.4 | 37970.2 | 40512.8 | 42692.2 | 44436 | 45832.3 | 46970.2 | 47697 | 48433.9 | 49174.8 | 49915.8 | NPgN | GSP | NG FES - Consumer Transformation | Total number of domestic heat pumps
NG FES - Consumer Transformation | Lct_BB56_NPgAggregate | Number of | NPgN | HAWTHORN PIT GRID | Total number of domestic heat pumps | HAWP_6 | 321.1 | 396.1 | 505.1 | 794.1 | 1118.5 | 1471.1 | 1872.4 | 2370.1 | 3016.4 | 4010.5 | 5447.3 | 7341.5 | 9966.4 | 12830.8 | 15667.4 | 18521.2 | 21375.6 | 25707.5 | 29193.7 | 32646.8 | 36033.5 | 39447.4 | 43187.8 | 46255.7 | 48869.6 | 50961.5 | 52670.4 | 54042.8 | 54878.9 | 55727.7 | 56581.8 | 57436.2 | NPgN | GSP | NG FES - Consumer Transformation | Total number of domestic heat pumps
NG FES - Consumer Transformation | Lct_BB56_NPgAggregate | Number of | NPgN | KNARESBOROUGH | Total number of domestic heat pumps | KNARE_111 | 481.3 | 566.4 | 686.1 | 992.2 | 1333.4 | 1724.6 | 2192.9 | 2787.6 | 3551.7 | 4714.9 | 6195.6 | 8163.4 | 10845.8 | 13767.9 | 16661.6 | 19534.5 | 22360.4 | 26907.6 | 30523.2 | 34070.9 | 37442.8 | 40840.8 | 44577.6 | 47610.4 | 50170.4 | 52212.1 | 53929.1 | 55290.8 | 56099.3 | 56918.7 | 57740.7 | 58558.9 | NPgN | GSP | NG FES - Consumer Transformation | Total number of domestic heat pumps
NG FES - Consumer Transformation | Lct_BB56_NPgAggregate | Number of | NPgN | LACKENBY | Total number of domestic heat pumps | LACK_6 | 487 | 594.7 | 751.3 | 1165.8 | 1631.3 | 2157.8 | 2764.1 | 3531.9 | 4536 | 6086.3 | 8262.1 | 11032.9 | 14848.3 | 18919.3 | 22950.4 | 26984.7 | 31009.1 | 37054 | 41910.2 | 46712.6 | 51393.1 | 56086 | 61188.4 | 65372.2 | 68942.4 | 71817.7 | 74200.3 | 76124 | 77319.4 | 78531.9 | 79750.8 | 80969.1 | NPgN | GSP | NG FES - Consumer Transformation | Total number of domestic heat pumps
NG FES - Consumer Transformation | Lct_BB56_NPgAggregate | Number of | NPgN | NORTON | Total number of domestic heat pumps | NORT_1 | 1450.7 | 1719.3 | 2140.6 | 3300.6 | 4612.5 | 6133.5 | 7906.7 | 10176.6 | 13143 | 17717.2 | 23659 | 30912.6 | 40812.3 | 51189 | 61463.6 | 71558.9 | 81538.4 | 96457.1 | 108360.7 | 120071.7 | 131308.7 | 142574.6 | 154826.9 | 164897.1 | 173492.7 | 180322.9 | 185778.2 | 190213.3 | 193064.4 | 195949.2 | 198839.8 | 201718 | NPgN | GSP | NG FES - Consumer Transformation | Total number of domestic heat pumps
NG FES - Consumer Transformation | Lct_BB56_NPgAggregate | Number of | NPgN | OFFERTON | Total number of domestic heat pumps | OFFE_3 | 108.9 | 127.9 | 165.8 | 279.7 | 412.5 | 559.7 | 725.3 | 931.7 | 1201.7 | 1618.5 | 2285.5 | 3232 | 4569.1 | 6123.4 | 7663.3 | 9205.1 | 10746.6 | 13103.1 | 15010.6 | 16911.6 | 18779.9 | 20664.7 | 22705.9 | 24406.3 | 25856.3 | 27028.2 | 28000.6 | 28770.9 | 29204.9 | 29648.5 | 30098.9 | 30554 | NPgN | GSP | NG FES - Consumer Transformation | Total number of domestic heat pumps
NG FES - Consumer Transformation | Lct_BB56_NPgAggregate | Number of | NPgN | OSBALDWICK | Total number of domestic heat pumps | OSBA_1 | 1041.9 | 1240.2 | 1510.2 | 2180.8 | 2927.5 | 3802.1 | 4838.7 | 6177.2 | 7926.1 | 10621.4 | 14296.4 | 18728.3 | 24793.6 | 31199.6 | 37542.9 | 43768.9 | 49908.3 | 59033.1 | 66334.1 | 73538.6 | 80499.4 | 87515.3 | 95185.7 | 101505 | 106912.9 | 111314.3 | 115061.6 | 118079.8 | 119910.3 | 121773.3 | 123654.4 | 125544.4 | NPgN | GSP | NG FES - Consumer Transformation | Total number of domestic heat pumps
NG FES - Consumer Transformation | Lct_BB56_NPgAggregate | Number of | NPgN | POPPLETON | Total number of domestic heat pumps | POPP_3 | 139.7 | 165.3 | 208.6 | 331.1 | 471.1 | 626.8 | 803.7 | 1025.4 | 1315 | 1762.1 | 2380 | 3158.9 | 4229.5 | 5370 | 6499.2 | 7615.7 | 8728 | 10362.6 | 11675.5 | 12972.1 | 14241.4 | 15512.9 | 16878.9 | 18009.1 | 18974.1 | 19746 | 20373.3 | 20885.8 | 21222.6 | 21562.8 | 21903 | 22241 | NPgN | GSP | NG FES - Consumer Transformation | Total number of domestic heat pumps
NG FES - Consumer Transformation | Lct_BB56_NPgAggregate | Number of | NPgN | SALTHOLME | Total number of domestic heat pumps | SALH_1 | 6 | 6.9 | 8.8 | 14.8 | 21.9 | 29.9 | 38.9 | 50.3 | 65.3 | 88.6 | 119.6 | 160.6 | 216.1 | 272.7 | 328.7 | 385.1 | 441.8 | 525.9 | 593.4 | 659.7 | 724.7 | 790.4 | 862.9 | 921.6 | 971.1 | 1010.2 | 1042 | 1068.5 | 1088.3 | 1108.1 | 1127.5 | 1146.4 | NPgN | GSP | NG FES - Consumer Transformation | Total number of domestic heat pumps
NG FES - Consumer Transformation | Lct_BB56_NPgAggregate | Number of | NPgN | SOUTH SHIELDS | Total number of domestic heat pumps | SSHI_3 | 155.9 | 185.1 | 234.9 | 376.3 | 538.8 | 713.8 | 911.4 | 1154 | 1468 | 1949.5 | 2678.8 | 3654.9 | 5024.5 | 6545.9 | 8052.9 | 9567.7 | 11079.7 | 13384.1 | 15242.3 | 17085.8 | 18896.8 | 20714.8 | 22680 | 24304.1 | 25690.8 | 26808.2 | 27732.3 | 28469.2 | 28897.9 | 29335 | 29777.6 | 30223.4 | NPgN | GSP | NG FES - Consumer Transformation | Total number of domestic heat pumps
NG FES - Consumer Transformation | Lct_BB56_NPgAggregate | Number of | NPgN | SPADEADAM | Total number of domestic heat pumps | KIELD01 and SPAD20 | 27.4 | 32.7 | 39.1 | 53.1 | 68.4 | 103.3 | 150.9 | 223.5 | 321.7 | 474.9 | 631.2 | 789.3 | 993.6 | 1181.2 | 1367 | 1533 | 1684 | 1932.1 | 2119.8 | 2297.1 | 2423.8 | 2548.2 | 2686.8 | 2798.4 | 2892.7 | 2969.8 | 3039.3 | 3095.4 | 3131.4 | 3167.8 | 3204.1 | 3240 | NPgN | GSP | NG FES - Consumer Transformation | Total number of domestic heat pumps
NG FES - Consumer Transformation | Lct_BB56_NPgAggregate | Number of | NPgN | SPENNYMOOR | Total number of domestic heat pumps | SPEN_1 | 1054.4 | 1322.3 | 1634 | 2337.4 | 3096 | 3963.9 | 4985.7 | 6290.5 | 7989.9 | 10601.1 | 14206.3 | 18583.9 | 24560.2 | 30821.5 | 37020.2 | 43176.8 | 49295.6 | 58512.2 | 65871.4 | 73115.2 | 80079.3 | 87103 | 94827.2 | 101139.7 | 106522.3 | 110894.8 | 114645.3 | 117671.7 | 119552.9 | 121461.1 | 123379.1 | 125295.4 | NPgN | GSP | NG FES - Consumer Transformation | Total number of domestic heat pumps
NG FES - Consumer Transformation | Lct_BB56_NPgAggregate | Number of | NPgN | STELLA NORTH | Total number of domestic heat pumps | STEN_1 | 603.8 | 706.2 | 885 | 1381.5 | 1956 | 2609.9 | 3357 | 4304.4 | 5548.4 | 7472 | 10268.5 | 13773.6 | 18615 | 23715.3 | 28764.2 | 33798.3 | 38816.5 | 46177.1 | 52109.5 | 57978.1 | 63741.2 | 69556.1 | 75907 | 81137.6 | 85606.4 | 89230.1 | 92294.3 | 94786.2 | 96378.4 | 97991.1 | 99609.6 | 101224.3 | NPgN | GSP | NG FES - Consumer Transformation | Total number of domestic heat pumps
NG FES - Consumer Transformation | Lct_BB56_NPgAggregate | Number of | NPgN | STELLA SOUTH | Total number of domestic heat pumps | STES_1 | 503.8 | 612.5 | 763.1 | 1151.1 | 1582.9 | 2075.4 | 2646.4 | 3372.1 | 4319.9 | 5781 | 7837.8 | 10363.4 | 13845.2 | 17590.7 | 21300.5 | 24979.4 | 28638.5 | 34112.1 | 38501.5 | 42845.3 | 47047.9 | 51272.9 | 55880.6 | 59682.6 | 62940.1 | 65567 | 67722.5 | 69452.2 | 70479.1 | 71526.1 | 72586 | 73654 | NPgN | GSP | NG FES - Consumer Transformation | Total number of domestic heat pumps
NG FES - Consumer Transformation | Lct_BB56_NPgAggregate | Number of | NPgN | TYNEMOUTH | Total number of domestic heat pumps | TYNE_1 | 503.9 | 588.2 | 745.1 | 1205 | 1736.5 | 2302.2 | 2938.9 | 3714.4 | 4714.2 | 6243.2 | 8384.1 | 11241.3 | 15189.2 | 19454.4 | 23677.1 | 27921 | 32155.4 | 38627.6 | 43827.1 | 48956.2 | 53986 | 59041.5 | 64535 | 69033.6 | 72853 | 75879.7 | 78324.7 | 80302.5 | 81571.3 | 82852.3 | 84131.7 | 85400.1 | NPgN | GSP | NG FES - Consumer Transformation | Total number of domestic heat pumps
NG FES - Consumer Transformation | Lct_BB56_NPgAggregate | Number of | NPgN | WEST BOLDON | Total number of domestic heat pumps | WBOL_6 | 613.2 | 730.4 | 932.9 | 1513.3 | 2179.5 | 2892.2 | 3694.1 | 4675 | 5943.7 | 7888.4 | 10741.4 | 14568.6 | 19908 | 25775 | 31585.4 | 37440.8 | 43304 | 52248.5 | 59448.4 | 66579.2 | 73581.7 | 80613.8 | 88258.1 | 94540.2 | 99889.8 | 104167.9 | 107655.1 | 110449.1 | 112129.7 | 113837.4 | 115558.1 | 117281.6 | NPgN | GSP | NG FES - Consumer Transformation | Total number of domestic heat pumps
NG FES - Consumer Transformation | Lct_BB56_NPgAggregate | Number of | NPgY | BRADFORD WEST | Total number of domestic heat pumps | BRAW_1 | 1083.7 | 1239.7 | 1576.8 | 2483.7 | 3522.3 | 4698 | 6084.1 | 8020 | 10384.4 | 14032.9 | 19227.7 | 25967.4 | 35062.7 | 45051.3 | 55107.6 | 65118.5 | 75165.5 | 90116.3 | 102278.5 | 114289.6 | 125984.6 | 137368.1 | 149262 | 160259.4 | 169192.4 | 176509.9 | 181886.9 | 186426.2 | 190072.3 | 193007.6 | 195963.3 | 198926.6 | NPgY | GSP | NG FES - Consumer Transformation | Total number of domestic heat pumps
NG FES - Consumer Transformation | Lct_BB56_NPgAggregate | Number of | NPgY | CAMBLESFORTH | Total number of domestic heat pumps | CAMB_01 | 100.9 | 118.1 | 146.9 | 214.9 | 290.4 | 389.8 | 527.5 | 735.9 | 993 | 1392.6 | 1849.2 | 2405 | 3129.5 | 3920.2 | 4687.8 | 5439.8 | 6128.5 | 7148.5 | 7972.8 | 8784.4 | 9558.7 | 10309.4 | 11098.1 | 11824.1 | 12411.8 | 12894.1 | 13261.7 | 13571.8 | 13822.6 | 14023.6 | 14226.1 | 14428.8 | NPgY | GSP | NG FES - Consumer Transformation | Total number of domestic heat pumps
NG FES - Consumer Transformation | Lct_BB56_NPgAggregate | Number of | NPgY | CREYKE BECK | Total number of domestic heat pumps | CREB_1 | 1805.8 | 2061.9 | 2513.5 | 3630 | 4872.7 | 6330.9 | 8031 | 10402.7 | 13268.5 | 17661.9 | 23295.4 | 30259.9 | 39530.2 | 49671.9 | 59577.6 | 69529.8 | 79319.1 | 93794.5 | 105471 | 116980.1 | 128068.8 | 138808.3 | 150102.4 | 160463.8 | 168844.3 | 175700.3 | 180673 | 184856.3 | 188231.2 | 190921.9 | 193634.8 | 196351.8 | NPgY | GSP | NG FES - Consumer Transformation | Total number of domestic heat pumps
NG FES - Consumer Transformation | Lct_BB56_NPgAggregate | Number of | NPgY | DRAX | Total number of domestic heat pumps | DRAX_YEDL | 287.6 | 328.8 | 392.9 | 533.8 | 687.9 | 888 | 1159 | 1566.1 | 2066.7 | 2842.7 | 3727 | 4670.1 | 5886.3 | 7135.4 | 8323.8 | 9434.4 | 10408.6 | 11807.6 | 12926.1 | 14024.1 | 15049.4 | 16038.2 | 17079.3 | 18037.2 | 18819.7 | 19473.3 | 19993.6 | 20437.1 | 20797.4 | 21095 | 21395.9 | 21698.2 | NPgY | GSP | NG FES - Consumer Transformation | Total number of domestic heat pumps
NG FES - Consumer Transformation | Lct_BB56_NPgAggregate | Number of | NPgY | ELLAND | Total number of domestic heat pumps | ELLA_1 | 836.7 | 962.6 | 1228.7 | 1949.2 | 2770.4 | 3690 | 4739.5 | 6179.7 | 7927.8 | 10614.8 | 14422.2 | 19471.6 | 26294.2 | 33849.1 | 41449.6 | 49111.8 | 56873.9 | 68444.2 | 77840.1 | 87113.3 | 96131.9 | 104893.9 | 114048.2 | 122502.4 | 129349.7 | 134937.4 | 138939 | 142316.1 | 145063.6 | 147257.9 | 149463.6 | 151669.2 | NPgY | GSP | NG FES - Consumer Transformation | Total number of domestic heat pumps
NG FES - Consumer Transformation | Lct_BB56_NPgAggregate | Number of | NPgY | FERRYBRIDGE A | Total number of domestic heat pumps | FERRA2 | 496.6 | 597.5 | 744.4 | 1057.2 | 1394.8 | 1788.1 | 2248.6 | 2897.6 | 3688.1 | 4907.6 | 6587.8 | 8524.1 | 11097 | 13808.2 | 16448.1 | 18995.5 | 21461.2 | 25085.2 | 28034 | 30942.7 | 33786.3 | 36568.2 | 39512.8 | 42216.3 | 44419 | 46244.4 | 47656.3 | 48859.7 | 49848.4 | 50656.4 | 51470.7 | 52287.1 | NPgY | GSP | NG FES - Consumer Transformation | Total number of domestic heat pumps
NG FES - Consumer Transformation | Lct_BB56_NPgAggregate | Number of | NPgY | FERRYBRIDGE B | Total number of domestic heat pumps | FERRB9 | 751.9 | 870.6 | 1103.7 | 1703.4 | 2383.8 | 3170.3 | 4126.6 | 5489.6 | 7163.4 | 9757.7 | 13224.3 | 17353.2 | 22856.9 | 28702.1 | 34442.5 | 39982.9 | 45351 | 53263.5 | 59704.7 | 66066.1 | 72254.5 | 78284.1 | 84627.3 | 90462.4 | 95225 | 99151.7 | 102013.3 | 104457.2 | 106480.7 | 108138.8 | 109805.7 | 111472.6 | NPgY | GSP | NG FES - Consumer Transformation | Total number of domestic heat pumps
NG FES - Consumer Transformation | Lct_BB56_NPgAggregate | Number of | NPgY | GRIMSBY WEST | Total number of domestic heat pumps | GRIW_1 | 488.6 | 561 | 696 | 1038 | 1422.1 | 1864.4 | 2360.5 | 3039 | 3854.3 | 5100.4 | 6773 | 9004.7 | 11994.4 | 15326.8 | 18627.5 | 21996.8 | 25379.1 | 30431 | 34523.5 | 38555.6 | 42488.8 | 46318.8 | 50345.3 | 54048.3 | 57025.6 | 59449.9 | 61212.7 | 62695.7 | 63919.8 | 64882.8 | 65849.8 | 66813.6 | NPgY | GSP | NG FES - Consumer Transformation | Total number of domestic heat pumps
NG FES - Consumer Transformation | Lct_BB56_NPgAggregate | Number of | NPgY | JORDANTHORPE | Total number of domestic heat pumps | JORD_3 | 136.4 | 155.7 | 202.1 | 327.8 | 473.9 | 642.4 | 841.1 | 1119.6 | 1458.5 | 1980.2 | 2687.5 | 3649.1 | 4929.7 | 6320 | 7703.3 | 9098 | 10498 | 12600.8 | 14313 | 15994.4 | 17642.7 | 19250.6 | 20943.5 | 22502.1 | 23746.5 | 24760.6 | 25524.6 | 26176.8 | 26758.1 | 27215.5 | 27670.5 | 28118.8 | NPgY | GSP | NG FES - Consumer Transformation | Total number of domestic heat pumps
NG FES - Consumer Transformation | Lct_BB56_NPgAggregate | Number of | NPgY | KEADBY | Total number of domestic heat pumps | KEAD_YEDL | 943.5 | 1097.4 | 1339.4 | 1881.3 | 2475.5 | 3251.5 | 4314.7 | 5915.9 | 7886.9 | 10943 | 14469.1 | 18507.6 | 23753 | 29368.4 | 34722.6 | 39935.7 | 44688.1 | 51663 | 57274.1 | 62796.3 | 67993.3 | 73031.7 | 78373.4 | 83259.1 | 87225.9 | 90499.4 | 93040.6 | 95183.6 | 96891.7 | 98272.5 | 99667.7 | 101069.4 | NPgY | GSP | NG FES - Consumer Transformation | Total number of domestic heat pumps
NG FES - Consumer Transformation | Lct_BB56_NPgAggregate | Number of | NPgY | KIRKSTALL B | Total number of domestic heat pumps | KIRKB1 | 496.7 | 569.6 | 751 | 1274.3 | 1879.6 | 2540.6 | 3272.7 | 4262.7 | 5464.7 | 7315.1 | 9899.1 | 13217.2 | 17678.9 | 22467.5 | 27241.4 | 31955.7 | 36720.6 | 43799.3 | 49561.5 | 55240.4 | 60810.5 | 66218 | 71871.7 | 77085.1 | 81300.9 | 84742.3 | 87094 | 89117 | 90910 | 92352.8 | 93790.2 | 95211 | NPgY | GSP | NG FES - Consumer Transformation | Total number of domestic heat pumps
NG FES - Consumer Transformation | Lct_BB56_NPgAggregate | Number of | NPgY | NEEPSEND | Total number of domestic heat pumps | NEEP_3 | 224.3 | 258.5 | 329.7 | 516.4 | 730 | 969 | 1238.6 | 1607.6 | 2054.8 | 2741.7 | 3768.4 | 5111.2 | 6939 | 8949.7 | 10996.1 | 13025 | 15075.4 | 18123.6 | 20606 | 23060.3 | 25470.6 | 27818.3 | 30262.6 | 32528.2 | 34371.6 | 35884.7 | 37017 | 37968.8 | 38713.2 | 39314 | 39921 | 40532.1 | NPgY | GSP | NG FES - Consumer Transformation | Total number of domestic heat pumps
NG FES - Consumer Transformation | Lct_BB56_NPgAggregate | Number of | NPgY | NORTON LEES | Total number of domestic heat pumps | NORL_3 | 189.4 | 219.7 | 285.9 | 460.1 | 661.3 | 885.4 | 1136.8 | 1479.5 | 1894.1 | 2529.8 | 3472.4 | 4756.9 | 6495.9 | 8388.2 | 10323.6 | 12256.1 | 14228.5 | 17174.9 | 19573.5 | 21934.4 | 24256.4 | 26506.6 | 28840.6 | 31008 | 32752.7 | 34180.1 | 35266.6 | 36188.4 | 36965.6 | 37584.1 | 38203.2 | 38818.7 | NPgY | GSP | NG FES - Consumer Transformation | Total number of domestic heat pumps
NG FES - Consumer Transformation | Lct_BB56_NPgAggregate | Number of | NPgY | PITSMOOR 3/4 | Total number of domestic heat pumps | PITS_BB_B | 73.1 | 85.7 | 113.4 | 187.3 | 272.6 | 367.5 | 475 | 622.6 | 802.1 | 1078.7 | 1510.2 | 2085.6 | 2874.5 | 3744.7 | 4619 | 5494 | 6384.8 | 7717 | 8806.6 | 9885.9 | 10949.7 | 11986 | 13076.2 | 14076.3 | 14890.7 | 15560 | 16070.7 | 16499 | 16829.9 | 17097.5 | 17368.3 | 17641 | NPgY | GSP | NG FES - Consumer Transformation | Total number of domestic heat pumps
NG FES - Consumer Transformation | Lct_BB56_NPgAggregate | Number of | NPgY | SALTEND NORTH | Total number of domestic heat pumps | SALT_1 | 233.6 | 271.5 | 332.8 | 476.1 | 633.7 | 817.9 | 1032.1 | 1330.8 | 1692.1 | 2246.3 | 2991.8 | 3919.7 | 5160.9 | 6522.8 | 7856.1 | 9199.8 | 10532.2 | 12508 | 14106.7 | 15684 | 17209.2 | 18685.7 | 20240.1 | 21664.2 | 22818.2 | 23765 | 24478.6 | 25077.6 | 25550.7 | 25929.2 | 26311.8 | 26696.3 | NPgY | GSP | NG FES - Consumer Transformation | Total number of domestic heat pumps
NG FES - Consumer Transformation | Lct_BB56_NPgAggregate | Number of | NPgY | SHEFFIELD CITY | Total number of domestic heat pumps | SHEC_3 | 107.2 | 124.9 | 162.1 | 261.9 | 376.2 | 502.3 | 640.3 | 825.9 | 1049.6 | 1392.3 | 1900.6 | 2572.4 | 3487.2 | 4491.6 | 5504.4 | 6514.5 | 7545.1 | 9080.1 | 10329.8 | 11564.6 | 12778.7 | 13951.1 | 15168 | 16292.5 | 17205.3 | 17953.1 | 18502.6 | 18966.3 | 19339.4 | 19639.9 | 19942.3 | 20245.3 | NPgY | GSP | NG FES - Consumer Transformation | Total number of domestic heat pumps
NG FES - Consumer Transformation | Lct_BB56_NPgAggregate | Number of | NPgY | SKELTON GRANGE | Total number of domestic heat pumps | SKLGB1 | 1156.4 | 1332.2 | 1755.6 | 2965.1 | 4360.6 | 5885.7 | 7579.3 | 9873.3 | 12661.4 | 16956.2 | 23075 | 31012.2 | 41733.3 | 53348.3 | 65042.8 | 76581.3 | 88227.1 | 105530.8 | 119627.7 | 133540.5 | 147208.8 | 160455.6 | 174234.4 | 186979.8 | 197322.5 | 205778.3 | 211660.4 | 216689.7 | 220979.7 | 224445.2 | 227911.4 | 231356.9 | NPgY | GSP | NG FES - Consumer Transformation | Total number of domestic heat pumps
NG FES - Consumer Transformation | Lct_BB56_NPgAggregate | Number of | NPgY | TEMPLEBOROUGH 275/33KV | Total number of domestic heat pumps | TEMP_3 | 11.5 | 13.2 | 17.6 | 29.8 | 44.1 | 60 | 78.7 | 105 | 137.3 | 187.4 | 259 | 354.7 | 482.9 | 618.6 | 753.6 | 888.2 | 1024.6 | 1229.2 | 1396.6 | 1560.9 | 1722.3 | 1879.9 | 2046.3 | 2199.2 | 2321.6 | 2421.5 | 2496.1 | 2560.5 | 2620.1 | 2667.5 | 2714.4 | 2760.5 | NPgY | GSP | NG FES - Consumer Transformation | Total number of domestic heat pumps
NG FES - Consumer Transformation | Lct_BB56_NPgAggregate | Number of | NPgY | THURCROFT | Total number of domestic heat pumps | THUR_6 | 783 | 918.6 | 1140.2 | 1671.8 | 2255.7 | 2917.8 | 3646.5 | 4634.2 | 5821.3 | 7636.6 | 10091.4 | 13047.4 | 17003.4 | 21312.8 | 25499.7 | 29680.9 | 33840.7 | 39976 | 44938.6 | 49840.3 | 54602.8 | 59219.6 | 64083.5 | 68534.7 | 72154.2 | 75121.6 | 77215.4 | 78983.7 | 80407.6 | 81556.3 | 82715.6 | 83878.7 | NPgY | GSP | NG FES - Consumer Transformation | Total number of domestic heat pumps
NG FES - Consumer Transformation | Lct_BB56_NPgAggregate | Number of | NPgY | WEST MELTON / THORPE MARSH | Total number of domestic heat pumps | WMEL_THOM | 1187.2 | 1425.9 | 1798.2 | 2649.8 | 3580.7 | 4638.5 | 5808.5 | 7403 | 9323.6 | 12265.1 | 16405.3 | 21590.5 | 28548.7 | 36142.7 | 43614 | 51093 | 58576.9 | 69691.8 | 78721.3 | 87630.3 | 96352.9 | 104817.6 | 113716.3 | 121883.5 | 128498.6 | 133926 | 137963.3 | 141377.4 | 144166.9 | 146405 | 148657.5 | 150911.4 | NPgY | GSP | NG FES - Consumer Transformation | Total number of domestic heat pumps
NG FES - Consumer Transformation | Lct_BB56_NPgAggregate | Number of | NPgY | WEST MELTON SECTION 3 | Total number of domestic heat pumps | WMEL_BB3 | 1095.6 | 1295 | 1639 | 2465.2 | 3386.9 | 4435.8 | 5676.9 | 7424.2 | 9565.1 | 12878.3 | 17568.3 | 23143.2 | 30624.4 | 38580.6 | 46434.5 | 54036.2 | 61510.9 | 72531.1 | 81514.6 | 90395.1 | 99062.1 | 107512.9 | 116405.7 | 124587.2 | 131279.1 | 136809.8 | 140946.4 | 144466.1 | 147308.1 | 149642.7 | 151996.9 | 154361.2 | NPgY | GSP | NG FES - Consumer Transformation | Total number of domestic heat pumps
NG FES - Consumer Transformation | Lct_BB56_NPgAggregate | Number of | NPgY | WINCOBANK | Total number of domestic heat pumps | WIBA_3 | 36.3 | 42.4 | 55.9 | 94 | 137.7 | 185.3 | 237.1 | 306.6 | 390.8 | 520.1 | 702.1 | 931.8 | 1242.2 | 1577.1 | 1908.6 | 2236.2 | 2567.5 | 3058.3 | 3457.7 | 3852.2 | 4239.2 | 4612.6 | 5003 | 5361.4 | 5653 | 5891.5 | 6053.3 | 6191.7 | 6309.5 | 6405 | 6500.6 | 6595.8 | NPgY | GSP | NG FES - Consumer Transformation | Total number of domestic heat pumps
NG FES - Consumer Transformation | Lct_BB78_NPgAggregate | Number of | NPgN | BLYTH 66kV | Total number of I&C heat pumps | BLYTB1 | 124 | 134 | 170 | 198 | 226 | 270 | 318 | 433 | 544 | 656 | 770 | 887 | 1059 | 1188 | 1313 | 1439 | 1564 | 1746 | 1852 | 1959 | 2064 | 2165 | 2258 | 2322 | 2385 | 2447 | 2506 | 2558 | 2611 | 2667 | 2727 | 2788 | NPgN | GSP | NG FES - Consumer Transformation | Total number of I&C heat pumps
NG FES - Consumer Transformation | Lct_BB78_NPgAggregate | Number of | NPgN | BLYTH 132kV | Total number of I&C heat pumps | BLYTH132 | 75 | 81 | 103 | 120 | 137 | 163 | 193 | 262 | 330 | 397 | 467 | 537 | 641 | 719 | 796 | 872 | 947 | 1057 | 1121 | 1186 | 1250 | 1311 | 1367 | 1406 | 1444 | 1481 | 1517 | 1549 | 1581 | 1615 | 1651 | 1688 | NPgN | GSP | NG FES - Consumer Transformation | Total number of I&C heat pumps
NG FES - Consumer Transformation | Lct_BB78_NPgAggregate | Number of | NPgN | FOURSTONES | Total number of I&C heat pumps | FOUR_1 | 30 | 33 | 41 | 48 | 55 | 65 | 77 | 105 | 132 | 159 | 186 | 215 | 256 | 287 | 318 | 348 | 378 | 422 | 448 | 474 | 499 | 524 | 546 | 561 | 577 | 592 | 606 | 619 | 631 | 645 | 659 | 674 | NPgN | GSP | NG FES - Consumer Transformation | Total number of I&C heat pumps
NG FES - Consumer Transformation | Lct_BB78_NPgAggregate | Number of | NPgN | HARTMOOR | Total number of I&C heat pumps | HARM_6 | 69 | 74 | 93 | 107 | 122 | 145 | 169 | 229 | 286 | 343 | 401 | 459 | 544 | 606 | 666 | 726 | 784 | 869 | 916 | 963 | 1008 | 1050 | 1088 | 1111 | 1134 | 1155 | 1175 | 1191 | 1207 | 1225 | 1243 | 1262 | NPgN | GSP | NG FES - Consumer Transformation | Total number of I&C heat pumps
NG FES - Consumer Transformation | Lct_BB78_NPgAggregate | Number of | NPgN | HAWTHORN PIT GRID | Total number of I&C heat pumps | HAWP_6 | 68 | 73 | 92 | 106 | 121 | 143 | 168 | 227 | 284 | 340 | 397 | 454 | 539 | 601 | 660 | 719 | 776 | 861 | 907 | 953 | 998 | 1040 | 1077 | 1100 | 1123 | 1144 | 1163 | 1179 | 1195 | 1212 | 1230 | 1249 | NPgN | GSP | NG FES - Consumer Transformation | Total number of I&C heat pumps
NG FES - Consumer Transformation | Lct_BB78_NPgAggregate | Number of | NPgN | KNARESBOROUGH | Total number of I&C heat pumps | KNARE_111 | 189 | 205 | 260 | 303 | 348 | 416 | 492 | 672 | 848 | 1026 | 1208 | 1395 | 1670 | 1879 | 2084 | 2291 | 2498 | 2797 | 2976 | 3160 | 3340 | 3516 | 3679 | 3796 | 3912 | 4026 | 4138 | 4237 | 4339 | 4448 | 4562 | 4679 | NPgN | GSP | NG FES - Consumer Transformation | Total number of I&C heat pumps
NG FES - Consumer Transformation | Lct_BB78_NPgAggregate | Number of | NPgN | LACKENBY | Total number of I&C heat pumps | LACK_6 | 111 | 120 | 152 | 176 | 202 | 240 | 283 | 386 | 485 | 584 | 686 | 790 | 942 | 1056 | 1168 | 1279 | 1391 | 1551 | 1645 | 1740 | 1833 | 1922 | 2005 | 2061 | 2116 | 2170 | 2223 | 2268 | 2314 | 2364 | 2416 | 2469 | NPgN | GSP | NG FES - Consumer Transformation | Total number of I&C heat pumps
NG FES - Consumer Transformation | Lct_BB78_NPgAggregate | Number of | NPgN | NORTON | Total number of I&C heat pumps | NORT_1 | 397 | 430 | 544 | 631 | 721 | 858 | 1011 | 1375 | 1727 | 2080 | 2440 | 2806 | 3346 | 3748 | 4141 | 4532 | 4921 | 5486 | 5812 | 6144 | 6466 | 6776 | 7060 | 7252 | 7441 | 7625 | 7802 | 7954 | 8110 | 8276 | 8452 | 8630 | NPgN | GSP | NG FES - Consumer Transformation | Total number of I&C heat pumps
NG FES - Consumer Transformation | Lct_BB78_NPgAggregate | Number of | NPgN | OFFERTON | Total number of I&C heat pumps | OFFE_3 | 46 | 49 | 62 | 71 | 81 | 96 | 113 | 153 | 191 | 229 | 267 | 306 | 363 | 405 | 445 | 485 | 524 | 582 | 613 | 645 | 675 | 704 | 730 | 745 | 761 | 776 | 789 | 800 | 812 | 824 | 837 | 850 | NPgN | GSP | NG FES - Consumer Transformation | Total number of I&C heat pumps
NG FES - Consumer Transformation | Lct_BB78_NPgAggregate | Number of | NPgN | OSBALDWICK | Total number of I&C heat pumps | OSBA_1 | 340 | 368 | 464 | 538 | 614 | 729 | 857 | 1164 | 1459 | 1755 | 2055 | 2359 | 2809 | 3141 | 3465 | 3786 | 4104 | 4567 | 4830 | 5096 | 5354 | 5601 | 5825 | 5972 | 6117 | 6257 | 6391 | 6504 | 6620 | 6744 | 6875 | 7007 | NPgN | GSP | NG FES - Consumer Transformation | Total number of I&C heat pumps
NG FES - Consumer Transformation | Lct_BB78_NPgAggregate | Number of | NPgN | POPPLETON | Total number of I&C heat pumps | POPP_3 | 46 | 49 | 62 | 72 | 81 | 96 | 113 | 153 | 191 | 229 | 268 | 306 | 364 | 405 | 446 | 485 | 524 | 582 | 613 | 645 | 675 | 704 | 730 | 745 | 761 | 775 | 789 | 800 | 811 | 823 | 836 | 849 | NPgN | GSP | NG FES - Consumer Transformation | Total number of I&C heat pumps
NG FES - Consumer Transformation | Lct_BB78_NPgAggregate | Number of | NPgN | SALTHOLME | Total number of I&C heat pumps | SALH_1 | 6 | 6 | 8 | 9 | 11 | 13 | 15 | 20 | 25 | 30 | 36 | 41 | 49 | 54 | 60 | 65 | 71 | 79 | 83 | 87 | 92 | 96 | 100 | 102 | 104 | 107 | 109 | 110 | 112 | 114 | 116 | 118 | NPgN | GSP | NG FES - Consumer Transformation | Total number of I&C heat pumps
NG FES - Consumer Transformation | Lct_BB78_NPgAggregate | Number of | NPgN | SOUTH SHIELDS | Total number of I&C heat pumps | SSHI_3 | 50 | 54 | 68 | 79 | 90 | 106 | 124 | 168 | 210 | 251 | 293 | 336 | 398 | 443 | 487 | 530 | 573 | 635 | 669 | 702 | 735 | 766 | 793 | 809 | 826 | 841 | 855 | 866 | 878 | 890 | 903 | 916 | NPgN | GSP | NG FES - Consumer Transformation | Total number of I&C heat pumps
NG FES - Consumer Transformation | Lct_BB78_NPgAggregate | Number of | NPgN | SPADEADAM | Total number of I&C heat pumps | KIELD01 and SPAD20 | 12 | 13 | 16 | 18 | 21 | 25 | 30 | 40 | 51 | 61 | 72 | 83 | 99 | 111 | 123 | 135 | 146 | 163 | 173 | 183 | 193 | 202 | 211 | 217 | 223 | 229 | 234 | 239 | 244 | 249 | 255 | 261 | NPgN | GSP | NG FES - Consumer Transformation | Total number of I&C heat pumps
NG FES - Consumer Transformation | Lct_BB78_NPgAggregate | Number of | NPgN | SPENNYMOOR | Total number of I&C heat pumps | SPEN_1 | 223 | 240 | 302 | 349 | 396 | 469 | 550 | 744 | 929 | 1114 | 1300 | 1487 | 1764 | 1966 | 2161 | 2353 | 2541 | 2818 | 2969 | 3121 | 3266 | 3404 | 3526 | 3601 | 3674 | 3743 | 3807 | 3858 | 3910 | 3966 | 4025 | 4085 | NPgN | GSP | NG FES - Consumer Transformation | Total number of I&C heat pumps
NG FES - Consumer Transformation | Lct_BB78_NPgAggregate | Number of | NPgN | STELLA NORTH | Total number of I&C heat pumps | STEN_1 | 195 | 211 | 266 | 308 | 351 | 417 | 491 | 666 | 835 | 1005 | 1176 | 1351 | 1608 | 1798 | 1984 | 2167 | 2349 | 2614 | 2764 | 2915 | 3062 | 3202 | 3330 | 3413 | 3495 | 3574 | 3649 | 3712 | 3777 | 3846 | 3919 | 3993 | NPgN | GSP | NG FES - Consumer Transformation | Total number of I&C heat pumps
NG FES - Consumer Transformation | Lct_BB78_NPgAggregate | Number of | NPgN | STELLA SOUTH | Total number of I&C heat pumps | STES_1 | 133 | 143 | 180 | 208 | 237 | 281 | 330 | 448 | 560 | 673 | 787 | 902 | 1072 | 1196 | 1317 | 1437 | 1555 | 1727 | 1823 | 1920 | 2013 | 2102 | 2182 | 2233 | 2283 | 2330 | 2375 | 2412 | 2450 | 2491 | 2534 | 2577 | NPgN | GSP | NG FES - Consumer Transformation | Total number of I&C heat pumps
NG FES - Consumer Transformation | Lct_BB78_NPgAggregate | Number of | NPgN | TYNEMOUTH | Total number of I&C heat pumps | TYNE_1 | 123 | 133 | 169 | 196 | 224 | 267 | 315 | 429 | 539 | 650 | 764 | 879 | 1050 | 1177 | 1302 | 1427 | 1552 | 1732 | 1837 | 1944 | 2048 | 2149 | 2242 | 2305 | 2368 | 2430 | 2490 | 2542 | 2595 | 2652 | 2712 | 2773 | NPgN | GSP | NG FES - Consumer Transformation | Total number of I&C heat pumps
NG FES - Consumer Transformation | Lct_BB78_NPgAggregate | Number of | NPgN | WEST BOLDON | Total number of I&C heat pumps | WBOL_6 | 160 | 172 | 217 | 251 | 285 | 338 | 397 | 537 | 672 | 806 | 942 | 1079 | 1281 | 1429 | 1573 | 1714 | 1854 | 2058 | 2171 | 2284 | 2394 | 2497 | 2590 | 2648 | 2705 | 2760 | 2811 | 2852 | 2894 | 2940 | 2988 | 3036 | NPgN | GSP | NG FES - Consumer Transformation | Total number of I&C heat pumps
NG FES - Consumer Transformation | Lct_BB78_NPgAggregate | Number of | NPgY | BRADFORD WEST | Total number of I&C heat pumps | BRAW_1 | 453 | 472 | 583 | 662 | 743 | 864 | 998 | 1394 | 1743 | 2092 | 2445 | 2802 | 3308 | 3691 | 4063 | 4429 | 4790 | 5305 | 5598 | 5892 | 6175 | 6444 | 6662 | 6813 | 6961 | 7102 | 7234 | 7349 | 7459 | 7576 | 7701 | 7827 | NPgY | GSP | NG FES - Consumer Transformation | Total number of I&C heat pumps
NG FES - Consumer Transformation | Lct_BB78_NPgAggregate | Number of | NPgY | CAMBLESFORTH | Total number of I&C heat pumps | CAMB_01 | 35 | 37 | 46 | 53 | 60 | 70 | 81 | 114 | 144 | 174 | 205 | 236 | 281 | 315 | 349 | 384 | 418 | 466 | 495 | 525 | 554 | 582 | 606 | 624 | 643 | 661 | 678 | 694 | 710 | 726 | 744 | 762 | NPgY | GSP | NG FES - Consumer Transformation | Total number of I&C heat pumps
NG FES - Consumer Transformation | Lct_BB78_NPgAggregate | Number of | NPgY | CREYKE BECK | Total number of I&C heat pumps | CREB_1 | 443 | 463 | 574 | 655 | 738 | 862 | 999 | 1401 | 1760 | 2120 | 2488 | 2862 | 3392 | 3801 | 4200 | 4598 | 4993 | 5553 | 5884 | 6220 | 6547 | 6862 | 7126 | 7320 | 7513 | 7699 | 7879 | 8042 | 8201 | 8370 | 8549 | 8731 | NPgY | GSP | NG FES - Consumer Transformation | Total number of I&C heat pumps
NG FES - Consumer Transformation | Lct_BB78_NPgAggregate | Number of | NPgY | DRAX | Total number of I&C heat pumps | DRAX_YEDL | 47 | 49 | 61 | 70 | 79 | 93 | 108 | 152 | 192 | 232 | 274 | 316 | 376 | 422 | 468 | 515 | 561 | 626 | 666 | 706 | 746 | 785 | 818 | 843 | 869 | 894 | 918 | 941 | 963 | 987 | 1012 | 1038 | NPgY | GSP | NG FES - Consumer Transformation | Total number of I&C heat pumps
NG FES - Consumer Transformation | Lct_BB78_NPgAggregate | Number of | NPgY | ELLAND | Total number of I&C heat pumps | ELLA_1 | 334 | 348 | 429 | 488 | 547 | 636 | 735 | 1027 | 1284 | 1541 | 1800 | 2062 | 2434 | 2716 | 2989 | 3258 | 3523 | 3901 | 4115 | 4331 | 4538 | 4734 | 4894 | 5004 | 5111 | 5213 | 5309 | 5392 | 5472 | 5557 | 5647 | 5738 | NPgY | GSP | NG FES - Consumer Transformation | Total number of I&C heat pumps
NG FES - Consumer Transformation | Lct_BB78_NPgAggregate | Number of | NPgY | FERRYBRIDGE A | Total number of I&C heat pumps | FERRA2 | 71 | 74 | 92 | 105 | 119 | 139 | 161 | 226 | 285 | 343 | 403 | 465 | 552 | 619 | 685 | 751 | 817 | 910 | 966 | 1023 | 1079 | 1133 | 1179 | 1213 | 1247 | 1281 | 1314 | 1344 | 1373 | 1404 | 1438 | 1471 | NPgY | GSP | NG FES - Consumer Transformation | Total number of I&C heat pumps
NG FES - Consumer Transformation | Lct_BB78_NPgAggregate | Number of | NPgY | FERRYBRIDGE B | Total number of I&C heat pumps | FERRB9 | 213 | 223 | 277 | 315 | 355 | 415 | 481 | 674 | 847 | 1021 | 1197 | 1377 | 1632 | 1829 | 2021 | 2213 | 2403 | 2672 | 2832 | 2994 | 3152 | 3304 | 3432 | 3525 | 3619 | 3710 | 3798 | 3877 | 3955 | 4037 | 4125 | 4214 | NPgY | GSP | NG FES - Consumer Transformation | Total number of I&C heat pumps
NG FES - Consumer Transformation | Lct_BB78_NPgAggregate | Number of | NPgY | GRIMSBY WEST | Total number of I&C heat pumps | GRIW_1 | 127 | 132 | 163 | 186 | 208 | 242 | 280 | 391 | 490 | 588 | 688 | 788 | 931 | 1039 | 1144 | 1248 | 1350 | 1496 | 1579 | 1663 | 1744 | 1821 | 1883 | 1927 | 1970 | 2010 | 2049 | 2082 | 2115 | 2149 | 2186 | 2223 | NPgY | GSP | NG FES - Consumer Transformation | Total number of I&C heat pumps
NG FES - Consumer Transformation | Lct_BB78_NPgAggregate | Number of | NPgY | JORDANTHORPE | Total number of I&C heat pumps | JORD_3 | 41 | 43 | 53 | 60 | 68 | 79 | 91 | 128 | 160 | 193 | 226 | 259 | 307 | 344 | 379 | 414 | 449 | 499 | 528 | 557 | 586 | 613 | 636 | 652 | 668 | 684 | 699 | 712 | 725 | 739 | 754 | 769 | NPgY | GSP | NG FES - Consumer Transformation | Total number of I&C heat pumps
NG FES - Consumer Transformation | Lct_BB78_NPgAggregate | Number of | NPgY | KEADBY | Total number of I&C heat pumps | KEAD_YEDL | 251 | 263 | 326 | 373 | 421 | 493 | 573 | 805 | 1014 | 1224 | 1439 | 1659 | 1971 | 2213 | 2451 | 2689 | 2926 | 3261 | 3464 | 3670 | 3871 | 4067 | 4233 | 4358 | 4483 | 4605 | 4724 | 4833 | 4940 | 5054 | 5174 | 5297 | NPgY | GSP | NG FES - Consumer Transformation | Total number of I&C heat pumps
NG FES - Consumer Transformation | Lct_BB78_NPgAggregate | Number of | NPgY | KIRKSTALL B | Total number of I&C heat pumps | KIRKB1 | 196 | 204 | 252 | 286 | 321 | 373 | 430 | 601 | 751 | 901 | 1052 | 1205 | 1422 | 1586 | 1745 | 1901 | 2055 | 2275 | 2399 | 2524 | 2643 | 2757 | 2849 | 2911 | 2972 | 3031 | 3085 | 3132 | 3177 | 3225 | 3275 | 3327 | NPgY | GSP | NG FES - Consumer Transformation | Total number of I&C heat pumps
NG FES - Consumer Transformation | Lct_BB78_NPgAggregate | Number of | NPgY | NEEPSEND | Total number of I&C heat pumps | NEEP_3 | 80 | 84 | 103 | 117 | 131 | 153 | 176 | 246 | 308 | 369 | 431 | 494 | 583 | 650 | 715 | 779 | 842 | 932 | 983 | 1034 | 1083 | 1129 | 1167 | 1193 | 1218 | 1242 | 1264 | 1283 | 1301 | 1321 | 1342 | 1363 | NPgY | GSP | NG FES - Consumer Transformation | Total number of I&C heat pumps
NG FES - Consumer Transformation | Lct_BB78_NPgAggregate | Number of | NPgY | NORTON LEES | Total number of I&C heat pumps | NORL_3 | 63 | 66 | 81 | 92 | 104 | 120 | 139 | 194 | 242 | 291 | 340 | 389 | 459 | 512 | 563 | 614 | 664 | 734 | 774 | 815 | 853 | 890 | 920 | 940 | 960 | 978 | 996 | 1011 | 1026 | 1041 | 1057 | 1074 | NPgY | GSP | NG FES - Consumer Transformation | Total number of I&C heat pumps
NG FES - Consumer Transformation | Lct_BB78_NPgAggregate | Number of | NPgY | PITSMOOR 3/4 | Total number of I&C heat pumps | PITS_BB_B | 40 | 41 | 51 | 58 | 65 | 76 | 87 | 122 | 152 | 183 | 213 | 244 | 288 | 322 | 354 | 386 | 417 | 461 | 487 | 512 | 536 | 559 | 578 | 591 | 603 | 615 | 626 | 636 | 645 | 654 | 665 | 675 | NPgY | GSP | NG FES - Consumer Transformation | Total number of I&C heat pumps
NG FES - Consumer Transformation | Lct_BB78_NPgAggregate | Number of | NPgY | SALTEND NORTH | Total number of I&C heat pumps | SALT_1 | 48 | 50 | 62 | 71 | 80 | 94 | 109 | 153 | 192 | 231 | 271 | 312 | 370 | 415 | 458 | 502 | 545 | 606 | 643 | 680 | 715 | 750 | 779 | 800 | 822 | 842 | 862 | 880 | 898 | 916 | 936 | 956 | NPgY | GSP | NG FES - Consumer Transformation | Total number of I&C heat pumps
NG FES - Consumer Transformation | Lct_BB78_NPgAggregate | Number of | NPgY | SHEFFIELD CITY | Total number of I&C heat pumps | SHEC_3 | 79 | 83 | 102 | 116 | 130 | 151 | 174 | 243 | 304 | 364 | 426 | 487 | 575 | 642 | 706 | 769 | 831 | 920 | 970 | 1021 | 1069 | 1115 | 1152 | 1177 | 1202 | 1226 | 1248 | 1267 | 1285 | 1304 | 1325 | 1345 | NPgY | GSP | NG FES - Consumer Transformation | Total number of I&C heat pumps
NG FES - Consumer Transformation | Lct_BB78_NPgAggregate | Number of | NPgY | SKELTON GRANGE | Total number of I&C heat pumps | SKLGB1 | 478 | 499 | 616 | 700 | 785 | 913 | 1055 | 1473 | 1843 | 2212 | 2585 | 2963 | 3498 | 3903 | 4296 | 4684 | 5067 | 5611 | 5921 | 6233 | 6533 | 6818 | 7049 | 7209 | 7366 | 7516 | 7657 | 7779 | 7896 | 8021 | 8154 | 8288 | NPgY | GSP | NG FES - Consumer Transformation | Total number of I&C heat pumps
NG FES - Consumer Transformation | Lct_BB78_NPgAggregate | Number of | NPgY | TEMPLEBOROUGH 275/33KV | Total number of I&C heat pumps | TEMP_3 | 2 | 3 | 3 | 4 | 4 | 5 | 6 | 8 | 10 | 12 | 14 | 16 | 20 | 22 | 24 | 27 | 29 | 33 | 35 | 37 | 39 | 41 | 42 | 44 | 45 | 46 | 47 | 49 | 50 | 51 | 52 | 53 | NPgY | GSP | NG FES - Consumer Transformation | Total number of I&C heat pumps
NG FES - Consumer Transformation | Lct_BB78_NPgAggregate | Number of | NPgY | THURCROFT | Total number of I&C heat pumps | THUR_6 | 122 | 128 | 159 | 182 | 205 | 240 | 279 | 391 | 492 | 594 | 698 | 804 | 954 | 1071 | 1185 | 1299 | 1413 | 1574 | 1671 | 1770 | 1866 | 1960 | 2039 | 2098 | 2157 | 2215 | 2271 | 2323 | 2373 | 2427 | 2484 | 2542 | NPgY | GSP | NG FES - Consumer Transformation | Total number of I&C heat pumps
NG FES - Consumer Transformation | Lct_BB78_NPgAggregate | Number of | NPgY | WEST MELTON / THORPE MARSH | Total number of I&C heat pumps | WMEL_THOM | 312 | 327 | 405 | 462 | 522 | 610 | 708 | 994 | 1249 | 1507 | 1770 | 2039 | 2419 | 2714 | 3003 | 3291 | 3579 | 3986 | 4230 | 4478 | 4720 | 4954 | 5152 | 5301 | 5448 | 5593 | 5732 | 5860 | 5985 | 6119 | 6260 | 6404 | NPgY | GSP | NG FES - Consumer Transformation | Total number of I&C heat pumps
NG FES - Consumer Transformation | Lct_BB78_NPgAggregate | Number of | NPgY | WEST MELTON SECTION 3 | Total number of I&C heat pumps | WMEL_BB3 | 278 | 291 | 361 | 412 | 465 | 543 | 631 | 886 | 1114 | 1344 | 1579 | 1819 | 2159 | 2423 | 2682 | 2940 | 3198 | 3563 | 3782 | 4004 | 4222 | 4433 | 4612 | 4746 | 4880 | 5012 | 5139 | 5255 | 5370 | 5491 | 5621 | 5752 | NPgY | GSP | NG FES - Consumer Transformation | Total number of I&C heat pumps
NG FES - Consumer Transformation | Lct_BB78_NPgAggregate | Number of | NPgY | WINCOBANK | Total number of I&C heat pumps | WIBA_3 | 15 | 15 | 19 | 22 | 24 | 28 | 33 | 46 | 57 | 69 | 80 | 92 | 109 | 122 | 134 | 147 | 159 | 176 | 187 | 197 | 207 | 216 | 224 | 229 | 235 | 240 | 245 | 249 | 253 | 258 | 263 | 268 | NPgY | GSP | NG FES - Consumer Transformation | Total number of I&C heat pumps
NG FES - Leading the Way | Lct_BB005 | Number of | NPgN | BLYTH 66kV | Number of domestic full electric heat pumps | BLYTB1 | 646 | 782 | 1031 | 2226 | 3590 | 5157 | 6954 | 9402 | 12360 | 15560 | 18192 | 20832 | 23704 | 26446 | 29151 | 31820 | 34432 | 37537 | 39869 | 42220 | 44184 | 45905 | 47395 | 47964 | 48349 | 49229 | 50124 | 51265 | 51964 | 52534 | 53133 | 53680 | NPgN | GSP | NG FES - Leading the Way | Number of domestic full electric heat pumps
NG FES - Leading the Way | Lct_BB005 | Number of | NPgN | BLYTH 132kV | Number of domestic full electric heat pumps | BLYTH132 | 260 | 318 | 404 | 853 | 1413 | 2081 | 2826 | 3644 | 4632 | 5617 | 6540 | 7354 | 7984 | 8580 | 9168 | 9781 | 10424 | 11123 | 11650 | 12180 | 12623 | 13014 | 13351 | 13478 | 13564 | 13767 | 13974 | 14239 | 14400 | 14531 | 14670 | 14795 | NPgN | GSP | NG FES - Leading the Way | Number of domestic full electric heat pumps
NG FES - Leading the Way | Lct_BB005 | Number of | NPgN | FOURSTONES | Number of domestic full electric heat pumps | FOUR_1 | 64 | 74 | 92 | 273 | 525 | 841 | 1186 | 1509 | 1898 | 2247 | 2624 | 2938 | 3187 | 3396 | 3601 | 3801 | 3960 | 4081 | 4173 | 4265 | 4342 | 4409 | 4466 | 4484 | 4497 | 4536 | 4577 | 4629 | 4660 | 4685 | 4711 | 4734 | NPgN | GSP | NG FES - Leading the Way | Number of domestic full electric heat pumps
NG FES - Leading the Way | Lct_BB005 | Number of | NPgN | HARTMOOR | Number of domestic full electric heat pumps | HARM_6 | 330 | 396 | 524 | 1187 | 1963 | 2877 | 3936 | 5352 | 7062 | 8886 | 10334 | 11772 | 13335 | 14833 | 16311 | 17771 | 19203 | 20903 | 22188 | 23483 | 24568 | 25508 | 26327 | 26669 | 26919 | 27435 | 27961 | 28615 | 29035 | 29387 | 29755 | 30094 | NPgN | GSP | NG FES - Leading the Way | Number of domestic full electric heat pumps
NG FES - Leading the Way | Lct_BB005 | Number of | NPgN | HAWTHORN PIT GRID | Number of domestic full electric heat pumps | HAWP_6 | 321 | 396 | 532 | 1193 | 1956 | 2842 | 3863 | 5360 | 7169 | 9174 | 10835 | 12526 | 14369 | 16142 | 17893 | 19627 | 21329 | 23361 | 24882 | 26413 | 27689 | 28800 | 29758 | 30103 | 30325 | 30879 | 31442 | 32168 | 32602 | 32947 | 33313 | 33643 | NPgN | GSP | NG FES - Leading the Way | Number of domestic full electric heat pumps
NG FES - Leading the Way | Lct_BB005 | Number of | NPgN | KNARESBOROUGH | Number of domestic full electric heat pumps | KNARE_111 | 481 | 566 | 719 | 1446 | 2271 | 3195 | 4227 | 5759 | 7611 | 9670 | 11558 | 13442 | 15433 | 17314 | 19168 | 20998 | 22775 | 24862 | 26403 | 27958 | 29234 | 30338 | 31272 | 31537 | 31668 | 32160 | 32664 | 33347 | 33709 | 33975 | 34264 | 34514 | NPgN | GSP | NG FES - Leading the Way | Number of domestic full electric heat pumps
NG FES - Leading the Way | Lct_BB005 | Number of | NPgN | LACKENBY | Number of domestic full electric heat pumps | LACK_6 | 487 | 595 | 791 | 1785 | 2951 | 4323 | 5905 | 8122 | 10800 | 13720 | 16119 | 18542 | 21162 | 23679 | 26164 | 28622 | 31029 | 33885 | 36029 | 38188 | 39985 | 41532 | 42869 | 43373 | 43718 | 44526 | 45350 | 46397 | 47040 | 47562 | 48111 | 48611 | NPgN | GSP | NG FES - Leading the Way | Number of domestic full electric heat pumps
NG FES - Leading the Way | Lct_BB005 | Number of | NPgN | NORTON | Number of domestic full electric heat pumps | NORT_1 | 1451 | 1719 | 2241 | 5033 | 8312 | 12147 | 16537 | 22355 | 29384 | 36859 | 43088 | 49202 | 55689 | 61852 | 67931 | 73936 | 79787 | 86649 | 91811 | 97013 | 101354 | 105130 | 108397 | 109666 | 110545 | 112528 | 114548 | 117104 | 118689 | 119987 | 121351 | 122598 | NPgN | GSP | NG FES - Leading the Way | Number of domestic full electric heat pumps
NG FES - Leading the Way | Lct_BB005 | Number of | NPgN | OFFERTON | Number of domestic full electric heat pumps | OFFE_3 | 109 | 128 | 174 | 453 | 779 | 1165 | 1612 | 2340 | 3220 | 4217 | 5050 | 5891 | 6818 | 7715 | 8601 | 9485 | 10349 | 11392 | 12169 | 12955 | 13608 | 14176 | 14665 | 14830 | 14931 | 15205 | 15484 | 15849 | 16060 | 16225 | 16401 | 16558 | NPgN | GSP | NG FES - Leading the Way | Number of domestic full electric heat pumps
NG FES - Leading the Way | Lct_BB005 | Number of | NPgN | OSBALDWICK | Number of domestic full electric heat pumps | OSBA_1 | 1042 | 1240 | 1588 | 3307 | 5324 | 7689 | 10401 | 13939 | 18213 | 22768 | 26520 | 30201 | 34085 | 37793 | 41451 | 45080 | 48641 | 52837 | 55999 | 59188 | 61864 | 64222 | 66272 | 67088 | 67657 | 68889 | 70142 | 71724 | 72714 | 73530 | 74387 | 75172 | NPgN | GSP | NG FES - Leading the Way | Number of domestic full electric heat pumps
NG FES - Leading the Way | Lct_BB005 | Number of | NPgN | POPPLETON | Number of domestic full electric heat pumps | POPP_3 | 140 | 165 | 219 | 513 | 858 | 1263 | 1733 | 2383 | 3168 | 4012 | 4690 | 5363 | 6096 | 6797 | 7490 | 8176 | 8848 | 9648 | 10250 | 10858 | 11366 | 11805 | 12185 | 12338 | 12446 | 12682 | 12922 | 13223 | 13413 | 13570 | 13735 | 13886 | NPgN | GSP | NG FES - Leading the Way | Number of domestic full electric heat pumps
NG FES - Leading the Way | Lct_BB005 | Number of | NPgN | SALTHOLME | Number of domestic full electric heat pumps | SALH_1 | 6 | 7 | 9 | 25 | 43 | 65 | 90 | 127 | 173 | 222 | 262 | 302 | 347 | 390 | 432 | 474 | 515 | 564 | 600 | 637 | 668 | 695 | 718 | 727 | 734 | 748 | 762 | 779 | 790 | 799 | 809 | 818 | NPgN | GSP | NG FES - Leading the Way | Number of domestic full electric heat pumps
NG FES - Leading the Way | Lct_BB005 | Number of | NPgN | SOUTH SHIELDS | Number of domestic full electric heat pumps | SSHI_3 | 156 | 185 | 247 | 580 | 964 | 1407 | 1917 | 2681 | 3605 | 4623 | 5464 | 6323 | 7269 | 8176 | 9071 | 9957 | 10823 | 11860 | 12635 | 13417 | 14065 | 14622 | 15103 | 15272 | 15381 | 15661 | 15946 | 16315 | 16534 | 16707 | 16891 | 17057 | NPgN | GSP | NG FES - Leading the Way | Number of domestic full electric heat pumps
NG FES - Leading the Way | Lct_BB005 | Number of | NPgN | SPADEADAM | Number of domestic full electric heat pumps | KIELD01 and SPAD20 | 27 | 33 | 41 | 107 | 194 | 303 | 423 | 548 | 699 | 844 | 989 | 1118 | 1234 | 1338 | 1439 | 1538 | 1623 | 1705 | 1766 | 1828 | 1879 | 1925 | 1963 | 1976 | 1985 | 2008 | 2033 | 2064 | 2083 | 2098 | 2113 | 2127 | NPgN | GSP | NG FES - Leading the Way | Number of domestic full electric heat pumps
NG FES - Leading the Way | Lct_BB005 | Number of | NPgN | SPENNYMOOR | Number of domestic full electric heat pumps | SPEN_1 | 1054 | 1322 | 1730 | 3474 | 5508 | 7879 | 10594 | 14172 | 18496 | 23155 | 27052 | 30927 | 35081 | 39036 | 42936 | 46784 | 50520 | 54909 | 58208 | 61531 | 64310 | 66752 | 68868 | 69677 | 70225 | 71477 | 72751 | 74373 | 75370 | 76181 | 77035 | 77814 | NPgN | GSP | NG FES - Leading the Way | Number of domestic full electric heat pumps
NG FES - Leading the Way | Lct_BB005 | Number of | NPgN | STELLA NORTH | Number of domestic full electric heat pumps | STEN_1 | 604 | 706 | 933 | 2251 | 3813 | 5673 | 7833 | 10804 | 14393 | 18246 | 21280 | 24348 | 27702 | 30926 | 34113 | 37263 | 40349 | 44022 | 46795 | 49584 | 51932 | 54000 | 55801 | 56536 | 57059 | 58153 | 59264 | 60658 | 61541 | 62275 | 63043 | 63750 | NPgN | GSP | NG FES - Leading the Way | Number of domestic full electric heat pumps
NG FES - Leading the Way | Lct_BB005 | Number of | NPgN | STELLA SOUTH | Number of domestic full electric heat pumps | STES_1 | 504 | 613 | 802 | 1731 | 2818 | 4092 | 5555 | 7503 | 9856 | 12391 | 14488 | 16568 | 18802 | 20938 | 23045 | 25131 | 27162 | 29560 | 31364 | 33184 | 34706 | 36035 | 37189 | 37635 | 37943 | 38636 | 39341 | 40235 | 40789 | 41242 | 41718 | 42153 | NPgN | GSP | NG FES - Leading the Way | Number of domestic full electric heat pumps
NG FES - Leading the Way | Lct_BB005 | Number of | NPgN | TYNEMOUTH | Number of domestic full electric heat pumps | TYNE_1 | 504 | 588 | 781 | 1839 | 3045 | 4426 | 6011 | 8371 | 11223 | 14358 | 16962 | 19623 | 22552 | 25351 | 28114 | 30835 | 33496 | 36674 | 39047 | 41436 | 43417 | 45129 | 46598 | 47113 | 47441 | 48289 | 49154 | 50275 | 50935 | 51458 | 52012 | 52511 | NPgN | GSP | NG FES - Leading the Way | Number of domestic full electric heat pumps
NG FES - Leading the Way | Lct_BB005 | Number of | NPgN | WEST BOLDON | Number of domestic full electric heat pumps | WBOL_6 | 613 | 730 | 979 | 2310 | 3835 | 5593 | 7614 | 10650 | 14319 | 18372 | 21741 | 25180 | 28964 | 32593 | 36175 | 39713 | 43172 | 47310 | 50400 | 53513 | 56093 | 58314 | 60222 | 60891 | 61318 | 62427 | 63559 | 65022 | 65886 | 66572 | 67298 | 67952 | NPgN | GSP | NG FES - Leading the Way | Number of domestic full electric heat pumps
NG FES - Leading the Way | Lct_BB005 | Number of | NPgY | BRADFORD WEST | Number of domestic full electric heat pumps | BRAW_1 | 1084 | 1240 | 1739 | 4148 | 6997 | 10359 | 14222 | 19331 | 25935 | 33259 | 39408 | 45466 | 51826 | 58166 | 64319 | 70415 | 76383 | 82424 | 87705 | 93014 | 97387 | 101233 | 103850 | 104897 | 105667 | 107581 | 109540 | 111715 | 113218 | 114609 | 115874 | 117017 | NPgY | GSP | NG FES - Leading the Way | Number of domestic full electric heat pumps
NG FES - Leading the Way | Lct_BB005 | Number of | NPgY | CAMBLESFORTH | Number of domestic full electric heat pumps | CAMB_01 | 101 | 118 | 162 | 361 | 601 | 885 | 1208 | 1634 | 2170 | 2754 | 3230 | 3634 | 4025 | 4419 | 4791 | 5154 | 5559 | 5968 | 6326 | 6686 | 6981 | 7242 | 7418 | 7490 | 7542 | 7673 | 7806 | 7955 | 8057 | 8153 | 8239 | 8318 | NPgY | GSP | NG FES - Leading the Way | Number of domestic full electric heat pumps
NG FES - Leading the Way | Lct_BB005 | Number of | NPgY | CREYKE BECK | Number of domestic full electric heat pumps | CREB_1 | 1806 | 2062 | 2741 | 5486 | 8639 | 12236 | 16310 | 21697 | 28616 | 36185 | 42351 | 48124 | 54076 | 59939 | 65574 | 71084 | 76675 | 82294 | 87209 | 92161 | 96173 | 99697 | 102077 | 102999 | 103668 | 105424 | 107218 | 109217 | 110586 | 111858 | 113005 | 114038 | NPgY | GSP | NG FES - Leading the Way | Number of domestic full electric heat pumps
NG FES - Leading the Way | Lct_BB005 | Number of | NPgY | DRAX | Number of domestic full electric heat pumps | DRAX_YEDL | 288 | 329 | 429 | 849 | 1351 | 1944 | 2618 | 3509 | 4445 | 5342 | 6054 | 6622 | 7163 | 7692 | 8177 | 8641 | 9181 | 9727 | 10208 | 10695 | 11097 | 11458 | 11719 | 11856 | 11972 | 12183 | 12397 | 12629 | 12805 | 12975 | 13133 | 13281 | NPgY | GSP | NG FES - Leading the Way | Number of domestic full electric heat pumps
NG FES - Leading the Way | Lct_BB005 | Number of | NPgY | ELLAND | Number of domestic full electric heat pumps | ELLA_1 | 837 | 963 | 1353 | 3149 | 5244 | 7682 | 10472 | 14161 | 19157 | 24817 | 29552 | 34237 | 39174 | 44084 | 48846 | 53556 | 58148 | 62786 | 66837 | 70907 | 74237 | 77156 | 79119 | 79860 | 80386 | 81807 | 83264 | 84889 | 85990 | 87005 | 87920 | 88739 | NPgY | GSP | NG FES - Leading the Way | Number of domestic full electric heat pumps
NG FES - Leading the Way | Lct_BB005 | Number of | NPgY | FERRYBRIDGE A | Number of domestic full electric heat pumps | FERRA2 | 497 | 598 | 827 | 1660 | 2636 | 3785 | 5109 | 6860 | 8769 | 10678 | 12261 | 13805 | 15407 | 16996 | 18556 | 20094 | 21631 | 23183 | 24546 | 25926 | 27071 | 28090 | 28816 | 29166 | 29448 | 30003 | 30567 | 31182 | 31637 | 32069 | 32469 | 32840 | NPgY | GSP | NG FES - Leading the Way | Number of domestic full electric heat pumps
NG FES - Leading the Way | Lct_BB005 | Number of | NPgY | FERRYBRIDGE B | Number of domestic full electric heat pumps | FERRB9 | 752 | 871 | 1220 | 2850 | 4794 | 7111 | 9784 | 13318 | 17307 | 21372 | 24774 | 28061 | 31454 | 34833 | 38122 | 41364 | 44617 | 47909 | 50795 | 53701 | 56111 | 58251 | 59762 | 60469 | 61034 | 62188 | 63362 | 64647 | 65586 | 66472 | 67291 | 68048 | NPgY | GSP | NG FES - Leading the Way | Number of domestic full electric heat pumps
NG FES - Leading the Way | Lct_BB005 | Number of | NPgY | GRIMSBY WEST | Number of domestic full electric heat pumps | GRIW_1 | 489 | 561 | 763 | 1585 | 2519 | 3577 | 4777 | 6365 | 8599 | 11173 | 13304 | 15375 | 17532 | 19679 | 21778 | 23851 | 25910 | 27979 | 29785 | 31607 | 33087 | 34382 | 35241 | 35545 | 35750 | 36359 | 36983 | 37683 | 38147 | 38573 | 38953 | 39290 | NPgY | GSP | NG FES - Leading the Way | Number of domestic full electric heat pumps
NG FES - Leading the Way | Lct_BB005 | Number of | NPgY | JORDANTHORPE | Number of domestic full electric heat pumps | JORD_3 | 136 | 156 | 226 | 576 | 988 | 1469 | 2023 | 2756 | 3753 | 4891 | 5854 | 6819 | 7825 | 8835 | 9830 | 10816 | 11787 | 12765 | 13619 | 14478 | 15182 | 15800 | 16215 | 16372 | 16483 | 16780 | 17084 | 17422 | 17651 | 17862 | 18053 | 18223 | NPgY | GSP | NG FES - Leading the Way | Number of domestic full electric heat pumps
NG FES - Leading the Way | Lct_BB005 | Number of | NPgY | KEADBY | Number of domestic full electric heat pumps | KEAD_YEDL | 943 | 1097 | 1473 | 3067 | 4981 | 7237 | 9794 | 13174 | 17121 | 21239 | 24548 | 27333 | 30031 | 32707 | 35182 | 37571 | 40254 | 42963 | 45338 | 47739 | 49714 | 51461 | 52672 | 53201 | 53611 | 54526 | 55458 | 56486 | 57219 | 57907 | 58538 | 59115 | NPgY | GSP | NG FES - Leading the Way | Number of domestic full electric heat pumps
NG FES - Leading the Way | Lct_BB005 | Number of | NPgY | KIRKSTALL B | Number of domestic full electric heat pumps | KIRKB1 | 497 | 570 | 831 | 2115 | 3612 | 5365 | 7387 | 10061 | 13367 | 16922 | 19934 | 23002 | 26246 | 29474 | 32659 | 35812 | 38855 | 41924 | 44608 | 47299 | 49504 | 51449 | 52788 | 53354 | 53786 | 54788 | 55810 | 56938 | 57734 | 58476 | 59155 | 59773 | NPgY | GSP | NG FES - Leading the Way | Number of domestic full electric heat pumps
NG FES - Leading the Way | Lct_BB005 | Number of | NPgY | NEEPSEND | Number of domestic full electric heat pumps | NEEP_3 | 224 | 258 | 365 | 855 | 1426 | 2092 | 2859 | 3872 | 5180 | 6628 | 7849 | 9060 | 10339 | 11614 | 12867 | 14112 | 15320 | 16542 | 17611 | 18685 | 19568 | 20345 | 20875 | 21088 | 21245 | 21634 | 22031 | 22472 | 22777 | 23060 | 23318 | 23551 | NPgY | GSP | NG FES - Leading the Way | Number of domestic full electric heat pumps
NG FES - Leading the Way | Lct_BB005 | Number of | NPgY | NORTON LEES | Number of domestic full electric heat pumps | NORL_3 | 189 | 220 | 320 | 793 | 1344 | 1987 | 2728 | 3707 | 5029 | 6527 | 7799 | 9081 | 10438 | 11794 | 13131 | 14462 | 15745 | 17040 | 18171 | 19303 | 20226 | 21036 | 21583 | 21794 | 21947 | 22347 | 22758 | 23215 | 23527 | 23814 | 24075 | 24309 | NPgY | GSP | NG FES - Leading the Way | Number of domestic full electric heat pumps
NG FES - Leading the Way | Lct_BB005 | Number of | NPgY | PITSMOOR 3/4 | Number of domestic full electric heat pumps | PITS_BB_B | 73 | 86 | 127 | 329 | 566 | 845 | 1168 | 1595 | 2150 | 2765 | 3290 | 3827 | 4396 | 4966 | 5527 | 6086 | 6624 | 7168 | 7644 | 8120 | 8511 | 8854 | 9088 | 9183 | 9253 | 9425 | 9601 | 9796 | 9932 | 10057 | 10171 | 10274 | NPgY | GSP | NG FES - Leading the Way | Number of domestic full electric heat pumps
NG FES - Leading the Way | Lct_BB005 | Number of | NPgY | SALTEND NORTH | Number of domestic full electric heat pumps | SALT_1 | 234 | 271 | 365 | 726 | 1142 | 1620 | 2164 | 2883 | 3803 | 4813 | 5641 | 6434 | 7258 | 8073 | 8858 | 9628 | 10400 | 11176 | 11856 | 12538 | 13092 | 13578 | 13907 | 14035 | 14130 | 14374 | 14623 | 14901 | 15092 | 15269 | 15429 | 15574 | NPgY | GSP | NG FES - Leading the Way | Number of domestic full electric heat pumps
NG FES - Leading the Way | Lct_BB005 | Number of | NPgY | SHEFFIELD CITY | Number of domestic full electric heat pumps | SHEC_3 | 107 | 125 | 180 | 429 | 717 | 1049 | 1431 | 1936 | 2594 | 3326 | 3944 | 4569 | 5231 | 5890 | 6540 | 7185 | 7807 | 8434 | 8983 | 9529 | 9972 | 10361 | 10625 | 10729 | 10806 | 11004 | 11206 | 11431 | 11586 | 11729 | 11859 | 11976 | NPgY | GSP | NG FES - Leading the Way | Number of domestic full electric heat pumps
NG FES - Leading the Way | Lct_BB005 | Number of | NPgY | SKELTON GRANGE | Number of domestic full electric heat pumps | SKLGB1 | 1156 | 1332 | 1944 | 4917 | 8390 | 12464 | 17168 | 23388 | 31182 | 39622 | 46785 | 54029 | 61690 | 69328 | 76863 | 84345 | 91568 | 98866 | 105249 | 111631 | 116857 | 121464 | 124627 | 125954 | 126963 | 129337 | 131763 | 134444 | 136328 | 138081 | 139685 | 141144 | NPgY | GSP | NG FES - Leading the Way | Number of domestic full electric heat pumps
NG FES - Leading the Way | Lct_BB005 | Number of | NPgY | TEMPLEBOROUGH 275/33KV | Number of domestic full electric heat pumps | TEMP_3 | 12 | 13 | 20 | 55 | 98 | 149 | 208 | 287 | 388 | 498 | 593 | 692 | 796 | 901 | 1005 | 1107 | 1206 | 1306 | 1393 | 1481 | 1554 | 1617 | 1661 | 1679 | 1693 | 1725 | 1758 | 1794 | 1819 | 1842 | 1864 | 1883 | NPgY | GSP | NG FES - Leading the Way | Number of domestic full electric heat pumps
NG FES - Leading the Way | Lct_BB005 | Number of | NPgY | THURCROFT | Number of domestic full electric heat pumps | THUR_6 | 783 | 919 | 1251 | 2477 | 3870 | 5453 | 7255 | 9638 | 12513 | 15561 | 18052 | 20477 | 23016 | 25511 | 27941 | 30324 | 32682 | 35052 | 37128 | 39219 | 40915 | 42411 | 43438 | 43869 | 44197 | 44972 | 45762 | 46637 | 47252 | 47829 | 48354 | 48832 | NPgY | GSP | NG FES - Leading the Way | Number of domestic full electric heat pumps
NG FES - Leading the Way | Lct_BB005 | Number of | NPgY | WEST MELTON / THORPE MARSH | Number of domestic full electric heat pumps | WMEL_THOM | 1187 | 1426 | 1995 | 4062 | 6428 | 9147 | 12261 | 16378 | 21509 | 27081 | 31708 | 36310 | 41138 | 45933 | 50644 | 55298 | 59869 | 64471 | 68496 | 72540 | 75831 | 78729 | 80708 | 81518 | 82126 | 83602 | 85109 | 86781 | 87946 | 89032 | 90020 | 90916 | NPgY | GSP | NG FES - Leading the Way | Number of domestic full electric heat pumps
NG FES - Leading the Way | Lct_BB005 | Number of | NPgY | WEST MELTON SECTION 3 | Number of domestic full electric heat pumps | WMEL_BB3 | 1096 | 1295 | 1819 | 4051 | 6703 | 9863 | 13516 | 18347 | 23750 | 29237 | 33840 | 38400 | 43170 | 47911 | 52539 | 57109 | 61605 | 66161 | 70155 | 74177 | 77516 | 80484 | 82582 | 83573 | 84368 | 85975 | 87611 | 89400 | 90711 | 91949 | 93095 | 94155 | NPgY | GSP | NG FES - Leading the Way | Number of domestic full electric heat pumps
NG FES - Leading the Way | Lct_BB005 | Number of | NPgY | WINCOBANK | Number of domestic full electric heat pumps | WIBA_3 | 36 | 42 | 62 | 151 | 255 | 376 | 515 | 698 | 921 | 1158 | 1358 | 1561 | 1776 | 1989 | 2199 | 2407 | 2607 | 2809 | 2986 | 3162 | 3305 | 3431 | 3518 | 3556 | 3585 | 3652 | 3720 | 3795 | 3849 | 3898 | 3944 | 3986 | NPgY | GSP | NG FES - Leading the Way | Number of domestic full electric heat pumps
NG FES - Leading the Way | Lct_BB006 | Number of | NPgN | BLYTH 66kV | Number of domestic hybrid heat pumps | BLYTB1 | 0 | 0 | 20 | 381 | 701 | 1046 | 1417 | 1956 | 2691 | 3682 | 5267 | 6970 | 8834 | 10503 | 12186 | 13893 | 15634 | 17360 | 18506 | 19634 | 20738 | 21816 | 22947 | 23675 | 24093 | 23926 | 23622 | 23356 | 23218 | 23158 | 23094 | 23067 | NPgN | GSP | NG FES - Leading the Way | Number of domestic hybrid heat pumps
NG FES - Leading the Way | Lct_BB006 | Number of | NPgN | BLYTH 132kV | Number of domestic hybrid heat pumps | BLYTH132 | 0 | 0 | 2 | 163 | 557 | 983 | 1440 | 1703 | 2061 | 2454 | 3081 | 3678 | 4298 | 4832 | 5363 | 5839 | 6205 | 6570 | 6812 | 7050 | 7283 | 7511 | 7755 | 7911 | 7999 | 7960 | 7891 | 7831 | 7798 | 7782 | 7766 | 7757 | NPgN | GSP | NG FES - Leading the Way | Number of domestic hybrid heat pumps
NG FES - Leading the Way | Lct_BB006 | Number of | NPgN | FOURSTONES | Number of domestic hybrid heat pumps | FOUR_1 | 0 | 0 | 1 | 64 | 230 | 409 | 601 | 691 | 813 | 938 | 1138 | 1320 | 1503 | 1658 | 1810 | 1940 | 2028 | 2115 | 2173 | 2229 | 2284 | 2336 | 2393 | 2428 | 2448 | 2439 | 2423 | 2408 | 2400 | 2396 | 2392 | 2390 | NPgN | GSP | NG FES - Leading the Way | Number of domestic hybrid heat pumps
NG FES - Leading the Way | Lct_BB006 | Number of | NPgN | HARTMOOR | Number of domestic hybrid heat pumps | HARM_6 | 0 | 0 | 11 | 201 | 365 | 542 | 732 | 1007 | 1381 | 1894 | 2715 | 3612 | 4598 | 5479 | 6367 | 7268 | 8189 | 9101 | 9706 | 10301 | 10884 | 11453 | 12047 | 12430 | 12649 | 12561 | 12402 | 12262 | 12189 | 12158 | 12125 | 12110 | NPgN | GSP | NG FES - Leading the Way | Number of domestic hybrid heat pumps
NG FES - Leading the Way | Lct_BB006 | Number of | NPgN | HAWTHORN PIT GRID | Number of domestic hybrid heat pumps | HAWP_6 | 0 | 0 | 10 | 197 | 364 | 544 | 738 | 1058 | 1494 | 2094 | 3055 | 4100 | 5250 | 6280 | 7320 | 8375 | 9452 | 10521 | 11232 | 11931 | 12616 | 13286 | 13990 | 14443 | 14703 | 14599 | 14410 | 14244 | 14158 | 14121 | 14081 | 14064 | NPgN | GSP | NG FES - Leading the Way | Number of domestic hybrid heat pumps
NG FES - Leading the Way | Lct_BB006 | Number of | NPgN | KNARESBOROUGH | Number of domestic hybrid heat pumps | KNARE_111 | 0 | 0 | 9 | 223 | 500 | 799 | 1120 | 1467 | 1940 | 2551 | 3530 | 4583 | 5726 | 6739 | 7755 | 8765 | 9758 | 10743 | 11397 | 12041 | 12670 | 13284 | 13926 | 14338 | 14575 | 14479 | 14306 | 14154 | 14074 | 14040 | 14003 | 13986 | NPgN | GSP | NG FES - Leading the Way | Number of domestic hybrid heat pumps
NG FES - Leading the Way | Lct_BB006 | Number of | NPgN | LACKENBY | Number of domestic hybrid heat pumps | LACK_6 | 0 | 0 | 14 | 287 | 554 | 842 | 1152 | 1604 | 2220 | 3052 | 4383 | 5804 | 7361 | 8756 | 10166 | 11592 | 13039 | 14476 | 15432 | 16373 | 17294 | 18195 | 19149 | 19762 | 20114 | 19973 | 19717 | 19492 | 19375 | 19325 | 19271 | 19247 | NPgN | GSP | NG FES - Leading the Way | Number of domestic hybrid heat pumps
NG FES - Leading the Way | Lct_BB006 | Number of | NPgN | NORTON | Number of domestic hybrid heat pumps | NORT_1 | 0 | 0 | 43 | 906 | 1848 | 2864 | 3956 | 5129 | 6729 | 8822 | 12170 | 15761 | 19668 | 23140 | 26630 | 30123 | 33603 | 37047 | 39330 | 41577 | 43772 | 45915 | 48155 | 49597 | 50423 | 50091 | 49486 | 48957 | 48681 | 48562 | 48433 | 48377 | NPgN | GSP | NG FES - Leading the Way | Number of domestic hybrid heat pumps
NG FES - Leading the Way | Lct_BB006 | Number of | NPgN | OFFERTON | Number of domestic hybrid heat pumps | OFFE_3 | 0 | 0 | 4 | 80 | 140 | 205 | 274 | 446 | 681 | 1022 | 1567 | 2217 | 2936 | 3575 | 4218 | 4869 | 5535 | 6196 | 6635 | 7067 | 7490 | 7902 | 8319 | 8588 | 8743 | 8681 | 8569 | 8471 | 8420 | 8398 | 8375 | 8365 | NPgN | GSP | NG FES - Leading the Way | Number of domestic hybrid heat pumps
NG FES - Leading the Way | Lct_BB006 | Number of | NPgN | OSBALDWICK | Number of domestic hybrid heat pumps | OSBA_1 | 0 | 0 | 18 | 407 | 886 | 1403 | 1959 | 2687 | 3679 | 4988 | 7083 | 9353 | 11828 | 14027 | 16237 | 18447 | 20645 | 22826 | 24276 | 25704 | 27101 | 28465 | 29884 | 30798 | 31321 | 31111 | 30727 | 30392 | 30217 | 30141 | 30060 | 30024 | NPgN | GSP | NG FES - Leading the Way | Number of domestic hybrid heat pumps
NG FES - Leading the Way | Lct_BB006 | Number of | NPgN | POPPLETON | Number of domestic hybrid heat pumps | POPP_3 | 0 | 0 | 4 | 85 | 155 | 230 | 311 | 421 | 572 | 778 | 1107 | 1480 | 1889 | 2252 | 2617 | 2985 | 3359 | 3730 | 3975 | 4216 | 4452 | 4681 | 4917 | 5069 | 5156 | 5121 | 5058 | 5002 | 4974 | 4961 | 4948 | 4942 | NPgN | GSP | NG FES - Leading the Way | Number of domestic hybrid heat pumps
NG FES - Leading the Way | Lct_BB006 | Number of | NPgN | SALTHOLME | Number of domestic hybrid heat pumps | SALH_1 | 0 | 0 | 0 | 4 | 7 | 11 | 14 | 18 | 23 | 30 | 42 | 53 | 66 | 78 | 89 | 101 | 113 | 125 | 133 | 141 | 148 | 156 | 164 | 169 | 172 | 171 | 169 | 167 | 166 | 165 | 165 | 165 | NPgN | GSP | NG FES - Leading the Way | Number of domestic hybrid heat pumps
NG FES - Leading the Way | Lct_BB006 | Number of | NPgN | SOUTH SHIELDS | Number of domestic hybrid heat pumps | SSHI_3 | 0 | 0 | 5 | 93 | 164 | 240 | 322 | 491 | 722 | 1053 | 1581 | 2177 | 2834 | 3424 | 4019 | 4623 | 5244 | 5860 | 6270 | 6673 | 7068 | 7453 | 7850 | 8105 | 8253 | 8194 | 8087 | 7994 | 7946 | 7925 | 7903 | 7893 | NPgN | GSP | NG FES - Leading the Way | Number of domestic hybrid heat pumps
NG FES - Leading the Way | Lct_BB006 | Number of | NPgN | SPADEADAM | Number of domestic hybrid heat pumps | KIELD01 and SPAD20 | 0 | 0 | 0 | 19 | 64 | 114 | 167 | 194 | 230 | 268 | 329 | 386 | 443 | 493 | 541 | 584 | 616 | 648 | 669 | 690 | 710 | 730 | 751 | 764 | 772 | 769 | 763 | 757 | 754 | 753 | 752 | 751 | NPgN | GSP | NG FES - Leading the Way | Number of domestic hybrid heat pumps
NG FES - Leading the Way | Lct_BB006 | Number of | NPgN | SPENNYMOOR | Number of domestic hybrid heat pumps | SPEN_1 | 0 | 0 | 16 | 366 | 772 | 1210 | 1681 | 2348 | 3257 | 4453 | 6367 | 8399 | 10614 | 12590 | 14582 | 16585 | 18597 | 20596 | 21928 | 23238 | 24522 | 25776 | 27106 | 27960 | 28448 | 28252 | 27894 | 27581 | 27417 | 27347 | 27271 | 27238 | NPgN | GSP | NG FES - Leading the Way | Number of domestic hybrid heat pumps
NG FES - Leading the Way | Lct_BB006 | Number of | NPgN | STELLA NORTH | Number of domestic hybrid heat pumps | STEN_1 | 0 | 0 | 14 | 274 | 492 | 727 | 979 | 1448 | 2086 | 2983 | 4418 | 6012 | 7770 | 9345 | 10934 | 12549 | 14204 | 15847 | 16940 | 18015 | 19069 | 20098 | 21170 | 21861 | 22258 | 22100 | 21811 | 21559 | 21428 | 21372 | 21312 | 21286 | NPgN | GSP | NG FES - Leading the Way | Number of domestic hybrid heat pumps
NG FES - Leading the Way | Lct_BB006 | Number of | NPgN | STELLA SOUTH | Number of domestic hybrid heat pumps | STES_1 | 0 | 0 | 13 | 269 | 535 | 821 | 1129 | 1586 | 2209 | 3044 | 4381 | 5826 | 7406 | 8816 | 10237 | 11671 | 13120 | 14559 | 15516 | 16457 | 17379 | 18279 | 19218 | 19823 | 20170 | 20031 | 19778 | 19557 | 19442 | 19392 | 19339 | 19315 | NPgN | GSP | NG FES - Leading the Way | Number of domestic hybrid heat pumps
NG FES - Leading the Way | Lct_BB006 | Number of | NPgN | TYNEMOUTH | Number of domestic hybrid heat pumps | TYNE_1 | 0 | 0 | 17 | 320 | 563 | 826 | 1108 | 1528 | 2100 | 2894 | 4164 | 5578 | 7131 | 8520 | 9919 | 11341 | 12800 | 14244 | 15202 | 16144 | 17065 | 17965 | 18897 | 19499 | 19844 | 19706 | 19456 | 19237 | 19123 | 19074 | 19022 | 18999 | NPgN | GSP | NG FES - Leading the Way | Number of domestic hybrid heat pumps
NG FES - Leading the Way | Lct_BB006 | Number of | NPgN | WEST BOLDON | Number of domestic hybrid heat pumps | WBOL_6 | 0 | 0 | 22 | 406 | 714 | 1047 | 1405 | 2045 | 2918 | 4149 | 6119 | 8304 | 10714 | 12877 | 15062 | 17286 | 19570 | 21836 | 23343 | 24827 | 26279 | 27699 | 29181 | 30137 | 30685 | 30466 | 30068 | 29720 | 29538 | 29461 | 29378 | 29342 | NPgN | GSP | NG FES - Leading the Way | Number of domestic hybrid heat pumps
NG FES - Leading the Way | Lct_BB006 | Number of | NPgY | BRADFORD WEST | Number of domestic hybrid heat pumps | BRAW_1 | 0 | 0 | 33 | 667 | 1283 | 1948 | 2662 | 3753 | 5278 | 7375 | 10729 | 14533 | 18545 | 22228 | 25929 | 29642 | 33446 | 36712 | 39183 | 41615 | 43992 | 46310 | 48369 | 49918 | 50792 | 50442 | 49794 | 49093 | 48804 | 48680 | 48546 | 48488 | NPgY | GSP | NG FES - Leading the Way | Number of domestic hybrid heat pumps
NG FES - Leading the Way | Lct_BB006 | Number of | NPgY | CAMBLESFORTH | Number of domestic hybrid heat pumps | CAMB_01 | 0 | 0 | 2 | 71 | 199 | 338 | 486 | 597 | 752 | 938 | 1235 | 1541 | 1855 | 2139 | 2422 | 2704 | 2942 | 3147 | 3302 | 3455 | 3604 | 3750 | 3882 | 3979 | 4035 | 4012 | 3971 | 3925 | 3906 | 3898 | 3889 | 3885 | NPgY | GSP | NG FES - Leading the Way | Number of domestic hybrid heat pumps
NG FES - Leading the Way | Lct_BB006 | Number of | NPgY | CREYKE BECK | Number of domestic hybrid heat pumps | CREB_1 | 0 | 0 | 39 | 896 | 1964 | 3116 | 4353 | 5636 | 7429 | 9747 | 13455 | 17326 | 21365 | 25076 | 28812 | 32567 | 36214 | 39351 | 41726 | 44063 | 46350 | 48585 | 50631 | 52126 | 52991 | 52642 | 52014 | 51316 | 51027 | 50902 | 50767 | 50708 | NPgY | GSP | NG FES - Leading the Way | Number of domestic hybrid heat pumps
NG FES - Leading the Way | Lct_BB006 | Number of | NPgY | DRAX | Number of domestic hybrid heat pumps | DRAX_YEDL | 0 | 0 | 3 | 116 | 336 | 572 | 826 | 998 | 1238 | 1516 | 1961 | 2392 | 2830 | 3225 | 3620 | 4014 | 4329 | 4600 | 4806 | 5008 | 5207 | 5400 | 5581 | 5711 | 5786 | 5755 | 5700 | 5638 | 5612 | 5600 | 5588 | 5582 | NPgY | GSP | NG FES - Leading the Way | Number of domestic hybrid heat pumps
NG FES - Leading the Way | Lct_BB006 | Number of | NPgY | ELLAND | Number of domestic hybrid heat pumps | ELLA_1 | 0 | 0 | 29 | 557 | 1038 | 1558 | 2115 | 2951 | 4119 | 5727 | 8299 | 11209 | 14279 | 17099 | 19935 | 22781 | 25716 | 28235 | 30138 | 32012 | 33843 | 35629 | 37220 | 38413 | 39088 | 38818 | 38319 | 37778 | 37554 | 37459 | 37355 | 37310 | NPgY | GSP | NG FES - Leading the Way | Number of domestic hybrid heat pumps
NG FES - Leading the Way | Lct_BB006 | Number of | NPgY | FERRYBRIDGE A | Number of domestic hybrid heat pumps | FERRA2 | 0 | 0 | 7 | 159 | 347 | 550 | 767 | 1056 | 1459 | 1987 | 2830 | 3698 | 4606 | 5445 | 6294 | 7149 | 7996 | 8728 | 9283 | 9830 | 10367 | 10892 | 11379 | 11731 | 11936 | 11853 | 11706 | 11540 | 11471 | 11441 | 11409 | 11395 | NPgY | GSP | NG FES - Leading the Way | Number of domestic hybrid heat pumps
NG FES - Leading the Way | Lct_BB006 | Number of | NPgY | FERRYBRIDGE B | Number of domestic hybrid heat pumps | FERRB9 | 0 | 0 | 20 | 447 | 938 | 1468 | 2037 | 2684 | 3588 | 4779 | 6685 | 8700 | 10810 | 12753 | 14712 | 16682 | 18628 | 20301 | 21568 | 22815 | 24036 | 25229 | 26317 | 27116 | 27576 | 27391 | 27056 | 26685 | 26531 | 26465 | 26394 | 26362 | NPgY | GSP | NG FES - Leading the Way | Number of domestic hybrid heat pumps
NG FES - Leading the Way | Lct_BB006 | Number of | NPgY | GRIMSBY WEST | Number of domestic hybrid heat pumps | GRIW_1 | 0 | 0 | 12 | 260 | 536 | 834 | 1153 | 1542 | 2085 | 2807 | 3962 | 5213 | 6525 | 7730 | 8943 | 10161 | 11375 | 12418 | 13207 | 13984 | 14744 | 15486 | 16158 | 16655 | 16939 | 16825 | 16617 | 16388 | 16293 | 16252 | 16208 | 16189 | NPgY | GSP | NG FES - Leading the Way | Number of domestic hybrid heat pumps
NG FES - Leading the Way | Lct_BB006 | Number of | NPgY | JORDANTHORPE | Number of domestic hybrid heat pumps | JORD_3 | 0 | 0 | 4 | 83 | 170 | 265 | 366 | 491 | 665 | 898 | 1270 | 1681 | 2113 | 2509 | 2907 | 3307 | 3705 | 4047 | 4307 | 4561 | 4811 | 5055 | 5276 | 5440 | 5533 | 5495 | 5427 | 5352 | 5320 | 5307 | 5292 | 5286 | NPgY | GSP | NG FES - Leading the Way | Number of domestic hybrid heat pumps
NG FES - Leading the Way | Lct_BB006 | Number of | NPgY | KEADBY | Number of domestic hybrid heat pumps | KEAD_YEDL | 0 | 0 | 13 | 502 | 1422 | 2414 | 3481 | 4278 | 5393 | 6717 | 8835 | 10914 | 13040 | 14970 | 16904 | 18838 | 20464 | 21866 | 22931 | 23980 | 25007 | 26011 | 26945 | 27616 | 28009 | 27848 | 27563 | 27242 | 27108 | 27049 | 26986 | 26957 | NPgY | GSP | NG FES - Leading the Way | Number of domestic hybrid heat pumps
NG FES - Leading the Way | Lct_BB006 | Number of | NPgY | KIRKSTALL B | Number of domestic hybrid heat pumps | KIRKB1 | 0 | 0 | 22 | 398 | 676 | 976 | 1298 | 1754 | 2391 | 3275 | 4688 | 6254 | 7909 | 9438 | 10979 | 12530 | 14165 | 15565 | 16621 | 17660 | 18676 | 19668 | 20563 | 21226 | 21606 | 21454 | 21177 | 20873 | 20747 | 20694 | 20636 | 20611 | NPgY | GSP | NG FES - Leading the Way | Number of domestic hybrid heat pumps
NG FES - Leading the Way | Lct_BB006 | Number of | NPgY | NEEPSEND | Number of domestic hybrid heat pumps | NEEP_3 | 0 | 0 | 6 | 116 | 208 | 307 | 413 | 627 | 925 | 1349 | 2027 | 2819 | 3658 | 4430 | 5206 | 5985 | 6795 | 7491 | 8018 | 8536 | 9043 | 9538 | 9974 | 10304 | 10490 | 10416 | 10278 | 10129 | 10068 | 10042 | 10014 | 10001 | NPgY | GSP | NG FES - Leading the Way | Number of domestic hybrid heat pumps
NG FES - Leading the Way | Lct_BB006 | Number of | NPgY | NORTON LEES | Number of domestic hybrid heat pumps | NORL_3 | 0 | 0 | 5 | 94 | 160 | 231 | 308 | 472 | 700 | 1031 | 1560 | 2197 | 2874 | 3495 | 4117 | 4742 | 5396 | 5957 | 6381 | 6798 | 7206 | 7604 | 7953 | 8219 | 8367 | 8308 | 8197 | 8078 | 8029 | 8008 | 7986 | 7976 | NPgY | GSP | NG FES - Leading the Way | Number of domestic hybrid heat pumps
NG FES - Leading the Way | Lct_BB006 | Number of | NPgY | PITSMOOR 3/4 | Number of domestic hybrid heat pumps | PITS_BB_B | 0 | 0 | 2 | 42 | 71 | 102 | 136 | 225 | 349 | 531 | 822 | 1151 | 1502 | 1828 | 2159 | 2493 | 2845 | 3148 | 3378 | 3605 | 3828 | 4045 | 4243 | 4389 | 4472 | 4439 | 4378 | 4311 | 4283 | 4271 | 4258 | 4253 | NPgY | GSP | NG FES - Leading the Way | Number of domestic hybrid heat pumps
NG FES - Leading the Way | Lct_BB006 | Number of | NPgY | SALTEND NORTH | Number of domestic hybrid heat pumps | SALT_1 | 0 | 0 | 4 | 100 | 217 | 343 | 479 | 645 | 877 | 1182 | 1670 | 2183 | 2721 | 3216 | 3716 | 4219 | 4718 | 5147 | 5473 | 5793 | 6107 | 6414 | 6696 | 6902 | 7021 | 6973 | 6887 | 6791 | 6751 | 6734 | 6715 | 6707 | NPgY | GSP | NG FES - Leading the Way | Number of domestic hybrid heat pumps
NG FES - Leading the Way | Lct_BB006 | Number of | NPgY | SHEFFIELD CITY | Number of domestic hybrid heat pumps | SHEC_3 | 0 | 0 | 4 | 65 | 111 | 160 | 213 | 317 | 461 | 668 | 999 | 1377 | 1778 | 2148 | 2522 | 2898 | 3293 | 3632 | 3889 | 4142 | 4389 | 4630 | 4845 | 5007 | 5098 | 5062 | 4994 | 4921 | 4891 | 4878 | 4864 | 4858 | NPgY | GSP | NG FES - Leading the Way | Number of domestic hybrid heat pumps
NG FES - Leading the Way | Lct_BB006 | Number of | NPgY | SKELTON GRANGE | Number of domestic hybrid heat pumps | SKLGB1 | 0 | 0 | 52 | 915 | 1556 | 2247 | 2990 | 4143 | 5755 | 8013 | 11624 | 15738 | 20091 | 24100 | 28134 | 32186 | 36446 | 40094 | 42847 | 45557 | 48204 | 50786 | 53085 | 54810 | 55787 | 55397 | 54677 | 53895 | 53572 | 53435 | 53286 | 53221 | NPgY | GSP | NG FES - Leading the Way | Number of domestic hybrid heat pumps
NG FES - Leading the Way | Lct_BB006 | Number of | NPgY | TEMPLEBOROUGH 275/33KV | Number of domestic hybrid heat pumps | TEMP_3 | 0 | 0 | 0 | 7 | 12 | 17 | 23 | 32 | 46 | 65 | 95 | 128 | 164 | 197 | 230 | 264 | 299 | 330 | 353 | 376 | 398 | 420 | 440 | 454 | 463 | 460 | 453 | 447 | 444 | 443 | 441 | 441 | NPgY | GSP | NG FES - Leading the Way | Number of domestic hybrid heat pumps
NG FES - Leading the Way | Lct_BB006 | Number of | NPgY | THURCROFT | Number of domestic hybrid heat pumps | THUR_6 | 0 | 0 | 19 | 386 | 757 | 1158 | 1588 | 2124 | 2873 | 3860 | 5440 | 7066 | 8770 | 10348 | 11944 | 13553 | 15184 | 16586 | 17649 | 18694 | 19718 | 20719 | 21644 | 22314 | 22705 | 22548 | 22268 | 21952 | 21822 | 21766 | 21706 | 21680 | NPgY | GSP | NG FES - Leading the Way | Number of domestic hybrid heat pumps
NG FES - Leading the Way | Lct_BB006 | Number of | NPgY | WEST MELTON / THORPE MARSH | Number of domestic hybrid heat pumps | WMEL_THOM | 0 | 0 | 26 | 518 | 1008 | 1537 | 2105 | 2945 | 4119 | 5700 | 8229 | 10917 | 13747 | 16364 | 19007 | 21671 | 24389 | 26730 | 28504 | 30250 | 31961 | 33634 | 35168 | 36288 | 36937 | 36677 | 36208 | 35685 | 35469 | 35377 | 35277 | 35233 | NPgY | GSP | NG FES - Leading the Way | Number of domestic hybrid heat pumps
NG FES - Leading the Way | Lct_BB006 | Number of | NPgY | WEST MELTON SECTION 3 | Number of domestic hybrid heat pumps | WMEL_BB3 | 0 | 0 | 25 | 504 | 986 | 1506 | 2065 | 2908 | 4086 | 5686 | 8245 | 10992 | 13887 | 16564 | 19268 | 21992 | 24775 | 27172 | 28989 | 30777 | 32529 | 34242 | 35804 | 36950 | 37612 | 37346 | 36867 | 36335 | 36115 | 36021 | 35919 | 35874 | NPgY | GSP | NG FES - Leading the Way | Number of domestic hybrid heat pumps
NG FES - Leading the Way | Lct_BB006 | Number of | NPgY | WINCOBANK | Number of domestic hybrid heat pumps | WIBA_3 | 0 | 0 | 2 | 30 | 51 | 73 | 97 | 133 | 182 | 250 | 360 | 478 | 603 | 719 | 837 | 955 | 1081 | 1188 | 1269 | 1349 | 1427 | 1504 | 1574 | 1625 | 1654 | 1642 | 1621 | 1597 | 1588 | 1583 | 1579 | 1577 | NPgY | GSP | NG FES - Leading the Way | Number of domestic hybrid heat pumps
NG FES - Leading the Way | Lct_BB003a_NPgSubComponent | Number of | NPgN | BLYTH 66kV | Number of electric buses | BLYTB1 | 0 | 1 | 2 | 3 | 5 | 7 | 9 | 12 | 16 | 20 | 26 | 32 | 41 | 51 | 63 | 77 | 93 | 111 | 131 | 152 | 174 | 195 | 217 | 237 | 256 | 275 | 291 | 305 | 318 | 317 | 311 | 303 | NPgN | GSP | NG FES - Leading the Way | Number of electric buses
NG FES - Leading the Way | Lct_BB003a_NPgSubComponent | Number of | NPgN | BLYTH 132kV | Number of electric buses | BLYTH132 | 0 | 0 | 1 | 1 | 2 | 2 | 3 | 4 | 6 | 7 | 9 | 12 | 15 | 18 | 23 | 28 | 34 | 40 | 47 | 55 | 63 | 71 | 78 | 86 | 93 | 99 | 105 | 110 | 115 | 115 | 112 | 109 | NPgN | GSP | NG FES - Leading the Way | Number of electric buses
NG FES - Leading the Way | Lct_BB003a_NPgSubComponent | Number of | NPgN | FOURSTONES | Number of electric buses | FOUR_1 | 0 | 0 | 0 | 0 | 0 | 1 | 1 | 1 | 1 | 2 | 2 | 3 | 4 | 5 | 6 | 7 | 9 | 10 | 12 | 14 | 16 | 18 | 20 | 22 | 24 | 25 | 27 | 28 | 29 | 29 | 29 | 28 | NPgN | GSP | NG FES - Leading the Way | Number of electric buses
NG FES - Leading the Way | Lct_BB003a_NPgSubComponent | Number of | NPgN | HARTMOOR | Number of electric buses | HARM_6 | 0 | 0 | 0 | 0 | 0 | 1 | 1 | 1 | 1 | 2 | 2 | 3 | 4 | 5 | 6 | 7 | 9 | 11 | 13 | 15 | 17 | 19 | 21 | 23 | 25 | 26 | 28 | 29 | 31 | 30 | 30 | 29 | NPgN | GSP | NG FES - Leading the Way | Number of electric buses
NG FES - Leading the Way | Lct_BB003a_NPgSubComponent | Number of | NPgN | HAWTHORN PIT GRID | Number of electric buses | HAWP_6 | 0 | 0 | 0 | 0 | 1 | 1 | 1 | 1 | 2 | 2 | 3 | 4 | 5 | 6 | 7 | 9 | 10 | 12 | 15 | 17 | 19 | 22 | 24 | 26 | 28 | 30 | 32 | 34 | 35 | 35 | 34 | 34 | NPgN | GSP | NG FES - Leading the Way | Number of electric buses
NG FES - Leading the Way | Lct_BB003a_NPgSubComponent | Number of | NPgN | KNARESBOROUGH | Number of electric buses | KNARE_111 | 0 | 0 | 1 | 1 | 2 | 3 | 4 | 5 | 6 | 8 | 10 | 13 | 17 | 21 | 26 | 32 | 38 | 46 | 54 | 62 | 71 | 80 | 89 | 97 | 105 | 112 | 119 | 125 | 130 | 130 | 127 | 124 | NPgN | GSP | NG FES - Leading the Way | Number of electric buses
NG FES - Leading the Way | Lct_BB003a_NPgSubComponent | Number of | NPgN | LACKENBY | Number of electric buses | LACK_6 | 0 | 0 | 1 | 1 | 2 | 2 | 3 | 4 | 5 | 7 | 9 | 11 | 14 | 18 | 22 | 27 | 33 | 39 | 46 | 53 | 61 | 68 | 76 | 83 | 90 | 96 | 102 | 107 | 111 | 111 | 109 | 106 | NPgN | GSP | NG FES - Leading the Way | Number of electric buses
NG FES - Leading the Way | Lct_BB003a_NPgSubComponent | Number of | NPgN | NORTON | Number of electric buses | NORT_1 | 0 | 3 | 5 | 8 | 12 | 17 | 23 | 30 | 39 | 51 | 65 | 82 | 103 | 129 | 160 | 196 | 236 | 282 | 332 | 385 | 440 | 495 | 549 | 601 | 649 | 695 | 737 | 772 | 805 | 803 | 786 | 766 | NPgN | GSP | NG FES - Leading the Way | Number of electric buses
NG FES - Leading the Way | Lct_BB003a_NPgSubComponent | Number of | NPgN | OFFERTON | Number of electric buses | OFFE_3 | 0 | 1 | 1 | 2 | 3 | 4 | 5 | 7 | 9 | 11 | 14 | 18 | 23 | 28 | 35 | 43 | 52 | 62 | 73 | 84 | 96 | 108 | 120 | 131 | 142 | 152 | 161 | 169 | 176 | 176 | 172 | 168 | NPgN | GSP | NG FES - Leading the Way | Number of electric buses
NG FES - Leading the Way | Lct_BB003a_NPgSubComponent | Number of | NPgN | OSBALDWICK | Number of electric buses | OSBA_1 | 0 | 2 | 4 | 6 | 8 | 11 | 16 | 21 | 27 | 35 | 45 | 57 | 72 | 89 | 111 | 135 | 164 | 195 | 230 | 266 | 304 | 342 | 380 | 416 | 449 | 481 | 510 | 535 | 557 | 556 | 544 | 531 | NPgN | GSP | NG FES - Leading the Way | Number of electric buses
NG FES - Leading the Way | Lct_BB003a_NPgSubComponent | Number of | NPgN | POPPLETON | Number of electric buses | POPP_3 | 0 | 0 | 0 | 1 | 1 | 1 | 2 | 2 | 3 | 4 | 5 | 7 | 8 | 11 | 13 | 16 | 19 | 23 | 27 | 31 | 36 | 40 | 45 | 49 | 53 | 57 | 60 | 63 | 66 | 66 | 64 | 63 | NPgN | GSP | NG FES - Leading the Way | Number of electric buses
NG FES - Leading the Way | Lct_BB003a_NPgSubComponent | Number of | NPgN | SALTHOLME | Number of electric buses | SALH_1 | 0 | 0 | 0 | 0 | 0 | 0 | 0 | 0 | 0 | 0 | 0 | 0 | 0 | 0 | 0 | 0 | 0 | 0 | 0 | 0 | 0 | 0 | 0 | 0 | 0 | 0 | 0 | 0 | 0 | 0 | 0 | 0 | NPgN | GSP | NG FES - Leading the Way | Number of electric buses
NG FES - Leading the Way | Lct_BB003a_NPgSubComponent | Number of | NPgN | SOUTH SHIELDS | Number of electric buses | SSHI_3 | 0 | 2 | 5 | 7 | 10 | 14 | 20 | 26 | 34 | 44 | 57 | 72 | 90 | 113 | 140 | 171 | 207 | 247 | 290 | 337 | 384 | 433 | 480 | 526 | 568 | 608 | 644 | 675 | 704 | 702 | 688 | 670 | NPgN | GSP | NG FES - Leading the Way | Number of electric buses
NG FES - Leading the Way | Lct_BB003a_NPgSubComponent | Number of | NPgN | SPADEADAM | Number of electric buses | KIELD01 and SPAD20 | 0 | 0 | 0 | 0 | 0 | 0 | 0 | 0 | 0 | 0 | 0 | 0 | 0 | 0 | 0 | 0 | 0 | 0 | 0 | 0 | 0 | 0 | 0 | 0 | 0 | 0 | 0 | 0 | 0 | 0 | 0 | 0 | NPgN | GSP | NG FES - Leading the Way | Number of electric buses
NG FES - Leading the Way | Lct_BB003a_NPgSubComponent | Number of | NPgN | SPENNYMOOR | Number of electric buses | SPEN_1 | 0 | 1 | 1 | 2 | 3 | 4 | 6 | 8 | 10 | 13 | 16 | 20 | 26 | 32 | 40 | 49 | 59 | 70 | 83 | 96 | 110 | 123 | 137 | 150 | 162 | 173 | 184 | 192 | 201 | 200 | 196 | 191 | NPgN | GSP | NG FES - Leading the Way | Number of electric buses
NG FES - Leading the Way | Lct_BB003a_NPgSubComponent | Number of | NPgN | STELLA NORTH | Number of electric buses | STEN_1 | 0 | 4 | 7 | 11 | 16 | 23 | 31 | 42 | 54 | 70 | 89 | 113 | 142 | 178 | 220 | 270 | 326 | 389 | 457 | 531 | 606 | 682 | 757 | 829 | 895 | 958 | 1016 | 1065 | 1110 | 1108 | 1084 | 1057 | NPgN | GSP | NG FES - Leading the Way | Number of electric buses
NG FES - Leading the Way | Lct_BB003a_NPgSubComponent | Number of | NPgN | STELLA SOUTH | Number of electric buses | STES_1 | 0 | 1 | 3 | 4 | 6 | 8 | 11 | 15 | 19 | 25 | 32 | 40 | 50 | 63 | 78 | 95 | 115 | 138 | 162 | 188 | 215 | 242 | 268 | 293 | 317 | 339 | 360 | 377 | 393 | 392 | 384 | 374 | NPgN | GSP | NG FES - Leading the Way | Number of electric buses
NG FES - Leading the Way | Lct_BB003a_NPgSubComponent | Number of | NPgN | TYNEMOUTH | Number of electric buses | TYNE_1 | 0 | 0 | 1 | 1 | 2 | 3 | 4 | 5 | 7 | 8 | 11 | 14 | 17 | 22 | 27 | 33 | 40 | 47 | 56 | 65 | 74 | 83 | 92 | 101 | 109 | 117 | 123 | 129 | 135 | 135 | 132 | 128 | NPgN | GSP | NG FES - Leading the Way | Number of electric buses
NG FES - Leading the Way | Lct_BB003a_NPgSubComponent | Number of | NPgN | WEST BOLDON | Number of electric buses | WBOL_6 | 0 | 4 | 7 | 11 | 15 | 21 | 29 | 39 | 50 | 65 | 83 | 105 | 133 | 166 | 205 | 251 | 303 | 362 | 425 | 494 | 564 | 634 | 704 | 771 | 833 | 892 | 945 | 991 | 1032 | 1030 | 1009 | 983 | NPgN | GSP | NG FES - Leading the Way | Number of electric buses
NG FES - Leading the Way | Lct_BB003a_NPgSubComponent | Number of | NPgY | BRADFORD WEST | Number of electric buses | BRAW_1 | 0 | 7 | 11 | 16 | 21 | 28 | 37 | 49 | 64 | 82 | 105 | 133 | 167 | 209 | 259 | 317 | 383 | 457 | 537 | 623 | 712 | 801 | 889 | 974 | 1052 | 1126 | 1193 | 1251 | 1304 | 1301 | 1274 | 1241 | NPgY | GSP | NG FES - Leading the Way | Number of electric buses
NG FES - Leading the Way | Lct_BB003a_NPgSubComponent | Number of | NPgY | CAMBLESFORTH | Number of electric buses | CAMB_01 | 0 | 0 | 0 | 0 | 0 | 0 | 0 | 0 | 0 | 0 | 0 | 0 | 0 | 0 | 0 | 0 | 0 | 0 | 0 | 0 | 0 | 0 | 0 | 0 | 0 | 0 | 0 | 0 | 0 | 0 | 0 | 0 | NPgY | GSP | NG FES - Leading the Way | Number of electric buses
NG FES - Leading the Way | Lct_BB003a_NPgSubComponent | Number of | NPgY | CREYKE BECK | Number of electric buses | CREB_1 | 0 | 4 | 7 | 10 | 14 | 19 | 25 | 32 | 42 | 54 | 69 | 87 | 110 | 137 | 170 | 208 | 251 | 300 | 353 | 409 | 467 | 526 | 583 | 639 | 690 | 739 | 783 | 821 | 856 | 854 | 836 | 815 | NPgY | GSP | NG FES - Leading the Way | Number of electric buses
NG FES - Leading the Way | Lct_BB003a_NPgSubComponent | Number of | NPgY | DRAX | Number of electric buses | DRAX_YEDL | 0 | 0 | 0 | 1 | 1 | 1 | 2 | 2 | 3 | 4 | 5 | 6 | 7 | 9 | 11 | 14 | 17 | 20 | 23 | 27 | 31 | 35 | 39 | 42 | 46 | 49 | 52 | 54 | 56 | 56 | 55 | 54 | NPgY | GSP | NG FES - Leading the Way | Number of electric buses
NG FES - Leading the Way | Lct_BB003a_NPgSubComponent | Number of | NPgY | ELLAND | Number of electric buses | ELLA_1 | 0 | 17 | 28 | 40 | 54 | 73 | 96 | 126 | 164 | 211 | 269 | 342 | 431 | 538 | 666 | 815 | 985 | 1175 | 1382 | 1603 | 1831 | 2060 | 2286 | 2504 | 2705 | 2896 | 3069 | 3217 | 3353 | 3346 | 3276 | 3192 | NPgY | GSP | NG FES - Leading the Way | Number of electric buses
NG FES - Leading the Way | Lct_BB003a_NPgSubComponent | Number of | NPgY | FERRYBRIDGE A | Number of electric buses | FERRA2 | 0 | 0 | 0 | 1 | 1 | 1 | 2 | 2 | 3 | 3 | 4 | 6 | 7 | 9 | 11 | 13 | 16 | 19 | 23 | 26 | 30 | 34 | 37 | 41 | 44 | 47 | 50 | 52 | 55 | 55 | 53 | 52 | NPgY | GSP | NG FES - Leading the Way | Number of electric buses
NG FES - Leading the Way | Lct_BB003a_NPgSubComponent | Number of | NPgY | FERRYBRIDGE B | Number of electric buses | FERRB9 | 0 | 2 | 3 | 4 | 5 | 7 | 9 | 12 | 16 | 20 | 26 | 33 | 42 | 52 | 64 | 79 | 95 | 113 | 133 | 155 | 177 | 199 | 221 | 242 | 261 | 280 | 296 | 311 | 324 | 323 | 316 | 308 | NPgY | GSP | NG FES - Leading the Way | Number of electric buses
NG FES - Leading the Way | Lct_BB003a_NPgSubComponent | Number of | NPgY | GRIMSBY WEST | Number of electric buses | GRIW_1 | 0 | 1 | 1 | 2 | 2 | 3 | 4 | 5 | 7 | 9 | 12 | 15 | 18 | 23 | 28 | 35 | 42 | 50 | 59 | 69 | 78 | 88 | 98 | 107 | 116 | 124 | 131 | 138 | 143 | 143 | 140 | 137 | NPgY | GSP | NG FES - Leading the Way | Number of electric buses
NG FES - Leading the Way | Lct_BB003a_NPgSubComponent | Number of | NPgY | JORDANTHORPE | Number of electric buses | JORD_3 | 0 | 0 | 0 | 0 | 0 | 0 | 0 | 0 | 0 | 0 | 0 | 0 | 0 | 0 | 0 | 0 | 0 | 0 | 0 | 0 | 0 | 0 | 0 | 0 | 0 | 0 | 0 | 0 | 0 | 0 | 0 | 0 | NPgY | GSP | NG FES - Leading the Way | Number of electric buses
NG FES - Leading the Way | Lct_BB003a_NPgSubComponent | Number of | NPgY | KEADBY | Number of electric buses | KEAD_YEDL | 0 | 1 | 2 | 3 | 4 | 6 | 8 | 10 | 13 | 17 | 22 | 28 | 35 | 43 | 54 | 66 | 79 | 95 | 111 | 129 | 147 | 166 | 184 | 202 | 218 | 233 | 247 | 259 | 270 | 269 | 264 | 257 | NPgY | GSP | NG FES - Leading the Way | Number of electric buses
NG FES - Leading the Way | Lct_BB003a_NPgSubComponent | Number of | NPgY | KIRKSTALL B | Number of electric buses | KIRKB1 | 0 | 6 | 9 | 13 | 18 | 24 | 32 | 42 | 55 | 70 | 89 | 114 | 143 | 179 | 221 | 271 | 328 | 390 | 459 | 533 | 609 | 685 | 760 | 832 | 899 | 963 | 1020 | 1069 | 1115 | 1112 | 1089 | 1061 | NPgY | GSP | NG FES - Leading the Way | Number of electric buses
NG FES - Leading the Way | Lct_BB003a_NPgSubComponent | Number of | NPgY | NEEPSEND | Number of electric buses | NEEP_3 | 0 | 0 | 0 | 0 | 0 | 1 | 1 | 1 | 1 | 1 | 2 | 2 | 3 | 4 | 5 | 6 | 7 | 8 | 10 | 11 | 13 | 14 | 16 | 17 | 19 | 20 | 21 | 22 | 23 | 23 | 23 | 22 | NPgY | GSP | NG FES - Leading the Way | Number of electric buses
NG FES - Leading the Way | Lct_BB003a_NPgSubComponent | Number of | NPgY | NORTON LEES | Number of electric buses | NORL_3 | 0 | 3 | 4 | 6 | 8 | 11 | 14 | 19 | 24 | 31 | 40 | 50 | 63 | 79 | 98 | 120 | 145 | 173 | 203 | 236 | 269 | 303 | 336 | 368 | 398 | 426 | 451 | 473 | 493 | 492 | 482 | 470 | NPgY | GSP | NG FES - Leading the Way | Number of electric buses
NG FES - Leading the Way | Lct_BB003a_NPgSubComponent | Number of | NPgY | PITSMOOR 3/4 | Number of electric buses | PITS_BB_B | 0 | 0 | 0 | 0 | 0 | 0 | 0 | 0 | 0 | 0 | 0 | 0 | 0 | 0 | 0 | 0 | 0 | 0 | 0 | 0 | 0 | 0 | 0 | 0 | 0 | 0 | 0 | 0 | 0 | 0 | 0 | 0 | NPgY | GSP | NG FES - Leading the Way | Number of electric buses
NG FES - Leading the Way | Lct_BB003a_NPgSubComponent | Number of | NPgY | SALTEND NORTH | Number of electric buses | SALT_1 | 0 | 0 | 1 | 1 | 1 | 1 | 2 | 3 | 3 | 4 | 6 | 7 | 9 | 11 | 14 | 17 | 20 | 24 | 28 | 33 | 38 | 42 | 47 | 52 | 56 | 60 | 63 | 66 | 69 | 69 | 67 | 66 | NPgY | GSP | NG FES - Leading the Way | Number of electric buses
NG FES - Leading the Way | Lct_BB003a_NPgSubComponent | Number of | NPgY | SHEFFIELD CITY | Number of electric buses | SHEC_3 | 0 | 0 | 0 | 0 | 0 | 0 | 0 | 0 | 0 | 0 | 0 | 0 | 0 | 0 | 0 | 0 | 0 | 0 | 0 | 0 | 0 | 0 | 0 | 0 | 0 | 0 | 0 | 0 | 0 | 0 | 0 | 0 | NPgY | GSP | NG FES - Leading the Way | Number of electric buses
NG FES - Leading the Way | Lct_BB003a_NPgSubComponent | Number of | NPgY | SKELTON GRANGE | Number of electric buses | SKLGB1 | 0 | 3 | 5 | 7 | 9 | 12 | 16 | 21 | 27 | 35 | 45 | 57 | 72 | 89 | 111 | 135 | 164 | 195 | 229 | 266 | 304 | 342 | 380 | 416 | 449 | 481 | 510 | 534 | 557 | 556 | 544 | 530 | NPgY | GSP | NG FES - Leading the Way | Number of electric buses
NG FES - Leading the Way | Lct_BB003a_NPgSubComponent | Number of | NPgY | TEMPLEBOROUGH 275/33KV | Number of electric buses | TEMP_3 | 0 | 0 | 0 | 0 | 0 | 0 | 0 | 0 | 0 | 0 | 0 | 0 | 0 | 0 | 0 | 0 | 0 | 0 | 0 | 0 | 0 | 0 | 0 | 0 | 0 | 0 | 0 | 0 | 0 | 0 | 0 | 0 | NPgY | GSP | NG FES - Leading the Way | Number of electric buses
NG FES - Leading the Way | Lct_BB003a_NPgSubComponent | Number of | NPgY | THURCROFT | Number of electric buses | THUR_6 | 0 | 1 | 1 | 2 | 2 | 3 | 4 | 5 | 6 | 8 | 11 | 14 | 17 | 21 | 26 | 32 | 39 | 46 | 55 | 63 | 72 | 82 | 90 | 99 | 107 | 115 | 121 | 127 | 133 | 132 | 130 | 126 | NPgY | GSP | NG FES - Leading the Way | Number of electric buses
NG FES - Leading the Way | Lct_BB003a_NPgSubComponent | Number of | NPgY | WEST MELTON / THORPE MARSH | Number of electric buses | WMEL_THOM | 0 | 1 | 2 | 2 | 3 | 4 | 6 | 7 | 9 | 12 | 15 | 20 | 25 | 31 | 38 | 47 | 57 | 68 | 79 | 92 | 105 | 118 | 131 | 144 | 156 | 167 | 176 | 185 | 193 | 192 | 188 | 184 | NPgY | GSP | NG FES - Leading the Way | Number of electric buses
NG FES - Leading the Way | Lct_BB003a_NPgSubComponent | Number of | NPgY | WEST MELTON SECTION 3 | Number of electric buses | WMEL_BB3 | 0 | 4 | 7 | 10 | 13 | 18 | 24 | 31 | 40 | 52 | 66 | 84 | 106 | 132 | 163 | 200 | 242 | 288 | 339 | 393 | 449 | 505 | 561 | 614 | 663 | 710 | 753 | 789 | 822 | 821 | 803 | 783 | NPgY | GSP | NG FES - Leading the Way | Number of electric buses
NG FES - Leading the Way | Lct_BB003a_NPgSubComponent | Number of | NPgY | WINCOBANK | Number of electric buses | WIBA_3 | 0 | 0 | 0 | 0 | 0 | 0 | 0 | 0 | 0 | 0 | 0 | 0 | 0 | 0 | 0 | 0 | 0 | 0 | 0 | 0 | 0 | 0 | 0 | 0 | 0 | 0 | 0 | 0 | 0 | 0 | 0 | 0 | NPgY | GSP | NG FES - Leading the Way | Number of electric buses
NG FES - Leading the Way | LCT_BB002_NPgAggregate | Number of | NPgN | BLYTH 66kV | Number of electric cars and vans (hybrid and full electric) | BLYTB1 | 490 | 685 | 1547 | 2886 | 4917 | 7644 | 11359 | 16137 | 21978 | 29351 | 38342 | 48851 | 60463 | 72368 | 83916 | 94301 | 102791 | 109292 | 113830 | 116674 | 118379 | 118037 | 117043 | 115569 | 113675 | 111241 | 108318 | 104912 | 100978 | 96465 | 91320 | 85489 | NPgN | GSP | NG FES - Leading the Way | Number of electric cars and vans (hybrid and full electric)
NG FES - Leading the Way | LCT_BB002_NPgAggregate | Number of | NPgN | BLYTH 132kV | Number of electric cars and vans (hybrid and full electric) | BLYTH132 | 319 | 412 | 858 | 1466 | 2275 | 3197 | 4296 | 5697 | 7404 | 9554 | 12174 | 15235 | 18614 | 22072 | 25424 | 28438 | 30902 | 32788 | 34104 | 34926 | 35415 | 35307 | 35008 | 34567 | 34001 | 33273 | 32399 | 31380 | 30203 | 28853 | 27314 | 25570 | NPgN | GSP | NG FES - Leading the Way | Number of electric cars and vans (hybrid and full electric)
NG FES - Leading the Way | LCT_BB002_NPgAggregate | Number of | NPgN | FOURSTONES | Number of electric cars and vans (hybrid and full electric) | FOUR_1 | 57 | 77 | 167 | 300 | 491 | 733 | 1049 | 1455 | 1950 | 2575 | 3337 | 4227 | 5210 | 6218 | 7195 | 8074 | 8792 | 9342 | 9726 | 9966 | 10110 | 10080 | 9995 | 9869 | 9708 | 9500 | 9250 | 8959 | 8623 | 8238 | 7799 | 7301 | NPgN | GSP | NG FES - Leading the Way | Number of electric cars and vans (hybrid and full electric)
NG FES - Leading the Way | LCT_BB002_NPgAggregate | Number of | NPgN | HARTMOOR | Number of electric cars and vans (hybrid and full electric) | HARM_6 | 201 | 285 | 653 | 1236 | 2134 | 3360 | 5049 | 7224 | 9884 | 13241 | 17335 | 22121 | 27409 | 32832 | 38092 | 42823 | 46690 | 49652 | 51719 | 53015 | 53792 | 53637 | 53186 | 52516 | 51656 | 50549 | 49221 | 47674 | 45886 | 43835 | 41497 | 38848 | NPgN | GSP | NG FES - Leading the Way | Number of electric cars and vans (hybrid and full electric)
NG FES - Leading the Way | LCT_BB002_NPgAggregate | Number of | NPgN | HAWTHORN PIT GRID | Number of electric cars and vans (hybrid and full electric) | HAWP_6 | 306 | 424 | 949 | 1755 | 2966 | 4571 | 6740 | 9529 | 12937 | 17239 | 22484 | 28615 | 35389 | 42333 | 49069 | 55126 | 60077 | 63869 | 66516 | 68174 | 69168 | 68967 | 68386 | 67525 | 66419 | 64996 | 63289 | 61299 | 59000 | 56363 | 53357 | 49950 | NPgN | GSP | NG FES - Leading the Way | Number of electric cars and vans (hybrid and full electric)
NG FES - Leading the Way | LCT_BB002_NPgAggregate | Number of | NPgN | KNARESBOROUGH | Number of electric cars and vans (hybrid and full electric) | KNARE_111 | 593 | 799 | 1740 | 3127 | 5132 | 7679 | 11012 | 15286 | 20507 | 27092 | 35121 | 44505 | 54870 | 65492 | 75794 | 85057 | 92629 | 98428 | 102475 | 105008 | 106524 | 106211 | 105316 | 103989 | 102286 | 100095 | 97465 | 94401 | 90860 | 86800 | 82170 | 76924 | NPgN | GSP | NG FES - Leading the Way | Number of electric cars and vans (hybrid and full electric)
NG FES - Leading the Way | LCT_BB002_NPgAggregate | Number of | NPgN | LACKENBY | Number of electric cars and vans (hybrid and full electric) | LACK_6 | 294 | 433 | 1027 | 2007 | 3571 | 5779 | 8893 | 12906 | 17817 | 24017 | 31580 | 40421 | 50192 | 60214 | 69936 | 78681 | 85828 | 91302 | 95124 | 97522 | 98960 | 98678 | 97848 | 96616 | 95033 | 92998 | 90554 | 87707 | 84418 | 80645 | 76344 | 71469 | NPgN | GSP | NG FES - Leading the Way | Number of electric cars and vans (hybrid and full electric)
NG FES - Leading the Way | LCT_BB002_NPgAggregate | Number of | NPgN | NORTON | Number of electric cars and vans (hybrid and full electric) | NORT_1 | 1099 | 1577 | 3657 | 6995 | 12205 | 19407 | 29419 | 42313 | 58083 | 77992 | 102274 | 130660 | 162026 | 194194 | 225398 | 253462 | 276401 | 293970 | 306234 | 313926 | 318537 | 317624 | 314952 | 310986 | 305891 | 299339 | 291475 | 282310 | 271722 | 259579 | 245735 | 230045 | NPgN | GSP | NG FES - Leading the Way | Number of electric cars and vans (hybrid and full electric)
NG FES - Leading the Way | LCT_BB002_NPgAggregate | Number of | NPgN | OFFERTON | Number of electric cars and vans (hybrid and full electric) | OFFE_3 | 135 | 190 | 434 | 817 | 1405 | 2203 | 3299 | 4710 | 6435 | 8612 | 11267 | 14371 | 17801 | 21318 | 24729 | 27797 | 30305 | 32225 | 33566 | 34407 | 34910 | 34810 | 34517 | 34082 | 33524 | 32806 | 31944 | 30939 | 29779 | 28448 | 26931 | 25211 | NPgN | GSP | NG FES - Leading the Way | Number of electric cars and vans (hybrid and full electric)
NG FES - Leading the Way | LCT_BB002_NPgAggregate | Number of | NPgN | OSBALDWICK | Number of electric cars and vans (hybrid and full electric) | OSBA_1 | 1108 | 1466 | 3136 | 5530 | 8887 | 13002 | 18233 | 24929 | 33101 | 43407 | 55969 | 70648 | 86861 | 103468 | 119573 | 134052 | 145889 | 154954 | 161279 | 165235 | 167600 | 167102 | 165691 | 163604 | 160924 | 157477 | 153340 | 148518 | 142948 | 136560 | 129277 | 121022 | NPgN | GSP | NG FES - Leading the Way | Number of electric cars and vans (hybrid and full electric)
NG FES - Leading the Way | LCT_BB002_NPgAggregate | Number of | NPgN | POPPLETON | Number of electric cars and vans (hybrid and full electric) | POPP_3 | 192 | 253 | 539 | 946 | 1512 | 2199 | 3066 | 4175 | 5528 | 7235 | 9314 | 11745 | 14429 | 17178 | 19843 | 22240 | 24199 | 25700 | 26746 | 27401 | 27792 | 27709 | 27475 | 27129 | 26685 | 26113 | 25427 | 24628 | 23704 | 22645 | 21437 | 20068 | NPgN | GSP | NG FES - Leading the Way | Number of electric cars and vans (hybrid and full electric)
NG FES - Leading the Way | LCT_BB002_NPgAggregate | Number of | NPgN | SALTHOLME | Number of electric cars and vans (hybrid and full electric) | SALH_1 | 4 | 6 | 14 | 28 | 48 | 77 | 117 | 169 | 232 | 311 | 408 | 522 | 647 | 776 | 901 | 1013 | 1105 | 1175 | 1224 | 1255 | 1273 | 1270 | 1259 | 1243 | 1223 | 1197 | 1165 | 1129 | 1086 | 1038 | 982 | 920 | NPgN | GSP | NG FES - Leading the Way | Number of electric cars and vans (hybrid and full electric)
NG FES - Leading the Way | LCT_BB002_NPgAggregate | Number of | NPgN | SOUTH SHIELDS | Number of electric cars and vans (hybrid and full electric) | SSHI_3 | 128 | 179 | 404 | 755 | 1286 | 1998 | 2969 | 4218 | 5745 | 7672 | 10022 | 12768 | 15803 | 18915 | 21933 | 24647 | 26866 | 28565 | 29751 | 30494 | 30940 | 30850 | 30591 | 30205 | 29711 | 29074 | 28310 | 27420 | 26392 | 25212 | 23868 | 22344 | NPgN | GSP | NG FES - Leading the Way | Number of electric cars and vans (hybrid and full electric)
NG FES - Leading the Way | LCT_BB002_NPgAggregate | Number of | NPgN | SPADEADAM | Number of electric cars and vans (hybrid and full electric) | KIELD01 and SPAD20 | 16 | 23 | 53 | 100 | 173 | 272 | 409 | 586 | 802 | 1074 | 1406 | 1795 | 2224 | 2664 | 3091 | 3475 | 3789 | 4029 | 4197 | 4302 | 4365 | 4352 | 4316 | 4261 | 4192 | 4102 | 3994 | 3868 | 3723 | 3557 | 3367 | 3152 | NPgN | GSP | NG FES - Leading the Way | Number of electric cars and vans (hybrid and full electric)
NG FES - Leading the Way | LCT_BB002_NPgAggregate | Number of | NPgN | SPENNYMOOR | Number of electric cars and vans (hybrid and full electric) | SPEN_1 | 737 | 1015 | 2263 | 4168 | 7011 | 10761 | 15805 | 22287 | 30210 | 40207 | 52398 | 66648 | 82391 | 98529 | 114183 | 128259 | 139766 | 148578 | 154728 | 158582 | 160890 | 160423 | 159072 | 157068 | 154495 | 151186 | 147214 | 142585 | 137238 | 131105 | 124112 | 116188 | NPgN | GSP | NG FES - Leading the Way | Number of electric cars and vans (hybrid and full electric)
NG FES - Leading the Way | LCT_BB002_NPgAggregate | Number of | NPgN | STELLA NORTH | Number of electric cars and vans (hybrid and full electric) | STEN_1 | 469 | 647 | 1445 | 2664 | 4486 | 6894 | 10136 | 14304 | 19398 | 25825 | 33664 | 42826 | 52948 | 63324 | 73389 | 82440 | 89838 | 95504 | 99459 | 101937 | 103421 | 103121 | 102252 | 100965 | 99311 | 97183 | 94630 | 91655 | 88217 | 84275 | 79780 | 74686 | NPgN | GSP | NG FES - Leading the Way | Number of electric cars and vans (hybrid and full electric)
NG FES - Leading the Way | LCT_BB002_NPgAggregate | Number of | NPgN | STELLA SOUTH | Number of electric cars and vans (hybrid and full electric) | STES_1 | 459 | 624 | 1374 | 2497 | 4145 | 6275 | 9100 | 12727 | 17158 | 22749 | 29566 | 37533 | 46335 | 55356 | 64105 | 71973 | 78405 | 83330 | 86767 | 88920 | 90209 | 89946 | 89188 | 88064 | 86622 | 84766 | 82539 | 79944 | 76946 | 73507 | 69587 | 65144 | NPgN | GSP | NG FES - Leading the Way | Number of electric cars and vans (hybrid and full electric)
NG FES - Leading the Way | LCT_BB002_NPgAggregate | Number of | NPgN | TYNEMOUTH | Number of electric cars and vans (hybrid and full electric) | TYNE_1 | 377 | 531 | 1212 | 2284 | 3929 | 6163 | 9233 | 13183 | 18013 | 24110 | 31545 | 40237 | 49841 | 59688 | 69241 | 77831 | 84854 | 90232 | 93985 | 96339 | 97750 | 97468 | 96648 | 95431 | 93867 | 91857 | 89444 | 86631 | 83382 | 79656 | 75408 | 70593 | NPgN | GSP | NG FES - Leading the Way | Number of electric cars and vans (hybrid and full electric)
NG FES - Leading the Way | LCT_BB002_NPgAggregate | Number of | NPgN | WEST BOLDON | Number of electric cars and vans (hybrid and full electric) | WBOL_6 | 544 | 756 | 1699 | 3155 | 5350 | 8278 | 12248 | 17353 | 23593 | 31468 | 41072 | 52298 | 64701 | 77416 | 89750 | 100841 | 109908 | 116852 | 121698 | 124736 | 126555 | 126189 | 125126 | 123551 | 121527 | 118924 | 115799 | 112158 | 107952 | 103127 | 97627 | 91394 | NPgN | GSP | NG FES - Leading the Way | Number of electric cars and vans (hybrid and full electric)
NG FES - Leading the Way | LCT_BB002_NPgAggregate | Number of | NPgY | BRADFORD WEST | Number of electric cars and vans (hybrid and full electric) | BRAW_1 | 1097 | 1730 | 3427 | 6256 | 10654 | 16794 | 25373 | 36516 | 50446 | 68310 | 90100 | 115576 | 143732 | 172619 | 200643 | 225849 | 246451 | 262230 | 273248 | 280162 | 284312 | 283506 | 281124 | 277585 | 273035 | 267190 | 260168 | 251988 | 242537 | 231697 | 219342 | 205339 | NPgY | GSP | NG FES - Leading the Way | Number of electric cars and vans (hybrid and full electric)
NG FES - Leading the Way | LCT_BB002_NPgAggregate | Number of | NPgY | CAMBLESFORTH | Number of electric cars and vans (hybrid and full electric) | CAMB_01 | 140 | 205 | 381 | 656 | 1060 | 1593 | 2317 | 3255 | 4426 | 5928 | 7759 | 9899 | 12264 | 14690 | 17042 | 19158 | 20887 | 22212 | 23137 | 23716 | 24064 | 23994 | 23792 | 23493 | 23108 | 22613 | 22019 | 21327 | 20527 | 19609 | 18564 | 17378 | NPgY | GSP | NG FES - Leading the Way | Number of electric cars and vans (hybrid and full electric)
NG FES - Leading the Way | LCT_BB002_NPgAggregate | Number of | NPgY | CREYKE BECK | Number of electric cars and vans (hybrid and full electric) | CREB_1 | 2067 | 2933 | 5269 | 8791 | 13763 | 20047 | 28401 | 39200 | 52676 | 69941 | 90992 | 115598 | 142781 | 170644 | 197668 | 221969 | 241834 | 257046 | 267665 | 274315 | 278297 | 277485 | 275147 | 271683 | 267230 | 261509 | 254637 | 246631 | 237381 | 226771 | 214678 | 200973 | NPgY | GSP | NG FES - Leading the Way | Number of electric cars and vans (hybrid and full electric)
NG FES - Leading the Way | LCT_BB002_NPgAggregate | Number of | NPgY | DRAX | Number of electric cars and vans (hybrid and full electric) | DRAX_YEDL | 177 | 263 | 493 | 859 | 1403 | 2129 | 3123 | 4412 | 6021 | 8085 | 10601 | 13542 | 16793 | 20126 | 23360 | 26268 | 28646 | 30466 | 31737 | 32534 | 33012 | 32917 | 32640 | 32229 | 31701 | 31023 | 30207 | 29258 | 28160 | 26902 | 25467 | 23841 | NPgY | GSP | NG FES - Leading the Way | Number of electric cars and vans (hybrid and full electric)
NG FES - Leading the Way | LCT_BB002_NPgAggregate | Number of | NPgY | ELLAND | Number of electric cars and vans (hybrid and full electric) | ELLA_1 | 1025 | 1569 | 3028 | 5406 | 9029 | 13990 | 20859 | 29773 | 40912 | 55196 | 72617 | 92984 | 115493 | 138581 | 160979 | 181124 | 197590 | 210201 | 219006 | 224530 | 227844 | 227194 | 225284 | 222448 | 218802 | 214118 | 208491 | 201936 | 194362 | 185675 | 175774 | 164552 | NPgY | GSP | NG FES - Leading the Way | Number of electric cars and vans (hybrid and full electric)
NG FES - Leading the Way | LCT_BB002_NPgAggregate | Number of | NPgY | FERRYBRIDGE A | Number of electric cars and vans (hybrid and full electric) | FERRA2 | 492 | 710 | 1297 | 2201 | 3506 | 5195 | 7470 | 10414 | 14089 | 18800 | 24543 | 31257 | 38675 | 46280 | 53657 | 60291 | 65713 | 69866 | 72765 | 74582 | 75670 | 75451 | 74816 | 73874 | 72663 | 71108 | 69239 | 67062 | 64547 | 61662 | 58374 | 54647 | NPgY | GSP | NG FES - Leading the Way | Number of electric cars and vans (hybrid and full electric)
NG FES - Leading the Way | LCT_BB002_NPgAggregate | Number of | NPgY | FERRYBRIDGE B | Number of electric cars and vans (hybrid and full electric) | FERRB9 | 986 | 1456 | 2719 | 4710 | 7653 | 11560 | 16889 | 23795 | 32420 | 43476 | 56960 | 72723 | 90140 | 108002 | 125328 | 140910 | 153647 | 163401 | 170211 | 174481 | 177041 | 176531 | 175046 | 172843 | 170010 | 166370 | 161998 | 156904 | 151020 | 144270 | 136576 | 127857 | NPgY | GSP | NG FES - Leading the Way | Number of electric cars and vans (hybrid and full electric)
NG FES - Leading the Way | LCT_BB002_NPgAggregate | Number of | NPgY | GRIMSBY WEST | Number of electric cars and vans (hybrid and full electric) | GRIW_1 | 642 | 922 | 1677 | 2834 | 4493 | 6628 | 9494 | 13203 | 17832 | 23763 | 30997 | 39451 | 48793 | 58369 | 67658 | 76011 | 82839 | 88068 | 91719 | 94006 | 95376 | 95099 | 94298 | 93111 | 91585 | 89624 | 87269 | 84525 | 81355 | 77719 | 73574 | 68877 | NPgY | GSP | NG FES - Leading the Way | Number of electric cars and vans (hybrid and full electric)
NG FES - Leading the Way | LCT_BB002_NPgAggregate | Number of | NPgY | JORDANTHORPE | Number of electric cars and vans (hybrid and full electric) | JORD_3 | 369 | 517 | 918 | 1512 | 2337 | 3359 | 4704 | 6441 | 8606 | 11381 | 14763 | 18717 | 23084 | 27559 | 31899 | 35802 | 38993 | 41436 | 43141 | 44208 | 44847 | 44716 | 44339 | 43780 | 43063 | 42141 | 41033 | 39743 | 38253 | 36543 | 34594 | 32386 | NPgY | GSP | NG FES - Leading the Way | Number of electric cars and vans (hybrid and full electric)
NG FES - Leading the Way | LCT_BB002_NPgAggregate | Number of | NPgY | KEADBY | Number of electric cars and vans (hybrid and full electric) | KEAD_YEDL | 1860 | 2532 | 4354 | 6932 | 10323 | 14249 | 19213 | 25597 | 33547 | 43723 | 56125 | 70616 | 86619 | 103006 | 118895 | 133179 | 144858 | 153799 | 160040 | 163938 | 166267 | 165767 | 164366 | 162297 | 159637 | 156219 | 152114 | 147331 | 141806 | 135468 | 128244 | 120056 | NPgY | GSP | NG FES - Leading the Way | Number of electric cars and vans (hybrid and full electric)
NG FES - Leading the Way | LCT_BB002_NPgAggregate | Number of | NPgY | KIRKSTALL B | Number of electric cars and vans (hybrid and full electric) | KIRKB1 | 817 | 1222 | 2309 | 4047 | 6646 | 10140 | 14935 | 21153 | 28921 | 38879 | 51025 | 65224 | 80914 | 97006 | 112616 | 126655 | 138130 | 146919 | 153055 | 156903 | 159210 | 158754 | 157419 | 155437 | 152890 | 149617 | 145685 | 141104 | 135812 | 129742 | 122823 | 114982 | NPgY | GSP | NG FES - Leading the Way | Number of electric cars and vans (hybrid and full electric)
NG FES - Leading the Way | LCT_BB002_NPgAggregate | Number of | NPgY | NEEPSEND | Number of electric cars and vans (hybrid and full electric) | NEEP_3 | 378 | 542 | 984 | 1658 | 2623 | 3861 | 5520 | 7667 | 10346 | 13779 | 17965 | 22859 | 28265 | 33808 | 39183 | 44017 | 47969 | 50995 | 53108 | 54431 | 55224 | 55064 | 54600 | 53913 | 53029 | 51894 | 50530 | 48941 | 47106 | 45000 | 42601 | 39881 | NPgY | GSP | NG FES - Leading the Way | Number of electric cars and vans (hybrid and full electric)
NG FES - Leading the Way | LCT_BB002_NPgAggregate | Number of | NPgY | NORTON LEES | Number of electric cars and vans (hybrid and full electric) | NORL_3 | 463 | 649 | 1150 | 1894 | 2924 | 4199 | 5874 | 8036 | 10733 | 14188 | 18400 | 23323 | 28761 | 34334 | 39739 | 44599 | 48572 | 51614 | 53737 | 55066 | 55862 | 55698 | 55228 | 54533 | 53639 | 52491 | 51111 | 49504 | 47648 | 45518 | 43091 | 40340 | NPgY | GSP | NG FES - Leading the Way | Number of electric cars and vans (hybrid and full electric)
NG FES - Leading the Way | LCT_BB002_NPgAggregate | Number of | NPgY | PITSMOOR 3/4 | Number of electric cars and vans (hybrid and full electric) | PITS_BB_B | 152 | 220 | 403 | 684 | 1091 | 1617 | 2327 | 3245 | 4391 | 5861 | 7652 | 9746 | 12060 | 14433 | 16734 | 18803 | 20495 | 21790 | 22694 | 23261 | 23601 | 23532 | 23334 | 23040 | 22663 | 22178 | 21595 | 20916 | 20131 | 19232 | 18206 | 17044 | NPgY | GSP | NG FES - Leading the Way | Number of electric cars and vans (hybrid and full electric)
NG FES - Leading the Way | LCT_BB002_NPgAggregate | Number of | NPgY | SALTEND NORTH | Number of electric cars and vans (hybrid and full electric) | SALT_1 | 278 | 394 | 704 | 1171 | 1825 | 2647 | 3737 | 5145 | 6902 | 9152 | 11896 | 15103 | 18647 | 22278 | 25800 | 28967 | 31556 | 33539 | 34923 | 35790 | 36309 | 36202 | 35897 | 35445 | 34864 | 34118 | 33221 | 32177 | 30970 | 29586 | 28008 | 26220 | NPgY | GSP | NG FES - Leading the Way | Number of electric cars and vans (hybrid and full electric)
NG FES - Leading the Way | LCT_BB002_NPgAggregate | Number of | NPgY | SHEFFIELD CITY | Number of electric cars and vans (hybrid and full electric) | SHEC_3 | 202 | 289 | 524 | 882 | 1392 | 2044 | 2918 | 4047 | 5457 | 7264 | 9466 | 12041 | 14886 | 17802 | 20630 | 23174 | 25253 | 26845 | 27957 | 28653 | 29070 | 28985 | 28741 | 28380 | 27914 | 27317 | 26599 | 25763 | 24796 | 23688 | 22425 | 20993 | NPgY | GSP | NG FES - Leading the Way | Number of electric cars and vans (hybrid and full electric)
NG FES - Leading the Way | LCT_BB002_NPgAggregate | Number of | NPgY | SKELTON GRANGE | Number of electric cars and vans (hybrid and full electric) | SKLGB1 | 1730 | 2626 | 5033 | 8930 | 14832 | 22865 | 33958 | 48350 | 66334 | 89390 | 117513 | 150390 | 186722 | 223990 | 260141 | 292656 | 319233 | 339588 | 353799 | 362713 | 368061 | 367009 | 363924 | 359343 | 353453 | 345886 | 336796 | 326207 | 313972 | 299939 | 283945 | 265817 | NPgY | GSP | NG FES - Leading the Way | Number of electric cars and vans (hybrid and full electric)
NG FES - Leading the Way | LCT_BB002_NPgAggregate | Number of | NPgY | TEMPLEBOROUGH 275/33KV | Number of electric cars and vans (hybrid and full electric) | TEMP_3 | 35 | 49 | 88 | 146 | 227 | 328 | 462 | 634 | 850 | 1126 | 1463 | 1857 | 2292 | 2737 | 3170 | 3558 | 3876 | 4120 | 4289 | 4396 | 4459 | 4446 | 4409 | 4353 | 4282 | 4190 | 4080 | 3952 | 3804 | 3634 | 3440 | 3220 | NPgY | GSP | NG FES - Leading the Way | Number of electric cars and vans (hybrid and full electric)
NG FES - Leading the Way | LCT_BB002_NPgAggregate | Number of | NPgY | THURCROFT | Number of electric cars and vans (hybrid and full electric) | THUR_6 | 1744 | 2337 | 3947 | 6158 | 8961 | 12042 | 15809 | 20636 | 26639 | 34318 | 43674 | 54603 | 66668 | 79015 | 90984 | 101741 | 110538 | 117273 | 121972 | 124902 | 126650 | 126262 | 125192 | 123616 | 121590 | 118987 | 115860 | 112217 | 108008 | 103181 | 97679 | 91443 | NPgY | GSP | NG FES - Leading the Way | Number of electric cars and vans (hybrid and full electric)
NG FES - Leading the Way | LCT_BB002_NPgAggregate | Number of | NPgY | WEST MELTON / THORPE MARSH | Number of electric cars and vans (hybrid and full electric) | WMEL_THOM | 2214 | 3054 | 5325 | 8611 | 13046 | 18355 | 25201 | 34026 | 45024 | 59107 | 76274 | 96334 | 118492 | 141190 | 163201 | 182990 | 199169 | 211558 | 220204 | 225611 | 228844 | 228164 | 226238 | 223390 | 219729 | 215025 | 209374 | 202791 | 195185 | 186461 | 176518 | 165249 | NPgY | GSP | NG FES - Leading the Way | Number of electric cars and vans (hybrid and full electric)
NG FES - Leading the Way | LCT_BB002_NPgAggregate | Number of | NPgY | WEST MELTON SECTION 3 | Number of electric cars and vans (hybrid and full electric) | WMEL_BB3 | 1912 | 2661 | 4686 | 7656 | 11730 | 16704 | 23192 | 31565 | 42004 | 55374 | 71673 | 90722 | 111764 | 133324 | 154232 | 173031 | 188400 | 200169 | 208383 | 213523 | 216598 | 215959 | 214137 | 211441 | 207975 | 203523 | 198174 | 191944 | 184745 | 176488 | 167076 | 156410 | NPgY | GSP | NG FES - Leading the Way | Number of electric cars and vans (hybrid and full electric)
NG FES - Leading the Way | LCT_BB002_NPgAggregate | Number of | NPgY | WINCOBANK | Number of electric cars and vans (hybrid and full electric) | WIBA_3 | 44 | 66 | 127 | 225 | 374 | 577 | 856 | 1219 | 1672 | 2253 | 2961 | 3789 | 4705 | 5643 | 6554 | 7373 | 8043 | 8556 | 8914 | 9138 | 9273 | 9246 | 9169 | 9053 | 8905 | 8714 | 8485 | 8218 | 7910 | 7557 | 7154 | 6697 | NPgY | GSP | NG FES - Leading the Way | Number of electric cars and vans (hybrid and full electric)
NG FES - Leading the Way | Lct_BB003b_NPgSubComponent | Number of | NPgN | BLYTH 66kV | Number of electric HGVs | BLYTB1 | 0 | 2 | 4 | 8 | 11 | 16 | 21 | 26 | 31 | 36 | 42 | 49 | 55 | 63 | 71 | 80 | 89 | 99 | 110 | 122 | 135 | 148 | 163 | 178 | 195 | 212 | 231 | 250 | 271 | 293 | 302 | 305 | NPgN | GSP | NG FES - Leading the Way | Number of electric HGVs
NG FES - Leading the Way | Lct_BB003b_NPgSubComponent | Number of | NPgN | BLYTH 132kV | Number of electric HGVs | BLYTH132 | 0 | 0 | 1 | 2 | 2 | 3 | 4 | 5 | 6 | 7 | 8 | 10 | 11 | 13 | 14 | 16 | 18 | 20 | 22 | 25 | 27 | 30 | 33 | 36 | 39 | 43 | 46 | 50 | 54 | 59 | 61 | 61 | NPgN | GSP | NG FES - Leading the Way | Number of electric HGVs
NG FES - Leading the Way | Lct_BB003b_NPgSubComponent | Number of | NPgN | FOURSTONES | Number of electric HGVs | FOUR_1 | 0 | 0 | 0 | 0 | 0 | 0 | 0 | 1 | 1 | 1 | 1 | 1 | 1 | 1 | 2 | 2 | 2 | 2 | 2 | 3 | 3 | 3 | 3 | 4 | 4 | 4 | 5 | 5 | 6 | 6 | 6 | 6 | NPgN | GSP | NG FES - Leading the Way | Number of electric HGVs
NG FES - Leading the Way | Lct_BB003b_NPgSubComponent | Number of | NPgN | HARTMOOR | Number of electric HGVs | HARM_6 | 0 | 1 | 3 | 4 | 7 | 9 | 12 | 15 | 18 | 21 | 24 | 28 | 32 | 36 | 41 | 46 | 51 | 57 | 64 | 70 | 78 | 85 | 94 | 103 | 112 | 122 | 133 | 144 | 156 | 169 | 174 | 176 | NPgN | GSP | NG FES - Leading the Way | Number of electric HGVs
NG FES - Leading the Way | Lct_BB003b_NPgSubComponent | Number of | NPgN | HAWTHORN PIT GRID | Number of electric HGVs | HAWP_6 | 0 | 1 | 3 | 5 | 7 | 10 | 13 | 17 | 20 | 23 | 27 | 31 | 36 | 41 | 46 | 51 | 58 | 64 | 71 | 79 | 87 | 96 | 105 | 115 | 125 | 137 | 149 | 161 | 175 | 189 | 194 | 197 | NPgN | GSP | NG FES - Leading the Way | Number of electric HGVs
NG FES - Leading the Way | Lct_BB003b_NPgSubComponent | Number of | NPgN | KNARESBOROUGH | Number of electric HGVs | KNARE_111 | 0 | 3 | 5 | 9 | 14 | 19 | 25 | 31 | 37 | 44 | 51 | 59 | 67 | 76 | 86 | 96 | 108 | 120 | 133 | 147 | 163 | 179 | 196 | 215 | 235 | 256 | 278 | 302 | 327 | 354 | 364 | 368 | NPgN | GSP | NG FES - Leading the Way | Number of electric HGVs
NG FES - Leading the Way | Lct_BB003b_NPgSubComponent | Number of | NPgN | LACKENBY | Number of electric HGVs | LACK_6 | 0 | 4 | 8 | 13 | 20 | 28 | 36 | 45 | 54 | 64 | 74 | 85 | 98 | 111 | 125 | 140 | 157 | 175 | 194 | 215 | 237 | 261 | 286 | 313 | 342 | 373 | 406 | 440 | 477 | 515 | 530 | 536 | NPgN | GSP | NG FES - Leading the Way | Number of electric HGVs
NG FES - Leading the Way | Lct_BB003b_NPgSubComponent | Number of | NPgN | NORTON | Number of electric HGVs | NORT_1 | 0 | 8 | 18 | 30 | 45 | 63 | 82 | 102 | 123 | 144 | 167 | 193 | 220 | 250 | 282 | 316 | 354 | 394 | 438 | 484 | 534 | 588 | 645 | 707 | 772 | 841 | 915 | 993 | 1075 | 1162 | 1196 | 1210 | NPgN | GSP | NG FES - Leading the Way | Number of electric HGVs
NG FES - Leading the Way | Lct_BB003b_NPgSubComponent | Number of | NPgN | OFFERTON | Number of electric HGVs | OFFE_3 | 0 | 0 | 0 | 1 | 1 | 1 | 2 | 2 | 3 | 3 | 4 | 4 | 5 | 5 | 6 | 7 | 8 | 9 | 9 | 10 | 12 | 13 | 14 | 15 | 17 | 18 | 20 | 21 | 23 | 25 | 26 | 26 | NPgN | GSP | NG FES - Leading the Way | Number of electric HGVs
NG FES - Leading the Way | Lct_BB003b_NPgSubComponent | Number of | NPgN | OSBALDWICK | Number of electric HGVs | OSBA_1 | 0 | 2 | 5 | 8 | 12 | 16 | 21 | 27 | 32 | 38 | 44 | 50 | 57 | 65 | 74 | 83 | 92 | 103 | 114 | 126 | 140 | 154 | 169 | 185 | 202 | 220 | 239 | 259 | 281 | 303 | 312 | 316 | NPgN | GSP | NG FES - Leading the Way | Number of electric HGVs
NG FES - Leading the Way | Lct_BB003b_NPgSubComponent | Number of | NPgN | POPPLETON | Number of electric HGVs | POPP_3 | 0 | 0 | 1 | 2 | 2 | 3 | 4 | 6 | 7 | 8 | 9 | 11 | 12 | 14 | 15 | 17 | 19 | 22 | 24 | 26 | 29 | 32 | 35 | 39 | 42 | 46 | 50 | 54 | 59 | 63 | 65 | 66 | NPgN | GSP | NG FES - Leading the Way | Number of electric HGVs
NG FES - Leading the Way | Lct_BB003b_NPgSubComponent | Number of | NPgN | SALTHOLME | Number of electric HGVs | SALH_1 | 0 | 0 | 0 | 0 | 0 | 0 | 0 | 0 | 0 | 0 | 0 | 0 | 0 | 0 | 0 | 0 | 0 | 0 | 0 | 0 | 0 | 0 | 0 | 0 | 0 | 0 | 0 | 0 | 0 | 0 | 0 | 0 | NPgN | GSP | NG FES - Leading the Way | Number of electric HGVs
NG FES - Leading the Way | Lct_BB003b_NPgSubComponent | Number of | NPgN | SOUTH SHIELDS | Number of electric HGVs | SSHI_3 | 0 | 1 | 1 | 2 | 3 | 4 | 6 | 7 | 8 | 10 | 12 | 13 | 15 | 17 | 19 | 22 | 24 | 27 | 30 | 33 | 37 | 40 | 44 | 49 | 53 | 58 | 63 | 68 | 74 | 80 | 82 | 83 | NPgN | GSP | NG FES - Leading the Way | Number of electric HGVs
NG FES - Leading the Way | Lct_BB003b_NPgSubComponent | Number of | NPgN | SPADEADAM | Number of electric HGVs | KIELD01 and SPAD20 | 0 | 0 | 0 | 0 | 0 | 1 | 1 | 1 | 1 | 1 | 1 | 2 | 2 | 2 | 2 | 3 | 3 | 3 | 3 | 4 | 4 | 5 | 5 | 6 | 6 | 7 | 7 | 8 | 9 | 9 | 10 | 10 | NPgN | GSP | NG FES - Leading the Way | Number of electric HGVs
NG FES - Leading the Way | Lct_BB003b_NPgSubComponent | Number of | NPgN | SPENNYMOOR | Number of electric HGVs | SPEN_1 | 0 | 3 | 7 | 12 | 18 | 25 | 32 | 40 | 49 | 57 | 66 | 76 | 87 | 99 | 112 | 126 | 140 | 156 | 174 | 192 | 212 | 233 | 256 | 281 | 306 | 334 | 363 | 394 | 427 | 461 | 475 | 480 | NPgN | GSP | NG FES - Leading the Way | Number of electric HGVs
NG FES - Leading the Way | Lct_BB003b_NPgSubComponent | Number of | NPgN | STELLA NORTH | Number of electric HGVs | STEN_1 | 0 | 2 | 4 | 7 | 11 | 15 | 19 | 24 | 29 | 34 | 39 | 45 | 52 | 59 | 66 | 75 | 83 | 93 | 103 | 114 | 126 | 138 | 152 | 166 | 182 | 198 | 216 | 234 | 253 | 274 | 282 | 285 | NPgN | GSP | NG FES - Leading the Way | Number of electric HGVs
NG FES - Leading the Way | Lct_BB003b_NPgSubComponent | Number of | NPgN | STELLA SOUTH | Number of electric HGVs | STES_1 | 0 | 4 | 9 | 15 | 22 | 30 | 40 | 49 | 59 | 70 | 81 | 93 | 107 | 121 | 137 | 153 | 172 | 191 | 212 | 235 | 259 | 285 | 313 | 343 | 374 | 408 | 444 | 481 | 521 | 563 | 580 | 586 | NPgN | GSP | NG FES - Leading the Way | Number of electric HGVs
NG FES - Leading the Way | Lct_BB003b_NPgSubComponent | Number of | NPgN | TYNEMOUTH | Number of electric HGVs | TYNE_1 | 0 | 1 | 3 | 5 | 7 | 10 | 13 | 17 | 20 | 24 | 28 | 32 | 36 | 41 | 47 | 52 | 58 | 65 | 72 | 80 | 88 | 97 | 107 | 117 | 128 | 139 | 151 | 164 | 178 | 192 | 198 | 200 | NPgN | GSP | NG FES - Leading the Way | Number of electric HGVs
NG FES - Leading the Way | Lct_BB003b_NPgSubComponent | Number of | NPgN | WEST BOLDON | Number of electric HGVs | WBOL_6 | 0 | 4 | 8 | 14 | 21 | 29 | 38 | 47 | 57 | 67 | 77 | 89 | 102 | 115 | 130 | 146 | 163 | 182 | 202 | 224 | 247 | 272 | 298 | 326 | 356 | 389 | 423 | 459 | 497 | 537 | 552 | 559 | NPgN | GSP | NG FES - Leading the Way | Number of electric HGVs
NG FES - Leading the Way | Lct_BB003b_NPgSubComponent | Number of | NPgY | BRADFORD WEST | Number of electric HGVs | BRAW_1 | 0 | 5 | 9 | 14 | 19 | 26 | 33 | 40 | 48 | 56 | 65 | 75 | 86 | 97 | 110 | 123 | 138 | 153 | 170 | 189 | 208 | 229 | 251 | 275 | 301 | 328 | 356 | 387 | 419 | 452 | 466 | 471 | NPgY | GSP | NG FES - Leading the Way | Number of electric HGVs
NG FES - Leading the Way | Lct_BB003b_NPgSubComponent | Number of | NPgY | CAMBLESFORTH | Number of electric HGVs | CAMB_01 | 0 | 2 | 3 | 5 | 7 | 9 | 11 | 14 | 17 | 20 | 23 | 26 | 30 | 34 | 39 | 43 | 48 | 54 | 60 | 66 | 73 | 81 | 88 | 97 | 106 | 115 | 125 | 136 | 147 | 159 | 164 | 166 | NPgY | GSP | NG FES - Leading the Way | Number of electric HGVs
NG FES - Leading the Way | Lct_BB003b_NPgSubComponent | Number of | NPgY | CREYKE BECK | Number of electric HGVs | CREB_1 | 0 | 7 | 13 | 20 | 28 | 37 | 47 | 57 | 69 | 81 | 94 | 108 | 123 | 140 | 158 | 177 | 198 | 221 | 245 | 272 | 300 | 330 | 362 | 396 | 433 | 472 | 513 | 557 | 603 | 651 | 671 | 678 | NPgY | GSP | NG FES - Leading the Way | Number of electric HGVs
NG FES - Leading the Way | Lct_BB003b_NPgSubComponent | Number of | NPgY | DRAX | Number of electric HGVs | DRAX_YEDL | 0 | 2 | 5 | 7 | 10 | 13 | 17 | 20 | 24 | 29 | 33 | 38 | 44 | 50 | 56 | 63 | 71 | 79 | 87 | 97 | 107 | 117 | 129 | 141 | 154 | 168 | 183 | 198 | 215 | 232 | 239 | 241 | NPgY | GSP | NG FES - Leading the Way | Number of electric HGVs
NG FES - Leading the Way | Lct_BB003b_NPgSubComponent | Number of | NPgY | ELLAND | Number of electric HGVs | ELLA_1 | 0 | 6 | 10 | 16 | 22 | 29 | 37 | 46 | 55 | 64 | 75 | 86 | 98 | 111 | 126 | 141 | 158 | 176 | 195 | 216 | 238 | 262 | 288 | 315 | 344 | 375 | 408 | 442 | 479 | 518 | 533 | 539 | NPgY | GSP | NG FES - Leading the Way | Number of electric HGVs
NG FES - Leading the Way | Lct_BB003b_NPgSubComponent | Number of | NPgY | FERRYBRIDGE A | Number of electric HGVs | FERRA2 | 0 | 4 | 7 | 11 | 16 | 21 | 27 | 33 | 40 | 47 | 54 | 63 | 72 | 81 | 92 | 103 | 115 | 128 | 142 | 158 | 174 | 191 | 210 | 230 | 251 | 274 | 298 | 323 | 350 | 378 | 389 | 394 | NPgY | GSP | NG FES - Leading the Way | Number of electric HGVs
NG FES - Leading the Way | Lct_BB003b_NPgSubComponent | Number of | NPgY | FERRYBRIDGE B | Number of electric HGVs | FERRB9 | 0 | 10 | 17 | 27 | 38 | 50 | 64 | 79 | 94 | 110 | 128 | 148 | 169 | 191 | 216 | 243 | 271 | 302 | 335 | 371 | 410 | 451 | 495 | 542 | 592 | 645 | 701 | 761 | 824 | 891 | 917 | 927 | NPgY | GSP | NG FES - Leading the Way | Number of electric HGVs
NG FES - Leading the Way | Lct_BB003b_NPgSubComponent | Number of | NPgY | GRIMSBY WEST | Number of electric HGVs | GRIW_1 | 0 | 7 | 13 | 20 | 29 | 38 | 48 | 59 | 71 | 84 | 97 | 112 | 128 | 145 | 163 | 183 | 205 | 229 | 254 | 281 | 310 | 341 | 374 | 410 | 448 | 488 | 531 | 576 | 623 | 674 | 694 | 701 | NPgY | GSP | NG FES - Leading the Way | Number of electric HGVs
NG FES - Leading the Way | Lct_BB003b_NPgSubComponent | Number of | NPgY | JORDANTHORPE | Number of electric HGVs | JORD_3 | 0 | 0 | 0 | 0 | 0 | 0 | 0 | 0 | 0 | 1 | 1 | 1 | 1 | 1 | 1 | 1 | 1 | 1 | 2 | 2 | 2 | 2 | 2 | 3 | 3 | 3 | 3 | 4 | 4 | 4 | 4 | 4 | NPgY | GSP | NG FES - Leading the Way | Number of electric HGVs
NG FES - Leading the Way | Lct_BB003b_NPgSubComponent | Number of | NPgY | KEADBY | Number of electric HGVs | KEAD_YEDL | 0 | 6 | 11 | 18 | 25 | 33 | 41 | 51 | 61 | 72 | 83 | 96 | 109 | 124 | 140 | 157 | 176 | 196 | 217 | 241 | 265 | 292 | 321 | 351 | 383 | 418 | 454 | 493 | 534 | 577 | 594 | 601 | NPgY | GSP | NG FES - Leading the Way | Number of electric HGVs
NG FES - Leading the Way | Lct_BB003b_NPgSubComponent | Number of | NPgY | KIRKSTALL B | Number of electric HGVs | KIRKB1 | 0 | 3 | 6 | 10 | 14 | 18 | 23 | 28 | 34 | 40 | 46 | 53 | 61 | 69 | 78 | 88 | 98 | 109 | 121 | 134 | 148 | 163 | 179 | 196 | 214 | 233 | 254 | 275 | 298 | 322 | 332 | 335 | NPgY | GSP | NG FES - Leading the Way | Number of electric HGVs
NG FES - Leading the Way | Lct_BB003b_NPgSubComponent | Number of | NPgY | NEEPSEND | Number of electric HGVs | NEEP_3 | 0 | 0 | 1 | 1 | 2 | 2 | 3 | 4 | 4 | 5 | 6 | 7 | 8 | 9 | 10 | 11 | 13 | 14 | 16 | 18 | 19 | 21 | 23 | 26 | 28 | 30 | 33 | 36 | 39 | 42 | 43 | 44 | NPgY | GSP | NG FES - Leading the Way | Number of electric HGVs
NG FES - Leading the Way | Lct_BB003b_NPgSubComponent | Number of | NPgY | NORTON LEES | Number of electric HGVs | NORL_3 | 0 | 0 | 0 | 0 | 0 | 0 | 0 | 0 | 0 | 0 | 0 | 0 | 0 | 1 | 1 | 1 | 1 | 1 | 1 | 1 | 1 | 1 | 1 | 2 | 2 | 2 | 2 | 2 | 2 | 3 | 3 | 3 | NPgY | GSP | NG FES - Leading the Way | Number of electric HGVs
NG FES - Leading the Way | Lct_BB003b_NPgSubComponent | Number of | NPgY | PITSMOOR 3/4 | Number of electric HGVs | PITS_BB_B | 0 | 0 | 1 | 1 | 1 | 2 | 2 | 3 | 3 | 4 | 4 | 5 | 6 | 6 | 7 | 8 | 9 | 10 | 11 | 12 | 14 | 15 | 16 | 18 | 20 | 21 | 23 | 25 | 27 | 29 | 30 | 31 | NPgY | GSP | NG FES - Leading the Way | Number of electric HGVs
NG FES - Leading the Way | Lct_BB003b_NPgSubComponent | Number of | NPgY | SALTEND NORTH | Number of electric HGVs | SALT_1 | 0 | 2 | 4 | 5 | 8 | 10 | 13 | 16 | 19 | 22 | 26 | 30 | 34 | 39 | 44 | 49 | 55 | 61 | 68 | 75 | 83 | 91 | 100 | 110 | 120 | 131 | 142 | 154 | 167 | 181 | 186 | 188 | NPgY | GSP | NG FES - Leading the Way | Number of electric HGVs
NG FES - Leading the Way | Lct_BB003b_NPgSubComponent | Number of | NPgY | SHEFFIELD CITY | Number of electric HGVs | SHEC_3 | 0 | 1 | 1 | 2 | 3 | 4 | 5 | 6 | 7 | 8 | 9 | 10 | 12 | 14 | 15 | 17 | 19 | 21 | 24 | 26 | 29 | 32 | 35 | 38 | 42 | 46 | 50 | 54 | 59 | 63 | 65 | 66 | NPgY | GSP | NG FES - Leading the Way | Number of electric HGVs
NG FES - Leading the Way | Lct_BB003b_NPgSubComponent | Number of | NPgY | SKELTON GRANGE | Number of electric HGVs | SKLGB1 | 0 | 14 | 26 | 40 | 57 | 76 | 96 | 118 | 141 | 165 | 192 | 221 | 252 | 286 | 323 | 363 | 406 | 452 | 502 | 555 | 613 | 674 | 740 | 810 | 885 | 965 | 1049 | 1139 | 1233 | 1333 | 1372 | 1388 | NPgY | GSP | NG FES - Leading the Way | Number of electric HGVs
NG FES - Leading the Way | Lct_BB003b_NPgSubComponent | Number of | NPgY | TEMPLEBOROUGH 275/33KV | Number of electric HGVs | TEMP_3 | 0 | 0 | 0 | 1 | 1 | 1 | 1 | 2 | 2 | 2 | 2 | 3 | 3 | 4 | 4 | 5 | 5 | 6 | 6 | 7 | 8 | 9 | 9 | 10 | 11 | 12 | 13 | 15 | 16 | 17 | 18 | 18 | NPgY | GSP | NG FES - Leading the Way | Number of electric HGVs
NG FES - Leading the Way | Lct_BB003b_NPgSubComponent | Number of | NPgY | THURCROFT | Number of electric HGVs | THUR_6 | 0 | 5 | 9 | 14 | 20 | 27 | 34 | 41 | 49 | 58 | 68 | 78 | 89 | 101 | 114 | 128 | 143 | 159 | 177 | 195 | 216 | 237 | 260 | 285 | 312 | 340 | 369 | 401 | 434 | 469 | 483 | 488 | NPgY | GSP | NG FES - Leading the Way | Number of electric HGVs
NG FES - Leading the Way | Lct_BB003b_NPgSubComponent | Number of | NPgY | WEST MELTON / THORPE MARSH | Number of electric HGVs | WMEL_THOM | 0 | 11 | 20 | 31 | 44 | 58 | 73 | 90 | 108 | 126 | 147 | 169 | 193 | 219 | 247 | 277 | 310 | 346 | 384 | 425 | 468 | 516 | 566 | 620 | 677 | 738 | 802 | 871 | 943 | 1019 | 1049 | 1061 | NPgY | GSP | NG FES - Leading the Way | Number of electric HGVs
NG FES - Leading the Way | Lct_BB003b_NPgSubComponent | Number of | NPgY | WEST MELTON SECTION 3 | Number of electric HGVs | WMEL_BB3 | 0 | 6 | 11 | 17 | 24 | 32 | 40 | 50 | 59 | 70 | 81 | 93 | 106 | 121 | 136 | 153 | 171 | 191 | 212 | 234 | 258 | 284 | 312 | 342 | 373 | 407 | 443 | 480 | 520 | 562 | 579 | 585 | NPgY | GSP | NG FES - Leading the Way | Number of electric HGVs
NG FES - Leading the Way | Lct_BB003b_NPgSubComponent | Number of | NPgY | WINCOBANK | Number of electric HGVs | WIBA_3 | 0 | 1 | 1 | 2 | 2 | 3 | 4 | 4 | 5 | 6 | 7 | 8 | 10 | 11 | 12 | 14 | 15 | 17 | 19 | 21 | 23 | 25 | 28 | 31 | 33 | 36 | 40 | 43 | 46 | 50 | 52 | 52 | NPgY | GSP | NG FES - Leading the Way | Number of electric HGVs
NG FES - Leading the Way | Lct_BB001 | Number of | NPgN | BLYTH 66kV | Number of full electric cars and vans | BLYTB1 | 250 | 374 | 990 | 2082 | 3819 | 6220 | 9584 | 13997 | 19477 | 26544 | 35207 | 45362 | 56636 | 68875 | 80629 | 91233 | 100088 | 106831 | 111641 | 114792 | 116812 | 116821 | 116203 | 115067 | 113539 | 111241 | 108318 | 104912 | 100978 | 96465 | 91320 | 85489 | NPgN | GSP | NG FES - Leading the Way | Number of full electric cars and vans
NG FES - Leading the Way | Lct_BB001 | Number of | NPgN | BLYTH 132kV | Number of full electric cars and vans | BLYTH132 | 163 | 225 | 549 | 1058 | 1767 | 2601 | 3625 | 4941 | 6561 | 8640 | 11179 | 14146 | 17436 | 21006 | 24428 | 27512 | 30089 | 32050 | 33449 | 34362 | 34947 | 34944 | 34757 | 34417 | 33960 | 33273 | 32399 | 31380 | 30203 | 28853 | 27314 | 25570 | NPgN | GSP | NG FES - Leading the Way | Number of full electric cars and vans
NG FES - Leading the Way | Lct_BB001 | Number of | NPgN | FOURSTONES | Number of full electric cars and vans | FOUR_1 | 29 | 42 | 107 | 216 | 381 | 597 | 885 | 1262 | 1728 | 2329 | 3064 | 3925 | 4880 | 5918 | 6913 | 7811 | 8561 | 9132 | 9539 | 9806 | 9976 | 9977 | 9924 | 9827 | 9696 | 9500 | 9250 | 8959 | 8623 | 8238 | 7799 | 7301 | NPgN | GSP | NG FES - Leading the Way | Number of full electric cars and vans
NG FES - Leading the Way | Lct_BB001 | Number of | NPgN | HARTMOOR | Number of full electric cars and vans | HARM_6 | 103 | 156 | 418 | 892 | 1658 | 2734 | 4261 | 6266 | 8759 | 11974 | 15917 | 20541 | 25674 | 31247 | 36600 | 41430 | 45462 | 48534 | 50724 | 52160 | 53080 | 53085 | 52804 | 52288 | 51594 | 50549 | 49221 | 47674 | 45886 | 43835 | 41497 | 38848 | NPgN | GSP | NG FES - Leading the Way | Number of full electric cars and vans
NG FES - Leading the Way | Lct_BB001 | Number of | NPgN | HAWTHORN PIT GRID | Number of full electric cars and vans | HAWP_6 | 156 | 232 | 608 | 1267 | 2304 | 3720 | 5687 | 8265 | 11465 | 15590 | 20645 | 26571 | 33149 | 40289 | 47146 | 53332 | 58497 | 62431 | 65237 | 67074 | 68252 | 68257 | 67896 | 67232 | 66339 | 64996 | 63289 | 61299 | 59000 | 56363 | 53357 | 49950 | NPgN | GSP | NG FES - Leading the Way | Number of full electric cars and vans
NG FES - Leading the Way | Lct_BB001 | Number of | NPgN | KNARESBOROUGH | Number of full electric cars and vans | KNARE_111 | 303 | 437 | 1114 | 2256 | 3987 | 6249 | 9291 | 13259 | 18173 | 24501 | 32250 | 41326 | 51398 | 62330 | 72824 | 82289 | 90193 | 96212 | 100505 | 103314 | 105115 | 105118 | 104560 | 103538 | 102163 | 100095 | 97465 | 94401 | 90860 | 86800 | 82170 | 76924 | NPgN | GSP | NG FES - Leading the Way | Number of full electric cars and vans
NG FES - Leading the Way | Lct_BB001 | Number of | NPgN | LACKENBY | Number of full electric cars and vans | LACK_6 | 150 | 237 | 658 | 1448 | 2774 | 4702 | 7503 | 11194 | 15789 | 21720 | 28998 | 37534 | 47015 | 57307 | 67196 | 76121 | 83571 | 89247 | 93295 | 95948 | 97650 | 97661 | 97146 | 96196 | 94919 | 92998 | 90554 | 87707 | 84418 | 80645 | 76344 | 71469 | NPgN | GSP | NG FES - Leading the Way | Number of full electric cars and vans
NG FES - Leading the Way | Lct_BB001 | Number of | NPgN | NORTON | Number of full electric cars and vans | NORT_1 | 561 | 862 | 2342 | 5047 | 9481 | 15792 | 24823 | 36701 | 51472 | 70533 | 93912 | 121326 | 151771 | 184818 | 216567 | 245215 | 269133 | 287351 | 300346 | 308861 | 314322 | 314353 | 312694 | 309635 | 305525 | 299339 | 291475 | 282310 | 271722 | 259579 | 245735 | 230045 | NPgN | GSP | NG FES - Leading the Way | Number of full electric cars and vans
NG FES - Leading the Way | Lct_BB001 | Number of | NPgN | OFFERTON | Number of full electric cars and vans | OFFE_3 | 69 | 104 | 278 | 589 | 1091 | 1793 | 2784 | 4085 | 5702 | 7788 | 10346 | 13345 | 16674 | 20289 | 23760 | 26893 | 29508 | 31500 | 32921 | 33851 | 34448 | 34451 | 34269 | 33934 | 33484 | 32806 | 31944 | 30939 | 29779 | 28448 | 26931 | 25211 | NPgN | GSP | NG FES - Leading the Way | Number of full electric cars and vans
NG FES - Leading the Way | Lct_BB001 | Number of | NPgN | OSBALDWICK | Number of full electric cars and vans | OSBA_1 | 565 | 801 | 2008 | 3990 | 6903 | 10580 | 15384 | 21623 | 29334 | 39255 | 51392 | 65601 | 81363 | 98473 | 114888 | 129690 | 142053 | 151465 | 158178 | 162569 | 165382 | 165381 | 164502 | 162893 | 160731 | 157477 | 153340 | 148518 | 142948 | 136560 | 129277 | 121022 | NPgN | GSP | NG FES - Leading the Way | Number of full electric cars and vans
NG FES - Leading the Way | Lct_BB001 | Number of | NPgN | POPPLETON | Number of full electric cars and vans | POPP_3 | 98 | 138 | 345 | 682 | 1174 | 1790 | 2587 | 3621 | 4899 | 6543 | 8553 | 10906 | 13515 | 16348 | 19066 | 21516 | 23563 | 25121 | 26232 | 26959 | 27424 | 27424 | 27278 | 27011 | 26653 | 26113 | 25427 | 24628 | 23704 | 22645 | 21437 | 20068 | NPgN | GSP | NG FES - Leading the Way | Number of full electric cars and vans
NG FES - Leading the Way | Lct_BB001 | Number of | NPgN | SALTHOLME | Number of full electric cars and vans | SALH_1 | 2 | 3 | 9 | 20 | 37 | 63 | 99 | 146 | 205 | 282 | 375 | 485 | 606 | 739 | 866 | 980 | 1076 | 1149 | 1201 | 1235 | 1257 | 1257 | 1250 | 1238 | 1221 | 1197 | 1165 | 1129 | 1086 | 1038 | 982 | 920 | NPgN | GSP | NG FES - Leading the Way | Number of full electric cars and vans
NG FES - Leading the Way | Lct_BB001 | Number of | NPgN | SOUTH SHIELDS | Number of full electric cars and vans | SSHI_3 | 65 | 98 | 259 | 544 | 999 | 1626 | 2505 | 3659 | 5091 | 6938 | 9202 | 11856 | 14803 | 18001 | 21073 | 23845 | 26159 | 27922 | 29179 | 30002 | 30530 | 30533 | 30371 | 30074 | 29675 | 29074 | 28310 | 27420 | 26392 | 25212 | 23868 | 22344 | NPgN | GSP | NG FES - Leading the Way | Number of full electric cars and vans
NG FES - Leading the Way | Lct_BB001 | Number of | NPgN | SPADEADAM | Number of full electric cars and vans | KIELD01 and SPAD20 | 8 | 13 | 34 | 72 | 134 | 222 | 345 | 508 | 710 | 971 | 1291 | 1667 | 2083 | 2535 | 2970 | 3362 | 3689 | 3938 | 4116 | 4232 | 4307 | 4308 | 4285 | 4243 | 4187 | 4102 | 3994 | 3868 | 3723 | 3557 | 3367 | 3152 | NPgN | GSP | NG FES - Leading the Way | Number of full electric cars and vans
NG FES - Leading the Way | Lct_BB001 | Number of | NPgN | SPENNYMOOR | Number of full electric cars and vans | SPEN_1 | 376 | 555 | 1449 | 3007 | 5446 | 8756 | 13336 | 19331 | 26771 | 36362 | 48114 | 61887 | 77176 | 93772 | 109709 | 124086 | 136090 | 145232 | 151753 | 156024 | 158761 | 158771 | 157931 | 156386 | 154310 | 151186 | 147214 | 142585 | 137238 | 131105 | 124112 | 116188 | NPgN | GSP | NG FES - Leading the Way | Number of full electric cars and vans
NG FES - Leading the Way | Lct_BB001 | Number of | NPgN | STELLA NORTH | Number of full electric cars and vans | STEN_1 | 239 | 354 | 925 | 1922 | 3485 | 5610 | 8553 | 12407 | 17190 | 23356 | 30911 | 39766 | 49597 | 60267 | 70514 | 79757 | 87476 | 93354 | 97547 | 100292 | 102052 | 102059 | 101519 | 100526 | 99192 | 97183 | 94630 | 91655 | 88217 | 84275 | 79780 | 74686 | NPgN | GSP | NG FES - Leading the Way | Number of full electric cars and vans
NG FES - Leading the Way | Lct_BB001 | Number of | NPgN | STELLA SOUTH | Number of full electric cars and vans | STES_1 | 234 | 341 | 880 | 1802 | 3219 | 5106 | 7678 | 11039 | 15205 | 20573 | 27148 | 34852 | 43402 | 52683 | 61594 | 69631 | 76343 | 81454 | 85099 | 87486 | 89015 | 89019 | 88548 | 87682 | 86518 | 84766 | 82539 | 79944 | 76946 | 73507 | 69587 | 65144 | NPgN | GSP | NG FES - Leading the Way | Number of full electric cars and vans
NG FES - Leading the Way | Lct_BB001 | Number of | NPgN | TYNEMOUTH | Number of full electric cars and vans | TYNE_1 | 192 | 290 | 776 | 1648 | 3052 | 5015 | 7790 | 11434 | 15963 | 21804 | 28966 | 37363 | 46686 | 56807 | 66528 | 75299 | 82622 | 88200 | 92179 | 94785 | 96456 | 96464 | 95955 | 95016 | 93755 | 91857 | 89444 | 86631 | 83382 | 79656 | 75408 | 70593 | NPgN | GSP | NG FES - Leading the Way | Number of full electric cars and vans
NG FES - Leading the Way | Lct_BB001 | Number of | NPgN | WEST BOLDON | Number of full electric cars and vans | WBOL_6 | 278 | 413 | 1088 | 2276 | 4156 | 6736 | 10335 | 15051 | 20908 | 28459 | 37714 | 48562 | 60605 | 73679 | 86233 | 97560 | 107018 | 114221 | 119358 | 122723 | 124881 | 124889 | 124229 | 123014 | 121381 | 118924 | 115799 | 112158 | 107952 | 103127 | 97627 | 91394 | NPgN | GSP | NG FES - Leading the Way | Number of full electric cars and vans
NG FES - Leading the Way | Lct_BB001 | Number of | NPgY | BRADFORD WEST | Number of full electric cars and vans | BRAW_1 | 463 | 832 | 2194 | 4514 | 8276 | 13666 | 21409 | 31673 | 44704 | 61777 | 82733 | 107320 | 134635 | 164285 | 192782 | 218501 | 239971 | 256326 | 267994 | 275642 | 280549 | 280586 | 279108 | 276380 | 272708 | 267190 | 260168 | 251988 | 242537 | 231697 | 219342 | 205339 | NPgY | GSP | NG FES - Leading the Way | Number of full electric cars and vans
NG FES - Leading the Way | Lct_BB001 | Number of | NPgY | CAMBLESFORTH | Number of full electric cars and vans | CAMB_01 | 59 | 99 | 244 | 473 | 823 | 1296 | 1955 | 2823 | 3922 | 5361 | 7124 | 9192 | 11488 | 13981 | 16375 | 18535 | 20338 | 21712 | 22692 | 23333 | 23745 | 23747 | 23622 | 23391 | 23080 | 22613 | 22019 | 21327 | 20527 | 19609 | 18564 | 17378 | NPgY | GSP | NG FES - Leading the Way | Number of full electric cars and vans
NG FES - Leading the Way | Lct_BB001 | Number of | NPgY | CREYKE BECK | Number of full electric cars and vans | CREB_1 | 873 | 1410 | 3374 | 6343 | 10691 | 16313 | 23964 | 34001 | 46680 | 63252 | 83552 | 107340 | 133744 | 162406 | 189923 | 214746 | 235475 | 251258 | 262519 | 269889 | 274614 | 274627 | 273174 | 270503 | 266910 | 261509 | 254637 | 246631 | 237381 | 226771 | 214678 | 200973 | NPgY | GSP | NG FES - Leading the Way | Number of full electric cars and vans
NG FES - Leading the Way | Lct_BB001 | Number of | NPgY | DRAX | Number of full electric cars and vans | DRAX_YEDL | 75 | 126 | 316 | 620 | 1090 | 1733 | 2635 | 3827 | 5336 | 7311 | 9734 | 12575 | 15730 | 19155 | 22445 | 25414 | 27892 | 29780 | 31127 | 32009 | 32575 | 32578 | 32406 | 32089 | 31663 | 31023 | 30207 | 29258 | 28160 | 26902 | 25467 | 23841 | NPgY | GSP | NG FES - Leading the Way | Number of full electric cars and vans
NG FES - Leading the Way | Lct_BB001 | Number of | NPgY | ELLAND | Number of full electric cars and vans | ELLA_1 | 433 | 755 | 1939 | 3901 | 7014 | 11384 | 17600 | 25824 | 36256 | 49917 | 66679 | 86342 | 108183 | 131891 | 154672 | 175231 | 192395 | 205468 | 214795 | 220907 | 224828 | 224854 | 223669 | 221482 | 218540 | 214118 | 208491 | 201936 | 194362 | 185675 | 175774 | 164552 | NPgY | GSP | NG FES - Leading the Way | Number of full electric cars and vans
NG FES - Leading the Way | Lct_BB001 | Number of | NPgY | FERRYBRIDGE A | Number of full electric cars and vans | FERRA2 | 208 | 341 | 831 | 1588 | 2724 | 4228 | 6303 | 9033 | 12486 | 17002 | 22536 | 29024 | 36227 | 44046 | 51555 | 58329 | 63986 | 68293 | 71366 | 73378 | 74669 | 74674 | 74279 | 73553 | 72576 | 71108 | 69239 | 67062 | 64547 | 61662 | 58374 | 54647 | NPgY | GSP | NG FES - Leading the Way | Number of full electric cars and vans
NG FES - Leading the Way | Lct_BB001 | Number of | NPgY | FERRYBRIDGE B | Number of full electric cars and vans | FERRB9 | 416 | 700 | 1741 | 3399 | 5945 | 9406 | 14250 | 20639 | 28730 | 39318 | 52303 | 67528 | 84435 | 102788 | 120417 | 136325 | 149607 | 159722 | 166939 | 171665 | 174697 | 174713 | 173791 | 172092 | 169806 | 166370 | 161998 | 156904 | 151020 | 144270 | 136576 | 127857 | NPgY | GSP | NG FES - Leading the Way | Number of full electric cars and vans
NG FES - Leading the Way | Lct_BB001 | Number of | NPgY | GRIMSBY WEST | Number of full electric cars and vans | GRIW_1 | 271 | 443 | 1074 | 2045 | 3490 | 5394 | 8011 | 11452 | 15802 | 21491 | 28462 | 36633 | 45704 | 55551 | 65007 | 73538 | 80661 | 86085 | 89955 | 92489 | 94114 | 94119 | 93622 | 92707 | 91475 | 89624 | 87269 | 84525 | 81355 | 77719 | 73574 | 68877 | NPgY | GSP | NG FES - Leading the Way | Number of full electric cars and vans
NG FES - Leading the Way | Lct_BB001 | Number of | NPgY | JORDANTHORPE | Number of full electric cars and vans | JORD_3 | 156 | 249 | 587 | 1091 | 1815 | 2734 | 3969 | 5586 | 7627 | 10292 | 13556 | 17380 | 21623 | 26228 | 30649 | 34637 | 37967 | 40503 | 42312 | 43495 | 44254 | 44255 | 44021 | 43590 | 43011 | 42141 | 41033 | 39743 | 38253 | 36543 | 34594 | 32386 | NPgY | GSP | NG FES - Leading the Way | Number of full electric cars and vans
NG FES - Leading the Way | Lct_BB001 | Number of | NPgY | KEADBY | Number of full electric cars and vans | KEAD_YEDL | 785 | 1218 | 2788 | 5002 | 8018 | 11595 | 16211 | 22202 | 29729 | 39542 | 51536 | 65572 | 81137 | 98033 | 114237 | 128846 | 141049 | 150336 | 156963 | 161293 | 164067 | 164060 | 163187 | 161592 | 159446 | 156219 | 152114 | 147331 | 141806 | 135468 | 128244 | 120056 | NPgY | GSP | NG FES - Leading the Way | Number of full electric cars and vans
NG FES - Leading the Way | Lct_BB001 | Number of | NPgY | KIRKSTALL B | Number of full electric cars and vans | KIRKB1 | 345 | 587 | 1479 | 2920 | 5162 | 8251 | 12602 | 18347 | 25629 | 35161 | 46853 | 60565 | 75793 | 92323 | 108203 | 122534 | 134498 | 143611 | 150112 | 154371 | 157103 | 157119 | 156290 | 154762 | 152706 | 149617 | 145685 | 141104 | 135812 | 129742 | 122823 | 114982 | NPgY | GSP | NG FES - Leading the Way | Number of full electric cars and vans
NG FES - Leading the Way | Lct_BB001 | Number of | NPgY | NEEPSEND | Number of full electric cars and vans | NEEP_3 | 160 | 261 | 630 | 1196 | 2038 | 3142 | 4658 | 6650 | 9168 | 12461 | 16496 | 21226 | 26476 | 32175 | 37648 | 42585 | 46708 | 49847 | 52087 | 53553 | 54493 | 54497 | 54208 | 53678 | 52965 | 51894 | 50530 | 48941 | 47106 | 45000 | 42601 | 39881 | NPgY | GSP | NG FES - Leading the Way | Number of full electric cars and vans
NG FES - Leading the Way | Lct_BB001 | Number of | NPgY | NORTON LEES | Number of full electric cars and vans | NORL_3 | 195 | 312 | 737 | 1367 | 2272 | 3417 | 4956 | 6970 | 9512 | 12831 | 16896 | 21657 | 26941 | 32677 | 38182 | 43148 | 47294 | 50452 | 52704 | 54178 | 55123 | 55124 | 54832 | 54296 | 53575 | 52491 | 51111 | 49504 | 47648 | 45518 | 43091 | 40340 | NPgY | GSP | NG FES - Leading the Way | Number of full electric cars and vans
NG FES - Leading the Way | Lct_BB001 | Number of | NPgY | PITSMOOR 3/4 | Number of full electric cars and vans | PITS_BB_B | 64 | 106 | 258 | 494 | 847 | 1316 | 1963 | 2815 | 3892 | 5300 | 7026 | 9050 | 11297 | 13736 | 16078 | 18191 | 19956 | 21299 | 22258 | 22886 | 23288 | 23290 | 23167 | 22940 | 22636 | 22178 | 21595 | 20916 | 20131 | 19232 | 18206 | 17044 | NPgY | GSP | NG FES - Leading the Way | Number of full electric cars and vans
NG FES - Leading the Way | Lct_BB001 | Number of | NPgY | SALTEND NORTH | Number of full electric cars and vans | SALT_1 | 118 | 189 | 451 | 845 | 1418 | 2154 | 3153 | 4463 | 6116 | 8277 | 10924 | 14025 | 17466 | 21203 | 24789 | 28025 | 30727 | 32784 | 34252 | 35212 | 35828 | 35829 | 35640 | 35291 | 34823 | 34118 | 33221 | 32177 | 30970 | 29586 | 28008 | 26220 | NPgY | GSP | NG FES - Leading the Way | Number of full electric cars and vans
NG FES - Leading the Way | Lct_BB001 | Number of | NPgY | SHEFFIELD CITY | Number of full electric cars and vans | SHEC_3 | 85 | 139 | 336 | 636 | 1081 | 1664 | 2462 | 3510 | 4836 | 6569 | 8692 | 11181 | 13944 | 16942 | 19822 | 22420 | 24589 | 26241 | 27419 | 28191 | 28685 | 28687 | 28535 | 28256 | 27881 | 27317 | 26599 | 25763 | 24796 | 23688 | 22425 | 20993 | NPgY | GSP | NG FES - Leading the Way | Number of full electric cars and vans
NG FES - Leading the Way | Lct_BB001 | Number of | NPgY | SKELTON GRANGE | Number of full electric cars and vans | SKLGB1 | 730 | 1263 | 3223 | 6444 | 11521 | 18606 | 28653 | 41937 | 58783 | 80841 | 107904 | 139647 | 174904 | 213176 | 249949 | 283134 | 310839 | 331941 | 346997 | 356861 | 363189 | 363229 | 361314 | 357782 | 353029 | 345886 | 336796 | 326207 | 313972 | 299939 | 283945 | 265817 | NPgY | GSP | NG FES - Leading the Way | Number of full electric cars and vans
NG FES - Leading the Way | Lct_BB001 | Number of | NPgY | TEMPLEBOROUGH 275/33KV | Number of full electric cars and vans | TEMP_3 | 15 | 24 | 56 | 105 | 176 | 267 | 389 | 550 | 753 | 1019 | 1343 | 1724 | 2147 | 2605 | 3046 | 3443 | 3774 | 4027 | 4207 | 4325 | 4400 | 4401 | 4377 | 4334 | 4277 | 4190 | 4080 | 3952 | 3804 | 3634 | 3440 | 3220 | NPgY | GSP | NG FES - Leading the Way | Number of full electric cars and vans
NG FES - Leading the Way | Lct_BB001 | Number of | NPgY | THURCROFT | Number of full electric cars and vans | THUR_6 | 736 | 1124 | 2527 | 4444 | 6961 | 9799 | 13339 | 17899 | 23607 | 31036 | 40103 | 50702 | 62448 | 75200 | 87419 | 98431 | 107632 | 114632 | 119626 | 122887 | 124974 | 124961 | 124294 | 123079 | 121444 | 118987 | 115860 | 112217 | 108008 | 103181 | 97679 | 91443 | NPgY | GSP | NG FES - Leading the Way | Number of full electric cars and vans
NG FES - Leading the Way | Lct_BB001 | Number of | NPgY | WEST MELTON / THORPE MARSH | Number of full electric cars and vans | WMEL_THOM | 935 | 1469 | 3410 | 6213 | 10134 | 14936 | 21264 | 29513 | 39899 | 53454 | 70037 | 89453 | 110992 | 134373 | 156806 | 177036 | 193932 | 206794 | 215970 | 221971 | 225816 | 225814 | 224616 | 222420 | 219465 | 215025 | 209374 | 202791 | 195185 | 186461 | 176518 | 165249 | NPgY | GSP | NG FES - Leading the Way | Number of full electric cars and vans
NG FES - Leading the Way | Lct_BB001 | Number of | NPgY | WEST MELTON SECTION 3 | Number of full electric cars and vans | WMEL_BB3 | 807 | 1280 | 3000 | 5524 | 9111 | 13593 | 19569 | 27378 | 37223 | 50078 | 65813 | 84242 | 104690 | 126887 | 148189 | 167401 | 183446 | 195662 | 204377 | 210077 | 213731 | 213734 | 212601 | 210523 | 207726 | 203523 | 198174 | 191944 | 184745 | 176488 | 167076 | 156410 | NPgY | GSP | NG FES - Leading the Way | Number of full electric cars and vans
NG FES - Leading the Way | Lct_BB001 | Number of | NPgY | WINCOBANK | Number of full electric cars and vans | WIBA_3 | 18 | 32 | 81 | 163 | 291 | 469 | 722 | 1057 | 1481 | 2037 | 2719 | 3519 | 4407 | 5371 | 6297 | 7133 | 7831 | 8363 | 8742 | 8991 | 9150 | 9151 | 9103 | 9014 | 8894 | 8714 | 8485 | 8218 | 7910 | 7557 | 7154 | 6697 | NPgY | GSP | NG FES - Leading the Way | Number of full electric cars and vans
NG FES - Leading the Way | Lct_BB5678_NPgAggregate | Number of | NPgN | BLYTH 66kV | Number of heat pumps (total) | BLYTB1 | 771 | 917 | 1205 | 2787 | 4508 | 6464 | 8682 | 11736 | 15512 | 19820 | 24153 | 28616 | 33479 | 38010 | 42519 | 47015 | 51490 | 56462 | 60045 | 63630 | 66806 | 69710 | 72429 | 73782 | 74637 | 75400 | 76040 | 76973 | 77575 | 78127 | 78706 | 79269 | NPgN | GSP | NG FES - Leading the Way | Number of heat pumps (total)
NG FES - Leading the Way | Lct_BB5678_NPgAggregate | Number of | NPgN | BLYTH 132kV | Number of heat pumps (total) | BLYTH132 | 336 | 400 | 499 | 1125 | 2101 | 3221 | 4453 | 5575 | 6972 | 8420 | 10042 | 11525 | 12852 | 14055 | 15246 | 16410 | 17492 | 18640 | 19473 | 20306 | 21048 | 21730 | 22370 | 22687 | 22892 | 23087 | 23255 | 23494 | 23647 | 23788 | 23936 | 24080 | NPgN | GSP | NG FES - Leading the Way | Number of heat pumps (total)
NG FES - Leading the Way | Lct_BB5678_NPgAggregate | Number of | NPgN | FOURSTONES | Number of heat pumps (total) | FOUR_1 | 94 | 107 | 130 | 381 | 808 | 1313 | 1863 | 2291 | 2823 | 3325 | 3930 | 4454 | 4917 | 5311 | 5696 | 6056 | 6333 | 6574 | 6749 | 6924 | 7081 | 7227 | 7363 | 7430 | 7476 | 7518 | 7555 | 7606 | 7639 | 7670 | 7702 | 7734 | NPgN | GSP | NG FES - Leading the Way | Number of heat pumps (total)
NG FES - Leading the Way | Lct_BB5678_NPgAggregate | Number of | NPgN | HARTMOOR | Number of heat pumps (total) | HARM_6 | 398 | 470 | 618 | 1486 | 2445 | 3559 | 4833 | 6558 | 8686 | 11082 | 13410 | 15805 | 18417 | 20854 | 23278 | 25697 | 28105 | 30782 | 32719 | 34657 | 36372 | 37926 | 39379 | 40124 | 40612 | 41057 | 41438 | 41972 | 42331 | 42663 | 43009 | 43346 | NPgN | GSP | NG FES - Leading the Way | Number of heat pumps (total)
NG FES - Leading the Way | Lct_BB5678_NPgAggregate | Number of | NPgN | HAWTHORN PIT GRID | Number of heat pumps (total) | HAWP_6 | 389 | 469 | 626 | 1488 | 2436 | 3525 | 4764 | 6616 | 8904 | 11567 | 14248 | 17043 | 20098 | 22959 | 25807 | 28653 | 31487 | 34653 | 36931 | 39209 | 41216 | 43042 | 44744 | 45561 | 46062 | 46527 | 46916 | 47497 | 47855 | 48175 | 48513 | 48838 | NPgN | GSP | NG FES - Leading the Way | Number of heat pumps (total)
NG FES - Leading the Way | Lct_BB5678_NPgAggregate | Number of | NPgN | KNARESBOROUGH | Number of heat pumps (total) | KNARE_111 | 670 | 771 | 963 | 1946 | 3105 | 4396 | 5827 | 7812 | 10269 | 13124 | 16178 | 19306 | 22644 | 25733 | 28799 | 31837 | 34807 | 38111 | 40483 | 42863 | 44953 | 46852 | 48599 | 49379 | 49843 | 50334 | 50757 | 51397 | 51761 | 52075 | 52414 | 52735 | NPgN | GSP | NG FES - Leading the Way | Number of heat pumps (total)
NG FES - Leading the Way | Lct_BB5678_NPgAggregate | Number of | NPgN | LACKENBY | Number of heat pumps (total) | LACK_6 | 598 | 715 | 942 | 2233 | 3698 | 5398 | 7333 | 10062 | 13430 | 17287 | 21121 | 25071 | 29361 | 33379 | 37381 | 41372 | 45333 | 49751 | 52944 | 56138 | 58952 | 61494 | 63871 | 65038 | 65780 | 66491 | 67101 | 67975 | 68536 | 69044 | 69578 | 70093 | NPgN | GSP | NG FES - Leading the Way | Number of heat pumps (total)
NG FES - Leading the Way | Lct_BB5678_NPgAggregate | Number of | NPgN | NORTON | Number of heat pumps (total) | NORT_1 | 1848 | 2149 | 2775 | 6516 | 10852 | 15843 | 21478 | 28683 | 37576 | 47513 | 57458 | 67539 | 78331 | 88342 | 98287 | 108160 | 117868 | 128612 | 136381 | 144159 | 151028 | 157271 | 163077 | 165956 | 167818 | 169616 | 171176 | 173376 | 174804 | 176104 | 177467 | 178786 | NPgN | GSP | NG FES - Leading the Way | Number of heat pumps (total)
NG FES - Leading the Way | Lct_BB5678_NPgAggregate | Number of | NPgN | OFFERTON | Number of heat pumps (total) | OFFE_3 | 155 | 177 | 234 | 598 | 997 | 1463 | 1996 | 2919 | 4063 | 5441 | 6859 | 8389 | 10076 | 11652 | 13219 | 14793 | 16361 | 18109 | 19357 | 20606 | 21713 | 22725 | 23659 | 24106 | 24374 | 24598 | 24775 | 25056 | 25224 | 25376 | 25536 | 25691 | NPgN | GSP | NG FES - Leading the Way | Number of heat pumps (total)
NG FES - Leading the Way | Lct_BB5678_NPgAggregate | Number of | NPgN | OSBALDWICK | Number of heat pumps (total) | OSBA_1 | 1382 | 1608 | 2025 | 4205 | 6799 | 9798 | 13196 | 17640 | 23128 | 29301 | 35457 | 41720 | 48409 | 54627 | 60806 | 66953 | 73020 | 79755 | 84629 | 89512 | 93852 | 97833 | 101540 | 103398 | 104608 | 105742 | 106719 | 108097 | 108999 | 109827 | 110695 | 111538 | NPgN | GSP | NG FES - Leading the Way | Number of heat pumps (total)
NG FES - Leading the Way | Lct_BB5678_NPgAggregate | Number of | NPgN | POPPLETON | Number of heat pumps (total) | POPP_3 | 185 | 215 | 279 | 663 | 1090 | 1587 | 2154 | 2937 | 3902 | 4992 | 6038 | 7124 | 8308 | 9412 | 10508 | 11600 | 12684 | 13899 | 14778 | 15659 | 16434 | 17133 | 17777 | 18095 | 18303 | 18515 | 18702 | 18961 | 19131 | 19283 | 19443 | 19596 | NPgN | GSP | NG FES - Leading the Way | Number of heat pumps (total)
NG FES - Leading the Way | Lct_BB5678_NPgAggregate | Number of | NPgN | SALTHOLME | Number of heat pumps (total) | SALH_1 | 12 | 13 | 17 | 37 | 60 | 88 | 119 | 163 | 218 | 279 | 335 | 393 | 456 | 516 | 575 | 634 | 692 | 759 | 808 | 857 | 900 | 939 | 974 | 991 | 1002 | 1016 | 1030 | 1048 | 1059 | 1069 | 1079 | 1089 | NPgN | GSP | NG FES - Leading the Way | Number of heat pumps (total)
NG FES - Leading the Way | Lct_BB5678_NPgAggregate | Number of | NPgN | SOUTH SHIELDS | Number of heat pumps (total) | SSHI_3 | 206 | 239 | 314 | 745 | 1213 | 1749 | 2360 | 3319 | 4505 | 5897 | 7310 | 8808 | 10457 | 11996 | 13528 | 15060 | 16588 | 18289 | 19507 | 20727 | 21803 | 22779 | 23685 | 24124 | 24393 | 24626 | 24816 | 25105 | 25284 | 25445 | 25615 | 25779 | NPgN | GSP | NG FES - Leading the Way | Number of heat pumps (total)
NG FES - Leading the Way | Lct_BB5678_NPgAggregate | Number of | NPgN | SPADEADAM | Number of heat pumps (total) | KIELD01 and SPAD20 | 39 | 45 | 56 | 142 | 279 | 441 | 619 | 777 | 972 | 1166 | 1383 | 1580 | 1766 | 1930 | 2091 | 2244 | 2372 | 2499 | 2591 | 2684 | 2766 | 2840 | 2909 | 2941 | 2962 | 2987 | 3010 | 3042 | 3061 | 3078 | 3097 | 3114 | NPgN | GSP | NG FES - Leading the Way | Number of heat pumps (total)
NG FES - Leading the Way | Lct_BB5678_NPgAggregate | Number of | NPgN | SPENNYMOOR | Number of heat pumps (total) | SPEN_1 | 1277 | 1562 | 2018 | 4158 | 6660 | 9544 | 12811 | 17168 | 22540 | 28589 | 34591 | 40691 | 47263 | 53384 | 59463 | 65499 | 71429 | 78031 | 82812 | 87599 | 91814 | 95656 | 99232 | 100960 | 102055 | 103164 | 104130 | 105502 | 106371 | 107148 | 107965 | 108749 | NPgN | GSP | NG FES - Leading the Way | Number of heat pumps (total)
NG FES - Leading the Way | Lct_BB5678_NPgAggregate | Number of | NPgN | STELLA NORTH | Number of heat pumps (total) | STEN_1 | 799 | 917 | 1188 | 2807 | 4642 | 6804 | 9290 | 12832 | 17187 | 22114 | 26759 | 31600 | 36901 | 41879 | 46832 | 51773 | 56690 | 62211 | 66226 | 70242 | 73796 | 77040 | 80049 | 81547 | 82534 | 83532 | 84415 | 85631 | 86431 | 87157 | 87917 | 88649 | NPgN | GSP | NG FES - Leading the Way | Number of heat pumps (total)
NG FES - Leading the Way | Lct_BB5678_NPgAggregate | Number of | NPgN | STELLA SOUTH | Number of heat pumps (total) | STES_1 | 636 | 755 | 978 | 2190 | 3581 | 5186 | 7006 | 9479 | 12539 | 16028 | 19578 | 23221 | 27160 | 30823 | 34467 | 38102 | 41697 | 45666 | 48523 | 51382 | 53923 | 56246 | 58424 | 59520 | 60214 | 60806 | 61293 | 62010 | 62477 | 62908 | 63360 | 63801 | NPgN | GSP | NG FES - Leading the Way | Number of heat pumps (total)
NG FES - Leading the Way | Lct_BB5678_NPgAggregate | Number of | NPgN | TYNEMOUTH | Number of heat pumps (total) | TYNE_1 | 627 | 721 | 950 | 2338 | 3824 | 5511 | 7426 | 10273 | 13780 | 17824 | 21815 | 26007 | 30616 | 34923 | 39205 | 43468 | 47708 | 52470 | 55904 | 59342 | 62352 | 65068 | 67568 | 68740 | 69465 | 70226 | 70889 | 71849 | 72436 | 72952 | 73499 | 74020 | NPgN | GSP | NG FES - Leading the Way | Number of heat pumps (total)
NG FES - Leading the Way | Lct_BB5678_NPgAggregate | Number of | NPgN | WEST BOLDON | Number of heat pumps (total) | WBOL_6 | 773 | 903 | 1197 | 2944 | 4823 | 6967 | 9406 | 13164 | 17806 | 23231 | 28709 | 34473 | 40817 | 46748 | 52653 | 58550 | 64429 | 70990 | 75700 | 80410 | 84557 | 88307 | 91798 | 93472 | 94494 | 95426 | 96200 | 97364 | 98078 | 98717 | 99392 | 100041 | NPgN | GSP | NG FES - Leading the Way | Number of heat pumps (total)
NG FES - Leading the Way | Lct_BB5678_NPgAggregate | Number of | NPgY | BRADFORD WEST | Number of heat pumps (total) | BRAW_1 | 1536 | 1712 | 2313 | 5438 | 9012 | 13167 | 17886 | 24274 | 32719 | 42511 | 52385 | 62620 | 73362 | 83752 | 93967 | 104135 | 114263 | 123922 | 131968 | 140007 | 147054 | 153505 | 158400 | 161129 | 162890 | 164566 | 165981 | 167565 | 168858 | 170205 | 171420 | 172587 | NPgY | GSP | NG FES - Leading the Way | Number of heat pumps (total)
NG FES - Leading the Way | Lct_BB5678_NPgAggregate | Number of | NPgY | CAMBLESFORTH | Number of heat pumps (total) | CAMB_01 | 136 | 155 | 207 | 482 | 859 | 1292 | 1776 | 2329 | 3046 | 3848 | 4654 | 5397 | 6134 | 6845 | 7532 | 8212 | 8888 | 9535 | 10077 | 10620 | 11095 | 11530 | 11863 | 12047 | 12171 | 12293 | 12400 | 12518 | 12614 | 12714 | 12805 | 12892 | NPgY | GSP | NG FES - Leading the Way | Number of heat pumps (total)
NG FES - Leading the Way | Lct_BB5678_NPgAggregate | Number of | NPgY | CREYKE BECK | Number of heat pumps (total) | CREB_1 | 2249 | 2525 | 3312 | 7000 | 11331 | 16210 | 21666 | 28530 | 37565 | 47834 | 58093 | 68128 | 78509 | 88472 | 98231 | 107884 | 117512 | 126654 | 134275 | 141902 | 148541 | 154631 | 159319 | 161907 | 163600 | 165158 | 166472 | 167927 | 169129 | 170400 | 171543 | 172647 | NPgY | GSP | NG FES - Leading the Way | Number of heat pumps (total)
NG FES - Leading the Way | Lct_BB5678_NPgAggregate | Number of | NPgY | DRAX | Number of heat pumps (total) | DRAX_YEDL | 335 | 378 | 489 | 1031 | 1765 | 2609 | 3553 | 4637 | 5849 | 7066 | 8266 | 9309 | 10333 | 11301 | 12226 | 13129 | 14029 | 14892 | 15618 | 16348 | 16990 | 17584 | 18059 | 18348 | 18561 | 18761 | 18940 | 19131 | 19300 | 19476 | 19640 | 19802 | NPgY | GSP | NG FES - Leading the Way | Number of heat pumps (total)
NG FES - Leading the Way | Lct_BB5678_NPgAggregate | Number of | NPgY | ELLAND | Number of heat pumps (total) | ELLA_1 | 1171 | 1311 | 1780 | 4166 | 6822 | 9874 | 13325 | 17989 | 24385 | 31926 | 39507 | 47375 | 55654 | 63653 | 71516 | 79337 | 87125 | 94539 | 100710 | 106872 | 112251 | 117166 | 120879 | 122909 | 124196 | 125428 | 126461 | 127625 | 128560 | 129536 | 130408 | 131243 | NPgY | GSP | NG FES - Leading the Way | Number of heat pumps (total)
NG FES - Leading the Way | Lct_BB5678_NPgAggregate | Number of | NPgY | FERRYBRIDGE A | Number of heat pumps (total) | FERRA2 | 567 | 672 | 920 | 1919 | 3100 | 4473 | 6038 | 8109 | 10474 | 12973 | 15462 | 17938 | 20511 | 23005 | 25477 | 27935 | 30383 | 32732 | 34706 | 36690 | 38429 | 40030 | 41288 | 42020 | 42536 | 43036 | 43479 | 43957 | 44367 | 44792 | 45185 | 45567 | NPgY | GSP | NG FES - Leading the Way | Number of heat pumps (total)
NG FES - Leading the Way | Lct_BB5678_NPgAggregate | Number of | NPgY | FERRYBRIDGE B | Number of heat pumps (total) | FERRB9 | 965 | 1094 | 1497 | 3594 | 6083 | 8992 | 12304 | 16578 | 21627 | 27067 | 32559 | 38049 | 43740 | 49249 | 54684 | 60083 | 65469 | 70621 | 74934 | 79249 | 83044 | 86537 | 89263 | 90851 | 91954 | 92996 | 93907 | 94897 | 95742 | 96622 | 97434 | 98224 | NPgY | GSP | NG FES - Leading the Way | Number of heat pumps (total)
NG FES - Leading the Way | Lct_BB5678_NPgAggregate | Number of | NPgY | GRIMSBY WEST | Number of heat pumps (total) | GRIW_1 | 615 | 693 | 927 | 2020 | 3261 | 4652 | 6212 | 8241 | 11108 | 14508 | 17898 | 21325 | 24899 | 28355 | 31769 | 35161 | 38535 | 41747 | 44426 | 47109 | 49434 | 51552 | 53147 | 53985 | 54509 | 55036 | 55482 | 55985 | 56378 | 56787 | 57148 | 57491 | NPgY | GSP | NG FES - Leading the Way | Number of heat pumps (total)
NG FES - Leading the Way | Lct_BB5678_NPgAggregate | Number of | NPgY | JORDANTHORPE | Number of heat pumps (total) | JORD_3 | 177 | 198 | 278 | 716 | 1225 | 1812 | 2481 | 3355 | 4556 | 5962 | 7332 | 8743 | 10215 | 11656 | 13084 | 14504 | 15909 | 17263 | 18405 | 19548 | 20532 | 21422 | 22082 | 22416 | 22634 | 22906 | 23153 | 23429 | 23636 | 23844 | 24030 | 24205 | NPgY | GSP | NG FES - Leading the Way | Number of heat pumps (total)
NG FES - Leading the Way | Lct_BB5678_NPgAggregate | Number of | NPgY | KEADBY | Number of heat pumps (total) | KEAD_YEDL | 1194 | 1360 | 1789 | 3921 | 6818 | 10143 | 13849 | 18140 | 23389 | 29055 | 34706 | 39800 | 44853 | 49689 | 54329 | 58884 | 63427 | 67771 | 71413 | 75068 | 78279 | 81235 | 83544 | 84856 | 85762 | 86616 | 87362 | 88171 | 88854 | 89569 | 90226 | 90865 | NPgY | GSP | NG FES - Leading the Way | Number of heat pumps (total)
NG FES - Leading the Way | Lct_BB5678_NPgAggregate | Number of | NPgY | KIRKSTALL B | Number of heat pumps (total) | KIRKB1 | 692 | 774 | 1087 | 2782 | 4604 | 6712 | 9117 | 12328 | 16408 | 21005 | 25590 | 30383 | 35441 | 40355 | 45236 | 50093 | 54922 | 59541 | 63406 | 67263 | 70609 | 73667 | 75994 | 77278 | 78139 | 79034 | 79822 | 80691 | 81393 | 82113 | 82768 | 83394 | NPgY | GSP | NG FES - Leading the Way | Number of heat pumps (total)
NG FES - Leading the Way | Lct_BB5678_NPgAggregate | Number of | NPgY | NEEPSEND | Number of heat pumps (total) | NEEP_3 | 304 | 342 | 467 | 1081 | 1763 | 2551 | 3449 | 4709 | 6370 | 8308 | 10272 | 12340 | 14524 | 16636 | 18727 | 20814 | 22894 | 24874 | 26521 | 28165 | 29607 | 30928 | 31931 | 32497 | 32860 | 33193 | 33470 | 33781 | 34038 | 34308 | 34551 | 34785 | NPgY | GSP | NG FES - Leading the Way | Number of heat pumps (total)
NG FES - Leading the Way | Lct_BB5678_NPgAggregate | Number of | NPgY | NORTON LEES | Number of heat pumps (total) | NORL_3 | 253 | 286 | 401 | 974 | 1606 | 2338 | 3175 | 4344 | 5939 | 7819 | 9671 | 11642 | 13727 | 15755 | 17765 | 19769 | 21755 | 23659 | 25255 | 26845 | 28217 | 29464 | 30389 | 30884 | 31200 | 31556 | 31870 | 32222 | 32496 | 32773 | 33022 | 33257 | NPgY | GSP | NG FES - Leading the Way | Number of heat pumps (total)
NG FES - Leading the Way | Lct_BB5678_NPgAggregate | Number of | NPgY | PITSMOOR 3/4 | Number of heat pumps (total) | PITS_BB_B | 113 | 127 | 177 | 425 | 701 | 1022 | 1391 | 1924 | 2630 | 3460 | 4308 | 5207 | 6159 | 7087 | 8010 | 8934 | 9855 | 10733 | 11464 | 12192 | 12831 | 13417 | 13868 | 14119 | 14282 | 14430 | 14554 | 14692 | 14806 | 14926 | 15034 | 15138 | NPgY | GSP | NG FES - Leading the Way | Number of heat pumps (total)
NG FES - Leading the Way | Lct_BB5678_NPgAggregate | Number of | NPgY | SALTEND NORTH | Number of heat pumps (total) | SALT_1 | 282 | 322 | 427 | 893 | 1438 | 2057 | 2752 | 3658 | 4845 | 6202 | 7560 | 8910 | 10314 | 11666 | 12994 | 14310 | 15622 | 16871 | 17912 | 18952 | 19856 | 20686 | 21326 | 21679 | 21910 | 22123 | 22302 | 22501 | 22666 | 22839 | 22996 | 23147 | NPgY | GSP | NG FES - Leading the Way | Number of heat pumps (total)
NG FES - Leading the Way | Lct_BB5678_NPgAggregate | Number of | NPgY | SHEFFIELD CITY | Number of heat pumps (total) | SHEC_3 | 186 | 207 | 278 | 603 | 956 | 1360 | 1819 | 2461 | 3318 | 4321 | 5335 | 6402 | 7529 | 8622 | 9708 | 10791 | 11869 | 12897 | 13752 | 14603 | 15344 | 16023 | 16539 | 16827 | 17015 | 17194 | 17347 | 17517 | 17654 | 17797 | 17927 | 18052 | NPgY | GSP | NG FES - Leading the Way | Number of heat pumps (total)
NG FES - Leading the Way | Lct_BB5678_NPgAggregate | Number of | NPgY | SKELTON GRANGE | Number of heat pumps (total) | SKLGB1 | 1635 | 1831 | 2567 | 6491 | 10720 | 15621 | 21217 | 28789 | 38528 | 49620 | 60786 | 72538 | 84944 | 96979 | 108930 | 120844 | 132704 | 144023 | 153470 | 162877 | 171066 | 178558 | 184252 | 187444 | 189556 | 191658 | 193474 | 195491 | 197138 | 198837 | 200383 | 201866 | NPgY | GSP | NG FES - Leading the Way | Number of heat pumps (total)
NG FES - Leading the Way | Lct_BB5678_NPgAggregate | Number of | NPgY | TEMPLEBOROUGH 275/33KV | Number of heat pumps (total) | TEMP_3 | 14 | 16 | 23 | 66 | 114 | 171 | 237 | 326 | 442 | 573 | 701 | 835 | 978 | 1118 | 1257 | 1395 | 1532 | 1665 | 1778 | 1890 | 1987 | 2075 | 2140 | 2174 | 2197 | 2227 | 2255 | 2285 | 2308 | 2331 | 2352 | 2372 | NPgY | GSP | NG FES - Leading the Way | Number of heat pumps (total)
NG FES - Leading the Way | Lct_BB5678_NPgAggregate | Number of | NPgY | THURCROFT | Number of heat pumps (total) | THUR_6 | 906 | 1047 | 1418 | 3035 | 4830 | 6850 | 9122 | 12096 | 15811 | 19954 | 24133 | 28295 | 32649 | 36834 | 40970 | 45073 | 49174 | 53059 | 56294 | 59529 | 62349 | 64944 | 66974 | 68127 | 68896 | 69561 | 70117 | 70725 | 71250 | 71811 | 72318 | 72812 | NPgY | GSP | NG FES - Leading the Way | Number of heat pumps (total)
NG FES - Leading the Way | Lct_BB5678_NPgAggregate | Number of | NPgY | WEST MELTON / THORPE MARSH | Number of heat pumps (total) | WMEL_THOM | 1499 | 1752 | 2397 | 5016 | 7950 | 11291 | 15076 | 20172 | 26707 | 34133 | 41564 | 49135 | 57072 | 64765 | 72400 | 80000 | 87571 | 94796 | 100839 | 106877 | 112130 | 116946 | 120657 | 122718 | 124096 | 125430 | 126584 | 127854 | 128902 | 129994 | 130987 | 131945 | NPgY | GSP | NG FES - Leading the Way | Number of heat pumps (total)
NG FES - Leading the Way | Lct_BB5678_NPgAggregate | Number of | NPgY | WEST MELTON SECTION 3 | Number of heat pumps (total) | WMEL_BB3 | 1373 | 1586 | 2179 | 4944 | 8147 | 11911 | 16214 | 22011 | 28797 | 36129 | 43536 | 51094 | 59010 | 66679 | 74262 | 81808 | 89341 | 96546 | 102576 | 108609 | 113926 | 118828 | 122665 | 124921 | 126489 | 127938 | 129199 | 130566 | 131747 | 132982 | 134123 | 135236 | NPgY | GSP | NG FES - Leading the Way | Number of heat pumps (total)
NG FES - Leading the Way | Lct_BB5678_NPgAggregate | Number of | NPgY | WINCOBANK | Number of heat pumps (total) | WIBA_3 | 51 | 58 | 81 | 202 | 330 | 477 | 645 | 870 | 1153 | 1470 | 1791 | 2125 | 2478 | 2819 | 3159 | 3497 | 3835 | 4156 | 4424 | 4691 | 4922 | 5135 | 5299 | 5393 | 5456 | 5515 | 5566 | 5622 | 5668 | 5717 | 5762 | 5805 | NPgY | GSP | NG FES - Leading the Way | Number of heat pumps (total)
NG FES - Leading the Way | Lct_BB002 | Number of | NPgN | BLYTH 66kV | Number of hybrid electric cars and vans | BLYTB1 | 240 | 310 | 556 | 803 | 1098 | 1424 | 1775 | 2140 | 2502 | 2807 | 3135 | 3490 | 3827 | 3494 | 3288 | 3068 | 2703 | 2461 | 2188 | 1882 | 1567 | 1216 | 839 | 502 | 136 | 0 | 0 | 0 | 0 | 0 | 0 | 0 | NPgN | GSP | NG FES - Leading the Way | Number of hybrid electric cars and vans
NG FES - Leading the Way | Lct_BB002 | Number of | NPgN | BLYTH 132kV | Number of hybrid electric cars and vans | BLYTH132 | 156 | 187 | 309 | 408 | 508 | 595 | 671 | 756 | 843 | 914 | 995 | 1088 | 1178 | 1066 | 996 | 925 | 813 | 738 | 656 | 564 | 469 | 364 | 251 | 150 | 41 | 0 | 0 | 0 | 0 | 0 | 0 | 0 | NPgN | GSP | NG FES - Leading the Way | Number of hybrid electric cars and vans
NG FES - Leading the Way | Lct_BB002 | Number of | NPgN | FOURSTONES | Number of hybrid electric cars and vans | FOUR_1 | 28 | 35 | 60 | 83 | 110 | 137 | 164 | 193 | 222 | 246 | 273 | 302 | 330 | 300 | 282 | 263 | 231 | 210 | 187 | 161 | 134 | 104 | 72 | 43 | 12 | 0 | 0 | 0 | 0 | 0 | 0 | 0 | NPgN | GSP | NG FES - Leading the Way | Number of hybrid electric cars and vans
NG FES - Leading the Way | Lct_BB002 | Number of | NPgN | HARTMOOR | Number of hybrid electric cars and vans | HARM_6 | 99 | 129 | 235 | 344 | 476 | 626 | 789 | 958 | 1125 | 1266 | 1417 | 1580 | 1735 | 1585 | 1492 | 1393 | 1228 | 1118 | 994 | 855 | 712 | 552 | 381 | 228 | 62 | 0 | 0 | 0 | 0 | 0 | 0 | 0 | NPgN | GSP | NG FES - Leading the Way | Number of hybrid electric cars and vans
NG FES - Leading the Way | Lct_BB002 | Number of | NPgN | HAWTHORN PIT GRID | Number of hybrid electric cars and vans | HAWP_6 | 150 | 192 | 341 | 489 | 662 | 851 | 1053 | 1264 | 1473 | 1649 | 1838 | 2044 | 2240 | 2044 | 1923 | 1794 | 1580 | 1438 | 1279 | 1100 | 915 | 710 | 490 | 293 | 80 | 0 | 0 | 0 | 0 | 0 | 0 | 0 | NPgN | GSP | NG FES - Leading the Way | Number of hybrid electric cars and vans
NG FES - Leading the Way | Lct_BB002 | Number of | NPgN | KNARESBOROUGH | Number of hybrid electric cars and vans | KNARE_111 | 291 | 362 | 626 | 871 | 1146 | 1430 | 1720 | 2028 | 2334 | 2591 | 2872 | 3179 | 3473 | 3162 | 2970 | 2767 | 2436 | 2216 | 1970 | 1694 | 1410 | 1094 | 755 | 452 | 123 | 0 | 0 | 0 | 0 | 0 | 0 | 0 | NPgN | GSP | NG FES - Leading the Way | Number of hybrid electric cars and vans
NG FES - Leading the Way | Lct_BB002 | Number of | NPgN | LACKENBY | Number of hybrid electric cars and vans | LACK_6 | 144 | 196 | 370 | 559 | 797 | 1076 | 1389 | 1712 | 2028 | 2297 | 2582 | 2887 | 3177 | 2907 | 2740 | 2560 | 2257 | 2056 | 1829 | 1573 | 1310 | 1016 | 702 | 420 | 114 | 0 | 0 | 0 | 0 | 0 | 0 | 0 | NPgN | GSP | NG FES - Leading the Way | Number of hybrid electric cars and vans
NG FES - Leading the Way | Lct_BB002 | Number of | NPgN | NORTON | Number of hybrid electric cars and vans | NORT_1 | 538 | 715 | 1315 | 1948 | 2724 | 3615 | 4596 | 5612 | 6611 | 7459 | 8362 | 9334 | 10255 | 9375 | 8831 | 8247 | 7268 | 6619 | 5888 | 5065 | 4216 | 3271 | 2259 | 1351 | 366 | 0 | 0 | 0 | 0 | 0 | 0 | 0 | NPgN | GSP | NG FES - Leading the Way | Number of hybrid electric cars and vans
NG FES - Leading the Way | Lct_BB002 | Number of | NPgN | OFFERTON | Number of hybrid electric cars and vans | OFFE_3 | 66 | 86 | 156 | 227 | 314 | 410 | 515 | 625 | 732 | 824 | 921 | 1027 | 1127 | 1029 | 969 | 904 | 797 | 726 | 645 | 555 | 462 | 359 | 248 | 148 | 40 | 0 | 0 | 0 | 0 | 0 | 0 | 0 | NPgN | GSP | NG FES - Leading the Way | Number of hybrid electric cars and vans
NG FES - Leading the Way | Lct_BB002 | Number of | NPgN | OSBALDWICK | Number of hybrid electric cars and vans | OSBA_1 | 543 | 665 | 1128 | 1540 | 1984 | 2422 | 2848 | 3307 | 3768 | 4151 | 4576 | 5047 | 5498 | 4995 | 4685 | 4362 | 3836 | 3489 | 3101 | 2666 | 2218 | 1721 | 1188 | 711 | 193 | 0 | 0 | 0 | 0 | 0 | 0 | 0 | NPgN | GSP | NG FES - Leading the Way | Number of hybrid electric cars and vans
NG FES - Leading the Way | Lct_BB002 | Number of | NPgN | POPPLETON | Number of hybrid electric cars and vans | POPP_3 | 94 | 115 | 194 | 263 | 337 | 410 | 479 | 554 | 629 | 692 | 762 | 839 | 913 | 829 | 777 | 724 | 636 | 579 | 514 | 442 | 368 | 285 | 197 | 118 | 32 | 0 | 0 | 0 | 0 | 0 | 0 | 0 | NPgN | GSP | NG FES - Leading the Way | Number of hybrid electric cars and vans
NG FES - Leading the Way | Lct_BB002 | Number of | NPgN | SALTHOLME | Number of hybrid electric cars and vans | SALH_1 | 2 | 3 | 5 | 8 | 11 | 14 | 18 | 22 | 26 | 30 | 33 | 37 | 41 | 37 | 35 | 33 | 29 | 26 | 24 | 20 | 17 | 13 | 9 | 5 | 1 | 0 | 0 | 0 | 0 | 0 | 0 | 0 | NPgN | GSP | NG FES - Leading the Way | Number of hybrid electric cars and vans
NG FES - Leading the Way | Lct_BB002 | Number of | NPgN | SOUTH SHIELDS | Number of hybrid electric cars and vans | SSHI_3 | 63 | 81 | 145 | 210 | 287 | 372 | 464 | 559 | 654 | 734 | 819 | 912 | 1000 | 913 | 859 | 802 | 706 | 643 | 572 | 492 | 409 | 318 | 219 | 131 | 36 | 0 | 0 | 0 | 0 | 0 | 0 | 0 | NPgN | GSP | NG FES - Leading the Way | Number of hybrid electric cars and vans
NG FES - Leading the Way | Lct_BB002 | Number of | NPgN | SPADEADAM | Number of hybrid electric cars and vans | KIELD01 and SPAD20 | 8 | 10 | 19 | 28 | 39 | 51 | 64 | 78 | 91 | 103 | 115 | 128 | 141 | 129 | 121 | 113 | 100 | 91 | 81 | 69 | 58 | 45 | 31 | 19 | 5 | 0 | 0 | 0 | 0 | 0 | 0 | 0 | NPgN | GSP | NG FES - Leading the Way | Number of hybrid electric cars and vans
NG FES - Leading the Way | Lct_BB002 | Number of | NPgN | SPENNYMOOR | Number of hybrid electric cars and vans | SPEN_1 | 361 | 460 | 814 | 1161 | 1565 | 2004 | 2469 | 2956 | 3438 | 3845 | 4284 | 4761 | 5215 | 4757 | 4474 | 4173 | 3675 | 3345 | 2975 | 2559 | 2129 | 1652 | 1141 | 682 | 185 | 0 | 0 | 0 | 0 | 0 | 0 | 0 | NPgN | GSP | NG FES - Leading the Way | Number of hybrid electric cars and vans
NG FES - Leading the Way | Lct_BB002 | Number of | NPgN | STELLA NORTH | Number of hybrid electric cars and vans | STEN_1 | 230 | 293 | 520 | 742 | 1001 | 1284 | 1584 | 1897 | 2208 | 2470 | 2753 | 3059 | 3351 | 3057 | 2875 | 2682 | 2362 | 2150 | 1912 | 1645 | 1369 | 1062 | 733 | 438 | 119 | 0 | 0 | 0 | 0 | 0 | 0 | 0 | NPgN | GSP | NG FES - Leading the Way | Number of hybrid electric cars and vans
NG FES - Leading the Way | Lct_BB002 | Number of | NPgN | STELLA SOUTH | Number of hybrid electric cars and vans | STES_1 | 225 | 283 | 494 | 695 | 925 | 1169 | 1422 | 1688 | 1953 | 2176 | 2417 | 2681 | 2933 | 2672 | 2512 | 2342 | 2062 | 1876 | 1668 | 1435 | 1194 | 926 | 640 | 382 | 104 | 0 | 0 | 0 | 0 | 0 | 0 | 0 | NPgN | GSP | NG FES - Leading the Way | Number of hybrid electric cars and vans
NG FES - Leading the Way | Lct_BB002 | Number of | NPgN | TYNEMOUTH | Number of hybrid electric cars and vans | TYNE_1 | 184 | 241 | 436 | 636 | 877 | 1148 | 1442 | 1748 | 2050 | 2306 | 2579 | 2874 | 3155 | 2882 | 2713 | 2532 | 2231 | 2032 | 1807 | 1554 | 1294 | 1004 | 693 | 414 | 112 | 0 | 0 | 0 | 0 | 0 | 0 | 0 | NPgN | GSP | NG FES - Leading the Way | Number of hybrid electric cars and vans
NG FES - Leading the Way | Lct_BB002 | Number of | NPgN | WEST BOLDON | Number of hybrid electric cars and vans | WBOL_6 | 267 | 343 | 611 | 879 | 1194 | 1542 | 1913 | 2302 | 2685 | 3010 | 3358 | 3736 | 4095 | 3738 | 3516 | 3281 | 2890 | 2631 | 2340 | 2013 | 1675 | 1300 | 897 | 537 | 146 | 0 | 0 | 0 | 0 | 0 | 0 | 0 | NPgN | GSP | NG FES - Leading the Way | Number of hybrid electric cars and vans
NG FES - Leading the Way | Lct_BB002 | Number of | NPgY | BRADFORD WEST | Number of hybrid electric cars and vans | BRAW_1 | 634 | 898 | 1232 | 1742 | 2378 | 3128 | 3964 | 4843 | 5742 | 6533 | 7367 | 8256 | 9097 | 8334 | 7861 | 7348 | 6480 | 5905 | 5253 | 4520 | 3763 | 2920 | 2016 | 1206 | 327 | 0 | 0 | 0 | 0 | 0 | 0 | 0 | NPgY | GSP | NG FES - Leading the Way | Number of hybrid electric cars and vans
NG FES - Leading the Way | Lct_BB002 | Number of | NPgY | CAMBLESFORTH | Number of hybrid electric cars and vans | CAMB_01 | 81 | 107 | 137 | 183 | 237 | 297 | 362 | 432 | 504 | 567 | 634 | 707 | 776 | 709 | 668 | 623 | 549 | 500 | 445 | 383 | 318 | 247 | 171 | 102 | 28 | 0 | 0 | 0 | 0 | 0 | 0 | 0 | NPgY | GSP | NG FES - Leading the Way | Number of hybrid electric cars and vans
NG FES - Leading the Way | Lct_BB002 | Number of | NPgY | CREYKE BECK | Number of hybrid electric cars and vans | CREB_1 | 1194 | 1522 | 1895 | 2448 | 3072 | 3734 | 4437 | 5199 | 5996 | 6689 | 7440 | 8258 | 9037 | 8238 | 7745 | 7222 | 6359 | 5788 | 5146 | 4426 | 3683 | 2858 | 1973 | 1180 | 320 | 0 | 0 | 0 | 0 | 0 | 0 | 0 | NPgY | GSP | NG FES - Leading the Way | Number of hybrid electric cars and vans
NG FES - Leading the Way | Lct_BB002 | Number of | NPgY | DRAX | Number of hybrid electric cars and vans | DRAX_YEDL | 102 | 136 | 177 | 239 | 313 | 397 | 488 | 585 | 685 | 773 | 867 | 967 | 1063 | 972 | 915 | 855 | 753 | 686 | 610 | 525 | 437 | 339 | 234 | 140 | 38 | 0 | 0 | 0 | 0 | 0 | 0 | 0 | NPgY | GSP | NG FES - Leading the Way | Number of hybrid electric cars and vans
NG FES - Leading the Way | Lct_BB002 | Number of | NPgY | ELLAND | Number of hybrid electric cars and vans | ELLA_1 | 592 | 815 | 1089 | 1505 | 2016 | 2606 | 3259 | 3949 | 4657 | 5279 | 5938 | 6642 | 7310 | 6690 | 6307 | 5893 | 5196 | 4733 | 4211 | 3623 | 3015 | 2340 | 1616 | 966 | 262 | 0 | 0 | 0 | 0 | 0 | 0 | 0 | NPgY | GSP | NG FES - Leading the Way | Number of hybrid electric cars and vans
NG FES - Leading the Way | Lct_BB002 | Number of | NPgY | FERRYBRIDGE A | Number of hybrid electric cars and vans | FERRA2 | 284 | 368 | 467 | 613 | 783 | 968 | 1167 | 1381 | 1604 | 1798 | 2007 | 2233 | 2448 | 2234 | 2102 | 1962 | 1728 | 1573 | 1399 | 1203 | 1001 | 777 | 537 | 321 | 87 | 0 | 0 | 0 | 0 | 0 | 0 | 0 | NPgY | GSP | NG FES - Leading the Way | Number of hybrid electric cars and vans
NG FES - Leading the Way | Lct_BB002 | Number of | NPgY | FERRYBRIDGE B | Number of hybrid electric cars and vans | FERRB9 | 570 | 756 | 978 | 1312 | 1708 | 2153 | 2638 | 3156 | 3690 | 4158 | 4657 | 5195 | 5705 | 5214 | 4910 | 4585 | 4040 | 3679 | 3272 | 2815 | 2343 | 1818 | 1255 | 751 | 204 | 0 | 0 | 0 | 0 | 0 | 0 | 0 | NPgY | GSP | NG FES - Leading the Way | Number of hybrid electric cars and vans
NG FES - Leading the Way | Lct_BB002 | Number of | NPgY | GRIMSBY WEST | Number of hybrid electric cars and vans | GRIW_1 | 371 | 479 | 603 | 789 | 1003 | 1235 | 1483 | 1751 | 2030 | 2273 | 2534 | 2818 | 3088 | 2818 | 2651 | 2473 | 2178 | 1983 | 1763 | 1517 | 1262 | 979 | 676 | 404 | 110 | 0 | 0 | 0 | 0 | 0 | 0 | 0 | NPgY | GSP | NG FES - Leading the Way | Number of hybrid electric cars and vans
NG FES - Leading the Way | Lct_BB002 | Number of | NPgY | JORDANTHORPE | Number of hybrid electric cars and vans | JORD_3 | 213 | 268 | 330 | 421 | 522 | 626 | 735 | 854 | 980 | 1088 | 1207 | 1337 | 1461 | 1330 | 1250 | 1165 | 1025 | 933 | 829 | 713 | 594 | 461 | 318 | 190 | 52 | 0 | 0 | 0 | 0 | 0 | 0 | 0 | NPgY | GSP | NG FES - Leading the Way | Number of hybrid electric cars and vans
NG FES - Leading the Way | Lct_BB002 | Number of | NPgY | KEADBY | Number of hybrid electric cars and vans | KEAD_YEDL | 1075 | 1314 | 1566 | 1930 | 2304 | 2654 | 3001 | 3395 | 3818 | 4182 | 4589 | 5044 | 5482 | 4973 | 4658 | 4333 | 3809 | 3463 | 3077 | 2645 | 2200 | 1707 | 1179 | 705 | 191 | 0 | 0 | 0 | 0 | 0 | 0 | 0 | NPgY | GSP | NG FES - Leading the Way | Number of hybrid electric cars and vans
NG FES - Leading the Way | Lct_BB002 | Number of | NPgY | KIRKSTALL B | Number of hybrid electric cars and vans | KIRKB1 | 472 | 634 | 831 | 1127 | 1484 | 1889 | 2333 | 2806 | 3292 | 3718 | 4172 | 4659 | 5121 | 4683 | 4412 | 4121 | 3632 | 3308 | 2943 | 2532 | 2107 | 1635 | 1129 | 675 | 183 | 0 | 0 | 0 | 0 | 0 | 0 | 0 | NPgY | GSP | NG FES - Leading the Way | Number of hybrid electric cars and vans
NG FES - Leading the Way | Lct_BB002 | Number of | NPgY | NEEPSEND | Number of hybrid electric cars and vans | NEEP_3 | 218 | 281 | 354 | 462 | 586 | 719 | 862 | 1017 | 1178 | 1318 | 1469 | 1633 | 1789 | 1632 | 1535 | 1432 | 1261 | 1148 | 1021 | 878 | 731 | 567 | 392 | 234 | 64 | 0 | 0 | 0 | 0 | 0 | 0 | 0 | NPgY | GSP | NG FES - Leading the Way | Number of hybrid electric cars and vans
NG FES - Leading the Way | Lct_BB002 | Number of | NPgY | NORTON LEES | Number of hybrid electric cars and vans | NORL_3 | 268 | 337 | 414 | 527 | 653 | 782 | 918 | 1066 | 1222 | 1357 | 1505 | 1666 | 1820 | 1658 | 1557 | 1451 | 1277 | 1162 | 1033 | 888 | 739 | 574 | 396 | 237 | 64 | 0 | 0 | 0 | 0 | 0 | 0 | 0 | NPgY | GSP | NG FES - Leading the Way | Number of hybrid electric cars and vans
NG FES - Leading the Way | Lct_BB002 | Number of | NPgY | PITSMOOR 3/4 | Number of hybrid electric cars and vans | PITS_BB_B | 88 | 114 | 145 | 191 | 243 | 301 | 363 | 430 | 500 | 560 | 626 | 696 | 763 | 697 | 656 | 612 | 539 | 491 | 436 | 375 | 312 | 242 | 167 | 100 | 27 | 0 | 0 | 0 | 0 | 0 | 0 | 0 | NPgY | GSP | NG FES - Leading the Way | Number of hybrid electric cars and vans
NG FES - Leading the Way | Lct_BB002 | Number of | NPgY | SALTEND NORTH | Number of hybrid electric cars and vans | SALT_1 | 161 | 204 | 253 | 326 | 407 | 493 | 584 | 682 | 786 | 875 | 973 | 1079 | 1180 | 1076 | 1011 | 943 | 830 | 755 | 671 | 577 | 481 | 373 | 257 | 154 | 42 | 0 | 0 | 0 | 0 | 0 | 0 | 0 | NPgY | GSP | NG FES - Leading the Way | Number of hybrid electric cars and vans
NG FES - Leading the Way | Lct_BB002 | Number of | NPgY | SHEFFIELD CITY | Number of hybrid electric cars and vans | SHEC_3 | 117 | 150 | 189 | 245 | 311 | 381 | 456 | 537 | 621 | 695 | 774 | 860 | 942 | 859 | 808 | 754 | 664 | 604 | 537 | 462 | 385 | 299 | 206 | 123 | 33 | 0 | 0 | 0 | 0 | 0 | 0 | 0 | NPgY | GSP | NG FES - Leading the Way | Number of hybrid electric cars and vans
NG FES - Leading the Way | Lct_BB002 | Number of | NPgY | SKELTON GRANGE | Number of hybrid electric cars and vans | SKLGB1 | 999 | 1363 | 1810 | 2487 | 3311 | 4259 | 5305 | 6413 | 7550 | 8549 | 9608 | 10743 | 11818 | 10814 | 10192 | 9522 | 8394 | 7646 | 6802 | 5852 | 4871 | 3780 | 2610 | 1561 | 423 | 0 | 0 | 0 | 0 | 0 | 0 | 0 | NPgY | GSP | NG FES - Leading the Way | Number of hybrid electric cars and vans
NG FES - Leading the Way | Lct_BB002 | Number of | NPgY | TEMPLEBOROUGH 275/33KV | Number of hybrid electric cars and vans | TEMP_3 | 20 | 26 | 32 | 41 | 51 | 61 | 72 | 84 | 97 | 108 | 120 | 133 | 145 | 132 | 124 | 116 | 102 | 93 | 82 | 71 | 59 | 46 | 32 | 19 | 5 | 0 | 0 | 0 | 0 | 0 | 0 | 0 | NPgY | GSP | NG FES - Leading the Way | Number of hybrid electric cars and vans
NG FES - Leading the Way | Lct_BB002 | Number of | NPgY | THURCROFT | Number of hybrid electric cars and vans | THUR_6 | 1008 | 1213 | 1420 | 1715 | 2000 | 2243 | 2470 | 2737 | 3032 | 3282 | 3571 | 3901 | 4220 | 3815 | 3565 | 3310 | 2907 | 2641 | 2345 | 2015 | 1676 | 1300 | 898 | 537 | 146 | 0 | 0 | 0 | 0 | 0 | 0 | 0 | NPgY | GSP | NG FES - Leading the Way | Number of hybrid electric cars and vans
NG FES - Leading the Way | Lct_BB002 | Number of | NPgY | WEST MELTON / THORPE MARSH | Number of hybrid electric cars and vans | WMEL_THOM | 1279 | 1585 | 1915 | 2398 | 2912 | 3419 | 3937 | 4513 | 5125 | 5653 | 6237 | 6882 | 7500 | 6816 | 6394 | 5954 | 5237 | 4764 | 4234 | 3640 | 3029 | 2350 | 1622 | 970 | 263 | 0 | 0 | 0 | 0 | 0 | 0 | 0 | NPgY | GSP | NG FES - Leading the Way | Number of hybrid electric cars and vans
NG FES - Leading the Way | Lct_BB002 | Number of | NPgY | WEST MELTON SECTION 3 | Number of hybrid electric cars and vans | WMEL_BB3 | 1105 | 1381 | 1685 | 2132 | 2618 | 3111 | 3623 | 4187 | 4781 | 5296 | 5860 | 6481 | 7074 | 6437 | 6043 | 5630 | 4954 | 4507 | 4006 | 3445 | 2867 | 2224 | 1536 | 918 | 249 | 0 | 0 | 0 | 0 | 0 | 0 | 0 | NPgY | GSP | NG FES - Leading the Way | Number of hybrid electric cars and vans
NG FES - Leading the Way | Lct_BB002 | Number of | NPgY | WINCOBANK | Number of hybrid electric cars and vans | WIBA_3 | 25 | 34 | 46 | 63 | 84 | 107 | 134 | 162 | 190 | 215 | 242 | 271 | 298 | 272 | 257 | 240 | 211 | 193 | 171 | 147 | 123 | 95 | 66 | 39 | 11 | 0 | 0 | 0 | 0 | 0 | 0 | 0 | NPgY | GSP | NG FES - Leading the Way | Number of hybrid electric cars and vans
NG FES - Leading the Way | Lct_BB007 | Number of | NPgN | BLYTH 66kV | Number of I&C full electric heat pumps | BLYTB1 | 124 | 134 | 139 | 148 | 167 | 193 | 225 | 270 | 327 | 416 | 497 | 579 | 666 | 749 | 832 | 915 | 998 | 1086 | 1159 | 1233 | 1309 | 1382 | 1444 | 1476 | 1506 | 1541 | 1575 | 1614 | 1633 | 1651 | 1673 | 1695 | NPgN | GSP | NG FES - Leading the Way | Number of I&C full electric heat pumps
NG FES - Leading the Way | Lct_BB007 | Number of | NPgN | BLYTH 132kV | Number of I&C full electric heat pumps | BLYTH132 | 75 | 81 | 84 | 89 | 101 | 117 | 136 | 163 | 198 | 252 | 301 | 351 | 403 | 454 | 504 | 554 | 605 | 658 | 702 | 747 | 793 | 837 | 875 | 894 | 912 | 933 | 954 | 978 | 989 | 1000 | 1013 | 1026 | NPgN | GSP | NG FES - Leading the Way | Number of I&C full electric heat pumps
NG FES - Leading the Way | Lct_BB007 | Number of | NPgN | FOURSTONES | Number of I&C full electric heat pumps | FOUR_1 | 30 | 33 | 34 | 36 | 40 | 47 | 54 | 65 | 79 | 101 | 120 | 140 | 161 | 181 | 201 | 221 | 241 | 263 | 280 | 298 | 317 | 334 | 349 | 357 | 364 | 373 | 381 | 390 | 395 | 399 | 405 | 410 | NPgN | GSP | NG FES - Leading the Way | Number of I&C full electric heat pumps
NG FES - Leading the Way | Lct_BB007 | Number of | NPgN | HARTMOOR | Number of I&C full electric heat pumps | HARM_6 | 69 | 74 | 76 | 80 | 90 | 104 | 120 | 143 | 172 | 218 | 259 | 299 | 342 | 382 | 422 | 461 | 500 | 541 | 573 | 606 | 639 | 671 | 696 | 706 | 716 | 728 | 739 | 752 | 755 | 758 | 763 | 767 | NPgN | GSP | NG FES - Leading the Way | Number of I&C full electric heat pumps
NG FES - Leading the Way | Lct_BB007 | Number of | NPgN | HAWTHORN PIT GRID | Number of I&C full electric heat pumps | HAWP_6 | 68 | 73 | 75 | 79 | 89 | 103 | 119 | 141 | 171 | 216 | 256 | 296 | 339 | 379 | 418 | 457 | 495 | 535 | 568 | 600 | 633 | 664 | 689 | 699 | 709 | 720 | 731 | 744 | 747 | 750 | 755 | 759 | NPgN | GSP | NG FES - Leading the Way | Number of I&C full electric heat pumps
NG FES - Leading the Way | Lct_BB007 | Number of | NPgN | KNARESBOROUGH | Number of I&C full electric heat pumps | KNARE_111 | 189 | 205 | 212 | 227 | 256 | 298 | 348 | 419 | 510 | 651 | 779 | 910 | 1050 | 1185 | 1320 | 1457 | 1594 | 1740 | 1863 | 1989 | 2118 | 2245 | 2353 | 2413 | 2470 | 2536 | 2601 | 2675 | 2714 | 2754 | 2800 | 2846 | NPgN | GSP | NG FES - Leading the Way | Number of I&C full electric heat pumps
NG FES - Leading the Way | Lct_BB007 | Number of | NPgN | LACKENBY | Number of I&C full electric heat pumps | LACK_6 | 111 | 120 | 124 | 132 | 148 | 172 | 200 | 240 | 292 | 371 | 442 | 515 | 592 | 666 | 740 | 813 | 887 | 965 | 1029 | 1096 | 1162 | 1228 | 1282 | 1310 | 1336 | 1367 | 1397 | 1431 | 1447 | 1463 | 1482 | 1502 | NPgN | GSP | NG FES - Leading the Way | Number of I&C full electric heat pumps
NG FES - Leading the Way | Lct_BB007 | Number of | NPgN | NORTON | Number of I&C full electric heat pumps | NORT_1 | 397 | 430 | 444 | 471 | 531 | 615 | 715 | 856 | 1039 | 1320 | 1574 | 1830 | 2104 | 2364 | 2622 | 2881 | 3140 | 3412 | 3637 | 3868 | 4101 | 4327 | 4516 | 4610 | 4698 | 4803 | 4904 | 5021 | 5072 | 5124 | 5186 | 5249 | NPgN | GSP | NG FES - Leading the Way | Number of I&C full electric heat pumps
NG FES - Leading the Way | Lct_BB007 | Number of | NPgN | OFFERTON | Number of I&C full electric heat pumps | OFFE_3 | 46 | 49 | 51 | 53 | 60 | 69 | 80 | 95 | 115 | 145 | 172 | 200 | 228 | 255 | 282 | 308 | 334 | 362 | 384 | 406 | 428 | 449 | 467 | 474 | 480 | 489 | 496 | 505 | 508 | 510 | 513 | 517 | NPgN | GSP | NG FES - Leading the Way | Number of I&C full electric heat pumps
NG FES - Leading the Way | Lct_BB007 | Number of | NPgN | OSBALDWICK | Number of I&C full electric heat pumps | OSBA_1 | 340 | 368 | 379 | 402 | 452 | 522 | 606 | 725 | 878 | 1113 | 1325 | 1539 | 1766 | 1981 | 2194 | 2407 | 2618 | 2841 | 3023 | 3208 | 3396 | 3576 | 3725 | 3796 | 3862 | 3941 | 4017 | 4105 | 4140 | 4175 | 4218 | 4262 | NPgN | GSP | NG FES - Leading the Way | Number of I&C full electric heat pumps
NG FES - Leading the Way | Lct_BB007 | Number of | NPgN | POPPLETON | Number of I&C full electric heat pumps | POPP_3 | 46 | 49 | 51 | 53 | 60 | 69 | 80 | 95 | 115 | 145 | 173 | 200 | 229 | 256 | 282 | 309 | 335 | 362 | 384 | 406 | 428 | 449 | 467 | 474 | 480 | 488 | 496 | 505 | 507 | 510 | 513 | 516 | NPgN | GSP | NG FES - Leading the Way | Number of I&C full electric heat pumps
NG FES - Leading the Way | Lct_BB007 | Number of | NPgN | SALTHOLME | Number of I&C full electric heat pumps | SALH_1 | 6 | 6 | 7 | 7 | 8 | 9 | 11 | 13 | 15 | 19 | 23 | 27 | 31 | 34 | 38 | 42 | 45 | 49 | 52 | 55 | 58 | 61 | 64 | 65 | 66 | 67 | 68 | 70 | 70 | 71 | 71 | 72 | NPgN | GSP | NG FES - Leading the Way | Number of I&C full electric heat pumps
NG FES - Leading the Way | Lct_BB007 | Number of | NPgN | SOUTH SHIELDS | Number of I&C full electric heat pumps | SSHI_3 | 50 | 54 | 56 | 59 | 66 | 76 | 88 | 105 | 126 | 160 | 189 | 219 | 250 | 280 | 308 | 337 | 365 | 395 | 418 | 442 | 466 | 489 | 507 | 515 | 521 | 530 | 537 | 547 | 549 | 551 | 554 | 557 | NPgN | GSP | NG FES - Leading the Way | Number of I&C full electric heat pumps
NG FES - Leading the Way | Lct_BB007 | Number of | NPgN | SPADEADAM | Number of I&C full electric heat pumps | KIELD01 and SPAD20 | 12 | 13 | 13 | 14 | 16 | 18 | 21 | 25 | 31 | 39 | 46 | 54 | 62 | 70 | 78 | 86 | 93 | 102 | 108 | 115 | 122 | 129 | 135 | 138 | 141 | 144 | 147 | 151 | 153 | 154 | 156 | 158 | NPgN | GSP | NG FES - Leading the Way | Number of I&C full electric heat pumps
NG FES - Leading the Way | Lct_BB007 | Number of | NPgN | SPENNYMOOR | Number of I&C full electric heat pumps | SPEN_1 | 223 | 240 | 246 | 260 | 292 | 336 | 389 | 463 | 559 | 707 | 838 | 970 | 1109 | 1240 | 1369 | 1496 | 1622 | 1753 | 1858 | 1965 | 2071 | 2173 | 2255 | 2289 | 2319 | 2357 | 2393 | 2435 | 2445 | 2455 | 2470 | 2484 | NPgN | GSP | NG FES - Leading the Way | Number of I&C full electric heat pumps
NG FES - Leading the Way | Lct_BB007 | Number of | NPgN | STELLA NORTH | Number of I&C full electric heat pumps | STEN_1 | 195 | 211 | 217 | 230 | 259 | 299 | 347 | 415 | 503 | 638 | 759 | 881 | 1011 | 1134 | 1256 | 1378 | 1499 | 1626 | 1730 | 1835 | 1942 | 2045 | 2130 | 2170 | 2206 | 2251 | 2293 | 2343 | 2362 | 2381 | 2405 | 2428 | NPgN | GSP | NG FES - Leading the Way | Number of I&C full electric heat pumps
NG FES - Leading the Way | Lct_BB007 | Number of | NPgN | STELLA SOUTH | Number of I&C full electric heat pumps | STES_1 | 133 | 143 | 147 | 156 | 175 | 202 | 234 | 279 | 337 | 427 | 507 | 588 | 674 | 754 | 834 | 913 | 992 | 1074 | 1141 | 1209 | 1277 | 1342 | 1396 | 1420 | 1441 | 1468 | 1493 | 1523 | 1532 | 1542 | 1555 | 1567 | NPgN | GSP | NG FES - Leading the Way | Number of I&C full electric heat pumps
NG FES - Leading the Way | Lct_BB007 | Number of | NPgN | TYNEMOUTH | Number of I&C full electric heat pumps | TYNE_1 | 123 | 133 | 138 | 146 | 165 | 191 | 223 | 267 | 324 | 413 | 493 | 574 | 660 | 742 | 825 | 907 | 990 | 1077 | 1150 | 1224 | 1299 | 1372 | 1434 | 1466 | 1495 | 1531 | 1565 | 1604 | 1623 | 1642 | 1664 | 1686 | NPgN | GSP | NG FES - Leading the Way | Number of I&C full electric heat pumps
NG FES - Leading the Way | Lct_BB007 | Number of | NPgN | WEST BOLDON | Number of I&C full electric heat pumps | WBOL_6 | 160 | 172 | 177 | 187 | 210 | 242 | 280 | 335 | 404 | 512 | 608 | 704 | 806 | 901 | 996 | 1090 | 1183 | 1280 | 1358 | 1438 | 1518 | 1595 | 1657 | 1684 | 1708 | 1738 | 1767 | 1800 | 1810 | 1820 | 1833 | 1846 | NPgN | GSP | NG FES - Leading the Way | Number of I&C full electric heat pumps
NG FES - Leading the Way | Lct_BB007 | Number of | NPgY | BRADFORD WEST | Number of I&C full electric heat pumps | BRAW_1 | 453 | 472 | 491 | 513 | 563 | 634 | 717 | 837 | 1070 | 1354 | 1608 | 1863 | 2116 | 2368 | 2617 | 2865 | 3110 | 3322 | 3527 | 3735 | 3943 | 4143 | 4277 | 4348 | 4411 | 4490 | 4564 | 4638 | 4665 | 4690 | 4725 | 4760 | NPgY | GSP | NG FES - Leading the Way | Number of I&C full electric heat pumps
NG FES - Leading the Way | Lct_BB007 | Number of | NPgY | CAMBLESFORTH | Number of I&C full electric heat pumps | CAMB_01 | 35 | 37 | 39 | 41 | 45 | 51 | 58 | 69 | 88 | 113 | 135 | 157 | 180 | 202 | 225 | 248 | 271 | 292 | 312 | 333 | 354 | 374 | 389 | 398 | 407 | 418 | 428 | 438 | 444 | 450 | 457 | 463 | NPgY | GSP | NG FES - Leading the Way | Number of I&C full electric heat pumps
NG FES - Leading the Way | Lct_BB007 | Number of | NPgY | CREYKE BECK | Number of I&C full electric heat pumps | CREB_1 | 443 | 463 | 484 | 507 | 559 | 632 | 718 | 841 | 1080 | 1372 | 1636 | 1903 | 2170 | 2438 | 2706 | 2974 | 3241 | 3477 | 3707 | 3943 | 4181 | 4412 | 4575 | 4671 | 4761 | 4868 | 4971 | 5075 | 5129 | 5181 | 5245 | 5309 | NPgY | GSP | NG FES - Leading the Way | Number of I&C full electric heat pumps
NG FES - Leading the Way | Lct_BB007 | Number of | NPgY | DRAX | Number of I&C full electric heat pumps | DRAX_YEDL | 47 | 49 | 52 | 54 | 60 | 68 | 78 | 92 | 118 | 150 | 180 | 210 | 240 | 271 | 302 | 333 | 364 | 392 | 419 | 448 | 476 | 504 | 525 | 538 | 550 | 565 | 579 | 594 | 602 | 611 | 621 | 631 | NPgY | GSP | NG FES - Leading the Way | Number of I&C full electric heat pumps
NG FES - Leading the Way | Lct_BB007 | Number of | NPgY | ELLAND | Number of I&C full electric heat pumps | ELLA_1 | 334 | 348 | 362 | 378 | 415 | 467 | 529 | 616 | 788 | 997 | 1184 | 1371 | 1557 | 1743 | 1926 | 2107 | 2287 | 2443 | 2593 | 2745 | 2898 | 3044 | 3142 | 3193 | 3239 | 3296 | 3350 | 3403 | 3422 | 3440 | 3465 | 3489 | NPgY | GSP | NG FES - Leading the Way | Number of I&C full electric heat pumps
NG FES - Leading the Way | Lct_BB007 | Number of | NPgY | FERRYBRIDGE A | Number of I&C full electric heat pumps | FERRA2 | 71 | 74 | 78 | 81 | 90 | 102 | 116 | 136 | 175 | 222 | 265 | 309 | 353 | 397 | 441 | 486 | 531 | 570 | 609 | 649 | 689 | 728 | 757 | 774 | 790 | 810 | 829 | 848 | 859 | 869 | 882 | 895 | NPgY | GSP | NG FES - Leading the Way | Number of I&C full electric heat pumps
NG FES - Leading the Way | Lct_BB007 | Number of | NPgY | FERRYBRIDGE B | Number of I&C full electric heat pumps | FERRB9 | 213 | 223 | 233 | 244 | 269 | 304 | 346 | 405 | 520 | 660 | 787 | 916 | 1044 | 1173 | 1302 | 1431 | 1560 | 1674 | 1784 | 1898 | 2013 | 2124 | 2203 | 2250 | 2293 | 2346 | 2396 | 2447 | 2473 | 2499 | 2531 | 2563 | NPgY | GSP | NG FES - Leading the Way | Number of I&C full electric heat pumps
NG FES - Leading the Way | Lct_BB007 | Number of | NPgY | GRIMSBY WEST | Number of I&C full electric heat pumps | GRIW_1 | 127 | 132 | 138 | 144 | 158 | 178 | 201 | 235 | 301 | 380 | 452 | 524 | 596 | 667 | 737 | 807 | 877 | 937 | 995 | 1054 | 1114 | 1171 | 1209 | 1230 | 1248 | 1271 | 1293 | 1314 | 1323 | 1330 | 1341 | 1352 | NPgY | GSP | NG FES - Leading the Way | Number of I&C full electric heat pumps
NG FES - Leading the Way | Lct_BB007 | Number of | NPgY | JORDANTHORPE | Number of I&C full electric heat pumps | JORD_3 | 41 | 43 | 44 | 47 | 51 | 58 | 66 | 77 | 98 | 125 | 148 | 172 | 196 | 220 | 244 | 268 | 292 | 312 | 333 | 353 | 374 | 394 | 408 | 416 | 424 | 432 | 441 | 450 | 454 | 458 | 463 | 467 | NPgY | GSP | NG FES - Leading the Way | Number of I&C full electric heat pumps
NG FES - Leading the Way | Lct_BB007 | Number of | NPgY | KEADBY | Number of I&C full electric heat pumps | KEAD_YEDL | 251 | 263 | 275 | 289 | 319 | 362 | 412 | 484 | 622 | 792 | 946 | 1103 | 1261 | 1420 | 1579 | 1739 | 1900 | 2042 | 2182 | 2326 | 2472 | 2615 | 2717 | 2781 | 2841 | 2912 | 2980 | 3050 | 3089 | 3129 | 3175 | 3221 | NPgY | GSP | NG FES - Leading the Way | Number of I&C full electric heat pumps
NG FES - Leading the Way | Lct_BB007 | Number of | NPgY | KIRKSTALL B | Number of I&C full electric heat pumps | KIRKB1 | 196 | 204 | 212 | 221 | 243 | 273 | 309 | 361 | 461 | 583 | 692 | 801 | 910 | 1018 | 1124 | 1230 | 1334 | 1425 | 1512 | 1600 | 1688 | 1772 | 1829 | 1858 | 1884 | 1916 | 1946 | 1977 | 1987 | 1996 | 2010 | 2023 | NPgY | GSP | NG FES - Leading the Way | Number of I&C full electric heat pumps
NG FES - Leading the Way | Lct_BB007 | Number of | NPgY | NEEPSEND | Number of I&C full electric heat pumps | NEEP_3 | 80 | 84 | 87 | 91 | 100 | 112 | 127 | 148 | 189 | 239 | 283 | 328 | 373 | 417 | 461 | 504 | 547 | 584 | 619 | 655 | 691 | 726 | 749 | 761 | 772 | 785 | 797 | 810 | 814 | 818 | 823 | 829 | NPgY | GSP | NG FES - Leading the Way | Number of I&C full electric heat pumps
NG FES - Leading the Way | Lct_BB007 | Number of | NPgY | NORTON LEES | Number of I&C full electric heat pumps | NORL_3 | 63 | 66 | 68 | 71 | 78 | 88 | 100 | 116 | 149 | 188 | 223 | 259 | 294 | 329 | 363 | 397 | 431 | 460 | 488 | 516 | 545 | 572 | 590 | 600 | 608 | 619 | 628 | 638 | 641 | 644 | 649 | 653 | NPgY | GSP | NG FES - Leading the Way | Number of I&C full electric heat pumps
NG FES - Leading the Way | Lct_BB007 | Number of | NPgY | PITSMOOR 3/4 | Number of I&C full electric heat pumps | PITS_BB_B | 40 | 41 | 43 | 45 | 49 | 55 | 63 | 73 | 93 | 118 | 140 | 162 | 184 | 206 | 228 | 249 | 271 | 289 | 307 | 324 | 342 | 360 | 371 | 377 | 382 | 389 | 395 | 401 | 403 | 405 | 408 | 411 | NPgY | GSP | NG FES - Leading the Way | Number of I&C full electric heat pumps
NG FES - Leading the Way | Lct_BB007 | Number of | NPgY | SALTEND NORTH | Number of I&C full electric heat pumps | SALT_1 | 48 | 50 | 53 | 55 | 61 | 69 | 78 | 92 | 118 | 150 | 178 | 208 | 237 | 266 | 295 | 325 | 354 | 380 | 405 | 431 | 457 | 482 | 500 | 511 | 521 | 533 | 544 | 556 | 561 | 567 | 575 | 582 | NPgY | GSP | NG FES - Leading the Way | Number of I&C full electric heat pumps
NG FES - Leading the Way | Lct_BB007 | Number of | NPgY | SHEFFIELD CITY | Number of I&C full electric heat pumps | SHEC_3 | 79 | 83 | 86 | 90 | 98 | 111 | 125 | 146 | 186 | 236 | 280 | 324 | 368 | 412 | 455 | 497 | 540 | 576 | 611 | 647 | 683 | 717 | 740 | 751 | 762 | 775 | 787 | 800 | 804 | 807 | 813 | 818 | NPgY | GSP | NG FES - Leading the Way | Number of I&C full electric heat pumps
NG FES - Leading the Way | Lct_BB007 | Number of | NPgY | SKELTON GRANGE | Number of I&C full electric heat pumps | SKLGB1 | 478 | 499 | 519 | 542 | 595 | 670 | 759 | 884 | 1131 | 1431 | 1700 | 1970 | 2238 | 2504 | 2768 | 3030 | 3289 | 3514 | 3731 | 3951 | 4172 | 4383 | 4526 | 4601 | 4668 | 4752 | 4831 | 4910 | 4938 | 4966 | 5003 | 5040 | NPgY | GSP | NG FES - Leading the Way | Number of I&C full electric heat pumps
NG FES - Leading the Way | Lct_BB007 | Number of | NPgY | TEMPLEBOROUGH 275/33KV | Number of I&C full electric heat pumps | TEMP_3 | 2 | 3 | 3 | 3 | 3 | 4 | 4 | 5 | 6 | 8 | 9 | 11 | 13 | 14 | 16 | 17 | 19 | 20 | 22 | 23 | 25 | 26 | 27 | 28 | 28 | 29 | 30 | 31 | 31 | 31 | 32 | 32 | NPgY | GSP | NG FES - Leading the Way | Number of I&C full electric heat pumps
NG FES - Leading the Way | Lct_BB007 | Number of | NPgY | THURCROFT | Number of I&C full electric heat pumps | THUR_6 | 122 | 128 | 134 | 141 | 155 | 176 | 200 | 235 | 302 | 384 | 459 | 534 | 610 | 687 | 763 | 840 | 918 | 986 | 1053 | 1122 | 1192 | 1260 | 1309 | 1339 | 1367 | 1401 | 1433 | 1466 | 1484 | 1503 | 1524 | 1546 | NPgY | GSP | NG FES - Leading the Way | Number of I&C full electric heat pumps
NG FES - Leading the Way | Lct_BB007 | Number of | NPgY | WEST MELTON / THORPE MARSH | Number of I&C full electric heat pumps | WMEL_THOM | 312 | 327 | 341 | 358 | 395 | 447 | 509 | 597 | 767 | 975 | 1164 | 1356 | 1548 | 1741 | 1935 | 2129 | 2324 | 2496 | 2665 | 2838 | 3014 | 3185 | 3308 | 3383 | 3453 | 3536 | 3617 | 3698 | 3743 | 3788 | 3841 | 3894 | NPgY | GSP | NG FES - Leading the Way | Number of I&C full electric heat pumps
NG FES - Leading the Way | Lct_BB007 | Number of | NPgY | WEST MELTON SECTION 3 | Number of I&C full electric heat pumps | WMEL_BB3 | 278 | 291 | 304 | 319 | 352 | 399 | 454 | 532 | 683 | 869 | 1038 | 1210 | 1381 | 1555 | 1728 | 1902 | 2076 | 2231 | 2383 | 2538 | 2696 | 2850 | 2961 | 3029 | 3092 | 3169 | 3242 | 3317 | 3358 | 3400 | 3449 | 3498 | NPgY | GSP | NG FES - Leading the Way | Number of I&C full electric heat pumps
NG FES - Leading the Way | Lct_BB007 | Number of | NPgY | WINCOBANK | Number of I&C full electric heat pumps | WIBA_3 | 15 | 15 | 16 | 17 | 18 | 21 | 23 | 27 | 35 | 44 | 53 | 61 | 70 | 78 | 87 | 95 | 103 | 111 | 118 | 125 | 132 | 139 | 144 | 146 | 149 | 152 | 154 | 157 | 158 | 160 | 161 | 163 | NPgY | GSP | NG FES - Leading the Way | Number of I&C full electric heat pumps
NG FES - Leading the Way | Lct_BB008 | Number of | NPgN | BLYTH 66kV | Number of I&C hybrid heat pumps | BLYTB1 | 0 | 0 | 15 | 33 | 50 | 68 | 85 | 108 | 134 | 161 | 198 | 235 | 275 | 313 | 350 | 388 | 425 | 478 | 510 | 543 | 575 | 607 | 643 | 667 | 689 | 704 | 719 | 738 | 760 | 783 | 805 | 828 | NPgN | GSP | NG FES - Leading the Way | Number of I&C hybrid heat pumps
NG FES - Leading the Way | Lct_BB008 | Number of | NPgN | BLYTH 132kV | Number of I&C hybrid heat pumps | BLYTH132 | 0 | 0 | 9 | 20 | 31 | 41 | 52 | 65 | 81 | 98 | 120 | 143 | 167 | 189 | 212 | 235 | 258 | 290 | 309 | 329 | 348 | 368 | 389 | 404 | 417 | 426 | 435 | 447 | 460 | 474 | 488 | 501 | NPgN | GSP | NG FES - Leading the Way | Number of I&C hybrid heat pumps
NG FES - Leading the Way | Lct_BB008 | Number of | NPgN | FOURSTONES | Number of I&C hybrid heat pumps | FOUR_1 | 0 | 0 | 4 | 8 | 12 | 16 | 21 | 26 | 32 | 39 | 48 | 57 | 67 | 76 | 85 | 94 | 103 | 116 | 123 | 131 | 139 | 147 | 155 | 161 | 167 | 170 | 174 | 178 | 184 | 189 | 195 | 200 | NPgN | GSP | NG FES - Leading the Way | Number of I&C hybrid heat pumps
NG FES - Leading the Way | Lct_BB008 | Number of | NPgN | HARTMOOR | Number of I&C hybrid heat pumps | HARM_6 | 0 | 0 | 8 | 18 | 27 | 36 | 46 | 57 | 70 | 84 | 103 | 122 | 141 | 160 | 178 | 195 | 213 | 238 | 252 | 267 | 281 | 294 | 310 | 319 | 328 | 332 | 337 | 343 | 352 | 360 | 367 | 375 | NPgN | GSP | NG FES - Leading the Way | Number of I&C hybrid heat pumps
NG FES - Leading the Way | Lct_BB008 | Number of | NPgN | HAWTHORN PIT GRID | Number of I&C hybrid heat pumps | HAWP_6 | 0 | 0 | 8 | 18 | 27 | 36 | 45 | 57 | 70 | 84 | 102 | 121 | 140 | 158 | 176 | 194 | 211 | 236 | 250 | 264 | 278 | 292 | 307 | 316 | 325 | 329 | 334 | 340 | 348 | 356 | 363 | 371 | NPgN | GSP | NG FES - Leading the Way | Number of I&C hybrid heat pumps
NG FES - Leading the Way | Lct_BB008 | Number of | NPgN | KNARESBOROUGH | Number of I&C hybrid heat pumps | KNARE_111 | 0 | 0 | 23 | 50 | 78 | 105 | 132 | 167 | 208 | 252 | 310 | 370 | 434 | 495 | 556 | 617 | 679 | 767 | 820 | 875 | 931 | 986 | 1048 | 1091 | 1131 | 1159 | 1187 | 1222 | 1264 | 1306 | 1348 | 1389 | NPgN | GSP | NG FES - Leading the Way | Number of I&C hybrid heat pumps
NG FES - Leading the Way | Lct_BB008 | Number of | NPgN | LACKENBY | Number of I&C hybrid heat pumps | LACK_6 | 0 | 0 | 13 | 29 | 45 | 61 | 76 | 96 | 119 | 143 | 176 | 210 | 245 | 278 | 311 | 345 | 378 | 425 | 453 | 482 | 511 | 539 | 571 | 592 | 612 | 625 | 637 | 654 | 674 | 694 | 714 | 733 | NPgN | GSP | NG FES - Leading the Way | Number of I&C hybrid heat pumps
NG FES - Leading the Way | Lct_BB008 | Number of | NPgN | NORTON | Number of I&C hybrid heat pumps | NORT_1 | 0 | 0 | 47 | 105 | 161 | 216 | 272 | 342 | 424 | 511 | 627 | 745 | 870 | 987 | 1104 | 1221 | 1338 | 1503 | 1602 | 1702 | 1802 | 1900 | 2010 | 2084 | 2151 | 2195 | 2238 | 2294 | 2362 | 2431 | 2497 | 2562 | NPgN | GSP | NG FES - Leading the Way | Number of I&C hybrid heat pumps
NG FES - Leading the Way | Lct_BB008 | Number of | NPgN | OFFERTON | Number of I&C hybrid heat pumps | OFFE_3 | 0 | 0 | 5 | 12 | 18 | 24 | 30 | 38 | 47 | 56 | 69 | 81 | 94 | 107 | 119 | 131 | 142 | 159 | 169 | 179 | 188 | 197 | 208 | 214 | 220 | 223 | 226 | 231 | 236 | 242 | 247 | 252 | NPgN | GSP | NG FES - Leading the Way | Number of I&C hybrid heat pumps
NG FES - Leading the Way | Lct_BB008 | Number of | NPgN | OSBALDWICK | Number of I&C hybrid heat pumps | OSBA_1 | 0 | 0 | 40 | 89 | 137 | 184 | 230 | 290 | 358 | 431 | 528 | 626 | 730 | 827 | 923 | 1020 | 1116 | 1252 | 1331 | 1412 | 1492 | 1570 | 1658 | 1716 | 1768 | 1801 | 1833 | 1876 | 1928 | 1981 | 2031 | 2080 | NPgN | GSP | NG FES - Leading the Way | Number of I&C hybrid heat pumps
NG FES - Leading the Way | Lct_BB008 | Number of | NPgN | POPPLETON | Number of I&C hybrid heat pumps | POPP_3 | 0 | 0 | 5 | 12 | 18 | 24 | 30 | 38 | 47 | 56 | 69 | 81 | 95 | 107 | 119 | 131 | 143 | 159 | 169 | 179 | 188 | 197 | 208 | 214 | 220 | 223 | 226 | 231 | 236 | 242 | 247 | 252 | NPgN | GSP | NG FES - Leading the Way | Number of I&C hybrid heat pumps
NG FES - Leading the Way | Lct_BB008 | Number of | NPgN | SALTHOLME | Number of I&C hybrid heat pumps | SALH_1 | 0 | 0 | 1 | 2 | 2 | 3 | 4 | 5 | 6 | 7 | 9 | 11 | 13 | 14 | 16 | 18 | 19 | 22 | 23 | 24 | 26 | 27 | 28 | 29 | 30 | 31 | 31 | 32 | 33 | 34 | 34 | 35 | NPgN | GSP | NG FES - Leading the Way | Number of I&C hybrid heat pumps
NG FES - Leading the Way | Lct_BB008 | Number of | NPgN | SOUTH SHIELDS | Number of I&C hybrid heat pumps | SSHI_3 | 0 | 0 | 6 | 13 | 20 | 27 | 33 | 42 | 51 | 62 | 75 | 89 | 103 | 117 | 130 | 143 | 156 | 174 | 184 | 195 | 205 | 215 | 226 | 233 | 239 | 242 | 245 | 250 | 256 | 261 | 267 | 272 | NPgN | GSP | NG FES - Leading the Way | Number of I&C hybrid heat pumps
NG FES - Leading the Way | Lct_BB008 | Number of | NPgN | SPADEADAM | Number of I&C hybrid heat pumps | KIELD01 and SPAD20 | 0 | 0 | 1 | 3 | 5 | 6 | 8 | 10 | 12 | 15 | 19 | 22 | 26 | 29 | 33 | 36 | 40 | 45 | 48 | 51 | 54 | 57 | 60 | 62 | 64 | 66 | 67 | 69 | 71 | 73 | 75 | 77 | NPgN | GSP | NG FES - Leading the Way | Number of I&C hybrid heat pumps
NG FES - Leading the Way | Lct_BB008 | Number of | NPgN | SPENNYMOOR | Number of I&C hybrid heat pumps | SPEN_1 | 0 | 0 | 26 | 58 | 88 | 118 | 148 | 185 | 228 | 274 | 334 | 395 | 459 | 518 | 576 | 634 | 691 | 772 | 818 | 865 | 910 | 954 | 1004 | 1035 | 1062 | 1077 | 1092 | 1112 | 1139 | 1165 | 1189 | 1213 | NPgN | GSP | NG FES - Leading the Way | Number of I&C hybrid heat pumps
NG FES - Leading the Way | Lct_BB008 | Number of | NPgN | STELLA NORTH | Number of I&C hybrid heat pumps | STEN_1 | 0 | 0 | 23 | 51 | 78 | 105 | 132 | 166 | 205 | 247 | 302 | 359 | 418 | 474 | 529 | 584 | 639 | 716 | 762 | 808 | 853 | 898 | 948 | 981 | 1010 | 1028 | 1046 | 1070 | 1100 | 1130 | 1158 | 1185 | NPgN | GSP | NG FES - Leading the Way | Number of I&C hybrid heat pumps
NG FES - Leading the Way | Lct_BB008 | Number of | NPgN | STELLA SOUTH | Number of I&C hybrid heat pumps | STES_1 | 0 | 0 | 16 | 35 | 53 | 71 | 89 | 111 | 138 | 165 | 202 | 239 | 279 | 315 | 351 | 387 | 423 | 473 | 503 | 532 | 561 | 589 | 621 | 642 | 660 | 671 | 681 | 696 | 713 | 732 | 748 | 765 | NPgN | GSP | NG FES - Leading the Way | Number of I&C hybrid heat pumps
NG FES - Leading the Way | Lct_BB008 | Number of | NPgN | TYNEMOUTH | Number of I&C hybrid heat pumps | TYNE_1 | 0 | 0 | 15 | 33 | 50 | 67 | 85 | 107 | 132 | 160 | 196 | 233 | 273 | 310 | 347 | 384 | 422 | 475 | 506 | 538 | 571 | 603 | 638 | 662 | 685 | 699 | 714 | 733 | 756 | 779 | 801 | 823 | NPgN | GSP | NG FES - Leading the Way | Number of I&C hybrid heat pumps
NG FES - Leading the Way | Lct_BB008 | Number of | NPgN | WEST BOLDON | Number of I&C hybrid heat pumps | WBOL_6 | 0 | 0 | 19 | 42 | 64 | 85 | 107 | 134 | 165 | 198 | 242 | 286 | 333 | 376 | 419 | 462 | 504 | 564 | 598 | 633 | 667 | 700 | 738 | 761 | 782 | 794 | 806 | 822 | 843 | 863 | 883 | 901 | NPgN | GSP | NG FES - Leading the Way | Number of I&C hybrid heat pumps
NG FES - Leading the Way | Lct_BB008 | Number of | NPgY | BRADFORD WEST | Number of I&C hybrid heat pumps | BRAW_1 | 0 | 0 | 50 | 111 | 170 | 227 | 284 | 354 | 436 | 524 | 641 | 758 | 875 | 989 | 1102 | 1214 | 1325 | 1464 | 1553 | 1643 | 1732 | 1819 | 1904 | 1965 | 2020 | 2052 | 2082 | 2119 | 2172 | 2225 | 2275 | 2324 | NPgY | GSP | NG FES - Leading the Way | Number of I&C hybrid heat pumps
NG FES - Leading the Way | Lct_BB008 | Number of | NPgY | CAMBLESFORTH | Number of I&C hybrid heat pumps | CAMB_01 | 0 | 0 | 4 | 9 | 14 | 18 | 23 | 29 | 36 | 44 | 54 | 64 | 74 | 84 | 95 | 105 | 116 | 129 | 137 | 146 | 155 | 164 | 173 | 180 | 187 | 191 | 195 | 200 | 207 | 213 | 220 | 226 | NPgY | GSP | NG FES - Leading the Way | Number of I&C hybrid heat pumps
NG FES - Leading the Way | Lct_BB008 | Number of | NPgY | CREYKE BECK | Number of I&C hybrid heat pumps | CREB_1 | 0 | 0 | 49 | 110 | 168 | 227 | 284 | 356 | 440 | 531 | 652 | 774 | 897 | 1018 | 1139 | 1260 | 1381 | 1532 | 1633 | 1735 | 1837 | 1937 | 2037 | 2111 | 2180 | 2224 | 2268 | 2319 | 2388 | 2458 | 2525 | 2592 | NPgY | GSP | NG FES - Leading the Way | Number of I&C hybrid heat pumps
NG FES - Leading the Way | Lct_BB008 | Number of | NPgY | DRAX | Number of I&C hybrid heat pumps | DRAX_YEDL | 0 | 0 | 5 | 12 | 18 | 24 | 31 | 39 | 48 | 58 | 72 | 85 | 99 | 113 | 127 | 141 | 155 | 173 | 185 | 197 | 209 | 222 | 234 | 243 | 252 | 258 | 264 | 271 | 280 | 290 | 299 | 308 | NPgY | GSP | NG FES - Leading the Way | Number of I&C hybrid heat pumps
NG FES - Leading the Way | Lct_BB008 | Number of | NPgY | ELLAND | Number of I&C hybrid heat pumps | ELLA_1 | 0 | 0 | 37 | 82 | 125 | 167 | 209 | 260 | 321 | 386 | 472 | 558 | 644 | 728 | 810 | 893 | 974 | 1076 | 1142 | 1208 | 1273 | 1337 | 1399 | 1443 | 1483 | 1506 | 1528 | 1555 | 1593 | 1632 | 1668 | 1703 | NPgY | GSP | NG FES - Leading the Way | Number of I&C hybrid heat pumps
NG FES - Leading the Way | Lct_BB008 | Number of | NPgY | FERRYBRIDGE A | Number of I&C hybrid heat pumps | FERRA2 | 0 | 0 | 8 | 18 | 27 | 36 | 46 | 57 | 71 | 86 | 106 | 126 | 146 | 166 | 186 | 206 | 226 | 251 | 268 | 285 | 303 | 320 | 337 | 350 | 362 | 370 | 378 | 387 | 400 | 413 | 425 | 437 | NPgY | GSP | NG FES - Leading the Way | Number of I&C hybrid heat pumps
NG FES - Leading the Way | Lct_BB008 | Number of | NPgY | FERRYBRIDGE B | Number of I&C hybrid heat pumps | FERRB9 | 0 | 0 | 24 | 53 | 81 | 109 | 137 | 171 | 212 | 255 | 314 | 373 | 432 | 490 | 548 | 606 | 665 | 737 | 786 | 835 | 884 | 933 | 981 | 1017 | 1050 | 1072 | 1093 | 1118 | 1151 | 1186 | 1218 | 1251 | NPgY | GSP | NG FES - Leading the Way | Number of I&C hybrid heat pumps
NG FES - Leading the Way | Lct_BB008 | Number of | NPgY | GRIMSBY WEST | Number of I&C hybrid heat pumps | GRIW_1 | 0 | 0 | 14 | 31 | 48 | 64 | 80 | 99 | 123 | 147 | 180 | 213 | 246 | 278 | 310 | 342 | 373 | 413 | 438 | 464 | 489 | 514 | 538 | 556 | 572 | 581 | 590 | 600 | 616 | 631 | 646 | 660 | NPgY | GSP | NG FES - Leading the Way | Number of I&C hybrid heat pumps
NG FES - Leading the Way | Lct_BB008 | Number of | NPgY | JORDANTHORPE | Number of I&C hybrid heat pumps | JORD_3 | 0 | 0 | 5 | 10 | 15 | 21 | 26 | 32 | 40 | 48 | 59 | 70 | 81 | 92 | 103 | 114 | 124 | 138 | 147 | 155 | 164 | 173 | 182 | 188 | 194 | 198 | 201 | 205 | 211 | 217 | 223 | 228 | NPgY | GSP | NG FES - Leading the Way | Number of I&C hybrid heat pumps
NG FES - Leading the Way | Lct_BB008 | Number of | NPgY | KEADBY | Number of I&C hybrid heat pumps | KEAD_YEDL | 0 | 0 | 28 | 63 | 96 | 130 | 163 | 204 | 254 | 306 | 377 | 449 | 521 | 593 | 665 | 737 | 809 | 900 | 961 | 1024 | 1086 | 1148 | 1210 | 1257 | 1301 | 1330 | 1360 | 1393 | 1438 | 1484 | 1528 | 1572 | NPgY | GSP | NG FES - Leading the Way | Number of I&C hybrid heat pumps
NG FES - Leading the Way | Lct_BB008 | Number of | NPgY | KIRKSTALL B | Number of I&C hybrid heat pumps | KIRKB1 | 0 | 0 | 22 | 48 | 73 | 98 | 122 | 152 | 188 | 226 | 276 | 326 | 376 | 425 | 473 | 521 | 568 | 628 | 666 | 704 | 742 | 778 | 814 | 840 | 863 | 876 | 888 | 903 | 925 | 947 | 967 | 988 | NPgY | GSP | NG FES - Leading the Way | Number of I&C hybrid heat pumps
NG FES - Leading the Way | Lct_BB008 | Number of | NPgY | NEEPSEND | Number of I&C hybrid heat pumps | NEEP_3 | 0 | 0 | 9 | 20 | 30 | 40 | 50 | 62 | 77 | 92 | 113 | 134 | 154 | 174 | 194 | 213 | 233 | 257 | 273 | 288 | 304 | 319 | 334 | 344 | 353 | 359 | 364 | 370 | 379 | 388 | 396 | 405 | NPgY | GSP | NG FES - Leading the Way | Number of I&C hybrid heat pumps
NG FES - Leading the Way | Lct_BB008 | Number of | NPgY | NORTON LEES | Number of I&C hybrid heat pumps | NORL_3 | 0 | 0 | 7 | 15 | 24 | 32 | 40 | 49 | 61 | 73 | 89 | 105 | 121 | 137 | 153 | 168 | 184 | 203 | 215 | 227 | 239 | 251 | 263 | 271 | 278 | 283 | 287 | 292 | 299 | 306 | 312 | 319 | NPgY | GSP | NG FES - Leading the Way | Number of I&C hybrid heat pumps
NG FES - Leading the Way | Lct_BB008 | Number of | NPgY | PITSMOOR 3/4 | Number of I&C hybrid heat pumps | PITS_BB_B | 0 | 0 | 4 | 10 | 15 | 20 | 25 | 31 | 38 | 46 | 56 | 66 | 76 | 86 | 96 | 106 | 115 | 127 | 135 | 143 | 150 | 158 | 165 | 170 | 175 | 178 | 180 | 183 | 188 | 192 | 196 | 200 | NPgY | GSP | NG FES - Leading the Way | Number of I&C hybrid heat pumps
NG FES - Leading the Way | Lct_BB008 | Number of | NPgY | SALTEND NORTH | Number of I&C hybrid heat pumps | SALT_1 | 0 | 0 | 5 | 12 | 18 | 25 | 31 | 39 | 48 | 58 | 71 | 84 | 98 | 111 | 124 | 138 | 151 | 167 | 178 | 190 | 201 | 212 | 223 | 231 | 238 | 243 | 248 | 254 | 261 | 269 | 277 | 284 | NPgY | GSP | NG FES - Leading the Way | Number of I&C hybrid heat pumps
NG FES - Leading the Way | Lct_BB008 | Number of | NPgY | SHEFFIELD CITY | Number of I&C hybrid heat pumps | SHEC_3 | 0 | 0 | 9 | 19 | 30 | 40 | 50 | 62 | 76 | 91 | 112 | 132 | 152 | 172 | 191 | 211 | 230 | 254 | 269 | 285 | 300 | 315 | 329 | 340 | 349 | 354 | 359 | 365 | 374 | 383 | 391 | 399 | NPgY | GSP | NG FES - Leading the Way | Number of I&C hybrid heat pumps
NG FES - Leading the Way | Lct_BB008 | Number of | NPgY | SKELTON GRANGE | Number of I&C hybrid heat pumps | SKLGB1 | 0 | 0 | 53 | 117 | 179 | 240 | 300 | 374 | 461 | 554 | 677 | 802 | 925 | 1046 | 1165 | 1283 | 1401 | 1548 | 1643 | 1738 | 1833 | 1925 | 2015 | 2079 | 2138 | 2171 | 2204 | 2243 | 2299 | 2356 | 2408 | 2461 | NPgY | GSP | NG FES - Leading the Way | Number of I&C hybrid heat pumps
NG FES - Leading the Way | Lct_BB008 | Number of | NPgY | TEMPLEBOROUGH 275/33KV | Number of I&C hybrid heat pumps | TEMP_3 | 0 | 0 | 0 | 1 | 1 | 1 | 2 | 2 | 3 | 3 | 4 | 4 | 5 | 6 | 7 | 7 | 8 | 9 | 10 | 10 | 11 | 11 | 12 | 13 | 13 | 13 | 14 | 14 | 14 | 15 | 15 | 16 | NPgY | GSP | NG FES - Leading the Way | Number of I&C hybrid heat pumps
NG FES - Leading the Way | Lct_BB008 | Number of | NPgY | THURCROFT | Number of I&C hybrid heat pumps | THUR_6 | 0 | 0 | 14 | 30 | 47 | 63 | 79 | 99 | 123 | 149 | 183 | 217 | 252 | 287 | 321 | 356 | 391 | 434 | 464 | 494 | 524 | 553 | 583 | 605 | 626 | 640 | 654 | 670 | 691 | 713 | 734 | 755 | NPgY | GSP | NG FES - Leading the Way | Number of I&C hybrid heat pumps
NG FES - Leading the Way | Lct_BB008 | Number of | NPgY | WEST MELTON / THORPE MARSH | Number of I&C hybrid heat pumps | WMEL_THOM | 0 | 0 | 35 | 78 | 119 | 160 | 201 | 252 | 313 | 377 | 464 | 552 | 640 | 727 | 814 | 902 | 990 | 1100 | 1174 | 1249 | 1324 | 1399 | 1473 | 1529 | 1581 | 1616 | 1650 | 1690 | 1743 | 1797 | 1849 | 1901 | NPgY | GSP | NG FES - Leading the Way | Number of I&C hybrid heat pumps
NG FES - Leading the Way | Lct_BB008 | Number of | NPgY | WEST MELTON SECTION 3 | Number of I&C hybrid heat pumps | WMEL_BB3 | 0 | 0 | 31 | 69 | 106 | 143 | 180 | 225 | 279 | 336 | 414 | 492 | 571 | 649 | 727 | 806 | 885 | 983 | 1049 | 1117 | 1184 | 1252 | 1318 | 1369 | 1416 | 1448 | 1479 | 1515 | 1563 | 1613 | 1660 | 1708 | NPgY | GSP | NG FES - Leading the Way | Number of I&C hybrid heat pumps
NG FES - Leading the Way | Lct_BB008 | Number of | NPgY | WINCOBANK | Number of I&C hybrid heat pumps | WIBA_3 | 0 | 0 | 2 | 4 | 6 | 7 | 9 | 12 | 14 | 17 | 21 | 25 | 29 | 33 | 36 | 40 | 44 | 49 | 52 | 55 | 58 | 61 | 64 | 66 | 68 | 69 | 70 | 72 | 74 | 76 | 78 | 79 | NPgY | GSP | NG FES - Leading the Way | Number of I&C hybrid heat pumps
NG FES - Leading the Way | Lct_BB56_NPgAggregate | Number of | NPgN | BLYTH 66kV | Total number of domestic heat pumps | BLYTB1 | 646.3 | 782.3 | 1051.1 | 2606.2 | 4290.8 | 6203.1 | 8371.5 | 11358.7 | 15051.2 | 19242.2 | 23458.4 | 27801.9 | 32538.1 | 36948.4 | 41337.4 | 45712.6 | 50066.7 | 54897.7 | 58375.6 | 61854.1 | 64921.7 | 67720.9 | 70341.5 | 71638.9 | 72441.8 | 73155 | 73745.9 | 74621.1 | 75181.9 | 75692 | 76227.6 | 76746.4 | NPgN | GSP | NG FES - Leading the Way | Total number of domestic heat pumps
NG FES - Leading the Way | Lct_BB56_NPgAggregate | Number of | NPgN | BLYTH 132kV | Total number of domestic heat pumps | BLYTH132 | 260.4 | 318.3 | 406.2 | 1016.1 | 1969.7 | 3063.2 | 4265.4 | 5346.4 | 6693.1 | 8070.2 | 9621.4 | 11031.9 | 12282 | 13412.1 | 14530.3 | 15620.9 | 16629.5 | 17692.9 | 18461.7 | 19230.4 | 19906.6 | 20525 | 21106.3 | 21389 | 21562.8 | 21727.2 | 21865.9 | 22069.6 | 22198.2 | 22313.7 | 22435.3 | 22552.5 | NPgN | GSP | NG FES - Leading the Way | Total number of domestic heat pumps
NG FES - Leading the Way | Lct_BB56_NPgAggregate | Number of | NPgN | FOURSTONES | Total number of domestic heat pumps | FOUR_1 | 64.4 | 74.5 | 92.3 | 337.6 | 755.2 | 1250.2 | 1787.8 | 2199.8 | 2711.3 | 3184.9 | 3762.2 | 4257.5 | 4689.7 | 5054.4 | 5410.6 | 5741.4 | 5988.6 | 6196 | 6345.4 | 6494.2 | 6625.4 | 6745.3 | 6858.1 | 6912.2 | 6944.9 | 6975 | 6999.8 | 7037.3 | 7060.3 | 7081 | 7102.8 | 7123.8 | NPgN | GSP | NG FES - Leading the Way | Total number of domestic heat pumps
NG FES - Leading the Way | Lct_BB56_NPgAggregate | Number of | NPgN | HARTMOOR | Total number of domestic heat pumps | HARM_6 | 329.6 | 396 | 534.3 | 1388.2 | 2328 | 3419.2 | 4667.8 | 6358.5 | 8443.7 | 10780.2 | 13048.7 | 15384.2 | 17933.2 | 20311.5 | 22678.6 | 25039.8 | 27391.9 | 30003.4 | 31893.8 | 33784.3 | 35451.8 | 36961 | 38373.7 | 39098.3 | 39567.9 | 39996.7 | 40362.6 | 40876.7 | 41224.6 | 41545.4 | 41879.4 | 42204.3 | NPgN | GSP | NG FES - Leading the Way | Total number of domestic heat pumps
NG FES - Leading the Way | Lct_BB56_NPgAggregate | Number of | NPgN | HAWTHORN PIT GRID | Total number of domestic heat pumps | HAWP_6 | 321.1 | 396.1 | 542.4 | 1390.7 | 2320.1 | 3386 | 4600.2 | 6417.7 | 8663.1 | 11267.9 | 13890.1 | 16626.3 | 19618.6 | 22421.8 | 25213.4 | 28002.7 | 30780.6 | 33881.9 | 36113.3 | 38344.3 | 40305.2 | 42086.3 | 43748.3 | 44545.6 | 45028.3 | 45477.7 | 45851.6 | 46412.8 | 46759.7 | 47068.7 | 47394.7 | 47707.7 | NPgN | GSP | NG FES - Leading the Way | Total number of domestic heat pumps
NG FES - Leading the Way | Lct_BB56_NPgAggregate | Number of | NPgN | KNARESBOROUGH | Total number of domestic heat pumps | KNARE_111 | 481.3 | 566.4 | 727.8 | 1668.6 | 2771.2 | 3993.3 | 5347.1 | 7226.3 | 9550.4 | 12221.2 | 15088.2 | 18025.5 | 21159.1 | 24053.3 | 26923 | 29763.7 | 32533.2 | 35604.9 | 37800.3 | 39998.8 | 41903.9 | 43621.2 | 45198.2 | 45875.4 | 46242.4 | 46639.2 | 46969.3 | 47500.3 | 47783.2 | 48015.2 | 48266.7 | 48499.9 | NPgN | GSP | NG FES - Leading the Way | Total number of domestic heat pumps
NG FES - Leading the Way | Lct_BB56_NPgAggregate | Number of | NPgN | LACKENBY | Total number of domestic heat pumps | LACK_6 | 487 | 594.7 | 805.1 | 2072.1 | 3504.9 | 5165.1 | 7057.1 | 9725.8 | 13019.9 | 16772.3 | 20502 | 24346.3 | 28523.6 | 32434.9 | 36329.6 | 40214.3 | 44067.9 | 48360.9 | 51461.2 | 54560.8 | 57279.2 | 59727.5 | 62017.7 | 63135.5 | 63831.9 | 64499.2 | 65067 | 65889.6 | 66415.1 | 66886.7 | 67381.9 | 67858.1 | NPgN | GSP | NG FES - Leading the Way | Total number of domestic heat pumps
NG FES - Leading the Way | Lct_BB56_NPgAggregate | Number of | NPgN | NORTON | Total number of domestic heat pumps | NORT_1 | 1450.7 | 1719.3 | 2283.9 | 5939.5 | 10159.9 | 15011.2 | 20492.1 | 27484 | 36113 | 45681.7 | 55257.4 | 64963.9 | 75357 | 84991.6 | 94561.4 | 104058.2 | 113390.6 | 123695.9 | 131141.5 | 138589.4 | 145126.1 | 151044.6 | 156551.4 | 159262.8 | 160968.9 | 162618.9 | 164034.3 | 166061.3 | 167369.8 | 168548.8 | 169784.6 | 170975.1 | NPgN | GSP | NG FES - Leading the Way | Total number of domestic heat pumps
NG FES - Leading the Way | Lct_BB56_NPgAggregate | Number of | NPgN | OFFERTON | Total number of domestic heat pumps | OFFE_3 | 108.9 | 127.9 | 178.6 | 532.9 | 919.3 | 1369.4 | 1885.7 | 2786.2 | 3900.8 | 5239 | 6617.7 | 8107.9 | 9753.5 | 11290 | 12818.6 | 14353.5 | 15884.3 | 17587.8 | 18804.1 | 20021.5 | 21097.2 | 22077.7 | 22984.3 | 23418 | 23673.5 | 23885.8 | 24052.6 | 24319.8 | 24480.2 | 24623.6 | 24775.7 | 24922.2 | NPgN | GSP | NG FES - Leading the Way | Total number of domestic heat pumps
NG FES - Leading the Way | Lct_BB56_NPgAggregate | Number of | NPgN | OSBALDWICK | Total number of domestic heat pumps | OSBA_1 | 1041.9 | 1240.2 | 1605.8 | 3714.1 | 6210.5 | 9092.2 | 12360.4 | 16625.8 | 21891.8 | 27756.2 | 33603.2 | 39554.5 | 45913 | 51819.2 | 57688.3 | 63527.1 | 69285.8 | 75662.7 | 80275.2 | 84892.3 | 88965.1 | 92686.9 | 96156.5 | 97885.6 | 98977.9 | 99999.7 | 100868.9 | 102115.9 | 102930.9 | 103671.3 | 104446.4 | 105195.9 | NPgN | GSP | NG FES - Leading the Way | Total number of domestic heat pumps
NG FES - Leading the Way | Lct_BB56_NPgAggregate | Number of | NPgN | POPPLETON | Total number of domestic heat pumps | POPP_3 | 139.7 | 165.3 | 223.3 | 598 | 1012.4 | 1493.4 | 2043.7 | 2804 | 3739.7 | 4789.9 | 5796.7 | 6842.8 | 7984.5 | 9049.5 | 10106.9 | 11160.5 | 12207.2 | 13377.3 | 14225.3 | 15074.2 | 15817.3 | 16485.9 | 17102.3 | 17406.6 | 17602.3 | 17803.1 | 17979.8 | 18225.7 | 18386.8 | 18531.5 | 18682.7 | 18827.9 | NPgN | GSP | NG FES - Leading the Way | Total number of domestic heat pumps
NG FES - Leading the Way | Lct_BB56_NPgAggregate | Number of | NPgN | SALTHOLME | Total number of domestic heat pumps | SALH_1 | 6 | 6.9 | 9.5 | 28.7 | 50.1 | 75.4 | 104.5 | 145.7 | 196 | 252.3 | 303.1 | 355.4 | 412.8 | 467.2 | 521.3 | 574.9 | 628 | 688.7 | 733.3 | 777.8 | 816.3 | 850.8 | 882.3 | 896.5 | 905.6 | 918.3 | 930.2 | 946.2 | 956.3 | 964.8 | 973.8 | 982.3 | NPgN | GSP | NG FES - Leading the Way | Total number of domestic heat pumps
NG FES - Leading the Way | Lct_BB56_NPgAggregate | Number of | NPgN | SOUTH SHIELDS | Total number of domestic heat pumps | SSHI_3 | 155.9 | 185.1 | 251.9 | 673.3 | 1127.4 | 1646.7 | 2238.9 | 3172.7 | 4327.1 | 5675.7 | 7045.4 | 8499.7 | 10103.2 | 11599.7 | 13090 | 14580.3 | 16067 | 17720.2 | 18904.9 | 20089.8 | 21132.5 | 22075.8 | 22952.2 | 23377.2 | 23633.3 | 23854.5 | 24033.4 | 24309 | 24479.2 | 24632.4 | 24794.2 | 24950.3 | NPgN | GSP | NG FES - Leading the Way | Total number of domestic heat pumps
NG FES - Leading the Way | Lct_BB56_NPgAggregate | Number of | NPgN | SPADEADAM | Total number of domestic heat pumps | KIELD01 and SPAD20 | 27.4 | 32.7 | 41.4 | 125.3 | 258.7 | 416.9 | 590.1 | 741.8 | 929.2 | 1112 | 1318.2 | 1503.6 | 1677.8 | 1830.3 | 1980 | 2122 | 2239.3 | 2352.7 | 2435.3 | 2517.9 | 2589.4 | 2654.1 | 2713.8 | 2740.5 | 2756.6 | 2777 | 2795.5 | 2821.6 | 2837.4 | 2850.7 | 2864.8 | 2878.1 | NPgN | GSP | NG FES - Leading the Way | Total number of domestic heat pumps
NG FES - Leading the Way | Lct_BB56_NPgAggregate | Number of | NPgN | SPENNYMOOR | Total number of domestic heat pumps | SPEN_1 | 1054.4 | 1322.3 | 1745.8 | 3840 | 6279.9 | 9089.4 | 12274.5 | 16520 | 21752.5 | 27608.4 | 33418.3 | 39326 | 45695.2 | 51625.9 | 57518.2 | 63369.7 | 69117.1 | 75505.7 | 80135.6 | 84769.3 | 88832 | 92528.4 | 95973.1 | 97636.5 | 98673.6 | 99729.5 | 100645.2 | 101954.2 | 102786.8 | 103527.7 | 104306.1 | 105051.7 | NPgN | GSP | NG FES - Leading the Way | Total number of domestic heat pumps
NG FES - Leading the Way | Lct_BB56_NPgAggregate | Number of | NPgN | STELLA NORTH | Total number of domestic heat pumps | STEN_1 | 603.8 | 706.2 | 947.3 | 2525.4 | 4304.9 | 6399.5 | 8811.6 | 12251.3 | 16479.5 | 21229.5 | 25697.4 | 30359.8 | 35471.7 | 40271.1 | 45047.2 | 49811.7 | 54553 | 59868.6 | 63734.3 | 67599.5 | 71000.8 | 74097.5 | 76971 | 78397 | 79316.9 | 80252.8 | 81075.1 | 82217.3 | 82969.4 | 83646.9 | 84354.6 | 85035.3 | NPgN | GSP | NG FES - Leading the Way | Total number of domestic heat pumps
NG FES - Leading the Way | Lct_BB56_NPgAggregate | Number of | NPgN | STELLA SOUTH | Total number of domestic heat pumps | STES_1 | 503.8 | 612.5 | 815.1 | 2000.2 | 3353.1 | 4913.5 | 6683.6 | 9088.2 | 12064 | 15435.8 | 18868.4 | 22393.6 | 26208 | 29753.7 | 33282 | 36801.6 | 40282.1 | 44118.9 | 46879.6 | 49641.2 | 52084.7 | 54313.9 | 56407 | 57458.5 | 58113.1 | 58667.1 | 59119.2 | 59792.1 | 60230.7 | 60634.2 | 61057 | 61468.6 | NPgN | GSP | NG FES - Leading the Way | Total number of domestic heat pumps
NG FES - Leading the Way | Lct_BB56_NPgAggregate | Number of | NPgN | TYNEMOUTH | Total number of domestic heat pumps | TYNE_1 | 503.9 | 588.2 | 797.9 | 2158.7 | 3608.6 | 5252 | 7118.9 | 9899.3 | 13323.4 | 17252.2 | 21126.5 | 25200.2 | 29683.3 | 33870.9 | 38032.7 | 42175.9 | 46296.2 | 50917.9 | 54248.4 | 57580.2 | 60482.6 | 63093.6 | 65495.8 | 66611.9 | 67284.7 | 67995.5 | 68610 | 69511.4 | 70057.3 | 70531.9 | 71034 | 71510.3 | NPgN | GSP | NG FES - Leading the Way | Total number of domestic heat pumps
NG FES - Leading the Way | Lct_BB56_NPgAggregate | Number of | NPgN | WEST BOLDON | Total number of domestic heat pumps | WBOL_6 | 613.2 | 730.4 | 1001.2 | 2715.5 | 4549.4 | 6639.9 | 9019.5 | 12695.7 | 17236.2 | 22521.7 | 27859.7 | 33483.1 | 39678.5 | 45469.9 | 51237.5 | 56998.3 | 62741.8 | 69145.7 | 73743 | 78339.3 | 82372 | 86012.5 | 89403.4 | 91027.2 | 92003.5 | 92893.8 | 93627 | 94741.7 | 95424.8 | 96033.1 | 96676 | 97293.4 | NPgN | GSP | NG FES - Leading the Way | Total number of domestic heat pumps
NG FES - Leading the Way | Lct_BB56_NPgAggregate | Number of | NPgY | BRADFORD WEST | Total number of domestic heat pumps | BRAW_1 | 1083.7 | 1239.7 | 1772.6 | 4814.6 | 8280.1 | 12306.2 | 16884.1 | 23083.9 | 31213.4 | 40633.7 | 50137 | 59998.9 | 70370.6 | 80394.6 | 90247.9 | 100056.4 | 109828.6 | 119135.9 | 126887.6 | 134628.5 | 141378.5 | 147543 | 152218.8 | 154815.8 | 156459.1 | 158023.9 | 159334.2 | 160808.4 | 162021.6 | 163289.2 | 164420.2 | 165504.4 | NPgY | GSP | NG FES - Leading the Way | Total number of domestic heat pumps
NG FES - Leading the Way | Lct_BB56_NPgAggregate | Number of | NPgY | CAMBLESFORTH | Total number of domestic heat pumps | CAMB_01 | 100.9 | 118.1 | 164.2 | 432.3 | 800.4 | 1222.8 | 1694 | 2231.1 | 2921.7 | 3691.7 | 4465.4 | 5175.7 | 5880.5 | 6557.9 | 7212.5 | 7858.5 | 8501.3 | 9114.9 | 9627.9 | 10140.7 | 10585.5 | 10991.3 | 11300.3 | 11468.8 | 11577 | 11684.8 | 11777.2 | 11880.1 | 11963.8 | 12050.8 | 12128.4 | 12202.6 | NPgY | GSP | NG FES - Leading the Way | Total number of domestic heat pumps
NG FES - Leading the Way | Lct_BB56_NPgAggregate | Number of | NPgY | CREYKE BECK | Total number of domestic heat pumps | CREB_1 | 1805.8 | 2061.9 | 2779.2 | 6382.5 | 10603 | 15351.6 | 20663.5 | 27333.5 | 36045.1 | 45931.8 | 55805.5 | 65450.3 | 75441.3 | 85014.9 | 94386.2 | 103650.7 | 112889.1 | 121644.5 | 128934.9 | 136224.3 | 142523.8 | 148282.1 | 152707.6 | 155124.4 | 156658.8 | 158065.7 | 159232.4 | 160532.9 | 161612.6 | 162759.7 | 163772.1 | 164745.4 | NPgY | GSP | NG FES - Leading the Way | Total number of domestic heat pumps
NG FES - Leading the Way | Lct_BB56_NPgAggregate | Number of | NPgY | DRAX | Total number of domestic heat pumps | DRAX_YEDL | 287.6 | 328.8 | 432 | 965.1 | 1686.5 | 2515.9 | 3443.8 | 4506.7 | 5683.1 | 6857.9 | 8014.5 | 9014 | 9993.2 | 10916.5 | 11797.1 | 12654.9 | 13509.9 | 14327.3 | 15014.2 | 15703.7 | 16303.9 | 16858.1 | 17300.4 | 17566.7 | 17758.2 | 17937.9 | 18096.9 | 18266.4 | 18417 | 18575 | 18720.6 | 18863.2 | NPgY | GSP | NG FES - Leading the Way | Total number of domestic heat pumps
NG FES - Leading the Way | Lct_BB56_NPgAggregate | Number of | NPgY | ELLAND | Total number of domestic heat pumps | ELLA_1 | 836.7 | 962.6 | 1381.8 | 3706.3 | 6282.5 | 9239.3 | 12587.1 | 17111.9 | 23276 | 30543.9 | 37851.4 | 45445.8 | 53452.4 | 61183.2 | 68780.3 | 76336.9 | 83863.9 | 91020.2 | 96975.3 | 102919.1 | 108080.3 | 112785.9 | 116338.5 | 118273 | 119473.7 | 120625.5 | 121582.6 | 122667 | 123544.8 | 124463.5 | 125275.4 | 126049.9 | NPgY | GSP | NG FES - Leading the Way | Total number of domestic heat pumps
NG FES - Leading the Way | Lct_BB56_NPgAggregate | Number of | NPgY | FERRYBRIDGE A | Total number of domestic heat pumps | FERRA2 | 496.6 | 597.5 | 834.1 | 1819.6 | 2983 | 4334.3 | 5876.2 | 7915.8 | 10228 | 12664.5 | 15090.6 | 17502.9 | 20012.6 | 22441.7 | 24850 | 27243.2 | 29626.9 | 31911.1 | 33829.3 | 35755.6 | 37437.2 | 38981.9 | 40194.8 | 40896.2 | 41383.9 | 41856.1 | 42272.4 | 42721.8 | 43108 | 43510.5 | 43878.3 | 44235.2 | NPgY | GSP | NG FES - Leading the Way | Total number of domestic heat pumps
NG FES - Leading the Way | Lct_BB56_NPgAggregate | Number of | NPgY | FERRYBRIDGE B | Total number of domestic heat pumps | FERRB9 | 751.9 | 870.6 | 1240.5 | 3296.9 | 5732.2 | 8578.9 | 11820.8 | 16001.6 | 20895.2 | 26151.3 | 31458.4 | 36760.5 | 42264 | 47586 | 52833.8 | 58046 | 63244.5 | 68210 | 72363.3 | 76515.8 | 80146.7 | 83480.1 | 86079.1 | 87584.4 | 88610.3 | 89579 | 90418.2 | 91331.8 | 92117.3 | 92936.9 | 93684.7 | 94410.3 | NPgY | GSP | NG FES - Leading the Way | Total number of domestic heat pumps
NG FES - Leading the Way | Lct_BB56_NPgAggregate | Number of | NPgY | GRIMSBY WEST | Total number of domestic heat pumps | GRIW_1 | 488.6 | 561 | 775.1 | 1845.6 | 3055.4 | 4410.4 | 5930.7 | 7906.9 | 10684.9 | 13980.7 | 17265.3 | 20587.4 | 24056.8 | 27409.5 | 30721.2 | 34012.3 | 37285 | 40396.7 | 42992.1 | 45591 | 47831.4 | 49867.8 | 51399.7 | 52199.7 | 52688.9 | 53184.1 | 53599.4 | 54070.7 | 54439.9 | 54825.5 | 55161.5 | 55479.1 | NPgY | GSP | NG FES - Leading the Way | Total number of domestic heat pumps
NG FES - Leading the Way | Lct_BB56_NPgAggregate | Number of | NPgY | JORDANTHORPE | Total number of domestic heat pumps | JORD_3 | 136.4 | 155.7 | 229.5 | 659.2 | 1158 | 1734 | 2389.2 | 3246.1 | 4417.6 | 5788.6 | 7124.3 | 8500.3 | 9937.5 | 11343.8 | 12736.8 | 14122.7 | 15492.7 | 16812.8 | 17925.6 | 19039.5 | 19993.2 | 20854.4 | 21491.7 | 21811.9 | 22016.3 | 22275.9 | 22510.7 | 22773.7 | 22971.6 | 23169.3 | 23345.1 | 23509.2 | NPgY | GSP | NG FES - Leading the Way | Total number of domestic heat pumps
NG FES - Leading the Way | Lct_BB56_NPgAggregate | Number of | NPgY | KEADBY | Total number of domestic heat pumps | KEAD_YEDL | 943.5 | 1097.4 | 1486 | 3568.9 | 6402.1 | 9651.1 | 13274.2 | 17452.1 | 22513.7 | 27956.4 | 33382.9 | 38247.2 | 43071.1 | 47676.4 | 52085.4 | 56408.7 | 60718.3 | 64828.9 | 68269.1 | 71718.9 | 74720.7 | 77471.9 | 79617.2 | 80817.7 | 81619.6 | 82373.6 | 83021.4 | 83727.9 | 84326.8 | 84956.5 | 85523.4 | 86071.6 | NPgY | GSP | NG FES - Leading the Way | Total number of domestic heat pumps
NG FES - Leading the Way | Lct_BB56_NPgAggregate | Number of | NPgY | KIRKSTALL B | Total number of domestic heat pumps | KIRKB1 | 496.7 | 569.6 | 853.7 | 2512.9 | 4288.1 | 6340.6 | 8685 | 11815.2 | 15758.8 | 20197 | 24622.4 | 29255.6 | 34155 | 38912.1 | 43638.3 | 48342.4 | 53019.9 | 57488.4 | 61229 | 64959 | 68180 | 71116.4 | 73350.7 | 74580.5 | 75392.4 | 76242.6 | 76987.2 | 77811.3 | 78481.4 | 79169.6 | 79790.4 | 80383.7 | NPgY | GSP | NG FES - Leading the Way | Total number of domestic heat pumps
NG FES - Leading the Way | Lct_BB56_NPgAggregate | Number of | NPgY | NEEPSEND | Total number of domestic heat pumps | NEEP_3 | 224.3 | 258.5 | 371.6 | 971.1 | 1633.8 | 2399.1 | 3272.2 | 4498.9 | 6104.5 | 7976.6 | 9875.2 | 11878.4 | 13997.4 | 16044.6 | 18072.7 | 20097 | 22115.1 | 24033.5 | 25628.9 | 27221.3 | 28611.5 | 29883.1 | 30848.7 | 31392.5 | 31735.1 | 32049.4 | 32308.5 | 32601.1 | 32845.2 | 33102.2 | 33331.4 | 33551.9 | NPgY | GSP | NG FES - Leading the Way | Total number of domestic heat pumps
NG FES - Leading the Way | Lct_BB56_NPgAggregate | Number of | NPgY | NORTON LEES | Total number of domestic heat pumps | NORL_3 | 189.4 | 219.7 | 325.1 | 887 | 1504 | 2218.1 | 3035.5 | 4178.8 | 5729.4 | 7558.4 | 9358.7 | 11278.2 | 13312.3 | 15289 | 17248.9 | 19203.4 | 21140.5 | 22996.8 | 24552.2 | 26101.3 | 27432.5 | 28640.3 | 29536 | 30012.8 | 30313.6 | 30655.1 | 30954.5 | 31292.7 | 31555.7 | 31822.4 | 32060.4 | 32284.8 | NPgY | GSP | NG FES - Leading the Way | Total number of domestic heat pumps
NG FES - Leading the Way | Lct_BB56_NPgAggregate | Number of | NPgY | PITSMOOR 3/4 | Total number of domestic heat pumps | PITS_BB_B | 73.1 | 85.7 | 129.8 | 370.8 | 636.4 | 947 | 1303.7 | 1819.6 | 2498.3 | 3296.2 | 4111.8 | 4978.4 | 5898 | 6794 | 7686.5 | 8578.6 | 9469 | 10316.3 | 11022.1 | 11725.1 | 12338.3 | 12899.6 | 13331.4 | 13571.4 | 13725 | 13863.7 | 13979 | 14107.1 | 14214.7 | 14328.1 | 14429.4 | 14527 | NPgY | GSP | NG FES - Leading the Way | Total number of domestic heat pumps
NG FES - Leading the Way | Lct_BB56_NPgAggregate | Number of | NPgY | SALTEND NORTH | Total number of domestic heat pumps | SALT_1 | 233.6 | 271.5 | 369.4 | 825.8 | 1358.8 | 1963.2 | 2642.6 | 3527.4 | 4679.7 | 5995 | 7311 | 8617.6 | 9979.2 | 11289.2 | 12574.4 | 13847.8 | 15117.6 | 16323.5 | 17328.3 | 18331.4 | 19198.9 | 19992.2 | 20603.1 | 20937.4 | 21150.9 | 21346.9 | 21510.3 | 21691.9 | 21842.9 | 22002.9 | 22144.7 | 22281 | NPgY | GSP | NG FES - Leading the Way | Total number of domestic heat pumps
NG FES - Leading the Way | Lct_BB56_NPgAggregate | Number of | NPgY | SHEFFIELD CITY | Total number of domestic heat pumps | SHEC_3 | 107.2 | 124.9 | 183.8 | 494.4 | 827.6 | 1209.5 | 1644.6 | 2253 | 3055.2 | 3994.5 | 4943.8 | 5946.2 | 7009 | 8038.4 | 9061.8 | 10082.6 | 11099.7 | 12066.6 | 12871.8 | 13670.9 | 14361.3 | 14991.7 | 15470.3 | 15735.8 | 15904.3 | 16065.3 | 16200.3 | 16351.9 | 16476.6 | 16606.9 | 16723.2 | 16834.6 | NPgY | GSP | NG FES - Leading the Way | Total number of domestic heat pumps
NG FES - Leading the Way | Lct_BB56_NPgAggregate | Number of | NPgY | SKELTON GRANGE | Total number of domestic heat pumps | SKLGB1 | 1156.4 | 1332.2 | 1995.9 | 5832.1 | 9945.9 | 14711.1 | 20157.9 | 27531.1 | 36936.3 | 47635 | 58408.7 | 69766.7 | 81781.3 | 93428.4 | 104997.2 | 116531.3 | 128013.6 | 138960.2 | 148096 | 157187.7 | 165061.4 | 172250 | 177712.1 | 180764.5 | 182750.3 | 184734.4 | 186439.3 | 188338.8 | 189900.6 | 191515.5 | 192970.6 | 194365.4 | NPgY | GSP | NG FES - Leading the Way | Total number of domestic heat pumps
NG FES - Leading the Way | Lct_BB56_NPgAggregate | Number of | NPgY | TEMPLEBOROUGH 275/33KV | Total number of domestic heat pumps | TEMP_3 | 11.5 | 13.2 | 20.1 | 62.1 | 109.5 | 165.9 | 231.1 | 319.3 | 433.2 | 562.6 | 687.6 | 820.1 | 960 | 1097.8 | 1234.6 | 1370.8 | 1505.4 | 1635.8 | 1746.2 | 1856.7 | 1951.4 | 2037 | 2100.9 | 2133.7 | 2155.8 | 2184.5 | 2211 | 2240.3 | 2262.7 | 2285 | 2305.1 | 2324 | NPgY | GSP | NG FES - Leading the Way | Total number of domestic heat pumps
NG FES - Leading the Way | Lct_BB56_NPgAggregate | Number of | NPgY | THURCROFT | Total number of domestic heat pumps | THUR_6 | 783 | 918.6 | 1270.5 | 2863.7 | 4627.2 | 6610.7 | 8842.8 | 11761.6 | 15386 | 19420.7 | 23491.7 | 27543.3 | 31786.6 | 35859.8 | 39885.3 | 43876.2 | 47865.2 | 51638.7 | 54777.1 | 57913.2 | 60633.3 | 63130.5 | 65082.3 | 66183.3 | 66902.3 | 67519.9 | 68029.6 | 68589.1 | 69074.4 | 69595.3 | 70059.9 | 70511.7 | NPgY | GSP | NG FES - Leading the Way | Total number of domestic heat pumps
NG FES - Leading the Way | Lct_BB56_NPgAggregate | Number of | NPgY | WEST MELTON / THORPE MARSH | Total number of domestic heat pumps | WMEL_THOM | 1187.2 | 1425.9 | 2020.8 | 4580.1 | 7435.8 | 10683.8 | 14365.9 | 19323 | 25627.8 | 32780.9 | 39936.4 | 47227.5 | 54884.5 | 62296.2 | 69651.4 | 76969.3 | 84257.9 | 91200.2 | 97000.1 | 102789.9 | 107791.9 | 112362.6 | 115876.4 | 117806.8 | 119062.6 | 120278.2 | 121317.3 | 122466.2 | 123415.8 | 124409.3 | 125297 | 126149.4 | NPgY | GSP | NG FES - Leading the Way | Total number of domestic heat pumps
NG FES - Leading the Way | Lct_BB56_NPgAggregate | Number of | NPgY | WEST MELTON SECTION 3 | Total number of domestic heat pumps | WMEL_BB3 | 1095.6 | 1295 | 1844.1 | 4555.4 | 7689.3 | 11369.1 | 15581 | 21254.4 | 27835.3 | 34923.3 | 42084.3 | 49391.9 | 57057.3 | 64475.3 | 71806.7 | 79100.9 | 86380.2 | 93332.3 | 99143.8 | 104954.4 | 110045.7 | 114725.7 | 118386.3 | 120523.6 | 121979.9 | 123321.5 | 124477.3 | 125734 | 126825.6 | 127969.6 | 129013.9 | 130029.7 | NPgY | GSP | NG FES - Leading the Way | Total number of domestic heat pumps
NG FES - Leading the Way | Lct_BB56_NPgAggregate | Number of | NPgY | WINCOBANK | Total number of domestic heat pumps | WIBA_3 | 36.3 | 42.4 | 63.5 | 181.3 | 305.8 | 448.9 | 612 | 830.8 | 1103.2 | 1408.4 | 1717.3 | 2038.6 | 2378.8 | 2708.2 | 3036 | 3362.3 | 3687.9 | 3997.2 | 4255 | 4511.1 | 4732.4 | 4935.1 | 5092 | 5180.5 | 5239.2 | 5294.2 | 5341.1 | 5392.6 | 5436.1 | 5481.8 | 5523 | 5562.8 | NPgY | GSP | NG FES - Leading the Way | Total number of domestic heat pumps
NG FES - Leading the Way | Lct_BB78_NPgAggregate | Number of | NPgN | BLYTH 66kV | Total number of I&C heat pumps | BLYTB1 | 124 | 134 | 154 | 181 | 217 | 261 | 310 | 377 | 461 | 578 | 695 | 814 | 941 | 1062 | 1182 | 1303 | 1423 | 1564 | 1669 | 1776 | 1884 | 1990 | 2087 | 2143 | 2195 | 2245 | 2294 | 2352 | 2393 | 2435 | 2479 | 2523 | NPgN | GSP | NG FES - Leading the Way | Total number of I&C heat pumps
NG FES - Leading the Way | Lct_BB78_NPgAggregate | Number of | NPgN | BLYTH 132kV | Total number of I&C heat pumps | BLYTH132 | 75 | 81 | 93 | 109 | 131 | 158 | 188 | 229 | 279 | 350 | 421 | 493 | 570 | 643 | 716 | 789 | 862 | 947 | 1011 | 1076 | 1141 | 1205 | 1264 | 1298 | 1329 | 1360 | 1389 | 1424 | 1449 | 1474 | 1501 | 1527 | NPgN | GSP | NG FES - Leading the Way | Total number of I&C heat pumps
NG FES - Leading the Way | Lct_BB78_NPgAggregate | Number of | NPgN | FOURSTONES | Total number of I&C heat pumps | FOUR_1 | 30 | 33 | 37 | 44 | 53 | 63 | 75 | 91 | 112 | 140 | 168 | 197 | 228 | 257 | 286 | 315 | 344 | 378 | 404 | 430 | 456 | 481 | 505 | 518 | 531 | 543 | 555 | 569 | 579 | 589 | 599 | 610 | NPgN | GSP | NG FES - Leading the Way | Total number of I&C heat pumps
NG FES - Leading the Way | Lct_BB78_NPgAggregate | Number of | NPgN | HARTMOOR | Total number of I&C heat pumps | HARM_6 | 69 | 74 | 84 | 98 | 117 | 140 | 165 | 200 | 243 | 302 | 361 | 421 | 484 | 542 | 600 | 657 | 713 | 779 | 826 | 873 | 920 | 965 | 1006 | 1026 | 1044 | 1060 | 1076 | 1095 | 1107 | 1118 | 1130 | 1142 | NPgN | GSP | NG FES - Leading the Way | Total number of I&C heat pumps
NG FES - Leading the Way | Lct_BB78_NPgAggregate | Number of | NPgN | HAWTHORN PIT GRID | Total number of I&C heat pumps | HAWP_6 | 68 | 73 | 83 | 97 | 116 | 139 | 164 | 198 | 240 | 299 | 358 | 417 | 479 | 537 | 594 | 650 | 706 | 771 | 818 | 864 | 911 | 956 | 996 | 1016 | 1033 | 1050 | 1065 | 1084 | 1095 | 1106 | 1118 | 1130 | NPgN | GSP | NG FES - Leading the Way | Total number of I&C heat pumps
NG FES - Leading the Way | Lct_BB78_NPgAggregate | Number of | NPgN | KNARESBOROUGH | Total number of I&C heat pumps | KNARE_111 | 189 | 205 | 235 | 277 | 334 | 403 | 480 | 586 | 718 | 903 | 1090 | 1280 | 1484 | 1680 | 1876 | 2074 | 2273 | 2506 | 2683 | 2864 | 3049 | 3231 | 3401 | 3504 | 3601 | 3695 | 3788 | 3896 | 3978 | 4060 | 4147 | 4235 | NPgN | GSP | NG FES - Leading the Way | Total number of I&C heat pumps
NG FES - Leading the Way | Lct_BB78_NPgAggregate | Number of | NPgN | LACKENBY | Total number of I&C heat pumps | LACK_6 | 111 | 120 | 137 | 161 | 193 | 233 | 276 | 336 | 411 | 514 | 619 | 725 | 837 | 944 | 1051 | 1158 | 1265 | 1390 | 1483 | 1578 | 1673 | 1767 | 1853 | 1902 | 1948 | 1992 | 2034 | 2085 | 2121 | 2158 | 2196 | 2235 | NPgN | GSP | NG FES - Leading the Way | Total number of I&C heat pumps
NG FES - Leading the Way | Lct_BB78_NPgAggregate | Number of | NPgN | NORTON | Total number of I&C heat pumps | NORT_1 | 397 | 430 | 491 | 576 | 692 | 831 | 986 | 1199 | 1463 | 1831 | 2201 | 2575 | 2974 | 3350 | 3726 | 4102 | 4478 | 4916 | 5239 | 5570 | 5902 | 6227 | 6526 | 6694 | 6849 | 6997 | 7141 | 7314 | 7434 | 7555 | 7683 | 7811 | NPgN | GSP | NG FES - Leading the Way | Total number of I&C heat pumps
NG FES - Leading the Way | Lct_BB78_NPgAggregate | Number of | NPgN | OFFERTON | Total number of I&C heat pumps | OFFE_3 | 46 | 49 | 56 | 65 | 78 | 93 | 110 | 133 | 162 | 202 | 241 | 281 | 323 | 362 | 401 | 439 | 477 | 521 | 553 | 585 | 616 | 647 | 674 | 688 | 700 | 712 | 723 | 736 | 744 | 752 | 761 | 769 | NPgN | GSP | NG FES - Leading the Way | Total number of I&C heat pumps
NG FES - Leading the Way | Lct_BB78_NPgAggregate | Number of | NPgN | OSBALDWICK | Total number of I&C heat pumps | OSBA_1 | 340 | 368 | 419 | 491 | 589 | 706 | 836 | 1014 | 1236 | 1544 | 1853 | 2165 | 2496 | 2808 | 3118 | 3426 | 3734 | 4092 | 4354 | 4620 | 4887 | 5147 | 5384 | 5512 | 5630 | 5742 | 5850 | 5981 | 6068 | 6156 | 6249 | 6342 | NPgN | GSP | NG FES - Leading the Way | Total number of I&C heat pumps
NG FES - Leading the Way | Lct_BB78_NPgAggregate | Number of | NPgN | POPPLETON | Total number of I&C heat pumps | POPP_3 | 46 | 49 | 56 | 65 | 78 | 93 | 110 | 133 | 162 | 202 | 241 | 281 | 323 | 362 | 401 | 439 | 477 | 521 | 553 | 585 | 616 | 647 | 674 | 688 | 700 | 712 | 722 | 736 | 744 | 752 | 760 | 768 | NPgN | GSP | NG FES - Leading the Way | Total number of I&C heat pumps
NG FES - Leading the Way | Lct_BB78_NPgAggregate | Number of | NPgN | SALTHOLME | Total number of I&C heat pumps | SALH_1 | 6 | 6 | 7 | 9 | 10 | 12 | 15 | 18 | 22 | 27 | 32 | 38 | 43 | 49 | 54 | 59 | 64 | 70 | 75 | 79 | 84 | 88 | 92 | 94 | 96 | 98 | 99 | 102 | 103 | 104 | 106 | 107 | NPgN | GSP | NG FES - Leading the Way | Total number of I&C heat pumps
NG FES - Leading the Way | Lct_BB78_NPgAggregate | Number of | NPgN | SOUTH SHIELDS | Total number of I&C heat pumps | SSHI_3 | 50 | 54 | 62 | 72 | 86 | 103 | 121 | 146 | 178 | 221 | 265 | 308 | 354 | 396 | 438 | 480 | 521 | 569 | 603 | 637 | 671 | 704 | 733 | 747 | 760 | 772 | 783 | 796 | 804 | 812 | 821 | 829 | NPgN | GSP | NG FES - Leading the Way | Total number of I&C heat pumps
NG FES - Leading the Way | Lct_BB78_NPgAggregate | Number of | NPgN | SPADEADAM | Total number of I&C heat pumps | KIELD01 and SPAD20 | 12 | 13 | 14 | 17 | 20 | 24 | 29 | 35 | 43 | 54 | 65 | 76 | 88 | 99 | 111 | 122 | 133 | 146 | 156 | 166 | 176 | 186 | 195 | 200 | 205 | 210 | 214 | 220 | 224 | 228 | 232 | 236 | NPgN | GSP | NG FES - Leading the Way | Total number of I&C heat pumps
NG FES - Leading the Way | Lct_BB78_NPgAggregate | Number of | NPgN | SPENNYMOOR | Total number of I&C heat pumps | SPEN_1 | 223 | 240 | 273 | 318 | 380 | 454 | 536 | 648 | 787 | 980 | 1173 | 1365 | 1568 | 1758 | 1945 | 2129 | 2312 | 2525 | 2676 | 2829 | 2982 | 3128 | 3259 | 3324 | 3381 | 3434 | 3484 | 3548 | 3584 | 3620 | 3659 | 3697 | NPgN | GSP | NG FES - Leading the Way | Total number of I&C heat pumps
NG FES - Leading the Way | Lct_BB78_NPgAggregate | Number of | NPgN | STELLA NORTH | Total number of I&C heat pumps | STEN_1 | 195 | 211 | 240 | 281 | 337 | 404 | 479 | 581 | 708 | 884 | 1061 | 1240 | 1429 | 1608 | 1785 | 1961 | 2137 | 2342 | 2491 | 2643 | 2795 | 2943 | 3078 | 3150 | 3217 | 3279 | 3340 | 3413 | 3462 | 3510 | 3562 | 3614 | NPgN | GSP | NG FES - Leading the Way | Total number of I&C heat pumps
NG FES - Leading the Way | Lct_BB78_NPgAggregate | Number of | NPgN | STELLA SOUTH | Total number of I&C heat pumps | STES_1 | 133 | 143 | 163 | 190 | 228 | 273 | 322 | 390 | 475 | 592 | 710 | 828 | 952 | 1069 | 1185 | 1300 | 1415 | 1548 | 1643 | 1741 | 1838 | 1932 | 2017 | 2061 | 2101 | 2139 | 2174 | 2218 | 2246 | 2274 | 2303 | 2332 | NPgN | GSP | NG FES - Leading the Way | Total number of I&C heat pumps
NG FES - Leading the Way | Lct_BB78_NPgAggregate | Number of | NPgN | TYNEMOUTH | Total number of I&C heat pumps | TYNE_1 | 123 | 133 | 152 | 179 | 215 | 259 | 307 | 374 | 457 | 572 | 689 | 807 | 933 | 1052 | 1172 | 1292 | 1412 | 1552 | 1656 | 1762 | 1870 | 1975 | 2072 | 2128 | 2180 | 2230 | 2279 | 2337 | 2379 | 2421 | 2465 | 2509 | NPgN | GSP | NG FES - Leading the Way | Total number of I&C heat pumps
NG FES - Leading the Way | Lct_BB78_NPgAggregate | Number of | NPgN | WEST BOLDON | Total number of I&C heat pumps | WBOL_6 | 160 | 172 | 196 | 229 | 274 | 328 | 387 | 468 | 569 | 710 | 850 | 990 | 1139 | 1278 | 1415 | 1552 | 1687 | 1844 | 1957 | 2071 | 2185 | 2295 | 2394 | 2445 | 2490 | 2532 | 2573 | 2623 | 2653 | 2683 | 2716 | 2748 | NPgN | GSP | NG FES - Leading the Way | Total number of I&C heat pumps
NG FES - Leading the Way | Lct_BB78_NPgAggregate | Number of | NPgY | BRADFORD WEST | Total number of I&C heat pumps | BRAW_1 | 453 | 472 | 541 | 624 | 732 | 861 | 1001 | 1190 | 1506 | 1877 | 2248 | 2621 | 2991 | 3357 | 3719 | 4078 | 4435 | 4786 | 5081 | 5378 | 5676 | 5962 | 6181 | 6313 | 6431 | 6542 | 6647 | 6757 | 6836 | 6916 | 7000 | 7083 | NPgY | GSP | NG FES - Leading the Way | Total number of I&C heat pumps
NG FES - Leading the Way | Lct_BB78_NPgAggregate | Number of | NPgY | CAMBLESFORTH | Total number of I&C heat pumps | CAMB_01 | 35 | 37 | 43 | 50 | 59 | 70 | 82 | 98 | 124 | 156 | 188 | 221 | 254 | 287 | 320 | 353 | 387 | 420 | 449 | 479 | 509 | 539 | 562 | 579 | 594 | 608 | 623 | 638 | 650 | 663 | 676 | 690 | NPgY | GSP | NG FES - Leading the Way | Total number of I&C heat pumps
NG FES - Leading the Way | Lct_BB78_NPgAggregate | Number of | NPgY | CREYKE BECK | Total number of I&C heat pumps | CREB_1 | 443 | 463 | 533 | 617 | 728 | 859 | 1003 | 1197 | 1520 | 1903 | 2288 | 2677 | 3067 | 3457 | 3845 | 4234 | 4622 | 5010 | 5340 | 5677 | 6017 | 6349 | 6611 | 6783 | 6941 | 7092 | 7239 | 7394 | 7516 | 7640 | 7770 | 7901 | NPgY | GSP | NG FES - Leading the Way | Total number of I&C heat pumps
NG FES - Leading the Way | Lct_BB78_NPgAggregate | Number of | NPgY | DRAX | Total number of I&C heat pumps | DRAX_YEDL | 47 | 49 | 57 | 66 | 78 | 93 | 109 | 130 | 166 | 208 | 252 | 295 | 340 | 384 | 429 | 474 | 519 | 565 | 604 | 645 | 686 | 726 | 759 | 781 | 802 | 823 | 844 | 865 | 883 | 901 | 920 | 939 | NPgY | GSP | NG FES - Leading the Way | Total number of I&C heat pumps
NG FES - Leading the Way | Lct_BB78_NPgAggregate | Number of | NPgY | ELLAND | Total number of I&C heat pumps | ELLA_1 | 334 | 348 | 399 | 460 | 540 | 634 | 738 | 877 | 1109 | 1382 | 1655 | 1929 | 2201 | 2470 | 2736 | 3000 | 3261 | 3519 | 3735 | 3953 | 4170 | 4380 | 4540 | 4636 | 4722 | 4802 | 4878 | 4958 | 5015 | 5072 | 5133 | 5193 | NPgY | GSP | NG FES - Leading the Way | Total number of I&C heat pumps
NG FES - Leading the Way | Lct_BB78_NPgAggregate | Number of | NPgY | FERRYBRIDGE A | Total number of I&C heat pumps | FERRA2 | 71 | 74 | 85 | 99 | 117 | 138 | 162 | 193 | 246 | 308 | 371 | 435 | 499 | 563 | 627 | 692 | 757 | 821 | 877 | 934 | 992 | 1048 | 1094 | 1124 | 1152 | 1180 | 1207 | 1235 | 1259 | 1282 | 1307 | 1332 | NPgY | GSP | NG FES - Leading the Way | Total number of I&C heat pumps
NG FES - Leading the Way | Lct_BB78_NPgAggregate | Number of | NPgY | FERRYBRIDGE B | Total number of I&C heat pumps | FERRB9 | 213 | 223 | 257 | 297 | 350 | 413 | 483 | 576 | 732 | 916 | 1101 | 1288 | 1476 | 1663 | 1850 | 2037 | 2225 | 2411 | 2570 | 2733 | 2897 | 3057 | 3184 | 3267 | 3343 | 3417 | 3489 | 3565 | 3625 | 3685 | 3749 | 3814 | NPgY | GSP | NG FES - Leading the Way | Total number of I&C heat pumps
NG FES - Leading the Way | Lct_BB78_NPgAggregate | Number of | NPgY | GRIMSBY WEST | Total number of I&C heat pumps | GRIW_1 | 127 | 132 | 152 | 175 | 205 | 242 | 281 | 334 | 423 | 528 | 632 | 737 | 842 | 945 | 1048 | 1149 | 1250 | 1350 | 1433 | 1518 | 1603 | 1685 | 1747 | 1785 | 1820 | 1852 | 1883 | 1915 | 1938 | 1962 | 1987 | 2011 | NPgY | GSP | NG FES - Leading the Way | Total number of I&C heat pumps
NG FES - Leading the Way | Lct_BB78_NPgAggregate | Number of | NPgY | JORDANTHORPE | Total number of I&C heat pumps | JORD_3 | 41 | 43 | 49 | 57 | 67 | 79 | 92 | 109 | 138 | 173 | 208 | 243 | 278 | 312 | 347 | 382 | 416 | 450 | 479 | 509 | 538 | 567 | 590 | 604 | 617 | 630 | 642 | 655 | 665 | 675 | 685 | 696 | NPgY | GSP | NG FES - Leading the Way | Total number of I&C heat pumps
NG FES - Leading the Way | Lct_BB78_NPgAggregate | Number of | NPgY | KEADBY | Total number of I&C heat pumps | KEAD_YEDL | 251 | 263 | 303 | 352 | 416 | 491 | 575 | 688 | 876 | 1098 | 1324 | 1552 | 1782 | 2013 | 2244 | 2476 | 2709 | 2942 | 3144 | 3350 | 3558 | 3763 | 3927 | 4038 | 4142 | 4242 | 4340 | 4444 | 4528 | 4613 | 4703 | 4794 | NPgY | GSP | NG FES - Leading the Way | Total number of I&C heat pumps
NG FES - Leading the Way | Lct_BB78_NPgAggregate | Number of | NPgY | KIRKSTALL B | Total number of I&C heat pumps | KIRKB1 | 196 | 204 | 234 | 269 | 316 | 371 | 432 | 513 | 649 | 808 | 968 | 1128 | 1286 | 1443 | 1597 | 1751 | 1903 | 2052 | 2177 | 2304 | 2429 | 2551 | 2643 | 2697 | 2746 | 2792 | 2835 | 2880 | 2912 | 2943 | 2977 | 3011 | NPgY | GSP | NG FES - Leading the Way | Total number of I&C heat pumps
NG FES - Leading the Way | Lct_BB78_NPgAggregate | Number of | NPgY | NEEPSEND | Total number of I&C heat pumps | NEEP_3 | 80 | 84 | 96 | 110 | 130 | 152 | 177 | 210 | 266 | 331 | 396 | 462 | 527 | 591 | 654 | 717 | 779 | 841 | 892 | 944 | 995 | 1045 | 1083 | 1105 | 1125 | 1144 | 1161 | 1180 | 1193 | 1206 | 1220 | 1233 | NPgY | GSP | NG FES - Leading the Way | Total number of I&C heat pumps
NG FES - Leading the Way | Lct_BB78_NPgAggregate | Number of | NPgY | NORTON LEES | Total number of I&C heat pumps | NORL_3 | 63 | 66 | 75 | 87 | 102 | 120 | 139 | 166 | 209 | 261 | 312 | 364 | 415 | 466 | 516 | 565 | 614 | 663 | 703 | 744 | 784 | 823 | 853 | 871 | 887 | 901 | 915 | 930 | 940 | 950 | 961 | 972 | NPgY | GSP | NG FES - Leading the Way | Total number of I&C heat pumps
NG FES - Leading the Way | Lct_BB78_NPgAggregate | Number of | NPgY | PITSMOOR 3/4 | Total number of I&C heat pumps | PITS_BB_B | 40 | 41 | 47 | 55 | 64 | 75 | 88 | 104 | 132 | 164 | 196 | 229 | 261 | 293 | 324 | 355 | 386 | 416 | 442 | 467 | 493 | 517 | 536 | 547 | 557 | 566 | 575 | 584 | 591 | 597 | 604 | 611 | NPgY | GSP | NG FES - Leading the Way | Total number of I&C heat pumps
NG FES - Leading the Way | Lct_BB78_NPgAggregate | Number of | NPgY | SALTEND NORTH | Total number of I&C heat pumps | SALT_1 | 48 | 50 | 58 | 67 | 79 | 94 | 109 | 130 | 166 | 207 | 249 | 292 | 335 | 377 | 420 | 462 | 505 | 547 | 583 | 620 | 658 | 694 | 723 | 742 | 759 | 776 | 792 | 809 | 823 | 837 | 851 | 866 | NPgY | GSP | NG FES - Leading the Way | Total number of I&C heat pumps
NG FES - Leading the Way | Lct_BB78_NPgAggregate | Number of | NPgY | SHEFFIELD CITY | Total number of I&C heat pumps | SHEC_3 | 79 | 83 | 94 | 109 | 128 | 150 | 175 | 207 | 262 | 327 | 391 | 456 | 520 | 584 | 646 | 708 | 770 | 830 | 881 | 932 | 983 | 1032 | 1069 | 1091 | 1111 | 1129 | 1146 | 1165 | 1178 | 1190 | 1204 | 1218 | NPgY | GSP | NG FES - Leading the Way | Total number of I&C heat pumps
NG FES - Leading the Way | Lct_BB78_NPgAggregate | Number of | NPgY | SKELTON GRANGE | Total number of I&C heat pumps | SKLGB1 | 478 | 499 | 572 | 659 | 774 | 910 | 1059 | 1258 | 1592 | 1985 | 2377 | 2772 | 3163 | 3550 | 3933 | 4313 | 4690 | 5062 | 5374 | 5689 | 6004 | 6308 | 6540 | 6680 | 6806 | 6923 | 7035 | 7153 | 7237 | 7322 | 7412 | 7501 | NPgY | GSP | NG FES - Leading the Way | Total number of I&C heat pumps
NG FES - Leading the Way | Lct_BB78_NPgAggregate | Number of | NPgY | TEMPLEBOROUGH 275/33KV | Total number of I&C heat pumps | TEMP_3 | 2 | 3 | 3 | 3 | 4 | 5 | 6 | 7 | 9 | 11 | 13 | 15 | 18 | 20 | 22 | 25 | 27 | 29 | 31 | 33 | 36 | 38 | 39 | 40 | 41 | 43 | 44 | 45 | 45 | 46 | 47 | 48 | NPgY | GSP | NG FES - Leading the Way | Total number of I&C heat pumps
NG FES - Leading the Way | Lct_BB78_NPgAggregate | Number of | NPgY | THURCROFT | Total number of I&C heat pumps | THUR_6 | 122 | 128 | 148 | 171 | 202 | 239 | 280 | 334 | 425 | 533 | 642 | 752 | 863 | 974 | 1085 | 1196 | 1308 | 1420 | 1517 | 1615 | 1715 | 1813 | 1892 | 1944 | 1993 | 2041 | 2087 | 2136 | 2175 | 2216 | 2258 | 2301 | NPgY | GSP | NG FES - Leading the Way | Total number of I&C heat pumps
NG FES - Leading the Way | Lct_BB78_NPgAggregate | Number of | NPgY | WEST MELTON / THORPE MARSH | Total number of I&C heat pumps | WMEL_THOM | 312 | 327 | 376 | 436 | 514 | 608 | 710 | 849 | 1079 | 1352 | 1628 | 1907 | 2188 | 2468 | 2749 | 3031 | 3314 | 3596 | 3839 | 4087 | 4338 | 4584 | 4780 | 4911 | 5034 | 5152 | 5267 | 5388 | 5486 | 5585 | 5690 | 5796 | NPgY | GSP | NG FES - Leading the Way | Total number of I&C heat pumps
NG FES - Leading the Way | Lct_BB78_NPgAggregate | Number of | NPgY | WEST MELTON SECTION 3 | Total number of I&C heat pumps | WMEL_BB3 | 278 | 291 | 335 | 388 | 458 | 541 | 633 | 756 | 962 | 1206 | 1452 | 1702 | 1953 | 2204 | 2455 | 2707 | 2961 | 3214 | 3432 | 3655 | 3881 | 4102 | 4279 | 4398 | 4509 | 4616 | 4721 | 4832 | 4922 | 5013 | 5109 | 5206 | NPgY | GSP | NG FES - Leading the Way | Total number of I&C heat pumps
NG FES - Leading the Way | Lct_BB78_NPgAggregate | Number of | NPgY | WINCOBANK | Total number of I&C heat pumps | WIBA_3 | 15 | 15 | 18 | 20 | 24 | 28 | 33 | 39 | 49 | 62 | 74 | 86 | 99 | 111 | 123 | 135 | 147 | 159 | 169 | 180 | 190 | 200 | 207 | 212 | 217 | 221 | 225 | 229 | 232 | 235 | 239 | 242 | NPgY | GSP | NG FES - Leading the Way | Total number of I&C heat pumps
NG FES - Steady Progression | Lct_BB005 | Number of | NPgN | BLYTH 66kV | Number of domestic full electric heat pumps | BLYTB1 | 646 | 782 | 899 | 1069 | 1237 | 1403 | 1568 | 2088 | 2624 | 3191 | 3800 | 4445 | 5182 | 6062 | 6952 | 7851 | 8759 | 9891 | 10941 | 12007 | 13089 | 14187 | 15224 | 16034 | 16838 | 17607 | 18391 | 19299 | 19923 | 20552 | 21185 | 21823 | NPgN | GSP | NG FES - Steady Progression | Number of domestic full electric heat pumps
NG FES - Steady Progression | Lct_BB005 | Number of | NPgN | BLYTH 132kV | Number of domestic full electric heat pumps | BLYTH132 | 260 | 318 | 358 | 417 | 468 | 519 | 566 | 715 | 917 | 1149 | 1399 | 1672 | 1986 | 2362 | 2730 | 3103 | 3479 | 3858 | 4209 | 4565 | 4926 | 5293 | 5612 | 5814 | 6006 | 6190 | 6380 | 6600 | 6750 | 6899 | 7048 | 7198 | NPgN | GSP | NG FES - Steady Progression | Number of domestic full electric heat pumps
NG FES - Steady Progression | Lct_BB005 | Number of | NPgN | FOURSTONES | Number of domestic full electric heat pumps | FOUR_1 | 64 | 74 | 83 | 94 | 106 | 117 | 128 | 162 | 244 | 348 | 461 | 589 | 737 | 915 | 1086 | 1258 | 1433 | 1582 | 1720 | 1860 | 2003 | 2147 | 2260 | 2332 | 2400 | 2466 | 2533 | 2611 | 2660 | 2710 | 2759 | 2808 | NPgN | GSP | NG FES - Steady Progression | Number of domestic full electric heat pumps
NG FES - Steady Progression | Lct_BB005 | Number of | NPgN | HARTMOOR | Number of domestic full electric heat pumps | HARM_6 | 330 | 396 | 456 | 543 | 631 | 719 | 807 | 1083 | 1381 | 1703 | 2049 | 2422 | 2852 | 3366 | 3890 | 4419 | 4954 | 5609 | 6216 | 6833 | 7458 | 8093 | 8684 | 9146 | 9603 | 10042 | 10489 | 11006 | 11358 | 11712 | 12069 | 12429 | NPgN | GSP | NG FES - Steady Progression | Number of domestic full electric heat pumps
NG FES - Steady Progression | Lct_BB005 | Number of | NPgN | HAWTHORN PIT GRID | Number of domestic full electric heat pumps | HAWP_6 | 321 | 396 | 460 | 553 | 644 | 735 | 825 | 1108 | 1405 | 1721 | 2062 | 2425 | 2842 | 3339 | 3845 | 4355 | 4871 | 5564 | 6206 | 6858 | 7520 | 8191 | 8840 | 9347 | 9849 | 10331 | 10821 | 11389 | 11784 | 12182 | 12582 | 12985 | NPgN | GSP | NG FES - Steady Progression | Number of domestic full electric heat pumps
NG FES - Steady Progression | Lct_BB005 | Number of | NPgN | KNARESBOROUGH | Number of domestic full electric heat pumps | KNARE_111 | 481 | 566 | 638 | 742 | 843 | 943 | 1042 | 1353 | 1680 | 2022 | 2391 | 2777 | 3212 | 3730 | 4241 | 4758 | 5280 | 5988 | 6645 | 7313 | 7989 | 8677 | 9343 | 9853 | 10356 | 10838 | 11330 | 11899 | 12295 | 12695 | 13096 | 13501 | NPgN | GSP | NG FES - Steady Progression | Number of domestic full electric heat pumps
NG FES - Steady Progression | Lct_BB005 | Number of | NPgN | LACKENBY | Number of domestic full electric heat pumps | LACK_6 | 487 | 595 | 687 | 821 | 953 | 1084 | 1214 | 1623 | 2070 | 2554 | 3074 | 3634 | 4280 | 5050 | 5834 | 6625 | 7425 | 8450 | 9401 | 10366 | 11345 | 12340 | 13285 | 14020 | 14748 | 15445 | 16156 | 16979 | 17550 | 18124 | 18702 | 19285 | NPgN | GSP | NG FES - Steady Progression | Number of domestic full electric heat pumps
NG FES - Steady Progression | Lct_BB005 | Number of | NPgN | NORTON | Number of domestic full electric heat pumps | NORT_1 | 1451 | 1719 | 1964 | 2320 | 2681 | 3040 | 3400 | 4532 | 5786 | 7147 | 8610 | 10182 | 11986 | 14140 | 16313 | 18508 | 20726 | 23417 | 25912 | 28446 | 31016 | 33625 | 36046 | 37909 | 39750 | 41514 | 43312 | 45394 | 46814 | 48242 | 49679 | 51127 | NPgN | GSP | NG FES - Steady Progression | Number of domestic full electric heat pumps
NG FES - Steady Progression | Lct_BB005 | Number of | NPgN | OFFERTON | Number of domestic full electric heat pumps | OFFE_3 | 109 | 128 | 150 | 181 | 216 | 251 | 288 | 403 | 528 | 663 | 809 | 966 | 1147 | 1364 | 1585 | 1809 | 2035 | 2372 | 2684 | 3001 | 3322 | 3649 | 3972 | 4226 | 4477 | 4718 | 4964 | 5249 | 5443 | 5639 | 5837 | 6036 | NPgN | GSP | NG FES - Steady Progression | Number of domestic full electric heat pumps
NG FES - Steady Progression | Lct_BB005 | Number of | NPgN | OSBALDWICK | Number of domestic full electric heat pumps | OSBA_1 | 1042 | 1240 | 1403 | 1641 | 1870 | 2098 | 2322 | 3026 | 3799 | 4636 | 5536 | 6504 | 7617 | 8944 | 10287 | 11644 | 13015 | 14651 | 16168 | 17708 | 19271 | 20858 | 22333 | 23466 | 24585 | 25656 | 26749 | 28014 | 28876 | 29744 | 30615 | 31495 | NPgN | GSP | NG FES - Steady Progression | Number of domestic full electric heat pumps
NG FES - Steady Progression | Lct_BB005 | Number of | NPgN | POPPLETON | Number of domestic full electric heat pumps | POPP_3 | 140 | 165 | 190 | 227 | 265 | 303 | 342 | 464 | 596 | 739 | 893 | 1058 | 1249 | 1477 | 1709 | 1944 | 2181 | 2482 | 2760 | 3043 | 3330 | 3622 | 3896 | 4110 | 4322 | 4525 | 4732 | 4972 | 5134 | 5298 | 5462 | 5628 | NPgN | GSP | NG FES - Steady Progression | Number of domestic full electric heat pumps
NG FES - Steady Progression | Lct_BB005 | Number of | NPgN | SALTHOLME | Number of domestic full electric heat pumps | SALH_1 | 6 | 7 | 8 | 10 | 11 | 13 | 15 | 21 | 28 | 36 | 44 | 53 | 63 | 75 | 88 | 101 | 114 | 131 | 147 | 163 | 180 | 196 | 212 | 225 | 237 | 249 | 261 | 275 | 285 | 295 | 305 | 315 | NPgN | GSP | NG FES - Steady Progression | Number of domestic full electric heat pumps
NG FES - Steady Progression | Lct_BB005 | Number of | NPgN | SOUTH SHIELDS | Number of domestic full electric heat pumps | SSHI_3 | 156 | 185 | 214 | 256 | 301 | 345 | 391 | 534 | 684 | 843 | 1014 | 1196 | 1405 | 1653 | 1906 | 2161 | 2419 | 2772 | 3100 | 3433 | 3771 | 4114 | 4444 | 4704 | 4962 | 5209 | 5461 | 5752 | 5953 | 6155 | 6358 | 6564 | NPgN | GSP | NG FES - Steady Progression | Number of domestic full electric heat pumps
NG FES - Steady Progression | Lct_BB005 | Number of | NPgN | SPADEADAM | Number of domestic full electric heat pumps | KIELD01 and SPAD20 | 27 | 33 | 37 | 42 | 48 | 53 | 58 | 74 | 103 | 140 | 179 | 223 | 274 | 335 | 394 | 455 | 515 | 573 | 627 | 681 | 736 | 793 | 839 | 872 | 903 | 933 | 964 | 1000 | 1023 | 1047 | 1070 | 1094 | NPgN | GSP | NG FES - Steady Progression | Number of domestic full electric heat pumps
NG FES - Steady Progression | Lct_BB005 | Number of | NPgN | SPENNYMOOR | Number of domestic full electric heat pumps | SPEN_1 | 1054 | 1322 | 1513 | 1791 | 2038 | 2284 | 2516 | 3245 | 4029 | 4873 | 5781 | 6754 | 7869 | 9201 | 10544 | 11902 | 13273 | 14929 | 16463 | 18022 | 19603 | 21208 | 22716 | 23886 | 25042 | 26150 | 27280 | 28587 | 29488 | 30395 | 31306 | 32226 | NPgN | GSP | NG FES - Steady Progression | Number of domestic full electric heat pumps
NG FES - Steady Progression | Lct_BB005 | Number of | NPgN | STELLA NORTH | Number of domestic full electric heat pumps | STEN_1 | 604 | 706 | 812 | 967 | 1133 | 1298 | 1468 | 2002 | 2595 | 3243 | 3940 | 4695 | 5570 | 6614 | 7683 | 8764 | 9855 | 11229 | 12503 | 13797 | 15109 | 16442 | 17692 | 18672 | 19643 | 20573 | 21521 | 22619 | 23369 | 24125 | 24885 | 25653 | NPgN | GSP | NG FES - Steady Progression | Number of domestic full electric heat pumps
NG FES - Steady Progression | Lct_BB005 | Number of | NPgN | STELLA SOUTH | Number of domestic full electric heat pumps | STES_1 | 504 | 613 | 701 | 831 | 955 | 1079 | 1201 | 1583 | 2000 | 2452 | 2937 | 3459 | 4058 | 4773 | 5497 | 6229 | 6968 | 7869 | 8704 | 9552 | 10412 | 11286 | 12107 | 12744 | 13374 | 13978 | 14594 | 15306 | 15795 | 16286 | 16780 | 17279 | NPgN | GSP | NG FES - Steady Progression | Number of domestic full electric heat pumps
NG FES - Steady Progression | Lct_BB005 | Number of | NPgN | TYNEMOUTH | Number of domestic full electric heat pumps | TYNE_1 | 504 | 588 | 678 | 810 | 952 | 1093 | 1239 | 1699 | 2174 | 2675 | 3213 | 3783 | 4433 | 5208 | 5993 | 6785 | 7586 | 8678 | 9690 | 10718 | 11761 | 12820 | 13837 | 14637 | 15431 | 16192 | 16967 | 17864 | 18484 | 19107 | 19735 | 20369 | NPgN | GSP | NG FES - Steady Progression | Number of domestic full electric heat pumps
NG FES - Steady Progression | Lct_BB005 | Number of | NPgN | WEST BOLDON | Number of domestic full electric heat pumps | WBOL_6 | 613 | 730 | 847 | 1017 | 1197 | 1375 | 1558 | 2132 | 2729 | 3362 | 4043 | 4766 | 5593 | 6580 | 7581 | 8592 | 9614 | 11018 | 12320 | 13642 | 14983 | 16345 | 17659 | 18692 | 19717 | 20699 | 21699 | 22857 | 23659 | 24467 | 25279 | 26100 | NPgN | GSP | NG FES - Steady Progression | Number of domestic full electric heat pumps
NG FES - Steady Progression | Lct_BB005 | Number of | NPgY | BRADFORD WEST | Number of domestic full electric heat pumps | BRAW_1 | 1084 | 1240 | 1463 | 1742 | 2034 | 2324 | 2613 | 3578 | 4634 | 5774 | 7015 | 8353 | 9914 | 11760 | 13631 | 15520 | 17430 | 20017 | 22352 | 24723 | 27128 | 29570 | 31977 | 33787 | 35576 | 37290 | 39056 | 41162 | 42569 | 43982 | 45402 | 46837 | NPgY | GSP | NG FES - Steady Progression | Number of domestic full electric heat pumps
NG FES - Steady Progression | Lct_BB005 | Number of | NPgY | CAMBLESFORTH | Number of domestic full electric heat pumps | CAMB_01 | 101 | 118 | 138 | 163 | 186 | 209 | 233 | 308 | 395 | 489 | 594 | 707 | 839 | 995 | 1151 | 1309 | 1468 | 1665 | 1843 | 2024 | 2207 | 2393 | 2571 | 2705 | 2838 | 2964 | 3082 | 3220 | 3314 | 3407 | 3500 | 3594 | NPgY | GSP | NG FES - Steady Progression | Number of domestic full electric heat pumps
NG FES - Steady Progression | Lct_BB005 | Number of | NPgY | CREYKE BECK | Number of domestic full electric heat pumps | CREB_1 | 1806 | 2062 | 2366 | 2744 | 3109 | 3473 | 3835 | 5001 | 6205 | 7503 | 8877 | 10330 | 12025 | 14000 | 15972 | 17965 | 19979 | 22531 | 24834 | 27173 | 29546 | 31955 | 34281 | 36029 | 37757 | 39413 | 41072 | 43042 | 44360 | 45692 | 47029 | 48378 | NPgY | GSP | NG FES - Steady Progression | Number of domestic full electric heat pumps
NG FES - Steady Progression | Lct_BB005 | Number of | NPgY | DRAX | Number of domestic full electric heat pumps | DRAX_YEDL | 288 | 329 | 374 | 430 | 481 | 533 | 584 | 746 | 930 | 1128 | 1347 | 1584 | 1860 | 2185 | 2511 | 2841 | 3174 | 3521 | 3834 | 4152 | 4475 | 4803 | 5094 | 5313 | 5529 | 5736 | 5928 | 6153 | 6305 | 6452 | 6599 | 6747 | NPgY | GSP | NG FES - Steady Progression | Number of domestic full electric heat pumps
NG FES - Steady Progression | Lct_BB005 | Number of | NPgY | ELLAND | Number of domestic full electric heat pumps | ELLA_1 | 837 | 963 | 1137 | 1355 | 1580 | 1804 | 2027 | 2768 | 3555 | 4404 | 5317 | 6293 | 7432 | 8771 | 10121 | 11486 | 12865 | 14789 | 16525 | 18289 | 20078 | 21894 | 23701 | 25059 | 26402 | 27688 | 29020 | 30608 | 31669 | 32740 | 33817 | 34904 | NPgY | GSP | NG FES - Steady Progression | Number of domestic full electric heat pumps
NG FES - Steady Progression | Lct_BB005 | Number of | NPgY | FERRYBRIDGE A | Number of domestic full electric heat pumps | FERRA2 | 497 | 598 | 700 | 828 | 942 | 1055 | 1167 | 1516 | 1881 | 2275 | 2700 | 3158 | 3691 | 4322 | 4963 | 5610 | 6265 | 7028 | 7716 | 8415 | 9124 | 9844 | 10524 | 11035 | 11540 | 12023 | 12515 | 13099 | 13489 | 13882 | 14275 | 14673 | NPgY | GSP | NG FES - Steady Progression | Number of domestic full electric heat pumps
NG FES - Steady Progression | Lct_BB005 | Number of | NPgY | FERRYBRIDGE B | Number of domestic full electric heat pumps | FERRB9 | 752 | 871 | 1027 | 1222 | 1419 | 1615 | 1811 | 2456 | 3170 | 3941 | 4788 | 5707 | 6778 | 8050 | 9344 | 10651 | 11972 | 13574 | 15020 | 16488 | 17977 | 19489 | 20920 | 21996 | 23059 | 24078 | 25108 | 26332 | 27151 | 27969 | 28790 | 29620 | NPgY | GSP | NG FES - Steady Progression | Number of domestic full electric heat pumps
NG FES - Steady Progression | Lct_BB005 | Number of | NPgY | GRIMSBY WEST | Number of domestic full electric heat pumps | GRIW_1 | 489 | 561 | 651 | 764 | 875 | 986 | 1096 | 1455 | 1816 | 2205 | 2612 | 3040 | 3539 | 4120 | 4701 | 5288 | 5882 | 6717 | 7471 | 8236 | 9012 | 9801 | 10590 | 11183 | 11770 | 12332 | 12903 | 13584 | 14038 | 14503 | 14970 | 15441 | NPgY | GSP | NG FES - Steady Progression | Number of domestic full electric heat pumps
NG FES - Steady Progression | Lct_BB005 | Number of | NPgY | JORDANTHORPE | Number of domestic full electric heat pumps | JORD_3 | 136 | 156 | 187 | 226 | 269 | 311 | 353 | 497 | 650 | 816 | 995 | 1188 | 1412 | 1677 | 1945 | 2216 | 2489 | 2883 | 3238 | 3598 | 3964 | 4336 | 4708 | 4987 | 5264 | 5529 | 5799 | 6122 | 6338 | 6558 | 6780 | 7004 | NPgY | GSP | NG FES - Steady Progression | Number of domestic full electric heat pumps
NG FES - Steady Progression | Lct_BB005 | Number of | NPgY | KEADBY | Number of domestic full electric heat pumps | KEAD_YEDL | 943 | 1097 | 1266 | 1475 | 1668 | 1861 | 2053 | 2659 | 3358 | 4112 | 4946 | 5847 | 6898 | 8137 | 9375 | 10626 | 11889 | 13327 | 14625 | 15943 | 17280 | 18637 | 19899 | 20848 | 21786 | 22685 | 23522 | 24505 | 25167 | 25829 | 26492 | 27159 | NPgY | GSP | NG FES - Steady Progression | Number of domestic full electric heat pumps
NG FES - Steady Progression | Lct_BB005 | Number of | NPgY | KIRKSTALL B | Number of domestic full electric heat pumps | KIRKB1 | 497 | 570 | 687 | 832 | 991 | 1150 | 1307 | 1842 | 2404 | 3011 | 3664 | 4363 | 5178 | 6141 | 7120 | 8109 | 9109 | 10446 | 11652 | 12877 | 14120 | 15383 | 16613 | 17538 | 18452 | 19328 | 20242 | 21333 | 22061 | 22795 | 23533 | 24280 | NPgY | GSP | NG FES - Steady Progression | Number of domestic full electric heat pumps
NG FES - Steady Progression | Lct_BB005 | Number of | NPgY | NEEPSEND | Number of domestic full electric heat pumps | NEEP_3 | 224 | 258 | 306 | 366 | 428 | 490 | 551 | 755 | 970 | 1202 | 1450 | 1717 | 2027 | 2393 | 2764 | 3139 | 3518 | 4037 | 4505 | 4980 | 5462 | 5952 | 6435 | 6799 | 7158 | 7502 | 7860 | 8287 | 8572 | 8857 | 9143 | 9432 | NPgY | GSP | NG FES - Steady Progression | Number of domestic full electric heat pumps
NG FES - Steady Progression | Lct_BB005 | Number of | NPgY | NORTON LEES | Number of domestic full electric heat pumps | NORL_3 | 189 | 220 | 265 | 320 | 380 | 439 | 498 | 696 | 903 | 1127 | 1367 | 1624 | 1923 | 2276 | 2635 | 2997 | 3363 | 3891 | 4367 | 4851 | 5341 | 5839 | 6337 | 6712 | 7082 | 7436 | 7806 | 8248 | 8543 | 8840 | 9138 | 9440 | NPgY | GSP | NG FES - Steady Progression | Number of domestic full electric heat pumps
NG FES - Steady Progression | Lct_BB005 | Number of | NPgY | PITSMOOR 3/4 | Number of domestic full electric heat pumps | PITS_BB_B | 73 | 86 | 104 | 128 | 152 | 177 | 202 | 285 | 373 | 468 | 571 | 682 | 812 | 965 | 1122 | 1280 | 1439 | 1664 | 1866 | 2072 | 2280 | 2492 | 2702 | 2860 | 3016 | 3165 | 3321 | 3507 | 3632 | 3758 | 3885 | 4013 | NPgY | GSP | NG FES - Steady Progression | Number of domestic full electric heat pumps
NG FES - Steady Progression | Lct_BB005 | Number of | NPgY | SALTEND NORTH | Number of domestic full electric heat pumps | SALT_1 | 234 | 271 | 313 | 366 | 414 | 463 | 511 | 664 | 822 | 992 | 1173 | 1366 | 1590 | 1853 | 2116 | 2382 | 2651 | 2995 | 3305 | 3621 | 3941 | 4265 | 4581 | 4819 | 5054 | 5279 | 5507 | 5777 | 5958 | 6142 | 6327 | 6513 | NPgY | GSP | NG FES - Steady Progression | Number of domestic full electric heat pumps
NG FES - Steady Progression | Lct_BB005 | Number of | NPgY | SHEFFIELD CITY | Number of domestic full electric heat pumps | SHEC_3 | 107 | 125 | 150 | 180 | 213 | 245 | 276 | 383 | 492 | 610 | 735 | 869 | 1024 | 1206 | 1391 | 1578 | 1767 | 2029 | 2266 | 2506 | 2749 | 2997 | 3241 | 3425 | 3607 | 3781 | 3962 | 4180 | 4324 | 4471 | 4617 | 4766 | NPgY | GSP | NG FES - Steady Progression | Number of domestic full electric heat pumps
NG FES - Steady Progression | Lct_BB005 | Number of | NPgY | SKELTON GRANGE | Number of domestic full electric heat pumps | SKLGB1 | 1156 | 1332 | 1606 | 1947 | 2316 | 2682 | 3047 | 4281 | 5584 | 6991 | 8503 | 10127 | 12021 | 14258 | 16535 | 18836 | 21161 | 24311 | 27154 | 30040 | 32968 | 35941 | 38854 | 41043 | 43208 | 45281 | 47443 | 50025 | 51749 | 53478 | 55217 | 56975 | NPgY | GSP | NG FES - Steady Progression | Number of domestic full electric heat pumps
NG FES - Steady Progression | Lct_BB005 | Number of | NPgY | TEMPLEBOROUGH 275/33KV | Number of domestic full electric heat pumps | TEMP_3 | 12 | 13 | 16 | 20 | 24 | 28 | 32 | 46 | 61 | 78 | 97 | 117 | 140 | 168 | 197 | 226 | 256 | 297 | 335 | 373 | 411 | 450 | 489 | 518 | 547 | 574 | 603 | 637 | 660 | 684 | 707 | 731 | NPgY | GSP | NG FES - Steady Progression | Number of domestic full electric heat pumps
NG FES - Steady Progression | Lct_BB005 | Number of | NPgY | THURCROFT | Number of domestic full electric heat pumps | THUR_6 | 783 | 919 | 1068 | 1253 | 1425 | 1596 | 1767 | 2306 | 2843 | 3423 | 4030 | 4669 | 5415 | 6285 | 7157 | 8038 | 8929 | 10019 | 11003 | 12001 | 13015 | 14043 | 15030 | 15772 | 16505 | 17208 | 17927 | 18783 | 19355 | 19934 | 20516 | 21103 | NPgY | GSP | NG FES - Steady Progression | Number of domestic full electric heat pumps
NG FES - Steady Progression | Lct_BB005 | Number of | NPgY | WEST MELTON / THORPE MARSH | Number of domestic full electric heat pumps | WMEL_THOM | 1187 | 1426 | 1681 | 1998 | 2287 | 2576 | 2862 | 3765 | 4671 | 5649 | 6679 | 7772 | 9047 | 10540 | 12047 | 13570 | 15109 | 17100 | 18895 | 20719 | 22569 | 24448 | 26286 | 27668 | 29035 | 30344 | 31690 | 33295 | 34367 | 35457 | 36552 | 37659 | NPgY | GSP | NG FES - Steady Progression | Number of domestic full electric heat pumps
NG FES - Steady Progression | Lct_BB005 | Number of | NPgY | WEST MELTON SECTION 3 | Number of domestic full electric heat pumps | WMEL_BB3 | 1096 | 1295 | 1530 | 1822 | 2103 | 2383 | 2661 | 3560 | 4539 | 5594 | 6749 | 8002 | 9462 | 11197 | 12966 | 14753 | 16558 | 18745 | 20718 | 22722 | 24754 | 26818 | 28780 | 30255 | 31712 | 33109 | 34543 | 36252 | 37394 | 38535 | 39683 | 40842 | NPgY | GSP | NG FES - Steady Progression | Number of domestic full electric heat pumps
NG FES - Steady Progression | Lct_BB005 | Number of | NPgY | WINCOBANK | Number of domestic full electric heat pumps | WIBA_3 | 36 | 42 | 51 | 62 | 73 | 85 | 96 | 134 | 173 | 216 | 261 | 309 | 365 | 431 | 499 | 567 | 635 | 725 | 806 | 888 | 972 | 1056 | 1138 | 1200 | 1261 | 1319 | 1380 | 1453 | 1501 | 1550 | 1600 | 1649 | NPgY | GSP | NG FES - Steady Progression | Number of domestic full electric heat pumps
NG FES - Steady Progression | Lct_BB006 | Number of | NPgN | BLYTH 66kV | Number of domestic hybrid heat pumps | BLYTB1 | 0 | 0 | 18 | 31 | 41 | 51 | 59 | 350 | 624 | 910 | 1219 | 1552 | 1975 | 2376 | 2784 | 3198 | 3618 | 4159 | 4672 | 5197 | 5729 | 6272 | 6664 | 6933 | 7183 | 7416 | 7631 | 7916 | 8088 | 8270 | 8464 | 8669 | NPgN | GSP | NG FES - Steady Progression | Number of domestic hybrid heat pumps
NG FES - Steady Progression | Lct_BB006 | Number of | NPgN | BLYTH 132kV | Number of domestic hybrid heat pumps | BLYTH132 | 0 | 0 | 2 | 4 | 5 | 6 | 7 | 136 | 422 | 775 | 1155 | 1566 | 1772 | 1968 | 2167 | 2369 | 2574 | 2788 | 2991 | 3199 | 3386 | 3576 | 3713 | 3808 | 3895 | 3977 | 4052 | 4147 | 4204 | 4265 | 4329 | 4397 | NPgN | GSP | NG FES - Steady Progression | Number of domestic hybrid heat pumps
NG FES - Steady Progression | Lct_BB006 | Number of | NPgN | FOURSTONES | Number of domestic hybrid heat pumps | FOUR_1 | 0 | 0 | 0 | 1 | 1 | 1 | 2 | 53 | 173 | 321 | 481 | 654 | 724 | 791 | 859 | 928 | 998 | 1066 | 1131 | 1197 | 1253 | 1311 | 1353 | 1382 | 1409 | 1433 | 1456 | 1484 | 1501 | 1519 | 1538 | 1559 | NPgN | GSP | NG FES - Steady Progression | Number of domestic hybrid heat pumps
NG FES - Steady Progression | Lct_BB006 | Number of | NPgN | HARTMOOR | Number of domestic hybrid heat pumps | HARM_6 | 0 | 0 | 10 | 16 | 22 | 27 | 32 | 186 | 326 | 473 | 631 | 802 | 1017 | 1222 | 1430 | 1641 | 1855 | 2136 | 2401 | 2673 | 2953 | 3240 | 3446 | 3588 | 3720 | 3843 | 3956 | 4107 | 4197 | 4294 | 4396 | 4505 | NPgN | GSP | NG FES - Steady Progression | Number of domestic hybrid heat pumps
NG FES - Steady Progression | Lct_BB006 | Number of | NPgN | HAWTHORN PIT GRID | Number of domestic hybrid heat pumps | HAWP_6 | 0 | 0 | 9 | 16 | 21 | 26 | 30 | 182 | 324 | 473 | 634 | 808 | 1058 | 1297 | 1539 | 1784 | 2034 | 2362 | 2673 | 2991 | 3317 | 3651 | 3892 | 4057 | 4210 | 4353 | 4486 | 4661 | 4767 | 4879 | 4999 | 5126 | NPgN | GSP | NG FES - Steady Progression | Number of domestic hybrid heat pumps
NG FES - Steady Progression | Lct_BB006 | Number of | NPgN | KNARESBOROUGH | Number of domestic hybrid heat pumps | KNARE_111 | 0 | 0 | 9 | 14 | 19 | 24 | 28 | 200 | 419 | 667 | 934 | 1223 | 1495 | 1753 | 2016 | 2282 | 2553 | 2887 | 3203 | 3527 | 3856 | 4192 | 4435 | 4601 | 4756 | 4900 | 5033 | 5208 | 5313 | 5425 | 5544 | 5670 | NPgN | GSP | NG FES - Steady Progression | Number of domestic hybrid heat pumps
NG FES - Steady Progression | Lct_BB006 | Number of | NPgN | LACKENBY | Number of domestic hybrid heat pumps | LACK_6 | 0 | 0 | 13 | 22 | 30 | 37 | 42 | 263 | 486 | 725 | 983 | 1261 | 1615 | 1951 | 2293 | 2640 | 2992 | 3447 | 3878 | 4319 | 4763 | 5216 | 5543 | 5768 | 5976 | 6170 | 6350 | 6588 | 6731 | 6883 | 7045 | 7217 | NPgN | GSP | NG FES - Steady Progression | Number of domestic hybrid heat pumps
NG FES - Steady Progression | Lct_BB006 | Number of | NPgN | NORTON | Number of domestic hybrid heat pumps | NORT_1 | 0 | 0 | 39 | 66 | 90 | 110 | 127 | 825 | 1594 | 2435 | 3344 | 4325 | 5244 | 6119 | 7006 | 7908 | 8823 | 9967 | 11050 | 12159 | 13281 | 14426 | 15253 | 15821 | 16347 | 16838 | 17293 | 17890 | 18250 | 18631 | 19038 | 19468 | NPgN | GSP | NG FES - Steady Progression | Number of domestic hybrid heat pumps
NG FES - Steady Progression | Lct_BB006 | Number of | NPgN | OFFERTON | Number of domestic hybrid heat pumps | OFFE_3 | 0 | 0 | 4 | 7 | 9 | 11 | 13 | 74 | 127 | 180 | 238 | 300 | 435 | 563 | 694 | 826 | 961 | 1147 | 1323 | 1504 | 1707 | 1914 | 2064 | 2166 | 2261 | 2350 | 2433 | 2542 | 2608 | 2679 | 2753 | 2833 | NPgN | GSP | NG FES - Steady Progression | Number of domestic hybrid heat pumps
NG FES - Steady Progression | Lct_BB006 | Number of | NPgN | OSBALDWICK | Number of domestic hybrid heat pumps | OSBA_1 | 0 | 0 | 16 | 27 | 37 | 45 | 52 | 367 | 750 | 1178 | 1641 | 2140 | 2710 | 3252 | 3803 | 4362 | 4929 | 5645 | 6323 | 7017 | 7726 | 8450 | 8973 | 9331 | 9664 | 9975 | 10262 | 10640 | 10868 | 11109 | 11367 | 11640 | NPgN | GSP | NG FES - Steady Progression | Number of domestic hybrid heat pumps
NG FES - Steady Progression | Lct_BB006 | Number of | NPgN | POPPLETON | Number of domestic hybrid heat pumps | POPP_3 | 0 | 0 | 4 | 7 | 9 | 11 | 13 | 78 | 138 | 201 | 268 | 341 | 427 | 510 | 593 | 678 | 764 | 877 | 983 | 1092 | 1209 | 1328 | 1414 | 1473 | 1527 | 1578 | 1626 | 1688 | 1726 | 1766 | 1808 | 1853 | NPgN | GSP | NG FES - Steady Progression | Number of domestic hybrid heat pumps
NG FES - Steady Progression | Lct_BB006 | Number of | NPgN | SALTHOLME | Number of domestic hybrid heat pumps | SALH_1 | 0 | 0 | 0 | 0 | 0 | 1 | 1 | 4 | 7 | 9 | 12 | 16 | 19 | 22 | 25 | 27 | 31 | 34 | 38 | 42 | 45 | 49 | 52 | 54 | 55 | 57 | 58 | 60 | 61 | 63 | 64 | 65 | NPgN | GSP | NG FES - Steady Progression | Number of domestic hybrid heat pumps
NG FES - Steady Progression | Lct_BB006 | Number of | NPgN | SOUTH SHIELDS | Number of domestic hybrid heat pumps | SSHI_3 | 0 | 0 | 5 | 8 | 10 | 13 | 15 | 86 | 148 | 211 | 279 | 353 | 485 | 612 | 740 | 870 | 1002 | 1183 | 1354 | 1529 | 1715 | 1905 | 2042 | 2136 | 2223 | 2304 | 2380 | 2480 | 2541 | 2605 | 2674 | 2746 | NPgN | GSP | NG FES - Steady Progression | Number of domestic hybrid heat pumps
NG FES - Steady Progression | Lct_BB006 | Number of | NPgN | SPADEADAM | Number of domestic hybrid heat pumps | KIELD01 and SPAD20 | 0 | 0 | 0 | 0 | 0 | 1 | 1 | 16 | 49 | 90 | 134 | 181 | 202 | 222 | 242 | 263 | 284 | 305 | 324 | 345 | 362 | 380 | 393 | 402 | 410 | 418 | 425 | 434 | 439 | 445 | 451 | 457 | NPgN | GSP | NG FES - Steady Progression | Number of domestic hybrid heat pumps
NG FES - Steady Progression | Lct_BB006 | Number of | NPgN | SPENNYMOOR | Number of domestic hybrid heat pumps | SPEN_1 | 0 | 0 | 15 | 25 | 34 | 42 | 49 | 331 | 659 | 1022 | 1414 | 1837 | 2359 | 2856 | 3361 | 3873 | 4393 | 5046 | 5666 | 6300 | 6934 | 7582 | 8050 | 8371 | 8669 | 8947 | 9204 | 9543 | 9747 | 9963 | 10193 | 10438 | NPgN | GSP | NG FES - Steady Progression | Number of domestic hybrid heat pumps
NG FES - Steady Progression | Lct_BB006 | Number of | NPgN | STELLA NORTH | Number of domestic hybrid heat pumps | STEN_1 | 0 | 0 | 13 | 22 | 30 | 37 | 43 | 253 | 441 | 636 | 846 | 1072 | 1440 | 1789 | 2143 | 2503 | 2869 | 3359 | 3823 | 4298 | 4796 | 5305 | 5672 | 5924 | 6157 | 6375 | 6577 | 6846 | 7008 | 7179 | 7362 | 7556 | NPgN | GSP | NG FES - Steady Progression | Number of domestic hybrid heat pumps
NG FES - Steady Progression | Lct_BB006 | Number of | NPgN | STELLA SOUTH | Number of domestic hybrid heat pumps | STES_1 | 0 | 0 | 12 | 20 | 27 | 33 | 39 | 246 | 465 | 702 | 958 | 1235 | 1593 | 1933 | 2279 | 2630 | 2986 | 3443 | 3875 | 4318 | 4769 | 5230 | 5563 | 5791 | 6003 | 6200 | 6383 | 6625 | 6770 | 6924 | 7089 | 7263 | NPgN | GSP | NG FES - Steady Progression | Number of domestic hybrid heat pumps
NG FES - Steady Progression | Lct_BB006 | Number of | NPgN | TYNEMOUTH | Number of domestic hybrid heat pumps | TYNE_1 | 0 | 0 | 16 | 27 | 36 | 44 | 51 | 296 | 509 | 726 | 961 | 1214 | 1543 | 1856 | 2174 | 2497 | 2824 | 3258 | 3669 | 4090 | 4531 | 4982 | 5307 | 5530 | 5737 | 5931 | 6109 | 6347 | 6490 | 6642 | 6803 | 6975 | NPgN | GSP | NG FES - Steady Progression | Number of domestic hybrid heat pumps
NG FES - Steady Progression | Lct_BB006 | Number of | NPgN | WEST BOLDON | Number of domestic hybrid heat pumps | WBOL_6 | 0 | 0 | 20 | 34 | 46 | 56 | 65 | 375 | 645 | 921 | 1218 | 1540 | 2041 | 2518 | 3002 | 3494 | 3993 | 4666 | 5304 | 5956 | 6638 | 7335 | 7838 | 8183 | 8503 | 8802 | 9078 | 9446 | 9668 | 9904 | 10155 | 10421 | NPgN | GSP | NG FES - Steady Progression | Number of domestic hybrid heat pumps
NG FES - Steady Progression | Lct_BB006 | Number of | NPgY | BRADFORD WEST | Number of domestic hybrid heat pumps | BRAW_1 | 0 | 0 | 29 | 50 | 67 | 82 | 95 | 595 | 1109 | 1646 | 2226 | 2853 | 3725 | 4547 | 5382 | 6229 | 7090 | 8253 | 9327 | 10427 | 11603 | 12804 | 13703 | 14299 | 14852 | 15368 | 15846 | 16502 | 16884 | 17289 | 17721 | 18178 | NPgY | GSP | NG FES - Steady Progression | Number of domestic hybrid heat pumps
NG FES - Steady Progression | Lct_BB006 | Number of | NPgY | CAMBLESFORTH | Number of domestic hybrid heat pumps | CAMB_01 | 0 | 0 | 2 | 3 | 4 | 5 | 5 | 60 | 145 | 257 | 378 | 508 | 597 | 680 | 764 | 850 | 938 | 1041 | 1136 | 1234 | 1328 | 1425 | 1497 | 1545 | 1590 | 1631 | 1670 | 1721 | 1751 | 1783 | 1816 | 1852 | NPgY | GSP | NG FES - Steady Progression | Number of domestic hybrid heat pumps
NG FES - Steady Progression | Lct_BB006 | Number of | NPgY | CREYKE BECK | Number of domestic hybrid heat pumps | CREB_1 | 0 | 0 | 34 | 58 | 78 | 95 | 111 | 788 | 1596 | 2526 | 3531 | 4616 | 5642 | 6608 | 7589 | 8586 | 9598 | 10883 | 12071 | 13287 | 14484 | 15707 | 16621 | 17228 | 17791 | 18316 | 18803 | 19463 | 19848 | 20256 | 20690 | 21150 | NPgY | GSP | NG FES - Steady Progression | Number of domestic hybrid heat pumps
NG FES - Steady Progression | Lct_BB006 | Number of | NPgY | DRAX | Number of domestic hybrid heat pumps | DRAX_YEDL | 0 | 0 | 3 | 4 | 6 | 7 | 8 | 98 | 242 | 433 | 639 | 862 | 999 | 1129 | 1260 | 1394 | 1529 | 1684 | 1826 | 1972 | 2105 | 2241 | 2343 | 2411 | 2474 | 2532 | 2586 | 2658 | 2700 | 2744 | 2791 | 2841 | NPgY | GSP | NG FES - Steady Progression | Number of domestic hybrid heat pumps
NG FES - Steady Progression | Lct_BB006 | Number of | NPgY | ELLAND | Number of domestic hybrid heat pumps | ELLA_1 | 0 | 0 | 25 | 43 | 58 | 71 | 82 | 500 | 913 | 1332 | 1785 | 2274 | 2942 | 3571 | 4210 | 4860 | 5519 | 6411 | 7235 | 8078 | 8978 | 9897 | 10584 | 11040 | 11463 | 11858 | 12223 | 12725 | 13018 | 13327 | 13658 | 14008 | NPgY | GSP | NG FES - Steady Progression | Number of domestic hybrid heat pumps
NG FES - Steady Progression | Lct_BB006 | Number of | NPgY | FERRYBRIDGE A | Number of domestic hybrid heat pumps | FERRA2 | 0 | 0 | 6 | 10 | 14 | 17 | 20 | 140 | 283 | 446 | 623 | 814 | 1045 | 1262 | 1483 | 1707 | 1934 | 2227 | 2497 | 2774 | 3042 | 3316 | 3521 | 3657 | 3783 | 3901 | 4010 | 4159 | 4245 | 4337 | 4434 | 4538 | NPgY | GSP | NG FES - Steady Progression | Number of domestic hybrid heat pumps
NG FES - Steady Progression | Lct_BB006 | Number of | NPgY | FERRYBRIDGE B | Number of domestic hybrid heat pumps | FERRB9 | 0 | 0 | 18 | 31 | 41 | 50 | 58 | 395 | 777 | 1205 | 1668 | 2166 | 2684 | 3171 | 3666 | 4168 | 4678 | 5339 | 5949 | 6574 | 7197 | 7834 | 8310 | 8625 | 8918 | 9192 | 9445 | 9790 | 9991 | 10204 | 10431 | 10672 | NPgY | GSP | NG FES - Steady Progression | Number of domestic hybrid heat pumps
NG FES - Steady Progression | Lct_BB006 | Number of | NPgY | GRIMSBY WEST | Number of domestic hybrid heat pumps | GRIW_1 | 0 | 0 | 11 | 18 | 24 | 30 | 35 | 231 | 448 | 689 | 948 | 1229 | 1539 | 1832 | 2130 | 2432 | 2738 | 3138 | 3508 | 3887 | 4274 | 4669 | 4964 | 5160 | 5342 | 5512 | 5669 | 5884 | 6009 | 6141 | 6282 | 6432 | NPgY | GSP | NG FES - Steady Progression | Number of domestic hybrid heat pumps
NG FES - Steady Progression | Lct_BB006 | Number of | NPgY | JORDANTHORPE | Number of domestic hybrid heat pumps | JORD_3 | 0 | 0 | 3 | 6 | 8 | 9 | 11 | 73 | 142 | 219 | 301 | 390 | 489 | 583 | 678 | 775 | 873 | 1003 | 1122 | 1244 | 1371 | 1501 | 1598 | 1662 | 1722 | 1778 | 1830 | 1900 | 1941 | 1985 | 2031 | 2080 | NPgY | GSP | NG FES - Steady Progression | Number of domestic hybrid heat pumps
NG FES - Steady Progression | Lct_BB006 | Number of | NPgY | KEADBY | Number of domestic hybrid heat pumps | KEAD_YEDL | 0 | 0 | 11 | 19 | 26 | 32 | 37 | 423 | 1032 | 1835 | 2701 | 3635 | 4273 | 4874 | 5484 | 6103 | 6732 | 7467 | 8145 | 8840 | 9483 | 10139 | 10630 | 10956 | 11258 | 11541 | 11802 | 12149 | 12352 | 12567 | 12795 | 13038 | NPgY | GSP | NG FES - Steady Progression | Number of domestic hybrid heat pumps
NG FES - Steady Progression | Lct_BB006 | Number of | NPgY | KIRKSTALL B | Number of domestic hybrid heat pumps | KIRKB1 | 0 | 0 | 20 | 34 | 45 | 56 | 65 | 361 | 623 | 865 | 1127 | 1409 | 1774 | 2117 | 2466 | 2820 | 3180 | 3670 | 4123 | 4587 | 5071 | 5565 | 5935 | 6180 | 6408 | 6620 | 6817 | 7088 | 7245 | 7412 | 7590 | 7779 | NPgY | GSP | NG FES - Steady Progression | Number of domestic hybrid heat pumps
NG FES - Steady Progression | Lct_BB006 | Number of | NPgY | NEEPSEND | Number of domestic hybrid heat pumps | NEEP_3 | 0 | 0 | 5 | 9 | 12 | 15 | 18 | 104 | 186 | 266 | 353 | 446 | 617 | 777 | 940 | 1106 | 1274 | 1509 | 1726 | 1949 | 2194 | 2444 | 2631 | 2755 | 2870 | 2977 | 3077 | 3214 | 3294 | 3379 | 3469 | 3565 | NPgY | GSP | NG FES - Steady Progression | Number of domestic hybrid heat pumps
NG FES - Steady Progression | Lct_BB006 | Number of | NPgY | NORTON LEES | Number of domestic hybrid heat pumps | NORL_3 | 0 | 0 | 5 | 8 | 10 | 13 | 15 | 85 | 147 | 205 | 267 | 334 | 465 | 588 | 714 | 841 | 970 | 1153 | 1323 | 1496 | 1693 | 1894 | 2045 | 2145 | 2237 | 2324 | 2404 | 2515 | 2579 | 2647 | 2720 | 2797 | NPgY | GSP | NG FES - Steady Progression | Number of domestic hybrid heat pumps
NG FES - Steady Progression | Lct_BB006 | Number of | NPgY | PITSMOOR 3/4 | Number of domestic hybrid heat pumps | PITS_BB_B | 0 | 0 | 2 | 3 | 5 | 6 | 7 | 38 | 65 | 91 | 118 | 147 | 218 | 285 | 353 | 422 | 492 | 593 | 687 | 782 | 884 | 988 | 1065 | 1117 | 1164 | 1209 | 1250 | 1308 | 1341 | 1377 | 1414 | 1454 | NPgY | GSP | NG FES - Steady Progression | Number of domestic hybrid heat pumps
NG FES - Steady Progression | Lct_BB006 | Number of | NPgY | SALTEND NORTH | Number of domestic hybrid heat pumps | SALT_1 | 0 | 0 | 4 | 6 | 9 | 11 | 12 | 88 | 177 | 279 | 390 | 508 | 641 | 766 | 893 | 1021 | 1152 | 1322 | 1478 | 1638 | 1797 | 1959 | 2080 | 2160 | 2235 | 2305 | 2369 | 2457 | 2508 | 2562 | 2620 | 2681 | NPgY | GSP | NG FES - Steady Progression | Number of domestic hybrid heat pumps
NG FES - Steady Progression | Lct_BB006 | Number of | NPgY | SHEFFIELD CITY | Number of domestic hybrid heat pumps | SHEC_3 | 0 | 0 | 3 | 5 | 7 | 9 | 10 | 59 | 102 | 142 | 185 | 232 | 314 | 392 | 471 | 552 | 633 | 748 | 854 | 963 | 1079 | 1199 | 1288 | 1347 | 1402 | 1453 | 1500 | 1566 | 1604 | 1645 | 1688 | 1734 | NPgY | GSP | NG FES - Steady Progression | Number of domestic hybrid heat pumps
NG FES - Steady Progression | Lct_BB006 | Number of | NPgY | SKELTON GRANGE | Number of domestic hybrid heat pumps | SKLGB1 | 0 | 0 | 46 | 77 | 104 | 128 | 148 | 830 | 1433 | 1992 | 2595 | 3246 | 4167 | 5036 | 5918 | 6814 | 7724 | 8976 | 10133 | 11317 | 12589 | 13888 | 14860 | 15505 | 16103 | 16661 | 17178 | 17890 | 18304 | 18744 | 19212 | 19708 | NPgY | GSP | NG FES - Steady Progression | Number of domestic hybrid heat pumps
NG FES - Steady Progression | Lct_BB006 | Number of | NPgY | TEMPLEBOROUGH 275/33KV | Number of domestic hybrid heat pumps | TEMP_3 | 0 | 0 | 0 | 1 | 1 | 1 | 1 | 6 | 11 | 15 | 20 | 25 | 32 | 40 | 47 | 54 | 62 | 72 | 82 | 92 | 102 | 113 | 121 | 126 | 131 | 135 | 139 | 145 | 149 | 152 | 156 | 160 | NPgY | GSP | NG FES - Steady Progression | Number of domestic hybrid heat pumps
NG FES - Steady Progression | Lct_BB006 | Number of | NPgY | THURCROFT | Number of domestic hybrid heat pumps | THUR_6 | 0 | 0 | 17 | 29 | 39 | 47 | 55 | 345 | 649 | 973 | 1322 | 1699 | 2127 | 2531 | 2941 | 3357 | 3780 | 4328 | 4834 | 5352 | 5855 | 6368 | 6752 | 7007 | 7244 | 7464 | 7669 | 7947 | 8110 | 8282 | 8465 | 8659 | NPgY | GSP | NG FES - Steady Progression | Number of domestic hybrid heat pumps
NG FES - Steady Progression | Lct_BB006 | Number of | NPgY | WEST MELTON / THORPE MARSH | Number of domestic hybrid heat pumps | WMEL_THOM | 0 | 0 | 23 | 38 | 52 | 63 | 73 | 462 | 867 | 1294 | 1756 | 2254 | 2925 | 3558 | 4200 | 4853 | 5515 | 6392 | 7202 | 8031 | 8863 | 9712 | 10347 | 10768 | 11159 | 11524 | 11862 | 12325 | 12594 | 12880 | 13184 | 13507 | NPgY | GSP | NG FES - Steady Progression | Number of domestic hybrid heat pumps
NG FES - Steady Progression | Lct_BB006 | Number of | NPgY | WEST MELTON SECTION 3 | Number of domestic hybrid heat pumps | WMEL_BB3 | 0 | 0 | 22 | 37 | 50 | 61 | 71 | 450 | 846 | 1266 | 1719 | 2209 | 2883 | 3518 | 4163 | 4818 | 5483 | 6370 | 7190 | 8029 | 8879 | 9746 | 10395 | 10826 | 11225 | 11598 | 11943 | 12417 | 12692 | 12984 | 13296 | 13626 | NPgY | GSP | NG FES - Steady Progression | Number of domestic hybrid heat pumps
NG FES - Steady Progression | Lct_BB006 | Number of | NPgY | WINCOBANK | Number of domestic hybrid heat pumps | WIBA_3 | 0 | 0 | 1 | 3 | 3 | 4 | 5 | 27 | 47 | 65 | 85 | 106 | 134 | 160 | 187 | 215 | 242 | 280 | 315 | 351 | 388 | 425 | 453 | 472 | 489 | 505 | 520 | 540 | 552 | 565 | 578 | 593 | NPgY | GSP | NG FES - Steady Progression | Number of domestic hybrid heat pumps
NG FES - Steady Progression | Lct_BB003a_NPgSubComponent | Number of | NPgN | BLYTH 66kV | Number of electric buses | BLYTB1 | 0 | 1 | 1 | 2 | 2 | 3 | 3 | 4 | 5 | 6 | 8 | 9 | 11 | 13 | 15 | 18 | 21 | 24 | 28 | 33 | 38 | 45 | 52 | 59 | 68 | 78 | 89 | 102 | 115 | 129 | 144 | 159 | NPgN | GSP | NG FES - Steady Progression | Number of electric buses
NG FES - Steady Progression | Lct_BB003a_NPgSubComponent | Number of | NPgN | BLYTH 132kV | Number of electric buses | BLYTH132 | 0 | 0 | 0 | 1 | 1 | 1 | 1 | 2 | 2 | 2 | 3 | 3 | 4 | 5 | 5 | 6 | 7 | 9 | 10 | 12 | 14 | 16 | 19 | 22 | 25 | 28 | 32 | 37 | 41 | 47 | 52 | 58 | NPgN | GSP | NG FES - Steady Progression | Number of electric buses
NG FES - Steady Progression | Lct_BB003a_NPgSubComponent | Number of | NPgN | FOURSTONES | Number of electric buses | FOUR_1 | 0 | 0 | 0 | 0 | 0 | 0 | 0 | 0 | 0 | 1 | 1 | 1 | 1 | 1 | 1 | 2 | 2 | 2 | 3 | 3 | 4 | 4 | 5 | 5 | 6 | 7 | 8 | 9 | 11 | 12 | 13 | 15 | NPgN | GSP | NG FES - Steady Progression | Number of electric buses
NG FES - Steady Progression | Lct_BB003a_NPgSubComponent | Number of | NPgN | HARTMOOR | Number of electric buses | HARM_6 | 0 | 0 | 0 | 0 | 0 | 0 | 0 | 0 | 0 | 1 | 1 | 1 | 1 | 1 | 1 | 2 | 2 | 2 | 3 | 3 | 4 | 4 | 5 | 6 | 7 | 8 | 9 | 10 | 11 | 12 | 14 | 15 | NPgN | GSP | NG FES - Steady Progression | Number of electric buses
NG FES - Steady Progression | Lct_BB003a_NPgSubComponent | Number of | NPgN | HAWTHORN PIT GRID | Number of electric buses | HAWP_6 | 0 | 0 | 0 | 0 | 0 | 0 | 0 | 0 | 1 | 1 | 1 | 1 | 1 | 1 | 2 | 2 | 2 | 3 | 3 | 4 | 4 | 5 | 6 | 7 | 8 | 9 | 10 | 11 | 13 | 14 | 16 | 18 | NPgN | GSP | NG FES - Steady Progression | Number of electric buses
NG FES - Steady Progression | Lct_BB003a_NPgSubComponent | Number of | NPgN | KNARESBOROUGH | Number of electric buses | KNARE_111 | 0 | 0 | 1 | 1 | 1 | 1 | 1 | 2 | 2 | 3 | 3 | 4 | 4 | 5 | 6 | 7 | 8 | 10 | 12 | 14 | 16 | 18 | 21 | 24 | 28 | 32 | 37 | 42 | 47 | 53 | 59 | 65 | NPgN | GSP | NG FES - Steady Progression | Number of electric buses
NG FES - Steady Progression | Lct_BB003a_NPgSubComponent | Number of | NPgN | LACKENBY | Number of electric buses | LACK_6 | 0 | 0 | 0 | 1 | 1 | 1 | 1 | 1 | 2 | 2 | 3 | 3 | 4 | 5 | 5 | 6 | 7 | 8 | 10 | 12 | 13 | 16 | 18 | 21 | 24 | 27 | 31 | 36 | 40 | 45 | 50 | 56 | NPgN | GSP | NG FES - Steady Progression | Number of electric buses
NG FES - Steady Progression | Lct_BB003a_NPgSubComponent | Number of | NPgN | NORTON | Number of electric buses | NORT_1 | 0 | 3 | 3 | 4 | 5 | 7 | 9 | 11 | 13 | 16 | 19 | 23 | 28 | 33 | 38 | 45 | 52 | 61 | 72 | 83 | 97 | 113 | 131 | 151 | 173 | 199 | 226 | 257 | 290 | 326 | 364 | 403 | NPgN | GSP | NG FES - Steady Progression | Number of electric buses
NG FES - Steady Progression | Lct_BB003a_NPgSubComponent | Number of | NPgN | OFFERTON | Number of electric buses | OFFE_3 | 0 | 1 | 1 | 1 | 1 | 2 | 2 | 2 | 3 | 3 | 4 | 5 | 6 | 7 | 8 | 10 | 11 | 13 | 16 | 18 | 21 | 25 | 29 | 33 | 38 | 43 | 50 | 56 | 63 | 71 | 80 | 88 | NPgN | GSP | NG FES - Steady Progression | Number of electric buses
NG FES - Steady Progression | Lct_BB003a_NPgSubComponent | Number of | NPgN | OSBALDWICK | Number of electric buses | OSBA_1 | 0 | 2 | 2 | 3 | 4 | 5 | 6 | 7 | 9 | 11 | 13 | 16 | 19 | 23 | 26 | 31 | 36 | 42 | 50 | 58 | 67 | 78 | 90 | 104 | 120 | 137 | 157 | 178 | 201 | 226 | 252 | 279 | NPgN | GSP | NG FES - Steady Progression | Number of electric buses
NG FES - Steady Progression | Lct_BB003a_NPgSubComponent | Number of | NPgN | POPPLETON | Number of electric buses | POPP_3 | 0 | 0 | 0 | 0 | 0 | 1 | 1 | 1 | 1 | 1 | 2 | 2 | 2 | 3 | 3 | 4 | 4 | 5 | 6 | 7 | 8 | 9 | 11 | 12 | 14 | 16 | 18 | 21 | 24 | 27 | 30 | 33 | NPgN | GSP | NG FES - Steady Progression | Number of electric buses
NG FES - Steady Progression | Lct_BB003a_NPgSubComponent | Number of | NPgN | SALTHOLME | Number of electric buses | SALH_1 | 0 | 0 | 0 | 0 | 0 | 0 | 0 | 0 | 0 | 0 | 0 | 0 | 0 | 0 | 0 | 0 | 0 | 0 | 0 | 0 | 0 | 0 | 0 | 0 | 0 | 0 | 0 | 0 | 0 | 0 | 0 | 0 | NPgN | GSP | NG FES - Steady Progression | Number of electric buses
NG FES - Steady Progression | Lct_BB003a_NPgSubComponent | Number of | NPgN | SOUTH SHIELDS | Number of electric buses | SSHI_3 | 0 | 2 | 3 | 4 | 5 | 6 | 8 | 9 | 11 | 14 | 17 | 20 | 24 | 28 | 33 | 39 | 46 | 54 | 63 | 73 | 85 | 99 | 114 | 132 | 152 | 174 | 198 | 225 | 254 | 285 | 318 | 353 | NPgN | GSP | NG FES - Steady Progression | Number of electric buses
NG FES - Steady Progression | Lct_BB003a_NPgSubComponent | Number of | NPgN | SPADEADAM | Number of electric buses | KIELD01 and SPAD20 | 0 | 0 | 0 | 0 | 0 | 0 | 0 | 0 | 0 | 0 | 0 | 0 | 0 | 0 | 0 | 0 | 0 | 0 | 0 | 0 | 0 | 0 | 0 | 0 | 0 | 0 | 0 | 0 | 0 | 0 | 0 | 0 | NPgN | GSP | NG FES - Steady Progression | Number of electric buses
NG FES - Steady Progression | Lct_BB003a_NPgSubComponent | Number of | NPgN | SPENNYMOOR | Number of electric buses | SPEN_1 | 0 | 1 | 1 | 1 | 1 | 2 | 2 | 3 | 3 | 4 | 5 | 6 | 7 | 8 | 10 | 11 | 13 | 15 | 18 | 21 | 24 | 28 | 33 | 38 | 43 | 49 | 56 | 64 | 72 | 81 | 91 | 101 | NPgN | GSP | NG FES - Steady Progression | Number of electric buses
NG FES - Steady Progression | Lct_BB003a_NPgSubComponent | Number of | NPgN | STELLA NORTH | Number of electric buses | STEN_1 | 0 | 4 | 5 | 6 | 8 | 10 | 12 | 15 | 18 | 22 | 26 | 32 | 38 | 45 | 53 | 62 | 72 | 85 | 99 | 115 | 134 | 155 | 180 | 208 | 239 | 274 | 312 | 355 | 400 | 450 | 502 | 556 | NPgN | GSP | NG FES - Steady Progression | Number of electric buses
NG FES - Steady Progression | Lct_BB003a_NPgSubComponent | Number of | NPgN | STELLA SOUTH | Number of electric buses | STES_1 | 0 | 1 | 2 | 2 | 3 | 3 | 4 | 5 | 6 | 8 | 9 | 11 | 14 | 16 | 19 | 22 | 26 | 30 | 35 | 41 | 47 | 55 | 64 | 74 | 85 | 97 | 111 | 126 | 142 | 159 | 178 | 197 | NPgN | GSP | NG FES - Steady Progression | Number of electric buses
NG FES - Steady Progression | Lct_BB003a_NPgSubComponent | Number of | NPgN | TYNEMOUTH | Number of electric buses | TYNE_1 | 0 | 0 | 1 | 1 | 1 | 1 | 1 | 2 | 2 | 3 | 3 | 4 | 5 | 5 | 6 | 8 | 9 | 10 | 12 | 14 | 16 | 19 | 22 | 25 | 29 | 33 | 38 | 43 | 49 | 55 | 61 | 68 | NPgN | GSP | NG FES - Steady Progression | Number of electric buses
NG FES - Steady Progression | Lct_BB003a_NPgSubComponent | Number of | NPgN | WEST BOLDON | Number of electric buses | WBOL_6 | 0 | 4 | 4 | 6 | 7 | 9 | 11 | 14 | 17 | 20 | 25 | 30 | 36 | 42 | 49 | 57 | 67 | 79 | 92 | 107 | 125 | 145 | 167 | 193 | 222 | 255 | 290 | 330 | 372 | 418 | 467 | 517 | NPgN | GSP | NG FES - Steady Progression | Number of electric buses
NG FES - Steady Progression | Lct_BB003a_NPgSubComponent | Number of | NPgY | BRADFORD WEST | Number of electric buses | BRAW_1 | 0 | 7 | 7 | 9 | 11 | 13 | 16 | 19 | 23 | 27 | 32 | 38 | 45 | 53 | 62 | 73 | 85 | 99 | 116 | 135 | 157 | 183 | 211 | 244 | 281 | 322 | 367 | 417 | 470 | 528 | 589 | 653 | NPgY | GSP | NG FES - Steady Progression | Number of electric buses
NG FES - Steady Progression | Lct_BB003a_NPgSubComponent | Number of | NPgY | CAMBLESFORTH | Number of electric buses | CAMB_01 | 0 | 0 | 0 | 0 | 0 | 0 | 0 | 0 | 0 | 0 | 0 | 0 | 0 | 0 | 0 | 0 | 0 | 0 | 0 | 0 | 0 | 0 | 0 | 0 | 0 | 0 | 0 | 0 | 0 | 0 | 0 | 0 | NPgY | GSP | NG FES - Steady Progression | Number of electric buses
NG FES - Steady Progression | Lct_BB003a_NPgSubComponent | Number of | NPgY | CREYKE BECK | Number of electric buses | CREB_1 | 0 | 4 | 5 | 6 | 7 | 9 | 10 | 12 | 15 | 18 | 21 | 25 | 29 | 35 | 41 | 48 | 56 | 65 | 76 | 89 | 103 | 120 | 139 | 160 | 184 | 211 | 241 | 273 | 309 | 347 | 387 | 429 | NPgY | GSP | NG FES - Steady Progression | Number of electric buses
NG FES - Steady Progression | Lct_BB003a_NPgSubComponent | Number of | NPgY | DRAX | Number of electric buses | DRAX_YEDL | 0 | 0 | 0 | 0 | 0 | 1 | 1 | 1 | 1 | 1 | 1 | 2 | 2 | 2 | 3 | 3 | 4 | 4 | 5 | 6 | 7 | 8 | 9 | 11 | 12 | 14 | 16 | 18 | 20 | 23 | 26 | 28 | NPgY | GSP | NG FES - Steady Progression | Number of electric buses
NG FES - Steady Progression | Lct_BB003a_NPgSubComponent | Number of | NPgY | ELLAND | Number of electric buses | ELLA_1 | 0 | 17 | 19 | 23 | 28 | 34 | 40 | 48 | 58 | 69 | 82 | 97 | 115 | 135 | 159 | 186 | 218 | 255 | 298 | 348 | 405 | 470 | 544 | 627 | 722 | 827 | 943 | 1071 | 1210 | 1358 | 1516 | 1680 | NPgY | GSP | NG FES - Steady Progression | Number of electric buses
NG FES - Steady Progression | Lct_BB003a_NPgSubComponent | Number of | NPgY | FERRYBRIDGE A | Number of electric buses | FERRA2 | 0 | 0 | 0 | 0 | 0 | 1 | 1 | 1 | 1 | 1 | 1 | 2 | 2 | 2 | 3 | 3 | 4 | 4 | 5 | 6 | 7 | 8 | 9 | 10 | 12 | 13 | 15 | 17 | 20 | 22 | 25 | 27 | NPgY | GSP | NG FES - Steady Progression | Number of electric buses
NG FES - Steady Progression | Lct_BB003a_NPgSubComponent | Number of | NPgY | FERRYBRIDGE B | Number of electric buses | FERRB9 | 0 | 2 | 2 | 2 | 3 | 3 | 4 | 5 | 6 | 7 | 8 | 9 | 11 | 13 | 15 | 18 | 21 | 25 | 29 | 34 | 39 | 45 | 52 | 61 | 70 | 80 | 91 | 103 | 117 | 131 | 146 | 162 | NPgY | GSP | NG FES - Steady Progression | Number of electric buses
NG FES - Steady Progression | Lct_BB003a_NPgSubComponent | Number of | NPgY | GRIMSBY WEST | Number of electric buses | GRIW_1 | 0 | 1 | 1 | 1 | 1 | 1 | 2 | 2 | 2 | 3 | 4 | 4 | 5 | 6 | 7 | 8 | 9 | 11 | 13 | 15 | 17 | 20 | 23 | 27 | 31 | 35 | 40 | 46 | 52 | 58 | 65 | 72 | NPgY | GSP | NG FES - Steady Progression | Number of electric buses
NG FES - Steady Progression | Lct_BB003a_NPgSubComponent | Number of | NPgY | JORDANTHORPE | Number of electric buses | JORD_3 | 0 | 0 | 0 | 0 | 0 | 0 | 0 | 0 | 0 | 0 | 0 | 0 | 0 | 0 | 0 | 0 | 0 | 0 | 0 | 0 | 0 | 0 | 0 | 0 | 0 | 0 | 0 | 0 | 0 | 0 | 0 | 0 | NPgY | GSP | NG FES - Steady Progression | Number of electric buses
NG FES - Steady Progression | Lct_BB003a_NPgSubComponent | Number of | NPgY | KEADBY | Number of electric buses | KEAD_YEDL | 0 | 1 | 2 | 2 | 2 | 3 | 3 | 4 | 5 | 6 | 7 | 8 | 9 | 11 | 13 | 15 | 18 | 21 | 24 | 28 | 33 | 38 | 44 | 51 | 58 | 67 | 76 | 86 | 97 | 109 | 122 | 135 | NPgY | GSP | NG FES - Steady Progression | Number of electric buses
NG FES - Steady Progression | Lct_BB003a_NPgSubComponent | Number of | NPgY | KIRKSTALL B | Number of electric buses | KIRKB1 | 0 | 6 | 6 | 8 | 9 | 11 | 13 | 16 | 19 | 23 | 27 | 32 | 38 | 45 | 53 | 62 | 73 | 85 | 99 | 116 | 135 | 156 | 181 | 209 | 240 | 275 | 314 | 356 | 402 | 452 | 504 | 559 | NPgY | GSP | NG FES - Steady Progression | Number of electric buses
NG FES - Steady Progression | Lct_BB003a_NPgSubComponent | Number of | NPgY | NEEPSEND | Number of electric buses | NEEP_3 | 0 | 0 | 0 | 0 | 0 | 0 | 0 | 0 | 0 | 0 | 1 | 1 | 1 | 1 | 1 | 1 | 2 | 2 | 2 | 2 | 3 | 3 | 4 | 4 | 5 | 6 | 7 | 7 | 8 | 9 | 11 | 12 | NPgY | GSP | NG FES - Steady Progression | Number of electric buses
NG FES - Steady Progression | Lct_BB003a_NPgSubComponent | Number of | NPgY | NORTON LEES | Number of electric buses | NORL_3 | 0 | 3 | 3 | 3 | 4 | 5 | 6 | 7 | 9 | 10 | 12 | 14 | 17 | 20 | 23 | 27 | 32 | 38 | 44 | 51 | 60 | 69 | 80 | 92 | 106 | 122 | 139 | 158 | 178 | 200 | 223 | 247 | NPgY | GSP | NG FES - Steady Progression | Number of electric buses
NG FES - Steady Progression | Lct_BB003a_NPgSubComponent | Number of | NPgY | PITSMOOR 3/4 | Number of electric buses | PITS_BB_B | 0 | 0 | 0 | 0 | 0 | 0 | 0 | 0 | 0 | 0 | 0 | 0 | 0 | 0 | 0 | 0 | 0 | 0 | 0 | 0 | 0 | 0 | 0 | 0 | 0 | 0 | 0 | 0 | 0 | 0 | 0 | 0 | NPgY | GSP | NG FES - Steady Progression | Number of electric buses
NG FES - Steady Progression | Lct_BB003a_NPgSubComponent | Number of | NPgY | SALTEND NORTH | Number of electric buses | SALT_1 | 0 | 0 | 0 | 0 | 1 | 1 | 1 | 1 | 1 | 1 | 2 | 2 | 2 | 3 | 3 | 4 | 4 | 5 | 6 | 7 | 8 | 10 | 11 | 13 | 15 | 17 | 19 | 22 | 25 | 28 | 31 | 35 | NPgY | GSP | NG FES - Steady Progression | Number of electric buses
NG FES - Steady Progression | Lct_BB003a_NPgSubComponent | Number of | NPgY | SHEFFIELD CITY | Number of electric buses | SHEC_3 | 0 | 0 | 0 | 0 | 0 | 0 | 0 | 0 | 0 | 0 | 0 | 0 | 0 | 0 | 0 | 0 | 0 | 0 | 0 | 0 | 0 | 0 | 0 | 0 | 0 | 0 | 0 | 0 | 0 | 0 | 0 | 0 | NPgY | GSP | NG FES - Steady Progression | Number of electric buses
NG FES - Steady Progression | Lct_BB003a_NPgSubComponent | Number of | NPgY | SKELTON GRANGE | Number of electric buses | SKLGB1 | 0 | 3 | 3 | 4 | 5 | 6 | 7 | 8 | 10 | 11 | 14 | 16 | 19 | 23 | 26 | 31 | 36 | 42 | 50 | 58 | 67 | 78 | 90 | 104 | 120 | 137 | 157 | 178 | 201 | 226 | 252 | 279 | NPgY | GSP | NG FES - Steady Progression | Number of electric buses
NG FES - Steady Progression | Lct_BB003a_NPgSubComponent | Number of | NPgY | TEMPLEBOROUGH 275/33KV | Number of electric buses | TEMP_3 | 0 | 0 | 0 | 0 | 0 | 0 | 0 | 0 | 0 | 0 | 0 | 0 | 0 | 0 | 0 | 0 | 0 | 0 | 0 | 0 | 0 | 0 | 0 | 0 | 0 | 0 | 0 | 0 | 0 | 0 | 0 | 0 | NPgY | GSP | NG FES - Steady Progression | Number of electric buses
NG FES - Steady Progression | Lct_BB003a_NPgSubComponent | Number of | NPgY | THURCROFT | Number of electric buses | THUR_6 | 0 | 1 | 1 | 1 | 1 | 1 | 2 | 2 | 2 | 3 | 3 | 4 | 5 | 5 | 6 | 7 | 9 | 10 | 12 | 14 | 16 | 19 | 22 | 25 | 29 | 33 | 37 | 42 | 48 | 54 | 60 | 67 | NPgY | GSP | NG FES - Steady Progression | Number of electric buses
NG FES - Steady Progression | Lct_BB003a_NPgSubComponent | Number of | NPgY | WEST MELTON / THORPE MARSH | Number of electric buses | WMEL_THOM | 0 | 1 | 1 | 1 | 2 | 2 | 2 | 3 | 3 | 4 | 5 | 6 | 7 | 8 | 9 | 11 | 13 | 15 | 17 | 20 | 23 | 27 | 31 | 36 | 42 | 48 | 54 | 62 | 70 | 78 | 87 | 97 | NPgY | GSP | NG FES - Steady Progression | Number of electric buses
NG FES - Steady Progression | Lct_BB003a_NPgSubComponent | Number of | NPgY | WEST MELTON SECTION 3 | Number of electric buses | WMEL_BB3 | 0 | 4 | 5 | 6 | 7 | 8 | 10 | 12 | 14 | 17 | 20 | 24 | 28 | 33 | 39 | 46 | 54 | 63 | 73 | 85 | 99 | 115 | 133 | 154 | 177 | 203 | 231 | 263 | 297 | 333 | 372 | 412 | NPgY | GSP | NG FES - Steady Progression | Number of electric buses
NG FES - Steady Progression | Lct_BB003a_NPgSubComponent | Number of | NPgY | WINCOBANK | Number of electric buses | WIBA_3 | 0 | 0 | 0 | 0 | 0 | 0 | 0 | 0 | 0 | 0 | 0 | 0 | 0 | 0 | 0 | 0 | 0 | 0 | 0 | 0 | 0 | 0 | 0 | 0 | 0 | 0 | 0 | 0 | 0 | 0 | 0 | 0 | NPgY | GSP | NG FES - Steady Progression | Number of electric buses
NG FES - Steady Progression | LCT_BB002_NPgAggregate | Number of | NPgN | BLYTH 66kV | Number of electric cars and vans (hybrid and full electric) | BLYTB1 | 490 | 685 | 1207 | 1832 | 2662 | 3786 | 5247 | 7104 | 9416 | 12277 | 15766 | 19946 | 25081 | 30480 | 36641 | 43528 | 51045 | 59697 | 68797 | 78050 | 87214 | 95229 | 102457 | 108819 | 114213 | 118688 | 122026 | 122915 | 123692 | 124380 | 125000 | 125569 | NPgN | GSP | NG FES - Steady Progression | Number of electric cars and vans (hybrid and full electric)
NG FES - Steady Progression | LCT_BB002_NPgAggregate | Number of | NPgN | BLYTH 132kV | Number of electric cars and vans (hybrid and full electric) | BLYTH132 | 319 | 412 | 670 | 931 | 1231 | 1584 | 2016 | 2561 | 3237 | 4072 | 5089 | 6308 | 7803 | 9375 | 11169 | 13173 | 15360 | 17877 | 20525 | 23215 | 25880 | 28209 | 30309 | 32158 | 33725 | 35025 | 35995 | 36250 | 36474 | 36671 | 36850 | 37013 | NPgN | GSP | NG FES - Steady Progression | Number of electric cars and vans (hybrid and full electric)
NG FES - Steady Progression | LCT_BB002_NPgAggregate | Number of | NPgN | FOURSTONES | Number of electric cars and vans (hybrid and full electric) | FOUR_1 | 57 | 77 | 130 | 190 | 266 | 363 | 488 | 645 | 841 | 1084 | 1379 | 1734 | 2168 | 2626 | 3148 | 3731 | 4367 | 5100 | 5871 | 6654 | 7430 | 8108 | 8720 | 9259 | 9715 | 10094 | 10376 | 10451 | 10517 | 10575 | 10627 | 10675 | NPgN | GSP | NG FES - Steady Progression | Number of electric cars and vans (hybrid and full electric)
NG FES - Steady Progression | LCT_BB002_NPgAggregate | Number of | NPgN | HARTMOOR | Number of electric cars and vans (hybrid and full electric) | HARM_6 | 201 | 285 | 510 | 785 | 1155 | 1664 | 2329 | 3174 | 4226 | 5529 | 7117 | 9021 | 11359 | 13818 | 16624 | 19761 | 23184 | 27124 | 31269 | 35483 | 39657 | 43308 | 46600 | 49498 | 51954 | 53993 | 55513 | 55918 | 56273 | 56586 | 56869 | 57128 | NPgN | GSP | NG FES - Steady Progression | Number of electric cars and vans (hybrid and full electric)
NG FES - Steady Progression | LCT_BB002_NPgAggregate | Number of | NPgN | HAWTHORN PIT GRID | Number of electric cars and vans (hybrid and full electric) | HAWP_6 | 306 | 424 | 741 | 1114 | 1605 | 2264 | 3117 | 4201 | 5550 | 7219 | 9255 | 11694 | 14689 | 17839 | 21433 | 25451 | 29836 | 34882 | 40191 | 45588 | 50934 | 55609 | 59825 | 63536 | 66683 | 69293 | 71240 | 71758 | 72211 | 72612 | 72974 | 73305 | NPgN | GSP | NG FES - Steady Progression | Number of electric cars and vans (hybrid and full electric)
NG FES - Steady Progression | LCT_BB002_NPgAggregate | Number of | NPgN | KNARESBOROUGH | Number of electric cars and vans (hybrid and full electric) | KNARE_111 | 593 | 799 | 1358 | 1985 | 2778 | 3804 | 5115 | 6776 | 8843 | 11399 | 14515 | 18249 | 22833 | 27654 | 33153 | 39302 | 46012 | 53734 | 61857 | 70115 | 78294 | 85446 | 91895 | 97572 | 102385 | 106378 | 109356 | 110146 | 110838 | 111450 | 112001 | 112507 | NPgN | GSP | NG FES - Steady Progression | Number of electric cars and vans (hybrid and full electric)
NG FES - Steady Progression | LCT_BB002_NPgAggregate | Number of | NPgN | LACKENBY | Number of electric cars and vans (hybrid and full electric) | LACK_6 | 294 | 433 | 802 | 1274 | 1933 | 2862 | 4087 | 5646 | 7590 | 9995 | 12929 | 16446 | 20765 | 25308 | 30491 | 36287 | 42612 | 49892 | 57550 | 65337 | 73049 | 79796 | 85880 | 91235 | 95775 | 99543 | 102353 | 103103 | 103759 | 104339 | 104862 | 105342 | NPgN | GSP | NG FES - Steady Progression | Number of electric cars and vans (hybrid and full electric)
NG FES - Steady Progression | LCT_BB002_NPgAggregate | Number of | NPgN | NORTON | Number of electric cars and vans (hybrid and full electric) | NORT_1 | 1099 | 1577 | 2855 | 4441 | 6607 | 9613 | 13550 | 18559 | 24802 | 32526 | 41947 | 53238 | 67105 | 81691 | 98330 | 116935 | 137241 | 160611 | 185193 | 210191 | 234948 | 256604 | 276131 | 293321 | 307894 | 319985 | 329005 | 331410 | 333514 | 335374 | 337052 | 338591 | NPgN | GSP | NG FES - Steady Progression | Number of electric cars and vans (hybrid and full electric)
NG FES - Steady Progression | LCT_BB002_NPgAggregate | Number of | NPgN | OFFERTON | Number of electric cars and vans (hybrid and full electric) | OFFE_3 | 135 | 190 | 339 | 519 | 760 | 1091 | 1522 | 2070 | 2753 | 3598 | 4628 | 5863 | 7379 | 8974 | 10794 | 12828 | 15048 | 17604 | 20292 | 23025 | 25732 | 28099 | 30234 | 32114 | 33707 | 35029 | 36015 | 36278 | 36507 | 36711 | 36894 | 37062 | NPgN | GSP | NG FES - Steady Progression | Number of electric cars and vans (hybrid and full electric)
NG FES - Steady Progression | LCT_BB002_NPgAggregate | Number of | NPgN | OSBALDWICK | Number of electric cars and vans (hybrid and full electric) | OSBA_1 | 1108 | 1466 | 2449 | 3510 | 4811 | 6441 | 8498 | 11101 | 14337 | 18338 | 23214 | 29056 | 36227 | 43769 | 52371 | 61988 | 72482 | 84561 | 97265 | 110179 | 122970 | 134152 | 144236 | 153113 | 160638 | 166881 | 171537 | 172771 | 173850 | 174804 | 175664 | 176454 | NPgN | GSP | NG FES - Steady Progression | Number of electric cars and vans (hybrid and full electric)
NG FES - Steady Progression | LCT_BB002_NPgAggregate | Number of | NPgN | POPPLETON | Number of electric cars and vans (hybrid and full electric) | POPP_3 | 192 | 253 | 421 | 600 | 818 | 1089 | 1430 | 1862 | 2397 | 3060 | 3867 | 4834 | 6022 | 7270 | 8694 | 10286 | 12024 | 14023 | 16126 | 18264 | 20381 | 22232 | 23902 | 25371 | 26617 | 27650 | 28421 | 28625 | 28803 | 28961 | 29104 | 29234 | NPgN | GSP | NG FES - Steady Progression | Number of electric cars and vans (hybrid and full electric)
NG FES - Steady Progression | LCT_BB002_NPgAggregate | Number of | NPgN | SALTHOLME | Number of electric cars and vans (hybrid and full electric) | SALH_1 | 4 | 6 | 11 | 18 | 26 | 38 | 54 | 74 | 99 | 130 | 167 | 213 | 268 | 326 | 393 | 467 | 549 | 642 | 740 | 840 | 939 | 1026 | 1104 | 1173 | 1231 | 1279 | 1316 | 1325 | 1334 | 1341 | 1348 | 1354 | NPgN | GSP | NG FES - Steady Progression | Number of electric cars and vans (hybrid and full electric)
NG FES - Steady Progression | LCT_BB002_NPgAggregate | Number of | NPgN | SOUTH SHIELDS | Number of electric cars and vans (hybrid and full electric) | SSHI_3 | 128 | 179 | 316 | 479 | 696 | 990 | 1372 | 1857 | 2461 | 3209 | 4121 | 5213 | 6555 | 7967 | 9577 | 11377 | 13341 | 15603 | 17981 | 20399 | 22794 | 24889 | 26778 | 28441 | 29851 | 31020 | 31893 | 32125 | 32328 | 32508 | 32670 | 32819 | NPgN | GSP | NG FES - Steady Progression | Number of electric cars and vans (hybrid and full electric)
NG FES - Steady Progression | LCT_BB002_NPgAggregate | Number of | NPgN | SPADEADAM | Number of electric cars and vans (hybrid and full electric) | KIELD01 and SPAD20 | 16 | 23 | 41 | 64 | 94 | 135 | 189 | 257 | 343 | 448 | 577 | 732 | 922 | 1121 | 1349 | 1603 | 1881 | 2201 | 2537 | 2879 | 3218 | 3514 | 3781 | 4017 | 4216 | 4381 | 4505 | 4538 | 4566 | 4592 | 4615 | 4636 | NPgN | GSP | NG FES - Steady Progression | Number of electric cars and vans (hybrid and full electric)
NG FES - Steady Progression | LCT_BB002_NPgAggregate | Number of | NPgN | SPENNYMOOR | Number of electric cars and vans (hybrid and full electric) | SPEN_1 | 737 | 1015 | 1767 | 2646 | 3795 | 5330 | 7314 | 9833 | 12969 | 16849 | 21580 | 27248 | 34210 | 41531 | 49883 | 59221 | 69413 | 81142 | 93479 | 106023 | 118447 | 129313 | 139110 | 147735 | 155047 | 161113 | 165638 | 166842 | 167895 | 168826 | 169666 | 170437 | NPgN | GSP | NG FES - Steady Progression | Number of electric cars and vans (hybrid and full electric)
NG FES - Steady Progression | LCT_BB002_NPgAggregate | Number of | NPgN | STELLA NORTH | Number of electric cars and vans (hybrid and full electric) | STEN_1 | 469 | 647 | 1128 | 1691 | 2428 | 3415 | 4690 | 6309 | 8326 | 10820 | 13862 | 17507 | 21983 | 26690 | 32060 | 38064 | 44617 | 52158 | 60090 | 68156 | 76144 | 83130 | 89430 | 94975 | 99676 | 103577 | 106486 | 107260 | 107938 | 108536 | 109076 | 109572 | NPgN | GSP | NG FES - Steady Progression | Number of electric cars and vans (hybrid and full electric)
NG FES - Steady Progression | LCT_BB002_NPgAggregate | Number of | NPgN | STELLA SOUTH | Number of electric cars and vans (hybrid and full electric) | STES_1 | 459 | 624 | 1073 | 1585 | 2244 | 3108 | 4219 | 5629 | 7383 | 9553 | 12198 | 15368 | 19261 | 23354 | 28024 | 33245 | 38942 | 45500 | 52397 | 59410 | 66356 | 72430 | 77906 | 82728 | 86815 | 90206 | 92735 | 93408 | 93996 | 94516 | 94984 | 95415 | NPgN | GSP | NG FES - Steady Progression | Number of electric cars and vans (hybrid and full electric)
NG FES - Steady Progression | LCT_BB002_NPgAggregate | Number of | NPgN | TYNEMOUTH | Number of electric cars and vans (hybrid and full electric) | TYNE_1 | 377 | 531 | 947 | 1450 | 2127 | 3053 | 4260 | 5794 | 7707 | 10072 | 12957 | 16415 | 20661 | 25127 | 30222 | 35918 | 42135 | 49291 | 56817 | 64471 | 72050 | 78680 | 84658 | 89921 | 94382 | 98084 | 100845 | 101581 | 102224 | 102794 | 103307 | 103778 | NPgN | GSP | NG FES - Steady Progression | Number of electric cars and vans (hybrid and full electric)
NG FES - Steady Progression | LCT_BB002_NPgAggregate | Number of | NPgN | WEST BOLDON | Number of electric cars and vans (hybrid and full electric) | WBOL_6 | 544 | 756 | 1327 | 2003 | 2896 | 4100 | 5662 | 7645 | 10115 | 13171 | 16898 | 21364 | 26848 | 32616 | 39196 | 46552 | 54581 | 63822 | 73542 | 83425 | 93213 | 101774 | 109494 | 116289 | 122050 | 126830 | 130395 | 131344 | 132174 | 132909 | 133570 | 134178 | NPgN | GSP | NG FES - Steady Progression | Number of electric cars and vans (hybrid and full electric)
NG FES - Steady Progression | LCT_BB002_NPgAggregate | Number of | NPgY | BRADFORD WEST | Number of electric cars and vans (hybrid and full electric) | BRAW_1 | 1097 | 1730 | 2782 | 4313 | 6341 | 9150 | 12712 | 17175 | 22671 | 29420 | 37623 | 47451 | 59198 | 72290 | 87225 | 103926 | 122154 | 143135 | 165201 | 187645 | 209872 | 229320 | 246856 | 262292 | 275378 | 286236 | 294338 | 296503 | 298396 | 300072 | 301582 | 302968 | NPgY | GSP | NG FES - Steady Progression | Number of electric cars and vans (hybrid and full electric)
NG FES - Steady Progression | LCT_BB002_NPgAggregate | Number of | NPgY | CAMBLESFORTH | Number of electric cars and vans (hybrid and full electric) | CAMB_01 | 140 | 205 | 309 | 452 | 631 | 868 | 1169 | 1545 | 2007 | 2575 | 3264 | 4090 | 5077 | 6177 | 7432 | 8835 | 10366 | 12128 | 13982 | 15867 | 17733 | 19366 | 20839 | 22135 | 23233 | 24145 | 24825 | 25006 | 25165 | 25305 | 25432 | 25548 | NPgY | GSP | NG FES - Steady Progression | Number of electric cars and vans (hybrid and full electric)
NG FES - Steady Progression | LCT_BB002_NPgAggregate | Number of | NPgY | CREYKE BECK | Number of electric cars and vans (hybrid and full electric) | CREB_1 | 2067 | 2933 | 4278 | 6061 | 8191 | 10938 | 14409 | 18738 | 24058 | 30585 | 38513 | 48010 | 59357 | 72000 | 86420 | 102545 | 120141 | 140394 | 161694 | 183354 | 204804 | 223563 | 240480 | 255371 | 267994 | 278467 | 286279 | 288356 | 290172 | 291780 | 293228 | 294557 | NPgY | GSP | NG FES - Steady Progression | Number of electric cars and vans (hybrid and full electric)
NG FES - Steady Progression | LCT_BB002_NPgAggregate | Number of | NPgY | DRAX | Number of electric cars and vans (hybrid and full electric) | DRAX_YEDL | 177 | 263 | 400 | 592 | 835 | 1161 | 1574 | 2090 | 2725 | 3505 | 4452 | 5587 | 6944 | 8455 | 10180 | 12108 | 14212 | 16634 | 19181 | 21772 | 24337 | 26582 | 28606 | 30387 | 31897 | 33150 | 34085 | 34334 | 34552 | 34745 | 34919 | 35079 | NPgY | GSP | NG FES - Steady Progression | Number of electric cars and vans (hybrid and full electric)
NG FES - Steady Progression | LCT_BB002_NPgAggregate | Number of | NPgY | ELLAND | Number of electric cars and vans (hybrid and full electric) | ELLA_1 | 1025 | 1569 | 2458 | 3728 | 5374 | 7624 | 10477 | 14047 | 18443 | 23840 | 30399 | 38257 | 47648 | 58115 | 70054 | 83405 | 97976 | 114748 | 132388 | 150329 | 168096 | 183640 | 197657 | 209995 | 220454 | 229133 | 235608 | 237337 | 238849 | 240187 | 241392 | 242500 | NPgY | GSP | NG FES - Steady Progression | Number of electric cars and vans (hybrid and full electric)
NG FES - Steady Progression | LCT_BB002_NPgAggregate | Number of | NPgY | FERRYBRIDGE A | Number of electric cars and vans (hybrid and full electric) | FERRA2 | 492 | 710 | 1053 | 1518 | 2087 | 2834 | 3779 | 4959 | 6409 | 8190 | 10352 | 12943 | 16039 | 19489 | 23424 | 27825 | 32626 | 38154 | 43966 | 49878 | 55732 | 60852 | 65469 | 69534 | 72979 | 75838 | 77970 | 78538 | 79034 | 79474 | 79870 | 80233 | NPgY | GSP | NG FES - Steady Progression | Number of electric cars and vans (hybrid and full electric)
NG FES - Steady Progression | LCT_BB002_NPgAggregate | Number of | NPgY | FERRYBRIDGE B | Number of electric cars and vans (hybrid and full electric) | FERRB9 | 986 | 1456 | 2207 | 3248 | 4555 | 6303 | 8516 | 11283 | 14687 | 18866 | 23943 | 30025 | 37294 | 45393 | 54632 | 64964 | 76239 | 89218 | 102867 | 116748 | 130495 | 142521 | 153364 | 162909 | 171001 | 177715 | 182724 | 184059 | 185227 | 186260 | 187191 | 188046 | NPgY | GSP | NG FES - Steady Progression | Number of electric cars and vans (hybrid and full electric)
NG FES - Steady Progression | LCT_BB002_NPgAggregate | Number of | NPgY | GRIMSBY WEST | Number of electric cars and vans (hybrid and full electric) | GRIW_1 | 642 | 922 | 1362 | 1954 | 2674 | 3616 | 4807 | 6293 | 8120 | 10362 | 13086 | 16349 | 20248 | 24592 | 29547 | 35089 | 41135 | 48095 | 55415 | 62859 | 70231 | 76678 | 82493 | 87610 | 91949 | 95549 | 98234 | 98949 | 99573 | 100127 | 100625 | 101082 | NPgY | GSP | NG FES - Steady Progression | Number of electric cars and vans (hybrid and full electric)
NG FES - Steady Progression | LCT_BB002_NPgAggregate | Number of | NPgY | JORDANTHORPE | Number of electric cars and vans (hybrid and full electric) | JORD_3 | 369 | 517 | 745 | 1042 | 1391 | 1833 | 2392 | 3088 | 3944 | 4993 | 6267 | 7793 | 9616 | 11647 | 13964 | 16554 | 19381 | 22635 | 26056 | 29536 | 32982 | 35995 | 38712 | 41104 | 43131 | 44813 | 46068 | 46401 | 46693 | 46951 | 47183 | 47396 | NPgY | GSP | NG FES - Steady Progression | Number of electric cars and vans (hybrid and full electric)
NG FES - Steady Progression | LCT_BB002_NPgAggregate | Number of | NPgY | KEADBY | Number of electric cars and vans (hybrid and full electric) | KEAD_YEDL | 1860 | 2532 | 3535 | 4779 | 6144 | 7783 | 9847 | 12408 | 15549 | 19398 | 24071 | 29667 | 36351 | 43796 | 52286 | 61779 | 72137 | 84059 | 96596 | 109342 | 121964 | 132996 | 142947 | 151705 | 159130 | 165289 | 169883 | 171096 | 172158 | 173098 | 173944 | 174720 | NPgY | GSP | NG FES - Steady Progression | Number of electric cars and vans (hybrid and full electric)
NG FES - Steady Progression | LCT_BB002_NPgAggregate | Number of | NPgY | KIRKSTALL B | Number of electric cars and vans (hybrid and full electric) | KIRKB1 | 817 | 1222 | 1875 | 2790 | 3955 | 5528 | 7519 | 10010 | 13076 | 16839 | 21412 | 26890 | 33438 | 40734 | 49056 | 58364 | 68521 | 80212 | 92508 | 105013 | 117397 | 128231 | 138000 | 146600 | 153890 | 159938 | 164451 | 165655 | 166708 | 167640 | 168479 | 169250 | NPgY | GSP | NG FES - Steady Progression | Number of electric cars and vans (hybrid and full electric)
NG FES - Steady Progression | LCT_BB002_NPgAggregate | Number of | NPgY | NEEPSEND | Number of electric cars and vans (hybrid and full electric) | NEEP_3 | 378 | 542 | 798 | 1143 | 1561 | 2106 | 2796 | 3656 | 4713 | 6011 | 7588 | 9476 | 11733 | 14247 | 17115 | 20322 | 23822 | 27850 | 32086 | 36394 | 40661 | 44392 | 47757 | 50719 | 53230 | 55313 | 56867 | 57281 | 57642 | 57963 | 58251 | 58516 | NPgY | GSP | NG FES - Steady Progression | Number of electric cars and vans (hybrid and full electric)
NG FES - Steady Progression | LCT_BB002_NPgAggregate | Number of | NPgY | NORTON LEES | Number of electric cars and vans (hybrid and full electric) | NORL_3 | 463 | 649 | 934 | 1306 | 1740 | 2292 | 2988 | 3855 | 4920 | 6226 | 7812 | 9713 | 11983 | 14512 | 17397 | 20623 | 24143 | 28195 | 32456 | 36789 | 41079 | 44831 | 48215 | 51193 | 53718 | 55813 | 57375 | 57790 | 58153 | 58474 | 58763 | 59029 | NPgY | GSP | NG FES - Steady Progression | Number of electric cars and vans (hybrid and full electric)
NG FES - Steady Progression | LCT_BB002_NPgAggregate | Number of | NPgY | PITSMOOR 3/4 | Number of electric cars and vans (hybrid and full electric) | PITS_BB_B | 152 | 220 | 327 | 472 | 649 | 882 | 1177 | 1545 | 1997 | 2553 | 3227 | 4035 | 5001 | 6077 | 7305 | 8677 | 10175 | 11899 | 13713 | 15556 | 17383 | 18980 | 20420 | 21688 | 22763 | 23654 | 24320 | 24497 | 24652 | 24789 | 24912 | 25025 | NPgY | GSP | NG FES - Steady Progression | Number of electric cars and vans (hybrid and full electric)
NG FES - Steady Progression | LCT_BB002_NPgAggregate | Number of | NPgY | SALTEND NORTH | Number of electric cars and vans (hybrid and full electric) | SALT_1 | 278 | 394 | 572 | 807 | 1086 | 1445 | 1897 | 2462 | 3155 | 4006 | 5040 | 6277 | 7757 | 9405 | 11284 | 13386 | 15679 | 18319 | 21096 | 23919 | 26715 | 29160 | 31364 | 33305 | 34950 | 36315 | 37334 | 37604 | 37841 | 38050 | 38239 | 38412 | NPgY | GSP | NG FES - Steady Progression | Number of electric cars and vans (hybrid and full electric)
NG FES - Steady Progression | LCT_BB002_NPgAggregate | Number of | NPgY | SHEFFIELD CITY | Number of electric cars and vans (hybrid and full electric) | SHEC_3 | 202 | 289 | 425 | 608 | 828 | 1115 | 1478 | 1931 | 2487 | 3170 | 4000 | 4993 | 6181 | 7504 | 9013 | 10700 | 12542 | 14661 | 16890 | 19157 | 21402 | 23365 | 25136 | 26694 | 28015 | 29111 | 29929 | 30146 | 30337 | 30505 | 30657 | 30796 | NPgY | GSP | NG FES - Steady Progression | Number of electric cars and vans (hybrid and full electric)
NG FES - Steady Progression | LCT_BB002_NPgAggregate | Number of | NPgY | SKELTON GRANGE | Number of electric cars and vans (hybrid and full electric) | SKLGB1 | 1730 | 2626 | 4086 | 6157 | 8828 | 12462 | 17069 | 22835 | 29931 | 38643 | 49231 | 61915 | 77076 | 93970 | 113242 | 134794 | 158314 | 185387 | 213860 | 242819 | 271497 | 296588 | 319211 | 339126 | 356009 | 370017 | 380468 | 383258 | 385697 | 387857 | 389802 | 391588 | NPgY | GSP | NG FES - Steady Progression | Number of electric cars and vans (hybrid and full electric)
NG FES - Steady Progression | LCT_BB002_NPgAggregate | Number of | NPgY | TEMPLEBOROUGH 275/33KV | Number of electric cars and vans (hybrid and full electric) | TEMP_3 | 35 | 49 | 71 | 100 | 135 | 179 | 234 | 304 | 389 | 493 | 620 | 772 | 954 | 1156 | 1387 | 1645 | 1926 | 2250 | 2591 | 2937 | 3281 | 3581 | 3851 | 4090 | 4291 | 4459 | 4584 | 4617 | 4646 | 4672 | 4695 | 4716 | NPgY | GSP | NG FES - Steady Progression | Number of electric cars and vans (hybrid and full electric)
NG FES - Steady Progression | LCT_BB002_NPgAggregate | Number of | NPgY | THURCROFT | Number of electric cars and vans (hybrid and full electric) | THUR_6 | 1744 | 2337 | 3205 | 4246 | 5333 | 6581 | 8149 | 10086 | 12459 | 15364 | 18891 | 23113 | 28154 | 33768 | 40170 | 47328 | 55136 | 64124 | 73576 | 83182 | 92696 | 101009 | 108507 | 115106 | 120700 | 125340 | 128801 | 129711 | 130508 | 131213 | 131848 | 132430 | NPgY | GSP | NG FES - Steady Progression | Number of electric cars and vans (hybrid and full electric)
NG FES - Steady Progression | LCT_BB002_NPgAggregate | Number of | NPgY | WEST MELTON / THORPE MARSH | Number of electric cars and vans (hybrid and full electric) | WMEL_THOM | 2214 | 3054 | 4323 | 5937 | 7764 | 10022 | 12868 | 16406 | 20750 | 26076 | 32543 | 40288 | 49540 | 59847 | 71602 | 84746 | 99088 | 115595 | 132956 | 150606 | 168086 | 183367 | 197149 | 209280 | 219564 | 228095 | 234459 | 236144 | 237618 | 238924 | 240099 | 241177 | NPgY | GSP | NG FES - Steady Progression | Number of electric cars and vans (hybrid and full electric)
NG FES - Steady Progression | LCT_BB002_NPgAggregate | Number of | NPgY | WEST MELTON SECTION 3 | Number of electric cars and vans (hybrid and full electric) | WMEL_BB3 | 1912 | 2661 | 3804 | 5279 | 6981 | 9118 | 11815 | 15172 | 19294 | 24349 | 30489 | 37843 | 46628 | 56415 | 67578 | 80060 | 93679 | 109356 | 125843 | 142606 | 159207 | 173722 | 186813 | 198335 | 208103 | 216206 | 222251 | 223854 | 225256 | 226498 | 227615 | 228641 | NPgY | GSP | NG FES - Steady Progression | Number of electric cars and vans (hybrid and full electric)
NG FES - Steady Progression | LCT_BB002_NPgAggregate | Number of | NPgY | WINCOBANK | Number of electric cars and vans (hybrid and full electric) | WIBA_3 | 44 | 66 | 103 | 155 | 223 | 314 | 430 | 576 | 754 | 974 | 1241 | 1560 | 1942 | 2368 | 2853 | 3396 | 3989 | 4671 | 5388 | 6118 | 6840 | 7472 | 8042 | 8544 | 8969 | 9322 | 9585 | 9656 | 9717 | 9771 | 9820 | 9865 | NPgY | GSP | NG FES - Steady Progression | Number of electric cars and vans (hybrid and full electric)
NG FES - Steady Progression | Lct_BB003b_NPgSubComponent | Number of | NPgN | BLYTH 66kV | Number of electric HGVs | BLYTB1 | 0 | 2 | 2 | 3 | 5 | 6 | 8 | 9 | 11 | 13 | 15 | 16 | 18 | 20 | 21 | 23 | 25 | 26 | 28 | 30 | 31 | 33 | 35 | 36 | 38 | 40 | 42 | 43 | 45 | 47 | 49 | 51 | NPgN | GSP | NG FES - Steady Progression | Number of electric HGVs
NG FES - Steady Progression | Lct_BB003b_NPgSubComponent | Number of | NPgN | BLYTH 132kV | Number of electric HGVs | BLYTH132 | 0 | 0 | 0 | 1 | 1 | 1 | 2 | 2 | 2 | 3 | 3 | 3 | 4 | 4 | 4 | 5 | 5 | 5 | 6 | 6 | 6 | 7 | 7 | 7 | 8 | 8 | 8 | 9 | 9 | 9 | 10 | 10 | NPgN | GSP | NG FES - Steady Progression | Number of electric HGVs
NG FES - Steady Progression | Lct_BB003b_NPgSubComponent | Number of | NPgN | FOURSTONES | Number of electric HGVs | FOUR_1 | 0 | 0 | 0 | 0 | 0 | 0 | 0 | 0 | 0 | 0 | 0 | 0 | 0 | 0 | 0 | 0 | 1 | 1 | 1 | 1 | 1 | 1 | 1 | 1 | 1 | 1 | 1 | 1 | 1 | 1 | 1 | 1 | NPgN | GSP | NG FES - Steady Progression | Number of electric HGVs
NG FES - Steady Progression | Lct_BB003b_NPgSubComponent | Number of | NPgN | HARTMOOR | Number of electric HGVs | HARM_6 | 0 | 1 | 1 | 2 | 3 | 4 | 5 | 5 | 6 | 7 | 8 | 9 | 11 | 11 | 12 | 13 | 14 | 15 | 16 | 17 | 18 | 19 | 20 | 21 | 22 | 23 | 24 | 25 | 26 | 27 | 28 | 29 | NPgN | GSP | NG FES - Steady Progression | Number of electric HGVs
NG FES - Steady Progression | Lct_BB003b_NPgSubComponent | Number of | NPgN | HAWTHORN PIT GRID | Number of electric HGVs | HAWP_6 | 0 | 1 | 2 | 2 | 3 | 4 | 5 | 6 | 7 | 8 | 9 | 11 | 12 | 13 | 14 | 15 | 16 | 17 | 18 | 19 | 20 | 21 | 22 | 23 | 25 | 26 | 27 | 28 | 29 | 30 | 31 | 33 | NPgN | GSP | NG FES - Steady Progression | Number of electric HGVs
NG FES - Steady Progression | Lct_BB003b_NPgSubComponent | Number of | NPgN | KNARESBOROUGH | Number of electric HGVs | KNARE_111 | 0 | 3 | 3 | 4 | 6 | 8 | 9 | 11 | 13 | 16 | 18 | 20 | 22 | 24 | 26 | 28 | 30 | 32 | 34 | 36 | 38 | 40 | 42 | 44 | 46 | 48 | 50 | 52 | 54 | 57 | 59 | 61 | NPgN | GSP | NG FES - Steady Progression | Number of electric HGVs
NG FES - Steady Progression | Lct_BB003b_NPgSubComponent | Number of | NPgN | LACKENBY | Number of electric HGVs | LACK_6 | 0 | 4 | 4 | 6 | 8 | 11 | 14 | 17 | 20 | 23 | 26 | 29 | 32 | 35 | 38 | 41 | 43 | 46 | 49 | 52 | 55 | 58 | 61 | 64 | 67 | 70 | 73 | 76 | 79 | 82 | 86 | 89 | NPgN | GSP | NG FES - Steady Progression | Number of electric HGVs
NG FES - Steady Progression | Lct_BB003b_NPgSubComponent | Number of | NPgN | NORTON | Number of electric HGVs | NORT_1 | 0 | 8 | 9 | 14 | 19 | 25 | 31 | 38 | 44 | 51 | 58 | 65 | 73 | 79 | 85 | 92 | 98 | 104 | 111 | 117 | 124 | 131 | 137 | 144 | 151 | 158 | 165 | 172 | 179 | 186 | 193 | 200 | NPgN | GSP | NG FES - Steady Progression | Number of electric HGVs
NG FES - Steady Progression | Lct_BB003b_NPgSubComponent | Number of | NPgN | OFFERTON | Number of electric HGVs | OFFE_3 | 0 | 0 | 0 | 0 | 0 | 1 | 1 | 1 | 1 | 1 | 1 | 1 | 2 | 2 | 2 | 2 | 2 | 2 | 2 | 3 | 3 | 3 | 3 | 3 | 3 | 3 | 4 | 4 | 4 | 4 | 4 | 4 | NPgN | GSP | NG FES - Steady Progression | Number of electric HGVs
NG FES - Steady Progression | Lct_BB003b_NPgSubComponent | Number of | NPgN | OSBALDWICK | Number of electric HGVs | OSBA_1 | 0 | 2 | 2 | 4 | 5 | 6 | 8 | 10 | 12 | 13 | 15 | 17 | 19 | 21 | 22 | 24 | 26 | 27 | 29 | 31 | 32 | 34 | 36 | 38 | 39 | 41 | 43 | 45 | 47 | 49 | 50 | 52 | NPgN | GSP | NG FES - Steady Progression | Number of electric HGVs
NG FES - Steady Progression | Lct_BB003b_NPgSubComponent | Number of | NPgN | POPPLETON | Number of electric HGVs | POPP_3 | 0 | 0 | 1 | 1 | 1 | 1 | 2 | 2 | 2 | 3 | 3 | 4 | 4 | 4 | 5 | 5 | 5 | 6 | 6 | 6 | 7 | 7 | 7 | 8 | 8 | 9 | 9 | 9 | 10 | 10 | 11 | 11 | NPgN | GSP | NG FES - Steady Progression | Number of electric HGVs
NG FES - Steady Progression | Lct_BB003b_NPgSubComponent | Number of | NPgN | SALTHOLME | Number of electric HGVs | SALH_1 | 0 | 0 | 0 | 0 | 0 | 0 | 0 | 0 | 0 | 0 | 0 | 0 | 0 | 0 | 0 | 0 | 0 | 0 | 0 | 0 | 0 | 0 | 0 | 0 | 0 | 0 | 0 | 0 | 0 | 0 | 0 | 0 | NPgN | GSP | NG FES - Steady Progression | Number of electric HGVs
NG FES - Steady Progression | Lct_BB003b_NPgSubComponent | Number of | NPgN | SOUTH SHIELDS | Number of electric HGVs | SSHI_3 | 0 | 1 | 1 | 1 | 1 | 2 | 2 | 3 | 3 | 4 | 4 | 4 | 5 | 5 | 6 | 6 | 7 | 7 | 8 | 8 | 9 | 9 | 9 | 10 | 10 | 11 | 11 | 12 | 12 | 13 | 13 | 14 | NPgN | GSP | NG FES - Steady Progression | Number of electric HGVs
NG FES - Steady Progression | Lct_BB003b_NPgSubComponent | Number of | NPgN | SPADEADAM | Number of electric HGVs | KIELD01 and SPAD20 | 0 | 0 | 0 | 0 | 0 | 0 | 0 | 0 | 0 | 0 | 0 | 1 | 1 | 1 | 1 | 1 | 1 | 1 | 1 | 1 | 1 | 1 | 1 | 1 | 1 | 1 | 1 | 1 | 1 | 1 | 2 | 2 | NPgN | GSP | NG FES - Steady Progression | Number of electric HGVs
NG FES - Steady Progression | Lct_BB003b_NPgSubComponent | Number of | NPgN | SPENNYMOOR | Number of electric HGVs | SPEN_1 | 0 | 3 | 4 | 5 | 8 | 10 | 12 | 15 | 18 | 20 | 23 | 26 | 29 | 31 | 34 | 36 | 39 | 41 | 44 | 47 | 49 | 52 | 54 | 57 | 60 | 63 | 65 | 68 | 71 | 74 | 77 | 80 | NPgN | GSP | NG FES - Steady Progression | Number of electric HGVs
NG FES - Steady Progression | Lct_BB003b_NPgSubComponent | Number of | NPgN | STELLA NORTH | Number of electric HGVs | STEN_1 | 0 | 2 | 2 | 3 | 4 | 6 | 7 | 9 | 10 | 12 | 14 | 15 | 17 | 19 | 20 | 22 | 23 | 25 | 26 | 28 | 29 | 31 | 32 | 34 | 36 | 37 | 39 | 40 | 42 | 44 | 45 | 47 | NPgN | GSP | NG FES - Steady Progression | Number of electric HGVs
NG FES - Steady Progression | Lct_BB003b_NPgSubComponent | Number of | NPgN | STELLA SOUTH | Number of electric HGVs | STES_1 | 0 | 4 | 5 | 7 | 9 | 12 | 15 | 18 | 21 | 25 | 28 | 32 | 35 | 38 | 41 | 44 | 47 | 51 | 54 | 57 | 60 | 63 | 67 | 70 | 73 | 76 | 80 | 83 | 87 | 90 | 94 | 97 | NPgN | GSP | NG FES - Steady Progression | Number of electric HGVs
NG FES - Steady Progression | Lct_BB003b_NPgSubComponent | Number of | NPgN | TYNEMOUTH | Number of electric HGVs | TYNE_1 | 0 | 1 | 2 | 2 | 3 | 4 | 5 | 6 | 7 | 8 | 10 | 11 | 12 | 13 | 14 | 15 | 16 | 17 | 18 | 19 | 20 | 22 | 23 | 24 | 25 | 26 | 27 | 28 | 30 | 31 | 32 | 33 | NPgN | GSP | NG FES - Steady Progression | Number of electric HGVs
NG FES - Steady Progression | Lct_BB003b_NPgSubComponent | Number of | NPgN | WEST BOLDON | Number of electric HGVs | WBOL_6 | 0 | 4 | 4 | 6 | 9 | 11 | 14 | 17 | 20 | 24 | 27 | 30 | 34 | 36 | 39 | 42 | 45 | 48 | 51 | 54 | 57 | 60 | 63 | 66 | 70 | 73 | 76 | 79 | 83 | 86 | 89 | 93 | NPgN | GSP | NG FES - Steady Progression | Number of electric HGVs
NG FES - Steady Progression | Lct_BB003b_NPgSubComponent | Number of | NPgY | BRADFORD WEST | Number of electric HGVs | BRAW_1 | 0 | 5 | 5 | 7 | 9 | 11 | 14 | 16 | 18 | 21 | 23 | 26 | 28 | 31 | 33 | 36 | 38 | 41 | 43 | 46 | 48 | 51 | 53 | 56 | 59 | 61 | 64 | 67 | 70 | 72 | 75 | 78 | NPgY | GSP | NG FES - Steady Progression | Number of electric HGVs
NG FES - Steady Progression | Lct_BB003b_NPgSubComponent | Number of | NPgY | CAMBLESFORTH | Number of electric HGVs | CAMB_01 | 0 | 2 | 2 | 2 | 3 | 4 | 5 | 6 | 6 | 7 | 8 | 9 | 10 | 11 | 12 | 13 | 13 | 14 | 15 | 16 | 17 | 18 | 19 | 20 | 21 | 22 | 23 | 24 | 24 | 25 | 26 | 27 | NPgY | GSP | NG FES - Steady Progression | Number of electric HGVs
NG FES - Steady Progression | Lct_BB003b_NPgSubComponent | Number of | NPgY | CREYKE BECK | Number of electric HGVs | CREB_1 | 0 | 7 | 7 | 10 | 13 | 16 | 19 | 23 | 26 | 30 | 33 | 37 | 41 | 44 | 48 | 51 | 55 | 58 | 62 | 66 | 69 | 73 | 77 | 81 | 85 | 88 | 92 | 96 | 100 | 104 | 108 | 112 | NPgY | GSP | NG FES - Steady Progression | Number of electric HGVs
NG FES - Steady Progression | Lct_BB003b_NPgSubComponent | Number of | NPgY | DRAX | Number of electric HGVs | DRAX_YEDL | 0 | 2 | 2 | 4 | 5 | 6 | 7 | 8 | 9 | 11 | 12 | 13 | 15 | 16 | 17 | 18 | 20 | 21 | 22 | 23 | 25 | 26 | 27 | 29 | 30 | 31 | 33 | 34 | 36 | 37 | 39 | 40 | NPgY | GSP | NG FES - Steady Progression | Number of electric HGVs
NG FES - Steady Progression | Lct_BB003b_NPgSubComponent | Number of | NPgY | ELLAND | Number of electric HGVs | ELLA_1 | 0 | 6 | 6 | 8 | 10 | 13 | 15 | 18 | 21 | 24 | 27 | 29 | 32 | 35 | 38 | 41 | 44 | 46 | 49 | 52 | 55 | 58 | 61 | 64 | 67 | 70 | 73 | 76 | 80 | 83 | 86 | 89 | NPgY | GSP | NG FES - Steady Progression | Number of electric HGVs
NG FES - Steady Progression | Lct_BB003b_NPgSubComponent | Number of | NPgY | FERRYBRIDGE A | Number of electric HGVs | FERRA2 | 0 | 4 | 4 | 6 | 7 | 9 | 11 | 13 | 15 | 17 | 19 | 22 | 24 | 26 | 28 | 30 | 32 | 34 | 36 | 38 | 40 | 42 | 45 | 47 | 49 | 51 | 54 | 56 | 58 | 61 | 63 | 65 | NPgY | GSP | NG FES - Steady Progression | Number of electric HGVs
NG FES - Steady Progression | Lct_BB003b_NPgSubComponent | Number of | NPgY | FERRYBRIDGE B | Number of electric HGVs | FERRB9 | 0 | 10 | 10 | 13 | 18 | 22 | 27 | 31 | 36 | 41 | 46 | 51 | 56 | 61 | 65 | 70 | 75 | 80 | 85 | 90 | 95 | 100 | 105 | 110 | 116 | 121 | 126 | 132 | 137 | 143 | 148 | 154 | NPgY | GSP | NG FES - Steady Progression | Number of electric HGVs
NG FES - Steady Progression | Lct_BB003b_NPgSubComponent | Number of | NPgY | GRIMSBY WEST | Number of electric HGVs | GRIW_1 | 0 | 7 | 7 | 10 | 13 | 17 | 20 | 24 | 27 | 31 | 35 | 38 | 42 | 46 | 49 | 53 | 57 | 60 | 64 | 68 | 72 | 76 | 80 | 83 | 87 | 91 | 95 | 100 | 104 | 108 | 112 | 116 | NPgY | GSP | NG FES - Steady Progression | Number of electric HGVs
NG FES - Steady Progression | Lct_BB003b_NPgSubComponent | Number of | NPgY | JORDANTHORPE | Number of electric HGVs | JORD_3 | 0 | 0 | 0 | 0 | 0 | 0 | 0 | 0 | 0 | 0 | 0 | 0 | 0 | 0 | 0 | 0 | 0 | 0 | 0 | 0 | 0 | 0 | 1 | 1 | 1 | 1 | 1 | 1 | 1 | 1 | 1 | 1 | NPgY | GSP | NG FES - Steady Progression | Number of electric HGVs
NG FES - Steady Progression | Lct_BB003b_NPgSubComponent | Number of | NPgY | KEADBY | Number of electric HGVs | KEAD_YEDL | 0 | 6 | 6 | 9 | 11 | 14 | 17 | 20 | 23 | 26 | 30 | 33 | 36 | 39 | 42 | 45 | 49 | 52 | 55 | 58 | 62 | 65 | 68 | 72 | 75 | 78 | 82 | 85 | 89 | 92 | 96 | 100 | NPgY | GSP | NG FES - Steady Progression | Number of electric HGVs
NG FES - Steady Progression | Lct_BB003b_NPgSubComponent | Number of | NPgY | KIRKSTALL B | Number of electric HGVs | KIRKB1 | 0 | 3 | 3 | 5 | 6 | 8 | 10 | 11 | 13 | 15 | 17 | 18 | 20 | 22 | 24 | 25 | 27 | 29 | 31 | 33 | 34 | 36 | 38 | 40 | 42 | 44 | 46 | 48 | 50 | 52 | 54 | 56 | NPgY | GSP | NG FES - Steady Progression | Number of electric HGVs
NG FES - Steady Progression | Lct_BB003b_NPgSubComponent | Number of | NPgY | NEEPSEND | Number of electric HGVs | NEEP_3 | 0 | 0 | 0 | 1 | 1 | 1 | 1 | 1 | 2 | 2 | 2 | 2 | 3 | 3 | 3 | 3 | 4 | 4 | 4 | 4 | 4 | 5 | 5 | 5 | 5 | 6 | 6 | 6 | 6 | 7 | 7 | 7 | NPgY | GSP | NG FES - Steady Progression | Number of electric HGVs
NG FES - Steady Progression | Lct_BB003b_NPgSubComponent | Number of | NPgY | NORTON LEES | Number of electric HGVs | NORL_3 | 0 | 0 | 0 | 0 | 0 | 0 | 0 | 0 | 0 | 0 | 0 | 0 | 0 | 0 | 0 | 0 | 0 | 0 | 0 | 0 | 0 | 0 | 0 | 0 | 0 | 0 | 0 | 0 | 0 | 0 | 0 | 0 | NPgY | GSP | NG FES - Steady Progression | Number of electric HGVs
NG FES - Steady Progression | Lct_BB003b_NPgSubComponent | Number of | NPgY | PITSMOOR 3/4 | Number of electric HGVs | PITS_BB_B | 0 | 0 | 0 | 0 | 1 | 1 | 1 | 1 | 1 | 1 | 2 | 2 | 2 | 2 | 2 | 2 | 2 | 3 | 3 | 3 | 3 | 3 | 3 | 4 | 4 | 4 | 4 | 4 | 5 | 5 | 5 | 5 | NPgY | GSP | NG FES - Steady Progression | Number of electric HGVs
NG FES - Steady Progression | Lct_BB003b_NPgSubComponent | Number of | NPgY | SALTEND NORTH | Number of electric HGVs | SALT_1 | 0 | 2 | 2 | 3 | 4 | 4 | 5 | 6 | 7 | 8 | 9 | 10 | 11 | 12 | 13 | 14 | 15 | 16 | 17 | 18 | 19 | 20 | 21 | 22 | 23 | 25 | 26 | 27 | 28 | 29 | 30 | 31 | NPgY | GSP | NG FES - Steady Progression | Number of electric HGVs
NG FES - Steady Progression | Lct_BB003b_NPgSubComponent | Number of | NPgY | SHEFFIELD CITY | Number of electric HGVs | SHEC_3 | 0 | 1 | 1 | 1 | 1 | 2 | 2 | 2 | 3 | 3 | 3 | 4 | 4 | 4 | 5 | 5 | 5 | 6 | 6 | 6 | 7 | 7 | 7 | 8 | 8 | 9 | 9 | 9 | 10 | 10 | 11 | 11 | NPgY | GSP | NG FES - Steady Progression | Number of electric HGVs
NG FES - Steady Progression | Lct_BB003b_NPgSubComponent | Number of | NPgY | SKELTON GRANGE | Number of electric HGVs | SKLGB1 | 0 | 14 | 14 | 20 | 26 | 33 | 40 | 47 | 54 | 61 | 68 | 76 | 84 | 91 | 98 | 105 | 112 | 120 | 127 | 134 | 142 | 150 | 157 | 165 | 173 | 181 | 189 | 197 | 205 | 213 | 222 | 230 | NPgY | GSP | NG FES - Steady Progression | Number of electric HGVs
NG FES - Steady Progression | Lct_BB003b_NPgSubComponent | Number of | NPgY | TEMPLEBOROUGH 275/33KV | Number of electric HGVs | TEMP_3 | 0 | 0 | 0 | 0 | 0 | 0 | 1 | 1 | 1 | 1 | 1 | 1 | 1 | 1 | 1 | 1 | 1 | 2 | 2 | 2 | 2 | 2 | 2 | 2 | 2 | 2 | 2 | 3 | 3 | 3 | 3 | 3 | NPgY | GSP | NG FES - Steady Progression | Number of electric HGVs
NG FES - Steady Progression | Lct_BB003b_NPgSubComponent | Number of | NPgY | THURCROFT | Number of electric HGVs | THUR_6 | 0 | 5 | 5 | 7 | 9 | 12 | 14 | 16 | 19 | 22 | 24 | 27 | 29 | 32 | 34 | 37 | 40 | 42 | 45 | 47 | 50 | 53 | 55 | 58 | 61 | 64 | 66 | 69 | 72 | 75 | 78 | 81 | NPgY | GSP | NG FES - Steady Progression | Number of electric HGVs
NG FES - Steady Progression | Lct_BB003b_NPgSubComponent | Number of | NPgY | WEST MELTON / THORPE MARSH | Number of electric HGVs | WMEL_THOM | 0 | 11 | 11 | 15 | 20 | 25 | 30 | 36 | 41 | 47 | 52 | 58 | 64 | 69 | 75 | 80 | 86 | 91 | 97 | 103 | 109 | 114 | 120 | 126 | 132 | 138 | 144 | 151 | 157 | 163 | 169 | 176 | NPgY | GSP | NG FES - Steady Progression | Number of electric HGVs
NG FES - Steady Progression | Lct_BB003b_NPgSubComponent | Number of | NPgY | WEST MELTON SECTION 3 | Number of electric HGVs | WMEL_BB3 | 0 | 6 | 6 | 8 | 11 | 14 | 17 | 20 | 23 | 26 | 29 | 32 | 35 | 38 | 41 | 44 | 47 | 50 | 54 | 57 | 60 | 63 | 66 | 70 | 73 | 76 | 80 | 83 | 86 | 90 | 93 | 97 | NPgY | GSP | NG FES - Steady Progression | Number of electric HGVs
NG FES - Steady Progression | Lct_BB003b_NPgSubComponent | Number of | NPgY | WINCOBANK | Number of electric HGVs | WIBA_3 | 0 | 1 | 1 | 1 | 1 | 1 | 1 | 2 | 2 | 2 | 3 | 3 | 3 | 3 | 4 | 4 | 4 | 5 | 5 | 5 | 5 | 6 | 6 | 6 | 7 | 7 | 7 | 7 | 8 | 8 | 8 | 9 | NPgY | GSP | NG FES - Steady Progression | Number of electric HGVs
NG FES - Steady Progression | Lct_BB001 | Number of | NPgN | BLYTH 66kV | Number of full electric cars and vans | BLYTB1 | 250 | 374 | 683 | 1118 | 1703 | 2528 | 3640 | 5091 | 6946 | 9288 | 12202 | 15757 | 20188 | 24970 | 30459 | 36663 | 43428 | 51357 | 59725 | 68229 | 76584 | 85155 | 93072 | 100046 | 106116 | 111338 | 115465 | 117161 | 118823 | 120415 | 122030 | 123573 | NPgN | GSP | NG FES - Steady Progression | Number of full electric cars and vans
NG FES - Steady Progression | Lct_BB001 | Number of | NPgN | BLYTH 132kV | Number of full electric cars and vans | BLYTH132 | 163 | 225 | 379 | 568 | 788 | 1057 | 1399 | 1835 | 2388 | 3080 | 3939 | 4983 | 6281 | 7681 | 9284 | 11095 | 13068 | 15380 | 17818 | 20294 | 22726 | 25225 | 27533 | 29565 | 31334 | 32856 | 34059 | 34553 | 35038 | 35502 | 35974 | 36425 | NPgN | GSP | NG FES - Steady Progression | Number of full electric cars and vans
NG FES - Steady Progression | Lct_BB001 | Number of | NPgN | FOURSTONES | Number of full electric cars and vans | FOUR_1 | 29 | 42 | 74 | 116 | 170 | 242 | 338 | 462 | 621 | 820 | 1068 | 1369 | 1745 | 2151 | 2617 | 3142 | 3716 | 4388 | 5096 | 5817 | 6524 | 7250 | 7921 | 8512 | 9026 | 9469 | 9819 | 9962 | 10103 | 10238 | 10375 | 10506 | NPgN | GSP | NG FES - Steady Progression | Number of full electric cars and vans
NG FES - Steady Progression | Lct_BB001 | Number of | NPgN | HARTMOOR | Number of full electric cars and vans | HARM_6 | 103 | 156 | 289 | 479 | 739 | 1111 | 1615 | 2275 | 3118 | 4183 | 5509 | 7126 | 9143 | 11320 | 13819 | 16644 | 19725 | 23335 | 27146 | 31018 | 34824 | 38726 | 42331 | 45507 | 48271 | 50649 | 52529 | 53301 | 54058 | 54783 | 55518 | 56220 | NPgN | GSP | NG FES - Steady Progression | Number of full electric cars and vans
NG FES - Steady Progression | Lct_BB001 | Number of | NPgN | HAWTHORN PIT GRID | Number of full electric cars and vans | HAWP_6 | 156 | 232 | 419 | 680 | 1027 | 1512 | 2163 | 3011 | 4094 | 5461 | 7163 | 9238 | 11823 | 14614 | 17817 | 21436 | 25384 | 30010 | 34891 | 39852 | 44726 | 49727 | 54345 | 58414 | 61955 | 65002 | 67410 | 68399 | 69369 | 70298 | 71240 | 72140 | NPgN | GSP | NG FES - Steady Progression | Number of full electric cars and vans
NG FES - Steady Progression | Lct_BB001 | Number of | NPgN | KNARESBOROUGH | Number of full electric cars and vans | KNARE_111 | 303 | 437 | 769 | 1212 | 1777 | 2540 | 3548 | 4856 | 6523 | 8623 | 11234 | 14416 | 18379 | 22655 | 27560 | 33103 | 39146 | 46228 | 53701 | 61293 | 68752 | 76407 | 83478 | 89706 | 95126 | 99790 | 103476 | 104991 | 106475 | 107897 | 109340 | 110719 | NPgN | GSP | NG FES - Steady Progression | Number of full electric cars and vans
NG FES - Steady Progression | Lct_BB001 | Number of | NPgN | LACKENBY | Number of full electric cars and vans | LACK_6 | 150 | 237 | 454 | 778 | 1236 | 1911 | 2835 | 4046 | 5598 | 7561 | 10007 | 12991 | 16714 | 20733 | 25347 | 30563 | 36254 | 42922 | 49961 | 57116 | 64146 | 71355 | 78014 | 83880 | 88986 | 93378 | 96850 | 98277 | 99674 | 101013 | 102371 | 103668 | NPgN | GSP | NG FES - Steady Progression | Number of full electric cars and vans
NG FES - Steady Progression | Lct_BB001 | Number of | NPgN | NORTON | Number of full electric cars and vans | NORT_1 | 561 | 862 | 1616 | 2711 | 4227 | 6418 | 9400 | 13302 | 18295 | 24606 | 32465 | 42055 | 54014 | 66922 | 81740 | 98491 | 116762 | 138175 | 160775 | 183743 | 206313 | 229459 | 250839 | 269674 | 286067 | 300169 | 311316 | 315897 | 320385 | 324683 | 329043 | 333209 | NPgN | GSP | NG FES - Steady Progression | Number of full electric cars and vans
NG FES - Steady Progression | Lct_BB001 | Number of | NPgN | OFFERTON | Number of full electric cars and vans | OFFE_3 | 69 | 104 | 192 | 317 | 486 | 728 | 1056 | 1484 | 2031 | 2722 | 3582 | 4632 | 5940 | 7352 | 8973 | 10805 | 12803 | 15145 | 17616 | 20128 | 22596 | 25127 | 27465 | 29525 | 31317 | 32859 | 34078 | 34579 | 35070 | 35540 | 36017 | 36473 | NPgN | GSP | NG FES - Steady Progression | Number of full electric cars and vans
NG FES - Steady Progression | Lct_BB001 | Number of | NPgN | OSBALDWICK | Number of full electric cars and vans | OSBA_1 | 565 | 801 | 1386 | 2143 | 3078 | 4300 | 5895 | 7956 | 10576 | 13872 | 17967 | 22953 | 29160 | 35856 | 43535 | 52211 | 61667 | 72748 | 84440 | 96316 | 107983 | 119960 | 131025 | 140769 | 149250 | 156546 | 162314 | 164683 | 167006 | 169232 | 171491 | 173648 | NPgN | GSP | NG FES - Steady Progression | Number of full electric cars and vans
NG FES - Steady Progression | Lct_BB001 | Number of | NPgN | POPPLETON | Number of full electric cars and vans | POPP_3 | 98 | 138 | 238 | 367 | 524 | 727 | 992 | 1334 | 1769 | 2315 | 2993 | 3819 | 4847 | 5956 | 7227 | 8664 | 10229 | 12064 | 14000 | 15966 | 17897 | 19880 | 21712 | 23326 | 24730 | 25938 | 26893 | 27285 | 27669 | 28038 | 28412 | 28769 | NPgN | GSP | NG FES - Steady Progression | Number of full electric cars and vans
NG FES - Steady Progression | Lct_BB001 | Number of | NPgN | SALTHOLME | Number of full electric cars and vans | SALH_1 | 2 | 3 | 6 | 11 | 17 | 25 | 37 | 53 | 73 | 98 | 130 | 168 | 216 | 267 | 327 | 394 | 467 | 552 | 643 | 735 | 825 | 917 | 1003 | 1078 | 1144 | 1200 | 1245 | 1263 | 1281 | 1298 | 1316 | 1332 | NPgN | GSP | NG FES - Steady Progression | Number of full electric cars and vans
NG FES - Steady Progression | Lct_BB001 | Number of | NPgN | SOUTH SHIELDS | Number of full electric cars and vans | SSHI_3 | 65 | 98 | 179 | 292 | 445 | 661 | 952 | 1331 | 1816 | 2428 | 3189 | 4118 | 5276 | 6526 | 7961 | 9582 | 11351 | 13423 | 15610 | 17832 | 20016 | 22256 | 24325 | 26148 | 27734 | 29099 | 30178 | 30621 | 31056 | 31472 | 31894 | 32297 | NPgN | GSP | NG FES - Steady Progression | Number of full electric cars and vans
NG FES - Steady Progression | Lct_BB001 | Number of | NPgN | SPADEADAM | Number of full electric cars and vans | KIELD01 and SPAD20 | 8 | 13 | 23 | 39 | 60 | 90 | 131 | 184 | 253 | 339 | 447 | 578 | 742 | 918 | 1121 | 1350 | 1601 | 1893 | 2203 | 2517 | 2826 | 3143 | 3435 | 3693 | 3917 | 4110 | 4263 | 4325 | 4387 | 4445 | 4505 | 4562 | NPgN | GSP | NG FES - Steady Progression | Number of full electric cars and vans
NG FES - Steady Progression | Lct_BB001 | Number of | NPgN | SPENNYMOOR | Number of full electric cars and vans | SPEN_1 | 376 | 555 | 1000 | 1616 | 2428 | 3558 | 5074 | 7047 | 9567 | 12746 | 16702 | 21525 | 27536 | 34023 | 41467 | 49881 | 59055 | 69807 | 81154 | 92683 | 104011 | 115633 | 126368 | 135825 | 144055 | 151136 | 156733 | 159033 | 161286 | 163445 | 165635 | 167727 | NPgN | GSP | NG FES - Steady Progression | Number of full electric cars and vans
NG FES - Steady Progression | Lct_BB001 | Number of | NPgN | STELLA NORTH | Number of full electric cars and vans | STEN_1 | 239 | 354 | 639 | 1033 | 1554 | 2280 | 3253 | 4522 | 6142 | 8186 | 10729 | 13830 | 17694 | 21865 | 26651 | 32060 | 37959 | 44872 | 52167 | 59580 | 66864 | 74336 | 81238 | 87318 | 92610 | 97163 | 100761 | 102240 | 103689 | 105077 | 106485 | 107830 | NPgN | GSP | NG FES - Steady Progression | Number of full electric cars and vans
NG FES - Steady Progression | Lct_BB001 | Number of | NPgN | STELLA SOUTH | Number of full electric cars and vans | STES_1 | 234 | 341 | 607 | 968 | 1435 | 2075 | 2927 | 4034 | 5446 | 7227 | 9441 | 12140 | 15503 | 19132 | 23296 | 28001 | 33132 | 39144 | 45489 | 51935 | 58268 | 64767 | 70770 | 76058 | 80660 | 84620 | 87750 | 89035 | 90295 | 91503 | 92728 | 93898 | NPgN | GSP | NG FES - Steady Progression | Number of full electric cars and vans
NG FES - Steady Progression | Lct_BB001 | Number of | NPgN | TYNEMOUTH | Number of full electric cars and vans | TYNE_1 | 192 | 290 | 536 | 885 | 1360 | 2038 | 2955 | 4153 | 5685 | 7620 | 10028 | 12967 | 16630 | 20584 | 25123 | 30253 | 35848 | 42405 | 49326 | 56358 | 63269 | 70357 | 76904 | 82672 | 87691 | 92010 | 95423 | 96826 | 98200 | 99517 | 100852 | 102128 | NPgN | GSP | NG FES - Steady Progression | Number of full electric cars and vans
NG FES - Steady Progression | Lct_BB001 | Number of | NPgN | WEST BOLDON | Number of full electric cars and vans | WBOL_6 | 278 | 413 | 751 | 1223 | 1853 | 2737 | 3927 | 5479 | 7462 | 9964 | 13078 | 16876 | 21610 | 26719 | 32583 | 39210 | 46437 | 54907 | 63845 | 72928 | 81853 | 91008 | 99465 | 106914 | 113398 | 118975 | 123385 | 125196 | 126971 | 128672 | 130397 | 132045 | NPgN | GSP | NG FES - Steady Progression | Number of full electric cars and vans
NG FES - Steady Progression | Lct_BB001 | Number of | NPgY | BRADFORD WEST | Number of full electric cars and vans | BRAW_1 | 463 | 832 | 1575 | 2634 | 4056 | 6108 | 8818 | 12310 | 16723 | 22256 | 29119 | 37484 | 47649 | 59221 | 72508 | 87534 | 103926 | 123139 | 143418 | 164034 | 184293 | 205061 | 224245 | 241146 | 255856 | 268510 | 278513 | 282624 | 286649 | 290507 | 294416 | 298152 | NPgY | GSP | NG FES - Steady Progression | Number of full electric cars and vans
NG FES - Steady Progression | Lct_BB001 | Number of | NPgY | CAMBLESFORTH | Number of full electric cars and vans | CAMB_01 | 59 | 99 | 175 | 276 | 404 | 580 | 811 | 1107 | 1481 | 1948 | 2526 | 3231 | 4087 | 5061 | 6178 | 7441 | 8819 | 10434 | 12138 | 13870 | 15572 | 17318 | 18930 | 20350 | 21586 | 22650 | 23491 | 23836 | 24174 | 24499 | 24827 | 25141 | NPgY | GSP | NG FES - Steady Progression | Number of full electric cars and vans
NG FES - Steady Progression | Lct_BB001 | Number of | NPgY | CREYKE BECK | Number of full electric cars and vans | CREB_1 | 873 | 1410 | 2421 | 3701 | 5240 | 7302 | 9996 | 13430 | 17746 | 23137 | 29808 | 37926 | 47777 | 58983 | 71839 | 86371 | 102213 | 120782 | 140375 | 160283 | 179843 | 199913 | 218453 | 234783 | 248995 | 261222 | 270888 | 274859 | 278749 | 282479 | 286261 | 289874 | NPgY | GSP | NG FES - Steady Progression | Number of full electric cars and vans
NG FES - Steady Progression | Lct_BB001 | Number of | NPgY | DRAX | Number of full electric cars and vans | DRAX_YEDL | 75 | 126 | 227 | 362 | 534 | 775 | 1092 | 1498 | 2010 | 2651 | 3446 | 4414 | 5589 | 6927 | 8462 | 10198 | 12091 | 14310 | 16652 | 19032 | 21371 | 23770 | 25985 | 27937 | 29636 | 31097 | 32252 | 32727 | 33192 | 33638 | 34089 | 34521 | NPgY | GSP | NG FES - Steady Progression | Number of full electric cars and vans
NG FES - Steady Progression | Lct_BB001 | Number of | NPgY | ELLAND | Number of full electric cars and vans | ELLA_1 | 433 | 755 | 1392 | 2276 | 3438 | 5090 | 7268 | 10068 | 13605 | 18035 | 23527 | 30221 | 38353 | 47609 | 58234 | 70250 | 83357 | 98719 | 114932 | 131413 | 147609 | 164214 | 179552 | 193065 | 204826 | 214943 | 222941 | 226228 | 229446 | 232531 | 235657 | 238644 | NPgY | GSP | NG FES - Steady Progression | Number of full electric cars and vans
NG FES - Steady Progression | Lct_BB001 | Number of | NPgY | FERRYBRIDGE A | Number of full electric cars and vans | FERRA2 | 208 | 341 | 596 | 927 | 1335 | 1892 | 2621 | 3554 | 4728 | 6195 | 8012 | 10225 | 12910 | 15966 | 19472 | 23436 | 27758 | 32824 | 38169 | 43602 | 48939 | 54415 | 59473 | 63928 | 67805 | 71141 | 73778 | 74862 | 75923 | 76941 | 77972 | 78958 | NPgY | GSP | NG FES - Steady Progression | Number of full electric cars and vans
NG FES - Steady Progression | Lct_BB001 | Number of | NPgY | FERRYBRIDGE B | Number of full electric cars and vans | FERRB9 | 416 | 700 | 1249 | 1983 | 2914 | 4208 | 5908 | 8087 | 10834 | 14272 | 18531 | 23718 | 30018 | 37187 | 45415 | 54718 | 64863 | 76754 | 89303 | 102058 | 114591 | 127444 | 139317 | 149776 | 158878 | 166709 | 172900 | 175444 | 177935 | 180323 | 182743 | 185057 | NPgY | GSP | NG FES - Steady Progression | Number of full electric cars and vans
NG FES - Steady Progression | Lct_BB001 | Number of | NPgY | GRIMSBY WEST | Number of full electric cars and vans | GRIW_1 | 271 | 443 | 771 | 1193 | 1711 | 2414 | 3334 | 4510 | 5990 | 7839 | 10128 | 12915 | 16298 | 20146 | 24562 | 29554 | 34997 | 41377 | 48109 | 54950 | 61671 | 68567 | 74937 | 80547 | 85431 | 89631 | 92953 | 94317 | 95654 | 96935 | 98234 | 99475 | NPgY | GSP | NG FES - Steady Progression | Number of full electric cars and vans
NG FES - Steady Progression | Lct_BB001 | Number of | NPgY | JORDANTHORPE | Number of full electric cars and vans | JORD_3 | 156 | 249 | 422 | 636 | 890 | 1224 | 1660 | 2213 | 2909 | 3777 | 4850 | 6156 | 7740 | 9541 | 11608 | 13943 | 16489 | 19473 | 22621 | 25819 | 28962 | 32187 | 35166 | 37790 | 40074 | 42038 | 43591 | 44229 | 44855 | 45454 | 46062 | 46643 | NPgY | GSP | NG FES - Steady Progression | Number of full electric cars and vans
NG FES - Steady Progression | Lct_BB001 | Number of | NPgY | KEADBY | Number of full electric cars and vans | KEAD_YEDL | 785 | 1218 | 2001 | 2918 | 3930 | 5196 | 6831 | 8893 | 11470 | 14674 | 18630 | 23436 | 29259 | 35878 | 43465 | 52035 | 61373 | 72316 | 83860 | 95583 | 107099 | 118927 | 129854 | 139475 | 147849 | 155053 | 160749 | 163088 | 165381 | 167580 | 169811 | 171943 | NPgY | GSP | NG FES - Steady Progression | Number of full electric cars and vans
NG FES - Steady Progression | Lct_BB001 | Number of | NPgY | KIRKSTALL B | Number of full electric cars and vans | KIRKB1 | 345 | 587 | 1061 | 1704 | 2530 | 3690 | 5216 | 7175 | 9646 | 12739 | 16572 | 21242 | 26914 | 33370 | 40780 | 49158 | 58296 | 69007 | 80310 | 91799 | 103089 | 114666 | 125360 | 134781 | 142980 | 150034 | 155610 | 157901 | 160145 | 162296 | 164476 | 166559 | NPgY | GSP | NG FES - Steady Progression | Number of full electric cars and vans
NG FES - Steady Progression | Lct_BB001 | Number of | NPgY | NEEPSEND | Number of full electric cars and vans | NEEP_3 | 160 | 261 | 452 | 698 | 999 | 1406 | 1939 | 2620 | 3477 | 4547 | 5873 | 7486 | 9444 | 11672 | 14227 | 17117 | 20267 | 23959 | 27856 | 31815 | 35705 | 39696 | 43383 | 46630 | 49456 | 51888 | 53810 | 54600 | 55373 | 56115 | 56867 | 57585 | NPgY | GSP | NG FES - Steady Progression | Number of full electric cars and vans
NG FES - Steady Progression | Lct_BB001 | Number of | NPgY | NORTON LEES | Number of full electric cars and vans | NORL_3 | 195 | 312 | 529 | 797 | 1113 | 1530 | 2073 | 2763 | 3629 | 4710 | 6046 | 7673 | 9645 | 11889 | 14462 | 17370 | 20541 | 24256 | 28177 | 32160 | 36073 | 40089 | 43799 | 47066 | 49910 | 52356 | 54291 | 55085 | 55864 | 56610 | 57367 | 58090 | NPgY | GSP | NG FES - Steady Progression | Number of full electric cars and vans
NG FES - Steady Progression | Lct_BB001 | Number of | NPgY | PITSMOOR 3/4 | Number of full electric cars and vans | PITS_BB_B | 64 | 106 | 185 | 288 | 415 | 589 | 816 | 1107 | 1473 | 1931 | 2498 | 3188 | 4026 | 4979 | 6072 | 7309 | 8657 | 10237 | 11904 | 13599 | 15264 | 16972 | 18550 | 19939 | 21149 | 22189 | 23012 | 23350 | 23681 | 23998 | 24320 | 24628 | NPgY | GSP | NG FES - Steady Progression | Number of full electric cars and vans
NG FES - Steady Progression | Lct_BB001 | Number of | NPgY | SALTEND NORTH | Number of full electric cars and vans | SALT_1 | 118 | 189 | 324 | 493 | 695 | 964 | 1316 | 1764 | 2328 | 3031 | 3900 | 4959 | 6243 | 7704 | 9380 | 11275 | 13340 | 15760 | 18314 | 20909 | 23459 | 26075 | 28492 | 30620 | 32473 | 34066 | 35326 | 35844 | 36351 | 36837 | 37330 | 37801 | NPgY | GSP | NG FES - Steady Progression | Number of full electric cars and vans
NG FES - Steady Progression | Lct_BB001 | Number of | NPgY | SHEFFIELD CITY | Number of full electric cars and vans | SHEC_3 | 85 | 139 | 241 | 371 | 530 | 745 | 1025 | 1384 | 1835 | 2398 | 3096 | 3945 | 4975 | 6147 | 7492 | 9013 | 10670 | 12613 | 14663 | 16746 | 18793 | 20893 | 22833 | 24542 | 26029 | 27308 | 28320 | 28735 | 29142 | 29533 | 29928 | 30306 | NPgY | GSP | NG FES - Steady Progression | Number of full electric cars and vans
NG FES - Steady Progression | Lct_BB001 | Number of | NPgY | SKELTON GRANGE | Number of full electric cars and vans | SKLGB1 | 730 | 1263 | 2313 | 3760 | 5647 | 8320 | 11841 | 16366 | 22079 | 29234 | 38103 | 48910 | 62039 | 76982 | 94136 | 113533 | 134691 | 159489 | 185661 | 212266 | 238408 | 265212 | 289973 | 311786 | 330771 | 347102 | 360013 | 365318 | 370514 | 375493 | 380540 | 385363 | NPgY | GSP | NG FES - Steady Progression | Number of full electric cars and vans
NG FES - Steady Progression | Lct_BB001 | Number of | NPgY | TEMPLEBOROUGH 275/33KV | Number of full electric cars and vans | TEMP_3 | 15 | 24 | 40 | 61 | 86 | 119 | 163 | 218 | 287 | 373 | 480 | 610 | 768 | 947 | 1153 | 1385 | 1639 | 1936 | 2249 | 2568 | 2881 | 3202 | 3499 | 3760 | 3987 | 4183 | 4338 | 4401 | 4463 | 4523 | 4584 | 4641 | NPgY | GSP | NG FES - Steady Progression | Number of full electric cars and vans
NG FES - Steady Progression | Lct_BB001 | Number of | NPgY | THURCROFT | Number of full electric cars and vans | THUR_6 | 736 | 1124 | 1814 | 2593 | 3412 | 4394 | 5653 | 7229 | 9190 | 11623 | 14621 | 18258 | 22661 | 27664 | 33393 | 39863 | 46909 | 55166 | 63875 | 72716 | 81399 | 90323 | 98568 | 105826 | 112143 | 117578 | 121876 | 123640 | 125370 | 127030 | 128715 | 130324 | NPgY | GSP | NG FES - Steady Progression | Number of full electric cars and vans
NG FES - Steady Progression | Lct_BB001 | Number of | NPgY | WEST MELTON / THORPE MARSH | Number of full electric cars and vans | WMEL_THOM | 935 | 1469 | 2447 | 3625 | 4967 | 6690 | 8927 | 11759 | 15307 | 19726 | 25187 | 31826 | 39876 | 49028 | 59522 | 71379 | 84302 | 99447 | 115425 | 131655 | 147600 | 163969 | 179091 | 192408 | 203998 | 213970 | 221853 | 225091 | 228264 | 231307 | 234394 | 237343 | NPgY | GSP | NG FES - Steady Progression | Number of full electric cars and vans
NG FES - Steady Progression | Lct_BB001 | Number of | NPgY | WEST MELTON SECTION 3 | Number of full electric cars and vans | WMEL_BB3 | 807 | 1280 | 2153 | 3223 | 4466 | 6087 | 8196 | 10874 | 14232 | 18420 | 23597 | 29894 | 37531 | 46216 | 56176 | 67432 | 79701 | 94080 | 109250 | 124662 | 139803 | 155344 | 169701 | 182345 | 193350 | 202817 | 210302 | 213376 | 216389 | 219278 | 222207 | 225007 | NPgY | GSP | NG FES - Steady Progression | Number of full electric cars and vans
NG FES - Steady Progression | Lct_BB001 | Number of | NPgY | WINCOBANK | Number of full electric cars and vans | WIBA_3 | 18 | 32 | 58 | 95 | 142 | 210 | 299 | 413 | 556 | 737 | 960 | 1232 | 1563 | 1940 | 2372 | 2860 | 3393 | 4018 | 4678 | 5348 | 6006 | 6682 | 7305 | 7855 | 8333 | 8745 | 9070 | 9204 | 9334 | 9460 | 9587 | 9709 | NPgY | GSP | NG FES - Steady Progression | Number of full electric cars and vans
NG FES - Steady Progression | Lct_BB5678_NPgAggregate | Number of | NPgN | BLYTH 66kV | Number of heat pumps (total) | BLYTB1 | 771 | 917 | 1046 | 1233 | 1416 | 1596 | 1774 | 2591 | 3407 | 4274 | 5214 | 6216 | 7400 | 8707 | 10031 | 11372 | 12728 | 14425 | 16006 | 17617 | 19249 | 20910 | 22364 | 23462 | 24534 | 25556 | 26576 | 27794 | 28611 | 29442 | 30287 | 31151 | NPgN | GSP | NG FES - Steady Progression | Number of heat pumps (total)
NG FES - Steady Progression | Lct_BB5678_NPgAggregate | Number of | NPgN | BLYTH 132kV | Number of heat pumps (total) | BLYTH132 | 336 | 400 | 439 | 501 | 556 | 610 | 662 | 944 | 1435 | 2029 | 2673 | 3370 | 3906 | 4492 | 5076 | 5667 | 6266 | 6872 | 7438 | 8014 | 8573 | 9142 | 9613 | 9921 | 10212 | 10489 | 10767 | 11097 | 11317 | 11539 | 11764 | 11994 | NPgN | GSP | NG FES - Steady Progression | Number of heat pumps (total)
NG FES - Steady Progression | Lct_BB5678_NPgAggregate | Number of | NPgN | FOURSTONES | Number of heat pumps (total) | FOUR_1 | 94 | 107 | 114 | 127 | 140 | 153 | 165 | 252 | 455 | 711 | 989 | 1295 | 1520 | 1771 | 2016 | 2265 | 2516 | 2738 | 2946 | 3157 | 3360 | 3568 | 3728 | 3834 | 3933 | 4028 | 4123 | 4236 | 4307 | 4379 | 4452 | 4526 | NPgN | GSP | NG FES - Steady Progression | Number of heat pumps (total)
NG FES - Steady Progression | Lct_BB5678_NPgAggregate | Number of | NPgN | HARTMOOR | Number of heat pumps (total) | HARM_6 | 398 | 470 | 536 | 632 | 728 | 822 | 917 | 1349 | 1791 | 2267 | 2782 | 3337 | 3994 | 4725 | 5469 | 6223 | 6986 | 7931 | 8811 | 9708 | 10622 | 11551 | 12359 | 12970 | 13567 | 14136 | 14704 | 15382 | 15833 | 16291 | 16756 | 17231 | NPgN | GSP | NG FES - Steady Progression | Number of heat pumps (total)
NG FES - Steady Progression | Lct_BB5678_NPgAggregate | Number of | NPgN | HAWTHORN PIT GRID | Number of heat pumps (total) | HAWP_6 | 389 | 469 | 539 | 640 | 739 | 837 | 933 | 1370 | 1812 | 2285 | 2797 | 3344 | 4024 | 4772 | 5532 | 6301 | 7079 | 8110 | 9071 | 10050 | 11046 | 12059 | 12959 | 13638 | 14301 | 14933 | 15563 | 16317 | 16825 | 17343 | 17869 | 18406 | NPgN | GSP | NG FES - Steady Progression | Number of heat pumps (total)
NG FES - Steady Progression | Lct_BB5678_NPgAggregate | Number of | NPgN | KNARESBOROUGH | Number of heat pumps (total) | KNARE_111 | 670 | 771 | 843 | 960 | 1074 | 1187 | 1298 | 1791 | 2347 | 2961 | 3632 | 4343 | 5090 | 5909 | 6725 | 7555 | 8394 | 9474 | 10480 | 11505 | 12544 | 13602 | 14554 | 15263 | 15954 | 16615 | 17276 | 18066 | 18605 | 19154 | 19709 | 20276 | NPgN | GSP | NG FES - Steady Progression | Number of heat pumps (total)
NG FES - Steady Progression | Lct_BB5678_NPgAggregate | Number of | NPgN | LACKENBY | Number of heat pumps (total) | LACK_6 | 598 | 715 | 815 | 961 | 1105 | 1247 | 1388 | 2023 | 2698 | 3434 | 4231 | 5089 | 6111 | 7241 | 8389 | 9553 | 10730 | 12230 | 13628 | 15051 | 16491 | 17956 | 19251 | 20227 | 21180 | 22089 | 22997 | 24081 | 24813 | 25557 | 26314 | 27086 | NPgN | GSP | NG FES - Steady Progression | Number of heat pumps (total)
NG FES - Steady Progression | Lct_BB5678_NPgAggregate | Number of | NPgN | NORTON | Number of heat pumps (total) | NORT_1 | 1848 | 2149 | 2415 | 2810 | 3209 | 3602 | 3995 | 5842 | 7883 | 10133 | 12574 | 15197 | 18000 | 21108 | 24250 | 27434 | 30656 | 34559 | 38195 | 41897 | 45647 | 49464 | 52788 | 55275 | 57699 | 60013 | 62327 | 65085 | 66926 | 68798 | 70697 | 72635 | NPgN | GSP | NG FES - Steady Progression | Number of heat pumps (total)
NG FES - Steady Progression | Lct_BB5678_NPgAggregate | Number of | NPgN | OFFERTON | Number of heat pumps (total) | OFFE_3 | 155 | 177 | 200 | 236 | 275 | 313 | 353 | 531 | 710 | 904 | 1115 | 1341 | 1666 | 2019 | 2379 | 2744 | 3113 | 3643 | 4137 | 4640 | 5170 | 5710 | 6189 | 6551 | 6903 | 7238 | 7571 | 7972 | 8238 | 8510 | 8786 | 9069 | NPgN | GSP | NG FES - Steady Progression | Number of heat pumps (total)
NG FES - Steady Progression | Lct_BB5678_NPgAggregate | Number of | NPgN | OSBALDWICK | Number of heat pumps (total) | OSBA_1 | 1382 | 1608 | 1771 | 2029 | 2280 | 2528 | 2772 | 3804 | 4974 | 6279 | 7699 | 9224 | 10972 | 12909 | 14869 | 16856 | 18866 | 21274 | 23515 | 25797 | 28115 | 30475 | 32534 | 34070 | 35566 | 36994 | 38422 | 40127 | 41264 | 42421 | 43593 | 44790 | NPgN | GSP | NG FES - Steady Progression | Number of heat pumps (total)
NG FES - Steady Progression | Lct_BB5678_NPgAggregate | Number of | NPgN | POPPLETON | Number of heat pumps (total) | POPP_3 | 185 | 215 | 241 | 282 | 324 | 366 | 408 | 596 | 790 | 1000 | 1229 | 1474 | 1760 | 2078 | 2403 | 2731 | 3063 | 3483 | 3874 | 4271 | 4680 | 5096 | 5463 | 5741 | 6013 | 6272 | 6532 | 6841 | 7046 | 7255 | 7467 | 7682 | NPgN | GSP | NG FES - Steady Progression | Number of heat pumps (total)
NG FES - Steady Progression | Lct_BB5678_NPgAggregate | Number of | NPgN | SALTHOLME | Number of heat pumps (total) | SALH_1 | 12 | 13 | 14 | 16 | 18 | 21 | 23 | 32 | 42 | 53 | 65 | 79 | 93 | 109 | 126 | 143 | 160 | 182 | 202 | 223 | 244 | 265 | 285 | 300 | 315 | 329 | 344 | 361 | 372 | 384 | 396 | 408 | NPgN | GSP | NG FES - Steady Progression | Number of heat pumps (total)
NG FES - Steady Progression | Lct_BB5678_NPgAggregate | Number of | NPgN | SOUTH SHIELDS | Number of heat pumps (total) | SSHI_3 | 206 | 239 | 270 | 317 | 366 | 414 | 463 | 679 | 893 | 1120 | 1368 | 1631 | 1981 | 2365 | 2755 | 3150 | 3550 | 4091 | 4596 | 5110 | 5639 | 6178 | 6653 | 7012 | 7363 | 7696 | 8029 | 8428 | 8695 | 8967 | 9244 | 9526 | NPgN | GSP | NG FES - Steady Progression | Number of heat pumps (total)
NG FES - Steady Progression | Lct_BB5678_NPgAggregate | Number of | NPgN | SPADEADAM | Number of heat pumps (total) | KIELD01 and SPAD20 | 39 | 45 | 49 | 55 | 61 | 67 | 72 | 104 | 167 | 245 | 331 | 425 | 499 | 582 | 665 | 748 | 832 | 913 | 988 | 1064 | 1139 | 1215 | 1277 | 1320 | 1362 | 1401 | 1441 | 1488 | 1519 | 1550 | 1581 | 1613 | NPgN | GSP | NG FES - Steady Progression | Number of heat pumps (total)
NG FES - Steady Progression | Lct_BB5678_NPgAggregate | Number of | NPgN | SPENNYMOOR | Number of heat pumps (total) | SPEN_1 | 1277 | 1562 | 1757 | 2051 | 2313 | 2573 | 2819 | 3839 | 4959 | 6191 | 7526 | 8957 | 10634 | 12503 | 14391 | 16303 | 18237 | 20579 | 22759 | 24978 | 27219 | 29499 | 31510 | 33024 | 34502 | 35913 | 37324 | 39003 | 40132 | 41280 | 42443 | 43629 | NPgN | GSP | NG FES - Steady Progression | Number of heat pumps (total)
NG FES - Steady Progression | Lct_BB5678_NPgAggregate | Number of | NPgN | STELLA NORTH | Number of heat pumps (total) | STEN_1 | 799 | 917 | 1027 | 1196 | 1377 | 1555 | 1738 | 2490 | 3279 | 4145 | 5085 | 6100 | 7379 | 8811 | 10273 | 11754 | 13252 | 15148 | 16912 | 18708 | 20545 | 22414 | 24066 | 25322 | 26553 | 27727 | 28904 | 30305 | 31244 | 32198 | 33166 | 34152 | NPgN | GSP | NG FES - Steady Progression | Number of heat pumps (total)
NG FES - Steady Progression | Lct_BB5678_NPgAggregate | Number of | NPgN | STELLA SOUTH | Number of heat pumps (total) | STES_1 | 636 | 755 | 850 | 991 | 1127 | 1261 | 1393 | 1987 | 2629 | 3332 | 4095 | 4915 | 5897 | 6978 | 8072 | 9181 | 10303 | 11681 | 12966 | 14274 | 15602 | 16954 | 18130 | 19011 | 19869 | 20686 | 21501 | 22477 | 23127 | 23790 | 24463 | 25151 | NPgN | GSP | NG FES - Steady Progression | Number of heat pumps (total)
NG FES - Steady Progression | Lct_BB5678_NPgAggregate | Number of | NPgN | TYNEMOUTH | Number of heat pumps (total) | TYNE_1 | 627 | 721 | 822 | 968 | 1124 | 1279 | 1437 | 2146 | 2840 | 3573 | 4368 | 5214 | 6218 | 7331 | 8459 | 9603 | 10759 | 12307 | 13749 | 15217 | 16720 | 18249 | 19616 | 20658 | 21678 | 22652 | 23626 | 24787 | 25569 | 26366 | 27174 | 27998 | NPgN | GSP | NG FES - Steady Progression | Number of heat pumps (total)
NG FES - Steady Progression | Lct_BB5678_NPgAggregate | Number of | NPgN | WEST BOLDON | Number of heat pumps (total) | WBOL_6 | 773 | 903 | 1031 | 1219 | 1416 | 1609 | 1806 | 2696 | 3570 | 4496 | 5501 | 6571 | 7929 | 9422 | 10936 | 12471 | 14023 | 16125 | 18084 | 20078 | 22121 | 24200 | 26043 | 27439 | 28802 | 30102 | 31398 | 32949 | 33992 | 35054 | 36134 | 37237 | NPgN | GSP | NG FES - Steady Progression | Number of heat pumps (total)
NG FES - Steady Progression | Lct_BB5678_NPgAggregate | Number of | NPgY | BRADFORD WEST | Number of heat pumps (total) | BRAW_1 | 1536 | 1712 | 1957 | 2266 | 2588 | 2907 | 3223 | 4704 | 6290 | 7984 | 9865 | 11898 | 14409 | 17154 | 19936 | 22756 | 25609 | 29427 | 32888 | 36412 | 40044 | 43742 | 47119 | 49573 | 51963 | 54243 | 56537 | 59369 | 61208 | 63075 | 64972 | 66909 | NPgY | GSP | NG FES - Steady Progression | Number of heat pumps (total)
NG FES - Steady Progression | Lct_BB5678_NPgAggregate | Number of | NPgY | CAMBLESFORTH | Number of heat pumps (total) | CAMB_01 | 136 | 155 | 176 | 203 | 229 | 255 | 280 | 411 | 585 | 793 | 1023 | 1273 | 1501 | 1747 | 1995 | 2246 | 2501 | 2808 | 3086 | 3370 | 3653 | 3942 | 4200 | 4387 | 4569 | 4743 | 4905 | 5102 | 5231 | 5362 | 5495 | 5631 | NPgY | GSP | NG FES - Steady Progression | Number of heat pumps (total)
NG FES - Steady Progression | Lct_BB5678_NPgAggregate | Number of | NPgY | CREYKE BECK | Number of heat pumps (total) | CREB_1 | 2249 | 2525 | 2857 | 3271 | 3672 | 4068 | 4461 | 6322 | 8352 | 10602 | 13042 | 15653 | 18455 | 21480 | 24517 | 27596 | 30711 | 34625 | 38176 | 41792 | 45422 | 49117 | 52440 | 54854 | 57205 | 59447 | 61655 | 64370 | 66136 | 67940 | 69771 | 71641 | NPgY | GSP | NG FES - Steady Progression | Number of heat pumps (total)
NG FES - Steady Progression | Lct_BB5678_NPgAggregate | Number of | NPgY | DRAX | Number of heat pumps (total) | DRAX_YEDL | 335 | 378 | 425 | 484 | 539 | 594 | 648 | 902 | 1232 | 1624 | 2056 | 2524 | 2946 | 3411 | 3878 | 4352 | 4831 | 5341 | 5804 | 6276 | 6739 | 7211 | 7614 | 7907 | 8194 | 8468 | 8722 | 9029 | 9231 | 9430 | 9633 | 9839 | NPgY | GSP | NG FES - Steady Progression | Number of heat pumps (total)
NG FES - Steady Progression | Lct_BB5678_NPgAggregate | Number of | NPgY | ELLAND | Number of heat pumps (total) | ELLA_1 | 1171 | 1311 | 1505 | 1748 | 1998 | 2244 | 2488 | 3658 | 4870 | 6152 | 7561 | 9076 | 10940 | 12965 | 15011 | 17086 | 19184 | 22050 | 24649 | 27295 | 30020 | 32795 | 35341 | 37190 | 38991 | 40709 | 42443 | 44584 | 45974 | 47391 | 48830 | 50300 | NPgY | GSP | NG FES - Steady Progression | Number of heat pumps (total)
NG FES - Steady Progression | Lct_BB5678_NPgAggregate | Number of | NPgY | FERRYBRIDGE A | Number of heat pumps (total) | FERRA2 | 567 | 672 | 780 | 914 | 1034 | 1152 | 1270 | 1742 | 2253 | 2814 | 3426 | 4086 | 4864 | 5726 | 6601 | 7488 | 8385 | 9453 | 10422 | 11408 | 12396 | 13401 | 14299 | 14956 | 15598 | 16210 | 16821 | 17569 | 18057 | 18553 | 19055 | 19567 | NPgY | GSP | NG FES - Steady Progression | Number of heat pumps (total)
NG FES - Steady Progression | Lct_BB5678_NPgAggregate | Number of | NPgY | FERRYBRIDGE B | Number of heat pumps (total) | FERRB9 | 965 | 1094 | 1266 | 1479 | 1694 | 1906 | 2117 | 3108 | 4213 | 5421 | 6760 | 8213 | 9841 | 11641 | 13469 | 15322 | 17197 | 19496 | 21581 | 23703 | 25844 | 28023 | 29970 | 31390 | 32775 | 34098 | 35411 | 37021 | 38072 | 39134 | 40211 | 41311 | NPgY | GSP | NG FES - Steady Progression | Number of heat pumps (total)
NG FES - Steady Progression | Lct_BB5678_NPgAggregate | Number of | NPgY | GRIMSBY WEST | Number of heat pumps (total) | GRIW_1 | 615 | 693 | 792 | 915 | 1036 | 1156 | 1275 | 1835 | 2417 | 3052 | 3735 | 4463 | 5295 | 6190 | 7091 | 8003 | 8927 | 10182 | 11320 | 12479 | 13657 | 14856 | 15961 | 16764 | 17546 | 18292 | 19035 | 19950 | 20544 | 21156 | 21777 | 22411 | NPgY | GSP | NG FES - Steady Progression | Number of heat pumps (total)
NG FES - Steady Progression | Lct_BB5678_NPgAggregate | Number of | NPgY | JORDANTHORPE | Number of heat pumps (total) | JORD_3 | 177 | 198 | 232 | 275 | 321 | 366 | 411 | 619 | 843 | 1087 | 1354 | 1642 | 1973 | 2339 | 2709 | 3085 | 3465 | 3994 | 4474 | 4962 | 5460 | 5967 | 6443 | 6792 | 7133 | 7459 | 7787 | 8187 | 8449 | 8719 | 8992 | 9271 | NPgY | GSP | NG FES - Steady Progression | Number of heat pumps (total)
NG FES - Steady Progression | Lct_BB5678_NPgAggregate | Number of | NPgY | KEADBY | Number of heat pumps (total) | KEAD_YEDL | 1194 | 1360 | 1537 | 1762 | 1971 | 2179 | 2385 | 3389 | 4708 | 6277 | 8013 | 9892 | 11630 | 13519 | 15416 | 17340 | 19286 | 21505 | 23518 | 25569 | 27586 | 29639 | 31444 | 32755 | 34033 | 35253 | 36391 | 37776 | 38681 | 39599 | 40529 | 41478 | NPgY | GSP | NG FES - Steady Progression | Number of heat pumps (total)
NG FES - Steady Progression | Lct_BB5678_NPgAggregate | Number of | NPgY | KIRKSTALL B | Number of heat pumps (total) | KIRKB1 | 692 | 774 | 907 | 1071 | 1247 | 1421 | 1594 | 2431 | 3262 | 4119 | 5058 | 6069 | 7283 | 8622 | 9983 | 11362 | 12756 | 14612 | 16293 | 18005 | 19753 | 21533 | 23163 | 24353 | 25515 | 26624 | 27756 | 29147 | 30053 | 30975 | 31910 | 32863 | NPgY | GSP | NG FES - Steady Progression | Number of heat pumps (total)
NG FES - Steady Progression | Lct_BB5678_NPgAggregate | Number of | NPgY | NEEPSEND | Number of heat pumps (total) | NEEP_3 | 304 | 342 | 394 | 459 | 527 | 593 | 659 | 953 | 1253 | 1568 | 1913 | 2285 | 2779 | 3319 | 3867 | 4422 | 4983 | 5749 | 6443 | 7150 | 7886 | 8635 | 9318 | 9814 | 10296 | 10756 | 11222 | 11799 | 12172 | 12550 | 12934 | 13327 | NPgY | GSP | NG FES - Steady Progression | Number of heat pumps (total)
NG FES - Steady Progression | Lct_BB5678_NPgAggregate | Number of | NPgY | NORTON LEES | Number of heat pumps (total) | NORL_3 | 253 | 286 | 334 | 394 | 458 | 521 | 584 | 855 | 1126 | 1410 | 1721 | 2054 | 2495 | 2982 | 3477 | 3978 | 4484 | 5205 | 5857 | 6521 | 7216 | 7923 | 8581 | 9061 | 9531 | 9978 | 10435 | 10997 | 11363 | 11735 | 12112 | 12497 | NPgY | GSP | NG FES - Steady Progression | Number of heat pumps (total)
NG FES - Steady Progression | Lct_BB5678_NPgAggregate | Number of | NPgY | PITSMOOR 3/4 | Number of heat pumps (total) | PITS_BB_B | 113 | 127 | 147 | 173 | 200 | 227 | 253 | 369 | 486 | 608 | 744 | 890 | 1097 | 1324 | 1555 | 1789 | 2026 | 2357 | 2658 | 2963 | 3278 | 3598 | 3892 | 4105 | 4313 | 4512 | 4713 | 4963 | 5125 | 5291 | 5459 | 5631 | NPgY | GSP | NG FES - Steady Progression | Number of heat pumps (total)
NG FES - Steady Progression | Lct_BB5678_NPgAggregate | Number of | NPgY | SALTEND NORTH | Number of heat pumps (total) | SALT_1 | 282 | 322 | 367 | 423 | 476 | 528 | 579 | 810 | 1059 | 1334 | 1632 | 1951 | 2317 | 2714 | 3113 | 3518 | 3927 | 4449 | 4922 | 5404 | 5890 | 6383 | 6830 | 7154 | 7470 | 7771 | 8070 | 8438 | 8678 | 8923 | 9172 | 9426 | NPgY | GSP | NG FES - Steady Progression | Number of heat pumps (total)
NG FES - Steady Progression | Lct_BB5678_NPgAggregate | Number of | NPgY | SHEFFIELD CITY | Number of heat pumps (total) | SHEC_3 | 186 | 207 | 234 | 269 | 305 | 341 | 377 | 534 | 689 | 850 | 1029 | 1220 | 1472 | 1746 | 2023 | 2305 | 2589 | 2978 | 3329 | 3687 | 4056 | 4432 | 4778 | 5029 | 5274 | 5507 | 5745 | 6039 | 6231 | 6426 | 6623 | 6825 | NPgY | GSP | NG FES - Steady Progression | Number of heat pumps (total)
NG FES - Steady Progression | Lct_BB5678_NPgAggregate | Number of | NPgY | SKELTON GRANGE | Number of heat pumps (total) | SKLGB1 | 1635 | 1831 | 2143 | 2526 | 2936 | 3339 | 3739 | 5672 | 7595 | 9579 | 11757 | 14104 | 17002 | 20190 | 23431 | 26715 | 30037 | 34511 | 38565 | 42693 | 46947 | 51276 | 55236 | 58121 | 60934 | 63619 | 66351 | 69719 | 71910 | 74132 | 76387 | 78688 | NPgY | GSP | NG FES - Steady Progression | Number of heat pumps (total)
NG FES - Steady Progression | Lct_BB5678_NPgAggregate | Number of | NPgY | TEMPLEBOROUGH 275/33KV | Number of heat pumps (total) | TEMP_3 | 14 | 16 | 19 | 23 | 27 | 32 | 36 | 55 | 75 | 97 | 120 | 146 | 177 | 213 | 250 | 287 | 324 | 377 | 424 | 472 | 521 | 572 | 619 | 653 | 687 | 720 | 753 | 794 | 821 | 848 | 876 | 904 | NPgY | GSP | NG FES - Steady Progression | Number of heat pumps (total)
NG FES - Steady Progression | Lct_BB5678_NPgAggregate | Number of | NPgY | THURCROFT | Number of heat pumps (total) | THUR_6 | 906 | 1047 | 1211 | 1412 | 1598 | 1782 | 1965 | 2799 | 3647 | 4556 | 5529 | 6566 | 7764 | 9061 | 10367 | 11691 | 13030 | 14690 | 16197 | 17732 | 19266 | 20827 | 22223 | 23237 | 24224 | 25166 | 26109 | 27269 | 28023 | 28794 | 29577 | 30378 | NPgY | GSP | NG FES - Steady Progression | Number of heat pumps (total)
NG FES - Steady Progression | Lct_BB5678_NPgAggregate | Number of | NPgY | WEST MELTON / THORPE MARSH | Number of heat pumps (total) | WMEL_THOM | 1499 | 1752 | 2026 | 2368 | 2682 | 2992 | 3301 | 4605 | 5930 | 7350 | 8886 | 10529 | 12535 | 14721 | 16931 | 19171 | 21438 | 24361 | 27011 | 29710 | 32436 | 35211 | 37746 | 39593 | 41395 | 43116 | 44848 | 46979 | 48369 | 49794 | 51239 | 52715 | NPgY | GSP | NG FES - Steady Progression | Number of heat pumps (total)
NG FES - Steady Progression | Lct_BB5678_NPgAggregate | Number of | NPgY | WEST MELTON SECTION 3 | Number of heat pumps (total) | WMEL_BB3 | 1373 | 1586 | 1839 | 2154 | 2458 | 2759 | 3058 | 4347 | 5733 | 7223 | 8872 | 10660 | 12847 | 15271 | 17739 | 20239 | 22768 | 25892 | 28724 | 31609 | 34531 | 37505 | 40171 | 42116 | 44013 | 45825 | 47647 | 49887 | 51349 | 52827 | 54328 | 55860 | NPgY | GSP | NG FES - Steady Progression | Number of heat pumps (total)
NG FES - Steady Progression | Lct_BB5678_NPgAggregate | Number of | NPgY | WINCOBANK | Number of heat pumps (total) | WIBA_3 | 51 | 58 | 68 | 80 | 93 | 105 | 118 | 179 | 238 | 299 | 366 | 438 | 525 | 620 | 717 | 815 | 914 | 1044 | 1162 | 1282 | 1403 | 1527 | 1640 | 1722 | 1801 | 1878 | 1955 | 2051 | 2113 | 2176 | 2241 | 2307 | NPgY | GSP | NG FES - Steady Progression | Number of heat pumps (total)
NG FES - Steady Progression | Lct_BB002 | Number of | NPgN | BLYTH 66kV | Number of hybrid electric cars and vans | BLYTB1 | 240 | 310 | 524 | 713 | 959 | 1259 | 1607 | 2012 | 2470 | 2989 | 3564 | 4190 | 4893 | 5510 | 6182 | 6866 | 7617 | 8339 | 9071 | 9821 | 10629 | 10074 | 9385 | 8773 | 8097 | 7350 | 6561 | 5753 | 4869 | 3965 | 2970 | 1996 | NPgN | GSP | NG FES - Steady Progression | Number of hybrid electric cars and vans
NG FES - Steady Progression | Lct_BB002 | Number of | NPgN | BLYTH 132kV | Number of hybrid electric cars and vans | BLYTH132 | 156 | 187 | 291 | 362 | 444 | 526 | 618 | 725 | 849 | 992 | 1150 | 1325 | 1522 | 1695 | 1884 | 2078 | 2292 | 2497 | 2706 | 2921 | 3154 | 2984 | 2776 | 2593 | 2391 | 2169 | 1935 | 1697 | 1436 | 1169 | 876 | 588 | NPgN | GSP | NG FES - Steady Progression | Number of hybrid electric cars and vans
NG FES - Steady Progression | Lct_BB002 | Number of | NPgN | FOURSTONES | Number of hybrid electric cars and vans | FOUR_1 | 28 | 35 | 57 | 74 | 96 | 121 | 149 | 183 | 221 | 264 | 312 | 364 | 423 | 475 | 531 | 588 | 652 | 712 | 774 | 837 | 906 | 858 | 799 | 746 | 689 | 625 | 558 | 489 | 414 | 337 | 253 | 170 | NPgN | GSP | NG FES - Steady Progression | Number of hybrid electric cars and vans
NG FES - Steady Progression | Lct_BB002 | Number of | NPgN | HARTMOOR | Number of hybrid electric cars and vans | HARM_6 | 99 | 129 | 221 | 306 | 416 | 553 | 713 | 899 | 1109 | 1346 | 1609 | 1895 | 2216 | 2498 | 2805 | 3117 | 3459 | 3789 | 4123 | 4465 | 4833 | 4581 | 4268 | 3990 | 3683 | 3344 | 2985 | 2617 | 2215 | 1804 | 1351 | 908 | NPgN | GSP | NG FES - Steady Progression | Number of hybrid electric cars and vans
NG FES - Steady Progression | Lct_BB002 | Number of | NPgN | HAWTHORN PIT GRID | Number of hybrid electric cars and vans | HAWP_6 | 150 | 192 | 322 | 434 | 578 | 753 | 955 | 1190 | 1456 | 1758 | 2092 | 2456 | 2866 | 3225 | 3616 | 4014 | 4452 | 4873 | 5299 | 5736 | 6208 | 5883 | 5480 | 5122 | 4727 | 4291 | 3830 | 3359 | 2843 | 2315 | 1734 | 1165 | NPgN | GSP | NG FES - Steady Progression | Number of hybrid electric cars and vans
NG FES - Steady Progression | Lct_BB002 | Number of | NPgN | KNARESBOROUGH | Number of hybrid electric cars and vans | KNARE_111 | 291 | 362 | 589 | 773 | 1001 | 1264 | 1567 | 1919 | 2320 | 2776 | 3281 | 3833 | 4454 | 4999 | 5594 | 6199 | 6866 | 7506 | 8156 | 8822 | 9542 | 9039 | 8417 | 7866 | 7258 | 6588 | 5879 | 5156 | 4363 | 3553 | 2661 | 1789 | NPgN | GSP | NG FES - Steady Progression | Number of hybrid electric cars and vans
NG FES - Steady Progression | Lct_BB002 | Number of | NPgN | LACKENBY | Number of hybrid electric cars and vans | LACK_6 | 144 | 196 | 348 | 496 | 696 | 951 | 1252 | 1599 | 1991 | 2434 | 2922 | 3454 | 4051 | 4575 | 5144 | 5723 | 6358 | 6970 | 7588 | 8221 | 8903 | 8442 | 7866 | 7355 | 6790 | 6164 | 5503 | 4826 | 4084 | 3326 | 2492 | 1675 | NPgN | GSP | NG FES - Steady Progression | Number of hybrid electric cars and vans
NG FES - Steady Progression | Lct_BB002 | Number of | NPgN | NORTON | Number of hybrid electric cars and vans | NORT_1 | 538 | 715 | 1239 | 1729 | 2380 | 3195 | 4150 | 5257 | 6507 | 7920 | 9481 | 11182 | 13091 | 14768 | 16590 | 18444 | 20479 | 22437 | 24418 | 26448 | 28635 | 27146 | 25292 | 23647 | 21827 | 19816 | 17689 | 15513 | 13129 | 10691 | 8008 | 5383 | NPgN | GSP | NG FES - Steady Progression | Number of hybrid electric cars and vans
NG FES - Steady Progression | Lct_BB002 | Number of | NPgN | OFFERTON | Number of hybrid electric cars and vans | OFFE_3 | 66 | 86 | 147 | 202 | 274 | 363 | 466 | 586 | 722 | 876 | 1046 | 1231 | 1440 | 1622 | 1821 | 2023 | 2245 | 2459 | 2676 | 2897 | 3136 | 2973 | 2769 | 2589 | 2390 | 2169 | 1936 | 1698 | 1437 | 1170 | 877 | 589 | NPgN | GSP | NG FES - Steady Progression | Number of hybrid electric cars and vans
NG FES - Steady Progression | Lct_BB002 | Number of | NPgN | OSBALDWICK | Number of hybrid electric cars and vans | OSBA_1 | 543 | 665 | 1063 | 1367 | 1733 | 2141 | 2603 | 3145 | 3761 | 4465 | 5247 | 6103 | 7067 | 7913 | 8836 | 9777 | 10816 | 11813 | 12825 | 13864 | 14987 | 14192 | 13211 | 12344 | 11388 | 10335 | 9223 | 8087 | 6844 | 5572 | 4174 | 2805 | NPgN | GSP | NG FES - Steady Progression | Number of hybrid electric cars and vans
NG FES - Steady Progression | Lct_BB002 | Number of | NPgN | POPPLETON | Number of hybrid electric cars and vans | POPP_3 | 94 | 115 | 183 | 234 | 295 | 362 | 438 | 527 | 629 | 745 | 874 | 1015 | 1175 | 1314 | 1467 | 1622 | 1794 | 1959 | 2126 | 2298 | 2484 | 2352 | 2189 | 2045 | 1887 | 1712 | 1528 | 1340 | 1134 | 923 | 692 | 465 | NPgN | GSP | NG FES - Steady Progression | Number of hybrid electric cars and vans
NG FES - Steady Progression | Lct_BB002 | Number of | NPgN | SALTHOLME | Number of hybrid electric cars and vans | SALH_1 | 2 | 3 | 5 | 7 | 9 | 13 | 17 | 21 | 26 | 32 | 38 | 45 | 52 | 59 | 66 | 74 | 82 | 90 | 98 | 106 | 114 | 109 | 101 | 95 | 87 | 79 | 71 | 62 | 52 | 43 | 32 | 22 | NPgN | GSP | NG FES - Steady Progression | Number of hybrid electric cars and vans
NG FES - Steady Progression | Lct_BB002 | Number of | NPgN | SOUTH SHIELDS | Number of hybrid electric cars and vans | SSHI_3 | 63 | 81 | 137 | 187 | 251 | 329 | 420 | 526 | 646 | 781 | 931 | 1095 | 1279 | 1440 | 1616 | 1794 | 1991 | 2180 | 2371 | 2567 | 2778 | 2633 | 2453 | 2293 | 2116 | 1921 | 1715 | 1504 | 1273 | 1036 | 776 | 522 | NPgN | GSP | NG FES - Steady Progression | Number of hybrid electric cars and vans
NG FES - Steady Progression | Lct_BB002 | Number of | NPgN | SPADEADAM | Number of hybrid electric cars and vans | KIELD01 and SPAD20 | 8 | 10 | 18 | 25 | 34 | 45 | 58 | 73 | 90 | 109 | 131 | 154 | 180 | 203 | 228 | 253 | 281 | 307 | 335 | 362 | 392 | 372 | 346 | 324 | 299 | 271 | 242 | 212 | 180 | 146 | 110 | 74 | NPgN | GSP | NG FES - Steady Progression | Number of hybrid electric cars and vans
NG FES - Steady Progression | Lct_BB002 | Number of | NPgN | SPENNYMOOR | Number of hybrid electric cars and vans | SPEN_1 | 361 | 460 | 767 | 1030 | 1367 | 1772 | 2240 | 2785 | 3402 | 4103 | 4878 | 5723 | 6674 | 7508 | 8416 | 9341 | 10358 | 11335 | 12326 | 13341 | 14436 | 13680 | 12742 | 11910 | 10992 | 9977 | 8905 | 7810 | 6609 | 5382 | 4031 | 2710 | NPgN | GSP | NG FES - Steady Progression | Number of hybrid electric cars and vans
NG FES - Steady Progression | Lct_BB002 | Number of | NPgN | STELLA NORTH | Number of hybrid electric cars and vans | STEN_1 | 230 | 293 | 489 | 659 | 875 | 1135 | 1437 | 1787 | 2184 | 2635 | 3133 | 3677 | 4289 | 4825 | 5409 | 6004 | 6658 | 7286 | 7923 | 8576 | 9280 | 8794 | 8191 | 7657 | 7066 | 6414 | 5725 | 5021 | 4249 | 3460 | 2592 | 1742 | NPgN | GSP | NG FES - Steady Progression | Number of hybrid electric cars and vans
NG FES - Steady Progression | Lct_BB002 | Number of | NPgN | STELLA SOUTH | Number of hybrid electric cars and vans | STES_1 | 225 | 283 | 466 | 617 | 808 | 1033 | 1292 | 1595 | 1937 | 2326 | 2757 | 3228 | 3758 | 4222 | 4728 | 5244 | 5811 | 6356 | 6909 | 7475 | 8087 | 7662 | 7136 | 6669 | 6155 | 5586 | 4986 | 4372 | 3700 | 3013 | 2257 | 1517 | NPgN | GSP | NG FES - Steady Progression | Number of hybrid electric cars and vans
NG FES - Steady Progression | Lct_BB002 | Number of | NPgN | TYNEMOUTH | Number of hybrid electric cars and vans | TYNE_1 | 184 | 241 | 411 | 565 | 766 | 1015 | 1305 | 1641 | 2022 | 2453 | 2929 | 3448 | 4031 | 4542 | 5099 | 5665 | 6287 | 6886 | 7492 | 8112 | 8781 | 8323 | 7754 | 7249 | 6691 | 6074 | 5422 | 4755 | 4024 | 3277 | 2455 | 1650 | NPgN | GSP | NG FES - Steady Progression | Number of hybrid electric cars and vans
NG FES - Steady Progression | Lct_BB002 | Number of | NPgN | WEST BOLDON | Number of hybrid electric cars and vans | WBOL_6 | 267 | 343 | 576 | 780 | 1043 | 1363 | 1734 | 2166 | 2654 | 3207 | 3820 | 4487 | 5238 | 5896 | 6613 | 7343 | 8145 | 8916 | 9697 | 10497 | 11361 | 10766 | 10029 | 9375 | 8652 | 7854 | 7011 | 6148 | 5203 | 4237 | 3174 | 2133 | NPgN | GSP | NG FES - Steady Progression | Number of hybrid electric cars and vans
NG FES - Steady Progression | Lct_BB002 | Number of | NPgY | BRADFORD WEST | Number of hybrid electric cars and vans | BRAW_1 | 634 | 898 | 1207 | 1680 | 2285 | 3041 | 3894 | 4865 | 5948 | 7164 | 8504 | 9967 | 11549 | 13069 | 14716 | 16392 | 18228 | 19995 | 21782 | 23611 | 25579 | 24259 | 22611 | 21146 | 19522 | 17726 | 15825 | 13879 | 11746 | 9566 | 7166 | 4816 | NPgY | GSP | NG FES - Steady Progression | Number of hybrid electric cars and vans
NG FES - Steady Progression | Lct_BB002 | Number of | NPgY | CAMBLESFORTH | Number of hybrid electric cars and vans | CAMB_01 | 81 | 107 | 134 | 176 | 227 | 289 | 358 | 438 | 527 | 627 | 738 | 859 | 991 | 1117 | 1254 | 1394 | 1547 | 1694 | 1844 | 1996 | 2161 | 2049 | 1909 | 1784 | 1647 | 1495 | 1335 | 1170 | 991 | 807 | 604 | 406 | NPgY | GSP | NG FES - Steady Progression | Number of hybrid electric cars and vans
NG FES - Steady Progression | Lct_BB002 | Number of | NPgY | CREYKE BECK | Number of hybrid electric cars and vans | CREB_1 | 1194 | 1522 | 1856 | 2360 | 2951 | 3636 | 4414 | 5308 | 6312 | 7447 | 8705 | 10084 | 11580 | 13016 | 14581 | 16174 | 17927 | 19612 | 21320 | 23071 | 24961 | 23650 | 22027 | 20588 | 18999 | 17245 | 15392 | 13497 | 11423 | 9301 | 6967 | 4683 | NPgY | GSP | NG FES - Steady Progression | Number of hybrid electric cars and vans
NG FES - Steady Progression | Lct_BB002 | Number of | NPgY | DRAX | Number of hybrid electric cars and vans | DRAX_YEDL | 102 | 136 | 174 | 231 | 301 | 386 | 482 | 592 | 715 | 853 | 1006 | 1174 | 1355 | 1529 | 1717 | 1910 | 2121 | 2324 | 2529 | 2739 | 2966 | 2812 | 2620 | 2450 | 2261 | 2053 | 1833 | 1607 | 1360 | 1108 | 830 | 558 | NPgY | GSP | NG FES - Steady Progression | Number of hybrid electric cars and vans
NG FES - Steady Progression | Lct_BB002 | Number of | NPgY | ELLAND | Number of hybrid electric cars and vans | ELLA_1 | 592 | 815 | 1067 | 1452 | 1936 | 2534 | 3209 | 3979 | 4838 | 5805 | 6871 | 8035 | 9296 | 10506 | 11819 | 13155 | 14620 | 16030 | 17456 | 18916 | 20487 | 19427 | 18104 | 16930 | 15629 | 14190 | 12667 | 11109 | 9402 | 7657 | 5736 | 3855 | NPgY | GSP | NG FES - Steady Progression | Number of hybrid electric cars and vans
NG FES - Steady Progression | Lct_BB002 | Number of | NPgY | FERRYBRIDGE A | Number of hybrid electric cars and vans | FERRA2 | 284 | 368 | 457 | 591 | 752 | 942 | 1157 | 1405 | 1681 | 1994 | 2340 | 2719 | 3129 | 3523 | 3952 | 4389 | 4868 | 5330 | 5797 | 6276 | 6792 | 6437 | 5997 | 5606 | 5174 | 4696 | 4192 | 3676 | 3111 | 2533 | 1898 | 1276 | NPgY | GSP | NG FES - Steady Progression | Number of hybrid electric cars and vans
NG FES - Steady Progression | Lct_BB002 | Number of | NPgY | FERRYBRIDGE B | Number of hybrid electric cars and vans | FERRB9 | 570 | 756 | 958 | 1265 | 1641 | 2095 | 2609 | 3196 | 3853 | 4594 | 5412 | 6307 | 7275 | 8206 | 9217 | 10247 | 11376 | 12463 | 13563 | 14690 | 15904 | 15077 | 14047 | 13134 | 12123 | 11006 | 9824 | 8615 | 7291 | 5938 | 4448 | 2989 | NPgY | GSP | NG FES - Steady Progression | Number of hybrid electric cars and vans
NG FES - Steady Progression | Lct_BB002 | Number of | NPgY | GRIMSBY WEST | Number of hybrid electric cars and vans | GRIW_1 | 371 | 479 | 591 | 761 | 964 | 1202 | 1472 | 1783 | 2130 | 2523 | 2958 | 3434 | 3950 | 4446 | 4985 | 5534 | 6138 | 6719 | 7307 | 7909 | 8560 | 8112 | 7556 | 7063 | 6518 | 5917 | 5282 | 4632 | 3920 | 3192 | 2391 | 1607 | NPgY | GSP | NG FES - Steady Progression | Number of hybrid electric cars and vans
NG FES - Steady Progression | Lct_BB002 | Number of | NPgY | JORDANTHORPE | Number of hybrid electric cars and vans | JORD_3 | 213 | 268 | 323 | 406 | 501 | 609 | 733 | 875 | 1035 | 1216 | 1416 | 1637 | 1876 | 2106 | 2356 | 2611 | 2892 | 3162 | 3436 | 3716 | 4020 | 3808 | 3546 | 3314 | 3058 | 2775 | 2477 | 2172 | 1838 | 1497 | 1121 | 753 | NPgY | GSP | NG FES - Steady Progression | Number of hybrid electric cars and vans
NG FES - Steady Progression | Lct_BB002 | Number of | NPgY | KEADBY | Number of hybrid electric cars and vans | KEAD_YEDL | 1075 | 1314 | 1534 | 1861 | 2213 | 2587 | 3016 | 3515 | 4079 | 4723 | 5441 | 6231 | 7092 | 7917 | 8822 | 9744 | 10764 | 11743 | 12737 | 13758 | 14865 | 14069 | 13093 | 12230 | 11281 | 10236 | 9134 | 8009 | 6777 | 5518 | 4133 | 2778 | NPgY | GSP | NG FES - Steady Progression | Number of hybrid electric cars and vans
NG FES - Steady Progression | Lct_BB002 | Number of | NPgY | KIRKSTALL B | Number of hybrid electric cars and vans | KIRKB1 | 472 | 634 | 814 | 1087 | 1425 | 1837 | 2303 | 2836 | 3430 | 4100 | 4840 | 5648 | 6523 | 7364 | 8277 | 9206 | 10225 | 11205 | 12197 | 13214 | 14308 | 13565 | 12640 | 11819 | 10910 | 9905 | 8842 | 7754 | 6562 | 5344 | 4003 | 2691 | NPgY | GSP | NG FES - Steady Progression | Number of hybrid electric cars and vans
NG FES - Steady Progression | Lct_BB002 | Number of | NPgY | NEEPSEND | Number of hybrid electric cars and vans | NEEP_3 | 218 | 281 | 346 | 445 | 562 | 700 | 856 | 1036 | 1237 | 1464 | 1715 | 1990 | 2289 | 2576 | 2888 | 3205 | 3555 | 3891 | 4231 | 4579 | 4956 | 4696 | 4374 | 4089 | 3774 | 3425 | 3057 | 2681 | 2269 | 1848 | 1384 | 930 | NPgY | GSP | NG FES - Steady Progression | Number of hybrid electric cars and vans
NG FES - Steady Progression | Lct_BB002 | Number of | NPgY | NORTON LEES | Number of hybrid electric cars and vans | NORL_3 | 268 | 337 | 405 | 508 | 627 | 762 | 915 | 1092 | 1291 | 1516 | 1766 | 2040 | 2338 | 2624 | 2935 | 3253 | 3603 | 3939 | 4279 | 4629 | 5007 | 4743 | 4416 | 4127 | 3808 | 3456 | 3085 | 2705 | 2289 | 1864 | 1396 | 938 | NPgY | GSP | NG FES - Steady Progression | Number of hybrid electric cars and vans
NG FES - Steady Progression | Lct_BB002 | Number of | NPgY | PITSMOOR 3/4 | Number of hybrid electric cars and vans | PITS_BB_B | 88 | 114 | 142 | 184 | 234 | 293 | 360 | 438 | 524 | 622 | 729 | 848 | 976 | 1099 | 1232 | 1369 | 1518 | 1662 | 1808 | 1957 | 2119 | 2008 | 1870 | 1748 | 1614 | 1465 | 1308 | 1147 | 970 | 790 | 592 | 398 | NPgY | GSP | NG FES - Steady Progression | Number of hybrid electric cars and vans
NG FES - Steady Progression | Lct_BB002 | Number of | NPgY | SALTEND NORTH | Number of hybrid electric cars and vans | SALT_1 | 161 | 204 | 248 | 314 | 391 | 480 | 581 | 697 | 828 | 975 | 1139 | 1319 | 1513 | 1700 | 1904 | 2111 | 2340 | 2559 | 2782 | 3010 | 3256 | 3085 | 2873 | 2685 | 2478 | 2249 | 2007 | 1760 | 1490 | 1213 | 909 | 611 | NPgY | GSP | NG FES - Steady Progression | Number of hybrid electric cars and vans
NG FES - Steady Progression | Lct_BB002 | Number of | NPgY | SHEFFIELD CITY | Number of hybrid electric cars and vans | SHEC_3 | 117 | 150 | 185 | 237 | 298 | 371 | 453 | 547 | 653 | 772 | 904 | 1049 | 1206 | 1357 | 1521 | 1688 | 1871 | 2048 | 2227 | 2410 | 2608 | 2472 | 2302 | 2152 | 1986 | 1803 | 1609 | 1411 | 1194 | 972 | 728 | 490 | NPgY | GSP | NG FES - Steady Progression | Number of hybrid electric cars and vans
NG FES - Steady Progression | Lct_BB002 | Number of | NPgY | SKELTON GRANGE | Number of hybrid electric cars and vans | SKLGB1 | 999 | 1363 | 1773 | 2398 | 3180 | 4143 | 5228 | 6469 | 7852 | 9410 | 11128 | 13005 | 15036 | 16988 | 19106 | 21261 | 23623 | 25898 | 28198 | 30553 | 33090 | 31375 | 29238 | 27340 | 25238 | 22914 | 20456 | 17939 | 15183 | 12364 | 9262 | 6225 | NPgY | GSP | NG FES - Steady Progression | Number of hybrid electric cars and vans
NG FES - Steady Progression | Lct_BB002 | Number of | NPgY | TEMPLEBOROUGH 275/33KV | Number of hybrid electric cars and vans | TEMP_3 | 20 | 26 | 31 | 39 | 49 | 59 | 72 | 86 | 102 | 120 | 140 | 162 | 186 | 209 | 234 | 259 | 287 | 314 | 342 | 370 | 400 | 379 | 353 | 330 | 304 | 276 | 246 | 216 | 183 | 149 | 112 | 75 | NPgY | GSP | NG FES - Steady Progression | Number of hybrid electric cars and vans
NG FES - Steady Progression | Lct_BB002 | Number of | NPgY | THURCROFT | Number of hybrid electric cars and vans | THUR_6 | 1008 | 1213 | 1391 | 1653 | 1921 | 2188 | 2496 | 2857 | 3268 | 3741 | 4270 | 4855 | 5492 | 6105 | 6777 | 7465 | 8227 | 8958 | 9701 | 10467 | 11298 | 10685 | 9939 | 9280 | 8557 | 7762 | 6925 | 6072 | 5137 | 4183 | 3133 | 2105 | NPgY | GSP | NG FES - Steady Progression | Number of hybrid electric cars and vans
NG FES - Steady Progression | Lct_BB002 | Number of | NPgY | WEST MELTON / THORPE MARSH | Number of hybrid electric cars and vans | WMEL_THOM | 1279 | 1585 | 1876 | 2312 | 2797 | 3331 | 3942 | 4648 | 5444 | 6350 | 7356 | 8462 | 9665 | 10819 | 12081 | 13367 | 14786 | 16148 | 17531 | 18950 | 20486 | 19398 | 18058 | 16872 | 15565 | 14126 | 12606 | 11053 | 9354 | 7616 | 5705 | 3834 | NPgY | GSP | NG FES - Steady Progression | Number of hybrid electric cars and vans
NG FES - Steady Progression | Lct_BB002 | Number of | NPgY | WEST MELTON SECTION 3 | Number of hybrid electric cars and vans | WMEL_BB3 | 1105 | 1381 | 1651 | 2056 | 2515 | 3031 | 3619 | 4298 | 5062 | 5929 | 6892 | 7949 | 9096 | 10199 | 11402 | 12628 | 13979 | 15277 | 16593 | 17944 | 19404 | 18378 | 17111 | 15990 | 14753 | 13389 | 11949 | 10478 | 8867 | 7220 | 5408 | 3635 | NPgY | GSP | NG FES - Steady Progression | Number of hybrid electric cars and vans
NG FES - Steady Progression | Lct_BB002 | Number of | NPgY | WINCOBANK | Number of hybrid electric cars and vans | WIBA_3 | 25 | 34 | 45 | 61 | 80 | 104 | 132 | 163 | 198 | 237 | 280 | 328 | 379 | 428 | 481 | 536 | 595 | 652 | 710 | 770 | 834 | 790 | 737 | 689 | 636 | 577 | 515 | 452 | 383 | 311 | 233 | 157 | NPgY | GSP | NG FES - Steady Progression | Number of hybrid electric cars and vans
NG FES - Steady Progression | Lct_BB007 | Number of | NPgN | BLYTH 66kV | Number of I&C full electric heat pumps | BLYTB1 | 124 | 134 | 125 | 125 | 126 | 126 | 127 | 127 | 128 | 138 | 155 | 172 | 191 | 212 | 232 | 253 | 274 | 291 | 305 | 320 | 336 | 353 | 371 | 384 | 398 | 412 | 427 | 448 | 463 | 478 | 493 | 509 | NPgN | GSP | NG FES - Steady Progression | Number of I&C full electric heat pumps
NG FES - Steady Progression | Lct_BB007 | Number of | NPgN | BLYTH 132kV | Number of I&C full electric heat pumps | BLYTH132 | 75 | 81 | 76 | 76 | 76 | 76 | 77 | 77 | 78 | 84 | 94 | 104 | 116 | 128 | 141 | 153 | 166 | 176 | 185 | 194 | 203 | 214 | 225 | 233 | 241 | 250 | 259 | 271 | 280 | 289 | 299 | 308 | NPgN | GSP | NG FES - Steady Progression | Number of I&C full electric heat pumps
NG FES - Steady Progression | Lct_BB007 | Number of | NPgN | FOURSTONES | Number of I&C full electric heat pumps | FOUR_1 | 30 | 33 | 30 | 30 | 30 | 31 | 31 | 31 | 31 | 33 | 37 | 42 | 46 | 51 | 56 | 61 | 66 | 70 | 74 | 77 | 81 | 85 | 90 | 93 | 96 | 100 | 103 | 108 | 112 | 116 | 119 | 123 | NPgN | GSP | NG FES - Steady Progression | Number of I&C full electric heat pumps
NG FES - Steady Progression | Lct_BB007 | Number of | NPgN | HARTMOOR | Number of I&C full electric heat pumps | HARM_6 | 69 | 74 | 68 | 68 | 68 | 68 | 67 | 67 | 67 | 72 | 81 | 89 | 98 | 108 | 118 | 128 | 137 | 145 | 151 | 157 | 164 | 171 | 179 | 184 | 189 | 195 | 200 | 209 | 214 | 219 | 225 | 230 | NPgN | GSP | NG FES - Steady Progression | Number of I&C full electric heat pumps
NG FES - Steady Progression | Lct_BB007 | Number of | NPgN | HAWTHORN PIT GRID | Number of I&C full electric heat pumps | HAWP_6 | 68 | 73 | 68 | 67 | 67 | 67 | 67 | 67 | 67 | 72 | 80 | 88 | 97 | 107 | 117 | 126 | 136 | 143 | 150 | 156 | 162 | 170 | 177 | 182 | 187 | 193 | 198 | 206 | 212 | 217 | 223 | 228 | NPgN | GSP | NG FES - Steady Progression | Number of I&C full electric heat pumps
NG FES - Steady Progression | Lct_BB007 | Number of | NPgN | KNARESBOROUGH | Number of I&C full electric heat pumps | KNARE_111 | 189 | 205 | 191 | 192 | 193 | 195 | 196 | 197 | 200 | 216 | 243 | 271 | 302 | 335 | 369 | 403 | 437 | 466 | 491 | 516 | 543 | 573 | 604 | 628 | 652 | 678 | 706 | 742 | 769 | 797 | 825 | 854 | NPgN | GSP | NG FES - Steady Progression | Number of I&C full electric heat pumps
NG FES - Steady Progression | Lct_BB007 | Number of | NPgN | LACKENBY | Number of I&C full electric heat pumps | LACK_6 | 111 | 120 | 111 | 111 | 112 | 112 | 113 | 113 | 114 | 123 | 138 | 153 | 170 | 188 | 207 | 225 | 243 | 259 | 271 | 284 | 298 | 313 | 329 | 341 | 353 | 366 | 379 | 397 | 410 | 424 | 437 | 451 | NPgN | GSP | NG FES - Steady Progression | Number of I&C full electric heat pumps
NG FES - Steady Progression | Lct_BB007 | Number of | NPgN | NORTON | Number of I&C full electric heat pumps | NORT_1 | 397 | 430 | 399 | 399 | 401 | 402 | 402 | 403 | 406 | 438 | 491 | 544 | 605 | 669 | 733 | 797 | 862 | 914 | 958 | 1004 | 1052 | 1105 | 1160 | 1199 | 1241 | 1284 | 1330 | 1393 | 1438 | 1483 | 1529 | 1575 | NPgN | GSP | NG FES - Steady Progression | Number of I&C full electric heat pumps
NG FES - Steady Progression | Lct_BB007 | Number of | NPgN | OFFERTON | Number of I&C full electric heat pumps | OFFE_3 | 46 | 49 | 45 | 45 | 45 | 45 | 45 | 45 | 45 | 48 | 54 | 59 | 66 | 72 | 79 | 85 | 92 | 97 | 101 | 105 | 110 | 115 | 120 | 123 | 127 | 131 | 135 | 140 | 144 | 148 | 151 | 155 | NPgN | GSP | NG FES - Steady Progression | Number of I&C full electric heat pumps
NG FES - Steady Progression | Lct_BB007 | Number of | NPgN | OSBALDWICK | Number of I&C full electric heat pumps | OSBA_1 | 340 | 368 | 341 | 340 | 341 | 341 | 341 | 341 | 343 | 369 | 413 | 458 | 508 | 560 | 613 | 666 | 719 | 761 | 796 | 833 | 871 | 913 | 957 | 988 | 1020 | 1054 | 1090 | 1139 | 1174 | 1208 | 1244 | 1279 | NPgN | GSP | NG FES - Steady Progression | Number of I&C full electric heat pumps
NG FES - Steady Progression | Lct_BB007 | Number of | NPgN | POPPLETON | Number of I&C full electric heat pumps | POPP_3 | 46 | 49 | 45 | 45 | 45 | 45 | 45 | 45 | 45 | 48 | 54 | 59 | 66 | 72 | 79 | 85 | 92 | 97 | 101 | 105 | 110 | 115 | 120 | 123 | 127 | 131 | 135 | 140 | 144 | 148 | 151 | 155 | NPgN | GSP | NG FES - Steady Progression | Number of I&C full electric heat pumps
NG FES - Steady Progression | Lct_BB007 | Number of | NPgN | SALTHOLME | Number of I&C full electric heat pumps | SALH_1 | 6 | 6 | 6 | 6 | 6 | 6 | 6 | 6 | 6 | 6 | 7 | 8 | 9 | 10 | 11 | 11 | 12 | 13 | 14 | 14 | 15 | 16 | 16 | 17 | 17 | 18 | 19 | 19 | 20 | 20 | 21 | 22 | NPgN | GSP | NG FES - Steady Progression | Number of I&C full electric heat pumps
NG FES - Steady Progression | Lct_BB007 | Number of | NPgN | SOUTH SHIELDS | Number of I&C full electric heat pumps | SSHI_3 | 50 | 54 | 50 | 50 | 50 | 50 | 49 | 49 | 49 | 53 | 59 | 65 | 72 | 79 | 86 | 93 | 100 | 106 | 110 | 115 | 120 | 125 | 130 | 134 | 138 | 142 | 146 | 152 | 156 | 159 | 163 | 167 | NPgN | GSP | NG FES - Steady Progression | Number of I&C full electric heat pumps
NG FES - Steady Progression | Lct_BB007 | Number of | NPgN | SPADEADAM | Number of I&C full electric heat pumps | KIELD01 and SPAD20 | 12 | 13 | 12 | 12 | 12 | 12 | 12 | 12 | 12 | 13 | 14 | 16 | 18 | 20 | 22 | 24 | 26 | 27 | 29 | 30 | 31 | 33 | 35 | 36 | 37 | 39 | 40 | 42 | 43 | 45 | 46 | 48 | NPgN | GSP | NG FES - Steady Progression | Number of I&C full electric heat pumps
NG FES - Steady Progression | Lct_BB007 | Number of | NPgN | SPENNYMOOR | Number of I&C full electric heat pumps | SPEN_1 | 223 | 240 | 222 | 220 | 220 | 219 | 219 | 218 | 219 | 234 | 261 | 289 | 319 | 351 | 382 | 414 | 445 | 470 | 489 | 510 | 531 | 555 | 579 | 596 | 613 | 630 | 649 | 675 | 693 | 711 | 728 | 746 | NPgN | GSP | NG FES - Steady Progression | Number of I&C full electric heat pumps
NG FES - Steady Progression | Lct_BB007 | Number of | NPgN | STELLA NORTH | Number of I&C full electric heat pumps | STEN_1 | 195 | 211 | 195 | 195 | 195 | 195 | 195 | 195 | 197 | 211 | 237 | 262 | 291 | 321 | 351 | 381 | 411 | 436 | 456 | 476 | 498 | 522 | 547 | 565 | 583 | 602 | 622 | 650 | 669 | 689 | 709 | 729 | NPgN | GSP | NG FES - Steady Progression | Number of I&C full electric heat pumps
NG FES - Steady Progression | Lct_BB007 | Number of | NPgN | STELLA SOUTH | Number of I&C full electric heat pumps | STES_1 | 133 | 143 | 132 | 132 | 132 | 132 | 132 | 131 | 132 | 142 | 158 | 175 | 194 | 213 | 233 | 253 | 272 | 288 | 301 | 314 | 328 | 343 | 358 | 369 | 381 | 393 | 405 | 422 | 434 | 446 | 458 | 470 | NPgN | GSP | NG FES - Steady Progression | Number of I&C full electric heat pumps
NG FES - Steady Progression | Lct_BB007 | Number of | NPgN | TYNEMOUTH | Number of I&C full electric heat pumps | TYNE_1 | 123 | 133 | 124 | 124 | 125 | 125 | 125 | 126 | 127 | 137 | 154 | 171 | 190 | 210 | 230 | 251 | 272 | 289 | 303 | 318 | 333 | 350 | 368 | 381 | 395 | 409 | 425 | 445 | 460 | 475 | 490 | 506 | NPgN | GSP | NG FES - Steady Progression | Number of I&C full electric heat pumps
NG FES - Steady Progression | Lct_BB007 | Number of | NPgN | WEST BOLDON | Number of I&C full electric heat pumps | WBOL_6 | 160 | 172 | 159 | 158 | 158 | 158 | 158 | 158 | 158 | 170 | 189 | 209 | 232 | 255 | 278 | 301 | 325 | 343 | 358 | 373 | 389 | 407 | 425 | 438 | 451 | 465 | 479 | 499 | 513 | 527 | 540 | 554 | NPgN | GSP | NG FES - Steady Progression | Number of I&C full electric heat pumps
NG FES - Steady Progression | Lct_BB007 | Number of | NPgY | BRADFORD WEST | Number of I&C full electric heat pumps | BRAW_1 | 453 | 472 | 451 | 449 | 450 | 449 | 448 | 447 | 448 | 450 | 493 | 545 | 605 | 666 | 727 | 788 | 849 | 900 | 940 | 980 | 1023 | 1070 | 1120 | 1154 | 1188 | 1225 | 1263 | 1318 | 1354 | 1391 | 1427 | 1463 | NPgY | GSP | NG FES - Steady Progression | Number of I&C full electric heat pumps
NG FES - Steady Progression | Lct_BB007 | Number of | NPgY | CAMBLESFORTH | Number of I&C full electric heat pumps | CAMB_01 | 35 | 37 | 36 | 36 | 36 | 36 | 37 | 37 | 37 | 37 | 41 | 46 | 51 | 57 | 63 | 68 | 74 | 79 | 83 | 87 | 92 | 97 | 102 | 106 | 110 | 114 | 118 | 124 | 129 | 133 | 138 | 142 | NPgY | GSP | NG FES - Steady Progression | Number of I&C full electric heat pumps
NG FES - Steady Progression | Lct_BB007 | Number of | NPgY | CREYKE BECK | Number of I&C full electric heat pumps | CREB_1 | 443 | 463 | 445 | 444 | 447 | 448 | 449 | 450 | 452 | 456 | 502 | 557 | 620 | 686 | 752 | 818 | 885 | 942 | 988 | 1035 | 1085 | 1139 | 1198 | 1240 | 1283 | 1328 | 1376 | 1442 | 1489 | 1536 | 1584 | 1632 | NPgY | GSP | NG FES - Steady Progression | Number of I&C full electric heat pumps
NG FES - Steady Progression | Lct_BB007 | Number of | NPgY | DRAX | Number of I&C full electric heat pumps | DRAX_YEDL | 47 | 49 | 48 | 48 | 48 | 48 | 49 | 49 | 49 | 50 | 55 | 61 | 69 | 76 | 84 | 92 | 99 | 106 | 112 | 117 | 124 | 130 | 138 | 143 | 148 | 154 | 160 | 169 | 175 | 181 | 187 | 194 | NPgY | GSP | NG FES - Steady Progression | Number of I&C full electric heat pumps
NG FES - Steady Progression | Lct_BB007 | Number of | NPgY | ELLAND | Number of I&C full electric heat pumps | ELLA_1 | 334 | 348 | 333 | 331 | 331 | 331 | 330 | 329 | 330 | 331 | 363 | 401 | 445 | 490 | 535 | 580 | 624 | 662 | 691 | 720 | 752 | 786 | 823 | 847 | 873 | 899 | 927 | 967 | 993 | 1020 | 1046 | 1073 | NPgY | GSP | NG FES - Steady Progression | Number of I&C full electric heat pumps
NG FES - Steady Progression | Lct_BB007 | Number of | NPgY | FERRYBRIDGE A | Number of I&C full electric heat pumps | FERRA2 | 71 | 74 | 71 | 71 | 72 | 72 | 72 | 73 | 73 | 74 | 81 | 90 | 101 | 112 | 123 | 134 | 145 | 154 | 162 | 170 | 179 | 188 | 198 | 205 | 213 | 221 | 229 | 241 | 249 | 258 | 266 | 275 | NPgY | GSP | NG FES - Steady Progression | Number of I&C full electric heat pumps
NG FES - Steady Progression | Lct_BB007 | Number of | NPgY | FERRYBRIDGE B | Number of I&C full electric heat pumps | FERRB9 | 213 | 223 | 214 | 214 | 215 | 216 | 216 | 216 | 218 | 219 | 242 | 268 | 299 | 330 | 362 | 394 | 426 | 454 | 475 | 498 | 522 | 548 | 577 | 597 | 618 | 640 | 663 | 695 | 718 | 741 | 764 | 788 | NPgY | GSP | NG FES - Steady Progression | Number of I&C full electric heat pumps
NG FES - Steady Progression | Lct_BB007 | Number of | NPgY | GRIMSBY WEST | Number of I&C full electric heat pumps | GRIW_1 | 127 | 132 | 127 | 126 | 126 | 126 | 126 | 126 | 126 | 126 | 139 | 153 | 170 | 188 | 205 | 222 | 239 | 254 | 265 | 277 | 289 | 302 | 317 | 326 | 336 | 347 | 358 | 373 | 384 | 394 | 405 | 416 | NPgY | GSP | NG FES - Steady Progression | Number of I&C full electric heat pumps
NG FES - Steady Progression | Lct_BB007 | Number of | NPgY | JORDANTHORPE | Number of I&C full electric heat pumps | JORD_3 | 41 | 43 | 41 | 41 | 41 | 41 | 41 | 41 | 41 | 41 | 46 | 50 | 56 | 62 | 68 | 74 | 80 | 85 | 89 | 93 | 97 | 102 | 107 | 110 | 114 | 118 | 122 | 128 | 132 | 136 | 140 | 144 | NPgY | GSP | NG FES - Steady Progression | Number of I&C full electric heat pumps
NG FES - Steady Progression | Lct_BB007 | Number of | NPgY | KEADBY | Number of I&C full electric heat pumps | KEAD_YEDL | 251 | 263 | 253 | 253 | 255 | 256 | 257 | 258 | 261 | 263 | 290 | 323 | 361 | 399 | 439 | 478 | 518 | 553 | 581 | 610 | 641 | 675 | 712 | 738 | 765 | 794 | 825 | 867 | 897 | 928 | 959 | 990 | NPgY | GSP | NG FES - Steady Progression | Number of I&C full electric heat pumps
NG FES - Steady Progression | Lct_BB007 | Number of | NPgY | KIRKSTALL B | Number of I&C full electric heat pumps | KIRKB1 | 196 | 204 | 195 | 194 | 194 | 194 | 193 | 193 | 193 | 194 | 212 | 235 | 260 | 286 | 312 | 338 | 364 | 386 | 403 | 420 | 438 | 458 | 479 | 493 | 508 | 523 | 539 | 562 | 577 | 592 | 607 | 622 | NPgY | GSP | NG FES - Steady Progression | Number of I&C full electric heat pumps
NG FES - Steady Progression | Lct_BB007 | Number of | NPgY | NEEPSEND | Number of I&C full electric heat pumps | NEEP_3 | 80 | 84 | 80 | 79 | 79 | 79 | 79 | 79 | 79 | 79 | 87 | 96 | 107 | 117 | 128 | 139 | 149 | 158 | 165 | 172 | 179 | 187 | 196 | 202 | 208 | 214 | 221 | 230 | 236 | 242 | 249 | 255 | NPgY | GSP | NG FES - Steady Progression | Number of I&C full electric heat pumps
NG FES - Steady Progression | Lct_BB007 | Number of | NPgY | NORTON LEES | Number of I&C full electric heat pumps | NORL_3 | 63 | 66 | 63 | 63 | 63 | 62 | 62 | 62 | 62 | 63 | 69 | 76 | 84 | 92 | 101 | 109 | 118 | 125 | 130 | 136 | 141 | 148 | 155 | 159 | 164 | 169 | 174 | 181 | 186 | 191 | 196 | 201 | NPgY | GSP | NG FES - Steady Progression | Number of I&C full electric heat pumps
NG FES - Steady Progression | Lct_BB007 | Number of | NPgY | PITSMOOR 3/4 | Number of I&C full electric heat pumps | PITS_BB_B | 40 | 41 | 40 | 39 | 39 | 39 | 39 | 39 | 39 | 39 | 43 | 48 | 53 | 58 | 63 | 69 | 74 | 78 | 82 | 85 | 89 | 93 | 97 | 100 | 103 | 106 | 109 | 114 | 117 | 120 | 123 | 126 | NPgY | GSP | NG FES - Steady Progression | Number of I&C full electric heat pumps
NG FES - Steady Progression | Lct_BB007 | Number of | NPgY | SALTEND NORTH | Number of I&C full electric heat pumps | SALT_1 | 48 | 50 | 48 | 48 | 49 | 49 | 49 | 49 | 49 | 50 | 55 | 61 | 68 | 75 | 82 | 89 | 97 | 103 | 108 | 113 | 119 | 124 | 131 | 136 | 140 | 145 | 151 | 158 | 163 | 168 | 173 | 179 | NPgY | GSP | NG FES - Steady Progression | Number of I&C full electric heat pumps
NG FES - Steady Progression | Lct_BB007 | Number of | NPgY | SHEFFIELD CITY | Number of I&C full electric heat pumps | SHEC_3 | 79 | 83 | 79 | 78 | 78 | 78 | 78 | 78 | 78 | 78 | 86 | 95 | 105 | 116 | 126 | 137 | 147 | 156 | 163 | 170 | 177 | 185 | 194 | 199 | 205 | 211 | 218 | 227 | 233 | 239 | 245 | 252 | NPgY | GSP | NG FES - Steady Progression | Number of I&C full electric heat pumps
NG FES - Steady Progression | Lct_BB007 | Number of | NPgY | SKELTON GRANGE | Number of I&C full electric heat pumps | SKLGB1 | 478 | 499 | 477 | 475 | 475 | 474 | 474 | 473 | 474 | 476 | 522 | 577 | 640 | 705 | 769 | 833 | 898 | 952 | 994 | 1037 | 1082 | 1132 | 1185 | 1221 | 1258 | 1296 | 1337 | 1395 | 1434 | 1472 | 1511 | 1550 | NPgY | GSP | NG FES - Steady Progression | Number of I&C full electric heat pumps
NG FES - Steady Progression | Lct_BB007 | Number of | NPgY | TEMPLEBOROUGH 275/33KV | Number of I&C full electric heat pumps | TEMP_3 | 2 | 3 | 3 | 3 | 3 | 3 | 3 | 3 | 3 | 3 | 3 | 3 | 4 | 4 | 4 | 5 | 5 | 6 | 6 | 6 | 6 | 7 | 7 | 7 | 8 | 8 | 8 | 9 | 9 | 9 | 10 | 10 | NPgY | GSP | NG FES - Steady Progression | Number of I&C full electric heat pumps
NG FES - Steady Progression | Lct_BB007 | Number of | NPgY | THURCROFT | Number of I&C full electric heat pumps | THUR_6 | 122 | 128 | 123 | 123 | 124 | 125 | 125 | 126 | 127 | 128 | 141 | 156 | 175 | 193 | 212 | 231 | 250 | 267 | 281 | 294 | 309 | 325 | 343 | 355 | 368 | 382 | 397 | 417 | 431 | 446 | 460 | 475 | NPgY | GSP | NG FES - Steady Progression | Number of I&C full electric heat pumps
NG FES - Steady Progression | Lct_BB007 | Number of | NPgY | WEST MELTON / THORPE MARSH | Number of I&C full electric heat pumps | WMEL_THOM | 312 | 327 | 314 | 314 | 316 | 317 | 318 | 319 | 321 | 324 | 357 | 397 | 443 | 490 | 537 | 586 | 634 | 676 | 710 | 745 | 782 | 822 | 866 | 898 | 930 | 964 | 1001 | 1051 | 1087 | 1123 | 1160 | 1197 | NPgY | GSP | NG FES - Steady Progression | Number of I&C full electric heat pumps
NG FES - Steady Progression | Lct_BB007 | Number of | NPgY | WEST MELTON SECTION 3 | Number of I&C full electric heat pumps | WMEL_BB3 | 278 | 291 | 279 | 280 | 281 | 282 | 283 | 284 | 286 | 289 | 319 | 354 | 395 | 437 | 480 | 523 | 567 | 605 | 635 | 666 | 699 | 736 | 776 | 804 | 833 | 864 | 897 | 942 | 975 | 1008 | 1041 | 1075 | NPgY | GSP | NG FES - Steady Progression | Number of I&C full electric heat pumps
NG FES - Steady Progression | Lct_BB007 | Number of | NPgY | WINCOBANK | Number of I&C full electric heat pumps | WIBA_3 | 15 | 15 | 15 | 15 | 15 | 15 | 15 | 15 | 15 | 15 | 16 | 18 | 20 | 22 | 24 | 26 | 28 | 30 | 31 | 33 | 34 | 36 | 38 | 39 | 40 | 41 | 43 | 45 | 46 | 47 | 49 | 50 | NPgY | GSP | NG FES - Steady Progression | Number of I&C full electric heat pumps
NG FES - Steady Progression | Lct_BB008 | Number of | NPgN | BLYTH 66kV | Number of I&C hybrid heat pumps | BLYTB1 | 0 | 0 | 4 | 8 | 12 | 16 | 21 | 26 | 31 | 36 | 41 | 46 | 52 | 57 | 63 | 70 | 78 | 83 | 87 | 92 | 95 | 98 | 105 | 111 | 116 | 121 | 126 | 132 | 137 | 142 | 146 | 150 | NPgN | GSP | NG FES - Steady Progression | Number of I&C hybrid heat pumps
NG FES - Steady Progression | Lct_BB008 | Number of | NPgN | BLYTH 132kV | Number of I&C hybrid heat pumps | BLYTH132 | 0 | 0 | 2 | 5 | 7 | 10 | 13 | 16 | 19 | 22 | 25 | 28 | 31 | 35 | 38 | 43 | 47 | 50 | 53 | 56 | 58 | 59 | 64 | 67 | 70 | 73 | 76 | 80 | 83 | 86 | 88 | 91 | NPgN | GSP | NG FES - Steady Progression | Number of I&C hybrid heat pumps
NG FES - Steady Progression | Lct_BB008 | Number of | NPgN | FOURSTONES | Number of I&C hybrid heat pumps | FOUR_1 | 0 | 0 | 1 | 2 | 3 | 4 | 5 | 6 | 7 | 9 | 10 | 11 | 13 | 14 | 15 | 17 | 19 | 20 | 21 | 22 | 23 | 24 | 25 | 27 | 28 | 29 | 30 | 32 | 33 | 34 | 35 | 36 | NPgN | GSP | NG FES - Steady Progression | Number of I&C hybrid heat pumps
NG FES - Steady Progression | Lct_BB008 | Number of | NPgN | HARTMOOR | Number of I&C hybrid heat pumps | HARM_6 | 0 | 0 | 2 | 4 | 6 | 9 | 11 | 14 | 16 | 19 | 21 | 24 | 27 | 29 | 32 | 35 | 39 | 41 | 43 | 45 | 47 | 48 | 51 | 53 | 55 | 57 | 59 | 61 | 63 | 65 | 66 | 68 | NPgN | GSP | NG FES - Steady Progression | Number of I&C hybrid heat pumps
NG FES - Steady Progression | Lct_BB008 | Number of | NPgN | HAWTHORN PIT GRID | Number of I&C hybrid heat pumps | HAWP_6 | 0 | 0 | 2 | 4 | 6 | 9 | 11 | 14 | 16 | 19 | 21 | 24 | 26 | 29 | 32 | 35 | 38 | 41 | 43 | 45 | 46 | 47 | 50 | 52 | 55 | 56 | 58 | 61 | 63 | 65 | 66 | 67 | NPgN | GSP | NG FES - Steady Progression | Number of I&C hybrid heat pumps
NG FES - Steady Progression | Lct_BB008 | Number of | NPgN | KNARESBOROUGH | Number of I&C hybrid heat pumps | KNARE_111 | 0 | 0 | 6 | 12 | 18 | 25 | 32 | 40 | 48 | 56 | 64 | 73 | 82 | 91 | 100 | 112 | 124 | 133 | 141 | 149 | 154 | 159 | 171 | 181 | 190 | 199 | 208 | 218 | 227 | 237 | 244 | 251 | NPgN | GSP | NG FES - Steady Progression | Number of I&C hybrid heat pumps
NG FES - Steady Progression | Lct_BB008 | Number of | NPgN | LACKENBY | Number of I&C hybrid heat pumps | LACK_6 | 0 | 0 | 3 | 7 | 11 | 14 | 18 | 23 | 27 | 32 | 36 | 41 | 46 | 51 | 56 | 62 | 69 | 74 | 78 | 82 | 85 | 87 | 93 | 98 | 103 | 107 | 111 | 117 | 121 | 126 | 129 | 133 | NPgN | GSP | NG FES - Steady Progression | Number of I&C hybrid heat pumps
NG FES - Steady Progression | Lct_BB008 | Number of | NPgN | NORTON | Number of I&C hybrid heat pumps | NORT_1 | 0 | 0 | 12 | 25 | 38 | 51 | 66 | 82 | 97 | 113 | 129 | 146 | 164 | 181 | 198 | 221 | 244 | 261 | 274 | 289 | 298 | 307 | 329 | 346 | 361 | 377 | 391 | 409 | 425 | 441 | 452 | 464 | NPgN | GSP | NG FES - Steady Progression | Number of I&C hybrid heat pumps
NG FES - Steady Progression | Lct_BB008 | Number of | NPgN | OFFERTON | Number of I&C hybrid heat pumps | OFFE_3 | 0 | 0 | 1 | 3 | 4 | 6 | 7 | 9 | 11 | 12 | 14 | 16 | 18 | 20 | 21 | 24 | 26 | 28 | 29 | 30 | 31 | 32 | 34 | 36 | 37 | 38 | 40 | 41 | 43 | 44 | 45 | 46 | NPgN | GSP | NG FES - Steady Progression | Number of I&C hybrid heat pumps
NG FES - Steady Progression | Lct_BB008 | Number of | NPgN | OSBALDWICK | Number of I&C hybrid heat pumps | OSBA_1 | 0 | 0 | 11 | 21 | 32 | 43 | 56 | 69 | 82 | 96 | 109 | 123 | 138 | 152 | 166 | 185 | 204 | 217 | 228 | 240 | 247 | 254 | 271 | 285 | 297 | 309 | 321 | 334 | 347 | 359 | 368 | 376 | NPgN | GSP | NG FES - Steady Progression | Number of I&C hybrid heat pumps
NG FES - Steady Progression | Lct_BB008 | Number of | NPgN | POPPLETON | Number of I&C hybrid heat pumps | POPP_3 | 0 | 0 | 1 | 3 | 4 | 6 | 7 | 9 | 11 | 12 | 14 | 16 | 18 | 20 | 21 | 24 | 26 | 28 | 29 | 30 | 31 | 32 | 34 | 36 | 37 | 38 | 40 | 41 | 43 | 44 | 45 | 46 | NPgN | GSP | NG FES - Steady Progression | Number of I&C hybrid heat pumps
NG FES - Steady Progression | Lct_BB008 | Number of | NPgN | SALTHOLME | Number of I&C hybrid heat pumps | SALH_1 | 0 | 0 | 0 | 0 | 1 | 1 | 1 | 1 | 1 | 2 | 2 | 2 | 2 | 3 | 3 | 3 | 4 | 4 | 4 | 4 | 4 | 4 | 5 | 5 | 5 | 5 | 5 | 6 | 6 | 6 | 6 | 6 | NPgN | GSP | NG FES - Steady Progression | Number of I&C hybrid heat pumps
NG FES - Steady Progression | Lct_BB008 | Number of | NPgN | SOUTH SHIELDS | Number of I&C hybrid heat pumps | SSHI_3 | 0 | 0 | 2 | 3 | 5 | 6 | 8 | 10 | 12 | 14 | 16 | 17 | 20 | 21 | 23 | 26 | 28 | 30 | 32 | 33 | 34 | 35 | 37 | 39 | 40 | 42 | 43 | 45 | 46 | 47 | 48 | 49 | NPgN | GSP | NG FES - Steady Progression | Number of I&C hybrid heat pumps
NG FES - Steady Progression | Lct_BB008 | Number of | NPgN | SPADEADAM | Number of I&C hybrid heat pumps | KIELD01 and SPAD20 | 0 | 0 | 0 | 1 | 1 | 2 | 2 | 2 | 3 | 3 | 4 | 4 | 5 | 5 | 6 | 7 | 7 | 8 | 8 | 9 | 9 | 9 | 10 | 10 | 11 | 11 | 12 | 12 | 13 | 13 | 14 | 14 | NPgN | GSP | NG FES - Steady Progression | Number of I&C hybrid heat pumps
NG FES - Steady Progression | Lct_BB008 | Number of | NPgN | SPENNYMOOR | Number of I&C hybrid heat pumps | SPEN_1 | 0 | 0 | 7 | 14 | 21 | 28 | 36 | 44 | 52 | 61 | 69 | 77 | 87 | 95 | 103 | 115 | 126 | 134 | 140 | 147 | 151 | 154 | 164 | 172 | 178 | 185 | 191 | 198 | 205 | 211 | 215 | 219 | NPgN | GSP | NG FES - Steady Progression | Number of I&C hybrid heat pumps
NG FES - Steady Progression | Lct_BB008 | Number of | NPgN | STELLA NORTH | Number of I&C hybrid heat pumps | STEN_1 | 0 | 0 | 6 | 12 | 18 | 25 | 32 | 40 | 47 | 55 | 62 | 70 | 79 | 87 | 95 | 106 | 116 | 124 | 131 | 137 | 141 | 145 | 155 | 163 | 170 | 177 | 183 | 191 | 198 | 205 | 210 | 215 | NPgN | GSP | NG FES - Steady Progression | Number of I&C hybrid heat pumps
NG FES - Steady Progression | Lct_BB008 | Number of | NPgN | STELLA SOUTH | Number of I&C hybrid heat pumps | STES_1 | 0 | 0 | 4 | 8 | 12 | 17 | 22 | 27 | 32 | 37 | 42 | 47 | 53 | 58 | 63 | 70 | 77 | 82 | 86 | 90 | 93 | 95 | 102 | 106 | 111 | 115 | 119 | 124 | 128 | 133 | 136 | 138 | NPgN | GSP | NG FES - Steady Progression | Number of I&C hybrid heat pumps
NG FES - Steady Progression | Lct_BB008 | Number of | NPgN | TYNEMOUTH | Number of I&C hybrid heat pumps | TYNE_1 | 0 | 0 | 4 | 8 | 12 | 16 | 21 | 25 | 30 | 35 | 41 | 46 | 52 | 57 | 62 | 70 | 77 | 82 | 87 | 91 | 95 | 97 | 104 | 110 | 115 | 120 | 125 | 131 | 136 | 141 | 145 | 149 | NPgN | GSP | NG FES - Steady Progression | Number of I&C hybrid heat pumps
NG FES - Steady Progression | Lct_BB008 | Number of | NPgN | WEST BOLDON | Number of I&C hybrid heat pumps | WBOL_6 | 0 | 0 | 5 | 10 | 15 | 20 | 26 | 32 | 38 | 44 | 50 | 56 | 63 | 69 | 75 | 84 | 92 | 98 | 103 | 107 | 110 | 113 | 121 | 126 | 131 | 136 | 141 | 147 | 152 | 157 | 160 | 163 | NPgN | GSP | NG FES - Steady Progression | Number of I&C hybrid heat pumps
NG FES - Steady Progression | Lct_BB008 | Number of | NPgY | BRADFORD WEST | Number of I&C hybrid heat pumps | BRAW_1 | 0 | 0 | 13 | 26 | 38 | 52 | 67 | 83 | 98 | 114 | 130 | 146 | 164 | 181 | 197 | 219 | 240 | 256 | 269 | 282 | 290 | 298 | 318 | 332 | 346 | 359 | 371 | 387 | 400 | 414 | 422 | 431 | NPgY | GSP | NG FES - Steady Progression | Number of I&C hybrid heat pumps
NG FES - Steady Progression | Lct_BB008 | Number of | NPgY | CAMBLESFORTH | Number of I&C hybrid heat pumps | CAMB_01 | 0 | 0 | 1 | 2 | 3 | 4 | 5 | 7 | 8 | 10 | 11 | 12 | 14 | 15 | 17 | 19 | 21 | 23 | 24 | 25 | 26 | 27 | 29 | 30 | 32 | 33 | 35 | 37 | 38 | 40 | 41 | 42 | NPgY | GSP | NG FES - Steady Progression | Number of I&C hybrid heat pumps
NG FES - Steady Progression | Lct_BB008 | Number of | NPgY | CREYKE BECK | Number of I&C hybrid heat pumps | CREB_1 | 0 | 0 | 13 | 25 | 38 | 52 | 67 | 84 | 99 | 116 | 132 | 149 | 168 | 186 | 203 | 227 | 251 | 268 | 283 | 298 | 308 | 317 | 340 | 357 | 374 | 389 | 405 | 424 | 440 | 457 | 468 | 480 | NPgY | GSP | NG FES - Steady Progression | Number of I&C hybrid heat pumps
NG FES - Steady Progression | Lct_BB008 | Number of | NPgY | DRAX | Number of I&C hybrid heat pumps | DRAX_YEDL | 0 | 0 | 1 | 3 | 4 | 6 | 7 | 9 | 11 | 13 | 15 | 16 | 19 | 21 | 23 | 25 | 28 | 30 | 32 | 34 | 35 | 36 | 39 | 41 | 43 | 45 | 47 | 50 | 52 | 54 | 55 | 57 | NPgY | GSP | NG FES - Steady Progression | Number of I&C hybrid heat pumps
NG FES - Steady Progression | Lct_BB008 | Number of | NPgY | ELLAND | Number of I&C hybrid heat pumps | ELLA_1 | 0 | 0 | 9 | 19 | 28 | 38 | 49 | 61 | 73 | 84 | 96 | 108 | 121 | 133 | 145 | 161 | 177 | 189 | 198 | 207 | 213 | 219 | 233 | 244 | 254 | 264 | 273 | 284 | 294 | 303 | 309 | 316 | NPgY | GSP | NG FES - Steady Progression | Number of I&C hybrid heat pumps
NG FES - Steady Progression | Lct_BB008 | Number of | NPgY | FERRYBRIDGE A | Number of I&C hybrid heat pumps | FERRA2 | 0 | 0 | 2 | 4 | 6 | 8 | 11 | 13 | 16 | 19 | 21 | 24 | 27 | 30 | 33 | 37 | 41 | 44 | 46 | 49 | 51 | 52 | 56 | 59 | 62 | 65 | 67 | 71 | 74 | 77 | 79 | 81 | NPgY | GSP | NG FES - Steady Progression | Number of I&C hybrid heat pumps
NG FES - Steady Progression | Lct_BB008 | Number of | NPgY | FERRYBRIDGE B | Number of I&C hybrid heat pumps | FERRB9 | 0 | 0 | 6 | 12 | 18 | 25 | 32 | 40 | 48 | 56 | 64 | 72 | 81 | 89 | 98 | 109 | 121 | 129 | 136 | 143 | 148 | 153 | 164 | 172 | 180 | 188 | 195 | 204 | 212 | 220 | 226 | 232 | NPgY | GSP | NG FES - Steady Progression | Number of I&C hybrid heat pumps
NG FES - Steady Progression | Lct_BB008 | Number of | NPgY | GRIMSBY WEST | Number of I&C hybrid heat pumps | GRIW_1 | 0 | 0 | 4 | 7 | 11 | 15 | 19 | 23 | 28 | 32 | 37 | 41 | 46 | 51 | 55 | 62 | 68 | 72 | 76 | 80 | 82 | 84 | 90 | 94 | 98 | 102 | 105 | 110 | 113 | 117 | 120 | 122 | NPgY | GSP | NG FES - Steady Progression | Number of I&C hybrid heat pumps
NG FES - Steady Progression | Lct_BB008 | Number of | NPgY | JORDANTHORPE | Number of I&C hybrid heat pumps | JORD_3 | 0 | 0 | 1 | 2 | 3 | 5 | 6 | 8 | 9 | 11 | 12 | 14 | 15 | 17 | 18 | 20 | 23 | 24 | 25 | 27 | 28 | 28 | 30 | 32 | 33 | 35 | 36 | 38 | 39 | 40 | 41 | 42 | NPgY | GSP | NG FES - Steady Progression | Number of I&C hybrid heat pumps
NG FES - Steady Progression | Lct_BB008 | Number of | NPgY | KEADBY | Number of I&C hybrid heat pumps | KEAD_YEDL | 0 | 0 | 7 | 14 | 22 | 30 | 38 | 48 | 57 | 67 | 77 | 87 | 98 | 108 | 119 | 133 | 147 | 158 | 167 | 176 | 182 | 188 | 202 | 213 | 223 | 233 | 243 | 255 | 265 | 276 | 283 | 291 | NPgY | GSP | NG FES - Steady Progression | Number of I&C hybrid heat pumps
NG FES - Steady Progression | Lct_BB008 | Number of | NPgY | KIRKSTALL B | Number of I&C hybrid heat pumps | KIRKB1 | 0 | 0 | 6 | 11 | 17 | 22 | 29 | 36 | 42 | 49 | 56 | 63 | 71 | 78 | 85 | 94 | 103 | 110 | 115 | 121 | 124 | 127 | 136 | 142 | 148 | 153 | 158 | 165 | 170 | 176 | 179 | 183 | NPgY | GSP | NG FES - Steady Progression | Number of I&C hybrid heat pumps
NG FES - Steady Progression | Lct_BB008 | Number of | NPgY | NEEPSEND | Number of I&C hybrid heat pumps | NEEP_3 | 0 | 0 | 2 | 5 | 7 | 9 | 12 | 15 | 17 | 20 | 23 | 26 | 29 | 32 | 35 | 38 | 42 | 45 | 47 | 49 | 51 | 52 | 56 | 58 | 61 | 63 | 65 | 68 | 70 | 72 | 74 | 75 | NPgY | GSP | NG FES - Steady Progression | Number of I&C hybrid heat pumps
NG FES - Steady Progression | Lct_BB008 | Number of | NPgY | NORTON LEES | Number of I&C hybrid heat pumps | NORL_3 | 0 | 0 | 2 | 4 | 5 | 7 | 9 | 12 | 14 | 16 | 18 | 20 | 23 | 25 | 27 | 30 | 33 | 36 | 37 | 39 | 40 | 41 | 44 | 46 | 48 | 49 | 51 | 53 | 55 | 57 | 58 | 59 | NPgY | GSP | NG FES - Steady Progression | Number of I&C hybrid heat pumps
NG FES - Steady Progression | Lct_BB008 | Number of | NPgY | PITSMOOR 3/4 | Number of I&C hybrid heat pumps | PITS_BB_B | 0 | 0 | 1 | 2 | 3 | 5 | 6 | 7 | 9 | 10 | 11 | 13 | 14 | 16 | 17 | 19 | 21 | 22 | 23 | 25 | 25 | 26 | 28 | 29 | 30 | 31 | 32 | 33 | 35 | 36 | 36 | 37 | NPgY | GSP | NG FES - Steady Progression | Number of I&C hybrid heat pumps
NG FES - Steady Progression | Lct_BB008 | Number of | NPgY | SALTEND NORTH | Number of I&C hybrid heat pumps | SALT_1 | 0 | 0 | 1 | 3 | 4 | 6 | 7 | 9 | 11 | 13 | 14 | 16 | 18 | 20 | 22 | 25 | 27 | 29 | 31 | 33 | 34 | 35 | 37 | 39 | 41 | 43 | 44 | 46 | 48 | 50 | 51 | 53 | NPgY | GSP | NG FES - Steady Progression | Number of I&C hybrid heat pumps
NG FES - Steady Progression | Lct_BB008 | Number of | NPgY | SHEFFIELD CITY | Number of I&C hybrid heat pumps | SHEC_3 | 0 | 0 | 2 | 4 | 7 | 9 | 12 | 14 | 17 | 20 | 23 | 25 | 29 | 31 | 34 | 38 | 42 | 44 | 47 | 49 | 50 | 52 | 55 | 57 | 60 | 62 | 64 | 67 | 69 | 71 | 73 | 74 | NPgY | GSP | NG FES - Steady Progression | Number of I&C hybrid heat pumps
NG FES - Steady Progression | Lct_BB008 | Number of | NPgY | SKELTON GRANGE | Number of I&C hybrid heat pumps | SKLGB1 | 0 | 0 | 14 | 27 | 41 | 55 | 71 | 88 | 104 | 121 | 138 | 154 | 174 | 191 | 208 | 231 | 254 | 271 | 285 | 298 | 307 | 315 | 336 | 352 | 366 | 380 | 393 | 410 | 424 | 438 | 447 | 456 | NPgY | GSP | NG FES - Steady Progression | Number of I&C hybrid heat pumps
NG FES - Steady Progression | Lct_BB008 | Number of | NPgY | TEMPLEBOROUGH 275/33KV | Number of I&C hybrid heat pumps | TEMP_3 | 0 | 0 | 0 | 0 | 0 | 0 | 0 | 0 | 1 | 1 | 1 | 1 | 1 | 1 | 1 | 1 | 1 | 2 | 2 | 2 | 2 | 2 | 2 | 2 | 2 | 2 | 2 | 3 | 3 | 3 | 3 | 3 | NPgY | GSP | NG FES - Steady Progression | Number of I&C hybrid heat pumps
NG FES - Steady Progression | Lct_BB008 | Number of | NPgY | THURCROFT | Number of I&C hybrid heat pumps | THUR_6 | 0 | 0 | 3 | 7 | 11 | 14 | 19 | 23 | 28 | 32 | 37 | 42 | 47 | 52 | 57 | 64 | 71 | 76 | 80 | 85 | 88 | 91 | 97 | 102 | 107 | 112 | 117 | 122 | 127 | 133 | 136 | 140 | NPgY | GSP | NG FES - Steady Progression | Number of I&C hybrid heat pumps
NG FES - Steady Progression | Lct_BB008 | Number of | NPgY | WEST MELTON / THORPE MARSH | Number of I&C hybrid heat pumps | WMEL_THOM | 0 | 0 | 9 | 18 | 27 | 37 | 47 | 59 | 71 | 82 | 94 | 106 | 120 | 133 | 145 | 162 | 180 | 193 | 203 | 214 | 222 | 229 | 246 | 259 | 271 | 283 | 294 | 309 | 321 | 334 | 343 | 352 | NPgY | GSP | NG FES - Steady Progression | Number of I&C hybrid heat pumps
NG FES - Steady Progression | Lct_BB008 | Number of | NPgY | WEST MELTON SECTION 3 | Number of I&C hybrid heat pumps | WMEL_BB3 | 0 | 0 | 8 | 16 | 24 | 33 | 42 | 53 | 63 | 73 | 84 | 95 | 107 | 118 | 130 | 145 | 160 | 172 | 182 | 192 | 198 | 205 | 220 | 232 | 243 | 253 | 264 | 277 | 288 | 300 | 308 | 317 | NPgY | GSP | NG FES - Steady Progression | Number of I&C hybrid heat pumps
NG FES - Steady Progression | Lct_BB008 | Number of | NPgY | WINCOBANK | Number of I&C hybrid heat pumps | WIBA_3 | 0 | 0 | 0 | 1 | 1 | 2 | 2 | 3 | 3 | 4 | 4 | 5 | 5 | 6 | 7 | 7 | 8 | 9 | 9 | 9 | 10 | 10 | 11 | 11 | 12 | 12 | 13 | 13 | 14 | 14 | 14 | 15 | NPgY | GSP | NG FES - Steady Progression | Number of I&C hybrid heat pumps
NG FES - Steady Progression | Lct_BB56_NPgAggregate | Number of | NPgN | BLYTH 66kV | Total number of domestic heat pumps | BLYTB1 | 646.3 | 782.3 | 917.2 | 1099.9 | 1278.1 | 1453.9 | 1627.1 | 2438.2 | 3248.1 | 4100.5 | 5018.6 | 5997.6 | 7157 | 8438.1 | 9735.4 | 11048.3 | 12376.7 | 14050.7 | 15613.4 | 17204.5 | 18818 | 20459.1 | 21887.7 | 22967.5 | 24020.4 | 25022.8 | 26022.5 | 27214.7 | 28011.1 | 28822 | 29648.4 | 30492.3 | NPgN | GSP | NG FES - Steady Progression | Total number of domestic heat pumps
NG FES - Steady Progression | Lct_BB56_NPgAggregate | Number of | NPgN | BLYTH 132kV | Total number of domestic heat pumps | BLYTH132 | 260.4 | 318.3 | 360.5 | 420.5 | 472.7 | 524.4 | 572.7 | 851.5 | 1339.3 | 1923.8 | 2554 | 3238.1 | 3758.4 | 4329.3 | 4897 | 5471.6 | 6053.1 | 6646 | 7199.9 | 7764.1 | 8311.9 | 8869.1 | 9325.1 | 9621.8 | 9900.7 | 10166.3 | 10432 | 10746.7 | 10953.6 | 11163.7 | 11377.5 | 11595.3 | NPgN | GSP | NG FES - Steady Progression | Total number of domestic heat pumps
NG FES - Steady Progression | Lct_BB56_NPgAggregate | Number of | NPgN | FOURSTONES | Total number of domestic heat pumps | FOUR_1 | 64.4 | 74.5 | 83.1 | 95.2 | 106.8 | 118.3 | 129.4 | 215.3 | 416.7 | 669.4 | 941.9 | 1242.6 | 1461.6 | 1705.8 | 1944.7 | 2186.3 | 2430.8 | 2648 | 2850.7 | 3057.2 | 3256.2 | 3458.7 | 3613.3 | 3714 | 3808.8 | 3899 | 3989.5 | 4095.5 | 4161.8 | 4229.1 | 4297.4 | 4366.8 | NPgN | GSP | NG FES - Steady Progression | Total number of domestic heat pumps
NG FES - Steady Progression | Lct_BB56_NPgAggregate | Number of | NPgN | HARTMOOR | Total number of domestic heat pumps | HARM_6 | 329.6 | 396 | 465.6 | 559.6 | 653.4 | 746 | 838.2 | 1268.5 | 1707.5 | 2175.9 | 2680.4 | 3223.7 | 3869.3 | 4587.5 | 5319.5 | 6060.3 | 6809.7 | 7744.7 | 8617.2 | 9505.4 | 10411.3 | 11332.6 | 12129.8 | 12733.6 | 13323 | 13884.3 | 14444.9 | 15112.6 | 15555.4 | 16006 | 16464.9 | 16933.4 | NPgN | GSP | NG FES - Steady Progression | Total number of domestic heat pumps
NG FES - Steady Progression | Lct_BB56_NPgAggregate | Number of | NPgN | HAWTHORN PIT GRID | Total number of domestic heat pumps | HAWP_6 | 321.1 | 396.1 | 469.3 | 568.8 | 665.6 | 761.1 | 855.2 | 1289.7 | 1728.8 | 2194.4 | 2695.8 | 3232.7 | 3900.1 | 4635.9 | 5383.2 | 6139.6 | 6905 | 7925.8 | 8878.8 | 9848.9 | 10837.1 | 11842.3 | 12731.9 | 13404 | 14059.5 | 14683.8 | 15306.6 | 16049.9 | 16550.8 | 17060.7 | 17580.3 | 18110.8 | NPgN | GSP | NG FES - Steady Progression | Total number of domestic heat pumps
NG FES - Steady Progression | Lct_BB56_NPgAggregate | Number of | NPgN | KNARESBOROUGH | Total number of domestic heat pumps | KNARE_111 | 481.3 | 566.4 | 646.3 | 756.1 | 862.2 | 967.1 | 1069.8 | 1553.4 | 2099.3 | 2689.6 | 3325.4 | 4000.1 | 4706.3 | 5483.1 | 6256.7 | 7039.8 | 7832.2 | 8875.2 | 9848.8 | 10840 | 11845.9 | 12869.1 | 13778.4 | 14454.7 | 15112 | 15737.9 | 16362.9 | 17106.4 | 17608.6 | 18119.5 | 18639.7 | 19170.4 | NPgN | GSP | NG FES - Steady Progression | Total number of domestic heat pumps
NG FES - Steady Progression | Lct_BB56_NPgAggregate | Number of | NPgN | LACKENBY | Total number of domestic heat pumps | LACK_6 | 487 | 594.7 | 699.8 | 842.8 | 982.5 | 1120.3 | 1256.4 | 1886.7 | 2556.5 | 3278.9 | 4056.9 | 4894.9 | 5894.5 | 7001.5 | 8126.7 | 9265.4 | 10417.4 | 11897.6 | 13279 | 14685.2 | 16108.4 | 17555.8 | 18828.3 | 19788 | 20724 | 21615.7 | 22506.5 | 23567.2 | 24281.3 | 25007.8 | 25747.5 | 26502.3 | NPgN | GSP | NG FES - Steady Progression | Total number of domestic heat pumps
NG FES - Steady Progression | Lct_BB56_NPgAggregate | Number of | NPgN | NORTON | Total number of domestic heat pumps | NORT_1 | 1450.7 | 1719.3 | 2003.2 | 2386.8 | 2770.9 | 3149.8 | 3527.1 | 5356.6 | 7379.9 | 9582.2 | 11954.3 | 14506.6 | 17230.6 | 20258.5 | 23319.1 | 26416.4 | 29549.8 | 33384.5 | 36962.6 | 40604.6 | 44296.7 | 48051.7 | 51299.1 | 53730 | 56097.1 | 58351.9 | 60605.3 | 63283.5 | 65063.3 | 66873.5 | 68716.1 | 70595.6 | NPgN | GSP | NG FES - Steady Progression | Total number of domestic heat pumps
NG FES - Steady Progression | Lct_BB56_NPgAggregate | Number of | NPgN | OFFERTON | Total number of domestic heat pumps | OFFE_3 | 108.9 | 127.9 | 153.6 | 188 | 225.5 | 262.4 | 300.7 | 476.8 | 654.3 | 843.3 | 1046.8 | 1266.1 | 1582.5 | 1927.4 | 2279.1 | 2635.1 | 2995.4 | 3518.5 | 4007.1 | 4504.8 | 5029.3 | 5563.1 | 6035.6 | 6391.9 | 6738.7 | 7068.7 | 7396.7 | 7791 | 8051.9 | 8318.1 | 8590.2 | 8868.6 | NPgN | GSP | NG FES - Steady Progression | Total number of domestic heat pumps
NG FES - Steady Progression | Lct_BB56_NPgAggregate | Number of | NPgN | OSBALDWICK | Total number of domestic heat pumps | OSBA_1 | 1041.9 | 1240.2 | 1419.5 | 1668.4 | 1907.2 | 2143.4 | 2374.5 | 3393.7 | 4549 | 5814.4 | 7177.2 | 8643.9 | 10326.7 | 12196.6 | 14090 | 16006 | 17944.4 | 20296.2 | 22490.9 | 24725 | 26997 | 29307.7 | 31305.9 | 32797.5 | 34248.6 | 35630.7 | 37011.2 | 38654 | 39744.1 | 40853.1 | 41982.3 | 43134.5 | NPgN | GSP | NG FES - Steady Progression | Total number of domestic heat pumps
NG FES - Steady Progression | Lct_BB56_NPgAggregate | Number of | NPgN | POPPLETON | Total number of domestic heat pumps | POPP_3 | 139.7 | 165.3 | 194.5 | 233.9 | 274.6 | 314.8 | 355.3 | 542.1 | 734.2 | 939.6 | 1160.8 | 1399 | 1676.4 | 1986.5 | 2302.5 | 2622.2 | 2945.6 | 3358.5 | 3743.5 | 4135.4 | 4539 | 4949.5 | 5309.1 | 5582.1 | 5848.9 | 6103.1 | 6357.5 | 6659.6 | 6859.9 | 7063.5 | 7270.6 | 7481.9 | NPgN | GSP | NG FES - Steady Progression | Total number of domestic heat pumps
NG FES - Steady Progression | Lct_BB56_NPgAggregate | Number of | NPgN | SALTHOLME | Total number of domestic heat pumps | SALH_1 | 6 | 6.9 | 8.2 | 10 | 12 | 13.9 | 15.9 | 25.2 | 34.8 | 45.2 | 56.4 | 68.5 | 81.8 | 96.9 | 112.5 | 128.1 | 144 | 165.1 | 184.7 | 204.6 | 224.8 | 245.3 | 264 | 278.4 | 292.5 | 306.1 | 319.7 | 335.7 | 346.7 | 357.8 | 369 | 380.4 | NPgN | GSP | NG FES - Steady Progression | Total number of domestic heat pumps
NG FES - Steady Progression | Lct_BB56_NPgAggregate | Number of | NPgN | SOUTH SHIELDS | Total number of domestic heat pumps | SSHI_3 | 155.9 | 185.1 | 218.6 | 264 | 311.4 | 358.2 | 405.7 | 619.7 | 831.4 | 1053.7 | 1293 | 1548.7 | 1889.9 | 2265 | 2645.7 | 3031.1 | 3421.1 | 3955.2 | 4454 | 4961.9 | 5485.5 | 6018.2 | 6485.8 | 6839.7 | 7184.8 | 7513.3 | 7840.4 | 8232.2 | 8493.7 | 8760.1 | 9032 | 9309.9 | NPgN | GSP | NG FES - Steady Progression | Total number of domestic heat pumps
NG FES - Steady Progression | Lct_BB56_NPgAggregate | Number of | NPgN | SPADEADAM | Total number of domestic heat pumps | KIELD01 and SPAD20 | 27.4 | 32.7 | 36.9 | 42.8 | 48.2 | 53.5 | 58.6 | 89.3 | 151.9 | 229.2 | 312.4 | 404.2 | 476.3 | 557.3 | 636.9 | 717.5 | 799 | 877.7 | 951.1 | 1025.8 | 1098.6 | 1172.7 | 1232.5 | 1273.9 | 1313.5 | 1351.3 | 1389.2 | 1433.7 | 1462.5 | 1491.7 | 1521.3 | 1551.3 | NPgN | GSP | NG FES - Steady Progression | Total number of domestic heat pumps
NG FES - Steady Progression | Lct_BB56_NPgAggregate | Number of | NPgN | SPENNYMOOR | Total number of domestic heat pumps | SPEN_1 | 1054.4 | 1322.3 | 1528.2 | 1816.8 | 2072.5 | 2325.5 | 2564.2 | 3576.2 | 4688.4 | 5895.5 | 7195.2 | 8590.7 | 10228.7 | 12056.8 | 13904.7 | 15774.6 | 17666.1 | 19975.2 | 22129 | 24321.1 | 26536.8 | 28790 | 30766.2 | 32256.9 | 33711.4 | 35097.4 | 36484.2 | 38129.6 | 39234.5 | 40357.4 | 41499.5 | 42663.4 | NPgN | GSP | NG FES - Steady Progression | Total number of domestic heat pumps
NG FES - Steady Progression | Lct_BB56_NPgAggregate | Number of | NPgN | STELLA NORTH | Total number of domestic heat pumps | STEN_1 | 603.8 | 706.2 | 825.7 | 989.7 | 1163.3 | 1335 | 1510.7 | 2254.9 | 3035.8 | 3878.5 | 4785.7 | 5767.4 | 7009.6 | 8402.9 | 9826.6 | 11267 | 12724 | 14588.2 | 16326.2 | 18094.9 | 19905.5 | 21746.5 | 23363.9 | 24595.2 | 25800 | 26948.5 | 28098.5 | 29464.5 | 30377 | 31304.3 | 32247.4 | 33208.6 | NPgN | GSP | NG FES - Steady Progression | Total number of domestic heat pumps
NG FES - Steady Progression | Lct_BB56_NPgAggregate | Number of | NPgN | STELLA SOUTH | Total number of domestic heat pumps | STES_1 | 503.8 | 612.5 | 713.3 | 851.1 | 982.7 | 1112.6 | 1239.5 | 1829.1 | 2465.6 | 3154 | 3895.5 | 4693.3 | 5650.7 | 6706.5 | 7776.1 | 8858.7 | 9954.1 | 11311.5 | 12579.2 | 13869.9 | 15181.7 | 16516 | 17669.7 | 18535.1 | 19377.1 | 20178.5 | 20977 | 21930.7 | 22564.7 | 23210.6 | 23869.3 | 24542.3 | NPgN | GSP | NG FES - Steady Progression | Total number of domestic heat pumps
NG FES - Steady Progression | Lct_BB56_NPgAggregate | Number of | NPgN | TYNEMOUTH | Total number of domestic heat pumps | TYNE_1 | 503.9 | 588.2 | 694.3 | 836.6 | 988.2 | 1137.8 | 1290.8 | 1994.7 | 2682.8 | 3401 | 4174.3 | 4997.5 | 5976.2 | 7064.4 | 8166.6 | 9281.9 | 10410.3 | 11936 | 13359.1 | 14807.6 | 16291.7 | 17801.1 | 19143.7 | 20167.3 | 21168.5 | 22122.6 | 23076.5 | 24210.9 | 24973.5 | 25749 | 26538.2 | 27343.1 | NPgN | GSP | NG FES - Steady Progression | Total number of domestic heat pumps
NG FES - Steady Progression | Lct_BB56_NPgAggregate | Number of | NPgN | WEST BOLDON | Total number of domestic heat pumps | WBOL_6 | 613.2 | 730.4 | 867.2 | 1051.1 | 1242.4 | 1431.1 | 1622.4 | 2506.5 | 3374.1 | 4282.9 | 5261.5 | 6306 | 7634.3 | 9097.9 | 10582.9 | 12085.9 | 13606.7 | 15684 | 17623.4 | 19597.8 | 21621.4 | 23679.7 | 25496.7 | 26874.8 | 28219.7 | 29500.4 | 30777.3 | 32303.4 | 33327.6 | 34370.6 | 35434 | 36520.1 | NPgN | GSP | NG FES - Steady Progression | Total number of domestic heat pumps
NG FES - Steady Progression | Lct_BB56_NPgAggregate | Number of | NPgY | BRADFORD WEST | Total number of domestic heat pumps | BRAW_1 | 1083.7 | 1239.7 | 1492.9 | 1791.5 | 2100.5 | 2406 | 2707.9 | 4173.9 | 5743.3 | 7420.2 | 9241.1 | 11206 | 13639.3 | 16307.4 | 19012.1 | 21749.6 | 24519.6 | 28270.1 | 31679.2 | 35149.8 | 38731.3 | 42374.5 | 45680.6 | 48086.3 | 50428.4 | 52658.8 | 54902.6 | 57664.4 | 59453.2 | 61271 | 63123.1 | 65015.2 | NPgY | GSP | NG FES - Steady Progression | Total number of domestic heat pumps
NG FES - Steady Progression | Lct_BB56_NPgAggregate | Number of | NPgY | CAMBLESFORTH | Total number of domestic heat pumps | CAMB_01 | 100.9 | 118.1 | 139.6 | 165.4 | 189.9 | 214.2 | 238.2 | 367.6 | 540 | 746 | 971.3 | 1214.9 | 1435.4 | 1674.6 | 1915.3 | 2159 | 2405.6 | 2706 | 2979.3 | 3257.6 | 3535.6 | 3818.4 | 4068.7 | 4250.5 | 4427.3 | 4595.6 | 4751.7 | 4941.4 | 5064.5 | 5189.5 | 5316.8 | 5446.6 | NPgY | GSP | NG FES - Steady Progression | Total number of domestic heat pumps
NG FES - Steady Progression | Lct_BB56_NPgAggregate | Number of | NPgY | CREYKE BECK | Total number of domestic heat pumps | CREB_1 | 1805.8 | 2061.9 | 2400 | 2801.6 | 3187.3 | 3568.6 | 3945.7 | 5789.3 | 7800 | 10030 | 12407.9 | 14946.2 | 17666.3 | 20608.1 | 23561.5 | 26550.9 | 29576.2 | 33414.3 | 36905.2 | 40459.8 | 44029.7 | 47661.3 | 50901.9 | 53257 | 55548.3 | 57729.8 | 59875 | 62504.9 | 64207.5 | 65947.1 | 67718.9 | 69528.5 | NPgY | GSP | NG FES - Steady Progression | Total number of domestic heat pumps
NG FES - Steady Progression | Lct_BB56_NPgAggregate | Number of | NPgY | DRAX | Total number of domestic heat pumps | DRAX_YEDL | 287.6 | 328.8 | 376.3 | 433.9 | 487.2 | 539.9 | 592.3 | 843.7 | 1171.8 | 1561.4 | 1986.4 | 2445.7 | 2859.1 | 3314.2 | 3771.8 | 4234.9 | 4703.5 | 5204.8 | 5660.4 | 6124.3 | 6580.3 | 7044.1 | 7437.1 | 7723.6 | 8002.6 | 8268.5 | 8514.4 | 8810.9 | 9004.1 | 9195.4 | 9389.6 | 9587.5 | NPgY | GSP | NG FES - Steady Progression | Total number of domestic heat pumps
NG FES - Steady Progression | Lct_BB56_NPgAggregate | Number of | NPgY | ELLAND | Total number of domestic heat pumps | ELLA_1 | 836.7 | 962.6 | 1162.9 | 1397.9 | 1638 | 1875.1 | 2109.3 | 3267.7 | 4467.4 | 5736.6 | 7101.9 | 8567.1 | 10373.5 | 12341.8 | 14331.5 | 16345.4 | 18383.3 | 21199.6 | 23760 | 26366.8 | 29055.4 | 31790.4 | 34284.7 | 36098.9 | 37864.7 | 39546.1 | 41243.1 | 43333.5 | 44686.7 | 46067.3 | 47474.3 | 48911.9 | NPgY | GSP | NG FES - Steady Progression | Total number of domestic heat pumps
NG FES - Steady Progression | Lct_BB56_NPgAggregate | Number of | NPgY | FERRYBRIDGE A | Total number of domestic heat pumps | FERRA2 | 496.6 | 597.5 | 706.5 | 838.5 | 955.6 | 1071.7 | 1186.7 | 1656.2 | 2163.9 | 2721.7 | 3323.3 | 3971.4 | 4735.3 | 5583.5 | 6445.3 | 7317.3 | 8199.4 | 9254.7 | 10213.2 | 11188.7 | 12166.1 | 13160.1 | 14044.7 | 14691.6 | 15322.8 | 15924.5 | 16524.7 | 17257.4 | 17734.5 | 18218.2 | 18709.8 | 19210.9 | NPgY | GSP | NG FES - Steady Progression | Total number of domestic heat pumps
NG FES - Steady Progression | Lct_BB56_NPgAggregate | Number of | NPgY | FERRYBRIDGE B | Total number of domestic heat pumps | FERRB9 | 751.9 | 870.6 | 1045.2 | 1252.2 | 1460.2 | 1665.9 | 1869.3 | 2851 | 3947 | 5146.2 | 6455.2 | 7873 | 9461.3 | 11221 | 13009.5 | 14819.3 | 16650.4 | 18913.1 | 20969.1 | 23061.8 | 25174.1 | 27322.4 | 29229.6 | 30621.2 | 31977.7 | 33270.2 | 34552.7 | 36121.7 | 37141.5 | 38172.5 | 39221.3 | 40291.3 | NPgY | GSP | NG FES - Steady Progression | Total number of domestic heat pumps
NG FES - Steady Progression | Lct_BB56_NPgAggregate | Number of | NPgY | GRIMSBY WEST | Total number of domestic heat pumps | GRIW_1 | 488.6 | 561 | 662.1 | 782 | 899.6 | 1015.9 | 1130.8 | 1685.8 | 2263.8 | 2893.5 | 3559.9 | 4268.4 | 5078.4 | 5952 | 6830.5 | 7719.7 | 8619.7 | 9855.3 | 10978.8 | 12122.7 | 13286.1 | 14469.5 | 15554.3 | 16343.6 | 17112 | 17843.7 | 18572.5 | 19467.2 | 20047 | 20644.1 | 21252.1 | 21873.1 | NPgY | GSP | NG FES - Steady Progression | Total number of domestic heat pumps
NG FES - Steady Progression | Lct_BB56_NPgAggregate | Number of | NPgY | JORDANTHORPE | Total number of domestic heat pumps | JORD_3 | 136.4 | 155.7 | 190.4 | 231.7 | 276.3 | 320.5 | 364.2 | 570.1 | 792.8 | 1034.9 | 1296.3 | 1577.5 | 1901.4 | 2259.7 | 2623.1 | 2990.8 | 3362.7 | 3885.4 | 4359.8 | 4842.5 | 5335.4 | 5836.6 | 6305.7 | 6649.7 | 6986 | 7306.6 | 7629 | 8022 | 8278.8 | 8543 | 8811.3 | 9084.6 | NPgY | GSP | NG FES - Steady Progression | Total number of domestic heat pumps
NG FES - Steady Progression | Lct_BB56_NPgAggregate | Number of | NPgY | KEADBY | Total number of domestic heat pumps | KEAD_YEDL | 943.5 | 1097.4 | 1277.1 | 1494.3 | 1694.6 | 1893.1 | 2089.9 | 3082.3 | 4390.3 | 5946.8 | 7646 | 9482.4 | 11171.2 | 13011.1 | 14858.6 | 16728.6 | 18621.1 | 20793.9 | 22770.3 | 24782.8 | 26762.6 | 28776.5 | 30529.9 | 31804.5 | 33044.7 | 34225.5 | 35323.7 | 36654.8 | 37519.2 | 38395.9 | 39287.4 | 40196.7 | NPgY | GSP | NG FES - Steady Progression | Total number of domestic heat pumps
NG FES - Steady Progression | Lct_BB56_NPgAggregate | Number of | NPgY | KIRKSTALL B | Total number of domestic heat pumps | KIRKB1 | 496.7 | 569.6 | 706.7 | 866.1 | 1036.9 | 1205.3 | 1371.6 | 2202.7 | 3026.9 | 3876.5 | 4790.1 | 5771.8 | 6951.8 | 8258.1 | 9585.9 | 10929.4 | 12288.7 | 14116 | 15775.3 | 17464 | 19191.1 | 20947.6 | 22547.8 | 23718 | 24860 | 25948.5 | 27058.6 | 28420.1 | 29305.9 | 30207.1 | 31123.6 | 32058.4 | NPgY | GSP | NG FES - Steady Progression | Total number of domestic heat pumps
NG FES - Steady Progression | Lct_BB56_NPgAggregate | Number of | NPgY | NEEPSEND | Total number of domestic heat pumps | NEEP_3 | 224.3 | 258.5 | 311.8 | 375.1 | 440.3 | 504.7 | 568.5 | 859.8 | 1156.3 | 1468.2 | 1803.2 | 2162.9 | 2643.7 | 3170.1 | 3704.2 | 4244.8 | 4791.7 | 5545.6 | 6231 | 6928.7 | 7655.8 | 8395.5 | 9066 | 9553.5 | 10027.9 | 10479.5 | 10936.7 | 11500.9 | 11865.9 | 12235.4 | 12612.1 | 12997.1 | NPgY | GSP | NG FES - Steady Progression | Total number of domestic heat pumps
NG FES - Steady Progression | Lct_BB56_NPgAggregate | Number of | NPgY | NORTON LEES | Total number of domestic heat pumps | NORL_3 | 189.4 | 219.7 | 269.2 | 328.1 | 390.3 | 451.7 | 512.6 | 780.8 | 1050.5 | 1331.9 | 1634.1 | 1958.1 | 2388.5 | 2864.9 | 3348.7 | 3838.3 | 4333.5 | 5044.5 | 5690 | 6346.9 | 7034.5 | 7733.8 | 8382.3 | 8856.4 | 9319 | 9760 | 10210 | 10762.6 | 11122.1 | 11487.2 | 11858.5 | 12237.3 | NPgY | GSP | NG FES - Steady Progression | Total number of domestic heat pumps
NG FES - Steady Progression | Lct_BB56_NPgAggregate | Number of | NPgY | PITSMOOR 3/4 | Total number of domestic heat pumps | PITS_BB_B | 73.1 | 85.7 | 106.4 | 131.1 | 157.2 | 182.9 | 208.4 | 322.6 | 438.4 | 558.9 | 689.3 | 829.8 | 1030.3 | 1250.5 | 1474.8 | 1701.8 | 1931.5 | 2256.9 | 2552.6 | 2853.7 | 3163.8 | 3479.3 | 3767 | 3976.4 | 4180.3 | 4374.4 | 4571.6 | 4815.3 | 4973 | 5134.7 | 5299.5 | 5467.8 | NPgY | GSP | NG FES - Steady Progression | Total number of domestic heat pumps
NG FES - Steady Progression | Lct_BB56_NPgAggregate | Number of | NPgY | SALTEND NORTH | Total number of domestic heat pumps | SALT_1 | 233.6 | 271.5 | 317.3 | 372 | 422.9 | 473.3 | 523.2 | 751.7 | 998.9 | 1271.6 | 1562.8 | 1874.3 | 2231.3 | 2618.8 | 3008.8 | 3403.6 | 3803.1 | 4316.5 | 4783.5 | 5258.9 | 5737.4 | 6224.1 | 6661.3 | 6979.3 | 7288.7 | 7583.4 | 7875.6 | 8234.3 | 8466.5 | 8704.7 | 8947.2 | 9194.9 | NPgY | GSP | NG FES - Steady Progression | Total number of domestic heat pumps
NG FES - Steady Progression | Lct_BB56_NPgAggregate | Number of | NPgY | SHEFFIELD CITY | Total number of domestic heat pumps | SHEC_3 | 107.2 | 124.9 | 152.8 | 185.9 | 219.9 | 253.6 | 286.9 | 441.8 | 594.1 | 752 | 920.3 | 1100.2 | 1338.2 | 1598.6 | 1862.6 | 2129.8 | 2400.1 | 2777 | 3119.6 | 3468.3 | 3828.7 | 4195.3 | 4528.9 | 4771.9 | 5008.5 | 5233.8 | 5463 | 5745.6 | 5928.7 | 6115.2 | 6305.3 | 6499.5 | NPgY | GSP | NG FES - Steady Progression | Total number of domestic heat pumps
NG FES - Steady Progression | Lct_BB56_NPgAggregate | Number of | NPgY | SKELTON GRANGE | Total number of domestic heat pumps | SKLGB1 | 1156.4 | 1332.2 | 1652 | 2024.5 | 2419.9 | 2810.1 | 3195.3 | 5111.7 | 7017.3 | 8982.2 | 11097.8 | 13372.9 | 16188.4 | 19294.5 | 22453.6 | 25650.5 | 28884.9 | 33287.3 | 37286.7 | 41357.3 | 45557.6 | 49829.8 | 53714.1 | 56548.1 | 59310.6 | 61942.6 | 64621.3 | 67914.9 | 70053 | 72221.5 | 74429.1 | 76682.8 | NPgY | GSP | NG FES - Steady Progression | Total number of domestic heat pumps
NG FES - Steady Progression | Lct_BB56_NPgAggregate | Number of | NPgY | TEMPLEBOROUGH 275/33KV | Total number of domestic heat pumps | TEMP_3 | 11.5 | 13.2 | 16.5 | 20.3 | 24.6 | 28.9 | 33.1 | 52.2 | 72.3 | 93.3 | 116.4 | 141.5 | 172.6 | 207.9 | 244 | 280.6 | 317.5 | 369.4 | 416.5 | 464.4 | 513.2 | 562.9 | 609.5 | 643.9 | 677.5 | 709.7 | 742.6 | 782.7 | 809 | 836 | 863.4 | 891.2 | NPgY | GSP | NG FES - Steady Progression | Total number of domestic heat pumps
NG FES - Steady Progression | Lct_BB56_NPgAggregate | Number of | NPgY | THURCROFT | Total number of domestic heat pumps | THUR_6 | 783 | 918.6 | 1084.5 | 1281.5 | 1463.5 | 1643.4 | 1821.3 | 2650.6 | 3492.2 | 4395.7 | 5351.3 | 6368 | 7542.3 | 8815.6 | 10097.9 | 11395.7 | 12709 | 14346.7 | 15836.3 | 17353 | 18869.2 | 20411.5 | 21782.5 | 22779.1 | 23748.9 | 24672.2 | 25595.6 | 26730.3 | 27464.6 | 28215.8 | 28981.1 | 29762.9 | NPgY | GSP | NG FES - Steady Progression | Total number of domestic heat pumps
NG FES - Steady Progression | Lct_BB56_NPgAggregate | Number of | NPgY | WEST MELTON / THORPE MARSH | Total number of domestic heat pumps | WMEL_THOM | 1187.2 | 1425.9 | 1703.5 | 2036.2 | 2339.1 | 2638.9 | 2935.8 | 4227.3 | 5537.9 | 6943.4 | 8435 | 10026.2 | 11972 | 14098 | 16247.6 | 18423.2 | 20624.5 | 23491.7 | 26097.6 | 28750.5 | 31432.1 | 34159.7 | 36633.6 | 38437 | 40194.2 | 41868.2 | 43552.5 | 45619.8 | 46961.2 | 48336.6 | 49736.6 | 51165.5 | NPgY | GSP | NG FES - Steady Progression | Total number of domestic heat pumps
NG FES - Steady Progression | Lct_BB56_NPgAggregate | Number of | NPgY | WEST MELTON SECTION 3 | Total number of domestic heat pumps | WMEL_BB3 | 1095.6 | 1295 | 1551.7 | 1858.8 | 2152.9 | 2444 | 2732.2 | 4009.9 | 5384.2 | 6860.3 | 8468.9 | 10211 | 12345.1 | 14715.6 | 17128.7 | 19570.5 | 22040.9 | 25115 | 27908 | 30750.8 | 33633.1 | 36564.5 | 39175.1 | 41080.2 | 42937.4 | 44706.9 | 46486.2 | 48668.4 | 50085.8 | 51519.7 | 52978.8 | 54467.7 | NPgY | GSP | NG FES - Steady Progression | Total number of domestic heat pumps
NG FES - Steady Progression | Lct_BB56_NPgAggregate | Number of | NPgY | WINCOBANK | Total number of domestic heat pumps | WIBA_3 | 36.3 | 42.4 | 52.6 | 64.5 | 76.8 | 89 | 100.9 | 161.2 | 220.1 | 280.6 | 345.4 | 414.8 | 499.1 | 591.9 | 686 | 781.3 | 877.7 | 1005.4 | 1121.4 | 1239.5 | 1359.5 | 1481.6 | 1591.4 | 1671.6 | 1749.6 | 1824 | 1899.8 | 1993 | 2053.4 | 2115 | 2177.8 | 2241.8 | NPgY | GSP | NG FES - Steady Progression | Total number of domestic heat pumps
NG FES - Steady Progression | Lct_BB78_NPgAggregate | Number of | NPgN | BLYTH 66kV | Total number of I&C heat pumps | BLYTB1 | 124 | 134 | 129 | 133 | 138 | 142 | 147 | 153 | 159 | 174 | 196 | 218 | 243 | 269 | 295 | 323 | 352 | 374 | 393 | 412 | 431 | 451 | 476 | 495 | 513 | 533 | 553 | 579 | 600 | 620 | 639 | 659 | NPgN | GSP | NG FES - Steady Progression | Total number of I&C heat pumps
NG FES - Steady Progression | Lct_BB78_NPgAggregate | Number of | NPgN | BLYTH 132kV | Total number of I&C heat pumps | BLYTH132 | 75 | 81 | 78 | 80 | 83 | 86 | 89 | 92 | 96 | 105 | 119 | 132 | 147 | 163 | 179 | 196 | 213 | 226 | 238 | 250 | 261 | 273 | 288 | 300 | 311 | 323 | 335 | 351 | 363 | 375 | 387 | 399 | NPgN | GSP | NG FES - Steady Progression | Total number of I&C heat pumps
NG FES - Steady Progression | Lct_BB78_NPgAggregate | Number of | NPgN | FOURSTONES | Total number of I&C heat pumps | FOUR_1 | 30 | 33 | 31 | 32 | 33 | 34 | 36 | 37 | 38 | 42 | 47 | 53 | 59 | 65 | 71 | 78 | 85 | 90 | 95 | 100 | 104 | 109 | 115 | 120 | 124 | 129 | 134 | 140 | 145 | 150 | 155 | 159 | NPgN | GSP | NG FES - Steady Progression | Total number of I&C heat pumps
NG FES - Steady Progression | Lct_BB78_NPgAggregate | Number of | NPgN | HARTMOOR | Total number of I&C heat pumps | HARM_6 | 69 | 74 | 70 | 72 | 74 | 76 | 78 | 81 | 84 | 91 | 102 | 113 | 125 | 137 | 150 | 163 | 176 | 186 | 194 | 203 | 210 | 219 | 229 | 237 | 244 | 252 | 259 | 270 | 277 | 285 | 291 | 298 | NPgN | GSP | NG FES - Steady Progression | Total number of I&C heat pumps
NG FES - Steady Progression | Lct_BB78_NPgAggregate | Number of | NPgN | HAWTHORN PIT GRID | Total number of I&C heat pumps | HAWP_6 | 68 | 73 | 70 | 71 | 74 | 76 | 78 | 80 | 83 | 90 | 101 | 112 | 124 | 136 | 148 | 161 | 174 | 184 | 192 | 201 | 208 | 217 | 227 | 234 | 242 | 249 | 257 | 267 | 274 | 282 | 288 | 295 | NPgN | GSP | NG FES - Steady Progression | Total number of I&C heat pumps
NG FES - Steady Progression | Lct_BB78_NPgAggregate | Number of | NPgN | KNARESBOROUGH | Total number of I&C heat pumps | KNARE_111 | 189 | 205 | 197 | 204 | 212 | 219 | 228 | 237 | 247 | 272 | 307 | 343 | 384 | 426 | 469 | 515 | 561 | 599 | 631 | 665 | 698 | 733 | 776 | 809 | 842 | 877 | 913 | 960 | 997 | 1034 | 1069 | 1105 | NPgN | GSP | NG FES - Steady Progression | Total number of I&C heat pumps
NG FES - Steady Progression | Lct_BB78_NPgAggregate | Number of | NPgN | LACKENBY | Total number of I&C heat pumps | LACK_6 | 111 | 120 | 115 | 118 | 123 | 127 | 131 | 136 | 141 | 155 | 174 | 194 | 217 | 239 | 263 | 287 | 312 | 332 | 349 | 366 | 383 | 401 | 423 | 439 | 456 | 473 | 490 | 514 | 531 | 550 | 566 | 583 | NPgN | GSP | NG FES - Steady Progression | Total number of I&C heat pumps
NG FES - Steady Progression | Lct_BB78_NPgAggregate | Number of | NPgN | NORTON | Total number of I&C heat pumps | NORT_1 | 397 | 430 | 412 | 423 | 438 | 453 | 468 | 485 | 504 | 551 | 620 | 690 | 769 | 850 | 931 | 1018 | 1106 | 1175 | 1233 | 1293 | 1350 | 1412 | 1488 | 1545 | 1602 | 1661 | 1722 | 1802 | 1863 | 1924 | 1981 | 2039 | NPgN | GSP | NG FES - Steady Progression | Total number of I&C heat pumps
NG FES - Steady Progression | Lct_BB78_NPgAggregate | Number of | NPgN | OFFERTON | Total number of I&C heat pumps | OFFE_3 | 46 | 49 | 47 | 48 | 49 | 51 | 52 | 54 | 56 | 61 | 68 | 75 | 83 | 92 | 100 | 109 | 118 | 125 | 130 | 136 | 141 | 147 | 154 | 159 | 164 | 169 | 174 | 181 | 186 | 192 | 196 | 201 | NPgN | GSP | NG FES - Steady Progression | Total number of I&C heat pumps
NG FES - Steady Progression | Lct_BB78_NPgAggregate | Number of | NPgN | OSBALDWICK | Total number of I&C heat pumps | OSBA_1 | 340 | 368 | 351 | 361 | 373 | 384 | 397 | 411 | 425 | 465 | 522 | 580 | 646 | 712 | 779 | 850 | 922 | 978 | 1024 | 1072 | 1118 | 1167 | 1228 | 1272 | 1317 | 1363 | 1410 | 1473 | 1520 | 1568 | 1611 | 1656 | NPgN | GSP | NG FES - Steady Progression | Total number of I&C heat pumps
NG FES - Steady Progression | Lct_BB78_NPgAggregate | Number of | NPgN | POPPLETON | Total number of I&C heat pumps | POPP_3 | 46 | 49 | 47 | 48 | 49 | 51 | 52 | 54 | 56 | 61 | 68 | 75 | 84 | 92 | 100 | 109 | 118 | 125 | 130 | 136 | 141 | 147 | 154 | 159 | 164 | 169 | 174 | 181 | 186 | 191 | 196 | 201 | NPgN | GSP | NG FES - Steady Progression | Total number of I&C heat pumps
NG FES - Steady Progression | Lct_BB78_NPgAggregate | Number of | NPgN | SALTHOLME | Total number of I&C heat pumps | SALH_1 | 6 | 6 | 6 | 6 | 7 | 7 | 7 | 7 | 7 | 8 | 9 | 10 | 11 | 12 | 13 | 15 | 16 | 17 | 18 | 18 | 19 | 20 | 21 | 22 | 22 | 23 | 24 | 25 | 26 | 27 | 27 | 28 | NPgN | GSP | NG FES - Steady Progression | Total number of I&C heat pumps
NG FES - Steady Progression | Lct_BB78_NPgAggregate | Number of | NPgN | SOUTH SHIELDS | Total number of I&C heat pumps | SSHI_3 | 50 | 54 | 52 | 53 | 54 | 56 | 58 | 59 | 61 | 67 | 75 | 83 | 91 | 101 | 110 | 119 | 129 | 136 | 142 | 148 | 154 | 160 | 167 | 172 | 178 | 183 | 189 | 196 | 202 | 207 | 212 | 216 | NPgN | GSP | NG FES - Steady Progression | Total number of I&C heat pumps
NG FES - Steady Progression | Lct_BB78_NPgAggregate | Number of | NPgN | SPADEADAM | Total number of I&C heat pumps | KIELD01 and SPAD20 | 12 | 13 | 12 | 12 | 13 | 13 | 14 | 14 | 15 | 16 | 18 | 20 | 23 | 25 | 28 | 30 | 33 | 35 | 37 | 39 | 40 | 42 | 45 | 46 | 48 | 50 | 52 | 54 | 56 | 58 | 60 | 62 | NPgN | GSP | NG FES - Steady Progression | Total number of I&C heat pumps
NG FES - Steady Progression | Lct_BB78_NPgAggregate | Number of | NPgN | SPENNYMOOR | Total number of I&C heat pumps | SPEN_1 | 223 | 240 | 229 | 234 | 241 | 247 | 255 | 262 | 271 | 295 | 330 | 366 | 406 | 446 | 486 | 529 | 571 | 603 | 630 | 657 | 682 | 709 | 743 | 767 | 791 | 815 | 840 | 874 | 898 | 922 | 943 | 965 | NPgN | GSP | NG FES - Steady Progression | Total number of I&C heat pumps
NG FES - Steady Progression | Lct_BB78_NPgAggregate | Number of | NPgN | STELLA NORTH | Total number of I&C heat pumps | STEN_1 | 195 | 211 | 201 | 207 | 214 | 220 | 227 | 235 | 244 | 266 | 299 | 332 | 370 | 408 | 446 | 487 | 528 | 560 | 586 | 613 | 640 | 667 | 702 | 727 | 753 | 778 | 805 | 841 | 867 | 894 | 918 | 943 | NPgN | GSP | NG FES - Steady Progression | Total number of I&C heat pumps
NG FES - Steady Progression | Lct_BB78_NPgAggregate | Number of | NPgN | STELLA SOUTH | Total number of I&C heat pumps | STES_1 | 133 | 143 | 136 | 140 | 144 | 148 | 153 | 158 | 163 | 178 | 200 | 222 | 246 | 271 | 296 | 323 | 349 | 370 | 387 | 404 | 421 | 438 | 460 | 476 | 492 | 508 | 524 | 546 | 563 | 579 | 594 | 609 | NPgN | GSP | NG FES - Steady Progression | Total number of I&C heat pumps
NG FES - Steady Progression | Lct_BB78_NPgAggregate | Number of | NPgN | TYNEMOUTH | Total number of I&C heat pumps | TYNE_1 | 123 | 133 | 128 | 131 | 136 | 141 | 146 | 151 | 157 | 172 | 194 | 216 | 241 | 267 | 293 | 321 | 349 | 371 | 390 | 409 | 428 | 448 | 473 | 491 | 510 | 529 | 549 | 576 | 596 | 617 | 636 | 655 | NPgN | GSP | NG FES - Steady Progression | Total number of I&C heat pumps
NG FES - Steady Progression | Lct_BB78_NPgAggregate | Number of | NPgN | WEST BOLDON | Total number of I&C heat pumps | WBOL_6 | 160 | 172 | 164 | 168 | 173 | 178 | 184 | 190 | 196 | 214 | 239 | 265 | 295 | 324 | 354 | 385 | 417 | 441 | 460 | 481 | 500 | 520 | 546 | 564 | 583 | 601 | 620 | 646 | 665 | 683 | 700 | 717 | NPgN | GSP | NG FES - Steady Progression | Total number of I&C heat pumps
NG FES - Steady Progression | Lct_BB78_NPgAggregate | Number of | NPgY | BRADFORD WEST | Total number of I&C heat pumps | BRAW_1 | 453 | 472 | 464 | 475 | 488 | 501 | 515 | 530 | 547 | 564 | 623 | 691 | 769 | 847 | 924 | 1007 | 1089 | 1157 | 1209 | 1262 | 1313 | 1367 | 1438 | 1486 | 1535 | 1584 | 1634 | 1705 | 1754 | 1804 | 1849 | 1894 | NPgY | GSP | NG FES - Steady Progression | Total number of I&C heat pumps
NG FES - Steady Progression | Lct_BB78_NPgAggregate | Number of | NPgY | CAMBLESFORTH | Total number of I&C heat pumps | CAMB_01 | 35 | 37 | 37 | 38 | 39 | 41 | 42 | 44 | 45 | 47 | 52 | 58 | 65 | 72 | 79 | 87 | 95 | 102 | 107 | 112 | 118 | 124 | 131 | 136 | 142 | 147 | 153 | 161 | 167 | 173 | 179 | 184 | NPgY | GSP | NG FES - Steady Progression | Total number of I&C heat pumps
NG FES - Steady Progression | Lct_BB78_NPgAggregate | Number of | NPgY | CREYKE BECK | Total number of I&C heat pumps | CREB_1 | 443 | 463 | 457 | 470 | 485 | 499 | 515 | 533 | 552 | 572 | 634 | 706 | 789 | 872 | 955 | 1045 | 1135 | 1211 | 1271 | 1332 | 1392 | 1456 | 1538 | 1597 | 1656 | 1717 | 1780 | 1865 | 1929 | 1993 | 2052 | 2113 | NPgY | GSP | NG FES - Steady Progression | Total number of I&C heat pumps
NG FES - Steady Progression | Lct_BB78_NPgAggregate | Number of | NPgY | DRAX | Total number of I&C heat pumps | DRAX_YEDL | 47 | 49 | 49 | 50 | 52 | 54 | 56 | 58 | 60 | 63 | 70 | 78 | 87 | 97 | 107 | 117 | 127 | 136 | 144 | 151 | 159 | 166 | 177 | 184 | 191 | 199 | 207 | 218 | 227 | 235 | 243 | 251 | NPgY | GSP | NG FES - Steady Progression | Total number of I&C heat pumps
NG FES - Steady Progression | Lct_BB78_NPgAggregate | Number of | NPgY | ELLAND | Total number of I&C heat pumps | ELLA_1 | 334 | 348 | 342 | 350 | 360 | 369 | 379 | 391 | 403 | 415 | 459 | 509 | 566 | 623 | 680 | 740 | 801 | 850 | 889 | 928 | 965 | 1005 | 1056 | 1091 | 1127 | 1163 | 1199 | 1251 | 1287 | 1323 | 1356 | 1389 | NPgY | GSP | NG FES - Steady Progression | Total number of I&C heat pumps
NG FES - Steady Progression | Lct_BB78_NPgAggregate | Number of | NPgY | FERRYBRIDGE A | Total number of I&C heat pumps | FERRA2 | 71 | 74 | 73 | 75 | 78 | 80 | 83 | 86 | 89 | 93 | 103 | 115 | 128 | 142 | 156 | 171 | 186 | 198 | 209 | 219 | 229 | 240 | 254 | 265 | 275 | 286 | 297 | 312 | 323 | 334 | 345 | 356 | NPgY | GSP | NG FES - Steady Progression | Total number of I&C heat pumps
NG FES - Steady Progression | Lct_BB78_NPgAggregate | Number of | NPgY | FERRYBRIDGE B | Total number of I&C heat pumps | FERRB9 | 213 | 223 | 220 | 226 | 233 | 240 | 248 | 257 | 266 | 275 | 305 | 340 | 380 | 420 | 460 | 503 | 546 | 583 | 612 | 641 | 670 | 701 | 741 | 769 | 798 | 827 | 858 | 899 | 930 | 961 | 990 | 1020 | NPgY | GSP | NG FES - Steady Progression | Total number of I&C heat pumps
NG FES - Steady Progression | Lct_BB78_NPgAggregate | Number of | NPgY | GRIMSBY WEST | Total number of I&C heat pumps | GRIW_1 | 127 | 132 | 130 | 133 | 137 | 140 | 144 | 149 | 154 | 159 | 175 | 195 | 216 | 238 | 260 | 284 | 307 | 326 | 341 | 356 | 371 | 386 | 407 | 420 | 434 | 448 | 463 | 483 | 497 | 512 | 525 | 538 | NPgY | GSP | NG FES - Steady Progression | Total number of I&C heat pumps
NG FES - Steady Progression | Lct_BB78_NPgAggregate | Number of | NPgY | JORDANTHORPE | Total number of I&C heat pumps | JORD_3 | 41 | 43 | 42 | 43 | 44 | 46 | 47 | 49 | 50 | 52 | 58 | 64 | 71 | 79 | 86 | 94 | 102 | 109 | 114 | 119 | 125 | 130 | 137 | 142 | 147 | 153 | 158 | 165 | 171 | 176 | 181 | 186 | NPgY | GSP | NG FES - Steady Progression | Total number of I&C heat pumps
NG FES - Steady Progression | Lct_BB78_NPgAggregate | Number of | NPgY | KEADBY | Total number of I&C heat pumps | KEAD_YEDL | 251 | 263 | 260 | 268 | 277 | 286 | 296 | 307 | 318 | 330 | 367 | 410 | 458 | 508 | 557 | 611 | 665 | 711 | 748 | 786 | 823 | 863 | 914 | 951 | 988 | 1027 | 1067 | 1121 | 1162 | 1203 | 1242 | 1282 | NPgY | GSP | NG FES - Steady Progression | Total number of I&C heat pumps
NG FES - Steady Progression | Lct_BB78_NPgAggregate | Number of | NPgY | KIRKSTALL B | Total number of I&C heat pumps | KIRKB1 | 196 | 204 | 201 | 205 | 211 | 216 | 222 | 229 | 236 | 243 | 268 | 297 | 331 | 364 | 397 | 432 | 467 | 496 | 518 | 541 | 562 | 585 | 615 | 635 | 655 | 676 | 697 | 727 | 747 | 768 | 786 | 805 | NPgY | GSP | NG FES - Steady Progression | Total number of I&C heat pumps
NG FES - Steady Progression | Lct_BB78_NPgAggregate | Number of | NPgY | NEEPSEND | Total number of I&C heat pumps | NEEP_3 | 80 | 84 | 82 | 84 | 86 | 88 | 91 | 94 | 96 | 100 | 110 | 122 | 135 | 149 | 163 | 177 | 191 | 203 | 212 | 221 | 230 | 240 | 252 | 260 | 268 | 277 | 286 | 298 | 306 | 315 | 322 | 330 | NPgY | GSP | NG FES - Steady Progression | Total number of I&C heat pumps
NG FES - Steady Progression | Lct_BB78_NPgAggregate | Number of | NPgY | NORTON LEES | Total number of I&C heat pumps | NORL_3 | 63 | 66 | 65 | 66 | 68 | 70 | 72 | 74 | 76 | 78 | 87 | 96 | 107 | 117 | 128 | 140 | 151 | 160 | 167 | 175 | 181 | 189 | 199 | 205 | 212 | 218 | 225 | 235 | 241 | 248 | 254 | 260 | NPgY | GSP | NG FES - Steady Progression | Total number of I&C heat pumps
NG FES - Steady Progression | Lct_BB78_NPgAggregate | Number of | NPgY | PITSMOOR 3/4 | Total number of I&C heat pumps | PITS_BB_B | 40 | 41 | 41 | 42 | 43 | 44 | 45 | 46 | 48 | 49 | 54 | 60 | 67 | 74 | 80 | 88 | 95 | 101 | 105 | 110 | 114 | 119 | 125 | 129 | 133 | 137 | 141 | 147 | 152 | 156 | 160 | 163 | NPgY | GSP | NG FES - Steady Progression | Total number of I&C heat pumps
NG FES - Steady Progression | Lct_BB78_NPgAggregate | Number of | NPgY | SALTEND NORTH | Total number of I&C heat pumps | SALT_1 | 48 | 50 | 50 | 51 | 53 | 54 | 56 | 58 | 60 | 62 | 69 | 77 | 86 | 95 | 104 | 114 | 124 | 132 | 139 | 146 | 152 | 159 | 168 | 175 | 181 | 188 | 195 | 204 | 211 | 218 | 225 | 231 | NPgY | GSP | NG FES - Steady Progression | Total number of I&C heat pumps
NG FES - Steady Progression | Lct_BB78_NPgAggregate | Number of | NPgY | SHEFFIELD CITY | Total number of I&C heat pumps | SHEC_3 | 79 | 83 | 81 | 83 | 85 | 87 | 90 | 92 | 95 | 98 | 109 | 120 | 134 | 147 | 161 | 175 | 189 | 201 | 210 | 219 | 227 | 237 | 249 | 257 | 265 | 273 | 282 | 294 | 302 | 311 | 318 | 326 | NPgY | GSP | NG FES - Steady Progression | Total number of I&C heat pumps
NG FES - Steady Progression | Lct_BB78_NPgAggregate | Number of | NPgY | SKELTON GRANGE | Total number of I&C heat pumps | SKLGB1 | 478 | 499 | 491 | 502 | 516 | 529 | 544 | 561 | 578 | 596 | 659 | 731 | 813 | 895 | 977 | 1065 | 1152 | 1223 | 1279 | 1335 | 1389 | 1447 | 1522 | 1573 | 1624 | 1676 | 1730 | 1804 | 1857 | 1910 | 1957 | 2006 | NPgY | GSP | NG FES - Steady Progression | Total number of I&C heat pumps
NG FES - Steady Progression | Lct_BB78_NPgAggregate | Number of | NPgY | TEMPLEBOROUGH 275/33KV | Total number of I&C heat pumps | TEMP_3 | 2 | 3 | 3 | 3 | 3 | 3 | 3 | 3 | 3 | 3 | 4 | 4 | 5 | 5 | 6 | 6 | 7 | 7 | 7 | 8 | 8 | 9 | 9 | 10 | 10 | 10 | 11 | 11 | 12 | 12 | 12 | 13 | NPgY | GSP | NG FES - Steady Progression | Total number of I&C heat pumps
NG FES - Steady Progression | Lct_BB78_NPgAggregate | Number of | NPgY | THURCROFT | Total number of I&C heat pumps | THUR_6 | 122 | 128 | 127 | 130 | 135 | 139 | 144 | 149 | 154 | 160 | 178 | 198 | 222 | 246 | 270 | 295 | 321 | 343 | 361 | 379 | 397 | 416 | 440 | 458 | 476 | 494 | 513 | 539 | 558 | 578 | 596 | 615 | NPgY | GSP | NG FES - Steady Progression | Total number of I&C heat pumps
NG FES - Steady Progression | Lct_BB78_NPgAggregate | Number of | NPgY | WEST MELTON / THORPE MARSH | Total number of I&C heat pumps | WMEL_THOM | 312 | 327 | 323 | 332 | 343 | 353 | 365 | 378 | 392 | 406 | 451 | 503 | 563 | 623 | 683 | 748 | 814 | 869 | 913 | 959 | 1004 | 1051 | 1112 | 1156 | 1201 | 1247 | 1295 | 1359 | 1408 | 1457 | 1503 | 1550 | NPgY | GSP | NG FES - Steady Progression | Total number of I&C heat pumps
NG FES - Steady Progression | Lct_BB78_NPgAggregate | Number of | NPgY | WEST MELTON SECTION 3 | Total number of I&C heat pumps | WMEL_BB3 | 278 | 291 | 287 | 295 | 305 | 315 | 325 | 337 | 349 | 362 | 403 | 449 | 502 | 556 | 610 | 668 | 727 | 777 | 817 | 858 | 898 | 941 | 996 | 1035 | 1076 | 1118 | 1161 | 1219 | 1263 | 1308 | 1349 | 1392 | NPgY | GSP | NG FES - Steady Progression | Total number of I&C heat pumps
NG FES - Steady Progression | Lct_BB78_NPgAggregate | Number of | NPgY | WINCOBANK | Total number of I&C heat pumps | WIBA_3 | 15 | 15 | 15 | 15 | 16 | 16 | 17 | 17 | 18 | 19 | 21 | 23 | 25 | 28 | 31 | 33 | 36 | 38 | 40 | 42 | 44 | 46 | 48 | 50 | 52 | 53 | 55 | 58 | 60 | 61 | 63 | 65 | NPgY | GSP | NG FES - Steady Progression | Total number of I&C heat pumps
NG FES - System Transformation | Lct_BB005 | Number of | NPgN | BLYTH 66kV | Number of domestic full electric heat pumps | BLYTB1 | 646 | 782 | 773 | 977 | 1183 | 1398 | 1619 | 2026 | 2427 | 2863 | 3337 | 3874 | 4585 | 4929 | 5352 | 5866 | 6476 | 7190 | 7944 | 8657 | 9322 | 9940 | 10822 | 11339 | 11829 | 12294 | 12728 | 13335 | 13636 | 13861 | 13990 | 14019 | NPgN | GSP | NG FES - System Transformation | Number of domestic full electric heat pumps
NG FES - System Transformation | Lct_BB005 | Number of | NPgN | BLYTH 132kV | Number of domestic full electric heat pumps | BLYTH132 | 260 | 318 | 314 | 384 | 447 | 512 | 576 | 693 | 844 | 1008 | 1202 | 1422 | 1723 | 1869 | 2050 | 2268 | 2521 | 2818 | 3130 | 3425 | 3648 | 3854 | 3933 | 3934 | 4052 | 4192 | 4322 | 4504 | 4594 | 4662 | 4700 | 4709 | NPgN | GSP | NG FES - System Transformation | Number of domestic full electric heat pumps
NG FES - System Transformation | Lct_BB005 | Number of | NPgN | FOURSTONES | Number of domestic full electric heat pumps | FOUR_1 | 64 | 74 | 74 | 88 | 102 | 116 | 131 | 158 | 219 | 285 | 373 | 472 | 613 | 681 | 766 | 870 | 987 | 1124 | 1269 | 1406 | 1494 | 1575 | 1617 | 1626 | 1675 | 1730 | 1782 | 1854 | 1890 | 1917 | 1933 | 1936 | NPgN | GSP | NG FES - System Transformation | Number of domestic full electric heat pumps
NG FES - System Transformation | Lct_BB005 | Number of | NPgN | HARTMOOR | Number of domestic full electric heat pumps | HARM_6 | 330 | 396 | 392 | 496 | 605 | 717 | 835 | 1052 | 1274 | 1517 | 1786 | 2091 | 2502 | 2700 | 2947 | 3247 | 3606 | 4027 | 4471 | 4891 | 5276 | 5633 | 6142 | 6440 | 6723 | 6993 | 7244 | 7595 | 7769 | 7899 | 7974 | 7991 | NPgN | GSP | NG FES - System Transformation | Number of domestic full electric heat pumps
NG FES - System Transformation | Lct_BB005 | Number of | NPgN | HAWTHORN PIT GRID | Number of domestic full electric heat pumps | HAWP_6 | 321 | 396 | 391 | 502 | 615 | 732 | 852 | 1074 | 1296 | 1538 | 1802 | 2102 | 2502 | 2696 | 2935 | 3225 | 3572 | 3978 | 4406 | 4811 | 5218 | 5596 | 6130 | 6442 | 6741 | 7026 | 7292 | 7664 | 7848 | 7986 | 8065 | 8082 | NPgN | GSP | NG FES - System Transformation | Number of domestic full electric heat pumps
NG FES - System Transformation | Lct_BB005 | Number of | NPgN | KNARESBOROUGH | Number of domestic full electric heat pumps | KNARE_111 | 481 | 566 | 561 | 685 | 810 | 939 | 1071 | 1316 | 1559 | 1825 | 2112 | 2437 | 2862 | 3068 | 3317 | 3620 | 3970 | 4381 | 4814 | 5224 | 5640 | 6027 | 6526 | 6808 | 7103 | 7390 | 7658 | 8033 | 8219 | 8358 | 8438 | 8456 | NPgN | GSP | NG FES - System Transformation | Number of domestic full electric heat pumps
NG FES - System Transformation | Lct_BB005 | Number of | NPgN | LACKENBY | Number of domestic full electric heat pumps | LACK_6 | 487 | 595 | 588 | 748 | 910 | 1079 | 1253 | 1575 | 1908 | 2272 | 2677 | 3135 | 3752 | 4050 | 4421 | 4870 | 5408 | 6037 | 6700 | 7328 | 7930 | 8490 | 9265 | 9716 | 10155 | 10576 | 10968 | 11516 | 11788 | 11992 | 12108 | 12135 | NPgN | GSP | NG FES - System Transformation | Number of domestic full electric heat pumps
NG FES - System Transformation | Lct_BB005 | Number of | NPgN | NORTON | Number of domestic full electric heat pumps | NORT_1 | 1451 | 1719 | 1702 | 2128 | 2573 | 3034 | 3516 | 4405 | 5341 | 6361 | 7500 | 8790 | 10521 | 11358 | 12394 | 13651 | 15140 | 16886 | 18726 | 20468 | 22047 | 23518 | 25472 | 26590 | 27724 | 28821 | 29843 | 31273 | 31981 | 32512 | 32816 | 32884 | NPgN | GSP | NG FES - System Transformation | Number of domestic full electric heat pumps
NG FES - System Transformation | Lct_BB005 | Number of | NPgN | OFFERTON | Number of domestic full electric heat pumps | OFFE_3 | 109 | 128 | 127 | 165 | 208 | 253 | 302 | 392 | 485 | 587 | 700 | 829 | 1002 | 1085 | 1189 | 1316 | 1468 | 1645 | 1833 | 2010 | 2208 | 2392 | 2656 | 2812 | 2958 | 3098 | 3228 | 3409 | 3499 | 3567 | 3605 | 3614 | NPgN | GSP | NG FES - System Transformation | Number of domestic full electric heat pumps
NG FES - System Transformation | Lct_BB005 | Number of | NPgN | OSBALDWICK | Number of domestic full electric heat pumps | OSBA_1 | 1042 | 1240 | 1227 | 1512 | 1794 | 2087 | 2387 | 2940 | 3516 | 4145 | 4845 | 5639 | 6704 | 7220 | 7859 | 8634 | 9554 | 10633 | 11770 | 12847 | 13807 | 14701 | 15876 | 16546 | 17232 | 17898 | 18518 | 19386 | 19816 | 20138 | 20322 | 20364 | NPgN | GSP | NG FES - System Transformation | Number of domestic full electric heat pumps
NG FES - System Transformation | Lct_BB005 | Number of | NPgN | POPPLETON | Number of domestic full electric heat pumps | POPP_3 | 140 | 165 | 164 | 207 | 255 | 304 | 355 | 451 | 550 | 657 | 777 | 912 | 1095 | 1183 | 1292 | 1425 | 1585 | 1771 | 1968 | 2154 | 2331 | 2495 | 2728 | 2864 | 2994 | 3118 | 3233 | 3394 | 3474 | 3534 | 3568 | 3576 | NPgN | GSP | NG FES - System Transformation | Number of domestic full electric heat pumps
NG FES - System Transformation | Lct_BB005 | Number of | NPgN | SALTHOLME | Number of domestic full electric heat pumps | SALH_1 | 6 | 7 | 7 | 9 | 11 | 13 | 16 | 21 | 26 | 32 | 38 | 45 | 55 | 59 | 65 | 73 | 81 | 91 | 102 | 112 | 122 | 132 | 145 | 153 | 161 | 168 | 174 | 184 | 188 | 192 | 194 | 194 | NPgN | GSP | NG FES - System Transformation | Number of domestic full electric heat pumps
NG FES - System Transformation | Lct_BB005 | Number of | NPgN | SOUTH SHIELDS | Number of domestic full electric heat pumps | SSHI_3 | 156 | 185 | 183 | 234 | 289 | 346 | 407 | 519 | 631 | 753 | 886 | 1037 | 1237 | 1334 | 1454 | 1599 | 1772 | 1975 | 2189 | 2392 | 2599 | 2792 | 3072 | 3238 | 3393 | 3539 | 3675 | 3865 | 3960 | 4030 | 4071 | 4080 | NPgN | GSP | NG FES - System Transformation | Number of domestic full electric heat pumps
NG FES - System Transformation | Lct_BB005 | Number of | NPgN | SPADEADAM | Number of domestic full electric heat pumps | KIELD01 and SPAD20 | 27 | 33 | 32 | 39 | 46 | 53 | 59 | 72 | 94 | 117 | 148 | 182 | 231 | 254 | 284 | 319 | 360 | 408 | 458 | 506 | 540 | 572 | 598 | 609 | 630 | 652 | 673 | 702 | 717 | 727 | 734 | 735 | NPgN | GSP | NG FES - System Transformation | Number of domestic full electric heat pumps
NG FES - System Transformation | Lct_BB005 | Number of | NPgN | SPENNYMOOR | Number of domestic full electric heat pumps | SPEN_1 | 1054 | 1322 | 1305 | 1638 | 1942 | 2257 | 2568 | 3141 | 3726 | 4364 | 5070 | 5870 | 6941 | 7459 | 8100 | 8877 | 9798 | 10877 | 12015 | 13092 | 14064 | 14968 | 16211 | 16931 | 17636 | 18313 | 18943 | 19825 | 20262 | 20590 | 20777 | 20820 | NPgN | GSP | NG FES - System Transformation | Number of domestic full electric heat pumps
NG FES - System Transformation | Lct_BB005 | Number of | NPgN | STELLA NORTH | Number of domestic full electric heat pumps | STEN_1 | 604 | 706 | 700 | 885 | 1089 | 1301 | 1529 | 1948 | 2390 | 2872 | 3415 | 4029 | 4860 | 5263 | 5765 | 6375 | 7108 | 7967 | 8872 | 9729 | 10536 | 11286 | 12356 | 12985 | 13581 | 14148 | 14675 | 15414 | 15780 | 16054 | 16211 | 16246 | NPgN | GSP | NG FES - System Transformation | Number of domestic full electric heat pumps
NG FES - System Transformation | Lct_BB005 | Number of | NPgN | STELLA SOUTH | Number of domestic full electric heat pumps | STES_1 | 504 | 613 | 605 | 760 | 914 | 1073 | 1236 | 1536 | 1847 | 2187 | 2564 | 2992 | 3566 | 3844 | 4188 | 4606 | 5102 | 5684 | 6297 | 6877 | 7406 | 7898 | 8575 | 8968 | 9352 | 9721 | 10064 | 10545 | 10783 | 10961 | 11064 | 11087 | NPgN | GSP | NG FES - System Transformation | Number of domestic full electric heat pumps
NG FES - System Transformation | Lct_BB005 | Number of | NPgN | TYNEMOUTH | Number of domestic full electric heat pumps | TYNE_1 | 504 | 588 | 583 | 740 | 915 | 1097 | 1293 | 1653 | 2008 | 2394 | 2814 | 3288 | 3916 | 4219 | 4592 | 5045 | 5583 | 6213 | 6877 | 7506 | 8147 | 8744 | 9611 | 10125 | 10602 | 11053 | 11474 | 12062 | 12353 | 12572 | 12697 | 12725 | NPgN | GSP | NG FES - System Transformation | Number of domestic full electric heat pumps
NG FES - System Transformation | Lct_BB005 | Number of | NPgN | WEST BOLDON | Number of domestic full electric heat pumps | WBOL_6 | 613 | 730 | 723 | 926 | 1147 | 1377 | 1621 | 2072 | 2518 | 3004 | 3534 | 4134 | 4930 | 5315 | 5790 | 6366 | 7052 | 7856 | 8704 | 9506 | 10330 | 11097 | 12208 | 12866 | 13479 | 14059 | 14600 | 15356 | 15731 | 16012 | 16173 | 16209 | NPgN | GSP | NG FES - System Transformation | Number of domestic full electric heat pumps
NG FES - System Transformation | Lct_BB005 | Number of | NPgY | BRADFORD WEST | Number of domestic full electric heat pumps | BRAW_1 | 1084 | 1240 | 1225 | 1549 | 1880 | 2243 | 2620 | 3337 | 4097 | 4927 | 5848 | 6904 | 8399 | 9094 | 9953 | 10999 | 12241 | 13759 | 15304 | 16766 | 18133 | 19504 | 21477 | 22550 | 23601 | 24613 | 25555 | 26873 | 27526 | 28016 | 28296 | 28359 | NPgY | GSP | NG FES - System Transformation | Number of domestic full electric heat pumps
NG FES - System Transformation | Lct_BB005 | Number of | NPgY | CAMBLESFORTH | Number of domestic full electric heat pumps | CAMB_01 | 101 | 118 | 116 | 145 | 174 | 204 | 234 | 290 | 353 | 421 | 497 | 586 | 713 | 771 | 844 | 932 | 1037 | 1164 | 1293 | 1415 | 1529 | 1604 | 1688 | 1749 | 1824 | 1897 | 1965 | 2059 | 2106 | 2141 | 2162 | 2166 | NPgY | GSP | NG FES - System Transformation | Number of domestic full electric heat pumps
NG FES - System Transformation | Lct_BB005 | Number of | NPgY | CREYKE BECK | Number of domestic full electric heat pumps | CREB_1 | 1806 | 2062 | 2038 | 2478 | 2928 | 3383 | 3854 | 4720 | 5587 | 6532 | 7582 | 8751 | 10374 | 11128 | 12061 | 13180 | 14509 | 16110 | 17739 | 19281 | 20723 | 21985 | 23722 | 24708 | 25724 | 26702 | 27613 | 28887 | 29519 | 29993 | 30264 | 30325 | NPgY | GSP | NG FES - System Transformation | Number of domestic full electric heat pumps
NG FES - System Transformation | Lct_BB005 | Number of | NPgY | DRAX | Number of domestic full electric heat pumps | DRAX_YEDL | 288 | 329 | 325 | 390 | 456 | 521 | 588 | 708 | 840 | 985 | 1145 | 1331 | 1596 | 1718 | 1870 | 2055 | 2274 | 2539 | 2808 | 3063 | 3302 | 3438 | 3597 | 3707 | 3839 | 3966 | 4085 | 4251 | 4333 | 4395 | 4430 | 4438 | NPgY | GSP | NG FES - System Transformation | Number of domestic full electric heat pumps
NG FES - System Transformation | Lct_BB005 | Number of | NPgY | ELLAND | Number of domestic full electric heat pumps | ELLA_1 | 837 | 963 | 951 | 1204 | 1463 | 1743 | 2033 | 2583 | 3150 | 3769 | 4455 | 5232 | 6322 | 6829 | 7456 | 8214 | 9115 | 10211 | 11327 | 12383 | 13370 | 14405 | 15906 | 16714 | 17498 | 18252 | 18955 | 19938 | 20425 | 20790 | 20999 | 21046 | NPgY | GSP | NG FES - System Transformation | Number of domestic full electric heat pumps
NG FES - System Transformation | Lct_BB005 | Number of | NPgY | FERRYBRIDGE A | Number of domestic full electric heat pumps | FERRA2 | 497 | 598 | 588 | 737 | 889 | 1030 | 1177 | 1436 | 1699 | 1986 | 2304 | 2666 | 3177 | 3414 | 3708 | 4065 | 4489 | 5010 | 5539 | 6041 | 6509 | 6902 | 7456 | 7761 | 8067 | 8361 | 8636 | 9019 | 9209 | 9352 | 9434 | 9452 | NPgY | GSP | NG FES - System Transformation | Number of domestic full electric heat pumps
NG FES - System Transformation | Lct_BB005 | Number of | NPgY | FERRYBRIDGE B | Number of domestic full electric heat pumps | FERRB9 | 752 | 871 | 860 | 1086 | 1318 | 1563 | 1818 | 2296 | 2811 | 3372 | 3996 | 4716 | 5742 | 6219 | 6809 | 7530 | 8386 | 9436 | 10505 | 11516 | 12462 | 13266 | 14388 | 15020 | 15662 | 16280 | 16856 | 17662 | 18061 | 18360 | 18532 | 18570 | NPgY | GSP | NG FES - System Transformation | Number of domestic full electric heat pumps
NG FES - System Transformation | Lct_BB005 | Number of | NPgY | GRIMSBY WEST | Number of domestic full electric heat pumps | GRIW_1 | 489 | 561 | 554 | 685 | 819 | 958 | 1101 | 1368 | 1627 | 1911 | 2225 | 2571 | 3050 | 3272 | 3547 | 3876 | 4266 | 4738 | 5218 | 5672 | 6097 | 6525 | 7129 | 7464 | 7800 | 8124 | 8425 | 8847 | 9056 | 9212 | 9302 | 9322 | NPgY | GSP | NG FES - System Transformation | Number of domestic full electric heat pumps
NG FES - System Transformation | Lct_BB005 | Number of | NPgY | JORDANTHORPE | Number of domestic full electric heat pumps | JORD_3 | 136 | 156 | 154 | 199 | 246 | 299 | 354 | 460 | 571 | 692 | 826 | 978 | 1193 | 1293 | 1416 | 1566 | 1744 | 1962 | 2183 | 2393 | 2589 | 2790 | 3077 | 3236 | 3395 | 3549 | 3691 | 3891 | 3990 | 4064 | 4107 | 4116 | NPgY | GSP | NG FES - System Transformation | Number of domestic full electric heat pumps
NG FES - System Transformation | Lct_BB005 | Number of | NPgY | KEADBY | Number of domestic full electric heat pumps | KEAD_YEDL | 943 | 1097 | 1083 | 1327 | 1575 | 1816 | 2066 | 2516 | 3020 | 3569 | 4178 | 4888 | 5895 | 6362 | 6941 | 7643 | 8477 | 9482 | 10504 | 11471 | 12376 | 12939 | 13596 | 14050 | 14600 | 15130 | 15623 | 16314 | 16656 | 16912 | 17059 | 17092 | NPgY | GSP | NG FES - System Transformation | Number of domestic full electric heat pumps
NG FES - System Transformation | Lct_BB005 | Number of | NPgY | KIRKSTALL B | Number of domestic full electric heat pumps | KIRKB1 | 497 | 570 | 563 | 732 | 906 | 1104 | 1309 | 1706 | 2111 | 2553 | 3044 | 3599 | 4380 | 4743 | 5191 | 5737 | 6385 | 7179 | 7988 | 8753 | 9469 | 10203 | 11277 | 11850 | 12397 | 12923 | 13414 | 14100 | 14440 | 14694 | 14840 | 14873 | NPgY | GSP | NG FES - System Transformation | Number of domestic full electric heat pumps
NG FES - System Transformation | Lct_BB005 | Number of | NPgY | NEEPSEND | Number of domestic full electric heat pumps | NEEP_3 | 224 | 258 | 255 | 325 | 395 | 473 | 552 | 704 | 859 | 1028 | 1215 | 1427 | 1724 | 1862 | 2033 | 2240 | 2486 | 2788 | 3094 | 3384 | 3655 | 3938 | 4349 | 4569 | 4780 | 4984 | 5174 | 5440 | 5571 | 5670 | 5727 | 5739 | NPgY | GSP | NG FES - System Transformation | Number of domestic full electric heat pumps
NG FES - System Transformation | Lct_BB005 | Number of | NPgY | NORTON LEES | Number of domestic full electric heat pumps | NORL_3 | 189 | 220 | 217 | 282 | 348 | 422 | 499 | 646 | 795 | 958 | 1139 | 1343 | 1630 | 1764 | 1928 | 2128 | 2366 | 2657 | 2953 | 3234 | 3496 | 3785 | 4210 | 4436 | 4652 | 4860 | 5054 | 5326 | 5460 | 5561 | 5618 | 5631 | NPgY | GSP | NG FES - System Transformation | Number of domestic full electric heat pumps
NG FES - System Transformation | Lct_BB005 | Number of | NPgY | PITSMOOR 3/4 | Number of domestic full electric heat pumps | PITS_BB_B | 73 | 86 | 85 | 112 | 139 | 170 | 202 | 264 | 327 | 397 | 474 | 561 | 685 | 743 | 814 | 901 | 1004 | 1131 | 1261 | 1383 | 1497 | 1620 | 1799 | 1895 | 1987 | 2076 | 2158 | 2273 | 2330 | 2373 | 2398 | 2403 | NPgY | GSP | NG FES - System Transformation | Number of domestic full electric heat pumps
NG FES - System Transformation | Lct_BB005 | Number of | NPgY | SALTEND NORTH | Number of domestic full electric heat pumps | SALT_1 | 234 | 271 | 268 | 329 | 391 | 451 | 514 | 627 | 741 | 865 | 1003 | 1157 | 1372 | 1472 | 1596 | 1745 | 1921 | 2135 | 2353 | 2558 | 2751 | 2926 | 3172 | 3308 | 3446 | 3579 | 3702 | 3875 | 3961 | 4025 | 4062 | 4070 | NPgY | GSP | NG FES - System Transformation | Number of domestic full electric heat pumps
NG FES - System Transformation | Lct_BB005 | Number of | NPgY | SHEFFIELD CITY | Number of domestic full electric heat pumps | SHEC_3 | 107 | 125 | 123 | 159 | 196 | 236 | 277 | 356 | 435 | 521 | 616 | 723 | 871 | 941 | 1026 | 1130 | 1252 | 1403 | 1555 | 1700 | 1835 | 1980 | 2192 | 2304 | 2412 | 2515 | 2611 | 2746 | 2812 | 2862 | 2891 | 2898 | NPgY | GSP | NG FES - System Transformation | Number of domestic full electric heat pumps
NG FES - System Transformation | Lct_BB005 | Number of | NPgY | SKELTON GRANGE | Number of domestic full electric heat pumps | SKLGB1 | 1156 | 1332 | 1316 | 1713 | 2118 | 2577 | 3052 | 3969 | 4907 | 5930 | 7067 | 8354 | 10168 | 11011 | 12053 | 13321 | 14827 | 16675 | 18556 | 20336 | 22001 | 23727 | 26254 | 27601 | 28890 | 30131 | 31287 | 32903 | 33704 | 34304 | 34648 | 34725 | NPgY | GSP | NG FES - System Transformation | Number of domestic full electric heat pumps
NG FES - System Transformation | Lct_BB005 | Number of | NPgY | TEMPLEBOROUGH 275/33KV | Number of domestic full electric heat pumps | TEMP_3 | 12 | 13 | 13 | 17 | 22 | 27 | 32 | 42 | 53 | 66 | 79 | 95 | 117 | 128 | 141 | 157 | 176 | 199 | 223 | 245 | 266 | 289 | 322 | 339 | 356 | 373 | 388 | 409 | 420 | 427 | 432 | 433 | NPgY | GSP | NG FES - System Transformation | Number of domestic full electric heat pumps
NG FES - System Transformation | Lct_BB005 | Number of | NPgY | THURCROFT | Number of domestic full electric heat pumps | THUR_6 | 783 | 919 | 906 | 1122 | 1342 | 1556 | 1778 | 2179 | 2566 | 2988 | 3457 | 3973 | 4687 | 5019 | 5430 | 5922 | 6507 | 7216 | 7936 | 8618 | 9256 | 9834 | 10660 | 11107 | 11545 | 11968 | 12361 | 12912 | 13185 | 13389 | 13506 | 13532 | NPgY | GSP | NG FES - System Transformation | Number of domestic full electric heat pumps
NG FES - System Transformation | Lct_BB005 | Number of | NPgY | WEST MELTON / THORPE MARSH | Number of domestic full electric heat pumps | WMEL_THOM | 1187 | 1426 | 1404 | 1773 | 2150 | 2510 | 2884 | 3554 | 4207 | 4919 | 5709 | 6586 | 7807 | 8374 | 9075 | 9921 | 10926 | 12150 | 13395 | 14573 | 15675 | 16737 | 18262 | 19087 | 19892 | 20667 | 21389 | 22399 | 22899 | 23274 | 23489 | 23538 | NPgY | GSP | NG FES - System Transformation | Number of domestic full electric heat pumps
NG FES - System Transformation | Lct_BB005 | Number of | NPgY | WEST MELTON SECTION 3 | Number of domestic full electric heat pumps | WMEL_BB3 | 1096 | 1295 | 1276 | 1616 | 1964 | 2314 | 2676 | 3344 | 4049 | 4817 | 5671 | 6654 | 8052 | 8702 | 9506 | 10489 | 11657 | 13093 | 14553 | 15936 | 17228 | 18385 | 20040 | 20941 | 21825 | 22677 | 23470 | 24579 | 25129 | 25541 | 25777 | 25830 | NPgY | GSP | NG FES - System Transformation | Number of domestic full electric heat pumps
NG FES - System Transformation | Lct_BB005 | Number of | NPgY | WINCOBANK | Number of domestic full electric heat pumps | WIBA_3 | 36 | 42 | 42 | 54 | 67 | 82 | 96 | 124 | 153 | 184 | 218 | 256 | 310 | 335 | 366 | 404 | 448 | 503 | 558 | 611 | 660 | 710 | 782 | 821 | 858 | 893 | 926 | 972 | 995 | 1012 | 1022 | 1024 | NPgY | GSP | NG FES - System Transformation | Number of domestic full electric heat pumps
NG FES - System Transformation | Lct_BB006 | Number of | NPgN | BLYTH 66kV | Number of domestic hybrid heat pumps | BLYTB1 | 0 | 0 | 19 | 108 | 200 | 301 | 399 | 527 | 638 | 751 | 884 | 1045 | 1360 | 1761 | 2266 | 2875 | 3588 | 4099 | 5909 | 7672 | 9372 | 11005 | 12982 | 14566 | 16183 | 17793 | 19377 | 21193 | 22638 | 23993 | 25253 | 26425 | NPgN | GSP | NG FES - System Transformation | Number of domestic hybrid heat pumps
NG FES - System Transformation | Lct_BB006 | Number of | NPgN | BLYTH 132kV | Number of domestic hybrid heat pumps | BLYTH132 | 0 | 0 | 2 | 12 | 23 | 35 | 78 | 164 | 260 | 400 | 564 | 762 | 1150 | 1346 | 1592 | 1889 | 2237 | 2439 | 3074 | 3692 | 4257 | 4780 | 5402 | 5899 | 6269 | 6609 | 6945 | 7330 | 7643 | 7934 | 8199 | 8446 | NPgN | GSP | NG FES - System Transformation | Number of domestic hybrid heat pumps
NG FES - System Transformation | Lct_BB006 | Number of | NPgN | FOURSTONES | Number of domestic hybrid heat pumps | FOUR_1 | 0 | 0 | 1 | 3 | 5 | 8 | 25 | 61 | 101 | 160 | 229 | 312 | 475 | 542 | 626 | 728 | 846 | 911 | 1104 | 1292 | 1459 | 1611 | 1789 | 1930 | 2023 | 2104 | 2184 | 2274 | 2347 | 2413 | 2473 | 2529 | NPgN | GSP | NG FES - System Transformation | Number of domestic hybrid heat pumps
NG FES - System Transformation | Lct_BB006 | Number of | NPgN | HARTMOOR | Number of domestic hybrid heat pumps | HARM_6 | 0 | 0 | 10 | 58 | 107 | 161 | 213 | 280 | 338 | 396 | 464 | 546 | 707 | 912 | 1169 | 1481 | 1844 | 2108 | 3063 | 3992 | 4891 | 5753 | 6796 | 7632 | 8486 | 9337 | 10173 | 11132 | 11891 | 12603 | 13269 | 13887 | NPgN | GSP | NG FES - System Transformation | Number of domestic hybrid heat pumps
NG FES - System Transformation | Lct_BB006 | Number of | NPgN | HAWTHORN PIT GRID | Number of domestic hybrid heat pumps | HAWP_6 | 0 | 0 | 10 | 56 | 103 | 155 | 206 | 273 | 330 | 389 | 459 | 542 | 707 | 945 | 1244 | 1606 | 2029 | 2339 | 3450 | 4533 | 5581 | 6589 | 7811 | 8791 | 9791 | 10787 | 11770 | 12897 | 13796 | 14639 | 15423 | 16153 | NPgN | GSP | NG FES - System Transformation | Number of domestic hybrid heat pumps
NG FES - System Transformation | Lct_BB006 | Number of | NPgN | KNARESBOROUGH | Number of domestic hybrid heat pumps | KNARE_111 | 0 | 0 | 9 | 51 | 94 | 141 | 199 | 285 | 367 | 466 | 581 | 720 | 992 | 1251 | 1575 | 1968 | 2427 | 2742 | 3862 | 4953 | 5995 | 6986 | 8179 | 9133 | 10065 | 10983 | 11887 | 12922 | 13743 | 14511 | 15228 | 15895 | NPgN | GSP | NG FES - System Transformation | Number of domestic hybrid heat pumps
NG FES - System Transformation | Lct_BB006 | Number of | NPgN | LACKENBY | Number of domestic hybrid heat pumps | LACK_6 | 0 | 0 | 14 | 78 | 144 | 217 | 291 | 391 | 480 | 574 | 686 | 820 | 1082 | 1419 | 1842 | 2353 | 2950 | 3379 | 4890 | 6361 | 7780 | 9146 | 10801 | 12129 | 13475 | 14815 | 16137 | 17653 | 18871 | 20013 | 21069 | 22050 | NPgN | GSP | NG FES - System Transformation | Number of domestic hybrid heat pumps
NG FES - System Transformation | Lct_BB006 | Number of | NPgN | NORTON | Number of domestic hybrid heat pumps | NORT_1 | 0 | 0 | 42 | 234 | 432 | 651 | 885 | 1212 | 1509 | 1844 | 2235 | 2709 | 3635 | 4508 | 5607 | 6935 | 8488 | 9566 | 13384 | 17103 | 20664 | 24063 | 28161 | 31438 | 34690 | 37903 | 41059 | 44671 | 47536 | 50220 | 52725 | 55050 | NPgN | GSP | NG FES - System Transformation | Number of domestic hybrid heat pumps
NG FES - System Transformation | Lct_BB006 | Number of | NPgN | OFFERTON | Number of domestic hybrid heat pumps | OFFE_3 | 0 | 0 | 4 | 23 | 43 | 65 | 86 | 112 | 134 | 155 | 180 | 210 | 269 | 397 | 558 | 753 | 981 | 1157 | 1848 | 2520 | 3175 | 3802 | 4556 | 5159 | 5776 | 6393 | 6999 | 7695 | 8227 | 8729 | 9209 | 9655 | NPgN | GSP | NG FES - System Transformation | Number of domestic hybrid heat pumps
NG FES - System Transformation | Lct_BB006 | Number of | NPgN | OSBALDWICK | Number of domestic hybrid heat pumps | OSBA_1 | 0 | 0 | 17 | 96 | 178 | 268 | 374 | 528 | 672 | 842 | 1042 | 1283 | 1754 | 2296 | 2977 | 3800 | 4763 | 5438 | 7852 | 10202 | 12458 | 14610 | 17206 | 19283 | 21338 | 23372 | 25377 | 27676 | 29491 | 31191 | 32780 | 34261 | NPgN | GSP | NG FES - System Transformation | Number of domestic hybrid heat pumps
NG FES - System Transformation | Lct_BB006 | Number of | NPgN | POPPLETON | Number of domestic hybrid heat pumps | POPP_3 | 0 | 0 | 4 | 24 | 45 | 68 | 90 | 118 | 142 | 167 | 196 | 231 | 300 | 382 | 486 | 611 | 757 | 863 | 1260 | 1646 | 2019 | 2375 | 2803 | 3144 | 3492 | 3838 | 4176 | 4564 | 4865 | 5148 | 5416 | 5665 | NPgN | GSP | NG FES - System Transformation | Number of domestic hybrid heat pumps
NG FES - System Transformation | Lct_BB006 | Number of | NPgN | SALTHOLME | Number of domestic hybrid heat pumps | SALH_1 | 0 | 0 | 0 | 1 | 2 | 3 | 5 | 6 | 7 | 8 | 9 | 11 | 14 | 17 | 21 | 25 | 30 | 34 | 46 | 58 | 70 | 81 | 95 | 106 | 117 | 128 | 139 | 152 | 162 | 171 | 180 | 188 | NPgN | GSP | NG FES - System Transformation | Number of domestic hybrid heat pumps
NG FES - System Transformation | Lct_BB006 | Number of | NPgN | SOUTH SHIELDS | Number of domestic hybrid heat pumps | SSHI_3 | 0 | 0 | 5 | 27 | 50 | 76 | 100 | 130 | 156 | 181 | 210 | 246 | 315 | 441 | 600 | 792 | 1016 | 1186 | 1819 | 2435 | 3035 | 3612 | 4311 | 4870 | 5445 | 6020 | 6586 | 7235 | 7742 | 8219 | 8668 | 9086 | NPgN | GSP | NG FES - System Transformation | Number of domestic hybrid heat pumps
NG FES - System Transformation | Lct_BB006 | Number of | NPgN | SPADEADAM | Number of domestic hybrid heat pumps | KIELD01 and SPAD20 | 0 | 0 | 0 | 1 | 2 | 3 | 8 | 18 | 29 | 46 | 65 | 88 | 133 | 153 | 178 | 208 | 243 | 263 | 323 | 381 | 434 | 482 | 539 | 584 | 617 | 647 | 676 | 709 | 736 | 762 | 784 | 805 | NPgN | GSP | NG FES - System Transformation | Number of domestic hybrid heat pumps
NG FES - System Transformation | Lct_BB006 | Number of | NPgN | SPENNYMOOR | Number of domestic hybrid heat pumps | SPEN_1 | 0 | 0 | 16 | 89 | 165 | 248 | 343 | 478 | 604 | 748 | 917 | 1121 | 1521 | 2017 | 2641 | 3396 | 4277 | 4894 | 7054 | 9158 | 11177 | 13112 | 15451 | 17325 | 19202 | 21067 | 22907 | 25018 | 26718 | 28304 | 29771 | 31138 | NPgN | GSP | NG FES - System Transformation | Number of domestic hybrid heat pumps
NG FES - System Transformation | Lct_BB006 | Number of | NPgN | STELLA NORTH | Number of domestic hybrid heat pumps | STEN_1 | 0 | 0 | 14 | 79 | 145 | 219 | 289 | 380 | 457 | 535 | 625 | 735 | 949 | 1297 | 1736 | 2266 | 2886 | 3349 | 5044 | 6695 | 8297 | 9838 | 11705 | 13201 | 14736 | 16268 | 17779 | 19511 | 20882 | 22168 | 23372 | 24491 | NPgN | GSP | NG FES - System Transformation | Number of domestic hybrid heat pumps
NG FES - System Transformation | Lct_BB006 | Number of | NPgN | STELLA SOUTH | Number of domestic hybrid heat pumps | STES_1 | 0 | 0 | 13 | 71 | 131 | 198 | 267 | 363 | 449 | 543 | 653 | 787 | 1048 | 1388 | 1815 | 2332 | 2937 | 3368 | 4903 | 6399 | 7840 | 9220 | 10889 | 12225 | 13575 | 14917 | 16239 | 17755 | 18956 | 20082 | 21131 | 22109 | NPgN | GSP | NG FES - System Transformation | Number of domestic hybrid heat pumps
NG FES - System Transformation | Lct_BB006 | Number of | NPgN | TYNEMOUTH | Number of domestic hybrid heat pumps | TYNE_1 | 0 | 0 | 17 | 94 | 174 | 262 | 345 | 449 | 537 | 624 | 725 | 847 | 1086 | 1399 | 1792 | 2267 | 2823 | 3232 | 4734 | 6197 | 7613 | 8973 | 10616 | 11930 | 13283 | 14630 | 15953 | 17469 | 18661 | 19781 | 20832 | 21808 | NPgN | GSP | NG FES - System Transformation | Number of domestic hybrid heat pumps
NG FES - System Transformation | Lct_BB006 | Number of | NPgN | WEST BOLDON | Number of domestic hybrid heat pumps | WBOL_6 | 0 | 0 | 21 | 119 | 220 | 331 | 436 | 568 | 680 | 789 | 918 | 1073 | 1376 | 1853 | 2452 | 3176 | 4023 | 4658 | 6979 | 9241 | 11438 | 13556 | 16122 | 18179 | 20296 | 22411 | 24493 | 26882 | 28777 | 30556 | 32218 | 33762 | NPgN | GSP | NG FES - System Transformation | Number of domestic hybrid heat pumps
NG FES - System Transformation | Lct_BB006 | Number of | NPgY | BRADFORD WEST | Number of domestic hybrid heat pumps | BRAW_1 | 0 | 0 | 30 | 170 | 314 | 473 | 635 | 854 | 1047 | 1257 | 1498 | 1790 | 2379 | 3035 | 4038 | 5251 | 6668 | 7738 | 11453 | 15242 | 18902 | 22400 | 26720 | 30149 | 33603 | 37027 | 40395 | 44250 | 47307 | 50119 | 52786 | 55263 | NPgY | GSP | NG FES - System Transformation | Number of domestic hybrid heat pumps
NG FES - System Transformation | Lct_BB006 | Number of | NPgY | CAMBLESFORTH | Number of domestic hybrid heat pumps | CAMB_01 | 0 | 0 | 2 | 10 | 18 | 27 | 45 | 75 | 107 | 147 | 197 | 258 | 380 | 517 | 619 | 742 | 885 | 980 | 1310 | 1615 | 1901 | 2170 | 2501 | 2732 | 2948 | 3163 | 3375 | 3617 | 3809 | 3989 | 4157 | 4313 | NPgY | GSP | NG FES - System Transformation | Number of domestic hybrid heat pumps
NG FES - System Transformation | Lct_BB006 | Number of | NPgY | CREYKE BECK | Number of domestic hybrid heat pumps | CREB_1 | 0 | 0 | 35 | 198 | 365 | 550 | 769 | 1092 | 1395 | 1742 | 2161 | 2667 | 3687 | 4823 | 6002 | 7428 | 9094 | 10278 | 14384 | 18240 | 21925 | 25448 | 29811 | 33159 | 36472 | 39760 | 42998 | 46709 | 49655 | 52447 | 55025 | 57422 | NPgY | GSP | NG FES - System Transformation | Number of domestic hybrid heat pumps
NG FES - System Transformation | Lct_BB006 | Number of | NPgY | DRAX | Number of domestic hybrid heat pumps | DRAX_YEDL | 0 | 0 | 3 | 15 | 27 | 41 | 70 | 122 | 176 | 243 | 329 | 432 | 642 | 875 | 1033 | 1224 | 1447 | 1589 | 2082 | 2511 | 2911 | 3286 | 3747 | 4060 | 4346 | 4630 | 4911 | 5233 | 5489 | 5735 | 5958 | 6166 | NPgY | GSP | NG FES - System Transformation | Number of domestic hybrid heat pumps
NG FES - System Transformation | Lct_BB006 | Number of | NPgY | ELLAND | Number of domestic hybrid heat pumps | ELLA_1 | 0 | 0 | 26 | 147 | 272 | 410 | 545 | 724 | 879 | 1045 | 1234 | 1462 | 1922 | 2434 | 3202 | 4130 | 5216 | 6037 | 8886 | 11784 | 14584 | 17263 | 20573 | 23212 | 25878 | 28518 | 31113 | 34083 | 36438 | 38610 | 40664 | 42574 | NPgY | GSP | NG FES - System Transformation | Number of domestic hybrid heat pumps
NG FES - System Transformation | Lct_BB006 | Number of | NPgY | FERRYBRIDGE A | Number of domestic hybrid heat pumps | FERRA2 | 0 | 0 | 6 | 35 | 65 | 98 | 137 | 194 | 247 | 309 | 382 | 471 | 651 | 850 | 1116 | 1436 | 1811 | 2080 | 3015 | 3879 | 4708 | 5504 | 6495 | 7266 | 8036 | 8802 | 9560 | 10430 | 11122 | 11786 | 12393 | 12956 | NPgY | GSP | NG FES - System Transformation | Number of domestic hybrid heat pumps
NG FES - System Transformation | Lct_BB006 | Number of | NPgY | FERRYBRIDGE B | Number of domestic hybrid heat pumps | FERRB9 | 0 | 0 | 19 | 104 | 193 | 291 | 400 | 555 | 699 | 861 | 1053 | 1286 | 1755 | 2277 | 2872 | 3591 | 4431 | 5039 | 7150 | 9157 | 11082 | 12927 | 15214 | 16989 | 18756 | 20510 | 22238 | 24218 | 25791 | 27277 | 28653 | 29934 | NPgY | GSP | NG FES - System Transformation | Number of domestic hybrid heat pumps
NG FES - System Transformation | Lct_BB006 | Number of | NPgY | GRIMSBY WEST | Number of domestic hybrid heat pumps | GRIW_1 | 0 | 0 | 11 | 62 | 114 | 172 | 235 | 325 | 406 | 498 | 606 | 737 | 1001 | 1294 | 1652 | 2084 | 2589 | 2957 | 4236 | 5482 | 6679 | 7823 | 9239 | 10343 | 11446 | 12539 | 13615 | 14848 | 15827 | 16744 | 17600 | 18395 | NPgY | GSP | NG FES - System Transformation | Number of domestic hybrid heat pumps
NG FES - System Transformation | Lct_BB006 | Number of | NPgY | JORDANTHORPE | Number of domestic hybrid heat pumps | JORD_3 | 0 | 0 | 4 | 20 | 36 | 55 | 75 | 103 | 129 | 158 | 192 | 234 | 317 | 410 | 525 | 663 | 825 | 944 | 1357 | 1766 | 2160 | 2536 | 3001 | 3363 | 3725 | 4084 | 4437 | 4842 | 5163 | 5465 | 5746 | 6009 | NPgY | GSP | NG FES - System Transformation | Number of domestic hybrid heat pumps
NG FES - System Transformation | Lct_BB006 | Number of | NPgY | KEADBY | Number of domestic hybrid heat pumps | KEAD_YEDL | 0 | 0 | 12 | 66 | 123 | 185 | 310 | 529 | 757 | 1040 | 1400 | 1836 | 2715 | 3694 | 4427 | 5314 | 6349 | 7026 | 9372 | 11443 | 13382 | 15214 | 17472 | 19052 | 20528 | 21998 | 23451 | 25119 | 26443 | 27716 | 28877 | 29953 | NPgY | GSP | NG FES - System Transformation | Number of domestic hybrid heat pumps
NG FES - System Transformation | Lct_BB006 | Number of | NPgY | KIRKSTALL B | Number of domestic hybrid heat pumps | KIRKB1 | 0 | 0 | 21 | 115 | 213 | 321 | 417 | 536 | 634 | 735 | 844 | 976 | 1241 | 1537 | 1956 | 2463 | 3056 | 3507 | 5072 | 6632 | 8141 | 9593 | 11393 | 12850 | 14334 | 15802 | 17242 | 18890 | 20197 | 21419 | 22561 | 23627 | NPgY | GSP | NG FES - System Transformation | Number of domestic hybrid heat pumps
NG FES - System Transformation | Lct_BB006 | Number of | NPgY | NEEPSEND | Number of domestic hybrid heat pumps | NEEP_3 | 0 | 0 | 6 | 32 | 58 | 88 | 116 | 152 | 183 | 215 | 251 | 295 | 382 | 480 | 676 | 913 | 1190 | 1406 | 2157 | 2946 | 3712 | 4445 | 5351 | 6078 | 6813 | 7543 | 8261 | 9083 | 9735 | 10331 | 10899 | 11428 | NPgY | GSP | NG FES - System Transformation | Number of domestic hybrid heat pumps
NG FES - System Transformation | Lct_BB006 | Number of | NPgY | NORTON LEES | Number of domestic hybrid heat pumps | NORL_3 | 0 | 0 | 5 | 27 | 49 | 74 | 97 | 125 | 148 | 172 | 198 | 230 | 293 | 363 | 514 | 696 | 908 | 1077 | 1662 | 2297 | 2915 | 3504 | 4231 | 4816 | 5410 | 5998 | 6577 | 7238 | 7762 | 8239 | 8696 | 9122 | NPgY | GSP | NG FES - System Transformation | Number of domestic hybrid heat pumps
NG FES - System Transformation | Lct_BB006 | Number of | NPgY | PITSMOOR 3/4 | Number of domestic hybrid heat pumps | PITS_BB_B | 0 | 0 | 2 | 12 | 22 | 33 | 43 | 56 | 66 | 77 | 88 | 102 | 129 | 160 | 242 | 341 | 456 | 549 | 872 | 1199 | 1519 | 1829 | 2215 | 2528 | 2848 | 3166 | 3480 | 3840 | 4127 | 4397 | 4648 | 4883 | NPgY | GSP | NG FES - System Transformation | Number of domestic hybrid heat pumps
NG FES - System Transformation | Lct_BB006 | Number of | NPgY | SALTEND NORTH | Number of domestic hybrid heat pumps | SALT_1 | 0 | 0 | 4 | 22 | 41 | 62 | 86 | 122 | 156 | 194 | 240 | 295 | 407 | 532 | 684 | 868 | 1084 | 1239 | 1780 | 2291 | 2782 | 3252 | 3836 | 4290 | 4742 | 5192 | 5636 | 6146 | 6551 | 6935 | 7290 | 7619 | NPgY | GSP | NG FES - System Transformation | Number of domestic hybrid heat pumps
NG FES - System Transformation | Lct_BB006 | Number of | NPgY | SHEFFIELD CITY | Number of domestic hybrid heat pumps | SHEC_3 | 0 | 0 | 3 | 19 | 34 | 52 | 67 | 87 | 103 | 120 | 138 | 160 | 203 | 252 | 347 | 462 | 596 | 702 | 1069 | 1445 | 1811 | 2162 | 2599 | 2951 | 3310 | 3666 | 4016 | 4417 | 4735 | 5029 | 5306 | 5565 | NPgY | GSP | NG FES - System Transformation | Number of domestic hybrid heat pumps
NG FES - System Transformation | Lct_BB006 | Number of | NPgY | SKELTON GRANGE | Number of domestic hybrid heat pumps | SKLGB1 | 0 | 0 | 47 | 264 | 489 | 737 | 957 | 1232 | 1458 | 1691 | 1942 | 2245 | 2858 | 3539 | 4599 | 5881 | 7379 | 8532 | 12531 | 16629 | 20601 | 24407 | 29117 | 32921 | 36789 | 40614 | 44367 | 48660 | 52063 | 55205 | 58175 | 60941 | NPgY | GSP | NG FES - System Transformation | Number of domestic hybrid heat pumps
NG FES - System Transformation | Lct_BB006 | Number of | NPgY | TEMPLEBOROUGH 275/33KV | Number of domestic hybrid heat pumps | TEMP_3 | 0 | 0 | 0 | 2 | 4 | 6 | 7 | 9 | 11 | 13 | 15 | 17 | 22 | 27 | 36 | 46 | 59 | 68 | 102 | 135 | 167 | 199 | 238 | 269 | 302 | 334 | 365 | 401 | 430 | 457 | 483 | 506 | NPgY | GSP | NG FES - System Transformation | Number of domestic hybrid heat pumps
NG FES - System Transformation | Lct_BB006 | Number of | NPgY | THURCROFT | Number of domestic hybrid heat pumps | THUR_6 | 0 | 0 | 18 | 98 | 181 | 272 | 366 | 494 | 608 | 734 | 880 | 1055 | 1410 | 1804 | 2297 | 2893 | 3589 | 4093 | 5842 | 7462 | 9018 | 10516 | 12379 | 13851 | 15332 | 16802 | 18251 | 19912 | 21232 | 22493 | 23649 | 24723 | NPgY | GSP | NG FES - System Transformation | Number of domestic hybrid heat pumps
NG FES - System Transformation | Lct_BB006 | Number of | NPgY | WEST MELTON / THORPE MARSH | Number of domestic hybrid heat pumps | WMEL_THOM | 0 | 0 | 23 | 131 | 242 | 365 | 491 | 662 | 814 | 980 | 1172 | 1404 | 1873 | 2395 | 3167 | 4100 | 5191 | 5998 | 8799 | 11477 | 14059 | 16543 | 19630 | 22078 | 24547 | 27000 | 29419 | 32194 | 34399 | 36491 | 38423 | 40218 | NPgY | GSP | NG FES - System Transformation | Number of domestic hybrid heat pumps
NG FES - System Transformation | Lct_BB006 | Number of | NPgY | WEST MELTON SECTION 3 | Number of domestic hybrid heat pumps | WMEL_BB3 | 0 | 0 | 23 | 127 | 234 | 353 | 475 | 642 | 791 | 954 | 1143 | 1371 | 1832 | 2345 | 3120 | 4057 | 5152 | 5969 | 8803 | 11539 | 14181 | 16722 | 19879 | 22385 | 24913 | 27425 | 29902 | 32744 | 35001 | 37133 | 39109 | 40946 | NPgY | GSP | NG FES - System Transformation | Number of domestic hybrid heat pumps
NG FES - System Transformation | Lct_BB006 | Number of | NPgY | WINCOBANK | Number of domestic hybrid heat pumps | WIBA_3 | 0 | 0 | 2 | 9 | 16 | 24 | 31 | 40 | 48 | 55 | 63 | 73 | 93 | 115 | 148 | 187 | 233 | 268 | 389 | 506 | 621 | 731 | 868 | 980 | 1093 | 1206 | 1317 | 1444 | 1544 | 1640 | 1728 | 1810 | NPgY | GSP | NG FES - System Transformation | Number of domestic hybrid heat pumps
NG FES - System Transformation | Lct_BB003a_NPgSubComponent | Number of | NPgN | BLYTH 66kV | Number of electric buses | BLYTB1 | 0 | 1 | 2 | 2 | 3 | 4 | 5 | 7 | 9 | 12 | 15 | 20 | 25 | 31 | 38 | 47 | 58 | 70 | 84 | 100 | 118 | 137 | 158 | 179 | 201 | 223 | 243 | 263 | 271 | 263 | 254 | 244 | NPgN | GSP | NG FES - System Transformation | Number of electric buses
NG FES - System Transformation | Lct_BB003a_NPgSubComponent | Number of | NPgN | BLYTH 132kV | Number of electric buses | BLYTH132 | 0 | 0 | 1 | 1 | 1 | 1 | 2 | 3 | 3 | 4 | 6 | 7 | 9 | 11 | 14 | 17 | 21 | 25 | 30 | 36 | 43 | 50 | 57 | 65 | 73 | 80 | 88 | 95 | 98 | 95 | 92 | 88 | NPgN | GSP | NG FES - System Transformation | Number of electric buses
NG FES - System Transformation | Lct_BB003a_NPgSubComponent | Number of | NPgN | FOURSTONES | Number of electric buses | FOUR_1 | 0 | 0 | 0 | 0 | 0 | 0 | 0 | 1 | 1 | 1 | 1 | 2 | 2 | 3 | 4 | 4 | 5 | 6 | 8 | 9 | 11 | 13 | 15 | 17 | 19 | 21 | 22 | 24 | 25 | 24 | 23 | 22 | NPgN | GSP | NG FES - System Transformation | Number of electric buses
NG FES - System Transformation | Lct_BB003a_NPgSubComponent | Number of | NPgN | HARTMOOR | Number of electric buses | HARM_6 | 0 | 0 | 0 | 0 | 0 | 0 | 1 | 1 | 1 | 1 | 1 | 2 | 2 | 3 | 4 | 5 | 6 | 7 | 8 | 10 | 11 | 13 | 15 | 17 | 19 | 21 | 23 | 25 | 26 | 25 | 24 | 23 | NPgN | GSP | NG FES - System Transformation | Number of electric buses
NG FES - System Transformation | Lct_BB003a_NPgSubComponent | Number of | NPgN | HAWTHORN PIT GRID | Number of electric buses | HAWP_6 | 0 | 0 | 0 | 0 | 0 | 0 | 1 | 1 | 1 | 1 | 2 | 2 | 3 | 3 | 4 | 5 | 6 | 8 | 9 | 11 | 13 | 15 | 17 | 20 | 22 | 25 | 27 | 29 | 30 | 29 | 28 | 27 | NPgN | GSP | NG FES - System Transformation | Number of electric buses
NG FES - System Transformation | Lct_BB003a_NPgSubComponent | Number of | NPgN | KNARESBOROUGH | Number of electric buses | KNARE_111 | 0 | 0 | 1 | 1 | 1 | 2 | 2 | 3 | 4 | 5 | 6 | 8 | 10 | 13 | 16 | 19 | 24 | 29 | 34 | 41 | 48 | 56 | 65 | 73 | 82 | 91 | 100 | 108 | 111 | 108 | 104 | 100 | NPgN | GSP | NG FES - System Transformation | Number of electric buses
NG FES - System Transformation | Lct_BB003a_NPgSubComponent | Number of | NPgN | LACKENBY | Number of electric buses | LACK_6 | 0 | 0 | 1 | 1 | 1 | 1 | 2 | 2 | 3 | 4 | 5 | 7 | 9 | 11 | 13 | 17 | 20 | 24 | 29 | 35 | 41 | 48 | 55 | 63 | 70 | 78 | 85 | 92 | 95 | 92 | 89 | 85 | NPgN | GSP | NG FES - System Transformation | Number of electric buses
NG FES - System Transformation | Lct_BB003a_NPgSubComponent | Number of | NPgN | NORTON | Number of electric buses | NORT_1 | 0 | 3 | 4 | 5 | 7 | 10 | 13 | 18 | 23 | 30 | 39 | 50 | 63 | 79 | 97 | 119 | 146 | 177 | 212 | 253 | 298 | 347 | 399 | 454 | 509 | 563 | 616 | 665 | 686 | 665 | 642 | 617 | NPgN | GSP | NG FES - System Transformation | Number of electric buses
NG FES - System Transformation | Lct_BB003a_NPgSubComponent | Number of | NPgN | OFFERTON | Number of electric buses | OFFE_3 | 0 | 1 | 1 | 1 | 2 | 2 | 3 | 4 | 5 | 7 | 8 | 11 | 14 | 17 | 21 | 26 | 32 | 39 | 46 | 55 | 65 | 76 | 87 | 99 | 111 | 123 | 135 | 145 | 150 | 145 | 140 | 135 | NPgN | GSP | NG FES - System Transformation | Number of electric buses
NG FES - System Transformation | Lct_BB003a_NPgSubComponent | Number of | NPgN | OSBALDWICK | Number of electric buses | OSBA_1 | 0 | 2 | 3 | 4 | 5 | 7 | 9 | 12 | 16 | 21 | 27 | 34 | 44 | 54 | 67 | 83 | 101 | 122 | 147 | 175 | 206 | 240 | 276 | 314 | 352 | 390 | 427 | 461 | 475 | 461 | 445 | 427 | NPgN | GSP | NG FES - System Transformation | Number of electric buses
NG FES - System Transformation | Lct_BB003a_NPgSubComponent | Number of | NPgN | POPPLETON | Number of electric buses | POPP_3 | 0 | 0 | 0 | 0 | 1 | 1 | 1 | 1 | 2 | 2 | 3 | 4 | 5 | 6 | 8 | 10 | 12 | 14 | 17 | 21 | 24 | 28 | 33 | 37 | 42 | 46 | 50 | 54 | 56 | 54 | 52 | 50 | NPgN | GSP | NG FES - System Transformation | Number of electric buses
NG FES - System Transformation | Lct_BB003a_NPgSubComponent | Number of | NPgN | SALTHOLME | Number of electric buses | SALH_1 | 0 | 0 | 0 | 0 | 0 | 0 | 0 | 0 | 0 | 0 | 0 | 0 | 0 | 0 | 0 | 0 | 0 | 0 | 0 | 0 | 0 | 0 | 0 | 0 | 0 | 0 | 0 | 0 | 0 | 0 | 0 | 0 | NPgN | GSP | NG FES - System Transformation | Number of electric buses
NG FES - System Transformation | Lct_BB003a_NPgSubComponent | Number of | NPgN | SOUTH SHIELDS | Number of electric buses | SSHI_3 | 0 | 2 | 3 | 5 | 6 | 9 | 12 | 16 | 20 | 26 | 34 | 43 | 55 | 69 | 85 | 104 | 128 | 155 | 186 | 221 | 261 | 304 | 349 | 397 | 445 | 493 | 539 | 582 | 600 | 582 | 562 | 540 | NPgN | GSP | NG FES - System Transformation | Number of electric buses
NG FES - System Transformation | Lct_BB003a_NPgSubComponent | Number of | NPgN | SPADEADAM | Number of electric buses | KIELD01 and SPAD20 | 0 | 0 | 0 | 0 | 0 | 0 | 0 | 0 | 0 | 0 | 0 | 0 | 0 | 0 | 0 | 0 | 0 | 0 | 0 | 0 | 0 | 0 | 0 | 0 | 0 | 0 | 0 | 0 | 0 | 0 | 0 | 0 | NPgN | GSP | NG FES - System Transformation | Number of electric buses
NG FES - System Transformation | Lct_BB003a_NPgSubComponent | Number of | NPgN | SPENNYMOOR | Number of electric buses | SPEN_1 | 0 | 1 | 1 | 1 | 2 | 3 | 3 | 4 | 6 | 8 | 10 | 12 | 16 | 20 | 24 | 30 | 36 | 44 | 53 | 63 | 74 | 87 | 100 | 113 | 127 | 140 | 154 | 166 | 171 | 166 | 160 | 154 | NPgN | GSP | NG FES - System Transformation | Number of electric buses
NG FES - System Transformation | Lct_BB003a_NPgSubComponent | Number of | NPgN | STELLA NORTH | Number of electric buses | STEN_1 | 0 | 4 | 5 | 7 | 10 | 14 | 18 | 24 | 32 | 42 | 54 | 68 | 87 | 108 | 134 | 165 | 201 | 244 | 293 | 349 | 411 | 479 | 551 | 626 | 701 | 777 | 850 | 917 | 946 | 917 | 885 | 851 | NPgN | GSP | NG FES - System Transformation | Number of electric buses
NG FES - System Transformation | Lct_BB003a_NPgSubComponent | Number of | NPgN | STELLA SOUTH | Number of electric buses | STES_1 | 0 | 1 | 2 | 3 | 4 | 5 | 7 | 9 | 11 | 15 | 19 | 24 | 31 | 38 | 47 | 58 | 71 | 86 | 104 | 124 | 146 | 170 | 195 | 222 | 248 | 275 | 301 | 325 | 335 | 325 | 314 | 301 | NPgN | GSP | NG FES - System Transformation | Number of electric buses
NG FES - System Transformation | Lct_BB003a_NPgSubComponent | Number of | NPgN | TYNEMOUTH | Number of electric buses | TYNE_1 | 0 | 0 | 1 | 1 | 1 | 2 | 2 | 3 | 4 | 5 | 7 | 8 | 11 | 13 | 16 | 20 | 24 | 30 | 36 | 42 | 50 | 58 | 67 | 76 | 85 | 94 | 103 | 111 | 115 | 112 | 108 | 103 | NPgN | GSP | NG FES - System Transformation | Number of electric buses
NG FES - System Transformation | Lct_BB003a_NPgSubComponent | Number of | NPgN | WEST BOLDON | Number of electric buses | WBOL_6 | 0 | 4 | 5 | 7 | 10 | 13 | 17 | 23 | 30 | 39 | 50 | 64 | 81 | 101 | 125 | 153 | 187 | 227 | 273 | 325 | 382 | 445 | 512 | 582 | 652 | 723 | 791 | 853 | 880 | 853 | 824 | 791 | NPgN | GSP | NG FES - System Transformation | Number of electric buses
NG FES - System Transformation | Lct_BB003a_NPgSubComponent | Number of | NPgY | BRADFORD WEST | Number of electric buses | BRAW_1 | 0 | 7 | 9 | 11 | 15 | 19 | 24 | 31 | 40 | 51 | 65 | 81 | 102 | 127 | 157 | 194 | 236 | 286 | 344 | 410 | 483 | 562 | 647 | 735 | 824 | 913 | 999 | 1078 | 1111 | 1078 | 1040 | 999 | NPgY | GSP | NG FES - System Transformation | Number of electric buses
NG FES - System Transformation | Lct_BB003a_NPgSubComponent | Number of | NPgY | CAMBLESFORTH | Number of electric buses | CAMB_01 | 0 | 0 | 0 | 0 | 0 | 0 | 0 | 0 | 0 | 0 | 0 | 0 | 0 | 0 | 0 | 0 | 0 | 0 | 0 | 0 | 0 | 0 | 0 | 0 | 0 | 0 | 0 | 0 | 0 | 0 | 0 | 0 | NPgY | GSP | NG FES - System Transformation | Number of electric buses
NG FES - System Transformation | Lct_BB003a_NPgSubComponent | Number of | NPgY | CREYKE BECK | Number of electric buses | CREB_1 | 0 | 4 | 6 | 7 | 10 | 12 | 16 | 21 | 26 | 33 | 42 | 53 | 67 | 84 | 103 | 127 | 155 | 188 | 226 | 269 | 317 | 369 | 424 | 482 | 541 | 599 | 655 | 707 | 729 | 707 | 683 | 656 | NPgY | GSP | NG FES - System Transformation | Number of electric buses
NG FES - System Transformation | Lct_BB003a_NPgSubComponent | Number of | NPgY | DRAX | Number of electric buses | DRAX_YEDL | 0 | 0 | 0 | 0 | 1 | 1 | 1 | 1 | 2 | 2 | 3 | 4 | 4 | 6 | 7 | 8 | 10 | 12 | 15 | 18 | 21 | 24 | 28 | 32 | 36 | 40 | 43 | 47 | 48 | 47 | 45 | 43 | NPgY | GSP | NG FES - System Transformation | Number of electric buses
NG FES - System Transformation | Lct_BB003a_NPgSubComponent | Number of | NPgY | ELLAND | Number of electric buses | ELLA_1 | 0 | 17 | 22 | 29 | 37 | 48 | 63 | 80 | 103 | 131 | 166 | 209 | 263 | 327 | 405 | 498 | 608 | 737 | 885 | 1054 | 1242 | 1446 | 1664 | 1891 | 2119 | 2347 | 2568 | 2771 | 2857 | 2772 | 2675 | 2570 | NPgY | GSP | NG FES - System Transformation | Number of electric buses
NG FES - System Transformation | Lct_BB003a_NPgSubComponent | Number of | NPgY | FERRYBRIDGE A | Number of electric buses | FERRA2 | 0 | 0 | 0 | 0 | 1 | 1 | 1 | 1 | 2 | 2 | 3 | 3 | 4 | 5 | 7 | 8 | 10 | 12 | 14 | 17 | 20 | 24 | 27 | 31 | 35 | 38 | 42 | 45 | 47 | 45 | 44 | 42 | NPgY | GSP | NG FES - System Transformation | Number of electric buses
NG FES - System Transformation | Lct_BB003a_NPgSubComponent | Number of | NPgY | FERRYBRIDGE B | Number of electric buses | FERRB9 | 0 | 2 | 2 | 3 | 4 | 5 | 6 | 8 | 10 | 13 | 16 | 20 | 25 | 32 | 39 | 48 | 59 | 71 | 85 | 102 | 120 | 140 | 161 | 183 | 205 | 227 | 248 | 268 | 276 | 268 | 258 | 248 | NPgY | GSP | NG FES - System Transformation | Number of electric buses
NG FES - System Transformation | Lct_BB003a_NPgSubComponent | Number of | NPgY | GRIMSBY WEST | Number of electric buses | GRIW_1 | 0 | 1 | 1 | 1 | 2 | 2 | 3 | 3 | 4 | 6 | 7 | 9 | 11 | 14 | 17 | 21 | 26 | 32 | 38 | 45 | 53 | 62 | 71 | 81 | 91 | 100 | 110 | 119 | 122 | 119 | 114 | 110 | NPgY | GSP | NG FES - System Transformation | Number of electric buses
NG FES - System Transformation | Lct_BB003a_NPgSubComponent | Number of | NPgY | JORDANTHORPE | Number of electric buses | JORD_3 | 0 | 0 | 0 | 0 | 0 | 0 | 0 | 0 | 0 | 0 | 0 | 0 | 0 | 0 | 0 | 0 | 0 | 0 | 0 | 0 | 0 | 0 | 0 | 0 | 0 | 0 | 0 | 0 | 0 | 0 | 0 | 0 | NPgY | GSP | NG FES - System Transformation | Number of electric buses
NG FES - System Transformation | Lct_BB003a_NPgSubComponent | Number of | NPgY | KEADBY | Number of electric buses | KEAD_YEDL | 0 | 1 | 2 | 2 | 3 | 4 | 5 | 6 | 8 | 11 | 13 | 17 | 21 | 26 | 33 | 40 | 49 | 59 | 71 | 85 | 100 | 116 | 134 | 152 | 171 | 189 | 207 | 223 | 230 | 223 | 215 | 207 | NPgY | GSP | NG FES - System Transformation | Number of electric buses
NG FES - System Transformation | Lct_BB003a_NPgSubComponent | Number of | NPgY | KIRKSTALL B | Number of electric buses | KIRKB1 | 0 | 6 | 7 | 10 | 12 | 16 | 21 | 27 | 34 | 44 | 55 | 70 | 88 | 109 | 135 | 165 | 202 | 245 | 294 | 350 | 413 | 481 | 553 | 628 | 704 | 780 | 854 | 921 | 950 | 921 | 889 | 854 | NPgY | GSP | NG FES - System Transformation | Number of electric buses
NG FES - System Transformation | Lct_BB003a_NPgSubComponent | Number of | NPgY | NEEPSEND | Number of electric buses | NEEP_3 | 0 | 0 | 0 | 0 | 0 | 0 | 0 | 1 | 1 | 1 | 1 | 1 | 2 | 2 | 3 | 3 | 4 | 5 | 6 | 7 | 9 | 10 | 12 | 13 | 15 | 16 | 18 | 19 | 20 | 19 | 19 | 18 | NPgY | GSP | NG FES - System Transformation | Number of electric buses
NG FES - System Transformation | Lct_BB003a_NPgSubComponent | Number of | NPgY | NORTON LEES | Number of electric buses | NORL_3 | 0 | 3 | 3 | 4 | 6 | 7 | 9 | 12 | 15 | 19 | 24 | 31 | 39 | 48 | 60 | 73 | 89 | 108 | 130 | 155 | 183 | 213 | 245 | 278 | 312 | 345 | 378 | 408 | 420 | 408 | 393 | 378 | NPgY | GSP | NG FES - System Transformation | Number of electric buses
NG FES - System Transformation | Lct_BB003a_NPgSubComponent | Number of | NPgY | PITSMOOR 3/4 | Number of electric buses | PITS_BB_B | 0 | 0 | 0 | 0 | 0 | 0 | 0 | 0 | 0 | 0 | 0 | 0 | 0 | 0 | 0 | 0 | 0 | 0 | 0 | 0 | 0 | 0 | 0 | 0 | 0 | 0 | 0 | 0 | 0 | 0 | 0 | 0 | NPgY | GSP | NG FES - System Transformation | Number of electric buses
NG FES - System Transformation | Lct_BB003a_NPgSubComponent | Number of | NPgY | SALTEND NORTH | Number of electric buses | SALT_1 | 0 | 0 | 0 | 1 | 1 | 1 | 1 | 2 | 2 | 3 | 3 | 4 | 5 | 7 | 8 | 10 | 13 | 15 | 18 | 22 | 26 | 30 | 34 | 39 | 44 | 48 | 53 | 57 | 59 | 57 | 55 | 53 | NPgY | GSP | NG FES - System Transformation | Number of electric buses
NG FES - System Transformation | Lct_BB003a_NPgSubComponent | Number of | NPgY | SHEFFIELD CITY | Number of electric buses | SHEC_3 | 0 | 0 | 0 | 0 | 0 | 0 | 0 | 0 | 0 | 0 | 0 | 0 | 0 | 0 | 0 | 0 | 0 | 0 | 0 | 0 | 0 | 0 | 0 | 0 | 0 | 0 | 0 | 0 | 0 | 0 | 0 | 0 | NPgY | GSP | NG FES - System Transformation | Number of electric buses
NG FES - System Transformation | Lct_BB003a_NPgSubComponent | Number of | NPgY | SKELTON GRANGE | Number of electric buses | SKLGB1 | 0 | 3 | 4 | 5 | 6 | 8 | 10 | 13 | 17 | 22 | 28 | 35 | 44 | 54 | 67 | 83 | 101 | 122 | 147 | 175 | 206 | 240 | 276 | 314 | 352 | 390 | 426 | 460 | 475 | 460 | 444 | 427 | NPgY | GSP | NG FES - System Transformation | Number of electric buses
NG FES - System Transformation | Lct_BB003a_NPgSubComponent | Number of | NPgY | TEMPLEBOROUGH 275/33KV | Number of electric buses | TEMP_3 | 0 | 0 | 0 | 0 | 0 | 0 | 0 | 0 | 0 | 0 | 0 | 0 | 0 | 0 | 0 | 0 | 0 | 0 | 0 | 0 | 0 | 0 | 0 | 0 | 0 | 0 | 0 | 0 | 0 | 0 | 0 | 0 | NPgY | GSP | NG FES - System Transformation | Number of electric buses
NG FES - System Transformation | Lct_BB003a_NPgSubComponent | Number of | NPgY | THURCROFT | Number of electric buses | THUR_6 | 0 | 1 | 1 | 1 | 1 | 2 | 2 | 3 | 4 | 5 | 7 | 8 | 10 | 13 | 16 | 20 | 24 | 29 | 35 | 42 | 49 | 57 | 66 | 75 | 84 | 93 | 102 | 110 | 113 | 110 | 106 | 102 | NPgY | GSP | NG FES - System Transformation | Number of electric buses
NG FES - System Transformation | Lct_BB003a_NPgSubComponent | Number of | NPgY | WEST MELTON / THORPE MARSH | Number of electric buses | WMEL_THOM | 0 | 1 | 1 | 2 | 2 | 3 | 4 | 5 | 6 | 8 | 10 | 12 | 15 | 19 | 23 | 29 | 35 | 42 | 51 | 61 | 71 | 83 | 96 | 109 | 122 | 135 | 148 | 159 | 164 | 159 | 154 | 148 | NPgY | GSP | NG FES - System Transformation | Number of electric buses
NG FES - System Transformation | Lct_BB003a_NPgSubComponent | Number of | NPgY | WEST MELTON SECTION 3 | Number of electric buses | WMEL_BB3 | 0 | 4 | 5 | 7 | 9 | 12 | 15 | 20 | 25 | 32 | 41 | 51 | 65 | 80 | 99 | 122 | 149 | 181 | 217 | 259 | 305 | 355 | 408 | 464 | 520 | 576 | 630 | 680 | 701 | 680 | 656 | 630 | NPgY | GSP | NG FES - System Transformation | Number of electric buses
NG FES - System Transformation | Lct_BB003a_NPgSubComponent | Number of | NPgY | WINCOBANK | Number of electric buses | WIBA_3 | 0 | 0 | 0 | 0 | 0 | 0 | 0 | 0 | 0 | 0 | 0 | 0 | 0 | 0 | 0 | 0 | 0 | 0 | 0 | 0 | 0 | 0 | 0 | 0 | 0 | 0 | 0 | 0 | 0 | 0 | 0 | 0 | NPgY | GSP | NG FES - System Transformation | Number of electric buses
NG FES - System Transformation | LCT_BB002_NPgAggregate | Number of | NPgN | BLYTH 66kV | Number of electric cars and vans (hybrid and full electric) | BLYTB1 | 490 | 685 | 1213 | 1862 | 2796 | 4067 | 5786 | 8057 | 11003 | 14781 | 19547 | 25421 | 32944 | 41157 | 50580 | 60996 | 71555 | 82182 | 92254 | 101106 | 108553 | 114427 | 118804 | 121926 | 121957 | 121283 | 120299 | 118932 | 117110 | 115556 | 113811 | 111933 | NPgN | GSP | NG FES - System Transformation | Number of electric cars and vans (hybrid and full electric)
NG FES - System Transformation | LCT_BB002_NPgAggregate | Number of | NPgN | BLYTH 132kV | Number of electric cars and vans (hybrid and full electric) | BLYTH132 | 319 | 412 | 673 | 946 | 1294 | 1701 | 2209 | 2875 | 3735 | 4837 | 6226 | 7937 | 10127 | 12517 | 15258 | 18288 | 21358 | 24447 | 27375 | 29949 | 32115 | 33823 | 35096 | 36004 | 36011 | 35812 | 35521 | 35118 | 34580 | 34121 | 33606 | 33051 | NPgN | GSP | NG FES - System Transformation | Number of electric cars and vans (hybrid and full electric)
NG FES - System Transformation | LCT_BB002_NPgAggregate | Number of | NPgN | FOURSTONES | Number of electric cars and vans (hybrid and full electric) | FOUR_1 | 57 | 77 | 131 | 193 | 279 | 390 | 536 | 729 | 979 | 1299 | 1703 | 2200 | 2838 | 3533 | 4331 | 5213 | 6107 | 7006 | 7859 | 8609 | 9239 | 9736 | 10107 | 10371 | 10374 | 10316 | 10233 | 10116 | 9961 | 9829 | 9681 | 9521 | NPgN | GSP | NG FES - System Transformation | Number of electric cars and vans (hybrid and full electric)
NG FES - System Transformation | LCT_BB002_NPgAggregate | Number of | NPgN | HARTMOOR | Number of electric cars and vans (hybrid and full electric) | HARM_6 | 201 | 285 | 513 | 797 | 1213 | 1787 | 2569 | 3603 | 4944 | 6665 | 8835 | 11510 | 14936 | 18677 | 22968 | 27712 | 32521 | 37362 | 41949 | 45981 | 49372 | 52048 | 54041 | 55463 | 55477 | 55171 | 54723 | 54101 | 53272 | 52565 | 51772 | 50918 | NPgN | GSP | NG FES - System Transformation | Number of electric cars and vans (hybrid and full electric)
NG FES - System Transformation | LCT_BB002_NPgAggregate | Number of | NPgN | HAWTHORN PIT GRID | Number of electric cars and vans (hybrid and full electric) | HAWP_6 | 306 | 424 | 745 | 1133 | 1686 | 2432 | 3436 | 4761 | 6480 | 8684 | 11465 | 14892 | 19280 | 24071 | 29568 | 35644 | 41804 | 48003 | 53878 | 59041 | 63385 | 66812 | 69365 | 71186 | 71204 | 70811 | 70236 | 69438 | 68374 | 67467 | 66448 | 65352 | NPgN | GSP | NG FES - System Transformation | Number of electric cars and vans (hybrid and full electric)
NG FES - System Transformation | LCT_BB002_NPgAggregate | Number of | NPgN | KNARESBOROUGH | Number of electric cars and vans (hybrid and full electric) | KNARE_111 | 593 | 799 | 1365 | 2018 | 2919 | 4086 | 5627 | 7659 | 10291 | 13667 | 17923 | 23167 | 29884 | 37215 | 45626 | 54923 | 64346 | 73830 | 82819 | 90718 | 97364 | 102607 | 106514 | 109300 | 109327 | 108723 | 107840 | 106615 | 104981 | 103588 | 102023 | 100341 | NPgN | GSP | NG FES - System Transformation | Number of electric cars and vans (hybrid and full electric)
NG FES - System Transformation | LCT_BB002_NPgAggregate | Number of | NPgN | LACKENBY | Number of electric cars and vans (hybrid and full electric) | LACK_6 | 294 | 433 | 806 | 1295 | 2030 | 3074 | 4515 | 6423 | 8900 | 12078 | 16087 | 21029 | 27358 | 34269 | 42198 | 50963 | 59851 | 68795 | 77271 | 84721 | 90988 | 95932 | 99615 | 102242 | 102270 | 101705 | 100880 | 99734 | 98206 | 96902 | 95439 | 93864 | NPgN | GSP | NG FES - System Transformation | Number of electric cars and vans (hybrid and full electric)
NG FES - System Transformation | LCT_BB002_NPgAggregate | Number of | NPgN | NORTON | Number of electric cars and vans (hybrid and full electric) | NORT_1 | 1099 | 1577 | 2869 | 4513 | 6941 | 10325 | 14958 | 21086 | 29040 | 39244 | 52116 | 67982 | 88303 | 110488 | 135942 | 164079 | 192607 | 221317 | 248527 | 272441 | 292558 | 308427 | 320252 | 328685 | 328773 | 326956 | 324302 | 320618 | 315706 | 311515 | 306811 | 301750 | NPgN | GSP | NG FES - System Transformation | Number of electric cars and vans (hybrid and full electric)
NG FES - System Transformation | LCT_BB002_NPgAggregate | Number of | NPgN | OFFERTON | Number of electric cars and vans (hybrid and full electric) | OFFE_3 | 135 | 190 | 340 | 527 | 799 | 1172 | 1679 | 2350 | 3220 | 4336 | 5743 | 7478 | 9700 | 12126 | 14909 | 17986 | 21105 | 24244 | 27219 | 29833 | 32033 | 33768 | 35061 | 35983 | 35992 | 35794 | 35503 | 35100 | 34562 | 34103 | 33588 | 33034 | NPgN | GSP | NG FES - System Transformation | Number of electric cars and vans (hybrid and full electric)
NG FES - System Transformation | LCT_BB002_NPgAggregate | Number of | NPgN | OSBALDWICK | Number of electric cars and vans (hybrid and full electric) | OSBA_1 | 1108 | 1466 | 2460 | 3568 | 5054 | 6917 | 9337 | 12519 | 16641 | 21922 | 28581 | 36785 | 47291 | 58759 | 71914 | 86454 | 101189 | 116019 | 130076 | 142429 | 152823 | 161023 | 167132 | 171490 | 171529 | 170581 | 169196 | 167274 | 164711 | 162525 | 160070 | 157430 | NPgN | GSP | NG FES - System Transformation | Number of electric cars and vans (hybrid and full electric)
NG FES - System Transformation | LCT_BB002_NPgAggregate | Number of | NPgN | POPPLETON | Number of electric cars and vans (hybrid and full electric) | POPP_3 | 192 | 253 | 423 | 610 | 860 | 1170 | 1571 | 2098 | 2781 | 3655 | 4757 | 6116 | 7855 | 9753 | 11931 | 14338 | 16777 | 19232 | 21559 | 23604 | 25325 | 26682 | 27693 | 28415 | 28421 | 28264 | 28035 | 27716 | 27292 | 26929 | 26523 | 26085 | NPgN | GSP | NG FES - System Transformation | Number of electric cars and vans (hybrid and full electric)
NG FES - System Transformation | LCT_BB002_NPgAggregate | Number of | NPgN | SALTHOLME | Number of electric cars and vans (hybrid and full electric) | SALH_1 | 4 | 6 | 11 | 18 | 27 | 41 | 59 | 84 | 116 | 157 | 208 | 272 | 353 | 442 | 543 | 656 | 770 | 885 | 994 | 1089 | 1170 | 1233 | 1281 | 1314 | 1315 | 1307 | 1297 | 1282 | 1262 | 1246 | 1227 | 1207 | NPgN | GSP | NG FES - System Transformation | Number of electric cars and vans (hybrid and full electric)
NG FES - System Transformation | LCT_BB002_NPgAggregate | Number of | NPgN | SOUTH SHIELDS | Number of electric cars and vans (hybrid and full electric) | SSHI_3 | 128 | 179 | 317 | 487 | 731 | 1063 | 1512 | 2106 | 2876 | 3863 | 5109 | 6644 | 8611 | 10757 | 13220 | 15942 | 18702 | 21479 | 24112 | 26425 | 28371 | 29907 | 31051 | 31867 | 31875 | 31699 | 31441 | 31084 | 30608 | 30202 | 29746 | 29255 | NPgN | GSP | NG FES - System Transformation | Number of electric cars and vans (hybrid and full electric)
NG FES - System Transformation | LCT_BB002_NPgAggregate | Number of | NPgN | SPADEADAM | Number of electric cars and vans (hybrid and full electric) | KIELD01 and SPAD20 | 16 | 23 | 41 | 65 | 98 | 145 | 208 | 292 | 401 | 541 | 717 | 934 | 1212 | 1515 | 1864 | 2249 | 2639 | 3032 | 3404 | 3731 | 4006 | 4223 | 4385 | 4501 | 4502 | 4477 | 4441 | 4390 | 4323 | 4266 | 4201 | 4132 | NPgN | GSP | NG FES - System Transformation | Number of electric cars and vans (hybrid and full electric)
NG FES - System Transformation | LCT_BB002_NPgAggregate | Number of | NPgN | SPENNYMOOR | Number of electric cars and vans (hybrid and full electric) | SPEN_1 | 737 | 1015 | 1775 | 2689 | 3987 | 5725 | 8059 | 11140 | 15135 | 20259 | 26721 | 34686 | 44886 | 56021 | 68796 | 82917 | 97232 | 111638 | 125293 | 137293 | 147388 | 155352 | 161286 | 165518 | 165560 | 164645 | 163309 | 161453 | 158980 | 156870 | 154501 | 151952 | NPgN | GSP | NG FES - System Transformation | Number of electric cars and vans (hybrid and full electric)
NG FES - System Transformation | LCT_BB002_NPgAggregate | Number of | NPgN | STELLA NORTH | Number of electric cars and vans (hybrid and full electric) | STEN_1 | 469 | 647 | 1133 | 1719 | 2551 | 3667 | 5168 | 7149 | 9717 | 13012 | 17167 | 22288 | 28846 | 36005 | 44219 | 53299 | 62502 | 71765 | 80544 | 88260 | 94751 | 99872 | 103687 | 106408 | 106435 | 105847 | 104988 | 103795 | 102205 | 100848 | 99325 | 97687 | NPgN | GSP | NG FES - System Transformation | Number of electric cars and vans (hybrid and full electric)
NG FES - System Transformation | LCT_BB002_NPgAggregate | Number of | NPgN | STELLA SOUTH | Number of electric cars and vans (hybrid and full electric) | STES_1 | 459 | 624 | 1078 | 1611 | 2357 | 3338 | 4645 | 6369 | 8604 | 11469 | 15083 | 19536 | 25239 | 31464 | 38607 | 46501 | 54503 | 62557 | 70190 | 76899 | 82543 | 86995 | 90313 | 92678 | 92701 | 92189 | 91441 | 90402 | 89017 | 87835 | 86509 | 85082 | NPgN | GSP | NG FES - System Transformation | Number of electric cars and vans (hybrid and full electric)
NG FES - System Transformation | LCT_BB002_NPgAggregate | Number of | NPgN | TYNEMOUTH | Number of electric cars and vans (hybrid and full electric) | TYNE_1 | 377 | 531 | 951 | 1474 | 2234 | 3279 | 4699 | 6577 | 9013 | 12137 | 16079 | 20937 | 27159 | 33952 | 41745 | 50360 | 59094 | 67884 | 76215 | 83536 | 89695 | 94554 | 98174 | 100756 | 100782 | 100226 | 99412 | 98283 | 96777 | 95492 | 94050 | 92499 | NPgN | GSP | NG FES - System Transformation | Number of electric cars and vans (hybrid and full electric)
NG FES - System Transformation | LCT_BB002_NPgAggregate | Number of | NPgN | WEST BOLDON | Number of electric cars and vans (hybrid and full electric) | WBOL_6 | 544 | 756 | 1333 | 2036 | 3043 | 4404 | 6241 | 8667 | 11814 | 15850 | 20941 | 27216 | 35252 | 44024 | 54089 | 65214 | 76492 | 87843 | 98600 | 108055 | 116009 | 122283 | 126958 | 130293 | 130326 | 129606 | 128554 | 127093 | 125146 | 123485 | 121620 | 119614 | NPgN | GSP | NG FES - System Transformation | Number of electric cars and vans (hybrid and full electric)
NG FES - System Transformation | LCT_BB002_NPgAggregate | Number of | NPgY | BRADFORD WEST | Number of electric cars and vans (hybrid and full electric) | BRAW_1 | 1097 | 1730 | 2795 | 4384 | 6662 | 9840 | 14071 | 19583 | 26650 | 35642 | 46929 | 60817 | 78168 | 98083 | 120933 | 146193 | 171807 | 197586 | 222017 | 243487 | 261549 | 275796 | 286412 | 293983 | 294066 | 292442 | 290067 | 286773 | 282378 | 278630 | 274423 | 269895 | NPgY | GSP | NG FES - System Transformation | Number of electric cars and vans (hybrid and full electric)
NG FES - System Transformation | LCT_BB002_NPgAggregate | Number of | NPgY | CAMBLESFORTH | Number of electric cars and vans (hybrid and full electric) | CAMB_01 | 140 | 205 | 311 | 460 | 663 | 933 | 1290 | 1754 | 2349 | 3104 | 4053 | 5220 | 6677 | 8350 | 10270 | 12391 | 14542 | 16707 | 18759 | 20562 | 22079 | 23275 | 24167 | 24803 | 24809 | 24672 | 24472 | 24194 | 23823 | 23507 | 23152 | 22770 | NPgY | GSP | NG FES - System Transformation | Number of electric cars and vans (hybrid and full electric)
NG FES - System Transformation | LCT_BB002_NPgAggregate | Number of | NPgY | CREYKE BECK | Number of electric cars and vans (hybrid and full electric) | CREB_1 | 2067 | 2933 | 4298 | 6160 | 8605 | 11746 | 15867 | 21209 | 28046 | 36737 | 47641 | 61055 | 77809 | 97036 | 119093 | 143476 | 168190 | 193065 | 216640 | 237358 | 254789 | 268539 | 278785 | 286092 | 286163 | 284583 | 282271 | 279066 | 274789 | 271141 | 267048 | 262642 | NPgY | GSP | NG FES - System Transformation | Number of electric cars and vans (hybrid and full electric)
NG FES - System Transformation | LCT_BB002_NPgAggregate | Number of | NPgY | DRAX | Number of electric cars and vans (hybrid and full electric) | DRAX_YEDL | 177 | 263 | 402 | 602 | 877 | 1248 | 1738 | 2375 | 3192 | 4230 | 5534 | 7137 | 9141 | 11440 | 14077 | 16993 | 19950 | 22925 | 25745 | 28223 | 30308 | 31952 | 33178 | 34052 | 34061 | 33873 | 33598 | 33216 | 32707 | 32273 | 31786 | 31261 | NPgY | GSP | NG FES - System Transformation | Number of electric cars and vans (hybrid and full electric)
NG FES - System Transformation | LCT_BB002_NPgAggregate | Number of | NPgY | ELLAND | Number of electric cars and vans (hybrid and full electric) | ELLA_1 | 1025 | 1569 | 2470 | 3789 | 5646 | 8197 | 11585 | 15994 | 21646 | 28835 | 37859 | 48962 | 62833 | 78753 | 97020 | 117212 | 137686 | 158292 | 177821 | 194983 | 209421 | 220809 | 229296 | 235348 | 235412 | 234113 | 232211 | 229574 | 226056 | 223055 | 219688 | 216063 | NPgY | GSP | NG FES - System Transformation | Number of electric cars and vans (hybrid and full electric)
NG FES - System Transformation | LCT_BB002_NPgAggregate | Number of | NPgY | FERRYBRIDGE A | Number of electric cars and vans (hybrid and full electric) | FERRA2 | 492 | 710 | 1058 | 1543 | 2192 | 3044 | 4166 | 5622 | 7487 | 9858 | 12833 | 16493 | 21065 | 26312 | 32331 | 38985 | 45730 | 52519 | 58953 | 64608 | 69365 | 73118 | 75914 | 77908 | 77928 | 77498 | 76868 | 75995 | 74831 | 73837 | 72723 | 71523 | NPgY | GSP | NG FES - System Transformation | Number of electric cars and vans (hybrid and full electric)
NG FES - System Transformation | LCT_BB002_NPgAggregate | Number of | NPgY | FERRYBRIDGE B | Number of electric cars and vans (hybrid and full electric) | FERRB9 | 986 | 1456 | 2217 | 3301 | 4785 | 6773 | 9401 | 12818 | 17194 | 22759 | 29743 | 38336 | 49071 | 61390 | 75524 | 91149 | 106989 | 122932 | 138042 | 151320 | 162491 | 171303 | 177869 | 182552 | 182600 | 181592 | 180117 | 178072 | 175343 | 173015 | 170403 | 167591 | NPgY | GSP | NG FES - System Transformation | Number of electric cars and vans (hybrid and full electric)
NG FES - System Transformation | LCT_BB002_NPgAggregate | Number of | NPgY | GRIMSBY WEST | Number of electric cars and vans (hybrid and full electric) | GRIW_1 | 642 | 922 | 1368 | 1986 | 2809 | 3884 | 5297 | 7132 | 9480 | 12466 | 16213 | 20822 | 26579 | 33186 | 40767 | 49146 | 57639 | 66188 | 74291 | 81411 | 87401 | 92127 | 95648 | 98159 | 98184 | 97642 | 96849 | 95749 | 94282 | 93030 | 91626 | 90114 | NPgY | GSP | NG FES - System Transformation | Number of electric cars and vans (hybrid and full electric)
NG FES - System Transformation | LCT_BB002_NPgAggregate | Number of | NPgY | JORDANTHORPE | Number of electric cars and vans (hybrid and full electric) | JORD_3 | 369 | 517 | 748 | 1059 | 1461 | 1968 | 2632 | 3491 | 4590 | 5986 | 7738 | 9893 | 12585 | 15674 | 19217 | 23134 | 27104 | 31100 | 34887 | 38215 | 41015 | 43224 | 44870 | 46044 | 46055 | 45800 | 45428 | 44913 | 44224 | 43637 | 42978 | 42269 | NPgY | GSP | NG FES - System Transformation | Number of electric cars and vans (hybrid and full electric)
NG FES - System Transformation | LCT_BB002_NPgAggregate | Number of | NPgY | KEADBY | Number of electric cars and vans (hybrid and full electric) | KEAD_YEDL | 1860 | 2532 | 3551 | 4858 | 6454 | 8349 | 10798 | 13956 | 17990 | 23113 | 29537 | 37437 | 47302 | 58621 | 71604 | 85956 | 100495 | 115130 | 129001 | 141192 | 151449 | 159541 | 165571 | 169871 | 169907 | 168969 | 167596 | 165693 | 163154 | 160988 | 158557 | 155941 | NPgY | GSP | NG FES - System Transformation | Number of electric cars and vans (hybrid and full electric)
NG FES - System Transformation | LCT_BB002_NPgAggregate | Number of | NPgY | KIRKSTALL B | Number of electric cars and vans (hybrid and full electric) | KIRKB1 | 817 | 1222 | 1883 | 2836 | 4155 | 5941 | 8306 | 11382 | 15323 | 20336 | 26627 | 34367 | 44037 | 55134 | 67867 | 81943 | 96213 | 110576 | 124187 | 136150 | 146213 | 154152 | 160067 | 164285 | 164330 | 163422 | 162095 | 160254 | 157798 | 155704 | 153353 | 150823 | NPgY | GSP | NG FES - System Transformation | Number of electric cars and vans (hybrid and full electric)
NG FES - System Transformation | LCT_BB002_NPgAggregate | Number of | NPgY | NEEPSEND | Number of electric cars and vans (hybrid and full electric) | NEEP_3 | 378 | 542 | 802 | 1162 | 1640 | 2262 | 3081 | 4143 | 5502 | 7230 | 9398 | 12066 | 15398 | 19222 | 23609 | 28459 | 33374 | 38322 | 43011 | 47132 | 50599 | 53334 | 55372 | 56825 | 56839 | 56526 | 56067 | 55430 | 54580 | 53856 | 53043 | 52168 | NPgY | GSP | NG FES - System Transformation | Number of electric cars and vans (hybrid and full electric)
NG FES - System Transformation | LCT_BB002_NPgAggregate | Number of | NPgY | NORTON LEES | Number of electric cars and vans (hybrid and full electric) | NORL_3 | 463 | 649 | 938 | 1327 | 1828 | 2460 | 3286 | 4356 | 5725 | 7464 | 9646 | 12329 | 15681 | 19528 | 23940 | 28818 | 33761 | 38737 | 43452 | 47597 | 51084 | 53834 | 55884 | 57345 | 57359 | 57042 | 56579 | 55937 | 55079 | 54348 | 53528 | 52645 | NPgY | GSP | NG FES - System Transformation | Number of electric cars and vans (hybrid and full electric)
NG FES - System Transformation | LCT_BB002_NPgAggregate | Number of | NPgY | PITSMOOR 3/4 | Number of electric cars and vans (hybrid and full electric) | PITS_BB_B | 152 | 220 | 329 | 479 | 682 | 948 | 1297 | 1752 | 2333 | 3073 | 4001 | 5143 | 6569 | 8205 | 10083 | 12159 | 14263 | 16380 | 18387 | 20151 | 21635 | 22806 | 23678 | 24300 | 24306 | 24172 | 23976 | 23703 | 23340 | 23030 | 22683 | 22308 | NPgY | GSP | NG FES - System Transformation | Number of electric cars and vans (hybrid and full electric)
NG FES - System Transformation | LCT_BB002_NPgAggregate | Number of | NPgY | SALTEND NORTH | Number of electric cars and vans (hybrid and full electric) | SALT_1 | 278 | 394 | 575 | 820 | 1141 | 1551 | 2089 | 2785 | 3676 | 4809 | 6231 | 7979 | 10163 | 12669 | 15544 | 18722 | 21943 | 25185 | 28258 | 30959 | 33231 | 35023 | 36358 | 37311 | 37320 | 37114 | 36812 | 36394 | 35837 | 35361 | 34827 | 34252 | NPgY | GSP | NG FES - System Transformation | Number of electric cars and vans (hybrid and full electric)
NG FES - System Transformation | LCT_BB002_NPgAggregate | Number of | NPgY | SHEFFIELD CITY | Number of electric cars and vans (hybrid and full electric) | SHEC_3 | 202 | 289 | 427 | 618 | 870 | 1198 | 1629 | 2187 | 2903 | 3812 | 4953 | 6357 | 8110 | 10122 | 12430 | 14982 | 17568 | 20172 | 22639 | 24807 | 26631 | 28070 | 29143 | 29907 | 29915 | 29750 | 29508 | 29173 | 28726 | 28344 | 27916 | 27456 | NPgY | GSP | NG FES - System Transformation | Number of electric cars and vans (hybrid and full electric)
NG FES - System Transformation | LCT_BB002_NPgAggregate | Number of | NPgY | SKELTON GRANGE | Number of electric cars and vans (hybrid and full electric) | SKLGB1 | 1730 | 2626 | 4105 | 6258 | 9274 | 13398 | 18869 | 25988 | 35111 | 46717 | 61284 | 79207 | 101597 | 127295 | 156779 | 189374 | 222421 | 255682 | 287203 | 314905 | 338210 | 356592 | 370291 | 380059 | 380163 | 378064 | 374994 | 370735 | 365054 | 360208 | 354769 | 348916 | NPgY | GSP | NG FES - System Transformation | Number of electric cars and vans (hybrid and full electric)
NG FES - System Transformation | LCT_BB002_NPgAggregate | Number of | NPgY | TEMPLEBOROUGH 275/33KV | Number of electric cars and vans (hybrid and full electric) | TEMP_3 | 35 | 49 | 72 | 102 | 142 | 192 | 258 | 344 | 453 | 592 | 766 | 981 | 1249 | 1557 | 1910 | 2300 | 2695 | 3093 | 3470 | 3802 | 4080 | 4300 | 4464 | 4581 | 4582 | 4557 | 4520 | 4469 | 4400 | 4342 | 4276 | 4206 | NPgY | GSP | NG FES - System Transformation | Number of electric cars and vans (hybrid and full electric)
NG FES - System Transformation | LCT_BB002_NPgAggregate | Number of | NPgY | THURCROFT | Number of electric cars and vans (hybrid and full electric) | THUR_6 | 1744 | 2337 | 3219 | 4316 | 5603 | 7056 | 8914 | 11302 | 14349 | 18214 | 23060 | 29019 | 36458 | 44992 | 54780 | 65598 | 76555 | 87585 | 98039 | 107227 | 114959 | 121058 | 125603 | 128844 | 128868 | 128157 | 127116 | 125672 | 123746 | 122104 | 120260 | 118276 | NPgY | GSP | NG FES - System Transformation | Number of electric cars and vans (hybrid and full electric)
NG FES - System Transformation | LCT_BB002_NPgAggregate | Number of | NPgY | WEST MELTON / THORPE MARSH | Number of electric cars and vans (hybrid and full electric) | WMEL_THOM | 2214 | 3054 | 4343 | 6034 | 8157 | 10755 | 14132 | 18498 | 24078 | 31167 | 40059 | 50995 | 64654 | 80326 | 98303 | 118175 | 138312 | 158580 | 177790 | 194672 | 208877 | 220083 | 228433 | 234387 | 234440 | 233146 | 231252 | 228626 | 225122 | 222134 | 218780 | 215170 | NPgY | GSP | NG FES - System Transformation | Number of electric cars and vans (hybrid and full electric)
NG FES - System Transformation | LCT_BB002_NPgAggregate | Number of | NPgY | WEST MELTON SECTION 3 | Number of electric cars and vans (hybrid and full electric) | WMEL_BB3 | 1912 | 2661 | 3822 | 5365 | 7334 | 9788 | 12988 | 17130 | 22426 | 29157 | 37599 | 47984 | 60954 | 75837 | 92909 | 111782 | 130907 | 150157 | 168402 | 184436 | 197927 | 208569 | 216499 | 222154 | 222206 | 220979 | 219184 | 216695 | 213374 | 210542 | 207363 | 203942 | NPgY | GSP | NG FES - System Transformation | Number of electric cars and vans (hybrid and full electric)
NG FES - System Transformation | LCT_BB002_NPgAggregate | Number of | NPgY | WINCOBANK | Number of electric cars and vans (hybrid and full electric) | WIBA_3 | 44 | 66 | 104 | 158 | 234 | 338 | 476 | 655 | 885 | 1177 | 1544 | 1996 | 2560 | 3207 | 3950 | 4771 | 5604 | 6442 | 7236 | 7934 | 8521 | 8984 | 9329 | 9575 | 9578 | 9525 | 9447 | 9340 | 9197 | 9075 | 8938 | 8790 | NPgY | GSP | NG FES - System Transformation | Number of electric cars and vans (hybrid and full electric)
NG FES - System Transformation | Lct_BB003b_NPgSubComponent | Number of | NPgN | BLYTH 66kV | Number of electric HGVs | BLYTB1 | 0 | 2 | 4 | 7 | 10 | 13 | 18 | 22 | 28 | 33 | 40 | 47 | 55 | 62 | 70 | 78 | 88 | 98 | 109 | 120 | 133 | 146 | 160 | 175 | 192 | 209 | 227 | 247 | 267 | 289 | 301 | 304 | NPgN | GSP | NG FES - System Transformation | Number of electric HGVs
NG FES - System Transformation | Lct_BB003b_NPgSubComponent | Number of | NPgN | BLYTH 132kV | Number of electric HGVs | BLYTH132 | 0 | 0 | 1 | 1 | 2 | 3 | 4 | 4 | 6 | 7 | 8 | 9 | 11 | 12 | 14 | 16 | 18 | 20 | 22 | 24 | 27 | 29 | 32 | 35 | 38 | 42 | 46 | 50 | 54 | 58 | 60 | 61 | NPgN | GSP | NG FES - System Transformation | Number of electric HGVs
NG FES - System Transformation | Lct_BB003b_NPgSubComponent | Number of | NPgN | FOURSTONES | Number of electric HGVs | FOUR_1 | 0 | 0 | 0 | 0 | 0 | 0 | 0 | 0 | 1 | 1 | 1 | 1 | 1 | 1 | 1 | 2 | 2 | 2 | 2 | 3 | 3 | 3 | 3 | 4 | 4 | 4 | 5 | 5 | 6 | 6 | 6 | 6 | NPgN | GSP | NG FES - System Transformation | Number of electric HGVs
NG FES - System Transformation | Lct_BB003b_NPgSubComponent | Number of | NPgN | HARTMOOR | Number of electric HGVs | HARM_6 | 0 | 1 | 2 | 4 | 6 | 8 | 10 | 13 | 16 | 19 | 23 | 27 | 31 | 36 | 40 | 45 | 51 | 56 | 63 | 69 | 76 | 84 | 92 | 101 | 110 | 120 | 131 | 142 | 154 | 166 | 173 | 175 | NPgN | GSP | NG FES - System Transformation | Number of electric HGVs
NG FES - System Transformation | Lct_BB003b_NPgSubComponent | Number of | NPgN | HAWTHORN PIT GRID | Number of electric HGVs | HAWP_6 | 0 | 1 | 3 | 4 | 6 | 9 | 11 | 14 | 18 | 22 | 26 | 30 | 35 | 40 | 45 | 51 | 57 | 63 | 70 | 77 | 85 | 94 | 103 | 113 | 124 | 135 | 146 | 159 | 172 | 186 | 194 | 196 | NPgN | GSP | NG FES - System Transformation | Number of electric HGVs
NG FES - System Transformation | Lct_BB003b_NPgSubComponent | Number of | NPgN | KNARESBOROUGH | Number of electric HGVs | KNARE_111 | 0 | 3 | 5 | 8 | 12 | 16 | 21 | 27 | 33 | 40 | 48 | 56 | 66 | 75 | 84 | 95 | 106 | 118 | 131 | 145 | 160 | 176 | 193 | 212 | 231 | 252 | 274 | 298 | 322 | 349 | 363 | 367 | NPgN | GSP | NG FES - System Transformation | Number of electric HGVs
NG FES - System Transformation | Lct_BB003b_NPgSubComponent | Number of | NPgN | LACKENBY | Number of electric HGVs | LACK_6 | 0 | 4 | 7 | 12 | 17 | 23 | 31 | 39 | 49 | 59 | 70 | 82 | 96 | 109 | 123 | 138 | 154 | 172 | 191 | 211 | 233 | 257 | 282 | 308 | 337 | 367 | 400 | 434 | 470 | 508 | 529 | 534 | NPgN | GSP | NG FES - System Transformation | Number of electric HGVs
NG FES - System Transformation | Lct_BB003b_NPgSubComponent | Number of | NPgN | NORTON | Number of electric HGVs | NORT_1 | 0 | 8 | 16 | 26 | 39 | 53 | 70 | 88 | 109 | 133 | 158 | 185 | 216 | 246 | 277 | 311 | 348 | 388 | 430 | 476 | 526 | 579 | 635 | 696 | 760 | 829 | 901 | 978 | 1060 | 1145 | 1193 | 1205 | NPgN | GSP | NG FES - System Transformation | Number of electric HGVs
NG FES - System Transformation | Lct_BB003b_NPgSubComponent | Number of | NPgN | OFFERTON | Number of electric HGVs | OFFE_3 | 0 | 0 | 0 | 1 | 1 | 1 | 2 | 2 | 2 | 3 | 3 | 4 | 5 | 5 | 6 | 7 | 8 | 8 | 9 | 10 | 11 | 12 | 14 | 15 | 16 | 18 | 19 | 21 | 23 | 25 | 26 | 26 | NPgN | GSP | NG FES - System Transformation | Number of electric HGVs
NG FES - System Transformation | Lct_BB003b_NPgSubComponent | Number of | NPgN | OSBALDWICK | Number of electric HGVs | OSBA_1 | 0 | 2 | 4 | 7 | 10 | 14 | 18 | 23 | 29 | 35 | 41 | 48 | 57 | 64 | 72 | 81 | 91 | 101 | 112 | 124 | 137 | 151 | 166 | 182 | 198 | 216 | 235 | 255 | 277 | 299 | 312 | 315 | NPgN | GSP | NG FES - System Transformation | Number of electric HGVs
NG FES - System Transformation | Lct_BB003b_NPgSubComponent | Number of | NPgN | POPPLETON | Number of electric HGVs | POPP_3 | 0 | 0 | 1 | 1 | 2 | 3 | 4 | 5 | 6 | 7 | 9 | 10 | 12 | 13 | 15 | 17 | 19 | 21 | 24 | 26 | 29 | 32 | 35 | 38 | 42 | 45 | 49 | 53 | 58 | 63 | 65 | 66 | NPgN | GSP | NG FES - System Transformation | Number of electric HGVs
NG FES - System Transformation | Lct_BB003b_NPgSubComponent | Number of | NPgN | SALTHOLME | Number of electric HGVs | SALH_1 | 0 | 0 | 0 | 0 | 0 | 0 | 0 | 0 | 0 | 0 | 0 | 0 | 0 | 0 | 0 | 0 | 0 | 0 | 0 | 0 | 0 | 0 | 0 | 0 | 0 | 0 | 0 | 0 | 0 | 0 | 0 | 0 | NPgN | GSP | NG FES - System Transformation | Number of electric HGVs
NG FES - System Transformation | Lct_BB003b_NPgSubComponent | Number of | NPgN | SOUTH SHIELDS | Number of electric HGVs | SSHI_3 | 0 | 1 | 1 | 2 | 3 | 4 | 5 | 6 | 8 | 9 | 11 | 13 | 15 | 17 | 19 | 21 | 24 | 27 | 30 | 33 | 36 | 40 | 44 | 48 | 52 | 57 | 62 | 67 | 73 | 79 | 82 | 83 | NPgN | GSP | NG FES - System Transformation | Number of electric HGVs
NG FES - System Transformation | Lct_BB003b_NPgSubComponent | Number of | NPgN | SPADEADAM | Number of electric HGVs | KIELD01 and SPAD20 | 0 | 0 | 0 | 0 | 0 | 0 | 1 | 1 | 1 | 1 | 1 | 1 | 2 | 2 | 2 | 2 | 3 | 3 | 3 | 4 | 4 | 5 | 5 | 6 | 6 | 7 | 7 | 8 | 8 | 9 | 10 | 10 | NPgN | GSP | NG FES - System Transformation | Number of electric HGVs
NG FES - System Transformation | Lct_BB003b_NPgSubComponent | Number of | NPgN | SPENNYMOOR | Number of electric HGVs | SPEN_1 | 0 | 3 | 7 | 10 | 15 | 21 | 28 | 35 | 43 | 53 | 63 | 73 | 86 | 97 | 110 | 124 | 138 | 154 | 171 | 189 | 209 | 230 | 252 | 276 | 302 | 329 | 358 | 388 | 421 | 455 | 474 | 478 | NPgN | GSP | NG FES - System Transformation | Number of electric HGVs
NG FES - System Transformation | Lct_BB003b_NPgSubComponent | Number of | NPgN | STELLA NORTH | Number of electric HGVs | STEN_1 | 0 | 2 | 4 | 6 | 9 | 12 | 16 | 21 | 26 | 31 | 37 | 44 | 51 | 58 | 65 | 73 | 82 | 91 | 101 | 112 | 124 | 136 | 150 | 164 | 179 | 195 | 212 | 230 | 250 | 270 | 281 | 284 | NPgN | GSP | NG FES - System Transformation | Number of electric HGVs
NG FES - System Transformation | Lct_BB003b_NPgSubComponent | Number of | NPgN | STELLA SOUTH | Number of electric HGVs | STES_1 | 0 | 4 | 8 | 13 | 19 | 26 | 34 | 43 | 53 | 64 | 76 | 90 | 105 | 119 | 134 | 151 | 169 | 188 | 209 | 231 | 255 | 280 | 308 | 337 | 368 | 402 | 437 | 474 | 514 | 555 | 578 | 584 | NPgN | GSP | NG FES - System Transformation | Number of electric HGVs
NG FES - System Transformation | Lct_BB003b_NPgSubComponent | Number of | NPgN | TYNEMOUTH | Number of electric HGVs | TYNE_1 | 0 | 1 | 3 | 4 | 6 | 9 | 11 | 15 | 18 | 22 | 26 | 31 | 36 | 41 | 46 | 51 | 57 | 64 | 71 | 79 | 87 | 96 | 105 | 115 | 126 | 137 | 149 | 162 | 175 | 189 | 197 | 199 | NPgN | GSP | NG FES - System Transformation | Number of electric HGVs
NG FES - System Transformation | Lct_BB003b_NPgSubComponent | Number of | NPgN | WEST BOLDON | Number of electric HGVs | WBOL_6 | 0 | 4 | 8 | 12 | 18 | 24 | 32 | 41 | 51 | 61 | 73 | 85 | 100 | 113 | 128 | 144 | 161 | 179 | 199 | 220 | 243 | 267 | 293 | 321 | 351 | 383 | 416 | 452 | 489 | 529 | 551 | 556 | NPgN | GSP | NG FES - System Transformation | Number of electric HGVs
NG FES - System Transformation | Lct_BB003b_NPgSubComponent | Number of | NPgY | BRADFORD WEST | Number of electric HGVs | BRAW_1 | 0 | 5 | 9 | 13 | 18 | 24 | 30 | 37 | 45 | 54 | 63 | 73 | 84 | 96 | 108 | 121 | 135 | 151 | 168 | 185 | 205 | 225 | 247 | 271 | 296 | 323 | 351 | 381 | 413 | 446 | 465 | 469 | NPgY | GSP | NG FES - System Transformation | Number of electric HGVs
NG FES - System Transformation | Lct_BB003b_NPgSubComponent | Number of | NPgY | CAMBLESFORTH | Number of electric HGVs | CAMB_01 | 0 | 2 | 3 | 5 | 6 | 8 | 11 | 13 | 16 | 19 | 22 | 26 | 30 | 34 | 38 | 43 | 48 | 53 | 59 | 65 | 72 | 79 | 87 | 95 | 104 | 114 | 123 | 134 | 145 | 157 | 163 | 165 | NPgY | GSP | NG FES - System Transformation | Number of electric HGVs
NG FES - System Transformation | Lct_BB003b_NPgSubComponent | Number of | NPgY | CREYKE BECK | Number of electric HGVs | CREB_1 | 0 | 7 | 12 | 19 | 26 | 34 | 44 | 54 | 65 | 77 | 91 | 105 | 121 | 138 | 155 | 174 | 195 | 217 | 241 | 267 | 295 | 324 | 356 | 390 | 426 | 465 | 505 | 549 | 594 | 642 | 669 | 676 | NPgY | GSP | NG FES - System Transformation | Number of electric HGVs
NG FES - System Transformation | Lct_BB003b_NPgSubComponent | Number of | NPgY | DRAX | Number of electric HGVs | DRAX_YEDL | 0 | 2 | 4 | 7 | 9 | 12 | 16 | 19 | 23 | 28 | 32 | 37 | 43 | 49 | 55 | 62 | 69 | 77 | 86 | 95 | 105 | 115 | 127 | 139 | 152 | 165 | 180 | 195 | 211 | 229 | 238 | 240 | NPgY | GSP | NG FES - System Transformation | Number of electric HGVs
NG FES - System Transformation | Lct_BB003b_NPgSubComponent | Number of | NPgY | ELLAND | Number of electric HGVs | ELLA_1 | 0 | 6 | 10 | 15 | 21 | 27 | 35 | 43 | 52 | 62 | 72 | 84 | 96 | 109 | 123 | 139 | 155 | 173 | 192 | 212 | 234 | 258 | 283 | 310 | 339 | 369 | 402 | 436 | 472 | 510 | 532 | 537 | NPgY | GSP | NG FES - System Transformation | Number of electric HGVs
NG FES - System Transformation | Lct_BB003b_NPgSubComponent | Number of | NPgY | FERRYBRIDGE A | Number of electric HGVs | FERRA2 | 0 | 4 | 7 | 11 | 15 | 20 | 25 | 31 | 38 | 45 | 53 | 61 | 70 | 80 | 90 | 101 | 113 | 126 | 140 | 155 | 171 | 188 | 207 | 226 | 247 | 270 | 293 | 318 | 345 | 373 | 388 | 392 | NPgY | GSP | NG FES - System Transformation | Number of electric HGVs
NG FES - System Transformation | Lct_BB003b_NPgSubComponent | Number of | NPgY | FERRYBRIDGE B | Number of electric HGVs | FERRB9 | 0 | 10 | 17 | 26 | 36 | 47 | 60 | 74 | 89 | 106 | 124 | 144 | 166 | 188 | 212 | 239 | 267 | 297 | 330 | 365 | 403 | 443 | 487 | 533 | 583 | 635 | 691 | 750 | 812 | 878 | 915 | 924 | NPgY | GSP | NG FES - System Transformation | Number of electric HGVs
NG FES - System Transformation | Lct_BB003b_NPgSubComponent | Number of | NPgY | GRIMSBY WEST | Number of electric HGVs | GRIW_1 | 0 | 7 | 13 | 19 | 27 | 36 | 45 | 56 | 67 | 80 | 94 | 109 | 125 | 142 | 161 | 180 | 202 | 225 | 250 | 276 | 305 | 335 | 368 | 403 | 441 | 480 | 523 | 567 | 614 | 664 | 692 | 699 | NPgY | GSP | NG FES - System Transformation | Number of electric HGVs
NG FES - System Transformation | Lct_BB003b_NPgSubComponent | Number of | NPgY | JORDANTHORPE | Number of electric HGVs | JORD_3 | 0 | 0 | 0 | 0 | 0 | 0 | 0 | 0 | 0 | 1 | 1 | 1 | 1 | 1 | 1 | 1 | 1 | 1 | 2 | 2 | 2 | 2 | 2 | 3 | 3 | 3 | 3 | 4 | 4 | 4 | 4 | 4 | NPgY | GSP | NG FES - System Transformation | Number of electric HGVs
NG FES - System Transformation | Lct_BB003b_NPgSubComponent | Number of | NPgY | KEADBY | Number of electric HGVs | KEAD_YEDL | 0 | 6 | 11 | 17 | 23 | 31 | 39 | 48 | 58 | 69 | 80 | 93 | 107 | 122 | 138 | 155 | 173 | 193 | 214 | 237 | 261 | 287 | 316 | 346 | 378 | 412 | 448 | 486 | 526 | 569 | 593 | 598 | NPgY | GSP | NG FES - System Transformation | Number of electric HGVs
NG FES - System Transformation | Lct_BB003b_NPgSubComponent | Number of | NPgY | KIRKSTALL B | Number of electric HGVs | KIRKB1 | 0 | 3 | 6 | 9 | 13 | 17 | 22 | 27 | 32 | 38 | 45 | 52 | 60 | 68 | 77 | 86 | 97 | 108 | 119 | 132 | 146 | 160 | 176 | 193 | 211 | 230 | 250 | 271 | 294 | 318 | 331 | 334 | NPgY | GSP | NG FES - System Transformation | Number of electric HGVs
NG FES - System Transformation | Lct_BB003b_NPgSubComponent | Number of | NPgY | NEEPSEND | Number of electric HGVs | NEEP_3 | 0 | 0 | 1 | 1 | 2 | 2 | 3 | 3 | 4 | 5 | 6 | 7 | 8 | 9 | 10 | 11 | 13 | 14 | 16 | 17 | 19 | 21 | 23 | 25 | 28 | 30 | 33 | 35 | 38 | 41 | 43 | 44 | NPgY | GSP | NG FES - System Transformation | Number of electric HGVs
NG FES - System Transformation | Lct_BB003b_NPgSubComponent | Number of | NPgY | NORTON LEES | Number of electric HGVs | NORL_3 | 0 | 0 | 0 | 0 | 0 | 0 | 0 | 0 | 0 | 0 | 0 | 0 | 0 | 1 | 1 | 1 | 1 | 1 | 1 | 1 | 1 | 1 | 1 | 2 | 2 | 2 | 2 | 2 | 2 | 3 | 3 | 3 | NPgY | GSP | NG FES - System Transformation | Number of electric HGVs
NG FES - System Transformation | Lct_BB003b_NPgSubComponent | Number of | NPgY | PITSMOOR 3/4 | Number of electric HGVs | PITS_BB_B | 0 | 0 | 1 | 1 | 1 | 2 | 2 | 2 | 3 | 4 | 4 | 5 | 5 | 6 | 7 | 8 | 9 | 10 | 11 | 12 | 13 | 15 | 16 | 18 | 19 | 21 | 23 | 25 | 27 | 29 | 30 | 31 | NPgY | GSP | NG FES - System Transformation | Number of electric HGVs
NG FES - System Transformation | Lct_BB003b_NPgSubComponent | Number of | NPgY | SALTEND NORTH | Number of electric HGVs | SALT_1 | 0 | 2 | 3 | 5 | 7 | 10 | 12 | 15 | 18 | 21 | 25 | 29 | 34 | 38 | 43 | 48 | 54 | 60 | 67 | 74 | 82 | 90 | 99 | 108 | 118 | 129 | 140 | 152 | 165 | 178 | 186 | 187 | NPgY | GSP | NG FES - System Transformation | Number of electric HGVs
NG FES - System Transformation | Lct_BB003b_NPgSubComponent | Number of | NPgY | SHEFFIELD CITY | Number of electric HGVs | SHEC_3 | 0 | 1 | 1 | 2 | 3 | 3 | 4 | 5 | 6 | 8 | 9 | 10 | 12 | 13 | 15 | 17 | 19 | 21 | 23 | 26 | 29 | 31 | 35 | 38 | 41 | 45 | 49 | 53 | 58 | 62 | 65 | 66 | NPgY | GSP | NG FES - System Transformation | Number of electric HGVs
NG FES - System Transformation | Lct_BB003b_NPgSubComponent | Number of | NPgY | SKELTON GRANGE | Number of electric HGVs | SKLGB1 | 0 | 14 | 25 | 38 | 53 | 70 | 89 | 110 | 133 | 158 | 186 | 215 | 248 | 282 | 318 | 357 | 399 | 445 | 494 | 546 | 603 | 664 | 729 | 798 | 872 | 950 | 1034 | 1122 | 1215 | 1314 | 1368 | 1382 | NPgY | GSP | NG FES - System Transformation | Number of electric HGVs
NG FES - System Transformation | Lct_BB003b_NPgSubComponent | Number of | NPgY | TEMPLEBOROUGH 275/33KV | Number of electric HGVs | TEMP_3 | 0 | 0 | 0 | 0 | 1 | 1 | 1 | 1 | 2 | 2 | 2 | 3 | 3 | 4 | 4 | 5 | 5 | 6 | 6 | 7 | 8 | 9 | 9 | 10 | 11 | 12 | 13 | 14 | 16 | 17 | 18 | 18 | NPgY | GSP | NG FES - System Transformation | Number of electric HGVs
NG FES - System Transformation | Lct_BB003b_NPgSubComponent | Number of | NPgY | THURCROFT | Number of electric HGVs | THUR_6 | 0 | 5 | 9 | 13 | 19 | 25 | 31 | 39 | 47 | 56 | 65 | 76 | 87 | 99 | 112 | 126 | 140 | 156 | 174 | 192 | 212 | 234 | 256 | 281 | 307 | 334 | 364 | 395 | 428 | 462 | 482 | 486 | NPgY | GSP | NG FES - System Transformation | Number of electric HGVs
NG FES - System Transformation | Lct_BB003b_NPgSubComponent | Number of | NPgY | WEST MELTON / THORPE MARSH | Number of electric HGVs | WMEL_THOM | 0 | 11 | 19 | 29 | 41 | 54 | 68 | 84 | 102 | 121 | 142 | 165 | 190 | 215 | 243 | 273 | 305 | 340 | 377 | 418 | 461 | 507 | 557 | 610 | 666 | 726 | 790 | 858 | 929 | 1004 | 1046 | 1056 | NPgY | GSP | NG FES - System Transformation | Number of electric HGVs
NG FES - System Transformation | Lct_BB003b_NPgSubComponent | Number of | NPgY | WEST MELTON SECTION 3 | Number of electric HGVs | WMEL_BB3 | 0 | 6 | 11 | 16 | 23 | 30 | 38 | 46 | 56 | 67 | 78 | 91 | 105 | 119 | 134 | 151 | 168 | 188 | 208 | 230 | 254 | 280 | 307 | 336 | 368 | 401 | 436 | 473 | 512 | 554 | 577 | 583 | NPgY | GSP | NG FES - System Transformation | Number of electric HGVs
NG FES - System Transformation | Lct_BB003b_NPgSubComponent | Number of | NPgY | WINCOBANK | Number of electric HGVs | WIBA_3 | 0 | 1 | 1 | 1 | 2 | 3 | 3 | 4 | 5 | 6 | 7 | 8 | 9 | 11 | 12 | 13 | 15 | 17 | 19 | 21 | 23 | 25 | 27 | 30 | 33 | 36 | 39 | 42 | 46 | 49 | 52 | 52 | NPgY | GSP | NG FES - System Transformation | Number of electric HGVs
NG FES - System Transformation | Lct_BB001 | Number of | NPgN | BLYTH 66kV | Number of full electric cars and vans | BLYTB1 | 250 | 374 | 702 | 1179 | 1890 | 2892 | 4301 | 6213 | 8756 | 12081 | 16347 | 21678 | 28661 | 36382 | 45297 | 55179 | 65964 | 76843 | 87208 | 96476 | 104268 | 110536 | 115350 | 118965 | 119539 | 119464 | 119044 | 118294 | 117110 | 115556 | 113811 | 111933 | NPgN | GSP | NG FES - System Transformation | Number of full electric cars and vans
NG FES - System Transformation | Lct_BB001 | Number of | NPgN | BLYTH 132kV | Number of full electric cars and vans | BLYTH132 | 163 | 225 | 389 | 599 | 874 | 1210 | 1642 | 2217 | 2973 | 3954 | 5207 | 6768 | 8810 | 11065 | 13664 | 16544 | 19689 | 22859 | 25878 | 28578 | 30847 | 32673 | 34076 | 35130 | 35297 | 35275 | 35151 | 34929 | 34580 | 34121 | 33606 | 33051 | NPgN | GSP | NG FES - System Transformation | Number of full electric cars and vans
NG FES - System Transformation | Lct_BB001 | Number of | NPgN | FOURSTONES | Number of full electric cars and vans | FOUR_1 | 29 | 42 | 76 | 122 | 189 | 277 | 399 | 562 | 779 | 1062 | 1424 | 1876 | 2469 | 3123 | 3879 | 4716 | 5630 | 6551 | 7429 | 8214 | 8874 | 9405 | 9813 | 10119 | 10168 | 10162 | 10126 | 10062 | 9961 | 9829 | 9681 | 9521 | NPgN | GSP | NG FES - System Transformation | Number of full electric cars and vans
NG FES - System Transformation | Lct_BB001 | Number of | NPgN | HARTMOOR | Number of full electric cars and vans | HARM_6 | 103 | 156 | 297 | 505 | 820 | 1271 | 1910 | 2779 | 3935 | 5447 | 7389 | 9815 | 12994 | 16510 | 20569 | 25069 | 29980 | 34934 | 39654 | 43875 | 47423 | 50278 | 52470 | 54116 | 54378 | 54343 | 54152 | 53811 | 53272 | 52565 | 51772 | 50918 | NPgN | GSP | NG FES - System Transformation | Number of full electric cars and vans
NG FES - System Transformation | Lct_BB001 | Number of | NPgN | HAWTHORN PIT GRID | Number of full electric cars and vans | HAWP_6 | 156 | 232 | 431 | 717 | 1140 | 1730 | 2554 | 3672 | 5157 | 7098 | 9588 | 12699 | 16774 | 21279 | 26479 | 32245 | 38537 | 44884 | 50931 | 56337 | 60883 | 64540 | 67348 | 69457 | 69792 | 69749 | 69503 | 69065 | 68374 | 67467 | 66448 | 65352 | NPgN | GSP | NG FES - System Transformation | Number of full electric cars and vans
NG FES - System Transformation | Lct_BB001 | Number of | NPgN | KNARESBOROUGH | Number of full electric cars and vans | KNARE_111 | 303 | 437 | 790 | 1278 | 1973 | 2906 | 4183 | 5907 | 8190 | 11170 | 14988 | 19756 | 25998 | 32897 | 40860 | 49685 | 59318 | 69033 | 78289 | 86564 | 93521 | 99119 | 103417 | 106646 | 107159 | 107092 | 106715 | 106043 | 104981 | 103588 | 102023 | 100341 | NPgN | GSP | NG FES - System Transformation | Number of full electric cars and vans
NG FES - System Transformation | Lct_BB001 | Number of | NPgN | LACKENBY | Number of full electric cars and vans | LACK_6 | 150 | 237 | 466 | 820 | 1372 | 2187 | 3356 | 4953 | 7083 | 9871 | 13453 | 17932 | 23801 | 30293 | 37790 | 46103 | 55174 | 64325 | 73045 | 80842 | 87397 | 92670 | 96719 | 99759 | 100243 | 100180 | 99827 | 99198 | 98206 | 96902 | 95439 | 93864 | NPgN | GSP | NG FES - System Transformation | Number of full electric cars and vans
NG FES - System Transformation | Lct_BB001 | Number of | NPgN | NORTON | Number of full electric cars and vans | NORT_1 | 561 | 862 | 1660 | 2858 | 4691 | 7344 | 11118 | 16262 | 23111 | 32075 | 43584 | 57972 | 76821 | 97668 | 121741 | 148431 | 177556 | 206938 | 234933 | 259965 | 281010 | 297940 | 310940 | 320702 | 322255 | 322053 | 320919 | 318897 | 315706 | 311515 | 306811 | 301750 | NPgN | GSP | NG FES - System Transformation | Number of full electric cars and vans
NG FES - System Transformation | Lct_BB001 | Number of | NPgN | OFFERTON | Number of full electric cars and vans | OFFE_3 | 69 | 104 | 197 | 334 | 540 | 834 | 1248 | 1812 | 2562 | 3544 | 4803 | 6377 | 8439 | 10719 | 13352 | 16270 | 19456 | 22669 | 25730 | 28467 | 30769 | 32620 | 34042 | 35109 | 35279 | 35257 | 35133 | 34911 | 34562 | 34103 | 33588 | 33034 | NPgN | GSP | NG FES - System Transformation | Number of full electric cars and vans
NG FES - System Transformation | Lct_BB001 | Number of | NPgN | OSBALDWICK | Number of full electric cars and vans | OSBA_1 | 565 | 801 | 1424 | 2259 | 3416 | 4920 | 6941 | 9655 | 13243 | 17917 | 23902 | 31369 | 41143 | 51941 | 64401 | 78209 | 93282 | 108482 | 122961 | 135907 | 146791 | 155548 | 162273 | 167325 | 168128 | 168022 | 167431 | 166376 | 164711 | 162525 | 160070 | 157430 | NPgN | GSP | NG FES - System Transformation | Number of full electric cars and vans
NG FES - System Transformation | Lct_BB001 | Number of | NPgN | POPPLETON | Number of full electric cars and vans | POPP_3 | 98 | 138 | 245 | 386 | 581 | 832 | 1168 | 1618 | 2213 | 2987 | 3979 | 5215 | 6834 | 8622 | 10685 | 12971 | 15466 | 17983 | 20380 | 22523 | 24325 | 25775 | 26888 | 27725 | 27858 | 27840 | 27742 | 27567 | 27292 | 26929 | 26523 | 26085 | NPgN | GSP | NG FES - System Transformation | Number of full electric cars and vans
NG FES - System Transformation | Lct_BB001 | Number of | NPgN | SALTHOLME | Number of full electric cars and vans | SALH_1 | 2 | 3 | 7 | 11 | 19 | 29 | 44 | 65 | 92 | 128 | 174 | 232 | 307 | 390 | 487 | 593 | 710 | 827 | 939 | 1039 | 1124 | 1191 | 1243 | 1282 | 1289 | 1288 | 1283 | 1275 | 1262 | 1246 | 1227 | 1207 | NPgN | GSP | NG FES - System Transformation | Number of full electric cars and vans
NG FES - System Transformation | Lct_BB001 | Number of | NPgN | SOUTH SHIELDS | Number of full electric cars and vans | SSHI_3 | 65 | 98 | 184 | 308 | 494 | 756 | 1124 | 1624 | 2289 | 3158 | 4273 | 5666 | 7491 | 9509 | 11839 | 14422 | 17241 | 20084 | 22793 | 25215 | 27252 | 28890 | 30148 | 31093 | 31243 | 31223 | 31113 | 30917 | 30608 | 30202 | 29746 | 29255 | NPgN | GSP | NG FES - System Transformation | Number of full electric cars and vans
NG FES - System Transformation | Lct_BB001 | Number of | NPgN | SPADEADAM | Number of full electric cars and vans | KIELD01 and SPAD20 | 8 | 13 | 24 | 41 | 66 | 103 | 155 | 225 | 319 | 442 | 599 | 796 | 1054 | 1340 | 1669 | 2034 | 2433 | 2835 | 3218 | 3560 | 3848 | 4080 | 4258 | 4391 | 4413 | 4410 | 4394 | 4367 | 4323 | 4266 | 4201 | 4132 | NPgN | GSP | NG FES - System Transformation | Number of full electric cars and vans
NG FES - System Transformation | Lct_BB001 | Number of | NPgN | SPENNYMOOR | Number of full electric cars and vans | SPEN_1 | 376 | 555 | 1028 | 1703 | 2695 | 4072 | 5990 | 8591 | 12045 | 16558 | 22347 | 29579 | 39050 | 49521 | 61609 | 75009 | 89634 | 104385 | 118439 | 131006 | 141570 | 150070 | 156597 | 161498 | 162278 | 162176 | 161605 | 160587 | 158980 | 156870 | 154501 | 151952 | NPgN | GSP | NG FES - System Transformation | Number of full electric cars and vans
NG FES - System Transformation | Lct_BB001 | Number of | NPgN | STELLA NORTH | Number of full electric cars and vans | STEN_1 | 239 | 354 | 656 | 1088 | 1724 | 2609 | 3841 | 5513 | 7734 | 10635 | 14357 | 19006 | 25095 | 31828 | 39600 | 48216 | 57618 | 67103 | 76139 | 84218 | 91011 | 96476 | 100672 | 103824 | 104325 | 104260 | 103892 | 103238 | 102205 | 100848 | 99325 | 97687 | NPgN | GSP | NG FES - System Transformation | Number of full electric cars and vans
NG FES - System Transformation | Lct_BB001 | Number of | NPgN | STELLA SOUTH | Number of full electric cars and vans | STES_1 | 234 | 341 | 624 | 1020 | 1593 | 2375 | 3453 | 4912 | 6847 | 9374 | 12614 | 16659 | 21957 | 27814 | 34574 | 42067 | 50245 | 58493 | 66351 | 73378 | 79285 | 84037 | 87687 | 90428 | 90863 | 90807 | 90487 | 89917 | 89017 | 87835 | 86509 | 85082 | NPgN | GSP | NG FES - System Transformation | Number of full electric cars and vans
NG FES - System Transformation | Lct_BB001 | Number of | NPgN | TYNEMOUTH | Number of full electric cars and vans | TYNE_1 | 192 | 290 | 550 | 933 | 1510 | 2332 | 3493 | 5072 | 7173 | 9920 | 13447 | 17854 | 23628 | 30013 | 37385 | 45557 | 54476 | 63474 | 72046 | 79711 | 86155 | 91339 | 95320 | 98309 | 98784 | 98722 | 98375 | 97755 | 96777 | 95492 | 94050 | 92499 | NPgN | GSP | NG FES - System Transformation | Number of full electric cars and vans
NG FES - System Transformation | Lct_BB001 | Number of | NPgN | WEST BOLDON | Number of full electric cars and vans | WBOL_6 | 278 | 413 | 772 | 1289 | 2056 | 3132 | 4639 | 6684 | 9402 | 12955 | 17513 | 23209 | 30668 | 38916 | 48438 | 58995 | 70515 | 82136 | 93207 | 103107 | 111430 | 118125 | 123267 | 127128 | 127742 | 127662 | 127213 | 126411 | 125146 | 123485 | 121620 | 119614 | NPgN | GSP | NG FES - System Transformation | Number of full electric cars and vans
NG FES - System Transformation | Lct_BB001 | Number of | NPgY | BRADFORD WEST | Number of full electric cars and vans | BRAW_1 | 463 | 832 | 1618 | 2776 | 4503 | 6999 | 10459 | 15103 | 21210 | 29131 | 39246 | 51862 | 68004 | 86702 | 108300 | 132251 | 158382 | 184749 | 209873 | 232337 | 251225 | 266418 | 278085 | 286843 | 288236 | 288056 | 287041 | 285234 | 282378 | 278630 | 274423 | 269895 | NPgY | GSP | NG FES - System Transformation | Number of full electric cars and vans
NG FES - System Transformation | Lct_BB001 | Number of | NPgY | CAMBLESFORTH | Number of full electric cars and vans | CAMB_01 | 59 | 99 | 180 | 291 | 448 | 664 | 959 | 1353 | 1869 | 2537 | 3389 | 4451 | 5809 | 7381 | 9197 | 11210 | 13406 | 15622 | 17733 | 19620 | 21207 | 22484 | 23464 | 24200 | 24317 | 24302 | 24217 | 24064 | 23823 | 23507 | 23152 | 22770 | NPgY | GSP | NG FES - System Transformation | Number of full electric cars and vans
NG FES - System Transformation | Lct_BB001 | Number of | NPgY | CREYKE BECK | Number of full electric cars and vans | CREB_1 | 873 | 1410 | 2487 | 3901 | 5816 | 8355 | 11794 | 16357 | 22320 | 30026 | 39842 | 52065 | 67693 | 85777 | 106652 | 129793 | 155048 | 180521 | 204790 | 226488 | 244732 | 259408 | 270680 | 279143 | 280489 | 280314 | 279327 | 277568 | 274789 | 271141 | 267048 | 262642 | NPgY | GSP | NG FES - System Transformation | Number of full electric cars and vans
NG FES - System Transformation | Lct_BB001 | Number of | NPgY | DRAX | Number of full electric cars and vans | DRAX_YEDL | 75 | 126 | 233 | 381 | 593 | 887 | 1292 | 1832 | 2540 | 3458 | 4628 | 6086 | 7952 | 10112 | 12607 | 15373 | 18391 | 21436 | 24337 | 26931 | 29112 | 30866 | 32213 | 33225 | 33386 | 33365 | 33247 | 33038 | 32707 | 32273 | 31786 | 31261 | NPgY | GSP | NG FES - System Transformation | Number of full electric cars and vans
NG FES - System Transformation | Lct_BB001 | Number of | NPgY | ELLAND | Number of full electric cars and vans | ELLA_1 | 433 | 755 | 1429 | 2399 | 3816 | 5830 | 8611 | 12335 | 17227 | 23568 | 31661 | 41753 | 54664 | 69616 | 86885 | 106034 | 126927 | 148008 | 168095 | 186054 | 201155 | 213301 | 222629 | 229632 | 230745 | 230601 | 229789 | 228342 | 226056 | 223055 | 219688 | 216063 | NPgY | GSP | NG FES - System Transformation | Number of full electric cars and vans
NG FES - System Transformation | Lct_BB001 | Number of | NPgY | FERRYBRIDGE A | Number of full electric cars and vans | FERRA2 | 208 | 341 | 612 | 977 | 1482 | 2165 | 3097 | 4336 | 5959 | 8057 | 10732 | 14065 | 18326 | 23259 | 28954 | 35267 | 42157 | 49107 | 55729 | 61649 | 66627 | 70632 | 73707 | 76016 | 76383 | 76335 | 76066 | 75588 | 74831 | 73837 | 72723 | 71523 | NPgY | GSP | NG FES - System Transformation | Number of full electric cars and vans
NG FES - System Transformation | Lct_BB001 | Number of | NPgY | FERRYBRIDGE B | Number of full electric cars and vans | FERRB9 | 416 | 700 | 1283 | 2090 | 3234 | 4818 | 6988 | 9885 | 13684 | 18601 | 24874 | 32692 | 42690 | 54267 | 67635 | 82456 | 98629 | 114945 | 130491 | 144390 | 156078 | 165478 | 172698 | 178118 | 178980 | 178869 | 178238 | 177116 | 175343 | 173015 | 170403 | 167591 | NPgY | GSP | NG FES - System Transformation | Number of full electric cars and vans
NG FES - System Transformation | Lct_BB001 | Number of | NPgY | GRIMSBY WEST | Number of full electric cars and vans | GRIW_1 | 271 | 443 | 792 | 1258 | 1899 | 2763 | 3938 | 5500 | 7545 | 10189 | 13559 | 17756 | 23124 | 29336 | 36508 | 44459 | 53136 | 61888 | 70227 | 77683 | 83952 | 88994 | 92867 | 95775 | 96237 | 96177 | 95839 | 95235 | 94282 | 93030 | 91626 | 90114 | NPgY | GSP | NG FES - System Transformation | Number of full electric cars and vans
NG FES - System Transformation | Lct_BB001 | Number of | NPgY | JORDANTHORPE | Number of full electric cars and vans | JORD_3 | 156 | 249 | 433 | 671 | 988 | 1400 | 1956 | 2692 | 3653 | 4893 | 6471 | 8437 | 10949 | 13855 | 17210 | 20928 | 24986 | 29079 | 32979 | 36465 | 39396 | 41754 | 43565 | 44925 | 45142 | 45113 | 44955 | 44671 | 44224 | 43637 | 42978 | 42269 | NPgY | GSP | NG FES - System Transformation | Number of full electric cars and vans
NG FES - System Transformation | Lct_BB001 | Number of | NPgY | KEADBY | Number of full electric cars and vans | KEAD_YEDL | 785 | 1218 | 2055 | 3076 | 4362 | 5939 | 8026 | 10763 | 14317 | 18891 | 24701 | 31925 | 41152 | 51820 | 64124 | 77758 | 92642 | 107650 | 121945 | 134726 | 145471 | 154117 | 160757 | 165745 | 166538 | 166434 | 165848 | 164804 | 163154 | 160988 | 158557 | 155941 | NPgY | GSP | NG FES - System Transformation | Number of full electric cars and vans
NG FES - System Transformation | Lct_BB001 | Number of | NPgY | KIRKSTALL B | Number of full electric cars and vans | KIRKB1 | 345 | 587 | 1090 | 1796 | 2809 | 4226 | 6174 | 8778 | 12195 | 16621 | 22268 | 29307 | 38311 | 48737 | 60777 | 74128 | 88695 | 103392 | 117395 | 129915 | 140442 | 148910 | 155413 | 160295 | 161072 | 160971 | 160404 | 159394 | 157798 | 155704 | 153353 | 150823 | NPgY | GSP | NG FES - System Transformation | Number of full electric cars and vans
NG FES - System Transformation | Lct_BB001 | Number of | NPgY | NEEPSEND | Number of full electric cars and vans | NEEP_3 | 160 | 261 | 464 | 736 | 1109 | 1609 | 2290 | 3195 | 4379 | 5909 | 7860 | 10289 | 13396 | 16992 | 21143 | 25745 | 30766 | 35832 | 40658 | 44974 | 48602 | 51520 | 53762 | 55445 | 55713 | 55678 | 55482 | 55132 | 54580 | 53856 | 53043 | 52168 | NPgY | GSP | NG FES - System Transformation | Number of full electric cars and vans
NG FES - System Transformation | Lct_BB001 | Number of | NPgY | NORTON LEES | Number of full electric cars and vans | NORL_3 | 195 | 312 | 543 | 840 | 1236 | 1750 | 2443 | 3360 | 4556 | 6100 | 8066 | 10514 | 13642 | 17262 | 21439 | 26070 | 31123 | 36220 | 41076 | 45417 | 49067 | 52004 | 54259 | 55953 | 56222 | 56187 | 55989 | 55636 | 55079 | 54348 | 53528 | 52645 | NPgY | GSP | NG FES - System Transformation | Number of full electric cars and vans
NG FES - System Transformation | Lct_BB001 | Number of | NPgY | PITSMOOR 3/4 | Number of full electric cars and vans | PITS_BB_B | 64 | 106 | 190 | 304 | 461 | 674 | 964 | 1351 | 1857 | 2512 | 3346 | 4385 | 5715 | 7253 | 9030 | 10999 | 13148 | 15316 | 17382 | 19228 | 20781 | 22030 | 22990 | 23710 | 23824 | 23810 | 23726 | 23576 | 23340 | 23030 | 22683 | 22308 | NPgY | GSP | NG FES - System Transformation | Number of full electric cars and vans
NG FES - System Transformation | Lct_BB001 | Number of | NPgY | SALTEND NORTH | Number of full electric cars and vans | SALT_1 | 118 | 189 | 333 | 519 | 771 | 1103 | 1553 | 2148 | 2926 | 3931 | 5211 | 6804 | 8842 | 11199 | 13920 | 16937 | 20229 | 23549 | 26713 | 29541 | 31919 | 33832 | 35301 | 36404 | 36580 | 36557 | 36428 | 36199 | 35837 | 35361 | 34827 | 34252 | NPgY | GSP | NG FES - System Transformation | Number of full electric cars and vans
NG FES - System Transformation | Lct_BB001 | Number of | NPgY | SHEFFIELD CITY | Number of full electric cars and vans | SHEC_3 | 85 | 139 | 247 | 391 | 588 | 852 | 1211 | 1687 | 2310 | 3116 | 4142 | 5421 | 7055 | 8948 | 11132 | 13553 | 16196 | 18861 | 21400 | 23671 | 25580 | 27116 | 28295 | 29181 | 29322 | 29303 | 29200 | 29016 | 28726 | 28344 | 27916 | 27456 | NPgY | GSP | NG FES - System Transformation | Number of full electric cars and vans
NG FES - System Transformation | Lct_BB001 | Number of | NPgY | SKELTON GRANGE | Number of full electric cars and vans | SKLGB1 | 730 | 1263 | 2376 | 3963 | 6268 | 9530 | 14025 | 20042 | 27943 | 38183 | 51251 | 67544 | 88387 | 112525 | 140402 | 171314 | 205041 | 239070 | 271494 | 300484 | 324860 | 344468 | 359524 | 370829 | 372626 | 372394 | 371082 | 368745 | 365054 | 360208 | 354769 | 348916 | NPgY | GSP | NG FES - System Transformation | Number of full electric cars and vans
NG FES - System Transformation | Lct_BB001 | Number of | NPgY | TEMPLEBOROUGH 275/33KV | Number of full electric cars and vans | TEMP_3 | 15 | 24 | 41 | 65 | 96 | 137 | 192 | 265 | 360 | 484 | 641 | 837 | 1087 | 1376 | 1710 | 2080 | 2484 | 2892 | 3280 | 3628 | 3919 | 4154 | 4335 | 4470 | 4492 | 4489 | 4473 | 4445 | 4400 | 4342 | 4276 | 4206 | NPgY | GSP | NG FES - System Transformation | Number of full electric cars and vans
NG FES - System Transformation | Lct_BB001 | Number of | NPgY | THURCROFT | Number of full electric cars and vans | THUR_6 | 736 | 1124 | 1863 | 2733 | 3787 | 5019 | 6626 | 8717 | 11420 | 14887 | 19285 | 24746 | 31718 | 39772 | 49057 | 59342 | 70573 | 81895 | 92677 | 102317 | 110421 | 116942 | 121951 | 125715 | 126313 | 126235 | 125790 | 124998 | 123746 | 122104 | 120260 | 118276 | NPgY | GSP | NG FES - System Transformation | Number of full electric cars and vans
NG FES - System Transformation | Lct_BB001 | Number of | NPgY | WEST MELTON / THORPE MARSH | Number of full electric cars and vans | WMEL_THOM | 935 | 1469 | 2514 | 3821 | 5513 | 7650 | 10505 | 14266 | 19162 | 25474 | 33501 | 43487 | 56248 | 71006 | 88034 | 106905 | 127504 | 148277 | 168065 | 185757 | 200633 | 212600 | 221791 | 228694 | 229792 | 229649 | 228840 | 227399 | 225122 | 222134 | 218780 | 215170 | NPgY | GSP | NG FES - System Transformation | Number of full electric cars and vans
NG FES - System Transformation | Lct_BB001 | Number of | NPgY | WEST MELTON SECTION 3 | Number of full electric cars and vans | WMEL_BB3 | 807 | 1280 | 2212 | 3397 | 4957 | 6962 | 9654 | 13211 | 17848 | 23830 | 31444 | 40919 | 53029 | 67038 | 83204 | 101121 | 120678 | 140401 | 159191 | 175990 | 190114 | 201477 | 210204 | 216758 | 217800 | 217665 | 216898 | 215532 | 213374 | 210542 | 207363 | 203942 | NPgY | GSP | NG FES - System Transformation | Number of full electric cars and vans
NG FES - System Transformation | Lct_BB001 | Number of | NPgY | WINCOBANK | Number of full electric cars and vans | WIBA_3 | 18 | 32 | 60 | 100 | 158 | 240 | 354 | 505 | 704 | 962 | 1291 | 1702 | 2227 | 2835 | 3537 | 4316 | 5166 | 6023 | 6840 | 7570 | 8184 | 8678 | 9058 | 9342 | 9388 | 9382 | 9349 | 9290 | 9197 | 9075 | 8938 | 8790 | NPgY | GSP | NG FES - System Transformation | Number of full electric cars and vans
NG FES - System Transformation | Lct_BB5678_NPgAggregate | Number of | NPgN | BLYTH 66kV | Number of heat pumps (total) | BLYTB1 | 771 | 917 | 932 | 1239 | 1550 | 1881 | 2218 | 2807 | 3399 | 4032 | 4723 | 5507 | 6660 | 7500 | 8524 | 9743 | 11163 | 12592 | 15261 | 17834 | 20297 | 22649 | 25641 | 27801 | 29967 | 32101 | 34175 | 36683 | 38480 | 40112 | 41552 | 42805 | NPgN | GSP | NG FES - System Transformation | Number of heat pumps (total)
NG FES - System Transformation | Lct_BB5678_NPgAggregate | Number of | NPgN | BLYTH 132kV | Number of heat pumps (total) | BLYTH132 | 336 | 400 | 401 | 491 | 572 | 658 | 775 | 1011 | 1307 | 1661 | 2070 | 2540 | 3306 | 3705 | 4190 | 4765 | 5424 | 6046 | 7057 | 8029 | 8875 | 9666 | 10448 | 10981 | 11505 | 12019 | 12520 | 13138 | 13573 | 13962 | 14297 | 14584 | NPgN | GSP | NG FES - System Transformation | Number of heat pumps (total)
NG FES - System Transformation | Lct_BB5678_NPgAggregate | Number of | NPgN | FOURSTONES | Number of heat pumps (total) | FOUR_1 | 94 | 107 | 108 | 128 | 148 | 169 | 205 | 280 | 401 | 546 | 723 | 926 | 1261 | 1419 | 1611 | 1840 | 2099 | 2350 | 2714 | 3062 | 3341 | 3598 | 3850 | 4015 | 4170 | 4321 | 4466 | 4650 | 4770 | 4876 | 4964 | 5035 | NPgN | GSP | NG FES - System Transformation | Number of heat pumps (total)
NG FES - System Transformation | Lct_BB5678_NPgAggregate | Number of | NPgN | HARTMOOR | Number of heat pumps (total) | HARM_6 | 398 | 470 | 478 | 638 | 802 | 977 | 1155 | 1466 | 1788 | 2131 | 2511 | 2941 | 3576 | 4026 | 4576 | 5233 | 6001 | 6784 | 8231 | 9624 | 10949 | 12213 | 13823 | 14979 | 16139 | 17280 | 18388 | 19730 | 20680 | 21539 | 22295 | 22946 | NPgN | GSP | NG FES - System Transformation | Number of heat pumps (total)
NG FES - System Transformation | Lct_BB5678_NPgAggregate | Number of | NPgN | HAWTHORN PIT GRID | Number of heat pumps (total) | HAWP_6 | 389 | 469 | 477 | 641 | 807 | 984 | 1164 | 1480 | 1801 | 2143 | 2519 | 2946 | 3572 | 4050 | 4634 | 5332 | 6147 | 6959 | 8546 | 10077 | 11574 | 13004 | 14817 | 16131 | 17452 | 18755 | 20023 | 21554 | 22654 | 23651 | 24530 | 25292 | NPgN | GSP | NG FES - System Transformation | Number of heat pumps (total)
NG FES - System Transformation | Lct_BB5678_NPgAggregate | Number of | NPgN | KNARESBOROUGH | Number of heat pumps (total) | KNARE_111 | 670 | 771 | 783 | 973 | 1161 | 1362 | 1580 | 1995 | 2449 | 2943 | 3479 | 4080 | 4981 | 5599 | 6330 | 7183 | 8153 | 9210 | 10940 | 12604 | 14229 | 15780 | 17699 | 19040 | 20374 | 21686 | 22963 | 24526 | 25630 | 26634 | 27529 | 28311 | NPgN | GSP | NG FES - System Transformation | Number of heat pumps (total)
NG FES - System Transformation | Lct_BB5678_NPgAggregate | Number of | NPgN | LACKENBY | Number of heat pumps (total) | LACK_6 | 598 | 715 | 726 | 964 | 1204 | 1459 | 1723 | 2193 | 2686 | 3218 | 3809 | 4478 | 5470 | 6189 | 7068 | 8114 | 9335 | 10574 | 12841 | 15026 | 17134 | 19149 | 21697 | 23528 | 25365 | 27178 | 28941 | 31080 | 32616 | 34005 | 35223 | 36275 | NPgN | GSP | NG FES - System Transformation | Number of heat pumps (total)
NG FES - System Transformation | Lct_BB5678_NPgAggregate | Number of | NPgN | NORTON | Number of heat pumps (total) | NORT_1 | 1848 | 2149 | 2189 | 2855 | 3538 | 4266 | 5037 | 6423 | 7914 | 9528 | 11324 | 13356 | 16413 | 18422 | 20856 | 23742 | 27088 | 30547 | 36532 | 42292 | 47735 | 52913 | 59377 | 63949 | 68514 | 72999 | 77347 | 82647 | 86372 | 89738 | 92697 | 95241 | NPgN | GSP | NG FES - System Transformation | Number of heat pumps (total)
NG FES - System Transformation | Lct_BB5678_NPgAggregate | Number of | NPgN | OFFERTON | Number of heat pumps (total) | OFFE_3 | 155 | 177 | 181 | 244 | 311 | 383 | 459 | 593 | 737 | 888 | 1054 | 1241 | 1516 | 1759 | 2055 | 2407 | 2817 | 3237 | 4147 | 5026 | 5908 | 6748 | 7806 | 8579 | 9359 | 10129 | 10879 | 11779 | 12413 | 12993 | 13523 | 13988 | NPgN | GSP | NG FES - System Transformation | Number of heat pumps (total)
NG FES - System Transformation | Lct_BB5678_NPgAggregate | Number of | NPgN | OSBALDWICK | Number of heat pumps (total) | OSBA_1 | 1382 | 1608 | 1625 | 2028 | 2426 | 2849 | 3300 | 4151 | 5088 | 6103 | 7225 | 8483 | 10353 | 11658 | 13224 | 15071 | 17202 | 19479 | 23296 | 26965 | 30424 | 33719 | 37822 | 40705 | 43584 | 46419 | 49175 | 52543 | 54901 | 57037 | 58923 | 60557 | NPgN | GSP | NG FES - System Transformation | Number of heat pumps (total)
NG FES - System Transformation | Lct_BB5678_NPgAggregate | Number of | NPgN | POPPLETON | Number of heat pumps (total) | POPP_3 | 185 | 215 | 219 | 288 | 360 | 437 | 516 | 659 | 810 | 970 | 1147 | 1346 | 1640 | 1841 | 2085 | 2374 | 2710 | 3068 | 3694 | 4296 | 4874 | 5424 | 6124 | 6617 | 7110 | 7594 | 8061 | 8633 | 9025 | 9379 | 9692 | 9959 | NPgN | GSP | NG FES - System Transformation | Number of heat pumps (total)
NG FES - System Transformation | Lct_BB5678_NPgAggregate | Number of | NPgN | SALTHOLME | Number of heat pumps (total) | SALH_1 | 12 | 13 | 14 | 17 | 21 | 25 | 30 | 39 | 49 | 59 | 71 | 83 | 102 | 113 | 127 | 143 | 161 | 184 | 211 | 238 | 263 | 288 | 321 | 342 | 363 | 384 | 403 | 428 | 445 | 460 | 472 | 483 | NPgN | GSP | NG FES - System Transformation | Number of heat pumps (total)
NG FES - System Transformation | Lct_BB5678_NPgAggregate | Number of | NPgN | SOUTH SHIELDS | Number of heat pumps (total) | SSHI_3 | 206 | 239 | 244 | 322 | 405 | 493 | 584 | 748 | 916 | 1093 | 1287 | 1504 | 1821 | 2078 | 2390 | 2760 | 3190 | 3635 | 4517 | 5367 | 6205 | 7007 | 8028 | 8769 | 9515 | 10251 | 10967 | 11831 | 12443 | 13002 | 13503 | 13941 | NPgN | GSP | NG FES - System Transformation | Number of heat pumps (total)
NG FES - System Transformation | Lct_BB5678_NPgAggregate | Number of | NPgN | SPADEADAM | Number of heat pumps (total) | KIELD01 and SPAD20 | 39 | 45 | 46 | 55 | 64 | 73 | 86 | 114 | 154 | 202 | 260 | 325 | 430 | 483 | 546 | 621 | 706 | 793 | 913 | 1028 | 1124 | 1213 | 1308 | 1370 | 1430 | 1487 | 1543 | 1613 | 1659 | 1700 | 1734 | 1761 | NPgN | GSP | NG FES - System Transformation | Number of heat pumps (total)
NG FES - System Transformation | Lct_BB5678_NPgAggregate | Number of | NPgN | SPENNYMOOR | Number of heat pumps (total) | SPEN_1 | 1277 | 1562 | 1568 | 1999 | 2399 | 2823 | 3257 | 4056 | 4902 | 5820 | 6833 | 7976 | 9652 | 10817 | 12231 | 13911 | 15862 | 17874 | 21328 | 24648 | 27778 | 30759 | 34531 | 37196 | 39849 | 42459 | 44995 | 48095 | 50285 | 52251 | 53957 | 55415 | NPgN | GSP | NG FES - System Transformation | Number of heat pumps (total)
NG FES - System Transformation | Lct_BB5678_NPgAggregate | Number of | NPgN | STELLA NORTH | Number of heat pumps (total) | STEN_1 | 799 | 917 | 931 | 1204 | 1494 | 1803 | 2127 | 2719 | 3362 | 4046 | 4806 | 5658 | 6894 | 7787 | 8869 | 10150 | 11645 | 13266 | 16018 | 18664 | 21211 | 23645 | 26770 | 28973 | 31182 | 33356 | 35468 | 38053 | 39853 | 41477 | 42901 | 44117 | NPgN | GSP | NG FES - System Transformation | Number of heat pumps (total)
NG FES - System Transformation | Lct_BB5678_NPgAggregate | Number of | NPgN | STELLA SOUTH | Number of heat pumps (total) | STES_1 | 636 | 755 | 766 | 994 | 1221 | 1461 | 1711 | 2162 | 2641 | 3158 | 3730 | 4376 | 5337 | 6048 | 6912 | 7939 | 9132 | 10340 | 12587 | 14752 | 16810 | 18773 | 21240 | 23016 | 24798 | 26555 | 28265 | 30333 | 31810 | 33152 | 34340 | 35378 | NPgN | GSP | NG FES - System Transformation | Number of heat pumps (total)
NG FES - System Transformation | Lct_BB5678_NPgAggregate | Number of | NPgN | TYNEMOUTH | Number of heat pumps (total) | TYNE_1 | 627 | 721 | 738 | 987 | 1255 | 1540 | 1835 | 2354 | 2877 | 3432 | 4035 | 4717 | 5710 | 6421 | 7282 | 8306 | 9496 | 10737 | 13009 | 15197 | 17352 | 19408 | 22051 | 23938 | 25826 | 27683 | 29484 | 31673 | 33208 | 34597 | 35825 | 36881 | NPgN | GSP | NG FES - System Transformation | Number of heat pumps (total)
NG FES - System Transformation | Lct_BB5678_NPgAggregate | Number of | NPgN | WEST BOLDON | Number of heat pumps (total) | WBOL_6 | 773 | 903 | 922 | 1241 | 1578 | 1937 | 2306 | 2955 | 3612 | 4306 | 5065 | 5921 | 7171 | 8143 | 9326 | 10736 | 12378 | 14049 | 17334 | 20502 | 23628 | 26619 | 30438 | 33208 | 35993 | 38741 | 41415 | 44642 | 46954 | 49056 | 50921 | 52541 | NPgN | GSP | NG FES - System Transformation | Number of heat pumps (total)
NG FES - System Transformation | Lct_BB5678_NPgAggregate | Number of | NPgY | BRADFORD WEST | Number of heat pumps (total) | BRAW_1 | 1536 | 1712 | 1751 | 2259 | 2772 | 3338 | 3926 | 4983 | 6185 | 7473 | 8888 | 10490 | 12971 | 14602 | 16743 | 19281 | 22219 | 25415 | 30970 | 36487 | 41782 | 46921 | 53599 | 58243 | 62890 | 67463 | 71906 | 77289 | 81109 | 84520 | 87574 | 90219 | NPgY | GSP | NG FES - System Transformation | Number of heat pumps (total)
NG FES - System Transformation | Lct_BB5678_NPgAggregate | Number of | NPgY | CAMBLESFORTH | Number of heat pumps (total) | CAMB_01 | 136 | 155 | 157 | 198 | 239 | 281 | 333 | 430 | 546 | 675 | 823 | 995 | 1279 | 1500 | 1699 | 1936 | 2211 | 2488 | 2975 | 3428 | 3856 | 4227 | 4681 | 4989 | 5298 | 5602 | 5897 | 6258 | 6513 | 6743 | 6946 | 7122 | NPgY | GSP | NG FES - System Transformation | Number of heat pumps (total)
NG FES - System Transformation | Lct_BB5678_NPgAggregate | Number of | NPgY | CREYKE BECK | Number of heat pumps (total) | CREB_1 | 2249 | 2525 | 2562 | 3210 | 3867 | 4552 | 5295 | 6608 | 8032 | 9582 | 11312 | 13252 | 16310 | 18498 | 20909 | 23755 | 27053 | 30488 | 36551 | 42250 | 47681 | 52776 | 59311 | 63825 | 68333 | 72775 | 77097 | 82343 | 86075 | 89493 | 92495 | 95105 | NPgY | GSP | NG FES - System Transformation | Number of heat pumps (total)
NG FES - System Transformation | Lct_BB5678_NPgAggregate | Number of | NPgY | DRAX | Number of heat pumps (total) | DRAX_YEDL | 335 | 378 | 380 | 462 | 546 | 629 | 730 | 916 | 1130 | 1371 | 1646 | 1966 | 2486 | 2876 | 3221 | 3631 | 4108 | 4590 | 5391 | 6111 | 6786 | 7335 | 8007 | 8452 | 8894 | 9329 | 9752 | 10273 | 10632 | 10961 | 11242 | 11479 | NPgY | GSP | NG FES - System Transformation | Number of heat pumps (total)
NG FES - System Transformation | Lct_BB5678_NPgAggregate | Number of | NPgY | ELLAND | Number of heat pumps (total) | ELLA_1 | 1171 | 1311 | 1342 | 1749 | 2161 | 2611 | 3073 | 3891 | 4796 | 5764 | 6824 | 8016 | 9858 | 11082 | 12682 | 14574 | 16765 | 19128 | 23309 | 27459 | 31443 | 35354 | 40447 | 43998 | 47551 | 51045 | 54439 | 58545 | 61467 | 64083 | 66424 | 68457 | NPgY | GSP | NG FES - System Transformation | Number of heat pumps (total)
NG FES - System Transformation | Lct_BB5678_NPgAggregate | Number of | NPgY | FERRYBRIDGE A | Number of heat pumps (total) | FERRA2 | 567 | 672 | 673 | 858 | 1046 | 1228 | 1422 | 1758 | 2116 | 2506 | 2941 | 3435 | 4193 | 4679 | 5287 | 6015 | 6865 | 7762 | 9281 | 10697 | 12046 | 13289 | 14907 | 16015 | 17122 | 18214 | 19277 | 20577 | 21487 | 22322 | 23039 | 23649 | NPgY | GSP | NG FES - System Transformation | Number of heat pumps (total)
NG FES - System Transformation | Lct_BB5678_NPgAggregate | Number of | NPgY | FERRYBRIDGE B | Number of heat pumps (total) | FERRB9 | 965 | 1094 | 1113 | 1448 | 1787 | 2152 | 2541 | 3235 | 4015 | 4862 | 5804 | 6885 | 8580 | 9722 | 11050 | 12635 | 14477 | 16449 | 19786 | 22949 | 25967 | 28766 | 32385 | 34878 | 37374 | 39833 | 42220 | 45133 | 47180 | 49040 | 50663 | 52056 | NPgY | GSP | NG FES - System Transformation | Number of heat pumps (total)
NG FES - System Transformation | Lct_BB5678_NPgAggregate | Number of | NPgY | GRIMSBY WEST | Number of heat pumps (total) | GRIW_1 | 615 | 693 | 704 | 898 | 1095 | 1304 | 1525 | 1915 | 2326 | 2771 | 3265 | 3814 | 4667 | 5262 | 5973 | 6813 | 7788 | 8800 | 10642 | 12418 | 14116 | 15766 | 17895 | 19375 | 20854 | 22311 | 23727 | 25442 | 26662 | 27767 | 28744 | 29591 | NPgY | GSP | NG FES - System Transformation | Number of heat pumps (total)
NG FES - System Transformation | Lct_BB5678_NPgAggregate | Number of | NPgY | JORDANTHORPE | Number of heat pumps (total) | JORD_3 | 177 | 198 | 202 | 268 | 334 | 410 | 490 | 636 | 796 | 969 | 1160 | 1378 | 1714 | 1933 | 2198 | 2513 | 2880 | 3274 | 3937 | 4582 | 5199 | 5804 | 6593 | 7130 | 7666 | 8193 | 8704 | 9330 | 9763 | 10152 | 10489 | 10773 | NPgY | GSP | NG FES - System Transformation | Number of heat pumps (total)
NG FES - System Transformation | Lct_BB5678_NPgAggregate | Number of | NPgY | KEADBY | Number of heat pumps (total) | KEAD_YEDL | 1194 | 1360 | 1373 | 1697 | 2026 | 2356 | 2761 | 3503 | 4382 | 5363 | 6486 | 7787 | 9917 | 11539 | 13028 | 14797 | 16848 | 18915 | 22482 | 25703 | 28734 | 31320 | 34501 | 36648 | 38790 | 40905 | 42963 | 45487 | 47256 | 48887 | 50298 | 51510 | NPgY | GSP | NG FES - System Transformation | Number of heat pumps (total)
NG FES - System Transformation | Lct_BB5678_NPgAggregate | Number of | NPgY | KIRKSTALL B | Number of heat pumps (total) | KIRKB1 | 692 | 774 | 797 | 1081 | 1368 | 1693 | 2015 | 2583 | 3194 | 3843 | 4551 | 5347 | 6564 | 7342 | 8330 | 9501 | 10860 | 12366 | 14865 | 17303 | 19642 | 21942 | 24980 | 27069 | 29159 | 31211 | 33196 | 35617 | 37309 | 38831 | 40163 | 41304 | NPgY | GSP | NG FES - System Transformation | Number of heat pumps (total)
NG FES - System Transformation | Lct_BB5678_NPgAggregate | Number of | NPgY | NEEPSEND | Number of heat pumps (total) | NEEP_3 | 304 | 342 | 349 | 452 | 556 | 670 | 787 | 996 | 1225 | 1470 | 1738 | 2038 | 2493 | 2778 | 3193 | 3686 | 4258 | 4882 | 5991 | 7116 | 8200 | 9262 | 10646 | 11617 | 12588 | 13545 | 14475 | 15599 | 16401 | 17114 | 17757 | 18316 | NPgY | GSP | NG FES - System Transformation | Number of heat pumps (total)
NG FES - System Transformation | Lct_BB5678_NPgAggregate | Number of | NPgY | NORTON LEES | Number of heat pumps (total) | NORL_3 | 253 | 286 | 291 | 384 | 478 | 583 | 689 | 881 | 1088 | 1310 | 1552 | 1822 | 2227 | 2470 | 2824 | 3244 | 3733 | 4276 | 5199 | 6150 | 7067 | 7982 | 9187 | 10017 | 10846 | 11661 | 12451 | 13412 | 14085 | 14677 | 15206 | 15658 | NPgY | GSP | NG FES - System Transformation | Number of heat pumps (total)
NG FES - System Transformation | Lct_BB5678_NPgAggregate | Number of | NPgY | PITSMOOR 3/4 | Number of heat pumps (total) | PITS_BB_B | 113 | 127 | 130 | 171 | 212 | 258 | 304 | 389 | 484 | 586 | 696 | 820 | 1006 | 1119 | 1296 | 1506 | 1748 | 2021 | 2498 | 2971 | 3429 | 3885 | 4483 | 4904 | 5327 | 5745 | 6153 | 6647 | 7000 | 7322 | 7606 | 7855 | NPgY | GSP | NG FES - System Transformation | Number of heat pumps (total)
NG FES - System Transformation | Lct_BB5678_NPgAggregate | Number of | NPgY | SALTEND NORTH | Number of heat pumps (total) | SALT_1 | 282 | 322 | 325 | 409 | 494 | 581 | 673 | 836 | 1011 | 1202 | 1414 | 1653 | 2025 | 2282 | 2590 | 2956 | 3382 | 3822 | 4617 | 5366 | 6082 | 6762 | 7639 | 8249 | 8860 | 9462 | 10049 | 10760 | 11267 | 11733 | 12141 | 12495 | NPgY | GSP | NG FES - System Transformation | Number of heat pumps (total)
NG FES - System Transformation | Lct_BB5678_NPgAggregate | Number of | NPgY | SHEFFIELD CITY | Number of heat pumps (total) | SHEC_3 | 186 | 207 | 213 | 272 | 331 | 396 | 462 | 581 | 720 | 865 | 1022 | 1195 | 1456 | 1623 | 1851 | 2118 | 2423 | 2784 | 3354 | 3921 | 4467 | 5010 | 5725 | 6214 | 6704 | 7186 | 7654 | 8225 | 8628 | 8990 | 9314 | 9597 | NPgY | GSP | NG FES - System Transformation | Number of heat pumps (total)
NG FES - System Transformation | Lct_BB5678_NPgAggregate | Number of | NPgY | SKELTON GRANGE | Number of heat pumps (total) | SKLGB1 | 1635 | 1831 | 1887 | 2548 | 3218 | 3970 | 4719 | 6038 | 7466 | 8985 | 10639 | 12499 | 15345 | 17166 | 19563 | 22408 | 25706 | 29350 | 35543 | 41704 | 47623 | 53443 | 61087 | 66389 | 71696 | 76908 | 81957 | 88089 | 92411 | 96269 | 99696 | 102652 | NPgY | GSP | NG FES - System Transformation | Number of heat pumps (total)
NG FES - System Transformation | Lct_BB5678_NPgAggregate | Number of | NPgY | TEMPLEBOROUGH 275/33KV | Number of heat pumps (total) | TEMP_3 | 14 | 16 | 16 | 22 | 29 | 36 | 43 | 56 | 71 | 86 | 103 | 123 | 152 | 170 | 193 | 221 | 254 | 291 | 351 | 408 | 464 | 519 | 594 | 644 | 694 | 744 | 792 | 851 | 891 | 928 | 959 | 984 | NPgY | GSP | NG FES - System Transformation | Number of heat pumps (total)
NG FES - System Transformation | Lct_BB5678_NPgAggregate | Number of | NPgY | THURCROFT | Number of heat pumps (total) | THUR_6 | 906 | 1047 | 1059 | 1368 | 1682 | 2001 | 2332 | 2895 | 3468 | 4088 | 4776 | 5543 | 6730 | 7541 | 8530 | 9705 | 11073 | 12471 | 15036 | 17426 | 19708 | 21876 | 24692 | 26665 | 28640 | 30587 | 32482 | 34773 | 36413 | 37928 | 39250 | 40398 | NPgY | GSP | NG FES - System Transformation | Number of heat pumps (total)
NG FES - System Transformation | Lct_BB5678_NPgAggregate | Number of | NPgY | WEST MELTON / THORPE MARSH | Number of heat pumps (total) | WMEL_THOM | 1499 | 1752 | 1772 | 2281 | 2798 | 3314 | 3851 | 4781 | 5766 | 6828 | 7998 | 9298 | 11284 | 12587 | 14276 | 16274 | 18590 | 21091 | 25377 | 29454 | 33361 | 37137 | 42070 | 45478 | 48889 | 52253 | 55527 | 59509 | 62335 | 64922 | 67190 | 69153 | NPgY | GSP | NG FES - System Transformation | Number of heat pumps (total)
NG FES - System Transformation | Lct_BB5678_NPgAggregate | Number of | NPgY | WEST MELTON SECTION 3 | Number of heat pumps (total) | WMEL_BB3 | 1373 | 1586 | 1606 | 2079 | 2559 | 3057 | 3576 | 4490 | 5505 | 6600 | 7810 | 9191 | 11316 | 12671 | 14442 | 16558 | 19018 | 21691 | 26202 | 30519 | 34655 | 38559 | 43659 | 47188 | 50724 | 54211 | 57602 | 61731 | 64648 | 67301 | 69624 | 71624 | NPgY | GSP | NG FES - System Transformation | Number of heat pumps (total)
NG FES - System Transformation | Lct_BB5678_NPgAggregate | Number of | NPgY | WINCOBANK | Number of heat pumps (total) | WIBA_3 | 51 | 58 | 59 | 81 | 102 | 126 | 150 | 191 | 235 | 281 | 332 | 389 | 476 | 532 | 605 | 691 | 791 | 901 | 1087 | 1267 | 1439 | 1609 | 1832 | 1987 | 2143 | 2296 | 2444 | 2625 | 2752 | 2869 | 2971 | 3059 | NPgY | GSP | NG FES - System Transformation | Number of heat pumps (total)
NG FES - System Transformation | Lct_BB002 | Number of | NPgN | BLYTH 66kV | Number of hybrid electric cars and vans | BLYTB1 | 240 | 310 | 511 | 683 | 906 | 1174 | 1485 | 1843 | 2246 | 2700 | 3200 | 3743 | 4283 | 4775 | 5284 | 5817 | 5591 | 5339 | 5046 | 4630 | 4285 | 3891 | 3454 | 2961 | 2418 | 1819 | 1255 | 638 | 0 | 0 | 0 | 0 | NPgN | GSP | NG FES - System Transformation | Number of hybrid electric cars and vans
NG FES - System Transformation | Lct_BB002 | Number of | NPgN | BLYTH 132kV | Number of hybrid electric cars and vans | BLYTH132 | 156 | 187 | 283 | 347 | 419 | 491 | 567 | 658 | 763 | 884 | 1019 | 1169 | 1317 | 1452 | 1594 | 1744 | 1669 | 1588 | 1497 | 1372 | 1268 | 1150 | 1020 | 874 | 714 | 537 | 371 | 188 | 0 | 0 | 0 | 0 | NPgN | GSP | NG FES - System Transformation | Number of hybrid electric cars and vans
NG FES - System Transformation | Lct_BB002 | Number of | NPgN | FOURSTONES | Number of hybrid electric cars and vans | FOUR_1 | 28 | 35 | 55 | 71 | 90 | 113 | 138 | 167 | 200 | 237 | 279 | 324 | 369 | 410 | 452 | 497 | 477 | 455 | 430 | 394 | 365 | 331 | 294 | 252 | 206 | 155 | 107 | 54 | 0 | 0 | 0 | 0 | NPgN | GSP | NG FES - System Transformation | Number of hybrid electric cars and vans
NG FES - System Transformation | Lct_BB002 | Number of | NPgN | HARTMOOR | Number of hybrid electric cars and vans | HARM_6 | 99 | 129 | 216 | 292 | 393 | 516 | 659 | 824 | 1009 | 1217 | 1446 | 1695 | 1942 | 2167 | 2399 | 2643 | 2541 | 2427 | 2295 | 2106 | 1949 | 1770 | 1571 | 1347 | 1100 | 827 | 571 | 290 | 0 | 0 | 0 | 0 | NPgN | GSP | NG FES - System Transformation | Number of hybrid electric cars and vans
NG FES - System Transformation | Lct_BB002 | Number of | NPgN | HAWTHORN PIT GRID | Number of hybrid electric cars and vans | HAWP_6 | 150 | 192 | 314 | 415 | 547 | 702 | 882 | 1089 | 1323 | 1586 | 1877 | 2193 | 2507 | 2793 | 3089 | 3399 | 3267 | 3119 | 2947 | 2704 | 2502 | 2272 | 2017 | 1729 | 1412 | 1062 | 733 | 373 | 0 | 0 | 0 | 0 | NPgN | GSP | NG FES - System Transformation | Number of hybrid electric cars and vans
NG FES - System Transformation | Lct_BB002 | Number of | NPgN | KNARESBOROUGH | Number of hybrid electric cars and vans | KNARE_111 | 291 | 362 | 575 | 740 | 946 | 1180 | 1444 | 1752 | 2101 | 2497 | 2934 | 3411 | 3885 | 4318 | 4766 | 5238 | 5028 | 4797 | 4530 | 4154 | 3843 | 3489 | 3097 | 2655 | 2167 | 1631 | 1125 | 572 | 0 | 0 | 0 | 0 | NPgN | GSP | NG FES - System Transformation | Number of hybrid electric cars and vans
NG FES - System Transformation | Lct_BB002 | Number of | NPgN | LACKENBY | Number of hybrid electric cars and vans | LACK_6 | 144 | 196 | 339 | 475 | 658 | 888 | 1159 | 1469 | 1817 | 2206 | 2634 | 3096 | 3557 | 3976 | 4408 | 4860 | 4677 | 4470 | 4227 | 3880 | 3591 | 3262 | 2896 | 2483 | 2028 | 1525 | 1052 | 535 | 0 | 0 | 0 | 0 | NPgN | GSP | NG FES - System Transformation | Number of hybrid electric cars and vans
NG FES - System Transformation | Lct_BB002 | Number of | NPgN | NORTON | Number of hybrid electric cars and vans | NORT_1 | 538 | 715 | 1208 | 1655 | 2249 | 2981 | 3839 | 4824 | 5928 | 7169 | 8532 | 10010 | 11481 | 12820 | 14201 | 15648 | 15050 | 14379 | 13594 | 12476 | 11547 | 10487 | 9311 | 7983 | 6518 | 4904 | 3383 | 1721 | 0 | 0 | 0 | 0 | NPgN | GSP | NG FES - System Transformation | Number of hybrid electric cars and vans
NG FES - System Transformation | Lct_BB002 | Number of | NPgN | OFFERTON | Number of hybrid electric cars and vans | OFFE_3 | 66 | 86 | 143 | 193 | 259 | 338 | 431 | 538 | 657 | 792 | 940 | 1101 | 1261 | 1407 | 1557 | 1715 | 1649 | 1575 | 1489 | 1366 | 1264 | 1148 | 1019 | 874 | 714 | 537 | 370 | 188 | 0 | 0 | 0 | 0 | NPgN | GSP | NG FES - System Transformation | Number of hybrid electric cars and vans
NG FES - System Transformation | Lct_BB002 | Number of | NPgN | OSBALDWICK | Number of hybrid electric cars and vans | OSBA_1 | 543 | 665 | 1036 | 1309 | 1638 | 1997 | 2397 | 2864 | 3397 | 4005 | 4679 | 5416 | 6149 | 6818 | 7512 | 8245 | 7907 | 7538 | 7115 | 6522 | 6032 | 5475 | 4859 | 4165 | 3401 | 2558 | 1765 | 898 | 0 | 0 | 0 | 0 | NPgN | GSP | NG FES - System Transformation | Number of hybrid electric cars and vans
NG FES - System Transformation | Lct_BB002 | Number of | NPgN | POPPLETON | Number of hybrid electric cars and vans | POPP_3 | 94 | 115 | 178 | 224 | 279 | 338 | 403 | 480 | 568 | 668 | 779 | 900 | 1021 | 1132 | 1246 | 1367 | 1311 | 1250 | 1179 | 1081 | 1000 | 907 | 805 | 690 | 563 | 424 | 292 | 149 | 0 | 0 | 0 | 0 | NPgN | GSP | NG FES - System Transformation | Number of hybrid electric cars and vans
NG FES - System Transformation | Lct_BB002 | Number of | NPgN | SALTHOLME | Number of hybrid electric cars and vans | SALH_1 | 2 | 3 | 5 | 7 | 9 | 12 | 15 | 19 | 24 | 29 | 34 | 40 | 46 | 51 | 57 | 63 | 60 | 57 | 54 | 50 | 46 | 42 | 37 | 32 | 26 | 20 | 14 | 7 | 0 | 0 | 0 | 0 | NPgN | GSP | NG FES - System Transformation | Number of hybrid electric cars and vans
NG FES - System Transformation | Lct_BB002 | Number of | NPgN | SOUTH SHIELDS | Number of hybrid electric cars and vans | SSHI_3 | 63 | 81 | 134 | 179 | 237 | 307 | 388 | 482 | 587 | 706 | 836 | 978 | 1120 | 1248 | 1381 | 1520 | 1461 | 1395 | 1319 | 1210 | 1120 | 1017 | 903 | 774 | 632 | 475 | 328 | 167 | 0 | 0 | 0 | 0 | NPgN | GSP | NG FES - System Transformation | Number of hybrid electric cars and vans
NG FES - System Transformation | Lct_BB002 | Number of | NPgN | SPADEADAM | Number of hybrid electric cars and vans | KIELD01 and SPAD20 | 8 | 10 | 17 | 24 | 32 | 42 | 53 | 67 | 82 | 99 | 117 | 137 | 158 | 176 | 195 | 214 | 206 | 197 | 186 | 171 | 158 | 144 | 128 | 109 | 89 | 67 | 46 | 24 | 0 | 0 | 0 | 0 | NPgN | GSP | NG FES - System Transformation | Number of hybrid electric cars and vans
NG FES - System Transformation | Lct_BB002 | Number of | NPgN | SPENNYMOOR | Number of hybrid electric cars and vans | SPEN_1 | 361 | 460 | 748 | 986 | 1292 | 1653 | 2068 | 2549 | 3090 | 3701 | 4375 | 5107 | 5836 | 6500 | 7187 | 7908 | 7598 | 7253 | 6853 | 6287 | 5818 | 5282 | 4689 | 4020 | 3282 | 2469 | 1704 | 866 | 0 | 0 | 0 | 0 | NPgN | GSP | NG FES - System Transformation | Number of hybrid electric cars and vans
NG FES - System Transformation | Lct_BB002 | Number of | NPgN | STELLA NORTH | Number of hybrid electric cars and vans | STEN_1 | 230 | 293 | 477 | 630 | 827 | 1059 | 1326 | 1636 | 1984 | 2377 | 2810 | 3282 | 3751 | 4178 | 4619 | 5083 | 4884 | 4663 | 4406 | 4042 | 3740 | 3396 | 3015 | 2584 | 2110 | 1588 | 1095 | 557 | 0 | 0 | 0 | 0 | NPgN | GSP | NG FES - System Transformation | Number of hybrid electric cars and vans
NG FES - System Transformation | Lct_BB002 | Number of | NPgN | STELLA SOUTH | Number of hybrid electric cars and vans | STES_1 | 225 | 283 | 454 | 591 | 764 | 964 | 1192 | 1457 | 1756 | 2095 | 2469 | 2876 | 3282 | 3651 | 4033 | 4435 | 4259 | 4064 | 3839 | 3522 | 3258 | 2958 | 2626 | 2251 | 1838 | 1383 | 954 | 485 | 0 | 0 | 0 | 0 | NPgN | GSP | NG FES - System Transformation | Number of hybrid electric cars and vans
NG FES - System Transformation | Lct_BB002 | Number of | NPgN | TYNEMOUTH | Number of hybrid electric cars and vans | TYNE_1 | 184 | 241 | 401 | 541 | 724 | 947 | 1206 | 1505 | 1840 | 2217 | 2632 | 3083 | 3531 | 3939 | 4361 | 4803 | 4618 | 4410 | 4169 | 3825 | 3540 | 3215 | 2854 | 2447 | 1998 | 1503 | 1037 | 527 | 0 | 0 | 0 | 0 | NPgN | GSP | NG FES - System Transformation | Number of hybrid electric cars and vans
NG FES - System Transformation | Lct_BB002 | Number of | NPgN | WEST BOLDON | Number of hybrid electric cars and vans | WBOL_6 | 267 | 343 | 561 | 747 | 986 | 1271 | 1602 | 1983 | 2412 | 2895 | 3428 | 4007 | 4583 | 5108 | 5650 | 6219 | 5977 | 5707 | 5393 | 4948 | 4579 | 4158 | 3691 | 3164 | 2584 | 1944 | 1341 | 682 | 0 | 0 | 0 | 0 | NPgN | GSP | NG FES - System Transformation | Number of hybrid electric cars and vans
NG FES - System Transformation | Lct_BB002 | Number of | NPgY | BRADFORD WEST | Number of hybrid electric cars and vans | BRAW_1 | 634 | 898 | 1177 | 1608 | 2159 | 2841 | 3612 | 4480 | 5441 | 6511 | 7683 | 8955 | 10163 | 11380 | 12633 | 13942 | 13425 | 12837 | 12144 | 11150 | 10324 | 9377 | 8328 | 7140 | 5830 | 4386 | 3026 | 1539 | 0 | 0 | 0 | 0 | NPgY | GSP | NG FES - System Transformation | Number of hybrid electric cars and vans
NG FES - System Transformation | Lct_BB002 | Number of | NPgY | CAMBLESFORTH | Number of hybrid electric cars and vans | CAMB_01 | 81 | 107 | 131 | 169 | 215 | 269 | 331 | 401 | 479 | 567 | 663 | 769 | 868 | 969 | 1073 | 1182 | 1136 | 1085 | 1026 | 942 | 871 | 791 | 703 | 602 | 492 | 370 | 255 | 130 | 0 | 0 | 0 | 0 | NPgY | GSP | NG FES - System Transformation | Number of hybrid electric cars and vans
NG FES - System Transformation | Lct_BB002 | Number of | NPgY | CREYKE BECK | Number of hybrid electric cars and vans | CREB_1 | 1194 | 1522 | 1810 | 2260 | 2789 | 3391 | 4073 | 4852 | 5726 | 6711 | 7799 | 8990 | 10117 | 11259 | 12441 | 13683 | 13142 | 12543 | 11850 | 10870 | 10057 | 9131 | 8106 | 6948 | 5673 | 4268 | 2945 | 1498 | 0 | 0 | 0 | 0 | NPgY | GSP | NG FES - System Transformation | Number of hybrid electric cars and vans
NG FES - System Transformation | Lct_BB002 | Number of | NPgY | DRAX | Number of hybrid electric cars and vans | DRAX_YEDL | 102 | 136 | 169 | 221 | 284 | 360 | 446 | 543 | 652 | 773 | 906 | 1051 | 1188 | 1327 | 1471 | 1621 | 1559 | 1489 | 1408 | 1292 | 1196 | 1086 | 965 | 827 | 675 | 508 | 351 | 178 | 0 | 0 | 0 | 0 | NPgY | GSP | NG FES - System Transformation | Number of hybrid electric cars and vans
NG FES - System Transformation | Lct_BB002 | Number of | NPgY | ELLAND | Number of hybrid electric cars and vans | ELLA_1 | 592 | 815 | 1040 | 1390 | 1830 | 2367 | 2973 | 3659 | 4419 | 5267 | 6198 | 7209 | 8170 | 9138 | 10135 | 11178 | 10759 | 10284 | 9727 | 8929 | 8266 | 7508 | 6667 | 5716 | 4667 | 3511 | 2423 | 1232 | 0 | 0 | 0 | 0 | NPgY | GSP | NG FES - System Transformation | Number of hybrid electric cars and vans
NG FES - System Transformation | Lct_BB002 | Number of | NPgY | FERRYBRIDGE A | Number of hybrid electric cars and vans | FERRA2 | 284 | 368 | 446 | 566 | 710 | 879 | 1069 | 1286 | 1529 | 1801 | 2101 | 2428 | 2739 | 3053 | 3377 | 3718 | 3573 | 3412 | 3225 | 2959 | 2738 | 2486 | 2207 | 1892 | 1545 | 1162 | 802 | 408 | 0 | 0 | 0 | 0 | NPgY | GSP | NG FES - System Transformation | Number of hybrid electric cars and vans
NG FES - System Transformation | Lct_BB002 | Number of | NPgY | FERRYBRIDGE B | Number of hybrid electric cars and vans | FERRB9 | 570 | 756 | 934 | 1211 | 1551 | 1956 | 2413 | 2933 | 3510 | 4157 | 4869 | 5645 | 6380 | 7123 | 7889 | 8693 | 8360 | 7987 | 7551 | 6930 | 6414 | 5825 | 5172 | 4434 | 3620 | 2724 | 1879 | 956 | 0 | 0 | 0 | 0 | NPgY | GSP | NG FES - System Transformation | Number of hybrid electric cars and vans
NG FES - System Transformation | Lct_BB002 | Number of | NPgY | GRIMSBY WEST | Number of hybrid electric cars and vans | GRIW_1 | 371 | 479 | 576 | 728 | 911 | 1121 | 1360 | 1632 | 1935 | 2277 | 2654 | 3066 | 3456 | 3851 | 4259 | 4687 | 4504 | 4300 | 4064 | 3728 | 3450 | 3132 | 2781 | 2384 | 1947 | 1464 | 1010 | 514 | 0 | 0 | 0 | 0 | NPgY | GSP | NG FES - System Transformation | Number of hybrid electric cars and vans
NG FES - System Transformation | Lct_BB002 | Number of | NPgY | JORDANTHORPE | Number of hybrid electric cars and vans | JORD_3 | 213 | 268 | 315 | 389 | 474 | 568 | 675 | 799 | 937 | 1094 | 1267 | 1457 | 1636 | 1819 | 2008 | 2206 | 2118 | 2021 | 1908 | 1750 | 1619 | 1470 | 1305 | 1118 | 913 | 687 | 474 | 241 | 0 | 0 | 0 | 0 | NPgY | GSP | NG FES - System Transformation | Number of hybrid electric cars and vans
NG FES - System Transformation | Lct_BB002 | Number of | NPgY | KEADBY | Number of hybrid electric cars and vans | KEAD_YEDL | 1075 | 1314 | 1496 | 1782 | 2092 | 2411 | 2771 | 3193 | 3673 | 4222 | 4836 | 5512 | 6150 | 6802 | 7480 | 8197 | 7853 | 7480 | 7056 | 6466 | 5978 | 5425 | 4814 | 4126 | 3369 | 2534 | 1748 | 889 | 0 | 0 | 0 | 0 | NPgY | GSP | NG FES - System Transformation | Number of hybrid electric cars and vans
NG FES - System Transformation | Lct_BB002 | Number of | NPgY | KIRKSTALL B | Number of hybrid electric cars and vans | KIRKB1 | 472 | 634 | 793 | 1040 | 1347 | 1715 | 2132 | 2604 | 3128 | 3715 | 4359 | 5060 | 5726 | 6397 | 7090 | 7815 | 7518 | 7184 | 6793 | 6235 | 5771 | 5241 | 4654 | 3990 | 3258 | 2451 | 1691 | 860 | 0 | 0 | 0 | 0 | NPgY | GSP | NG FES - System Transformation | Number of hybrid electric cars and vans
NG FES - System Transformation | Lct_BB002 | Number of | NPgY | NEEPSEND | Number of hybrid electric cars and vans | NEEP_3 | 218 | 281 | 338 | 426 | 532 | 653 | 791 | 948 | 1123 | 1321 | 1539 | 1777 | 2002 | 2230 | 2466 | 2714 | 2608 | 2490 | 2353 | 2158 | 1997 | 1813 | 1610 | 1380 | 1127 | 848 | 585 | 297 | 0 | 0 | 0 | 0 | NPgY | GSP | NG FES - System Transformation | Number of hybrid electric cars and vans
NG FES - System Transformation | Lct_BB002 | Number of | NPgY | NORTON LEES | Number of hybrid electric cars and vans | NORL_3 | 268 | 337 | 395 | 487 | 593 | 710 | 844 | 997 | 1169 | 1363 | 1579 | 1815 | 2039 | 2266 | 2501 | 2748 | 2638 | 2517 | 2377 | 2180 | 2016 | 1830 | 1625 | 1393 | 1137 | 856 | 590 | 300 | 0 | 0 | 0 | 0 | NPgY | GSP | NG FES - System Transformation | Number of hybrid electric cars and vans
NG FES - System Transformation | Lct_BB002 | Number of | NPgY | PITSMOOR 3/4 | Number of hybrid electric cars and vans | PITS_BB_B | 88 | 114 | 138 | 176 | 221 | 274 | 333 | 401 | 476 | 561 | 655 | 757 | 854 | 952 | 1053 | 1160 | 1114 | 1064 | 1006 | 923 | 854 | 775 | 688 | 590 | 482 | 363 | 250 | 127 | 0 | 0 | 0 | 0 | NPgY | GSP | NG FES - System Transformation | Number of hybrid electric cars and vans
NG FES - System Transformation | Lct_BB002 | Number of | NPgY | SALTEND NORTH | Number of hybrid electric cars and vans | SALT_1 | 161 | 204 | 242 | 301 | 370 | 448 | 536 | 637 | 751 | 879 | 1020 | 1175 | 1321 | 1470 | 1624 | 1785 | 1715 | 1636 | 1546 | 1418 | 1312 | 1191 | 1057 | 906 | 740 | 557 | 384 | 195 | 0 | 0 | 0 | 0 | NPgY | GSP | NG FES - System Transformation | Number of hybrid electric cars and vans
NG FES - System Transformation | Lct_BB002 | Number of | NPgY | SHEFFIELD CITY | Number of hybrid electric cars and vans | SHEC_3 | 117 | 150 | 180 | 227 | 282 | 346 | 418 | 500 | 593 | 696 | 811 | 936 | 1054 | 1174 | 1298 | 1429 | 1373 | 1311 | 1238 | 1136 | 1051 | 954 | 847 | 726 | 593 | 446 | 308 | 157 | 0 | 0 | 0 | 0 | NPgY | GSP | NG FES - System Transformation | Number of hybrid electric cars and vans
NG FES - System Transformation | Lct_BB002 | Number of | NPgY | SKELTON GRANGE | Number of hybrid electric cars and vans | SKLGB1 | 999 | 1363 | 1729 | 2295 | 3006 | 3868 | 4843 | 5946 | 7168 | 8534 | 10033 | 11662 | 13210 | 14770 | 16378 | 18060 | 17380 | 16612 | 15710 | 14421 | 13349 | 12125 | 10766 | 9231 | 7537 | 5670 | 3912 | 1990 | 0 | 0 | 0 | 0 | NPgY | GSP | NG FES - System Transformation | Number of hybrid electric cars and vans
NG FES - System Transformation | Lct_BB002 | Number of | NPgY | TEMPLEBOROUGH 275/33KV | Number of hybrid electric cars and vans | TEMP_3 | 20 | 26 | 30 | 37 | 46 | 55 | 66 | 79 | 92 | 108 | 125 | 144 | 162 | 181 | 199 | 219 | 211 | 201 | 190 | 174 | 161 | 146 | 130 | 111 | 91 | 68 | 47 | 24 | 0 | 0 | 0 | 0 | NPgY | GSP | NG FES - System Transformation | Number of hybrid electric cars and vans
NG FES - System Transformation | Lct_BB002 | Number of | NPgY | THURCROFT | Number of hybrid electric cars and vans | THUR_6 | 1008 | 1213 | 1356 | 1583 | 1816 | 2037 | 2288 | 2586 | 2929 | 3327 | 3775 | 4273 | 4740 | 5220 | 5722 | 6256 | 5982 | 5690 | 5363 | 4910 | 4538 | 4116 | 3652 | 3129 | 2555 | 1922 | 1326 | 674 | 0 | 0 | 0 | 0 | NPgY | GSP | NG FES - System Transformation | Number of hybrid electric cars and vans
NG FES - System Transformation | Lct_BB002 | Number of | NPgY | WEST MELTON / THORPE MARSH | Number of hybrid electric cars and vans | WMEL_THOM | 1279 | 1585 | 1829 | 2213 | 2643 | 3105 | 3627 | 4232 | 4916 | 5693 | 6558 | 7509 | 8406 | 9320 | 10269 | 11270 | 10808 | 10303 | 9725 | 8915 | 8245 | 7483 | 6642 | 5693 | 4648 | 3497 | 2413 | 1227 | 0 | 0 | 0 | 0 | NPgY | GSP | NG FES - System Transformation | Number of hybrid electric cars and vans
NG FES - System Transformation | Lct_BB002 | Number of | NPgY | WEST MELTON SECTION 3 | Number of hybrid electric cars and vans | WMEL_BB3 | 1105 | 1381 | 1610 | 1968 | 2377 | 2826 | 3334 | 3919 | 4578 | 5326 | 6155 | 7065 | 7925 | 8799 | 9706 | 10660 | 10229 | 9756 | 9211 | 8446 | 7812 | 7092 | 6295 | 5395 | 4405 | 3314 | 2287 | 1163 | 0 | 0 | 0 | 0 | NPgY | GSP | NG FES - System Transformation | Number of hybrid electric cars and vans
NG FES - System Transformation | Lct_BB002 | Number of | NPgY | WINCOBANK | Number of hybrid electric cars and vans | WIBA_3 | 25 | 34 | 44 | 58 | 76 | 98 | 122 | 150 | 181 | 215 | 253 | 294 | 333 | 372 | 413 | 455 | 438 | 419 | 396 | 363 | 336 | 305 | 271 | 233 | 190 | 143 | 99 | 50 | 0 | 0 | 0 | 0 | NPgY | GSP | NG FES - System Transformation | Number of hybrid electric cars and vans
NG FES - System Transformation | Lct_BB007 | Number of | NPgN | BLYTH 66kV | Number of I&C full electric heat pumps | BLYTB1 | 124 | 134 | 131 | 133 | 135 | 139 | 144 | 171 | 227 | 285 | 345 | 406 | 483 | 537 | 593 | 650 | 708 | 814 | 869 | 920 | 973 | 1029 | 1103 | 1129 | 1155 | 1181 | 1205 | 1259 | 1287 | 1314 | 1339 | 1363 | NPgN | GSP | NG FES - System Transformation | Number of I&C full electric heat pumps
NG FES - System Transformation | Lct_BB007 | Number of | NPgN | BLYTH 132kV | Number of I&C full electric heat pumps | BLYTH132 | 75 | 81 | 79 | 81 | 82 | 84 | 87 | 104 | 138 | 173 | 209 | 246 | 292 | 325 | 359 | 394 | 429 | 493 | 526 | 557 | 589 | 623 | 668 | 684 | 700 | 715 | 730 | 762 | 779 | 795 | 811 | 825 | NPgN | GSP | NG FES - System Transformation | Number of I&C full electric heat pumps
NG FES - System Transformation | Lct_BB007 | Number of | NPgN | FOURSTONES | Number of I&C full electric heat pumps | FOUR_1 | 30 | 33 | 32 | 32 | 33 | 34 | 35 | 41 | 55 | 69 | 83 | 98 | 117 | 130 | 143 | 157 | 171 | 197 | 210 | 222 | 235 | 249 | 267 | 273 | 279 | 286 | 291 | 304 | 311 | 318 | 324 | 330 | NPgN | GSP | NG FES - System Transformation | Number of I&C full electric heat pumps
NG FES - System Transformation | Lct_BB007 | Number of | NPgN | HARTMOOR | Number of I&C full electric heat pumps | HARM_6 | 69 | 74 | 71 | 72 | 73 | 74 | 77 | 91 | 120 | 149 | 179 | 210 | 248 | 274 | 301 | 328 | 355 | 405 | 430 | 452 | 475 | 499 | 532 | 540 | 549 | 557 | 565 | 586 | 595 | 603 | 610 | 617 | NPgN | GSP | NG FES - System Transformation | Number of I&C full electric heat pumps
NG FES - System Transformation | Lct_BB007 | Number of | NPgN | HAWTHORN PIT GRID | Number of I&C full electric heat pumps | HAWP_6 | 68 | 73 | 71 | 72 | 72 | 74 | 76 | 90 | 119 | 148 | 178 | 208 | 246 | 272 | 298 | 325 | 351 | 402 | 426 | 448 | 471 | 494 | 527 | 535 | 544 | 552 | 559 | 580 | 589 | 597 | 604 | 611 | NPgN | GSP | NG FES - System Transformation | Number of I&C full electric heat pumps
NG FES - System Transformation | Lct_BB007 | Number of | NPgN | KNARESBOROUGH | Number of I&C full electric heat pumps | KNARE_111 | 189 | 205 | 199 | 205 | 208 | 214 | 223 | 266 | 354 | 446 | 541 | 638 | 761 | 850 | 941 | 1035 | 1131 | 1305 | 1397 | 1484 | 1575 | 1671 | 1798 | 1846 | 1895 | 1943 | 1989 | 2086 | 2140 | 2190 | 2240 | 2288 | NPgN | GSP | NG FES - System Transformation | Number of I&C full electric heat pumps
NG FES - System Transformation | Lct_BB007 | Number of | NPgN | LACKENBY | Number of I&C full electric heat pumps | LACK_6 | 111 | 120 | 116 | 119 | 120 | 123 | 128 | 152 | 203 | 254 | 307 | 361 | 429 | 478 | 527 | 578 | 630 | 724 | 772 | 817 | 864 | 914 | 980 | 1002 | 1025 | 1047 | 1069 | 1116 | 1141 | 1164 | 1186 | 1208 | NPgN | GSP | NG FES - System Transformation | Number of I&C full electric heat pumps
NG FES - System Transformation | Lct_BB007 | Number of | NPgN | NORTON | Number of I&C full electric heat pumps | NORT_1 | 397 | 430 | 417 | 426 | 431 | 441 | 458 | 544 | 722 | 904 | 1092 | 1284 | 1525 | 1695 | 1870 | 2048 | 2228 | 2559 | 2727 | 2885 | 3049 | 3220 | 3450 | 3527 | 3605 | 3680 | 3751 | 3916 | 3999 | 4076 | 4150 | 4221 | NPgN | GSP | NG FES - System Transformation | Number of I&C full electric heat pumps
NG FES - System Transformation | Lct_BB007 | Number of | NPgN | OFFERTON | Number of I&C full electric heat pumps | OFFE_3 | 46 | 49 | 47 | 48 | 49 | 49 | 51 | 60 | 80 | 100 | 120 | 140 | 166 | 183 | 201 | 219 | 237 | 271 | 288 | 303 | 318 | 335 | 357 | 363 | 369 | 374 | 380 | 394 | 400 | 406 | 411 | 416 | NPgN | GSP | NG FES - System Transformation | Number of I&C full electric heat pumps
NG FES - System Transformation | Lct_BB007 | Number of | NPgN | OSBALDWICK | Number of I&C full electric heat pumps | OSBA_1 | 340 | 368 | 356 | 363 | 366 | 375 | 388 | 460 | 610 | 763 | 920 | 1080 | 1280 | 1421 | 1564 | 1710 | 1858 | 2130 | 2267 | 2393 | 2524 | 2662 | 2846 | 2904 | 2963 | 3020 | 3073 | 3202 | 3264 | 3321 | 3375 | 3427 | NPgN | GSP | NG FES - System Transformation | Number of I&C full electric heat pumps
NG FES - System Transformation | Lct_BB007 | Number of | NPgN | POPPLETON | Number of I&C full electric heat pumps | POPP_3 | 46 | 49 | 47 | 48 | 49 | 50 | 51 | 61 | 80 | 100 | 120 | 140 | 166 | 183 | 201 | 219 | 237 | 271 | 288 | 303 | 318 | 335 | 357 | 363 | 369 | 374 | 379 | 394 | 400 | 406 | 411 | 415 | NPgN | GSP | NG FES - System Transformation | Number of I&C full electric heat pumps
NG FES - System Transformation | Lct_BB007 | Number of | NPgN | SALTHOLME | Number of I&C full electric heat pumps | SALH_1 | 6 | 6 | 6 | 6 | 6 | 7 | 7 | 8 | 11 | 13 | 16 | 19 | 22 | 25 | 27 | 30 | 32 | 37 | 39 | 41 | 43 | 46 | 49 | 50 | 51 | 51 | 52 | 54 | 55 | 56 | 57 | 58 | NPgN | GSP | NG FES - System Transformation | Number of I&C full electric heat pumps
NG FES - System Transformation | Lct_BB007 | Number of | NPgN | SOUTH SHIELDS | Number of I&C full electric heat pumps | SSHI_3 | 50 | 54 | 52 | 53 | 53 | 54 | 56 | 66 | 88 | 109 | 131 | 154 | 181 | 201 | 220 | 240 | 259 | 296 | 314 | 330 | 347 | 364 | 387 | 394 | 400 | 406 | 411 | 426 | 433 | 438 | 443 | 448 | NPgN | GSP | NG FES - System Transformation | Number of I&C full electric heat pumps
NG FES - System Transformation | Lct_BB007 | Number of | NPgN | SPADEADAM | Number of I&C full electric heat pumps | KIELD01 and SPAD20 | 12 | 13 | 12 | 12 | 13 | 13 | 13 | 16 | 21 | 27 | 32 | 38 | 45 | 50 | 55 | 61 | 66 | 76 | 81 | 86 | 91 | 96 | 103 | 106 | 108 | 110 | 113 | 118 | 120 | 123 | 125 | 127 | NPgN | GSP | NG FES - System Transformation | Number of I&C full electric heat pumps
NG FES - System Transformation | Lct_BB007 | Number of | NPgN | SPENNYMOOR | Number of I&C full electric heat pumps | SPEN_1 | 223 | 240 | 231 | 235 | 237 | 241 | 249 | 294 | 388 | 484 | 582 | 681 | 804 | 889 | 976 | 1063 | 1151 | 1314 | 1393 | 1465 | 1540 | 1618 | 1723 | 1751 | 1780 | 1806 | 1830 | 1899 | 1928 | 1953 | 1976 | 1998 | NPgN | GSP | NG FES - System Transformation | Number of I&C full electric heat pumps
NG FES - System Transformation | Lct_BB007 | Number of | NPgN | STELLA NORTH | Number of I&C full electric heat pumps | STEN_1 | 195 | 211 | 204 | 208 | 210 | 215 | 222 | 264 | 349 | 437 | 527 | 618 | 733 | 813 | 896 | 979 | 1064 | 1219 | 1297 | 1369 | 1444 | 1522 | 1627 | 1660 | 1693 | 1724 | 1754 | 1827 | 1862 | 1894 | 1924 | 1953 | NPgN | GSP | NG FES - System Transformation | Number of I&C full electric heat pumps
NG FES - System Transformation | Lct_BB007 | Number of | NPgN | STELLA SOUTH | Number of I&C full electric heat pumps | STES_1 | 133 | 143 | 138 | 141 | 142 | 145 | 150 | 177 | 234 | 293 | 352 | 413 | 488 | 541 | 595 | 649 | 704 | 806 | 856 | 902 | 949 | 999 | 1066 | 1086 | 1106 | 1125 | 1142 | 1188 | 1208 | 1227 | 1244 | 1260 | NPgN | GSP | NG FES - System Transformation | Number of I&C full electric heat pumps
NG FES - System Transformation | Lct_BB007 | Number of | NPgN | TYNEMOUTH | Number of I&C full electric heat pumps | TYNE_1 | 123 | 133 | 129 | 132 | 134 | 137 | 143 | 170 | 225 | 283 | 342 | 402 | 478 | 532 | 588 | 645 | 702 | 808 | 862 | 913 | 966 | 1021 | 1095 | 1121 | 1147 | 1173 | 1197 | 1251 | 1280 | 1306 | 1331 | 1356 | NPgN | GSP | NG FES - System Transformation | Number of I&C full electric heat pumps
NG FES - System Transformation | Lct_BB007 | Number of | NPgN | WEST BOLDON | Number of I&C full electric heat pumps | WBOL_6 | 160 | 172 | 166 | 169 | 170 | 174 | 180 | 212 | 281 | 351 | 422 | 494 | 584 | 647 | 710 | 775 | 839 | 960 | 1019 | 1073 | 1129 | 1187 | 1266 | 1288 | 1311 | 1332 | 1351 | 1404 | 1427 | 1448 | 1467 | 1485 | NPgN | GSP | NG FES - System Transformation | Number of I&C full electric heat pumps
NG FES - System Transformation | Lct_BB007 | Number of | NPgY | BRADFORD WEST | Number of I&C full electric heat pumps | BRAW_1 | 453 | 472 | 467 | 473 | 475 | 483 | 496 | 534 | 706 | 881 | 1060 | 1242 | 1482 | 1641 | 1802 | 1966 | 2131 | 2448 | 2599 | 2737 | 2881 | 3030 | 3245 | 3302 | 3361 | 3415 | 3466 | 3602 | 3661 | 3715 | 3765 | 3811 | NPgY | GSP | NG FES - System Transformation | Number of I&C full electric heat pumps
NG FES - System Transformation | Lct_BB007 | Number of | NPgY | CAMBLESFORTH | Number of I&C full electric heat pumps | CAMB_01 | 35 | 37 | 37 | 38 | 38 | 39 | 40 | 44 | 58 | 73 | 89 | 105 | 126 | 140 | 155 | 170 | 186 | 215 | 230 | 244 | 258 | 274 | 295 | 303 | 310 | 318 | 325 | 340 | 348 | 356 | 364 | 371 | NPgY | GSP | NG FES - System Transformation | Number of I&C full electric heat pumps
NG FES - System Transformation | Lct_BB007 | Number of | NPgY | CREYKE BECK | Number of I&C full electric heat pumps | CREB_1 | 443 | 463 | 460 | 468 | 472 | 482 | 497 | 537 | 713 | 893 | 1079 | 1269 | 1519 | 1689 | 1863 | 2041 | 2222 | 2563 | 2732 | 2889 | 3054 | 3226 | 3470 | 3548 | 3627 | 3703 | 3775 | 3941 | 4026 | 4104 | 4179 | 4251 | NPgY | GSP | NG FES - System Transformation | Number of I&C full electric heat pumps
NG FES - System Transformation | Lct_BB007 | Number of | NPgY | DRAX | Number of I&C full electric heat pumps | DRAX_YEDL | 47 | 49 | 49 | 50 | 51 | 52 | 54 | 58 | 78 | 98 | 119 | 140 | 168 | 188 | 208 | 228 | 250 | 289 | 309 | 328 | 348 | 369 | 398 | 409 | 419 | 430 | 440 | 461 | 473 | 484 | 495 | 505 | NPgY | GSP | NG FES - System Transformation | Number of I&C full electric heat pumps
NG FES - System Transformation | Lct_BB007 | Number of | NPgY | ELLAND | Number of I&C full electric heat pumps | ELLA_1 | 334 | 348 | 344 | 349 | 350 | 356 | 365 | 393 | 520 | 649 | 781 | 914 | 1090 | 1207 | 1326 | 1446 | 1567 | 1800 | 1910 | 2012 | 2117 | 2226 | 2383 | 2425 | 2467 | 2507 | 2544 | 2643 | 2686 | 2725 | 2761 | 2794 | NPgY | GSP | NG FES - System Transformation | Number of I&C full electric heat pumps
NG FES - System Transformation | Lct_BB007 | Number of | NPgY | FERRYBRIDGE A | Number of I&C full electric heat pumps | FERRA2 | 71 | 74 | 74 | 75 | 76 | 78 | 80 | 87 | 115 | 145 | 175 | 206 | 247 | 275 | 304 | 334 | 364 | 420 | 449 | 475 | 503 | 533 | 574 | 588 | 602 | 616 | 629 | 659 | 674 | 689 | 703 | 716 | NPgY | GSP | NG FES - System Transformation | Number of I&C full electric heat pumps
NG FES - System Transformation | Lct_BB007 | Number of | NPgY | FERRYBRIDGE B | Number of I&C full electric heat pumps | FERRB9 | 213 | 223 | 222 | 226 | 228 | 232 | 239 | 258 | 343 | 430 | 519 | 611 | 731 | 813 | 897 | 982 | 1069 | 1233 | 1315 | 1391 | 1470 | 1553 | 1671 | 1709 | 1747 | 1784 | 1820 | 1900 | 1941 | 1980 | 2016 | 2052 | NPgY | GSP | NG FES - System Transformation | Number of I&C full electric heat pumps
NG FES - System Transformation | Lct_BB007 | Number of | NPgY | GRIMSBY WEST | Number of I&C full electric heat pumps | GRIW_1 | 127 | 132 | 131 | 133 | 133 | 136 | 139 | 150 | 198 | 248 | 298 | 349 | 417 | 462 | 508 | 554 | 601 | 691 | 733 | 773 | 814 | 856 | 917 | 934 | 951 | 967 | 982 | 1021 | 1038 | 1054 | 1068 | 1082 | NPgY | GSP | NG FES - System Transformation | Number of I&C full electric heat pumps
NG FES - System Transformation | Lct_BB007 | Number of | NPgY | JORDANTHORPE | Number of I&C full electric heat pumps | JORD_3 | 41 | 43 | 42 | 43 | 43 | 44 | 45 | 49 | 65 | 81 | 98 | 115 | 138 | 153 | 168 | 184 | 200 | 230 | 245 | 259 | 273 | 288 | 310 | 316 | 323 | 329 | 335 | 349 | 356 | 362 | 368 | 374 | NPgY | GSP | NG FES - System Transformation | Number of I&C full electric heat pumps
NG FES - System Transformation | Lct_BB007 | Number of | NPgY | KEADBY | Number of I&C full electric heat pumps | KEAD_YEDL | 251 | 263 | 262 | 267 | 270 | 276 | 285 | 309 | 411 | 516 | 624 | 736 | 883 | 984 | 1087 | 1194 | 1302 | 1505 | 1608 | 1705 | 1806 | 1912 | 2061 | 2112 | 2164 | 2215 | 2263 | 2369 | 2425 | 2478 | 2529 | 2579 | NPgY | GSP | NG FES - System Transformation | Number of I&C full electric heat pumps
NG FES - System Transformation | Lct_BB007 | Number of | NPgY | KIRKSTALL B | Number of I&C full electric heat pumps | KIRKB1 | 196 | 204 | 202 | 204 | 205 | 208 | 214 | 230 | 304 | 380 | 456 | 534 | 637 | 705 | 774 | 844 | 914 | 1050 | 1114 | 1172 | 1233 | 1296 | 1387 | 1411 | 1435 | 1457 | 1478 | 1535 | 1559 | 1581 | 1601 | 1620 | NPgY | GSP | NG FES - System Transformation | Number of I&C full electric heat pumps
NG FES - System Transformation | Lct_BB007 | Number of | NPgY | NEEPSEND | Number of I&C full electric heat pumps | NEEP_3 | 80 | 84 | 83 | 84 | 84 | 85 | 88 | 94 | 125 | 155 | 187 | 219 | 261 | 289 | 317 | 346 | 375 | 430 | 456 | 480 | 505 | 531 | 568 | 578 | 588 | 597 | 606 | 629 | 639 | 648 | 656 | 664 | NPgY | GSP | NG FES - System Transformation | Number of I&C full electric heat pumps
NG FES - System Transformation | Lct_BB007 | Number of | NPgY | NORTON LEES | Number of I&C full electric heat pumps | NORL_3 | 63 | 66 | 65 | 66 | 66 | 67 | 69 | 74 | 98 | 123 | 147 | 173 | 206 | 228 | 250 | 273 | 295 | 339 | 360 | 378 | 398 | 418 | 448 | 456 | 463 | 471 | 477 | 496 | 503 | 510 | 517 | 523 | NPgY | GSP | NG FES - System Transformation | Number of I&C full electric heat pumps
NG FES - System Transformation | Lct_BB007 | Number of | NPgY | PITSMOOR 3/4 | Number of I&C full electric heat pumps | PITS_BB_B | 40 | 41 | 41 | 41 | 42 | 42 | 43 | 47 | 62 | 77 | 93 | 108 | 129 | 143 | 157 | 171 | 185 | 213 | 226 | 238 | 250 | 263 | 281 | 286 | 291 | 296 | 300 | 312 | 316 | 321 | 325 | 329 | NPgY | GSP | NG FES - System Transformation | Number of I&C full electric heat pumps
NG FES - System Transformation | Lct_BB007 | Number of | NPgY | SALTEND NORTH | Number of I&C full electric heat pumps | SALT_1 | 48 | 50 | 50 | 51 | 51 | 52 | 54 | 59 | 78 | 97 | 118 | 138 | 166 | 184 | 203 | 223 | 243 | 280 | 298 | 316 | 334 | 353 | 379 | 388 | 397 | 405 | 413 | 431 | 441 | 449 | 458 | 466 | NPgY | GSP | NG FES - System Transformation | Number of I&C full electric heat pumps
NG FES - System Transformation | Lct_BB007 | Number of | NPgY | SHEFFIELD CITY | Number of I&C full electric heat pumps | SHEC_3 | 79 | 83 | 82 | 83 | 83 | 84 | 87 | 93 | 123 | 153 | 185 | 216 | 258 | 285 | 313 | 341 | 370 | 425 | 450 | 474 | 499 | 524 | 561 | 571 | 580 | 589 | 598 | 621 | 631 | 639 | 648 | 655 | NPgY | GSP | NG FES - System Transformation | Number of I&C full electric heat pumps
NG FES - System Transformation | Lct_BB007 | Number of | NPgY | SKELTON GRANGE | Number of I&C full electric heat pumps | SKLGB1 | 478 | 499 | 493 | 500 | 503 | 511 | 524 | 564 | 746 | 932 | 1121 | 1313 | 1567 | 1735 | 1906 | 2080 | 2254 | 2590 | 2749 | 2895 | 3047 | 3206 | 3433 | 3494 | 3556 | 3614 | 3669 | 3812 | 3876 | 3933 | 3986 | 4036 | NPgY | GSP | NG FES - System Transformation | Number of I&C full electric heat pumps
NG FES - System Transformation | Lct_BB007 | Number of | NPgY | TEMPLEBOROUGH 275/33KV | Number of I&C full electric heat pumps | TEMP_3 | 2 | 3 | 3 | 3 | 3 | 3 | 3 | 3 | 4 | 5 | 6 | 7 | 9 | 10 | 11 | 12 | 13 | 15 | 16 | 17 | 18 | 19 | 21 | 21 | 22 | 22 | 23 | 24 | 24 | 25 | 25 | 26 | NPgY | GSP | NG FES - System Transformation | Number of I&C full electric heat pumps
NG FES - System Transformation | Lct_BB007 | Number of | NPgY | THURCROFT | Number of I&C full electric heat pumps | THUR_6 | 122 | 128 | 128 | 130 | 131 | 134 | 139 | 150 | 199 | 250 | 303 | 356 | 427 | 476 | 526 | 577 | 629 | 727 | 776 | 822 | 871 | 921 | 993 | 1017 | 1042 | 1065 | 1088 | 1138 | 1165 | 1190 | 1214 | 1238 | NPgY | GSP | NG FES - System Transformation | Number of I&C full electric heat pumps
NG FES - System Transformation | Lct_BB007 | Number of | NPgY | WEST MELTON / THORPE MARSH | Number of I&C full electric heat pumps | WMEL_THOM | 312 | 327 | 325 | 331 | 334 | 341 | 352 | 381 | 506 | 635 | 768 | 904 | 1084 | 1206 | 1332 | 1461 | 1593 | 1840 | 1964 | 2080 | 2202 | 2329 | 2509 | 2569 | 2630 | 2689 | 2747 | 2872 | 2938 | 3000 | 3060 | 3118 | NPgY | GSP | NG FES - System Transformation | Number of I&C full electric heat pumps
NG FES - System Transformation | Lct_BB007 | Number of | NPgY | WEST MELTON SECTION 3 | Number of I&C full electric heat pumps | WMEL_BB3 | 278 | 291 | 289 | 294 | 297 | 304 | 314 | 339 | 451 | 566 | 685 | 807 | 967 | 1077 | 1190 | 1305 | 1423 | 1644 | 1756 | 1860 | 1970 | 2084 | 2246 | 2300 | 2356 | 2410 | 2462 | 2576 | 2636 | 2693 | 2748 | 2801 | NPgY | GSP | NG FES - System Transformation | Number of I&C full electric heat pumps
NG FES - System Transformation | Lct_BB007 | Number of | NPgY | WINCOBANK | Number of I&C full electric heat pumps | WIBA_3 | 15 | 15 | 15 | 15 | 16 | 16 | 16 | 17 | 23 | 29 | 35 | 41 | 49 | 54 | 60 | 65 | 71 | 81 | 87 | 91 | 96 | 102 | 109 | 111 | 113 | 115 | 117 | 122 | 124 | 126 | 128 | 130 | NPgY | GSP | NG FES - System Transformation | Number of I&C full electric heat pumps
NG FES - System Transformation | Lct_BB008 | Number of | NPgN | BLYTH 66kV | Number of I&C hybrid heat pumps | BLYTB1 | 0 | 0 | 9 | 21 | 32 | 44 | 56 | 83 | 108 | 132 | 157 | 181 | 232 | 273 | 312 | 352 | 391 | 488 | 540 | 585 | 630 | 675 | 734 | 767 | 800 | 833 | 865 | 896 | 919 | 944 | 970 | 997 | NPgN | GSP | NG FES - System Transformation | Number of I&C hybrid heat pumps
NG FES - System Transformation | Lct_BB008 | Number of | NPgN | BLYTH 132kV | Number of I&C hybrid heat pumps | BLYTH132 | 0 | 0 | 5 | 13 | 20 | 27 | 34 | 50 | 65 | 80 | 95 | 110 | 140 | 165 | 189 | 213 | 237 | 296 | 327 | 355 | 382 | 409 | 444 | 464 | 484 | 504 | 524 | 543 | 557 | 572 | 587 | 603 | NPgN | GSP | NG FES - System Transformation | Number of I&C hybrid heat pumps
NG FES - System Transformation | Lct_BB008 | Number of | NPgN | FOURSTONES | Number of I&C hybrid heat pumps | FOUR_1 | 0 | 0 | 2 | 5 | 8 | 11 | 14 | 20 | 26 | 32 | 38 | 44 | 56 | 66 | 76 | 85 | 95 | 118 | 131 | 142 | 152 | 163 | 177 | 185 | 193 | 201 | 209 | 217 | 222 | 228 | 235 | 241 | NPgN | GSP | NG FES - System Transformation | Number of I&C hybrid heat pumps
NG FES - System Transformation | Lct_BB008 | Number of | NPgN | HARTMOOR | Number of I&C hybrid heat pumps | HARM_6 | 0 | 0 | 5 | 11 | 17 | 24 | 30 | 44 | 57 | 69 | 81 | 94 | 119 | 139 | 159 | 178 | 196 | 243 | 267 | 288 | 308 | 327 | 354 | 367 | 380 | 393 | 406 | 417 | 425 | 433 | 442 | 451 | NPgN | GSP | NG FES - System Transformation | Number of I&C hybrid heat pumps
NG FES - System Transformation | Lct_BB008 | Number of | NPgN | HAWTHORN PIT GRID | Number of I&C hybrid heat pumps | HAWP_6 | 0 | 0 | 5 | 11 | 17 | 23 | 30 | 43 | 56 | 69 | 81 | 93 | 118 | 138 | 157 | 176 | 194 | 241 | 264 | 285 | 305 | 324 | 350 | 363 | 376 | 389 | 402 | 413 | 421 | 429 | 438 | 446 | NPgN | GSP | NG FES - System Transformation | Number of I&C hybrid heat pumps
NG FES - System Transformation | Lct_BB008 | Number of | NPgN | KNARESBOROUGH | Number of I&C hybrid heat pumps | KNARE_111 | 0 | 0 | 14 | 32 | 50 | 68 | 87 | 129 | 168 | 207 | 245 | 285 | 365 | 431 | 496 | 561 | 625 | 783 | 867 | 944 | 1020 | 1096 | 1196 | 1253 | 1312 | 1370 | 1429 | 1485 | 1528 | 1574 | 1623 | 1673 | NPgN | GSP | NG FES - System Transformation | Number of I&C hybrid heat pumps
NG FES - System Transformation | Lct_BB008 | Number of | NPgN | LACKENBY | Number of I&C hybrid heat pumps | LACK_6 | 0 | 0 | 8 | 19 | 29 | 39 | 50 | 74 | 96 | 118 | 139 | 161 | 206 | 242 | 278 | 313 | 348 | 434 | 479 | 520 | 560 | 599 | 652 | 680 | 709 | 739 | 767 | 795 | 815 | 837 | 859 | 883 | NPgN | GSP | NG FES - System Transformation | Number of I&C hybrid heat pumps
NG FES - System Transformation | Lct_BB008 | Number of | NPgN | NORTON | Number of I&C hybrid heat pumps | NORT_1 | 0 | 0 | 28 | 67 | 103 | 140 | 178 | 263 | 342 | 419 | 496 | 573 | 732 | 860 | 985 | 1109 | 1232 | 1535 | 1694 | 1836 | 1975 | 2113 | 2295 | 2394 | 2495 | 2595 | 2694 | 2787 | 2856 | 2930 | 3007 | 3085 | NPgN | GSP | NG FES - System Transformation | Number of I&C hybrid heat pumps
NG FES - System Transformation | Lct_BB008 | Number of | NPgN | OFFERTON | Number of I&C hybrid heat pumps | OFFE_3 | 0 | 0 | 3 | 8 | 12 | 16 | 20 | 29 | 38 | 46 | 54 | 63 | 79 | 93 | 106 | 119 | 131 | 163 | 179 | 193 | 206 | 219 | 237 | 246 | 255 | 264 | 273 | 281 | 286 | 292 | 298 | 304 | NPgN | GSP | NG FES - System Transformation | Number of I&C hybrid heat pumps
NG FES - System Transformation | Lct_BB008 | Number of | NPgN | OSBALDWICK | Number of I&C hybrid heat pumps | OSBA_1 | 0 | 0 | 24 | 57 | 88 | 119 | 151 | 223 | 289 | 353 | 418 | 482 | 615 | 721 | 824 | 926 | 1027 | 1278 | 1408 | 1523 | 1635 | 1746 | 1893 | 1972 | 2051 | 2129 | 2207 | 2279 | 2331 | 2387 | 2446 | 2505 | NPgN | GSP | NG FES - System Transformation | Number of I&C hybrid heat pumps
NG FES - System Transformation | Lct_BB008 | Number of | NPgN | POPPLETON | Number of I&C hybrid heat pumps | POPP_3 | 0 | 0 | 3 | 8 | 12 | 16 | 20 | 29 | 38 | 46 | 54 | 63 | 80 | 93 | 106 | 119 | 131 | 163 | 179 | 193 | 206 | 219 | 237 | 246 | 255 | 264 | 272 | 280 | 286 | 291 | 297 | 304 | NPgN | GSP | NG FES - System Transformation | Number of I&C hybrid heat pumps
NG FES - System Transformation | Lct_BB008 | Number of | NPgN | SALTHOLME | Number of I&C hybrid heat pumps | SALH_1 | 0 | 0 | 0 | 1 | 2 | 2 | 3 | 4 | 5 | 6 | 7 | 8 | 11 | 12 | 14 | 16 | 18 | 22 | 24 | 26 | 28 | 30 | 32 | 34 | 35 | 36 | 38 | 39 | 40 | 40 | 41 | 42 | NPgN | GSP | NG FES - System Transformation | Number of I&C hybrid heat pumps
NG FES - System Transformation | Lct_BB008 | Number of | NPgN | SOUTH SHIELDS | Number of I&C hybrid heat pumps | SSHI_3 | 0 | 0 | 4 | 8 | 13 | 17 | 22 | 32 | 42 | 51 | 60 | 69 | 87 | 102 | 116 | 130 | 143 | 178 | 195 | 210 | 224 | 239 | 258 | 267 | 277 | 286 | 295 | 304 | 309 | 315 | 321 | 327 | NPgN | GSP | NG FES - System Transformation | Number of I&C hybrid heat pumps
NG FES - System Transformation | Lct_BB008 | Number of | NPgN | SPADEADAM | Number of I&C hybrid heat pumps | KIELD01 and SPAD20 | 0 | 0 | 1 | 2 | 3 | 4 | 5 | 8 | 10 | 12 | 15 | 17 | 22 | 25 | 29 | 33 | 37 | 46 | 50 | 55 | 59 | 63 | 69 | 72 | 75 | 78 | 81 | 84 | 86 | 88 | 91 | 93 | NPgN | GSP | NG FES - System Transformation | Number of I&C hybrid heat pumps
NG FES - System Transformation | Lct_BB008 | Number of | NPgN | SPENNYMOOR | Number of I&C hybrid heat pumps | SPEN_1 | 0 | 0 | 16 | 37 | 57 | 77 | 97 | 142 | 184 | 224 | 264 | 304 | 386 | 451 | 514 | 576 | 636 | 788 | 865 | 933 | 998 | 1061 | 1146 | 1189 | 1232 | 1274 | 1314 | 1352 | 1377 | 1404 | 1432 | 1460 | NPgN | GSP | NG FES - System Transformation | Number of I&C hybrid heat pumps
NG FES - System Transformation | Lct_BB008 | Number of | NPgN | STELLA NORTH | Number of I&C hybrid heat pumps | STEN_1 | 0 | 0 | 14 | 33 | 50 | 68 | 86 | 127 | 166 | 202 | 239 | 276 | 352 | 413 | 472 | 530 | 588 | 731 | 805 | 871 | 935 | 998 | 1082 | 1127 | 1172 | 1216 | 1260 | 1301 | 1330 | 1361 | 1394 | 1428 | NPgN | GSP | NG FES - System Transformation | Number of I&C hybrid heat pumps
NG FES - System Transformation | Lct_BB008 | Number of | NPgN | STELLA SOUTH | Number of I&C hybrid heat pumps | STES_1 | 0 | 0 | 9 | 22 | 34 | 46 | 58 | 86 | 111 | 136 | 160 | 184 | 235 | 275 | 313 | 351 | 389 | 483 | 531 | 574 | 615 | 655 | 709 | 737 | 765 | 793 | 820 | 845 | 863 | 882 | 901 | 921 | NPgN | GSP | NG FES - System Transformation | Number of I&C hybrid heat pumps
NG FES - System Transformation | Lct_BB008 | Number of | NPgN | TYNEMOUTH | Number of I&C hybrid heat pumps | TYNE_1 | 0 | 0 | 9 | 21 | 32 | 44 | 55 | 82 | 107 | 131 | 155 | 180 | 230 | 270 | 310 | 349 | 388 | 485 | 535 | 581 | 626 | 670 | 729 | 761 | 794 | 827 | 860 | 891 | 914 | 939 | 965 | 991 | NPgN | GSP | NG FES - System Transformation | Number of I&C hybrid heat pumps
NG FES - System Transformation | Lct_BB008 | Number of | NPgN | WEST BOLDON | Number of I&C hybrid heat pumps | WBOL_6 | 0 | 0 | 11 | 27 | 41 | 55 | 70 | 103 | 133 | 162 | 191 | 220 | 280 | 328 | 374 | 419 | 464 | 576 | 633 | 683 | 731 | 779 | 842 | 875 | 907 | 939 | 970 | 999 | 1019 | 1041 | 1063 | 1085 | NPgN | GSP | NG FES - System Transformation | Number of I&C hybrid heat pumps
NG FES - System Transformation | Lct_BB008 | Number of | NPgY | BRADFORD WEST | Number of I&C hybrid heat pumps | BRAW_1 | 0 | 0 | 28 | 67 | 102 | 138 | 175 | 258 | 335 | 408 | 481 | 554 | 711 | 833 | 950 | 1065 | 1178 | 1468 | 1614 | 1742 | 1866 | 1988 | 2158 | 2242 | 2326 | 2408 | 2489 | 2564 | 2615 | 2670 | 2728 | 2786 | NPgY | GSP | NG FES - System Transformation | Number of I&C hybrid heat pumps
NG FES - System Transformation | Lct_BB008 | Number of | NPgY | CAMBLESFORTH | Number of I&C hybrid heat pumps | CAMB_01 | 0 | 0 | 2 | 5 | 8 | 11 | 14 | 21 | 28 | 34 | 40 | 47 | 60 | 71 | 82 | 92 | 103 | 129 | 143 | 155 | 167 | 180 | 196 | 205 | 215 | 224 | 233 | 242 | 249 | 256 | 264 | 271 | NPgY | GSP | NG FES - System Transformation | Number of I&C hybrid heat pumps
NG FES - System Transformation | Lct_BB008 | Number of | NPgY | CREYKE BECK | Number of I&C hybrid heat pumps | CREB_1 | 0 | 0 | 28 | 66 | 101 | 138 | 175 | 260 | 338 | 414 | 490 | 566 | 730 | 857 | 982 | 1105 | 1228 | 1537 | 1696 | 1839 | 1978 | 2117 | 2308 | 2409 | 2510 | 2611 | 2711 | 2806 | 2875 | 2950 | 3028 | 3108 | NPgY | GSP | NG FES - System Transformation | Number of I&C hybrid heat pumps
NG FES - System Transformation | Lct_BB008 | Number of | NPgY | DRAX | Number of I&C hybrid heat pumps | DRAX_YEDL | 0 | 0 | 3 | 7 | 11 | 15 | 19 | 28 | 37 | 45 | 54 | 62 | 81 | 95 | 109 | 124 | 138 | 173 | 192 | 209 | 225 | 242 | 265 | 277 | 290 | 303 | 316 | 328 | 338 | 348 | 358 | 369 | NPgY | GSP | NG FES - System Transformation | Number of I&C hybrid heat pumps
NG FES - System Transformation | Lct_BB008 | Number of | NPgY | ELLAND | Number of I&C hybrid heat pumps | ELLA_1 | 0 | 0 | 21 | 49 | 75 | 102 | 129 | 190 | 247 | 301 | 354 | 408 | 523 | 613 | 699 | 783 | 866 | 1080 | 1186 | 1280 | 1371 | 1460 | 1585 | 1646 | 1708 | 1768 | 1827 | 1881 | 1918 | 1958 | 2000 | 2042 | NPgY | GSP | NG FES - System Transformation | Number of I&C hybrid heat pumps
NG FES - System Transformation | Lct_BB008 | Number of | NPgY | FERRYBRIDGE A | Number of I&C hybrid heat pumps | FERRA2 | 0 | 0 | 4 | 11 | 16 | 22 | 28 | 42 | 55 | 67 | 79 | 92 | 119 | 140 | 160 | 181 | 201 | 252 | 279 | 303 | 326 | 349 | 382 | 399 | 417 | 435 | 452 | 469 | 481 | 495 | 509 | 524 | NPgY | GSP | NG FES - System Transformation | Number of I&C hybrid heat pumps
NG FES - System Transformation | Lct_BB008 | Number of | NPgY | FERRYBRIDGE B | Number of I&C hybrid heat pumps | FERRB9 | 0 | 0 | 14 | 32 | 49 | 66 | 84 | 125 | 163 | 199 | 236 | 273 | 351 | 413 | 472 | 532 | 591 | 740 | 816 | 885 | 952 | 1019 | 1111 | 1160 | 1209 | 1258 | 1307 | 1353 | 1386 | 1423 | 1461 | 1500 | NPgY | GSP | NG FES - System Transformation | Number of I&C hybrid heat pumps
NG FES - System Transformation | Lct_BB008 | Number of | NPgY | GRIMSBY WEST | Number of I&C hybrid heat pumps | GRIW_1 | 0 | 0 | 8 | 19 | 29 | 39 | 49 | 72 | 94 | 115 | 135 | 156 | 200 | 234 | 267 | 300 | 332 | 414 | 455 | 492 | 527 | 562 | 610 | 634 | 658 | 682 | 705 | 727 | 741 | 757 | 774 | 791 | NPgY | GSP | NG FES - System Transformation | Number of I&C hybrid heat pumps
NG FES - System Transformation | Lct_BB008 | Number of | NPgY | JORDANTHORPE | Number of I&C hybrid heat pumps | JORD_3 | 0 | 0 | 3 | 6 | 9 | 13 | 16 | 24 | 31 | 38 | 44 | 51 | 66 | 77 | 89 | 100 | 111 | 138 | 152 | 165 | 177 | 189 | 206 | 215 | 223 | 232 | 240 | 248 | 254 | 260 | 267 | 274 | NPgY | GSP | NG FES - System Transformation | Number of I&C hybrid heat pumps
NG FES - System Transformation | Lct_BB008 | Number of | NPgY | KEADBY | Number of I&C hybrid heat pumps | KEAD_YEDL | 0 | 0 | 16 | 38 | 58 | 79 | 101 | 149 | 195 | 239 | 283 | 328 | 424 | 499 | 573 | 646 | 720 | 903 | 999 | 1085 | 1170 | 1254 | 1371 | 1434 | 1498 | 1562 | 1625 | 1686 | 1732 | 1781 | 1833 | 1885 | NPgY | GSP | NG FES - System Transformation | Number of I&C hybrid heat pumps
NG FES - System Transformation | Lct_BB008 | Number of | NPgY | KIRKSTALL B | Number of I&C hybrid heat pumps | KIRKB1 | 0 | 0 | 12 | 29 | 44 | 60 | 75 | 111 | 144 | 176 | 207 | 238 | 306 | 358 | 408 | 457 | 505 | 630 | 692 | 746 | 799 | 850 | 923 | 958 | 993 | 1028 | 1062 | 1093 | 1114 | 1136 | 1160 | 1184 | NPgY | GSP | NG FES - System Transformation | Number of I&C hybrid heat pumps
NG FES - System Transformation | Lct_BB008 | Number of | NPgY | NEEPSEND | Number of I&C hybrid heat pumps | NEEP_3 | 0 | 0 | 5 | 12 | 18 | 24 | 31 | 46 | 59 | 72 | 85 | 98 | 125 | 147 | 167 | 187 | 207 | 258 | 283 | 306 | 327 | 348 | 378 | 392 | 407 | 421 | 435 | 448 | 456 | 466 | 475 | 485 | NPgY | GSP | NG FES - System Transformation | Number of I&C hybrid heat pumps
NG FES - System Transformation | Lct_BB008 | Number of | NPgY | NORTON LEES | Number of I&C hybrid heat pumps | NORL_3 | 0 | 0 | 4 | 9 | 14 | 19 | 24 | 36 | 47 | 57 | 67 | 77 | 99 | 116 | 132 | 148 | 163 | 203 | 223 | 241 | 258 | 275 | 298 | 309 | 321 | 332 | 343 | 353 | 360 | 367 | 375 | 382 | NPgY | GSP | NG FES - System Transformation | Number of I&C hybrid heat pumps
NG FES - System Transformation | Lct_BB008 | Number of | NPgY | PITSMOOR 3/4 | Number of I&C hybrid heat pumps | PITS_BB_B | 0 | 0 | 2 | 6 | 9 | 12 | 15 | 23 | 29 | 36 | 42 | 48 | 62 | 73 | 83 | 93 | 103 | 128 | 140 | 151 | 162 | 173 | 187 | 194 | 202 | 209 | 215 | 222 | 226 | 231 | 235 | 240 | NPgY | GSP | NG FES - System Transformation | Number of I&C hybrid heat pumps
NG FES - System Transformation | Lct_BB008 | Number of | NPgY | SALTEND NORTH | Number of I&C hybrid heat pumps | SALT_1 | 0 | 0 | 3 | 7 | 11 | 15 | 19 | 28 | 37 | 45 | 53 | 62 | 80 | 94 | 107 | 121 | 134 | 168 | 185 | 201 | 216 | 231 | 252 | 263 | 275 | 286 | 297 | 307 | 315 | 323 | 332 | 340 | NPgY | GSP | NG FES - System Transformation | Number of I&C hybrid heat pumps
NG FES - System Transformation | Lct_BB008 | Number of | NPgY | SHEFFIELD CITY | Number of I&C hybrid heat pumps | SHEC_3 | 0 | 0 | 5 | 12 | 18 | 24 | 31 | 45 | 58 | 71 | 84 | 96 | 124 | 145 | 165 | 185 | 204 | 255 | 280 | 302 | 323 | 344 | 373 | 387 | 402 | 416 | 429 | 442 | 450 | 460 | 469 | 479 | NPgY | GSP | NG FES - System Transformation | Number of I&C hybrid heat pumps
NG FES - System Transformation | Lct_BB008 | Number of | NPgY | SKELTON GRANGE | Number of I&C hybrid heat pumps | SKLGB1 | 0 | 0 | 30 | 70 | 108 | 146 | 185 | 273 | 354 | 432 | 509 | 586 | 752 | 880 | 1004 | 1126 | 1246 | 1553 | 1707 | 1843 | 1974 | 2103 | 2283 | 2372 | 2461 | 2549 | 2635 | 2714 | 2768 | 2827 | 2888 | 2950 | NPgY | GSP | NG FES - System Transformation | Number of I&C hybrid heat pumps
NG FES - System Transformation | Lct_BB008 | Number of | NPgY | TEMPLEBOROUGH 275/33KV | Number of I&C hybrid heat pumps | TEMP_3 | 0 | 0 | 0 | 0 | 1 | 1 | 1 | 1 | 2 | 2 | 3 | 3 | 4 | 5 | 6 | 6 | 7 | 9 | 10 | 11 | 12 | 13 | 14 | 14 | 15 | 16 | 16 | 17 | 17 | 18 | 18 | 19 | NPgY | GSP | NG FES - System Transformation | Number of I&C hybrid heat pumps
NG FES - System Transformation | Lct_BB008 | Number of | NPgY | THURCROFT | Number of I&C hybrid heat pumps | THUR_6 | 0 | 0 | 8 | 18 | 28 | 38 | 49 | 72 | 95 | 116 | 137 | 159 | 205 | 241 | 277 | 312 | 348 | 436 | 482 | 523 | 564 | 604 | 660 | 690 | 721 | 751 | 782 | 810 | 832 | 855 | 880 | 905 | NPgY | GSP | NG FES - System Transformation | Number of I&C hybrid heat pumps
NG FES - System Transformation | Lct_BB008 | Number of | NPgY | WEST MELTON / THORPE MARSH | Number of I&C hybrid heat pumps | WMEL_THOM | 0 | 0 | 20 | 47 | 72 | 98 | 124 | 184 | 240 | 294 | 348 | 403 | 520 | 612 | 702 | 791 | 880 | 1103 | 1219 | 1324 | 1426 | 1528 | 1669 | 1744 | 1820 | 1897 | 1972 | 2044 | 2098 | 2156 | 2217 | 2279 | NPgY | GSP | NG FES - System Transformation | Number of I&C hybrid heat pumps
NG FES - System Transformation | Lct_BB008 | Number of | NPgY | WEST MELTON SECTION 3 | Number of I&C hybrid heat pumps | WMEL_BB3 | 0 | 0 | 18 | 42 | 64 | 87 | 111 | 164 | 214 | 262 | 311 | 360 | 464 | 546 | 627 | 707 | 787 | 986 | 1090 | 1184 | 1276 | 1368 | 1494 | 1562 | 1630 | 1700 | 1768 | 1833 | 1882 | 1935 | 1991 | 2047 | NPgY | GSP | NG FES - System Transformation | Number of I&C hybrid heat pumps
NG FES - System Transformation | Lct_BB008 | Number of | NPgY | WINCOBANK | Number of I&C hybrid heat pumps | WIBA_3 | 0 | 0 | 1 | 2 | 3 | 5 | 6 | 8 | 11 | 13 | 16 | 18 | 23 | 28 | 31 | 35 | 39 | 49 | 54 | 58 | 62 | 67 | 72 | 75 | 78 | 81 | 84 | 87 | 89 | 91 | 93 | 95 | NPgY | GSP | NG FES - System Transformation | Number of I&C hybrid heat pumps
NG FES - System Transformation | Lct_BB56_NPgAggregate | Number of | NPgN | BLYTH 66kV | Total number of domestic heat pumps | BLYTB1 | 646.3 | 782.3 | 792.8 | 1085 | 1383 | 1698.5 | 2017.5 | 2553.4 | 3064.2 | 3614.5 | 4221.8 | 4919.5 | 5945.2 | 6690.5 | 7618 | 8741 | 10063.7 | 11289.3 | 13852.8 | 16329.1 | 18693.2 | 20945.3 | 23803.4 | 25905.1 | 28011.8 | 30087.6 | 32105.2 | 34527.7 | 36273.8 | 37854.5 | 39243.1 | 40444.6 | NPgN | GSP | NG FES - System Transformation | Total number of domestic heat pumps
NG FES - System Transformation | Lct_BB56_NPgAggregate | Number of | NPgN | BLYTH 132kV | Total number of domestic heat pumps | BLYTH132 | 260.4 | 318.3 | 316.7 | 396.9 | 470.3 | 547.1 | 654.1 | 857.1 | 1103.6 | 1407.9 | 1766.4 | 2184.6 | 2873.4 | 3214.9 | 3641.4 | 4157.7 | 4758.2 | 5256.9 | 6203.5 | 7117 | 7904.3 | 8634.1 | 9335.2 | 9832.9 | 10321 | 10800.3 | 11266.2 | 11833.2 | 12236.9 | 12595.6 | 12899.6 | 13155.4 | NPgN | GSP | NG FES - System Transformation | Total number of domestic heat pumps
NG FES - System Transformation | Lct_BB56_NPgAggregate | Number of | NPgN | FOURSTONES | Total number of domestic heat pumps | FOUR_1 | 64.4 | 74.5 | 74.3 | 90.9 | 107.3 | 124.5 | 156.4 | 218.9 | 319.8 | 445.2 | 601.7 | 784.1 | 1088.1 | 1223.1 | 1392.4 | 1597.5 | 1833.3 | 2035 | 2372.8 | 2697.9 | 2952.8 | 3185.8 | 3406 | 3556.1 | 3697.5 | 3834.2 | 3965.9 | 4128.4 | 4236.8 | 4330.4 | 4405.9 | 4464.9 | NPgN | GSP | NG FES - System Transformation | Total number of domestic heat pumps
NG FES - System Transformation | Lct_BB56_NPgAggregate | Number of | NPgN | HARTMOOR | Total number of domestic heat pumps | HARM_6 | 329.6 | 396 | 402.1 | 554 | 711.7 | 878.7 | 1048 | 1331.9 | 1611.7 | 1912.4 | 2250.1 | 2637.7 | 3209.2 | 3612.5 | 4116.8 | 4727.4 | 5450.3 | 6135.8 | 7534 | 8883.7 | 10166.1 | 11386.5 | 12938.1 | 14072 | 15209.6 | 16329.7 | 17417 | 18726.4 | 19659.7 | 20502.4 | 21242.6 | 21877.6 | NPgN | GSP | NG FES - System Transformation | Total number of domestic heat pumps
NG FES - System Transformation | Lct_BB56_NPgAggregate | Number of | NPgN | HAWTHORN PIT GRID | Total number of domestic heat pumps | HAWP_6 | 321.1 | 396.1 | 401.2 | 558.2 | 717.9 | 886.8 | 1058.2 | 1346.9 | 1625.9 | 1926.7 | 2261.1 | 2645 | 3208.9 | 3640.7 | 4179.4 | 4831.6 | 5601.2 | 6316.8 | 7856.2 | 9344 | 10798.2 | 12185.1 | 13940.4 | 15232.9 | 16531.8 | 17813.8 | 19061.8 | 20560.6 | 21643.9 | 22624.7 | 23488 | 24235.1 | NPgN | GSP | NG FES - System Transformation | Total number of domestic heat pumps
NG FES - System Transformation | Lct_BB56_NPgAggregate | Number of | NPgN | KNARESBOROUGH | Total number of domestic heat pumps | KNARE_111 | 481.3 | 566.4 | 570 | 735.9 | 903.4 | 1080.1 | 1270.4 | 1600.8 | 1926.4 | 2290.6 | 2692.7 | 3156.8 | 3854.4 | 4318.6 | 4892.6 | 5587.6 | 6397 | 7123 | 8675.7 | 10176.3 | 11634.1 | 13012.7 | 14704.9 | 15940.6 | 17167.2 | 18373.2 | 19545.2 | 20955.3 | 21962.1 | 22869 | 23665.7 | 24350.1 | NPgN | GSP | NG FES - System Transformation | Total number of domestic heat pumps
NG FES - System Transformation | Lct_BB56_NPgAggregate | Number of | NPgN | LACKENBY | Total number of domestic heat pumps | LACK_6 | 487 | 594.7 | 601.7 | 825.9 | 1054.6 | 1296.4 | 1544.8 | 1966.4 | 2387.9 | 2846 | 3362.1 | 3954.9 | 4834.1 | 5469 | 6262.5 | 7223.2 | 8357.9 | 9416.4 | 11590.2 | 13689.3 | 15710.1 | 17636.2 | 20066.1 | 21845.1 | 23630.5 | 25391.6 | 27104.6 | 29169.1 | 30659.7 | 32004.3 | 33176.9 | 34184.8 | NPgN | GSP | NG FES - System Transformation | Total number of domestic heat pumps
NG FES - System Transformation | Lct_BB56_NPgAggregate | Number of | NPgN | NORTON | Total number of domestic heat pumps | NORT_1 | 1450.7 | 1719.3 | 1743.7 | 2361.8 | 3004.6 | 3685 | 4401.1 | 5616.6 | 6849.8 | 8204.9 | 9735.9 | 11499 | 14155.3 | 15866.9 | 18001.3 | 20585.9 | 23628 | 26452.6 | 32110.5 | 37571.1 | 42711.3 | 47580.4 | 53632.2 | 58028.1 | 62414.6 | 66724.4 | 70901.9 | 75944 | 79517 | 82732 | 85540.3 | 87934.3 | NPgN | GSP | NG FES - System Transformation | Total number of domestic heat pumps
NG FES - System Transformation | Lct_BB56_NPgAggregate | Number of | NPgN | OFFERTON | Total number of domestic heat pumps | OFFE_3 | 108.9 | 127.9 | 130.8 | 188 | 251.2 | 318.3 | 387.7 | 503.8 | 618.9 | 741.9 | 880.2 | 1038.8 | 1270.5 | 1482.5 | 1748 | 2069.3 | 2449 | 2802.5 | 3680.5 | 4530.5 | 5383.2 | 6193.5 | 7211.9 | 7970.4 | 8734.8 | 9490.4 | 10227.1 | 11104 | 11726.7 | 12295.6 | 12814.1 | 13269.2 | NPgN | GSP | NG FES - System Transformation | Total number of domestic heat pumps
NG FES - System Transformation | Lct_BB56_NPgAggregate | Number of | NPgN | OSBALDWICK | Total number of domestic heat pumps | OSBA_1 | 1041.9 | 1240.2 | 1244.6 | 1607.9 | 1972.1 | 2355.3 | 2760.8 | 3467.8 | 4188.5 | 4987 | 5887.2 | 6921.6 | 8458.3 | 9516 | 10835.9 | 12434.1 | 14317.3 | 16071.3 | 19621.9 | 23049.2 | 26264.7 | 29311.5 | 33082.6 | 35828.7 | 38569.8 | 41270.1 | 43895.3 | 47061.3 | 49306.1 | 51328.3 | 53101.7 | 54624.5 | NPgN | GSP | NG FES - System Transformation | Total number of domestic heat pumps
NG FES - System Transformation | Lct_BB56_NPgAggregate | Number of | NPgN | POPPLETON | Total number of domestic heat pumps | POPP_3 | 139.7 | 165.3 | 168 | 231.7 | 299.5 | 371.3 | 444.9 | 569 | 691.9 | 824.3 | 973.1 | 1143.7 | 1394.5 | 1565 | 1778.1 | 2036 | 2341.6 | 2634.2 | 3227.8 | 3800.6 | 4349.9 | 4869.7 | 5530.3 | 6008.4 | 6486.2 | 6955.4 | 7409.5 | 7958.3 | 8339.4 | 8682 | 8984.2 | 9240.7 | NPgN | GSP | NG FES - System Transformation | Total number of domestic heat pumps
NG FES - System Transformation | Lct_BB56_NPgAggregate | Number of | NPgN | SALTHOLME | Total number of domestic heat pumps | SALH_1 | 6 | 6.9 | 7 | 10 | 13.3 | 16.9 | 20.5 | 26.7 | 32.9 | 39.7 | 47.3 | 56 | 68.9 | 76.4 | 86 | 97.5 | 111.2 | 124.9 | 148.1 | 170.3 | 192.2 | 212.8 | 239.9 | 258.8 | 277.5 | 295.9 | 313.4 | 335.3 | 350.1 | 363.2 | 373.9 | 382.5 | NPgN | GSP | NG FES - System Transformation | Total number of domestic heat pumps
NG FES - System Transformation | Lct_BB56_NPgAggregate | Number of | NPgN | SOUTH SHIELDS | Total number of domestic heat pumps | SSHI_3 | 155.9 | 185.1 | 188 | 260.9 | 339 | 421.6 | 506.3 | 649 | 786.3 | 933.3 | 1095.9 | 1282.3 | 1552.3 | 1775.5 | 2053.8 | 2390.7 | 2788 | 3161.2 | 4008 | 4826.9 | 5634.1 | 6404.3 | 7382.9 | 8108.3 | 8838 | 9558.8 | 10261.1 | 11100.7 | 11701.6 | 12249.2 | 12738.7 | 13166 | NPgN | GSP | NG FES - System Transformation | Total number of domestic heat pumps
NG FES - System Transformation | Lct_BB56_NPgAggregate | Number of | NPgN | SPADEADAM | Total number of domestic heat pumps | KIELD01 and SPAD20 | 27.4 | 32.7 | 32.6 | 40.5 | 47.9 | 55.7 | 67.4 | 89.8 | 123 | 163.1 | 212.6 | 270.1 | 363.7 | 407 | 461.4 | 527.2 | 603.3 | 670.8 | 781.2 | 887.3 | 973.9 | 1053.6 | 1136.6 | 1193.1 | 1246.8 | 1298.9 | 1349 | 1411.3 | 1453.1 | 1489.1 | 1517.9 | 1540.1 | NPgN | GSP | NG FES - System Transformation | Total number of domestic heat pumps
NG FES - System Transformation | Lct_BB56_NPgAggregate | Number of | NPgN | SPENNYMOOR | Total number of domestic heat pumps | SPEN_1 | 1054.4 | 1322.3 | 1320.8 | 1726.7 | 2106.4 | 2505.4 | 2910.8 | 3619.3 | 4329.6 | 5111.7 | 5987.3 | 6991.5 | 8461.6 | 9476.4 | 10740.9 | 12272.1 | 14075.1 | 15771.4 | 19069.3 | 22250.4 | 25240.7 | 28079.8 | 31661.7 | 34255.9 | 36837.6 | 39379.5 | 41850.2 | 44843.7 | 46980.3 | 48894.2 | 50548.6 | 51957.2 | NPgN | GSP | NG FES - System Transformation | Total number of domestic heat pumps
NG FES - System Transformation | Lct_BB56_NPgAggregate | Number of | NPgN | STELLA NORTH | Total number of domestic heat pumps | STEN_1 | 603.8 | 706.2 | 713.6 | 963.3 | 1234.2 | 1520 | 1817.9 | 2328.2 | 2847.3 | 3406.6 | 4039.8 | 4763.6 | 5809 | 6560.5 | 7501.4 | 8641 | 9993.9 | 11315.2 | 13915.6 | 16423.6 | 18832.2 | 21124.7 | 24060.6 | 26185.9 | 28316.6 | 30415.9 | 32453.9 | 34924.6 | 36661.5 | 38221.9 | 39582.7 | 40737 | NPgN | GSP | NG FES - System Transformation | Total number of domestic heat pumps
NG FES - System Transformation | Lct_BB56_NPgAggregate | Number of | NPgN | STELLA SOUTH | Total number of domestic heat pumps | STES_1 | 503.8 | 612.5 | 618.2 | 831.3 | 1045 | 1270.7 | 1503 | 1898.8 | 2295.8 | 2729.5 | 3217.8 | 3779 | 4614 | 5232.1 | 6003.9 | 6938.3 | 8039 | 9051.5 | 11200.4 | 13276.7 | 15245.6 | 17118.5 | 19464 | 21192.8 | 22926.6 | 24637.4 | 26303 | 28299.6 | 29739 | 31043.5 | 32194.8 | 33195.9 | NPgN | GSP | NG FES - System Transformation | Total number of domestic heat pumps
NG FES - System Transformation | Lct_BB56_NPgAggregate | Number of | NPgN | TYNEMOUTH | Total number of domestic heat pumps | TYNE_1 | 503.9 | 588.2 | 599.6 | 834.1 | 1089.3 | 1359.6 | 1637.2 | 2102.3 | 2544.9 | 3018 | 3538.5 | 4135.4 | 5002 | 5618.4 | 6384.4 | 7312 | 8405.2 | 9444.9 | 11611.4 | 13703.4 | 15760.3 | 17716.2 | 20226.6 | 22055.5 | 23884.9 | 25683.6 | 27427.3 | 29530.8 | 31014.6 | 32352.8 | 33529 | 34533.2 | NPgN | GSP | NG FES - System Transformation | Total number of domestic heat pumps
NG FES - System Transformation | Lct_BB56_NPgAggregate | Number of | NPgN | WEST BOLDON | Total number of domestic heat pumps | WBOL_6 | 613.2 | 730.4 | 744.1 | 1045.2 | 1367.2 | 1708.4 | 2056.9 | 2640 | 3197.4 | 3793.4 | 4451.7 | 5206.9 | 6306.5 | 7168.4 | 8242.1 | 9542.1 | 11074.8 | 12513.8 | 15683.2 | 18747.1 | 21768.4 | 24653.1 | 28330 | 31045.1 | 33775 | 36469.9 | 39093.1 | 42238.6 | 44508.1 | 46567.5 | 48391 | 49971 | NPgN | GSP | NG FES - System Transformation | Total number of domestic heat pumps
NG FES - System Transformation | Lct_BB56_NPgAggregate | Number of | NPgY | BRADFORD WEST | Total number of domestic heat pumps | BRAW_1 | 1083.7 | 1239.7 | 1255.6 | 1719.1 | 2194.3 | 2716.6 | 3254.8 | 4190.7 | 5143.7 | 6183.4 | 7346.2 | 8693.9 | 10778.3 | 12128.7 | 13990.9 | 16249.6 | 18909.1 | 21497.8 | 26757.1 | 32008.3 | 37035.6 | 41903.8 | 48196.9 | 52699.1 | 57204.1 | 61639.8 | 65950.4 | 71123.2 | 74833 | 78135 | 81082 | 83622.4 | NPgY | GSP | NG FES - System Transformation | Total number of domestic heat pumps
NG FES - System Transformation | Lct_BB56_NPgAggregate | Number of | NPgY | CAMBLESFORTH | Total number of domestic heat pumps | CAMB_01 | 100.9 | 118.1 | 118.2 | 154.9 | 192.4 | 230.8 | 278.7 | 365.1 | 459.8 | 567.8 | 694.2 | 843.9 | 1093 | 1288.3 | 1462.7 | 1673.9 | 1922.5 | 2144.2 | 2602.7 | 3029.6 | 3430.1 | 3773.7 | 4189 | 4481.3 | 4772.7 | 5060 | 5339.2 | 5676.3 | 5915.5 | 6130.8 | 6318.9 | 6479.5 | NPgY | GSP | NG FES - System Transformation | Total number of domestic heat pumps
NG FES - System Transformation | Lct_BB56_NPgAggregate | Number of | NPgY | CREYKE BECK | Total number of domestic heat pumps | CREB_1 | 1805.8 | 2061.9 | 2073.4 | 2675.7 | 3293 | 3932.6 | 4623.3 | 5811.9 | 6981.3 | 8274.7 | 9743.3 | 11417.3 | 14061.3 | 15951.4 | 18063.3 | 20608.3 | 23603.9 | 26388.2 | 32123.5 | 37521.9 | 42648.4 | 47433.4 | 53533 | 57867.8 | 62195.5 | 66461.6 | 70611.1 | 75596.5 | 79174.5 | 82439.4 | 85288.4 | 87746.7 | NPgY | GSP | NG FES - System Transformation | Total number of domestic heat pumps
NG FES - System Transformation | Lct_BB56_NPgAggregate | Number of | NPgY | DRAX | Total number of domestic heat pumps | DRAX_YEDL | 287.6 | 328.8 | 327.6 | 404.8 | 483.8 | 561.8 | 657.6 | 829.2 | 1015.7 | 1227.3 | 1473.7 | 1763.6 | 2237.4 | 2593.4 | 2903.2 | 3278.7 | 3721 | 4127.8 | 4889.8 | 5574.4 | 6212.3 | 6724.1 | 7344.2 | 7766.2 | 8184.4 | 8596.3 | 8995.9 | 9484 | 9821.9 | 10129.7 | 10388.8 | 10604.4 | NPgY | GSP | NG FES - System Transformation | Total number of domestic heat pumps
NG FES - System Transformation | Lct_BB56_NPgAggregate | Number of | NPgY | ELLAND | Total number of domestic heat pumps | ELLA_1 | 836.7 | 962.6 | 977.3 | 1351.3 | 1734.9 | 2153 | 2578.5 | 3307.4 | 4029 | 4814 | 5689.4 | 6693.7 | 8244.1 | 9262.7 | 10657.4 | 12344.7 | 14330.9 | 16248.3 | 20212.7 | 24166.8 | 27954.7 | 31668.2 | 36479 | 39926.8 | 43375.7 | 46770.3 | 50068.4 | 54020.9 | 56862.5 | 59399.7 | 61663.1 | 63620.3 | NPgY | GSP | NG FES - System Transformation | Total number of domestic heat pumps
NG FES - System Transformation | Lct_BB56_NPgAggregate | Number of | NPgY | FERRYBRIDGE A | Total number of domestic heat pumps | FERRA2 | 496.6 | 597.5 | 594.4 | 772.2 | 954.1 | 1128.1 | 1313.5 | 1629.8 | 1946.3 | 2294.5 | 2686.7 | 3137.1 | 3827.4 | 4264.4 | 4823.1 | 5501.3 | 6300.7 | 7090.3 | 8554 | 9919.6 | 11216.7 | 12406.7 | 13950.7 | 15027.3 | 16102.6 | 17163.6 | 18195.4 | 19449.2 | 20331.6 | 21138 | 21827 | 22408.3 | NPgY | GSP | NG FES - System Transformation | Total number of domestic heat pumps
NG FES - System Transformation | Lct_BB56_NPgAggregate | Number of | NPgY | FERRYBRIDGE B | Total number of domestic heat pumps | FERRB9 | 751.9 | 870.6 | 878.3 | 1190.5 | 1510.6 | 1853.9 | 2217.6 | 2851.9 | 3509.5 | 4232.8 | 5048.6 | 6001.7 | 7497.4 | 8496.6 | 9680.8 | 11120.7 | 12817.1 | 14475.5 | 17654.5 | 20672.9 | 23544.1 | 26193.4 | 29602.3 | 32008.7 | 34417.9 | 36790.5 | 39094.2 | 41880.2 | 43852.3 | 45637.4 | 47185.1 | 48504 | NPgY | GSP | NG FES - System Transformation | Total number of domestic heat pumps
NG FES - System Transformation | Lct_BB56_NPgAggregate | Number of | NPgY | GRIMSBY WEST | Total number of domestic heat pumps | GRIW_1 | 488.6 | 561 | 565.3 | 747 | 933.2 | 1129.6 | 1336.5 | 1692.7 | 2033.8 | 2408.8 | 2831.5 | 3308.2 | 4050.2 | 4565.9 | 5198.1 | 5959.2 | 6854.9 | 7695.1 | 9453.6 | 11154 | 12775.9 | 14348.3 | 16367.8 | 17807.2 | 19245.4 | 20662.4 | 22040.1 | 23694.7 | 24882.3 | 25956.1 | 26901.5 | 27717.3 | NPgY | GSP | NG FES - System Transformation | Total number of domestic heat pumps
NG FES - System Transformation | Lct_BB56_NPgAggregate | Number of | NPgY | JORDANTHORPE | Total number of domestic heat pumps | JORD_3 | 136.4 | 155.7 | 157.4 | 218.8 | 281.8 | 353.2 | 428.4 | 563.3 | 699.9 | 849.7 | 1018.1 | 1211.9 | 1510.3 | 1703.2 | 1941.1 | 2229.4 | 2569.2 | 2905.7 | 3539.8 | 4158.7 | 4748.5 | 5326.3 | 6077.5 | 6599.2 | 7120.1 | 7632.2 | 8128.3 | 8732.8 | 9153.2 | 9529.5 | 9853.2 | 10125 | NPgY | GSP | NG FES - System Transformation | Total number of domestic heat pumps
NG FES - System Transformation | Lct_BB56_NPgAggregate | Number of | NPgY | KEADBY | Total number of domestic heat pumps | KEAD_YEDL | 943.5 | 1097.4 | 1095 | 1393 | 1698.3 | 2001.1 | 2375.6 | 3045.3 | 3776.9 | 4608.3 | 5578.7 | 6723.4 | 8610 | 10056.6 | 11368.2 | 12956.7 | 14826.4 | 16507.1 | 19875.5 | 22913.9 | 25758.1 | 28153 | 31068.2 | 33102 | 35128 | 37128.1 | 39074.6 | 41432.3 | 43099.1 | 44628.5 | 45935.9 | 47045.1 | NPgY | GSP | NG FES - System Transformation | Total number of domestic heat pumps
NG FES - System Transformation | Lct_BB56_NPgAggregate | Number of | NPgY | KIRKSTALL B | Total number of domestic heat pumps | KIRKB1 | 496.7 | 569.6 | 583.4 | 847.6 | 1118.7 | 1424.5 | 1725.6 | 2241.9 | 2745.2 | 3288.1 | 3888 | 4574.4 | 5621.1 | 6279.7 | 7147.8 | 8200.1 | 9440.4 | 10686.2 | 13060 | 15384.8 | 17610.2 | 19795.6 | 22670.1 | 24699.8 | 26731 | 28725.4 | 30655.8 | 32989.3 | 34636.2 | 36113.8 | 37401.6 | 38499.8 | NPgY | GSP | NG FES - System Transformation | Total number of domestic heat pumps
NG FES - System Transformation | Lct_BB56_NPgAggregate | Number of | NPgY | NEEPSEND | Total number of domestic heat pumps | NEEP_3 | 224.3 | 258.5 | 261 | 356.1 | 453.7 | 560.3 | 668.3 | 856.4 | 1041.7 | 1242.8 | 1466.1 | 1721.2 | 2106.4 | 2342.3 | 2709.1 | 3153.4 | 3676.4 | 4194.1 | 5251.6 | 6330.4 | 7367.8 | 8382.9 | 9700 | 10646.3 | 11593.7 | 12527.1 | 13435 | 14522.6 | 15306 | 16000.7 | 16625.8 | 17167.1 | NPgY | GSP | NG FES - System Transformation | Total number of domestic heat pumps
NG FES - System Transformation | Lct_BB56_NPgAggregate | Number of | NPgY | NORTON LEES | Total number of domestic heat pumps | NORL_3 | 189.4 | 219.7 | 221.6 | 308.4 | 397.3 | 496.1 | 595.4 | 770.8 | 943.6 | 1130.5 | 1337.4 | 1572.8 | 1923 | 2126.6 | 2441.9 | 2824 | 3274.2 | 3734 | 4615.7 | 5530.8 | 6410.5 | 7289.4 | 8440.9 | 9252.4 | 10062.5 | 10858.9 | 11631 | 12563.7 | 13222.3 | 13799.8 | 14314.5 | 14753.2 | NPgY | GSP | NG FES - System Transformation | Total number of domestic heat pumps
NG FES - System Transformation | Lct_BB56_NPgAggregate | Number of | NPgY | PITSMOOR 3/4 | Total number of domestic heat pumps | PITS_BB_B | 73.1 | 85.7 | 86.6 | 123.5 | 161.2 | 203.3 | 245.4 | 319.6 | 393.5 | 473.3 | 561.7 | 663.2 | 814.9 | 903.4 | 1056.3 | 1241.9 | 1460.4 | 1680.4 | 2132.3 | 2581.9 | 3016.5 | 3449.1 | 4014.8 | 4423.6 | 4834.7 | 5241.1 | 5637.6 | 6113.5 | 6457.4 | 6770 | 7045.8 | 7285.8 | NPgY | GSP | NG FES - System Transformation | Total number of domestic heat pumps
NG FES - System Transformation | Lct_BB56_NPgAggregate | Number of | NPgY | SALTEND NORTH | Total number of domestic heat pumps | SALT_1 | 233.6 | 271.5 | 271.9 | 350.9 | 431.7 | 513 | 600.2 | 749.5 | 896.8 | 1059.3 | 1243 | 1452.6 | 1779.5 | 2003.9 | 2279.8 | 2612.9 | 3004.9 | 3374.5 | 4132.9 | 4849.6 | 5532.3 | 6178.1 | 7007.4 | 7598 | 8188.3 | 8771 | 9338.7 | 10021.1 | 10511.5 | 10960.3 | 11351.6 | 11689.3 | NPgY | GSP | NG FES - System Transformation | Total number of domestic heat pumps
NG FES - System Transformation | Lct_BB56_NPgAggregate | Number of | NPgY | SHEFFIELD CITY | Total number of domestic heat pumps | SHEC_3 | 107.2 | 124.9 | 126.5 | 177.7 | 230.1 | 287.6 | 344.7 | 443.4 | 538.2 | 640.7 | 754 | 882.2 | 1074.9 | 1192.8 | 1373.4 | 1591.7 | 1848.8 | 2104.6 | 2624 | 3144.7 | 3645.7 | 4142 | 4790.3 | 5255.4 | 5721.5 | 6180.6 | 6626.9 | 7162.4 | 7547.1 | 7891 | 8197.4 | 8462.5 | NPgY | GSP | NG FES - System Transformation | Total number of domestic heat pumps
NG FES - System Transformation | Lct_BB56_NPgAggregate | Number of | NPgY | SKELTON GRANGE | Total number of domestic heat pumps | SKLGB1 | 1156.4 | 1332.2 | 1363.2 | 1977.1 | 2607 | 3313.4 | 4009.5 | 5200.8 | 6365.2 | 7621.2 | 9009.2 | 10599.7 | 13026.1 | 14550.5 | 16652.8 | 19202.3 | 22205.8 | 25207 | 31087.6 | 36965.5 | 42601.5 | 48134.3 | 55370.9 | 60522.1 | 65678.8 | 70744.6 | 75653.5 | 81562.6 | 85766.9 | 89508.9 | 92822.3 | 95666.5 | NPgY | GSP | NG FES - System Transformation | Total number of domestic heat pumps
NG FES - System Transformation | Lct_BB56_NPgAggregate | Number of | NPgY | TEMPLEBOROUGH 275/33KV | Total number of domestic heat pumps | TEMP_3 | 11.5 | 13.2 | 13.4 | 19.3 | 25.3 | 32.3 | 39.2 | 51.6 | 64.5 | 78.5 | 93.9 | 112 | 139.2 | 154.8 | 176.5 | 203 | 234.3 | 267.4 | 324.7 | 380.5 | 433.9 | 487.6 | 559.3 | 608.5 | 657.7 | 706.1 | 752.8 | 810.2 | 849.5 | 884.9 | 914.6 | 939.3 | NPgY | GSP | NG FES - System Transformation | Total number of domestic heat pumps
NG FES - System Transformation | Lct_BB56_NPgAggregate | Number of | NPgY | THURCROFT | Total number of domestic heat pumps | THUR_6 | 783 | 918.6 | 923.5 | 1219.5 | 1522.9 | 1828.4 | 2144.2 | 2672.9 | 3174 | 3721.9 | 4336.2 | 5027.9 | 6097.1 | 6823.7 | 7726.9 | 8815.3 | 10096.6 | 11308.8 | 13778.6 | 16080.7 | 18273.4 | 20349.9 | 23038.5 | 24957.7 | 26877.4 | 28770.4 | 30612.3 | 32823.8 | 34416.3 | 35882 | 37155.4 | 38255.7 | NPgY | GSP | NG FES - System Transformation | Total number of domestic heat pumps
NG FES - System Transformation | Lct_BB56_NPgAggregate | Number of | NPgY | WEST MELTON / THORPE MARSH | Total number of domestic heat pumps | WMEL_THOM | 1187.2 | 1425.9 | 1427.1 | 1903.8 | 2392.1 | 2875 | 3374.4 | 4216 | 5020.3 | 5898.7 | 6881.4 | 7990.2 | 9679.7 | 10768.5 | 12242 | 14021.6 | 16117.3 | 18148 | 22193.6 | 26050.3 | 29733.5 | 33279.8 | 37891.9 | 41164.9 | 44438.2 | 47666.6 | 50807.6 | 54592.7 | 57298.7 | 59765.9 | 61912.8 | 63755.6 | NPgY | GSP | NG FES - System Transformation | Total number of domestic heat pumps
NG FES - System Transformation | Lct_BB56_NPgAggregate | Number of | NPgY | WEST MELTON SECTION 3 | Total number of domestic heat pumps | WMEL_BB3 | 1095.6 | 1295 | 1299.1 | 1743 | 2197.8 | 2666.3 | 3151.6 | 3986.4 | 4839.5 | 5771.4 | 6814 | 8025 | 9884.5 | 11047.1 | 12625.7 | 14546 | 16808.7 | 19061.1 | 23356 | 27475.1 | 31409 | 35106.8 | 39919.4 | 43326.1 | 46737.7 | 50101.3 | 53371.8 | 57322.6 | 60130 | 62673.4 | 64885.9 | 66775.3 | NPgY | GSP | NG FES - System Transformation | Total number of domestic heat pumps
NG FES - System Transformation | Lct_BB56_NPgAggregate | Number of | NPgY | WINCOBANK | Total number of domestic heat pumps | WIBA_3 | 36.3 | 42.4 | 43.3 | 63.1 | 83.4 | 105.7 | 127.7 | 164.9 | 200.5 | 238.9 | 281.3 | 329.6 | 403.4 | 450.6 | 513.9 | 590.5 | 680.8 | 770.3 | 947 | 1117.3 | 1280.7 | 1440.7 | 1650.8 | 1800.8 | 1951.2 | 2099.2 | 2242.8 | 2415.6 | 2539.1 | 2651.5 | 2749.4 | 2833.8 | NPgY | GSP | NG FES - System Transformation | Total number of domestic heat pumps
NG FES - System Transformation | Lct_BB78_NPgAggregate | Number of | NPgN | BLYTH 66kV | Total number of I&C heat pumps | BLYTB1 | 124 | 134 | 139 | 154 | 167 | 183 | 200 | 254 | 335 | 417 | 501 | 587 | 714 | 810 | 905 | 1002 | 1100 | 1303 | 1408 | 1505 | 1604 | 1704 | 1837 | 1896 | 1955 | 2013 | 2070 | 2155 | 2207 | 2258 | 2309 | 2360 | NPgN | GSP | NG FES - System Transformation | Total number of I&C heat pumps
NG FES - System Transformation | Lct_BB78_NPgAggregate | Number of | NPgN | BLYTH 132kV | Total number of I&C heat pumps | BLYTH132 | 75 | 81 | 84 | 94 | 101 | 111 | 121 | 154 | 203 | 253 | 304 | 356 | 433 | 490 | 548 | 607 | 666 | 789 | 853 | 912 | 971 | 1032 | 1113 | 1148 | 1184 | 1219 | 1254 | 1305 | 1336 | 1367 | 1398 | 1429 | NPgN | GSP | NG FES - System Transformation | Total number of I&C heat pumps
NG FES - System Transformation | Lct_BB78_NPgAggregate | Number of | NPgN | FOURSTONES | Total number of I&C heat pumps | FOUR_1 | 30 | 33 | 34 | 37 | 40 | 44 | 48 | 61 | 81 | 101 | 121 | 142 | 173 | 196 | 219 | 242 | 266 | 315 | 341 | 364 | 388 | 412 | 444 | 458 | 473 | 487 | 501 | 521 | 534 | 546 | 558 | 571 | NPgN | GSP | NG FES - System Transformation | Total number of I&C heat pumps
NG FES - System Transformation | Lct_BB78_NPgAggregate | Number of | NPgN | HARTMOOR | Total number of I&C heat pumps | HARM_6 | 69 | 74 | 76 | 84 | 90 | 98 | 107 | 135 | 177 | 218 | 261 | 304 | 367 | 413 | 459 | 505 | 551 | 649 | 697 | 740 | 783 | 827 | 885 | 907 | 929 | 951 | 971 | 1004 | 1020 | 1037 | 1053 | 1068 | NPgN | GSP | NG FES - System Transformation | Total number of I&C heat pumps
NG FES - System Transformation | Lct_BB78_NPgAggregate | Number of | NPgN | HAWTHORN PIT GRID | Total number of I&C heat pumps | HAWP_6 | 68 | 73 | 75 | 83 | 89 | 97 | 106 | 133 | 175 | 216 | 258 | 301 | 364 | 409 | 455 | 501 | 546 | 642 | 690 | 733 | 775 | 818 | 877 | 898 | 920 | 941 | 961 | 994 | 1010 | 1026 | 1042 | 1057 | NPgN | GSP | NG FES - System Transformation | Total number of I&C heat pumps
NG FES - System Transformation | Lct_BB78_NPgAggregate | Number of | NPgN | KNARESBOROUGH | Total number of I&C heat pumps | KNARE_111 | 189 | 205 | 213 | 237 | 258 | 282 | 310 | 395 | 523 | 653 | 786 | 923 | 1127 | 1281 | 1437 | 1596 | 1756 | 2087 | 2264 | 2428 | 2595 | 2767 | 2994 | 3099 | 3207 | 3313 | 3418 | 3571 | 3668 | 3765 | 3863 | 3961 | NPgN | GSP | NG FES - System Transformation | Total number of I&C heat pumps
NG FES - System Transformation | Lct_BB78_NPgAggregate | Number of | NPgN | LACKENBY | Total number of I&C heat pumps | LACK_6 | 111 | 120 | 124 | 138 | 149 | 163 | 178 | 226 | 299 | 372 | 446 | 523 | 636 | 720 | 805 | 891 | 978 | 1158 | 1251 | 1337 | 1424 | 1513 | 1631 | 1683 | 1735 | 1786 | 1836 | 1911 | 1956 | 2001 | 2046 | 2090 | NPgN | GSP | NG FES - System Transformation | Total number of I&C heat pumps
NG FES - System Transformation | Lct_BB78_NPgAggregate | Number of | NPgN | NORTON | Total number of I&C heat pumps | NORT_1 | 397 | 430 | 445 | 493 | 533 | 581 | 636 | 807 | 1064 | 1323 | 1588 | 1857 | 2257 | 2555 | 2855 | 3156 | 3460 | 4094 | 4421 | 4721 | 5024 | 5333 | 5745 | 5921 | 6100 | 6274 | 6445 | 6703 | 6855 | 7006 | 7157 | 7306 | NPgN | GSP | NG FES - System Transformation | Total number of I&C heat pumps
NG FES - System Transformation | Lct_BB78_NPgAggregate | Number of | NPgN | OFFERTON | Total number of I&C heat pumps | OFFE_3 | 46 | 49 | 51 | 56 | 60 | 65 | 71 | 90 | 118 | 146 | 174 | 203 | 245 | 276 | 307 | 338 | 369 | 434 | 466 | 495 | 525 | 554 | 594 | 609 | 624 | 638 | 652 | 675 | 686 | 697 | 708 | 719 | NPgN | GSP | NG FES - System Transformation | Total number of I&C heat pumps
NG FES - System Transformation | Lct_BB78_NPgAggregate | Number of | NPgN | OSBALDWICK | Total number of I&C heat pumps | OSBA_1 | 340 | 368 | 380 | 420 | 454 | 494 | 539 | 683 | 899 | 1116 | 1337 | 1562 | 1895 | 2142 | 2388 | 2636 | 2885 | 3408 | 3674 | 3916 | 4160 | 4408 | 4740 | 4876 | 5014 | 5149 | 5280 | 5481 | 5595 | 5708 | 5821 | 5932 | NPgN | GSP | NG FES - System Transformation | Total number of I&C heat pumps
NG FES - System Transformation | Lct_BB78_NPgAggregate | Number of | NPgN | POPPLETON | Total number of I&C heat pumps | POPP_3 | 46 | 49 | 51 | 56 | 60 | 65 | 71 | 90 | 118 | 146 | 174 | 203 | 245 | 276 | 307 | 338 | 369 | 434 | 466 | 496 | 525 | 554 | 594 | 609 | 624 | 638 | 652 | 674 | 686 | 697 | 708 | 719 | NPgN | GSP | NG FES - System Transformation | Total number of I&C heat pumps
NG FES - System Transformation | Lct_BB78_NPgAggregate | Number of | NPgN | SALTHOLME | Total number of I&C heat pumps | SALH_1 | 6 | 6 | 7 | 7 | 8 | 9 | 9 | 12 | 16 | 19 | 23 | 27 | 33 | 37 | 41 | 45 | 50 | 59 | 63 | 67 | 71 | 75 | 81 | 83 | 86 | 88 | 90 | 93 | 95 | 97 | 98 | 100 | NPgN | GSP | NG FES - System Transformation | Total number of I&C heat pumps
NG FES - System Transformation | Lct_BB78_NPgAggregate | Number of | NPgN | SOUTH SHIELDS | Total number of I&C heat pumps | SSHI_3 | 50 | 54 | 56 | 62 | 66 | 72 | 78 | 99 | 129 | 160 | 191 | 222 | 268 | 302 | 336 | 369 | 402 | 474 | 509 | 540 | 571 | 603 | 645 | 661 | 677 | 692 | 706 | 730 | 742 | 753 | 764 | 775 | NPgN | GSP | NG FES - System Transformation | Total number of I&C heat pumps
NG FES - System Transformation | Lct_BB78_NPgAggregate | Number of | NPgN | SPADEADAM | Total number of I&C heat pumps | KIELD01 and SPAD20 | 12 | 13 | 13 | 14 | 16 | 17 | 19 | 24 | 31 | 39 | 47 | 55 | 67 | 76 | 85 | 94 | 103 | 122 | 132 | 141 | 150 | 159 | 172 | 177 | 183 | 188 | 194 | 202 | 206 | 211 | 216 | 221 | NPgN | GSP | NG FES - System Transformation | Total number of I&C heat pumps
NG FES - System Transformation | Lct_BB78_NPgAggregate | Number of | NPgN | SPENNYMOOR | Total number of I&C heat pumps | SPEN_1 | 223 | 240 | 247 | 272 | 293 | 318 | 346 | 436 | 573 | 709 | 846 | 984 | 1190 | 1341 | 1490 | 1639 | 1786 | 2103 | 2258 | 2398 | 2538 | 2679 | 2869 | 2940 | 3011 | 3080 | 3145 | 3251 | 3305 | 3357 | 3408 | 3458 | NPgN | GSP | NG FES - System Transformation | Total number of I&C heat pumps
NG FES - System Transformation | Lct_BB78_NPgAggregate | Number of | NPgN | STELLA NORTH | Total number of I&C heat pumps | STEN_1 | 195 | 211 | 218 | 241 | 260 | 283 | 309 | 391 | 515 | 639 | 766 | 894 | 1085 | 1226 | 1367 | 1509 | 1651 | 1951 | 2102 | 2240 | 2379 | 2520 | 2709 | 2787 | 2865 | 2941 | 3014 | 3128 | 3192 | 3255 | 3318 | 3380 | NPgN | GSP | NG FES - System Transformation | Total number of I&C heat pumps
NG FES - System Transformation | Lct_BB78_NPgAggregate | Number of | NPgN | STELLA SOUTH | Total number of I&C heat pumps | STES_1 | 133 | 143 | 148 | 163 | 176 | 191 | 208 | 263 | 345 | 428 | 512 | 597 | 723 | 816 | 908 | 1001 | 1093 | 1289 | 1387 | 1475 | 1564 | 1655 | 1776 | 1823 | 1871 | 1918 | 1962 | 2033 | 2071 | 2108 | 2145 | 2182 | NPgN | GSP | NG FES - System Transformation | Total number of I&C heat pumps
NG FES - System Transformation | Lct_BB78_NPgAggregate | Number of | NPgN | TYNEMOUTH | Total number of I&C heat pumps | TYNE_1 | 123 | 133 | 138 | 153 | 166 | 181 | 198 | 252 | 332 | 414 | 497 | 582 | 708 | 803 | 898 | 994 | 1091 | 1292 | 1397 | 1494 | 1591 | 1691 | 1824 | 1882 | 1941 | 2000 | 2057 | 2142 | 2193 | 2245 | 2296 | 2347 | NPgN | GSP | NG FES - System Transformation | Total number of I&C heat pumps
NG FES - System Transformation | Lct_BB78_NPgAggregate | Number of | NPgN | WEST BOLDON | Total number of I&C heat pumps | WBOL_6 | 160 | 172 | 178 | 196 | 211 | 229 | 250 | 315 | 414 | 513 | 613 | 714 | 864 | 975 | 1084 | 1194 | 1303 | 1536 | 1651 | 1755 | 1860 | 1965 | 2108 | 2163 | 2218 | 2271 | 2322 | 2403 | 2446 | 2488 | 2530 | 2570 | NPgN | GSP | NG FES - System Transformation | Total number of I&C heat pumps
NG FES - System Transformation | Lct_BB78_NPgAggregate | Number of | NPgY | BRADFORD WEST | Total number of I&C heat pumps | BRAW_1 | 453 | 472 | 495 | 540 | 578 | 621 | 671 | 792 | 1041 | 1290 | 1542 | 1797 | 2193 | 2473 | 2752 | 3031 | 3309 | 3917 | 4213 | 4479 | 4747 | 5018 | 5402 | 5544 | 5686 | 5824 | 5955 | 6165 | 6276 | 6385 | 6492 | 6597 | NPgY | GSP | NG FES - System Transformation | Total number of I&C heat pumps
NG FES - System Transformation | Lct_BB78_NPgAggregate | Number of | NPgY | CAMBLESFORTH | Total number of I&C heat pumps | CAMB_01 | 35 | 37 | 39 | 43 | 46 | 50 | 55 | 65 | 86 | 107 | 129 | 151 | 186 | 211 | 237 | 263 | 289 | 344 | 372 | 399 | 426 | 453 | 492 | 508 | 525 | 542 | 558 | 582 | 597 | 612 | 627 | 642 | NPgY | GSP | NG FES - System Transformation | Total number of I&C heat pumps
NG FES - System Transformation | Lct_BB78_NPgAggregate | Number of | NPgY | CREYKE BECK | Total number of I&C heat pumps | CREB_1 | 443 | 463 | 488 | 534 | 574 | 620 | 672 | 796 | 1051 | 1307 | 1569 | 1835 | 2249 | 2546 | 2845 | 3147 | 3450 | 4100 | 4428 | 4728 | 5032 | 5343 | 5778 | 5957 | 6137 | 6314 | 6486 | 6747 | 6900 | 7053 | 7207 | 7359 | NPgY | GSP | NG FES - System Transformation | Total number of I&C heat pumps
NG FES - System Transformation | Lct_BB78_NPgAggregate | Number of | NPgY | DRAX | Total number of I&C heat pumps | DRAX_YEDL | 47 | 49 | 52 | 57 | 62 | 67 | 73 | 87 | 115 | 143 | 172 | 203 | 249 | 283 | 317 | 352 | 387 | 462 | 501 | 537 | 573 | 611 | 663 | 686 | 710 | 733 | 756 | 789 | 810 | 832 | 853 | 874 | NPgY | GSP | NG FES - System Transformation | Total number of I&C heat pumps
NG FES - System Transformation | Lct_BB78_NPgAggregate | Number of | NPgY | ELLAND | Total number of I&C heat pumps | ELLA_1 | 334 | 348 | 365 | 398 | 426 | 458 | 494 | 583 | 767 | 950 | 1135 | 1322 | 1614 | 1820 | 2025 | 2230 | 2434 | 2880 | 3097 | 3292 | 3488 | 3686 | 3968 | 4072 | 4175 | 4275 | 4371 | 4524 | 4604 | 4683 | 4761 | 4836 | NPgY | GSP | NG FES - System Transformation | Total number of I&C heat pumps
NG FES - System Transformation | Lct_BB78_NPgAggregate | Number of | NPgY | FERRYBRIDGE A | Total number of I&C heat pumps | FERRA2 | 71 | 74 | 78 | 86 | 92 | 100 | 108 | 129 | 170 | 212 | 254 | 298 | 366 | 415 | 464 | 514 | 565 | 672 | 727 | 778 | 829 | 882 | 956 | 987 | 1019 | 1051 | 1082 | 1127 | 1155 | 1184 | 1212 | 1240 | NPgY | GSP | NG FES - System Transformation | Total number of I&C heat pumps
NG FES - System Transformation | Lct_BB78_NPgAggregate | Number of | NPgY | FERRYBRIDGE B | Total number of I&C heat pumps | FERRB9 | 213 | 223 | 235 | 257 | 276 | 298 | 324 | 383 | 506 | 629 | 755 | 883 | 1082 | 1225 | 1369 | 1514 | 1660 | 1973 | 2131 | 2276 | 2423 | 2573 | 2783 | 2869 | 2956 | 3042 | 3126 | 3253 | 3328 | 3402 | 3477 | 3552 | NPgY | GSP | NG FES - System Transformation | Total number of I&C heat pumps
NG FES - System Transformation | Lct_BB78_NPgAggregate | Number of | NPgY | GRIMSBY WEST | Total number of I&C heat pumps | GRIW_1 | 127 | 132 | 139 | 151 | 162 | 174 | 188 | 222 | 292 | 363 | 434 | 505 | 617 | 696 | 775 | 854 | 933 | 1105 | 1189 | 1264 | 1341 | 1418 | 1527 | 1568 | 1609 | 1649 | 1687 | 1747 | 1779 | 1811 | 1843 | 1873 | NPgY | GSP | NG FES - System Transformation | Total number of I&C heat pumps
NG FES - System Transformation | Lct_BB78_NPgAggregate | Number of | NPgY | JORDANTHORPE | Total number of I&C heat pumps | JORD_3 | 41 | 43 | 45 | 49 | 53 | 57 | 61 | 73 | 96 | 119 | 142 | 166 | 204 | 230 | 257 | 284 | 310 | 368 | 397 | 424 | 450 | 477 | 516 | 531 | 546 | 561 | 575 | 598 | 610 | 623 | 635 | 648 | NPgY | GSP | NG FES - System Transformation | Total number of I&C heat pumps
NG FES - System Transformation | Lct_BB78_NPgAggregate | Number of | NPgY | KEADBY | Total number of I&C heat pumps | KEAD_YEDL | 251 | 263 | 278 | 304 | 328 | 355 | 385 | 458 | 605 | 755 | 908 | 1064 | 1307 | 1483 | 1660 | 1840 | 2022 | 2408 | 2607 | 2790 | 2976 | 3167 | 3432 | 3546 | 3662 | 3776 | 3889 | 4054 | 4157 | 4259 | 4362 | 4464 | NPgY | GSP | NG FES - System Transformation | Total number of I&C heat pumps
NG FES - System Transformation | Lct_BB78_NPgAggregate | Number of | NPgY | KIRKSTALL B | Total number of I&C heat pumps | KIRKB1 | 196 | 204 | 214 | 233 | 249 | 268 | 289 | 341 | 448 | 555 | 664 | 773 | 943 | 1063 | 1182 | 1301 | 1420 | 1680 | 1805 | 1918 | 2032 | 2147 | 2310 | 2369 | 2428 | 2485 | 2540 | 2628 | 2673 | 2717 | 2761 | 2804 | NPgY | GSP | NG FES - System Transformation | Total number of I&C heat pumps
NG FES - System Transformation | Lct_BB78_NPgAggregate | Number of | NPgY | NEEPSEND | Total number of I&C heat pumps | NEEP_3 | 80 | 84 | 88 | 95 | 102 | 110 | 119 | 140 | 184 | 227 | 272 | 317 | 386 | 435 | 484 | 533 | 582 | 688 | 740 | 786 | 832 | 879 | 946 | 970 | 995 | 1018 | 1040 | 1076 | 1095 | 1113 | 1131 | 1149 | NPgY | GSP | NG FES - System Transformation | Total number of I&C heat pumps
NG FES - System Transformation | Lct_BB78_NPgAggregate | Number of | NPgY | NORTON LEES | Total number of I&C heat pumps | NORL_3 | 63 | 66 | 69 | 75 | 80 | 87 | 93 | 110 | 145 | 179 | 214 | 249 | 304 | 343 | 382 | 420 | 458 | 542 | 583 | 619 | 656 | 693 | 746 | 765 | 784 | 802 | 820 | 848 | 863 | 877 | 891 | 905 | NPgY | GSP | NG FES - System Transformation | Total number of I&C heat pumps
NG FES - System Transformation | Lct_BB78_NPgAggregate | Number of | NPgY | PITSMOOR 3/4 | Total number of I&C heat pumps | PITS_BB_B | 40 | 41 | 43 | 47 | 51 | 54 | 59 | 69 | 91 | 113 | 135 | 157 | 191 | 216 | 240 | 264 | 288 | 341 | 366 | 389 | 412 | 435 | 469 | 481 | 493 | 504 | 515 | 533 | 543 | 552 | 560 | 569 | NPgY | GSP | NG FES - System Transformation | Total number of I&C heat pumps
NG FES - System Transformation | Lct_BB78_NPgAggregate | Number of | NPgY | SALTEND NORTH | Total number of I&C heat pumps | SALT_1 | 48 | 50 | 53 | 58 | 62 | 68 | 73 | 87 | 115 | 143 | 171 | 200 | 245 | 278 | 311 | 344 | 377 | 448 | 484 | 517 | 550 | 584 | 632 | 651 | 671 | 691 | 710 | 738 | 755 | 772 | 789 | 806 | NPgY | GSP | NG FES - System Transformation | Total number of I&C heat pumps
NG FES - System Transformation | Lct_BB78_NPgAggregate | Number of | NPgY | SHEFFIELD CITY | Total number of I&C heat pumps | SHEC_3 | 79 | 83 | 87 | 94 | 101 | 108 | 117 | 138 | 181 | 225 | 268 | 313 | 381 | 430 | 478 | 526 | 574 | 679 | 730 | 776 | 822 | 868 | 934 | 958 | 982 | 1005 | 1027 | 1063 | 1081 | 1099 | 1117 | 1134 | NPgY | GSP | NG FES - System Transformation | Total number of I&C heat pumps
NG FES - System Transformation | Lct_BB78_NPgAggregate | Number of | NPgY | SKELTON GRANGE | Total number of I&C heat pumps | SKLGB1 | 478 | 499 | 524 | 571 | 611 | 657 | 709 | 837 | 1101 | 1364 | 1630 | 1900 | 2319 | 2615 | 2910 | 3206 | 3500 | 4143 | 4456 | 4738 | 5022 | 5309 | 5716 | 5867 | 6017 | 6163 | 6303 | 6526 | 6644 | 6760 | 6874 | 6986 | NPgY | GSP | NG FES - System Transformation | Total number of I&C heat pumps
NG FES - System Transformation | Lct_BB78_NPgAggregate | Number of | NPgY | TEMPLEBOROUGH 275/33KV | Total number of I&C heat pumps | TEMP_3 | 2 | 3 | 3 | 3 | 3 | 4 | 4 | 5 | 6 | 7 | 9 | 11 | 13 | 15 | 17 | 18 | 20 | 24 | 26 | 28 | 30 | 32 | 34 | 35 | 37 | 38 | 39 | 41 | 42 | 43 | 44 | 45 | NPgY | GSP | NG FES - System Transformation | Total number of I&C heat pumps
NG FES - System Transformation | Lct_BB78_NPgAggregate | Number of | NPgY | THURCROFT | Total number of I&C heat pumps | THUR_6 | 122 | 128 | 135 | 148 | 160 | 173 | 187 | 222 | 294 | 366 | 440 | 515 | 633 | 717 | 803 | 889 | 976 | 1162 | 1258 | 1345 | 1434 | 1526 | 1653 | 1707 | 1762 | 1817 | 1870 | 1949 | 1997 | 2045 | 2094 | 2143 | NPgY | GSP | NG FES - System Transformation | Total number of I&C heat pumps
NG FES - System Transformation | Lct_BB78_NPgAggregate | Number of | NPgY | WEST MELTON / THORPE MARSH | Total number of I&C heat pumps | WMEL_THOM | 312 | 327 | 344 | 377 | 406 | 439 | 476 | 565 | 746 | 929 | 1116 | 1307 | 1604 | 1818 | 2034 | 2253 | 2473 | 2943 | 3183 | 3404 | 3628 | 3857 | 4178 | 4313 | 4451 | 4586 | 4719 | 4916 | 5036 | 5156 | 5277 | 5398 | NPgY | GSP | NG FES - System Transformation | Total number of I&C heat pumps
NG FES - System Transformation | Lct_BB78_NPgAggregate | Number of | NPgY | WEST MELTON SECTION 3 | Total number of I&C heat pumps | WMEL_BB3 | 278 | 291 | 307 | 336 | 361 | 391 | 424 | 503 | 665 | 828 | 996 | 1166 | 1432 | 1623 | 1817 | 2012 | 2210 | 2630 | 2846 | 3044 | 3246 | 3452 | 3740 | 3862 | 3986 | 4110 | 4230 | 4409 | 4518 | 4628 | 4738 | 4848 | NPgY | GSP | NG FES - System Transformation | Total number of I&C heat pumps
NG FES - System Transformation | Lct_BB78_NPgAggregate | Number of | NPgY | WINCOBANK | Total number of I&C heat pumps | WIBA_3 | 15 | 15 | 16 | 18 | 19 | 20 | 22 | 26 | 34 | 42 | 51 | 59 | 72 | 82 | 91 | 101 | 110 | 130 | 140 | 150 | 159 | 168 | 181 | 186 | 192 | 197 | 201 | 209 | 213 | 217 | 221 | 225 | NPgY | GSP | NG FES - System Transformation | Total number of I&C heat pumps
NPg Planning Scenario | Lct_BB005 | Number of | NPgN | BLYTH 66kV | Number of domestic full electric heat pumps | BLYTB1 | 654 | 781 | 955 | 1280 | 1648 | 2030 | 3395 | 4998 | 7034 | 9731 | 13599 | 16937 | 20455 | 23893 | 28002 | 32236 | 36197 | 40146 | 44209 | 48154 | 52154 | 55343 | 58530 | 61704 | 64961 | 67645 | 70434 | 73122 | 75908 | 78729 | 79088 | 79446 | NPgN | GSP | NPg Planning Scenario | Number of domestic full electric heat pumps
NPg Planning Scenario | Lct_BB005 | Number of | NPgN | BLYTH 132kV | Number of domestic full electric heat pumps | BLYTH132 | 255 | 299 | 363 | 475 | 595 | 718 | 929 | 2015 | 3455 | 5411 | 4573 | 5852 | 6287 | 6961 | 8347 | 9344 | 10346 | 11310 | 12282 | 13400 | 14368 | 15127 | 15901 | 16767 | 17340 | 18066 | 18514 | 19228 | 19703 | 20288 | 20371 | 20458 | NPgN | GSP | NPg Planning Scenario | Number of domestic full electric heat pumps
NPg Planning Scenario | Lct_BB005 | Number of | NPgN | FOURSTONES | Number of domestic full electric heat pumps | FOUR_1 | 53 | 65 | 78 | 106 | 139 | 173 | 212 | 907 | 1796 | 3010 | 1815 | 2402 | 2226 | 2303 | 2809 | 3022 | 3268 | 3510 | 3761 | 4120 | 4369 | 4555 | 4753 | 5017 | 5034 | 5252 | 5234 | 5442 | 5446 | 5500 | 5516 | 5533 | NPgN | GSP | NPg Planning Scenario | Number of domestic full electric heat pumps
NPg Planning Scenario | Lct_BB005 | Number of | NPgN | HARTMOOR | Number of domestic full electric heat pumps | HARM_6 | 341 | 417 | 512 | 695 | 912 | 1137 | 1984 | 2910 | 4041 | 5469 | 7849 | 9698 | 11653 | 13509 | 15743 | 18047 | 20194 | 22335 | 24547 | 26685 | 28861 | 30600 | 32335 | 34061 | 35836 | 37288 | 38802 | 40257 | 41765 | 43295 | 43519 | 43742 | NPgN | GSP | NPg Planning Scenario | Number of domestic full electric heat pumps
NPg Planning Scenario | Lct_BB005 | Number of | NPgN | HAWTHORN PIT GRID | Number of domestic full electric heat pumps | HAWP_6 | 352 | 426 | 529 | 723 | 934 | 1153 | 1933 | 2824 | 3941 | 5388 | 8327 | 10421 | 12806 | 15074 | 17738 | 20549 | 23189 | 25816 | 28505 | 31098 | 33762 | 35895 | 38022 | 40112 | 42283 | 44057 | 45910 | 47687 | 49530 | 51387 | 51597 | 51807 | NPgN | GSP | NPg Planning Scenario | Number of domestic full electric heat pumps
NPg Planning Scenario | Lct_BB005 | Number of | NPgN | KNARESBOROUGH | Number of domestic full electric heat pumps | KNARE_111 | 412 | 478 | 560 | 710 | 892 | 1080 | 1714 | 2896 | 4470 | 6701 | 8572 | 11016 | 13158 | 15323 | 18305 | 21202 | 24010 | 26801 | 29634 | 32464 | 35258 | 37462 | 39671 | 41920 | 44064 | 45982 | 47803 | 49716 | 51544 | 53413 | 53569 | 53727 | NPgN | GSP | NPg Planning Scenario | Number of domestic full electric heat pumps
NPg Planning Scenario | Lct_BB005 | Number of | NPgN | LACKENBY | Number of domestic full electric heat pumps | LACK_6 | 528 | 640 | 789 | 1068 | 1388 | 1720 | 2894 | 4350 | 6155 | 8471 | 12317 | 15365 | 18658 | 21911 | 25726 | 29675 | 33357 | 37024 | 40791 | 44456 | 48185 | 51168 | 54149 | 57100 | 60103 | 62599 | 65152 | 67651 | 70194 | 72774 | 73095 | 73415 | NPgN | GSP | NPg Planning Scenario | Number of domestic full electric heat pumps
NPg Planning Scenario | Lct_BB005 | Number of | NPgN | NORTON | Number of domestic full electric heat pumps | NORT_1 | 1386 | 1680 | 2037 | 2736 | 3572 | 4439 | 7626 | 12085 | 17653 | 24980 | 32342 | 40429 | 47766 | 55110 | 64683 | 74047 | 82887 | 91685 | 100744 | 109719 | 118608 | 125658 | 132713 | 139893 | 146846 | 152900 | 158788 | 164834 | 170737 | 176798 | 177618 | 178438 | NPgN | GSP | NPg Planning Scenario | Number of domestic full electric heat pumps
NPg Planning Scenario | Lct_BB005 | Number of | NPgN | OFFERTON | Number of domestic full electric heat pumps | OFFE_3 | 110 | 140 | 174 | 247 | 334 | 426 | 829 | 1229 | 1696 | 2282 | 4055 | 5109 | 6374 | 7369 | 8699 | 10154 | 11580 | 13000 | 14450 | 15789 | 17230 | 18390 | 19546 | 20635 | 21816 | 22746 | 23759 | 24692 | 25698 | 26702 | 26798 | 26893 | NPgN | GSP | NPg Planning Scenario | Number of domestic full electric heat pumps
NPg Planning Scenario | Lct_BB005 | Number of | NPgN | OSBALDWICK | Number of domestic full electric heat pumps | OSBA_1 | 980 | 1170 | 1414 | 1879 | 2423 | 2986 | 4827 | 7464 | 10808 | 15167 | 19647 | 24458 | 29116 | 33592 | 39355 | 45116 | 50569 | 55986 | 61559 | 67004 | 72507 | 76909 | 81317 | 85697 | 90065 | 93760 | 97466 | 101162 | 104874 | 108684 | 109201 | 109719 | NPgN | GSP | NPg Planning Scenario | Number of domestic full electric heat pumps
NPg Planning Scenario | Lct_BB005 | Number of | NPgN | POPPLETON | Number of domestic full electric heat pumps | POPP_3 | 141 | 173 | 212 | 288 | 382 | 480 | 871 | 1291 | 1795 | 2433 | 3606 | 4476 | 5400 | 6227 | 7276 | 8359 | 9384 | 10404 | 11454 | 12464 | 13494 | 14315 | 15133 | 15947 | 16782 | 17469 | 18180 | 18867 | 19575 | 20291 | 20390 | 20488 | NPgN | GSP | NPg Planning Scenario | Number of domestic full electric heat pumps
NPg Planning Scenario | Lct_BB005 | Number of | NPgN | SALTHOLME | Number of domestic full electric heat pumps | SALH_1 | 6 | 7 | 9 | 13 | 18 | 23 | 47 | 70 | 95 | 127 | 207 | 258 | 316 | 372 | 436 | 503 | 564 | 625 | 687 | 748 | 809 | 857 | 905 | 954 | 1003 | 1045 | 1086 | 1127 | 1168 | 1209 | 1215 | 1220 | NPgN | GSP | NPg Planning Scenario | Number of domestic full electric heat pumps
NPg Planning Scenario | Lct_BB005 | Number of | NPgN | SOUTH SHIELDS | Number of domestic full electric heat pumps | SSHI_3 | 161 | 192 | 234 | 312 | 412 | 517 | 956 | 1415 | 1972 | 2699 | 4252 | 5334 | 6523 | 7613 | 8959 | 10379 | 11732 | 13084 | 14471 | 15791 | 17160 | 18253 | 19343 | 20409 | 21528 | 22434 | 23394 | 24302 | 25258 | 26219 | 26324 | 26429 | NPgN | GSP | NPg Planning Scenario | Number of domestic full electric heat pumps
NPg Planning Scenario | Lct_BB005 | Number of | NPgN | SPADEADAM | Number of domestic full electric heat pumps | KIELD01 and SPAD20 | 25 | 31 | 37 | 50 | 65 | 80 | 103 | 318 | 594 | 968 | 702 | 916 | 923 | 1003 | 1208 | 1335 | 1465 | 1594 | 1727 | 1889 | 2022 | 2124 | 2230 | 2354 | 2409 | 2512 | 2549 | 2649 | 2692 | 2748 | 2757 | 2767 | NPgN | GSP | NPg Planning Scenario | Number of domestic full electric heat pumps
NPg Planning Scenario | Lct_BB005 | Number of | NPgN | SPENNYMOOR | Number of domestic full electric heat pumps | SPEN_1 | 1157 | 1359 | 1674 | 2228 | 2795 | 3381 | 4910 | 7480 | 10888 | 15387 | 19889 | 24833 | 29767 | 34729 | 40771 | 46867 | 52569 | 58230 | 64027 | 69758 | 75531 | 80166 | 84801 | 89408 | 93979 | 97870 | 101740 | 105629 | 109494 | 113438 | 113950 | 114461 | NPgN | GSP | NPg Planning Scenario | Number of domestic full electric heat pumps
NPg Planning Scenario | Lct_BB005 | Number of | NPgN | STELLA NORTH | Number of domestic full electric heat pumps | STEN_1 | 603 | 742 | 921 | 1279 | 1731 | 2202 | 4007 | 5925 | 8165 | 10906 | 16475 | 20371 | 24672 | 28722 | 33511 | 38508 | 43164 | 47796 | 52586 | 57192 | 61898 | 65648 | 69391 | 73103 | 76923 | 80058 | 83289 | 86428 | 89650 | 92897 | 93355 | 93816 | NPgN | GSP | NPg Planning Scenario | Number of domestic full electric heat pumps
NPg Planning Scenario | Lct_BB005 | Number of | NPgN | STELLA SOUTH | Number of domestic full electric heat pumps | STES_1 | 517 | 620 | 759 | 1020 | 1312 | 1614 | 2620 | 4024 | 5805 | 8131 | 10820 | 13489 | 16203 | 18823 | 22073 | 25400 | 28544 | 31678 | 34901 | 38017 | 41215 | 43784 | 46355 | 48870 | 51432 | 53559 | 55745 | 57874 | 60061 | 62290 | 62573 | 62855 | NPgN | GSP | NPg Planning Scenario | Number of domestic full electric heat pumps
NPg Planning Scenario | Lct_BB005 | Number of | NPgN | TYNEMOUTH | Number of domestic full electric heat pumps | TYNE_1 | 485 | 580 | 703 | 938 | 1250 | 1574 | 2973 | 4418 | 6168 | 8485 | 13135 | 16490 | 20076 | 23473 | 27637 | 31944 | 36010 | 40064 | 44223 | 48256 | 52327 | 55542 | 58749 | 61982 | 65275 | 68018 | 70831 | 73577 | 76380 | 79195 | 79515 | 79834 | NPgN | GSP | NPg Planning Scenario | Number of domestic full electric heat pumps
NPg Planning Scenario | Lct_BB005 | Number of | NPgN | WEST BOLDON | Number of domestic full electric heat pumps | WBOL_6 | 633 | 765 | 936 | 1263 | 1669 | 2090 | 3813 | 5619 | 7816 | 10689 | 16892 | 21195 | 25934 | 30410 | 35806 | 41464 | 46810 | 52145 | 57618 | 62880 | 68272 | 72562 | 76841 | 81076 | 85468 | 89064 | 92820 | 96423 | 100163 | 103917 | 104332 | 104745 | NPgN | GSP | NPg Planning Scenario | Number of domestic full electric heat pumps
NPg Planning Scenario | Lct_BB005 | Number of | NPgY | BRADFORD WEST | Number of domestic full electric heat pumps | BRAW_1 | 1057 | 1293 | 1617 | 2211 | 2924 | 3682 | 6281 | 10265 | 15055 | 21064 | 27450 | 38362 | 46094 | 54123 | 63475 | 72621 | 82198 | 91604 | 100991 | 110596 | 119905 | 127696 | 135126 | 142930 | 150355 | 156993 | 163316 | 169515 | 176157 | 182486 | 183265 | 184001 | NPgY | GSP | NPg Planning Scenario | Number of domestic full electric heat pumps
NPg Planning Scenario | Lct_BB005 | Number of | NPgY | CAMBLESFORTH | Number of domestic full electric heat pumps | CAMB_01 | 101 | 116 | 143 | 193 | 251 | 311 | 516 | 763 | 1385 | 2047 | 2698 | 2966 | 3582 | 3995 | 4560 | 5145 | 6078 | 6694 | 7384 | 8026 | 8701 | 9194 | 9730 | 10213 | 10745 | 11159 | 11608 | 12020 | 12452 | 12868 | 12941 | 12992 | NPgY | GSP | NPg Planning Scenario | Number of domestic full electric heat pumps
NPg Planning Scenario | Lct_BB005 | Number of | NPgY | CREYKE BECK | Number of domestic full electric heat pumps | CREB_1 | 1554 | 1806 | 2191 | 2827 | 3584 | 4383 | 7083 | 10927 | 16970 | 24756 | 33096 | 38151 | 45984 | 52291 | 60836 | 69813 | 80142 | 88590 | 97714 | 106190 | 115147 | 121861 | 128964 | 135686 | 142741 | 148395 | 154371 | 160104 | 165819 | 171641 | 172450 | 173138 | NPgY | GSP | NPg Planning Scenario | Number of domestic full electric heat pumps
NPg Planning Scenario | Lct_BB005 | Number of | NPgY | DRAX | Number of domestic full electric heat pumps | DRAX_YEDL | 249 | 293 | 357 | 463 | 592 | 727 | 1158 | 1646 | 2870 | 4202 | 5508 | 5056 | 6016 | 6400 | 7168 | 7925 | 9289 | 10018 | 10967 | 11742 | 12651 | 13232 | 13958 | 14524 | 15236 | 15706 | 16295 | 16816 | 17313 | 17841 | 17987 | 18096 | NPgY | GSP | NPg Planning Scenario | Number of domestic full electric heat pumps
NPg Planning Scenario | Lct_BB005 | Number of | NPgY | ELLAND | Number of domestic full electric heat pumps | ELLA_1 | 819 | 974 | 1210 | 1647 | 2163 | 2705 | 4591 | 7525 | 11021 | 15582 | 20453 | 28771 | 34696 | 40799 | 48047 | 55157 | 62500 | 69748 | 76999 | 84358 | 91549 | 97511 | 103240 | 109219 | 114943 | 120030 | 124912 | 129704 | 134786 | 139670 | 140217 | 140737 | NPgY | GSP | NPg Planning Scenario | Number of domestic full electric heat pumps
NPg Planning Scenario | Lct_BB005 | Number of | NPgY | FERRYBRIDGE A | Number of domestic full electric heat pumps | FERRA2 | 546 | 597 | 729 | 986 | 1279 | 1569 | 2694 | 3660 | 5048 | 6973 | 9204 | 10922 | 12931 | 14981 | 17251 | 19926 | 22470 | 24788 | 27174 | 29463 | 31812 | 33637 | 35509 | 37321 | 39180 | 40726 | 42291 | 43828 | 45403 | 46982 | 47262 | 47522 | NPgY | GSP | NPg Planning Scenario | Number of domestic full electric heat pumps
NPg Planning Scenario | Lct_BB005 | Number of | NPgY | FERRYBRIDGE B | Number of domestic full electric heat pumps | FERRB9 | 769 | 922 | 1154 | 1592 | 2113 | 2658 | 4546 | 7085 | 10283 | 14229 | 18550 | 23196 | 27582 | 31713 | 36611 | 41919 | 47445 | 52343 | 57454 | 62375 | 67398 | 71342 | 75353 | 79296 | 83284 | 86594 | 89957 | 93231 | 96568 | 99916 | 100484 | 101003 | NPgY | GSP | NPg Planning Scenario | Number of domestic full electric heat pumps
NPg Planning Scenario | Lct_BB005 | Number of | NPgY | GRIMSBY WEST | Number of domestic full electric heat pumps | GRIW_1 | 439 | 513 | 625 | 814 | 1039 | 1276 | 2106 | 3360 | 4865 | 6995 | 9474 | 12589 | 15232 | 17867 | 20985 | 24308 | 27816 | 31030 | 34298 | 37505 | 40737 | 43298 | 45863 | 48422 | 50979 | 53145 | 55325 | 57463 | 59639 | 61810 | 62049 | 62262 | NPgY | GSP | NPg Planning Scenario | Number of domestic full electric heat pumps
NPg Planning Scenario | Lct_BB005 | Number of | NPgY | JORDANTHORPE | Number of domestic full electric heat pumps | JORD_3 | 141 | 177 | 224 | 311 | 414 | 526 | 892 | 1522 | 2131 | 2938 | 3903 | 5873 | 7073 | 8395 | 9851 | 11468 | 13047 | 14567 | 16082 | 17579 | 19074 | 20270 | 21461 | 22654 | 23841 | 24847 | 25858 | 26858 | 27863 | 28878 | 28994 | 29102 | NPgY | GSP | NPg Planning Scenario | Number of domestic full electric heat pumps
NPg Planning Scenario | Lct_BB005 | Number of | NPgY | KEADBY | Number of domestic full electric heat pumps | KEAD_YEDL | 894 | 1027 | 1253 | 1653 | 2123 | 2607 | 4239 | 6063 | 11103 | 16485 | 21586 | 21428 | 25760 | 28150 | 31968 | 36147 | 42554 | 46520 | 51209 | 55272 | 59819 | 62916 | 66524 | 69565 | 73125 | 75723 | 78711 | 81400 | 84126 | 86844 | 87396 | 87791 | NPgY | GSP | NPg Planning Scenario | Number of domestic full electric heat pumps
NPg Planning Scenario | Lct_BB005 | Number of | NPgY | KIRKSTALL B | Number of domestic full electric heat pumps | KIRKB1 | 527 | 646 | 819 | 1149 | 1540 | 1955 | 3354 | 5705 | 7570 | 10275 | 13549 | 19572 | 23385 | 27512 | 32236 | 37225 | 41770 | 46412 | 51075 | 55681 | 60283 | 64014 | 67686 | 71437 | 75099 | 78224 | 81332 | 84438 | 87530 | 90699 | 91110 | 91522 | NPgY | GSP | NPg Planning Scenario | Number of domestic full electric heat pumps
NPg Planning Scenario | Lct_BB005 | Number of | NPgY | NEEPSEND | Number of domestic full electric heat pumps | NEEP_3 | 229 | 275 | 344 | 469 | 617 | 774 | 1311 | 2140 | 2923 | 4024 | 5316 | 7662 | 9190 | 10859 | 12752 | 14528 | 16369 | 18261 | 20121 | 22070 | 23918 | 25506 | 26986 | 28574 | 30054 | 31402 | 32664 | 33918 | 35262 | 36542 | 36697 | 36848 | NPgY | GSP | NPg Planning Scenario | Number of domestic full electric heat pumps
NPg Planning Scenario | Lct_BB005 | Number of | NPgY | NORTON LEES | Number of domestic full electric heat pumps | NORL_3 | 212 | 251 | 318 | 443 | 588 | 741 | 1257 | 2094 | 2790 | 3800 | 5031 | 7838 | 9423 | 11224 | 13231 | 15165 | 17085 | 19094 | 21061 | 23102 | 25055 | 26709 | 28270 | 29922 | 31482 | 32880 | 34212 | 35543 | 36931 | 38286 | 38436 | 38585 | NPgY | GSP | NPg Planning Scenario | Number of domestic full electric heat pumps
NPg Planning Scenario | Lct_BB005 | Number of | NPgY | PITSMOOR 3/4 | Number of domestic full electric heat pumps | PITS_BB_B | 87 | 102 | 129 | 185 | 248 | 314 | 546 | 902 | 1200 | 1624 | 2134 | 3305 | 3961 | 4716 | 5544 | 6435 | 7239 | 8084 | 8909 | 9750 | 10569 | 11253 | 11906 | 12594 | 13247 | 13832 | 14388 | 14945 | 15528 | 16096 | 16162 | 16228 | NPgY | GSP | NPg Planning Scenario | Number of domestic full electric heat pumps
NPg Planning Scenario | Lct_BB005 | Number of | NPgY | SALTEND NORTH | Number of domestic full electric heat pumps | SALT_1 | 218 | 244 | 296 | 389 | 497 | 607 | 1000 | 1465 | 2220 | 3207 | 4262 | 5120 | 6161 | 7099 | 8279 | 9566 | 10928 | 12117 | 13363 | 14545 | 15772 | 16714 | 17687 | 18630 | 19598 | 20401 | 21222 | 22016 | 22829 | 23637 | 23745 | 23840 | NPgY | GSP | NPg Planning Scenario | Number of domestic full electric heat pumps
NPg Planning Scenario | Lct_BB005 | Number of | NPgY | SHEFFIELD CITY | Number of domestic full electric heat pumps | SHEC_3 | 120 | 138 | 174 | 241 | 318 | 398 | 666 | 1096 | 1451 | 1984 | 2637 | 3877 | 4651 | 5498 | 6467 | 7442 | 8373 | 9338 | 10292 | 11264 | 12208 | 12999 | 13754 | 14546 | 15301 | 15972 | 16615 | 17257 | 17924 | 18579 | 18655 | 18731 | NPgY | GSP | NPg Planning Scenario | Number of domestic full electric heat pumps
NPg Planning Scenario | Lct_BB005 | Number of | NPgY | SKELTON GRANGE | Number of domestic full electric heat pumps | SKLGB1 | 1249 | 1504 | 1905 | 2698 | 3626 | 4599 | 7895 | 13254 | 17552 | 23777 | 31295 | 46175 | 55209 | 65190 | 76442 | 87735 | 98486 | 109622 | 120661 | 131899 | 142831 | 151968 | 160707 | 169872 | 178600 | 186293 | 193713 | 201133 | 208761 | 216335 | 217296 | 218257 | NPgY | GSP | NPg Planning Scenario | Number of domestic full electric heat pumps
NPg Planning Scenario | Lct_BB005 | Number of | NPgY | TEMPLEBOROUGH 275/33KV | Number of domestic full electric heat pumps | TEMP_3 | 13 | 17 | 21 | 31 | 42 | 54 | 96 | 162 | 216 | 288 | 372 | 607 | 726 | 868 | 1019 | 1194 | 1342 | 1496 | 1648 | 1797 | 1948 | 2068 | 2187 | 2308 | 2427 | 2528 | 2630 | 2731 | 2831 | 2935 | 2947 | 2960 | NPgY | GSP | NPg Planning Scenario | Number of domestic full electric heat pumps
NPg Planning Scenario | Lct_BB005 | Number of | NPgY | THURCROFT | Number of domestic full electric heat pumps | THUR_6 | 764 | 843 | 1021 | 1347 | 1719 | 2093 | 3479 | 5091 | 7209 | 10296 | 13834 | 15994 | 19140 | 22022 | 25627 | 29689 | 33646 | 37199 | 40938 | 44434 | 48111 | 50906 | 53824 | 56631 | 59531 | 61894 | 64346 | 66746 | 69129 | 71579 | 71933 | 72261 | NPgY | GSP | NPg Planning Scenario | Number of domestic full electric heat pumps
NPg Planning Scenario | Lct_BB005 | Number of | NPgY | WEST MELTON / THORPE MARSH | Number of domestic full electric heat pumps | WMEL_THOM | 1308 | 1404 | 1710 | 2321 | 3001 | 3668 | 6235 | 8873 | 12071 | 16891 | 22627 | 29224 | 34986 | 41127 | 48031 | 55852 | 63186 | 70255 | 77375 | 84340 | 91378 | 96961 | 102555 | 108126 | 113697 | 118451 | 123182 | 127863 | 132659 | 137441 | 138070 | 138667 | NPgY | GSP | NPg Planning Scenario | Number of domestic full electric heat pumps
NPg Planning Scenario | Lct_BB005 | Number of | NPgY | WEST MELTON SECTION 3 | Number of domestic full electric heat pumps | WMEL_BB3 | 1190 | 1364 | 1693 | 2337 | 3086 | 3849 | 6659 | 9856 | 13813 | 18967 | 24665 | 31481 | 37363 | 43408 | 50290 | 57797 | 64931 | 71790 | 78768 | 85633 | 92520 | 98067 | 103566 | 109121 | 114596 | 119303 | 123926 | 128471 | 133213 | 137881 | 138644 | 139372 | NPgY | GSP | NPg Planning Scenario | Number of domestic full electric heat pumps
NPg Planning Scenario | Lct_BB005 | Number of | NPgY | WINCOBANK | Number of domestic full electric heat pumps | WIBA_3 | 40 | 46 | 58 | 82 | 109 | 137 | 236 | 393 | 522 | 716 | 952 | 1309 | 1563 | 1828 | 2139 | 2476 | 2776 | 3078 | 3385 | 3683 | 3987 | 4229 | 4471 | 4715 | 4956 | 5159 | 5363 | 5567 | 5768 | 5977 | 6004 | 6032 | NPgY | GSP | NPg Planning Scenario | Number of domestic full electric heat pumps
NPg Planning Scenario | Lct_BB006 | Number of | NPgN | BLYTH 66kV | Number of domestic hybrid heat pumps | BLYTB1 | 0 | 0 | 45 | 219 | 420 | 547 | 620 | 766 | 993 | 1243 | 1323 | 1634 | 1885 | 2460 | 3147 | 3965 | 4999 | 6065 | 6925 | 7894 | 9089 | 10867 | 12903 | 14424 | 15378 | 16259 | 16790 | 17052 | 17310 | 17565 | 17824 | 17844 | NPgN | GSP | NPg Planning Scenario | Number of domestic hybrid heat pumps
NPg Planning Scenario | Lct_BB006 | Number of | NPgN | BLYTH 132kV | Number of domestic hybrid heat pumps | BLYTH132 | 0 | 0 | 5 | 25 | 48 | 367 | 649 | 944 | 1223 | 1531 | 1630 | 2013 | 2322 | 3029 | 1536 | 1934 | 1980 | 2402 | 2743 | 2767 | 3023 | 3479 | 4063 | 4521 | 4820 | 5083 | 5249 | 5331 | 5412 | 5512 | 5593 | 5599 | NPgN | GSP | NPg Planning Scenario | Number of domestic hybrid heat pumps
NPg Planning Scenario | Lct_BB006 | Number of | NPgN | FOURSTONES | Number of domestic hybrid heat pumps | FOUR_1 | 0 | 0 | 1 | 6 | 11 | 151 | 272 | 397 | 514 | 644 | 686 | 847 | 977 | 1275 | 524 | 660 | 630 | 764 | 872 | 842 | 895 | 1008 | 1163 | 1284 | 1369 | 1437 | 1484 | 1507 | 1530 | 1553 | 1576 | 1578 | NPgN | GSP | NPg Planning Scenario | Number of domestic hybrid heat pumps
NPg Planning Scenario | Lct_BB006 | Number of | NPgN | HARTMOOR | Number of domestic hybrid heat pumps | HARM_6 | 0 | 0 | 24 | 117 | 225 | 287 | 320 | 392 | 508 | 636 | 677 | 836 | 965 | 1259 | 1606 | 2023 | 2587 | 3139 | 3584 | 4162 | 4804 | 5739 | 6810 | 7607 | 8110 | 8570 | 8850 | 8988 | 9124 | 9252 | 9389 | 9399 | NPgN | GSP | NPg Planning Scenario | Number of domestic hybrid heat pumps
NPg Planning Scenario | Lct_BB006 | Number of | NPgN | HAWTHORN PIT GRID | Number of domestic hybrid heat pumps | HAWP_6 | 0 | 0 | 23 | 113 | 217 | 284 | 323 | 399 | 517 | 648 | 689 | 851 | 982 | 1281 | 1869 | 2354 | 3029 | 3675 | 4196 | 4848 | 5603 | 6709 | 7975 | 8921 | 9511 | 10061 | 10390 | 10551 | 10711 | 10887 | 11047 | 11060 | NPgN | GSP | NPg Planning Scenario | Number of domestic hybrid heat pumps
NPg Planning Scenario | Lct_BB006 | Number of | NPgN | KNARESBOROUGH | Number of domestic hybrid heat pumps | KNARE_111 | 0 | 0 | 21 | 103 | 197 | 368 | 498 | 663 | 859 | 1076 | 1145 | 1414 | 1631 | 2128 | 2026 | 2553 | 3086 | 3743 | 4274 | 4884 | 5573 | 6595 | 7789 | 8684 | 9258 | 9771 | 10090 | 10247 | 10402 | 10560 | 10715 | 10727 | NPgN | GSP | NPg Planning Scenario | Number of domestic hybrid heat pumps
NPg Planning Scenario | Lct_BB006 | Number of | NPgN | LACKENBY | Number of domestic hybrid heat pumps | LACK_6 | 0 | 0 | 33 | 158 | 303 | 427 | 507 | 639 | 828 | 1037 | 1103 | 1363 | 1572 | 2051 | 2639 | 3325 | 4199 | 5094 | 5817 | 6587 | 7590 | 9086 | 10803 | 12092 | 12891 | 13644 | 14090 | 14309 | 14526 | 14768 | 14986 | 15003 | NPgN | GSP | NPg Planning Scenario | Number of domestic hybrid heat pumps
NPg Planning Scenario | Lct_BB006 | Number of | NPgN | NORTON | Number of domestic hybrid heat pumps | NORT_1 | 0 | 0 | 97 | 474 | 908 | 1398 | 1745 | 2254 | 2920 | 3657 | 3892 | 4806 | 5544 | 7234 | 6856 | 8637 | 10559 | 12809 | 14625 | 16651 | 19044 | 22612 | 26748 | 29839 | 31813 | 33586 | 34684 | 35224 | 35756 | 36231 | 36765 | 36806 | NPgN | GSP | NPg Planning Scenario | Number of domestic hybrid heat pumps
NPg Planning Scenario | Lct_BB006 | Number of | NPgN | OFFERTON | Number of domestic hybrid heat pumps | OFFE_3 | 0 | 0 | 10 | 48 | 92 | 111 | 119 | 143 | 185 | 232 | 247 | 305 | 352 | 459 | 1007 | 1268 | 1720 | 2086 | 2382 | 3012 | 3504 | 4167 | 4925 | 5485 | 5847 | 6162 | 6363 | 6462 | 6560 | 6658 | 6757 | 6764 | NPgN | GSP | NPg Planning Scenario | Number of domestic hybrid heat pumps
NPg Planning Scenario | Lct_BB006 | Number of | NPgN | OSBALDWICK | Number of domestic hybrid heat pumps | OSBA_1 | 0 | 0 | 40 | 195 | 373 | 659 | 869 | 1147 | 1486 | 1861 | 1981 | 2446 | 2821 | 3681 | 4251 | 5356 | 6607 | 8015 | 9151 | 10526 | 12061 | 14322 | 16944 | 18906 | 20157 | 21285 | 21980 | 22323 | 22660 | 23029 | 23368 | 23394 | NPgN | GSP | NPg Planning Scenario | Number of domestic hybrid heat pumps
NPg Planning Scenario | Lct_BB006 | Number of | NPgN | POPPLETON | Number of domestic hybrid heat pumps | POPP_3 | 0 | 0 | 10 | 49 | 95 | 121 | 136 | 167 | 216 | 271 | 289 | 356 | 411 | 536 | 646 | 813 | 1037 | 1258 | 1436 | 1731 | 1994 | 2366 | 2793 | 3109 | 3315 | 3493 | 3607 | 3663 | 3719 | 3761 | 3817 | 3821 | NPgN | GSP | NPg Planning Scenario | Number of domestic hybrid heat pumps
NPg Planning Scenario | Lct_BB006 | Number of | NPgN | SALTHOLME | Number of domestic hybrid heat pumps | SALH_1 | 0 | 0 | 1 | 3 | 5 | 6 | 6 | 8 | 10 | 12 | 13 | 16 | 18 | 24 | 22 | 28 | 35 | 43 | 49 | 54 | 62 | 75 | 89 | 99 | 106 | 112 | 116 | 117 | 119 | 120 | 122 | 122 | NPgN | GSP | NPg Planning Scenario | Number of domestic hybrid heat pumps
NPg Planning Scenario | Lct_BB006 | Number of | NPgN | SOUTH SHIELDS | Number of domestic hybrid heat pumps | SSHI_3 | 0 | 0 | 11 | 55 | 106 | 130 | 140 | 169 | 219 | 274 | 292 | 361 | 416 | 543 | 990 | 1247 | 1667 | 2022 | 2309 | 2760 | 3207 | 3839 | 4559 | 5094 | 5431 | 5738 | 5925 | 6018 | 6109 | 6207 | 6298 | 6305 | NPgN | GSP | NPg Planning Scenario | Number of domestic hybrid heat pumps
NPg Planning Scenario | Lct_BB006 | Number of | NPgN | SPADEADAM | Number of domestic hybrid heat pumps | KIELD01 and SPAD20 | 0 | 0 | 0 | 2 | 4 | 43 | 75 | 110 | 142 | 178 | 189 | 234 | 269 | 352 | 156 | 196 | 193 | 234 | 267 | 262 | 281 | 320 | 371 | 411 | 438 | 461 | 476 | 483 | 491 | 499 | 506 | 507 | NPgN | GSP | NPg Planning Scenario | Number of domestic hybrid heat pumps
NPg Planning Scenario | Lct_BB006 | Number of | NPgN | SPENNYMOOR | Number of domestic hybrid heat pumps | SPEN_1 | 0 | 0 | 37 | 181 | 346 | 580 | 745 | 972 | 1260 | 1577 | 1679 | 2073 | 2392 | 3121 | 3894 | 4906 | 6036 | 7323 | 8361 | 9421 | 10798 | 12871 | 15267 | 17066 | 18195 | 19243 | 19872 | 20181 | 20487 | 20846 | 21154 | 21177 | NPgN | GSP | NPg Planning Scenario | Number of domestic hybrid heat pumps
NPg Planning Scenario | Lct_BB006 | Number of | NPgN | STELLA NORTH | Number of domestic hybrid heat pumps | STEN_1 | 0 | 0 | 33 | 159 | 306 | 388 | 428 | 521 | 675 | 845 | 900 | 1111 | 1282 | 1672 | 2738 | 3449 | 4524 | 5488 | 6266 | 7393 | 8569 | 10256 | 12183 | 13620 | 14521 | 15351 | 15852 | 16099 | 16343 | 16609 | 16854 | 16872 | NPgN | GSP | NPg Planning Scenario | Number of domestic hybrid heat pumps
NPg Planning Scenario | Lct_BB006 | Number of | NPgN | STELLA SOUTH | Number of domestic hybrid heat pumps | STES_1 | 0 | 0 | 30 | 144 | 276 | 409 | 498 | 635 | 823 | 1030 | 1097 | 1354 | 1562 | 2038 | 2669 | 3362 | 4216 | 5114 | 5839 | 6699 | 7702 | 9185 | 10892 | 12167 | 12972 | 13709 | 14157 | 14378 | 14595 | 14830 | 15049 | 15066 | NPgN | GSP | NPg Planning Scenario | Number of domestic hybrid heat pumps
NPg Planning Scenario | Lct_BB006 | Number of | NPgN | TYNEMOUTH | Number of domestic hybrid heat pumps | TYNE_1 | 0 | 0 | 39 | 191 | 367 | 447 | 483 | 582 | 754 | 945 | 1006 | 1242 | 1432 | 1869 | 2453 | 3090 | 4006 | 4860 | 5549 | 6551 | 7574 | 9044 | 10724 | 11970 | 12762 | 13476 | 13916 | 14133 | 14347 | 14534 | 14749 | 14765 | NPgN | GSP | NPg Planning Scenario | Number of domestic hybrid heat pumps
NPg Planning Scenario | Lct_BB006 | Number of | NPgN | WEST BOLDON | Number of domestic hybrid heat pumps | WBOL_6 | 0 | 0 | 50 | 241 | 463 | 567 | 612 | 739 | 957 | 1199 | 1276 | 1575 | 1817 | 2371 | 3738 | 4710 | 6213 | 7538 | 8606 | 10127 | 11751 | 14087 | 16748 | 18732 | 19972 | 21121 | 21811 | 22150 | 22485 | 22844 | 23181 | 23206 | NPgN | GSP | NPg Planning Scenario | Number of domestic hybrid heat pumps
NPg Planning Scenario | Lct_BB006 | Number of | NPgY | BRADFORD WEST | Number of domestic hybrid heat pumps | BRAW_1 | 0 | 0 | 75 | 362 | 695 | 1065 | 1254 | 1523 | 1890 | 2367 | 2520 | 3111 | 3589 | 4683 | 5357 | 6512 | 10266 | 12454 | 14624 | 16808 | 19310 | 24081 | 28660 | 32007 | 34055 | 35979 | 37155 | 37734 | 38304 | 38894 | 39377 | 39421 | NPgY | GSP | NPg Planning Scenario | Number of domestic hybrid heat pumps
NPg Planning Scenario | Lct_BB006 | Number of | NPgY | CAMBLESFORTH | Number of domestic hybrid heat pumps | CAMB_01 | 0 | 0 | 4 | 21 | 40 | 61 | 137 | 252 | 394 | 493 | 525 | 648 | 748 | 975 | 1116 | 1261 | 1041 | 1262 | 1297 | 1491 | 1713 | 1937 | 2243 | 2505 | 2622 | 2770 | 2860 | 2905 | 2949 | 2994 | 3014 | 3017 | NPgY | GSP | NPg Planning Scenario | Number of domestic hybrid heat pumps
NPg Planning Scenario | Lct_BB006 | Number of | NPgY | CREYKE BECK | Number of domestic hybrid heat pumps | CREB_1 | 0 | 0 | 87 | 421 | 807 | 1236 | 1698 | 2393 | 3275 | 4101 | 4366 | 5391 | 6219 | 8114 | 9283 | 10927 | 12069 | 14641 | 16167 | 18580 | 21346 | 24510 | 28853 | 32222 | 34304 | 36243 | 37427 | 38010 | 38585 | 39179 | 39762 | 39806 | NPgY | GSP | NPg Planning Scenario | Number of domestic hybrid heat pumps
NPg Planning Scenario | Lct_BB006 | Number of | NPgY | DRAX | Number of domestic hybrid heat pumps | DRAX_YEDL | 0 | 0 | 6 | 31 | 60 | 92 | 225 | 427 | 672 | 842 | 896 | 1106 | 1276 | 1665 | 1905 | 2153 | 1617 | 1961 | 1939 | 2229 | 2560 | 2730 | 3128 | 3493 | 3652 | 3859 | 3985 | 4047 | 4108 | 4171 | 4202 | 4207 | NPgY | GSP | NPg Planning Scenario | Number of domestic hybrid heat pumps
NPg Planning Scenario | Lct_BB006 | Number of | NPgY | ELLAND | Number of domestic hybrid heat pumps | ELLA_1 | 0 | 0 | 65 | 314 | 603 | 924 | 1046 | 1223 | 1476 | 1848 | 1967 | 2429 | 2803 | 3656 | 4183 | 5132 | 7861 | 9537 | 11216 | 12891 | 14810 | 18419 | 21930 | 24490 | 26080 | 27554 | 28454 | 28897 | 29335 | 29786 | 30170 | 30204 | NPgY | GSP | NPg Planning Scenario | Number of domestic hybrid heat pumps
NPg Planning Scenario | Lct_BB006 | Number of | NPgY | FERRYBRIDGE A | Number of domestic hybrid heat pumps | FERRA2 | 0 | 0 | 15 | 75 | 143 | 220 | 302 | 423 | 576 | 721 | 768 | 948 | 1094 | 1427 | 1632 | 1920 | 2715 | 3294 | 3678 | 4227 | 4856 | 5493 | 6488 | 7245 | 7760 | 8198 | 8466 | 8598 | 8728 | 8862 | 9028 | 9038 | NPgY | GSP | NPg Planning Scenario | Number of domestic hybrid heat pumps
NPg Planning Scenario | Lct_BB006 | Number of | NPgY | FERRYBRIDGE B | Number of domestic hybrid heat pumps | FERRB9 | 0 | 0 | 46 | 223 | 427 | 654 | 845 | 1131 | 1506 | 1886 | 2008 | 2479 | 2860 | 3732 | 4269 | 5057 | 6086 | 7383 | 8308 | 9549 | 10970 | 12755 | 15076 | 16837 | 17965 | 18980 | 19600 | 19905 | 20206 | 20517 | 20843 | 20867 | NPgY | GSP | NPg Planning Scenario | Number of domestic hybrid heat pumps
NPg Planning Scenario | Lct_BB006 | Number of | NPgY | GRIMSBY WEST | Number of domestic hybrid heat pumps | GRIW_1 | 0 | 0 | 27 | 132 | 253 | 387 | 491 | 645 | 846 | 1060 | 1128 | 1393 | 1607 | 2097 | 2399 | 2853 | 3658 | 4437 | 5033 | 5785 | 6646 | 7919 | 9373 | 10467 | 11144 | 11774 | 12159 | 12348 | 12535 | 12728 | 12906 | 12920 | NPgY | GSP | NPg Planning Scenario | Number of domestic hybrid heat pumps
NPg Planning Scenario | Lct_BB006 | Number of | NPgY | JORDANTHORPE | Number of domestic hybrid heat pumps | JORD_3 | 0 | 0 | 9 | 42 | 80 | 123 | 157 | 205 | 268 | 336 | 357 | 441 | 509 | 664 | 760 | 902 | 1172 | 1422 | 1624 | 1867 | 2145 | 2601 | 3084 | 3444 | 3663 | 3870 | 3996 | 4058 | 4120 | 4183 | 4239 | 4244 | NPgY | GSP | NPg Planning Scenario | Number of domestic hybrid heat pumps
NPg Planning Scenario | Lct_BB006 | Number of | NPgY | KEADBY | Number of domestic hybrid heat pumps | KEAD_YEDL | 0 | 0 | 29 | 142 | 271 | 414 | 967 | 1806 | 2822 | 3534 | 3762 | 4645 | 5359 | 6992 | 7999 | 9057 | 7503 | 9102 | 9237 | 10616 | 12196 | 13161 | 15187 | 16961 | 17836 | 18845 | 19460 | 19763 | 20062 | 20371 | 20582 | 20605 | NPgY | GSP | NPg Planning Scenario | Number of domestic hybrid heat pumps
NPg Planning Scenario | Lct_BB006 | Number of | NPgY | KIRKSTALL B | Number of domestic hybrid heat pumps | KIRKB1 | 0 | 0 | 51 | 246 | 472 | 723 | 743 | 776 | 852 | 1067 | 1136 | 1403 | 1619 | 2112 | 2416 | 3042 | 4291 | 5206 | 6163 | 7083 | 8137 | 9911 | 11822 | 13202 | 14134 | 14933 | 15421 | 15661 | 15898 | 16143 | 16403 | 16421 | NPgY | GSP | NPg Planning Scenario | Number of domestic hybrid heat pumps
NPg Planning Scenario | Lct_BB006 | Number of | NPgY | NEEPSEND | Number of domestic hybrid heat pumps | NEEP_3 | 0 | 0 | 14 | 67 | 129 | 198 | 217 | 243 | 282 | 353 | 376 | 464 | 535 | 698 | 799 | 989 | 2006 | 2433 | 2957 | 3398 | 3904 | 5013 | 5999 | 6699 | 7138 | 7542 | 7788 | 7909 | 8029 | 8152 | 8257 | 8266 | NPgY | GSP | NPg Planning Scenario | Number of domestic hybrid heat pumps
NPg Planning Scenario | Lct_BB006 | Number of | NPgY | NORTON LEES | Number of domestic hybrid heat pumps | NORL_3 | 0 | 0 | 12 | 57 | 109 | 166 | 176 | 185 | 203 | 254 | 270 | 334 | 385 | 502 | 575 | 724 | 1540 | 1869 | 2305 | 2649 | 3044 | 4034 | 4836 | 5401 | 5740 | 6065 | 6263 | 6360 | 6456 | 6556 | 6626 | 6634 | NPgY | GSP | NPg Planning Scenario | Number of domestic hybrid heat pumps
NPg Planning Scenario | Lct_BB006 | Number of | NPgY | PITSMOOR 3/4 | Number of domestic hybrid heat pumps | PITS_BB_B | 0 | 0 | 5 | 25 | 49 | 75 | 78 | 81 | 89 | 111 | 119 | 146 | 169 | 220 | 252 | 318 | 835 | 1013 | 1271 | 1460 | 1678 | 2081 | 2508 | 2800 | 3019 | 3189 | 3294 | 3345 | 3395 | 3448 | 3519 | 3523 | NPgY | GSP | NPg Planning Scenario | Number of domestic hybrid heat pumps
NPg Planning Scenario | Lct_BB006 | Number of | NPgY | SALTEND NORTH | Number of domestic hybrid heat pumps | SALT_1 | 0 | 0 | 10 | 47 | 91 | 139 | 190 | 265 | 359 | 450 | 479 | 591 | 682 | 889 | 1017 | 1202 | 1560 | 1892 | 2130 | 2448 | 2812 | 3247 | 3839 | 4287 | 4581 | 4840 | 4998 | 5076 | 5153 | 5232 | 5320 | 5326 | NPgY | GSP | NPg Planning Scenario | Number of domestic hybrid heat pumps
NPg Planning Scenario | Lct_BB006 | Number of | NPgY | SHEFFIELD CITY | Number of domestic hybrid heat pumps | SHEC_3 | 0 | 0 | 8 | 40 | 76 | 117 | 121 | 128 | 141 | 176 | 187 | 231 | 267 | 348 | 398 | 502 | 973 | 1180 | 1444 | 1659 | 1906 | 2390 | 2865 | 3199 | 3425 | 3619 | 3737 | 3796 | 3853 | 3912 | 3975 | 3979 | NPgY | GSP | NPg Planning Scenario | Number of domestic hybrid heat pumps
NPg Planning Scenario | Lct_BB006 | Number of | NPgY | SKELTON GRANGE | Number of domestic hybrid heat pumps | SKLGB1 | 0 | 0 | 116 | 564 | 1083 | 1659 | 1710 | 1787 | 1965 | 2461 | 2620 | 3235 | 3732 | 4869 | 5570 | 7012 | 10850 | 13162 | 15747 | 18098 | 20792 | 26042 | 31098 | 34729 | 37068 | 39163 | 40443 | 41072 | 41694 | 42336 | 42922 | 42969 | NPgY | GSP | NPg Planning Scenario | Number of domestic hybrid heat pumps
NPg Planning Scenario | Lct_BB006 | Number of | NPgY | TEMPLEBOROUGH 275/33KV | Number of domestic hybrid heat pumps | TEMP_3 | 0 | 0 | 1 | 4 | 8 | 13 | 13 | 14 | 15 | 19 | 20 | 25 | 28 | 37 | 42 | 53 | 90 | 109 | 132 | 151 | 174 | 212 | 254 | 283 | 305 | 322 | 332 | 338 | 343 | 348 | 355 | 355 | NPgY | GSP | NPg Planning Scenario | Number of domestic hybrid heat pumps
NPg Planning Scenario | Lct_BB006 | Number of | NPgY | THURCROFT | Number of domestic hybrid heat pumps | THUR_6 | 0 | 0 | 43 | 209 | 400 | 612 | 727 | 902 | 1138 | 1425 | 1517 | 1873 | 2161 | 2819 | 3225 | 3893 | 5043 | 6117 | 6887 | 7915 | 9094 | 10296 | 12177 | 13598 | 14587 | 15412 | 15915 | 16163 | 16408 | 16660 | 16978 | 16997 | NPgY | GSP | NPg Planning Scenario | Number of domestic hybrid heat pumps
NPg Planning Scenario | Lct_BB006 | Number of | NPgY | WEST MELTON / THORPE MARSH | Number of domestic hybrid heat pumps | WMEL_THOM | 0 | 0 | 58 | 280 | 536 | 820 | 974 | 1199 | 1504 | 1883 | 2005 | 2475 | 2856 | 3726 | 4262 | 5146 | 7902 | 9586 | 11026 | 12672 | 14559 | 17022 | 20213 | 22573 | 24192 | 25560 | 26395 | 26806 | 27212 | 27630 | 28130 | 28161 | NPgY | GSP | NPg Planning Scenario | Number of domestic hybrid heat pumps
NPg Planning Scenario | Lct_BB006 | Number of | NPgY | WEST MELTON SECTION 3 | Number of domestic hybrid heat pumps | WMEL_BB3 | 0 | 0 | 56 | 270 | 518 | 793 | 949 | 1174 | 1478 | 1851 | 1971 | 2433 | 2807 | 3663 | 4190 | 5062 | 7931 | 9622 | 11159 | 12825 | 14734 | 17392 | 20681 | 23096 | 24749 | 26148 | 27002 | 27423 | 27838 | 28266 | 28771 | 28803 | NPgY | GSP | NPg Planning Scenario | Number of domestic hybrid heat pumps
NPg Planning Scenario | Lct_BB006 | Number of | NPgY | WINCOBANK | Number of domestic hybrid heat pumps | WIBA_3 | 0 | 0 | 4 | 19 | 36 | 54 | 56 | 58 | 64 | 80 | 85 | 105 | 121 | 158 | 181 | 228 | 331 | 401 | 477 | 548 | 630 | 749 | 894 | 999 | 1074 | 1135 | 1172 | 1190 | 1209 | 1227 | 1251 | 1253 | NPgY | GSP | NPg Planning Scenario | Number of domestic hybrid heat pumps
NPg Planning Scenario | Lct_BB003a_NPgSubComponent | Number of | NPgN | BLYTH 66kV | Number of electric buses | BLYTB1 | 0 | 0 | 2 | 5 | 10 | 16 | 23 | 33 | 46 | 62 | 81 | 102 | 126 | 152 | 179 | 207 | 236 | 263 | 290 | 314 | 337 | 356 | 372 | 386 | 396 | 405 | 411 | 416 | 419 | 419 | 420 | 420 | NPgN | GSP | NPg Planning Scenario | Number of electric buses
NPg Planning Scenario | Lct_BB003a_NPgSubComponent | Number of | NPgN | BLYTH 132kV | Number of electric buses | BLYTH132 | 0 | 0 | 1 | 2 | 4 | 6 | 8 | 12 | 17 | 22 | 29 | 37 | 46 | 55 | 65 | 75 | 85 | 95 | 105 | 114 | 122 | 129 | 135 | 140 | 143 | 146 | 149 | 150 | 151 | 152 | 152 | 152 | NPgN | GSP | NPg Planning Scenario | Number of electric buses
NPg Planning Scenario | Lct_BB003a_NPgSubComponent | Number of | NPgN | FOURSTONES | Number of electric buses | FOUR_1 | 0 | 0 | 0 | 1 | 1 | 1 | 2 | 3 | 4 | 6 | 7 | 9 | 12 | 14 | 17 | 19 | 22 | 24 | 27 | 29 | 31 | 33 | 34 | 36 | 37 | 37 | 38 | 38 | 39 | 39 | 39 | 39 | NPgN | GSP | NPg Planning Scenario | Number of electric buses
NPg Planning Scenario | Lct_BB003a_NPgSubComponent | Number of | NPgN | HARTMOOR | Number of electric buses | HARM_6 | 0 | 0 | 0 | 1 | 1 | 2 | 2 | 3 | 4 | 6 | 8 | 10 | 12 | 15 | 17 | 20 | 23 | 25 | 28 | 30 | 32 | 34 | 36 | 37 | 38 | 39 | 39 | 40 | 40 | 40 | 40 | 40 | NPgN | GSP | NPg Planning Scenario | Number of electric buses
NPg Planning Scenario | Lct_BB003a_NPgSubComponent | Number of | NPgN | HAWTHORN PIT GRID | Number of electric buses | HAWP_6 | 0 | 0 | 0 | 1 | 1 | 2 | 3 | 4 | 5 | 7 | 9 | 11 | 14 | 17 | 20 | 23 | 26 | 29 | 32 | 35 | 37 | 39 | 41 | 43 | 44 | 45 | 46 | 46 | 46 | 46 | 46 | 46 | NPgN | GSP | NPg Planning Scenario | Number of electric buses
NPg Planning Scenario | Lct_BB003a_NPgSubComponent | Number of | NPgN | KNARESBOROUGH | Number of electric buses | KNARE_111 | 0 | 0 | 1 | 2 | 4 | 6 | 9 | 13 | 19 | 25 | 33 | 42 | 52 | 62 | 73 | 85 | 97 | 108 | 119 | 129 | 138 | 146 | 153 | 158 | 162 | 166 | 169 | 170 | 171 | 172 | 172 | 172 | NPgN | GSP | NPg Planning Scenario | Number of electric buses
NPg Planning Scenario | Lct_BB003a_NPgSubComponent | Number of | NPgN | LACKENBY | Number of electric buses | LACK_6 | 0 | 0 | 1 | 2 | 3 | 6 | 8 | 12 | 16 | 22 | 28 | 36 | 44 | 53 | 63 | 73 | 83 | 92 | 101 | 110 | 118 | 125 | 131 | 135 | 139 | 142 | 144 | 146 | 147 | 147 | 147 | 147 | NPgN | GSP | NPg Planning Scenario | Number of electric buses
NPg Planning Scenario | Lct_BB003a_NPgSubComponent | Number of | NPgN | NORTON | Number of electric buses | NORT_1 | 0 | 1 | 6 | 14 | 25 | 40 | 58 | 83 | 116 | 157 | 204 | 259 | 320 | 385 | 454 | 525 | 597 | 667 | 733 | 796 | 852 | 901 | 943 | 977 | 1003 | 1025 | 1042 | 1053 | 1060 | 1061 | 1062 | 1063 | NPgN | GSP | NPg Planning Scenario | Number of electric buses
NPg Planning Scenario | Lct_BB003a_NPgSubComponent | Number of | NPgN | OFFERTON | Number of electric buses | OFFE_3 | 0 | 0 | 1 | 3 | 5 | 9 | 13 | 18 | 25 | 34 | 45 | 57 | 70 | 84 | 99 | 115 | 131 | 146 | 160 | 174 | 186 | 197 | 206 | 214 | 219 | 224 | 228 | 230 | 232 | 232 | 232 | 232 | NPgN | GSP | NPg Planning Scenario | Number of electric buses
NPg Planning Scenario | Lct_BB003a_NPgSubComponent | Number of | NPgN | OSBALDWICK | Number of electric buses | OSBA_1 | 0 | 1 | 4 | 10 | 17 | 28 | 40 | 58 | 80 | 108 | 141 | 180 | 221 | 267 | 314 | 363 | 413 | 462 | 507 | 551 | 590 | 624 | 653 | 676 | 695 | 710 | 721 | 729 | 734 | 735 | 736 | 736 | NPgN | GSP | NPg Planning Scenario | Number of electric buses
NPg Planning Scenario | Lct_BB003a_NPgSubComponent | Number of | NPgN | POPPLETON | Number of electric buses | POPP_3 | 0 | 0 | 0 | 1 | 2 | 3 | 5 | 7 | 9 | 13 | 17 | 21 | 26 | 31 | 37 | 43 | 49 | 54 | 60 | 65 | 70 | 74 | 77 | 80 | 82 | 84 | 85 | 86 | 87 | 87 | 87 | 87 | NPgN | GSP | NPg Planning Scenario | Number of electric buses
NPg Planning Scenario | Lct_BB003a_NPgSubComponent | Number of | NPgN | SALTHOLME | Number of electric buses | SALH_1 | 0 | 0 | 0 | 0 | 0 | 0 | 0 | 0 | 0 | 0 | 0 | 0 | 0 | 0 | 0 | 0 | 0 | 0 | 0 | 0 | 0 | 0 | 0 | 0 | 0 | 0 | 0 | 0 | 0 | 0 | 0 | 0 | NPgN | GSP | NPg Planning Scenario | Number of electric buses
NPg Planning Scenario | Lct_BB003a_NPgSubComponent | Number of | NPgN | SOUTH SHIELDS | Number of electric buses | SSHI_3 | 0 | 1 | 5 | 12 | 22 | 35 | 51 | 73 | 102 | 137 | 179 | 227 | 280 | 337 | 397 | 459 | 522 | 583 | 641 | 696 | 745 | 788 | 824 | 854 | 878 | 897 | 911 | 921 | 927 | 928 | 929 | 930 | NPgN | GSP | NPg Planning Scenario | Number of electric buses
NPg Planning Scenario | Lct_BB003a_NPgSubComponent | Number of | NPgN | SPADEADAM | Number of electric buses | KIELD01 and SPAD20 | 0 | 0 | 0 | 0 | 0 | 0 | 0 | 0 | 0 | 0 | 0 | 0 | 0 | 0 | 0 | 0 | 0 | 0 | 0 | 0 | 0 | 0 | 0 | 0 | 0 | 0 | 0 | 0 | 0 | 0 | 0 | 0 | NPgN | GSP | NPg Planning Scenario | Number of electric buses
NPg Planning Scenario | Lct_BB003a_NPgSubComponent | Number of | NPgN | SPENNYMOOR | Number of electric buses | SPEN_1 | 0 | 0 | 1 | 3 | 6 | 10 | 14 | 21 | 29 | 39 | 51 | 65 | 80 | 96 | 113 | 131 | 149 | 166 | 183 | 198 | 212 | 225 | 235 | 243 | 250 | 256 | 260 | 263 | 264 | 265 | 265 | 265 | NPgN | GSP | NPg Planning Scenario | Number of electric buses
NPg Planning Scenario | Lct_BB003a_NPgSubComponent | Number of | NPgN | STELLA NORTH | Number of electric buses | STEN_1 | 0 | 2 | 8 | 19 | 35 | 55 | 80 | 115 | 160 | 216 | 282 | 358 | 441 | 531 | 626 | 724 | 823 | 919 | 1011 | 1098 | 1175 | 1243 | 1300 | 1347 | 1384 | 1414 | 1436 | 1452 | 1461 | 1463 | 1465 | 1466 | NPgN | GSP | NPg Planning Scenario | Number of electric buses
NPg Planning Scenario | Lct_BB003a_NPgSubComponent | Number of | NPgN | STELLA SOUTH | Number of electric buses | STES_1 | 0 | 1 | 3 | 7 | 12 | 19 | 28 | 41 | 57 | 76 | 100 | 127 | 156 | 188 | 222 | 256 | 292 | 325 | 358 | 389 | 416 | 440 | 460 | 477 | 490 | 501 | 509 | 514 | 517 | 518 | 519 | 519 | NPgN | GSP | NPg Planning Scenario | Number of electric buses
NPg Planning Scenario | Lct_BB003a_NPgSubComponent | Number of | NPgN | TYNEMOUTH | Number of electric buses | TYNE_1 | 0 | 0 | 1 | 2 | 4 | 7 | 10 | 14 | 19 | 26 | 34 | 43 | 54 | 65 | 76 | 88 | 100 | 112 | 123 | 133 | 143 | 151 | 158 | 164 | 168 | 172 | 175 | 177 | 178 | 178 | 178 | 178 | NPgN | GSP | NPg Planning Scenario | Number of electric buses
NPg Planning Scenario | Lct_BB003a_NPgSubComponent | Number of | NPgN | WEST BOLDON | Number of electric buses | WBOL_6 | 0 | 2 | 8 | 18 | 32 | 51 | 74 | 107 | 149 | 201 | 262 | 333 | 410 | 494 | 582 | 673 | 766 | 855 | 940 | 1021 | 1093 | 1156 | 1209 | 1253 | 1287 | 1315 | 1336 | 1351 | 1359 | 1361 | 1363 | 1364 | NPgN | GSP | NPg Planning Scenario | Number of electric buses
NPg Planning Scenario | Lct_BB003a_NPgSubComponent | Number of | NPgY | BRADFORD WEST | Number of electric buses | BRAW_1 | 0 | 2 | 7 | 18 | 32 | 51 | 74 | 107 | 149 | 200 | 261 | 332 | 409 | 493 | 581 | 672 | 764 | 853 | 938 | 1019 | 1091 | 1153 | 1207 | 1250 | 1284 | 1312 | 1333 | 1348 | 1356 | 1358 | 1360 | 1361 | NPgY | GSP | NPg Planning Scenario | Number of electric buses
NPg Planning Scenario | Lct_BB003a_NPgSubComponent | Number of | NPgY | CAMBLESFORTH | Number of electric buses | CAMB_01 | 0 | 0 | 0 | 0 | 0 | 0 | 0 | 0 | 0 | 0 | 0 | 0 | 0 | 0 | 0 | 0 | 0 | 0 | 0 | 0 | 0 | 0 | 0 | 0 | 0 | 0 | 0 | 0 | 0 | 0 | 0 | 0 | NPgY | GSP | NPg Planning Scenario | Number of electric buses
NPg Planning Scenario | Lct_BB003a_NPgSubComponent | Number of | NPgY | CREYKE BECK | Number of electric buses | CREB_1 | 0 | 1 | 5 | 12 | 21 | 33 | 49 | 70 | 98 | 131 | 172 | 218 | 268 | 323 | 381 | 441 | 501 | 560 | 615 | 669 | 716 | 757 | 792 | 820 | 843 | 861 | 875 | 884 | 890 | 891 | 892 | 893 | NPgY | GSP | NPg Planning Scenario | Number of electric buses
NPg Planning Scenario | Lct_BB003a_NPgSubComponent | Number of | NPgY | DRAX | Number of electric buses | DRAX_YEDL | 0 | 0 | 0 | 1 | 1 | 2 | 3 | 5 | 6 | 9 | 11 | 14 | 18 | 21 | 25 | 29 | 33 | 37 | 41 | 44 | 47 | 50 | 52 | 54 | 56 | 57 | 58 | 58 | 59 | 59 | 59 | 59 | NPgY | GSP | NPg Planning Scenario | Number of electric buses
NPg Planning Scenario | Lct_BB003a_NPgSubComponent | Number of | NPgY | ELLAND | Number of electric buses | ELLA_1 | 0 | 4 | 19 | 45 | 83 | 131 | 190 | 274 | 382 | 515 | 672 | 854 | 1052 | 1267 | 1494 | 1727 | 1965 | 2194 | 2412 | 2620 | 2805 | 2966 | 3103 | 3215 | 3303 | 3374 | 3428 | 3466 | 3488 | 3493 | 3496 | 3499 | NPgY | GSP | NPg Planning Scenario | Number of electric buses
NPg Planning Scenario | Lct_BB003a_NPgSubComponent | Number of | NPgY | FERRYBRIDGE A | Number of electric buses | FERRA2 | 0 | 0 | 0 | 1 | 1 | 2 | 3 | 4 | 6 | 8 | 11 | 14 | 17 | 21 | 24 | 28 | 32 | 36 | 39 | 43 | 46 | 48 | 51 | 52 | 54 | 55 | 56 | 57 | 57 | 57 | 57 | 57 | NPgY | GSP | NPg Planning Scenario | Number of electric buses
NPg Planning Scenario | Lct_BB003a_NPgSubComponent | Number of | NPgY | FERRYBRIDGE B | Number of electric buses | FERRB9 | 0 | 0 | 2 | 4 | 8 | 13 | 18 | 26 | 37 | 50 | 65 | 82 | 102 | 122 | 144 | 167 | 190 | 212 | 233 | 253 | 271 | 286 | 300 | 310 | 319 | 326 | 331 | 335 | 337 | 337 | 338 | 338 | NPgY | GSP | NPg Planning Scenario | Number of electric buses
NPg Planning Scenario | Lct_BB003a_NPgSubComponent | Number of | NPgY | GRIMSBY WEST | Number of electric buses | GRIW_1 | 0 | 0 | 1 | 2 | 4 | 6 | 8 | 12 | 16 | 22 | 29 | 37 | 45 | 54 | 64 | 74 | 84 | 94 | 103 | 112 | 120 | 127 | 133 | 138 | 141 | 144 | 147 | 148 | 149 | 149 | 150 | 150 | NPgY | GSP | NPg Planning Scenario | Number of electric buses
NPg Planning Scenario | Lct_BB003a_NPgSubComponent | Number of | NPgY | JORDANTHORPE | Number of electric buses | JORD_3 | 0 | 0 | 0 | 0 | 0 | 0 | 0 | 0 | 0 | 0 | 0 | 0 | 0 | 0 | 0 | 0 | 0 | 0 | 0 | 0 | 0 | 0 | 0 | 0 | 0 | 0 | 0 | 0 | 0 | 0 | 0 | 0 | NPgY | GSP | NPg Planning Scenario | Number of electric buses
NPg Planning Scenario | Lct_BB003a_NPgSubComponent | Number of | NPgY | KEADBY | Number of electric buses | KEAD_YEDL | 0 | 0 | 2 | 4 | 7 | 11 | 15 | 22 | 31 | 41 | 54 | 69 | 85 | 102 | 120 | 139 | 158 | 177 | 194 | 211 | 226 | 239 | 250 | 259 | 266 | 272 | 276 | 279 | 281 | 281 | 281 | 282 | NPgY | GSP | NPg Planning Scenario | Number of electric buses
NPg Planning Scenario | Lct_BB003a_NPgSubComponent | Number of | NPgY | KIRKSTALL B | Number of electric buses | KIRKB1 | 0 | 1 | 6 | 15 | 28 | 44 | 63 | 91 | 127 | 171 | 224 | 284 | 350 | 421 | 497 | 574 | 653 | 729 | 802 | 871 | 932 | 986 | 1031 | 1069 | 1098 | 1122 | 1140 | 1152 | 1160 | 1161 | 1162 | 1163 | NPgY | GSP | NPg Planning Scenario | Number of electric buses
NPg Planning Scenario | Lct_BB003a_NPgSubComponent | Number of | NPgY | NEEPSEND | Number of electric buses | NEEP_3 | 0 | 0 | 0 | 0 | 1 | 1 | 1 | 2 | 3 | 4 | 5 | 6 | 7 | 9 | 10 | 12 | 14 | 15 | 17 | 18 | 20 | 21 | 22 | 22 | 23 | 23 | 24 | 24 | 24 | 24 | 24 | 24 | NPgY | GSP | NPg Planning Scenario | Number of electric buses
NPg Planning Scenario | Lct_BB003a_NPgSubComponent | Number of | NPgY | NORTON LEES | Number of electric buses | NORL_3 | 0 | 1 | 3 | 7 | 12 | 19 | 28 | 40 | 56 | 76 | 99 | 126 | 155 | 186 | 220 | 254 | 289 | 323 | 355 | 385 | 413 | 436 | 456 | 473 | 486 | 496 | 504 | 510 | 513 | 514 | 514 | 515 | NPgY | GSP | NPg Planning Scenario | Number of electric buses
NPg Planning Scenario | Lct_BB003a_NPgSubComponent | Number of | NPgY | PITSMOOR 3/4 | Number of electric buses | PITS_BB_B | 0 | 0 | 0 | 0 | 0 | 0 | 0 | 0 | 0 | 0 | 0 | 0 | 0 | 0 | 0 | 0 | 0 | 0 | 0 | 0 | 0 | 0 | 0 | 0 | 0 | 0 | 0 | 0 | 0 | 0 | 0 | 0 | NPgY | GSP | NPg Planning Scenario | Number of electric buses
NPg Planning Scenario | Lct_BB003a_NPgSubComponent | Number of | NPgY | SALTEND NORTH | Number of electric buses | SALT_1 | 0 | 0 | 0 | 1 | 2 | 3 | 4 | 6 | 8 | 11 | 14 | 18 | 22 | 26 | 31 | 36 | 40 | 45 | 50 | 54 | 58 | 61 | 64 | 66 | 68 | 69 | 71 | 71 | 72 | 72 | 72 | 72 | NPgY | GSP | NPg Planning Scenario | Number of electric buses
NPg Planning Scenario | Lct_BB003a_NPgSubComponent | Number of | NPgY | SHEFFIELD CITY | Number of electric buses | SHEC_3 | 0 | 0 | 0 | 0 | 0 | 0 | 0 | 0 | 0 | 0 | 0 | 0 | 0 | 0 | 0 | 0 | 0 | 0 | 0 | 0 | 0 | 0 | 0 | 0 | 0 | 0 | 0 | 0 | 0 | 0 | 0 | 0 | NPgY | GSP | NPg Planning Scenario | Number of electric buses
NPg Planning Scenario | Lct_BB003a_NPgSubComponent | Number of | NPgY | SKELTON GRANGE | Number of electric buses | SKLGB1 | 0 | 1 | 3 | 8 | 14 | 22 | 32 | 46 | 64 | 86 | 112 | 142 | 175 | 210 | 248 | 287 | 326 | 364 | 401 | 435 | 466 | 493 | 515 | 534 | 549 | 560 | 569 | 576 | 579 | 580 | 581 | 581 | NPgY | GSP | NPg Planning Scenario | Number of electric buses
NPg Planning Scenario | Lct_BB003a_NPgSubComponent | Number of | NPgY | TEMPLEBOROUGH 275/33KV | Number of electric buses | TEMP_3 | 0 | 0 | 0 | 0 | 0 | 0 | 0 | 0 | 0 | 0 | 0 | 0 | 0 | 0 | 0 | 0 | 0 | 0 | 0 | 0 | 0 | 0 | 0 | 0 | 0 | 0 | 0 | 0 | 0 | 0 | 0 | 0 | NPgY | GSP | NPg Planning Scenario | Number of electric buses
NPg Planning Scenario | Lct_BB003a_NPgSubComponent | Number of | NPgY | THURCROFT | Number of electric buses | THUR_6 | 0 | 0 | 1 | 2 | 3 | 5 | 8 | 11 | 15 | 20 | 27 | 34 | 42 | 50 | 59 | 68 | 78 | 87 | 95 | 104 | 111 | 117 | 123 | 127 | 131 | 134 | 136 | 137 | 138 | 138 | 138 | 139 | NPgY | GSP | NPg Planning Scenario | Number of electric buses
NPg Planning Scenario | Lct_BB003a_NPgSubComponent | Number of | NPgY | WEST MELTON / THORPE MARSH | Number of electric buses | WMEL_THOM | 0 | 0 | 1 | 3 | 5 | 8 | 11 | 16 | 22 | 30 | 39 | 49 | 61 | 73 | 86 | 99 | 113 | 126 | 139 | 151 | 161 | 171 | 178 | 185 | 190 | 194 | 197 | 199 | 201 | 201 | 201 | 201 | NPgY | GSP | NPg Planning Scenario | Number of electric buses
NPg Planning Scenario | Lct_BB003a_NPgSubComponent | Number of | NPgY | WEST MELTON SECTION 3 | Number of electric buses | WMEL_BB3 | 0 | 1 | 5 | 11 | 20 | 32 | 47 | 67 | 94 | 126 | 165 | 209 | 258 | 311 | 366 | 424 | 482 | 538 | 592 | 643 | 688 | 727 | 761 | 788 | 810 | 827 | 841 | 850 | 855 | 857 | 858 | 858 | NPgY | GSP | NPg Planning Scenario | Number of electric buses
NPg Planning Scenario | Lct_BB003a_NPgSubComponent | Number of | NPgY | WINCOBANK | Number of electric buses | WIBA_3 | 0 | 0 | 0 | 0 | 0 | 0 | 0 | 0 | 0 | 0 | 0 | 0 | 0 | 0 | 0 | 0 | 0 | 0 | 0 | 0 | 0 | 0 | 0 | 0 | 0 | 0 | 0 | 0 | 0 | 0 | 0 | 0 | NPgY | GSP | NPg Planning Scenario | Number of electric buses
NPg Planning Scenario | LCT_BB002_NPgAggregate | Number of | NPgN | BLYTH 66kV | Number of electric cars and vans (hybrid and full electric) | BLYTB1 | 490 | 685 | 1395 | 2827 | 5712 | 9522 | 14437 | 19878 | 26217 | 33472 | 41496 | 52001 | 62150 | 71989 | 81434 | 90384 | 98778 | 106497 | 113542 | 119889 | 125550 | 130520 | 133639 | 136146 | 138090 | 139564 | 140705 | 141497 | 142047 | 142400 | 142629 | 142772 | NPgN | GSP | NPg Planning Scenario | Number of electric cars and vans (hybrid and full electric)
NPg Planning Scenario | LCT_BB002_NPgAggregate | Number of | NPgN | BLYTH 132kV | Number of electric cars and vans (hybrid and full electric) | BLYTH132 | 319 | 412 | 774 | 1437 | 2643 | 3982 | 5415 | 7015 | 8878 | 10992 | 13330 | 16385 | 19349 | 22226 | 24978 | 27584 | 29985 | 32206 | 34259 | 36111 | 37768 | 39224 | 40138 | 40874 | 41445 | 41880 | 42218 | 42456 | 42621 | 42727 | 42796 | 42839 | NPgN | GSP | NPg Planning Scenario | Number of electric cars and vans (hybrid and full electric)
NPg Planning Scenario | LCT_BB002_NPgAggregate | Number of | NPgN | FOURSTONES | Number of electric cars and vans (hybrid and full electric) | FOUR_1 | 57 | 77 | 151 | 294 | 570 | 913 | 1330 | 1792 | 2330 | 2945 | 3625 | 4514 | 5375 | 6209 | 7009 | 7767 | 8474 | 9126 | 9723 | 10261 | 10741 | 11163 | 11427 | 11640 | 11805 | 11931 | 12028 | 12096 | 12143 | 12173 | 12192 | 12205 | NPgN | GSP | NPg Planning Scenario | Number of electric cars and vans (hybrid and full electric)
NPg Planning Scenario | LCT_BB002_NPgAggregate | Number of | NPgN | HARTMOOR | Number of electric cars and vans (hybrid and full electric) | HARM_6 | 201 | 285 | 589 | 1211 | 2479 | 4185 | 6423 | 8899 | 11784 | 15088 | 18742 | 23526 | 28147 | 32626 | 36927 | 41003 | 44831 | 48350 | 51558 | 54448 | 57025 | 59287 | 60707 | 61848 | 62732 | 63403 | 63922 | 64282 | 64531 | 64692 | 64796 | 64861 | NPgN | GSP | NPg Planning Scenario | Number of electric cars and vans (hybrid and full electric)
NPg Planning Scenario | LCT_BB002_NPgAggregate | Number of | NPgN | HAWTHORN PIT GRID | Number of electric cars and vans (hybrid and full electric) | HAWP_6 | 306 | 424 | 856 | 1720 | 3445 | 5694 | 8562 | 11738 | 15437 | 19670 | 24352 | 30480 | 36401 | 42142 | 47652 | 52873 | 57765 | 62265 | 66375 | 70079 | 73382 | 76282 | 78103 | 79566 | 80700 | 81561 | 82227 | 82690 | 83011 | 83218 | 83352 | 83435 | NPgN | GSP | NPg Planning Scenario | Number of electric cars and vans (hybrid and full electric)
NPg Planning Scenario | LCT_BB002_NPgAggregate | Number of | NPgN | KNARESBOROUGH | Number of electric cars and vans (hybrid and full electric) | KNARE_111 | 593 | 799 | 1569 | 3064 | 5962 | 9566 | 13956 | 18828 | 24502 | 30981 | 38147 | 47523 | 56591 | 65387 | 73821 | 81811 | 89268 | 96136 | 102428 | 108099 | 113160 | 117604 | 120395 | 122638 | 124378 | 125700 | 126724 | 127437 | 127932 | 128250 | 128457 | 128586 | NPgN | GSP | NPg Planning Scenario | Number of electric cars and vans (hybrid and full electric)
NPg Planning Scenario | LCT_BB002_NPgAggregate | Number of | NPgN | LACKENBY | Number of electric cars and vans (hybrid and full electric) | LACK_6 | 294 | 433 | 927 | 1967 | 4148 | 7198 | 11333 | 15900 | 21221 | 27325 | 34074 | 42915 | 51448 | 59717 | 67663 | 75192 | 82283 | 88795 | 94721 | 100059 | 104815 | 108991 | 111612 | 113717 | 115348 | 116585 | 117540 | 118202 | 118661 | 118956 | 119148 | 119268 | NPgN | GSP | NPg Planning Scenario | Number of electric cars and vans (hybrid and full electric)
NPg Planning Scenario | LCT_BB002_NPgAggregate | Number of | NPgN | NORTON | Number of electric cars and vans (hybrid and full electric) | NORT_1 | 1099 | 1577 | 3299 | 6854 | 14180 | 24175 | 37449 | 52126 | 69224 | 88821 | 110491 | 138871 | 166272 | 192832 | 218342 | 242514 | 265241 | 286124 | 305151 | 322291 | 337568 | 350982 | 359401 | 366165 | 371406 | 375382 | 378455 | 380586 | 382064 | 383014 | 383632 | 384016 | NPgN | GSP | NPg Planning Scenario | Number of electric cars and vans (hybrid and full electric)
NPg Planning Scenario | LCT_BB002_NPgAggregate | Number of | NPgN | OFFERTON | Number of electric cars and vans (hybrid and full electric) | OFFE_3 | 135 | 190 | 391 | 801 | 1632 | 2744 | 4196 | 5802 | 7673 | 9816 | 12186 | 15289 | 18286 | 21191 | 23981 | 26624 | 29105 | 31387 | 33467 | 35342 | 37013 | 38481 | 39402 | 40142 | 40716 | 41151 | 41487 | 41721 | 41883 | 41987 | 42055 | 42097 | NPgN | GSP | NPg Planning Scenario | Number of electric cars and vans (hybrid and full electric)
NPg Planning Scenario | LCT_BB002_NPgAggregate | Number of | NPgN | OSBALDWICK | Number of electric cars and vans (hybrid and full electric) | OSBA_1 | 1108 | 1466 | 2829 | 5419 | 10325 | 16197 | 23065 | 30703 | 39596 | 49733 | 60944 | 75607 | 89801 | 103573 | 116767 | 129267 | 140888 | 151604 | 161449 | 170323 | 178250 | 185211 | 189582 | 193097 | 195825 | 197897 | 199505 | 200629 | 201408 | 201909 | 202235 | 202437 | NPgN | GSP | NPg Planning Scenario | Number of electric cars and vans (hybrid and full electric)
NPg Planning Scenario | LCT_BB002_NPgAggregate | Number of | NPgN | POPPLETON | Number of electric cars and vans (hybrid and full electric) | POPP_3 | 192 | 253 | 486 | 927 | 1757 | 2740 | 3877 | 5142 | 6615 | 8293 | 10150 | 12577 | 14927 | 17208 | 19392 | 21462 | 23383 | 25156 | 26786 | 28255 | 29568 | 30721 | 31445 | 32027 | 32479 | 32822 | 33089 | 33275 | 33404 | 33487 | 33541 | 33575 | NPgN | GSP | NPg Planning Scenario | Number of electric cars and vans (hybrid and full electric)
NPg Planning Scenario | LCT_BB002_NPgAggregate | Number of | NPgN | SALTHOLME | Number of electric cars and vans (hybrid and full electric) | SALH_1 | 4 | 6 | 13 | 27 | 56 | 96 | 149 | 208 | 276 | 354 | 441 | 555 | 664 | 770 | 872 | 969 | 1060 | 1144 | 1220 | 1288 | 1349 | 1403 | 1437 | 1464 | 1485 | 1501 | 1513 | 1521 | 1527 | 1531 | 1534 | 1535 | NPgN | GSP | NPg Planning Scenario | Number of electric cars and vans (hybrid and full electric)
NPg Planning Scenario | LCT_BB002_NPgAggregate | Number of | NPgN | SOUTH SHIELDS | Number of electric cars and vans (hybrid and full electric) | SSHI_3 | 128 | 179 | 365 | 739 | 1494 | 2489 | 3774 | 5196 | 6853 | 8749 | 10846 | 13592 | 16244 | 18816 | 21284 | 23623 | 25817 | 27834 | 29676 | 31335 | 32814 | 34113 | 34928 | 35584 | 36092 | 36477 | 36775 | 36982 | 37126 | 37218 | 37278 | 37315 | NPgN | GSP | NPg Planning Scenario | Number of electric cars and vans (hybrid and full electric)
NPg Planning Scenario | LCT_BB002_NPgAggregate | Number of | NPgN | SPADEADAM | Number of electric cars and vans (hybrid and full electric) | KIELD01 and SPAD20 | 16 | 23 | 48 | 98 | 201 | 339 | 521 | 722 | 956 | 1224 | 1520 | 1909 | 2284 | 2647 | 2996 | 3327 | 3638 | 3923 | 4183 | 4418 | 4627 | 4811 | 4926 | 5019 | 5090 | 5145 | 5187 | 5216 | 5236 | 5249 | 5258 | 5263 | NPgN | GSP | NPg Planning Scenario | Number of electric cars and vans (hybrid and full electric)
NPg Planning Scenario | LCT_BB002_NPgAggregate | Number of | NPgN | SPENNYMOOR | Number of electric cars and vans (hybrid and full electric) | SPEN_1 | 737 | 1015 | 2042 | 4084 | 8146 | 13405 | 20069 | 27454 | 36054 | 45892 | 56773 | 71014 | 84778 | 98124 | 110930 | 123064 | 134428 | 144882 | 154435 | 163043 | 170721 | 177463 | 181695 | 185097 | 187734 | 189735 | 191285 | 192362 | 193109 | 193589 | 193901 | 194096 | NPgN | GSP | NPg Planning Scenario | Number of electric cars and vans (hybrid and full electric)
NPg Planning Scenario | LCT_BB002_NPgAggregate | Number of | NPgN | STELLA NORTH | Number of electric cars and vans (hybrid and full electric) | STEN_1 | 469 | 647 | 1303 | 2610 | 5212 | 8587 | 12872 | 17620 | 23149 | 29475 | 36470 | 45627 | 54476 | 63057 | 71291 | 79092 | 86400 | 93122 | 99264 | 104799 | 109735 | 114070 | 116791 | 118978 | 120673 | 121960 | 122956 | 123648 | 124128 | 124437 | 124638 | 124762 | NPgN | GSP | NPg Planning Scenario | Number of electric cars and vans (hybrid and full electric)
NPg Planning Scenario | LCT_BB002_NPgAggregate | Number of | NPgN | STELLA SOUTH | Number of electric cars and vans (hybrid and full electric) | STES_1 | 459 | 624 | 1239 | 2447 | 4815 | 7817 | 11544 | 15677 | 20490 | 25991 | 32075 | 40037 | 47735 | 55200 | 62360 | 69145 | 75487 | 81325 | 86667 | 91481 | 95777 | 99548 | 101916 | 103819 | 105296 | 106416 | 107284 | 107888 | 108307 | 108576 | 108751 | 108860 | NPgN | GSP | NPg Planning Scenario | Number of electric cars and vans (hybrid and full electric)
NPg Planning Scenario | LCT_BB002_NPgAggregate | Number of | NPgN | TYNEMOUTH | Number of electric cars and vans (hybrid and full electric) | TYNE_1 | 377 | 531 | 1094 | 2238 | 4564 | 7677 | 11742 | 16240 | 21479 | 27479 | 34115 | 42804 | 51196 | 59332 | 67143 | 74544 | 81493 | 87882 | 93708 | 98957 | 103637 | 107746 | 110325 | 112398 | 114004 | 115222 | 116165 | 116819 | 117273 | 117564 | 117754 | 117872 | NPgN | GSP | NPg Planning Scenario | Number of electric cars and vans (hybrid and full electric)
NPg Planning Scenario | LCT_BB002_NPgAggregate | Number of | NPgN | WEST BOLDON | Number of electric cars and vans (hybrid and full electric) | WBOL_6 | 544 | 756 | 1533 | 3092 | 6216 | 10312 | 15562 | 21376 | 28148 | 35898 | 44469 | 55690 | 66531 | 77042 | 87131 | 96690 | 105651 | 113893 | 121418 | 128199 | 134246 | 139555 | 142888 | 145567 | 147643 | 149219 | 150438 | 151285 | 151873 | 152250 | 152496 | 152649 | NPgN | GSP | NPg Planning Scenario | Number of electric cars and vans (hybrid and full electric)
NPg Planning Scenario | LCT_BB002_NPgAggregate | Number of | NPgY | BRADFORD WEST | Number of electric cars and vans (hybrid and full electric) | BRAW_1 | 1097 | 1730 | 2999 | 5667 | 11314 | 19396 | 30472 | 42724 | 56937 | 73182 | 91076 | 114461 | 137000 | 158840 | 179832 | 199725 | 218494 | 235701 | 251331 | 265408 | 277946 | 288956 | 295875 | 301433 | 305743 | 309007 | 311344 | 312966 | 314093 | 314818 | 315288 | 315573 | NPgY | GSP | NPg Planning Scenario | Number of electric cars and vans (hybrid and full electric)
NPg Planning Scenario | LCT_BB002_NPgAggregate | Number of | NPgY | CAMBLESFORTH | Number of electric cars and vans (hybrid and full electric) | CAMB_01 | 140 | 205 | 333 | 594 | 1126 | 1839 | 2769 | 3801 | 4998 | 6363 | 7866 | 9830 | 11725 | 13562 | 15326 | 16997 | 18567 | 20008 | 21322 | 22505 | 23560 | 24486 | 25069 | 25537 | 25900 | 26175 | 26372 | 26510 | 26605 | 26667 | 26706 | 26731 | NPgY | GSP | NPg Planning Scenario | Number of electric cars and vans (hybrid and full electric)
NPg Planning Scenario | LCT_BB002_NPgAggregate | Number of | NPgY | CREYKE BECK | Number of electric cars and vans (hybrid and full electric) | CREB_1 | 2067 | 2933 | 4611 | 7963 | 14615 | 23153 | 33834 | 45717 | 59500 | 75189 | 92474 | 115042 | 136838 | 157974 | 178249 | 197461 | 215432 | 231953 | 247056 | 260665 | 272807 | 283470 | 290173 | 295562 | 299746 | 302917 | 305197 | 306787 | 307893 | 308602 | 309063 | 309343 | NPgY | GSP | NPg Planning Scenario | Number of electric cars and vans (hybrid and full electric)
NPg Planning Scenario | LCT_BB002_NPgAggregate | Number of | NPgY | DRAX | Number of electric cars and vans (hybrid and full electric) | DRAX_YEDL | 177 | 263 | 432 | 778 | 1490 | 2459 | 3737 | 5155 | 6798 | 8674 | 10740 | 13440 | 16043 | 18567 | 20991 | 23288 | 25447 | 27429 | 29234 | 30860 | 32310 | 33582 | 34382 | 35025 | 35524 | 35902 | 36173 | 36361 | 36492 | 36576 | 36631 | 36664 | NPgY | GSP | NPg Planning Scenario | Number of electric cars and vans (hybrid and full electric)
NPg Planning Scenario | LCT_BB002_NPgAggregate | Number of | NPgY | ELLAND | Number of electric cars and vans (hybrid and full electric) | ELLA_1 | 1025 | 1569 | 2650 | 4897 | 9588 | 16157 | 25010 | 34813 | 46184 | 59171 | 73476 | 92169 | 110193 | 127660 | 144442 | 160345 | 175328 | 189070 | 201567 | 212823 | 222851 | 231658 | 237192 | 241639 | 245088 | 247700 | 249571 | 250871 | 251775 | 252356 | 252733 | 252962 | NPgY | GSP | NPg Planning Scenario | Number of electric cars and vans (hybrid and full electric)
NPg Planning Scenario | LCT_BB002_NPgAggregate | Number of | NPgY | FERRYBRIDGE A | Number of electric cars and vans (hybrid and full electric) | FERRA2 | 492 | 710 | 1135 | 1994 | 3723 | 6000 | 8916 | 12155 | 15912 | 20193 | 24909 | 31068 | 37013 | 42777 | 48310 | 53552 | 58467 | 62981 | 67102 | 70814 | 74125 | 77032 | 78860 | 80329 | 81469 | 82333 | 82953 | 83386 | 83686 | 83879 | 84004 | 84080 | NPgY | GSP | NPg Planning Scenario | Number of electric cars and vans (hybrid and full electric)
NPg Planning Scenario | LCT_BB002_NPgAggregate | Number of | NPgY | FERRYBRIDGE B | Number of electric cars and vans (hybrid and full electric) | FERRB9 | 986 | 1456 | 2379 | 4267 | 8127 | 13351 | 20199 | 27795 | 36606 | 46657 | 57728 | 72192 | 86145 | 99671 | 112660 | 124967 | 136532 | 147149 | 156822 | 165535 | 173303 | 180124 | 184411 | 187856 | 190529 | 192555 | 194007 | 195018 | 195721 | 196172 | 196465 | 196643 | NPgY | GSP | NPg Planning Scenario | Number of electric cars and vans (hybrid and full electric)
NPg Planning Scenario | LCT_BB002_NPgAggregate | Number of | NPgY | GRIMSBY WEST | Number of electric cars and vans (hybrid and full electric) | GRIW_1 | 642 | 922 | 1468 | 2567 | 4772 | 7656 | 11327 | 15407 | 20139 | 25530 | 31469 | 39225 | 46713 | 53972 | 60939 | 67541 | 73727 | 79410 | 84599 | 89275 | 93444 | 97106 | 99408 | 101259 | 102695 | 103783 | 104565 | 105110 | 105489 | 105732 | 105890 | 105986 | NPgY | GSP | NPg Planning Scenario | Number of electric cars and vans (hybrid and full electric)
NPg Planning Scenario | LCT_BB002_NPgAggregate | Number of | NPgY | JORDANTHORPE | Number of electric cars and vans (hybrid and full electric) | JORD_3 | 369 | 517 | 803 | 1370 | 2482 | 3880 | 5596 | 7507 | 9723 | 12244 | 15021 | 18646 | 22149 | 25546 | 28804 | 31891 | 34772 | 37423 | 39850 | 42037 | 43989 | 45703 | 46781 | 47647 | 48321 | 48831 | 49198 | 49454 | 49632 | 49747 | 49821 | 49866 | NPgY | GSP | NPg Planning Scenario | Number of electric cars and vans (hybrid and full electric)
NPg Planning Scenario | LCT_BB002_NPgAggregate | Number of | NPgY | KEADBY | Number of electric cars and vans (hybrid and full electric) | KEAD_YEDL | 1860 | 2532 | 3811 | 6279 | 10962 | 16457 | 22738 | 29768 | 37920 | 47160 | 57342 | 70623 | 83476 | 95951 | 107893 | 119207 | 129692 | 139359 | 148259 | 156282 | 163453 | 169752 | 173713 | 176900 | 179378 | 181258 | 182615 | 183567 | 184228 | 184653 | 184929 | 185096 | NPgY | GSP | NPg Planning Scenario | Number of electric cars and vans (hybrid and full electric)
NPg Planning Scenario | LCT_BB002_NPgAggregate | Number of | NPgY | KIRKSTALL B | Number of electric cars and vans (hybrid and full electric) | KIRKB1 | 817 | 1222 | 2021 | 3666 | 7057 | 11711 | 17880 | 24719 | 32652 | 41706 | 51679 | 64708 | 77276 | 89457 | 101156 | 112243 | 122671 | 132241 | 140954 | 148802 | 155797 | 161939 | 165799 | 168901 | 171308 | 173130 | 174437 | 175346 | 175978 | 176384 | 176647 | 176807 | NPgY | GSP | NPg Planning Scenario | Number of electric cars and vans (hybrid and full electric)
NPg Planning Scenario | LCT_BB002_NPgAggregate | Number of | NPgY | NEEPSEND | Number of electric cars and vans (hybrid and full electric) | NEEP_3 | 378 | 542 | 861 | 1502 | 2785 | 4459 | 6584 | 8946 | 11685 | 14805 | 18242 | 22731 | 27065 | 31267 | 35299 | 39120 | 42699 | 45988 | 48991 | 51697 | 54111 | 56230 | 57563 | 58634 | 59465 | 60095 | 60548 | 60863 | 61082 | 61223 | 61315 | 61370 | NPgY | GSP | NPg Planning Scenario | Number of electric cars and vans (hybrid and full electric)
NPg Planning Scenario | LCT_BB002_NPgAggregate | Number of | NPgY | NORTON LEES | Number of electric cars and vans (hybrid and full electric) | NORL_3 | 463 | 649 | 1007 | 1716 | 3105 | 4850 | 6986 | 9366 | 12126 | 15265 | 18723 | 23238 | 27600 | 31831 | 35887 | 39731 | 43319 | 46619 | 49642 | 52365 | 54796 | 56930 | 58273 | 59352 | 60190 | 60826 | 61283 | 61602 | 61824 | 61967 | 62059 | 62115 | NPgY | GSP | NPg Planning Scenario | Number of electric cars and vans (hybrid and full electric)
NPg Planning Scenario | LCT_BB002_NPgAggregate | Number of | NPgY | PITSMOOR 3/4 | Number of electric cars and vans (hybrid and full electric) | PITS_BB_B | 152 | 220 | 353 | 620 | 1158 | 1868 | 2777 | 3787 | 4959 | 6295 | 7766 | 9687 | 11541 | 13339 | 15065 | 16700 | 18234 | 19642 | 20927 | 22085 | 23118 | 24025 | 24595 | 25053 | 25409 | 25678 | 25872 | 26006 | 26100 | 26160 | 26199 | 26223 | NPgY | GSP | NPg Planning Scenario | Number of electric cars and vans (hybrid and full electric)
NPg Planning Scenario | LCT_BB002_NPgAggregate | Number of | NPgY | SALTEND NORTH | Number of electric cars and vans (hybrid and full electric) | SALT_1 | 278 | 394 | 616 | 1060 | 1938 | 3058 | 4450 | 5999 | 7796 | 9841 | 12094 | 15036 | 17877 | 20632 | 23275 | 25779 | 28121 | 30273 | 32242 | 34016 | 35599 | 36989 | 37863 | 38565 | 39111 | 39525 | 39822 | 40029 | 40174 | 40266 | 40326 | 40363 | NPgY | GSP | NPg Planning Scenario | Number of electric cars and vans (hybrid and full electric)
NPg Planning Scenario | LCT_BB002_NPgAggregate | Number of | NPgY | SHEFFIELD CITY | Number of electric cars and vans (hybrid and full electric) | SHEC_3 | 202 | 289 | 459 | 799 | 1478 | 2361 | 3479 | 4722 | 6163 | 7805 | 9614 | 11976 | 14256 | 16467 | 18589 | 20599 | 22482 | 24212 | 25792 | 27216 | 28486 | 29602 | 30303 | 30866 | 31304 | 31636 | 31874 | 32040 | 32155 | 32229 | 32278 | 32307 | NPgY | GSP | NPg Planning Scenario | Number of electric cars and vans (hybrid and full electric)
NPg Planning Scenario | LCT_BB002_NPgAggregate | Number of | NPgY | SKELTON GRANGE | Number of electric cars and vans (hybrid and full electric) | SKLGB1 | 1730 | 2626 | 4405 | 8089 | 15751 | 26408 | 40697 | 56524 | 74883 | 95848 | 118940 | 149113 | 178208 | 206407 | 233497 | 259168 | 283341 | 305516 | 325689 | 343860 | 360050 | 374268 | 383203 | 390382 | 395952 | 400169 | 403192 | 405292 | 406753 | 407691 | 408299 | 408669 | NPgY | GSP | NPg Planning Scenario | Number of electric cars and vans (hybrid and full electric)
NPg Planning Scenario | LCT_BB002_NPgAggregate | Number of | NPgY | TEMPLEBOROUGH 275/33KV | Number of electric cars and vans (hybrid and full electric) | TEMP_3 | 35 | 49 | 77 | 132 | 241 | 379 | 549 | 740 | 960 | 1211 | 1488 | 1849 | 2198 | 2536 | 2860 | 3168 | 3455 | 3719 | 3961 | 4178 | 4373 | 4543 | 4651 | 4737 | 4804 | 4855 | 4891 | 4917 | 4934 | 4946 | 4953 | 4958 | NPgY | GSP | NPg Planning Scenario | Number of electric cars and vans (hybrid and full electric)
NPg Planning Scenario | LCT_BB002_NPgAggregate | Number of | NPgY | THURCROFT | Number of electric cars and vans (hybrid and full electric) | THUR_6 | 1744 | 2337 | 3455 | 5578 | 9516 | 13909 | 18640 | 23958 | 30125 | 37094 | 44774 | 54784 | 64487 | 73910 | 82916 | 91449 | 99303 | 106561 | 113276 | 119331 | 124750 | 129510 | 132505 | 134916 | 136792 | 138216 | 139248 | 139973 | 140477 | 140801 | 141012 | 141139 | NPgY | GSP | NPg Planning Scenario | Number of electric cars and vans (hybrid and full electric)
NPg Planning Scenario | LCT_BB002_NPgAggregate | Number of | NPgY | WEST MELTON / THORPE MARSH | Number of electric cars and vans (hybrid and full electric) | WMEL_THOM | 2214 | 3054 | 4661 | 7800 | 13853 | 21199 | 29899 | 39613 | 50879 | 63671 | 77765 | 96156 | 113940 | 131195 | 147726 | 163389 | 177959 | 191377 | 203695 | 214797 | 224713 | 233422 | 238898 | 243303 | 246725 | 249321 | 251192 | 252501 | 253410 | 253995 | 254374 | 254604 | NPgY | GSP | NPg Planning Scenario | Number of electric cars and vans (hybrid and full electric)
NPg Planning Scenario | LCT_BB002_NPgAggregate | Number of | NPgY | WEST MELTON SECTION 3 | Number of electric cars and vans (hybrid and full electric) | WMEL_BB3 | 1912 | 2661 | 4101 | 6935 | 12456 | 19292 | 27557 | 36772 | 47459 | 59605 | 72987 | 90454 | 107336 | 123712 | 139409 | 154282 | 168147 | 180906 | 192601 | 203141 | 212551 | 220815 | 226011 | 230189 | 233435 | 235896 | 237668 | 238906 | 239767 | 240320 | 240679 | 240897 | NPgY | GSP | NPg Planning Scenario | Number of electric cars and vans (hybrid and full electric)
NPg Planning Scenario | LCT_BB002_NPgAggregate | Number of | NPgY | WINCOBANK | Number of electric cars and vans (hybrid and full electric) | WIBA_3 | 44 | 66 | 111 | 204 | 397 | 666 | 1026 | 1425 | 1887 | 2415 | 2997 | 3757 | 4490 | 5201 | 5883 | 6530 | 7139 | 7697 | 8206 | 8663 | 9071 | 9429 | 9654 | 9835 | 9976 | 10082 | 10158 | 10211 | 10248 | 10271 | 10287 | 10296 | NPgY | GSP | NPg Planning Scenario | Number of electric cars and vans (hybrid and full electric)
NPg Planning Scenario | Lct_BB003b_NPgSubComponent | Number of | NPgN | BLYTH 66kV | Number of electric HGVs | BLYTB1 | 0 | 0 | 2 | 4 | 8 | 12 | 18 | 36 | 67 | 110 | 166 | 233 | 313 | 399 | 491 | 588 | 690 | 784 | 869 | 946 | 1015 | 1075 | 1122 | 1159 | 1186 | 1204 | 1211 | 1214 | 1218 | 1221 | 1225 | 1228 | NPgN | GSP | NPg Planning Scenario | Number of electric HGVs
NPg Planning Scenario | Lct_BB003b_NPgSubComponent | Number of | NPgN | BLYTH 132kV | Number of electric HGVs | BLYTH132 | 0 | 0 | 0 | 1 | 2 | 2 | 4 | 7 | 13 | 22 | 33 | 47 | 63 | 80 | 99 | 118 | 139 | 157 | 175 | 190 | 204 | 216 | 225 | 233 | 238 | 242 | 243 | 244 | 245 | 245 | 246 | 247 | NPgN | GSP | NPg Planning Scenario | Number of electric HGVs
NPg Planning Scenario | Lct_BB003b_NPgSubComponent | Number of | NPgN | FOURSTONES | Number of electric HGVs | FOUR_1 | 0 | 0 | 0 | 0 | 0 | 0 | 0 | 1 | 1 | 2 | 4 | 5 | 7 | 8 | 10 | 12 | 15 | 17 | 18 | 20 | 21 | 23 | 24 | 25 | 25 | 25 | 26 | 26 | 26 | 26 | 26 | 26 | NPgN | GSP | NPg Planning Scenario | Number of electric HGVs
NPg Planning Scenario | Lct_BB003b_NPgSubComponent | Number of | NPgN | HARTMOOR | Number of electric HGVs | HARM_6 | 0 | 0 | 1 | 2 | 4 | 7 | 10 | 21 | 39 | 63 | 95 | 134 | 181 | 230 | 283 | 338 | 398 | 452 | 501 | 545 | 585 | 619 | 646 | 668 | 684 | 693 | 698 | 700 | 702 | 704 | 706 | 708 | NPgN | GSP | NPg Planning Scenario | Number of electric HGVs
NPg Planning Scenario | Lct_BB003b_NPgSubComponent | Number of | NPgN | HAWTHORN PIT GRID | Number of electric HGVs | HAWP_6 | 0 | 0 | 1 | 3 | 5 | 8 | 12 | 24 | 43 | 71 | 107 | 150 | 202 | 257 | 316 | 379 | 445 | 505 | 561 | 610 | 654 | 693 | 724 | 748 | 765 | 776 | 781 | 783 | 785 | 788 | 790 | 792 | NPgN | GSP | NPg Planning Scenario | Number of electric HGVs
NPg Planning Scenario | Lct_BB003b_NPgSubComponent | Number of | NPgN | KNARESBOROUGH | Number of electric HGVs | KNARE_111 | 0 | 0 | 2 | 5 | 9 | 15 | 22 | 44 | 81 | 133 | 200 | 282 | 378 | 482 | 592 | 709 | 833 | 946 | 1050 | 1143 | 1225 | 1298 | 1355 | 1400 | 1432 | 1453 | 1462 | 1466 | 1470 | 1474 | 1479 | 1483 | NPgN | GSP | NPg Planning Scenario | Number of electric HGVs
NPg Planning Scenario | Lct_BB003b_NPgSubComponent | Number of | NPgN | LACKENBY | Number of electric HGVs | LACK_6 | 0 | 0 | 3 | 7 | 13 | 22 | 32 | 64 | 118 | 194 | 291 | 410 | 551 | 702 | 863 | 1033 | 1214 | 1379 | 1529 | 1665 | 1785 | 1891 | 1974 | 2039 | 2087 | 2117 | 2130 | 2136 | 2142 | 2148 | 2155 | 2161 | NPgN | GSP | NPg Planning Scenario | Number of electric HGVs
NPg Planning Scenario | Lct_BB003b_NPgSubComponent | Number of | NPgN | NORTON | Number of electric HGVs | NORT_1 | 0 | 1 | 6 | 16 | 30 | 49 | 72 | 145 | 267 | 437 | 657 | 925 | 1244 | 1584 | 1946 | 2331 | 2737 | 3110 | 3449 | 3755 | 4027 | 4265 | 4452 | 4599 | 4707 | 4775 | 4804 | 4818 | 4832 | 4846 | 4859 | 4873 | NPgN | GSP | NPg Planning Scenario | Number of electric HGVs
NPg Planning Scenario | Lct_BB003b_NPgSubComponent | Number of | NPgN | OFFERTON | Number of electric HGVs | OFFE_3 | 0 | 0 | 0 | 0 | 1 | 1 | 2 | 3 | 6 | 9 | 14 | 20 | 27 | 34 | 42 | 50 | 59 | 67 | 74 | 81 | 87 | 92 | 96 | 99 | 102 | 103 | 104 | 104 | 104 | 105 | 105 | 105 | NPgN | GSP | NPg Planning Scenario | Number of electric HGVs
NPg Planning Scenario | Lct_BB003b_NPgSubComponent | Number of | NPgN | OSBALDWICK | Number of electric HGVs | OSBA_1 | 0 | 0 | 2 | 4 | 8 | 13 | 19 | 38 | 70 | 114 | 172 | 242 | 325 | 414 | 508 | 609 | 715 | 812 | 901 | 980 | 1051 | 1114 | 1162 | 1201 | 1229 | 1247 | 1254 | 1258 | 1262 | 1265 | 1269 | 1272 | NPgN | GSP | NPg Planning Scenario | Number of electric HGVs
NPg Planning Scenario | Lct_BB003b_NPgSubComponent | Number of | NPgN | POPPLETON | Number of electric HGVs | POPP_3 | 0 | 0 | 0 | 1 | 2 | 3 | 4 | 8 | 15 | 24 | 36 | 51 | 68 | 87 | 106 | 127 | 150 | 170 | 188 | 205 | 220 | 233 | 243 | 251 | 257 | 261 | 262 | 263 | 264 | 265 | 265 | 266 | NPgN | GSP | NPg Planning Scenario | Number of electric HGVs
NPg Planning Scenario | Lct_BB003b_NPgSubComponent | Number of | NPgN | SALTHOLME | Number of electric HGVs | SALH_1 | 0 | 0 | 0 | 0 | 0 | 0 | 0 | 0 | 0 | 0 | 0 | 0 | 0 | 0 | 0 | 0 | 0 | 0 | 0 | 0 | 0 | 0 | 0 | 0 | 0 | 0 | 0 | 0 | 0 | 0 | 0 | 0 | NPgN | GSP | NPg Planning Scenario | Number of electric HGVs
NPg Planning Scenario | Lct_BB003b_NPgSubComponent | Number of | NPgN | SOUTH SHIELDS | Number of electric HGVs | SSHI_3 | 0 | 0 | 0 | 1 | 2 | 3 | 5 | 10 | 18 | 30 | 45 | 64 | 85 | 109 | 134 | 160 | 188 | 214 | 237 | 258 | 277 | 293 | 306 | 316 | 324 | 328 | 330 | 331 | 332 | 333 | 334 | 335 | NPgN | GSP | NPg Planning Scenario | Number of electric HGVs
NPg Planning Scenario | Lct_BB003b_NPgSubComponent | Number of | NPgN | SPADEADAM | Number of electric HGVs | KIELD01 and SPAD20 | 0 | 0 | 0 | 0 | 0 | 0 | 1 | 1 | 2 | 3 | 5 | 7 | 10 | 13 | 16 | 19 | 22 | 25 | 28 | 30 | 32 | 34 | 36 | 37 | 38 | 38 | 38 | 39 | 39 | 39 | 39 | 39 | NPgN | GSP | NPg Planning Scenario | Number of electric HGVs
NPg Planning Scenario | Lct_BB003b_NPgSubComponent | Number of | NPgN | SPENNYMOOR | Number of electric HGVs | SPEN_1 | 0 | 0 | 3 | 6 | 12 | 19 | 28 | 57 | 106 | 174 | 261 | 367 | 494 | 629 | 773 | 925 | 1087 | 1235 | 1369 | 1491 | 1599 | 1693 | 1767 | 1826 | 1869 | 1896 | 1907 | 1913 | 1918 | 1924 | 1929 | 1935 | NPgN | GSP | NPg Planning Scenario | Number of electric HGVs
NPg Planning Scenario | Lct_BB003b_NPgSubComponent | Number of | NPgN | STELLA NORTH | Number of electric HGVs | STEN_1 | 0 | 0 | 2 | 4 | 7 | 11 | 17 | 34 | 63 | 103 | 155 | 218 | 293 | 373 | 458 | 549 | 645 | 733 | 812 | 884 | 948 | 1005 | 1049 | 1083 | 1109 | 1125 | 1132 | 1135 | 1138 | 1141 | 1145 | 1148 | NPgN | GSP | NPg Planning Scenario | Number of electric HGVs
NPg Planning Scenario | Lct_BB003b_NPgSubComponent | Number of | NPgN | STELLA SOUTH | Number of electric HGVs | STES_1 | 0 | 1 | 3 | 8 | 15 | 24 | 35 | 70 | 129 | 212 | 318 | 449 | 603 | 768 | 943 | 1130 | 1327 | 1507 | 1672 | 1820 | 1952 | 2067 | 2158 | 2229 | 2281 | 2314 | 2328 | 2335 | 2342 | 2349 | 2355 | 2362 | NPgN | GSP | NPg Planning Scenario | Number of electric HGVs
NPg Planning Scenario | Lct_BB003b_NPgSubComponent | Number of | NPgN | TYNEMOUTH | Number of electric HGVs | TYNE_1 | 0 | 0 | 1 | 3 | 5 | 8 | 12 | 24 | 44 | 72 | 109 | 153 | 205 | 262 | 322 | 385 | 452 | 514 | 570 | 620 | 665 | 705 | 735 | 760 | 778 | 789 | 794 | 796 | 798 | 800 | 803 | 805 | NPgN | GSP | NPg Planning Scenario | Number of electric HGVs
NPg Planning Scenario | Lct_BB003b_NPgSubComponent | Number of | NPgN | WEST BOLDON | Number of electric HGVs | WBOL_6 | 0 | 0 | 3 | 7 | 14 | 23 | 33 | 67 | 123 | 202 | 303 | 427 | 574 | 731 | 899 | 1076 | 1264 | 1436 | 1593 | 1734 | 1859 | 1969 | 2056 | 2124 | 2174 | 2205 | 2218 | 2225 | 2231 | 2238 | 2244 | 2250 | NPgN | GSP | NPg Planning Scenario | Number of electric HGVs
NPg Planning Scenario | Lct_BB003b_NPgSubComponent | Number of | NPgY | BRADFORD WEST | Number of electric HGVs | BRAW_1 | 0 | 1 | 3 | 9 | 16 | 26 | 39 | 78 | 143 | 235 | 353 | 498 | 669 | 852 | 1047 | 1254 | 1473 | 1673 | 1855 | 2020 | 2166 | 2294 | 2395 | 2474 | 2532 | 2569 | 2584 | 2592 | 2599 | 2607 | 2614 | 2621 | NPgY | GSP | NPg Planning Scenario | Number of electric HGVs
NPg Planning Scenario | Lct_BB003b_NPgSubComponent | Number of | NPgY | CAMBLESFORTH | Number of electric HGVs | CAMB_01 | 0 | 0 | 1 | 3 | 6 | 9 | 14 | 27 | 50 | 83 | 124 | 175 | 235 | 300 | 368 | 441 | 518 | 589 | 653 | 711 | 762 | 807 | 843 | 871 | 891 | 904 | 909 | 912 | 915 | 917 | 920 | 923 | NPgY | GSP | NPg Planning Scenario | Number of electric HGVs
NPg Planning Scenario | Lct_BB003b_NPgSubComponent | Number of | NPgY | CREYKE BECK | Number of electric HGVs | CREB_1 | 0 | 1 | 5 | 13 | 23 | 38 | 55 | 112 | 206 | 339 | 509 | 717 | 963 | 1227 | 1508 | 1806 | 2121 | 2410 | 2672 | 2909 | 3120 | 3304 | 3449 | 3563 | 3647 | 3700 | 3722 | 3733 | 3743 | 3754 | 3765 | 3775 | NPgY | GSP | NPg Planning Scenario | Number of electric HGVs
NPg Planning Scenario | Lct_BB003b_NPgSubComponent | Number of | NPgY | DRAX | Number of electric HGVs | DRAX_YEDL | 0 | 0 | 2 | 4 | 8 | 13 | 20 | 40 | 73 | 121 | 181 | 255 | 343 | 437 | 537 | 643 | 755 | 857 | 951 | 1035 | 1110 | 1176 | 1227 | 1268 | 1298 | 1317 | 1324 | 1328 | 1332 | 1336 | 1340 | 1344 | NPgY | GSP | NPg Planning Scenario | Number of electric HGVs
NPg Planning Scenario | Lct_BB003b_NPgSubComponent | Number of | NPgY | ELLAND | Number of electric HGVs | ELLA_1 | 0 | 1 | 4 | 10 | 19 | 30 | 44 | 89 | 164 | 269 | 404 | 570 | 766 | 975 | 1198 | 1435 | 1685 | 1915 | 2124 | 2312 | 2479 | 2626 | 2741 | 2832 | 2898 | 2940 | 2958 | 2966 | 2975 | 2983 | 2992 | 3000 | NPgY | GSP | NPg Planning Scenario | Number of electric HGVs
NPg Planning Scenario | Lct_BB003b_NPgSubComponent | Number of | NPgY | FERRYBRIDGE A | Number of electric HGVs | FERRA2 | 0 | 0 | 3 | 7 | 14 | 22 | 32 | 65 | 120 | 197 | 295 | 416 | 559 | 712 | 875 | 1048 | 1231 | 1399 | 1551 | 1689 | 1811 | 1918 | 2002 | 2069 | 2117 | 2148 | 2161 | 2167 | 2173 | 2179 | 2186 | 2192 | NPgY | GSP | NPg Planning Scenario | Number of electric HGVs
NPg Planning Scenario | Lct_BB003b_NPgSubComponent | Number of | NPgY | FERRYBRIDGE B | Number of electric HGVs | FERRB9 | 0 | 1 | 7 | 17 | 32 | 52 | 76 | 153 | 282 | 463 | 696 | 980 | 1317 | 1678 | 2061 | 2469 | 2899 | 3294 | 3653 | 3977 | 4265 | 4517 | 4715 | 4871 | 4985 | 5058 | 5088 | 5103 | 5117 | 5132 | 5147 | 5161 | NPgY | GSP | NPg Planning Scenario | Number of electric HGVs
NPg Planning Scenario | Lct_BB003b_NPgSubComponent | Number of | NPgY | GRIMSBY WEST | Number of electric HGVs | GRIW_1 | 0 | 1 | 5 | 13 | 24 | 39 | 57 | 116 | 214 | 350 | 526 | 741 | 996 | 1269 | 1559 | 1867 | 2193 | 2492 | 2763 | 3008 | 3226 | 3417 | 3567 | 3685 | 3771 | 3826 | 3849 | 3860 | 3871 | 3882 | 3893 | 3904 | NPgY | GSP | NPg Planning Scenario | Number of electric HGVs
NPg Planning Scenario | Lct_BB003b_NPgSubComponent | Number of | NPgY | JORDANTHORPE | Number of electric HGVs | JORD_3 | 0 | 0 | 0 | 0 | 0 | 0 | 0 | 1 | 1 | 2 | 3 | 5 | 6 | 8 | 10 | 12 | 14 | 16 | 18 | 19 | 20 | 22 | 23 | 23 | 24 | 24 | 24 | 24 | 25 | 25 | 25 | 25 | NPgY | GSP | NPg Planning Scenario | Number of electric HGVs
NPg Planning Scenario | Lct_BB003b_NPgSubComponent | Number of | NPgY | KEADBY | Number of electric HGVs | KEAD_YEDL | 0 | 1 | 4 | 11 | 21 | 33 | 49 | 99 | 183 | 300 | 451 | 635 | 854 | 1087 | 1336 | 1600 | 1879 | 2135 | 2367 | 2577 | 2764 | 2927 | 3056 | 3157 | 3231 | 3277 | 3297 | 3307 | 3316 | 3326 | 3335 | 3345 | NPgY | GSP | NPg Planning Scenario | Number of electric HGVs
NPg Planning Scenario | Lct_BB003b_NPgSubComponent | Number of | NPgY | KIRKSTALL B | Number of electric HGVs | KIRKB1 | 0 | 0 | 2 | 6 | 12 | 19 | 27 | 55 | 102 | 168 | 252 | 355 | 477 | 607 | 746 | 893 | 1049 | 1192 | 1322 | 1439 | 1543 | 1634 | 1706 | 1762 | 1804 | 1830 | 1841 | 1846 | 1851 | 1857 | 1862 | 1867 | NPgY | GSP | NPg Planning Scenario | Number of electric HGVs
NPg Planning Scenario | Lct_BB003b_NPgSubComponent | Number of | NPgY | NEEPSEND | Number of electric HGVs | NEEP_3 | 0 | 0 | 0 | 1 | 2 | 2 | 4 | 7 | 13 | 22 | 33 | 46 | 62 | 79 | 97 | 117 | 137 | 156 | 173 | 188 | 202 | 213 | 223 | 230 | 236 | 239 | 240 | 241 | 242 | 243 | 243 | 244 | NPgY | GSP | NPg Planning Scenario | Number of electric HGVs
NPg Planning Scenario | Lct_BB003b_NPgSubComponent | Number of | NPgY | NORTON LEES | Number of electric HGVs | NORL_3 | 0 | 0 | 0 | 0 | 0 | 0 | 0 | 0 | 1 | 1 | 2 | 3 | 4 | 5 | 6 | 7 | 8 | 9 | 11 | 11 | 12 | 13 | 14 | 14 | 14 | 15 | 15 | 15 | 15 | 15 | 15 | 15 | NPgY | GSP | NPg Planning Scenario | Number of electric HGVs
NPg Planning Scenario | Lct_BB003b_NPgSubComponent | Number of | NPgY | PITSMOOR 3/4 | Number of electric HGVs | PITS_BB_B | 0 | 0 | 0 | 1 | 1 | 2 | 3 | 5 | 9 | 15 | 23 | 32 | 44 | 56 | 68 | 82 | 96 | 109 | 121 | 132 | 141 | 150 | 156 | 161 | 165 | 167 | 168 | 169 | 169 | 170 | 170 | 171 | NPgY | GSP | NPg Planning Scenario | Number of electric HGVs
NPg Planning Scenario | Lct_BB003b_NPgSubComponent | Number of | NPgY | SALTEND NORTH | Number of electric HGVs | SALT_1 | 0 | 0 | 1 | 3 | 7 | 10 | 15 | 31 | 57 | 94 | 141 | 199 | 267 | 340 | 418 | 501 | 588 | 669 | 741 | 807 | 866 | 917 | 957 | 989 | 1012 | 1027 | 1033 | 1036 | 1039 | 1042 | 1045 | 1048 | NPgY | GSP | NPg Planning Scenario | Number of electric HGVs
NPg Planning Scenario | Lct_BB003b_NPgSubComponent | Number of | NPgY | SHEFFIELD CITY | Number of electric HGVs | SHEC_3 | 0 | 0 | 0 | 1 | 2 | 4 | 5 | 11 | 20 | 33 | 49 | 70 | 94 | 119 | 146 | 175 | 206 | 234 | 259 | 282 | 303 | 321 | 335 | 346 | 354 | 359 | 361 | 362 | 363 | 364 | 365 | 367 | NPgY | GSP | NPg Planning Scenario | Number of electric HGVs
NPg Planning Scenario | Lct_BB003b_NPgSubComponent | Number of | NPgY | SKELTON GRANGE | Number of electric HGVs | SKLGB1 | 0 | 2 | 10 | 26 | 48 | 77 | 113 | 229 | 422 | 693 | 1041 | 1467 | 1971 | 2510 | 3085 | 3694 | 4338 | 4929 | 5466 | 5951 | 6382 | 6759 | 7056 | 7289 | 7460 | 7568 | 7613 | 7636 | 7658 | 7680 | 7701 | 7723 | NPgY | GSP | NPg Planning Scenario | Number of electric HGVs
NPg Planning Scenario | Lct_BB003b_NPgSubComponent | Number of | NPgY | TEMPLEBOROUGH 275/33KV | Number of electric HGVs | TEMP_3 | 0 | 0 | 0 | 0 | 1 | 1 | 1 | 3 | 5 | 9 | 13 | 19 | 25 | 32 | 40 | 47 | 56 | 63 | 70 | 76 | 82 | 87 | 91 | 93 | 96 | 97 | 98 | 98 | 98 | 99 | 99 | 99 | NPgY | GSP | NPg Planning Scenario | Number of electric HGVs
NPg Planning Scenario | Lct_BB003b_NPgSubComponent | Number of | NPgY | THURCROFT | Number of electric HGVs | THUR_6 | 0 | 1 | 4 | 9 | 17 | 27 | 40 | 81 | 149 | 244 | 366 | 516 | 694 | 883 | 1086 | 1300 | 1527 | 1735 | 1924 | 2094 | 2246 | 2379 | 2483 | 2565 | 2625 | 2663 | 2679 | 2687 | 2695 | 2703 | 2710 | 2718 | NPgY | GSP | NPg Planning Scenario | Number of electric HGVs
NPg Planning Scenario | Lct_BB003b_NPgSubComponent | Number of | NPgY | WEST MELTON / THORPE MARSH | Number of electric HGVs | WMEL_THOM | 0 | 1 | 8 | 20 | 37 | 59 | 87 | 175 | 323 | 530 | 796 | 1121 | 1507 | 1919 | 2358 | 2824 | 3317 | 3768 | 4179 | 4549 | 4879 | 5167 | 5394 | 5572 | 5703 | 5786 | 5820 | 5837 | 5854 | 5871 | 5887 | 5904 | NPgY | GSP | NPg Planning Scenario | Number of electric HGVs
NPg Planning Scenario | Lct_BB003b_NPgSubComponent | Number of | NPgY | WEST MELTON SECTION 3 | Number of electric HGVs | WMEL_BB3 | 0 | 1 | 4 | 11 | 20 | 33 | 48 | 97 | 178 | 292 | 439 | 618 | 831 | 1059 | 1301 | 1558 | 1829 | 2078 | 2305 | 2509 | 2691 | 2850 | 2975 | 3074 | 3146 | 3191 | 3210 | 3220 | 3229 | 3238 | 3247 | 3257 | NPgY | GSP | NPg Planning Scenario | Number of electric HGVs
NPg Planning Scenario | Lct_BB003b_NPgSubComponent | Number of | NPgY | WINCOBANK | Number of electric HGVs | WIBA_3 | 0 | 0 | 0 | 1 | 2 | 3 | 4 | 9 | 16 | 26 | 39 | 55 | 74 | 95 | 116 | 139 | 163 | 186 | 206 | 224 | 240 | 255 | 266 | 275 | 281 | 285 | 287 | 288 | 289 | 289 | 290 | 291 | NPgY | GSP | NPg Planning Scenario | Number of electric HGVs
NPg Planning Scenario | Lct_BB001 | Number of | NPgN | BLYTH 66kV | Number of full electric cars and vans | BLYTB1 | 236 | 320 | 573 | 1328 | 3393 | 6193 | 9741 | 13963 | 19055 | 25112 | 32050 | 42995 | 53682 | 64167 | 74351 | 84114 | 93362 | 101961 | 109854 | 116997 | 123361 | 128935 | 132547 | 135441 | 137680 | 139365 | 140568 | 141409 | 141988 | 142360 | 142604 | 142754 | NPgN | GSP | NPg Planning Scenario | Number of full electric cars and vans
NPg Planning Scenario | Lct_BB001 | Number of | NPgN | BLYTH 132kV | Number of full electric cars and vans | BLYTH132 | 153 | 193 | 318 | 675 | 1570 | 2590 | 3654 | 4928 | 6453 | 8246 | 10296 | 13548 | 16713 | 19811 | 22805 | 25670 | 28341 | 30834 | 33147 | 35240 | 37110 | 38748 | 39810 | 40662 | 41323 | 41820 | 42178 | 42430 | 42603 | 42715 | 42788 | 42833 | NPgN | GSP | NPg Planning Scenario | Number of full electric cars and vans
NPg Planning Scenario | Lct_BB001 | Number of | NPgN | FOURSTONES | Number of full electric cars and vans | FOUR_1 | 27 | 36 | 62 | 138 | 339 | 594 | 897 | 1259 | 1694 | 2209 | 2800 | 3732 | 4642 | 5534 | 6399 | 7228 | 8010 | 8737 | 9407 | 10013 | 10554 | 11027 | 11334 | 11580 | 11770 | 11914 | 12016 | 12088 | 12137 | 12169 | 12190 | 12203 | NPgN | GSP | NPg Planning Scenario | Number of full electric cars and vans
NPg Planning Scenario | Lct_BB001 | Number of | NPgN | HARTMOOR | Number of full electric cars and vans | HARM_6 | 97 | 133 | 242 | 569 | 1473 | 2722 | 4334 | 6251 | 8565 | 11319 | 14475 | 19452 | 24312 | 29081 | 33715 | 38158 | 42373 | 46290 | 49883 | 53134 | 56031 | 58567 | 60210 | 61527 | 62546 | 63312 | 63860 | 64241 | 64504 | 64673 | 64784 | 64853 | NPgN | GSP | NPg Planning Scenario | Number of full electric cars and vans
NPg Planning Scenario | Lct_BB001 | Number of | NPgN | HAWTHORN PIT GRID | Number of full electric cars and vans | HAWP_6 | 147 | 198 | 352 | 808 | 2046 | 3704 | 5777 | 8245 | 11221 | 14757 | 18808 | 25201 | 31441 | 37563 | 43507 | 49205 | 54598 | 59613 | 64219 | 68388 | 72103 | 75356 | 77464 | 79154 | 80461 | 81444 | 82147 | 82639 | 82977 | 83194 | 83337 | 83425 | NPgN | GSP | NPg Planning Scenario | Number of full electric cars and vans
NPg Planning Scenario | Lct_BB001 | Number of | NPgN | KNARESBOROUGH | Number of full electric cars and vans | KNARE_111 | 285 | 373 | 644 | 1439 | 3542 | 6222 | 9416 | 13226 | 17809 | 23243 | 29463 | 39292 | 48881 | 58282 | 67399 | 76136 | 84374 | 92042 | 99101 | 105490 | 111188 | 116177 | 119411 | 122003 | 124010 | 125520 | 126601 | 127358 | 127879 | 128214 | 128434 | 128570 | NPgN | GSP | NPg Planning Scenario | Number of full electric cars and vans
NPg Planning Scenario | Lct_BB001 | Number of | NPgN | LACKENBY | Number of full electric cars and vans | LACK_6 | 141 | 202 | 381 | 924 | 2464 | 4682 | 7646 | 11169 | 15424 | 20499 | 26318 | 35482 | 44438 | 53228 | 61777 | 69976 | 77772 | 85014 | 91644 | 97645 | 102988 | 107668 | 110699 | 113128 | 115006 | 116418 | 117426 | 118129 | 118612 | 118923 | 119127 | 119253 | NPgN | GSP | NPg Planning Scenario | Number of full electric cars and vans
NPg Planning Scenario | Lct_BB001 | Number of | NPgN | NORTON | Number of full electric cars and vans | NORT_1 | 528 | 736 | 1355 | 3219 | 8422 | 15724 | 25267 | 36616 | 50315 | 66635 | 85339 | 114819 | 143618 | 171877 | 199349 | 225690 | 250699 | 273939 | 295239 | 314515 | 331685 | 346721 | 356462 | 364268 | 370305 | 374846 | 378088 | 380349 | 381906 | 382906 | 383564 | 383968 | NPgN | GSP | NPg Planning Scenario | Number of full electric cars and vans
NPg Planning Scenario | Lct_BB001 | Number of | NPgN | OFFERTON | Number of full electric cars and vans | OFFE_3 | 65 | 89 | 161 | 376 | 969 | 1785 | 2831 | 4076 | 5577 | 7364 | 9412 | 12641 | 15794 | 18888 | 21895 | 24777 | 27510 | 30050 | 32380 | 34489 | 36368 | 38014 | 39080 | 39934 | 40595 | 41092 | 41447 | 41695 | 41866 | 41975 | 42047 | 42092 | NPgN | GSP | NPg Planning Scenario | Number of full electric cars and vans
NPg Planning Scenario | Lct_BB001 | Number of | NPgN | OSBALDWICK | Number of full electric cars and vans | OSBA_1 | 532 | 685 | 1162 | 2545 | 6133 | 10535 | 15562 | 21567 | 28780 | 37310 | 47071 | 62513 | 77566 | 92318 | 106610 | 120300 | 133163 | 145148 | 156205 | 166214 | 175143 | 182962 | 188032 | 192097 | 195245 | 197614 | 199312 | 200504 | 201325 | 201852 | 202198 | 202412 | NPgN | GSP | NPg Planning Scenario | Number of full electric cars and vans
NPg Planning Scenario | Lct_BB001 | Number of | NPgN | POPPLETON | Number of full electric cars and vans | POPP_3 | 92 | 118 | 200 | 435 | 1043 | 1782 | 2616 | 3612 | 4808 | 6222 | 7839 | 10399 | 12893 | 15338 | 17705 | 19973 | 22101 | 24085 | 25916 | 27574 | 29053 | 30348 | 31188 | 31861 | 32383 | 32775 | 33057 | 33254 | 33391 | 33478 | 33536 | 33571 | NPgN | GSP | NPg Planning Scenario | Number of full electric cars and vans
NPg Planning Scenario | Lct_BB001 | Number of | NPgN | SALTHOLME | Number of full electric cars and vans | SALH_1 | 2 | 3 | 5 | 13 | 33 | 62 | 101 | 146 | 201 | 266 | 341 | 459 | 574 | 687 | 797 | 902 | 1002 | 1095 | 1180 | 1257 | 1326 | 1386 | 1425 | 1456 | 1480 | 1498 | 1511 | 1520 | 1527 | 1531 | 1533 | 1535 | NPgN | GSP | NPg Planning Scenario | Number of full electric cars and vans
NPg Planning Scenario | Lct_BB001 | Number of | NPgN | SOUTH SHIELDS | Number of full electric cars and vans | SSHI_3 | 62 | 84 | 150 | 347 | 887 | 1619 | 2546 | 3650 | 4981 | 6564 | 8377 | 11238 | 14031 | 16771 | 19433 | 21984 | 24402 | 26649 | 28712 | 30579 | 32242 | 33699 | 34643 | 35399 | 35985 | 36425 | 36739 | 36959 | 37110 | 37208 | 37271 | 37311 | NPgN | GSP | NPg Planning Scenario | Number of full electric cars and vans
NPg Planning Scenario | Lct_BB001 | Number of | NPgN | SPADEADAM | Number of full electric cars and vans | KIELD01 and SPAD20 | 8 | 11 | 20 | 46 | 119 | 221 | 351 | 507 | 695 | 918 | 1174 | 1578 | 1973 | 2359 | 2736 | 3096 | 3438 | 3756 | 4048 | 4311 | 4546 | 4752 | 4886 | 4993 | 5075 | 5137 | 5182 | 5213 | 5234 | 5248 | 5257 | 5262 | NPgN | GSP | NPg Planning Scenario | Number of full electric cars and vans
NPg Planning Scenario | Lct_BB001 | Number of | NPgN | SPENNYMOOR | Number of full electric cars and vans | SPEN_1 | 354 | 474 | 838 | 1918 | 4838 | 8718 | 13541 | 19285 | 26206 | 34429 | 43849 | 58715 | 73227 | 87461 | 101280 | 114527 | 127057 | 138712 | 149419 | 159109 | 167746 | 175309 | 180210 | 184138 | 187178 | 189464 | 191099 | 192242 | 193029 | 193534 | 193867 | 194071 | NPgN | GSP | NPg Planning Scenario | Number of full electric cars and vans
NPg Planning Scenario | Lct_BB001 | Number of | NPgN | STELLA NORTH | Number of full electric cars and vans | STEN_1 | 226 | 302 | 535 | 1226 | 3096 | 5585 | 8685 | 12377 | 16826 | 22112 | 28168 | 37725 | 47054 | 56204 | 65089 | 73606 | 81663 | 89156 | 96040 | 102270 | 107823 | 112685 | 115836 | 118361 | 120315 | 121785 | 122836 | 123571 | 124077 | 124402 | 124615 | 124747 | NPgN | GSP | NPg Planning Scenario | Number of full electric cars and vans
NPg Planning Scenario | Lct_BB001 | Number of | NPgN | STELLA SOUTH | Number of full electric cars and vans | STES_1 | 221 | 292 | 509 | 1149 | 2860 | 5084 | 7789 | 11012 | 14893 | 19499 | 24773 | 33103 | 41231 | 49201 | 56936 | 64348 | 71348 | 77862 | 83852 | 89274 | 94107 | 98340 | 101083 | 103282 | 104983 | 106264 | 107180 | 107821 | 108262 | 108546 | 108732 | 108847 | NPgN | GSP | NPg Planning Scenario | Number of full electric cars and vans
NPg Planning Scenario | Lct_BB001 | Number of | NPgN | TYNEMOUTH | Number of full electric cars and vans | TYNE_1 | 181 | 248 | 449 | 1051 | 2711 | 4993 | 7922 | 11407 | 15612 | 20615 | 26349 | 35391 | 44221 | 52884 | 61302 | 69373 | 77025 | 84139 | 90664 | 96570 | 101831 | 106438 | 109423 | 111816 | 113666 | 115058 | 116052 | 116746 | 117224 | 117531 | 117733 | 117857 | NPgN | GSP | NPg Planning Scenario | Number of full electric cars and vans
NPg Planning Scenario | Lct_BB001 | Number of | NPgN | WEST BOLDON | Number of full electric cars and vans | WBOL_6 | 262 | 353 | 629 | 1452 | 3692 | 6707 | 10500 | 15015 | 20459 | 26931 | 34346 | 46045 | 57466 | 68670 | 79552 | 89983 | 99859 | 109042 | 117475 | 125106 | 131906 | 137861 | 141720 | 144813 | 147206 | 149006 | 150292 | 151191 | 151810 | 152207 | 152469 | 152629 | NPgN | GSP | NPg Planning Scenario | Number of full electric cars and vans
NPg Planning Scenario | Lct_BB001 | Number of | NPgY | BRADFORD WEST | Number of full electric cars and vans | BRAW_1 | 401 | 664 | 1103 | 2500 | 6508 | 12407 | 20432 | 29923 | 41362 | 54974 | 70537 | 94764 | 118411 | 141619 | 164193 | 185839 | 206445 | 225549 | 243003 | 258781 | 272816 | 285100 | 293052 | 299419 | 304342 | 308047 | 310690 | 312531 | 313801 | 314618 | 315151 | 315480 | NPgY | GSP | NPg Planning Scenario | Number of full electric cars and vans
NPg Planning Scenario | Lct_BB001 | Number of | NPgY | CAMBLESFORTH | Number of full electric cars and vans | CAMB_01 | 51 | 79 | 123 | 262 | 647 | 1177 | 1857 | 2662 | 3631 | 4780 | 6092 | 8139 | 10134 | 12092 | 13993 | 15816 | 17543 | 19146 | 20615 | 21943 | 23125 | 24160 | 24829 | 25366 | 25781 | 26094 | 26317 | 26473 | 26581 | 26650 | 26695 | 26723 | NPgY | GSP | NPg Planning Scenario | Number of full electric cars and vans
NPg Planning Scenario | Lct_BB001 | Number of | NPgY | CREYKE BECK | Number of full electric cars and vans | CREB_1 | 755 | 1126 | 1696 | 3513 | 8407 | 14810 | 22687 | 32019 | 43223 | 56482 | 71620 | 95245 | 118271 | 140846 | 162748 | 183732 | 203553 | 221962 | 238870 | 254156 | 267772 | 279686 | 287404 | 293587 | 298372 | 301976 | 304556 | 306361 | 307606 | 308407 | 308930 | 309252 | NPgY | GSP | NPg Planning Scenario | Number of full electric cars and vans
NPg Planning Scenario | Lct_BB001 | Number of | NPgY | DRAX | Number of full electric cars and vans | DRAX_YEDL | 65 | 101 | 159 | 343 | 857 | 1573 | 2506 | 3610 | 4939 | 6516 | 8318 | 11127 | 13867 | 16554 | 19166 | 21669 | 24044 | 26248 | 28266 | 30090 | 31713 | 33134 | 34054 | 34791 | 35361 | 35790 | 36097 | 36311 | 36458 | 36553 | 36615 | 36653 | NPgY | GSP | NPg Planning Scenario | Number of full electric cars and vans
NPg Planning Scenario | Lct_BB001 | Number of | NPgY | ELLAND | Number of full electric cars and vans | ELLA_1 | 374 | 602 | 975 | 2161 | 5515 | 10335 | 16770 | 24382 | 33550 | 44449 | 56907 | 76308 | 95241 | 113819 | 131881 | 149197 | 165660 | 180926 | 194887 | 207508 | 218738 | 228566 | 234929 | 240024 | 243965 | 246930 | 249047 | 250523 | 251541 | 252196 | 252623 | 252887 | NPgY | GSP | NPg Planning Scenario | Number of full electric cars and vans
NPg Planning Scenario | Lct_BB001 | Number of | NPgY | FERRYBRIDGE A | Number of full electric cars and vans | FERRA2 | 180 | 272 | 417 | 880 | 2142 | 3838 | 5979 | 8513 | 11559 | 15169 | 19291 | 25722 | 31991 | 38139 | 44108 | 49828 | 55243 | 60269 | 64878 | 69046 | 72757 | 76004 | 78107 | 79792 | 81096 | 82077 | 82779 | 83270 | 83608 | 83826 | 83968 | 84055 | NPgY | GSP | NPg Planning Scenario | Number of full electric cars and vans
NPg Planning Scenario | Lct_BB001 | Number of | NPgY | FERRYBRIDGE B | Number of full electric cars and vans | FERRB9 | 360 | 559 | 875 | 1882 | 4675 | 8540 | 13544 | 19467 | 26592 | 35048 | 44710 | 59769 | 74457 | 88865 | 102862 | 116279 | 129004 | 140811 | 151625 | 161402 | 170104 | 177720 | 182651 | 186601 | 189656 | 191956 | 193600 | 194747 | 195539 | 196048 | 196380 | 196585 | NPgY | GSP | NPg Planning Scenario | Number of full electric cars and vans
NPg Planning Scenario | Lct_BB001 | Number of | NPgY | GRIMSBY WEST | Number of full electric cars and vans | GRIW_1 | 234 | 354 | 540 | 1133 | 2745 | 4897 | 7595 | 10790 | 14630 | 19178 | 24372 | 32475 | 40374 | 48121 | 55640 | 62845 | 69661 | 75990 | 81796 | 87045 | 91720 | 95810 | 98460 | 100582 | 102224 | 103461 | 104345 | 104964 | 105390 | 105665 | 105844 | 105954 | NPgY | GSP | NPg Planning Scenario | Number of full electric cars and vans
NPg Planning Scenario | Lct_BB001 | Number of | NPgY | JORDANTHORPE | Number of full electric cars and vans | JORD_3 | 135 | 198 | 295 | 604 | 1428 | 2482 | 3752 | 5257 | 7063 | 9197 | 11633 | 15437 | 19144 | 22777 | 26299 | 29673 | 32855 | 35811 | 38530 | 40987 | 43177 | 45093 | 46335 | 47329 | 48099 | 48679 | 49095 | 49386 | 49586 | 49715 | 49800 | 49852 | NPgY | GSP | NPg Planning Scenario | Number of full electric cars and vans
NPg Planning Scenario | Lct_BB001 | Number of | NPgY | KEADBY | Number of full electric cars and vans | KEAD_YEDL | 679 | 972 | 1401 | 2770 | 6305 | 10527 | 15247 | 20849 | 27547 | 35427 | 44411 | 58470 | 72150 | 85548 | 98510 | 110919 | 122540 | 133356 | 143346 | 152380 | 160436 | 167486 | 172056 | 175718 | 178556 | 180695 | 182232 | 183312 | 184057 | 184536 | 184849 | 185041 | NPgY | GSP | NPg Planning Scenario | Number of full electric cars and vans
NPg Planning Scenario | Lct_BB001 | Number of | NPgY | KIRKSTALL B | Number of full electric cars and vans | KIRKB1 | 298 | 469 | 743 | 1617 | 4060 | 7491 | 11989 | 17313 | 23720 | 31329 | 40025 | 53573 | 66791 | 79757 | 92359 | 104439 | 115907 | 126546 | 136283 | 145087 | 152921 | 159777 | 164217 | 167772 | 170523 | 172593 | 174071 | 175103 | 175814 | 176272 | 176571 | 176755 | NPgY | GSP | NPg Planning Scenario | Number of full electric cars and vans
NPg Planning Scenario | Lct_BB001 | Number of | NPgY | NEEPSEND | Number of full electric cars and vans | NEEP_3 | 138 | 208 | 317 | 663 | 1602 | 2853 | 4415 | 6265 | 8488 | 11121 | 14128 | 18819 | 23393 | 27877 | 32229 | 36400 | 40344 | 44007 | 47368 | 50406 | 53112 | 55480 | 57013 | 58242 | 59193 | 59908 | 60421 | 60779 | 61026 | 61184 | 61288 | 61352 | NPgY | GSP | NPg Planning Scenario | Number of full electric cars and vans
NPg Planning Scenario | Lct_BB001 | Number of | NPgY | NORTON LEES | Number of full electric cars and vans | NORL_3 | 169 | 249 | 370 | 757 | 1786 | 3102 | 4684 | 6559 | 8809 | 11467 | 14501 | 19239 | 23855 | 28379 | 32766 | 36969 | 40930 | 44611 | 47997 | 51057 | 53784 | 56171 | 57717 | 58955 | 59914 | 60637 | 61154 | 61516 | 61766 | 61927 | 62032 | 62097 | NPgY | GSP | NPg Planning Scenario | Number of full electric cars and vans
NPg Planning Scenario | Lct_BB001 | Number of | NPgY | PITSMOOR 3/4 | Number of full electric cars and vans | PITS_BB_B | 56 | 85 | 130 | 273 | 666 | 1195 | 1862 | 2653 | 3603 | 4729 | 6014 | 8020 | 9975 | 11893 | 13755 | 15539 | 17228 | 18796 | 20234 | 21534 | 22691 | 23704 | 24360 | 24886 | 25292 | 25598 | 25817 | 25970 | 26076 | 26144 | 26188 | 26215 | NPgY | GSP | NPg Planning Scenario | Number of full electric cars and vans
NPg Planning Scenario | Lct_BB001 | Number of | NPgY | SALTEND NORTH | Number of full electric cars and vans | SALT_1 | 102 | 151 | 227 | 468 | 1115 | 1956 | 2984 | 4202 | 5663 | 7393 | 9367 | 12448 | 15451 | 18395 | 21251 | 23987 | 26570 | 28969 | 31173 | 33166 | 34942 | 36495 | 37502 | 38308 | 38932 | 39402 | 39738 | 39974 | 40136 | 40241 | 40309 | 40351 | NPgY | GSP | NPg Planning Scenario | Number of full electric cars and vans
NPg Planning Scenario | Lct_BB001 | Number of | NPgY | SHEFFIELD CITY | Number of full electric cars and vans | SHEC_3 | 74 | 111 | 169 | 352 | 850 | 1510 | 2333 | 3307 | 4477 | 5863 | 7446 | 9915 | 12322 | 14682 | 16972 | 19167 | 21242 | 23169 | 24938 | 26537 | 27961 | 29207 | 30014 | 30660 | 31161 | 31537 | 31807 | 31995 | 32125 | 32209 | 32264 | 32297 | NPgY | GSP | NPg Planning Scenario | Number of full electric cars and vans
NPg Planning Scenario | Lct_BB001 | Number of | NPgY | SKELTON GRANGE | Number of full electric cars and vans | SKLGB1 | 632 | 1008 | 1620 | 3569 | 9060 | 16893 | 27288 | 39588 | 54398 | 72001 | 92117 | 123453 | 154028 | 184028 | 213191 | 241149 | 267717 | 292357 | 314897 | 335274 | 353405 | 369273 | 379547 | 387774 | 394137 | 398926 | 402345 | 404730 | 406374 | 407432 | 408123 | 408549 | NPgY | GSP | NPg Planning Scenario | Number of full electric cars and vans
NPg Planning Scenario | Lct_BB001 | Number of | NPgY | TEMPLEBOROUGH 275/33KV | Number of full electric cars and vans | TEMP_3 | 13 | 19 | 28 | 58 | 138 | 242 | 368 | 518 | 698 | 910 | 1152 | 1531 | 1899 | 2261 | 2612 | 2947 | 3264 | 3559 | 3829 | 4074 | 4292 | 4483 | 4606 | 4705 | 4782 | 4840 | 4881 | 4910 | 4930 | 4943 | 4951 | 4956 | NPgY | GSP | NPg Planning Scenario | Number of full electric cars and vans
NPg Planning Scenario | Lct_BB001 | Number of | NPgY | THURCROFT | Number of full electric cars and vans | THUR_6 | 637 | 897 | 1270 | 2461 | 5474 | 8897 | 12499 | 16780 | 21884 | 27865 | 34677 | 45357 | 55737 | 65896 | 75705 | 85091 | 93828 | 101971 | 109522 | 116351 | 122448 | 127782 | 131241 | 134014 | 136165 | 137787 | 138955 | 139779 | 140347 | 140712 | 140951 | 141098 | NPgY | GSP | NPg Planning Scenario | Number of full electric cars and vans
NPg Planning Scenario | Lct_BB001 | Number of | NPgY | WEST MELTON / THORPE MARSH | Number of full electric cars and vans | WMEL_THOM | 808 | 1172 | 1714 | 3441 | 7969 | 13560 | 20048 | 27744 | 36961 | 47829 | 60228 | 79609 | 98480 | 116970 | 134879 | 152029 | 168146 | 183134 | 196945 | 209434 | 220566 | 230306 | 236619 | 241677 | 245595 | 248547 | 250664 | 252150 | 253174 | 253833 | 254264 | 254529 | NPgY | GSP | NPg Planning Scenario | Number of full electric cars and vans
NPg Planning Scenario | Lct_BB001 | Number of | NPgY | WEST MELTON SECTION 3 | Number of full electric cars and vans | WMEL_BB3 | 698 | 1021 | 1508 | 3060 | 7165 | 12341 | 18478 | 25754 | 34476 | 44775 | 56528 | 74888 | 92772 | 110299 | 127285 | 143555 | 158875 | 173114 | 186219 | 198068 | 208628 | 217867 | 223854 | 228651 | 232365 | 235163 | 237169 | 238575 | 239544 | 240167 | 240575 | 240826 | NPgY | GSP | NPg Planning Scenario | Number of full electric cars and vans
NPg Planning Scenario | Lct_BB001 | Number of | NPgY | WINCOBANK | Number of full electric cars and vans | WIBA_3 | 16 | 25 | 41 | 90 | 229 | 426 | 688 | 998 | 1371 | 1814 | 2321 | 3111 | 3881 | 4637 | 5371 | 6076 | 6745 | 7366 | 7934 | 8447 | 8904 | 9304 | 9562 | 9770 | 9930 | 10051 | 10137 | 10197 | 10238 | 10265 | 10282 | 10293 | NPgY | GSP | NPg Planning Scenario | Number of full electric cars and vans
NPg Planning Scenario | Lct_BB5678_NPgAggregate | Number of | NPgN | BLYTH 66kV | Number of heat pumps (total) | BLYTB1 | 779 | 911 | 1143 | 1661 | 2256 | 2795 | 4267 | 6054 | 8360 | 11352 | 15377 | 19120 | 23001 | 27117 | 32029 | 37205 | 42330 | 47481 | 52551 | 57640 | 63034 | 68219 | 73666 | 78593 | 83038 | 86840 | 90400 | 93592 | 96874 | 100180 | 100978 | 101463 | NPgN | GSP | NPg Planning Scenario | Number of heat pumps (total)
NPg Planning Scenario | Lct_BB5678_NPgAggregate | Number of | NPgN | BLYTH 132kV | Number of heat pumps (total) | BLYTH132 | 330 | 377 | 455 | 599 | 756 | 1217 | 1730 | 3135 | 4879 | 7171 | 6478 | 8197 | 9009 | 10453 | 10415 | 11887 | 13013 | 14481 | 15883 | 17130 | 18475 | 19822 | 21317 | 22780 | 23794 | 24927 | 25686 | 26628 | 27328 | 28152 | 28426 | 28583 | NPgN | GSP | NPg Planning Scenario | Number of heat pumps (total)
NPg Planning Scenario | Lct_BB5678_NPgAggregate | Number of | NPgN | FOURSTONES | Number of heat pumps (total) | FOUR_1 | 83 | 96 | 114 | 151 | 195 | 377 | 545 | 1375 | 2391 | 3745 | 2611 | 3381 | 3363 | 3762 | 3546 | 3925 | 4172 | 4581 | 4976 | 5347 | 5697 | 6049 | 6456 | 6897 | 7056 | 7399 | 7486 | 7776 | 7859 | 7993 | 8075 | 8120 | NPgN | GSP | NPg Planning Scenario | Number of heat pumps (total)
NPg Planning Scenario | Lct_BB5678_NPgAggregate | Number of | NPgN | HARTMOOR | Number of heat pumps (total) | HARM_6 | 410 | 488 | 614 | 901 | 1239 | 1540 | 2438 | 3457 | 4724 | 6303 | 8763 | 10818 | 12957 | 15158 | 17795 | 20576 | 23349 | 26105 | 28832 | 31629 | 34538 | 37313 | 40221 | 42848 | 45230 | 47244 | 49141 | 50836 | 52579 | 54331 | 54761 | 55029 | NPgN | GSP | NPg Planning Scenario | Number of heat pumps (total)
NPg Planning Scenario | Lct_BB5678_NPgAggregate | Number of | NPgN | HAWTHORN PIT GRID | Number of heat pumps (total) | HAWP_6 | 420 | 497 | 630 | 923 | 1252 | 1553 | 2389 | 3376 | 4632 | 6232 | 9251 | 11553 | 14125 | 16742 | 20049 | 23405 | 26781 | 30117 | 33395 | 36720 | 40231 | 43569 | 47063 | 50202 | 53065 | 55490 | 57774 | 59814 | 61914 | 64039 | 64479 | 64735 | NPgN | GSP | NPg Planning Scenario | Number of heat pumps (total)
NPg Planning Scenario | Lct_BB5678_NPgAggregate | Number of | NPgN | KNARESBOROUGH | Number of heat pumps (total) | KNARE_111 | 601 | 676 | 800 | 1061 | 1377 | 1784 | 2602 | 4011 | 5848 | 8367 | 10430 | 13293 | 15831 | 18661 | 21727 | 25353 | 28906 | 32578 | 36187 | 39914 | 43728 | 47319 | 51100 | 54635 | 57750 | 60584 | 63136 | 65626 | 68023 | 70452 | 71087 | 71457 | NPgN | GSP | NPg Planning Scenario | Number of heat pumps (total)
NPg Planning Scenario | Lct_BB5678_NPgAggregate | Number of | NPgN | LACKENBY | Number of heat pumps (total) | LACK_6 | 639 | 756 | 949 | 1371 | 1858 | 2340 | 3625 | 5247 | 7279 | 9844 | 13825 | 17216 | 20817 | 24642 | 29147 | 33892 | 38564 | 43247 | 47867 | 52457 | 57365 | 62038 | 66935 | 71380 | 75389 | 78847 | 82059 | 84991 | 87961 | 90986 | 91683 | 92113 | NPgN | GSP | NPg Planning Scenario | Number of heat pumps (total)
NPg Planning Scenario | Lct_BB5678_NPgAggregate | Number of | NPgN | NORTON | Number of heat pumps (total) | NORT_1 | 1783 | 2095 | 2592 | 3726 | 5077 | 6528 | 10172 | 15262 | 21630 | 29834 | 37674 | 46971 | 55397 | 64757 | 74311 | 85844 | 97012 | 108483 | 119819 | 131359 | 143261 | 154556 | 166446 | 177433 | 187081 | 195636 | 203359 | 210688 | 217851 | 225086 | 226986 | 228161 | NPgN | GSP | NPg Planning Scenario | Number of heat pumps (total)
NPg Planning Scenario | Lct_BB5678_NPgAggregate | Number of | NPgN | OFFERTON | Number of heat pumps (total) | OFFE_3 | 156 | 187 | 236 | 353 | 493 | 614 | 1037 | 1474 | 1998 | 2646 | 4460 | 5604 | 6953 | 8089 | 10004 | 11760 | 13680 | 15509 | 17301 | 19325 | 21319 | 23210 | 25193 | 26912 | 28525 | 29839 | 31122 | 32225 | 33394 | 34561 | 34802 | 34929 | NPgN | GSP | NPg Planning Scenario | Number of heat pumps (total)
NPg Planning Scenario | Lct_BB5678_NPgAggregate | Number of | NPgN | OSBALDWICK | Number of heat pumps (total) | OSBA_1 | 1321 | 1524 | 1845 | 2514 | 3303 | 4231 | 6376 | 9393 | 13186 | 18038 | 22840 | 28363 | 33688 | 39296 | 45926 | 53112 | 60149 | 67320 | 74408 | 81668 | 89212 | 96427 | 104023 | 110945 | 117144 | 122554 | 127546 | 132177 | 136805 | 141537 | 142820 | 143602 | NPgN | GSP | NPg Planning Scenario | Number of heat pumps (total)
NPg Planning Scenario | Lct_BB5678_NPgAggregate | Number of | NPgN | POPPLETON | Number of heat pumps (total) | POPP_3 | 187 | 221 | 274 | 396 | 544 | 679 | 1097 | 1561 | 2129 | 2836 | 4053 | 5021 | 6038 | 7024 | 8220 | 9511 | 10801 | 12085 | 13360 | 14718 | 16074 | 17334 | 18648 | 19848 | 20958 | 21893 | 22787 | 23600 | 24430 | 25252 | 25453 | 25580 | NPgN | GSP | NPg Planning Scenario | Number of heat pumps (total)
NPg Planning Scenario | Lct_BB5678_NPgAggregate | Number of | NPgN | SALTHOLME | Number of heat pumps (total) | SALH_1 | 12 | 14 | 17 | 23 | 32 | 40 | 65 | 91 | 121 | 157 | 241 | 299 | 364 | 432 | 499 | 577 | 650 | 724 | 799 | 874 | 951 | 1021 | 1093 | 1162 | 1227 | 1285 | 1339 | 1392 | 1444 | 1496 | 1510 | 1519 | NPgN | GSP | NPg Planning Scenario | Number of heat pumps (total)
NPg Planning Scenario | Lct_BB5678_NPgAggregate | Number of | NPgN | SOUTH SHIELDS | Number of heat pumps (total) | SSHI_3 | 211 | 244 | 303 | 431 | 592 | 732 | 1195 | 1697 | 2319 | 3118 | 4717 | 5902 | 7187 | 8441 | 10275 | 11996 | 13814 | 15567 | 17292 | 19122 | 21005 | 22802 | 24687 | 26363 | 27894 | 29181 | 30403 | 31478 | 32596 | 33722 | 33969 | 34105 | NPgN | GSP | NPg Planning Scenario | Number of heat pumps (total)
NPg Planning Scenario | Lct_BB5678_NPgAggregate | Number of | NPgN | SPADEADAM | Number of heat pumps (total) | KIELD01 and SPAD20 | 37 | 43 | 51 | 68 | 87 | 143 | 202 | 455 | 767 | 1181 | 934 | 1200 | 1254 | 1426 | 1446 | 1625 | 1764 | 1947 | 2126 | 2300 | 2471 | 2632 | 2810 | 2995 | 3099 | 3247 | 3322 | 3452 | 3524 | 3610 | 3644 | 3664 | NPgN | GSP | NPg Planning Scenario | Number of heat pumps (total)
NPg Planning Scenario | Lct_BB5678_NPgAggregate | Number of | NPgN | SPENNYMOOR | Number of heat pumps (total) | SPEN_1 | 1379 | 1591 | 1966 | 2694 | 3469 | 4338 | 6091 | 8952 | 12717 | 17605 | 22335 | 27827 | 33259 | 39115 | 46112 | 53414 | 60446 | 67601 | 74661 | 81713 | 89162 | 96195 | 103556 | 110298 | 116332 | 121604 | 126436 | 130967 | 135456 | 140062 | 141106 | 141752 | NPgN | GSP | NPg Planning Scenario | Number of heat pumps (total)
NPg Planning Scenario | Lct_BB5678_NPgAggregate | Number of | NPgN | STELLA NORTH | Number of heat pumps (total) | STEN_1 | 799 | 946 | 1177 | 1690 | 2327 | 2926 | 4824 | 6893 | 9351 | 12329 | 18069 | 22318 | 26957 | 31552 | 37576 | 43469 | 49390 | 55185 | 60968 | 66952 | 73122 | 78875 | 84868 | 90347 | 95399 | 99697 | 103765 | 107488 | 111282 | 115108 | 116052 | 116665 | NPgN | GSP | NPg Planning Scenario | Number of heat pumps (total)
NPg Planning Scenario | Lct_BB5678_NPgAggregate | Number of | NPgN | STELLA SOUTH | Number of heat pumps (total) | STES_1 | 649 | 758 | 941 | 1335 | 1784 | 2250 | 3380 | 4960 | 6971 | 9549 | 12381 | 15401 | 18434 | 21632 | 25624 | 29765 | 33886 | 38048 | 42137 | 46275 | 50663 | 54920 | 59405 | 63408 | 66988 | 70064 | 72913 | 75476 | 78088 | 80749 | 81400 | 81778 | NPgN | GSP | NPg Planning Scenario | Number of heat pumps (total)
NPg Planning Scenario | Lct_BB5678_NPgAggregate | Number of | NPgN | TYNEMOUTH | Number of heat pumps (total) | TYNE_1 | 608 | 709 | 884 | 1290 | 1802 | 2236 | 3706 | 5288 | 7252 | 9804 | 14591 | 18276 | 22163 | 26100 | 30961 | 36029 | 41140 | 46182 | 51178 | 56386 | 61677 | 66579 | 71690 | 76400 | 80718 | 84410 | 87902 | 91107 | 94360 | 97593 | 98307 | 98750 | NPgN | GSP | NPg Planning Scenario | Number of heat pumps (total)
NPg Planning Scenario | Lct_BB5678_NPgAggregate | Number of | NPgN | WEST BOLDON | Number of heat pumps (total) | WBOL_6 | 793 | 931 | 1168 | 1709 | 2368 | 2929 | 4740 | 6718 | 9184 | 12352 | 18724 | 23438 | 28550 | 33701 | 40598 | 47370 | 54367 | 61178 | 67886 | 74862 | 82099 | 88965 | 96152 | 102621 | 108501 | 113496 | 118192 | 122385 | 126701 | 131044 | 131967 | 132496 | NPgN | GSP | NPg Planning Scenario | Number of heat pumps (total)
NPg Planning Scenario | Lct_BB5678_NPgAggregate | Number of | NPgY | BRADFORD WEST | Number of heat pumps (total) | BRAW_1 | 1510 | 1759 | 2199 | 3136 | 4256 | 5469 | 8355 | 12716 | 17992 | 24604 | 31331 | 43063 | 51543 | 60934 | 71253 | 81868 | 95525 | 107457 | 119489 | 131832 | 144275 | 157422 | 170029 | 181784 | 191859 | 201024 | 209126 | 216507 | 224303 | 231778 | 233454 | 234443 | NPgY | GSP | NPg Planning Scenario | Number of heat pumps (total)
NPg Planning Scenario | Lct_BB5678_NPgAggregate | Number of | NPgY | CAMBLESFORTH | Number of heat pumps (total) | CAMB_01 | 137 | 153 | 187 | 259 | 342 | 430 | 719 | 1092 | 1866 | 2638 | 3337 | 3749 | 4487 | 5152 | 5884 | 6643 | 7386 | 8255 | 9024 | 9911 | 10868 | 11642 | 12541 | 13345 | 14054 | 14678 | 15279 | 15799 | 16337 | 16859 | 16999 | 17082 | NPgY | GSP | NPg Planning Scenario | Number of heat pumps (total)
NPg Planning Scenario | Lct_BB5678_NPgAggregate | Number of | NPgY | CREYKE BECK | Number of heat pumps (total) | CREB_1 | 1996 | 2264 | 2777 | 3805 | 5023 | 6339 | 9603 | 14254 | 21302 | 30045 | 38846 | 45166 | 54110 | 62597 | 72620 | 83580 | 95402 | 106789 | 117953 | 129444 | 141858 | 152383 | 164494 | 175264 | 185084 | 193367 | 201225 | 208245 | 215225 | 222307 | 224214 | 225238 | NPgY | GSP | NPg Planning Scenario | Number of heat pumps (total)
NPg Planning Scenario | Lct_BB5678_NPgAggregate | Number of | NPgY | DRAX | Number of heat pumps (total) | DRAX_YEDL | 296 | 342 | 416 | 555 | 720 | 896 | 1472 | 2175 | 3657 | 5174 | 6557 | 6341 | 7504 | 8309 | 9352 | 10396 | 11264 | 12380 | 13367 | 14501 | 15823 | 16650 | 17852 | 18864 | 19818 | 20578 | 21378 | 22048 | 22692 | 23366 | 23610 | 23764 | NPgY | GSP | NPg Planning Scenario | Number of heat pumps (total)
NPg Planning Scenario | Lct_BB5678_NPgAggregate | Number of | NPgY | ELLAND | Number of heat pumps (total) | ELLA_1 | 1152 | 1318 | 1649 | 2376 | 3235 | 4161 | 6242 | 9432 | 13268 | 18293 | 23422 | 32370 | 38867 | 46022 | 54011 | 62301 | 72613 | 81784 | 91063 | 100503 | 110077 | 120078 | 129754 | 138737 | 146492 | 153495 | 159719 | 165395 | 171341 | 177083 | 178316 | 179020 | NPgY | GSP | NPg Planning Scenario | Number of heat pumps (total)
NPg Planning Scenario | Lct_BB5678_NPgAggregate | Number of | NPgY | FERRYBRIDGE A | Number of heat pumps (total) | FERRA2 | 617 | 671 | 825 | 1150 | 1524 | 1904 | 3128 | 4233 | 5795 | 7886 | 10196 | 12133 | 14335 | 16765 | 19291 | 22310 | 25707 | 28665 | 31521 | 34459 | 37552 | 40123 | 43102 | 45786 | 48274 | 50376 | 52329 | 54118 | 55943 | 57772 | 58308 | 58632 | NPgY | GSP | NPg Planning Scenario | Number of heat pumps (total)
NPg Planning Scenario | Lct_BB5678_NPgAggregate | Number of | NPgY | FERRYBRIDGE B | Number of heat pumps (total) | FERRB9 | 982 | 1143 | 1440 | 2082 | 2845 | 3659 | 5786 | 8666 | 12299 | 16688 | 21224 | 26457 | 31360 | 36499 | 42085 | 48342 | 55066 | 61438 | 67723 | 74173 | 80951 | 86992 | 93645 | 99676 | 105121 | 109780 | 114101 | 118020 | 121992 | 125974 | 127119 | 127804 | NPgY | GSP | NPg Planning Scenario | Number of heat pumps (total)
NPg Planning Scenario | Lct_BB5678_NPgAggregate | Number of | NPgY | GRIMSBY WEST | Number of heat pumps (total) | GRIW_1 | 566 | 643 | 794 | 1104 | 1470 | 1866 | 2827 | 4266 | 6005 | 8385 | 10985 | 14430 | 17363 | 20563 | 24065 | 27932 | 32337 | 36425 | 40425 | 44540 | 48813 | 52813 | 57001 | 60825 | 64230 | 67198 | 69935 | 72435 | 74964 | 77487 | 78023 | 78312 | NPgY | GSP | NPg Planning Scenario | Number of heat pumps (total)
NPg Planning Scenario | Lct_BB5678_NPgAggregate | Number of | NPgY | JORDANTHORPE | Number of heat pumps (total) | JORD_3 | 182 | 219 | 279 | 404 | 552 | 714 | 1123 | 1812 | 2495 | 3382 | 4386 | 6462 | 7754 | 9258 | 10837 | 12626 | 14506 | 16308 | 18072 | 19864 | 21699 | 23409 | 25140 | 26753 | 28218 | 29492 | 30690 | 31814 | 32940 | 34076 | 34291 | 34428 | NPgY | GSP | NPg Planning Scenario | Number of heat pumps (total)
NPg Planning Scenario | Lct_BB5678_NPgAggregate | Number of | NPgY | KEADBY | Number of heat pumps (total) | KEAD_YEDL | 1144 | 1287 | 1567 | 2111 | 2754 | 3434 | 5678 | 8406 | 14535 | 20705 | 26149 | 27015 | 32227 | 36418 | 41427 | 46865 | 51927 | 57712 | 62843 | 68646 | 75188 | 79641 | 85678 | 90905 | 95759 | 99789 | 103823 | 107251 | 110707 | 114151 | 115243 | 115855 | NPgY | GSP | NPg Planning Scenario | Number of heat pumps (total)
NPg Planning Scenario | Lct_BB5678_NPgAggregate | Number of | NPgY | KIRKSTALL B | Number of heat pumps (total) | KIRKB1 | 722 | 847 | 1088 | 1637 | 2287 | 2989 | 4452 | 6881 | 8873 | 11847 | 15271 | 21659 | 25803 | 30539 | 35692 | 41441 | 47374 | 53076 | 58898 | 64660 | 70586 | 76340 | 82177 | 87565 | 92414 | 96594 | 100444 | 104045 | 107620 | 111267 | 112112 | 112627 | NPgY | GSP | NPg Planning Scenario | Number of heat pumps (total)
NPg Planning Scenario | Lct_BB5678_NPgAggregate | Number of | NPgY | NEEPSEND | Number of heat pumps (total) | NEEP_3 | 310 | 357 | 447 | 636 | 858 | 1099 | 1674 | 2546 | 3390 | 4584 | 5932 | 8406 | 10053 | 11932 | 13977 | 15999 | 18913 | 21291 | 23758 | 26245 | 28709 | 31509 | 34078 | 36471 | 38495 | 40351 | 41964 | 43443 | 45008 | 46508 | 46837 | 47033 | NPgY | GSP | NPg Planning Scenario | Number of heat pumps (total)
NPg Planning Scenario | Lct_BB5678_NPgAggregate | Number of | NPgY | NORTON LEES | Number of heat pumps (total) | NORL_3 | 276 | 317 | 400 | 578 | 785 | 1008 | 1547 | 2408 | 3139 | 4217 | 5490 | 8392 | 10066 | 12021 | 14141 | 16268 | 19050 | 21433 | 23903 | 26364 | 28798 | 31523 | 33968 | 36267 | 38249 | 40054 | 41666 | 43178 | 44740 | 46271 | 46547 | 46731 | NPgY | GSP | NPg Planning Scenario | Number of heat pumps (total)
NPg Planning Scenario | Lct_BB5678_NPgAggregate | Number of | NPgY | PITSMOOR 3/4 | Number of heat pumps (total) | PITS_BB_B | 126 | 143 | 179 | 260 | 353 | 452 | 697 | 1064 | 1380 | 1838 | 2372 | 3590 | 4292 | 5121 | 6007 | 6991 | 8341 | 9393 | 10517 | 11595 | 12686 | 13824 | 14955 | 15988 | 16911 | 17718 | 18431 | 19090 | 19774 | 20442 | 20615 | 20703 | NPgY | GSP | NPg Planning Scenario | Number of heat pumps (total)
NPg Planning Scenario | Lct_BB5678_NPgAggregate | Number of | NPgY | SALTEND NORTH | Number of heat pumps (total) | SALT_1 | 266 | 294 | 360 | 497 | 657 | 824 | 1279 | 1832 | 2694 | 3786 | 4891 | 5888 | 7051 | 8228 | 9570 | 11079 | 12836 | 14398 | 15937 | 17503 | 19170 | 20618 | 22256 | 23722 | 25058 | 26195 | 27251 | 28200 | 29166 | 30127 | 30380 | 30513 | NPgY | GSP | NPg Planning Scenario | Number of heat pumps (total)
NPg Planning Scenario | Lct_BB5678_NPgAggregate | Number of | NPgY | SHEFFIELD CITY | Number of heat pumps (total) | SHEC_3 | 199 | 220 | 271 | 379 | 505 | 640 | 931 | 1386 | 1774 | 2364 | 3061 | 4385 | 5241 | 6216 | 7286 | 8419 | 9877 | 11107 | 12407 | 13690 | 14990 | 16366 | 17698 | 18929 | 20013 | 20981 | 21845 | 22649 | 23472 | 24281 | 24489 | 24605 | NPgY | GSP | NPg Planning Scenario | Number of heat pumps (total)
NPg Planning Scenario | Lct_BB5678_NPgAggregate | Number of | NPgY | SKELTON GRANGE | Number of heat pumps (total) | SKLGB1 | 1727 | 1997 | 2557 | 3856 | 5382 | 7021 | 10473 | 16023 | 20624 | 27478 | 35353 | 51091 | 60907 | 72310 | 84571 | 97640 | 112573 | 126379 | 140506 | 154681 | 168976 | 183984 | 198410 | 211845 | 223550 | 233977 | 243317 | 252005 | 260873 | 269679 | 271666 | 272897 | NPgY | GSP | NPg Planning Scenario | Number of heat pumps (total)
NPg Planning Scenario | Lct_BB5678_NPgAggregate | Number of | NPgY | TEMPLEBOROUGH 275/33KV | Number of heat pumps (total) | TEMP_3 | 15 | 19 | 25 | 38 | 54 | 71 | 114 | 181 | 237 | 313 | 400 | 641 | 766 | 918 | 1076 | 1263 | 1450 | 1626 | 1804 | 1976 | 2153 | 2315 | 2480 | 2635 | 2780 | 2903 | 3019 | 3129 | 3240 | 3352 | 3375 | 3390 | NPgY | GSP | NPg Planning Scenario | Number of heat pumps (total)
NPg Planning Scenario | Lct_BB5678_NPgAggregate | Number of | NPgY | THURCROFT | Number of heat pumps (total) | THUR_6 | 886 | 970 | 1202 | 1710 | 2295 | 2906 | 4436 | 6253 | 8643 | 12054 | 15739 | 18324 | 21838 | 25458 | 29558 | 34385 | 39591 | 44325 | 48981 | 53679 | 58734 | 62919 | 67911 | 72338 | 76426 | 79818 | 82979 | 85835 | 88668 | 91571 | 92399 | 92838 | NPgY | GSP | NPg Planning Scenario | Number of heat pumps (total)
NPg Planning Scenario | Lct_BB5678_NPgAggregate | Number of | NPgY | WEST MELTON / THORPE MARSH | Number of heat pumps (total) | WMEL_THOM | 1620 | 1727 | 2120 | 2993 | 3984 | 4997 | 7791 | 10734 | 14325 | 19619 | 25617 | 32857 | 39202 | 46417 | 54082 | 63030 | 73376 | 82395 | 91328 | 100377 | 109804 | 118323 | 127596 | 136026 | 143720 | 150352 | 156435 | 162051 | 167768 | 173469 | 174989 | 175845 | NPgY | GSP | NPg Planning Scenario | Number of heat pumps (total)
NPg Planning Scenario | Lct_BB5678_NPgAggregate | Number of | NPgY | WEST MELTON SECTION 3 | Number of heat pumps (total) | WMEL_BB3 | 1468 | 1652 | 2063 | 2957 | 4003 | 5096 | 8127 | 11621 | 15961 | 21571 | 27514 | 34947 | 41384 | 48468 | 56077 | 64675 | 74906 | 83694 | 92544 | 101466 | 110713 | 119343 | 128569 | 136987 | 144567 | 151133 | 157076 | 162514 | 168136 | 173684 | 175306 | 176274 | NPgY | GSP | NPg Planning Scenario | Number of heat pumps (total)
NPg Planning Scenario | Lct_BB5678_NPgAggregate | Number of | NPgY | WINCOBANK | Number of heat pumps (total) | WIBA_3 | 55 | 61 | 78 | 119 | 165 | 215 | 319 | 482 | 620 | 835 | 1082 | 1467 | 1746 | 2056 | 2401 | 2795 | 3208 | 3592 | 3992 | 4379 | 4787 | 5167 | 5575 | 5944 | 6281 | 6566 | 6828 | 7071 | 7310 | 7558 | 7624 | 7662 | NPgY | GSP | NPg Planning Scenario | Number of heat pumps (total)
NPg Planning Scenario | Lct_BB002 | Number of | NPgN | BLYTH 66kV | Number of hybrid electric cars and vans | BLYTB1 | 255 | 365 | 822 | 1500 | 2319 | 3329 | 4696 | 5915 | 7161 | 8361 | 9446 | 9006 | 8468 | 7823 | 7084 | 6270 | 5416 | 4535 | 3688 | 2893 | 2188 | 1585 | 1093 | 705 | 409 | 199 | 136 | 88 | 59 | 40 | 25 | 18 | NPgN | GSP | NPg Planning Scenario | Number of hybrid electric cars and vans
NPg Planning Scenario | Lct_BB002 | Number of | NPgN | BLYTH 132kV | Number of hybrid electric cars and vans | BLYTH132 | 166 | 220 | 456 | 762 | 1073 | 1392 | 1761 | 2087 | 2425 | 2746 | 3034 | 2838 | 2636 | 2415 | 2173 | 1914 | 1644 | 1372 | 1113 | 871 | 658 | 476 | 328 | 212 | 123 | 60 | 41 | 27 | 18 | 12 | 8 | 5 | NPgN | GSP | NPg Planning Scenario | Number of hybrid electric cars and vans
NPg Planning Scenario | Lct_BB002 | Number of | NPgN | FOURSTONES | Number of hybrid electric cars and vans | FOUR_1 | 30 | 41 | 89 | 156 | 232 | 319 | 433 | 533 | 637 | 736 | 825 | 782 | 732 | 675 | 610 | 539 | 465 | 389 | 316 | 248 | 187 | 136 | 93 | 60 | 35 | 17 | 12 | 8 | 5 | 3 | 2 | 2 | NPgN | GSP | NPg Planning Scenario | Number of hybrid electric cars and vans
NPg Planning Scenario | Lct_BB002 | Number of | NPgN | HARTMOOR | Number of hybrid electric cars and vans | HARM_6 | 105 | 152 | 347 | 642 | 1007 | 1463 | 2089 | 2648 | 3219 | 3769 | 4266 | 4075 | 3835 | 3545 | 3212 | 2844 | 2458 | 2059 | 1675 | 1314 | 994 | 720 | 496 | 320 | 186 | 91 | 62 | 40 | 27 | 18 | 12 | 8 | NPgN | GSP | NPg Planning Scenario | Number of hybrid electric cars and vans
NPg Planning Scenario | Lct_BB002 | Number of | NPgN | HAWTHORN PIT GRID | Number of hybrid electric cars and vans | HAWP_6 | 159 | 226 | 505 | 912 | 1399 | 1991 | 2785 | 3493 | 4217 | 4913 | 5543 | 5279 | 4960 | 4579 | 4145 | 3668 | 3167 | 2652 | 2156 | 1691 | 1279 | 926 | 639 | 412 | 239 | 116 | 80 | 52 | 34 | 24 | 15 | 11 | NPgN | GSP | NPg Planning Scenario | Number of hybrid electric cars and vans
NPg Planning Scenario | Lct_BB002 | Number of | NPgN | KNARESBOROUGH | Number of hybrid electric cars and vans | KNARE_111 | 308 | 426 | 925 | 1625 | 2421 | 3344 | 4540 | 5603 | 6693 | 7739 | 8684 | 8231 | 7711 | 7105 | 6422 | 5675 | 4894 | 4094 | 3327 | 2608 | 1972 | 1428 | 984 | 635 | 369 | 180 | 123 | 80 | 53 | 36 | 23 | 16 | NPgN | GSP | NPg Planning Scenario | Number of hybrid electric cars and vans
NPg Planning Scenario | Lct_BB002 | Number of | NPgN | LACKENBY | Number of hybrid electric cars and vans | LACK_6 | 153 | 231 | 546 | 1043 | 1684 | 2517 | 3686 | 4731 | 5797 | 6825 | 7757 | 7433 | 7010 | 6489 | 5886 | 5216 | 4511 | 3782 | 3077 | 2414 | 1827 | 1323 | 912 | 589 | 342 | 167 | 114 | 74 | 49 | 34 | 21 | 15 | NPgN | GSP | NPg Planning Scenario | Number of hybrid electric cars and vans
NPg Planning Scenario | Lct_BB002 | Number of | NPgN | NORTON | Number of hybrid electric cars and vans | NORT_1 | 571 | 841 | 1944 | 3635 | 5757 | 8452 | 12182 | 15511 | 18909 | 22186 | 25152 | 24052 | 22654 | 20954 | 18993 | 16824 | 14542 | 12185 | 9911 | 7776 | 5883 | 4261 | 2938 | 1897 | 1101 | 536 | 367 | 238 | 158 | 108 | 68 | 48 | NPgN | GSP | NPg Planning Scenario | Number of hybrid electric cars and vans
NPg Planning Scenario | Lct_BB002 | Number of | NPgN | OFFERTON | Number of hybrid electric cars and vans | OFFE_3 | 70 | 101 | 231 | 425 | 663 | 959 | 1365 | 1726 | 2096 | 2452 | 2774 | 2648 | 2491 | 2303 | 2086 | 1847 | 1596 | 1337 | 1087 | 853 | 645 | 467 | 322 | 208 | 121 | 59 | 40 | 26 | 17 | 12 | 7 | 5 | NPgN | GSP | NPg Planning Scenario | Number of hybrid electric cars and vans
NPg Planning Scenario | Lct_BB002 | Number of | NPgN | OSBALDWICK | Number of hybrid electric cars and vans | OSBA_1 | 575 | 782 | 1667 | 2874 | 4192 | 5663 | 7503 | 9136 | 10816 | 12423 | 13873 | 13095 | 12235 | 11255 | 10157 | 8968 | 7724 | 6456 | 5244 | 4109 | 3107 | 2249 | 1550 | 1000 | 580 | 283 | 193 | 125 | 83 | 57 | 36 | 26 | NPgN | GSP | NPg Planning Scenario | Number of hybrid electric cars and vans
NPg Planning Scenario | Lct_BB002 | Number of | NPgN | POPPLETON | Number of hybrid electric cars and vans | POPP_3 | 100 | 135 | 286 | 491 | 713 | 958 | 1261 | 1530 | 1807 | 2072 | 2310 | 2178 | 2034 | 1870 | 1687 | 1489 | 1282 | 1071 | 870 | 682 | 515 | 373 | 257 | 166 | 96 | 47 | 32 | 21 | 14 | 9 | 6 | 4 | NPgN | GSP | NPg Planning Scenario | Number of hybrid electric cars and vans
NPg Planning Scenario | Lct_BB002 | Number of | NPgN | SALTHOLME | Number of hybrid electric cars and vans | SALH_1 | 2 | 3 | 8 | 14 | 23 | 34 | 48 | 62 | 75 | 89 | 100 | 96 | 90 | 84 | 76 | 67 | 58 | 49 | 40 | 31 | 24 | 17 | 12 | 8 | 4 | 2 | 1 | 1 | 1 | 0 | 0 | 0 | NPgN | GSP | NPg Planning Scenario | Number of hybrid electric cars and vans
NPg Planning Scenario | Lct_BB002 | Number of | NPgN | SOUTH SHIELDS | Number of hybrid electric cars and vans | SSHI_3 | 67 | 95 | 215 | 392 | 606 | 870 | 1228 | 1546 | 1872 | 2185 | 2469 | 2354 | 2213 | 2045 | 1851 | 1639 | 1415 | 1185 | 964 | 756 | 572 | 414 | 286 | 184 | 107 | 52 | 36 | 23 | 15 | 11 | 7 | 5 | NPgN | GSP | NPg Planning Scenario | Number of hybrid electric cars and vans
NPg Planning Scenario | Lct_BB002 | Number of | NPgN | SPADEADAM | Number of hybrid electric cars and vans | KIELD01 and SPAD20 | 8 | 12 | 28 | 52 | 82 | 119 | 169 | 215 | 261 | 306 | 346 | 331 | 311 | 288 | 261 | 231 | 199 | 167 | 136 | 107 | 81 | 58 | 40 | 26 | 15 | 7 | 5 | 3 | 2 | 1 | 1 | 1 | NPgN | GSP | NPg Planning Scenario | Number of hybrid electric cars and vans
NPg Planning Scenario | Lct_BB002 | Number of | NPgN | SPENNYMOOR | Number of hybrid electric cars and vans | SPEN_1 | 383 | 541 | 1203 | 2166 | 3307 | 4686 | 6528 | 8169 | 9848 | 11463 | 12924 | 12299 | 11551 | 10663 | 9650 | 8537 | 7370 | 6170 | 5016 | 3934 | 2975 | 2154 | 1485 | 959 | 556 | 271 | 185 | 120 | 80 | 55 | 35 | 25 | NPgN | GSP | NPg Planning Scenario | Number of hybrid electric cars and vans
NPg Planning Scenario | Lct_BB002 | Number of | NPgN | STELLA NORTH | Number of hybrid electric cars and vans | STEN_1 | 244 | 345 | 768 | 1384 | 2116 | 3002 | 4187 | 5243 | 6323 | 7362 | 8302 | 7902 | 7422 | 6852 | 6201 | 5487 | 4737 | 3966 | 3224 | 2529 | 1913 | 1385 | 955 | 616 | 358 | 174 | 119 | 77 | 51 | 35 | 22 | 16 | NPgN | GSP | NPg Planning Scenario | Number of hybrid electric cars and vans
NPg Planning Scenario | Lct_BB002 | Number of | NPgN | STELLA SOUTH | Number of hybrid electric cars and vans | STES_1 | 238 | 333 | 730 | 1298 | 1955 | 2733 | 3755 | 4665 | 5597 | 6492 | 7302 | 6934 | 6504 | 5998 | 5425 | 4797 | 4139 | 3463 | 2815 | 2207 | 1669 | 1209 | 833 | 538 | 312 | 152 | 104 | 67 | 45 | 31 | 19 | 14 | NPgN | GSP | NPg Planning Scenario | Number of hybrid electric cars and vans
NPg Planning Scenario | Lct_BB002 | Number of | NPgN | TYNEMOUTH | Number of hybrid electric cars and vans | TYNE_1 | 196 | 283 | 644 | 1187 | 1853 | 2684 | 3820 | 4832 | 5867 | 6864 | 7766 | 7413 | 6975 | 6447 | 5841 | 5171 | 4468 | 3743 | 3044 | 2388 | 1806 | 1308 | 902 | 582 | 338 | 165 | 113 | 73 | 48 | 33 | 21 | 15 | NPgN | GSP | NPg Planning Scenario | Number of hybrid electric cars and vans
NPg Planning Scenario | Lct_BB002 | Number of | NPgN | WEST BOLDON | Number of hybrid electric cars and vans | WBOL_6 | 283 | 403 | 903 | 1640 | 2524 | 3605 | 5062 | 6361 | 7689 | 8967 | 10123 | 9645 | 9065 | 8372 | 7579 | 6708 | 5792 | 4850 | 3944 | 3093 | 2340 | 1694 | 1168 | 754 | 438 | 213 | 146 | 94 | 63 | 43 | 27 | 19 | NPgN | GSP | NPg Planning Scenario | Number of hybrid electric cars and vans
NPg Planning Scenario | Lct_BB002 | Number of | NPgY | BRADFORD WEST | Number of hybrid electric cars and vans | BRAW_1 | 697 | 1066 | 1896 | 3167 | 4806 | 6989 | 10039 | 12802 | 15576 | 18208 | 20539 | 19697 | 18589 | 17222 | 15639 | 13886 | 12048 | 10152 | 8328 | 6628 | 5130 | 3857 | 2823 | 2014 | 1401 | 960 | 654 | 435 | 292 | 200 | 136 | 93 | NPgY | GSP | NPg Planning Scenario | Number of hybrid electric cars and vans
NPg Planning Scenario | Lct_BB002 | Number of | NPgY | CAMBLESFORTH | Number of hybrid electric cars and vans | CAMB_01 | 89 | 126 | 211 | 332 | 478 | 663 | 912 | 1139 | 1367 | 1583 | 1774 | 1692 | 1591 | 1470 | 1333 | 1182 | 1024 | 862 | 707 | 562 | 435 | 327 | 239 | 171 | 119 | 81 | 55 | 37 | 25 | 17 | 12 | 8 | NPgY | GSP | NPg Planning Scenario | Number of hybrid electric cars and vans
NPg Planning Scenario | Lct_BB002 | Number of | NPgY | CREYKE BECK | Number of hybrid electric cars and vans | CREB_1 | 1312 | 1807 | 2916 | 4450 | 6208 | 8343 | 11147 | 13698 | 16277 | 18707 | 20854 | 19797 | 18567 | 17128 | 15502 | 13729 | 11879 | 9991 | 8187 | 6509 | 5035 | 3783 | 2769 | 1975 | 1374 | 941 | 641 | 426 | 287 | 196 | 134 | 92 | NPgY | GSP | NPg Planning Scenario | Number of hybrid electric cars and vans
NPg Planning Scenario | Lct_BB002 | Number of | NPgY | DRAX | Number of hybrid electric cars and vans | DRAX_YEDL | 112 | 162 | 273 | 435 | 633 | 886 | 1231 | 1544 | 1860 | 2158 | 2422 | 2313 | 2177 | 2013 | 1826 | 1619 | 1403 | 1181 | 969 | 771 | 596 | 448 | 328 | 234 | 163 | 112 | 76 | 50 | 34 | 23 | 16 | 11 | NPgY | GSP | NPg Planning Scenario | Number of hybrid electric cars and vans
NPg Planning Scenario | Lct_BB002 | Number of | NPgY | ELLAND | Number of hybrid electric cars and vans | ELLA_1 | 651 | 967 | 1676 | 2737 | 4073 | 5822 | 8240 | 10431 | 12634 | 14722 | 16570 | 15861 | 14951 | 13841 | 12562 | 11148 | 9668 | 8144 | 6679 | 5314 | 4113 | 3092 | 2263 | 1615 | 1123 | 769 | 524 | 348 | 234 | 160 | 109 | 75 | NPgY | GSP | NPg Planning Scenario | Number of hybrid electric cars and vans
NPg Planning Scenario | Lct_BB002 | Number of | NPgY | FERRYBRIDGE A | Number of hybrid electric cars and vans | FERRA2 | 312 | 437 | 718 | 1114 | 1582 | 2162 | 2938 | 3642 | 4353 | 5024 | 5617 | 5346 | 5022 | 4638 | 4201 | 3723 | 3224 | 2713 | 2224 | 1768 | 1368 | 1028 | 752 | 537 | 373 | 256 | 174 | 116 | 78 | 53 | 36 | 25 | NPgY | GSP | NPg Planning Scenario | Number of hybrid electric cars and vans
NPg Planning Scenario | Lct_BB002 | Number of | NPgY | FERRYBRIDGE B | Number of hybrid electric cars and vans | FERRB9 | 626 | 897 | 1504 | 2384 | 3452 | 4811 | 6655 | 8328 | 10014 | 11608 | 13018 | 12423 | 11689 | 10807 | 9798 | 8688 | 7529 | 6338 | 5197 | 4134 | 3199 | 2404 | 1760 | 1255 | 873 | 598 | 408 | 271 | 182 | 125 | 85 | 58 | NPgY | GSP | NPg Planning Scenario | Number of hybrid electric cars and vans
NPg Planning Scenario | Lct_BB002 | Number of | NPgY | GRIMSBY WEST | Number of hybrid electric cars and vans | GRIW_1 | 407 | 568 | 928 | 1435 | 2027 | 2759 | 3732 | 4616 | 5509 | 6352 | 7097 | 6750 | 6338 | 5852 | 5300 | 4696 | 4065 | 3420 | 2803 | 2229 | 1725 | 1296 | 948 | 677 | 471 | 322 | 220 | 146 | 98 | 67 | 46 | 31 | NPgY | GSP | NPg Planning Scenario | Number of hybrid electric cars and vans
NPg Planning Scenario | Lct_BB002 | Number of | NPgY | JORDANTHORPE | Number of hybrid electric cars and vans | JORD_3 | 234 | 318 | 508 | 765 | 1054 | 1398 | 1844 | 2249 | 2660 | 3046 | 3387 | 3209 | 3005 | 2770 | 2505 | 2217 | 1917 | 1612 | 1321 | 1050 | 812 | 610 | 446 | 318 | 221 | 152 | 103 | 69 | 46 | 32 | 22 | 15 | NPgY | GSP | NPg Planning Scenario | Number of hybrid electric cars and vans
NPg Planning Scenario | Lct_BB002 | Number of | NPgY | KEADBY | Number of hybrid electric cars and vans | KEAD_YEDL | 1181 | 1560 | 2409 | 3509 | 4656 | 5930 | 7491 | 8919 | 10373 | 11734 | 12931 | 12153 | 11326 | 10403 | 9383 | 8288 | 7152 | 6002 | 4913 | 3903 | 3017 | 2266 | 1657 | 1182 | 822 | 563 | 384 | 255 | 172 | 117 | 80 | 55 | NPgY | GSP | NPg Planning Scenario | Number of hybrid electric cars and vans
NPg Planning Scenario | Lct_BB002 | Number of | NPgY | KIRKSTALL B | Number of hybrid electric cars and vans | KIRKB1 | 519 | 753 | 1278 | 2049 | 2998 | 4220 | 5891 | 7407 | 8932 | 10376 | 11654 | 11135 | 10485 | 9699 | 8797 | 7804 | 6764 | 5696 | 4671 | 3716 | 2876 | 2161 | 1582 | 1129 | 785 | 538 | 367 | 243 | 164 | 112 | 76 | 52 | NPgY | GSP | NPg Planning Scenario | Number of hybrid electric cars and vans
NPg Planning Scenario | Lct_BB002 | Number of | NPgY | NEEPSEND | Number of hybrid electric cars and vans | NEEP_3 | 240 | 334 | 544 | 839 | 1183 | 1607 | 2169 | 2680 | 3196 | 3684 | 4114 | 3912 | 3672 | 3390 | 3070 | 2720 | 2355 | 1981 | 1623 | 1291 | 999 | 751 | 549 | 392 | 272 | 187 | 127 | 85 | 57 | 39 | 27 | 18 | NPgY | GSP | NPg Planning Scenario | Number of hybrid electric cars and vans
NPg Planning Scenario | Lct_BB002 | Number of | NPgY | NORTON LEES | Number of hybrid electric cars and vans | NORL_3 | 294 | 400 | 637 | 959 | 1319 | 1747 | 2302 | 2806 | 3317 | 3798 | 4222 | 3999 | 3745 | 3451 | 3121 | 2762 | 2389 | 2008 | 1645 | 1308 | 1011 | 760 | 556 | 397 | 276 | 189 | 129 | 86 | 58 | 39 | 27 | 18 | NPgY | GSP | NPg Planning Scenario | Number of hybrid electric cars and vans
NPg Planning Scenario | Lct_BB002 | Number of | NPgY | PITSMOOR 3/4 | Number of hybrid electric cars and vans | PITS_BB_B | 97 | 136 | 223 | 346 | 492 | 673 | 915 | 1135 | 1357 | 1566 | 1751 | 1667 | 1566 | 1446 | 1310 | 1161 | 1005 | 846 | 693 | 551 | 427 | 321 | 235 | 167 | 116 | 80 | 54 | 36 | 24 | 17 | 11 | 8 | NPgY | GSP | NPg Planning Scenario | Number of hybrid electric cars and vans
NPg Planning Scenario | Lct_BB002 | Number of | NPgY | SALTEND NORTH | Number of hybrid electric cars and vans | SALT_1 | 177 | 242 | 390 | 593 | 823 | 1102 | 1466 | 1798 | 2133 | 2449 | 2727 | 2587 | 2426 | 2237 | 2024 | 1792 | 1551 | 1304 | 1068 | 849 | 657 | 494 | 361 | 258 | 179 | 123 | 84 | 56 | 37 | 26 | 17 | 12 | NPgY | GSP | NPg Planning Scenario | Number of hybrid electric cars and vans
NPg Planning Scenario | Lct_BB002 | Number of | NPgY | SHEFFIELD CITY | Number of hybrid electric cars and vans | SHEC_3 | 128 | 178 | 290 | 446 | 628 | 851 | 1146 | 1415 | 1686 | 1942 | 2168 | 2061 | 1934 | 1785 | 1617 | 1432 | 1240 | 1043 | 855 | 680 | 526 | 395 | 289 | 206 | 143 | 98 | 67 | 44 | 30 | 20 | 14 | 10 | NPgY | GSP | NPg Planning Scenario | Number of hybrid electric cars and vans
NPg Planning Scenario | Lct_BB002 | Number of | NPgY | SKELTON GRANGE | Number of hybrid electric cars and vans | SKLGB1 | 1098 | 1618 | 2785 | 4521 | 6691 | 9516 | 13408 | 16937 | 20485 | 23847 | 26822 | 25660 | 24180 | 22379 | 20306 | 18019 | 15624 | 13159 | 10792 | 8587 | 6646 | 4995 | 3656 | 2608 | 1814 | 1243 | 847 | 563 | 379 | 259 | 177 | 121 | NPgY | GSP | NPg Planning Scenario | Number of hybrid electric cars and vans
NPg Planning Scenario | Lct_BB002 | Number of | NPgY | TEMPLEBOROUGH 275/33KV | Number of hybrid electric cars and vans | TEMP_3 | 22 | 30 | 49 | 74 | 102 | 136 | 181 | 222 | 263 | 301 | 336 | 318 | 298 | 275 | 249 | 220 | 191 | 160 | 131 | 104 | 81 | 61 | 44 | 32 | 22 | 15 | 10 | 7 | 5 | 3 | 2 | 1 | NPgY | GSP | NPg Planning Scenario | Number of hybrid electric cars and vans
NPg Planning Scenario | Lct_BB002 | Number of | NPgY | THURCROFT | Number of hybrid electric cars and vans | THUR_6 | 1107 | 1440 | 2184 | 3117 | 4042 | 5012 | 6141 | 7179 | 8241 | 9229 | 10097 | 9428 | 8750 | 8013 | 7211 | 6358 | 5476 | 4590 | 3754 | 2980 | 2303 | 1729 | 1264 | 901 | 627 | 429 | 293 | 194 | 131 | 89 | 61 | 42 | NPgY | GSP | NPg Planning Scenario | Number of hybrid electric cars and vans
NPg Planning Scenario | Lct_BB002 | Number of | NPgY | WEST MELTON / THORPE MARSH | Number of hybrid electric cars and vans | WMEL_THOM | 1406 | 1881 | 2947 | 4359 | 5885 | 7639 | 9851 | 11869 | 13918 | 15841 | 17537 | 16547 | 15460 | 14224 | 12847 | 11360 | 9813 | 8243 | 6750 | 5364 | 4148 | 3115 | 2279 | 1626 | 1131 | 774 | 528 | 351 | 236 | 161 | 110 | 75 | NPgY | GSP | NPg Planning Scenario | Number of hybrid electric cars and vans
NPg Planning Scenario | Lct_BB002 | Number of | NPgY | WEST MELTON SECTION 3 | Number of hybrid electric cars and vans | WMEL_BB3 | 1214 | 1639 | 2593 | 3876 | 5291 | 6952 | 9079 | 11018 | 12983 | 14830 | 16459 | 15566 | 14564 | 13413 | 12124 | 10727 | 9272 | 7792 | 6382 | 5073 | 3923 | 2947 | 2156 | 1538 | 1070 | 733 | 499 | 332 | 223 | 153 | 104 | 71 | NPgY | GSP | NPg Planning Scenario | Number of hybrid electric cars and vans
NPg Planning Scenario | Lct_BB002 | Number of | NPgY | WINCOBANK | Number of hybrid electric cars and vans | WIBA_3 | 28 | 41 | 70 | 114 | 169 | 240 | 338 | 427 | 516 | 601 | 676 | 647 | 609 | 564 | 512 | 454 | 394 | 332 | 272 | 216 | 167 | 126 | 92 | 66 | 46 | 31 | 21 | 14 | 10 | 7 | 4 | 3 | NPgY | GSP | NPg Planning Scenario | Number of hybrid electric cars and vans
NPg Planning Scenario | Lct_BB007 | Number of | NPgN | BLYTH 66kV | Number of I&C full electric heat pumps | BLYTB1 | 124 | 130 | 134 | 137 | 153 | 180 | 212 | 250 | 291 | 335 | 412 | 499 | 603 | 690 | 796 | 900 | 1005 | 1113 | 1238 | 1380 | 1540 | 1699 | 1855 | 2027 | 2214 | 2402 | 2601 | 2811 | 3018 | 3219 | 3362 | 3452 | NPgN | GSP | NPg Planning Scenario | Number of I&C full electric heat pumps
NPg Planning Scenario | Lct_BB007 | Number of | NPgN | BLYTH 132kV | Number of I&C full electric heat pumps | BLYTH132 | 75 | 79 | 81 | 83 | 92 | 109 | 128 | 151 | 176 | 203 | 249 | 302 | 365 | 418 | 482 | 545 | 609 | 674 | 750 | 836 | 933 | 1029 | 1124 | 1228 | 1340 | 1454 | 1575 | 1702 | 1827 | 1949 | 2036 | 2090 | NPgN | GSP | NPg Planning Scenario | Number of I&C full electric heat pumps
NPg Planning Scenario | Lct_BB007 | Number of | NPgN | FOURSTONES | Number of I&C full electric heat pumps | FOUR_1 | 30 | 31 | 32 | 33 | 37 | 43 | 51 | 60 | 70 | 81 | 100 | 121 | 146 | 167 | 193 | 218 | 243 | 269 | 299 | 334 | 372 | 411 | 449 | 490 | 535 | 581 | 629 | 680 | 730 | 778 | 813 | 835 | NPgN | GSP | NPg Planning Scenario | Number of I&C full electric heat pumps
NPg Planning Scenario | Lct_BB007 | Number of | NPgN | HARTMOOR | Number of I&C full electric heat pumps | HARM_6 | 69 | 71 | 73 | 75 | 82 | 96 | 113 | 132 | 153 | 175 | 214 | 258 | 310 | 353 | 404 | 454 | 504 | 554 | 612 | 678 | 752 | 824 | 894 | 970 | 1052 | 1134 | 1220 | 1309 | 1395 | 1478 | 1533 | 1562 | NPgN | GSP | NPg Planning Scenario | Number of I&C full electric heat pumps
NPg Planning Scenario | Lct_BB007 | Number of | NPgN | HAWTHORN PIT GRID | Number of I&C full electric heat pumps | HAWP_6 | 68 | 71 | 73 | 74 | 82 | 95 | 112 | 131 | 152 | 173 | 212 | 256 | 307 | 349 | 400 | 450 | 499 | 549 | 607 | 672 | 745 | 816 | 885 | 961 | 1042 | 1123 | 1208 | 1296 | 1381 | 1463 | 1517 | 1546 | NPgN | GSP | NPg Planning Scenario | Number of I&C full electric heat pumps
NPg Planning Scenario | Lct_BB007 | Number of | NPgN | KNARESBOROUGH | Number of I&C full electric heat pumps | KNARE_111 | 189 | 198 | 205 | 211 | 235 | 277 | 328 | 388 | 454 | 523 | 645 | 785 | 950 | 1092 | 1263 | 1433 | 1605 | 1784 | 1990 | 2225 | 2492 | 2759 | 3023 | 3314 | 3631 | 3953 | 4295 | 4657 | 5016 | 5367 | 5625 | 5795 | NPgN | GSP | NPg Planning Scenario | Number of I&C full electric heat pumps
NPg Planning Scenario | Lct_BB007 | Number of | NPgN | LACKENBY | Number of I&C full electric heat pumps | LACK_6 | 111 | 116 | 120 | 122 | 136 | 160 | 189 | 223 | 259 | 298 | 366 | 444 | 536 | 614 | 708 | 800 | 893 | 990 | 1100 | 1226 | 1368 | 1509 | 1647 | 1799 | 1964 | 2131 | 2307 | 2493 | 2675 | 2852 | 2979 | 3058 | NPgN | GSP | NPg Planning Scenario | Number of I&C full electric heat pumps
NPg Planning Scenario | Lct_BB007 | Number of | NPgN | NORTON | Number of I&C full electric heat pumps | NORT_1 | 397 | 415 | 428 | 438 | 486 | 572 | 673 | 794 | 924 | 1061 | 1303 | 1579 | 1904 | 2179 | 2509 | 2835 | 3161 | 3499 | 3887 | 4327 | 4825 | 5318 | 5801 | 6332 | 6907 | 7486 | 8099 | 8743 | 9375 | 9987 | 10421 | 10688 | NPgN | GSP | NPg Planning Scenario | Number of I&C full electric heat pumps
NPg Planning Scenario | Lct_BB007 | Number of | NPgN | OFFERTON | Number of I&C full electric heat pumps | OFFE_3 | 46 | 47 | 49 | 50 | 55 | 64 | 75 | 88 | 102 | 117 | 143 | 172 | 207 | 235 | 270 | 303 | 337 | 371 | 410 | 454 | 504 | 552 | 599 | 651 | 706 | 761 | 819 | 880 | 938 | 994 | 1032 | 1052 | NPgN | GSP | NPg Planning Scenario | Number of I&C full electric heat pumps
NPg Planning Scenario | Lct_BB007 | Number of | NPgN | OSBALDWICK | Number of I&C full electric heat pumps | OSBA_1 | 340 | 355 | 366 | 373 | 414 | 485 | 571 | 672 | 781 | 895 | 1098 | 1328 | 1598 | 1826 | 2099 | 2368 | 2636 | 2913 | 3230 | 3589 | 3995 | 4395 | 4786 | 5214 | 5678 | 6143 | 6634 | 7149 | 7652 | 8138 | 8476 | 8678 | NPgN | GSP | NPg Planning Scenario | Number of I&C full electric heat pumps
NPg Planning Scenario | Lct_BB007 | Number of | NPgN | POPPLETON | Number of I&C full electric heat pumps | POPP_3 | 46 | 48 | 49 | 50 | 55 | 64 | 75 | 88 | 102 | 117 | 143 | 172 | 207 | 236 | 270 | 304 | 337 | 371 | 410 | 454 | 504 | 552 | 599 | 651 | 706 | 761 | 819 | 879 | 938 | 994 | 1031 | 1051 | NPgN | GSP | NPg Planning Scenario | Number of I&C full electric heat pumps
NPg Planning Scenario | Lct_BB007 | Number of | NPgN | SALTHOLME | Number of I&C full electric heat pumps | SALH_1 | 6 | 6 | 6 | 7 | 7 | 8 | 10 | 12 | 14 | 16 | 19 | 23 | 28 | 32 | 36 | 41 | 45 | 50 | 56 | 62 | 68 | 75 | 82 | 89 | 97 | 105 | 113 | 121 | 130 | 138 | 143 | 146 | NPgN | GSP | NPg Planning Scenario | Number of I&C full electric heat pumps
NPg Planning Scenario | Lct_BB007 | Number of | NPgN | SOUTH SHIELDS | Number of I&C full electric heat pumps | SSHI_3 | 50 | 52 | 54 | 55 | 60 | 71 | 83 | 97 | 112 | 128 | 157 | 189 | 226 | 258 | 295 | 332 | 368 | 405 | 447 | 495 | 548 | 601 | 652 | 707 | 766 | 825 | 887 | 952 | 1014 | 1074 | 1113 | 1134 | NPgN | GSP | NPg Planning Scenario | Number of I&C full electric heat pumps
NPg Planning Scenario | Lct_BB007 | Number of | NPgN | SPADEADAM | Number of I&C full electric heat pumps | KIELD01 and SPAD20 | 12 | 12 | 13 | 13 | 14 | 17 | 20 | 23 | 27 | 31 | 38 | 47 | 56 | 65 | 74 | 84 | 94 | 104 | 116 | 129 | 144 | 159 | 173 | 190 | 207 | 225 | 243 | 263 | 282 | 301 | 314 | 323 | NPgN | GSP | NPg Planning Scenario | Number of I&C full electric heat pumps
NPg Planning Scenario | Lct_BB007 | Number of | NPgN | SPENNYMOOR | Number of I&C full electric heat pumps | SPEN_1 | 223 | 232 | 238 | 242 | 267 | 312 | 366 | 430 | 497 | 568 | 694 | 837 | 1004 | 1143 | 1309 | 1472 | 1632 | 1797 | 1985 | 2198 | 2437 | 2671 | 2897 | 3144 | 3410 | 3674 | 3951 | 4240 | 4520 | 4786 | 4963 | 5059 | NPgN | GSP | NPg Planning Scenario | Number of I&C full electric heat pumps
NPg Planning Scenario | Lct_BB007 | Number of | NPgN | STELLA NORTH | Number of I&C full electric heat pumps | STEN_1 | 195 | 203 | 210 | 214 | 237 | 278 | 327 | 385 | 447 | 512 | 628 | 760 | 915 | 1046 | 1202 | 1356 | 1509 | 1667 | 1848 | 2053 | 2285 | 2513 | 2736 | 2980 | 3244 | 3508 | 3787 | 4080 | 4365 | 4641 | 4832 | 4945 | NPgN | GSP | NPg Planning Scenario | Number of I&C full electric heat pumps
NPg Planning Scenario | Lct_BB007 | Number of | NPgN | STELLA SOUTH | Number of I&C full electric heat pumps | STES_1 | 133 | 138 | 142 | 145 | 160 | 187 | 220 | 259 | 300 | 343 | 420 | 507 | 610 | 696 | 798 | 899 | 999 | 1101 | 1219 | 1352 | 1502 | 1650 | 1793 | 1950 | 2119 | 2288 | 2466 | 2652 | 2832 | 3006 | 3124 | 3191 | NPgN | GSP | NPg Planning Scenario | Number of I&C full electric heat pumps
NPg Planning Scenario | Lct_BB007 | Number of | NPgN | TYNEMOUTH | Number of I&C full electric heat pumps | TYNE_1 | 123 | 129 | 133 | 136 | 151 | 178 | 210 | 248 | 288 | 332 | 408 | 495 | 597 | 685 | 789 | 893 | 997 | 1104 | 1228 | 1369 | 1528 | 1686 | 1842 | 2013 | 2198 | 2386 | 2584 | 2794 | 3000 | 3200 | 3343 | 3434 | NPgN | GSP | NPg Planning Scenario | Number of I&C full electric heat pumps
NPg Planning Scenario | Lct_BB007 | Number of | NPgN | WEST BOLDON | Number of I&C full electric heat pumps | WBOL_6 | 160 | 166 | 171 | 174 | 192 | 225 | 264 | 310 | 360 | 411 | 503 | 607 | 729 | 831 | 953 | 1072 | 1191 | 1312 | 1452 | 1609 | 1786 | 1960 | 2128 | 2313 | 2511 | 2709 | 2917 | 3135 | 3346 | 3547 | 3684 | 3760 | NPgN | GSP | NPg Planning Scenario | Number of I&C full electric heat pumps
NPg Planning Scenario | Lct_BB007 | Number of | NPgY | BRADFORD WEST | Number of I&C full electric heat pumps | BRAW_1 | 453 | 467 | 475 | 477 | 519 | 597 | 689 | 797 | 916 | 1039 | 1227 | 1446 | 1697 | 1921 | 2191 | 2453 | 2714 | 2982 | 3383 | 3840 | 4353 | 4776 | 5184 | 5630 | 6109 | 6587 | 7090 | 7614 | 8124 | 8614 | 8940 | 9118 | NPgY | GSP | NPg Planning Scenario | Number of I&C full electric heat pumps
NPg Planning Scenario | Lct_BB007 | Number of | NPgY | CAMBLESFORTH | Number of I&C full electric heat pumps | CAMB_01 | 35 | 37 | 38 | 38 | 42 | 48 | 56 | 65 | 76 | 86 | 103 | 122 | 144 | 164 | 188 | 212 | 237 | 262 | 299 | 342 | 390 | 431 | 472 | 516 | 564 | 613 | 664 | 719 | 773 | 826 | 864 | 888 | NPgY | GSP | NPg Planning Scenario | Number of I&C full electric heat pumps
NPg Planning Scenario | Lct_BB007 | Number of | NPgY | CREYKE BECK | Number of I&C full electric heat pumps | CREB_1 | 443 | 458 | 468 | 472 | 516 | 596 | 690 | 801 | 924 | 1053 | 1249 | 1477 | 1741 | 1978 | 2265 | 2547 | 2829 | 3121 | 3556 | 4053 | 4615 | 5086 | 5545 | 6048 | 6594 | 7141 | 7722 | 8332 | 8932 | 9516 | 9925 | 10171 | NPgY | GSP | NPg Planning Scenario | Number of I&C full electric heat pumps
NPg Planning Scenario | Lct_BB007 | Number of | NPgY | DRAX | Number of I&C full electric heat pumps | DRAX_YEDL | 47 | 49 | 50 | 51 | 55 | 64 | 75 | 87 | 101 | 115 | 137 | 163 | 193 | 220 | 253 | 285 | 318 | 352 | 402 | 460 | 526 | 582 | 636 | 697 | 762 | 829 | 900 | 975 | 1049 | 1122 | 1175 | 1209 | NPgY | GSP | NPg Planning Scenario | Number of I&C full electric heat pumps
NPg Planning Scenario | Lct_BB007 | Number of | NPgY | ELLAND | Number of I&C full electric heat pumps | ELLA_1 | 334 | 344 | 350 | 352 | 382 | 440 | 508 | 587 | 674 | 765 | 904 | 1064 | 1249 | 1414 | 1612 | 1804 | 1996 | 2192 | 2487 | 2822 | 3199 | 3509 | 3808 | 4134 | 4486 | 4835 | 5203 | 5587 | 5960 | 6318 | 6556 | 6685 | NPgY | GSP | NPg Planning Scenario | Number of I&C full electric heat pumps
NPg Planning Scenario | Lct_BB007 | Number of | NPgY | FERRYBRIDGE A | Number of I&C full electric heat pumps | FERRA2 | 71 | 73 | 75 | 76 | 83 | 96 | 111 | 129 | 149 | 170 | 202 | 240 | 283 | 322 | 369 | 416 | 463 | 512 | 584 | 667 | 761 | 840 | 917 | 1002 | 1095 | 1188 | 1288 | 1392 | 1496 | 1597 | 1669 | 1714 | NPgY | GSP | NPg Planning Scenario | Number of I&C full electric heat pumps
NPg Planning Scenario | Lct_BB007 | Number of | NPgY | FERRYBRIDGE B | Number of I&C full electric heat pumps | FERRB9 | 213 | 221 | 225 | 227 | 248 | 287 | 332 | 386 | 445 | 507 | 601 | 711 | 838 | 952 | 1090 | 1226 | 1361 | 1502 | 1712 | 1951 | 2222 | 2449 | 2670 | 2913 | 3176 | 3441 | 3722 | 4017 | 4307 | 4590 | 4789 | 4910 | NPgY | GSP | NPg Planning Scenario | Number of I&C full electric heat pumps
NPg Planning Scenario | Lct_BB007 | Number of | NPgY | GRIMSBY WEST | Number of I&C full electric heat pumps | GRIW_1 | 127 | 131 | 133 | 134 | 146 | 168 | 193 | 224 | 257 | 292 | 345 | 407 | 478 | 541 | 617 | 691 | 765 | 841 | 955 | 1084 | 1229 | 1349 | 1465 | 1592 | 1729 | 1865 | 2008 | 2158 | 2303 | 2443 | 2537 | 2589 | NPgY | GSP | NPg Planning Scenario | Number of I&C full electric heat pumps
NPg Planning Scenario | Lct_BB007 | Number of | NPgY | JORDANTHORPE | Number of I&C full electric heat pumps | JORD_3 | 41 | 42 | 43 | 43 | 47 | 54 | 63 | 73 | 84 | 96 | 113 | 134 | 158 | 179 | 204 | 230 | 255 | 280 | 319 | 363 | 413 | 454 | 495 | 539 | 587 | 634 | 685 | 738 | 790 | 840 | 875 | 896 | NPgY | GSP | NPg Planning Scenario | Number of I&C full electric heat pumps
NPg Planning Scenario | Lct_BB007 | Number of | NPgY | KEADBY | Number of I&C full electric heat pumps | KEAD_YEDL | 251 | 260 | 266 | 269 | 294 | 341 | 396 | 461 | 532 | 608 | 723 | 856 | 1011 | 1152 | 1321 | 1489 | 1658 | 1833 | 2093 | 2391 | 2729 | 3014 | 3294 | 3601 | 3935 | 4272 | 4630 | 5007 | 5380 | 5745 | 6007 | 6171 | NPgY | GSP | NPg Planning Scenario | Number of I&C full electric heat pumps
NPg Planning Scenario | Lct_BB007 | Number of | NPgY | KIRKSTALL B | Number of I&C full electric heat pumps | KIRKB1 | 196 | 202 | 205 | 206 | 224 | 258 | 297 | 344 | 394 | 447 | 528 | 622 | 730 | 826 | 941 | 1053 | 1164 | 1279 | 1450 | 1645 | 1863 | 2043 | 2217 | 2406 | 2609 | 2811 | 3024 | 3245 | 3460 | 3666 | 3803 | 3875 | NPgY | GSP | NPg Planning Scenario | Number of I&C full electric heat pumps
NPg Planning Scenario | Lct_BB007 | Number of | NPgY | NEEPSEND | Number of I&C full electric heat pumps | NEEP_3 | 80 | 83 | 84 | 84 | 92 | 106 | 122 | 141 | 162 | 183 | 216 | 255 | 299 | 338 | 385 | 431 | 477 | 524 | 594 | 674 | 763 | 837 | 908 | 985 | 1069 | 1152 | 1239 | 1329 | 1417 | 1502 | 1558 | 1588 | NPgY | GSP | NPg Planning Scenario | Number of I&C full electric heat pumps
NPg Planning Scenario | Lct_BB007 | Number of | NPgY | NORTON LEES | Number of I&C full electric heat pumps | NORL_3 | 63 | 65 | 66 | 66 | 72 | 83 | 96 | 111 | 127 | 144 | 171 | 201 | 236 | 267 | 304 | 340 | 376 | 413 | 468 | 531 | 602 | 660 | 716 | 777 | 842 | 908 | 976 | 1048 | 1117 | 1184 | 1228 | 1251 | NPgY | GSP | NPg Planning Scenario | Number of I&C full electric heat pumps
NPg Planning Scenario | Lct_BB007 | Number of | NPgY | PITSMOOR 3/4 | Number of I&C full electric heat pumps | PITS_BB_B | 40 | 41 | 42 | 42 | 45 | 52 | 60 | 70 | 80 | 91 | 107 | 126 | 148 | 167 | 191 | 214 | 236 | 259 | 294 | 334 | 378 | 415 | 450 | 488 | 529 | 570 | 614 | 659 | 702 | 744 | 772 | 787 | NPgY | GSP | NPg Planning Scenario | Number of I&C full electric heat pumps
NPg Planning Scenario | Lct_BB007 | Number of | NPgY | SALTEND NORTH | Number of I&C full electric heat pumps | SALT_1 | 48 | 50 | 51 | 51 | 56 | 65 | 75 | 87 | 101 | 115 | 136 | 161 | 190 | 216 | 247 | 278 | 309 | 341 | 388 | 443 | 504 | 556 | 606 | 661 | 721 | 781 | 845 | 912 | 978 | 1042 | 1087 | 1114 | NPgY | GSP | NPg Planning Scenario | Number of I&C full electric heat pumps
NPg Planning Scenario | Lct_BB007 | Number of | NPgY | SHEFFIELD CITY | Number of I&C full electric heat pumps | SHEC_3 | 79 | 82 | 83 | 83 | 91 | 104 | 120 | 139 | 160 | 181 | 214 | 252 | 295 | 334 | 381 | 426 | 471 | 517 | 586 | 665 | 754 | 826 | 897 | 973 | 1055 | 1137 | 1223 | 1312 | 1399 | 1483 | 1538 | 1567 | NPgY | GSP | NPg Planning Scenario | Number of I&C full electric heat pumps
NPg Planning Scenario | Lct_BB007 | Number of | NPgY | SKELTON GRANGE | Number of I&C full electric heat pumps | SKLGB1 | 478 | 493 | 502 | 504 | 549 | 631 | 728 | 843 | 968 | 1098 | 1298 | 1529 | 1795 | 2032 | 2317 | 2594 | 2870 | 3154 | 3579 | 4062 | 4605 | 5053 | 5485 | 5957 | 6465 | 6971 | 7504 | 8059 | 8600 | 9119 | 9467 | 9656 | NPgY | GSP | NPg Planning Scenario | Number of I&C full electric heat pumps
NPg Planning Scenario | Lct_BB007 | Number of | NPgY | TEMPLEBOROUGH 275/33KV | Number of I&C full electric heat pumps | TEMP_3 | 2 | 3 | 3 | 3 | 3 | 3 | 4 | 5 | 5 | 6 | 7 | 9 | 10 | 11 | 13 | 15 | 17 | 18 | 21 | 24 | 27 | 30 | 33 | 36 | 39 | 43 | 46 | 50 | 54 | 58 | 60 | 62 | NPgY | GSP | NPg Planning Scenario | Number of I&C full electric heat pumps
NPg Planning Scenario | Lct_BB007 | Number of | NPgY | THURCROFT | Number of I&C full electric heat pumps | THUR_6 | 122 | 127 | 130 | 131 | 143 | 166 | 192 | 224 | 258 | 295 | 350 | 415 | 490 | 557 | 639 | 720 | 801 | 885 | 1010 | 1153 | 1316 | 1452 | 1586 | 1734 | 1893 | 2055 | 2226 | 2407 | 2585 | 2760 | 2884 | 2962 | NPgY | GSP | NPg Planning Scenario | Number of I&C full electric heat pumps
NPg Planning Scenario | Lct_BB007 | Number of | NPgY | WEST MELTON / THORPE MARSH | Number of I&C full electric heat pumps | WMEL_THOM | 312 | 323 | 330 | 333 | 364 | 422 | 489 | 568 | 656 | 748 | 889 | 1052 | 1241 | 1413 | 1619 | 1823 | 2028 | 2240 | 2556 | 2918 | 3327 | 3672 | 4009 | 4380 | 4782 | 5187 | 5618 | 6071 | 6519 | 6957 | 7268 | 7461 | NPgY | GSP | NPg Planning Scenario | Number of I&C full electric heat pumps
NPg Planning Scenario | Lct_BB007 | Number of | NPgY | WEST MELTON SECTION 3 | Number of I&C full electric heat pumps | WMEL_BB3 | 278 | 288 | 294 | 297 | 325 | 376 | 436 | 507 | 585 | 667 | 793 | 939 | 1108 | 1261 | 1446 | 1629 | 1812 | 2002 | 2286 | 2610 | 2977 | 3286 | 3589 | 3922 | 4283 | 4648 | 5036 | 5444 | 5848 | 6243 | 6525 | 6701 | NPgY | GSP | NPg Planning Scenario | Number of I&C full electric heat pumps
NPg Planning Scenario | Lct_BB007 | Number of | NPgY | WINCOBANK | Number of I&C full electric heat pumps | WIBA_3 | 15 | 15 | 15 | 16 | 17 | 20 | 23 | 26 | 30 | 34 | 40 | 48 | 56 | 64 | 73 | 81 | 90 | 99 | 113 | 128 | 146 | 160 | 174 | 189 | 206 | 222 | 240 | 258 | 276 | 293 | 305 | 312 | NPgY | GSP | NPg Planning Scenario | Number of I&C full electric heat pumps
NPg Planning Scenario | Lct_BB008 | Number of | NPgN | BLYTH 66kV | Number of I&C hybrid heat pumps | BLYTB1 | 0 | 0 | 9 | 24 | 35 | 37 | 41 | 41 | 42 | 43 | 43 | 50 | 58 | 74 | 83 | 103 | 129 | 156 | 180 | 211 | 250 | 310 | 379 | 438 | 485 | 534 | 574 | 607 | 638 | 667 | 704 | 720 | NPgN | GSP | NPg Planning Scenario | Number of I&C hybrid heat pumps
NPg Planning Scenario | Lct_BB008 | Number of | NPgN | BLYTH 132kV | Number of I&C hybrid heat pumps | BLYTH132 | 0 | 0 | 6 | 15 | 21 | 23 | 25 | 25 | 25 | 26 | 26 | 30 | 35 | 45 | 51 | 63 | 78 | 94 | 109 | 128 | 151 | 187 | 229 | 265 | 294 | 323 | 348 | 368 | 386 | 404 | 426 | 436 | NPgN | GSP | NPg Planning Scenario | Number of I&C hybrid heat pumps
NPg Planning Scenario | Lct_BB008 | Number of | NPgN | FOURSTONES | Number of I&C hybrid heat pumps | FOUR_1 | 0 | 0 | 2 | 6 | 8 | 9 | 10 | 10 | 10 | 10 | 10 | 12 | 14 | 18 | 20 | 25 | 31 | 38 | 43 | 51 | 60 | 75 | 92 | 106 | 117 | 129 | 139 | 147 | 154 | 161 | 170 | 174 | NPgN | GSP | NPg Planning Scenario | Number of I&C hybrid heat pumps
NPg Planning Scenario | Lct_BB008 | Number of | NPgN | HARTMOOR | Number of I&C hybrid heat pumps | HARM_6 | 0 | 0 | 5 | 13 | 19 | 20 | 22 | 22 | 22 | 23 | 22 | 26 | 30 | 38 | 42 | 52 | 64 | 78 | 89 | 104 | 122 | 150 | 182 | 210 | 231 | 252 | 269 | 283 | 295 | 306 | 321 | 326 | NPgN | GSP | NPg Planning Scenario | Number of I&C hybrid heat pumps
NPg Planning Scenario | Lct_BB008 | Number of | NPgN | HAWTHORN PIT GRID | Number of I&C hybrid heat pumps | HAWP_6 | 0 | 0 | 5 | 13 | 18 | 20 | 21 | 21 | 22 | 22 | 22 | 25 | 29 | 38 | 42 | 52 | 64 | 77 | 88 | 103 | 121 | 149 | 181 | 208 | 228 | 250 | 267 | 280 | 292 | 303 | 318 | 323 | NPgN | GSP | NPg Planning Scenario | Number of I&C hybrid heat pumps
NPg Planning Scenario | Lct_BB008 | Number of | NPgN | KNARESBOROUGH | Number of I&C hybrid heat pumps | KNARE_111 | 0 | 0 | 14 | 38 | 53 | 58 | 63 | 63 | 65 | 67 | 68 | 78 | 91 | 118 | 132 | 165 | 205 | 250 | 289 | 341 | 405 | 503 | 617 | 716 | 796 | 879 | 949 | 1006 | 1061 | 1112 | 1178 | 1209 | NPgN | GSP | NPg Planning Scenario | Number of I&C hybrid heat pumps
NPg Planning Scenario | Lct_BB008 | Number of | NPgN | LACKENBY | Number of I&C hybrid heat pumps | LACK_6 | 0 | 0 | 8 | 22 | 31 | 33 | 36 | 36 | 37 | 38 | 38 | 44 | 51 | 66 | 74 | 92 | 114 | 138 | 160 | 188 | 222 | 275 | 336 | 389 | 431 | 474 | 509 | 538 | 566 | 591 | 624 | 638 | NPgN | GSP | NPg Planning Scenario | Number of I&C hybrid heat pumps
NPg Planning Scenario | Lct_BB008 | Number of | NPgN | NORTON | Number of I&C hybrid heat pumps | NORT_1 | 0 | 0 | 29 | 78 | 110 | 119 | 129 | 129 | 133 | 136 | 137 | 157 | 183 | 234 | 263 | 326 | 404 | 489 | 564 | 662 | 783 | 969 | 1184 | 1369 | 1514 | 1665 | 1788 | 1888 | 1982 | 2069 | 2181 | 2230 | NPgN | GSP | NPg Planning Scenario | Number of I&C hybrid heat pumps
NPg Planning Scenario | Lct_BB008 | Number of | NPgN | OFFERTON | Number of I&C hybrid heat pumps | OFFE_3 | 0 | 0 | 3 | 9 | 12 | 13 | 14 | 14 | 15 | 15 | 15 | 17 | 20 | 25 | 28 | 35 | 43 | 52 | 59 | 69 | 82 | 101 | 122 | 141 | 155 | 169 | 181 | 190 | 198 | 206 | 216 | 220 | NPgN | GSP | NPg Planning Scenario | Number of I&C hybrid heat pumps
NPg Planning Scenario | Lct_BB008 | Number of | NPgN | OSBALDWICK | Number of I&C hybrid heat pumps | OSBA_1 | 0 | 0 | 25 | 67 | 94 | 101 | 109 | 109 | 112 | 115 | 115 | 132 | 153 | 197 | 220 | 272 | 337 | 407 | 469 | 549 | 648 | 801 | 977 | 1127 | 1245 | 1366 | 1465 | 1544 | 1618 | 1686 | 1774 | 1811 | NPgN | GSP | NPg Planning Scenario | Number of I&C hybrid heat pumps
NPg Planning Scenario | Lct_BB008 | Number of | NPgN | POPPLETON | Number of I&C hybrid heat pumps | POPP_3 | 0 | 0 | 3 | 9 | 12 | 13 | 14 | 14 | 15 | 15 | 15 | 17 | 20 | 25 | 28 | 35 | 43 | 52 | 59 | 69 | 82 | 101 | 122 | 141 | 155 | 169 | 181 | 190 | 198 | 206 | 216 | 219 | NPgN | GSP | NPg Planning Scenario | Number of I&C hybrid heat pumps
NPg Planning Scenario | Lct_BB008 | Number of | NPgN | SALTHOLME | Number of I&C hybrid heat pumps | SALH_1 | 0 | 0 | 0 | 1 | 2 | 2 | 2 | 2 | 2 | 2 | 2 | 2 | 3 | 3 | 4 | 5 | 6 | 7 | 8 | 9 | 11 | 14 | 17 | 19 | 21 | 23 | 25 | 26 | 27 | 29 | 30 | 31 | NPgN | GSP | NPg Planning Scenario | Number of I&C hybrid heat pumps
NPg Planning Scenario | Lct_BB008 | Number of | NPgN | SOUTH SHIELDS | Number of I&C hybrid heat pumps | SSHI_3 | 0 | 0 | 4 | 10 | 14 | 15 | 16 | 16 | 16 | 16 | 16 | 19 | 22 | 28 | 31 | 38 | 47 | 57 | 65 | 76 | 89 | 109 | 133 | 153 | 168 | 184 | 196 | 206 | 214 | 222 | 233 | 237 | NPgN | GSP | NPg Planning Scenario | Number of I&C hybrid heat pumps
NPg Planning Scenario | Lct_BB008 | Number of | NPgN | SPADEADAM | Number of I&C hybrid heat pumps | KIELD01 and SPAD20 | 0 | 0 | 1 | 2 | 3 | 4 | 4 | 4 | 4 | 4 | 4 | 5 | 5 | 7 | 8 | 10 | 12 | 15 | 17 | 20 | 23 | 29 | 35 | 41 | 45 | 50 | 54 | 57 | 60 | 62 | 66 | 67 | NPgN | GSP | NPg Planning Scenario | Number of I&C hybrid heat pumps
NPg Planning Scenario | Lct_BB008 | Number of | NPgN | SPENNYMOOR | Number of I&C hybrid heat pumps | SPEN_1 | 0 | 0 | 16 | 43 | 60 | 65 | 70 | 70 | 72 | 73 | 73 | 83 | 96 | 123 | 137 | 169 | 209 | 251 | 288 | 336 | 396 | 487 | 591 | 680 | 747 | 817 | 873 | 916 | 956 | 992 | 1039 | 1055 | NPgN | GSP | NPg Planning Scenario | Number of I&C hybrid heat pumps
NPg Planning Scenario | Lct_BB008 | Number of | NPgN | STELLA NORTH | Number of I&C hybrid heat pumps | STEN_1 | 0 | 0 | 14 | 38 | 54 | 58 | 63 | 63 | 64 | 66 | 66 | 76 | 88 | 113 | 126 | 156 | 193 | 233 | 268 | 314 | 371 | 458 | 558 | 644 | 711 | 780 | 836 | 881 | 923 | 962 | 1011 | 1032 | NPgN | GSP | NPg Planning Scenario | Number of I&C hybrid heat pumps
NPg Planning Scenario | Lct_BB008 | Number of | NPgN | STELLA SOUTH | Number of I&C hybrid heat pumps | STES_1 | 0 | 0 | 10 | 26 | 36 | 39 | 42 | 42 | 43 | 44 | 44 | 50 | 58 | 75 | 84 | 103 | 128 | 154 | 177 | 207 | 244 | 301 | 366 | 421 | 464 | 509 | 544 | 573 | 599 | 623 | 654 | 666 | NPgN | GSP | NPg Planning Scenario | Number of I&C hybrid heat pumps
NPg Planning Scenario | Lct_BB008 | Number of | NPgN | TYNEMOUTH | Number of I&C hybrid heat pumps | TYNE_1 | 0 | 0 | 9 | 24 | 34 | 37 | 40 | 40 | 41 | 43 | 43 | 49 | 57 | 74 | 83 | 103 | 127 | 155 | 178 | 209 | 248 | 307 | 376 | 435 | 482 | 531 | 571 | 603 | 634 | 663 | 700 | 716 | NPgN | GSP | NPg Planning Scenario | Number of I&C hybrid heat pumps
NPg Planning Scenario | Lct_BB008 | Number of | NPgN | WEST BOLDON | Number of I&C hybrid heat pumps | WBOL_6 | 0 | 0 | 12 | 31 | 44 | 47 | 51 | 50 | 52 | 53 | 53 | 60 | 70 | 89 | 100 | 123 | 152 | 184 | 211 | 246 | 290 | 357 | 434 | 500 | 550 | 602 | 644 | 677 | 707 | 735 | 771 | 784 | NPgN | GSP | NPg Planning Scenario | Number of I&C hybrid heat pumps
NPg Planning Scenario | Lct_BB008 | Number of | NPgY | BRADFORD WEST | Number of I&C hybrid heat pumps | BRAW_1 | 0 | 0 | 32 | 85 | 117 | 125 | 132 | 132 | 132 | 134 | 133 | 144 | 163 | 207 | 230 | 282 | 347 | 417 | 491 | 588 | 707 | 870 | 1058 | 1217 | 1339 | 1465 | 1566 | 1644 | 1718 | 1785 | 1871 | 1902 | NPgY | GSP | NPg Planning Scenario | Number of I&C hybrid heat pumps
NPg Planning Scenario | Lct_BB008 | Number of | NPgY | CAMBLESFORTH | Number of I&C hybrid heat pumps | CAMB_01 | 0 | 0 | 3 | 7 | 9 | 10 | 11 | 11 | 11 | 11 | 11 | 12 | 14 | 18 | 20 | 24 | 30 | 37 | 43 | 52 | 63 | 79 | 96 | 112 | 124 | 136 | 147 | 155 | 163 | 171 | 181 | 185 | NPgY | GSP | NPg Planning Scenario | Number of I&C hybrid heat pumps
NPg Planning Scenario | Lct_BB008 | Number of | NPgY | CREYKE BECK | Number of I&C hybrid heat pumps | CREB_1 | 0 | 0 | 32 | 84 | 117 | 124 | 132 | 132 | 133 | 135 | 136 | 147 | 167 | 213 | 238 | 293 | 362 | 437 | 516 | 620 | 749 | 926 | 1132 | 1308 | 1445 | 1588 | 1705 | 1800 | 1889 | 1972 | 2077 | 2122 | NPgY | GSP | NPg Planning Scenario | Number of I&C hybrid heat pumps
NPg Planning Scenario | Lct_BB008 | Number of | NPgY | DRAX | Number of I&C hybrid heat pumps | DRAX_YEDL | 0 | 0 | 3 | 9 | 13 | 13 | 14 | 14 | 15 | 15 | 15 | 16 | 18 | 24 | 26 | 33 | 41 | 49 | 58 | 70 | 85 | 106 | 130 | 151 | 167 | 184 | 199 | 211 | 222 | 232 | 246 | 252 | NPgY | GSP | NPg Planning Scenario | Number of I&C hybrid heat pumps
NPg Planning Scenario | Lct_BB008 | Number of | NPgY | ELLAND | Number of I&C hybrid heat pumps | ELLA_1 | 0 | 0 | 24 | 63 | 86 | 92 | 97 | 97 | 97 | 98 | 98 | 106 | 120 | 152 | 169 | 207 | 255 | 307 | 361 | 432 | 519 | 639 | 777 | 894 | 983 | 1075 | 1149 | 1207 | 1260 | 1309 | 1372 | 1395 | NPgY | GSP | NPg Planning Scenario | Number of I&C hybrid heat pumps
NPg Planning Scenario | Lct_BB008 | Number of | NPgY | FERRYBRIDGE A | Number of I&C hybrid heat pumps | FERRA2 | 0 | 0 | 5 | 14 | 19 | 20 | 21 | 21 | 21 | 22 | 22 | 24 | 27 | 35 | 39 | 48 | 59 | 72 | 85 | 102 | 123 | 153 | 187 | 217 | 240 | 264 | 284 | 301 | 316 | 331 | 349 | 358 | NPgY | GSP | NPg Planning Scenario | Number of I&C hybrid heat pumps
NPg Planning Scenario | Lct_BB008 | Number of | NPgY | FERRYBRIDGE B | Number of I&C hybrid heat pumps | FERRB9 | 0 | 0 | 15 | 41 | 56 | 60 | 64 | 64 | 64 | 65 | 65 | 71 | 80 | 102 | 114 | 141 | 174 | 210 | 248 | 299 | 361 | 446 | 545 | 630 | 696 | 765 | 822 | 868 | 911 | 951 | 1002 | 1024 | NPgY | GSP | NPg Planning Scenario | Number of I&C hybrid heat pumps
NPg Planning Scenario | Lct_BB008 | Number of | NPgY | GRIMSBY WEST | Number of I&C hybrid heat pumps | GRIW_1 | 0 | 0 | 9 | 24 | 33 | 35 | 37 | 37 | 37 | 38 | 37 | 40 | 46 | 58 | 65 | 79 | 98 | 118 | 138 | 166 | 200 | 246 | 299 | 344 | 379 | 415 | 443 | 466 | 487 | 506 | 531 | 540 | NPgY | GSP | NPg Planning Scenario | Number of I&C hybrid heat pumps
NPg Planning Scenario | Lct_BB008 | Number of | NPgY | JORDANTHORPE | Number of I&C hybrid heat pumps | JORD_3 | 0 | 0 | 3 | 8 | 11 | 11 | 12 | 12 | 12 | 12 | 12 | 13 | 15 | 19 | 21 | 26 | 33 | 39 | 46 | 56 | 67 | 83 | 101 | 116 | 129 | 141 | 151 | 159 | 167 | 174 | 183 | 187 | NPgY | GSP | NPg Planning Scenario | Number of I&C hybrid heat pumps
NPg Planning Scenario | Lct_BB008 | Number of | NPgY | KEADBY | Number of I&C hybrid heat pumps | KEAD_YEDL | 0 | 0 | 18 | 48 | 67 | 71 | 76 | 76 | 77 | 78 | 78 | 85 | 97 | 124 | 139 | 171 | 212 | 256 | 304 | 366 | 443 | 549 | 672 | 778 | 862 | 950 | 1022 | 1081 | 1138 | 1190 | 1257 | 1287 | NPgY | GSP | NPg Planning Scenario | Number of I&C hybrid heat pumps
NPg Planning Scenario | Lct_BB008 | Number of | NPgY | KIRKSTALL B | Number of I&C hybrid heat pumps | KIRKB1 | 0 | 0 | 14 | 37 | 51 | 54 | 57 | 57 | 57 | 57 | 57 | 62 | 70 | 89 | 99 | 121 | 149 | 179 | 210 | 252 | 302 | 372 | 452 | 520 | 572 | 625 | 668 | 701 | 732 | 760 | 796 | 809 | NPgY | GSP | NPg Planning Scenario | Number of I&C hybrid heat pumps
NPg Planning Scenario | Lct_BB008 | Number of | NPgY | NEEPSEND | Number of I&C hybrid heat pumps | NEEP_3 | 0 | 0 | 6 | 15 | 21 | 22 | 23 | 23 | 23 | 24 | 23 | 25 | 29 | 36 | 40 | 50 | 61 | 73 | 86 | 103 | 124 | 152 | 185 | 213 | 234 | 256 | 274 | 287 | 300 | 311 | 326 | 331 | NPgY | GSP | NPg Planning Scenario | Number of I&C hybrid heat pumps
NPg Planning Scenario | Lct_BB008 | Number of | NPgY | NORTON LEES | Number of I&C hybrid heat pumps | NORL_3 | 0 | 0 | 4 | 12 | 16 | 17 | 18 | 18 | 18 | 19 | 19 | 20 | 23 | 29 | 32 | 39 | 48 | 58 | 68 | 81 | 98 | 120 | 146 | 168 | 185 | 202 | 216 | 226 | 236 | 245 | 257 | 261 | NPgY | GSP | NPg Planning Scenario | Number of I&C hybrid heat pumps
NPg Planning Scenario | Lct_BB008 | Number of | NPgY | PITSMOOR 3/4 | Number of I&C hybrid heat pumps | PITS_BB_B | 0 | 0 | 3 | 7 | 10 | 11 | 12 | 12 | 12 | 12 | 12 | 13 | 14 | 18 | 20 | 25 | 30 | 36 | 43 | 51 | 61 | 76 | 92 | 106 | 116 | 127 | 135 | 142 | 148 | 154 | 162 | 164 | NPgY | GSP | NPg Planning Scenario | Number of I&C hybrid heat pumps
NPg Planning Scenario | Lct_BB008 | Number of | NPgY | SALTEND NORTH | Number of I&C hybrid heat pumps | SALT_1 | 0 | 0 | 3 | 9 | 13 | 14 | 14 | 14 | 14 | 15 | 15 | 16 | 18 | 23 | 26 | 32 | 40 | 48 | 56 | 68 | 82 | 101 | 124 | 143 | 158 | 174 | 187 | 197 | 207 | 216 | 228 | 232 | NPgY | GSP | NPg Planning Scenario | Number of I&C hybrid heat pumps
NPg Planning Scenario | Lct_BB008 | Number of | NPgY | SHEFFIELD CITY | Number of I&C hybrid heat pumps | SHEC_3 | 0 | 0 | 6 | 15 | 20 | 22 | 23 | 23 | 23 | 23 | 23 | 25 | 28 | 36 | 40 | 49 | 60 | 72 | 85 | 102 | 122 | 151 | 183 | 210 | 231 | 253 | 270 | 283 | 296 | 307 | 322 | 327 | NPgY | GSP | NPg Planning Scenario | Number of I&C hybrid heat pumps
NPg Planning Scenario | Lct_BB008 | Number of | NPgY | SKELTON GRANGE | Number of I&C hybrid heat pumps | SKLGB1 | 0 | 0 | 34 | 90 | 124 | 132 | 140 | 139 | 139 | 141 | 141 | 152 | 172 | 219 | 243 | 298 | 367 | 441 | 519 | 621 | 747 | 920 | 1120 | 1288 | 1417 | 1550 | 1657 | 1741 | 1819 | 1889 | 1982 | 2015 | NPgY | GSP | NPg Planning Scenario | Number of I&C hybrid heat pumps
NPg Planning Scenario | Lct_BB008 | Number of | NPgY | TEMPLEBOROUGH 275/33KV | Number of I&C hybrid heat pumps | TEMP_3 | 0 | 0 | 0 | 0 | 1 | 1 | 1 | 1 | 1 | 1 | 1 | 1 | 1 | 1 | 1 | 2 | 2 | 3 | 3 | 4 | 4 | 5 | 7 | 8 | 9 | 10 | 10 | 11 | 11 | 12 | 13 | 13 | NPgY | GSP | NPg Planning Scenario | Number of I&C hybrid heat pumps
NPg Planning Scenario | Lct_BB008 | Number of | NPgY | THURCROFT | Number of I&C hybrid heat pumps | THUR_6 | 0 | 0 | 9 | 23 | 32 | 35 | 37 | 37 | 37 | 38 | 38 | 41 | 47 | 60 | 67 | 83 | 102 | 124 | 147 | 176 | 214 | 265 | 324 | 375 | 415 | 457 | 492 | 520 | 547 | 572 | 604 | 618 | NPgY | GSP | NPg Planning Scenario | Number of I&C hybrid heat pumps
NPg Planning Scenario | Lct_BB008 | Number of | NPgY | WEST MELTON / THORPE MARSH | Number of I&C hybrid heat pumps | WMEL_THOM | 0 | 0 | 22 | 59 | 82 | 88 | 94 | 94 | 94 | 96 | 96 | 105 | 119 | 152 | 170 | 210 | 259 | 313 | 371 | 446 | 540 | 669 | 818 | 947 | 1048 | 1154 | 1241 | 1311 | 1378 | 1441 | 1521 | 1557 | NPgY | GSP | NPg Planning Scenario | Number of I&C hybrid heat pumps
NPg Planning Scenario | Lct_BB008 | Number of | NPgY | WEST MELTON SECTION 3 | Number of I&C hybrid heat pumps | WMEL_BB3 | 0 | 0 | 20 | 53 | 73 | 78 | 83 | 84 | 84 | 86 | 86 | 93 | 106 | 136 | 152 | 187 | 232 | 280 | 332 | 399 | 483 | 599 | 733 | 848 | 939 | 1034 | 1112 | 1176 | 1237 | 1294 | 1366 | 1398 | NPgY | GSP | NPg Planning Scenario | Number of I&C hybrid heat pumps
NPg Planning Scenario | Lct_BB008 | Number of | NPgY | WINCOBANK | Number of I&C hybrid heat pumps | WIBA_3 | 0 | 0 | 1 | 3 | 4 | 4 | 4 | 4 | 4 | 4 | 4 | 5 | 5 | 7 | 8 | 9 | 12 | 14 | 16 | 20 | 24 | 29 | 36 | 41 | 45 | 49 | 53 | 56 | 58 | 61 | 64 | 65 | NPgY | GSP | NPg Planning Scenario | Number of I&C hybrid heat pumps
NPg Planning Scenario | Lct_BB56_NPgAggregate | Number of | NPgN | BLYTH 66kV | Total number of domestic heat pumps | BLYTB1 | 654.4 | 781.4 | 999.7 | 1498.9 | 2068.9 | 2577.5 | 4015.2 | 5763.9 | 8026.8 | 10974.5 | 14922.2 | 18571.3 | 22340.8 | 26352.3 | 31149.5 | 36201.6 | 41196.8 | 46211.5 | 51133.8 | 56048.7 | 61243.8 | 66209.9 | 71432.3 | 76127.7 | 80338.9 | 83903.7 | 87223.9 | 90173.5 | 93217.8 | 96294.5 | 96912.4 | 97290.3 | NPgN | GSP | NPg Planning Scenario | Total number of domestic heat pumps
NPg Planning Scenario | Lct_BB56_NPgAggregate | Number of | NPgN | BLYTH 132kV | Total number of domestic heat pumps | BLYTH132 | 255 | 298.8 | 368.1 | 500.6 | 643 | 1085.6 | 1577.4 | 2959.3 | 4677.3 | 6942.3 | 6202.6 | 7864.8 | 8608.7 | 9989.9 | 9882.7 | 11278.8 | 12326.7 | 13712.2 | 15024.9 | 16166.9 | 17391.2 | 18605.7 | 19964.2 | 21287.3 | 22160.1 | 23148.7 | 23763.4 | 24558.6 | 25114.4 | 25799.4 | 25964.4 | 26056.9 | NPgN | GSP | NPg Planning Scenario | Total number of domestic heat pumps
NPg Planning Scenario | Lct_BB56_NPgAggregate | Number of | NPgN | FOURSTONES | Total number of domestic heat pumps | FOUR_1 | 52.6 | 64.5 | 79.6 | 111.5 | 150.1 | 324.5 | 483.9 | 1304.3 | 2310.8 | 3653.9 | 2501 | 3248.4 | 3202.9 | 3577.3 | 3333.5 | 3682.7 | 3898 | 4274.2 | 4633.4 | 4962.3 | 5264.5 | 5563.6 | 5915.6 | 6301.2 | 6403.5 | 6689.2 | 6717.9 | 6949.2 | 6975.2 | 7053 | 7091.4 | 7110.9 | NPgN | GSP | NPg Planning Scenario | Total number of domestic heat pumps
NPg Planning Scenario | Lct_BB56_NPgAggregate | Number of | NPgN | HARTMOOR | Total number of domestic heat pumps | HARM_6 | 341.1 | 416.8 | 535.9 | 813 | 1137.7 | 1423.7 | 2303.7 | 3302.6 | 4548.8 | 6105.1 | 8526.5 | 10534.1 | 12618.1 | 14767.4 | 17349.2 | 20070.4 | 22781.4 | 25473.3 | 28131 | 30847.3 | 33664.2 | 36338.4 | 39144.9 | 41668.2 | 43946.6 | 45858 | 47652.1 | 49244.4 | 50888.8 | 52547.5 | 52907.7 | 53140.9 | NPgN | GSP | NPg Planning Scenario | Total number of domestic heat pumps
NPg Planning Scenario | Lct_BB56_NPgAggregate | Number of | NPgN | HAWTHORN PIT GRID | Total number of domestic heat pumps | HAWP_6 | 352.3 | 426 | 552.3 | 835.9 | 1151.5 | 1437.8 | 2255.9 | 3223.7 | 4458.2 | 6036.2 | 9016.3 | 11271.9 | 13788.6 | 16355.7 | 19606.8 | 22903.4 | 26218.4 | 29491.3 | 32700.7 | 35945.2 | 39365.5 | 42603.9 | 45996.7 | 49033.4 | 51794.2 | 54117.7 | 56299.6 | 58238.3 | 60241 | 62273.4 | 62644.5 | 62866.5 | NPgN | GSP | NPg Planning Scenario | Total number of domestic heat pumps
NPg Planning Scenario | Lct_BB56_NPgAggregate | Number of | NPgN | KNARESBOROUGH | Total number of domestic heat pumps | KNARE_111 | 412.1 | 478.3 | 581.5 | 812.7 | 1088.7 | 1448.8 | 2211.5 | 3559.3 | 5329 | 7776.5 | 9717.4 | 12429.5 | 14789.5 | 17451.4 | 20331 | 23755.1 | 27096.1 | 30544.4 | 33908.1 | 37348.1 | 40830.7 | 44057.7 | 47460.2 | 50604.3 | 53322.3 | 55752.5 | 57892.6 | 59963.2 | 61946.1 | 63972.6 | 64284.7 | 64453.7 | NPgN | GSP | NPg Planning Scenario | Total number of domestic heat pumps
NPg Planning Scenario | Lct_BB56_NPgAggregate | Number of | NPgN | LACKENBY | Total number of domestic heat pumps | LACK_6 | 528.2 | 640.3 | 821.7 | 1226.5 | 1691.2 | 2146.9 | 3400.6 | 4988.5 | 6982.6 | 9507.9 | 13420.6 | 16727.5 | 20229.6 | 23961.7 | 28364.7 | 32999.8 | 37556.4 | 42118.8 | 46607.7 | 51043.5 | 55774.9 | 60254.8 | 64951.8 | 69191.8 | 72994.2 | 76242.8 | 79242.1 | 81960 | 84720.1 | 87542.2 | 88081.1 | 88417.7 | NPgN | GSP | NPg Planning Scenario | Total number of domestic heat pumps
NPg Planning Scenario | Lct_BB56_NPgAggregate | Number of | NPgN | NORTON | Total number of domestic heat pumps | NORT_1 | 1385.5 | 1680 | 2134.9 | 3209.5 | 4480.5 | 5837.3 | 9370.3 | 14338.9 | 20573 | 28636.8 | 36234.2 | 45234.9 | 53310.8 | 62343.6 | 71539.1 | 82683.7 | 93446.1 | 104494.2 | 115368.4 | 126370.1 | 137652.9 | 148269.2 | 159461 | 169732.7 | 178659.8 | 186485.7 | 193471.4 | 200057.3 | 206493.6 | 213029.1 | 214383 | 215243.8 | NPgN | GSP | NPg Planning Scenario | Total number of domestic heat pumps
NPg Planning Scenario | Lct_BB56_NPgAggregate | Number of | NPgN | OFFERTON | Total number of domestic heat pumps | OFFE_3 | 110.2 | 139.7 | 183.8 | 294.1 | 425.9 | 536.9 | 947.7 | 1371.9 | 1881.2 | 2514.1 | 4302 | 5414.5 | 6726.3 | 7828.6 | 9706.1 | 11421.8 | 13299.7 | 15086.3 | 16831.7 | 18801 | 20733.8 | 22556.9 | 24471 | 26120 | 27663.6 | 28907.9 | 30122.1 | 31154.7 | 32257.5 | 33360.4 | 33554.2 | 33657 | NPgN | GSP | NPg Planning Scenario | Total number of domestic heat pumps
NPg Planning Scenario | Lct_BB56_NPgAggregate | Number of | NPgN | OSBALDWICK | Total number of domestic heat pumps | OSBA_1 | 980.4 | 1169.6 | 1453.9 | 2073.8 | 2796 | 3644.7 | 5696.6 | 8611.3 | 12293.3 | 17028.1 | 21627.3 | 26903.6 | 31937.2 | 37273.6 | 43606.4 | 50471.6 | 57175.8 | 64000.1 | 70709.4 | 77529.8 | 84568.8 | 91231.2 | 98260.3 | 104603.2 | 110222.2 | 115045.3 | 119446.3 | 123484.2 | 127534.3 | 131712.5 | 132569.6 | 133113.6 | NPgN | GSP | NPg Planning Scenario | Total number of domestic heat pumps
NPg Planning Scenario | Lct_BB56_NPgAggregate | Number of | NPgN | POPPLETON | Total number of domestic heat pumps | POPP_3 | 141.3 | 173.4 | 222 | 337 | 476.8 | 601.7 | 1007.5 | 1458.5 | 2011.8 | 2704.2 | 3894.8 | 4831.8 | 5810.9 | 6763.2 | 7921.7 | 9172.8 | 10421.2 | 11661.6 | 12890.4 | 14194.7 | 15488.3 | 16680.5 | 17926.6 | 19056.8 | 20097.2 | 20962 | 21786.8 | 22530.8 | 23293.8 | 24052.4 | 24206.4 | 24308.9 | NPgN | GSP | NPg Planning Scenario | Total number of domestic heat pumps
NPg Planning Scenario | Lct_BB56_NPgAggregate | Number of | NPgN | SALTHOLME | Total number of domestic heat pumps | SALH_1 | 5.7 | 7.4 | 9.7 | 15.8 | 23.1 | 29.3 | 53 | 77 | 105.2 | 139.3 | 220.3 | 273.9 | 334 | 396.5 | 459 | 531.4 | 599.2 | 667.3 | 735.6 | 802.9 | 871.9 | 932.2 | 994.1 | 1053.8 | 1109.1 | 1156.7 | 1201.4 | 1244.7 | 1287.1 | 1329.3 | 1336.7 | 1342.4 | NPgN | GSP | NPg Planning Scenario | Total number of domestic heat pumps
NPg Planning Scenario | Lct_BB56_NPgAggregate | Number of | NPgN | SOUTH SHIELDS | Total number of domestic heat pumps | SSHI_3 | 161.1 | 191.8 | 245.3 | 366.6 | 518.2 | 647 | 1096.4 | 1584.1 | 2190.8 | 2973.1 | 4544.3 | 5694.8 | 6938.6 | 8155.4 | 9949.2 | 11626.3 | 13399.5 | 15106.1 | 16780 | 18551.6 | 20367.2 | 22092 | 23902.2 | 25503.5 | 26959.5 | 28172.1 | 29319.9 | 30320.1 | 31367.1 | 32426 | 32622.7 | 32734.3 | NPgN | GSP | NPg Planning Scenario | Total number of domestic heat pumps
NPg Planning Scenario | Lct_BB56_NPgAggregate | Number of | NPgN | SPADEADAM | Total number of domestic heat pumps | KIELD01 and SPAD20 | 25.4 | 30.6 | 38 | 52.7 | 69.3 | 122.5 | 178.8 | 427.8 | 736 | 1145.8 | 891.2 | 1149.1 | 1192.6 | 1354.3 | 1363.7 | 1531.1 | 1657.7 | 1827.9 | 1993.9 | 2151.3 | 2303.4 | 2444.7 | 2601.3 | 2764.8 | 2847 | 2972.8 | 3024.9 | 3132.7 | 3182.6 | 3247.2 | 3263.7 | 3273.9 | NPgN | GSP | NPg Planning Scenario | Total number of domestic heat pumps
NPg Planning Scenario | Lct_BB56_NPgAggregate | Number of | NPgN | SPENNYMOOR | Total number of domestic heat pumps | SPEN_1 | 1156.7 | 1359.2 | 1711.6 | 2409 | 3141.1 | 3960.4 | 5655.4 | 8452.4 | 12147.8 | 16964.2 | 21567.6 | 26906.5 | 32159 | 37849.2 | 44665.6 | 51772.9 | 58604.8 | 65552.7 | 72387.7 | 79178.6 | 86329.2 | 93037 | 100067.5 | 106474.1 | 112174.6 | 117112.9 | 121611.6 | 125810.4 | 129980.8 | 134284.6 | 135103.8 | 135638.2 | NPgN | GSP | NPg Planning Scenario | Total number of domestic heat pumps
NPg Planning Scenario | Lct_BB56_NPgAggregate | Number of | NPgN | STELLA NORTH | Total number of domestic heat pumps | STEN_1 | 603.4 | 742.1 | 953.4 | 1438.1 | 2036.9 | 2590.1 | 4434.5 | 6445.8 | 8839.4 | 11750.8 | 17374.3 | 21482.1 | 25953.7 | 30393.7 | 36248.5 | 41957.3 | 47687.6 | 53284.5 | 58851.9 | 64584.4 | 70466.3 | 75903.9 | 81574.2 | 86722.7 | 91444 | 95408.8 | 99141.2 | 102526.9 | 105993 | 109505.8 | 110209.1 | 110688.4 | NPgN | GSP | NPg Planning Scenario | Total number of domestic heat pumps
NPg Planning Scenario | Lct_BB56_NPgAggregate | Number of | NPgN | STELLA SOUTH | Total number of domestic heat pumps | STES_1 | 517 | 620.1 | 788.9 | 1164.1 | 1587.9 | 2023 | 3117.9 | 4659.5 | 6628.1 | 9161.3 | 11916.7 | 14843.3 | 17765.6 | 20861.7 | 24741.9 | 28762.5 | 32760 | 36792.3 | 40740.9 | 44715.5 | 48917.1 | 52969.3 | 57246.3 | 61037.2 | 64404.8 | 67267.9 | 69902.5 | 72251.6 | 74656.4 | 77120.4 | 77622 | 77921 | NPgN | GSP | NPg Planning Scenario | Total number of domestic heat pumps
NPg Planning Scenario | Lct_BB56_NPgAggregate | Number of | NPgN | TYNEMOUTH | Total number of domestic heat pumps | TYNE_1 | 484.8 | 580.2 | 742.5 | 1129.5 | 1616.9 | 2021.4 | 3456.3 | 5000 | 6922.4 | 9429.6 | 14140.1 | 17731.8 | 21508.3 | 25342 | 30089.6 | 35034.1 | 40016.2 | 44923.4 | 49771.4 | 54807.4 | 59900.6 | 64585.7 | 69472.2 | 73952 | 78037.6 | 81493.9 | 84747.2 | 87709.6 | 90726.1 | 93729.8 | 94263.8 | 94599.6 | NPgN | GSP | NPg Planning Scenario | Total number of domestic heat pumps
NPg Planning Scenario | Lct_BB56_NPgAggregate | Number of | NPgN | WEST BOLDON | Total number of domestic heat pumps | WBOL_6 | 632.8 | 765.2 | 985.9 | 1504 | 2132.4 | 2657.2 | 4425.7 | 6357.5 | 8772.5 | 11887.9 | 18167.8 | 22770.4 | 27750.9 | 32780.6 | 39544.9 | 46174.2 | 53023.5 | 59682.2 | 66223.9 | 73006.4 | 80023.3 | 86648.4 | 93589.1 | 99808 | 105439.4 | 110184.9 | 114630.4 | 118573.3 | 122648.3 | 126761.1 | 127512.1 | 127951.5 | NPgN | GSP | NPg Planning Scenario | Total number of domestic heat pumps
NPg Planning Scenario | Lct_BB56_NPgAggregate | Number of | NPgY | BRADFORD WEST | Total number of domestic heat pumps | BRAW_1 | 1057.4 | 1292.6 | 1692 | 2574 | 3619.9 | 4747.2 | 7534.6 | 11787.8 | 16944.7 | 23431.4 | 29969.9 | 41473.2 | 49683.5 | 58806 | 68832.3 | 79132.5 | 92463.6 | 104057.8 | 115615 | 127404.2 | 139215.1 | 151776.3 | 163786.9 | 174937 | 184410.1 | 192972 | 200470.8 | 207248.9 | 214461.9 | 221379.5 | 222642.2 | 223422.1 | NPgY | GSP | NPg Planning Scenario | Total number of domestic heat pumps
NPg Planning Scenario | Lct_BB56_NPgAggregate | Number of | NPgY | CAMBLESFORTH | Total number of domestic heat pumps | CAMB_01 | 101.1 | 116.1 | 147.1 | 213.6 | 291 | 371.9 | 652.1 | 1015.8 | 1779.2 | 2540.5 | 3222.7 | 3614.5 | 4329.1 | 4969.9 | 5675.4 | 6405.6 | 7118.6 | 7956.4 | 8681.4 | 9516.5 | 10413.9 | 11131.5 | 11973.3 | 12718 | 13366.3 | 13928.8 | 14468.3 | 14924.8 | 15400.6 | 15862.5 | 15954.5 | 16008.8 | NPgY | GSP | NPg Planning Scenario | Total number of domestic heat pumps
NPg Planning Scenario | Lct_BB56_NPgAggregate | Number of | NPgY | CREYKE BECK | Total number of domestic heat pumps | CREB_1 | 1553.6 | 1805.6 | 2277.4 | 3248.6 | 4391.4 | 5618.6 | 8781.3 | 13320.5 | 20245.2 | 28857.3 | 37461.1 | 43542 | 52203.1 | 60405.3 | 70118.1 | 80740.4 | 92210.9 | 103231.1 | 113880.3 | 124770.5 | 136493.3 | 146370.8 | 157817.6 | 167908.2 | 177045.3 | 184637.9 | 191797.9 | 198114 | 204404.4 | 210820.2 | 212211.5 | 212944.2 | NPgY | GSP | NPg Planning Scenario | Total number of domestic heat pumps
NPg Planning Scenario | Lct_BB56_NPgAggregate | Number of | NPgY | DRAX | Total number of domestic heat pumps | DRAX_YEDL | 249.3 | 292.8 | 363 | 494.9 | 651.6 | 818.3 | 1382.5 | 2073.1 | 3541.9 | 5044.3 | 6404.5 | 6162 | 7292.5 | 8065.7 | 9073.1 | 10078.3 | 10905.3 | 11979.4 | 12906 | 13970.1 | 15211.9 | 15962.7 | 17085.8 | 18017.1 | 18888.1 | 19564.2 | 20279.8 | 20862.7 | 21421.3 | 22011.9 | 22189.2 | 22303 | NPgY | GSP | NPg Planning Scenario | Total number of domestic heat pumps
NPg Planning Scenario | Lct_BB56_NPgAggregate | Number of | NPgY | ELLAND | Total number of domestic heat pumps | ELLA_1 | 818.5 | 974 | 1275 | 1961.5 | 2766.1 | 3628.9 | 5637.3 | 8747.7 | 12496.5 | 17430.3 | 22420.6 | 31200.1 | 37498.1 | 44455.8 | 52230.3 | 60288.9 | 70361.5 | 79284.8 | 88214.6 | 97248.5 | 106358.9 | 115929.8 | 125169.1 | 133709.1 | 141023.4 | 147584.4 | 153366.4 | 158601.4 | 164120.7 | 169456.5 | 170387.4 | 170940.7 | NPgY | GSP | NPg Planning Scenario | Total number of domestic heat pumps
NPg Planning Scenario | Lct_BB56_NPgAggregate | Number of | NPgY | FERRYBRIDGE A | Total number of domestic heat pumps | FERRA2 | 546.1 | 597.3 | 744.5 | 1060.7 | 1422.8 | 1788.4 | 2995.8 | 4082.6 | 5623.7 | 7694.2 | 9971.6 | 11869.5 | 14024.7 | 16408.1 | 18883.2 | 21846.2 | 25184.7 | 28081.7 | 30851.8 | 33690.2 | 36668.2 | 39130.5 | 41997.2 | 44566.6 | 46939.7 | 48923.8 | 50757.1 | 52425.5 | 54131.4 | 55844.4 | 56290 | 56560.4 | NPgY | GSP | NPg Planning Scenario | Total number of domestic heat pumps
NPg Planning Scenario | Lct_BB56_NPgAggregate | Number of | NPgY | FERRYBRIDGE B | Total number of domestic heat pumps | FERRB9 | 768.9 | 922.1 | 1199.4 | 1814.5 | 2540.6 | 3312.3 | 5390.5 | 8216.4 | 11789.7 | 16115.9 | 20557.9 | 25675.8 | 30442.4 | 35444.8 | 40880.5 | 46975.9 | 53530.9 | 59725.6 | 65762.7 | 71923.4 | 78368.7 | 84097.2 | 90429.9 | 96132.7 | 101249 | 105573.8 | 109557.1 | 113136.2 | 116774 | 120433.4 | 121327.4 | 121869.8 | NPgY | GSP | NPg Planning Scenario | Total number of domestic heat pumps
NPg Planning Scenario | Lct_BB56_NPgAggregate | Number of | NPgY | GRIMSBY WEST | Total number of domestic heat pumps | GRIW_1 | 439.4 | 512.6 | 651.8 | 946.2 | 1291.6 | 1662.9 | 2597 | 4005.2 | 5710.9 | 8055.1 | 10601.9 | 13982.4 | 16839.4 | 19963.6 | 23383.5 | 27160.9 | 31474 | 35466.8 | 39331.8 | 43289.9 | 47383.6 | 51217.5 | 55236.2 | 58889 | 62122.7 | 64918.4 | 67483.3 | 69811.3 | 72173.4 | 74537.8 | 74954.6 | 75182.5 | NPgY | GSP | NPg Planning Scenario | Total number of domestic heat pumps
NPg Planning Scenario | Lct_BB56_NPgAggregate | Number of | NPgY | JORDANTHORPE | Total number of domestic heat pumps | JORD_3 | 141.4 | 177.2 | 233 | 353 | 494.4 | 648.4 | 1048.3 | 1726.7 | 2398.7 | 3273.9 | 4260.4 | 6314.5 | 7581.8 | 9059.5 | 10611.1 | 12369.8 | 14218.9 | 15988.5 | 17706.2 | 19445.6 | 21218.6 | 22871.5 | 24544.5 | 26097.6 | 27503.3 | 28716.3 | 29853.7 | 30916.7 | 31982.8 | 33061.1 | 33233 | 33345.9 | NPgY | GSP | NPg Planning Scenario | Total number of domestic heat pumps
NPg Planning Scenario | Lct_BB56_NPgAggregate | Number of | NPgY | KEADBY | Total number of domestic heat pumps | KEAD_YEDL | 893.7 | 1027 | 1282.5 | 1794.2 | 2393.4 | 3021.6 | 5206.6 | 7869.3 | 13925.7 | 20019 | 25348 | 26073.7 | 31118.9 | 35141.7 | 39967.1 | 45204.8 | 50056.8 | 55622.1 | 60445.6 | 65888.3 | 72015.7 | 76077.5 | 81711.5 | 86525.3 | 90961.8 | 94567.7 | 98171 | 101163 | 104188.8 | 107215.4 | 107978.5 | 108396.7 | NPgY | GSP | NPg Planning Scenario | Total number of domestic heat pumps
NPg Planning Scenario | Lct_BB56_NPgAggregate | Number of | NPgY | KIRKSTALL B | Total number of domestic heat pumps | KIRKB1 | 526.6 | 645.6 | 869.1 | 1394.3 | 2012 | 2677.5 | 4097.7 | 6480.6 | 8422.1 | 11342.3 | 14685.3 | 20975 | 25003.8 | 29624 | 34652 | 40266.6 | 46061.2 | 51618.5 | 57237.5 | 62763.4 | 68419.7 | 73924.7 | 79508.1 | 84639 | 89233.3 | 93157.4 | 96752.6 | 100099.5 | 103428.5 | 106841.5 | 107513.3 | 107942.8 | NPgY | GSP | NPg Planning Scenario | Total number of domestic heat pumps
NPg Planning Scenario | Lct_BB56_NPgAggregate | Number of | NPgY | NEEPSEND | Total number of domestic heat pumps | NEEP_3 | 229.3 | 274.6 | 357.5 | 536.2 | 745.7 | 971.2 | 1528.6 | 2382.1 | 3205.4 | 4377.3 | 5691.9 | 8126 | 9725.7 | 11557.1 | 13550.9 | 15517.7 | 18375 | 20693.7 | 23077.6 | 25468.1 | 27822.1 | 30519.2 | 32984.3 | 35273 | 37191.7 | 38943.5 | 40451.5 | 41827.1 | 43290.5 | 44694.6 | 44953.2 | 45113.9 | NPgY | GSP | NPg Planning Scenario | Total number of domestic heat pumps
NPg Planning Scenario | Lct_BB56_NPgAggregate | Number of | NPgY | NORTON LEES | Total number of domestic heat pumps | NORL_3 | 212.4 | 251.4 | 329.5 | 500 | 696.7 | 907.4 | 1432.8 | 2278.3 | 2993.1 | 4054.3 | 5301.1 | 8171.7 | 9807.6 | 11726.1 | 13805.3 | 15889.4 | 18625.8 | 20962.2 | 23366.5 | 25751.4 | 28098.7 | 30743.7 | 33106 | 35322.2 | 37222.4 | 38944.7 | 40474.5 | 41903.7 | 43387.1 | 44842.3 | 45062.2 | 45219 | NPgY | GSP | NPg Planning Scenario | Total number of domestic heat pumps
NPg Planning Scenario | Lct_BB56_NPgAggregate | Number of | NPgY | PITSMOOR 3/4 | Total number of domestic heat pumps | PITS_BB_B | 86.7 | 101.8 | 134.5 | 210.4 | 297.1 | 389 | 624.9 | 983.3 | 1288.6 | 1735.3 | 2253 | 3451.3 | 4130.3 | 4935.8 | 5796.1 | 6752.5 | 8074.2 | 9097.1 | 10180 | 11210.2 | 12246.4 | 13333.7 | 14414 | 15394.7 | 16266 | 17021.2 | 17681.9 | 18289.7 | 18923.1 | 19543.5 | 19681.5 | 19751.8 | NPgY | GSP | NPg Planning Scenario | Total number of domestic heat pumps
NPg Planning Scenario | Lct_BB56_NPgAggregate | Number of | NPgY | SALTEND NORTH | Total number of domestic heat pumps | SALT_1 | 218.2 | 244.2 | 305.7 | 436.8 | 587.8 | 745.4 | 1189.9 | 1729.9 | 2578.7 | 3656.3 | 4740.2 | 5710.5 | 6843.1 | 7988.7 | 9296.5 | 10768.8 | 12488.1 | 14009 | 15492.3 | 16992.6 | 18584 | 19961.2 | 21526.5 | 22917.3 | 24178.8 | 25240.4 | 26219.8 | 27091.3 | 27981.1 | 28868.8 | 29065.1 | 29166.3 | NPgY | GSP | NPg Planning Scenario | Total number of domestic heat pumps
NPg Planning Scenario | Lct_BB56_NPgAggregate | Number of | NPgY | SHEFFIELD CITY | Total number of domestic heat pumps | SHEC_3 | 119.8 | 138.1 | 182 | 280.4 | 393.7 | 514.3 | 787.5 | 1223.9 | 1591.7 | 2159.7 | 2824.2 | 4107.9 | 4917.8 | 5846 | 6865.6 | 7943.7 | 9345.6 | 10517.6 | 11735.5 | 12923.2 | 14114.3 | 15388.9 | 16618.5 | 17745.5 | 18726.3 | 19590.8 | 20352 | 21053 | 21777.1 | 22490.8 | 22629.5 | 22710.2 | NPgY | GSP | NPg Planning Scenario | Total number of domestic heat pumps
NPg Planning Scenario | Lct_BB56_NPgAggregate | Number of | NPgY | SKELTON GRANGE | Total number of domestic heat pumps | SKLGB1 | 1248.5 | 1503.9 | 2021.4 | 3261.8 | 4709.5 | 6257.7 | 9604.7 | 15041.3 | 19517.3 | 26238.4 | 33914.4 | 49409.8 | 58940.6 | 70059.1 | 82011.7 | 94746.9 | 109335.4 | 122783.6 | 136408.4 | 149997.5 | 163623.4 | 178010.5 | 191805.2 | 204600.7 | 215668.5 | 225456.1 | 234156.2 | 242205.1 | 250454.6 | 258670.2 | 260217.8 | 261226.4 | NPgY | GSP | NPg Planning Scenario | Total number of domestic heat pumps
NPg Planning Scenario | Lct_BB56_NPgAggregate | Number of | NPgY | TEMPLEBOROUGH 275/33KV | Total number of domestic heat pumps | TEMP_3 | 12.9 | 16.5 | 22.2 | 35 | 50.4 | 66.9 | 109.5 | 176 | 231.1 | 306.4 | 391.9 | 631.8 | 754.6 | 904.9 | 1061 | 1246.9 | 1431.4 | 1605 | 1779.8 | 1948.8 | 2121.5 | 2279.3 | 2440.8 | 2591.1 | 2731.7 | 2850.2 | 2961.9 | 3068.3 | 3174 | 3282.5 | 3302 | 3315 | NPgY | GSP | NPg Planning Scenario | Total number of domestic heat pumps
NPg Planning Scenario | Lct_BB56_NPgAggregate | Number of | NPgY | THURCROFT | Total number of domestic heat pumps | THUR_6 | 763.7 | 842.9 | 1063.8 | 1556 | 2119 | 2705.3 | 4206.4 | 5992.7 | 8347.4 | 11720.9 | 15350.8 | 17867.5 | 21301.3 | 24840.9 | 28852.5 | 33582.6 | 38688.2 | 43316.2 | 47824.8 | 52349 | 57204.5 | 61202.3 | 66000.9 | 70229.7 | 74118.1 | 77305.9 | 80261.5 | 82909.1 | 85536.4 | 88239.3 | 88911.4 | 89258.1 | NPgY | GSP | NPg Planning Scenario | Total number of domestic heat pumps
NPg Planning Scenario | Lct_BB56_NPgAggregate | Number of | NPgY | WEST MELTON / THORPE MARSH | Total number of domestic heat pumps | WMEL_THOM | 1307.8 | 1403.5 | 1767.6 | 2600.7 | 3537.1 | 4487.8 | 7209.1 | 10072.1 | 13574.4 | 18774.3 | 24631.8 | 31699.6 | 37841.7 | 44852.6 | 52293.3 | 60997.4 | 71088.3 | 79840.9 | 88401.1 | 97012.6 | 105936.7 | 113982.3 | 122768.6 | 130699.6 | 137889.9 | 144011.2 | 149576.8 | 154668.7 | 159870.5 | 165071.1 | 166200.2 | 166828.3 | NPgY | GSP | NPg Planning Scenario | Total number of domestic heat pumps
NPg Planning Scenario | Lct_BB56_NPgAggregate | Number of | NPgY | WEST MELTON SECTION 3 | Total number of domestic heat pumps | WMEL_BB3 | 1190.2 | 1364.1 | 1748.7 | 2607.1 | 3604.5 | 4642.3 | 7608.5 | 11030.4 | 15291.8 | 20818 | 26635.1 | 33914.7 | 40169.8 | 47070.6 | 54479.6 | 62859 | 72862.6 | 81411.7 | 89926.6 | 98457.2 | 107253.7 | 115458.7 | 124247.5 | 132217 | 139345.5 | 145450.6 | 150928.1 | 155893.8 | 161050.6 | 166147.3 | 167414.8 | 168174.6 | NPgY | GSP | NPg Planning Scenario | Total number of domestic heat pumps
NPg Planning Scenario | Lct_BB56_NPgAggregate | Number of | NPgY | WINCOBANK | Total number of domestic heat pumps | WIBA_3 | 40.4 | 46.1 | 61.7 | 100.6 | 144.7 | 191.4 | 292.1 | 451.3 | 585.8 | 796.3 | 1036.9 | 1414.3 | 1684.5 | 1986 | 2320.5 | 2704 | 3106.6 | 3479.2 | 3862.5 | 4231.7 | 4617.3 | 4977.7 | 5365 | 5713.9 | 6030.4 | 6294 | 6535.1 | 6757.4 | 6976.2 | 7203.6 | 7255.6 | 7284.9 | NPgY | GSP | NPg Planning Scenario | Total number of domestic heat pumps
NPg Planning Scenario | Lct_BB78_NPgAggregate | Number of | NPgN | BLYTH 66kV | Total number of I&C heat pumps | BLYTB1 | 124 | 130 | 143 | 162 | 187 | 217 | 252 | 291 | 333 | 378 | 455 | 549 | 660 | 765 | 879 | 1004 | 1133 | 1269 | 1418 | 1591 | 1790 | 2009 | 2234 | 2465 | 2699 | 2936 | 3176 | 3418 | 3656 | 3885 | 4066 | 4172 | NPgN | GSP | NPg Planning Scenario | Total number of I&C heat pumps
NPg Planning Scenario | Lct_BB78_NPgAggregate | Number of | NPgN | BLYTH 132kV | Total number of I&C heat pumps | BLYTH132 | 75 | 79 | 87 | 98 | 113 | 131 | 153 | 176 | 202 | 229 | 275 | 332 | 400 | 463 | 533 | 608 | 686 | 769 | 859 | 964 | 1084 | 1216 | 1353 | 1493 | 1634 | 1778 | 1923 | 2070 | 2214 | 2352 | 2462 | 2526 | NPgN | GSP | NPg Planning Scenario | Total number of I&C heat pumps
NPg Planning Scenario | Lct_BB78_NPgAggregate | Number of | NPgN | FOURSTONES | Total number of I&C heat pumps | FOUR_1 | 30 | 31 | 35 | 39 | 45 | 52 | 61 | 70 | 81 | 91 | 110 | 133 | 160 | 185 | 213 | 243 | 274 | 307 | 343 | 385 | 433 | 486 | 540 | 596 | 653 | 710 | 768 | 827 | 884 | 940 | 983 | 1009 | NPgN | GSP | NPg Planning Scenario | Total number of I&C heat pumps
NPg Planning Scenario | Lct_BB78_NPgAggregate | Number of | NPgN | HARTMOOR | Total number of I&C heat pumps | HARM_6 | 69 | 71 | 78 | 88 | 101 | 116 | 134 | 154 | 175 | 198 | 236 | 284 | 339 | 390 | 446 | 506 | 568 | 632 | 701 | 782 | 874 | 974 | 1077 | 1180 | 1283 | 1386 | 1489 | 1592 | 1690 | 1784 | 1853 | 1888 | NPgN | GSP | NPg Planning Scenario | Total number of I&C heat pumps
NPg Planning Scenario | Lct_BB78_NPgAggregate | Number of | NPgN | HAWTHORN PIT GRID | Total number of I&C heat pumps | HAWP_6 | 68 | 71 | 78 | 87 | 100 | 115 | 133 | 153 | 174 | 196 | 234 | 281 | 336 | 387 | 442 | 501 | 562 | 626 | 695 | 774 | 866 | 965 | 1066 | 1168 | 1270 | 1372 | 1474 | 1576 | 1673 | 1766 | 1834 | 1869 | NPgN | GSP | NPg Planning Scenario | Total number of I&C heat pumps
NPg Planning Scenario | Lct_BB78_NPgAggregate | Number of | NPgN | KNARESBOROUGH | Total number of I&C heat pumps | KNARE_111 | 189 | 198 | 219 | 248 | 288 | 335 | 391 | 452 | 519 | 590 | 713 | 863 | 1041 | 1210 | 1395 | 1598 | 1810 | 2034 | 2279 | 2566 | 2897 | 3262 | 3640 | 4031 | 4428 | 4832 | 5244 | 5663 | 6077 | 6479 | 6803 | 7004 | NPgN | GSP | NPg Planning Scenario | Total number of I&C heat pumps
NPg Planning Scenario | Lct_BB78_NPgAggregate | Number of | NPgN | LACKENBY | Total number of I&C heat pumps | LACK_6 | 111 | 116 | 128 | 144 | 167 | 193 | 225 | 259 | 297 | 336 | 405 | 488 | 588 | 680 | 782 | 892 | 1008 | 1128 | 1260 | 1413 | 1590 | 1784 | 1983 | 2188 | 2395 | 2605 | 2817 | 3031 | 3241 | 3443 | 3602 | 3695 | NPgN | GSP | NPg Planning Scenario | Total number of I&C heat pumps
NPg Planning Scenario | Lct_BB78_NPgAggregate | Number of | NPgN | NORTON | Total number of I&C heat pumps | NORT_1 | 397 | 415 | 458 | 516 | 596 | 691 | 802 | 923 | 1057 | 1197 | 1440 | 1736 | 2086 | 2414 | 2772 | 3161 | 3566 | 3988 | 4450 | 4989 | 5608 | 6287 | 6985 | 7701 | 8421 | 9150 | 9887 | 10631 | 11357 | 12057 | 12603 | 12918 | NPgN | GSP | NPg Planning Scenario | Total number of I&C heat pumps
NPg Planning Scenario | Lct_BB78_NPgAggregate | Number of | NPgN | OFFERTON | Total number of I&C heat pumps | OFFE_3 | 46 | 47 | 52 | 58 | 67 | 77 | 90 | 103 | 117 | 132 | 158 | 189 | 226 | 261 | 298 | 338 | 380 | 423 | 469 | 524 | 586 | 653 | 722 | 792 | 861 | 931 | 1000 | 1070 | 1137 | 1200 | 1248 | 1272 | NPgN | GSP | NPg Planning Scenario | Total number of I&C heat pumps
NPg Planning Scenario | Lct_BB78_NPgAggregate | Number of | NPgN | OSBALDWICK | Total number of I&C heat pumps | OSBA_1 | 340 | 355 | 391 | 440 | 507 | 587 | 680 | 782 | 893 | 1010 | 1213 | 1460 | 1751 | 2023 | 2319 | 2640 | 2973 | 3320 | 3698 | 4139 | 4643 | 5196 | 5763 | 6342 | 6922 | 7509 | 8099 | 8693 | 9270 | 9824 | 10251 | 10488 | NPgN | GSP | NPg Planning Scenario | Total number of I&C heat pumps
NPg Planning Scenario | Lct_BB78_NPgAggregate | Number of | NPgN | POPPLETON | Total number of I&C heat pumps | POPP_3 | 46 | 48 | 52 | 59 | 67 | 78 | 90 | 103 | 117 | 132 | 158 | 190 | 227 | 261 | 298 | 338 | 380 | 423 | 470 | 524 | 586 | 653 | 722 | 792 | 861 | 931 | 1000 | 1069 | 1136 | 1200 | 1247 | 1271 | NPgN | GSP | NPg Planning Scenario | Total number of I&C heat pumps
NPg Planning Scenario | Lct_BB78_NPgAggregate | Number of | NPgN | SALTHOLME | Total number of I&C heat pumps | SALH_1 | 6 | 6 | 7 | 8 | 9 | 10 | 12 | 14 | 16 | 18 | 21 | 25 | 30 | 35 | 40 | 46 | 51 | 57 | 64 | 71 | 80 | 89 | 99 | 108 | 118 | 128 | 138 | 148 | 157 | 166 | 173 | 177 | NPgN | GSP | NPg Planning Scenario | Total number of I&C heat pumps
NPg Planning Scenario | Lct_BB78_NPgAggregate | Number of | NPgN | SOUTH SHIELDS | Total number of I&C heat pumps | SSHI_3 | 50 | 52 | 57 | 64 | 74 | 85 | 99 | 113 | 128 | 145 | 173 | 208 | 248 | 286 | 326 | 370 | 415 | 461 | 512 | 570 | 637 | 710 | 785 | 860 | 934 | 1009 | 1083 | 1158 | 1229 | 1296 | 1346 | 1371 | NPgN | GSP | NPg Planning Scenario | Total number of I&C heat pumps
NPg Planning Scenario | Lct_BB78_NPgAggregate | Number of | NPgN | SPADEADAM | Total number of I&C heat pumps | KIELD01 and SPAD20 | 12 | 12 | 13 | 15 | 18 | 20 | 24 | 27 | 31 | 35 | 43 | 51 | 62 | 72 | 82 | 94 | 106 | 119 | 133 | 149 | 167 | 188 | 209 | 231 | 252 | 275 | 297 | 320 | 342 | 363 | 380 | 390 | NPgN | GSP | NPg Planning Scenario | Total number of I&C heat pumps
NPg Planning Scenario | Lct_BB78_NPgAggregate | Number of | NPgN | SPENNYMOOR | Total number of I&C heat pumps | SPEN_1 | 223 | 232 | 254 | 285 | 328 | 378 | 436 | 500 | 569 | 641 | 767 | 920 | 1100 | 1266 | 1447 | 1641 | 1841 | 2049 | 2273 | 2535 | 2833 | 3158 | 3489 | 3824 | 4157 | 4491 | 4824 | 5156 | 5475 | 5777 | 6002 | 6114 | NPgN | GSP | NPg Planning Scenario | Total number of I&C heat pumps
NPg Planning Scenario | Lct_BB78_NPgAggregate | Number of | NPgN | STELLA NORTH | Total number of I&C heat pumps | STEN_1 | 195 | 203 | 224 | 252 | 291 | 336 | 389 | 447 | 511 | 578 | 694 | 836 | 1003 | 1158 | 1328 | 1511 | 1702 | 1900 | 2116 | 2368 | 2656 | 2971 | 3294 | 3624 | 3955 | 4288 | 4624 | 4961 | 5289 | 5602 | 5843 | 5976 | NPgN | GSP | NPg Planning Scenario | Total number of I&C heat pumps
NPg Planning Scenario | Lct_BB78_NPgAggregate | Number of | NPgN | STELLA SOUTH | Total number of I&C heat pumps | STES_1 | 133 | 138 | 152 | 170 | 196 | 227 | 262 | 301 | 343 | 387 | 464 | 558 | 668 | 770 | 882 | 1002 | 1126 | 1256 | 1396 | 1559 | 1746 | 1950 | 2159 | 2371 | 2583 | 2796 | 3010 | 3224 | 3431 | 3628 | 3778 | 3857 | NPgN | GSP | NPg Planning Scenario | Total number of I&C heat pumps
NPg Planning Scenario | Lct_BB78_NPgAggregate | Number of | NPgN | TYNEMOUTH | Total number of I&C heat pumps | TYNE_1 | 123 | 129 | 142 | 160 | 185 | 215 | 250 | 288 | 330 | 374 | 451 | 544 | 655 | 758 | 872 | 995 | 1124 | 1259 | 1406 | 1579 | 1776 | 1994 | 2218 | 2448 | 2680 | 2916 | 3155 | 3397 | 3634 | 3863 | 4043 | 4150 | NPgN | GSP | NPg Planning Scenario | Total number of I&C heat pumps
NPg Planning Scenario | Lct_BB78_NPgAggregate | Number of | NPgN | WEST BOLDON | Total number of I&C heat pumps | WBOL_6 | 160 | 166 | 182 | 205 | 236 | 272 | 315 | 361 | 411 | 464 | 556 | 667 | 799 | 921 | 1053 | 1196 | 1343 | 1496 | 1662 | 1855 | 2076 | 2317 | 2563 | 2813 | 3062 | 3312 | 3562 | 3812 | 4053 | 4282 | 4455 | 4544 | NPgN | GSP | NPg Planning Scenario | Total number of I&C heat pumps
NPg Planning Scenario | Lct_BB78_NPgAggregate | Number of | NPgY | BRADFORD WEST | Total number of I&C heat pumps | BRAW_1 | 453 | 467 | 507 | 562 | 636 | 722 | 821 | 929 | 1047 | 1172 | 1361 | 1590 | 1860 | 2128 | 2420 | 2735 | 3061 | 3399 | 3874 | 4427 | 5060 | 5646 | 6242 | 6847 | 7448 | 8052 | 8655 | 9258 | 9842 | 10398 | 10812 | 11021 | NPgY | GSP | NPg Planning Scenario | Total number of I&C heat pumps
NPg Planning Scenario | Lct_BB78_NPgAggregate | Number of | NPgY | CAMBLESFORTH | Total number of I&C heat pumps | CAMB_01 | 35 | 37 | 40 | 45 | 51 | 58 | 67 | 76 | 87 | 98 | 114 | 134 | 158 | 182 | 208 | 237 | 267 | 298 | 343 | 394 | 454 | 510 | 568 | 628 | 688 | 749 | 811 | 874 | 936 | 997 | 1045 | 1073 | NPgY | GSP | NPg Planning Scenario | Total number of I&C heat pumps
NPg Planning Scenario | Lct_BB78_NPgAggregate | Number of | NPgY | CREYKE BECK | Total number of I&C heat pumps | CREB_1 | 443 | 458 | 500 | 556 | 632 | 720 | 822 | 934 | 1057 | 1188 | 1384 | 1624 | 1907 | 2191 | 2502 | 2839 | 3191 | 3558 | 4072 | 4674 | 5364 | 6012 | 6677 | 7356 | 8039 | 8730 | 9427 | 10131 | 10821 | 11487 | 12002 | 12293 | NPgY | GSP | NPg Planning Scenario | Total number of I&C heat pumps
NPg Planning Scenario | Lct_BB78_NPgAggregate | Number of | NPgY | DRAX | Total number of I&C heat pumps | DRAX_YEDL | 47 | 49 | 53 | 60 | 68 | 78 | 89 | 102 | 115 | 130 | 152 | 179 | 211 | 244 | 279 | 318 | 358 | 401 | 461 | 531 | 611 | 688 | 766 | 847 | 929 | 1013 | 1098 | 1185 | 1271 | 1354 | 1421 | 1461 | NPgY | GSP | NPg Planning Scenario | Total number of I&C heat pumps
NPg Planning Scenario | Lct_BB78_NPgAggregate | Number of | NPgY | ELLAND | Total number of I&C heat pumps | ELLA_1 | 334 | 344 | 374 | 414 | 469 | 532 | 605 | 684 | 771 | 863 | 1002 | 1170 | 1369 | 1566 | 1781 | 2012 | 2251 | 2499 | 2848 | 3254 | 3718 | 4148 | 4585 | 5028 | 5469 | 5911 | 6352 | 6793 | 7220 | 7627 | 7928 | 8080 | NPgY | GSP | NPg Planning Scenario | Total number of I&C heat pumps
NPg Planning Scenario | Lct_BB78_NPgAggregate | Number of | NPgY | FERRYBRIDGE A | Total number of I&C heat pumps | FERRA2 | 71 | 73 | 80 | 89 | 102 | 116 | 133 | 151 | 171 | 192 | 224 | 264 | 310 | 357 | 408 | 464 | 522 | 583 | 669 | 769 | 884 | 993 | 1104 | 1219 | 1335 | 1453 | 1572 | 1693 | 1812 | 1928 | 2018 | 2072 | NPgY | GSP | NPg Planning Scenario | Total number of I&C heat pumps
NPg Planning Scenario | Lct_BB78_NPgAggregate | Number of | NPgY | FERRYBRIDGE B | Total number of I&C heat pumps | FERRB9 | 213 | 221 | 241 | 268 | 304 | 347 | 396 | 449 | 509 | 572 | 666 | 782 | 918 | 1055 | 1204 | 1366 | 1536 | 1712 | 1960 | 2250 | 2583 | 2895 | 3215 | 3543 | 3872 | 4206 | 4544 | 4884 | 5218 | 5541 | 5791 | 5934 | NPgY | GSP | NPg Planning Scenario | Total number of I&C heat pumps
NPg Planning Scenario | Lct_BB78_NPgAggregate | Number of | NPgY | GRIMSBY WEST | Total number of I&C heat pumps | GRIW_1 | 127 | 131 | 142 | 158 | 178 | 203 | 230 | 261 | 294 | 329 | 383 | 447 | 523 | 599 | 682 | 771 | 863 | 959 | 1093 | 1250 | 1429 | 1595 | 1765 | 1936 | 2108 | 2279 | 2451 | 2624 | 2790 | 2950 | 3069 | 3130 | NPgY | GSP | NPg Planning Scenario | Total number of I&C heat pumps
NPg Planning Scenario | Lct_BB78_NPgAggregate | Number of | NPgY | JORDANTHORPE | Total number of I&C heat pumps | JORD_3 | 41 | 42 | 46 | 51 | 58 | 66 | 75 | 85 | 96 | 108 | 126 | 147 | 173 | 198 | 226 | 256 | 287 | 320 | 365 | 419 | 480 | 537 | 596 | 655 | 715 | 775 | 836 | 897 | 957 | 1014 | 1058 | 1082 | NPgY | GSP | NPg Planning Scenario | Total number of I&C heat pumps
NPg Planning Scenario | Lct_BB78_NPgAggregate | Number of | NPgY | KEADBY | Total number of I&C heat pumps | KEAD_YEDL | 251 | 260 | 284 | 317 | 361 | 412 | 472 | 537 | 609 | 686 | 801 | 942 | 1108 | 1276 | 1460 | 1660 | 1870 | 2090 | 2397 | 2757 | 3172 | 3563 | 3966 | 4379 | 4797 | 5221 | 5652 | 6088 | 6518 | 6936 | 7264 | 7458 | NPgY | GSP | NPg Planning Scenario | Total number of I&C heat pumps
NPg Planning Scenario | Lct_BB78_NPgAggregate | Number of | NPgY | KIRKSTALL B | Total number of I&C heat pumps | KIRKB1 | 196 | 202 | 219 | 243 | 275 | 311 | 354 | 400 | 451 | 505 | 586 | 684 | 800 | 915 | 1040 | 1174 | 1313 | 1457 | 1660 | 1896 | 2166 | 2415 | 2669 | 2926 | 3181 | 3436 | 3691 | 3946 | 4192 | 4426 | 4599 | 4684 | NPgY | GSP | NPg Planning Scenario | Total number of I&C heat pumps
NPg Planning Scenario | Lct_BB78_NPgAggregate | Number of | NPgY | NEEPSEND | Total number of I&C heat pumps | NEEP_3 | 80 | 83 | 90 | 99 | 113 | 128 | 145 | 164 | 185 | 207 | 240 | 280 | 328 | 375 | 426 | 481 | 538 | 597 | 680 | 777 | 887 | 989 | 1093 | 1198 | 1303 | 1408 | 1512 | 1616 | 1717 | 1813 | 1884 | 1919 | NPgY | GSP | NPg Planning Scenario | Total number of I&C heat pumps
NPg Planning Scenario | Lct_BB78_NPgAggregate | Number of | NPgY | NORTON LEES | Total number of I&C heat pumps | NORL_3 | 63 | 65 | 71 | 78 | 89 | 101 | 114 | 129 | 146 | 163 | 189 | 221 | 258 | 295 | 336 | 379 | 424 | 471 | 536 | 612 | 699 | 780 | 862 | 944 | 1027 | 1109 | 1192 | 1274 | 1353 | 1429 | 1485 | 1512 | NPgY | GSP | NPg Planning Scenario | Total number of I&C heat pumps
NPg Planning Scenario | Lct_BB78_NPgAggregate | Number of | NPgY | PITSMOOR 3/4 | Total number of I&C heat pumps | PITS_BB_B | 40 | 41 | 44 | 49 | 56 | 63 | 72 | 81 | 91 | 102 | 119 | 139 | 162 | 185 | 211 | 238 | 266 | 296 | 337 | 385 | 439 | 490 | 541 | 594 | 645 | 697 | 749 | 801 | 851 | 898 | 933 | 951 | NPgY | GSP | NPg Planning Scenario | Total number of I&C heat pumps
NPg Planning Scenario | Lct_BB78_NPgAggregate | Number of | NPgY | SALTEND NORTH | Total number of I&C heat pumps | SALT_1 | 48 | 50 | 54 | 61 | 69 | 78 | 90 | 102 | 115 | 130 | 151 | 177 | 208 | 239 | 273 | 310 | 348 | 389 | 445 | 511 | 586 | 657 | 730 | 804 | 879 | 955 | 1032 | 1109 | 1185 | 1258 | 1314 | 1347 | NPgY | GSP | NPg Planning Scenario | Total number of I&C heat pumps
NPg Planning Scenario | Lct_BB78_NPgAggregate | Number of | NPgY | SHEFFIELD CITY | Total number of I&C heat pumps | SHEC_3 | 79 | 82 | 89 | 98 | 111 | 126 | 143 | 162 | 182 | 204 | 237 | 277 | 323 | 370 | 420 | 475 | 531 | 589 | 672 | 767 | 876 | 977 | 1079 | 1183 | 1286 | 1390 | 1493 | 1596 | 1695 | 1790 | 1860 | 1895 | NPgY | GSP | NPg Planning Scenario | Total number of I&C heat pumps
NPg Planning Scenario | Lct_BB78_NPgAggregate | Number of | NPgY | SKELTON GRANGE | Total number of I&C heat pumps | SKLGB1 | 478 | 493 | 536 | 594 | 673 | 763 | 868 | 982 | 1107 | 1239 | 1439 | 1681 | 1967 | 2251 | 2560 | 2893 | 3237 | 3595 | 4098 | 4683 | 5353 | 5973 | 6605 | 7245 | 7882 | 8521 | 9161 | 9800 | 10419 | 11009 | 11448 | 11670 | NPgY | GSP | NPg Planning Scenario | Total number of I&C heat pumps
NPg Planning Scenario | Lct_BB78_NPgAggregate | Number of | NPgY | TEMPLEBOROUGH 275/33KV | Total number of I&C heat pumps | TEMP_3 | 2 | 3 | 3 | 3 | 4 | 4 | 5 | 5 | 6 | 7 | 8 | 9 | 11 | 13 | 15 | 17 | 19 | 21 | 24 | 28 | 32 | 36 | 40 | 44 | 48 | 52 | 57 | 61 | 65 | 70 | 73 | 75 | NPgY | GSP | NPg Planning Scenario | Total number of I&C heat pumps
NPg Planning Scenario | Lct_BB78_NPgAggregate | Number of | NPgY | THURCROFT | Total number of I&C heat pumps | THUR_6 | 122 | 127 | 139 | 154 | 176 | 201 | 229 | 261 | 296 | 333 | 388 | 456 | 536 | 617 | 706 | 802 | 903 | 1009 | 1157 | 1330 | 1529 | 1717 | 1910 | 2108 | 2308 | 2512 | 2718 | 2926 | 3132 | 3331 | 3488 | 3580 | NPgY | GSP | NPg Planning Scenario | Total number of I&C heat pumps
NPg Planning Scenario | Lct_BB78_NPgAggregate | Number of | NPgY | WEST MELTON / THORPE MARSH | Total number of I&C heat pumps | WMEL_THOM | 312 | 323 | 353 | 393 | 447 | 510 | 582 | 662 | 751 | 844 | 985 | 1157 | 1360 | 1565 | 1789 | 2033 | 2287 | 2554 | 2927 | 3364 | 3867 | 4341 | 4828 | 5327 | 5830 | 6341 | 6858 | 7382 | 7898 | 8398 | 8789 | 9017 | NPgY | GSP | NPg Planning Scenario | Total number of I&C heat pumps
NPg Planning Scenario | Lct_BB78_NPgAggregate | Number of | NPgY | WEST MELTON SECTION 3 | Total number of I&C heat pumps | WMEL_BB3 | 278 | 288 | 314 | 350 | 398 | 454 | 519 | 590 | 669 | 753 | 879 | 1032 | 1214 | 1397 | 1598 | 1816 | 2044 | 2283 | 2617 | 3009 | 3460 | 3884 | 4321 | 4770 | 5222 | 5682 | 6148 | 6620 | 7085 | 7537 | 7891 | 8100 | NPgY | GSP | NPg Planning Scenario | Total number of I&C heat pumps
NPg Planning Scenario | Lct_BB78_NPgAggregate | Number of | NPgY | WINCOBANK | Total number of I&C heat pumps | WIBA_3 | 15 | 15 | 16 | 18 | 21 | 24 | 27 | 30 | 34 | 39 | 45 | 52 | 61 | 70 | 80 | 91 | 102 | 113 | 129 | 148 | 169 | 189 | 210 | 230 | 251 | 272 | 293 | 314 | 334 | 354 | 369 | 377 | NPgY | GSP | NPg Planning Scenario | Total number of I&C heat pumps
NG FES - Consumer Transformation | Dem_BB008 | GWh | NPgN | BLYTH 66kV | Total Baseline Demand Consumption (GWh) | BLYTB1 | 684.4293 | 681.9061 | 663.9624 | 635.4682 | 619.9733 | 612.5749 | 606.5858 | 601.478 | 597.3354 | 593.582 | 589.8605 | 586.075 | 585.5616 | 585.0748 | 584.5019 | 583.9369 | 583.5221 | 583.478 | 583.6929 | 583.8861 | 584.0451 | 584.3616 | 585.1337 | 585.9871 | 587.0108 | 588.5389 | 590.1826 | 591.8787 | 593.6374 | 595.4616 | 597.3461 | 599.2831 | NPgN | GSP | NG FES - Consumer Transformation | Total Baseline Demand Consumption (GWh)
NG FES - Consumer Transformation | Dem_BB008 | GWh | NPgN | BLYTH 132kV | Total Baseline Demand Consumption (GWh) | BLYTH132 | 325.3691 | 324.0721 | 318.2942 | 309.4622 | 304.3718 | 301.6035 | 299.2223 | 297.0795 | 295.1929 | 293.4001 | 291.5953 | 289.7502 | 290.0025 | 290.2668 | 290.5141 | 290.7678 | 291.0646 | 291.4953 | 291.9751 | 292.4569 | 292.9352 | 293.4638 | 294.13 | 294.8282 | 295.5838 | 296.5035 | 297.4544 | 298.4272 | 299.4238 | 300.4482 | 301.4978 | 302.5708 | NPgN | GSP | NG FES - Consumer Transformation | Total Baseline Demand Consumption (GWh)
NG FES - Consumer Transformation | Dem_BB008 | GWh | NPgN | FOURSTONES | Total Baseline Demand Consumption (GWh) | FOUR_1 | 110.6263 | 110.2024 | 108.3983 | 105.6747 | 104.0727 | 103.165 | 102.3698 | 101.6427 | 100.9884 | 100.3583 | 99.7206 | 99.0663 | 99.2405 | 99.4185 | 99.5923 | 99.7683 | 99.9571 | 100.1871 | 100.4362 | 100.6871 | 100.9378 | 101.2045 | 101.5133 | 101.8329 | 102.1702 | 102.5594 | 102.9586 | 103.3657 | 103.7813 | 104.2072 | 104.6419 | 105.085 | NPgN | GSP | NG FES - Consumer Transformation | Total Baseline Demand Consumption (GWh)
NG FES - Consumer Transformation | Dem_BB008 | GWh | NPgN | HARTMOOR | Total Baseline Demand Consumption (GWh) | HARM_6 | 476.2266 | 473.379 | 462.4014 | 445.9602 | 436.2738 | 430.8038 | 426.0863 | 421.8421 | 418.1236 | 414.6291 | 411.1761 | 407.715 | 406.3671 | 405.0277 | 403.6379 | 402.2462 | 400.9318 | 399.8278 | 398.8104 | 397.7729 | 396.711 | 395.7246 | 394.967 | 394.245 | 393.6057 | 393.2049 | 392.8619 | 392.5355 | 392.2297 | 391.9478 | 391.6874 | 391.4443 | NPgN | GSP | NG FES - Consumer Transformation | Total Baseline Demand Consumption (GWh)
NG FES - Consumer Transformation | Dem_BB008 | GWh | NPgN | HAWTHORN PIT GRID | Total Baseline Demand Consumption (GWh) | HAWP_6 | 477.7572 | 474.449 | 461.2328 | 441.3173 | 429.6792 | 423.2088 | 417.6609 | 412.6934 | 408.3708 | 404.323 | 400.3264 | 396.3198 | 394.7278 | 393.146 | 391.5015 | 389.8541 | 388.3006 | 386.9935 | 385.813 | 384.6073 | 383.3706 | 382.226 | 381.3615 | 380.5395 | 379.817 | 379.3877 | 379.0298 | 378.6926 | 378.3815 | 378.0995 | 377.8436 | 377.6084 | NPgN | GSP | NG FES - Consumer Transformation | Total Baseline Demand Consumption (GWh)
NG FES - Consumer Transformation | Dem_BB008 | GWh | NPgN | KNARESBOROUGH | Total Baseline Demand Consumption (GWh) | KNARE_111 | 831.7556 | 829.5638 | 816.536 | 795.9276 | 784.5897 | 778.9328 | 774.1739 | 769.9502 | 766.344 | 762.9492 | 759.4821 | 755.8936 | 757.5448 | 759.2769 | 761.008 | 762.7859 | 764.6777 | 766.8941 | 769.3711 | 771.9066 | 774.4555 | 777.1507 | 780.2138 | 783.3791 | 786.7103 | 790.3104 | 794.1118 | 797.9852 | 801.9383 | 805.9736 | 810.0875 | 814.2748 | NPgN | GSP | NG FES - Consumer Transformation | Total Baseline Demand Consumption (GWh)
NG FES - Consumer Transformation | Dem_BB008 | GWh | NPgN | LACKENBY | Total Baseline Demand Consumption (GWh) | LACK_6 | 968.9255 | 965.5599 | 949.2873 | 923.6333 | 909.5158 | 902.5776 | 896.8658 | 891.9186 | 887.8217 | 884.0603 | 880.3121 | 876.4882 | 876.1226 | 875.7836 | 875.3752 | 874.9771 | 874.7253 | 874.8457 | 875.1245 | 875.3896 | 875.6272 | 876.0104 | 876.8017 | 877.6724 | 878.6992 | 880.1495 | 881.7174 | 883.3309 | 884.9965 | 886.7208 | 888.4998 | 890.3265 | NPgN | GSP | NG FES - Consumer Transformation | Total Baseline Demand Consumption (GWh)
NG FES - Consumer Transformation | Dem_BB008 | GWh | NPgN | NORTON | Total Baseline Demand Consumption (GWh) | NORT_1 | 2334.2404 | 2323.6516 | 2279.4812 | 2212.2125 | 2173.3148 | 2152.045 | 2133.7873 | 2117.3375 | 2102.9277 | 2089.3131 | 2075.6731 | 2061.8605 | 2060.7987 | 2059.8262 | 2058.7145 | 2057.6442 | 2056.943 | 2057.1592 | 2057.888 | 2058.6212 | 2059.314 | 2060.3857 | 2062.4789 | 2064.7846 | 2067.4896 | 2071.1533 | 2075.194 | 2079.3636 | 2083.6809 | 2088.1591 | 2092.7868 | 2097.5475 | NPgN | GSP | NG FES - Consumer Transformation | Total Baseline Demand Consumption (GWh)
NG FES - Consumer Transformation | Dem_BB008 | GWh | NPgN | OFFERTON | Total Baseline Demand Consumption (GWh) | OFFE_3 | 261.6881 | 259.843 | 252.6494 | 241.7914 | 235.4615 | 231.9576 | 228.9572 | 226.2731 | 223.9406 | 221.7572 | 219.6005 | 217.437 | 216.6062 | 215.7816 | 214.9232 | 214.0635 | 213.2557 | 212.5838 | 211.9794 | 211.3618 | 210.7278 | 210.1446 | 209.7151 | 209.3093 | 208.9586 | 208.7672 | 208.616 | 208.4763 | 208.3512 | 208.2424 | 208.1482 | 208.0657 | NPgN | GSP | NG FES - Consumer Transformation | Total Baseline Demand Consumption (GWh)
NG FES - Consumer Transformation | Dem_BB008 | GWh | NPgN | OSBALDWICK | Total Baseline Demand Consumption (GWh) | OSBA_1 | 1364.7544 | 1356.9736 | 1326.7993 | 1281.926 | 1255.186 | 1239.7177 | 1226.2166 | 1213.9398 | 1203.007 | 1192.615 | 1182.247 | 1171.7918 | 1169.8427 | 1167.9599 | 1165.9542 | 1163.9458 | 1162.1717 | 1160.9519 | 1160.0713 | 1159.1645 | 1158.2187 | 1157.4987 | 1157.4213 | 1157.4674 | 1157.7593 | 1158.8133 | 1160.0034 | 1161.2771 | 1162.6474 | 1164.1204 | 1165.6889 | 1167.3422 | NPgN | GSP | NG FES - Consumer Transformation | Total Baseline Demand Consumption (GWh)
NG FES - Consumer Transformation | Dem_BB008 | GWh | NPgN | POPPLETON | Total Baseline Demand Consumption (GWh) | POPP_3 | 231.1665 | 229.6819 | 224.0375 | 215.829 | 210.79 | 207.7279 | 205.0171 | 202.5271 | 200.2825 | 198.142 | 196.0194 | 193.8918 | 193.1562 | 192.4264 | 191.6744 | 190.923 | 190.2083 | 189.5837 | 189.0194 | 188.4476 | 187.8653 | 187.3193 | 186.8818 | 186.4616 | 186.0803 | 185.811 | 185.5718 | 185.3421 | 185.1242 | 184.9189 | 184.7249 | 184.5401 | NPgN | GSP | NG FES - Consumer Transformation | Total Baseline Demand Consumption (GWh)
NG FES - Consumer Transformation | Dem_BB008 | GWh | NPgN | SALTHOLME | Total Baseline Demand Consumption (GWh) | SALH_1 | 466.9183 | 464.9524 | 462.5691 | 460.0458 | 457.6786 | 455.4024 | 453.1302 | 450.8563 | 448.5815 | 446.2988 | 444.0038 | 441.6952 | 441.3884 | 441.0875 | 440.792 | 440.5022 | 440.2214 | 439.9516 | 439.693 | 439.4422 | 439.1988 | 438.9644 | 438.743 | 438.5295 | 438.3249 | 438.1225 | 437.9356 | 437.7557 | 437.5831 | 437.4178 | 437.2598 | 437.1091 | NPgN | GSP | NG FES - Consumer Transformation | Total Baseline Demand Consumption (GWh)
NG FES - Consumer Transformation | Dem_BB008 | GWh | NPgN | SOUTH SHIELDS | Total Baseline Demand Consumption (GWh) | SSHI_3 | 227.3511 | 225.7961 | 219.4427 | 209.7835 | 204.2143 | 201.1986 | 198.6397 | 196.3686 | 194.4169 | 192.6021 | 190.8136 | 189.0214 | 188.2502 | 187.4838 | 186.6862 | 185.887 | 185.1339 | 184.5017 | 183.9311 | 183.3476 | 182.7486 | 182.1945 | 181.778 | 181.3819 | 181.0345 | 180.8317 | 180.6631 | 180.5042 | 180.3576 | 180.2249 | 180.1045 | 179.9938 | NPgN | GSP | NG FES - Consumer Transformation | Total Baseline Demand Consumption (GWh)
NG FES - Consumer Transformation | Dem_BB008 | GWh | NPgN | SPADEADAM | Total Baseline Demand Consumption (GWh) | KIELD01 and SPAD20 | 32.7772 | 32.6632 | 31.9671 | 30.8721 | 30.2668 | 29.9656 | 29.716 | 29.4981 | 29.3147 | 29.1443 | 28.9734 | 28.7981 | 28.8253 | 28.8535 | 28.879 | 28.9048 | 28.9361 | 28.9845 | 29.0394 | 29.094 | 29.1477 | 29.2076 | 29.2849 | 29.366 | 29.4538 | 29.5619 | 29.6741 | 29.7886 | 29.9057 | 30.026 | 30.1489 | 30.2744 | NPgN | GSP | NG FES - Consumer Transformation | Total Baseline Demand Consumption (GWh)
NG FES - Consumer Transformation | Dem_BB008 | GWh | NPgN | SPENNYMOOR | Total Baseline Demand Consumption (GWh) | SPEN_1 | 1110.1668 | 1102.3764 | 1072.6472 | 1028.2216 | 1001.9653 | 987.0508 | 974.1623 | 962.5455 | 952.3432 | 942.7433 | 933.2542 | 923.7442 | 920.1134 | 916.5043 | 912.7605 | 909.0101 | 905.4669 | 902.5087 | 899.7532 | 896.9439 | 894.0682 | 891.3959 | 889.3382 | 887.377 | 885.6391 | 884.5425 | 883.5987 | 882.6986 | 881.8518 | 881.0691 | 880.3437 | 879.6646 | NPgN | GSP | NG FES - Consumer Transformation | Total Baseline Demand Consumption (GWh)
NG FES - Consumer Transformation | Dem_BB008 | GWh | NPgN | STELLA NORTH | Total Baseline Demand Consumption (GWh) | STEN_1 | 1031.3967 | 1026.1433 | 1002.3929 | 966.7351 | 945.7695 | 933.9685 | 923.8084 | 914.6684 | 906.6593 | 899.0829 | 891.5545 | 883.9674 | 882.1896 | 880.4188 | 878.5131 | 876.6053 | 874.8893 | 873.4183 | 872.522 | 871.5615 | 870.5624 | 869.7572 | 869.4766 | 869.2842 | 869.2658 | 869.6888 | 870.3457 | 871.0676 | 871.8749 | 872.7563 | 873.7026 | 874.7049 | NPgN | GSP | NG FES - Consumer Transformation | Total Baseline Demand Consumption (GWh)
NG FES - Consumer Transformation | Dem_BB008 | GWh | NPgN | STELLA SOUTH | Total Baseline Demand Consumption (GWh) | STES_1 | 1261.2679 | 1252.2302 | 1229.9372 | 1199.0265 | 1178.7369 | 1165.0627 | 1152.5393 | 1140.7355 | 1129.7196 | 1119.0237 | 1108.3547 | 1097.6342 | 1095.1365 | 1092.6685 | 1090.1412 | 1087.6269 | 1085.2413 | 1083.2034 | 1081.3165 | 1079.4196 | 1077.502 | 1075.7191 | 1074.315 | 1072.9861 | 1071.8077 | 1071.0475 | 1070.3828 | 1069.7651 | 1069.2007 | 1068.6952 | 1068.2449 | 1067.8433 | NPgN | GSP | NG FES - Consumer Transformation | Total Baseline Demand Consumption (GWh)
NG FES - Consumer Transformation | Dem_BB008 | GWh | NPgN | TYNEMOUTH | Total Baseline Demand Consumption (GWh) | TYNE_1 | 820.0989 | 817.5848 | 799.7675 | 772.0445 | 756.5235 | 748.5921 | 741.9793 | 736.1886 | 731.3 | 726.7599 | 722.2387 | 717.6465 | 717.3759 | 717.1331 | 716.8036 | 716.4927 | 716.3387 | 716.4962 | 716.9886 | 717.4655 | 717.9235 | 718.5458 | 719.6084 | 720.7562 | 722.0679 | 723.8571 | 725.7801 | 727.7677 | 729.8322 | 731.972 | 734.1817 | 736.4541 | NPgN | GSP | NG FES - Consumer Transformation | Total Baseline Demand Consumption (GWh)
NG FES - Consumer Transformation | Dem_BB008 | GWh | NPgN | WEST BOLDON | Total Baseline Demand Consumption (GWh) | WBOL_6 | 1164.877 | 1158.7508 | 1132.6207 | 1092.9552 | 1070.0113 | 1057.5019 | 1046.8528 | 1037.3712 | 1029.1856 | 1021.5425 | 1013.9916 | 1006.41 | 1003.6066 | 1000.8248 | 997.9128 | 994.9974 | 992.2769 | 989.9811 | 988.0787 | 986.1254 | 984.1133 | 982.2927 | 981.0429 | 979.8797 | 978.913 | 978.5302 | 978.3141 | 978.1482 | 978.0477 | 978.0124 | 978.0344 | 978.1036 | NPgN | GSP | NG FES - Consumer Transformation | Total Baseline Demand Consumption (GWh)
NG FES - Consumer Transformation | Dem_BB008 | GWh | NPgY | BRADFORD WEST | Total Baseline Demand Consumption (GWh) | BRAW_1 | 1944.7723 | 1932.6619 | 1881.8164 | 1806.0154 | 1761.0873 | 1735.4229 | 1713.1875 | 1693.1169 | 1675.4419 | 1658.7881 | 1642.3165 | 1625.8041 | 1619.5255 | 1613.2959 | 1606.8365 | 1600.3733 | 1594.2639 | 1588.9459 | 1584.3457 | 1579.6633 | 1574.8698 | 1570.4214 | 1567.018 | 1563.7693 | 1560.8785 | 1559.0941 | 1557.5903 | 1556.1759 | 1554.8785 | 1553.6981 | 1552.6205 | 1551.6266 | NPgY | GSP | NG FES - Consumer Transformation | Total Baseline Demand Consumption (GWh)
NG FES - Consumer Transformation | Dem_BB008 | GWh | NPgY | CAMBLESFORTH | Total Baseline Demand Consumption (GWh) | CAMB_01 | 204.4918 | 203.9016 | 200.7329 | 195.8464 | 193.0678 | 191.5931 | 190.3355 | 189.2074 | 188.2231 | 187.2896 | 186.3522 | 185.3915 | 185.5378 | 185.6912 | 185.8354 | 185.9847 | 186.1624 | 186.4125 | 186.6971 | 186.9848 | 187.274 | 187.5938 | 187.9931 | 188.4123 | 188.8655 | 189.3922 | 189.9511 | 190.5232 | 191.1098 | 191.7123 | 192.3298 | 192.9611 | NPgY | GSP | NG FES - Consumer Transformation | Total Baseline Demand Consumption (GWh)
NG FES - Consumer Transformation | Dem_BB008 | GWh | NPgY | CREYKE BECK | Total Baseline Demand Consumption (GWh) | CREB_1 | 2185.7424 | 2172.8062 | 2125.7133 | 2055.2381 | 2013.6002 | 1989.8696 | 1969.2262 | 1950.471 | 1933.8033 | 1917.9461 | 1902.1415 | 1886.1401 | 1883.9604 | 1881.8579 | 1879.5914 | 1877.3619 | 1875.4986 | 1874.4668 | 1874.0609 | 1873.6429 | 1873.1959 | 1873.126 | 1874.095 | 1875.2802 | 1876.8721 | 1879.4515 | 1882.4166 | 1885.5211 | 1888.7884 | 1892.2252 | 1895.8183 | 1899.5511 | NPgY | GSP | NG FES - Consumer Transformation | Total Baseline Demand Consumption (GWh)
NG FES - Consumer Transformation | Dem_BB008 | GWh | NPgY | DRAX | Total Baseline Demand Consumption (GWh) | DRAX_YEDL | 258.4091 | 257.8283 | 253.5357 | 246.9371 | 243.1526 | 241.1068 | 239.3399 | 237.7334 | 236.3133 | 234.9574 | 233.5902 | 232.1871 | 232.623 | 233.0767 | 233.5156 | 233.9613 | 234.4473 | 235.0402 | 235.6826 | 236.3369 | 236.9948 | 237.6971 | 238.5084 | 239.3501 | 240.2396 | 241.2985 | 242.3661 | 243.46 | 244.5817 | 245.7337 | 246.9146 | 248.123 | NPgY | GSP | NG FES - Consumer Transformation | Total Baseline Demand Consumption (GWh)
NG FES - Consumer Transformation | Dem_BB008 | GWh | NPgY | ELLAND | Total Baseline Demand Consumption (GWh) | ELLA_1 | 1720.7605 | 1709.172 | 1666.8792 | 1605.3782 | 1567.6323 | 1544.7122 | 1524.4384 | 1505.829 | 1489.0674 | 1473.0928 | 1457.2635 | 1441.4044 | 1435.6789 | 1429.9935 | 1424.1356 | 1418.2787 | 1412.6991 | 1407.74 | 1403.3206 | 1398.8403 | 1394.2781 | 1389.9853 | 1386.5002 | 1383.138 | 1380.0558 | 1377.8394 | 1375.835 | 1373.9031 | 1372.0642 | 1370.3191 | 1368.657 | 1367.0634 | NPgY | GSP | NG FES - Consumer Transformation | Total Baseline Demand Consumption (GWh)
NG FES - Consumer Transformation | Dem_BB008 | GWh | NPgY | FERRYBRIDGE A | Total Baseline Demand Consumption (GWh) | FERRA2 | 496.2266 | 494.4527 | 483.9602 | 467.7194 | 458.5516 | 453.7879 | 449.7859 | 446.2554 | 443.2509 | 440.4563 | 437.6789 | 434.8646 | 434.6884 | 434.5394 | 434.3566 | 434.1872 | 434.1129 | 434.2753 | 434.5568 | 434.8417 | 435.1182 | 435.4901 | 436.1185 | 436.8011 | 437.5848 | 438.7084 | 439.8722 | 441.0769 | 442.3272 | 443.6269 | 444.9733 | 446.3625 | NPgY | GSP | NG FES - Consumer Transformation | Total Baseline Demand Consumption (GWh)
NG FES - Consumer Transformation | Dem_BB008 | GWh | NPgY | FERRYBRIDGE B | Total Baseline Demand Consumption (GWh) | FERRB9 | 1491.3125 | 1483.2121 | 1455.1658 | 1414.3492 | 1389.2269 | 1373.8598 | 1360.1585 | 1347.4781 | 1335.9432 | 1324.8541 | 1313.7825 | 1302.6079 | 1301.3975 | 1300.2653 | 1299.0651 | 1297.9061 | 1296.9651 | 1296.4695 | 1296.4308 | 1296.421 | 1296.4044 | 1296.6111 | 1297.4003 | 1298.3188 | 1299.4643 | 1301.3863 | 1303.4201 | 1305.5653 | 1307.8374 | 1310.2366 | 1312.7556 | 1315.3854 | NPgY | GSP | NG FES - Consumer Transformation | Total Baseline Demand Consumption (GWh)
NG FES - Consumer Transformation | Dem_BB008 | GWh | NPgY | GRIMSBY WEST | Total Baseline Demand Consumption (GWh) | GRIW_1 | 966.1193 | 958.4196 | 938.7778 | 910.9346 | 893.2162 | 881.811 | 871.5221 | 861.9331 | 853.1212 | 844.6353 | 836.2014 | 827.7451 | 825.1447 | 822.5635 | 819.9143 | 817.2702 | 814.7472 | 812.534 | 810.4859 | 808.4172 | 806.319 | 804.3411 | 802.7135 | 801.1465 | 799.7089 | 798.6379 | 797.6627 | 796.7211 | 795.8199 | 794.9631 | 794.1466 | 793.3642 | NPgY | GSP | NG FES - Consumer Transformation | Total Baseline Demand Consumption (GWh)
NG FES - Consumer Transformation | Dem_BB008 | GWh | NPgY | JORDANTHORPE | Total Baseline Demand Consumption (GWh) | JORD_3 | 265.4478 | 264.8131 | 258.8585 | 249.4403 | 244.3023 | 241.8343 | 239.8398 | 238.1424 | 236.7747 | 235.5458 | 234.3395 | 233.1243 | 232.5976 | 232.0797 | 231.5289 | 230.9784 | 230.4783 | 230.0425 | 229.7915 | 229.5305 | 229.2539 | 229.0249 | 228.9411 | 228.8769 | 228.8573 | 228.9929 | 229.1735 | 229.3696 | 229.5877 | 229.8237 | 230.0749 | 230.3388 | NPgY | GSP | NG FES - Consumer Transformation | Total Baseline Demand Consumption (GWh)
NG FES - Consumer Transformation | Dem_BB008 | GWh | NPgY | KEADBY | Total Baseline Demand Consumption (GWh) | KEAD_YEDL | 2140.1894 | 2134.2796 | 2110.6604 | 2075.4351 | 2054.3473 | 2042.0032 | 2031.0709 | 2020.9831 | 2011.8346 | 2003.0145 | 1994.122 | 1985.0494 | 1986.3472 | 1987.7069 | 1989.0236 | 1990.3939 | 1991.9625 | 1994.0715 | 1996.4141 | 1998.7977 | 2001.1942 | 2003.8122 | 2006.9813 | 2010.303 | 2013.8656 | 2018.0193 | 2022.3582 | 2026.8062 | 2031.3716 | 2036.0661 | 2040.8828 | 2045.8143 | NPgY | GSP | NG FES - Consumer Transformation | Total Baseline Demand Consumption (GWh)
NG FES - Consumer Transformation | Dem_BB008 | GWh | NPgY | KIRKSTALL B | Total Baseline Demand Consumption (GWh) | KIRKB1 | 1216.2536 | 1207.6666 | 1180.8514 | 1142.4256 | 1118.3543 | 1103.2435 | 1089.734 | 1077.2316 | 1065.8481 | 1054.9421 | 1044.1261 | 1033.2941 | 1029.3068 | 1025.3463 | 1021.2777 | 1017.2105 | 1013.3112 | 1009.6667 | 1006.5662 | 1003.4299 | 1000.2416 | 997.2138 | 994.6728 | 992.1981 | 989.8777 | 988.074 | 986.4167 | 984.8083 | 983.2676 | 981.7845 | 980.3507 | 978.9571 | NPgY | GSP | NG FES - Consumer Transformation | Total Baseline Demand Consumption (GWh)
NG FES - Consumer Transformation | Dem_BB008 | GWh | NPgY | NEEPSEND | Total Baseline Demand Consumption (GWh) | NEEP_3 | 394.9137 | 392.5647 | 382.2137 | 366.7964 | 357.6452 | 352.4049 | 347.8637 | 343.7622 | 340.1491 | 336.7444 | 333.3792 | 330.0071 | 328.6372 | 327.277 | 325.8685 | 324.4589 | 323.121 | 321.9054 | 320.9029 | 319.8831 | 318.8393 | 317.8641 | 317.0999 | 316.364 | 315.6953 | 315.25 | 314.8658 | 314.5006 | 314.1622 | 313.8473 | 313.5523 | 313.2733 | NPgY | GSP | NG FES - Consumer Transformation | Total Baseline Demand Consumption (GWh)
NG FES - Consumer Transformation | Dem_BB008 | GWh | NPgY | NORTON LEES | Total Baseline Demand Consumption (GWh) | NORL_3 | 267.1858 | 266.2014 | 258.1514 | 245.5826 | 238.6027 | 235.111 | 232.2427 | 229.7663 | 227.7254 | 225.8702 | 224.0499 | 222.2233 | 221.3058 | 220.3964 | 219.4421 | 218.486 | 217.5928 | 216.7861 | 216.207 | 215.6118 | 214.9936 | 214.4353 | 214.0636 | 213.7146 | 213.4218 | 213.3275 | 213.2889 | 213.2673 | 213.2707 | 213.2943 | 213.3345 | 213.388 | NPgY | GSP | NG FES - Consumer Transformation | Total Baseline Demand Consumption (GWh)
NG FES - Consumer Transformation | Dem_BB008 | GWh | NPgY | PITSMOOR 3/4 | Total Baseline Demand Consumption (GWh) | PITS_BB_B | 239.1404 | 237.5509 | 232.6184 | 225.6093 | 221.1655 | 218.3235 | 215.7675 | 213.3915 | 211.2155 | 209.1249 | 207.0504 | 204.9729 | 204.2353 | 203.5023 | 202.7504 | 201.9986 | 201.2769 | 200.6127 | 200.0253 | 199.4314 | 198.8284 | 198.2545 | 197.768 | 197.2944 | 196.85 | 196.4981 | 196.1714 | 195.853 | 195.5457 | 195.2487 | 194.9607 | 194.6801 | NPgY | GSP | NG FES - Consumer Transformation | Total Baseline Demand Consumption (GWh)
NG FES - Consumer Transformation | Dem_BB008 | GWh | NPgY | SALTEND NORTH | Total Baseline Demand Consumption (GWh) | SALT_1 | 392.1883 | 389.8731 | 382.9331 | 372.8476 | 366.6352 | 362.8223 | 359.4158 | 356.2543 | 353.3629 | 350.571 | 347.7783 | 344.9486 | 344.7366 | 344.5376 | 344.3212 | 344.1137 | 343.9584 | 343.9321 | 343.968 | 344.0074 | 344.0489 | 344.1459 | 344.3878 | 344.6651 | 345.0042 | 345.472 | 346.0005 | 346.5517 | 347.1279 | 347.7314 | 348.3607 | 349.0136 | NPgY | GSP | NG FES - Consumer Transformation | Total Baseline Demand Consumption (GWh)
NG FES - Consumer Transformation | Dem_BB008 | GWh | NPgY | SHEFFIELD CITY | Total Baseline Demand Consumption (GWh) | SHEC_3 | 425.7601 | 421.9849 | 413.8093 | 403.0673 | 395.4981 | 389.9093 | 384.6742 | 379.6614 | 374.8956 | 370.235 | 365.594 | 360.9492 | 359.4578 | 357.9754 | 356.4712 | 354.9701 | 353.5087 | 352.0886 | 350.8241 | 349.5545 | 348.2758 | 347.0348 | 345.9036 | 344.7885 | 343.7076 | 342.7437 | 341.8167 | 340.904 | 340.0105 | 339.1327 | 338.2682 | 337.415 | NPgY | GSP | NG FES - Consumer Transformation | Total Baseline Demand Consumption (GWh)
NG FES - Consumer Transformation | Dem_BB008 | GWh | NPgY | SKELTON GRANGE | Total Baseline Demand Consumption (GWh) | SKLGB1 | 2952.2083 | 2930.7377 | 2863.5957 | 2767.7579 | 2707.3849 | 2669.1429 | 2634.8418 | 2603.0157 | 2573.9391 | 2546.0266 | 2518.3202 | 2490.5572 | 2481.0974 | 2471.7164 | 2462.0845 | 2452.4684 | 2443.2783 | 2434.7663 | 2427.5519 | 2420.2663 | 2412.8662 | 2405.8758 | 2400.1012 | 2394.5054 | 2389.3063 | 2385.4412 | 2381.9233 | 2378.5412 | 2375.3397 | 2372.2974 | 2369.3942 | 2366.608 | NPgY | GSP | NG FES - Consumer Transformation | Total Baseline Demand Consumption (GWh)
NG FES - Consumer Transformation | Dem_BB008 | GWh | NPgY | TEMPLEBOROUGH 275/33KV | Total Baseline Demand Consumption (GWh) | TEMP_3 | 61.5687 | 61.257 | 60.413 | 59.2236 | 58.4537 | 57.9399 | 57.466 | 57.0158 | 56.5911 | 56.1738 | 55.7528 | 55.3252 | 55.4111 | 55.5021 | 55.5949 | 55.6924 | 55.7983 | 55.9191 | 56.0581 | 56.2021 | 56.3495 | 56.506 | 56.6812 | 56.8632 | 57.0542 | 57.2653 | 57.4854 | 57.7117 | 57.9447 | 58.1842 | 58.4302 | 58.6825 | NPgY | GSP | NG FES - Consumer Transformation | Total Baseline Demand Consumption (GWh)
NG FES - Consumer Transformation | Dem_BB008 | GWh | NPgY | THURCROFT | Total Baseline Demand Consumption (GWh) | THUR_6 | 678.7984 | 675.953 | 659.2814 | 633.1377 | 618.6533 | 611.4185 | 605.4426 | 600.2498 | 595.9225 | 591.9435 | 588.0009 | 584.0047 | 583.5769 | 583.1861 | 582.7316 | 582.2963 | 582.011 | 582.1117 | 582.3999 | 582.6851 | 582.9506 | 583.3678 | 584.2027 | 585.1214 | 586.2031 | 587.7401 | 589.3919 | 591.0979 | 592.8656 | 594.701 | 596.5998 | 598.5552 | NPgY | GSP | NG FES - Consumer Transformation | Total Baseline Demand Consumption (GWh)
NG FES - Consumer Transformation | Dem_BB008 | GWh | NPgY | WEST MELTON / THORPE MARSH | Total Baseline Demand Consumption (GWh) | WMEL_THOM | 2642.3993 | 2627.0022 | 2584.8525 | 2525.0987 | 2486.8206 | 2461.795 | 2438.9313 | 2417.3779 | 2397.2558 | 2377.6294 | 2357.9474 | 2338.0191 | 2338.8295 | 2339.8068 | 2340.7773 | 2341.8868 | 2343.3669 | 2345.6354 | 2348.4302 | 2351.3604 | 2354.3568 | 2357.7296 | 2361.9715 | 2366.4619 | 2371.3415 | 2377.273 | 2383.4694 | 2389.8789 | 2396.5178 | 2403.3954 | 2410.5047 | 2417.8342 | NPgY | GSP | NG FES - Consumer Transformation | Total Baseline Demand Consumption (GWh)
NG FES - Consumer Transformation | Dem_BB008 | GWh | NPgY | WEST MELTON SECTION 3 | Total Baseline Demand Consumption (GWh) | WMEL_BB3 | 1217.9926 | 1215.6539 | 1186.9116 | 1140.7008 | 1116.0392 | 1104.8108 | 1095.9488 | 1088.5662 | 1082.8292 | 1077.7748 | 1072.8187 | 1067.7988 | 1066.4267 | 1065.1024 | 1063.6399 | 1062.1887 | 1060.9988 | 1060.4326 | 1060.2934 | 1060.118 | 1059.8812 | 1059.9 | 1060.6642 | 1061.5541 | 1062.7136 | 1064.7364 | 1066.9251 | 1069.1948 | 1071.5621 | 1074.0325 | 1076.597 | 1079.2428 | NPgY | GSP | NG FES - Consumer Transformation | Total Baseline Demand Consumption (GWh)
NG FES - Consumer Transformation | Dem_BB008 | GWh | NPgY | WINCOBANK | Total Baseline Demand Consumption (GWh) | WIBA_3 | 170.2876 | 168.7499 | 166.0065 | 162.5352 | 159.9574 | 157.933 | 156.0027 | 154.1306 | 152.3224 | 150.5388 | 148.7558 | 146.9669 | 146.6125 | 146.2642 | 145.9145 | 145.5698 | 145.2393 | 144.9412 | 144.6629 | 144.3882 | 144.1153 | 143.8573 | 143.6346 | 143.4214 | 143.2239 | 143.0635 | 142.916 | 142.776 | 142.644 | 142.5205 | 142.4052 | 142.2975 | NPgY | GSP | NG FES - Consumer Transformation | Total Baseline Demand Consumption (GWh)
NG FES - Leading the Way | Dem_BB008 | GWh | NPgN | BLYTH 66kV | Total Baseline Demand Consumption (GWh) | BLYTB1 | 684.4293 | 681.9061 | 660.3558 | 622.7907 | 596.7292 | 582.4054 | 570.1645 | 559.2169 | 548.9049 | 539.2116 | 530.6328 | 522.9092 | 522.0251 | 521.2164 | 520.4525 | 519.8591 | 519.7422 | 519.7357 | 519.7969 | 519.8933 | 519.9661 | 520.2114 | 520.898 | 521.66 | 522.4514 | 523.325 | 524.0813 | 524.6676 | 525.719 | 526.812 | 527.9303 | 529.083 | NPgN | GSP | NG FES - Leading the Way | Total Baseline Demand Consumption (GWh)
NG FES - Leading the Way | Dem_BB008 | GWh | NPgN | BLYTH 132kV | Total Baseline Demand Consumption (GWh) | BLYTH132 | 325.3691 | 324.0721 | 316.6059 | 304.4979 | 295.6908 | 290.2489 | 285.3798 | 280.859 | 276.4903 | 272.2723 | 268.346 | 264.6355 | 264.8579 | 265.1075 | 265.3782 | 265.7028 | 266.1658 | 266.6782 | 267.1971 | 267.7352 | 268.2732 | 268.866 | 269.5926 | 270.3496 | 271.1234 | 271.9404 | 272.7232 | 273.4648 | 274.3481 | 275.2529 | 276.1731 | 277.1119 | NPgN | GSP | NG FES - Leading the Way | Total Baseline Demand Consumption (GWh)
NG FES - Leading the Way | Dem_BB008 | GWh | NPgN | FOURSTONES | Total Baseline Demand Consumption (GWh) | FOUR_1 | 110.6263 | 110.2024 | 107.7816 | 103.9626 | 101.1314 | 99.3063 | 97.648 | 96.0893 | 94.5705 | 93.0914 | 91.6943 | 90.3559 | 90.5367 | 90.7262 | 90.9229 | 91.1364 | 91.3916 | 91.6683 | 91.9454 | 92.2294 | 92.5145 | 92.8174 | 93.1617 | 93.5171 | 93.8788 | 94.2557 | 94.6224 | 94.9778 | 95.3756 | 95.7816 | 96.1937 | 96.613 | NPgN | GSP | NG FES - Leading the Way | Total Baseline Demand Consumption (GWh)
NG FES - Leading the Way | Dem_BB008 | GWh | NPgN | HARTMOOR | Total Baseline Demand Consumption (GWh) | HARM_6 | 476.2266 | 473.379 | 460.2274 | 438.7911 | 423.3463 | 414.0175 | 405.8026 | 398.2873 | 391.1391 | 384.3465 | 378.1693 | 372.4733 | 371.0315 | 369.6226 | 368.2291 | 366.9164 | 365.8479 | 364.8287 | 363.8228 | 362.8259 | 361.8077 | 360.8696 | 360.15 | 359.4594 | 358.7743 | 358.11 | 357.3835 | 356.5576 | 355.9647 | 355.3822 | 354.8004 | 354.2247 | NPgN | GSP | NG FES - Leading the Way | Total Baseline Demand Consumption (GWh)
NG FES - Leading the Way | Dem_BB008 | GWh | NPgN | HAWTHORN PIT GRID | Total Baseline Demand Consumption (GWh) | HAWP_6 | 477.7572 | 474.449 | 458.6743 | 432.7422 | 414.1508 | 403.0552 | 393.3248 | 384.4518 | 376.0289 | 368.0419 | 360.8096 | 354.1674 | 352.4434 | 350.7591 | 349.0931 | 347.5256 | 346.2571 | 345.0499 | 343.8652 | 342.6903 | 341.4888 | 340.3857 | 339.5506 | 338.7511 | 337.9575 | 337.1884 | 336.3419 | 335.3729 | 334.688 | 334.0153 | 333.3434 | 332.6786 | NPgN | GSP | NG FES - Leading the Way | Total Baseline Demand Consumption (GWh)
NG FES - Leading the Way | Dem_BB008 | GWh | NPgN | KNARESBOROUGH | Total Baseline Demand Consumption (GWh) | KNARE_111 | 831.7556 | 829.5638 | 812.4257 | 783.7496 | 763.2347 | 750.9741 | 740.0569 | 729.9323 | 720.1501 | 710.7042 | 701.9219 | 693.6352 | 695.1443 | 696.7696 | 698.4883 | 700.3721 | 702.6071 | 704.9847 | 707.484 | 710.0828 | 712.7056 | 715.4889 | 718.6328 | 721.8781 | 725.1922 | 728.485 | 731.8121 | 735.0567 | 738.6706 | 742.3539 | 746.0952 | 749.9014 | NPgN | GSP | NG FES - Leading the Way | Total Baseline Demand Consumption (GWh)
NG FES - Leading the Way | Dem_BB008 | GWh | NPgN | LACKENBY | Total Baseline Demand Consumption (GWh) | LACK_6 | 968.9255 | 965.5599 | 945.757 | 911.7128 | 887.8721 | 874.4422 | 862.8338 | 852.3528 | 842.4253 | 833.0337 | 824.6137 | 816.932 | 816.2651 | 815.6698 | 815.1204 | 814.726 | 814.767 | 814.9038 | 815.0806 | 815.2965 | 815.4934 | 815.8466 | 816.5931 | 817.4108 | 818.2553 | 819.154 | 819.9685 | 820.6334 | 821.7184 | 822.8424 | 823.9889 | 825.1676 | NPgN | GSP | NG FES - Leading the Way | Total Baseline Demand Consumption (GWh)
NG FES - Leading the Way | Dem_BB008 | GWh | NPgN | NORTON | Total Baseline Demand Consumption (GWh) | NORT_1 | 2334.2404 | 2323.6516 | 2268.3746 | 2178.0277 | 2112.758 | 2073.0499 | 2037.8007 | 2005.2362 | 1973.9662 | 1943.9673 | 1916.2845 | 1890.4096 | 1889.0074 | 1887.8021 | 1886.7403 | 1886.0747 | 1886.4889 | 1887.187 | 1888.0504 | 1889.0438 | 1890.0175 | 1891.3988 | 1893.7673 | 1896.3314 | 1898.9818 | 1901.6849 | 1904.2592 | 1906.481 | 1909.7425 | 1913.1153 | 1916.5602 | 1920.0997 | NPgN | GSP | NG FES - Leading the Way | Total Baseline Demand Consumption (GWh)
NG FES - Leading the Way | Dem_BB008 | GWh | NPgN | OFFERTON | Total Baseline Demand Consumption (GWh) | OFFE_3 | 261.6881 | 259.843 | 251.2452 | 237.0907 | 226.9516 | 220.9117 | 215.6169 | 210.7895 | 206.2065 | 201.8603 | 197.9249 | 194.3103 | 193.4058 | 192.5236 | 191.652 | 190.8347 | 190.1814 | 189.5613 | 188.9537 | 188.3523 | 187.7368 | 187.1756 | 186.7615 | 186.3673 | 185.9769 | 185.5995 | 185.1811 | 184.6964 | 184.3677 | 184.0462 | 183.7256 | 183.4094 | NPgN | GSP | NG FES - Leading the Way | Total Baseline Demand Consumption (GWh)
NG FES - Leading the Way | Dem_BB008 | GWh | NPgN | OSBALDWICK | Total Baseline Demand Consumption (GWh) | OSBA_1 | 1364.7544 | 1356.9736 | 1319.4409 | 1259.5876 | 1215.7826 | 1188.3263 | 1163.7753 | 1141.022 | 1119.152 | 1098.1411 | 1078.662 | 1060.3738 | 1058.3298 | 1056.4172 | 1054.5621 | 1052.9298 | 1051.9827 | 1051.2054 | 1050.5206 | 1049.8878 | 1049.228 | 1048.8117 | 1049.0149 | 1049.3302 | 1049.6914 | 1050.2248 | 1050.5726 | 1050.6937 | 1051.4727 | 1052.3197 | 1053.2109 | 1054.16 | NPgN | GSP | NG FES - Leading the Way | Total Baseline Demand Consumption (GWh)
NG FES - Leading the Way | Dem_BB008 | GWh | NPgN | POPPLETON | Total Baseline Demand Consumption (GWh) | POPP_3 | 231.1665 | 229.6819 | 222.7868 | 212.0031 | 204.03 | 198.9248 | 194.34 | 190.0815 | 185.9934 | 182.0706 | 178.4342 | 175.0217 | 174.2865 | 173.5679 | 172.8579 | 172.187 | 171.6309 | 171.0993 | 170.5819 | 170.0699 | 169.5488 | 169.0667 | 168.6884 | 168.3248 | 167.9647 | 167.6136 | 167.2348 | 166.8104 | 166.495 | 166.1854 | 165.8774 | 165.5733 | NPgN | GSP | NG FES - Leading the Way | Total Baseline Demand Consumption (GWh)
NG FES - Leading the Way | Dem_BB008 | GWh | NPgN | SALTHOLME | Total Baseline Demand Consumption (GWh) | SALH_1 | 466.9183 | 464.9524 | 461.3897 | 457.6116 | 453.9648 | 450.45 | 446.9422 | 443.4325 | 439.912 | 436.381 | 432.8458 | 429.3033 | 429.1784 | 429.0593 | 428.9464 | 428.8407 | 428.7472 | 428.6601 | 428.5816 | 428.5108 | 428.4467 | 428.3912 | 428.3476 | 428.3113 | 428.2813 | 428.2482 | 428.2266 | 428.2087 | 428.2028 | 428.2034 | 428.2103 | 428.2238 | NPgN | GSP | NG FES - Leading the Way | Total Baseline Demand Consumption (GWh)
NG FES - Leading the Way | Dem_BB008 | GWh | NPgN | SOUTH SHIELDS | Total Baseline Demand Consumption (GWh) | SSHI_3 | 227.3511 | 225.7961 | 218.2785 | 205.7481 | 196.8466 | 191.649 | 187.1276 | 183.0317 | 179.1598 | 175.5051 | 172.2245 | 169.237 | 168.3861 | 167.5547 | 166.7321 | 165.958 | 165.3311 | 164.7333 | 164.1466 | 163.5645 | 162.969 | 162.4216 | 162.0059 | 161.6072 | 161.2111 | 160.8276 | 160.4052 | 159.9222 | 159.5789 | 159.2412 | 158.9036 | 158.5691 | NPgN | GSP | NG FES - Leading the Way | Total Baseline Demand Consumption (GWh)
NG FES - Leading the Way | Dem_BB008 | GWh | NPgN | SPADEADAM | Total Baseline Demand Consumption (GWh) | KIELD01 and SPAD20 | 32.7772 | 32.6632 | 31.7867 | 30.3043 | 29.2546 | 28.6459 | 28.1136 | 27.6279 | 27.1636 | 26.7204 | 26.3168 | 25.9429 | 25.9613 | 25.9829 | 26.0066 | 26.0369 | 26.0851 | 26.1404 | 26.1956 | 26.2527 | 26.3094 | 26.3729 | 26.4533 | 26.5374 | 26.6231 | 26.7133 | 26.7988 | 26.8784 | 26.9757 | 27.0752 | 27.1762 | 27.2791 | NPgN | GSP | NG FES - Leading the Way | Total Baseline Demand Consumption (GWh)
NG FES - Leading the Way | Dem_BB008 | GWh | NPgN | SPENNYMOOR | Total Baseline Demand Consumption (GWh) | SPEN_1 | 1110.1668 | 1102.3764 | 1066.6786 | 1008.6967 | 966.8312 | 941.4176 | 919.0024 | 898.4676 | 878.9211 | 860.3313 | 843.3962 | 827.7563 | 823.8906 | 820.1129 | 816.3771 | 812.8571 | 809.9937 | 807.2687 | 804.5647 | 801.8855 | 799.1483 | 796.6257 | 794.6895 | 792.8317 | 790.9884 | 789.2017 | 787.2472 | 785.0248 | 783.429 | 781.8612 | 780.2944 | 778.7436 | NPgN | GSP | NG FES - Leading the Way | Total Baseline Demand Consumption (GWh)
NG FES - Leading the Way | Dem_BB008 | GWh | NPgN | STELLA NORTH | Total Baseline Demand Consumption (GWh) | STEN_1 | 1031.3967 | 1026.1433 | 997.112 | 950.0181 | 915.9374 | 895.1324 | 876.7324 | 859.8215 | 843.6735 | 828.222 | 814.0422 | 800.8428 | 798.9677 | 797.1476 | 795.3438 | 793.7192 | 792.6501 | 791.7129 | 790.9281 | 790.1351 | 789.3164 | 788.7169 | 788.631 | 788.6366 | 788.6725 | 788.6647 | 788.5979 | 788.3357 | 788.569 | 788.8424 | 789.1445 | 789.4798 | NPgN | GSP | NG FES - Leading the Way | Total Baseline Demand Consumption (GWh)
NG FES - Leading the Way | Dem_BB008 | GWh | NPgN | STELLA SOUTH | Total Baseline Demand Consumption (GWh) | STES_1 | 1261.2679 | 1252.2302 | 1223.7002 | 1182.089 | 1149.8785 | 1127.2594 | 1106.3427 | 1086.4836 | 1067.1445 | 1048.3141 | 1030.3963 | 1013.179 | 1010.9782 | 1008.8442 | 1006.753 | 1004.8039 | 1003.2459 | 1001.7806 | 1000.35 | 998.954 | 997.541 | 996.2691 | 995.3584 | 994.512 | 993.6935 | 992.9481 | 992.1094 | 991.1342 | 990.5457 | 989.9939 | 989.4639 | 988.9645 | NPgN | GSP | NG FES - Leading the Way | Total Baseline Demand Consumption (GWh)
NG FES - Leading the Way | Dem_BB008 | GWh | NPgN | TYNEMOUTH | Total Baseline Demand Consumption (GWh) | TYNE_1 | 820.0989 | 817.5848 | 795.7019 | 758.777 | 732.6437 | 717.5095 | 704.3178 | 692.3261 | 680.9183 | 670.0654 | 660.2372 | 651.19 | 650.6823 | 650.247 | 649.8497 | 649.6231 | 649.8589 | 650.2117 | 650.6643 | 651.1529 | 651.6333 | 652.2951 | 653.386 | 654.5601 | 655.7711 | 657.0612 | 658.2604 | 659.3143 | 660.8111 | 662.3601 | 663.948 | 665.5822 | NPgN | GSP | NG FES - Leading the Way | Total Baseline Demand Consumption (GWh)
NG FES - Leading the Way | Dem_BB008 | GWh | NPgN | WEST BOLDON | Total Baseline Demand Consumption (GWh) | WBOL_6 | 1164.877 | 1158.7508 | 1127.5582 | 1075.8398 | 1038.9471 | 1017.1873 | 998.1769 | 980.8881 | 964.4967 | 948.9677 | 934.9461 | 922.0992 | 919.0225 | 916.0249 | 913.0633 | 910.3035 | 908.1532 | 906.1349 | 904.2097 | 902.3016 | 900.3455 | 898.5996 | 897.4043 | 896.2875 | 895.1868 | 894.1232 | 892.9156 | 891.4669 | 890.5867 | 889.7361 | 888.8954 | 888.0746 | NPgN | GSP | NG FES - Leading the Way | Total Baseline Demand Consumption (GWh)
NG FES - Leading the Way | Dem_BB008 | GWh | NPgY | BRADFORD WEST | Total Baseline Demand Consumption (GWh) | BRAW_1 | 1944.7723 | 1932.6619 | 1871.6006 | 1772.6921 | 1701.1699 | 1657.5916 | 1619.0933 | 1583.7923 | 1550.1621 | 1518.153 | 1488.9459 | 1461.9299 | 1455.3513 | 1448.9262 | 1442.575 | 1436.5964 | 1431.7343 | 1427.1154 | 1422.6673 | 1418.2602 | 1413.7602 | 1409.6378 | 1406.5215 | 1403.5435 | 1400.5892 | 1397.7319 | 1394.5837 | 1390.9876 | 1388.4343 | 1385.931 | 1383.4413 | 1380.9838 | NPgY | GSP | NG FES - Leading the Way | Total Baseline Demand Consumption (GWh)
NG FES - Leading the Way | Dem_BB008 | GWh | NPgY | CAMBLESFORTH | Total Baseline Demand Consumption (GWh) | CAMB_01 | 204.4918 | 203.9016 | 199.8263 | 193.1389 | 188.3107 | 185.3735 | 182.7574 | 180.3327 | 177.9927 | 175.7354 | 173.6449 | 171.6751 | 171.7955 | 171.9316 | 172.0798 | 172.2599 | 172.5217 | 172.8085 | 173.1052 | 173.4146 | 173.7273 | 174.0731 | 174.496 | 174.9378 | 175.3906 | 175.8498 | 176.3038 | 176.7353 | 177.2481 | 177.7735 | 178.3083 | 178.8543 | NPgY | GSP | NG FES - Leading the Way | Total Baseline Demand Consumption (GWh)
NG FES - Leading the Way | Dem_BB008 | GWh | NPgY | CREYKE BECK | Total Baseline Demand Consumption (GWh) | CREB_1 | 2185.7424 | 2172.8062 | 2113.8999 | 2019.4695 | 1950.5434 | 1907.5883 | 1869.1991 | 1833.597 | 1799.3358 | 1766.379 | 1735.8581 | 1707.1628 | 1704.8149 | 1702.6494 | 1700.6078 | 1698.9613 | 1698.4007 | 1698.115 | 1698.0041 | 1698.0031 | 1697.9929 | 1698.3924 | 1699.7975 | 1701.4052 | 1703.1072 | 1704.867 | 1706.4854 | 1707.7481 | 1710.0566 | 1712.4793 | 1714.9798 | 1717.5783 | NPgY | GSP | NG FES - Leading the Way | Total Baseline Demand Consumption (GWh)
NG FES - Leading the Way | Dem_BB008 | GWh | NPgY | DRAX | Total Baseline Demand Consumption (GWh) | DRAX_YEDL | 258.4091 | 257.8283 | 252.1307 | 242.9289 | 236.2051 | 231.9988 | 228.2061 | 224.6516 | 221.2001 | 217.8504 | 214.712 | 211.7247 | 212.1421 | 212.5887 | 213.0496 | 213.5537 | 214.1694 | 214.8281 | 215.5046 | 216.206 | 216.9137 | 217.6696 | 218.5316 | 219.4231 | 220.3322 | 221.3181 | 222.2655 | 223.1919 | 224.2356 | 225.3053 | 226.3968 | 227.5128 | NPgY | GSP | NG FES - Leading the Way | Total Baseline Demand Consumption (GWh)
NG FES - Leading the Way | Dem_BB008 | GWh | NPgY | ELLAND | Total Baseline Demand Consumption (GWh) | ELLA_1 | 1720.7605 | 1709.172 | 1657.6793 | 1577.0583 | 1517.5091 | 1479.466 | 1445.34 | 1413.6734 | 1383.2973 | 1354.1704 | 1327.2055 | 1301.9296 | 1296.2172 | 1290.6239 | 1285.0898 | 1279.8447 | 1275.4621 | 1271.2645 | 1267.1969 | 1263.1621 | 1259.0574 | 1255.2445 | 1252.2073 | 1249.2777 | 1246.3678 | 1243.5451 | 1240.4946 | 1237.1014 | 1234.5153 | 1231.97 | 1229.437 | 1226.9312 | NPgY | GSP | NG FES - Leading the Way | Total Baseline Demand Consumption (GWh)
NG FES - Leading the Way | Dem_BB008 | GWh | NPgY | FERRYBRIDGE A | Total Baseline Demand Consumption (GWh) | FERRA2 | 496.2266 | 494.4527 | 481.5057 | 459.8304 | 444.4089 | 435.3691 | 427.4531 | 420.2282 | 413.3444 | 406.7902 | 400.8372 | 395.3425 | 395.0237 | 394.7587 | 394.5304 | 394.4039 | 394.5496 | 394.7692 | 395.0265 | 395.3187 | 395.6075 | 395.9987 | 396.6376 | 397.3261 | 398.0371 | 398.8567 | 399.5936 | 400.2511 | 401.1779 | 402.1416 | 403.1323 | 404.1559 | NPgY | GSP | NG FES - Leading the Way | Total Baseline Demand Consumption (GWh)
NG FES - Leading the Way | Dem_BB008 | GWh | NPgY | FERRYBRIDGE B | Total Baseline Demand Consumption (GWh) | FERRB9 | 1491.3125 | 1483.2121 | 1447.3615 | 1392.1159 | 1350.7365 | 1323.4935 | 1298.7102 | 1275.4259 | 1252.8671 | 1231.01 | 1210.4567 | 1190.8889 | 1189.8013 | 1188.8451 | 1187.9776 | 1187.3452 | 1187.3226 | 1187.4841 | 1187.8038 | 1188.2152 | 1188.6314 | 1189.291 | 1190.5164 | 1191.8664 | 1193.2771 | 1194.9405 | 1196.4284 | 1197.7543 | 1199.679 | 1201.6986 | 1203.7956 | 1205.9801 | NPgY | GSP | NG FES - Leading the Way | Total Baseline Demand Consumption (GWh)
NG FES - Leading the Way | Dem_BB008 | GWh | NPgY | GRIMSBY WEST | Total Baseline Demand Consumption (GWh) | GRIW_1 | 966.1193 | 958.4196 | 933.9575 | 897.0569 | 869.1313 | 850.3639 | 833.2502 | 817.1708 | 801.6258 | 786.5991 | 772.4801 | 759.0674 | 756.6016 | 754.1895 | 751.8071 | 749.5523 | 747.6681 | 745.8682 | 744.1026 | 742.3576 | 740.5871 | 738.9436 | 737.6346 | 736.3765 | 735.1326 | 733.9263 | 732.6324 | 731.1964 | 730.1138 | 729.0538 | 728.0023 | 726.9671 | NPgY | GSP | NG FES - Leading the Way | Total Baseline Demand Consumption (GWh)
NG FES - Leading the Way | Dem_BB008 | GWh | NPgY | JORDANTHORPE | Total Baseline Demand Consumption (GWh) | JORD_3 | 265.4478 | 264.8131 | 257.892 | 245.7175 | 237.3378 | 232.8306 | 229.0244 | 225.6568 | 222.5168 | 219.5973 | 217.0621 | 214.8261 | 214.187 | 213.5699 | 212.9635 | 212.4102 | 212.0136 | 211.6534 | 211.3485 | 211.049 | 210.7379 | 210.4826 | 210.3698 | 210.2781 | 210.1898 | 210.113 | 209.9961 | 209.8185 | 209.7814 | 209.7522 | 209.7279 | 209.7094 | NPgY | GSP | NG FES - Leading the Way | Total Baseline Demand Consumption (GWh)
NG FES - Leading the Way | Dem_BB008 | GWh | NPgY | KEADBY | Total Baseline Demand Consumption (GWh) | KEAD_YEDL | 2140.1894 | 2134.2796 | 2102.9149 | 2053.9098 | 2017.3521 | 1993.4708 | 1971.6859 | 1951.1433 | 1931.1258 | 1911.6331 | 1893.1982 | 1875.5342 | 1876.8849 | 1878.3549 | 1879.9254 | 1881.7292 | 1884.0907 | 1886.663 | 1889.3135 | 1892.0704 | 1894.8525 | 1897.8723 | 1901.4276 | 1905.1286 | 1908.9152 | 1912.8382 | 1916.6988 | 1920.4297 | 1924.729 | 1929.135 | 1933.6266 | 1938.2164 | NPgY | GSP | NG FES - Leading the Way | Total Baseline Demand Consumption (GWh)
NG FES - Leading the Way | Dem_BB008 | GWh | NPgY | KIRKSTALL B | Total Baseline Demand Consumption (GWh) | KIRKB1 | 1216.2536 | 1207.6666 | 1174.891 | 1124.5117 | 1086.8665 | 1062.22 | 1039.9445 | 1019.1582 | 999.1557 | 979.9117 | 961.9787 | 945.071 | 941.224 | 937.4458 | 933.7011 | 930.1305 | 927.0809 | 924.1466 | 921.3654 | 918.5982 | 915.7877 | 913.1583 | 911.001 | 908.9082 | 906.8231 | 904.7723 | 902.5838 | 900.1861 | 898.2597 | 896.3542 | 894.4576 | 892.575 | NPgY | GSP | NG FES - Leading the Way | Total Baseline Demand Consumption (GWh)
NG FES - Leading the Way | Dem_BB008 | GWh | NPgY | NEEPSEND | Total Baseline Demand Consumption (GWh) | NEEP_3 | 394.9137 | 392.5647 | 380.1902 | 360.1341 | 345.6372 | 336.814 | 329.0259 | 321.8882 | 315.0928 | 308.6288 | 302.7371 | 297.2928 | 295.8731 | 294.4827 | 293.1063 | 291.8049 | 290.73 | 289.7047 | 288.737 | 287.775 | 286.7934 | 285.8893 | 285.1899 | 284.5178 | 283.8486 | 283.1945 | 282.4798 | 281.673 | 281.0723 | 280.4802 | 279.8908 | 279.3067 | NPgY | GSP | NG FES - Leading the Way | Total Baseline Demand Consumption (GWh)
NG FES - Leading the Way | Dem_BB008 | GWh | NPgY | NORTON LEES | Total Baseline Demand Consumption (GWh) | NORL_3 | 267.1858 | 266.2014 | 256.87 | 240.6869 | 229.4624 | 223.2984 | 218.0575 | 213.3965 | 209.0407 | 204.9802 | 201.4299 | 198.2784 | 197.2288 | 196.2045 | 195.192 | 194.246 | 193.5014 | 192.8015 | 192.1658 | 191.534 | 190.8842 | 190.3041 | 189.9067 | 189.5332 | 189.1612 | 188.8005 | 188.3847 | 187.8865 | 187.5687 | 187.2577 | 186.9493 | 186.6451 | NPgY | GSP | NG FES - Leading the Way | Total Baseline Demand Consumption (GWh)
NG FES - Leading the Way | Dem_BB008 | GWh | NPgY | PITSMOOR 3/4 | Total Baseline Demand Consumption (GWh) | PITS_BB_B | 239.1404 | 237.5509 | 231.4814 | 222.2636 | 215.3209 | 210.7016 | 206.5058 | 202.5759 | 198.7858 | 195.1311 | 191.7107 | 188.4736 | 187.7681 | 187.0751 | 186.3881 | 185.7322 | 185.1696 | 184.6277 | 184.1058 | 183.5867 | 183.0599 | 182.565 | 182.1544 | 181.7553 | 181.358 | 180.9678 | 180.5531 | 180.1009 | 179.7347 | 179.3725 | 179.0116 | 178.6533 | NPgY | GSP | NG FES - Leading the Way | Total Baseline Demand Consumption (GWh)
NG FES - Leading the Way | Dem_BB008 | GWh | NPgY | SALTEND NORTH | Total Baseline Demand Consumption (GWh) | SALT_1 | 392.1883 | 389.8731 | 380.9109 | 367.1655 | 356.8398 | 349.9936 | 343.7478 | 337.8631 | 332.1434 | 326.5847 | 321.3411 | 316.3278 | 316.1469 | 315.9936 | 315.8614 | 315.7862 | 315.8602 | 315.9729 | 316.1045 | 316.2567 | 316.4134 | 316.6289 | 316.9842 | 317.3719 | 317.778 | 318.1892 | 318.5921 | 318.9518 | 319.459 | 319.9866 | 320.5291 | 321.0897 | NPgY | GSP | NG FES - Leading the Way | Total Baseline Demand Consumption (GWh)
NG FES - Leading the Way | Dem_BB008 | GWh | NPgY | SHEFFIELD CITY | Total Baseline Demand Consumption (GWh) | SHEC_3 | 425.7601 | 421.9849 | 411.5292 | 397.1822 | 385.6502 | 376.991 | 368.8558 | 361.0493 | 353.4159 | 345.9498 | 338.7731 | 331.8227 | 330.5488 | 329.2912 | 328.0425 | 326.8337 | 325.7414 | 324.6778 | 323.6602 | 322.6466 | 321.6249 | 320.6456 | 319.7726 | 318.9155 | 318.0609 | 317.2141 | 316.3376 | 315.4164 | 314.5982 | 313.7858 | 312.9773 | 312.1732 | NPgY | GSP | NG FES - Leading the Way | Total Baseline Demand Consumption (GWh)
NG FES - Leading the Way | Dem_BB008 | GWh | NPgY | SKELTON GRANGE | Total Baseline Demand Consumption (GWh) | SKLGB1 | 2952.2083 | 2930.7377 | 2848.0856 | 2721.916 | 2627.1964 | 2564.5777 | 2507.7911 | 2454.6601 | 2403.439 | 2354.0655 | 2307.9037 | 2264.2462 | 2255.2166 | 2246.3711 | 2237.6238 | 2229.3195 | 2222.3138 | 2215.6067 | 2209.2713 | 2202.9896 | 2196.6146 | 2190.6983 | 2185.9602 | 2181.3949 | 2176.8612 | 2172.4714 | 2167.7333 | 2162.4956 | 2158.4436 | 2154.4619 | 2150.5194 | 2146.6296 | NPgY | GSP | NG FES - Leading the Way | Total Baseline Demand Consumption (GWh)
NG FES - Leading the Way | Dem_BB008 | GWh | NPgY | TEMPLEBOROUGH 275/33KV | Total Baseline Demand Consumption (GWh) | TEMP_3 | 61.5687 | 61.257 | 60.0706 | 58.3581 | 57.0132 | 56.0396 | 55.1245 | 54.2431 | 53.3733 | 52.5149 | 51.6846 | 50.874 | 50.9763 | 51.0854 | 51.2003 | 51.3253 | 51.4693 | 51.6221 | 51.784 | 51.9528 | 52.1252 | 52.3075 | 52.5083 | 52.7159 | 52.9284 | 53.147 | 53.3669 | 53.5858 | 53.8241 | 54.0682 | 54.318 | 54.5735 | NPgY | GSP | NG FES - Leading the Way | Total Baseline Demand Consumption (GWh)
NG FES - Leading the Way | Dem_BB008 | GWh | NPgY | THURCROFT | Total Baseline Demand Consumption (GWh) | THUR_6 | 678.7984 | 675.953 | 655.676 | 621.0221 | 596.6828 | 582.8568 | 570.8914 | 560.0762 | 549.8279 | 540.1308 | 531.4383 | 523.5135 | 522.7929 | 522.1534 | 521.5663 | 521.1438 | 521.1634 | 521.2986 | 521.4894 | 521.7292 | 521.9577 | 522.349 | 523.1433 | 524.0137 | 524.917 | 525.9 | 526.7926 | 527.5414 | 528.7209 | 529.9477 | 531.2052 | 532.5033 | NPgY | GSP | NG FES - Leading the Way | Total Baseline Demand Consumption (GWh)
NG FES - Leading the Way | Dem_BB008 | GWh | NPgY | WEST MELTON / THORPE MARSH | Total Baseline Demand Consumption (GWh) | WMEL_THOM | 2642.3993 | 2627.0022 | 2570.2325 | 2486.6858 | 2422.0355 | 2376.598 | 2334.3495 | 2294.0022 | 2254.4437 | 2215.666 | 2178.5329 | 2142.5821 | 2143.9528 | 2145.569 | 2147.3915 | 2149.6206 | 2152.7607 | 2156.2179 | 2159.9194 | 2163.8487 | 2167.86 | 2172.271 | 2177.5259 | 2183.0183 | 2188.6634 | 2194.6569 | 2200.5358 | 2206.2604 | 2212.8943 | 2219.7301 | 2226.7407 | 2233.9443 | NPgY | GSP | NG FES - Leading the Way | Total Baseline Demand Consumption (GWh)
NG FES - Leading the Way | Dem_BB008 | GWh | NPgY | WEST MELTON SECTION 3 | Total Baseline Demand Consumption (GWh) | WMEL_BB3 | 1217.9926 | 1215.6539 | 1181.9163 | 1121.6755 | 1080.5221 | 1058.8481 | 1040.672 | 1024.6744 | 1009.7918 | 995.9879 | 984.0912 | 973.669 | 971.5643 | 969.5867 | 967.6864 | 966.0657 | 965.2449 | 964.612 | 964.0911 | 963.6273 | 963.1185 | 962.8895 | 963.3811 | 963.9879 | 964.6297 | 965.4331 | 966.0163 | 966.3111 | 967.37 | 968.4914 | 969.6476 | 970.8542 | NPgY | GSP | NG FES - Leading the Way | Total Baseline Demand Consumption (GWh)
NG FES - Leading the Way | Dem_BB008 | GWh | NPgY | WINCOBANK | Total Baseline Demand Consumption (GWh) | WIBA_3 | 170.2876 | 168.7499 | 165.0512 | 160.2472 | 156.2321 | 153.0192 | 149.9453 | 146.9563 | 144.007 | 141.0962 | 138.2589 | 135.4772 | 135.2203 | 134.9721 | 134.7307 | 134.5047 | 134.3146 | 134.1362 | 133.9659 | 133.8024 | 133.6408 | 133.4942 | 133.3812 | 133.2765 | 133.177 | 133.085 | 132.9895 | 132.8856 | 132.8174 | 132.7555 | 132.6987 | 132.6477 | NPgY | GSP | NG FES - Leading the Way | Total Baseline Demand Consumption (GWh)
NG FES - Steady Progression | Dem_BB008 | GWh | NPgN | BLYTH 66kV | Total Baseline Demand Consumption (GWh) | BLYTB1 | 684.4293 | 681.9061 | 680.3343 | 691.3899 | 695.0542 | 696.5868 | 696.5812 | 692.4334 | 689.463 | 687.6112 | 686.1759 | 686.2762 | 687.397 | 688.5571 | 689.9256 | 691.2507 | 692.5642 | 694.0524 | 695.9963 | 698.0969 | 700.1873 | 702.419 | 705.0976 | 707.8515 | 710.6706 | 713.5801 | 716.5043 | 719.4612 | 722.4416 | 725.4507 | 728.4959 | 731.5691 | NPgN | GSP | NG FES - Steady Progression | Total Baseline Demand Consumption (GWh)
NG FES - Steady Progression | Dem_BB008 | GWh | NPgN | BLYTH 132kV | Total Baseline Demand Consumption (GWh) | BLYTH132 | 325.3691 | 324.0721 | 324.686 | 328.9304 | 331.0491 | 332.5591 | 333.6291 | 333.5115 | 333.7439 | 334.3065 | 334.994 | 336.1288 | 336.7883 | 337.4696 | 338.2213 | 338.9665 | 339.7094 | 340.5228 | 341.461 | 342.4543 | 343.4523 | 344.4972 | 345.678 | 346.8898 | 348.1291 | 349.4165 | 350.7063 | 352.0138 | 353.3353 | 354.6751 | 356.034 | 357.4101 | NPgN | GSP | NG FES - Steady Progression | Total Baseline Demand Consumption (GWh)
NG FES - Steady Progression | Dem_BB008 | GWh | NPgN | FOURSTONES | Total Baseline Demand Consumption (GWh) | FOUR_1 | 110.6263 | 110.2024 | 110.6005 | 112.0969 | 112.9564 | 113.6344 | 114.1816 | 114.3741 | 114.671 | 115.0682 | 115.5039 | 116.0747 | 116.3748 | 116.6811 | 117.0101 | 117.3379 | 117.6653 | 118.0214 | 118.4096 | 118.8157 | 119.2243 | 119.6476 | 120.1129 | 120.5894 | 121.0757 | 121.5795 | 122.0839 | 122.5947 | 123.1104 | 123.6337 | 124.164 | 124.7011 | NPgN | GSP | NG FES - Steady Progression | Total Baseline Demand Consumption (GWh)
NG FES - Steady Progression | Dem_BB008 | GWh | NPgN | HARTMOOR | Total Baseline Demand Consumption (GWh) | HARM_6 | 476.2266 | 473.379 | 471.6705 | 476.4362 | 477.355 | 477.1552 | 476.1466 | 472.9731 | 470.4138 | 468.4239 | 466.6419 | 465.6483 | 464.8815 | 464.1384 | 463.4985 | 462.8316 | 462.1605 | 461.5758 | 461.2243 | 460.9462 | 460.6577 | 460.4391 | 460.445 | 460.4829 | 460.5471 | 460.6346 | 460.7326 | 460.8393 | 460.9499 | 461.0664 | 461.1929 | 461.325 | NPgN | GSP | NG FES - Steady Progression | Total Baseline Demand Consumption (GWh)
NG FES - Steady Progression | Dem_BB008 | GWh | NPgN | HAWTHORN PIT GRID | Total Baseline Demand Consumption (GWh) | HAWP_6 | 477.7572 | 474.449 | 472.3213 | 478.1538 | 479.2714 | 479.0178 | 477.7734 | 473.8745 | 470.7225 | 468.2679 | 466.0681 | 464.8346 | 464.0057 | 463.202 | 462.5239 | 461.8119 | 461.0935 | 460.482 | 460.154 | 459.9154 | 459.6627 | 459.4943 | 459.6011 | 459.7468 | 459.9241 | 460.1298 | 460.3474 | 460.575 | 460.8066 | 461.0451 | 461.2953 | 461.5517 | NPgN | GSP | NG FES - Steady Progression | Total Baseline Demand Consumption (GWh)
NG FES - Steady Progression | Dem_BB008 | GWh | NPgN | KNARESBOROUGH | Total Baseline Demand Consumption (GWh) | KNARE_111 | 831.7556 | 829.5638 | 832.1964 | 843.961 | 850.47 | 855.4275 | 859.2725 | 860.1583 | 861.921 | 864.5265 | 867.4408 | 871.4871 | 874.41 | 877.4298 | 880.6657 | 883.915 | 887.1596 | 890.5963 | 894.4399 | 898.4768 | 902.5454 | 906.7496 | 911.3175 | 915.9856 | 920.7474 | 925.4638 | 930.3234 | 935.2414 | 940.2114 | 945.2377 | 950.3259 | 955.4706 | NPgN | GSP | NG FES - Steady Progression | Total Baseline Demand Consumption (GWh)
NG FES - Steady Progression | Dem_BB008 | GWh | NPgN | LACKENBY | Total Baseline Demand Consumption (GWh) | LACK_6 | 968.9255 | 965.5599 | 964.6712 | 974.9143 | 978.5856 | 980.3559 | 980.7397 | 977.4311 | 975.1918 | 973.9455 | 973.0625 | 973.5328 | 974.4975 | 975.5151 | 976.7258 | 977.9029 | 979.0854 | 980.4219 | 982.1742 | 984.0732 | 985.9674 | 987.9964 | 990.4251 | 992.9261 | 995.4846 | 998.0965 | 1000.7448 | 1003.424 | 1006.1259 | 1008.8546 | 1011.6171 | 1014.406 | NPgN | GSP | NG FES - Steady Progression | Total Baseline Demand Consumption (GWh)
NG FES - Steady Progression | Dem_BB008 | GWh | NPgN | NORTON | Total Baseline Demand Consumption (GWh) | NORT_1 | 2334.2404 | 2323.6516 | 2323.5558 | 2350.9471 | 2362.2002 | 2368.7911 | 2372.0194 | 2366.1419 | 2362.8715 | 2362.0626 | 2362.1352 | 2365.6054 | 2367.513 | 2369.5662 | 2372.1325 | 2374.6353 | 2377.1633 | 2380.1263 | 2384.1593 | 2388.596 | 2393.0516 | 2397.8603 | 2403.6741 | 2409.6887 | 2415.8696 | 2422.0857 | 2428.4864 | 2434.9797 | 2441.5448 | 2448.1938 | 2454.943 | 2461.7747 | NPgN | GSP | NG FES - Steady Progression | Total Baseline Demand Consumption (GWh)
NG FES - Steady Progression | Dem_BB008 | GWh | NPgN | OFFERTON | Total Baseline Demand Consumption (GWh) | OFFE_3 | 261.6881 | 259.843 | 258.7272 | 261.9642 | 262.6225 | 262.5312 | 261.8983 | 259.8143 | 258.1403 | 256.8485 | 255.6966 | 255.0737 | 254.6627 | 254.2664 | 253.9392 | 253.5937 | 253.2451 | 252.9542 | 252.8197 | 252.7345 | 252.6421 | 252.5962 | 252.7013 | 252.8278 | 252.972 | 253.1307 | 253.2972 | 253.4696 | 253.6446 | 253.8236 | 254.0094 | 254.1989 | NPgN | GSP | NG FES - Steady Progression | Total Baseline Demand Consumption (GWh)
NG FES - Steady Progression | Dem_BB008 | GWh | NPgN | OSBALDWICK | Total Baseline Demand Consumption (GWh) | OSBA_1 | 1364.7544 | 1356.9736 | 1355.6192 | 1371.8393 | 1377.7573 | 1380.6892 | 1381.485 | 1376.5106 | 1373.196 | 1371.4485 | 1370.2679 | 1371.2382 | 1370.9788 | 1370.8182 | 1370.9466 | 1371.0016 | 1371.073 | 1371.4114 | 1372.4048 | 1373.6231 | 1374.8398 | 1376.2641 | 1378.3218 | 1380.497 | 1382.773 | 1385.2481 | 1387.7197 | 1390.2525 | 1392.8338 | 1395.4706 | 1398.1734 | 1400.931 | NPgN | GSP | NG FES - Steady Progression | Total Baseline Demand Consumption (GWh)
NG FES - Steady Progression | Dem_BB008 | GWh | NPgN | POPPLETON | Total Baseline Demand Consumption (GWh) | POPP_3 | 231.1665 | 229.6819 | 228.9805 | 231.3389 | 231.8927 | 231.9218 | 231.572 | 230.2073 | 229.127 | 228.3149 | 227.6007 | 227.2571 | 226.7632 | 226.2798 | 225.8465 | 225.4023 | 224.9566 | 224.5529 | 224.2608 | 224.0054 | 223.746 | 223.5201 | 223.4011 | 223.2986 | 223.2101 | 223.1324 | 223.062 | 222.997 | 222.9352 | 222.8777 | 222.8263 | 222.7789 | NPgN | GSP | NG FES - Steady Progression | Total Baseline Demand Consumption (GWh)
NG FES - Steady Progression | Dem_BB008 | GWh | NPgN | SALTHOLME | Total Baseline Demand Consumption (GWh) | SALH_1 | 466.9183 | 464.9524 | 465.6926 | 466.6022 | 467.4218 | 468.216 | 468.991 | 469.7145 | 470.4543 | 471.21 | 471.9726 | 472.7566 | 472.2574 | 471.7661 | 471.2857 | 470.8121 | 470.3471 | 469.8917 | 469.4531 | 469.0265 | 468.6096 | 468.2032 | 467.8113 | 467.429 | 467.0557 | 466.6792 | 466.3197 | 465.9686 | 465.6258 | 465.2913 | 464.9653 | 464.6478 | NPgN | GSP | NG FES - Steady Progression | Total Baseline Demand Consumption (GWh)
NG FES - Steady Progression | Dem_BB008 | GWh | NPgN | SOUTH SHIELDS | Total Baseline Demand Consumption (GWh) | SSHI_3 | 227.3511 | 225.7961 | 224.6634 | 227.4596 | 227.9269 | 227.7172 | 227.0185 | 225.01 | 223.3709 | 222.0763 | 220.9077 | 220.2159 | 219.8359 | 219.4679 | 219.1613 | 218.8375 | 218.51 | 218.2333 | 218.0969 | 218.004 | 217.9034 | 217.8436 | 217.9187 | 218.012 | 218.1202 | 218.2426 | 218.3697 | 218.501 | 218.6338 | 218.7692 | 218.9097 | 219.0525 | NPgN | GSP | NG FES - Steady Progression | Total Baseline Demand Consumption (GWh)
NG FES - Steady Progression | Dem_BB008 | GWh | NPgN | SPADEADAM | Total Baseline Demand Consumption (GWh) | KIELD01 and SPAD20 | 32.7772 | 32.6632 | 32.699 | 33.2089 | 33.4404 | 33.5918 | 33.6856 | 33.6236 | 33.607 | 33.6331 | 33.6752 | 33.7755 | 33.8612 | 33.9491 | 34.0457 | 34.1409 | 34.2357 | 34.3403 | 34.4598 | 34.5858 | 34.7119 | 34.8436 | 34.9926 | 35.1451 | 35.3007 | 35.4613 | 35.622 | 35.7845 | 35.9481 | 36.1135 | 36.2808 | 36.4498 | NPgN | GSP | NG FES - Steady Progression | Total Baseline Demand Consumption (GWh)
NG FES - Steady Progression | Dem_BB008 | GWh | NPgN | SPENNYMOOR | Total Baseline Demand Consumption (GWh) | SPEN_1 | 1110.1668 | 1102.3764 | 1097.8898 | 1110.7792 | 1113.3227 | 1112.8582 | 1110.2199 | 1101.7567 | 1094.9544 | 1089.6834 | 1084.9713 | 1082.3808 | 1080.2583 | 1078.2044 | 1076.4296 | 1074.582 | 1072.7236 | 1071.1055 | 1070.1089 | 1069.3108 | 1068.485 | 1067.848 | 1067.8146 | 1067.8679 | 1067.9919 | 1068.1792 | 1068.3941 | 1068.6323 | 1068.8804 | 1069.1448 | 1069.4361 | 1069.7424 | NPgN | GSP | NG FES - Steady Progression | Total Baseline Demand Consumption (GWh)
NG FES - Steady Progression | Dem_BB008 | GWh | NPgN | STELLA NORTH | Total Baseline Demand Consumption (GWh) | STEN_1 | 1031.3967 | 1026.1433 | 1023.982 | 1036.3968 | 1040.4922 | 1042.2164 | 1042.2626 | 1037.6709 | 1034.3625 | 1032.3016 | 1030.7162 | 1030.868 | 1030.9111 | 1030.9159 | 1031.1137 | 1031.2473 | 1031.3919 | 1031.7386 | 1032.5521 | 1033.4935 | 1034.4195 | 1035.5158 | 1037.1342 | 1038.8459 | 1040.6363 | 1042.3773 | 1044.2326 | 1046.1211 | 1048.0314 | 1049.9726 | 1051.951 | 1053.9579 | NPgN | GSP | NG FES - Steady Progression | Total Baseline Demand Consumption (GWh)
NG FES - Steady Progression | Dem_BB008 | GWh | NPgN | STELLA SOUTH | Total Baseline Demand Consumption (GWh) | STES_1 | 1261.2679 | 1252.2302 | 1251.7733 | 1261.5515 | 1265.2882 | 1267.2796 | 1268.0088 | 1265.349 | 1263.6661 | 1262.8962 | 1262.4646 | 1263.2852 | 1261.2313 | 1259.2359 | 1257.4275 | 1255.5968 | 1253.7687 | 1252.0965 | 1250.8108 | 1249.6672 | 1248.5287 | 1247.5192 | 1246.8857 | 1246.3257 | 1245.8314 | 1245.4239 | 1245.0389 | 1244.6923 | 1244.3765 | 1244.0952 | 1243.8547 | 1243.6483 | NPgN | GSP | NG FES - Steady Progression | Total Baseline Demand Consumption (GWh)
NG FES - Steady Progression | Dem_BB008 | GWh | NPgN | TYNEMOUTH | Total Baseline Demand Consumption (GWh) | TYNE_1 | 820.0989 | 817.5848 | 816.8858 | 828.1522 | 832.5002 | 834.8631 | 835.8059 | 832.8867 | 831.0728 | 830.3179 | 829.9701 | 831.0787 | 832.3722 | 833.6894 | 835.1941 | 836.6691 | 838.15 | 839.8073 | 841.8956 | 844.1342 | 846.376 | 848.7661 | 851.5904 | 854.4976 | 857.4764 | 860.5433 | 863.6459 | 866.7928 | 869.9753 | 873.1989 | 876.4704 | 879.7823 | NPgN | GSP | NG FES - Steady Progression | Total Baseline Demand Consumption (GWh)
NG FES - Steady Progression | Dem_BB008 | GWh | NPgN | WEST BOLDON | Total Baseline Demand Consumption (GWh) | WBOL_6 | 1164.877 | 1158.7508 | 1154.7511 | 1167.0016 | 1169.7367 | 1169.7155 | 1167.7105 | 1160.3615 | 1154.4957 | 1150.0431 | 1146.1114 | 1144.137 | 1143.11 | 1142.108 | 1141.3549 | 1140.5332 | 1139.7018 | 1139.0903 | 1139.0439 | 1139.1749 | 1139.2782 | 1139.5524 | 1140.3888 | 1141.308 | 1142.2953 | 1143.3274 | 1144.3974 | 1145.4909 | 1146.5955 | 1147.7184 | 1148.8685 | 1150.0353 | NPgN | GSP | NG FES - Steady Progression | Total Baseline Demand Consumption (GWh)
NG FES - Steady Progression | Dem_BB008 | GWh | NPgY | BRADFORD WEST | Total Baseline Demand Consumption (GWh) | BRAW_1 | 1944.7723 | 1932.6619 | 1924.9032 | 1947.1009 | 1951.725 | 1951.2507 | 1947.0919 | 1933.0677 | 1921.7714 | 1913.0852 | 1905.3532 | 1901.2272 | 1897.8863 | 1894.6084 | 1891.803 | 1888.8763 | 1885.9279 | 1883.3869 | 1881.8998 | 1880.7546 | 1879.5566 | 1878.6663 | 1878.8057 | 1879.0931 | 1879.5024 | 1880.0323 | 1880.6042 | 1881.2182 | 1881.8516 | 1882.5171 | 1883.2313 | 1883.9745 | NPgY | GSP | NG FES - Steady Progression | Total Baseline Demand Consumption (GWh)
NG FES - Steady Progression | Dem_BB008 | GWh | NPgY | CAMBLESFORTH | Total Baseline Demand Consumption (GWh) | CAMB_01 | 204.4918 | 203.9016 | 204.2186 | 206.588 | 207.7621 | 208.59 | 209.1694 | 209.0751 | 209.1763 | 209.4614 | 209.8201 | 210.4302 | 210.8189 | 211.2193 | 211.6592 | 212.0968 | 212.5371 | 213.0138 | 213.5672 | 214.1537 | 214.7467 | 215.3686 | 216.0689 | 216.7887 | 217.5255 | 218.267 | 219.0268 | 219.7973 | 220.5768 | 221.3668 | 222.1683 | 222.98 | NPgY | GSP | NG FES - Steady Progression | Total Baseline Demand Consumption (GWh)
NG FES - Steady Progression | Dem_BB008 | GWh | NPgY | CREYKE BECK | Total Baseline Demand Consumption (GWh) | CREB_1 | 2185.7424 | 2172.8062 | 2171.8422 | 2198.9903 | 2209.7691 | 2215.8073 | 2218.4427 | 2211.8717 | 2207.9002 | 2206.4046 | 2205.8667 | 2208.7257 | 2209.4675 | 2210.3164 | 2211.6625 | 2212.9387 | 2214.231 | 2215.9495 | 2218.6981 | 2221.8375 | 2225.0098 | 2228.5292 | 2233.0753 | 2237.8335 | 2242.7758 | 2247.7697 | 2252.9449 | 2258.2199 | 2263.5733 | 2269.0195 | 2274.5737 | 2280.2185 | NPgY | GSP | NG FES - Steady Progression | Total Baseline Demand Consumption (GWh)
NG FES - Steady Progression | Dem_BB008 | GWh | NPgY | DRAX | Total Baseline Demand Consumption (GWh) | DRAX_YEDL | 258.4091 | 257.8283 | 258.6898 | 262.2852 | 264.2973 | 265.858 | 267.0883 | 267.419 | 268.0187 | 268.8733 | 269.8333 | 271.1375 | 271.9049 | 272.6978 | 273.5398 | 274.3785 | 275.2234 | 276.1273 | 277.1392 | 278.2038 | 279.2783 | 280.3952 | 281.6196 | 282.8739 | 284.1533 | 285.5213 | 286.8736 | 288.2496 | 289.647 | 291.0682 | 292.5145 | 293.9844 | NPgY | GSP | NG FES - Steady Progression | Total Baseline Demand Consumption (GWh)
NG FES - Steady Progression | Dem_BB008 | GWh | NPgY | ELLAND | Total Baseline Demand Consumption (GWh) | ELLA_1 | 1720.7605 | 1709.172 | 1703.4772 | 1720.8101 | 1724.6165 | 1724.4981 | 1721.5485 | 1711.0004 | 1702.5576 | 1696.1212 | 1690.4213 | 1687.4957 | 1683.6746 | 1679.9099 | 1676.5158 | 1673.035 | 1669.5451 | 1666.3708 | 1664.0184 | 1661.9343 | 1659.816 | 1657.9413 | 1656.8648 | 1655.9077 | 1655.0497 | 1654.3028 | 1653.587 | 1652.9103 | 1652.2553 | 1651.6312 | 1651.051 | 1650.4995 | NPgY | GSP | NG FES - Steady Progression | Total Baseline Demand Consumption (GWh)
NG FES - Steady Progression | Dem_BB008 | GWh | NPgY | FERRYBRIDGE A | Total Baseline Demand Consumption (GWh) | FERRA2 | 496.2266 | 494.4527 | 494.1358 | 500.6605 | 503.1686 | 504.5221 | 505.0427 | 503.3094 | 502.2398 | 501.79 | 501.5805 | 502.2197 | 502.8392 | 503.5018 | 504.2933 | 505.0726 | 505.8614 | 506.7631 | 507.9302 | 509.2009 | 510.4785 | 511.8453 | 513.4648 | 515.1353 | 516.8483 | 518.6865 | 520.5085 | 522.364 | 524.2478 | 526.163 | 528.1139 | 530.0962 | NPgY | GSP | NG FES - Steady Progression | Total Baseline Demand Consumption (GWh)
NG FES - Steady Progression | Dem_BB008 | GWh | NPgY | FERRYBRIDGE B | Total Baseline Demand Consumption (GWh) | FERRB9 | 1491.3125 | 1483.2121 | 1483.8156 | 1499.8253 | 1506.9336 | 1511.4884 | 1514.202 | 1511.9196 | 1511.069 | 1511.6026 | 1512.6768 | 1515.6408 | 1515.9175 | 1516.2805 | 1516.9404 | 1517.5856 | 1518.2599 | 1519.2078 | 1520.7587 | 1522.5636 | 1524.3958 | 1526.4355 | 1529.0543 | 1531.8047 | 1534.667 | 1537.8306 | 1540.9721 | 1544.2055 | 1547.5193 | 1550.9222 | 1554.4226 | 1558.0114 | NPgY | GSP | NG FES - Steady Progression | Total Baseline Demand Consumption (GWh)
NG FES - Steady Progression | Dem_BB008 | GWh | NPgY | GRIMSBY WEST | Total Baseline Demand Consumption (GWh) | GRIW_1 | 966.1193 | 958.4196 | 956.6926 | 964.7155 | 966.9714 | 967.5511 | 966.9196 | 963.0451 | 960.0875 | 957.9878 | 956.2042 | 955.6069 | 953.5872 | 951.6072 | 949.7924 | 947.9478 | 946.1042 | 944.4043 | 943.0614 | 941.8405 | 940.6133 | 939.4989 | 938.7315 | 938.0227 | 937.3631 | 936.7496 | 936.161 | 935.5955 | 935.0456 | 934.5152 | 934.0099 | 933.5232 | NPgY | GSP | NG FES - Steady Progression | Total Baseline Demand Consumption (GWh)
NG FES - Steady Progression | Dem_BB008 | GWh | NPgY | JORDANTHORPE | Total Baseline Demand Consumption (GWh) | JORD_3 | 265.4478 | 264.8131 | 263.6782 | 266.7984 | 267.4821 | 267.4622 | 266.9361 | 265.0444 | 263.5107 | 262.3406 | 261.3044 | 260.7694 | 260.8646 | 260.9552 | 261.1096 | 261.2464 | 261.3798 | 261.5696 | 261.9051 | 262.288 | 262.6612 | 263.0735 | 263.629 | 264.205 | 264.7976 | 265.4061 | 266.0202 | 266.6397 | 267.2615 | 267.8879 | 268.5209 | 269.158 | NPgY | GSP | NG FES - Steady Progression | Total Baseline Demand Consumption (GWh)
NG FES - Steady Progression | Dem_BB008 | GWh | NPgY | KEADBY | Total Baseline Demand Consumption (GWh) | KEAD_YEDL | 2140.1894 | 2134.2796 | 2138.3454 | 2156.192 | 2165.9954 | 2173.4844 | 2179.2954 | 2180.5903 | 2183.2237 | 2187.1281 | 2191.5253 | 2197.6386 | 2200.3591 | 2203.1784 | 2206.2857 | 2209.3997 | 2212.5419 | 2215.9796 | 2219.9549 | 2224.1764 | 2228.4442 | 2232.9243 | 2237.9511 | 2243.1292 | 2248.4346 | 2253.8837 | 2259.4194 | 2265.0508 | 2270.7661 | 2276.5765 | 2282.4884 | 2288.4939 | NPgY | GSP | NG FES - Steady Progression | Total Baseline Demand Consumption (GWh)
NG FES - Steady Progression | Dem_BB008 | GWh | NPgY | KIRKSTALL B | Total Baseline Demand Consumption (GWh) | KIRKB1 | 1216.2536 | 1207.6666 | 1204.0022 | 1214.5029 | 1216.8254 | 1216.7777 | 1215.024 | 1208.6801 | 1203.5473 | 1199.6238 | 1196.1423 | 1194.3341 | 1191.6004 | 1188.8649 | 1186.3509 | 1183.7835 | 1181.209 | 1178.8272 | 1176.9362 | 1175.2071 | 1173.4519 | 1171.8353 | 1170.703 | 1169.6422 | 1168.641 | 1167.6949 | 1166.7726 | 1165.872 | 1164.9822 | 1164.1105 | 1163.2636 | 1162.4326 | NPgY | GSP | NG FES - Steady Progression | Total Baseline Demand Consumption (GWh)
NG FES - Steady Progression | Dem_BB008 | GWh | NPgY | NEEPSEND | Total Baseline Demand Consumption (GWh) | NEEP_3 | 394.9137 | 392.5647 | 390.8312 | 395.2539 | 396.1073 | 395.926 | 394.9995 | 392.07 | 389.6751 | 387.8083 | 386.1345 | 385.1911 | 384.4858 | 383.781 | 383.1704 | 382.5341 | 381.8925 | 381.3328 | 380.9846 | 380.7045 | 380.411 | 380.1764 | 380.1503 | 380.1531 | 380.1796 | 380.2277 | 380.2839 | 380.3472 | 380.4129 | 380.4841 | 380.5637 | 380.648 | NPgY | GSP | NG FES - Steady Progression | Total Baseline Demand Consumption (GWh)
NG FES - Steady Progression | Dem_BB008 | GWh | NPgY | NORTON LEES | Total Baseline Demand Consumption (GWh) | NORL_3 | 267.1858 | 266.2014 | 264.4927 | 268.3196 | 268.9627 | 268.6836 | 267.7414 | 265.0138 | 262.7531 | 260.9633 | 259.3459 | 258.3798 | 258.223 | 258.0581 | 257.9748 | 257.8663 | 257.7506 | 257.7061 | 257.8472 | 258.0471 | 258.232 | 258.4659 | 258.8838 | 259.3253 | 259.7857 | 260.2631 | 260.7455 | 261.2321 | 261.7185 | 262.208 | 262.7028 | 263.1998 | NPgY | GSP | NG FES - Steady Progression | Total Baseline Demand Consumption (GWh)
NG FES - Steady Progression | Dem_BB008 | GWh | NPgY | PITSMOOR 3/4 | Total Baseline Demand Consumption (GWh) | PITS_BB_B | 239.1404 | 237.5509 | 236.9405 | 238.8396 | 239.2769 | 239.29 | 238.9971 | 237.8823 | 236.9891 | 236.3119 | 235.7136 | 235.4147 | 234.8654 | 234.3194 | 233.8135 | 233.2984 | 232.7826 | 232.3022 | 231.9098 | 231.5466 | 231.1796 | 230.8386 | 230.5847 | 230.3441 | 230.1146 | 229.8955 | 229.681 | 229.4709 | 229.2631 | 229.059 | 228.8597 | 228.6637 | NPgY | GSP | NG FES - Steady Progression | Total Baseline Demand Consumption (GWh)
NG FES - Steady Progression | Dem_BB008 | GWh | NPgY | SALTEND NORTH | Total Baseline Demand Consumption (GWh) | SALT_1 | 392.1883 | 389.8731 | 390.2511 | 394.3919 | 396.3376 | 397.6476 | 398.5018 | 398.1192 | 398.0942 | 398.4044 | 398.8477 | 399.7494 | 399.8526 | 399.9779 | 400.1755 | 400.3685 | 400.5672 | 400.8259 | 401.2292 | 401.6915 | 402.1657 | 402.6927 | 403.3634 | 404.0689 | 404.8052 | 405.5439 | 406.3191 | 407.1132 | 407.9233 | 408.7512 | 409.5992 | 410.4647 | NPgY | GSP | NG FES - Steady Progression | Total Baseline Demand Consumption (GWh)
NG FES - Steady Progression | Dem_BB008 | GWh | NPgY | SHEFFIELD CITY | Total Baseline Demand Consumption (GWh) | SHEC_3 | 425.7601 | 421.9849 | 421.4027 | 423.9898 | 424.769 | 425.025 | 424.9052 | 423.772 | 422.8979 | 422.2911 | 421.7822 | 421.643 | 420.2271 | 418.8095 | 417.4449 | 416.0724 | 414.7023 | 413.3802 | 412.1688 | 410.9974 | 409.8235 | 408.683 | 407.6536 | 406.644 | 405.6515 | 404.6748 | 403.7072 | 402.7481 | 401.795 | 400.85 | 399.9141 | 398.9856 | NPgY | GSP | NG FES - Steady Progression | Total Baseline Demand Consumption (GWh)
NG FES - Steady Progression | Dem_BB008 | GWh | NPgY | SKELTON GRANGE | Total Baseline Demand Consumption (GWh) | SKLGB1 | 2952.2083 | 2930.7377 | 2922.8145 | 2949.8499 | 2956.6886 | 2957.6822 | 2954.4695 | 2939.9274 | 2928.4092 | 2919.8942 | 2912.486 | 2909.2272 | 2902.7458 | 2896.2857 | 2890.3912 | 2884.3788 | 2878.3623 | 2872.8376 | 2868.5444 | 2864.6711 | 2860.7496 | 2857.1871 | 2854.8344 | 2852.6727 | 2850.6711 | 2848.8725 | 2847.1197 | 2845.4392 | 2843.8044 | 2842.2334 | 2840.743 | 2839.3116 | NPgY | GSP | NG FES - Steady Progression | Total Baseline Demand Consumption (GWh)
NG FES - Steady Progression | Dem_BB008 | GWh | NPgY | TEMPLEBOROUGH 275/33KV | Total Baseline Demand Consumption (GWh) | TEMP_3 | 61.5687 | 61.257 | 61.5243 | 62.2119 | 62.665 | 63.0503 | 63.3882 | 63.5951 | 63.8419 | 64.1283 | 64.4326 | 64.7913 | 64.9192 | 65.0526 | 65.1978 | 65.3468 | 65.4991 | 65.663 | 65.848 | 66.0444 | 66.2454 | 66.4554 | 66.6842 | 66.9201 | 67.1624 | 67.4114 | 67.6664 | 67.9273 | 68.1936 | 68.4657 | 68.7439 | 69.0278 | NPgY | GSP | NG FES - Steady Progression | Total Baseline Demand Consumption (GWh)
NG FES - Steady Progression | Dem_BB008 | GWh | NPgY | THURCROFT | Total Baseline Demand Consumption (GWh) | THUR_6 | 678.7984 | 675.953 | 674.9186 | 685.1379 | 688.7332 | 690.407 | 690.699 | 687.2704 | 684.9203 | 683.579 | 682.6272 | 683.0652 | 683.9854 | 684.9681 | 686.1537 | 687.316 | 688.4866 | 689.8361 | 691.617 | 693.5587 | 695.5051 | 697.5926 | 700.0906 | 702.6667 | 705.3085 | 708.0356 | 710.7932 | 713.5911 | 716.4208 | 719.287 | 722.1967 | 725.1427 | NPgY | GSP | NG FES - Steady Progression | Total Baseline Demand Consumption (GWh)
NG FES - Steady Progression | Dem_BB008 | GWh | NPgY | WEST MELTON / THORPE MARSH | Total Baseline Demand Consumption (GWh) | WMEL_THOM | 2642.3993 | 2627.0022 | 2634.243 | 2662.5684 | 2678.7173 | 2691.3501 | 2701.478 | 2704.8007 | 2710.1622 | 2717.476 | 2725.628 | 2736.4496 | 2738.9429 | 2741.655 | 2744.8712 | 2748.1615 | 2751.5719 | 2755.4314 | 2760.2306 | 2765.4883 | 2770.8697 | 2776.6184 | 2783.2348 | 2790.1021 | 2797.1919 | 2804.6753 | 2812.2668 | 2820.0559 | 2828.0283 | 2836.1935 | 2844.5653 | 2853.1313 | NPgY | GSP | NG FES - Steady Progression | Total Baseline Demand Consumption (GWh)
NG FES - Steady Progression | Dem_BB008 | GWh | NPgY | WEST MELTON SECTION 3 | Total Baseline Demand Consumption (GWh) | WMEL_BB3 | 1217.9926 | 1215.6539 | 1211.5118 | 1228.2421 | 1232.7117 | 1233.6332 | 1231.9972 | 1223.4763 | 1216.9123 | 1212.1971 | 1208.1766 | 1206.7013 | 1208.0848 | 1209.5405 | 1211.3478 | 1213.0826 | 1214.8141 | 1216.844 | 1219.634 | 1222.6844 | 1225.7134 | 1228.9721 | 1232.961 | 1237.0652 | 1241.2636 | 1245.645 | 1250.0221 | 1254.4481 | 1258.9072 | 1263.4086 | 1267.9644 | 1272.5611 | NPgY | GSP | NG FES - Steady Progression | Total Baseline Demand Consumption (GWh)
NG FES - Steady Progression | Dem_BB008 | GWh | NPgY | WINCOBANK | Total Baseline Demand Consumption (GWh) | WIBA_3 | 170.2876 | 168.7499 | 168.9512 | 170.0196 | 170.5827 | 170.9991 | 171.3106 | 171.3383 | 171.4496 | 171.6395 | 171.8609 | 172.191 | 171.7917 | 171.4016 | 171.0315 | 170.6645 | 170.3018 | 169.9576 | 169.6518 | 169.3635 | 169.08 | 168.8117 | 168.5792 | 168.357 | 168.1441 | 167.9408 | 167.7452 | 167.5569 | 167.3755 | 167.2011 | 167.0345 | 166.8749 | NPgY | GSP | NG FES - Steady Progression | Total Baseline Demand Consumption (GWh)
NG FES - System Transformation | Dem_BB008 | GWh | NPgN | BLYTH 66kV | Total Baseline Demand Consumption (GWh) | BLYTB1 | 684.4293 | 681.9061 | 670.2304 | 656.0283 | 644.2989 | 635.8618 | 630.3626 | 628.6047 | 627.5926 | 626.8065 | 625.9496 | 624.8961 | 625.1384 | 625.4508 | 625.9167 | 626.3265 | 626.6965 | 627.1453 | 628.2571 | 629.4677 | 630.679 | 632.0475 | 633.8988 | 635.8224 | 637.8968 | 640.3813 | 642.8616 | 645.3561 | 647.885 | 650.4092 | 652.9512 | 655.5185 | NPgN | GSP | NG FES - System Transformation | Total Baseline Demand Consumption (GWh)
NG FES - System Transformation | Dem_BB008 | GWh | NPgN | BLYTH 132kV | Total Baseline Demand Consumption (GWh) | BLYTH132 | 325.3691 | 324.0721 | 320.7649 | 316.7055 | 313.3557 | 310.949 | 309.383 | 308.8946 | 308.6135 | 308.3909 | 308.1362 | 307.813 | 308.4354 | 309.0864 | 309.7919 | 310.4868 | 311.1712 | 311.9068 | 312.7958 | 313.7235 | 314.6599 | 315.6474 | 316.7817 | 317.9463 | 319.1639 | 320.5225 | 321.8802 | 323.2497 | 324.6368 | 326.0331 | 327.4442 | 328.8727 | NPgN | GSP | NG FES - System Transformation | Total Baseline Demand Consumption (GWh)
NG FES - System Transformation | Dem_BB008 | GWh | NPgN | FOURSTONES | Total Baseline Demand Consumption (GWh) | FOUR_1 | 110.6263 | 110.2024 | 109.2502 | 108.0753 | 107.1129 | 106.4326 | 106.003 | 105.8952 | 105.8463 | 105.8123 | 105.7666 | 105.6976 | 106.007 | 106.3241 | 106.6577 | 106.9877 | 107.3138 | 107.6555 | 108.0544 | 108.4664 | 108.8817 | 109.3137 | 109.7911 | 110.2799 | 110.7859 | 111.3363 | 111.8854 | 112.4407 | 113.0027 | 113.5701 | 114.1434 | 114.7239 | NPgN | GSP | NG FES - System Transformation | Total Baseline Demand Consumption (GWh)
NG FES - System Transformation | Dem_BB008 | GWh | NPgN | HARTMOOR | Total Baseline Demand Consumption (GWh) | HARM_6 | 476.2266 | 473.379 | 465.9678 | 457.2067 | 449.7306 | 443.9658 | 439.7362 | 437.4539 | 435.5784 | 433.8326 | 432.0619 | 430.202 | 429.2259 | 428.2842 | 427.4167 | 426.5134 | 425.5887 | 424.723 | 424.1192 | 423.5552 | 422.9833 | 422.4824 | 422.2202 | 421.9826 | 421.8122 | 421.8309 | 421.8485 | 421.8558 | 421.8659 | 421.8588 | 421.8473 | 421.8346 | NPgN | GSP | NG FES - System Transformation | Total Baseline Demand Consumption (GWh)
NG FES - System Transformation | Dem_BB008 | GWh | NPgN | HAWTHORN PIT GRID | Total Baseline Demand Consumption (GWh) | HAWP_6 | 477.7572 | 474.449 | 465.4917 | 454.8962 | 445.8744 | 438.9503 | 433.9064 | 431.2479 | 429.0844 | 427.0786 | 425.0426 | 422.8969 | 421.7409 | 420.6238 | 419.5951 | 418.5209 | 417.4184 | 416.3751 | 415.6898 | 415.0525 | 414.4036 | 413.8419 | 413.5731 | 413.3349 | 413.1783 | 413.252 | 413.3218 | 413.3811 | 413.4442 | 413.4866 | 413.5231 | 413.5581 | NPgN | GSP | NG FES - System Transformation | Total Baseline Demand Consumption (GWh)
NG FES - System Transformation | Dem_BB008 | GWh | NPgN | KNARESBOROUGH | Total Baseline Demand Consumption (GWh) | KNARE_111 | 831.7556 | 829.5638 | 822.5703 | 813.7847 | 806.7603 | 802.014 | 799.3027 | 799.2162 | 799.6309 | 800.182 | 800.6277 | 800.8992 | 803.5385 | 806.2989 | 809.2386 | 812.1874 | 815.1195 | 818.1769 | 821.7973 | 825.5737 | 829.3972 | 833.376 | 837.7518 | 842.2338 | 846.8786 | 851.7234 | 856.7001 | 861.732 | 866.8334 | 871.9775 | 877.1804 | 882.4483 | NPgN | GSP | NG FES - System Transformation | Total Baseline Demand Consumption (GWh)
NG FES - System Transformation | Dem_BB008 | GWh | NPgN | LACKENBY | Total Baseline Demand Consumption (GWh) | LACK_6 | 968.9255 | 965.5599 | 955.2049 | 942.5362 | 932.0533 | 924.4811 | 919.5025 | 917.8409 | 916.8528 | 916.0649 | 915.2018 | 914.149 | 914.5399 | 915.0086 | 915.6274 | 916.2048 | 916.7656 | 917.4446 | 918.5836 | 919.8182 | 921.06 | 922.4458 | 924.2629 | 926.1469 | 928.1666 | 930.5322 | 932.9225 | 935.3185 | 937.7433 | 940.1632 | 942.6005 | 945.0612 | NPgN | GSP | NG FES - System Transformation | Total Baseline Demand Consumption (GWh)
NG FES - System Transformation | Dem_BB008 | GWh | NPgN | NORTON | Total Baseline Demand Consumption (GWh) | NORT_1 | 2334.2404 | 2323.6516 | 2296.4662 | 2263.6436 | 2236.2058 | 2215.9186 | 2202.022 | 2196.2217 | 2192.0308 | 2188.3153 | 2184.3742 | 2180.001 | 2181.2228 | 2182.6487 | 2184.4707 | 2186.2025 | 2187.898 | 2189.8834 | 2193.1867 | 2196.7649 | 2200.3869 | 2204.3884 | 2209.472 | 2214.7456 | 2220.3747 | 2226.7572 | 2233.2831 | 2239.8495 | 2246.5066 | 2253.1728 | 2259.8995 | 2266.7025 | NPgN | GSP | NG FES - System Transformation | Total Baseline Demand Consumption (GWh)
NG FES - System Transformation | Dem_BB008 | GWh | NPgN | OFFERTON | Total Baseline Demand Consumption (GWh) | OFFE_3 | 261.6881 | 259.843 | 254.9846 | 249.2285 | 244.3336 | 240.5859 | 237.8665 | 236.4517 | 235.3075 | 234.2493 | 233.174 | 232.0381 | 231.4506 | 230.8855 | 230.3696 | 229.8296 | 229.2749 | 228.754 | 228.4252 | 228.1233 | 227.8159 | 227.5568 | 227.4582 | 227.377 | 227.341 | 227.4303 | 227.5193 | 227.6028 | 227.6889 | 227.764 | 227.8366 | 227.9089 | NPgN | GSP | NG FES - System Transformation | Total Baseline Demand Consumption (GWh)
NG FES - System Transformation | Dem_BB008 | GWh | NPgN | OSBALDWICK | Total Baseline Demand Consumption (GWh) | OSBA_1 | 1364.7544 | 1356.9736 | 1337.9011 | 1315.2844 | 1296.1221 | 1281.5349 | 1271.0525 | 1265.7878 | 1261.5712 | 1257.6739 | 1253.6589 | 1249.3756 | 1248.8263 | 1248.4087 | 1248.2013 | 1247.8999 | 1247.5693 | 1247.3867 | 1248.0785 | 1248.9101 | 1249.7506 | 1250.8136 | 1252.5544 | 1254.4022 | 1256.4655 | 1259.1657 | 1261.8359 | 1264.5325 | 1267.2858 | 1270.0424 | 1272.8343 | 1275.6719 | NPgN | GSP | NG FES - System Transformation | Total Baseline Demand Consumption (GWh)
NG FES - System Transformation | Dem_BB008 | GWh | NPgN | POPPLETON | Total Baseline Demand Consumption (GWh) | POPP_3 | 231.1665 | 229.6819 | 225.9397 | 221.5788 | 217.8213 | 214.8666 | 212.6302 | 211.3052 | 210.1674 | 209.0889 | 207.9979 | 206.8645 | 206.335 | 205.821 | 205.3417 | 204.8459 | 204.3394 | 203.8506 | 203.5173 | 203.2042 | 202.8874 | 202.6053 | 202.4365 | 202.281 | 202.1578 | 202.1216 | 202.0853 | 202.0472 | 202.0124 | 201.9711 | 201.9289 | 201.8875 | NPgN | GSP | NG FES - System Transformation | Total Baseline Demand Consumption (GWh)
NG FES - System Transformation | Dem_BB008 | GWh | NPgN | SALTHOLME | Total Baseline Demand Consumption (GWh) | SALH_1 | 466.9183 | 464.9524 | 463.7932 | 462.6013 | 461.4368 | 460.3074 | 459.2072 | 458.1477 | 457.0902 | 456.0285 | 454.9588 | 453.8795 | 453.7732 | 453.6734 | 453.5821 | 453.4958 | 453.4161 | 453.3437 | 453.2873 | 453.2404 | 453.2017 | 453.1722 | 453.1561 | 453.1481 | 453.1488 | 453.1501 | 453.1663 | 453.1893 | 453.2195 | 453.2564 | 453.3005 | 453.3519 | NPgN | GSP | NG FES - System Transformation | Total Baseline Demand Consumption (GWh)
NG FES - System Transformation | Dem_BB008 | GWh | NPgN | SOUTH SHIELDS | Total Baseline Demand Consumption (GWh) | SSHI_3 | 227.3511 | 225.7961 | 221.4461 | 216.2873 | 211.9073 | 208.5645 | 206.1511 | 204.9161 | 203.9263 | 203.015 | 202.0894 | 201.1104 | 200.5373 | 199.9834 | 199.4728 | 198.9397 | 198.3926 | 197.8741 | 197.5302 | 197.2095 | 196.8828 | 196.5986 | 196.4581 | 196.3321 | 196.2457 | 196.2733 | 196.2981 | 196.317 | 196.3375 | 196.3471 | 196.3533 | 196.3583 | NPgN | GSP | NG FES - System Transformation | Total Baseline Demand Consumption (GWh)
NG FES - System Transformation | Dem_BB008 | GWh | NPgN | SPADEADAM | Total Baseline Demand Consumption (GWh) | KIELD01 and SPAD20 | 32.7772 | 32.6632 | 32.2492 | 31.7372 | 31.3181 | 31.0227 | 30.8375 | 30.7931 | 30.7762 | 30.7671 | 30.7544 | 30.7331 | 30.7998 | 30.8694 | 30.9454 | 31.0193 | 31.0915 | 31.1697 | 31.2691 | 31.3729 | 31.4772 | 31.5878 | 31.7169 | 31.8495 | 31.9885 | 32.1443 | 32.2996 | 32.456 | 32.6141 | 32.7728 | 32.9328 | 33.0944 | NPgN | GSP | NG FES - System Transformation | Total Baseline Demand Consumption (GWh)
NG FES - System Transformation | Dem_BB008 | GWh | NPgN | SPENNYMOOR | Total Baseline Demand Consumption (GWh) | SPEN_1 | 1110.1668 | 1102.3764 | 1082.3696 | 1058.7051 | 1038.4972 | 1022.8927 | 1011.4216 | 1005.1895 | 1000.0573 | 995.2762 | 990.4272 | 985.3392 | 982.7319 | 980.2196 | 977.9086 | 975.5008 | 973.0359 | 970.749 | 969.119 | 967.5965 | 966.0528 | 964.6993 | 963.9864 | 963.3392 | 962.8726 | 962.9163 | 962.9572 | 962.9676 | 962.9834 | 962.9522 | 962.9084 | 962.8609 | NPgN | GSP | NG FES - System Transformation | Total Baseline Demand Consumption (GWh)
NG FES - System Transformation | Dem_BB008 | GWh | NPgN | STELLA NORTH | Total Baseline Demand Consumption (GWh) | STEN_1 | 1031.3967 | 1026.1433 | 1010.6106 | 992.473 | 977.1562 | 965.5993 | 957.3834 | 953.3781 | 950.197 | 947.2368 | 944.2071 | 940.9642 | 940.1075 | 939.2549 | 938.508 | 937.6654 | 936.78 | 935.7885 | 936.0529 | 936.3772 | 936.686 | 937.1962 | 938.2655 | 939.4316 | 940.7611 | 942.3804 | 944.0581 | 945.7794 | 947.5468 | 949.3129 | 951.0928 | 952.8984 | NPgN | GSP | NG FES - System Transformation | Total Baseline Demand Consumption (GWh)
NG FES - System Transformation | Dem_BB008 | GWh | NPgN | STELLA SOUTH | Total Baseline Demand Consumption (GWh) | STES_1 | 1261.2679 | 1252.2302 | 1238.3957 | 1222.4403 | 1208.5036 | 1197.2533 | 1188.4063 | 1182.6209 | 1177.4554 | 1172.4806 | 1167.4472 | 1162.2534 | 1160.8424 | 1159.5029 | 1158.301 | 1157.0597 | 1155.7918 | 1154.6334 | 1153.9027 | 1153.2579 | 1152.6196 | 1152.1101 | 1151.9962 | 1151.9422 | 1152.016 | 1152.4338 | 1152.855 | 1153.283 | 1153.7383 | 1154.1901 | 1154.6587 | 1155.1494 | NPgN | GSP | NG FES - System Transformation | Total Baseline Demand Consumption (GWh)
NG FES - System Transformation | Dem_BB008 | GWh | NPgN | TYNEMOUTH | Total Baseline Demand Consumption (GWh) | TYNE_1 | 820.0989 | 817.5848 | 806.3169 | 792.7526 | 781.5194 | 773.3812 | 768.0002 | 766.126 | 764.9423 | 763.9572 | 762.9052 | 761.6678 | 762.2347 | 762.8582 | 763.6133 | 764.3237 | 765.0097 | 765.73 | 767.2277 | 768.8223 | 770.429 | 772.2045 | 774.4492 | 776.7783 | 779.2586 | 782.1208 | 784.9955 | 787.908 | 790.872 | 793.8498 | 796.8603 | 799.9115 | NPgN | GSP | NG FES - System Transformation | Total Baseline Demand Consumption (GWh)
NG FES - System Transformation | Dem_BB008 | GWh | NPgN | WEST BOLDON | Total Baseline Demand Consumption (GWh) | WBOL_6 | 1164.877 | 1158.7508 | 1141.0842 | 1120.2254 | 1102.5522 | 1089.1255 | 1079.4909 | 1074.6621 | 1070.8081 | 1067.2554 | 1063.6378 | 1059.7931 | 1057.8548 | 1055.9759 | 1054.262 | 1052.4521 | 1050.5831 | 1048.7535 | 1047.8873 | 1047.1164 | 1046.3216 | 1045.7141 | 1045.707 | 1045.7735 | 1046.0077 | 1046.6858 | 1047.361 | 1048.036 | 1048.7313 | 1049.3957 | 1050.055 | 1050.7196 | NPgN | GSP | NG FES - System Transformation | Total Baseline Demand Consumption (GWh)
NG FES - System Transformation | Dem_BB008 | GWh | NPgY | BRADFORD WEST | Total Baseline Demand Consumption (GWh) | BRAW_1 | 1944.7723 | 1932.6619 | 1898.3228 | 1858.0854 | 1823.7318 | 1797.2164 | 1777.6894 | 1767.0335 | 1758.1757 | 1749.8876 | 1741.4833 | 1732.668 | 1728.0613 | 1723.5738 | 1719.3992 | 1715.0476 | 1710.579 | 1706.1889 | 1703.5543 | 1701.1052 | 1698.6067 | 1696.4418 | 1695.3728 | 1694.4305 | 1693.79 | 1693.9987 | 1694.1723 | 1694.3388 | 1694.5367 | 1694.6714 | 1694.7911 | 1694.9144 | NPgY | GSP | NG FES - System Transformation | Total Baseline Demand Consumption (GWh)
NG FES - System Transformation | Dem_BB008 | GWh | NPgY | CAMBLESFORTH | Total Baseline Demand Consumption (GWh) | CAMB_01 | 204.4918 | 203.9016 | 202.0784 | 199.8378 | 197.9981 | 196.6857 | 195.8456 | 195.6071 | 195.4844 | 195.3923 | 195.2854 | 195.1393 | 195.4879 | 195.853 | 196.2493 | 196.6417 | 197.0327 | 197.4499 | 197.9613 | 198.4967 | 199.0409 | 199.6164 | 200.2768 | 200.9564 | 201.6676 | 202.4379 | 203.224 | 204.0177 | 204.8225 | 205.6329 | 206.4526 | 207.2829 | NPgY | GSP | NG FES - System Transformation | Total Baseline Demand Consumption (GWh)
NG FES - System Transformation | Dem_BB008 | GWh | NPgY | CREYKE BECK | Total Baseline Demand Consumption (GWh) | CREB_1 | 2185.7424 | 2172.8062 | 2143.4631 | 2108.575 | 2079.1838 | 2057.0618 | 2041.4371 | 2034.0609 | 2028.2983 | 2022.9996 | 2017.5448 | 2011.6167 | 2011.7364 | 2012.0235 | 2012.6741 | 2013.2162 | 2013.7002 | 2014.365 | 2016.5781 | 2019.0467 | 2021.5636 | 2024.459 | 2028.4551 | 2032.6523 | 2037.2165 | 2042.5428 | 2047.9924 | 2053.501 | 2059.1101 | 2064.7354 | 2070.4242 | 2076.1943 | NPgY | GSP | NG FES - System Transformation | Total Baseline Demand Consumption (GWh)
NG FES - System Transformation | Dem_BB008 | GWh | NPgY | DRAX | Total Baseline Demand Consumption (GWh) | DRAX_YEDL | 258.4091 | 257.8283 | 255.5291 | 252.6617 | 250.3345 | 248.7144 | 247.7189 | 247.5185 | 247.4725 | 247.4691 | 247.4448 | 247.3689 | 248.1307 | 248.9243 | 249.7575 | 250.5862 | 251.4162 | 252.293 | 253.2987 | 254.3456 | 255.4065 | 256.5139 | 257.7383 | 258.9931 | 260.2935 | 261.751 | 263.1935 | 264.6561 | 266.144 | 267.6499 | 269.179 | 270.7331 | NPgY | GSP | NG FES - System Transformation | Total Baseline Demand Consumption (GWh)
NG FES - System Transformation | Dem_BB008 | GWh | NPgY | ELLAND | Total Baseline Demand Consumption (GWh) | ELLA_1 | 1720.7605 | 1709.172 | 1680.9364 | 1648.1429 | 1619.8737 | 1597.6354 | 1580.7826 | 1570.756 | 1562.12 | 1553.9237 | 1545.6422 | 1537.0451 | 1532.7934 | 1528.637 | 1524.7261 | 1520.6826 | 1516.5538 | 1512.4965 | 1509.7616 | 1507.1707 | 1504.5447 | 1502.1771 | 1500.6546 | 1499.2304 | 1498.0404 | 1497.5197 | 1496.9691 | 1496.4133 | 1495.8836 | 1495.307 | 1494.7213 | 1494.1406 | NPgY | GSP | NG FES - System Transformation | Total Baseline Demand Consumption (GWh)
NG FES - System Transformation | Dem_BB008 | GWh | NPgY | FERRYBRIDGE A | Total Baseline Demand Consumption (GWh) | FERRA2 | 496.2266 | 494.4527 | 487.8772 | 479.8967 | 473.2617 | 468.4174 | 465.1742 | 463.9684 | 463.1807 | 462.522 | 461.8298 | 461.0345 | 461.3773 | 461.7776 | 462.2786 | 462.7613 | 463.2389 | 463.7979 | 464.6714 | 465.6166 | 466.575 | 467.629 | 468.955 | 470.3293 | 471.7937 | 473.5564 | 475.298 | 477.0588 | 478.8524 | 480.6583 | 482.49 | 484.3515 | NPgY | GSP | NG FES - System Transformation | Total Baseline Demand Consumption (GWh)
NG FES - System Transformation | Dem_BB008 | GWh | NPgY | FERRYBRIDGE B | Total Baseline Demand Consumption (GWh) | FERRB9 | 1491.3125 | 1483.2121 | 1466.1967 | 1446.2075 | 1429.21 | 1416.1856 | 1406.6892 | 1401.683 | 1397.5613 | 1393.7033 | 1389.7615 | 1385.579 | 1385.864 | 1386.2675 | 1386.8872 | 1387.4666 | 1388.03 | 1388.6825 | 1390.3557 | 1392.206 | 1394.0903 | 1396.2034 | 1398.9362 | 1401.7973 | 1404.869 | 1408.6075 | 1412.2965 | 1416.0632 | 1419.9261 | 1423.8385 | 1427.8245 | 1431.8952 | NPgY | GSP | NG FES - System Transformation | Total Baseline Demand Consumption (GWh)
NG FES - System Transformation | Dem_BB008 | GWh | NPgY | GRIMSBY WEST | Total Baseline Demand Consumption (GWh) | GRIW_1 | 966.1193 | 958.4196 | 945.6952 | 930.9671 | 918.1635 | 907.9219 | 899.9746 | 894.941 | 890.5066 | 886.2599 | 881.9713 | 877.5438 | 875.7421 | 873.9933 | 872.3601 | 870.6789 | 868.9682 | 867.3372 | 866.1558 | 865.0426 | 863.923 | 862.9173 | 862.2768 | 861.6824 | 861.1951 | 860.9972 | 860.8018 | 860.6021 | 860.4154 | 860.2119 | 860.0098 | 859.8144 | NPgY | GSP | NG FES - System Transformation | Total Baseline Demand Consumption (GWh)
NG FES - System Transformation | Dem_BB008 | GWh | NPgY | JORDANTHORPE | Total Baseline Demand Consumption (GWh) | JORD_3 | 265.4478 | 264.8131 | 260.6735 | 255.7849 | 251.7125 | 248.7305 | 246.712 | 245.9145 | 245.3504 | 244.8579 | 244.3487 | 243.7801 | 243.411 | 243.0491 | 242.724 | 242.3714 | 241.9996 | 241.589 | 241.5688 | 241.5753 | 241.5721 | 241.6182 | 241.8191 | 242.0419 | 242.3062 | 242.6824 | 243.049 | 243.4252 | 243.8112 | 244.1927 | 244.5741 | 244.9587 | NPgY | GSP | NG FES - System Transformation | Total Baseline Demand Consumption (GWh)
NG FES - System Transformation | Dem_BB008 | GWh | NPgY | KEADBY | Total Baseline Demand Consumption (GWh) | KEAD_YEDL | 2140.1894 | 2134.2796 | 2121.3794 | 2105.6231 | 2092.5353 | 2082.9835 | 2076.5788 | 2074.2141 | 2072.6214 | 2071.2418 | 2069.7329 | 2067.9562 | 2070.9529 | 2074.0788 | 2077.4376 | 2080.7915 | 2084.1467 | 2087.7365 | 2091.9521 | 2096.3531 | 2100.8178 | 2105.5117 | 2110.7952 | 2116.2282 | 2121.8888 | 2128.0544 | 2134.2956 | 2140.6104 | 2147.0243 | 2153.5014 | 2160.0665 | 2166.7288 | NPgY | GSP | NG FES - System Transformation | Total Baseline Demand Consumption (GWh)
NG FES - System Transformation | Dem_BB008 | GWh | NPgY | KIRKSTALL B | Total Baseline Demand Consumption (GWh) | KIRKB1 | 1216.2536 | 1207.6666 | 1189.6981 | 1169.1532 | 1151.3432 | 1137.1866 | 1126.2701 | 1119.4578 | 1113.4465 | 1107.6841 | 1101.8714 | 1095.8661 | 1092.7599 | 1089.6802 | 1086.7273 | 1083.6819 | 1080.5707 | 1077.3677 | 1075.3406 | 1073.3967 | 1071.419 | 1069.6003 | 1068.2939 | 1067.0523 | 1065.9455 | 1065.2129 | 1064.4486 | 1063.7021 | 1062.9784 | 1062.2305 | 1061.4748 | 1060.722 | NPgY | GSP | NG FES - System Transformation | Total Baseline Demand Consumption (GWh)
NG FES - System Transformation | Dem_BB008 | GWh | NPgY | NEEPSEND | Total Baseline Demand Consumption (GWh) | NEEP_3 | 394.9137 | 392.5647 | 385.4969 | 377.2868 | 370.2708 | 364.8487 | 360.8425 | 358.6296 | 356.7703 | 355.0215 | 353.2507 | 351.3961 | 350.335 | 349.2875 | 348.2965 | 347.2652 | 346.2056 | 345.1191 | 344.5059 | 343.9282 | 343.336 | 342.8119 | 342.5099 | 342.2347 | 342.0179 | 341.9653 | 341.8997 | 341.8385 | 341.7854 | 341.7203 | 341.6508 | 341.5814 | NPgY | GSP | NG FES - System Transformation | Total Baseline Demand Consumption (GWh)
NG FES - System Transformation | Dem_BB008 | GWh | NPgY | NORTON LEES | Total Baseline Demand Consumption (GWh) | NORL_3 | 267.1858 | 266.2014 | 260.5425 | 253.8966 | 248.3162 | 244.1593 | 241.2626 | 239.9616 | 238.969 | 238.0717 | 237.1549 | 236.163 | 235.4385 | 234.7203 | 234.0485 | 233.3382 | 232.5998 | 231.8132 | 231.5148 | 231.2473 | 230.9643 | 230.7422 | 230.7181 | 230.7184 | 230.7692 | 230.9623 | 231.1403 | 231.3257 | 231.5195 | 231.7031 | 231.8823 | 232.0614 | NPgY | GSP | NG FES - System Transformation | Total Baseline Demand Consumption (GWh)
NG FES - System Transformation | Dem_BB008 | GWh | NPgY | PITSMOOR 3/4 | Total Baseline Demand Consumption (GWh) | PITS_BB_B | 239.1404 | 237.5509 | 234.2768 | 230.5252 | 227.2616 | 224.6497 | 222.6182 | 221.3226 | 220.1738 | 219.071 | 217.9591 | 216.813 | 216.2486 | 215.6917 | 215.1595 | 214.6117 | 214.0533 | 213.4917 | 213.1052 | 212.7338 | 212.3575 | 212.0093 | 211.7529 | 211.5075 | 211.287 | 211.1356 | 210.9801 | 210.8258 | 210.6748 | 210.5189 | 210.3618 | 210.2051 | NPgY | GSP | NG FES - System Transformation | Total Baseline Demand Consumption (GWh)
NG FES - System Transformation | Dem_BB008 | GWh | NPgY | SALTEND NORTH | Total Baseline Demand Consumption (GWh) | SALT_1 | 392.1883 | 389.8731 | 385.764 | 380.8917 | 376.7574 | 373.5949 | 371.3038 | 370.1205 | 369.1531 | 368.2452 | 367.3131 | 366.3118 | 366.5034 | 366.7246 | 367.0023 | 367.2713 | 367.5377 | 367.8479 | 368.3253 | 368.8435 | 369.3762 | 369.9646 | 370.7064 | 371.4806 | 372.3111 | 373.2426 | 374.2047 | 375.1774 | 376.168 | 377.1655 | 378.1772 | 379.2053 | NPgY | GSP | NG FES - System Transformation | Total Baseline Demand Consumption (GWh)
NG FES - System Transformation | Dem_BB008 | GWh | NPgY | SHEFFIELD CITY | Total Baseline Demand Consumption (GWh) | SHEC_3 | 425.7601 | 421.9849 | 416.7284 | 410.9298 | 405.7362 | 401.3515 | 397.6808 | 394.9138 | 392.3177 | 389.7738 | 387.2188 | 384.6206 | 383.4504 | 382.2828 | 381.1419 | 379.9801 | 378.8033 | 377.5879 | 376.6913 | 375.8143 | 374.9296 | 374.0823 | 373.35 | 372.6346 | 371.9496 | 371.3457 | 370.7335 | 370.1303 | 369.535 | 368.937 | 368.3387 | 367.7428 | NPgY | GSP | NG FES - System Transformation | Total Baseline Demand Consumption (GWh)
NG FES - System Transformation | Dem_BB008 | GWh | NPgY | SKELTON GRANGE | Total Baseline Demand Consumption (GWh) | SKLGB1 | 2952.2083 | 2930.7377 | 2886.2613 | 2835.3743 | 2791.2448 | 2756.1389 | 2729.0396 | 2712.0865 | 2697.1198 | 2682.7694 | 2668.2899 | 2653.3299 | 2646.2383 | 2639.2359 | 2632.5702 | 2625.6934 | 2618.6711 | 2611.4765 | 2607.098 | 2602.9461 | 2598.7295 | 2594.9196 | 2592.3897 | 2590.0332 | 2588.0253 | 2587.0119 | 2585.9151 | 2584.8753 | 2583.9096 | 2582.9029 | 2581.8977 | 2580.92 | NPgY | GSP | NG FES - System Transformation | Total Baseline Demand Consumption (GWh)
NG FES - System Transformation | Dem_BB008 | GWh | NPgY | TEMPLEBOROUGH 275/33KV | Total Baseline Demand Consumption (GWh) | TEMP_3 | 61.5687 | 61.257 | 60.8431 | 60.3509 | 59.9396 | 59.6318 | 59.4165 | 59.3207 | 59.246 | 59.1763 | 59.1033 | 59.0228 | 59.1831 | 59.3501 | 59.5269 | 59.7069 | 59.8893 | 60.0777 | 60.3012 | 60.5344 | 60.7726 | 61.0208 | 61.2894 | 61.5655 | 61.8511 | 62.1538 | 62.4621 | 62.7764 | 63.0973 | 63.4235 | 63.7557 | 64.0942 | NPgY | GSP | NG FES - System Transformation | Total Baseline Demand Consumption (GWh)
NG FES - System Transformation | Dem_BB008 | GWh | NPgY | THURCROFT | Total Baseline Demand Consumption (GWh) | THUR_6 | 678.7984 | 675.953 | 665.2931 | 652.3091 | 641.5435 | 633.7167 | 628.5265 | 626.6938 | 625.5439 | 624.6032 | 623.6097 | 622.4475 | 622.7819 | 623.2028 | 623.7808 | 624.3252 | 624.8541 | 625.5123 | 626.6767 | 627.9491 | 629.2368 | 630.6755 | 632.5561 | 634.5097 | 636.6071 | 639.082 | 641.5746 | 644.0837 | 646.6313 | 649.1836 | 651.7625 | 654.3746 | NPgY | GSP | NG FES - System Transformation | Total Baseline Demand Consumption (GWh)
NG FES - System Transformation | Dem_BB008 | GWh | NPgY | WEST MELTON / THORPE MARSH | Total Baseline Demand Consumption (GWh) | WMEL_THOM | 2642.3993 | 2627.0022 | 2603.9901 | 2576.7521 | 2553.5856 | 2535.774 | 2522.761 | 2515.913 | 2510.237 | 2504.8865 | 2499.4093 | 2493.5669 | 2497.4104 | 2501.5171 | 2506.0362 | 2510.6073 | 2515.2523 | 2520.2216 | 2526.3641 | 2532.8652 | 2539.511 | 2546.5492 | 2554.5183 | 2562.7357 | 2571.3253 | 2580.8439 | 2590.4538 | 2600.23 | 2610.2117 | 2620.337 | 2630.6468 | 2641.1552 | NPgY | GSP | NG FES - System Transformation | Total Baseline Demand Consumption (GWh)
NG FES - System Transformation | Dem_BB008 | GWh | NPgY | WEST MELTON SECTION 3 | Total Baseline Demand Consumption (GWh) | WMEL_BB3 | 1217.9926 | 1215.6539 | 1196.3074 | 1172.7609 | 1153.3139 | 1139.3264 | 1130.2209 | 1127.3159 | 1125.678 | 1124.4367 | 1123.1075 | 1121.4794 | 1121.1316 | 1120.9034 | 1120.9331 | 1120.8667 | 1120.7465 | 1120.7653 | 1121.8757 | 1123.1482 | 1124.4153 | 1125.9358 | 1128.2441 | 1130.6609 | 1133.312 | 1136.6714 | 1139.9951 | 1143.334 | 1146.7216 | 1150.0936 | 1153.4872 | 1156.9149 | NPgY | GSP | NG FES - System Transformation | Total Baseline Demand Consumption (GWh)
NG FES - System Transformation | Dem_BB008 | GWh | NPgY | WINCOBANK | Total Baseline Demand Consumption (GWh) | WIBA_3 | 170.2876 | 168.7499 | 167.1522 | 165.3775 | 163.7736 | 162.3937 | 161.2149 | 160.293 | 159.4222 | 158.5666 | 157.7063 | 156.8327 | 156.6394 | 156.4555 | 156.2866 | 156.1182 | 155.9509 | 155.7959 | 155.6857 | 155.5873 | 155.4932 | 155.4135 | 155.3706 | 155.3363 | 155.3159 | 155.3261 | 155.3415 | 155.3613 | 155.3871 | 155.4163 | 155.4506 | 155.4906 | NPgY | GSP | NG FES - System Transformation | Total Baseline Demand Consumption (GWh)
NPg Planning Scenario | Dem_BB008 | GWh | NPgN | BLYTH 66kV | Total Baseline Demand Consumption (GWh) | BLYTB1 | 684.4269 | 680.8413 | 662.0044 | 654.8112 | 649.4698 | 645.3662 | 641.3513 | 638.0911 | 636.3806 | 635.0882 | 633.8628 | 632.8024 | 631.2612 | 629.7525 | 628.3048 | 626.8605 | 625.664 | 624.7294 | 624.1683 | 623.8682 | 623.476 | 623.3533 | 623.5509 | 623.7859 | 624.0923 | 624.4812 | 624.928 | 625.4041 | 626.1553 | 627.3203 | 628.5286 | 630.4252 | NPgN | GSP | NPg Planning Scenario | Total Baseline Demand Consumption (GWh)
NPg Planning Scenario | Dem_BB008 | GWh | NPgN | BLYTH 132kV | Total Baseline Demand Consumption (GWh) | BLYTH132 | 325.3695 | 323.3579 | 317.0669 | 314.2002 | 311.9084 | 310.0323 | 308.2404 | 306.7057 | 305.651 | 304.7655 | 303.936 | 303.1987 | 302.3624 | 301.5618 | 300.8224 | 300.1101 | 299.504 | 298.9926 | 298.6181 | 298.3404 | 298.058 | 297.9015 | 297.8629 | 297.8598 | 297.9001 | 297.9934 | 298.1153 | 298.2615 | 298.4989 | 298.8637 | 299.2528 | 299.8451 | NPgN | GSP | NPg Planning Scenario | Total Baseline Demand Consumption (GWh)
NPg Planning Scenario | Dem_BB008 | GWh | NPgN | FOURSTONES | Total Baseline Demand Consumption (GWh) | FOUR_1 | 110.6266 | 109.9097 | 107.9369 | 106.9982 | 106.2372 | 105.6105 | 105.0204 | 104.5158 | 104.157 | 103.8578 | 103.5777 | 103.3335 | 103.0656 | 102.8061 | 102.5716 | 102.3457 | 102.1562 | 101.997 | 101.8807 | 101.7949 | 101.7082 | 101.6727 | 101.677 | 101.6961 | 101.732 | 101.7885 | 101.8557 | 101.933 | 102.0398 | 102.1867 | 102.3423 | 102.5598 | NPgN | GSP | NPg Planning Scenario | Total Baseline Demand Consumption (GWh)
NPg Planning Scenario | Dem_BB008 | GWh | NPgN | HARTMOOR | Total Baseline Demand Consumption (GWh) | HARM_6 | 476.2261 | 472.9414 | 461.6746 | 456.4402 | 452.1401 | 448.5068 | 444.9916 | 441.9452 | 439.7338 | 437.7202 | 435.8182 | 434.0085 | 432.0299 | 430.1225 | 428.2287 | 426.3593 | 424.634 | 423.1099 | 421.7874 | 420.5882 | 419.3496 | 418.26 | 417.3402 | 416.4433 | 415.585 | 414.7597 | 413.9707 | 413.1951 | 412.5583 | 412.1307 | 411.7249 | 411.6725 | NPgN | GSP | NPg Planning Scenario | Total Baseline Demand Consumption (GWh)
NPg Planning Scenario | Dem_BB008 | GWh | NPgN | HAWTHORN PIT GRID | Total Baseline Demand Consumption (GWh) | HAWP_6 | 477.7566 | 473.9526 | 460.4262 | 454.3105 | 449.4078 | 445.3365 | 441.3264 | 437.8765 | 435.4965 | 433.3487 | 431.2995 | 429.3573 | 427.1471 | 425.059 | 422.965 | 420.9089 | 419.0177 | 417.3514 | 415.9792 | 414.7667 | 413.4796 | 412.362 | 411.4501 | 410.5623 | 409.7186 | 408.9127 | 408.1488 | 407.399 | 406.82 | 406.5003 | 406.2051 | 406.3481 | NPgN | GSP | NPg Planning Scenario | Total Baseline Demand Consumption (GWh)
NPg Planning Scenario | Dem_BB008 | GWh | NPgN | KNARESBOROUGH | Total Baseline Demand Consumption (GWh) | KNARE_111 | 831.7549 | 827.5737 | 812.8693 | 806.7522 | 802.0535 | 798.2543 | 794.6723 | 791.7468 | 790.0469 | 788.6705 | 787.4355 | 786.4631 | 785.282 | 784.2766 | 783.4373 | 782.7496 | 782.3352 | 782.2516 | 782.561 | 783.1431 | 783.7537 | 784.6434 | 785.8418 | 787.145 | 788.5721 | 790.0245 | 791.6355 | 793.3158 | 795.2328 | 797.4777 | 799.7831 | 802.596 | NPgN | GSP | NPg Planning Scenario | Total Baseline Demand Consumption (GWh)
NPg Planning Scenario | Dem_BB008 | GWh | NPgN | LACKENBY | Total Baseline Demand Consumption (GWh) | LACK_6 | 968.925 | 964.41 | 946.4874 | 939.0286 | 933.1515 | 928.451 | 923.7532 | 919.8398 | 917.2563 | 915.0015 | 912.8894 | 910.9151 | 908.6552 | 906.5168 | 904.441 | 902.3899 | 900.6371 | 899.2 | 898.1475 | 897.3266 | 896.4251 | 895.7741 | 895.4134 | 895.1016 | 894.8623 | 894.6869 | 894.5845 | 894.5158 | 894.6862 | 895.21 | 895.78 | 896.9364 | NPgN | GSP | NPg Planning Scenario | Total Baseline Demand Consumption (GWh)
NPg Planning Scenario | Dem_BB008 | GWh | NPgN | NORTON | Total Baseline Demand Consumption (GWh) | NORT_1 | 2334.2382 | 2319.7819 | 2272.536 | 2251.1594 | 2233.9706 | 2219.7961 | 2205.9882 | 2194.1475 | 2186.0743 | 2179.0469 | 2172.3958 | 2166.4001 | 2159.6441 | 2153.2981 | 2147.3106 | 2141.5397 | 2136.6171 | 2132.5396 | 2129.5056 | 2127.2249 | 2124.8736 | 2123.242 | 2122.4316 | 2121.8225 | 2121.4686 | 2121.2625 | 2121.3429 | 2121.5506 | 2122.405 | 2124.1935 | 2126.1161 | 2129.556 | NPgN | GSP | NPg Planning Scenario | Total Baseline Demand Consumption (GWh)
NPg Planning Scenario | Dem_BB008 | GWh | NPgN | OFFERTON | Total Baseline Demand Consumption (GWh) | OFFE_3 | 261.6877 | 259.5584 | 252.1219 | 248.7556 | 246.0389 | 243.7788 | 241.5479 | 239.6217 | 238.3027 | 237.0971 | 235.964 | 234.8748 | 233.649 | 232.5244 | 231.3763 | 230.2608 | 229.2256 | 228.3125 | 227.5748 | 226.9067 | 226.1985 | 225.5886 | 225.0909 | 224.6071 | 224.1478 | 223.7086 | 223.2933 | 222.8861 | 222.5719 | 222.3985 | 222.2386 | 222.3162 | NPgN | GSP | NPg Planning Scenario | Total Baseline Demand Consumption (GWh)
NPg Planning Scenario | Dem_BB008 | GWh | NPgN | OSBALDWICK | Total Baseline Demand Consumption (GWh) | OSBA_1 | 1364.752 | 1354.6496 | 1323.5129 | 1308.9842 | 1297.2858 | 1287.645 | 1278.2704 | 1270.1945 | 1264.6737 | 1259.7844 | 1255.1976 | 1250.9878 | 1246.293 | 1241.941 | 1237.5932 | 1233.4063 | 1229.6758 | 1226.5838 | 1224.2202 | 1222.2945 | 1220.3482 | 1218.8158 | 1217.8192 | 1216.9475 | 1216.2392 | 1215.7424 | 1215.3528 | 1215.046 | 1215.1683 | 1215.9132 | 1216.745 | 1218.5892 | NPgN | GSP | NPg Planning Scenario | Total Baseline Demand Consumption (GWh)
NPg Planning Scenario | Dem_BB008 | GWh | NPgN | POPPLETON | Total Baseline Demand Consumption (GWh) | POPP_3 | 231.1659 | 229.3907 | 223.8921 | 221.262 | 219.1175 | 217.3328 | 215.5955 | 214.0759 | 213.0045 | 212.0523 | 211.1477 | 210.3102 | 209.3857 | 208.5171 | 207.6408 | 206.7841 | 206.019 | 205.3687 | 204.8532 | 204.4221 | 203.9748 | 203.5908 | 203.2987 | 203.0236 | 202.773 | 202.5425 | 202.3345 | 202.1362 | 202.0118 | 201.9982 | 201.9963 | 202.1791 | NPgN | GSP | NPg Planning Scenario | Total Baseline Demand Consumption (GWh)
NPg Planning Scenario | Dem_BB008 | GWh | NPgN | SALTHOLME | Total Baseline Demand Consumption (GWh) | SALH_1 | 466.9183 | 464.4702 | 461.9742 | 459.7405 | 457.6358 | 455.6481 | 453.7598 | 451.9763 | 450.3026 | 448.7198 | 447.2224 | 445.8058 | 444.4643 | 443.2005 | 442.0098 | 440.8881 | 439.8353 | 438.8483 | 437.9254 | 437.0601 | 436.2447 | 435.4793 | 434.7603 | 434.0803 | 433.4352 | 432.8134 | 432.2239 | 431.6568 | 431.1111 | 430.5844 | 430.0682 | 429.5663 | NPgN | GSP | NPg Planning Scenario | Total Baseline Demand Consumption (GWh)
NPg Planning Scenario | Dem_BB008 | GWh | NPgN | SOUTH SHIELDS | Total Baseline Demand Consumption (GWh) | SSHI_3 | 227.3507 | 225.586 | 219.0285 | 216.1374 | 213.8622 | 211.9677 | 210.0889 | 208.4764 | 207.3811 | 206.4284 | 205.4997 | 204.6155 | 203.5806 | 202.6009 | 201.6344 | 200.712 | 199.8452 | 199.0758 | 198.443 | 197.8815 | 197.2987 | 196.7843 | 196.3672 | 195.9589 | 195.5694 | 195.1966 | 194.8419 | 194.4923 | 194.225 | 194.0834 | 193.953 | 194.0365 | NPgN | GSP | NPg Planning Scenario | Total Baseline Demand Consumption (GWh)
NPg Planning Scenario | Dem_BB008 | GWh | NPgN | SPADEADAM | Total Baseline Demand Consumption (GWh) | KIELD01 and SPAD20 | 32.7773 | 32.5897 | 31.8385 | 31.5299 | 31.2922 | 31.1055 | 30.9271 | 30.7788 | 30.6895 | 30.6195 | 30.5533 | 30.4967 | 30.4242 | 30.352 | 30.2851 | 30.2183 | 30.1629 | 30.1171 | 30.0863 | 30.0654 | 30.0412 | 30.0331 | 30.0388 | 30.0475 | 30.0605 | 30.0787 | 30.0997 | 30.123 | 30.1574 | 30.2076 | 30.2605 | 30.3395 | NPgN | GSP | NPg Planning Scenario | Total Baseline Demand Consumption (GWh)
NPg Planning Scenario | Dem_BB008 | GWh | NPgN | SPENNYMOOR | Total Baseline Demand Consumption (GWh) | SPEN_1 | 1110.1663 | 1101.1517 | 1070.8337 | 1056.7736 | 1045.4609 | 1036.0055 | 1026.7368 | 1018.7334 | 1013.0253 | 1007.9116 | 1002.9764 | 998.3636 | 993.1524 | 988.1045 | 983.1529 | 978.2666 | 973.8077 | 969.8646 | 966.5273 | 963.6287 | 960.5872 | 957.9075 | 955.6921 | 953.5403 | 951.4947 | 949.5402 | 947.6849 | 945.8659 | 944.4269 | 943.5611 | 942.7586 | 942.9295 | NPgN | GSP | NPg Planning Scenario | Total Baseline Demand Consumption (GWh)
NPg Planning Scenario | Dem_BB008 | GWh | NPgN | STELLA NORTH | Total Baseline Demand Consumption (GWh) | STEN_1 | 1031.3861 | 1024.6261 | 1000.7392 | 990.0191 | 981.5423 | 974.6529 | 968.0385 | 962.5959 | 959.0926 | 956.091 | 953.2743 | 950.781 | 947.9184 | 945.2027 | 942.4553 | 939.76 | 937.4368 | 935.6018 | 934.2848 | 933.2395 | 932.0996 | 931.3194 | 930.9546 | 930.6688 | 930.495 | 930.3433 | 930.3408 | 930.3853 | 930.7623 | 931.6333 | 932.5324 | 934.2147 | NPgN | GSP | NPg Planning Scenario | Total Baseline Demand Consumption (GWh)
NPg Planning Scenario | Dem_BB008 | GWh | NPgN | STELLA SOUTH | Total Baseline Demand Consumption (GWh) | STES_1 | 1261.2675 | 1250.3021 | 1227.2482 | 1214.0285 | 1202.6557 | 1192.6127 | 1182.9176 | 1174.1762 | 1167.0081 | 1160.3962 | 1154.1146 | 1148.2069 | 1142.1551 | 1136.4062 | 1130.8837 | 1125.5835 | 1120.6751 | 1116.1976 | 1112.224 | 1108.6119 | 1105.0427 | 1101.8106 | 1098.9531 | 1096.2279 | 1093.6511 | 1091.2204 | 1088.903 | 1086.6642 | 1084.6938 | 1083.0938 | 1081.5567 | 1080.6001 | NPgN | GSP | NPg Planning Scenario | Total Baseline Demand Consumption (GWh)
NPg Planning Scenario | Dem_BB008 | GWh | NPgN | TYNEMOUTH | Total Baseline Demand Consumption (GWh) | TYNE_1 | 820.0952 | 816.2096 | 798.1305 | 790.9947 | 785.7346 | 781.6696 | 777.7354 | 774.6734 | 773.1259 | 772.0287 | 771.0164 | 770.206 | 769.0158 | 767.8793 | 766.8368 | 765.8529 | 765.1226 | 764.7438 | 764.7284 | 765.0255 | 765.2631 | 765.7721 | 766.6214 | 767.5317 | 768.5326 | 769.6281 | 770.8049 | 772.0268 | 773.5357 | 775.4689 | 777.4501 | 780.1203 | NPgN | GSP | NPg Planning Scenario | Total Baseline Demand Consumption (GWh)
NPg Planning Scenario | Dem_BB008 | GWh | NPgN | WEST BOLDON | Total Baseline Demand Consumption (GWh) | WBOL_6 | 1164.8728 | 1157.6822 | 1130.9375 | 1119.1757 | 1109.8502 | 1102.1558 | 1094.5727 | 1088.1333 | 1083.8564 | 1080.0564 | 1076.459 | 1073.0817 | 1069.185 | 1065.5428 | 1061.876 | 1058.3428 | 1055.1089 | 1052.324 | 1050.1337 | 1048.2068 | 1046.143 | 1044.4339 | 1043.1405 | 1041.8952 | 1040.7389 | 1039.6495 | 1038.6521 | 1037.684 | 1037.0635 | 1036.9707 | 1036.9171 | 1037.7402 | NPgN | GSP | NPg Planning Scenario | Total Baseline Demand Consumption (GWh)
NPg Planning Scenario | Dem_BB008 | GWh | NPgY | BRADFORD WEST | Total Baseline Demand Consumption (GWh) | BRAW_1 | 1944.7686 | 1930.5329 | 1880.1357 | 1857.5824 | 1839.8131 | 1825.2288 | 1810.9088 | 1798.6967 | 1790.5273 | 1783.5002 | 1776.9172 | 1770.7639 | 1763.4183 | 1756.5325 | 1749.8391 | 1743.3497 | 1737.522 | 1732.4916 | 1728.5809 | 1725.361 | 1721.9218 | 1719.1055 | 1717.1007 | 1715.2035 | 1713.4903 | 1711.9438 | 1710.5662 | 1709.2526 | 1708.6168 | 1709.0087 | 1709.4891 | 1711.6875 | NPgY | GSP | NPg Planning Scenario | Total Baseline Demand Consumption (GWh)
NPg Planning Scenario | Dem_BB008 | GWh | NPgY | CAMBLESFORTH | Total Baseline Demand Consumption (GWh) | CAMB_01 | 204.4919 | 203.5316 | 200.1526 | 198.7117 | 197.6006 | 196.7049 | 195.8365 | 195.1162 | 194.6806 | 194.3183 | 193.9871 | 193.6928 | 193.3391 | 193.0153 | 192.7172 | 192.4367 | 192.2045 | 192.0306 | 191.935 | 191.893 | 191.8524 | 191.8789 | 191.9726 | 192.0867 | 192.2252 | 192.3783 | 192.5576 | 192.7505 | 192.9959 | 193.3152 | 193.6482 | 194.0991 | NPgY | GSP | NPg Planning Scenario | Total Baseline Demand Consumption (GWh)
NPg Planning Scenario | Dem_BB008 | GWh | NPgY | CREYKE BECK | Total Baseline Demand Consumption (GWh) | CREB_1 | 2185.7407 | 2168.9233 | 2119.2066 | 2095.8801 | 2076.9521 | 2061.1713 | 2045.6276 | 2032.3227 | 2022.9969 | 2014.7139 | 2006.9713 | 1999.679 | 1991.7021 | 1984.3757 | 1977.2368 | 1970.3721 | 1964.08 | 1958.7141 | 1954.487 | 1950.9122 | 1947.2933 | 1944.4577 | 1942.479 | 1940.7259 | 1939.2567 | 1937.9613 | 1936.9642 | 1936.1101 | 1935.9259 | 1936.7025 | 1937.6129 | 1940.0613 | NPgY | GSP | NPg Planning Scenario | Total Baseline Demand Consumption (GWh)
NPg Planning Scenario | Dem_BB008 | GWh | NPgY | DRAX | Total Baseline Demand Consumption (GWh) | DRAX_YEDL | 258.4093 | 257.2068 | 252.7601 | 250.9142 | 249.5182 | 248.4453 | 247.39 | 246.5109 | 246.0452 | 245.6923 | 245.4043 | 245.1705 | 244.8626 | 244.6224 | 244.4161 | 244.255 | 244.1603 | 244.1556 | 244.2737 | 244.4813 | 244.6821 | 244.9933 | 245.4041 | 245.8504 | 246.3361 | 246.9008 | 247.4777 | 248.0819 | 248.767 | 249.5623 | 250.3841 | 251.3773 | NPgY | GSP | NPg Planning Scenario | Total Baseline Demand Consumption (GWh)
NPg Planning Scenario | Dem_BB008 | GWh | NPgY | ELLAND | Total Baseline Demand Consumption (GWh) | ELLA_1 | 1720.7582 | 1707.1454 | 1665.8595 | 1646.0972 | 1630.0545 | 1616.4473 | 1603.1327 | 1591.5043 | 1583.0485 | 1575.511 | 1568.3955 | 1561.6344 | 1554.1916 | 1547.0974 | 1540.2375 | 1533.5952 | 1527.4839 | 1522.1014 | 1517.606 | 1513.747 | 1509.7922 | 1506.3377 | 1503.5568 | 1500.8995 | 1498.4202 | 1496.109 | 1493.9508 | 1491.8645 | 1490.3216 | 1489.589 | 1488.9355 | 1489.6206 | NPgY | GSP | NPg Planning Scenario | Total Baseline Demand Consumption (GWh)
NPg Planning Scenario | Dem_BB008 | GWh | NPgY | FERRYBRIDGE A | Total Baseline Demand Consumption (GWh) | FERRA2 | 496.2264 | 493.6521 | 482.8541 | 478.4526 | 475.1006 | 472.4883 | 469.8961 | 467.7864 | 466.6068 | 465.664 | 464.8644 | 464.1561 | 463.24 | 462.4567 | 461.7143 | 461.0274 | 460.4738 | 460.1325 | 460.0665 | 460.182 | 460.2792 | 460.5206 | 460.963 | 461.4458 | 461.9846 | 462.6291 | 463.2987 | 464.0011 | 464.8755 | 466.0007 | 467.1679 | 468.7476 | NPgY | GSP | NPg Planning Scenario | Total Baseline Demand Consumption (GWh)
NPg Planning Scenario | Dem_BB008 | GWh | NPgY | FERRYBRIDGE B | Total Baseline Demand Consumption (GWh) | FERRB9 | 1491.3106 | 1480.4987 | 1451.7971 | 1437.5734 | 1425.9261 | 1416.1429 | 1406.6524 | 1398.4638 | 1392.5628 | 1387.354 | 1382.6078 | 1378.2545 | 1373.6012 | 1369.4084 | 1365.4268 | 1361.7117 | 1358.4422 | 1355.7891 | 1353.9004 | 1352.5235 | 1351.1953 | 1350.2797 | 1349.8988 | 1349.6876 | 1349.6724 | 1349.9596 | 1350.3558 | 1350.8725 | 1351.8121 | 1353.3426 | 1354.9746 | 1357.5256 | NPgY | GSP | NPg Planning Scenario | Total Baseline Demand Consumption (GWh)
NPg Planning Scenario | Dem_BB008 | GWh | NPgY | GRIMSBY WEST | Total Baseline Demand Consumption (GWh) | GRIW_1 | 966.119 | 957.1878 | 936.6474 | 925.3832 | 915.7447 | 907.3076 | 899.1239 | 891.7429 | 885.7664 | 880.2191 | 874.9913 | 870.0715 | 864.982 | 860.1184 | 855.3824 | 850.8375 | 846.5709 | 842.6481 | 839.1083 | 835.845 | 832.6501 | 829.6889 | 827.0362 | 824.4705 | 822.0091 | 819.6389 | 817.3581 | 815.1277 | 813.126 | 811.4499 | 809.8169 | 808.7055 | NPgY | GSP | NPg Planning Scenario | Total Baseline Demand Consumption (GWh)
NPg Planning Scenario | Dem_BB008 | GWh | NPgY | JORDANTHORPE | Total Baseline Demand Consumption (GWh) | JORD_3 | 265.4471 | 264.6409 | 258.8115 | 256.7728 | 255.3421 | 254.3432 | 253.3356 | 252.5909 | 252.3649 | 252.242 | 252.1544 | 252.0986 | 251.8708 | 251.693 | 251.4584 | 251.2077 | 251.0283 | 250.9594 | 251.039 | 251.191 | 251.3105 | 251.4809 | 251.75 | 252.0221 | 252.3092 | 252.6107 | 252.9285 | 253.2499 | 253.6617 | 254.2142 | 254.7716 | 255.5613 | NPgY | GSP | NPg Planning Scenario | Total Baseline Demand Consumption (GWh)
NPg Planning Scenario | Dem_BB008 | GWh | NPgY | KEADBY | Total Baseline Demand Consumption (GWh) | KEAD_YEDL | 2140.1902 | 2130.8943 | 2105.5471 | 2093.2769 | 2083.424 | 2075.2102 | 2067.3735 | 2060.6774 | 2055.9747 | 2051.9776 | 2048.3047 | 2045.0678 | 2041.5278 | 2038.2707 | 2035.2931 | 2032.564 | 2030.2854 | 2028.4981 | 2027.3371 | 2026.6185 | 2026.028 | 2025.9193 | 2026.3292 | 2026.9363 | 2027.7581 | 2028.7868 | 2029.9989 | 2031.3413 | 2033.0731 | 2035.3347 | 2037.7127 | 2040.9116 | NPgY | GSP | NPg Planning Scenario | Total Baseline Demand Consumption (GWh)
NPg Planning Scenario | Dem_BB008 | GWh | NPgY | KIRKSTALL B | Total Baseline Demand Consumption (GWh) | KIRKB1 | 1216.2491 | 1206.3602 | 1179.9941 | 1166.7488 | 1155.8102 | 1146.4895 | 1137.4385 | 1129.5904 | 1123.8093 | 1118.5788 | 1113.6524 | 1109.0518 | 1104.1123 | 1099.5437 | 1095.0194 | 1090.622 | 1086.5877 | 1083.0701 | 1080.2233 | 1077.74 | 1075.2124 | 1072.9608 | 1071.1289 | 1069.3821 | 1067.7524 | 1066.2261 | 1064.803 | 1063.4287 | 1062.3894 | 1061.8475 | 1061.3368 | 1061.6228 | NPgY | GSP | NPg Planning Scenario | Total Baseline Demand Consumption (GWh)
NPg Planning Scenario | Dem_BB008 | GWh | NPgY | NEEPSEND | Total Baseline Demand Consumption (GWh) | NEEP_3 | 394.9116 | 392.1819 | 382.1088 | 377.6615 | 374.1654 | 371.3588 | 368.6237 | 366.3341 | 364.8798 | 363.6322 | 362.4643 | 361.4071 | 360.1508 | 359.0207 | 357.8421 | 356.6516 | 355.6036 | 354.7552 | 354.1674 | 353.7187 | 353.236 | 352.8397 | 352.6065 | 352.3918 | 352.2115 | 352.0617 | 351.9443 | 351.8375 | 351.8691 | 352.1127 | 352.3669 | 352.9706 | NPgY | GSP | NPg Planning Scenario | Total Baseline Demand Consumption (GWh)
NPg Planning Scenario | Dem_BB008 | GWh | NPgY | NORTON LEES | Total Baseline Demand Consumption (GWh) | NORL_3 | 267.1833 | 266.0288 | 258.2727 | 255.478 | 253.4783 | 252.0436 | 250.6238 | 249.5555 | 249.1865 | 248.958 | 248.7582 | 248.6179 | 248.2628 | 247.9847 | 247.6273 | 247.2257 | 246.9211 | 246.7674 | 246.8208 | 246.9733 | 247.0725 | 247.2291 | 247.5127 | 247.7963 | 248.096 | 248.4102 | 248.7425 | 249.0752 | 249.5244 | 250.1572 | 250.7925 | 251.7333 | NPgY | GSP | NPg Planning Scenario | Total Baseline Demand Consumption (GWh)
NPg Planning Scenario | Dem_BB008 | GWh | NPgY | PITSMOOR 3/4 | Total Baseline Demand Consumption (GWh) | PITS_BB_B | 239.1397 | 237.2968 | 232.4738 | 229.9857 | 227.9178 | 226.1619 | 224.4638 | 222.9756 | 221.8562 | 220.8469 | 219.8941 | 219.0097 | 218.0652 | 217.1931 | 216.3205 | 215.4613 | 214.6778 | 213.9926 | 213.4297 | 212.9381 | 212.4453 | 211.9998 | 211.6323 | 211.2818 | 210.954 | 210.6462 | 210.358 | 210.0794 | 209.8621 | 209.7353 | 209.6161 | 209.6434 | NPgY | GSP | NPg Planning Scenario | Total Baseline Demand Consumption (GWh)
NPg Planning Scenario | Dem_BB008 | GWh | NPgY | SALTEND NORTH | Total Baseline Demand Consumption (GWh) | SALT_1 | 392.1884 | 389.1311 | 381.7144 | 377.8922 | 374.7016 | 371.9734 | 369.3117 | 366.9869 | 365.2302 | 363.6469 | 362.1704 | 360.7829 | 359.3339 | 358.006 | 356.7324 | 355.5252 | 354.4213 | 353.4676 | 352.6928 | 352.0298 | 351.3835 | 350.8588 | 350.4673 | 350.1229 | 349.8319 | 349.5707 | 349.3655 | 349.1895 | 349.112 | 349.1703 | 349.254 | 349.5506 | NPgY | GSP | NPg Planning Scenario | Total Baseline Demand Consumption (GWh)
NPg Planning Scenario | Dem_BB008 | GWh | NPgY | SHEFFIELD CITY | Total Baseline Demand Consumption (GWh) | SHEC_3 | 425.7583 | 421.3942 | 413.451 | 408.4838 | 404.1228 | 400.233 | 396.4955 | 393.0969 | 390.2272 | 387.563 | 385.0349 | 382.6558 | 380.2641 | 378.02 | 375.8263 | 373.6977 | 371.7108 | 369.8919 | 368.2669 | 366.7677 | 365.3019 | 363.9284 | 362.6807 | 361.481 | 360.3332 | 359.2307 | 358.1703 | 357.1365 | 356.1898 | 355.3631 | 354.5456 | 353.9042 | NPgY | GSP | NPg Planning Scenario | Total Baseline Demand Consumption (GWh)
NPg Planning Scenario | Dem_BB008 | GWh | NPgY | SKELTON GRANGE | Total Baseline Demand Consumption (GWh) | SKLGB1 | 2952.1961 | 2927.0694 | 2861.1492 | 2827.6515 | 2799.9014 | 2776.1469 | 2753.0264 | 2732.8159 | 2717.657 | 2703.9739 | 2691.1191 | 2679.0062 | 2666.0574 | 2653.9286 | 2642.1065 | 2630.6986 | 2620.1674 | 2610.9038 | 2603.1989 | 2596.4759 | 2589.6968 | 2583.6742 | 2578.7207 | 2574.0092 | 2569.6148 | 2565.5355 | 2561.7159 | 2558.04 | 2555.2082 | 2553.6153 | 2552.1158 | 2552.5853 | NPgY | GSP | NPg Planning Scenario | Total Baseline Demand Consumption (GWh)
NPg Planning Scenario | Dem_BB008 | GWh | NPgY | TEMPLEBOROUGH 275/33KV | Total Baseline Demand Consumption (GWh) | TEMP_3 | 61.5686 | 61.0975 | 60.1689 | 59.6426 | 59.1996 | 58.8117 | 58.4438 | 58.1179 | 57.8623 | 57.6364 | 57.4318 | 57.2445 | 57.0598 | 56.8981 | 56.7546 | 56.6283 | 56.5207 | 56.4389 | 56.3849 | 56.3551 | 56.3337 | 56.3307 | 56.3484 | 56.3771 | 56.4167 | 56.4667 | 56.5266 | 56.594 | 56.6762 | 56.7769 | 56.8827 | 57.0139 | NPgY | GSP | NPg Planning Scenario | Total Baseline Demand Consumption (GWh)
NPg Planning Scenario | Dem_BB008 | GWh | NPgY | THURCROFT | Total Baseline Demand Consumption (GWh) | THUR_6 | 678.7983 | 674.851 | 657.2376 | 650.1396 | 644.8022 | 640.5866 | 636.4446 | 633.0167 | 631.0835 | 629.5571 | 628.198 | 626.9462 | 625.3207 | 623.8896 | 622.5324 | 621.2433 | 620.1351 | 619.3576 | 618.9954 | 618.9271 | 618.8006 | 618.8874 | 619.2824 | 619.7286 | 620.2534 | 620.8635 | 621.5444 | 622.2641 | 623.2453 | 624.6138 | 626.0382 | 628.1074 | NPgY | GSP | NPg Planning Scenario | Total Baseline Demand Consumption (GWh)
NPg Planning Scenario | Dem_BB008 | GWh | NPgY | WEST MELTON / THORPE MARSH | Total Baseline Demand Consumption (GWh) | WMEL_THOM | 2642.3979 | 2621.0195 | 2575.6849 | 2550.5697 | 2529.4461 | 2511.0868 | 2493.467 | 2477.8589 | 2465.5824 | 2454.6811 | 2444.7003 | 2435.485 | 2426.1522 | 2417.7307 | 2410.0187 | 2402.9478 | 2396.6857 | 2391.4913 | 2387.5152 | 2384.5103 | 2381.8013 | 2379.8512 | 2378.8017 | 2378.1508 | 2377.9178 | 2378.1762 | 2378.7491 | 2379.596 | 2381.0995 | 2383.4628 | 2386.0369 | 2389.8789 | NPgY | GSP | NPg Planning Scenario | Total Baseline Demand Consumption (GWh)
NPg Planning Scenario | Dem_BB008 | GWh | NPgY | WEST MELTON SECTION 3 | Total Baseline Demand Consumption (GWh) | WMEL_BB3 | 1217.9905 | 1214.4941 | 1185.6536 | 1175.9841 | 1169.3172 | 1164.6066 | 1159.7785 | 1156.2122 | 1155.3003 | 1154.9482 | 1154.7852 | 1154.7177 | 1153.8672 | 1153.2785 | 1152.602 | 1151.8453 | 1151.3374 | 1151.3431 | 1152.0423 | 1153.1423 | 1154.0388 | 1155.2793 | 1157.0264 | 1158.797 | 1160.6505 | 1162.6401 | 1164.6891 | 1166.7657 | 1169.305 | 1172.5577 | 1175.8844 | 1180.4286 | NPgY | GSP | NPg Planning Scenario | Total Baseline Demand Consumption (GWh)
NPg Planning Scenario | Dem_BB008 | GWh | NPgY | WINCOBANK | Total Baseline Demand Consumption (GWh) | WIBA_3 | 170.2876 | 168.4288 | 165.5991 | 163.648 | 161.8992 | 160.2976 | 158.7647 | 157.3452 | 156.099 | 154.9375 | 153.841 | 152.8014 | 151.7823 | 150.8254 | 149.918 | 149.0575 | 148.2491 | 147.5035 | 146.8242 | 146.2012 | 145.6024 | 145.0467 | 144.5393 | 144.0581 | 143.6028 | 143.1707 | 142.7597 | 142.3643 | 141.9994 | 141.6721 | 141.3544 | 141.0892 | NPgY | GSP | NPg Planning Scenario | Total Baseline Demand Consumption (GWh)
NG FES - Consumer Transformation | Dem_BB08a_NPgSubComponent | GWh | NPgN | BLYTH 66kV | Domestic Baseline Demand Consumption (GWh) | BLYTB1 | 357.767 | 357.2895 | 341.6627 | 315.4979 | 302.3652 | 297.3682 | 293.8262 | 291.2002 | 289.5913 | 288.4175 | 287.3267 | 286.2233 | 285.0168 | 283.8207 | 282.5192 | 281.2071 | 280.0367 | 279.2214 | 278.6457 | 278.0245 | 277.3479 | 276.809 | 276.7036 | 276.6568 | 276.7566 | 277.3132 | 277.9772 | 278.6686 | 279.3975 | 280.1664 | 280.9698 | 281.7998 | NPgN | GSP | NG FES - Consumer Transformation | Domestic Baseline Demand Consumption (GWh)
NG FES - Consumer Transformation | Dem_BB08a_NPgSubComponent | GWh | NPgN | BLYTH 132kV | Domestic Baseline Demand Consumption (GWh) | BLYTH132 | 97.0058 | 97.0046 | 92.6929 | 85.3342 | 81.7396 | 80.4929 | 79.6645 | 79.0979 | 78.8229 | 78.6707 | 78.5402 | 78.4032 | 78.2199 | 78.0372 | 77.823 | 77.6038 | 77.4241 | 77.3692 | 77.3504 | 77.3171 | 77.2675 | 77.2573 | 77.3715 | 77.5037 | 77.6786 | 77.9841 | 78.3187 | 78.6597 | 79.009 | 79.3704 | 79.7411 | 80.119 | NPgN | GSP | NG FES - Consumer Transformation | Domestic Baseline Demand Consumption (GWh)
NG FES - Consumer Transformation | Dem_BB08a_NPgSubComponent | GWh | NPgN | FOURSTONES | Domestic Baseline Demand Consumption (GWh) | FOUR_1 | 29.8241 | 29.9069 | 28.6761 | 26.5285 | 25.5114 | 25.1986 | 25.0105 | 24.8998 | 24.8757 | 24.8871 | 24.904 | 24.9176 | 24.9214 | 24.9247 | 24.9179 | 24.9089 | 24.9114 | 24.9515 | 25.0055 | 25.055 | 25.0993 | 25.1552 | 25.2481 | 25.3464 | 25.4565 | 25.6055 | 25.7636 | 25.9236 | 26.0861 | 26.2527 | 26.4218 | 26.5931 | NPgN | GSP | NG FES - Consumer Transformation | Domestic Baseline Demand Consumption (GWh)
NG FES - Consumer Transformation | Dem_BB08a_NPgSubComponent | GWh | NPgN | HARTMOOR | Domestic Baseline Demand Consumption (GWh) | HARM_6 | 177.2975 | 177.0765 | 169.0127 | 155.4862 | 148.7161 | 146.1643 | 144.3672 | 143.0455 | 142.2516 | 141.6838 | 141.1595 | 140.6291 | 140.0184 | 139.4124 | 138.7523 | 138.0864 | 137.4938 | 137.1078 | 136.8043 | 136.4766 | 136.1204 | 135.8358 | 135.7762 | 135.7482 | 135.7992 | 136.0864 | 136.4265 | 136.7795 | 137.1493 | 137.5393 | 137.9471 | 138.3684 | NPgN | GSP | NG FES - Consumer Transformation | Domestic Baseline Demand Consumption (GWh)
NG FES - Consumer Transformation | Dem_BB08a_NPgSubComponent | GWh | NPgN | HAWTHORN PIT GRID | Domestic Baseline Demand Consumption (GWh) | HAWP_6 | 221.6527 | 221.3482 | 211.4632 | 194.8797 | 186.5749 | 183.4398 | 181.229 | 179.6005 | 178.6185 | 177.9133 | 177.2611 | 176.601 | 175.8562 | 175.1174 | 174.3115 | 173.4986 | 172.7754 | 172.2944 | 171.9358 | 171.5475 | 171.124 | 170.7882 | 170.7284 | 170.7067 | 170.7803 | 171.1445 | 171.5749 | 172.0219 | 172.4909 | 172.9849 | 173.5009 | 174.0336 | NPgN | GSP | NG FES - Consumer Transformation | Domestic Baseline Demand Consumption (GWh)
NG FES - Consumer Transformation | Dem_BB08a_NPgSubComponent | GWh | NPgN | KNARESBOROUGH | Domestic Baseline Demand Consumption (GWh) | KNARE_111 | 256.0801 | 255.4817 | 244.2896 | 225.548 | 216.1589 | 212.6044 | 210.0936 | 208.2391 | 207.113 | 206.2979 | 205.5417 | 204.7758 | 203.9362 | 203.1041 | 202.1967 | 201.2818 | 200.4683 | 199.9085 | 199.521 | 199.1012 | 198.6422 | 198.2816 | 198.2302 | 198.2206 | 198.3151 | 198.7348 | 199.2311 | 199.7468 | 200.2891 | 200.86 | 201.4553 | 202.0692 | NPgN | GSP | NG FES - Consumer Transformation | Domestic Baseline Demand Consumption (GWh)
NG FES - Consumer Transformation | Dem_BB08a_NPgSubComponent | GWh | NPgN | LACKENBY | Domestic Baseline Demand Consumption (GWh) | LACK_6 | 302.8518 | 301.6686 | 287.8827 | 264.7336 | 253.1655 | 248.8274 | 245.7825 | 243.5522 | 242.226 | 241.2869 | 240.422 | 239.5464 | 238.5276 | 237.5166 | 236.4126 | 235.2984 | 234.3096 | 233.6802 | 233.1831 | 232.6443 | 232.0567 | 231.5919 | 231.5123 | 231.4872 | 231.5976 | 232.1126 | 232.7176 | 233.3444 | 233.9994 | 234.6889 | 235.4086 | 236.1515 | NPgN | GSP | NG FES - Consumer Transformation | Domestic Baseline Demand Consumption (GWh)
NG FES - Consumer Transformation | Dem_BB08a_NPgSubComponent | GWh | NPgN | NORTON | Domestic Baseline Demand Consumption (GWh) | NORT_1 | 757.334 | 755.8717 | 721.9828 | 665.063 | 636.6369 | 625.9952 | 618.5333 | 613.0724 | 609.8331 | 607.5429 | 605.4329 | 603.2933 | 600.851 | 598.4278 | 595.7744 | 593.0958 | 590.7252 | 589.2002 | 588.0743 | 586.8465 | 585.4983 | 584.4512 | 584.3498 | 584.3801 | 584.737 | 586.0883 | 587.6655 | 589.2982 | 591.0045 | 592.7969 | 594.6634 | 596.587 | NPgN | GSP | NG FES - Consumer Transformation | Domestic Baseline Demand Consumption (GWh)
NG FES - Consumer Transformation | Dem_BB08a_NPgSubComponent | GWh | NPgN | OFFERTON | Domestic Baseline Demand Consumption (GWh) | OFFE_3 | 120.8013 | 120.5573 | 115.1402 | 106.0597 | 101.5092 | 99.7871 | 98.5709 | 97.6735 | 97.1298 | 96.7378 | 96.3748 | 96.0077 | 95.5926 | 95.1809 | 94.7326 | 94.2806 | 93.8777 | 93.6082 | 93.4033 | 93.1824 | 92.9423 | 92.7502 | 92.7089 | 92.6885 | 92.7205 | 92.9112 | 93.1379 | 93.3736 | 93.6212 | 93.8824 | 94.1555 | 94.4378 | NPgN | GSP | NG FES - Consumer Transformation | Domestic Baseline Demand Consumption (GWh)
NG FES - Consumer Transformation | Dem_BB08a_NPgSubComponent | GWh | NPgN | OSBALDWICK | Domestic Baseline Demand Consumption (GWh) | OSBA_1 | 490.1492 | 489.9226 | 468.2 | 431.7885 | 413.5568 | 406.6711 | 401.8145 | 398.2352 | 396.0733 | 394.5173 | 393.0767 | 391.6179 | 389.9908 | 388.3773 | 386.6173 | 384.8422 | 383.2642 | 382.2013 | 381.4345 | 380.6037 | 379.6963 | 378.9809 | 378.8684 | 378.8386 | 379.0148 | 379.8253 | 380.7825 | 381.7765 | 382.8201 | 383.9188 | 385.065 | 386.2478 | NPgN | GSP | NG FES - Consumer Transformation | Domestic Baseline Demand Consumption (GWh)
NG FES - Consumer Transformation | Dem_BB08a_NPgSubComponent | GWh | NPgN | POPPLETON | Domestic Baseline Demand Consumption (GWh) | POPP_3 | 86.3552 | 86.5275 | 82.7215 | 76.352 | 73.1536 | 71.9347 | 71.0699 | 70.4281 | 70.0339 | 69.7456 | 69.4776 | 69.2066 | 68.9091 | 68.6143 | 68.2939 | 67.9709 | 67.6825 | 67.481 | 67.3362 | 67.1803 | 67.011 | 66.8752 | 66.8449 | 66.8288 | 66.8486 | 66.9794 | 67.1362 | 67.2996 | 67.472 | 67.6541 | 67.8446 | 68.0415 | NPgN | GSP | NG FES - Consumer Transformation | Domestic Baseline Demand Consumption (GWh)
NG FES - Consumer Transformation | Dem_BB08a_NPgSubComponent | GWh | NPgN | SALTHOLME | Domestic Baseline Demand Consumption (GWh) | SALH_1 | 4.3896 | 4.3831 | 4.1837 | 3.8496 | 3.6822 | 3.6186 | 3.5737 | 3.5405 | 3.5203 | 3.5057 | 3.4922 | 3.4785 | 3.4629 | 3.4475 | 3.4307 | 3.4138 | 3.3987 | 3.3886 | 3.3806 | 3.3721 | 3.3629 | 3.3554 | 3.3535 | 3.3523 | 3.3531 | 3.3597 | 3.3676 | 3.3759 | 3.3845 | 3.3937 | 3.4033 | 3.4132 | NPgN | GSP | NG FES - Consumer Transformation | Domestic Baseline Demand Consumption (GWh)
NG FES - Consumer Transformation | Dem_BB08a_NPgSubComponent | GWh | NPgN | SOUTH SHIELDS | Domestic Baseline Demand Consumption (GWh) | SSHI_3 | 109.333 | 109.0872 | 104.1852 | 95.9775 | 91.86 | 90.2958 | 89.1885 | 88.3691 | 87.869 | 87.5059 | 87.1692 | 86.8288 | 86.4461 | 86.0664 | 85.654 | 85.2384 | 84.8672 | 84.6153 | 84.4235 | 84.2172 | 83.9937 | 83.8135 | 83.7693 | 83.744 | 83.7658 | 83.9307 | 84.1281 | 84.3337 | 84.5501 | 84.7788 | 85.0183 | 85.266 | NPgN | GSP | NG FES - Consumer Transformation | Domestic Baseline Demand Consumption (GWh)
NG FES - Consumer Transformation | Dem_BB08a_NPgSubComponent | GWh | NPgN | SPADEADAM | Domestic Baseline Demand Consumption (GWh) | KIELD01 and SPAD20 | 12.7888 | 12.8004 | 12.2464 | 11.2943 | 10.834 | 10.6803 | 10.5812 | 10.5162 | 10.489 | 10.4777 | 10.4691 | 10.4594 | 10.4444 | 10.4293 | 10.41 | 10.39 | 10.375 | 10.3763 | 10.383 | 10.3876 | 10.3902 | 10.3978 | 10.4216 | 10.4478 | 10.4793 | 10.5279 | 10.5803 | 10.6335 | 10.6879 | 10.7439 | 10.801 | 10.8591 | NPgN | GSP | NG FES - Consumer Transformation | Domestic Baseline Demand Consumption (GWh)
NG FES - Consumer Transformation | Dem_BB08a_NPgSubComponent | GWh | NPgN | SPENNYMOOR | Domestic Baseline Demand Consumption (GWh) | SPEN_1 | 470.4457 | 470.0282 | 448.4776 | 412.2325 | 394.159 | 387.4299 | 382.7294 | 379.306 | 377.3006 | 375.9018 | 374.6187 | 373.3177 | 371.7822 | 370.2578 | 368.587 | 366.8994 | 365.4081 | 364.4907 | 363.7644 | 362.9718 | 362.1024 | 361.4255 | 361.353 | 361.3665 | 361.5931 | 362.4544 | 363.4558 | 364.4906 | 365.5686 | 366.7006 | 367.8798 | 369.0952 | NPgN | GSP | NG FES - Consumer Transformation | Domestic Baseline Demand Consumption (GWh)
NG FES - Consumer Transformation | Dem_BB08a_NPgSubComponent | GWh | NPgN | STELLA NORTH | Domestic Baseline Demand Consumption (GWh) | STEN_1 | 465.6749 | 465.4663 | 447.4091 | 417.4739 | 402.2377 | 396.1741 | 391.7508 | 388.3588 | 386.1123 | 384.3545 | 382.6893 | 381.0082 | 379.4167 | 377.8436 | 376.1499 | 374.4482 | 372.9088 | 371.6011 | 370.8785 | 370.1101 | 369.279 | 368.6019 | 368.4121 | 368.2794 | 368.2918 | 368.8222 | 369.4953 | 370.2097 | 370.9858 | 371.8122 | 372.6793 | 373.5782 | NPgN | GSP | NG FES - Consumer Transformation | Domestic Baseline Demand Consumption (GWh)
NG FES - Consumer Transformation | Dem_BB08a_NPgSubComponent | GWh | NPgN | STELLA SOUTH | Domestic Baseline Demand Consumption (GWh) | STES_1 | 278.5375 | 278.1505 | 265.4839 | 244.2088 | 233.5822 | 229.603 | 226.8127 | 224.7709 | 223.5602 | 222.7051 | 221.9179 | 221.1204 | 220.1945 | 219.2756 | 218.271 | 217.2571 | 216.3583 | 215.7874 | 215.3429 | 214.8601 | 214.3323 | 213.9173 | 213.8563 | 213.8452 | 213.9582 | 214.443 | 215.0108 | 215.5987 | 216.2128 | 216.8586 | 217.5322 | 218.2271 | NPgN | GSP | NG FES - Consumer Transformation | Domestic Baseline Demand Consumption (GWh)
NG FES - Consumer Transformation | Dem_BB08a_NPgSubComponent | GWh | NPgN | TYNEMOUTH | Domestic Baseline Demand Consumption (GWh) | TYNE_1 | 352.3598 | 352.4788 | 337.6521 | 312.9397 | 300.4629 | 295.6225 | 292.1482 | 289.5339 | 287.8739 | 286.6222 | 285.4485 | 284.263 | 283.0373 | 281.8235 | 280.5107 | 279.1897 | 278.0025 | 277.1002 | 276.5107 | 275.8803 | 275.1982 | 274.6451 | 274.4979 | 274.403 | 274.4403 | 274.9063 | 275.4789 | 276.0801 | 276.722 | 277.4025 | 278.1159 | 278.8546 | NPgN | GSP | NG FES - Consumer Transformation | Domestic Baseline Demand Consumption (GWh)
NG FES - Consumer Transformation | Dem_BB08a_NPgSubComponent | GWh | NPgN | WEST BOLDON | Domestic Baseline Demand Consumption (GWh) | WBOL_6 | 475.4432 | 474.6726 | 454.501 | 420.8012 | 403.8292 | 397.3004 | 392.6391 | 389.1534 | 386.9733 | 385.3515 | 383.8362 | 382.3044 | 380.6924 | 379.0954 | 377.3624 | 375.617 | 374.0541 | 372.9056 | 372.1434 | 371.324 | 370.4334 | 369.7194 | 369.5619 | 369.4775 | 369.5766 | 370.2635 | 371.0939 | 371.9621 | 372.8834 | 373.8575 | 374.8765 | 375.9303 | NPgN | GSP | NG FES - Consumer Transformation | Domestic Baseline Demand Consumption (GWh)
NG FES - Consumer Transformation | Dem_BB08a_NPgSubComponent | GWh | NPgY | BRADFORD WEST | Domestic Baseline Demand Consumption (GWh) | BRAW_1 | 871.0565 | 871.2731 | 834.0995 | 771.9693 | 740.7168 | 728.7366 | 720.2027 | 713.8375 | 709.8801 | 706.9517 | 704.2189 | 701.4545 | 698.5301 | 695.6327 | 692.4848 | 689.3135 | 686.4784 | 684.413 | 683.0457 | 681.573 | 679.9691 | 678.6906 | 678.437 | 678.318 | 678.5372 | 679.838 | 681.4015 | 683.0341 | 684.7632 | 686.5888 | 688.4967 | 690.4677 | NPgY | GSP | NG FES - Consumer Transformation | Domestic Baseline Demand Consumption (GWh)
NG FES - Consumer Transformation | Dem_BB08a_NPgSubComponent | GWh | NPgY | CAMBLESFORTH | Domestic Baseline Demand Consumption (GWh) | CAMB_01 | 55.5651 | 55.5764 | 53.091 | 48.8905 | 46.81 | 46.0525 | 45.5312 | 45.1583 | 44.9503 | 44.8124 | 44.6875 | 44.5599 | 44.4081 | 44.2572 | 44.089 | 43.9186 | 43.7708 | 43.689 | 43.6329 | 43.569 | 43.496 | 43.4453 | 43.465 | 43.4946 | 43.5484 | 43.6763 | 43.8207 | 43.9691 | 44.1226 | 44.2827 | 44.4482 | 44.6179 | NPgY | GSP | NG FES - Consumer Transformation | Domestic Baseline Demand Consumption (GWh)
NG FES - Consumer Transformation | Dem_BB08a_NPgSubComponent | GWh | NPgY | CREYKE BECK | Domestic Baseline Demand Consumption (GWh) | CREB_1 | 798.4454 | 796.7222 | 762.1759 | 704.2506 | 675.248 | 664.2963 | 656.5711 | 650.8753 | 647.4332 | 644.9526 | 642.6536 | 640.3229 | 637.7822 | 635.2633 | 632.5094 | 629.731 | 627.2659 | 625.5799 | 624.4477 | 623.2145 | 621.8583 | 620.8069 | 620.7149 | 620.7522 | 621.111 | 622.4807 | 624.0901 | 625.7605 | 627.5147 | 629.3588 | 631.2789 | 633.2575 | NPgY | GSP | NG FES - Consumer Transformation | Domestic Baseline Demand Consumption (GWh)
NG FES - Consumer Transformation | Dem_BB08a_NPgSubComponent | GWh | NPgY | DRAX | Domestic Baseline Demand Consumption (GWh) | DRAX_YEDL | 73.424 | 73.6821 | 70.375 | 64.7792 | 62.0133 | 61.0132 | 60.3282 | 59.8412 | 59.5741 | 59.4004 | 59.244 | 59.0837 | 58.8898 | 58.6972 | 58.4814 | 58.2625 | 58.0738 | 57.9747 | 57.9074 | 57.8297 | 57.7398 | 57.6798 | 57.7134 | 57.7605 | 57.8399 | 58.0178 | 58.2177 | 58.4227 | 58.6344 | 58.8549 | 59.0826 | 59.3158 | NPgY | GSP | NG FES - Consumer Transformation | Domestic Baseline Demand Consumption (GWh)
NG FES - Consumer Transformation | Dem_BB08a_NPgSubComponent | GWh | NPgY | ELLAND | Domestic Baseline Demand Consumption (GWh) | ELLA_1 | 666.2071 | 666.9666 | 638.3727 | 590.5719 | 566.5306 | 557.3203 | 550.7621 | 545.8732 | 542.8377 | 540.5945 | 538.5023 | 536.3862 | 534.1345 | 531.9033 | 529.4794 | 527.0375 | 524.8542 | 523.2722 | 522.2097 | 521.0657 | 519.8206 | 518.8262 | 518.621 | 518.5198 | 518.6805 | 519.6739 | 520.8684 | 522.1155 | 523.4358 | 524.8301 | 526.2877 | 527.7938 | NPgY | GSP | NG FES - Consumer Transformation | Domestic Baseline Demand Consumption (GWh)
NG FES - Consumer Transformation | Dem_BB08a_NPgSubComponent | GWh | NPgY | FERRYBRIDGE A | Domestic Baseline Demand Consumption (GWh) | FERRA2 | 187.1391 | 187.1812 | 178.7487 | 164.5764 | 157.4988 | 154.8508 | 152.9947 | 151.6372 | 150.8334 | 150.2663 | 149.7443 | 149.2152 | 148.6061 | 148.0017 | 147.3397 | 146.6714 | 146.0797 | 145.7029 | 145.4183 | 145.1082 | 144.7678 | 144.5025 | 144.4735 | 144.4776 | 144.5638 | 144.8985 | 145.2892 | 145.6935 | 146.1158 | 146.5595 | 147.0219 | 147.4984 | NPgY | GSP | NG FES - Consumer Transformation | Domestic Baseline Demand Consumption (GWh)
NG FES - Consumer Transformation | Dem_BB08a_NPgSubComponent | GWh | NPgY | FERRYBRIDGE B | Domestic Baseline Demand Consumption (GWh) | FERRB9 | 450.2515 | 450.2644 | 431.3425 | 399.6793 | 383.7667 | 377.6862 | 373.3628 | 370.1444 | 368.154 | 366.6874 | 365.3196 | 363.9343 | 362.4862 | 361.0513 | 359.4875 | 357.9111 | 356.5058 | 355.4819 | 354.8399 | 354.1439 | 353.3803 | 352.7825 | 352.7081 | 352.7019 | 352.8663 | 353.584 | 354.438 | 355.328 | 356.2688 | 357.2598 | 358.2928 | 359.3584 | NPgY | GSP | NG FES - Consumer Transformation | Domestic Baseline Demand Consumption (GWh)
NG FES - Consumer Transformation | Dem_BB08a_NPgSubComponent | GWh | NPgY | GRIMSBY WEST | Domestic Baseline Demand Consumption (GWh) | GRIW_1 | 271.6324 | 270.7401 | 258.6573 | 238.379 | 228.2365 | 224.4213 | 221.7375 | 219.7659 | 218.585 | 217.7422 | 216.9638 | 216.1752 | 215.2839 | 214.3998 | 213.4336 | 212.4588 | 211.5936 | 211.0245 | 210.6059 | 210.1512 | 209.6535 | 209.263 | 209.2094 | 209.2024 | 209.3115 | 209.775 | 210.3196 | 210.8843 | 211.4758 | 212.0981 | 212.7468 | 213.416 | NPgY | GSP | NG FES - Consumer Transformation | Domestic Baseline Demand Consumption (GWh)
NG FES - Consumer Transformation | Dem_BB08a_NPgSubComponent | GWh | NPgY | JORDANTHORPE | Domestic Baseline Demand Consumption (GWh) | JORD_3 | 137.396 | 137.3847 | 132.1249 | 123.4021 | 118.9618 | 117.1943 | 115.9044 | 114.9148 | 114.2589 | 113.7451 | 113.2581 | 112.7662 | 112.3059 | 111.8509 | 111.3604 | 110.8676 | 110.4219 | 110.0378 | 109.8342 | 109.6172 | 109.3816 | 109.1908 | 109.1421 | 109.1096 | 109.1187 | 109.2791 | 109.4817 | 109.6966 | 109.9301 | 110.1783 | 110.4383 | 110.7075 | NPgY | GSP | NG FES - Consumer Transformation | Domestic Baseline Demand Consumption (GWh)
NG FES - Consumer Transformation | Dem_BB08a_NPgSubComponent | GWh | NPgY | KEADBY | Domestic Baseline Demand Consumption (GWh) | KEAD_YEDL | 369.7037 | 369.9573 | 353.3173 | 325.1368 | 311.2186 | 306.2011 | 302.7721 | 300.3404 | 299.0177 | 298.1658 | 297.4006 | 296.616 | 295.6568 | 294.7035 | 293.6329 | 292.5462 | 291.6116 | 291.1344 | 290.8087 | 290.4296 | 289.9895 | 289.6995 | 289.8824 | 290.1332 | 290.5479 | 291.4595 | 292.4818 | 293.5297 | 294.6108 | 295.736 | 296.8975 | 298.0871 | NPgY | GSP | NG FES - Consumer Transformation | Domestic Baseline Demand Consumption (GWh)
NG FES - Consumer Transformation | Dem_BB08a_NPgSubComponent | GWh | NPgY | KIRKSTALL B | Domestic Baseline Demand Consumption (GWh) | KIRKB1 | 446.7515 | 446.5296 | 428.9888 | 399.8373 | 385.0404 | 379.2039 | 374.9688 | 371.7407 | 369.6316 | 367.9999 | 366.4583 | 364.9006 | 363.4027 | 361.9211 | 360.3211 | 358.7122 | 357.2609 | 356.0542 | 355.3813 | 354.6625 | 353.8816 | 353.2511 | 353.0975 | 353.0002 | 353.0473 | 353.6011 | 354.2916 | 355.0211 | 355.8086 | 356.644 | 357.5189 | 358.4245 | NPgY | GSP | NG FES - Consumer Transformation | Domestic Baseline Demand Consumption (GWh)
NG FES - Consumer Transformation | Dem_BB08a_NPgSubComponent | GWh | NPgY | NEEPSEND | Domestic Baseline Demand Consumption (GWh) | NEEP_3 | 190.3047 | 190.4097 | 182.7793 | 170.0828 | 163.6522 | 161.1326 | 159.3121 | 157.9312 | 157.0388 | 156.3549 | 155.7103 | 155.0589 | 154.4192 | 153.7863 | 153.1019 | 152.4135 | 151.7937 | 151.2932 | 151.0029 | 150.6922 | 150.3546 | 150.0828 | 150.0189 | 149.9804 | 150.0062 | 150.2526 | 150.557 | 150.8777 | 151.2223 | 151.5875 | 151.9698 | 152.3652 | NPgY | GSP | NG FES - Consumer Transformation | Domestic Baseline Demand Consumption (GWh)
NG FES - Consumer Transformation | Dem_BB08a_NPgSubComponent | GWh | NPgY | NORTON LEES | Domestic Baseline Demand Consumption (GWh) | NORL_3 | 177.3741 | 177.4669 | 170.6111 | 159.2365 | 153.4508 | 151.1533 | 149.4792 | 148.1971 | 147.3504 | 146.6894 | 146.0633 | 145.431 | 144.834 | 144.2438 | 143.6074 | 142.9678 | 142.3898 | 141.8971 | 141.6306 | 141.3466 | 141.0385 | 140.7888 | 140.7245 | 140.6817 | 140.6937 | 140.903 | 141.1667 | 141.4462 | 141.7493 | 142.0714 | 142.409 | 142.7586 | NPgY | GSP | NG FES - Consumer Transformation | Domestic Baseline Demand Consumption (GWh)
NG FES - Consumer Transformation | Dem_BB08a_NPgSubComponent | GWh | NPgY | PITSMOOR 3/4 | Domestic Baseline Demand Consumption (GWh) | PITS_BB_B | 75.8302 | 75.8898 | 72.7858 | 67.6052 | 64.99 | 63.9766 | 63.2494 | 62.7024 | 62.3554 | 62.094 | 61.8487 | 61.6006 | 61.3502 | 61.1022 | 60.8331 | 60.5621 | 60.3192 | 60.1316 | 60.0186 | 59.8971 | 59.7644 | 59.6587 | 59.6385 | 59.6291 | 59.6468 | 59.7551 | 59.8864 | 60.0241 | 60.1709 | 60.326 | 60.4881 | 60.6556 | NPgY | GSP | NG FES - Consumer Transformation | Domestic Baseline Demand Consumption (GWh)
NG FES - Consumer Transformation | Dem_BB08a_NPgSubComponent | GWh | NPgY | SALTEND NORTH | Domestic Baseline Demand Consumption (GWh) | SALT_1 | 102.2171 | 101.9766 | 97.3591 | 89.5966 | 85.724 | 84.2797 | 83.2695 | 82.5325 | 82.0989 | 81.7949 | 81.5156 | 81.2324 | 80.9036 | 80.5773 | 80.2195 | 79.8583 | 79.539 | 79.3388 | 79.1866 | 79.0204 | 78.8377 | 78.6961 | 78.6838 | 78.6896 | 78.7406 | 78.9273 | 79.1445 | 79.3691 | 79.6033 | 79.8492 | 80.1052 | 80.369 | NPgY | GSP | NG FES - Consumer Transformation | Domestic Baseline Demand Consumption (GWh)
NG FES - Consumer Transformation | Dem_BB08a_NPgSubComponent | GWh | NPgY | SHEFFIELD CITY | Domestic Baseline Demand Consumption (GWh) | SHEC_3 | 105.1721 | 105.2419 | 101.3291 | 94.8499 | 91.5436 | 90.2176 | 89.2454 | 88.4954 | 87.9925 | 87.5947 | 87.2166 | 86.8346 | 86.4874 | 86.1444 | 85.7749 | 85.4037 | 85.0675 | 84.7679 | 84.6192 | 84.4608 | 84.2886 | 84.1495 | 84.1156 | 84.0933 | 84.1006 | 84.2203 | 84.3724 | 84.5343 | 84.7109 | 84.8987 | 85.0954 | 85.299 | NPgY | GSP | NG FES - Consumer Transformation | Domestic Baseline Demand Consumption (GWh)
NG FES - Consumer Transformation | Dem_BB08a_NPgSubComponent | GWh | NPgY | SKELTON GRANGE | Domestic Baseline Demand Consumption (GWh) | SKLGB1 | 1091.04 | 1091.0705 | 1047.7936 | 975.8244 | 939.3334 | 924.9879 | 914.6004 | 906.7023 | 901.5699 | 897.6174 | 893.8879 | 890.1192 | 886.4578 | 882.8358 | 878.9217 | 874.985 | 871.4376 | 868.5295 | 866.877 | 865.1101 | 863.1902 | 861.6423 | 861.2727 | 861.0443 | 861.1765 | 862.5597 | 864.2763 | 866.0872 | 868.0373 | 870.105 | 872.2701 | 874.5104 | NPgY | GSP | NG FES - Consumer Transformation | Domestic Baseline Demand Consumption (GWh)
NG FES - Consumer Transformation | Dem_BB08a_NPgSubComponent | GWh | NPgY | TEMPLEBOROUGH 275/33KV | Domestic Baseline Demand Consumption (GWh) | TEMP_3 | 12.4403 | 12.4224 | 11.9104 | 11.0561 | 10.6249 | 10.4579 | 10.3382 | 10.2482 | 10.1912 | 10.1482 | 10.108 | 10.0673 | 10.0259 | 9.9849 | 9.9405 | 9.8957 | 9.8556 | 9.8248 | 9.8059 | 9.7855 | 9.7634 | 9.7457 | 9.7421 | 9.7402 | 9.7429 | 9.7605 | 9.7818 | 9.8042 | 9.828 | 9.8532 | 9.8796 | 9.9068 | NPgY | GSP | NG FES - Consumer Transformation | Domestic Baseline Demand Consumption (GWh)
NG FES - Consumer Transformation | Dem_BB08a_NPgSubComponent | GWh | NPgY | THURCROFT | Domestic Baseline Demand Consumption (GWh) | THUR_6 | 308.2374 | 307.8472 | 293.9431 | 270.5839 | 258.9137 | 254.5416 | 251.4745 | 249.229 | 247.8959 | 246.9531 | 246.0847 | 245.2048 | 244.1914 | 243.1856 | 242.0853 | 240.9746 | 239.9903 | 239.3606 | 238.8809 | 238.3589 | 237.7874 | 237.3396 | 237.2809 | 237.2768 | 237.4083 | 237.9489 | 238.5816 | 239.2368 | 239.9214 | 240.6412 | 241.3916 | 242.1655 | NPgY | GSP | NG FES - Consumer Transformation | Domestic Baseline Demand Consumption (GWh)
NG FES - Consumer Transformation | Dem_BB08a_NPgSubComponent | GWh | NPgY | WEST MELTON / THORPE MARSH | Domestic Baseline Demand Consumption (GWh) | WMEL_THOM | 582.6453 | 581.7073 | 555.8591 | 512.4901 | 490.7774 | 482.5865 | 476.8133 | 472.5624 | 470.0021 | 468.1651 | 466.4661 | 464.7457 | 462.814 | 460.8977 | 458.8058 | 456.6953 | 454.8195 | 453.5696 | 452.6544 | 451.6619 | 450.5772 | 449.7217 | 449.5874 | 449.5526 | 449.7657 | 450.7383 | 451.8854 | 453.076 | 454.325 | 455.6398 | 457.0118 | 458.4277 | NPgY | GSP | NG FES - Consumer Transformation | Domestic Baseline Demand Consumption (GWh)
NG FES - Consumer Transformation | Dem_BB08a_NPgSubComponent | GWh | NPgY | WEST MELTON SECTION 3 | Domestic Baseline Demand Consumption (GWh) | WMEL_BB3 | 590.1343 | 590.3712 | 564.542 | 521.2571 | 499.5534 | 491.3233 | 485.5022 | 481.1975 | 478.577 | 476.6765 | 474.9132 | 473.1281 | 471.1683 | 469.225 | 467.1065 | 464.9702 | 463.0681 | 461.7593 | 460.8396 | 459.844 | 458.7565 | 457.897 | 457.7556 | 457.7114 | 457.9105 | 458.8664 | 459.9997 | 461.1782 | 462.4181 | 463.7245 | 465.088 | 466.4954 | NPgY | GSP | NG FES - Consumer Transformation | Domestic Baseline Demand Consumption (GWh)
NG FES - Consumer Transformation | Dem_BB08a_NPgSubComponent | GWh | NPgY | WINCOBANK | Domestic Baseline Demand Consumption (GWh) | WIBA_3 | 23.9603 | 23.9255 | 22.8534 | 21.056 | 20.1552 | 19.8142 | 19.5734 | 19.3956 | 19.2879 | 19.2103 | 19.1383 | 19.0656 | 18.9835 | 18.902 | 18.8134 | 18.7239 | 18.6442 | 18.5908 | 18.5504 | 18.5069 | 18.4595 | 18.4216 | 18.4137 | 18.4098 | 18.4163 | 18.4543 | 18.4994 | 18.5463 | 18.5956 | 18.6476 | 18.7019 | 18.7581 | NPgY | GSP | NG FES - Consumer Transformation | Domestic Baseline Demand Consumption (GWh)
NG FES - Consumer Transformation | Dem_BB006 | GWh | NPgN | BLYTH 66kV | EV - cars & vans consumption (GWh) | BLYTB1 | 1.2873 | 1.9243 | 4.3096 | 7.901 | 12.5353 | 19.0551 | 27.6137 | 38.3531 | 51.0773 | 66.0472 | 83.6933 | 103.691 | 127.1709 | 152.1796 | 177.406 | 201.5434 | 223.7724 | 242.7379 | 257.9494 | 270.3436 | 279.6847 | 286.1718 | 289.2622 | 290.1666 | 290.355 | 290.0051 | 289.2117 | 288.0388 | 286.4396 | 284.4618 | 282.0636 | 279.2693 | NPgN | GSP | NG FES - Consumer Transformation | EV - cars & vans consumption (GWh)
NG FES - Consumer Transformation | Dem_BB006 | GWh | NPgN | BLYTH 132kV | EV - cars & vans consumption (GWh) | BLYTH132 | 0.83083 | 1.1624 | 2.4276 | 4.1209 | 6.0256 | 8.3901 | 11.1633 | 14.6456 | 18.7847 | 23.6763 | 29.4855 | 36.155 | 44.0789 | 52.6959 | 61.6416 | 70.5009 | 79.2161 | 86.9353 | 93.3847 | 98.7671 | 102.9026 | 105.8289 | 107.4366 | 108.1629 | 108.5153 | 108.6058 | 108.4995 | 108.2407 | 107.831 | 107.2793 | 106.5881 | 105.775 | NPgN | GSP | NG FES - Consumer Transformation | EV - cars & vans consumption (GWh)
NG FES - Consumer Transformation | Dem_BB006 | GWh | NPgN | FOURSTONES | EV - cars & vans consumption (GWh) | FOUR_1 | 0.17524 | 0.25783 | 0.55378 | 0.96508 | 1.4717 | 2.1518 | 3.013 | 4.0992 | 5.3951 | 6.9322 | 8.767 | 10.8916 | 13.4331 | 16.231 | 19.183 | 22.1605 | 25.1879 | 27.9141 | 30.2315 | 32.1837 | 33.6947 | 34.7715 | 35.3941 | 35.7077 | 35.8763 | 35.9461 | 35.9453 | 35.892 | 35.7904 | 35.6418 | 35.4502 | 35.2231 | NPgN | GSP | NG FES - Consumer Transformation | EV - cars & vans consumption (GWh)
NG FES - Consumer Transformation | Dem_BB006 | GWh | NPgN | HARTMOOR | EV - cars & vans consumption (GWh) | HARM_6 | 0.55513 | 0.8427 | 1.9011 | 3.5055 | 5.6116 | 8.6091 | 12.5828 | 17.5742 | 23.4942 | 30.4667 | 38.6995 | 48.0562 | 59.0693 | 70.8524 | 82.8136 | 94.3473 | 105.1353 | 114.4221 | 121.9463 | 128.1137 | 132.7847 | 136.0443 | 137.6611 | 138.2109 | 138.3857 | 138.2846 | 137.963 | 137.4572 | 136.7509 | 135.8639 | 134.7817 | 133.5186 | NPgN | GSP | NG FES - Consumer Transformation | EV - cars & vans consumption (GWh)
NG FES - Consumer Transformation | Dem_BB006 | GWh | NPgN | HAWTHORN PIT GRID | EV - cars & vans consumption (GWh) | HAWP_6 | 0.78901 | 1.1687 | 2.6016 | 4.7435 | 7.4746 | 11.2833 | 16.2462 | 22.471 | 29.8433 | 38.5135 | 48.728 | 60.2926 | 73.8599 | 88.2889 | 102.8128 | 116.6736 | 129.3703 | 140.1697 | 148.8008 | 155.8185 | 161.0984 | 164.7586 | 166.4762 | 166.9475 | 167.021 | 166.7929 | 166.3135 | 165.6171 | 164.6745 | 163.5141 | 162.1097 | 160.4744 | NPgN | GSP | NG FES - Consumer Transformation | EV - cars & vans consumption (GWh)
NG FES - Consumer Transformation | Dem_BB006 | GWh | NPgN | KNARESBOROUGH | EV - cars & vans consumption (GWh) | KNARE_111 | 1.6212 | 2.3613 | 5.1116 | 9.0239 | 13.8271 | 20.2943 | 28.486 | 38.7821 | 51.0138 | 65.452 | 82.5616 | 102.1292 | 125.2917 | 150.3227 | 176.087 | 201.3467 | 225.7413 | 247.1253 | 264.7975 | 279.4524 | 290.6558 | 298.5456 | 302.7391 | 304.4874 | 305.2611 | 305.3422 | 304.8941 | 304.0251 | 302.7253 | 301.0264 | 298.921 | 296.4525 | NPgN | GSP | NG FES - Consumer Transformation | EV - cars & vans consumption (GWh)
NG FES - Consumer Transformation | Dem_BB006 | GWh | NPgN | LACKENBY | EV - cars & vans consumption (GWh) | LACK_6 | 0.83005 | 1.3002 | 3.0132 | 5.7024 | 9.3622 | 14.7128 | 21.9537 | 31.0491 | 41.8327 | 54.5261 | 69.4994 | 86.4874 | 106.451 | 127.75 | 149.285 | 169.9489 | 189.091 | 205.4755 | 218.6656 | 229.4357 | 237.5671 | 243.224 | 245.9621 | 246.8153 | 247.0339 | 246.7798 | 246.1422 | 245.1797 | 243.8562 | 242.2104 | 240.2104 | 237.8786 | NPgN | GSP | NG FES - Consumer Transformation | EV - cars & vans consumption (GWh)
NG FES - Consumer Transformation | Dem_BB006 | GWh | NPgN | NORTON | EV - cars & vans consumption (GWh) | NORT_1 | 3.077 | 4.7217 | 10.7414 | 19.9658 | 32.231 | 49.8554 | 73.3954 | 102.9688 | 138.0457 | 179.3583 | 228.1364 | 283.5685 | 348.8071 | 418.5948 | 489.4201 | 557.6924 | 621.5146 | 676.4342 | 720.912 | 757.3597 | 784.9579 | 804.2135 | 813.751 | 816.9791 | 817.9952 | 817.383 | 815.4691 | 812.4677 | 808.28 | 803.0246 | 796.6144 | 789.1328 | NPgN | GSP | NG FES - Consumer Transformation | EV - cars & vans consumption (GWh)
NG FES - Consumer Transformation | Dem_BB006 | GWh | NPgN | OFFERTON | EV - cars & vans consumption (GWh) | OFFE_3 | 0.37245 | 0.56327 | 1.2657 | 2.3245 | 3.707 | 5.6666 | 8.2557 | 11.5083 | 15.3667 | 19.912 | 25.2807 | 31.3861 | 38.5764 | 46.2769 | 54.1045 | 61.665 | 68.7601 | 74.8794 | 79.8478 | 83.9254 | 87.0168 | 89.1763 | 90.2559 | 90.6329 | 90.7593 | 90.7023 | 90.4992 | 90.175 | 89.7196 | 89.1457 | 88.4446 | 87.6258 | NPgN | GSP | NG FES - Consumer Transformation | EV - cars & vans consumption (GWh)
NG FES - Consumer Transformation | Dem_BB006 | GWh | NPgN | OSBALDWICK | EV - cars & vans consumption (GWh) | OSBA_1 | 3.0076 | 4.3184 | 9.2138 | 16.007 | 24.1039 | 34.7189 | 47.8496 | 64.357 | 83.9818 | 107.1703 | 134.6944 | 166.2626 | 203.7267 | 244.3947 | 286.5102 | 328.0978 | 368.7989 | 404.7383 | 434.6708 | 459.6039 | 478.7323 | 492.249 | 499.6106 | 502.8701 | 504.4176 | 504.7627 | 504.2039 | 502.9393 | 500.9708 | 498.3423 | 495.0591 | 491.2007 | NPgN | GSP | NG FES - Consumer Transformation | EV - cars & vans consumption (GWh)
NG FES - Consumer Transformation | Dem_BB006 | GWh | NPgN | POPPLETON | EV - cars & vans consumption (GWh) | POPP_3 | 0.49988 | 0.71178 | 1.5161 | 2.6334 | 3.9504 | 5.6632 | 7.7645 | 10.4022 | 13.5331 | 17.2261 | 21.598 | 26.59 | 32.4917 | 38.8546 | 45.3833 | 51.7604 | 57.8752 | 63.2156 | 67.6112 | 71.2481 | 74.0235 | 75.9746 | 76.9969 | 77.4073 | 77.5802 | 77.5829 | 77.4536 | 77.2183 | 76.8727 | 76.4258 | 75.8742 | 75.2281 | NPgN | GSP | NG FES - Consumer Transformation | EV - cars & vans consumption (GWh)
NG FES - Consumer Transformation | Dem_BB006 | GWh | NPgN | SALTHOLME | EV - cars & vans consumption (GWh) | SALH_1 | 0.017908 | 0.027968 | 0.061571 | 0.10939 | 0.17288 | 0.2628 | 0.3821 | 0.53318 | 0.7141 | 0.9295 | 1.188 | 1.4902 | 1.8543 | 2.2603 | 2.6958 | 3.1431 | 3.6122 | 4.041 | 4.411 | 4.7253 | 4.97 | 5.1455 | 5.251 | 5.3082 | 5.3408 | 5.357 | 5.3619 | 5.3586 | 5.3484 | 5.3312 | 5.308 | 5.2803 | NPgN | GSP | NG FES - Consumer Transformation | EV - cars & vans consumption (GWh)
NG FES - Consumer Transformation | Dem_BB006 | GWh | NPgN | SOUTH SHIELDS | EV - cars & vans consumption (GWh) | SSHI_3 | 0.36552 | 0.54958 | 1.2217 | 2.2161 | 3.4999 | 5.3006 | 7.6614 | 10.6298 | 14.1555 | 18.3151 | 23.2396 | 28.8622 | 35.507 | 42.6682 | 50.0112 | 57.1778 | 64.0406 | 70.0273 | 74.9492 | 79.0182 | 82.1213 | 84.3015 | 85.4411 | 85.8956 | 86.0854 | 86.0857 | 85.9399 | 85.6765 | 85.2907 | 84.7924 | 84.1778 | 83.458 | NPgN | GSP | NG FES - Consumer Transformation | EV - cars & vans consumption (GWh)
NG FES - Consumer Transformation | Dem_BB006 | GWh | NPgN | SPADEADAM | EV - cars & vans consumption (GWh) | KIELD01 and SPAD20 | 0.054835 | 0.08416 | 0.18655 | 0.33568 | 0.53136 | 0.80779 | 1.173 | 1.6337 | 2.1831 | 2.8341 | 3.61 | 4.5058 | 5.5748 | 6.7465 | 7.9756 | 9.2075 | 10.446 | 11.5547 | 12.4915 | 13.2781 | 13.8853 | 14.3169 | 14.5625 | 14.6824 | 14.745 | 14.7684 | 14.7636 | 14.7374 | 14.6912 | 14.6256 | 14.542 | 14.4432 | NPgN | GSP | NG FES - Consumer Transformation | EV - cars & vans consumption (GWh)
NG FES - Consumer Transformation | Dem_BB006 | GWh | NPgN | SPENNYMOOR | EV - cars & vans consumption (GWh) | SPEN_1 | 1.9942 | 2.9555 | 6.5277 | 11.7821 | 18.4492 | 27.6887 | 39.6763 | 54.7328 | 72.5959 | 93.6459 | 118.523 | 146.8411 | 180.222 | 216.0299 | 252.5122 | 287.8469 | 321.1847 | 350.0289 | 373.5296 | 392.8572 | 407.5349 | 417.8048 | 423.0035 | 424.8917 | 425.5734 | 425.3763 | 424.485 | 423.022 | 420.9464 | 418.3151 | 415.0926 | 411.3271 | NPgN | GSP | NG FES - Consumer Transformation | EV - cars & vans consumption (GWh)
NG FES - Consumer Transformation | Dem_BB006 | GWh | NPgN | STELLA NORTH | EV - cars & vans consumption (GWh) | STEN_1 | 1.3517 | 2.0154 | 4.4338 | 7.9519 | 12.4281 | 18.6288 | 26.6783 | 36.8052 | 48.8432 | 63.06 | 79.9185 | 99.2201 | 122.0868 | 146.8367 | 172.3654 | 197.4552 | 221.8002 | 243.1918 | 260.9164 | 275.6359 | 286.9014 | 294.8439 | 299.1036 | 300.9205 | 301.7474 | 301.8742 | 301.4714 | 300.6502 | 299.405 | 297.7651 | 295.7272 | 293.3358 | NPgN | GSP | NG FES - Consumer Transformation | EV - cars & vans consumption (GWh)
NG FES - Consumer Transformation | Dem_BB006 | GWh | NPgN | STELLA SOUTH | EV - cars & vans consumption (GWh) | STES_1 | 1.2316 | 1.8051 | 3.9462 | 7.0472 | 10.9107 | 16.1847 | 22.9414 | 31.4275 | 41.4974 | 53.3676 | 67.4036 | 83.3962 | 102.265 | 122.5374 | 143.2366 | 163.3376 | 182.3992 | 198.94 | 212.46 | 223.6004 | 232.0737 | 238.0113 | 241.0512 | 242.1938 | 242.6308 | 242.5566 | 242.0812 | 241.278 | 240.127 | 238.6591 | 236.8572 | 234.7502 | NPgN | GSP | NG FES - Consumer Transformation | EV - cars & vans consumption (GWh)
NG FES - Consumer Transformation | Dem_BB006 | GWh | NPgN | TYNEMOUTH | EV - cars & vans consumption (GWh) | TYNE_1 | 1.034 | 1.5636 | 3.5166 | 6.4655 | 10.3176 | 15.7806 | 23.0017 | 32.0717 | 42.829 | 55.4989 | 70.4594 | 87.4631 | 107.4783 | 128.8952 | 150.6389 | 171.6092 | 191.2308 | 208.1255 | 221.817 | 233.0412 | 241.5431 | 247.4768 | 250.4225 | 251.427 | 251.7483 | 251.5671 | 250.9843 | 250.0664 | 248.7837 | 247.1724 | 245.2063 | 242.9113 | NPgN | GSP | NG FES - Consumer Transformation | EV - cars & vans consumption (GWh)
NG FES - Consumer Transformation | Dem_BB006 | GWh | NPgN | WEST BOLDON | EV - cars & vans consumption (GWh) | WBOL_6 | 1.4647 | 2.1843 | 4.8599 | 8.8419 | 13.9485 | 21.0893 | 30.4211 | 42.1388 | 56.0345 | 72.4 | 91.7234 | 113.685 | 139.5364 | 167.1978 | 195.2812 | 222.3657 | 247.707 | 269.5277 | 287.2119 | 301.7102 | 312.6924 | 320.3575 | 324.1621 | 325.4589 | 325.8732 | 325.6382 | 324.8834 | 323.695 | 322.0342 | 319.9481 | 317.4027 | 314.4314 | NPgN | GSP | NG FES - Consumer Transformation | EV - cars & vans consumption (GWh)
NG FES - Consumer Transformation | Dem_BB006 | GWh | NPgY | BRADFORD WEST | EV - cars & vans consumption (GWh) | BRAW_1 | 3.4172 | 6.1187 | 11.5777 | 19.9861 | 31.0039 | 46.9602 | 68.3112 | 95.4416 | 128.4333 | 168.0292 | 214.9321 | 268.5213 | 331.8853 | 400.2396 | 470.4203 | 539.0128 | 604.8971 | 662.449 | 709.8364 | 749.0487 | 778.9699 | 800.0024 | 811.0709 | 815.5608 | 817.4807 | 817.567 | 816.248 | 813.8155 | 810.2213 | 805.5619 | 799.801 | 793.0504 | NPgY | GSP | NG FES - Consumer Transformation | EV - cars & vans consumption (GWh)
NG FES - Consumer Transformation | Dem_BB006 | GWh | NPgY | CAMBLESFORTH | EV - cars & vans consumption (GWh) | CAMB_01 | 0.38137 | 0.64559 | 1.178 | 1.968 | 2.9422 | 4.3004 | 6.0771 | 8.3316 | 11.0707 | 14.3557 | 18.243 | 22.6772 | 27.9134 | 33.5484 | 39.315 | 44.9295 | 50.2818 | 54.9388 | 58.7567 | 61.9082 | 64.3083 | 65.9922 | 66.8646 | 67.2036 | 67.3401 | 67.3309 | 67.2082 | 66.9946 | 66.6846 | 66.2869 | 65.7972 | 65.2241 | NPgY | GSP | NG FES - Consumer Transformation | EV - cars & vans consumption (GWh)
NG FES - Consumer Transformation | Dem_BB006 | GWh | NPgY | CREYKE BECK | EV - cars & vans consumption (GWh) | CREB_1 | 5.4361 | 8.9482 | 15.9525 | 26.0333 | 37.9484 | 54.062 | 74.7491 | 100.9935 | 132.8854 | 171.1507 | 216.4679 | 268.2333 | 329.4447 | 395.4728 | 463.2616 | 529.5177 | 593.1435 | 648.7371 | 694.5203 | 732.415 | 761.3364 | 781.6688 | 792.3622 | 796.6917 | 798.5381 | 798.6098 | 797.3105 | 794.9241 | 791.4024 | 786.8403 | 781.2012 | 774.5937 | NPgY | GSP | NG FES - Consumer Transformation | EV - cars & vans consumption (GWh)
NG FES - Consumer Transformation | Dem_BB006 | GWh | NPgY | DRAX | EV - cars & vans consumption (GWh) | DRAX_YEDL | 0.48672 | 0.83243 | 1.5322 | 2.5817 | 3.8936 | 5.7397 | 8.168 | 11.2494 | 14.9924 | 19.4806 | 24.7896 | 30.8415 | 37.9838 | 45.662 | 53.5079 | 61.1334 | 68.3784 | 74.6701 | 79.8172 | 84.0607 | 87.2893 | 89.5521 | 90.7162 | 91.1593 | 91.3322 | 91.3101 | 91.1354 | 90.8379 | 90.4093 | 89.8618 | 89.1887 | 88.4013 | NPgY | GSP | NG FES - Consumer Transformation | EV - cars & vans consumption (GWh)
NG FES - Consumer Transformation | Dem_BB006 | GWh | NPgY | ELLAND | EV - cars & vans consumption (GWh) | ELLA_1 | 2.9748 | 5.2108 | 9.7449 | 16.6601 | 25.5353 | 38.2355 | 55.109 | 76.5327 | 102.5668 | 133.7919 | 170.7428 | 212.8912 | 262.6579 | 316.2086 | 370.9996 | 424.3311 | 475.1527 | 519.3557 | 555.5807 | 585.4756 | 608.2377 | 624.2039 | 632.4702 | 635.6755 | 636.9622 | 636.8684 | 635.7022 | 633.6761 | 630.7388 | 626.9718 | 622.3338 | 616.9055 | NPgY | GSP | NG FES - Consumer Transformation | EV - cars & vans consumption (GWh)
NG FES - Consumer Transformation | Dem_BB006 | GWh | NPgY | FERRYBRIDGE A | EV - cars & vans consumption (GWh) | FERRA2 | 1.2096 | 2.0078 | 3.6514 | 6.1006 | 9.0574 | 13.135 | 18.4294 | 25.1298 | 33.2486 | 42.9586 | 54.3997 | 67.3545 | 82.5551 | 98.7255 | 115.0077 | 130.5521 | 144.8041 | 156.9317 | 166.6292 | 174.5177 | 180.4538 | 184.5692 | 186.5067 | 187.0443 | 187.1336 | 186.8832 | 186.3489 | 185.5729 | 184.5206 | 183.225 | 181.6559 | 179.8282 | NPgY | GSP | NG FES - Consumer Transformation | EV - cars & vans consumption (GWh)
NG FES - Consumer Transformation | Dem_BB006 | GWh | NPgY | FERRYBRIDGE B | EV - cars & vans consumption (GWh) | FERRB9 | 2.5967 | 4.4093 | 8.1136 | 13.6876 | 20.6071 | 30.3148 | 43.0573 | 59.2099 | 78.8105 | 102.2863 | 130.0084 | 161.5166 | 198.6067 | 238.2966 | 278.5949 | 317.4599 | 353.8318 | 385.1496 | 410.5295 | 431.339 | 447.1005 | 458.099 | 463.5645 | 465.4309 | 466.0302 | 465.6977 | 464.6175 | 462.9212 | 460.5479 | 457.5682 | 453.9303 | 449.683 | NPgY | GSP | NG FES - Consumer Transformation | EV - cars & vans consumption (GWh)
NG FES - Consumer Transformation | Dem_BB006 | GWh | NPgY | GRIMSBY WEST | EV - cars & vans consumption (GWh) | GRIW_1 | 1.6604 | 2.7564 | 4.9713 | 8.2187 | 12.1211 | 17.4709 | 24.3956 | 33.1734 | 43.8286 | 56.5972 | 71.6891 | 88.8695 | 109.1235 | 130.8539 | 152.9983 | 174.4503 | 194.7008 | 212.2258 | 226.5075 | 238.2565 | 247.1794 | 253.4224 | 256.5883 | 257.7423 | 258.162 | 258.0469 | 257.508 | 256.6244 | 255.3684 | 253.7764 | 251.8252 | 249.5447 | NPgY | GSP | NG FES - Consumer Transformation | EV - cars & vans consumption (GWh)
NG FES - Consumer Transformation | Dem_BB006 | GWh | NPgY | JORDANTHORPE | EV - cars & vans consumption (GWh) | JORD_3 | 0.87813 | 1.4176 | 2.5193 | 4.1129 | 5.9511 | 8.4035 | 11.5214 | 15.4637 | 20.2384 | 25.9476 | 32.673 | 40.2856 | 49.2164 | 58.7132 | 68.2704 | 77.389 | 85.7374 | 92.837 | 98.5097 | 103.1225 | 106.5926 | 108.9975 | 110.125 | 110.4321 | 110.4783 | 110.3262 | 110.0071 | 109.5455 | 108.9206 | 108.1521 | 107.2218 | 106.1383 | NPgY | GSP | NG FES - Consumer Transformation | EV - cars & vans consumption (GWh)
NG FES - Consumer Transformation | Dem_BB006 | GWh | NPgY | KEADBY | EV - cars & vans consumption (GWh) | KEAD_YEDL | 4.5359 | 7.1579 | 12.3542 | 19.5037 | 27.2857 | 37.1599 | 49.3029 | 64.6763 | 83.3377 | 105.7139 | 132.1936 | 162.4059 | 198.1055 | 236.5573 | 275.9557 | 314.3757 | 351.0993 | 383.1186 | 409.4235 | 431.1693 | 447.7494 | 459.3933 | 465.4586 | 467.8497 | 468.8328 | 468.8027 | 467.9778 | 466.5181 | 464.3892 | 461.6495 | 458.2718 | 454.317 | NPgY | GSP | NG FES - Consumer Transformation | EV - cars & vans consumption (GWh)
NG FES - Consumer Transformation | Dem_BB006 | GWh | NPgY | KIRKSTALL B | EV - cars & vans consumption (GWh) | KIRKB1 | 2.1979 | 3.7751 | 7.0017 | 11.8978 | 18.0588 | 26.7782 | 38.2839 | 52.8734 | 70.5813 | 91.7942 | 116.8504 | 145.3407 | 178.8894 | 214.8124 | 251.3178 | 286.5619 | 319.615 | 348.1079 | 371.2285 | 390.1998 | 404.5776 | 414.6167 | 419.631 | 421.3726 | 421.9517 | 421.6783 | 420.7239 | 419.2104 | 417.085 | 414.4106 | 411.1423 | 407.3255 | NPgY | GSP | NG FES - Consumer Transformation | EV - cars & vans consumption (GWh)
NG FES - Consumer Transformation | Dem_BB006 | GWh | NPgY | NEEPSEND | EV - cars & vans consumption (GWh) | NEEP_3 | 0.99277 | 1.6472 | 2.9617 | 4.8778 | 7.175 | 10.3159 | 14.3757 | 19.5247 | 25.7785 | 33.2777 | 42.1504 | 52.2685 | 64.2151 | 77.0677 | 90.215 | 103.0092 | 115.1941 | 125.7913 | 134.4745 | 141.6406 | 147.097 | 150.9241 | 152.9028 | 153.6669 | 153.9718 | 153.9456 | 153.6607 | 153.1681 | 152.455 | 151.5415 | 150.4171 | 149.1012 | NPgY | GSP | NG FES - Consumer Transformation | EV - cars & vans consumption (GWh)
NG FES - Consumer Transformation | Dem_BB006 | GWh | NPgY | NORTON LEES | EV - cars & vans consumption (GWh) | NORL_3 | 1.1332 | 1.8332 | 3.249 | 5.2829 | 7.6293 | 10.7552 | 14.727 | 19.7542 | 25.8497 | 33.147 | 41.7595 | 51.5402 | 63.0478 | 75.3488 | 87.8201 | 99.8273 | 111.0236 | 120.6473 | 128.4305 | 134.8053 | 139.6295 | 142.9927 | 144.649 | 145.1972 | 145.3616 | 145.2418 | 144.891 | 144.3489 | 143.595 | 142.652 | 141.5024 | 140.1608 | NPgY | GSP | NG FES - Consumer Transformation | EV - cars & vans consumption (GWh)
NG FES - Consumer Transformation | Dem_BB006 | GWh | NPgY | PITSMOOR 3/4 | EV - cars & vans consumption (GWh) | PITS_BB_B | 0.41765 | 0.69927 | 1.2607 | 2.0793 | 3.0717 | 4.4373 | 6.2099 | 8.4605 | 11.1969 | 14.4816 | 18.3742 | 22.8255 | 28.0935 | 33.7849 | 39.6406 | 45.3782 | 50.9148 | 55.7646 | 59.7697 | 63.0898 | 65.6269 | 67.4127 | 68.3609 | 68.7546 | 68.9281 | 68.945 | 68.8421 | 68.6448 | 68.3499 | 67.9652 | 67.4884 | 66.9293 | NPgY | GSP | NG FES - Consumer Transformation | EV - cars & vans consumption (GWh)
NG FES - Consumer Transformation | Dem_BB006 | GWh | NPgY | SALTEND NORTH | EV - cars & vans consumption (GWh) | SALT_1 | 0.70354 | 1.1503 | 2.05 | 3.3492 | 4.873 | 6.9256 | 9.5532 | 12.8825 | 16.9229 | 21.7643 | 27.4859 | 33.9984 | 41.6756 | 49.9113 | 58.3023 | 66.4294 | 74.0977 | 80.7329 | 86.1392 | 90.5863 | 93.9636 | 96.3264 | 97.5232 | 97.958 | 98.1152 | 98.07 | 97.8639 | 97.5268 | 97.0483 | 96.4419 | 95.699 | 94.8307 | NPgY | GSP | NG FES - Consumer Transformation | EV - cars & vans consumption (GWh)
NG FES - Consumer Transformation | Dem_BB006 | GWh | NPgY | SHEFFIELD CITY | EV - cars & vans consumption (GWh) | SHEC_3 | 0.61885 | 1.0369 | 1.8407 | 2.9748 | 4.3382 | 6.1924 | 8.585 | 11.6337 | 15.3552 | 19.8419 | 25.1947 | 31.3854 | 38.7838 | 46.9145 | 55.4736 | 64.0838 | 72.8002 | 80.6305 | 87.2705 | 92.8572 | 97.1766 | 100.2513 | 102.019 | 102.8986 | 103.3667 | 103.5537 | 103.5383 | 103.3735 | 103.0685 | 102.6285 | 102.0632 | 101.3936 | NPgY | GSP | NG FES - Consumer Transformation | EV - cars & vans consumption (GWh)
NG FES - Consumer Transformation | Dem_BB006 | GWh | NPgY | SKELTON GRANGE | EV - cars & vans consumption (GWh) | SKLGB1 | 4.8106 | 8.3684 | 15.6378 | 26.7457 | 40.9146 | 61.1339 | 87.9475 | 121.965 | 163.2704 | 212.7708 | 271.2735 | 337.8597 | 416.3328 | 500.4862 | 586.1837 | 669.1291 | 747.3076 | 814.8884 | 869.8981 | 915.1169 | 949.4375 | 973.4362 | 985.5641 | 989.9383 | 991.4998 | 991.0115 | 988.9017 | 985.4704 | 980.6073 | 974.4537 | 966.9169 | 958.1095 | NPgY | GSP | NG FES - Consumer Transformation | EV - cars & vans consumption (GWh)
NG FES - Consumer Transformation | Dem_BB006 | GWh | NPgY | TEMPLEBOROUGH 275/33KV | EV - cars & vans consumption (GWh) | TEMP_3 | 0.079443 | 0.12822 | 0.22984 | 0.37943 | 0.55311 | 0.78667 | 1.0849 | 1.4614 | 1.9164 | 2.4594 | 3.0967 | 3.8138 | 4.6506 | 5.5316 | 6.4057 | 7.2249 | 7.9473 | 8.5477 | 9.0147 | 9.3882 | 9.6652 | 9.8545 | 9.9324 | 9.9405 | 9.9305 | 9.9059 | 9.8678 | 9.8174 | 9.752 | 9.6736 | 9.5799 | 9.471 | NPgY | GSP | NG FES - Consumer Transformation | EV - cars & vans consumption (GWh)
NG FES - Consumer Transformation | Dem_BB006 | GWh | NPgY | THURCROFT | EV - cars & vans consumption (GWh) | THUR_6 | 3.9795 | 6.1324 | 10.442 | 16.2778 | 22.301 | 29.6188 | 38.3271 | 49.3102 | 62.5999 | 78.4869 | 97.2027 | 118.3937 | 143.2724 | 169.7547 | 196.4462 | 221.9636 | 245.4102 | 265.4075 | 281.435 | 294.4963 | 304.3396 | 311.1727 | 314.4092 | 315.3302 | 315.5019 | 315.1053 | 314.2264 | 312.9389 | 311.1865 | 309.0239 | 306.4021 | 303.3475 | NPgY | GSP | NG FES - Consumer Transformation | EV - cars & vans consumption (GWh)
NG FES - Consumer Transformation | Dem_BB006 | GWh | NPgY | WEST MELTON / THORPE MARSH | EV - cars & vans consumption (GWh) | WMEL_THOM | 5.4279 | 8.6659 | 15.1363 | 24.2165 | 34.3878 | 47.6133 | 64.1527 | 85.0928 | 110.5012 | 140.9479 | 176.939 | 217.9245 | 266.2676 | 318.1753 | 371.131 | 422.5034 | 471.1211 | 513.2696 | 547.6819 | 576.026 | 597.5737 | 612.6631 | 620.3577 | 623.2098 | 624.2767 | 624.0456 | 622.7829 | 620.6844 | 617.6873 | 613.8775 | 609.2028 | 603.7373 | NPgY | GSP | NG FES - Consumer Transformation | EV - cars & vans consumption (GWh)
NG FES - Consumer Transformation | Dem_BB006 | GWh | NPgY | WEST MELTON SECTION 3 | EV - cars & vans consumption (GWh) | WMEL_BB3 | 4.709 | 7.5804 | 13.348 | 21.5446 | 30.893 | 43.2274 | 58.8031 | 78.5243 | 102.4491 | 131.109 | 164.9691 | 203.4903 | 248.8848 | 297.5483 | 347.0828 | 395.0057 | 440.121 | 479.1138 | 510.8429 | 536.9249 | 556.7208 | 570.5619 | 577.5364 | 580.0282 | 580.9025 | 580.5938 | 579.3382 | 577.3095 | 574.441 | 570.8165 | 566.3798 | 561.196 | NPgY | GSP | NG FES - Consumer Transformation | EV - cars & vans consumption (GWh)
NG FES - Consumer Transformation | Dem_BB006 | GWh | NPgY | WINCOBANK | EV - cars & vans consumption (GWh) | WIBA_3 | 0.1257 | 0.21879 | 0.40718 | 0.69291 | 1.0571 | 1.576 | 2.2636 | 3.1366 | 4.1976 | 5.4702 | 6.9763 | 8.6947 | 10.7242 | 12.9088 | 15.1453 | 17.3236 | 19.4019 | 21.2109 | 22.6945 | 23.9194 | 24.8524 | 25.5071 | 25.847 | 25.9797 | 26.0336 | 26.0308 | 25.984 | 25.902 | 25.7828 | 25.6297 | 25.441 | 25.2202 | NPgY | GSP | NG FES - Consumer Transformation | EV - cars & vans consumption (GWh)
NG FES - Consumer Transformation | Dem_BB007 | GWh | NPgN | BLYTH 66kV | EV - other transport consumption (GWh) | BLYTB1 | 0 | 0.13608 | 0.4268 | 0.73535 | 1.1085 | 1.5433 | 2.029 | 2.5534 | 3.1007 | 3.6825 | 4.3291 | 5.0473 | 5.8441 | 6.7262 | 7.6988 | 8.7658 | 9.928 | 11.1788 | 12.5167 | 13.9336 | 15.4104 | 16.9339 | 18.491 | 20.0718 | 21.6525 | 23.2456 | 24.8293 | 26.3819 | 27.9283 | 29.1962 | 30.3202 | 31.3765 | NPgN | GSP | NG FES - Consumer Transformation | EV - other transport consumption (GWh)
NG FES - Consumer Transformation | Dem_BB007 | GWh | NPgN | BLYTH 132kV | EV - other transport consumption (GWh) | BLYTH132 | 0 | 0.034801 | 0.1002 | 0.17079 | 0.25584 | 0.35625 | 0.47025 | 0.59566 | 0.7294 | 0.87481 | 1.0397 | 1.2266 | 1.4379 | 1.6757 | 1.9417 | 2.2371 | 2.5617 | 2.9125 | 3.2887 | 3.6869 | 4.0995 | 4.5212 | 4.9474 | 5.3742 | 5.7928 | 6.2089 | 6.6143 | 7.0013 | 7.381 | 7.6421 | 7.8402 | 8.0165 | NPgN | GSP | NG FES - Consumer Transformation | EV - other transport consumption (GWh)
NG FES - Consumer Transformation | Dem_BB007 | GWh | NPgN | FOURSTONES | EV - other transport consumption (GWh) | FOUR_1 | 0 | 0.006181 | 0.015429 | 0.025762 | 0.038117 | 0.053103 | 0.070642 | 0.090611 | 0.11272 | 0.13764 | 0.16683 | 0.20087 | 0.24036 | 0.28583 | 0.33766 | 0.39607 | 0.46097 | 0.53146 | 0.60727 | 0.68749 | 0.77001 | 0.85343 | 0.93649 | 1.0183 | 1.0964 | 1.1726 | 1.2447 | 1.3108 | 1.374 | 1.4037 | 1.4152 | 1.4217 | NPgN | GSP | NG FES - Consumer Transformation | EV - other transport consumption (GWh)
NG FES - Consumer Transformation | Dem_BB007 | GWh | NPgN | HARTMOOR | EV - other transport consumption (GWh) | HARM_6 | 0 | 0.056086 | 0.20263 | 0.35466 | 0.53951 | 0.75082 | 0.9816 | 1.2237 | 1.4678 | 1.7178 | 1.9856 | 2.272 | 2.5781 | 2.9052 | 3.2544 | 3.627 | 4.0242 | 4.4474 | 4.8972 | 5.3741 | 5.8786 | 6.4104 | 6.9689 | 7.5529 | 8.1616 | 8.7925 | 9.4439 | 10.1139 | 10.7985 | 11.5095 | 12.2398 | 12.9555 | NPgN | GSP | NG FES - Consumer Transformation | EV - other transport consumption (GWh)
NG FES - Consumer Transformation | Dem_BB007 | GWh | NPgN | HAWTHORN PIT GRID | EV - other transport consumption (GWh) | HAWP_6 | 0 | 0.06293 | 0.22709 | 0.39744 | 0.60454 | 0.84132 | 1.1 | 1.3714 | 1.6451 | 1.9255 | 2.2259 | 2.5473 | 2.891 | 3.2584 | 3.6507 | 4.0694 | 4.5159 | 4.9916 | 5.4973 | 6.0334 | 6.6004 | 7.1981 | 7.8255 | 8.4814 | 9.1648 | 9.8729 | 10.6038 | 11.3553 | 12.123 | 12.9189 | 13.7357 | 14.536 | NPgN | GSP | NG FES - Consumer Transformation | EV - other transport consumption (GWh)
NG FES - Consumer Transformation | Dem_BB007 | GWh | NPgN | KNARESBOROUGH | EV - other transport consumption (GWh) | KNARE_111 | 0 | 0.12721 | 0.44338 | 0.77312 | 1.1735 | 1.6333 | 2.1382 | 2.6717 | 3.214 | 3.7749 | 4.3815 | 5.0369 | 5.7448 | 6.5088 | 7.3322 | 8.2182 | 9.1688 | 10.1848 | 11.2667 | 12.4134 | 13.6208 | 14.8855 | 16.2028 | 17.5685 | 18.9751 | 20.4216 | 21.8999 | 23.4015 | 24.9256 | 26.4238 | 27.9182 | 29.3713 | NPgN | GSP | NG FES - Consumer Transformation | EV - other transport consumption (GWh)
NG FES - Consumer Transformation | Dem_BB007 | GWh | NPgN | LACKENBY | EV - other transport consumption (GWh) | LACK_6 | 0 | 0.17392 | 0.62386 | 1.0911 | 1.6591 | 2.309 | 3.0195 | 3.766 | 4.5198 | 5.2933 | 6.1234 | 7.0131 | 7.9661 | 8.9866 | 10.078 | 11.2448 | 12.4902 | 13.8181 | 15.23 | 16.7267 | 18.3085 | 19.9739 | 21.7196 | 23.542 | 25.4367 | 27.3972 | 29.4174 | 31.4902 | 33.6051 | 35.7783 | 37.9981 | 40.1703 | NPgN | GSP | NG FES - Consumer Transformation | EV - other transport consumption (GWh)
NG FES - Consumer Transformation | Dem_BB007 | GWh | NPgN | NORTON | EV - other transport consumption (GWh) | NORT_1 | 0 | 0.47314 | 1.5639 | 2.711 | 4.1014 | 5.709 | 7.4894 | 9.3905 | 11.3486 | 13.4022 | 15.6542 | 18.1224 | 20.8263 | 23.7844 | 27.0115 | 30.5205 | 34.3168 | 38.3899 | 42.7377 | 47.3438 | 52.1671 | 57.1769 | 62.3417 | 67.6362 | 73.0044 | 78.4665 | 83.9688 | 89.4575 | 94.9754 | 99.9472 | 104.6538 | 109.1647 | NPgN | GSP | NG FES - Consumer Transformation | EV - other transport consumption (GWh)
NG FES - Consumer Transformation | Dem_BB007 | GWh | NPgN | OFFERTON | EV - other transport consumption (GWh) | OFFE_3 | 0 | 0.03339 | 0.078692 | 0.13018 | 0.19151 | 0.26687 | 0.35629 | 0.45963 | 0.57585 | 0.70871 | 0.86615 | 1.0517 | 1.269 | 1.521 | 1.81 | 2.1372 | 2.5021 | 2.899 | 3.3263 | 3.7783 | 4.2423 | 4.7097 | 5.1729 | 5.6266 | 6.0562 | 6.4723 | 6.8621 | 7.2138 | 7.5472 | 7.6747 | 7.6903 | 7.6764 | NPgN | GSP | NG FES - Consumer Transformation | EV - other transport consumption (GWh)
NG FES - Consumer Transformation | Dem_BB007 | GWh | NPgN | OSBALDWICK | EV - other transport consumption (GWh) | OSBA_1 | 0 | 0.17427 | 0.50671 | 0.86476 | 1.2964 | 1.8051 | 2.3816 | 3.0144 | 3.6876 | 4.4176 | 5.2438 | 6.1779 | 7.2317 | 8.4158 | 9.7386 | 11.2052 | 12.8158 | 14.5556 | 16.4207 | 18.3951 | 20.4422 | 22.5366 | 24.6552 | 26.7805 | 28.8688 | 30.9476 | 32.9777 | 34.9213 | 36.8312 | 38.1737 | 39.2146 | 40.1488 | NPgN | GSP | NG FES - Consumer Transformation | EV - other transport consumption (GWh)
NG FES - Consumer Transformation | Dem_BB007 | GWh | NPgN | POPPLETON | EV - other transport consumption (GWh) | POPP_3 | 0 | 0.029021 | 0.091582 | 0.15791 | 0.23815 | 0.33153 | 0.43577 | 0.54816 | 0.66525 | 0.78956 | 0.92748 | 1.0804 | 1.2499 | 1.4373 | 1.6436 | 1.8697 | 2.1159 | 2.3807 | 2.6639 | 2.9638 | 3.2766 | 3.5995 | 3.9298 | 4.2656 | 4.6018 | 4.941 | 5.2787 | 5.6105 | 5.9413 | 6.2156 | 6.4609 | 6.6921 | NPgN | GSP | NG FES - Consumer Transformation | EV - other transport consumption (GWh)
NG FES - Consumer Transformation | Dem_BB007 | GWh | NPgN | SALTHOLME | EV - other transport consumption (GWh) | SALH_1 | 0 | 0 | 0 | 0 | 0 | 0 | 0 | 0 | 0 | 0 | 0 | 0 | 0 | 0 | 0 | 0 | 0 | 0 | 0 | 0 | 0 | 0 | 0 | 0 | 0 | 0 | 0 | 0 | 0 | 0 | 0 | 0 | NPgN | GSP | NG FES - Consumer Transformation | EV - other transport consumption (GWh)
NG FES - Consumer Transformation | Dem_BB007 | GWh | NPgN | SOUTH SHIELDS | EV - other transport consumption (GWh) | SSHI_3 | 0 | 0.12731 | 0.29128 | 0.47944 | 0.70312 | 0.97989 | 1.3108 | 1.6963 | 2.1333 | 2.6366 | 3.2364 | 3.9472 | 4.7828 | 5.7555 | 6.8744 | 8.144 | 9.562 | 11.1055 | 12.768 | 14.5266 | 16.3298 | 18.1433 | 19.937 | 21.6888 | 23.3408 | 24.9356 | 26.4224 | 27.7533 | 29.009 | 29.4335 | 29.4055 | 29.2604 | NPgN | GSP | NG FES - Consumer Transformation | EV - other transport consumption (GWh)
NG FES - Consumer Transformation | Dem_BB007 | GWh | NPgN | SPADEADAM | EV - other transport consumption (GWh) | KIELD01 and SPAD20 | 0 | 0.002842 | 0.010678 | 0.018764 | 0.028607 | 0.039809 | 0.051972 | 0.064642 | 0.077294 | 0.090119 | 0.1037 | 0.11807 | 0.13324 | 0.14925 | 0.16615 | 0.184 | 0.20287 | 0.2229 | 0.24413 | 0.26664 | 0.2906 | 0.31607 | 0.34309 | 0.37165 | 0.40183 | 0.4334 | 0.46639 | 0.5008 | 0.53622 | 0.57514 | 0.61625 | 0.65682 | NPgN | GSP | NG FES - Consumer Transformation | EV - other transport consumption (GWh)
NG FES - Consumer Transformation | Dem_BB007 | GWh | NPgN | SPENNYMOOR | EV - other transport consumption (GWh) | SPEN_1 | 0 | 0.17047 | 0.58719 | 1.0226 | 1.5511 | 2.1589 | 2.8275 | 3.5356 | 4.2575 | 5.0064 | 5.8189 | 6.6996 | 7.654 | 8.6874 | 9.8041 | 11.0087 | 12.3038 | 13.6892 | 15.1654 | 16.7297 | 18.3749 | 20.0945 | 21.8813 | 23.7288 | 25.6249 | 27.5699 | 29.5512 | 31.5554 | 33.5854 | 35.5442 | 37.4772 | 39.3516 | NPgN | GSP | NG FES - Consumer Transformation | EV - other transport consumption (GWh)
NG FES - Consumer Transformation | Dem_BB007 | GWh | NPgN | STELLA NORTH | EV - other transport consumption (GWh) | STEN_1 | 0 | 0.24593 | 0.62911 | 1.0544 | 1.5637 | 2.1782 | 2.8935 | 3.7028 | 4.5931 | 5.5905 | 6.7525 | 8.1016 | 9.6603 | 11.4487 | 13.4817 | 15.7673 | 18.3032 | 21.0554 | 24.0143 | 27.1452 | 30.3693 | 33.6339 | 36.8916 | 40.1079 | 43.1927 | 46.2093 | 49.0782 | 51.7241 | 54.2674 | 55.5558 | 56.1656 | 56.5822 | NPgN | GSP | NG FES - Consumer Transformation | EV - other transport consumption (GWh)
NG FES - Consumer Transformation | Dem_BB007 | GWh | NPgN | STELLA SOUTH | EV - other transport consumption (GWh) | STES_1 | 0 | 0.22975 | 0.7588 | 1.3153 | 1.9898 | 2.7697 | 3.6336 | 4.5562 | 5.5066 | 6.5036 | 7.5971 | 8.7958 | 10.1093 | 11.5465 | 13.1147 | 14.8201 | 16.6653 | 18.6452 | 20.7587 | 22.9977 | 25.3421 | 27.777 | 30.2868 | 32.8592 | 35.4669 | 38.1198 | 40.7917 | 43.4563 | 46.1346 | 48.5448 | 50.8244 | 53.0086 | NPgN | GSP | NG FES - Consumer Transformation | EV - other transport consumption (GWh)
NG FES - Consumer Transformation | Dem_BB007 | GWh | NPgN | TYNEMOUTH | EV - other transport consumption (GWh) | TYNE_1 | 0 | 0.07845 | 0.25891 | 0.44875 | 0.67883 | 0.94491 | 1.2397 | 1.5545 | 1.8789 | 2.2193 | 2.5926 | 3.002 | 3.4507 | 3.9417 | 4.4775 | 5.0603 | 5.691 | 6.3677 | 7.09 | 7.8553 | 8.6566 | 9.4887 | 10.3463 | 11.2251 | 12.1158 | 13.0219 | 13.9342 | 14.8438 | 15.758 | 16.5796 | 17.3561 | 18.0999 | NPgN | GSP | NG FES - Consumer Transformation | EV - other transport consumption (GWh)
NG FES - Consumer Transformation | Dem_BB007 | GWh | NPgN | WEST BOLDON | EV - other transport consumption (GWh) | WBOL_6 | 0 | 0.31504 | 0.90936 | 1.5504 | 2.323 | 3.2347 | 4.2692 | 5.4067 | 6.619 | 7.9361 | 9.4294 | 11.1204 | 13.0309 | 15.1806 | 17.5847 | 20.2527 | 23.1845 | 26.3526 | 29.7495 | 33.3454 | 37.0719 | 40.882 | 44.7326 | 48.5913 | 52.3772 | 56.1416 | 59.8117 | 63.3178 | 66.7586 | 69.1387 | 70.9538 | 72.573 | NPgN | GSP | NG FES - Consumer Transformation | EV - other transport consumption (GWh)
NG FES - Consumer Transformation | Dem_BB007 | GWh | NPgY | BRADFORD WEST | EV - other transport consumption (GWh) | BRAW_1 | 0 | 0.4923 | 1.1666 | 1.7999 | 2.5171 | 3.3543 | 4.3143 | 5.4032 | 6.6246 | 8.0062 | 9.5963 | 11.4221 | 13.5111 | 15.888 | 18.5712 | 21.5711 | 24.8863 | 28.4775 | 32.3341 | 36.4159 | 40.6302 | 44.9146 | 49.2135 | 53.4847 | 57.6215 | 61.6963 | 65.6138 | 69.2846 | 72.8464 | 74.9529 | 76.2761 | 77.3596 | NPgY | GSP | NG FES - Consumer Transformation | EV - other transport consumption (GWh)
NG FES - Consumer Transformation | Dem_BB007 | GWh | NPgY | CAMBLESFORTH | EV - other transport consumption (GWh) | CAMB_01 | 0 | 0.07289 | 0.24002 | 0.3851 | 0.55096 | 0.73356 | 0.93017 | 1.1379 | 1.3533 | 1.5778 | 1.8157 | 2.0671 | 2.3327 | 2.6131 | 2.909 | 3.2215 | 3.5519 | 3.9025 | 4.2741 | 4.6684 | 5.0878 | 5.5338 | 6.0068 | 6.5068 | 7.0353 | 7.588 | 8.1655 | 8.7681 | 9.3881 | 10.0696 | 10.7894 | 11.4997 | NPgY | GSP | NG FES - Consumer Transformation | EV - other transport consumption (GWh)
NG FES - Consumer Transformation | Dem_BB007 | GWh | NPgY | CREYKE BECK | EV - other transport consumption (GWh) | CREB_1 | 0 | 0.48542 | 1.3002 | 2.039 | 2.8792 | 3.8353 | 4.9033 | 6.0806 | 7.3619 | 8.7687 | 10.342 | 12.1002 | 14.0627 | 16.2469 | 18.6667 | 21.3313 | 24.2426 | 27.3801 | 30.7386 | 34.2952 | 37.9949 | 41.7997 | 45.6743 | 49.5907 | 53.4826 | 57.3877 | 61.2448 | 64.996 | 68.7144 | 71.6151 | 74.087 | 76.3806 | NPgY | GSP | NG FES - Consumer Transformation | EV - other transport consumption (GWh)
NG FES - Consumer Transformation | Dem_BB007 | GWh | NPgY | DRAX | EV - other transport consumption (GWh) | DRAX_YEDL | 0 | 0.11851 | 0.37055 | 0.59142 | 0.84363 | 1.1234 | 1.4271 | 1.7512 | 2.0913 | 2.4505 | 2.8366 | 3.2509 | 3.6956 | 4.1724 | 4.6831 | 5.2297 | 5.8138 | 6.4369 | 7.0995 | 7.802 | 8.5438 | 9.324 | 10.141 | 10.9926 | 11.8765 | 12.79 | 13.7297 | 14.6921 | 15.6731 | 16.6729 | 17.6899 | 18.6839 | NPgY | GSP | NG FES - Consumer Transformation | EV - other transport consumption (GWh)
NG FES - Consumer Transformation | Dem_BB007 | GWh | NPgY | ELLAND | EV - other transport consumption (GWh) | ELLA_1 | 0 | 0.97038 | 2.0267 | 3.0669 | 4.2388 | 5.651 | 7.3225 | 9.2804 | 11.548 | 14.1904 | 17.3146 | 20.99 | 25.2851 | 30.2603 | 35.9606 | 42.4077 | 49.5933 | 57.4065 | 65.8167 | 74.7145 | 83.8508 | 93.06 | 102.1967 | 111.1527 | 119.6474 | 127.8848 | 135.6169 | 142.6133 | 149.2584 | 151.912 | 152.396 | 152.3018 | NPgY | GSP | NG FES - Consumer Transformation | EV - other transport consumption (GWh)
NG FES - Consumer Transformation | Dem_BB007 | GWh | NPgY | FERRYBRIDGE A | EV - other transport consumption (GWh) | FERRA2 | 0 | 0.18514 | 0.59057 | 0.94453 | 1.3489 | 1.7961 | 2.28 | 2.7945 | 3.3318 | 3.8964 | 4.4999 | 5.144 | 5.831 | 6.5634 | 7.3436 | 8.1747 | 9.0593 | 10.0011 | 11.0016 | 12.0625 | 13.1859 | 14.372 | 15.6198 | 16.9273 | 18.2935 | 19.7117 | 21.1792 | 22.693 | 24.2416 | 25.8678 | 27.5476 | 29.196 | NPgY | GSP | NG FES - Consumer Transformation | EV - other transport consumption (GWh)
NG FES - Consumer Transformation | Dem_BB007 | GWh | NPgY | FERRYBRIDGE B | EV - other transport consumption (GWh) | FERRB9 | 0 | 0.4786 | 1.4631 | 2.3296 | 3.3187 | 4.4192 | 5.6189 | 6.9048 | 8.2611 | 9.7018 | 11.2596 | 12.9424 | 14.7596 | 16.7205 | 18.8332 | 21.1059 | 23.5442 | 26.15 | 28.9246 | 31.8655 | 34.9627 | 38.2068 | 41.5868 | 45.0917 | 48.7028 | 52.4167 | 56.2128 | 60.0702 | 63.9859 | 67.8408 | 71.6883 | 75.4302 | NPgY | GSP | NG FES - Consumer Transformation | EV - other transport consumption (GWh)
NG FES - Consumer Transformation | Dem_BB007 | GWh | NPgY | GRIMSBY WEST | EV - other transport consumption (GWh) | GRIW_1 | 0 | 0.33987 | 1.0691 | 1.7075 | 2.4365 | 3.2443 | 4.1206 | 5.0546 | 6.0332 | 7.0652 | 8.1726 | 9.3591 | 10.63 | 11.9905 | 13.4454 | 15.0004 | 16.6601 | 18.4295 | 20.3106 | 22.305 | 24.4128 | 26.6323 | 28.9594 | 31.3891 | 33.9158 | 36.5305 | 39.2251 | 41.9909 | 44.813 | 47.7159 | 50.6826 | 53.586 | NPgY | GSP | NG FES - Consumer Transformation | EV - other transport consumption (GWh)
NG FES - Consumer Transformation | Dem_BB007 | GWh | NPgY | JORDANTHORPE | EV - other transport consumption (GWh) | JORD_3 | 0 | 0.001957 | 0.006443 | 0.010338 | 0.014791 | 0.019693 | 0.024971 | 0.030548 | 0.03633 | 0.042357 | 0.048743 | 0.055494 | 0.062624 | 0.070151 | 0.078094 | 0.086483 | 0.095352 | 0.10476 | 0.11474 | 0.12532 | 0.13659 | 0.14856 | 0.16126 | 0.17468 | 0.18887 | 0.20371 | 0.21921 | 0.23538 | 0.25203 | 0.27032 | 0.28965 | 0.30872 | NPgY | GSP | NG FES - Consumer Transformation | EV - other transport consumption (GWh)
NG FES - Consumer Transformation | Dem_BB007 | GWh | NPgY | KEADBY | EV - other transport consumption (GWh) | KEAD_YEDL | 0 | 0.3233 | 0.97049 | 1.5422 | 2.1945 | 2.9224 | 3.7183 | 4.5746 | 5.4816 | 6.4496 | 7.5013 | 8.643 | 9.8821 | 11.2258 | 12.6798 | 14.25 | 15.9397 | 17.748 | 19.6752 | 21.7176 | 23.864 | 26.1055 | 28.4322 | 30.8349 | 33.2965 | 35.8187 | 38.3837 | 40.9738 | 43.5943 | 46.1003 | 48.5603 | 50.942 | NPgY | GSP | NG FES - Consumer Transformation | EV - other transport consumption (GWh)
NG FES - Consumer Transformation | Dem_BB007 | GWh | NPgY | KIRKSTALL B | EV - other transport consumption (GWh) | KIRKB1 | 0 | 0.39133 | 0.90007 | 1.3827 | 1.9287 | 2.5703 | 3.3114 | 4.1582 | 5.1151 | 6.2052 | 7.4682 | 8.9272 | 10.6055 | 12.5238 | 14.6978 | 17.1358 | 19.8361 | 22.7641 | 25.9105 | 29.2402 | 32.673 | 36.1551 | 39.6385 | 43.0874 | 46.4097 | 49.6693 | 52.7844 | 55.6784 | 58.4722 | 59.997 | 60.8366 | 61.4751 | NPgY | GSP | NG FES - Consumer Transformation | EV - other transport consumption (GWh)
NG FES - Consumer Transformation | Dem_BB007 | GWh | NPgY | NEEPSEND | EV - other transport consumption (GWh) | NEEP_3 | 0 | 0.024374 | 0.072132 | 0.11445 | 0.16271 | 0.21668 | 0.27585 | 0.33969 | 0.40754 | 0.48021 | 0.55946 | 0.64582 | 0.73991 | 0.84231 | 0.95349 | 1.0739 | 1.2037 | 1.3429 | 1.4912 | 1.6484 | 1.8134 | 1.9853 | 2.1632 | 2.3464 | 2.5332 | 2.7242 | 2.9176 | 3.1119 | 3.3081 | 3.4913 | 3.6687 | 3.8398 | NPgY | GSP | NG FES - Consumer Transformation | EV - other transport consumption (GWh)
NG FES - Consumer Transformation | Dem_BB007 | GWh | NPgY | NORTON LEES | EV - other transport consumption (GWh) | NORL_3 | 0 | 0.10904 | 0.18715 | 0.2731 | 0.36881 | 0.49213 | 0.6471 | 0.83907 | 1.0731 | 1.3579 | 1.7075 | 2.1319 | 2.641 | 3.2432 | 3.9449 | 4.7488 | 5.653 | 6.6403 | 7.7055 | 8.8321 | 9.9822 | 11.1306 | 12.2559 | 13.3422 | 14.3474 | 15.3036 | 16.174 | 16.9246 | 17.6154 | 17.6907 | 17.4292 | 17.0869 | NPgY | GSP | NG FES - Consumer Transformation | EV - other transport consumption (GWh)
NG FES - Consumer Transformation | Dem_BB007 | GWh | NPgY | PITSMOOR 3/4 | EV - other transport consumption (GWh) | PITS_BB_B | 0 | 0.013502 | 0.04446 | 0.071333 | 0.10206 | 0.13588 | 0.1723 | 0.21078 | 0.25067 | 0.29226 | 0.33633 | 0.38291 | 0.43211 | 0.48404 | 0.53885 | 0.59673 | 0.65793 | 0.72287 | 0.79172 | 0.86474 | 0.94244 | 1.0251 | 1.1127 | 1.2053 | 1.3032 | 1.4056 | 1.5125 | 1.6242 | 1.739 | 1.8652 | 1.9986 | 2.1301 | NPgY | GSP | NG FES - Consumer Transformation | EV - other transport consumption (GWh)
NG FES - Consumer Transformation | Dem_BB007 | GWh | NPgY | SALTEND NORTH | EV - other transport consumption (GWh) | SALT_1 | 0 | 0.097874 | 0.29822 | 0.47467 | 0.67604 | 0.90025 | 1.1448 | 1.4071 | 1.6839 | 1.9783 | 2.2968 | 2.6412 | 3.0135 | 3.4155 | 3.8491 | 4.3158 | 4.8168 | 5.3524 | 5.9227 | 6.5272 | 7.1636 | 7.8298 | 8.5235 | 9.2422 | 9.9819 | 10.7421 | 11.5185 | 12.3065 | 13.1059 | 13.8887 | 14.6678 | 15.4249 | NPgY | GSP | NG FES - Consumer Transformation | EV - other transport consumption (GWh)
NG FES - Consumer Transformation | Dem_BB007 | GWh | NPgY | SHEFFIELD CITY | EV - other transport consumption (GWh) | SHEC_3 | 0 | 0.02896 | 0.095363 | 0.15301 | 0.2189 | 0.29145 | 0.36957 | 0.45211 | 0.53768 | 0.62688 | 0.7214 | 0.82131 | 0.92683 | 1.0382 | 1.1558 | 1.2799 | 1.4112 | 1.5505 | 1.6982 | 1.8548 | 2.0215 | 2.1987 | 2.3866 | 2.5853 | 2.7952 | 3.0148 | 3.2443 | 3.4837 | 3.73 | 4.0008 | 4.2868 | 4.569 | NPgY | GSP | NG FES - Consumer Transformation | EV - other transport consumption (GWh)
NG FES - Consumer Transformation | Dem_BB007 | GWh | NPgY | SKELTON GRANGE | EV - other transport consumption (GWh) | SKLGB1 | 0 | 0.73202 | 2.2163 | 3.5253 | 5.0189 | 6.6835 | 8.5009 | 10.453 | 12.5164 | 14.7136 | 17.0955 | 19.6753 | 22.4687 | 25.4909 | 28.7547 | 32.2729 | 36.0537 | 40.0972 | 44.4047 | 48.9701 | 53.7726 | 58.7948 | 64.0168 | 69.42 | 74.97 | 80.6666 | 86.4736 | 92.3547 | 98.3142 | 104.0921 | 109.8094 | 115.3568 | NPgY | GSP | NG FES - Consumer Transformation | EV - other transport consumption (GWh)
NG FES - Consumer Transformation | Dem_BB007 | GWh | NPgY | TEMPLEBOROUGH 275/33KV | EV - other transport consumption (GWh) | TEMP_3 | 0 | 0.007827 | 0.025774 | 0.041353 | 0.059163 | 0.078771 | 0.099884 | 0.12219 | 0.14532 | 0.16943 | 0.19497 | 0.22198 | 0.2505 | 0.2806 | 0.31237 | 0.34593 | 0.38141 | 0.41906 | 0.45897 | 0.5013 | 0.54634 | 0.59423 | 0.64503 | 0.69872 | 0.75547 | 0.81482 | 0.87684 | 0.94154 | 1.0081 | 1.0813 | 1.1586 | 1.2349 | NPgY | GSP | NG FES - Consumer Transformation | EV - other transport consumption (GWh)
NG FES - Consumer Transformation | Dem_BB007 | GWh | NPgY | THURCROFT | EV - other transport consumption (GWh) | THUR_6 | 0 | 0.24379 | 0.75649 | 1.2064 | 1.7201 | 2.2905 | 2.9107 | 3.5735 | 4.2701 | 5.0073 | 5.8012 | 6.6552 | 7.5735 | 8.5605 | 9.6197 | 10.7554 | 11.9707 | 13.2678 | 14.6479 | 16.1109 | 17.6544 | 19.2754 | 20.9699 | 22.7331 | 24.5585 | 26.4418 | 28.375 | 30.3497 | 32.3597 | 34.3849 | 36.432 | 38.4297 | NPgY | GSP | NG FES - Consumer Transformation | EV - other transport consumption (GWh)
NG FES - Consumer Transformation | Dem_BB007 | GWh | NPgY | WEST MELTON / THORPE MARSH | EV - other transport consumption (GWh) | WMEL_THOM | 0 | 0.50867 | 1.6078 | 2.5689 | 3.6668 | 4.8825 | 6.2002 | 7.6034 | 9.0719 | 10.6188 | 12.2764 | 14.0501 | 15.9472 | 17.9753 | 20.1413 | 22.4536 | 24.9193 | 27.547 | 30.3397 | 33.3007 | 36.4322 | 39.7325 | 43.1968 | 46.8182 | 50.5903 | 54.4979 | 58.5305 | 62.6765 | 66.9108 | 71.2975 | 75.7972 | 80.205 | NPgY | GSP | NG FES - Consumer Transformation | EV - other transport consumption (GWh)
NG FES - Consumer Transformation | Dem_BB007 | GWh | NPgY | WEST MELTON SECTION 3 | EV - other transport consumption (GWh) | WMEL_BB3 | 0 | 0.43717 | 1.1529 | 1.8044 | 2.5451 | 3.3904 | 4.3376 | 5.3854 | 6.5301 | 7.7916 | 9.2079 | 10.7965 | 12.5756 | 14.5619 | 16.7684 | 19.2035 | 21.8685 | 24.7428 | 27.821 | 31.0805 | 34.4674 | 37.9446 | 41.478 | 45.0407 | 48.5682 | 52.0988 | 55.5732 | 58.9356 | 62.2596 | 64.7726 | 66.858 | 68.776 | NPgY | GSP | NG FES - Consumer Transformation | EV - other transport consumption (GWh)
NG FES - Consumer Transformation | Dem_BB007 | GWh | NPgY | WINCOBANK | EV - other transport consumption (GWh) | WIBA_3 | 0 | 0.022992 | 0.07571 | 0.12147 | 0.17379 | 0.23139 | 0.29341 | 0.35894 | 0.42687 | 0.49769 | 0.57273 | 0.65205 | 0.73583 | 0.82427 | 0.9176 | 1.0162 | 1.1204 | 1.231 | 1.3482 | 1.4726 | 1.6049 | 1.7456 | 1.8948 | 2.0525 | 2.2192 | 2.3935 | 2.5757 | 2.7658 | 2.9614 | 3.1763 | 3.4034 | 3.6274 | NPgY | GSP | NG FES - Consumer Transformation | EV - other transport consumption (GWh)
NG FES - Consumer Transformation | Dem_BB004 | GWh | NPgN | BLYTH 66kV | HPs - Domestic consumption (GWh) | BLYTB1 | 2.6049 | 3.1659 | 3.9396 | 5.9547 | 8.1706 | 10.3026 | 12.6988 | 15.4427 | 18.8189 | 23.8331 | 30.862 | 41.6162 | 56.5401 | 73.445 | 89.9978 | 106.8144 | 123.4787 | 150.7903 | 173.0534 | 194.9264 | 216.1437 | 237.5121 | 260.9773 | 279.6267 | 294.9507 | 306.5586 | 315.5495 | 322.5343 | 326.7215 | 330.931 | 335.089 | 339.1398 | NPgN | GSP | NG FES - Consumer Transformation | HPs - Domestic consumption (GWh)
NG FES - Consumer Transformation | Dem_BB004 | GWh | NPgN | BLYTH 132kV | HPs - Domestic consumption (GWh) | BLYTH132 | 1.1417 | 1.4012 | 1.6654 | 2.2147 | 2.7812 | 3.7409 | 5.045 | 6.9289 | 9.3874 | 13.1598 | 16.9361 | 21.2363 | 26.9005 | 32.5862 | 38.1533 | 43.0701 | 47.2288 | 54.3911 | 60.1687 | 65.9689 | 70.9084 | 75.8452 | 81.3359 | 85.644 | 89.1639 | 91.9343 | 94.3874 | 96.2621 | 97.2697 | 98.2943 | 99.3199 | 100.3343 | NPgN | GSP | NG FES - Consumer Transformation | HPs - Domestic consumption (GWh)
NG FES - Consumer Transformation | Dem_BB004 | GWh | NPgN | FOURSTONES | HPs - Domestic consumption (GWh) | FOUR_1 | 0.27322 | 0.31524 | 0.36475 | 0.47932 | 0.60282 | 1.0225 | 1.5942 | 2.4919 | 3.7033 | 5.5793 | 7.4263 | 9.1538 | 11.4006 | 13.3753 | 15.3077 | 16.9081 | 18.2331 | 20.6655 | 22.5217 | 24.3144 | 25.3027 | 26.2423 | 27.2931 | 28.1086 | 28.7634 | 29.2698 | 29.7169 | 30.0522 | 30.2222 | 30.3961 | 30.5702 | 30.7418 | NPgN | GSP | NG FES - Consumer Transformation | HPs - Domestic consumption (GWh)
NG FES - Consumer Transformation | Dem_BB004 | GWh | NPgN | HARTMOOR | HPs - Domestic consumption (GWh) | HARM_6 | 1.2743 | 1.5285 | 1.9107 | 2.9477 | 4.1038 | 5.244 | 6.5215 | 8.0071 | 9.8565 | 12.6257 | 16.5127 | 22.4906 | 30.7877 | 40.1215 | 49.2598 | 58.489 | 67.64 | 82.3983 | 94.4507 | 106.2949 | 117.8077 | 129.3539 | 141.8942 | 151.9012 | 160.1253 | 166.386 | 171.2911 | 175.131 | 177.508 | 179.8934 | 182.2452 | 184.5326 | NPgN | GSP | NG FES - Consumer Transformation | HPs - Domestic consumption (GWh)
NG FES - Consumer Transformation | Dem_BB004 | GWh | NPgN | HAWTHORN PIT GRID | HPs - Domestic consumption (GWh) | HAWP_6 | 1.3006 | 1.6143 | 2.0456 | 3.1575 | 4.3827 | 5.5663 | 6.8988 | 8.4299 | 10.3167 | 13.1218 | 17.1869 | 23.9932 | 33.4498 | 44.3401 | 55.0027 | 65.9175 | 76.7419 | 94.6898 | 109.3534 | 123.7828 | 137.821 | 151.9734 | 167.5171 | 179.8527 | 189.9569 | 197.6907 | 203.9285 | 208.7662 | 211.6567 | 214.5597 | 217.4244 | 220.2118 | NPgN | GSP | NG FES - Consumer Transformation | HPs - Domestic consumption (GWh)
NG FES - Consumer Transformation | Dem_BB004 | GWh | NPgN | KNARESBOROUGH | HPs - Domestic consumption (GWh) | KNARE_111 | 2.1127 | 2.4789 | 2.9674 | 4.1967 | 5.5435 | 6.9753 | 8.6693 | 10.7187 | 13.2578 | 17.0249 | 21.8138 | 29.5154 | 40.0818 | 52.1041 | 63.874 | 75.6886 | 87.1979 | 107.1072 | 123.2316 | 139.0481 | 153.9522 | 168.9718 | 185.5067 | 198.5436 | 209.1482 | 217.2814 | 224.0838 | 229.3018 | 232.3187 | 235.3487 | 238.3362 | 241.2362 | NPgN | GSP | NG FES - Consumer Transformation | HPs - Domestic consumption (GWh)
NG FES - Consumer Transformation | Dem_BB004 | GWh | NPgN | LACKENBY | HPs - Domestic consumption (GWh) | LACK_6 | 1.9429 | 2.3705 | 2.9701 | 4.5315 | 6.2576 | 8.0106 | 10.0075 | 12.3715 | 15.3216 | 19.7385 | 25.9245 | 35.9007 | 49.6842 | 65.2396 | 80.4676 | 96.0453 | 111.4546 | 136.975 | 157.8052 | 178.2858 | 198.076 | 217.9512 | 239.695 | 256.9021 | 270.9867 | 281.816 | 290.695 | 297.6027 | 301.7918 | 305.9949 | 310.1378 | 314.1642 | NPgN | GSP | NG FES - Consumer Transformation | HPs - Domestic consumption (GWh)
NG FES - Consumer Transformation | Dem_BB004 | GWh | NPgN | NORTON | HPs - Domestic consumption (GWh) | NORT_1 | 5.8625 | 6.9265 | 8.5281 | 12.8649 | 17.6959 | 22.8325 | 28.7636 | 35.9528 | 44.9802 | 58.5296 | 75.9083 | 101.6657 | 137.0561 | 176.181 | 214.4823 | 252.689 | 290.0771 | 351.7176 | 401.7977 | 450.9272 | 497.5961 | 544.4365 | 595.6053 | 636.2172 | 669.4615 | 694.6213 | 714.3462 | 729.7416 | 739.3204 | 748.9135 | 758.34 | 767.4658 | NPgN | GSP | NG FES - Consumer Transformation | HPs - Domestic consumption (GWh)
NG FES - Consumer Transformation | Dem_BB004 | GWh | NPgN | OFFERTON | HPs - Domestic consumption (GWh) | OFFE_3 | 0.40066 | 0.46686 | 0.60799 | 1.035 | 1.5294 | 2.0146 | 2.5527 | 3.1708 | 3.9362 | 5.0768 | 7.0038 | 10.6199 | 15.732 | 22.0452 | 28.2296 | 34.4389 | 40.592 | 50.7369 | 59.0795 | 67.3484 | 75.4113 | 83.5504 | 92.3636 | 99.5047 | 105.3783 | 109.9505 | 113.7141 | 116.6007 | 118.1827 | 119.7851 | 121.3847 | 122.9628 | NPgN | GSP | NG FES - Consumer Transformation | HPs - Domestic consumption (GWh)
NG FES - Consumer Transformation | Dem_BB004 | GWh | NPgN | OSBALDWICK | HPs - Domestic consumption (GWh) | OSBA_1 | 4.3355 | 5.1636 | 6.2143 | 8.7752 | 11.5631 | 14.5113 | 17.9684 | 22.1725 | 27.439 | 35.3326 | 46.1272 | 61.9253 | 83.737 | 108.2773 | 132.3059 | 156.2481 | 179.6311 | 218.0008 | 249.2875 | 280.1218 | 309.64 | 339.3942 | 372.0155 | 398.025 | 419.4022 | 436.0565 | 450.0605 | 460.884 | 467.0568 | 473.2969 | 479.5075 | 485.6154 | NPgN | GSP | NG FES - Consumer Transformation | HPs - Domestic consumption (GWh)
NG FES - Consumer Transformation | Dem_BB004 | GWh | NPgN | POPPLETON | HPs - Domestic consumption (GWh) | POPP_3 | 0.51914 | 0.60906 | 0.76368 | 1.203 | 1.7004 | 2.1956 | 2.7513 | 3.3992 | 4.2055 | 5.4115 | 7.0954 | 9.8453 | 13.6511 | 18.0096 | 22.2765 | 26.5616 | 30.7987 | 37.7033 | 43.3478 | 48.8964 | 54.2865 | 59.6978 | 65.5454 | 70.222 | 74.0527 | 76.9761 | 79.3128 | 81.1419 | 82.2901 | 83.4393 | 84.5683 | 85.6616 | NPgN | GSP | NG FES - Consumer Transformation | HPs - Domestic consumption (GWh)
NG FES - Consumer Transformation | Dem_BB004 | GWh | NPgN | SALTHOLME | HPs - Domestic consumption (GWh) | SALH_1 | 0.023286 | 0.026491 | 0.033981 | 0.056943 | 0.083596 | 0.1102 | 0.13981 | 0.17423 | 0.21712 | 0.28129 | 0.36382 | 0.51336 | 0.71622 | 0.93773 | 1.1544 | 1.3798 | 1.6046 | 1.9813 | 2.288 | 2.5866 | 2.877 | 3.1706 | 3.4958 | 3.749 | 3.9535 | 4.1065 | 4.2297 | 4.328 | 4.3994 | 4.4698 | 4.5376 | 4.6015 | NPgN | GSP | NG FES - Consumer Transformation | HPs - Domestic consumption (GWh)
NG FES - Consumer Transformation | Dem_BB004 | GWh | NPgN | SOUTH SHIELDS | HPs - Domestic consumption (GWh) | SSHI_3 | 0.51139 | 0.6045 | 0.76959 | 1.244 | 1.785 | 2.3073 | 2.8882 | 3.5503 | 4.3654 | 5.5756 | 7.4518 | 10.6811 | 15.2217 | 20.572 | 25.8119 | 31.1316 | 36.4108 | 45.1025 | 52.2194 | 59.2373 | 66.0787 | 72.9513 | 80.3936 | 86.3649 | 91.2732 | 95.0594 | 98.1309 | 100.5009 | 101.8529 | 103.2177 | 104.5737 | 105.9042 | NPgN | GSP | NG FES - Consumer Transformation | HPs - Domestic consumption (GWh)
NG FES - Consumer Transformation | Dem_BB004 | GWh | NPgN | SPADEADAM | HPs - Domestic consumption (GWh) | KIELD01 and SPAD20 | 0.11901 | 0.14253 | 0.16801 | 0.22307 | 0.28115 | 0.42074 | 0.60528 | 0.88396 | 1.2567 | 1.8312 | 2.4228 | 3.0547 | 3.8853 | 4.6608 | 5.4194 | 6.103 | 6.7144 | 7.8163 | 8.6767 | 9.508 | 10.0996 | 10.6824 | 11.3348 | 11.8393 | 12.2439 | 12.557 | 12.8374 | 13.0535 | 13.1847 | 13.3161 | 13.4447 | 13.5684 | NPgN | GSP | NG FES - Consumer Transformation | HPs - Domestic consumption (GWh)
NG FES - Consumer Transformation | Dem_BB004 | GWh | NPgN | SPENNYMOOR | HPs - Domestic consumption (GWh) | SPEN_1 | 4.5403 | 5.7338 | 7.0168 | 9.8134 | 12.7425 | 15.7505 | 19.2546 | 23.4522 | 28.682 | 36.4852 | 47.2197 | 63.1247 | 85.0024 | 109.3223 | 133.1281 | 157.2686 | 181.0522 | 220.6521 | 252.8265 | 284.3738 | 314.4213 | 344.7198 | 378.1478 | 404.5535 | 426.1609 | 442.9445 | 457.1993 | 468.2506 | 474.7875 | 481.3644 | 487.8699 | 494.2185 | NPgN | GSP | NG FES - Consumer Transformation | HPs - Domestic consumption (GWh)
NG FES - Consumer Transformation | Dem_BB004 | GWh | NPgN | STELLA NORTH | HPs - Domestic consumption (GWh) | STEN_1 | 2.0217 | 2.3574 | 2.9543 | 4.635 | 6.5576 | 8.5031 | 10.6927 | 13.2727 | 16.502 | 21.3452 | 28.4722 | 40.0288 | 56.0662 | 74.2096 | 91.9698 | 110.0324 | 127.9468 | 157.0457 | 180.8698 | 204.2988 | 227.1224 | 250.1504 | 275.3706 | 295.4556 | 311.9271 | 324.6712 | 335.2596 | 343.5332 | 348.5958 | 353.6779 | 358.6926 | 363.5752 | NPgN | GSP | NG FES - Consumer Transformation | HPs - Domestic consumption (GWh)
NG FES - Consumer Transformation | Dem_BB004 | GWh | NPgN | STELLA SOUTH | HPs - Domestic consumption (GWh) | STES_1 | 2.099 | 2.5564 | 3.1501 | 4.6396 | 6.2636 | 7.9382 | 9.8596 | 12.1541 | 15.0229 | 19.3193 | 25.4225 | 34.565 | 47.2561 | 61.7237 | 75.892 | 90.1759 | 104.2556 | 127.3706 | 146.234 | 164.8247 | 182.6496 | 200.584 | 220.215 | 235.8878 | 248.7892 | 258.7485 | 266.8182 | 273.0488 | 276.5921 | 280.1741 | 283.7389 | 287.2442 | NPgN | GSP | NG FES - Consumer Transformation | HPs - Domestic consumption (GWh)
NG FES - Consumer Transformation | Dem_BB004 | GWh | NPgN | TYNEMOUTH | HPs - Domestic consumption (GWh) | TYNE_1 | 1.696 | 1.9659 | 2.496 | 4.0711 | 5.8778 | 7.6051 | 9.5221 | 11.689 | 14.3438 | 18.2715 | 23.7803 | 33.383 | 46.6965 | 61.9972 | 76.9751 | 92.2635 | 107.4444 | 132.7332 | 153.362 | 173.5879 | 193.2731 | 213.072 | 234.6413 | 251.7568 | 265.7279 | 276.2842 | 284.6125 | 291.1092 | 295.2043 | 299.2928 | 303.295 | 307.1499 | NPgN | GSP | NG FES - Consumer Transformation | HPs - Domestic consumption (GWh)
NG FES - Consumer Transformation | Dem_BB004 | GWh | NPgN | WEST BOLDON | HPs - Domestic consumption (GWh) | WBOL_6 | 2.1564 | 2.5589 | 3.2678 | 5.3065 | 7.6253 | 9.8519 | 12.3245 | 15.1338 | 18.5887 | 23.7155 | 31.3275 | 44.4823 | 62.8686 | 84.2147 | 105.116 | 126.4853 | 147.7375 | 182.9037 | 211.6431 | 239.9161 | 267.4659 | 295.1536 | 325.3246 | 349.3561 | 369.0466 | 384.1006 | 396.1527 | 405.4925 | 411.0385 | 416.6116 | 422.1151 | 427.4747 | NPgN | GSP | NG FES - Consumer Transformation | HPs - Domestic consumption (GWh)
NG FES - Consumer Transformation | Dem_BB004 | GWh | NPgY | BRADFORD WEST | HPs - Domestic consumption (GWh) | BRAW_1 | 4.83 | 5.4366 | 6.7363 | 10.2198 | 14.1571 | 18.567 | 23.2397 | 29.3758 | 36.5267 | 47.2468 | 62.8938 | 89.0018 | 124.4526 | 165.7434 | 207.2881 | 251.6695 | 297.7479 | 366.8532 | 423.8551 | 479.687 | 533.7934 | 586.0992 | 640.6948 | 690.6257 | 729.3008 | 759.7184 | 781.0395 | 798.6628 | 813.9487 | 825.0947 | 836.1368 | 846.9776 | NPgY | GSP | NG FES - Consumer Transformation | HPs - Domestic consumption (GWh)
NG FES - Consumer Transformation | Dem_BB004 | GWh | NPgY | CAMBLESFORTH | HPs - Domestic consumption (GWh) | CAMB_01 | 0.46218 | 0.53542 | 0.65117 | 0.91796 | 1.2079 | 1.582 | 2.0696 | 2.7832 | 3.6374 | 4.9393 | 6.4083 | 8.5082 | 11.2754 | 14.417 | 17.4659 | 20.6565 | 23.6483 | 28.1175 | 31.7967 | 35.4774 | 38.9658 | 42.3234 | 45.8457 | 49.0523 | 51.521 | 53.4625 | 54.8717 | 56.0341 | 57.0474 | 57.7814 | 58.509 | 59.2226 | NPgY | GSP | NG FES - Consumer Transformation | HPs - Domestic consumption (GWh)
NG FES - Consumer Transformation | Dem_BB004 | GWh | NPgY | CREYKE BECK | HPs - Domestic consumption (GWh) | CREB_1 | 8.2652 | 9.3468 | 11.1424 | 15.486 | 20.2318 | 25.7378 | 31.6404 | 39.4914 | 48.6027 | 62.2339 | 79.5892 | 105.1386 | 139.4215 | 178.5612 | 216.6483 | 257.6537 | 299.0868 | 360.7208 | 411.2172 | 460.9409 | 508.5048 | 554.2725 | 602.3279 | 645.9599 | 679.5386 | 705.887 | 723.9477 | 738.8308 | 751.9905 | 761.451 | 770.824 | 779.9912 | NPgY | GSP | NG FES - Consumer Transformation | HPs - Domestic consumption (GWh)
NG FES - Consumer Transformation | Dem_BB004 | GWh | NPgY | DRAX | HPs - Domestic consumption (GWh) | DRAX_YEDL | 1.3046 | 1.4808 | 1.7288 | 2.2594 | 2.8225 | 3.5437 | 4.4716 | 5.8253 | 7.4442 | 9.9101 | 12.6553 | 15.8496 | 20.0254 | 24.4856 | 28.696 | 32.9472 | 36.7366 | 42.2327 | 46.7224 | 51.2498 | 55.4214 | 59.4103 | 63.6117 | 67.4226 | 70.3654 | 72.7069 | 74.4686 | 75.9211 | 77.1498 | 78.0568 | 78.9649 | 79.8636 | NPgY | GSP | NG FES - Consumer Transformation | HPs - Domestic consumption (GWh)
NG FES - Consumer Transformation | Dem_BB004 | GWh | NPgY | ELLAND | HPs - Domestic consumption (GWh) | ELLA_1 | 3.7612 | 4.2614 | 5.3032 | 8.0924 | 11.2303 | 14.713 | 18.2964 | 22.9194 | 28.2675 | 36.2475 | 47.8026 | 67.5791 | 94.4329 | 125.8151 | 157.3652 | 191.3866 | 226.9684 | 280.3688 | 324.3382 | 367.337 | 408.9567 | 449.1361 | 491.0707 | 529.3975 | 558.9975 | 582.2005 | 598.0437 | 611.1601 | 622.8208 | 631.2591 | 639.5911 | 647.7338 | NPgY | GSP | NG FES - Consumer Transformation | HPs - Domestic consumption (GWh)
NG FES - Consumer Transformation | Dem_BB004 | GWh | NPgY | FERRYBRIDGE A | HPs - Domestic consumption (GWh) | FERRA2 | 2.2689 | 2.7207 | 3.3188 | 4.5396 | 5.8126 | 7.2777 | 8.7949 | 10.8009 | 13.1302 | 16.6259 | 21.4235 | 28.0113 | 36.8518 | 46.7644 | 56.3371 | 66.4611 | 76.662 | 91.8158 | 104.3184 | 116.6055 | 128.5311 | 140.1025 | 152.3331 | 163.4179 | 171.9862 | 178.7751 | 183.7412 | 187.8619 | 191.4679 | 194.1236 | 196.7631 | 199.358 | NPgY | GSP | NG FES - Consumer Transformation | HPs - Domestic consumption (GWh)
NG FES - Consumer Transformation | Dem_BB004 | GWh | NPgY | FERRYBRIDGE B | HPs - Domestic consumption (GWh) | FERRB9 | 3.2762 | 3.7501 | 4.6309 | 6.8598 | 9.3408 | 12.1784 | 15.3 | 19.5135 | 24.4739 | 31.9704 | 41.8984 | 56.34 | 75.7302 | 97.5228 | 118.8344 | 141.218 | 163.7407 | 197.2899 | 224.9805 | 252.2213 | 278.5334 | 303.9735 | 330.7005 | 354.999 | 373.8015 | 388.6185 | 398.7406 | 407.184 | 414.8194 | 420.4382 | 425.9894 | 431.4102 | NPgY | GSP | NG FES - Consumer Transformation | HPs - Domestic consumption (GWh)
NG FES - Consumer Transformation | Dem_BB004 | GWh | NPgY | GRIMSBY WEST | HPs - Domestic consumption (GWh) | GRIW_1 | 2.2446 | 2.5496 | 3.0942 | 4.4499 | 5.9478 | 7.6539 | 9.3831 | 11.6119 | 14.1656 | 17.958 | 23.0831 | 31.6416 | 43.1807 | 56.6711 | 70.0048 | 84.5249 | 99.5022 | 121.9905 | 140.4749 | 158.6039 | 176.1945 | 193.2074 | 211.0476 | 227.2944 | 239.766 | 249.5305 | 256.2975 | 261.8815 | 266.8917 | 270.4775 | 274.018 | 277.4688 | NPgY | GSP | NG FES - Consumer Transformation | HPs - Domestic consumption (GWh)
NG FES - Consumer Transformation | Dem_BB004 | GWh | NPgY | JORDANTHORPE | HPs - Domestic consumption (GWh) | JORD_3 | 0.57459 | 0.6411 | 0.81228 | 1.2844 | 1.8287 | 2.4482 | 3.1013 | 3.9599 | 4.955 | 6.4422 | 8.4662 | 12.141 | 17.0578 | 22.7469 | 28.3872 | 34.5448 | 40.9384 | 50.6247 | 58.6152 | 66.4196 | 74.0306 | 81.4029 | 89.1469 | 96.1981 | 101.5684 | 105.7676 | 108.7851 | 111.3042 | 113.711 | 115.4401 | 117.133 | 118.7652 | NPgY | GSP | NG FES - Consumer Transformation | HPs - Domestic consumption (GWh)
NG FES - Consumer Transformation | Dem_BB004 | GWh | NPgY | KEADBY | HPs - Domestic consumption (GWh) | KEAD_YEDL | 4.3443 | 5.0145 | 5.9814 | 8.0877 | 10.3338 | 13.2158 | 16.957 | 22.4201 | 28.9555 | 38.905 | 50.1813 | 64.7499 | 83.882 | 105.1542 | 125.3127 | 146.4411 | 166.0999 | 195.2082 | 219.0712 | 242.9854 | 265.2612 | 286.6761 | 309.3561 | 329.8442 | 345.6284 | 358.0886 | 367.2745 | 374.8284 | 381.284 | 385.9779 | 390.6529 | 395.2561 | NPgY | GSP | NG FES - Consumer Transformation | HPs - Domestic consumption (GWh)
NG FES - Consumer Transformation | Dem_BB004 | GWh | NPgY | KIRKSTALL B | HPs - Domestic consumption (GWh) | KIRKB1 | 2.0064 | 2.2558 | 2.9102 | 4.8072 | 6.9828 | 9.3373 | 11.6561 | 14.5745 | 17.9376 | 22.9557 | 29.9983 | 41.8635 | 57.8877 | 76.1583 | 94.3393 | 113.8494 | 134.3514 | 165.1013 | 190.4457 | 215.1288 | 239.2106 | 262.4458 | 286.7086 | 308.8435 | 325.8331 | 339.0991 | 347.5521 | 354.6782 | 361.7114 | 366.8078 | 371.7836 | 376.5672 | NPgY | GSP | NG FES - Consumer Transformation | HPs - Domestic consumption (GWh)
NG FES - Consumer Transformation | Dem_BB004 | GWh | NPgY | NEEPSEND | HPs - Domestic consumption (GWh) | NEEP_3 | 0.92652 | 1.0517 | 1.3111 | 1.9929 | 2.7631 | 3.6152 | 4.4723 | 5.5686 | 6.8324 | 8.7165 | 11.6692 | 16.6618 | 23.5062 | 31.5168 | 39.6855 | 48.3127 | 57.299 | 70.749 | 81.8632 | 92.7505 | 103.4013 | 113.7068 | 124.411 | 134.2368 | 141.8853 | 147.9231 | 152.2336 | 155.7805 | 158.7292 | 160.8949 | 163.0525 | 165.1869 | NPgY | GSP | NG FES - Consumer Transformation | HPs - Domestic consumption (GWh)
NG FES - Consumer Transformation | Dem_BB004 | GWh | NPgY | NORTON LEES | HPs - Domestic consumption (GWh) | NORL_3 | 0.721 | 0.81912 | 1.0489 | 1.6675 | 2.3766 | 3.1574 | 3.9327 | 4.9151 | 6.042 | 7.7154 | 10.3219 | 15.1539 | 21.7326 | 29.3981 | 37.249 | 45.644 | 54.4853 | 67.7972 | 78.7878 | 89.5009 | 100.0005 | 110.1232 | 120.6105 | 130.2487 | 137.6702 | 143.5042 | 147.7465 | 151.2664 | 154.4092 | 156.695 | 158.9508 | 161.1533 | NPgY | GSP | NG FES - Consumer Transformation | HPs - Domestic consumption (GWh)
NG FES - Consumer Transformation | Dem_BB004 | GWh | NPgY | PITSMOOR 3/4 | HPs - Domestic consumption (GWh) | PITS_BB_B | 0.27435 | 0.31604 | 0.41163 | 0.66956 | 0.9653 | 1.29 | 1.6162 | 2.0337 | 2.5167 | 3.2386 | 4.4091 | 6.4463 | 9.2448 | 12.5077 | 15.78 | 19.2858 | 22.9649 | 28.5031 | 33.0889 | 37.5787 | 41.9803 | 46.2389 | 50.7018 | 54.7607 | 57.9138 | 60.4047 | 62.2138 | 63.7048 | 64.9615 | 65.8865 | 66.8064 | 67.7129 | NPgY | GSP | NG FES - Consumer Transformation | HPs - Domestic consumption (GWh)
NG FES - Consumer Transformation | Dem_BB004 | GWh | NPgY | SALTEND NORTH | HPs - Domestic consumption (GWh) | SALT_1 | 1.0785 | 1.2424 | 1.4914 | 2.0587 | 2.6694 | 3.3749 | 4.1203 | 5.1059 | 6.2473 | 7.9529 | 10.2452 | 13.6813 | 18.3108 | 23.6329 | 28.8191 | 34.4336 | 40.169 | 48.7271 | 55.7529 | 62.6593 | 69.2902 | 75.6706 | 82.3782 | 88.4596 | 93.1494 | 96.8416 | 99.4888 | 101.6652 | 103.5365 | 104.8902 | 106.2356 | 107.5578 | NPgY | GSP | NG FES - Consumer Transformation | HPs - Domestic consumption (GWh)
NG FES - Consumer Transformation | Dem_BB004 | GWh | NPgY | SHEFFIELD CITY | HPs - Domestic consumption (GWh) | SHEC_3 | 0.40225 | 0.46054 | 0.58842 | 0.93499 | 1.3284 | 1.7578 | 2.1768 | 2.7021 | 3.3038 | 4.1975 | 5.5675 | 7.9466 | 11.1999 | 14.9859 | 18.8086 | 22.893 | 27.1873 | 33.63 | 38.9476 | 44.1432 | 49.2294 | 54.1164 | 59.1834 | 63.8206 | 67.4101 | 70.2327 | 72.1936 | 73.8183 | 75.2475 | 76.2914 | 77.3239 | 78.3347 | NPgY | GSP | NG FES - Consumer Transformation | HPs - Domestic consumption (GWh)
NG FES - Consumer Transformation | Dem_BB004 | GWh | NPgY | SKELTON GRANGE | HPs - Domestic consumption (GWh) | SKLGB1 | 4.726 | 5.3375 | 6.8827 | 11.3145 | 16.3848 | 21.8777 | 27.292 | 34.1128 | 41.9761 | 53.7126 | 70.7781 | 99.9498 | 139.5561 | 185.1849 | 231.1372 | 280.0734 | 331.3558 | 408.2341 | 471.6806 | 533.5776 | 594.1023 | 652.4414 | 713.0784 | 768.5842 | 811.4144 | 844.9584 | 866.9229 | 885.3141 | 902.5632 | 915.1288 | 927.4636 | 939.4233 | NPgY | GSP | NG FES - Consumer Transformation | HPs - Domestic consumption (GWh)
NG FES - Consumer Transformation | Dem_BB004 | GWh | NPgY | TEMPLEBOROUGH 275/33KV | HPs - Domestic consumption (GWh) | TEMP_3 | 0.049094 | 0.054797 | 0.071146 | 0.11755 | 0.17151 | 0.23077 | 0.29151 | 0.36993 | 0.46101 | 0.59745 | 0.79088 | 1.1485 | 1.627 | 2.1697 | 2.706 | 3.295 | 3.9188 | 4.865 | 5.6458 | 6.4032 | 7.1421 | 7.8579 | 8.6122 | 9.2974 | 9.817 | 10.2226 | 10.5088 | 10.7508 | 10.9963 | 11.1733 | 11.3454 | 11.5099 | NPgY | GSP | NG FES - Consumer Transformation | HPs - Domestic consumption (GWh)
NG FES - Consumer Transformation | Dem_BB004 | GWh | NPgY | THURCROFT | HPs - Domestic consumption (GWh) | THUR_6 | 3.5584 | 4.1454 | 5.0337 | 7.0869 | 9.2899 | 11.7666 | 14.2311 | 17.3836 | 20.9999 | 26.3805 | 33.6241 | 43.9212 | 57.815 | 73.6723 | 88.9675 | 105.4569 | 122.3787 | 147.4907 | 168.0951 | 188.324 | 207.8326 | 226.6219 | 246.3946 | 264.2906 | 278.1195 | 288.9839 | 296.1335 | 302.0458 | 307.3036 | 311.1113 | 314.8851 | 318.5783 | NPgY | GSP | NG FES - Consumer Transformation | HPs - Domestic consumption (GWh)
NG FES - Consumer Transformation | Dem_BB004 | GWh | NPgY | WEST MELTON / THORPE MARSH | HPs - Domestic consumption (GWh) | WMEL_THOM | 5.3365 | 6.3701 | 7.8704 | 11.1839 | 14.7161 | 18.6908 | 22.6009 | 27.5859 | 33.2908 | 41.7695 | 53.7821 | 72.3619 | 97.4717 | 126.4325 | 154.7873 | 185.4478 | 217.1687 | 264.6226 | 303.6991 | 341.9722 | 379.2182 | 415.1445 | 452.8539 | 487.0946 | 513.4867 | 534.2536 | 548.8846 | 560.9939 | 571.7356 | 579.5333 | 587.2533 | 594.8072 | NPgY | GSP | NG FES - Consumer Transformation | HPs - Domestic consumption (GWh)
NG FES - Consumer Transformation | Dem_BB004 | GWh | NPgY | WEST MELTON SECTION 3 | HPs - Domestic consumption (GWh) | WMEL_BB3 | 4.8473 | 5.6836 | 7.0196 | 10.1359 | 13.5283 | 17.3482 | 21.3715 | 26.6899 | 32.9085 | 42.2703 | 55.6045 | 75.1072 | 101.4803 | 131.3105 | 160.6272 | 191.5582 | 223.2327 | 270.4185 | 309.3907 | 347.6115 | 384.6632 | 420.5161 | 458.1946 | 492.4499 | 519.0407 | 540.0625 | 554.8866 | 567.2008 | 577.9538 | 585.9013 | 593.7877 | 601.5374 | NPgY | GSP | NG FES - Consumer Transformation | HPs - Domestic consumption (GWh)
NG FES - Consumer Transformation | Dem_BB004 | GWh | NPgY | WINCOBANK | HPs - Domestic consumption (GWh) | WIBA_3 | 0.14405 | 0.16485 | 0.2129 | 0.34845 | 0.50225 | 0.66826 | 0.8301 | 1.0328 | 1.2661 | 1.6143 | 2.1049 | 2.8939 | 3.9641 | 5.1821 | 6.3833 | 7.6697 | 9.0188 | 11.0353 | 12.6971 | 14.3186 | 15.8997 | 17.4177 | 19.0025 | 20.4429 | 21.5539 | 22.4231 | 22.966 | 23.4226 | 23.8632 | 24.1842 | 24.4986 | 24.8021 | NPgY | GSP | NG FES - Consumer Transformation | HPs - Domestic consumption (GWh)
NG FES - Consumer Transformation | Dem_BB005 | GWh | NPgN | BLYTH 66kV | HPs - I&C consumption (GWh) | BLYTB1 | 3.1008 | 3.3171 | 4.0628 | 4.5796 | 5.1041 | 5.9531 | 6.8928 | 9.1645 | 11.3202 | 13.4227 | 15.5017 | 17.5553 | 20.8195 | 23.2003 | 25.5127 | 27.8006 | 30.0609 | 33.3886 | 35.2382 | 37.1064 | 38.91 | 40.6336 | 42.2484 | 43.266 | 44.2698 | 45.2398 | 46.1598 | 46.9499 | 47.7568 | 48.6109 | 49.512 | 50.4213 | NPgN | GSP | NG FES - Consumer Transformation | HPs - I&C consumption (GWh)
NG FES - Consumer Transformation | Dem_BB005 | GWh | NPgN | BLYTH 132kV | HPs - I&C consumption (GWh) | BLYTH132 | 1.6673 | 1.7837 | 2.1847 | 2.4627 | 2.7448 | 3.2014 | 3.7068 | 4.9285 | 6.0878 | 7.2185 | 8.3364 | 9.4406 | 11.1956 | 12.4757 | 13.719 | 14.9492 | 16.1643 | 17.9532 | 18.9474 | 19.9517 | 20.9211 | 21.8473 | 22.7149 | 23.2613 | 23.8002 | 24.3213 | 24.8152 | 25.2391 | 25.6719 | 26.1301 | 26.6134 | 27.1011 | NPgN | GSP | NG FES - Consumer Transformation | HPs - I&C consumption (GWh)
NG FES - Consumer Transformation | Dem_BB005 | GWh | NPgN | FOURSTONES | HPs - I&C consumption (GWh) | FOUR_1 | 0.53722 | 0.57471 | 0.70392 | 0.79348 | 0.88439 | 1.0315 | 1.1944 | 1.588 | 1.9615 | 2.3258 | 2.686 | 3.0418 | 3.6073 | 4.0197 | 4.4203 | 4.8167 | 5.2082 | 5.7846 | 6.105 | 6.4285 | 6.7409 | 7.0393 | 7.3189 | 7.4949 | 7.6686 | 7.8365 | 7.9956 | 8.1322 | 8.2717 | 8.4193 | 8.5751 | 8.7322 | NPgN | GSP | NG FES - Consumer Transformation | HPs - I&C consumption (GWh)
NG FES - Consumer Transformation | Dem_BB005 | GWh | NPgN | HARTMOOR | HPs - I&C consumption (GWh) | HARM_6 | 2.4317 | 2.5873 | 3.15 | 3.5291 | 3.9093 | 4.5317 | 5.2149 | 6.891 | 8.4599 | 9.9698 | 11.4436 | 12.8807 | 15.1819 | 16.8135 | 18.374 | 19.8959 | 21.378 | 23.594 | 24.7419 | 25.8855 | 26.9671 | 27.977 | 28.8964 | 29.3949 | 29.8743 | 30.3189 | 30.7225 | 31.0312 | 31.3432 | 31.6781 | 32.035 | 32.3884 | NPgN | GSP | NG FES - Consumer Transformation | HPs - I&C consumption (GWh)
NG FES - Consumer Transformation | Dem_BB005 | GWh | NPgN | HAWTHORN PIT GRID | HPs - I&C consumption (GWh) | HAWP_6 | 1.8866 | 2.0072 | 2.4436 | 2.7376 | 3.0324 | 3.5151 | 4.0449 | 5.3448 | 6.5614 | 7.7322 | 8.8749 | 9.9891 | 11.7733 | 13.0382 | 14.2478 | 15.4274 | 16.576 | 18.2936 | 19.1828 | 20.0686 | 20.9062 | 21.6882 | 22.3999 | 22.7852 | 23.1558 | 23.4992 | 23.8108 | 24.0489 | 24.2894 | 24.5476 | 24.8228 | 25.0952 | NPgN | GSP | NG FES - Consumer Transformation | HPs - I&C consumption (GWh)
NG FES - Consumer Transformation | Dem_BB005 | GWh | NPgN | KNARESBOROUGH | HPs - I&C consumption (GWh) | KNARE_111 | 3.6187 | 3.8831 | 4.7725 | 5.3982 | 6.0373 | 7.0648 | 8.206 | 10.9441 | 13.5598 | 16.1272 | 18.6805 | 21.2179 | 25.2383 | 28.2109 | 31.1202 | 34.0184 | 36.8998 | 41.1161 | 43.5371 | 46.0003 | 48.3997 | 50.7152 | 52.9103 | 54.3701 | 55.8228 | 57.225 | 58.5831 | 59.7835 | 61.0121 | 62.308 | 63.6715 | 65.0531 | NPgN | GSP | NG FES - Consumer Transformation | HPs - I&C consumption (GWh)
NG FES - Consumer Transformation | Dem_BB005 | GWh | NPgN | LACKENBY | HPs - I&C consumption (GWh) | LACK_6 | 2.533 | 2.7097 | 3.3188 | 3.7408 | 4.169 | 4.8621 | 5.6288 | 7.4825 | 9.2409 | 10.9552 | 12.6492 | 14.3215 | 16.9796 | 18.9162 | 20.7963 | 22.6554 | 24.492 | 27.197 | 28.6975 | 30.2128 | 31.6748 | 33.0714 | 34.3788 | 35.1999 | 36.009 | 36.7868 | 37.5257 | 38.1583 | 38.8039 | 39.4873 | 40.2083 | 40.9352 | NPgN | GSP | NG FES - Consumer Transformation | HPs - I&C consumption (GWh)
NG FES - Consumer Transformation | Dem_BB005 | GWh | NPgN | NORTON | HPs - I&C consumption (GWh) | NORT_1 | 8.6061 | 9.1984 | 11.2553 | 12.6742 | 14.1115 | 16.4419 | 19.0175 | 25.2573 | 31.164 | 36.9114 | 42.5802 | 48.168 | 57.0596 | 63.5136 | 69.7673 | 75.9401 | 82.0265 | 91.0104 | 95.954 | 100.9398 | 105.7403 | 110.3149 | 114.5846 | 117.2274 | 119.8265 | 122.3069 | 124.6596 | 126.6549 | 128.6895 | 130.8449 | 133.12 | 135.4102 | NPgN | GSP | NG FES - Consumer Transformation | HPs - I&C consumption (GWh)
NG FES - Consumer Transformation | Dem_BB005 | GWh | NPgN | OFFERTON | HPs - I&C consumption (GWh) | OFFE_3 | 0.98667 | 1.0501 | 1.279 | 1.4335 | 1.5885 | 1.8421 | 2.1207 | 2.8034 | 3.443 | 4.059 | 4.6609 | 5.2484 | 6.1885 | 6.8563 | 7.4958 | 8.1201 | 8.7286 | 9.6375 | 10.1108 | 10.5827 | 11.0297 | 11.4479 | 11.8295 | 12.0391 | 12.2412 | 12.4291 | 12.6005 | 12.7333 | 12.8676 | 13.0114 | 13.1646 | 13.3165 | NPgN | GSP | NG FES - Consumer Transformation | HPs - I&C consumption (GWh)
NG FES - Consumer Transformation | Dem_BB005 | GWh | NPgN | OSBALDWICK | HPs - I&C consumption (GWh) | OSBA_1 | 7.873 | 8.4012 | 10.2614 | 11.5345 | 12.8198 | 14.9105 | 17.2162 | 22.8266 | 28.1185 | 33.2496 | 38.2941 | 43.2495 | 51.1503 | 56.8445 | 62.3383 | 67.7389 | 73.0439 | 80.9059 | 85.152 | 89.417 | 93.5011 | 97.3689 | 100.9529 | 103.0915 | 105.1828 | 107.1837 | 109.0511 | 110.5996 | 112.177 | 113.8539 | 115.6292 | 117.4113 | NPgN | GSP | NG FES - Consumer Transformation | HPs - I&C consumption (GWh)
NG FES - Consumer Transformation | Dem_BB005 | GWh | NPgN | POPPLETON | HPs - I&C consumption (GWh) | POPP_3 | 0.94595 | 1.0067 | 1.226 | 1.374 | 1.5224 | 1.7653 | 2.0321 | 2.686 | 3.2985 | 3.8883 | 4.4645 | 5.0267 | 5.9265 | 6.5655 | 7.1773 | 7.7744 | 8.3563 | 9.2257 | 9.6779 | 10.129 | 10.556 | 10.9555 | 11.3198 | 11.5195 | 11.712 | 11.891 | 12.0542 | 12.1803 | 12.3079 | 12.4447 | 12.5903 | 12.7348 | NPgN | GSP | NG FES - Consumer Transformation | HPs - I&C consumption (GWh)
NG FES - Consumer Transformation | Dem_BB005 | GWh | NPgN | SALTHOLME | HPs - I&C consumption (GWh) | SALH_1 | 0.47994 | 0.51164 | 0.62426 | 0.70092 | 0.77815 | 0.90402 | 1.0426 | 1.3807 | 1.6987 | 2.0062 | 2.3078 | 2.6032 | 3.075 | 3.413 | 3.7381 | 4.0569 | 4.3691 | 4.8332 | 5.0803 | 5.3279 | 5.564 | 5.7866 | 5.9918 | 6.1106 | 6.2263 | 6.335 | 6.4362 | 6.5181 | 6.6013 | 6.6899 | 6.7838 | 6.8777 | NPgN | GSP | NG FES - Consumer Transformation | HPs - I&C consumption (GWh)
NG FES - Consumer Transformation | Dem_BB005 | GWh | NPgN | SOUTH SHIELDS | HPs - I&C consumption (GWh) | SSHI_3 | 1.0722 | 1.1404 | 1.388 | 1.5545 | 1.7214 | 1.9948 | 2.2948 | 3.0314 | 3.7203 | 4.3829 | 5.0291 | 5.6588 | 6.6675 | 7.3816 | 8.0639 | 8.7288 | 9.3757 | 10.3438 | 10.8431 | 11.34 | 11.8093 | 12.2468 | 12.6442 | 12.8572 | 13.0616 | 13.2505 | 13.4213 | 13.5504 | 13.6808 | 13.8209 | 13.9705 | 14.1182 | NPgN | GSP | NG FES - Consumer Transformation | HPs - I&C consumption (GWh)
NG FES - Consumer Transformation | Dem_BB005 | GWh | NPgN | SPADEADAM | HPs - I&C consumption (GWh) | KIELD01 and SPAD20 | 0.23148 | 0.24763 | 0.30331 | 0.3419 | 0.38106 | 0.44446 | 0.51462 | 0.68423 | 0.84518 | 1.0021 | 1.1573 | 1.3106 | 1.5543 | 1.732 | 1.9046 | 2.0754 | 2.2441 | 2.4925 | 2.6305 | 2.7699 | 2.9045 | 3.0331 | 3.1535 | 3.2294 | 3.3042 | 3.3766 | 3.4451 | 3.504 | 3.5641 | 3.6277 | 3.6948 | 3.7625 | NPgN | GSP | NG FES - Consumer Transformation | HPs - I&C consumption (GWh)
NG FES - Consumer Transformation | Dem_BB005 | GWh | NPgN | SPENNYMOOR | HPs - I&C consumption (GWh) | SPEN_1 | 4.9477 | 5.2638 | 6.4081 | 7.1787 | 7.9514 | 9.2166 | 10.6055 | 14.013 | 17.202 | 20.2705 | 23.2653 | 26.1851 | 30.8608 | 34.1748 | 37.344 | 40.434 | 43.4427 | 47.9421 | 50.2708 | 52.5904 | 54.7834 | 56.8306 | 58.6935 | 59.7011 | 60.6698 | 61.5675 | 62.3817 | 63.0031 | 63.631 | 64.3051 | 65.0238 | 65.7352 | NPgN | GSP | NG FES - Consumer Transformation | HPs - I&C consumption (GWh)
NG FES - Consumer Transformation | Dem_BB005 | GWh | NPgN | STELLA NORTH | HPs - I&C consumption (GWh) | STEN_1 | 4.9066 | 5.2351 | 6.3928 | 7.1839 | 7.9825 | 9.2827 | 10.7171 | 14.2088 | 17.5029 | 20.6965 | 23.8368 | 26.9219 | 31.8416 | 35.3848 | 38.8007 | 42.1577 | 45.455 | 50.3415 | 52.9731 | 55.6106 | 58.134 | 60.5237 | 62.7372 | 64.0522 | 65.3377 | 66.5451 | 67.6816 | 68.6186 | 69.5718 | 70.5851 | 71.6574 | 72.7322 | NPgN | GSP | NG FES - Consumer Transformation | HPs - I&C consumption (GWh)
NG FES - Consumer Transformation | Dem_BB005 | GWh | NPgN | STELLA SOUTH | HPs - I&C consumption (GWh) | STES_1 | 3.0706 | 3.2716 | 3.9894 | 4.4768 | 4.9671 | 5.7674 | 6.6479 | 8.7991 | 10.8203 | 12.7727 | 14.6854 | 16.5572 | 19.5482 | 21.6861 | 23.7401 | 25.7517 | 27.7189 | 30.6468 | 32.1959 | 33.7458 | 35.2211 | 36.6088 | 37.8837 | 38.6115 | 39.318 | 39.9835 | 40.5976 | 41.0895 | 41.5888 | 42.1216 | 42.6871 | 43.2514 | NPgN | GSP | NG FES - Consumer Transformation | HPs - I&C consumption (GWh)
NG FES - Consumer Transformation | Dem_BB005 | GWh | NPgN | TYNEMOUTH | HPs - I&C consumption (GWh) | TYNE_1 | 2.6111 | 2.7933 | 3.4212 | 3.8563 | 4.2979 | 5.0129 | 5.8044 | 7.7179 | 9.5343 | 11.3062 | 13.0589 | 14.7909 | 17.5439 | 19.553 | 21.5042 | 23.4354 | 25.3446 | 28.1548 | 29.7191 | 31.2991 | 32.8255 | 34.2858 | 35.6551 | 36.5212 | 37.3761 | 38.2015 | 38.9865 | 39.6624 | 40.353 | 41.0843 | 41.8559 | 42.6351 | NPgN | GSP | NG FES - Consumer Transformation | HPs - I&C consumption (GWh)
NG FES - Consumer Transformation | Dem_BB005 | GWh | NPgN | WEST BOLDON | HPs - I&C consumption (GWh) | WBOL_6 | 3.588 | 3.8207 | 4.6558 | 5.2209 | 5.7888 | 6.7168 | 7.737 | 10.2339 | 12.5764 | 14.8359 | 17.0464 | 19.2067 | 22.6616 | 25.1231 | 27.4835 | 29.7912 | 32.0445 | 35.4042 | 37.1667 | 38.9265 | 40.5973 | 42.1647 | 43.5998 | 44.4032 | 45.1803 | 45.9058 | 46.5725 | 47.0976 | 47.6297 | 48.1986 | 48.8033 | 49.4051 | NPgN | GSP | NG FES - Consumer Transformation | HPs - I&C consumption (GWh)
NG FES - Consumer Transformation | Dem_BB005 | GWh | NPgY | BRADFORD WEST | HPs - I&C consumption (GWh) | BRAW_1 | 11.1857 | 11.5234 | 13.7708 | 15.1814 | 16.5961 | 18.8824 | 21.3911 | 29.1975 | 35.8915 | 42.3533 | 48.677 | 54.8601 | 64.3462 | 71.3545 | 78.079 | 84.6558 | 91.0804 | 100.3902 | 105.4125 | 110.4302 | 115.1958 | 119.6687 | 123.3397 | 125.6373 | 127.8607 | 129.934 | 131.8419 | 133.4737 | 134.9998 | 136.6293 | 138.3588 | 140.0786 | NPgY | GSP | NG FES - Consumer Transformation | HPs - I&C consumption (GWh)
NG FES - Consumer Transformation | Dem_BB005 | GWh | NPgY | CAMBLESFORTH | HPs - I&C consumption (GWh) | CAMB_01 | 0.96111 | 0.99617 | 1.1985 | 1.3303 | 1.4642 | 1.6774 | 1.9132 | 2.6291 | 3.2536 | 3.8651 | 4.472 | 5.0736 | 5.9906 | 6.6877 | 7.3675 | 8.0427 | 8.7125 | 9.6695 | 10.2242 | 10.7865 | 11.3325 | 11.8573 | 12.31 | 12.6314 | 12.9503 | 13.2574 | 13.553 | 13.8246 | 14.0894 | 14.3691 | 14.6638 | 14.962 | NPgY | GSP | NG FES - Consumer Transformation | HPs - I&C consumption (GWh)
NG FES - Consumer Transformation | Dem_BB005 | GWh | NPgY | CREYKE BECK | HPs - I&C consumption (GWh) | CREB_1 | 12.6289 | 13.0559 | 15.6629 | 17.336 | 19.0275 | 21.7354 | 24.722 | 33.879 | 41.8121 | 49.5357 | 57.1585 | 64.6743 | 76.159 | 84.7925 | 93.16 | 101.4212 | 109.5695 | 121.2724 | 127.8762 | 134.5358 | 140.9508 | 147.0662 | 152.251 | 155.7853 | 159.265 | 162.5796 | 165.731 | 168.5677 | 171.302 | 174.199 | 177.2569 | 180.3368 | NPgY | GSP | NG FES - Consumer Transformation | HPs - I&C consumption (GWh)
NG FES - Consumer Transformation | Dem_BB005 | GWh | NPgY | DRAX | HPs - I&C consumption (GWh) | DRAX_YEDL | 1.3327 | 1.3824 | 1.6645 | 1.8489 | 2.0366 | 2.3349 | 2.6652 | 3.6653 | 4.5394 | 5.3968 | 6.2492 | 7.0957 | 8.385 | 9.3687 | 10.3295 | 11.2851 | 12.2346 | 13.5896 | 14.3812 | 15.1851 | 15.967 | 16.7205 | 17.3731 | 17.8414 | 18.3066 | 18.7634 | 19.2006 | 19.605 | 20.0009 | 20.4192 | 20.8602 | 21.3076 | NPgY | GSP | NG FES - Consumer Transformation | HPs - I&C consumption (GWh)
NG FES - Consumer Transformation | Dem_BB005 | GWh | NPgY | ELLAND | HPs - I&C consumption (GWh) | ELLA_1 | 8.6269 | 8.8861 | 10.6173 | 11.7028 | 12.7911 | 14.5506 | 16.481 | 22.4915 | 27.6431 | 32.614 | 37.4769 | 42.2298 | 49.5231 | 54.9069 | 60.0703 | 65.1181 | 70.047 | 77.1922 | 81.0385 | 84.8795 | 88.5251 | 91.9441 | 94.7455 | 96.4907 | 98.178 | 99.7502 | 101.1938 | 102.4248 | 103.5739 | 104.8018 | 106.1055 | 107.401 | NPgY | GSP | NG FES - Consumer Transformation | HPs - I&C consumption (GWh)
NG FES - Consumer Transformation | Dem_BB005 | GWh | NPgY | FERRYBRIDGE A | HPs - I&C consumption (GWh) | FERRA2 | 2.1642 | 2.2401 | 2.6909 | 2.9822 | 3.2773 | 3.7486 | 4.2694 | 5.8586 | 7.2405 | 8.5902 | 9.9264 | 11.2482 | 13.2657 | 14.7926 | 16.2783 | 17.7507 | 19.2086 | 21.2964 | 22.4954 | 23.7094 | 24.8846 | 26.0115 | 26.9779 | 27.655 | 28.3248 | 28.9787 | 29.6005 | 30.1696 | 30.7237 | 31.3105 | 31.9299 | 32.557 | NPgY | GSP | NG FES - Consumer Transformation | HPs - I&C consumption (GWh)
NG FES - Consumer Transformation | Dem_BB005 | GWh | NPgY | FERRYBRIDGE B | HPs - I&C consumption (GWh) | FERRB9 | 6.8216 | 7.0514 | 8.458 | 9.3596 | 10.2707 | 11.7303 | 13.3398 | 18.2779 | 22.5552 | 26.7191 | 30.8282 | 34.8802 | 41.0732 | 45.7296 | 50.2432 | 54.7003 | 59.0973 | 65.4139 | 68.9826 | 72.5837 | 76.0532 | 79.3622 | 82.17 | 84.0874 | 85.9754 | 87.7983 | 89.5214 | 91.0772 | 92.5804 | 94.1745 | 95.8586 | 97.5578 | NPgY | GSP | NG FES - Consumer Transformation | HPs - I&C consumption (GWh)
NG FES - Consumer Transformation | Dem_BB005 | GWh | NPgY | GRIMSBY WEST | HPs - I&C consumption (GWh) | GRIW_1 | 4.0804 | 4.2052 | 5.0274 | 5.5446 | 6.0638 | 6.902 | 7.8223 | 10.6812 | 13.1353 | 15.5064 | 17.8288 | 20.1015 | 23.587 | 26.1668 | 28.6447 | 31.0708 | 33.4432 | 36.8777 | 38.7399 | 40.6024 | 42.3741 | 44.0399 | 45.4124 | 46.2807 | 47.1228 | 47.9102 | 48.6381 | 49.265 | 49.8539 | 50.4819 | 51.1479 | 51.8114 | NPgY | GSP | NG FES - Consumer Transformation | HPs - I&C consumption (GWh)
NG FES - Consumer Transformation | Dem_BB005 | GWh | NPgY | JORDANTHORPE | HPs - I&C consumption (GWh) | JORD_3 | 0.85514 | 0.88281 | 1.0574 | 1.1685 | 1.2805 | 1.4604 | 1.6585 | 2.2693 | 2.7965 | 3.3081 | 3.8115 | 4.3064 | 5.0639 | 5.6299 | 6.1766 | 6.7146 | 7.2437 | 8.0059 | 8.43 | 8.8564 | 9.2653 | 9.6532 | 9.9789 | 10.1955 | 10.4077 | 10.6095 | 10.7992 | 10.9679 | 11.1293 | 11.3008 | 11.4821 | 11.6642 | NPgY | GSP | NG FES - Consumer Transformation | HPs - I&C consumption (GWh)
NG FES - Consumer Transformation | Dem_BB005 | GWh | NPgY | KEADBY | HPs - I&C consumption (GWh) | KEAD_YEDL | 6.796 | 7.0401 | 8.4649 | 9.3899 | 10.3288 | 11.8245 | 13.4781 | 18.5097 | 22.8925 | 27.1791 | 31.4276 | 35.635 | 42.0525 | 46.92 | 51.6615 | 56.3652 | 61.0262 | 67.694 | 71.54 | 75.4357 | 79.2107 | 82.8342 | 85.9492 | 88.1448 | 90.3193 | 92.4192 | 94.4308 | 96.2729 | 98.0656 | 99.9608 | 101.9582 | 103.9785 | NPgY | GSP | NG FES - Consumer Transformation | HPs - I&C consumption (GWh)
NG FES - Consumer Transformation | Dem_BB005 | GWh | NPgY | KIRKSTALL B | HPs - I&C consumption (GWh) | KIRKB1 | 5.1898 | 5.3443 | 6.3836 | 7.0342 | 7.6861 | 8.7407 | 9.8973 | 13.5026 | 16.5902 | 19.5673 | 22.4777 | 25.3203 | 29.6834 | 32.8994 | 35.981 | 38.9909 | 41.9273 | 46.1874 | 48.4709 | 50.749 | 52.9082 | 54.93 | 56.581 | 57.5997 | 58.5826 | 59.4945 | 60.3292 | 61.0357 | 61.6923 | 62.3945 | 63.1406 | 63.8805 | NPgY | GSP | NG FES - Consumer Transformation | HPs - I&C consumption (GWh)
NG FES - Consumer Transformation | Dem_BB005 | GWh | NPgY | NEEPSEND | HPs - I&C consumption (GWh) | NEEP_3 | 2.1131 | 2.176 | 2.5992 | 2.8641 | 3.1295 | 3.5589 | 4.0298 | 5.4978 | 6.7549 | 7.9671 | 9.1521 | 10.3095 | 12.086 | 13.3954 | 14.6501 | 15.8757 | 17.0713 | 18.8058 | 19.7356 | 20.6631 | 21.5423 | 22.3655 | 23.0377 | 23.4525 | 23.8527 | 24.224 | 24.5638 | 24.8515 | 25.1188 | 25.4048 | 25.7085 | 26.0098 | NPgY | GSP | NG FES - Consumer Transformation | HPs - I&C consumption (GWh)
NG FES - Consumer Transformation | Dem_BB005 | GWh | NPgY | NORTON LEES | HPs - I&C consumption (GWh) | NORL_3 | 1.0284 | 1.0591 | 1.265 | 1.3939 | 1.5231 | 1.7321 | 1.9613 | 2.6758 | 3.2876 | 3.8776 | 4.4543 | 5.0176 | 5.8823 | 6.5196 | 7.1302 | 7.7267 | 8.3086 | 9.1528 | 9.6053 | 10.0567 | 10.4846 | 10.8853 | 11.2124 | 11.4143 | 11.6091 | 11.7898 | 11.9552 | 12.0952 | 12.2253 | 12.3645 | 12.5123 | 12.6589 | NPgY | GSP | NG FES - Consumer Transformation | HPs - I&C consumption (GWh)
NG FES - Consumer Transformation | Dem_BB005 | GWh | NPgY | PITSMOOR 3/4 | HPs - I&C consumption (GWh) | PITS_BB_B | 1.2568 | 1.2943 | 1.5461 | 1.7037 | 1.8617 | 2.1172 | 2.3975 | 3.271 | 4.0191 | 4.7405 | 5.4459 | 6.1348 | 7.1923 | 7.9719 | 8.719 | 9.4489 | 10.1609 | 11.1939 | 11.748 | 12.3008 | 12.8248 | 13.3156 | 13.7166 | 13.9644 | 14.2035 | 14.4254 | 14.6287 | 14.8009 | 14.9611 | 15.1323 | 15.3143 | 15.4947 | NPgY | GSP | NG FES - Consumer Transformation | HPs - I&C consumption (GWh)
NG FES - Consumer Transformation | Dem_BB005 | GWh | NPgY | SALTEND NORTH | HPs - I&C consumption (GWh) | SALT_1 | 1.6031 | 1.6577 | 1.9891 | 2.202 | 2.4174 | 2.762 | 3.1422 | 4.307 | 5.3167 | 6.3001 | 7.2711 | 8.2289 | 9.6921 | 10.793 | 11.8605 | 12.915 | 13.9556 | 15.4494 | 16.2941 | 17.1464 | 17.9678 | 18.7515 | 19.4169 | 19.8721 | 20.3205 | 20.7478 | 21.1547 | 21.5217 | 21.8757 | 22.2507 | 22.6464 | 23.0451 | NPgY | GSP | NG FES - Consumer Transformation | HPs - I&C consumption (GWh)
NG FES - Consumer Transformation | Dem_BB005 | GWh | NPgY | SHEFFIELD CITY | HPs - I&C consumption (GWh) | SHEC_3 | 2.0504 | 2.1115 | 2.5221 | 2.7792 | 3.0367 | 3.4534 | 3.9103 | 5.3348 | 6.5546 | 7.7309 | 8.8808 | 10.0038 | 11.7277 | 12.9983 | 14.2158 | 15.405 | 16.5651 | 18.2483 | 19.1505 | 20.0505 | 20.9036 | 21.7024 | 22.3547 | 22.7572 | 23.1455 | 23.5058 | 23.8356 | 24.1147 | 24.3741 | 24.6516 | 24.9464 | 25.2387 | NPgY | GSP | NG FES - Consumer Transformation | HPs - I&C consumption (GWh)
NG FES - Consumer Transformation | Dem_BB005 | GWh | NPgY | SKELTON GRANGE | HPs - I&C consumption (GWh) | SKLGB1 | 13.1144 | 13.5108 | 16.1462 | 17.8006 | 19.4599 | 22.1414 | 25.0841 | 34.2393 | 42.0908 | 49.6704 | 57.0889 | 64.3433 | 75.4726 | 83.6966 | 91.5888 | 99.3088 | 106.8515 | 117.7802 | 123.6802 | 129.5759 | 135.1769 | 140.4354 | 144.7539 | 147.4615 | 150.0825 | 152.5317 | 154.7857 | 156.7164 | 158.5242 | 160.4545 | 162.5034 | 164.542 | NPgY | GSP | NG FES - Consumer Transformation | HPs - I&C consumption (GWh)
NG FES - Consumer Transformation | Dem_BB005 | GWh | NPgY | TEMPLEBOROUGH 275/33KV | HPs - I&C consumption (GWh) | TEMP_3 | 0.16533 | 0.17129 | 0.20599 | 0.22853 | 0.25143 | 0.28789 | 0.32822 | 0.45086 | 0.55777 | 0.6624 | 0.76618 | 0.86907 | 1.026 | 1.1452 | 1.2615 | 1.3771 | 1.4917 | 1.6556 | 1.7507 | 1.8472 | 1.941 | 2.0312 | 2.109 | 2.1644 | 2.2194 | 2.2727 | 2.3239 | 2.3711 | 2.4171 | 2.4658 | 2.5172 | 2.5692 | NPgY | GSP | NG FES - Consumer Transformation | HPs - I&C consumption (GWh)
NG FES - Consumer Transformation | Dem_BB005 | GWh | NPgY | THURCROFT | HPs - I&C consumption (GWh) | THUR_6 | 3.2489 | 3.363 | 4.0401 | 4.4778 | 4.9214 | 5.6295 | 6.4116 | 8.7986 | 10.874 | 12.9008 | 14.9072 | 16.892 | 19.9216 | 22.2143 | 24.445 | 26.6558 | 28.8446 | 31.9795 | 33.7796 | 35.6023 | 37.3668 | 39.0587 | 40.5097 | 41.5263 | 42.5323 | 43.5042 | 44.4334 | 45.2826 | 46.1085 | 46.9825 | 47.9043 | 48.8368 | NPgY | GSP | NG FES - Consumer Transformation | HPs - I&C consumption (GWh)
NG FES - Consumer Transformation | Dem_BB005 | GWh | NPgY | WEST MELTON / THORPE MARSH | HPs - I&C consumption (GWh) | WMEL_THOM | 9.7349 | 10.0742 | 12.0989 | 13.4056 | 14.7291 | 16.843 | 19.1772 | 26.3082 | 32.5034 | 38.5495 | 44.5312 | 50.4444 | 59.4732 | 66.2967 | 72.931 | 79.5012 | 86.002 | 95.3177 | 100.6495 | 106.0442 | 111.2619 | 116.2594 | 120.5359 | 123.5167 | 126.4629 | 129.308 | 132.0222 | 134.4964 | 136.8989 | 139.4421 | 142.1249 | 144.8369 | NPgY | GSP | NG FES - Consumer Transformation | HPs - I&C consumption (GWh)
NG FES - Consumer Transformation | Dem_BB005 | GWh | NPgY | WEST MELTON SECTION 3 | HPs - I&C consumption (GWh) | WMEL_BB3 | 7.7266 | 7.9972 | 9.606 | 10.6452 | 11.6982 | 13.3797 | 15.2372 | 20.9078 | 25.8377 | 30.6521 | 35.4176 | 40.1313 | 47.3264 | 52.7704 | 58.0676 | 63.3169 | 68.5143 | 75.9578 | 80.2306 | 84.5563 | 88.7435 | 92.7578 | 96.1988 | 98.6078 | 100.9905 | 103.3095 | 105.5172 | 107.5358 | 109.4999 | 111.5793 | 113.7735 | 115.9941 | NPgY | GSP | NG FES - Consumer Transformation | HPs - I&C consumption (GWh)
NG FES - Consumer Transformation | Dem_BB005 | GWh | NPgY | WINCOBANK | HPs - I&C consumption (GWh) | WIBA_3 | 1.1924 | 1.23 | 1.4719 | 1.625 | 1.779 | 2.027 | 2.2997 | 3.1436 | 3.8699 | 4.5734 | 5.2641 | 5.9417 | 6.9798 | 7.7521 | 8.4961 | 9.2267 | 9.9434 | 10.9782 | 11.5473 | 12.1182 | 12.6639 | 13.1796 | 13.6091 | 13.8888 | 14.1617 | 14.4193 | 14.66 | 14.8713 | 15.0721 | 15.2857 | 15.5119 | 15.7384 | NPgY | GSP | NG FES - Consumer Transformation | HPs - I&C consumption (GWh)
NG FES - Consumer Transformation | Dem_BB08b_NPgSubComponent | GWh | NPgN | BLYTH 66kV | I&C Baseline Demand Consumption (GWh) | BLYTB1 | 326.6623 | 324.6166 | 322.2997 | 319.9703 | 317.6082 | 315.2067 | 312.7596 | 310.2778 | 307.7441 | 305.1645 | 302.5338 | 299.8517 | 300.5448 | 301.2541 | 301.9827 | 302.7298 | 303.4854 | 304.2566 | 305.0471 | 305.8616 | 306.6972 | 307.5525 | 308.4301 | 309.3303 | 310.2542 | 311.2256 | 312.2053 | 313.21 | 314.2399 | 315.2952 | 316.3763 | 317.4832 | NPgN | GSP | NG FES - Consumer Transformation | I&C Baseline Demand Consumption (GWh)
NG FES - Consumer Transformation | Dem_BB08b_NPgSubComponent | GWh | NPgN | BLYTH 132kV | I&C Baseline Demand Consumption (GWh) | BLYTH132 | 228.3633 | 227.0675 | 225.6013 | 224.128 | 222.6322 | 221.1106 | 219.5578 | 217.9817 | 216.3701 | 214.7294 | 213.0551 | 211.347 | 211.7826 | 212.2296 | 212.6911 | 213.164 | 213.6405 | 214.1261 | 214.6247 | 215.1398 | 215.6677 | 216.2064 | 216.7585 | 217.3244 | 217.9052 | 218.5194 | 219.1357 | 219.7675 | 220.4148 | 221.0778 | 221.7568 | 222.4517 | NPgN | GSP | NG FES - Consumer Transformation | I&C Baseline Demand Consumption (GWh)
NG FES - Consumer Transformation | Dem_BB08b_NPgSubComponent | GWh | NPgN | FOURSTONES | I&C Baseline Demand Consumption (GWh) | FOUR_1 | 80.8022 | 80.2955 | 79.7223 | 79.1462 | 78.5613 | 77.9664 | 77.3592 | 76.7429 | 76.1128 | 75.4712 | 74.8166 | 74.1487 | 74.3191 | 74.4939 | 74.6744 | 74.8593 | 75.0457 | 75.2356 | 75.4306 | 75.6321 | 75.8385 | 76.0493 | 76.2652 | 76.4865 | 76.7137 | 76.9539 | 77.195 | 77.442 | 77.6952 | 77.9545 | 78.2201 | 78.4919 | NPgN | GSP | NG FES - Consumer Transformation | I&C Baseline Demand Consumption (GWh)
NG FES - Consumer Transformation | Dem_BB08b_NPgSubComponent | GWh | NPgN | HARTMOOR | I&C Baseline Demand Consumption (GWh) | HARM_6 | 298.9291 | 296.3025 | 293.3887 | 290.474 | 287.5578 | 284.6395 | 281.7191 | 278.7966 | 275.872 | 272.9453 | 270.0166 | 267.0859 | 266.3487 | 265.6152 | 264.8857 | 264.1599 | 263.438 | 262.72 | 262.0061 | 261.2963 | 260.5906 | 259.8888 | 259.1908 | 258.4968 | 257.8066 | 257.1185 | 256.4354 | 255.756 | 255.0804 | 254.4085 | 253.7403 | 253.0759 | NPgN | GSP | NG FES - Consumer Transformation | I&C Baseline Demand Consumption (GWh)
NG FES - Consumer Transformation | Dem_BB08b_NPgSubComponent | GWh | NPgN | HAWTHORN PIT GRID | I&C Baseline Demand Consumption (GWh) | HAWP_6 | 256.1045 | 253.1008 | 249.7696 | 246.4377 | 243.1043 | 239.769 | 236.4319 | 233.093 | 229.7522 | 226.4097 | 223.0652 | 219.7188 | 218.8715 | 218.0286 | 217.19 | 216.3555 | 215.5252 | 214.6991 | 213.8773 | 213.0598 | 212.2466 | 211.4377 | 210.6331 | 209.8328 | 209.0367 | 208.2432 | 207.4549 | 206.6707 | 205.8906 | 205.1146 | 204.3427 | 203.5748 | NPgN | GSP | NG FES - Consumer Transformation | I&C Baseline Demand Consumption (GWh)
NG FES - Consumer Transformation | Dem_BB08b_NPgSubComponent | GWh | NPgN | KNARESBOROUGH | I&C Baseline Demand Consumption (GWh) | KNARE_111 | 575.6755 | 574.0821 | 572.2464 | 570.3796 | 568.4309 | 566.3283 | 564.0803 | 561.7111 | 559.2309 | 556.6513 | 553.9404 | 551.1179 | 553.6086 | 556.1728 | 558.8113 | 561.5041 | 564.2094 | 566.9855 | 569.8501 | 572.8054 | 575.8133 | 578.8691 | 581.9836 | 585.1585 | 588.3952 | 591.5756 | 594.8807 | 598.2384 | 601.6492 | 605.1136 | 608.6322 | 612.2056 | NPgN | GSP | NG FES - Consumer Transformation | I&C Baseline Demand Consumption (GWh)
NG FES - Consumer Transformation | Dem_BB08b_NPgSubComponent | GWh | NPgN | LACKENBY | I&C Baseline Demand Consumption (GWh) | LACK_6 | 666.0737 | 663.8913 | 661.4047 | 658.8997 | 656.3503 | 653.7502 | 651.0832 | 648.3665 | 645.5957 | 642.7735 | 639.8901 | 636.9419 | 637.5949 | 638.2669 | 638.9626 | 639.6788 | 640.4157 | 641.1656 | 641.9413 | 642.7453 | 643.5705 | 644.4185 | 645.2895 | 646.1852 | 647.1017 | 648.0369 | 648.9998 | 649.9865 | 650.9971 | 652.032 | 653.0912 | 654.175 | NPgN | GSP | NG FES - Consumer Transformation | I&C Baseline Demand Consumption (GWh)
NG FES - Consumer Transformation | Dem_BB08b_NPgSubComponent | GWh | NPgN | NORTON | I&C Baseline Demand Consumption (GWh) | NORT_1 | 1576.9064 | 1567.7799 | 1557.4984 | 1547.1496 | 1536.678 | 1526.0498 | 1515.254 | 1504.2651 | 1493.0946 | 1481.7702 | 1470.2402 | 1458.5671 | 1459.9477 | 1461.3984 | 1462.9401 | 1464.5484 | 1466.2178 | 1467.959 | 1469.8137 | 1471.7747 | 1473.8157 | 1475.9345 | 1478.1291 | 1480.4045 | 1482.7526 | 1485.065 | 1487.5284 | 1490.0654 | 1492.6764 | 1495.3622 | 1498.1234 | 1500.9606 | NPgN | GSP | NG FES - Consumer Transformation | I&C Baseline Demand Consumption (GWh)
NG FES - Consumer Transformation | Dem_BB08b_NPgSubComponent | GWh | NPgN | OFFERTON | I&C Baseline Demand Consumption (GWh) | OFFE_3 | 140.8867 | 139.2857 | 137.5092 | 135.7317 | 133.9523 | 132.1705 | 130.3863 | 128.5997 | 126.8108 | 125.0194 | 123.2257 | 121.4293 | 121.0136 | 120.6007 | 120.1906 | 119.783 | 119.378 | 118.9756 | 118.5761 | 118.1794 | 117.7855 | 117.3944 | 117.0062 | 116.6208 | 116.2381 | 115.856 | 115.4781 | 115.1027 | 114.7301 | 114.36 | 113.9926 | 113.6279 | NPgN | GSP | NG FES - Consumer Transformation | I&C Baseline Demand Consumption (GWh)
NG FES - Consumer Transformation | Dem_BB08b_NPgSubComponent | GWh | NPgN | OSBALDWICK | I&C Baseline Demand Consumption (GWh) | OSBA_1 | 874.6052 | 867.051 | 858.5993 | 850.1375 | 841.6292 | 833.0467 | 824.4021 | 815.7047 | 806.9337 | 798.0977 | 789.1703 | 780.1739 | 779.8519 | 779.5826 | 779.337 | 779.1035 | 778.9075 | 778.7506 | 778.6369 | 778.5607 | 778.5224 | 778.5178 | 778.5529 | 778.6288 | 778.7445 | 778.988 | 779.2209 | 779.5006 | 779.8274 | 780.2017 | 780.6239 | 781.0944 | NPgN | GSP | NG FES - Consumer Transformation | I&C Baseline Demand Consumption (GWh)
NG FES - Consumer Transformation | Dem_BB08b_NPgSubComponent | GWh | NPgN | POPPLETON | I&C Baseline Demand Consumption (GWh) | POPP_3 | 144.8113 | 143.1544 | 141.316 | 139.477 | 137.6365 | 135.7932 | 133.9472 | 132.0989 | 130.2486 | 128.3965 | 126.5418 | 124.6852 | 124.247 | 123.8121 | 123.3806 | 122.9521 | 122.5258 | 122.1027 | 121.6832 | 121.2673 | 120.8543 | 120.4441 | 120.0369 | 119.6328 | 119.2317 | 118.8316 | 118.4356 | 118.0425 | 117.6522 | 117.2648 | 116.8803 | 116.4986 | NPgN | GSP | NG FES - Consumer Transformation | I&C Baseline Demand Consumption (GWh)
NG FES - Consumer Transformation | Dem_BB08b_NPgSubComponent | GWh | NPgN | SALTHOLME | I&C Baseline Demand Consumption (GWh) | SALH_1 | 462.5287 | 460.5692 | 458.3854 | 456.1962 | 453.9965 | 451.7838 | 449.5564 | 447.3158 | 445.0612 | 442.7931 | 440.5116 | 438.2167 | 437.9255 | 437.64 | 437.3613 | 437.0885 | 436.8227 | 436.563 | 436.3123 | 436.0701 | 435.8359 | 435.609 | 435.3895 | 435.1772 | 434.9718 | 434.7628 | 434.568 | 434.3799 | 434.1986 | 434.0241 | 433.8565 | 433.6959 | NPgN | GSP | NG FES - Consumer Transformation | I&C Baseline Demand Consumption (GWh)
NG FES - Consumer Transformation | Dem_BB08b_NPgSubComponent | GWh | NPgN | SOUTH SHIELDS | I&C Baseline Demand Consumption (GWh) | SSHI_3 | 118.0181 | 116.709 | 115.2574 | 113.8059 | 112.3544 | 110.9028 | 109.4512 | 107.9995 | 106.5479 | 105.0962 | 103.6444 | 102.1926 | 101.8042 | 101.4174 | 101.0322 | 100.6486 | 100.2666 | 99.8863 | 99.5076 | 99.1305 | 98.7549 | 98.381 | 98.0086 | 97.6379 | 97.2687 | 96.901 | 96.535 | 96.1704 | 95.8075 | 95.446 | 95.0862 | 94.7278 | NPgN | GSP | NG FES - Consumer Transformation | I&C Baseline Demand Consumption (GWh)
NG FES - Consumer Transformation | Dem_BB08b_NPgSubComponent | GWh | NPgN | SPADEADAM | I&C Baseline Demand Consumption (GWh) | KIELD01 and SPAD20 | 19.9884 | 19.8628 | 19.7207 | 19.5778 | 19.4328 | 19.2853 | 19.1347 | 18.9819 | 18.8257 | 18.6666 | 18.5043 | 18.3387 | 18.3809 | 18.4243 | 18.469 | 18.5148 | 18.561 | 18.6081 | 18.6565 | 18.7064 | 18.7576 | 18.8098 | 18.8633 | 18.9182 | 18.9745 | 19.0341 | 19.0938 | 19.1551 | 19.2178 | 19.2821 | 19.3479 | 19.4153 | NPgN | GSP | NG FES - Consumer Transformation | I&C Baseline Demand Consumption (GWh)
NG FES - Consumer Transformation | Dem_BB08b_NPgSubComponent | GWh | NPgN | SPENNYMOOR | I&C Baseline Demand Consumption (GWh) | SPEN_1 | 639.7211 | 632.3482 | 624.1696 | 615.9891 | 607.8063 | 599.6209 | 591.4329 | 583.2396 | 575.0426 | 566.8415 | 558.6355 | 550.4265 | 548.3312 | 546.2465 | 544.1735 | 542.1107 | 540.0588 | 538.0179 | 535.9889 | 533.9721 | 531.9658 | 529.9704 | 527.9852 | 526.0105 | 524.046 | 522.088 | 520.1429 | 518.208 | 516.2832 | 514.3685 | 512.4639 | 510.5694 | NPgN | GSP | NG FES - Consumer Transformation | I&C Baseline Demand Consumption (GWh)
NG FES - Consumer Transformation | Dem_BB08b_NPgSubComponent | GWh | NPgN | STELLA NORTH | I&C Baseline Demand Consumption (GWh) | STEN_1 | 565.7218 | 560.677 | 554.9838 | 549.2613 | 543.5319 | 537.7944 | 532.0576 | 526.3096 | 520.547 | 514.7285 | 508.8651 | 502.9592 | 502.7729 | 502.5753 | 502.3632 | 502.1571 | 501.9805 | 501.8172 | 501.6435 | 501.4514 | 501.2834 | 501.1553 | 501.0646 | 501.0048 | 500.9741 | 500.8666 | 500.8504 | 500.8579 | 500.889 | 500.9441 | 501.0233 | 501.1267 | NPgN | GSP | NG FES - Consumer Transformation | I&C Baseline Demand Consumption (GWh)
NG FES - Consumer Transformation | Dem_BB08b_NPgSubComponent | GWh | NPgN | STELLA SOUTH | I&C Baseline Demand Consumption (GWh) | STES_1 | 982.7304 | 974.0797 | 964.4533 | 954.8177 | 945.1547 | 935.4597 | 925.7266 | 915.9645 | 906.1594 | 896.3187 | 886.4368 | 876.5137 | 874.942 | 873.3929 | 871.8702 | 870.3699 | 868.883 | 867.4161 | 865.9736 | 864.5596 | 863.1697 | 861.8018 | 860.4587 | 859.1409 | 857.8496 | 856.6045 | 855.372 | 854.1664 | 852.9879 | 851.8366 | 850.7126 | 849.6162 | NPgN | GSP | NG FES - Consumer Transformation | I&C Baseline Demand Consumption (GWh)
NG FES - Consumer Transformation | Dem_BB08b_NPgSubComponent | GWh | NPgN | TYNEMOUTH | I&C Baseline Demand Consumption (GWh) | TYNE_1 | 467.739 | 465.106 | 462.1155 | 459.1048 | 456.0606 | 452.9696 | 449.831 | 446.6548 | 443.4261 | 440.1377 | 436.7902 | 433.3835 | 434.3386 | 435.3096 | 436.2928 | 437.303 | 438.3362 | 439.3961 | 440.4779 | 441.5851 | 442.7252 | 443.9007 | 445.1105 | 446.3532 | 447.6276 | 448.9507 | 450.3012 | 451.6876 | 453.1102 | 454.5695 | 456.0659 | 457.5996 | NPgN | GSP | NG FES - Consumer Transformation | I&C Baseline Demand Consumption (GWh)
NG FES - Consumer Transformation | Dem_BB08b_NPgSubComponent | GWh | NPgN | WEST BOLDON | I&C Baseline Demand Consumption (GWh) | WBOL_6 | 689.4338 | 684.0783 | 678.1197 | 672.1541 | 666.1821 | 660.2016 | 654.2137 | 648.2178 | 642.2123 | 636.191 | 630.1554 | 624.1056 | 622.9142 | 621.7294 | 620.5503 | 619.3804 | 618.2228 | 617.0755 | 615.9353 | 614.8014 | 613.6799 | 612.5733 | 611.4811 | 610.4022 | 609.3363 | 608.2666 | 607.2202 | 606.1861 | 605.1643 | 604.1549 | 603.1579 | 602.1734 | NPgN | GSP | NG FES - Consumer Transformation | I&C Baseline Demand Consumption (GWh)
NG FES - Consumer Transformation | Dem_BB08b_NPgSubComponent | GWh | NPgY | BRADFORD WEST | I&C Baseline Demand Consumption (GWh) | BRAW_1 | 1073.7159 | 1061.3888 | 1047.7169 | 1034.0461 | 1020.3706 | 1006.6864 | 992.9848 | 979.2794 | 965.5618 | 951.8364 | 938.0977 | 924.3496 | 920.9954 | 917.6633 | 914.3518 | 911.0598 | 907.7854 | 904.5329 | 901.3 | 898.0904 | 894.9008 | 891.7308 | 888.581 | 885.4513 | 882.3413 | 879.2562 | 876.1887 | 873.1418 | 870.1153 | 867.1093 | 864.1239 | 861.1589 | NPgY | GSP | NG FES - Consumer Transformation | I&C Baseline Demand Consumption (GWh)
NG FES - Consumer Transformation | Dem_BB08b_NPgSubComponent | GWh | NPgY | CAMBLESFORTH | I&C Baseline Demand Consumption (GWh) | CAMB_01 | 148.9267 | 148.3252 | 147.6418 | 146.9558 | 146.2578 | 145.5407 | 144.8043 | 144.0492 | 143.2728 | 142.4771 | 141.6647 | 140.8317 | 141.1298 | 141.434 | 141.7464 | 142.0662 | 142.3916 | 142.7235 | 143.0642 | 143.4158 | 143.778 | 144.1485 | 144.5281 | 144.9178 | 145.317 | 145.7159 | 146.1304 | 146.5542 | 146.9872 | 147.4297 | 147.8816 | 148.3432 | NPgY | GSP | NG FES - Consumer Transformation | I&C Baseline Demand Consumption (GWh)
NG FES - Consumer Transformation | Dem_BB08b_NPgSubComponent | GWh | NPgY | CREYKE BECK | I&C Baseline Demand Consumption (GWh) | CREB_1 | 1387.297 | 1376.0841 | 1363.5373 | 1350.9875 | 1338.3522 | 1325.5733 | 1312.655 | 1299.5957 | 1286.3701 | 1272.9935 | 1259.4878 | 1245.8172 | 1246.1782 | 1246.5946 | 1247.082 | 1247.6309 | 1248.2327 | 1248.8869 | 1249.6132 | 1250.4285 | 1251.3376 | 1252.319 | 1253.3801 | 1254.528 | 1255.7612 | 1256.9708 | 1258.3266 | 1259.7606 | 1261.2737 | 1262.8664 | 1264.5395 | 1266.2936 | NPgY | GSP | NG FES - Consumer Transformation | I&C Baseline Demand Consumption (GWh)
NG FES - Consumer Transformation | Dem_BB08b_NPgSubComponent | GWh | NPgY | DRAX | I&C Baseline Demand Consumption (GWh) | DRAX_YEDL | 184.9851 | 184.1462 | 183.1607 | 182.1579 | 181.1393 | 180.0936 | 179.0116 | 177.8922 | 176.7392 | 175.5569 | 174.3462 | 173.1034 | 173.7331 | 174.3795 | 175.0342 | 175.6989 | 176.3735 | 177.0655 | 177.7752 | 178.5072 | 179.2549 | 180.0173 | 180.7949 | 181.5896 | 182.3997 | 183.2807 | 184.1485 | 185.0372 | 185.9473 | 186.8788 | 187.832 | 188.8072 | NPgY | GSP | NG FES - Consumer Transformation | I&C Baseline Demand Consumption (GWh)
NG FES - Consumer Transformation | Dem_BB08b_NPgSubComponent | GWh | NPgY | ELLAND | I&C Baseline Demand Consumption (GWh) | ELLA_1 | 1054.5534 | 1042.2055 | 1028.5065 | 1014.8063 | 1001.1016 | 987.3919 | 973.6763 | 959.9557 | 946.2297 | 932.4983 | 918.7612 | 905.0182 | 901.5444 | 898.0902 | 894.6561 | 891.2412 | 887.8449 | 884.4678 | 881.1109 | 877.7746 | 874.4575 | 871.159 | 867.8792 | 864.6181 | 861.3752 | 858.1654 | 854.9666 | 851.7876 | 848.6284 | 845.489 | 842.3694 | 839.2695 | NPgY | GSP | NG FES - Consumer Transformation | I&C Baseline Demand Consumption (GWh)
NG FES - Consumer Transformation | Dem_BB08b_NPgSubComponent | GWh | NPgY | FERRYBRIDGE A | I&C Baseline Demand Consumption (GWh) | FERRA2 | 309.0874 | 307.2714 | 305.2115 | 303.1429 | 301.0528 | 298.937 | 296.7911 | 294.6182 | 292.4176 | 290.19 | 287.9346 | 285.6494 | 286.0823 | 286.5377 | 287.0169 | 287.5159 | 288.0332 | 288.5725 | 289.1384 | 289.7336 | 290.3504 | 290.9875 | 291.645 | 292.3235 | 293.021 | 293.8099 | 294.583 | 295.3834 | 296.2114 | 297.0673 | 297.9515 | 298.8641 | NPgY | GSP | NG FES - Consumer Transformation | I&C Baseline Demand Consumption (GWh)
NG FES - Consumer Transformation | Dem_BB08b_NPgSubComponent | GWh | NPgY | FERRYBRIDGE B | I&C Baseline Demand Consumption (GWh) | FERRB9 | 1041.061 | 1032.9477 | 1023.8233 | 1014.6699 | 1005.4602 | 996.1737 | 986.7957 | 977.3337 | 967.7892 | 958.1667 | 948.4629 | 938.6736 | 938.9113 | 939.2139 | 939.5776 | 939.9951 | 940.4592 | 940.9877 | 941.5908 | 942.2771 | 943.0241 | 943.8287 | 944.6921 | 945.6169 | 946.598 | 947.8023 | 948.9821 | 950.2373 | 951.5686 | 952.9769 | 954.4627 | 956.027 | NPgY | GSP | NG FES - Consumer Transformation | I&C Baseline Demand Consumption (GWh)
NG FES - Consumer Transformation | Dem_BB08b_NPgSubComponent | GWh | NPgY | GRIMSBY WEST | I&C Baseline Demand Consumption (GWh) | GRIW_1 | 694.4869 | 687.6795 | 680.1205 | 672.5556 | 664.9797 | 657.3896 | 649.7846 | 642.1672 | 634.5363 | 626.8931 | 619.2376 | 611.5699 | 609.8608 | 608.1638 | 606.4807 | 604.8114 | 603.1536 | 601.5095 | 599.88 | 598.266 | 596.6656 | 595.0781 | 593.5042 | 591.9441 | 590.3974 | 588.8629 | 587.343 | 585.8367 | 584.3441 | 582.865 | 581.3997 | 579.9481 | NPgY | GSP | NG FES - Consumer Transformation | I&C Baseline Demand Consumption (GWh)
NG FES - Consumer Transformation | Dem_BB08b_NPgSubComponent | GWh | NPgY | JORDANTHORPE | I&C Baseline Demand Consumption (GWh) | JORD_3 | 128.0518 | 127.4284 | 126.7335 | 126.0383 | 125.3405 | 124.64 | 123.9354 | 123.2276 | 122.5158 | 121.8007 | 121.0814 | 120.3581 | 120.2917 | 120.2288 | 120.1684 | 120.1108 | 120.0564 | 120.0046 | 119.9573 | 119.9133 | 119.8722 | 119.8341 | 119.799 | 119.7673 | 119.7386 | 119.7138 | 119.6917 | 119.673 | 119.6575 | 119.6454 | 119.6366 | 119.6312 | NPgY | GSP | NG FES - Consumer Transformation | I&C Baseline Demand Consumption (GWh)
NG FES - Consumer Transformation | Dem_BB08b_NPgSubComponent | GWh | NPgY | KEADBY | I&C Baseline Demand Consumption (GWh) | KEAD_YEDL | 1770.4858 | 1764.3222 | 1757.343 | 1750.2983 | 1743.1287 | 1735.8021 | 1728.2988 | 1720.6427 | 1712.8169 | 1704.8487 | 1696.7214 | 1688.4335 | 1690.6903 | 1693.0035 | 1695.3908 | 1697.8477 | 1700.3509 | 1702.9371 | 1705.6054 | 1708.3681 | 1711.2048 | 1714.1128 | 1717.0989 | 1720.1698 | 1723.3177 | 1726.5598 | 1729.8765 | 1733.2765 | 1736.7608 | 1740.3301 | 1743.9853 | 1747.7272 | NPgY | GSP | NG FES - Consumer Transformation | I&C Baseline Demand Consumption (GWh)
NG FES - Consumer Transformation | Dem_BB08b_NPgSubComponent | GWh | NPgY | KIRKSTALL B | I&C Baseline Demand Consumption (GWh) | KIRKB1 | 769.5021 | 761.137 | 751.8626 | 742.5883 | 733.3139 | 724.0396 | 714.7652 | 705.4908 | 696.2165 | 686.9421 | 677.6678 | 668.3934 | 665.9041 | 663.4252 | 660.9566 | 658.4983 | 656.0503 | 653.6125 | 651.1849 | 648.7674 | 646.36 | 643.9626 | 641.5753 | 639.1979 | 636.8305 | 634.4729 | 632.1252 | 629.7872 | 627.459 | 625.1406 | 622.8318 | 620.5327 | NPgY | GSP | NG FES - Consumer Transformation | I&C Baseline Demand Consumption (GWh)
NG FES - Consumer Transformation | Dem_BB08b_NPgSubComponent | GWh | NPgY | NEEPSEND | I&C Baseline Demand Consumption (GWh) | NEEP_3 | 204.6089 | 202.155 | 199.4343 | 196.7136 | 193.993 | 191.2723 | 188.5516 | 185.8309 | 183.1103 | 180.3896 | 177.6689 | 174.9482 | 174.218 | 173.4908 | 172.7666 | 172.0454 | 171.3273 | 170.6122 | 169.9 | 169.1908 | 168.4846 | 167.7813 | 167.081 | 166.3836 | 165.6891 | 164.9975 | 164.3088 | 163.6229 | 162.9399 | 162.2598 | 161.5825 | 160.908 | NPgY | GSP | NG FES - Consumer Transformation | I&C Baseline Demand Consumption (GWh)
NG FES - Consumer Transformation | Dem_BB08b_NPgSubComponent | GWh | NPgY | NORTON LEES | I&C Baseline Demand Consumption (GWh) | NORL_3 | 89.8117 | 88.7346 | 87.5403 | 86.3461 | 85.1519 | 83.9577 | 82.7634 | 81.5692 | 80.375 | 79.1808 | 77.9866 | 76.7923 | 76.4718 | 76.1526 | 75.8347 | 75.5182 | 75.203 | 74.8891 | 74.5765 | 74.2652 | 73.9552 | 73.6465 | 73.3391 | 73.0329 | 72.7281 | 72.4245 | 72.1222 | 71.8212 | 71.5214 | 71.2228 | 70.9255 | 70.6295 | NPgY | GSP | NG FES - Consumer Transformation | I&C Baseline Demand Consumption (GWh)
NG FES - Consumer Transformation | Dem_BB08b_NPgSubComponent | GWh | NPgY | PITSMOOR 3/4 | I&C Baseline Demand Consumption (GWh) | PITS_BB_B | 163.3102 | 161.6611 | 159.8326 | 158.0041 | 156.1756 | 154.3469 | 152.5181 | 150.6891 | 148.8601 | 147.0309 | 145.2017 | 143.3723 | 142.8851 | 142.4001 | 141.9173 | 141.4365 | 140.9578 | 140.4812 | 140.0067 | 139.5343 | 139.064 | 138.5957 | 138.1295 | 137.6653 | 137.2032 | 136.7431 | 136.285 | 135.8289 | 135.3748 | 134.9227 | 134.4726 | 134.0245 | NPgY | GSP | NG FES - Consumer Transformation | I&C Baseline Demand Consumption (GWh)
NG FES - Consumer Transformation | Dem_BB08b_NPgSubComponent | GWh | NPgY | SALTEND NORTH | I&C Baseline Demand Consumption (GWh) | SALT_1 | 289.9712 | 287.8965 | 285.574 | 283.251 | 280.9111 | 278.5426 | 276.1463 | 273.7218 | 271.264 | 268.776 | 266.2627 | 263.7163 | 263.8331 | 263.9603 | 264.1017 | 264.2554 | 264.4193 | 264.5933 | 264.7814 | 264.987 | 265.2113 | 265.4498 | 265.704 | 265.9754 | 266.2637 | 266.5447 | 266.856 | 267.1826 | 267.5246 | 267.8822 | 268.2555 | 268.6446 | NPgY | GSP | NG FES - Consumer Transformation | I&C Baseline Demand Consumption (GWh)
NG FES - Consumer Transformation | Dem_BB08b_NPgSubComponent | GWh | NPgY | SHEFFIELD CITY | I&C Baseline Demand Consumption (GWh) | SHEC_3 | 320.588 | 316.743 | 312.4802 | 308.2174 | 303.9545 | 299.6917 | 295.4288 | 291.166 | 286.9031 | 282.6403 | 278.3774 | 274.1146 | 272.9704 | 271.831 | 270.6963 | 269.5664 | 268.4412 | 267.3207 | 266.2049 | 265.0937 | 263.9872 | 262.8853 | 261.788 | 260.6952 | 259.6071 | 258.5234 | 257.4443 | 256.3697 | 255.2996 | 254.234 | 253.1728 | 252.116 | NPgY | GSP | NG FES - Consumer Transformation | I&C Baseline Demand Consumption (GWh)
NG FES - Consumer Transformation | Dem_BB08b_NPgSubComponent | GWh | NPgY | SKELTON GRANGE | I&C Baseline Demand Consumption (GWh) | SKLGB1 | 1861.1684 | 1839.6672 | 1815.8021 | 1791.9335 | 1768.0515 | 1744.155 | 1720.2415 | 1696.3134 | 1672.3693 | 1648.4092 | 1624.4323 | 1600.438 | 1594.6395 | 1588.8806 | 1583.1629 | 1577.4834 | 1571.8407 | 1566.2368 | 1560.6749 | 1555.1562 | 1549.676 | 1544.2335 | 1538.8284 | 1533.4611 | 1528.1298 | 1522.8816 | 1517.6471 | 1512.454 | 1507.3024 | 1502.1924 | 1497.1241 | 1492.0976 | NPgY | GSP | NG FES - Consumer Transformation | I&C Baseline Demand Consumption (GWh)
NG FES - Consumer Transformation | Dem_BB08b_NPgSubComponent | GWh | NPgY | TEMPLEBOROUGH 275/33KV | I&C Baseline Demand Consumption (GWh) | TEMP_3 | 49.1284 | 48.8346 | 48.5026 | 48.1676 | 47.8288 | 47.482 | 47.1278 | 46.7676 | 46.4 | 46.0255 | 45.6448 | 45.2579 | 45.3851 | 45.5172 | 45.6544 | 45.7967 | 45.9427 | 46.0943 | 46.2522 | 46.4166 | 46.5861 | 46.7603 | 46.9391 | 47.1229 | 47.3113 | 47.5048 | 47.7036 | 47.9075 | 48.1166 | 48.331 | 48.5506 | 48.7756 | NPgY | GSP | NG FES - Consumer Transformation | I&C Baseline Demand Consumption (GWh)
NG FES - Consumer Transformation | Dem_BB08b_NPgSubComponent | GWh | NPgY | THURCROFT | I&C Baseline Demand Consumption (GWh) | THUR_6 | 370.561 | 368.1058 | 365.3383 | 362.5538 | 359.7396 | 356.8769 | 353.968 | 351.0208 | 348.0266 | 344.9904 | 341.9162 | 338.7999 | 339.3855 | 340.0005 | 340.6463 | 341.3217 | 342.0207 | 342.7511 | 343.519 | 344.3262 | 345.1632 | 346.0282 | 346.9218 | 347.8446 | 348.7948 | 349.7911 | 350.8102 | 351.8612 | 352.9442 | 354.0598 | 355.2082 | 356.3897 | NPgY | GSP | NG FES - Consumer Transformation | I&C Baseline Demand Consumption (GWh)
NG FES - Consumer Transformation | Dem_BB08b_NPgSubComponent | GWh | NPgY | WEST MELTON / THORPE MARSH | I&C Baseline Demand Consumption (GWh) | WMEL_THOM | 2059.754 | 2045.2949 | 2028.9934 | 2012.6086 | 1996.0432 | 1979.2086 | 1962.118 | 1944.8155 | 1927.2537 | 1909.4643 | 1891.4813 | 1873.2734 | 1876.0155 | 1878.9092 | 1881.9715 | 1885.1915 | 1888.5474 | 1892.0658 | 1895.7758 | 1899.6985 | 1903.7796 | 1908.008 | 1912.3841 | 1916.9094 | 1921.5758 | 1926.5347 | 1931.584 | 1936.8029 | 1942.1928 | 1947.7556 | 1953.493 | 1959.4066 | NPgY | GSP | NG FES - Consumer Transformation | I&C Baseline Demand Consumption (GWh)
NG FES - Consumer Transformation | Dem_BB08b_NPgSubComponent | GWh | NPgY | WEST MELTON SECTION 3 | I&C Baseline Demand Consumption (GWh) | WMEL_BB3 | 627.8583 | 625.2827 | 622.3696 | 619.4437 | 616.4857 | 613.4875 | 610.4466 | 607.3687 | 604.2522 | 601.0983 | 597.9056 | 594.6708 | 595.2584 | 595.8774 | 596.5333 | 597.2185 | 597.9307 | 598.6733 | 599.4537 | 600.274 | 601.1247 | 602.003 | 602.9087 | 603.8427 | 604.8031 | 605.87 | 606.9254 | 608.0166 | 609.144 | 610.308 | 611.509 | 612.7474 | NPgY | GSP | NG FES - Consumer Transformation | I&C Baseline Demand Consumption (GWh)
NG FES - Consumer Transformation | Dem_BB08b_NPgSubComponent | GWh | NPgY | WINCOBANK | I&C Baseline Demand Consumption (GWh) | WIBA_3 | 146.3274 | 144.8244 | 143.1531 | 141.4792 | 139.8023 | 138.1188 | 136.4293 | 134.7349 | 133.0345 | 131.3285 | 129.6175 | 127.9013 | 127.629 | 127.3622 | 127.1011 | 126.8458 | 126.5951 | 126.3505 | 126.1125 | 125.8813 | 125.6558 | 125.4357 | 125.2209 | 125.0116 | 124.8076 | 124.6092 | 124.4166 | 124.2297 | 124.0484 | 123.873 | 123.7033 | 123.5394 | NPgY | GSP | NG FES - Consumer Transformation | I&C Baseline Demand Consumption (GWh)
NG FES - Leading the Way | Dem_BB08a_NPgSubComponent | GWh | NPgN | BLYTH 66kV | Domestic Baseline Demand Consumption (GWh) | BLYTB1 | 357.767 | 357.2895 | 339.9408 | 306.6141 | 284.8486 | 274.8849 | 267.0751 | 260.6192 | 254.8763 | 249.824 | 245.9633 | 243.0353 | 241.2161 | 239.4553 | 237.7197 | 236.1356 | 235.0181 | 233.9947 | 233.019 | 232.0542 | 231.0438 | 230.1856 | 229.7456 | 229.3577 | 228.9746 | 228.6268 | 228.1514 | 227.4802 | 227.2478 | 227.0306 | 226.8117 | 226.6001 | NPgN | GSP | NG FES - Leading the Way | Domestic Baseline Demand Consumption (GWh)
NG FES - Leading the Way | Dem_BB08a_NPgSubComponent | GWh | NPgN | BLYTH 132kV | Domestic Baseline Demand Consumption (GWh) | BLYTH132 | 97.0058 | 97.0046 | 92.2022 | 82.7808 | 76.6983 | 74.023 | 71.9676 | 70.3003 | 68.8366 | 67.5693 | 66.6437 | 65.9843 | 65.6169 | 65.265 | 64.9196 | 64.6164 | 64.447 | 64.3174 | 64.1809 | 64.047 | 63.8997 | 63.7957 | 63.8117 | 63.8437 | 63.8773 | 63.9209 | 63.9272 | 63.876 | 63.9504 | 64.0298 | 64.1079 | 64.188 | NPgN | GSP | NG FES - Leading the Way | Domestic Baseline Demand Consumption (GWh)
NG FES - Leading the Way | Dem_BB08a_NPgSubComponent | GWh | NPgN | FOURSTONES | Domestic Baseline Demand Consumption (GWh) | FOUR_1 | 29.8241 | 29.9069 | 28.5277 | 25.7591 | 23.9933 | 23.25 | 22.6919 | 22.249 | 21.8661 | 21.5408 | 21.317 | 21.1717 | 21.1218 | 21.076 | 21.0318 | 20.9998 | 21.0076 | 21.0333 | 21.0541 | 21.0752 | 21.0923 | 21.1227 | 21.1892 | 21.261 | 21.3331 | 21.4077 | 21.4706 | 21.516 | 21.5974 | 21.6806 | 21.7634 | 21.8468 | NPgN | GSP | NG FES - Leading the Way | Domestic Baseline Demand Consumption (GWh)
NG FES - Leading the Way | Dem_BB08a_NPgSubComponent | GWh | NPgN | HARTMOOR | Domestic Baseline Demand Consumption (GWh) | HARM_6 | 177.2975 | 177.0765 | 168.1293 | 150.8991 | 139.6629 | 134.5456 | 130.5454 | 127.2476 | 124.32 | 121.7509 | 119.8002 | 118.3336 | 117.3936 | 116.4843 | 115.5879 | 114.77 | 114.1939 | 113.6647 | 113.1461 | 112.6337 | 112.0976 | 111.639 | 111.3964 | 111.1803 | 110.9673 | 110.7742 | 110.5154 | 110.1549 | 110.0248 | 109.9028 | 109.779 | 109.659 | NPgN | GSP | NG FES - Leading the Way | Domestic Baseline Demand Consumption (GWh)
NG FES - Leading the Way | Dem_BB08a_NPgSubComponent | GWh | NPgN | HAWTHORN PIT GRID | Domestic Baseline Demand Consumption (GWh) | HAWP_6 | 221.6527 | 221.3482 | 210.3755 | 189.2472 | 175.4619 | 169.1752 | 164.2565 | 160.1979 | 156.5921 | 153.425 | 151.0154 | 149.1989 | 148.0535 | 146.9452 | 145.8525 | 144.8558 | 144.1558 | 143.5144 | 142.8928 | 142.2784 | 141.6347 | 141.0867 | 140.8041 | 140.5543 | 140.3079 | 140.0848 | 139.7808 | 139.3517 | 139.2041 | 139.0662 | 138.9265 | 138.7913 | NPgN | GSP | NG FES - Leading the Way | Domestic Baseline Demand Consumption (GWh)
NG FES - Leading the Way | Dem_BB08a_NPgSubComponent | GWh | NPgN | KNARESBOROUGH | Domestic Baseline Demand Consumption (GWh) | KNARE_111 | 256.0801 | 255.4817 | 243.0555 | 219.1797 | 203.6052 | 196.4962 | 190.9333 | 186.3422 | 182.2632 | 178.6796 | 175.9495 | 173.8867 | 172.6177 | 171.3909 | 170.1825 | 169.0828 | 168.3169 | 167.6213 | 166.9584 | 166.3036 | 165.6169 | 165.0394 | 164.7605 | 164.5194 | 164.282 | 164.0696 | 163.7666 | 163.3243 | 163.1937 | 163.0743 | 162.9539 | 162.839 | NPgN | GSP | NG FES - Leading the Way | Domestic Baseline Demand Consumption (GWh)
NG FES - Leading the Way | Dem_BB08a_NPgSubComponent | GWh | NPgN | LACKENBY | Domestic Baseline Demand Consumption (GWh) | LACK_6 | 302.8518 | 301.6686 | 286.3705 | 256.8755 | 237.6546 | 228.9215 | 222.1028 | 216.4879 | 211.507 | 207.1404 | 203.8332 | 201.3552 | 199.7704 | 198.238 | 196.7278 | 195.3516 | 194.3897 | 193.5096 | 192.6435 | 191.7881 | 190.8918 | 190.1282 | 189.7344 | 189.3864 | 189.0435 | 188.7349 | 188.3137 | 187.7181 | 187.5176 | 187.3307 | 187.1408 | 186.9572 | NPgN | GSP | NG FES - Leading the Way | Domestic Baseline Demand Consumption (GWh)
NG FES - Leading the Way | Dem_BB08a_NPgSubComponent | GWh | NPgN | NORTON | Domestic Baseline Demand Consumption (GWh) | NORT_1 | 757.334 | 755.8717 | 718.247 | 645.6999 | 598.4343 | 576.9687 | 560.2118 | 546.4141 | 534.1747 | 523.4438 | 515.316 | 509.2244 | 505.4175 | 501.7381 | 498.1133 | 494.818 | 492.5408 | 490.4758 | 488.4649 | 486.4791 | 484.3934 | 482.6368 | 481.7904 | 481.058 | 480.3375 | 479.6975 | 478.78 | 477.4342 | 477.0516 | 476.7028 | 476.3479 | 476.0086 | NPgN | GSP | NG FES - Leading the Way | Domestic Baseline Demand Consumption (GWh)
NG FES - Leading the Way | Dem_BB08a_NPgSubComponent | GWh | NPgN | OFFERTON | Domestic Baseline Demand Consumption (GWh) | OFFE_3 | 120.8013 | 120.5573 | 114.5458 | 102.9798 | 95.4322 | 91.9874 | 89.2915 | 87.0664 | 85.0894 | 83.3527 | 82.0305 | 81.0329 | 80.399 | 79.7856 | 79.1809 | 78.6288 | 78.2388 | 77.8802 | 77.5323 | 77.1884 | 76.8285 | 76.5209 | 76.3583 | 76.2136 | 76.0708 | 75.9409 | 75.767 | 75.5248 | 75.4367 | 75.3538 | 75.27 | 75.1887 | NPgN | GSP | NG FES - Leading the Way | Domestic Baseline Demand Consumption (GWh)
NG FES - Leading the Way | Dem_BB08a_NPgSubComponent | GWh | NPgN | OSBALDWICK | Domestic Baseline Demand Consumption (GWh) | OSBA_1 | 490.1492 | 489.9226 | 465.808 | 419.4193 | 389.1624 | 375.3655 | 364.5736 | 355.6708 | 347.7629 | 340.8183 | 335.5348 | 331.5506 | 329.0671 | 326.6655 | 324.2992 | 322.1438 | 320.6382 | 319.2654 | 317.9441 | 316.6388 | 315.2703 | 314.1128 | 313.5366 | 313.0331 | 312.5369 | 312.091 | 311.4683 | 310.5733 | 310.2901 | 310.0283 | 309.7637 | 309.5092 | NPgN | GSP | NG FES - Leading the Way | Domestic Baseline Demand Consumption (GWh)
NG FES - Leading the Way | Dem_BB08a_NPgSubComponent | GWh | NPgN | POPPLETON | Domestic Baseline Demand Consumption (GWh) | POPP_3 | 86.3552 | 86.5275 | 82.303 | 74.1916 | 68.8934 | 66.4669 | 64.5646 | 62.9918 | 61.5927 | 60.3618 | 59.4209 | 58.707 | 58.2603 | 57.8279 | 57.4017 | 57.0123 | 56.7365 | 56.4829 | 56.2408 | 56.0013 | 55.7509 | 55.5373 | 55.4255 | 55.3262 | 55.2281 | 55.1387 | 55.0184 | 54.8505 | 54.7895 | 54.7322 | 54.6745 | 54.6185 | NPgN | GSP | NG FES - Leading the Way | Domestic Baseline Demand Consumption (GWh)
NG FES - Leading the Way | Dem_BB08a_NPgSubComponent | GWh | NPgN | SALTHOLME | Domestic Baseline Demand Consumption (GWh) | SALH_1 | 4.3896 | 4.3831 | 4.1619 | 3.7366 | 3.459 | 3.3323 | 3.2331 | 3.1513 | 3.0785 | 3.0147 | 2.966 | 2.9293 | 2.9057 | 2.8829 | 2.8603 | 2.8397 | 2.8251 | 2.8116 | 2.7984 | 2.7854 | 2.7718 | 2.7601 | 2.7538 | 2.748 | 2.7424 | 2.7373 | 2.7305 | 2.7212 | 2.7177 | 2.7143 | 2.7108 | 2.7075 | NPgN | GSP | NG FES - Leading the Way | Domestic Baseline Demand Consumption (GWh)
NG FES - Leading the Way | Dem_BB08a_NPgSubComponent | GWh | NPgN | SOUTH SHIELDS | Domestic Baseline Demand Consumption (GWh) | SSHI_3 | 109.333 | 109.0872 | 103.6484 | 93.1969 | 86.3743 | 83.2557 | 80.8134 | 78.7965 | 77.0038 | 75.4282 | 74.227 | 73.3187 | 72.7402 | 72.1802 | 71.6282 | 71.1238 | 70.7658 | 70.4359 | 70.1163 | 69.8005 | 69.4704 | 69.1876 | 69.0355 | 68.8996 | 68.7655 | 68.6431 | 68.4809 | 68.2574 | 68.1727 | 68.0928 | 68.0121 | 67.9336 | NPgN | GSP | NG FES - Leading the Way | Domestic Baseline Demand Consumption (GWh)
NG FES - Leading the Way | Dem_BB08a_NPgSubComponent | GWh | NPgN | SPADEADAM | Domestic Baseline Demand Consumption (GWh) | KIELD01 and SPAD20 | 12.7888 | 12.8004 | 12.1822 | 10.9602 | 10.1747 | 9.8342 | 9.5747 | 9.3656 | 9.183 | 9.0259 | 8.9132 | 8.8351 | 8.7963 | 8.7596 | 8.7236 | 8.693 | 8.6799 | 8.6729 | 8.6646 | 8.6566 | 8.6468 | 8.6427 | 8.6543 | 8.6681 | 8.682 | 8.6972 | 8.7075 | 8.7102 | 8.729 | 8.7485 | 8.7679 | 8.7875 | NPgN | GSP | NG FES - Leading the Way | Domestic Baseline Demand Consumption (GWh)
NG FES - Leading the Way | Dem_BB08a_NPgSubComponent | GWh | NPgN | SPENNYMOOR | Domestic Baseline Demand Consumption (GWh) | SPEN_1 | 470.4457 | 470.0282 | 446.1085 | 399.9085 | 369.829 | 356.206 | 345.586 | 336.8537 | 329.1154 | 322.3398 | 317.2257 | 313.4118 | 310.9828 | 308.6353 | 306.3221 | 304.2189 | 302.7653 | 301.4434 | 300.1347 | 298.8427 | 297.4862 | 296.3376 | 295.769 | 295.2723 | 294.7838 | 294.3491 | 293.7376 | 292.8519 | 292.5865 | 292.3428 | 292.0937 | 291.8543 | NPgN | GSP | NG FES - Leading the Way | Domestic Baseline Demand Consumption (GWh)
NG FES - Leading the Way | Dem_BB08a_NPgSubComponent | GWh | NPgN | STELLA NORTH | Domestic Baseline Demand Consumption (GWh) | STEN_1 | 465.6749 | 465.4663 | 445.3966 | 407.3155 | 382.2775 | 370.547 | 361.2455 | 353.4699 | 346.4982 | 340.3038 | 335.4517 | 331.6486 | 329.4608 | 327.3384 | 325.2457 | 323.3265 | 321.9351 | 320.6629 | 319.5527 | 318.4514 | 317.3015 | 316.3331 | 315.8429 | 315.4145 | 314.9885 | 314.5912 | 314.0479 | 313.2863 | 312.9973 | 312.725 | 312.4579 | 312.2003 | NPgN | GSP | NG FES - Leading the Way | Domestic Baseline Demand Consumption (GWh)
NG FES - Leading the Way | Dem_BB08a_NPgSubComponent | GWh | NPgN | STELLA SOUTH | Domestic Baseline Demand Consumption (GWh) | STES_1 | 278.5375 | 278.1505 | 264.0927 | 236.9818 | 219.3183 | 211.2977 | 205.0372 | 199.8832 | 195.3121 | 191.3054 | 188.2725 | 186.0015 | 184.5573 | 183.161 | 181.7852 | 180.5325 | 179.6606 | 178.8649 | 178.0831 | 177.311 | 176.5013 | 175.8139 | 175.4664 | 175.1611 | 174.8606 | 174.5911 | 174.2182 | 173.685 | 173.5143 | 173.3562 | 173.1953 | 173.0402 | NPgN | GSP | NG FES - Leading the Way | Domestic Baseline Demand Consumption (GWh)
NG FES - Leading the Way | Dem_BB08a_NPgSubComponent | GWh | NPgN | TYNEMOUTH | Domestic Baseline Demand Consumption (GWh) | TYNE_1 | 352.3598 | 352.4788 | 336.0166 | 304.5637 | 283.968 | 274.4506 | 266.956 | 260.7331 | 255.1804 | 250.2764 | 246.4907 | 243.58 | 241.8089 | 240.0931 | 238.4015 | 236.8533 | 235.7433 | 234.7229 | 233.7792 | 232.8452 | 231.8694 | 231.0392 | 230.6028 | 230.216 | 229.8331 | 229.4803 | 229.0077 | 228.3527 | 228.1031 | 227.8675 | 227.6324 | 227.4046 | NPgN | GSP | NG FES - Leading the Way | Domestic Baseline Demand Consumption (GWh)
NG FES - Leading the Way | Dem_BB08a_NPgSubComponent | GWh | NPgN | WEST BOLDON | Domestic Baseline Demand Consumption (GWh) | WBOL_6 | 475.4432 | 474.6726 | 452.2726 | 409.361 | 381.2888 | 368.3655 | 358.2067 | 349.7854 | 342.2791 | 335.6588 | 330.5681 | 326.6744 | 324.2969 | 321.9941 | 319.7239 | 317.6488 | 316.1735 | 314.8222 | 313.5592 | 312.3093 | 311.0014 | 309.8914 | 309.3203 | 308.8168 | 308.3187 | 307.8631 | 307.243 | 306.3718 | 306.0591 | 305.7657 | 305.472 | 305.1879 | NPgN | GSP | NG FES - Leading the Way | Domestic Baseline Demand Consumption (GWh)
NG FES - Leading the Way | Dem_BB08a_NPgSubComponent | GWh | NPgY | BRADFORD WEST | Domestic Baseline Demand Consumption (GWh) | BRAW_1 | 871.0565 | 871.2731 | 829.9923 | 750.8689 | 699.1424 | 675.3745 | 656.7096 | 641.2521 | 627.4837 | 615.3505 | 606.0386 | 598.9337 | 594.603 | 590.4107 | 586.2786 | 582.5064 | 579.8395 | 577.4009 | 575.1199 | 572.8636 | 570.5008 | 568.5025 | 567.4965 | 566.6152 | 565.7441 | 564.9517 | 563.8568 | 562.2998 | 561.7712 | 561.2782 | 560.7843 | 560.3082 | NPgY | GSP | NG FES - Leading the Way | Domestic Baseline Demand Consumption (GWh)
NG FES - Leading the Way | Dem_BB08a_NPgSubComponent | GWh | NPgY | CAMBLESFORTH | Domestic Baseline Demand Consumption (GWh) | CAMB_01 | 55.5651 | 55.5764 | 52.8137 | 47.4507 | 43.9683 | 42.4055 | 41.1924 | 40.1989 | 39.3209 | 38.5544 | 37.9812 | 37.559 | 37.3043 | 37.0587 | 36.8171 | 36.5996 | 36.4578 | 36.3342 | 36.2116 | 36.0906 | 35.9621 | 35.858 | 35.8217 | 35.794 | 35.7672 | 35.7463 | 35.7046 | 35.6307 | 35.6283 | 35.6285 | 35.6282 | 35.629 | NPgY | GSP | NG FES - Leading the Way | Domestic Baseline Demand Consumption (GWh)
NG FES - Leading the Way | Dem_BB08a_NPgSubComponent | GWh | NPgY | CREYKE BECK | Domestic Baseline Demand Consumption (GWh) | CREB_1 | 798.4454 | 796.7222 | 758.3503 | 684.5287 | 636.3693 | 614.3973 | 597.2035 | 583.0118 | 570.4004 | 559.3184 | 550.8771 | 544.5006 | 540.617 | 536.862 | 533.1625 | 529.7981 | 527.4679 | 525.3608 | 523.3584 | 521.3793 | 519.2999 | 517.5591 | 516.7455 | 516.0491 | 515.3631 | 514.7532 | 513.8599 | 512.5327 | 512.1723 | 511.8459 | 511.5166 | 511.2035 | NPgY | GSP | NG FES - Leading the Way | Domestic Baseline Demand Consumption (GWh)
NG FES - Leading the Way | Dem_BB08a_NPgSubComponent | GWh | NPgY | DRAX | Domestic Baseline Demand Consumption (GWh) | DRAX_YEDL | 73.424 | 73.6821 | 70.0054 | 62.8587 | 58.2227 | 56.1486 | 54.5414 | 53.2273 | 52.0671 | 51.0558 | 50.3024 | 49.7501 | 49.4191 | 49.1002 | 48.7866 | 48.5052 | 48.3247 | 48.1693 | 48.0137 | 47.8604 | 47.6971 | 47.5663 | 47.5258 | 47.497 | 47.4694 | 47.4496 | 47.4021 | 47.3117 | 47.3165 | 47.3249 | 47.3325 | 47.3416 | NPgY | GSP | NG FES - Leading the Way | Domestic Baseline Demand Consumption (GWh)
NG FES - Leading the Way | Dem_BB08a_NPgSubComponent | GWh | NPgY | ELLAND | Domestic Baseline Demand Consumption (GWh) | ELLA_1 | 666.2071 | 666.9666 | 635.216 | 574.3421 | 534.5481 | 516.269 | 501.9165 | 490.0323 | 479.4478 | 470.122 | 462.9677 | 457.5125 | 454.1706 | 450.9352 | 447.7459 | 444.8335 | 442.7719 | 440.8831 | 439.1107 | 437.3576 | 435.5221 | 433.9665 | 433.1744 | 432.4779 | 431.7893 | 431.1621 | 430.3021 | 429.0861 | 428.6638 | 428.2688 | 427.8726 | 427.4899 | NPgY | GSP | NG FES - Leading the Way | Domestic Baseline Demand Consumption (GWh)
NG FES - Leading the Way | Dem_BB08a_NPgSubComponent | GWh | NPgY | FERRYBRIDGE A | Domestic Baseline Demand Consumption (GWh) | FERRA2 | 187.1391 | 187.1812 | 177.8194 | 159.7555 | 147.9847 | 142.6394 | 138.4663 | 135.0299 | 131.9812 | 129.3082 | 127.284 | 125.7674 | 124.8127 | 123.8896 | 122.9799 | 122.1521 | 121.5783 | 121.0564 | 120.5459 | 120.0415 | 119.5119 | 119.0641 | 118.8433 | 118.6507 | 118.4611 | 118.2918 | 118.0531 | 117.7073 | 117.6028 | 117.5068 | 117.4089 | 117.3149 | NPgY | GSP | NG FES - Leading the Way | Domestic Baseline Demand Consumption (GWh)
NG FES - Leading the Way | Dem_BB08a_NPgSubComponent | GWh | NPgY | FERRYBRIDGE B | Domestic Baseline Demand Consumption (GWh) | FERRB9 | 450.2515 | 450.2644 | 429.2402 | 388.8985 | 362.5287 | 350.4222 | 340.9171 | 333.046 | 326.0347 | 319.8557 | 315.1154 | 311.5001 | 309.3359 | 307.2412 | 305.1765 | 303.2948 | 301.9776 | 300.7824 | 299.6731 | 298.5753 | 297.4229 | 296.4574 | 295.9995 | 295.6058 | 295.2167 | 294.8663 | 294.3604 | 293.6176 | 293.3981 | 293.1968 | 292.9953 | 292.8028 | NPgY | GSP | NG FES - Leading the Way | Domestic Baseline Demand Consumption (GWh)
NG FES - Leading the Way | Dem_BB08a_NPgSubComponent | GWh | NPgY | GRIMSBY WEST | Domestic Baseline Demand Consumption (GWh) | GRIW_1 | 271.6324 | 270.7401 | 257.3262 | 231.4859 | 214.6377 | 206.9682 | 200.9736 | 196.0318 | 191.6444 | 187.7938 | 184.8698 | 182.6707 | 181.2938 | 179.9623 | 178.6501 | 177.4554 | 176.6232 | 175.8651 | 175.1302 | 174.4042 | 173.6425 | 172.998 | 172.678 | 172.3983 | 172.1228 | 171.8757 | 171.5298 | 171.0313 | 170.8758 | 170.7322 | 170.5867 | 170.4467 | NPgY | GSP | NG FES - Leading the Way | Domestic Baseline Demand Consumption (GWh)
NG FES - Leading the Way | Dem_BB08a_NPgSubComponent | GWh | NPgY | JORDANTHORPE | Domestic Baseline Demand Consumption (GWh) | JORD_3 | 137.396 | 137.3847 | 131.5365 | 120.4375 | 113.1378 | 109.7158 | 107.0011 | 104.7306 | 102.6939 | 100.8833 | 99.4636 | 98.3495 | 97.7164 | 97.1022 | 96.4964 | 95.9411 | 95.5396 | 95.172 | 94.8556 | 94.5415 | 94.2131 | 93.9378 | 93.8021 | 93.6843 | 93.567 | 93.4576 | 93.3054 | 93.0895 | 93.0109 | 92.937 | 92.8646 | 92.795 | NPgY | GSP | NG FES - Leading the Way | Domestic Baseline Demand Consumption (GWh)
NG FES - Leading the Way | Dem_BB08a_NPgSubComponent | GWh | NPgY | KEADBY | Domestic Baseline Demand Consumption (GWh) | KEAD_YEDL | 369.7037 | 369.9573 | 351.456 | 315.4584 | 292.1128 | 281.6805 | 273.6012 | 266.998 | 261.1705 | 256.0929 | 252.3148 | 249.5514 | 247.8943 | 246.2987 | 244.7287 | 243.3212 | 242.4223 | 241.6505 | 240.8738 | 240.1084 | 239.2924 | 238.6403 | 238.4433 | 238.3051 | 238.1727 | 238.0804 | 237.8477 | 237.3986 | 237.4305 | 237.4803 | 237.5259 | 237.5789 | NPgY | GSP | NG FES - Leading the Way | Domestic Baseline Demand Consumption (GWh)
NG FES - Leading the Way | Dem_BB08a_NPgSubComponent | GWh | NPgY | KIRKSTALL B | Domestic Baseline Demand Consumption (GWh) | KIRKB1 | 446.7515 | 446.5296 | 427.032 | 389.9307 | 365.5634 | 354.1949 | 345.1973 | 337.689 | 330.9644 | 324.9983 | 320.3434 | 316.7136 | 314.6141 | 312.5779 | 310.5698 | 308.7303 | 307.4063 | 306.1923 | 305.1259 | 304.0681 | 302.9617 | 302.031 | 301.5671 | 301.1624 | 300.76 | 300.3868 | 299.8705 | 299.1398 | 298.875 | 298.626 | 298.3808 | 298.1442 | NPgY | GSP | NG FES - Leading the Way | Domestic Baseline Demand Consumption (GWh)
NG FES - Leading the Way | Dem_BB08a_NPgSubComponent | GWh | NPgY | NEEPSEND | Domestic Baseline Demand Consumption (GWh) | NEEP_3 | 190.3047 | 190.4097 | 181.9304 | 165.7694 | 155.1676 | 150.2396 | 146.3467 | 143.1041 | 140.2039 | 137.635 | 135.6385 | 134.0894 | 133.1823 | 132.3029 | 131.4359 | 130.6424 | 130.0736 | 129.553 | 129.0884 | 128.6279 | 128.1461 | 127.7404 | 127.5377 | 127.3609 | 127.1853 | 127.0233 | 126.7991 | 126.4814 | 126.3682 | 126.2619 | 126.157 | 126.0557 | NPgY | GSP | NG FES - Leading the Way | Domestic Baseline Demand Consumption (GWh)
NG FES - Leading the Way | Dem_BB08a_NPgSubComponent | GWh | NPgY | NORTON LEES | Domestic Baseline Demand Consumption (GWh) | NORL_3 | 177.3741 | 177.4669 | 169.8452 | 155.3718 | 145.8571 | 141.4028 | 137.8717 | 134.9205 | 132.2744 | 129.9236 | 128.0831 | 126.6414 | 125.8168 | 125.0168 | 124.2279 | 123.5048 | 122.9824 | 122.504 | 122.0891 | 121.6774 | 121.2471 | 120.8857 | 120.7063 | 120.5502 | 120.3949 | 120.2502 | 120.0498 | 119.7661 | 119.6623 | 119.5647 | 119.4689 | 119.3766 | NPgY | GSP | NG FES - Leading the Way | Domestic Baseline Demand Consumption (GWh)
NG FES - Leading the Way | Dem_BB08a_NPgSubComponent | GWh | NPgY | PITSMOOR 3/4 | Domestic Baseline Demand Consumption (GWh) | PITS_BB_B | 75.8302 | 75.8898 | 72.4404 | 65.8429 | 61.5207 | 59.522 | 57.9469 | 56.638 | 55.4691 | 54.4358 | 53.6369 | 53.0215 | 52.6568 | 52.3033 | 51.9547 | 51.6361 | 51.4096 | 51.2027 | 51.0145 | 50.8281 | 50.6327 | 50.4682 | 50.3868 | 50.3159 | 50.2455 | 50.1811 | 50.0912 | 49.9626 | 49.9188 | 49.878 | 49.8373 | 49.7982 | NPgY | GSP | NG FES - Leading the Way | Domestic Baseline Demand Consumption (GWh)
NG FES - Leading the Way | Dem_BB08a_NPgSubComponent | GWh | NPgY | SALTEND NORTH | Domestic Baseline Demand Consumption (GWh) | SALT_1 | 102.2171 | 101.9766 | 96.8504 | 86.9555 | 80.5118 | 77.5905 | 75.3121 | 73.4376 | 71.7758 | 70.32 | 69.2196 | 68.3974 | 67.8799 | 67.3798 | 66.887 | 66.4392 | 66.1304 | 65.8504 | 65.5755 | 65.304 | 65.0189 | 64.7784 | 64.6622 | 64.5614 | 64.4624 | 64.3745 | 64.2488 | 64.0645 | 64.0122 | 63.9646 | 63.916 | 63.8695 | NPgY | GSP | NG FES - Leading the Way | Domestic Baseline Demand Consumption (GWh)
NG FES - Leading the Way | Dem_BB08a_NPgSubComponent | GWh | NPgY | SHEFFIELD CITY | Domestic Baseline Demand Consumption (GWh) | SHEC_3 | 105.1721 | 105.2419 | 100.8892 | 92.6453 | 87.2163 | 84.6602 | 82.628 | 80.9246 | 79.3942 | 78.0311 | 76.9576 | 76.1102 | 75.6395 | 75.1826 | 74.732 | 74.3189 | 74.0199 | 73.7469 | 73.5175 | 73.2896 | 73.0512 | 72.8527 | 72.758 | 72.6768 | 72.5958 | 72.5199 | 72.4121 | 72.257 | 72.2026 | 72.1516 | 72.1021 | 72.0547 | NPgY | GSP | NG FES - Leading the Way | Domestic Baseline Demand Consumption (GWh)
NG FES - Leading the Way | Dem_BB08a_NPgSubComponent | GWh | NPgY | SKELTON GRANGE | Domestic Baseline Demand Consumption (GWh) | SKLGB1 | 1091.04 | 1091.0705 | 1042.9717 | 951.3697 | 891.2418 | 863.2403 | 841.0992 | 822.6396 | 806.1175 | 791.4708 | 780.0646 | 771.1922 | 766.0295 | 761.0235 | 756.0869 | 751.5669 | 748.3203 | 745.3455 | 742.7122 | 740.1011 | 737.3697 | 735.0707 | 733.9235 | 732.9226 | 731.928 | 731.0078 | 729.7348 | 727.9319 | 727.2839 | 726.6752 | 726.0746 | 725.4954 | NPgY | GSP | NG FES - Leading the Way | Domestic Baseline Demand Consumption (GWh)
NG FES - Leading the Way | Dem_BB08a_NPgSubComponent | GWh | NPgY | TEMPLEBOROUGH 275/33KV | Domestic Baseline Demand Consumption (GWh) | TEMP_3 | 12.4403 | 12.4224 | 11.8536 | 10.7657 | 10.0531 | 9.7239 | 9.4645 | 9.249 | 9.0567 | 8.8867 | 8.7554 | 8.6544 | 8.5941 | 8.5357 | 8.4782 | 8.4256 | 8.3881 | 8.3539 | 8.3226 | 8.2916 | 8.2592 | 8.2318 | 8.2181 | 8.2061 | 8.1943 | 8.1834 | 8.1683 | 8.1469 | 8.1395 | 8.1326 | 8.1256 | 8.119 | NPgY | GSP | NG FES - Leading the Way | Domestic Baseline Demand Consumption (GWh)
NG FES - Leading the Way | Dem_BB08a_NPgSubComponent | GWh | NPgY | THURCROFT | Domestic Baseline Demand Consumption (GWh) | THUR_6 | 308.2374 | 307.8472 | 292.4128 | 262.6428 | 243.2416 | 234.427 | 227.5439 | 221.8749 | 216.8452 | 212.4346 | 209.0931 | 206.5882 | 205.0053 | 203.4747 | 201.9662 | 200.5929 | 199.638 | 198.7675 | 197.9155 | 197.074 | 196.1909 | 195.4425 | 195.0679 | 194.7398 | 194.4165 | 194.127 | 193.7234 | 193.1433 | 192.9611 | 192.7927 | 192.6214 | 192.4564 | NPgY | GSP | NG FES - Leading the Way | Domestic Baseline Demand Consumption (GWh)
NG FES - Leading the Way | Dem_BB08a_NPgSubComponent | GWh | NPgY | WEST MELTON / THORPE MARSH | Domestic Baseline Demand Consumption (GWh) | WMEL_THOM | 582.6453 | 581.7073 | 553.0109 | 497.7509 | 461.7 | 445.2635 | 432.4053 | 421.7963 | 412.3714 | 404.0935 | 397.7964 | 393.0498 | 390.076 | 387.1991 | 384.3631 | 381.7781 | 379.9688 | 378.3155 | 376.7178 | 375.1386 | 373.4827 | 372.0779 | 371.3674 | 370.7431 | 370.1271 | 369.5718 | 368.8045 | 367.7102 | 367.3505 | 367.016 | 366.6772 | 366.3502 | NPgY | GSP | NG FES - Leading the Way | Domestic Baseline Demand Consumption (GWh)
NG FES - Leading the Way | Dem_BB08a_NPgSubComponent | GWh | NPgY | WEST MELTON SECTION 3 | Domestic Baseline Demand Consumption (GWh) | WMEL_BB3 | 590.1343 | 590.3712 | 561.6918 | 506.5464 | 470.5453 | 454.0891 | 441.1988 | 430.5498 | 421.0807 | 412.7544 | 406.4013 | 401.5922 | 398.6131 | 395.7303 | 392.8887 | 390.2976 | 388.4794 | 386.8189 | 385.233 | 383.665 | 382.0213 | 380.6293 | 379.9301 | 379.3172 | 378.7123 | 378.1657 | 377.4076 | 376.3245 | 375.9687 | 375.638 | 375.3044 | 374.9827 | NPgY | GSP | NG FES - Leading the Way | Domestic Baseline Demand Consumption (GWh)
NG FES - Leading the Way | Dem_BB08a_NPgSubComponent | GWh | NPgY | WINCOBANK | Domestic Baseline Demand Consumption (GWh) | WIBA_3 | 23.9603 | 23.9255 | 22.7357 | 20.4462 | 18.9519 | 18.2698 | 17.7358 | 17.295 | 16.9033 | 16.5592 | 16.2971 | 16.0992 | 15.9738 | 15.8523 | 15.7325 | 15.6232 | 15.546 | 15.4749 | 15.4061 | 15.338 | 15.2668 | 15.206 | 15.1738 | 15.1452 | 15.117 | 15.0913 | 15.0569 | 15.009 | 14.9915 | 14.9751 | 14.9586 | 14.9425 | NPgY | GSP | NG FES - Leading the Way | Domestic Baseline Demand Consumption (GWh)
NG FES - Leading the Way | Dem_BB006 | GWh | NPgN | BLYTH 66kV | EV - cars & vans consumption (GWh) | BLYTB1 | 1.2873 | 1.9243 | 4.2074 | 7.5862 | 12.6054 | 19.1947 | 27.9852 | 39.3051 | 53.1131 | 70.5226 | 91.6969 | 116.3938 | 143.7951 | 172.5603 | 200.8623 | 226.7431 | 247.9263 | 264.3421 | 275.9681 | 284.3636 | 290.106 | 291.5253 | 291.7964 | 291.2971 | 290.4176 | 289.1483 | 287.539 | 285.5723 | 283.2162 | 280.4322 | 277.1719 | 273.3932 | NPgN | GSP | NG FES - Leading the Way | EV - cars & vans consumption (GWh)
NG FES - Leading the Way | Dem_BB006 | GWh | NPgN | BLYTH 132kV | EV - cars & vans consumption (GWh) | BLYTH132 | 0.83083 | 1.1624 | 2.3731 | 3.9797 | 6.1184 | 8.5771 | 11.5291 | 15.3428 | 20.0212 | 25.9453 | 33.199 | 41.7507 | 51.3703 | 61.8636 | 72.4828 | 82.5061 | 90.8415 | 97.4569 | 102.2541 | 105.7051 | 108.0357 | 108.8626 | 109.2021 | 109.1457 | 108.9348 | 108.5921 | 108.1484 | 107.5974 | 106.9301 | 106.1351 | 105.1974 | 104.1047 | NPgN | GSP | NG FES - Leading the Way | EV - cars & vans consumption (GWh)
NG FES - Leading the Way | Dem_BB006 | GWh | NPgN | FOURSTONES | EV - cars & vans consumption (GWh) | FOUR_1 | 0.17524 | 0.25783 | 0.54793 | 0.95774 | 1.5374 | 2.2643 | 3.2032 | 4.4222 | 5.9243 | 7.8308 | 10.1744 | 12.9546 | 16.1061 | 19.6188 | 23.2239 | 26.6788 | 29.5716 | 31.8922 | 33.5925 | 34.8131 | 35.6324 | 35.9638 | 36.1204 | 36.1252 | 36.0768 | 35.9873 | 35.8691 | 35.7202 | 35.5381 | 35.3196 | 35.0603 | 34.7568 | NPgN | GSP | NG FES - Leading the Way | EV - cars & vans consumption (GWh)
NG FES - Leading the Way | Dem_BB006 | GWh | NPgN | HARTMOOR | EV - cars & vans consumption (GWh) | HARM_6 | 0.55513 | 0.8427 | 1.8626 | 3.392 | 5.6878 | 8.7419 | 12.8556 | 18.1602 | 24.6403 | 32.8178 | 42.7779 | 54.4223 | 67.3807 | 81.1037 | 94.6918 | 107.2086 | 117.4905 | 125.5039 | 131.2119 | 135.3295 | 138.1366 | 138.9057 | 139.107 | 138.9077 | 138.5236 | 137.9578 | 137.2377 | 136.355 | 135.2955 | 134.0416 | 132.5712 | 130.8653 | NPgN | GSP | NG FES - Leading the Way | EV - cars & vans consumption (GWh)
NG FES - Leading the Way | Dem_BB006 | GWh | NPgN | HAWTHORN PIT GRID | EV - cars & vans consumption (GWh) | HAWP_6 | 0.78901 | 1.1687 | 2.5364 | 4.5409 | 7.494 | 11.3325 | 16.4166 | 22.9599 | 30.9375 | 40.9928 | 53.2168 | 67.4633 | 83.2541 | 99.7816 | 116.0081 | 130.8096 | 142.9097 | 152.2681 | 158.8827 | 163.6611 | 166.9333 | 167.7113 | 167.8376 | 167.5346 | 167.0145 | 166.2683 | 165.3235 | 164.1698 | 162.7887 | 161.1575 | 159.248 | 157.0356 | NPgN | GSP | NG FES - Leading the Way | EV - cars & vans consumption (GWh)
NG FES - Leading the Way | Dem_BB006 | GWh | NPgN | KNARESBOROUGH | EV - cars & vans consumption (GWh) | KNARE_111 | 1.6212 | 2.3613 | 5.0122 | 8.7636 | 14.0986 | 20.7862 | 29.4142 | 40.5598 | 54.2136 | 71.4788 | 92.5762 | 117.3689 | 145.1426 | 175.1068 | 205.1826 | 233.3154 | 256.603 | 274.9636 | 288.1932 | 297.7186 | 304.1723 | 306.2786 | 307.0508 | 306.79 | 306.1045 | 305.0375 | 303.6657 | 301.9717 | 299.9277 | 297.4991 | 294.6417 | 291.3178 | NPgN | GSP | NG FES - Leading the Way | EV - cars & vans consumption (GWh)
NG FES - Leading the Way | Dem_BB006 | GWh | NPgN | LACKENBY | EV - cars & vans consumption (GWh) | LACK_6 | 0.83005 | 1.3002 | 2.9541 | 5.5197 | 9.4823 | 14.9123 | 22.3729 | 31.99 | 43.7298 | 58.5358 | 76.553 | 97.5859 | 120.9475 | 145.5549 | 169.8209 | 192.0695 | 210.3015 | 224.4592 | 234.5072 | 241.7595 | 246.7136 | 247.989 | 248.2696 | 247.8705 | 247.1455 | 246.0916 | 244.7537 | 243.1169 | 241.1546 | 238.8346 | 236.1164 | 232.9648 | NPgN | GSP | NG FES - Leading the Way | EV - cars & vans consumption (GWh)
NG FES - Leading the Way | Dem_BB006 | GWh | NPgN | NORTON | EV - cars & vans consumption (GWh) | NORT_1 | 3.077 | 4.7217 | 10.5322 | 19.3453 | 32.7028 | 50.6611 | 75.0245 | 106.4445 | 144.8276 | 193.2616 | 252.2513 | 321.2099 | 397.9401 | 479.174 | 559.5867 | 633.6373 | 694.4545 | 741.8417 | 775.5886 | 799.9325 | 816.5309 | 821.0623 | 822.2383 | 821.0517 | 818.7732 | 815.42 | 811.1531 | 805.9238 | 799.6471 | 792.2193 | 783.5094 | 773.4048 | NPgN | GSP | NG FES - Leading the Way | EV - cars & vans consumption (GWh)
NG FES - Leading the Way | Dem_BB006 | GWh | NPgN | OFFERTON | EV - cars & vans consumption (GWh) | OFFE_3 | 0.37245 | 0.56327 | 1.2404 | 2.2508 | 3.7607 | 5.7603 | 8.4452 | 11.9081 | 16.1395 | 21.4803 | 27.9876 | 35.599 | 44.0749 | 53.0678 | 61.9845 | 70.2112 | 76.9744 | 82.2517 | 86.0154 | 88.7299 | 90.5792 | 91.0962 | 91.2382 | 91.1129 | 90.8659 | 90.5003 | 90.0346 | 89.4634 | 88.7775 | 87.9654 | 87.0127 | 85.9073 | NPgN | GSP | NG FES - Leading the Way | EV - cars & vans consumption (GWh)
NG FES - Leading the Way | Dem_BB006 | GWh | NPgN | OSBALDWICK | EV - cars & vans consumption (GWh) | OSBA_1 | 3.0076 | 4.3184 | 9.0344 | 15.5557 | 24.6169 | 35.6611 | 49.6009 | 67.6213 | 89.7242 | 117.6993 | 151.9333 | 192.2562 | 237.5598 | 286.8302 | 336.5706 | 383.3946 | 422.2767 | 453.0757 | 475.3689 | 491.4086 | 502.2493 | 506.0128 | 507.5161 | 507.2094 | 506.189 | 504.5516 | 502.4352 | 499.8116 | 496.6375 | 492.8589 | 488.4051 | 483.2175 | NPgN | GSP | NG FES - Leading the Way | EV - cars & vans consumption (GWh)
NG FES - Leading the Way | Dem_BB006 | GWh | NPgN | POPPLETON | EV - cars & vans consumption (GWh) | POPP_3 | 0.49988 | 0.71178 | 1.4814 | 2.538 | 3.9976 | 5.7585 | 7.9618 | 10.8043 | 14.2831 | 18.6802 | 24.0494 | 30.3514 | 37.4007 | 44.9725 | 52.5507 | 59.6165 | 65.4569 | 70.0508 | 73.3529 | 75.7318 | 77.346 | 77.854 | 78.03 | 77.9531 | 77.7694 | 77.4875 | 77.126 | 76.6806 | 76.1438 | 75.5066 | 74.7576 | 73.8869 | NPgN | GSP | NG FES - Leading the Way | EV - cars & vans consumption (GWh)
NG FES - Leading the Way | Dem_BB006 | GWh | NPgN | SALTHOLME | EV - cars & vans consumption (GWh) | SALH_1 | 0.017908 | 0.027968 | 0.061883 | 0.11233 | 0.18687 | 0.28587 | 0.41938 | 0.59349 | 0.80902 | 1.0832 | 1.4217 | 1.8259 | 2.2877 | 2.8134 | 3.3605 | 3.8923 | 4.3404 | 4.7035 | 4.9719 | 5.1643 | 5.2927 | 5.3503 | 5.38 | 5.3841 | 5.38 | 5.3701 | 5.3567 | 5.3393 | 5.3178 | 5.2917 | 5.2605 | 5.2237 | NPgN | GSP | NG FES - Leading the Way | EV - cars & vans consumption (GWh)
NG FES - Leading the Way | Dem_BB006 | GWh | NPgN | SOUTH SHIELDS | EV - cars & vans consumption (GWh) | SSHI_3 | 0.36552 | 0.54958 | 1.2005 | 2.1602 | 3.5777 | 5.4346 | 7.9098 | 11.1069 | 15.0212 | 19.9678 | 26.007 | 33.0939 | 41.0184 | 49.5256 | 58.0328 | 65.9574 | 72.5031 | 77.6479 | 81.3438 | 84.006 | 85.8125 | 86.3778 | 86.5717 | 86.4849 | 86.2795 | 85.9652 | 85.5622 | 85.0657 | 84.4675 | 83.7576 | 82.9232 | 81.9532 | NPgN | GSP | NG FES - Leading the Way | EV - cars & vans consumption (GWh)
NG FES - Leading the Way | Dem_BB006 | GWh | NPgN | SPADEADAM | EV - cars & vans consumption (GWh) | KIELD01 and SPAD20 | 0.054835 | 0.08416 | 0.18535 | 0.3356 | 0.55806 | 0.85223 | 1.2473 | 1.76 | 2.3912 | 3.1915 | 4.1739 | 5.3368 | 6.6514 | 8.1061 | 9.5916 | 11.0074 | 12.1897 | 13.1346 | 13.8245 | 14.3199 | 14.6531 | 14.7825 | 14.8413 | 14.8402 | 14.8175 | 14.7776 | 14.7252 | 14.6596 | 14.5797 | 14.4841 | 14.3709 | 14.2385 | NPgN | GSP | NG FES - Leading the Way | EV - cars & vans consumption (GWh)
NG FES - Leading the Way | Dem_BB006 | GWh | NPgN | SPENNYMOOR | EV - cars & vans consumption (GWh) | SPEN_1 | 1.9942 | 2.9555 | 6.3911 | 11.3922 | 18.7026 | 28.1492 | 40.6132 | 56.6899 | 76.3423 | 101.1556 | 131.4041 | 166.8153 | 206.2914 | 248.3019 | 290.0531 | 328.6749 | 360.4691 | 385.3283 | 403.093 | 415.9015 | 424.6189 | 427.1335 | 427.8742 | 427.3282 | 426.2074 | 424.5351 | 422.4016 | 419.7818 | 416.6332 | 412.9033 | 408.5258 | 403.4438 | NPgN | GSP | NG FES - Leading the Way | EV - cars & vans consumption (GWh)
NG FES - Leading the Way | Dem_BB006 | GWh | NPgN | STELLA NORTH | EV - cars & vans consumption (GWh) | STEN_1 | 1.3517 | 2.0154 | 4.3623 | 7.7768 | 12.7567 | 19.1961 | 27.7004 | 38.6963 | 52.1757 | 69.2251 | 90.069 | 114.5834 | 142.0727 | 171.8171 | 201.7289 | 229.7673 | 252.9983 | 271.3426 | 284.5808 | 294.1089 | 300.5583 | 302.7121 | 303.5285 | 303.2982 | 302.6455 | 301.6186 | 300.296 | 298.6605 | 296.6851 | 294.3365 | 291.5714 | 288.3535 | NPgN | GSP | NG FES - Leading the Way | EV - cars & vans consumption (GWh)
NG FES - Leading the Way | Dem_BB006 | GWh | NPgN | STELLA SOUTH | EV - cars & vans consumption (GWh) | STES_1 | 1.2316 | 1.8051 | 3.8623 | 6.8116 | 11.0617 | 16.4649 | 23.5086 | 32.5956 | 43.7079 | 57.7431 | 74.8613 | 94.9175 | 117.2992 | 141.1872 | 164.9795 | 187.0428 | 205.2286 | 219.4742 | 229.6733 | 237.0249 | 242.0234 | 243.5071 | 243.9701 | 243.6812 | 243.0625 | 242.1318 | 240.9425 | 239.4806 | 237.7222 | 235.638 | 233.1906 | 230.3482 | NPgN | GSP | NG FES - Leading the Way | EV - cars & vans consumption (GWh)
NG FES - Leading the Way | Dem_BB006 | GWh | NPgN | TYNEMOUTH | EV - cars & vans consumption (GWh) | TYNE_1 | 1.034 | 1.5636 | 3.4447 | 6.2535 | 10.4543 | 16.0207 | 23.4973 | 33.1381 | 44.9156 | 59.7782 | 77.8816 | 99.0474 | 122.6031 | 147.5537 | 172.2627 | 195.028 | 213.7302 | 228.3081 | 238.6936 | 246.1852 | 251.2923 | 252.6944 | 253.0635 | 252.7025 | 252.0051 | 250.9774 | 249.6693 | 248.0659 | 246.141 | 243.863 | 241.1915 | 238.092 | NPgN | GSP | NG FES - Leading the Way | EV - cars & vans consumption (GWh)
NG FES - Leading the Way | Dem_BB006 | GWh | NPgN | WEST BOLDON | EV - cars & vans consumption (GWh) | WBOL_6 | 1.4647 | 2.1843 | 4.755 | 8.5334 | 14.1072 | 21.3792 | 31.0399 | 43.4943 | 58.7075 | 77.906 | 101.2909 | 128.6314 | 159.0592 | 191.2866 | 223.203 | 252.6097 | 276.7696 | 295.6021 | 309.019 | 318.6977 | 325.296 | 327.1068 | 327.5829 | 327.1154 | 326.2123 | 324.8817 | 323.1881 | 321.1121 | 318.62 | 315.6706 | 312.2119 | 308.199 | NPgN | GSP | NG FES - Leading the Way | EV - cars & vans consumption (GWh)
NG FES - Leading the Way | Dem_BB006 | GWh | NPgY | BRADFORD WEST | EV - cars & vans consumption (GWh) | BRAW_1 | 3.4172 | 6.1187 | 11.4528 | 19.7282 | 32.0268 | 48.5521 | 71.0291 | 100.3616 | 137.0992 | 184.266 | 241.8631 | 309.4884 | 385.151 | 466.5373 | 548.0076 | 623.9929 | 686.7837 | 736.1796 | 771.7036 | 797.2759 | 814.6208 | 820.1309 | 822.0731 | 821.3029 | 819.3893 | 816.4631 | 812.688 | 808.0462 | 802.4455 | 795.7912 | 787.9787 | 778.8962 | NPgY | GSP | NG FES - Leading the Way | EV - cars & vans consumption (GWh)
NG FES - Leading the Way | Dem_BB006 | GWh | NPgY | CAMBLESFORTH | EV - cars & vans consumption (GWh) | CAMB_01 | 0.38137 | 0.64559 | 1.1577 | 1.9185 | 3.006 | 4.4046 | 6.2663 | 8.6924 | 11.7281 | 15.6239 | 20.3776 | 25.9521 | 32.1795 | 38.8474 | 45.5019 | 51.6874 | 56.7909 | 60.7954 | 63.6681 | 65.7372 | 67.1428 | 67.5719 | 67.7134 | 67.6403 | 67.474 | 67.2232 | 66.9005 | 66.5045 | 66.0273 | 65.4609 | 64.7965 | 64.0247 | NPgY | GSP | NG FES - Leading the Way | EV - cars & vans consumption (GWh)
NG FES - Leading the Way | Dem_BB006 | GWh | NPgY | CREYKE BECK | EV - cars & vans consumption (GWh) | CREB_1 | 5.4361 | 8.9482 | 15.6522 | 25.3108 | 38.7088 | 55.3524 | 77.1141 | 105.4776 | 140.9852 | 186.5768 | 242.2507 | 307.6155 | 380.7502 | 459.3901 | 538.1244 | 611.5703 | 672.2814 | 720.0477 | 754.4026 | 779.1385 | 795.9192 | 801.2398 | 803.1095 | 802.3492 | 800.4728 | 797.6063 | 793.9089 | 789.3634 | 783.8791 | 777.3638 | 769.7149 | 760.8229 | NPgY | GSP | NG FES - Leading the Way | EV - cars & vans consumption (GWh)
NG FES - Leading the Way | Dem_BB006 | GWh | NPgY | DRAX | EV - cars & vans consumption (GWh) | DRAX_YEDL | 0.48672 | 0.83243 | 1.5064 | 2.5178 | 3.9779 | 5.8759 | 8.4157 | 11.7252 | 15.865 | 21.1766 | 27.6557 | 35.2492 | 43.7262 | 52.7852 | 61.8129 | 70.1906 | 77.097 | 82.5098 | 86.3878 | 89.1815 | 91.0806 | 91.65 | 91.8316 | 91.7269 | 91.4961 | 91.1502 | 90.7057 | 90.1606 | 89.5042 | 88.7254 | 87.8121 | 86.7513 | NPgY | GSP | NG FES - Leading the Way | EV - cars & vans consumption (GWh)
NG FES - Leading the Way | Dem_BB006 | GWh | NPgY | ELLAND | EV - cars & vans consumption (GWh) | ELLA_1 | 2.9748 | 5.2108 | 9.6061 | 16.3298 | 26.2047 | 39.2914 | 56.972 | 80.0234 | 108.8692 | 145.8864 | 191.0529 | 244.0143 | 303.1725 | 366.5058 | 429.6957 | 488.4137 | 536.8499 | 574.8481 | 602.1002 | 621.7281 | 635.0621 | 639.1259 | 640.4615 | 639.7665 | 638.1896 | 635.8134 | 632.757 | 629.006 | 624.4864 | 619.1225 | 612.8303 | 605.5203 | NPgY | GSP | NG FES - Leading the Way | EV - cars & vans consumption (GWh)
NG FES - Leading the Way | Dem_BB006 | GWh | NPgY | FERRYBRIDGE A | EV - cars & vans consumption (GWh) | FERRA2 | 1.2096 | 2.0078 | 3.5613 | 5.846 | 9.0882 | 13.2017 | 18.6367 | 25.6947 | 34.493 | 45.7596 | 59.4562 | 75.4214 | 93.1202 | 111.6543 | 129.8562 | 146.4662 | 160.047 | 170.5534 | 177.9832 | 183.3484 | 187.0225 | 187.9008 | 188.048 | 187.7126 | 187.1306 | 186.2995 | 185.2425 | 183.9548 | 182.4118 | 180.5883 | 178.4563 | 175.9862 | NPgY | GSP | NG FES - Leading the Way | EV - cars & vans consumption (GWh)
NG FES - Leading the Way | Dem_BB006 | GWh | NPgY | FERRYBRIDGE B | EV - cars & vans consumption (GWh) | FERRB9 | 2.5967 | 4.4093 | 7.9517 | 13.2544 | 20.898 | 30.7963 | 44.0148 | 61.2152 | 82.699 | 110.2403 | 143.7852 | 183.0066 | 226.658 | 272.9001 | 318.6942 | 360.8882 | 395.551 | 422.5693 | 441.8219 | 455.705 | 465.1712 | 467.7702 | 468.4569 | 467.7931 | 466.4987 | 464.6028 | 462.1782 | 459.214 | 455.6524 | 451.4347 | 446.4955 | 440.7653 | NPgY | GSP | NG FES - Leading the Way | EV - cars & vans consumption (GWh)
NG FES - Leading the Way | Dem_BB006 | GWh | NPgY | GRIMSBY WEST | EV - cars & vans consumption (GWh) | GRIW_1 | 1.6604 | 2.7564 | 4.8694 | 7.9552 | 12.2977 | 17.7738 | 24.989 | 34.3808 | 46.1192 | 61.1754 | 79.5292 | 101.018 | 124.9759 | 150.4804 | 175.8312 | 199.2873 | 218.5984 | 233.6991 | 244.4942 | 252.2747 | 257.5707 | 259.1015 | 259.5559 | 259.2288 | 258.5486 | 257.5395 | 256.2456 | 254.661 | 252.7547 | 250.4949 | 247.8465 | 244.772 | NPgY | GSP | NG FES - Leading the Way | EV - cars & vans consumption (GWh)
NG FES - Leading the Way | Dem_BB006 | GWh | NPgY | JORDANTHORPE | EV - cars & vans consumption (GWh) | JORD_3 | 0.87813 | 1.4176 | 2.4519 | 3.9247 | 5.9487 | 8.4192 | 11.6167 | 15.7659 | 20.9363 | 27.5571 | 35.6049 | 44.9838 | 55.3787 | 66.2544 | 76.9306 | 86.6682 | 94.6289 | 100.785 | 105.1365 | 108.2795 | 110.4327 | 110.9418 | 111.0229 | 110.8224 | 110.4764 | 109.9832 | 109.3561 | 108.5922 | 107.6771 | 106.5956 | 105.3314 | 103.8669 | NPgY | GSP | NG FES - Leading the Way | EV - cars & vans consumption (GWh)
NG FES - Leading the Way | Dem_BB006 | GWh | NPgY | KEADBY | EV - cars & vans consumption (GWh) | KEAD_YEDL | 4.5359 | 7.1579 | 12.0576 | 18.7541 | 27.542 | 37.6896 | 50.4203 | 66.984 | 87.6997 | 114.2943 | 146.7553 | 184.8375 | 227.4079 | 273.046 | 318.6627 | 361.1351 | 396.2196 | 423.785 | 443.5823 | 457.8436 | 467.5288 | 470.5243 | 471.5344 | 471.0454 | 469.905 | 468.1786 | 465.9559 | 463.2264 | 459.9362 | 456.03 | 451.4466 | 446.1206 | NPgY | GSP | NG FES - Leading the Way | EV - cars & vans consumption (GWh)
NG FES - Leading the Way | Dem_BB006 | GWh | NPgY | KIRKSTALL B | EV - cars & vans consumption (GWh) | KIRKB1 | 2.1979 | 3.7751 | 6.8706 | 11.5498 | 18.355 | 27.2577 | 39.2074 | 54.762 | 74.195 | 99.11 | 129.4621 | 164.9621 | 204.488 | 246.4114 | 287.9635 | 326.2858 | 357.7821 | 382.3502 | 399.8701 | 412.5017 | 421.1105 | 423.5051 | 424.158 | 423.5732 | 422.416 | 420.7159 | 418.5404 | 415.8795 | 412.6816 | 408.8934 | 404.4565 | 399.3083 | NPgY | GSP | NG FES - Leading the Way | EV - cars & vans consumption (GWh)
NG FES - Leading the Way | Dem_BB006 | GWh | NPgY | NEEPSEND | EV - cars & vans consumption (GWh) | NEEP_3 | 0.99277 | 1.6472 | 2.9047 | 4.7359 | 7.3045 | 10.5349 | 14.7857 | 20.323 | 27.2497 | 36.1389 | 46.9845 | 59.7007 | 73.9036 | 89.1014 | 104.2636 | 118.3515 | 129.9737 | 139.0908 | 145.6289 | 150.3386 | 153.5388 | 154.5105 | 154.8277 | 154.6576 | 154.2745 | 153.6979 | 152.9565 | 152.0467 | 150.9507 | 149.65 | 148.1244 | 146.352 | NPgY | GSP | NG FES - Leading the Way | EV - cars & vans consumption (GWh)
NG FES - Leading the Way | Dem_BB006 | GWh | NPgY | NORTON LEES | EV - cars & vans consumption (GWh) | NORL_3 | 1.1332 | 1.8332 | 3.1697 | 5.07 | 7.6751 | 10.8518 | 14.9622 | 20.3039 | 26.9712 | 35.5174 | 45.9231 | 58.083 | 71.6075 | 85.9026 | 100.0413 | 113.0492 | 123.7297 | 132.0454 | 137.9639 | 142.2336 | 145.1473 | 145.9289 | 146.1235 | 145.9069 | 145.4946 | 144.8935 | 144.1257 | 143.1876 | 142.0611 | 140.7275 | 139.1662 | 137.3554 | NPgY | GSP | NG FES - Leading the Way | EV - cars & vans consumption (GWh)
NG FES - Leading the Way | Dem_BB006 | GWh | NPgY | PITSMOOR 3/4 | EV - cars & vans consumption (GWh) | PITS_BB_B | 0.41765 | 0.69927 | 1.2401 | 2.0324 | 3.1492 | 4.5647 | 6.435 | 8.8748 | 11.9309 | 15.8561 | 20.6516 | 26.2865 | 32.5975 | 39.4036 | 46.2313 | 52.6145 | 57.8962 | 62.0585 | 65.0571 | 67.2153 | 68.678 | 69.1532 | 69.3266 | 69.2673 | 69.1111 | 68.87 | 68.5586 | 68.1751 | 67.7121 | 67.1617 | 66.5151 | 65.7631 | NPgY | GSP | NG FES - Leading the Way | EV - cars & vans consumption (GWh)
NG FES - Leading the Way | Dem_BB006 | GWh | NPgY | SALTEND NORTH | EV - cars & vans consumption (GWh) | SALT_1 | 0.70354 | 1.1503 | 2.005 | 3.2324 | 4.9312 | 7.0307 | 9.7674 | 13.3283 | 17.7783 | 23.486 | 30.4435 | 38.5889 | 47.6695 | 57.3331 | 66.9374 | 75.8226 | 83.1376 | 88.8572 | 92.9455 | 95.8923 | 97.8985 | 98.4767 | 98.6473 | 98.5221 | 98.2627 | 97.8783 | 97.3855 | 96.782 | 96.0561 | 95.1955 | 94.1871 | 93.0164 | NPgY | GSP | NG FES - Leading the Way | EV - cars & vans consumption (GWh)
NG FES - Leading the Way | Dem_BB006 | GWh | NPgY | SHEFFIELD CITY | EV - cars & vans consumption (GWh) | SHEC_3 | 0.61885 | 1.0369 | 1.8256 | 2.9662 | 4.5487 | 6.5316 | 9.1384 | 12.5553 | 16.8587 | 22.404 | 29.2163 | 37.2911 | 46.4344 | 56.5965 | 67.0047 | 76.9574 | 85.2821 | 91.9497 | 96.8289 | 100.3313 | 102.6844 | 103.6209 | 104.0571 | 104.0633 | 103.915 | 103.6499 | 103.2981 | 102.8576 | 102.3191 | 101.6731 | 100.9088 | 100.0147 | NPgY | GSP | NG FES - Leading the Way | EV - cars & vans consumption (GWh)
NG FES - Leading the Way | Dem_BB006 | GWh | NPgY | SKELTON GRANGE | EV - cars & vans consumption (GWh) | SKLGB1 | 4.8106 | 8.3684 | 15.3743 | 26.0641 | 41.7389 | 62.444 | 90.3688 | 126.739 | 172.2016 | 230.5053 | 301.5666 | 384.7452 | 477.4486 | 576.0603 | 673.9986 | 764.5353 | 839.0291 | 897.2404 | 938.8262 | 968.7985 | 989.2047 | 995.0527 | 996.7575 | 995.4742 | 992.8372 | 988.9344 | 983.9325 | 977.8087 | 970.4432 | 961.7135 | 951.484 | 939.6102 | NPgY | GSP | NG FES - Leading the Way | EV - cars & vans consumption (GWh)
NG FES - Leading the Way | Dem_BB006 | GWh | NPgY | TEMPLEBOROUGH 275/33KV | EV - cars & vans consumption (GWh) | TEMP_3 | 0.079443 | 0.12822 | 0.22271 | 0.35832 | 0.54651 | 0.77804 | 1.0789 | 1.4682 | 1.9519 | 2.5701 | 3.3192 | 4.1877 | 5.1438 | 6.1244 | 7.0725 | 7.9221 | 8.6102 | 9.1348 | 9.5 | 9.7645 | 9.9472 | 9.9778 | 9.9732 | 9.9487 | 9.9118 | 9.8609 | 9.7968 | 9.719 | 9.6262 | 9.5168 | 9.3893 | 9.2418 | NPgY | GSP | NG FES - Leading the Way | EV - cars & vans consumption (GWh)
NG FES - Leading the Way | Dem_BB006 | GWh | NPgY | THURCROFT | EV - cars & vans consumption (GWh) | THUR_6 | 3.9795 | 6.1324 | 10.1288 | 15.4275 | 22.1536 | 29.5205 | 38.458 | 50.0341 | 64.4526 | 82.9229 | 105.3828 | 131.5711 | 160.6197 | 191.061 | 221.0028 | 248.3739 | 270.7858 | 288.1487 | 300.4431 | 309.3243 | 315.4055 | 316.8806 | 317.1439 | 316.5932 | 315.6251 | 314.2387 | 312.4742 | 310.3237 | 307.7459 | 304.6988 | 301.1355 | 297.0065 | NPgY | GSP | NG FES - Leading the Way | EV - cars & vans consumption (GWh)
NG FES - Leading the Way | Dem_BB006 | GWh | NPgY | WEST MELTON / THORPE MARSH | EV - cars & vans consumption (GWh) | WMEL_THOM | 5.4279 | 8.6659 | 14.7751 | 23.2831 | 34.6862 | 48.2184 | 65.4664 | 87.8988 | 115.9323 | 151.898 | 195.7529 | 247.1191 | 304.4201 | 365.4981 | 426.2864 | 482.6128 | 529.0277 | 565.363 | 591.3654 | 610.1069 | 622.8591 | 626.5962 | 627.737 | 626.9735 | 625.3534 | 622.9409 | 619.8452 | 616.052 | 611.487 | 606.0739 | 599.7285 | 592.3609 | NPgY | GSP | NG FES - Leading the Way | EV - cars & vans consumption (GWh)
NG FES - Leading the Way | Dem_BB006 | GWh | NPgY | WEST MELTON SECTION 3 | EV - cars & vans consumption (GWh) | WMEL_BB3 | 4.709 | 7.5804 | 13.032 | 20.7171 | 31.1542 | 43.7462 | 59.9454 | 81.0104 | 107.3244 | 141.073 | 182.2028 | 230.3372 | 283.9751 | 340.9778 | 397.5824 | 449.8982 | 492.9518 | 526.5903 | 550.6163 | 567.9384 | 579.7367 | 583.0916 | 584.0533 | 583.2877 | 581.7303 | 579.4297 | 576.4824 | 572.8749 | 568.5368 | 563.3959 | 557.3726 | 550.3817 | NPgY | GSP | NG FES - Leading the Way | EV - cars & vans consumption (GWh)
NG FES - Leading the Way | Dem_BB006 | GWh | NPgY | WINCOBANK | EV - cars & vans consumption (GWh) | WIBA_3 | 0.1257 | 0.21879 | 0.40125 | 0.67888 | 1.0846 | 1.6196 | 2.3406 | 3.2806 | 4.457 | 5.9668 | 7.8093 | 9.9701 | 12.3844 | 14.9709 | 17.553 | 19.9538 | 21.9348 | 23.4896 | 24.6052 | 25.4086 | 25.9543 | 26.1217 | 26.1774 | 26.1495 | 26.0856 | 25.9891 | 25.8649 | 25.7125 | 25.5287 | 25.3106 | 25.0547 | 24.7574 | NPgY | GSP | NG FES - Leading the Way | EV - cars & vans consumption (GWh)
NG FES - Leading the Way | Dem_BB007 | GWh | NPgN | BLYTH 66kV | EV - other transport consumption (GWh) | BLYTB1 | 0 | 0.13608 | 0.27177 | 0.45515 | 0.6743 | 0.92999 | 1.2169 | 1.5295 | 1.8592 | 2.2149 | 2.6164 | 3.0698 | 3.5812 | 4.1563 | 4.8002 | 5.5159 | 6.3045 | 7.1594 | 8.0795 | 9.0578 | 10.0767 | 11.1247 | 12.1918 | 13.271 | 14.3427 | 15.4234 | 16.4967 | 17.5463 | 18.6027 | 19.3821 | 19.4746 | 19.3183 | NPgN | GSP | NG FES - Leading the Way | EV - other transport consumption (GWh)
NG FES - Leading the Way | Dem_BB007 | GWh | NPgN | BLYTH 132kV | EV - other transport consumption (GWh) | BLYTH132 | 0 | 0.034801 | 0.068308 | 0.1133 | 0.16689 | 0.2306 | 0.30363 | 0.38513 | 0.47346 | 0.57121 | 0.68404 | 0.81405 | 0.96336 | 1.1339 | 1.3272 | 1.5441 | 1.7848 | 2.0463 | 2.328 | 2.627 | 2.9363 | 3.2514 | 3.5684 | 3.8844 | 4.1918 | 4.4968 | 4.7929 | 5.0737 | 5.3508 | 5.5132 | 5.5001 | 5.4272 | NPgN | GSP | NG FES - Leading the Way | EV - other transport consumption (GWh)
NG FES - Leading the Way | Dem_BB007 | GWh | NPgN | FOURSTONES | EV - other transport consumption (GWh) | FOUR_1 | 0 | 0.006181 | 0.011815 | 0.019302 | 0.028168 | 0.03904 | 0.051919 | 0.066809 | 0.083554 | 0.10271 | 0.12544 | 0.15225 | 0.18367 | 0.22016 | 0.26207 | 0.30957 | 0.36264 | 0.42042 | 0.48273 | 0.54875 | 0.61659 | 0.68502 | 0.75298 | 0.81971 | 0.88312 | 0.94486 | 1.0032 | 1.0563 | 1.1074 | 1.1264 | 1.1144 | 1.0927 | NPgN | GSP | NG FES - Leading the Way | EV - other transport consumption (GWh)
NG FES - Leading the Way | Dem_BB007 | GWh | NPgN | HARTMOOR | EV - other transport consumption (GWh) | HARM_6 | 0 | 0.056086 | 0.11559 | 0.19686 | 0.29453 | 0.40492 | 0.52423 | 0.64835 | 0.77236 | 0.89867 | 1.0338 | 1.1787 | 1.3341 | 1.5012 | 1.6811 | 1.8748 | 2.0834 | 2.3078 | 2.5485 | 2.806 | 3.0803 | 3.3716 | 3.6797 | 4.005 | 4.3472 | 4.7072 | 5.0851 | 5.4807 | 5.8952 | 6.3268 | 6.4749 | 6.5087 | NPgN | GSP | NG FES - Leading the Way | EV - other transport consumption (GWh)
NG FES - Leading the Way | Dem_BB007 | GWh | NPgN | HAWTHORN PIT GRID | EV - other transport consumption (GWh) | HAWP_6 | 0 | 0.06293 | 0.12965 | 0.22079 | 0.33031 | 0.45412 | 0.58798 | 0.72728 | 0.86654 | 1.0085 | 1.1604 | 1.3233 | 1.4983 | 1.6864 | 1.8891 | 2.1074 | 2.3426 | 2.5956 | 2.867 | 3.1573 | 3.4665 | 3.7946 | 4.1417 | 4.5078 | 4.8928 | 5.2975 | 5.7221 | 6.1664 | 6.6317 | 7.1149 | 7.2799 | 7.3168 | NPgN | GSP | NG FES - Leading the Way | EV - other transport consumption (GWh)
NG FES - Leading the Way | Dem_BB007 | GWh | NPgN | KNARESBOROUGH | EV - other transport consumption (GWh) | KNARE_111 | 0 | 0.12721 | 0.26 | 0.44089 | 0.65797 | 0.90532 | 1.1753 | 1.4597 | 1.7482 | 2.047 | 2.372 | 2.726 | 3.1122 | 3.5336 | 3.9935 | 4.4944 | 5.0383 | 5.6249 | 6.2549 | 6.9275 | 7.6381 | 8.3841 | 9.1631 | 9.9734 | 10.81 | 11.6784 | 12.5746 | 13.4945 | 14.4474 | 15.3593 | 15.6284 | 15.6453 | NPgN | GSP | NG FES - Leading the Way | EV - other transport consumption (GWh)
NG FES - Leading the Way | Dem_BB007 | GWh | NPgN | LACKENBY | EV - other transport consumption (GWh) | LACK_6 | 0 | 0.17392 | 0.35783 | 0.6089 | 0.91054 | 1.252 | 1.6218 | 2.0075 | 2.394 | 2.7891 | 3.2133 | 3.6695 | 4.1609 | 4.6907 | 5.2628 | 5.8805 | 6.547 | 7.2641 | 8.0338 | 8.8567 | 9.7319 | 10.6586 | 11.6364 | 12.665 | 13.743 | 14.8735 | 16.056 | 17.2892 | 18.5781 | 19.898 | 20.3387 | 20.4268 | NPgN | GSP | NG FES - Leading the Way | EV - other transport consumption (GWh)
NG FES - Leading the Way | Dem_BB007 | GWh | NPgN | NORTON | EV - other transport consumption (GWh) | NORT_1 | 0 | 0.47314 | 0.95563 | 1.6103 | 2.3942 | 3.2982 | 4.299 | 5.3716 | 6.4826 | 7.6587 | 8.964 | 10.4146 | 12.0273 | 13.8177 | 15.8008 | 17.9864 | 20.3804 | 22.9701 | 25.755 | 28.7208 | 31.8281 | 35.051 | 38.3677 | 41.7626 | 45.1915 | 48.6935 | 52.2323 | 55.7713 | 59.3819 | 62.4219 | 63.0724 | 62.8224 | NPgN | GSP | NG FES - Leading the Way | EV - other transport consumption (GWh)
NG FES - Leading the Way | Dem_BB007 | GWh | NPgN | OFFERTON | EV - other transport consumption (GWh) | OFFE_3 | 0 | 0.03339 | 0.063207 | 0.10266 | 0.14928 | 0.20713 | 0.27653 | 0.35779 | 0.45032 | 0.55736 | 0.68542 | 0.83759 | 1.017 | 1.2263 | 1.4676 | 1.7419 | 2.0489 | 2.3834 | 2.7441 | 3.1262 | 3.5181 | 3.9123 | 4.3024 | 4.6837 | 5.0436 | 5.3921 | 5.7183 | 6.0118 | 6.2914 | 6.3751 | 6.2907 | 6.1567 | NPgN | GSP | NG FES - Leading the Way | EV - other transport consumption (GWh)
NG FES - Leading the Way | Dem_BB007 | GWh | NPgN | OSBALDWICK | EV - other transport consumption (GWh) | OSBA_1 | 0 | 0.17427 | 0.34273 | 0.56908 | 0.83879 | 1.1588 | 1.5247 | 1.9319 | 2.3721 | 2.8579 | 3.4173 | 4.0606 | 4.7982 | 5.6392 | 6.5915 | 7.6593 | 8.8431 | 10.129 | 11.5142 | 12.9847 | 14.507 | 16.059 | 17.6222 | 19.1828 | 20.7038 | 22.2155 | 23.6863 | 25.0857 | 26.4697 | 27.3032 | 27.2576 | 26.9109 | NPgN | GSP | NG FES - Leading the Way | EV - other transport consumption (GWh)
NG FES - Leading the Way | Dem_BB007 | GWh | NPgN | POPPLETON | EV - other transport consumption (GWh) | POPP_3 | 0 | 0.029021 | 0.058035 | 0.097263 | 0.14416 | 0.19879 | 0.26001 | 0.32656 | 0.39664 | 0.47207 | 0.55706 | 0.65286 | 0.76077 | 0.88196 | 1.0175 | 1.168 | 1.3338 | 1.5134 | 1.7067 | 1.9123 | 2.1266 | 2.3471 | 2.5719 | 2.7996 | 3.0261 | 3.2547 | 3.4823 | 3.7054 | 3.9302 | 4.0987 | 4.1208 | 4.0895 | NPgN | GSP | NG FES - Leading the Way | EV - other transport consumption (GWh)
NG FES - Leading the Way | Dem_BB007 | GWh | NPgN | SALTHOLME | EV - other transport consumption (GWh) | SALH_1 | 0 | 0 | 0 | 0 | 0 | 0 | 0 | 0 | 0 | 0 | 0 | 0 | 0 | 0 | 0 | 0 | 0 | 0 | 0 | 0 | 0 | 0 | 0 | 0 | 0 | 0 | 0 | 0 | 0 | 0 | 0 | 0 | NPgN | GSP | NG FES - Leading the Way | EV - other transport consumption (GWh)
NG FES - Leading the Way | Dem_BB007 | GWh | NPgN | SOUTH SHIELDS | EV - other transport consumption (GWh) | SSHI_3 | 0 | 0.12731 | 0.23982 | 0.38838 | 0.56371 | 0.78266 | 1.0469 | 1.3583 | 1.715 | 2.1297 | 2.6279 | 3.2219 | 3.924 | 4.745 | 5.6931 | 6.7721 | 7.9807 | 9.298 | 10.7188 | 12.2232 | 13.7652 | 15.3144 | 16.8449 | 18.3379 | 19.7427 | 21.0993 | 22.3643 | 23.4955 | 24.5682 | 24.8513 | 24.4935 | 23.9503 | NPgN | GSP | NG FES - Leading the Way | EV - other transport consumption (GWh)
NG FES - Leading the Way | Dem_BB007 | GWh | NPgN | SPADEADAM | EV - other transport consumption (GWh) | KIELD01 and SPAD20 | 0 | 0.002842 | 0.005912 | 0.010117 | 0.015179 | 0.02085 | 0.026912 | 0.033129 | 0.039229 | 0.045318 | 0.0517 | 0.058394 | 0.065421 | 0.07281 | 0.08061 | 0.088869 | 0.09765 | 0.10705 | 0.11712 | 0.12793 | 0.13959 | 0.15218 | 0.16578 | 0.18042 | 0.19623 | 0.21316 | 0.23131 | 0.25079 | 0.27148 | 0.29504 | 0.30423 | 0.30745 | NPgN | GSP | NG FES - Leading the Way | EV - other transport consumption (GWh)
NG FES - Leading the Way | Dem_BB007 | GWh | NPgN | SPENNYMOOR | EV - other transport consumption (GWh) | SPEN_1 | 0 | 0.17047 | 0.34748 | 0.58839 | 0.87737 | 1.2075 | 1.569 | 1.9513 | 2.341 | 2.7467 | 3.19 | 3.6753 | 4.2072 | 4.7901 | 5.4286 | 6.126 | 6.8851 | 7.7044 | 8.5846 | 9.5237 | 10.5138 | 11.55 | 12.628 | 13.7449 | 14.8918 | 16.0776 | 17.2953 | 18.5375 | 19.8198 | 21.0132 | 21.3452 | 21.3424 | NPgN | GSP | NG FES - Leading the Way | EV - other transport consumption (GWh)
NG FES - Leading the Way | Dem_BB007 | GWh | NPgN | STELLA NORTH | EV - other transport consumption (GWh) | STEN_1 | 0 | 0.24593 | 0.47216 | 0.77328 | 1.1302 | 1.5657 | 2.0787 | 2.6685 | 3.328 | 4.0788 | 4.9658 | 6.0088 | 7.2276 | 8.6395 | 10.2584 | 12.091 | 14.1362 | 16.3627 | 18.763 | 21.3069 | 23.9236 | 26.5664 | 29.1958 | 31.7827 | 34.2492 | 36.6574 | 38.9405 | 41.034 | 43.0543 | 43.8755 | 43.4576 | 42.6524 | NPgN | GSP | NG FES - Leading the Way | EV - other transport consumption (GWh)
NG FES - Leading the Way | Dem_BB007 | GWh | NPgN | STELLA SOUTH | EV - other transport consumption (GWh) | STES_1 | 0 | 0.22975 | 0.46396 | 0.78172 | 1.1622 | 1.6011 | 2.0871 | 2.608 | 3.1478 | 3.7193 | 4.3538 | 5.0591 | 5.8435 | 6.7144 | 7.6792 | 8.7428 | 9.9078 | 11.1682 | 12.5235 | 13.9669 | 15.479 | 17.0471 | 18.6605 | 20.3117 | 21.9789 | 23.6813 | 25.4011 | 27.1204 | 28.8742 | 30.3479 | 30.6614 | 30.5378 | NPgN | GSP | NG FES - Leading the Way | EV - other transport consumption (GWh)
NG FES - Leading the Way | Dem_BB007 | GWh | NPgN | TYNEMOUTH | EV - other transport consumption (GWh) | TYNE_1 | 0 | 0.07845 | 0.1584 | 0.26686 | 0.39673 | 0.54655 | 0.71247 | 0.89038 | 1.0748 | 1.2701 | 1.4869 | 1.7281 | 1.9963 | 2.2942 | 2.6242 | 2.9881 | 3.3868 | 3.818 | 4.2818 | 4.7757 | 5.2931 | 5.8295 | 6.3814 | 6.946 | 7.516 | 8.0979 | 8.6856 | 9.2729 | 9.8719 | 10.3743 | 10.4806 | 10.4377 | NPgN | GSP | NG FES - Leading the Way | EV - other transport consumption (GWh)
NG FES - Leading the Way | Dem_BB007 | GWh | NPgN | WEST BOLDON | EV - other transport consumption (GWh) | WBOL_6 | 0 | 0.31504 | 0.61867 | 1.0265 | 1.5122 | 2.0894 | 2.7506 | 3.488 | 4.2866 | 5.1699 | 6.1887 | 7.3621 | 8.7092 | 10.247 | 11.9897 | 13.9452 | 16.1142 | 18.4707 | 21.0092 | 23.7037 | 26.4918 | 29.3326 | 32.1911 | 35.042 | 37.8164 | 40.5704 | 43.2453 | 45.7841 | 48.2914 | 49.7706 | 49.6609 | 49.0096 | NPgN | GSP | NG FES - Leading the Way | EV - other transport consumption (GWh)
NG FES - Leading the Way | Dem_BB007 | GWh | NPgY | BRADFORD WEST | EV - other transport consumption (GWh) | BRAW_1 | 0 | 0.4923 | 0.8367 | 1.2587 | 1.7324 | 2.2933 | 2.9462 | 3.6992 | 4.5587 | 5.5474 | 6.7037 | 8.0518 | 9.6158 | 11.4168 | 13.472 | 15.7904 | 18.3713 | 21.1788 | 24.2047 | 27.4133 | 30.7217 | 34.0747 | 37.4261 | 40.7419 | 43.9293 | 47.0636 | 50.0646 | 52.8577 | 55.58 | 56.9042 | 56.5352 | 55.6157 | NPgY | GSP | NG FES - Leading the Way | EV - other transport consumption (GWh)
NG FES - Leading the Way | Dem_BB007 | GWh | NPgY | CAMBLESFORTH | EV - other transport consumption (GWh) | CAMB_01 | 0 | 0.07289 | 0.13288 | 0.20767 | 0.29234 | 0.38419 | 0.48166 | 0.58315 | 0.68682 | 0.79343 | 0.90517 | 1.0224 | 1.1454 | 1.2748 | 1.4113 | 1.5559 | 1.7097 | 1.8742 | 2.0505 | 2.2397 | 2.4439 | 2.6644 | 2.9024 | 3.1588 | 3.4356 | 3.732 | 4.0498 | 4.3909 | 4.753 | 5.1655 | 5.3265 | 5.3829 | NPgY | GSP | NG FES - Leading the Way | EV - other transport consumption (GWh)
NG FES - Leading the Way | Dem_BB007 | GWh | NPgY | CREYKE BECK | EV - other transport consumption (GWh) | CREB_1 | 0 | 0.48542 | 0.84505 | 1.2886 | 1.788 | 2.3607 | 3.0063 | 3.7265 | 4.5214 | 5.4077 | 6.4154 | 7.561 | 8.8612 | 10.3312 | 11.984 | 13.8273 | 15.8632 | 18.072 | 20.4501 | 22.9769 | 25.6026 | 28.2939 | 31.0231 | 33.7699 | 36.478 | 39.1949 | 41.872 | 44.4647 | 47.0577 | 48.8458 | 48.9624 | 48.4848 | NPgY | GSP | NG FES - Leading the Way | EV - other transport consumption (GWh)
NG FES - Leading the Way | Dem_BB007 | GWh | NPgY | DRAX | EV - other transport consumption (GWh) | DRAX_YEDL | 0 | 0.11851 | 0.21341 | 0.33141 | 0.46482 | 0.61159 | 0.76983 | 0.93777 | 1.1132 | 1.2982 | 1.4973 | 1.7119 | 1.9437 | 2.1943 | 2.4654 | 2.7586 | 3.0754 | 3.4165 | 3.7826 | 4.1739 | 4.5895 | 5.0287 | 5.4912 | 5.9767 | 6.4839 | 7.0148 | 7.5686 | 8.1444 | 8.7451 | 9.3526 | 9.5512 | 9.5866 | NPgY | GSP | NG FES - Leading the Way | EV - other transport consumption (GWh)
NG FES - Leading the Way | Dem_BB007 | GWh | NPgY | ELLAND | EV - other transport consumption (GWh) | ELLA_1 | 0 | 0.97038 | 1.6128 | 2.3947 | 3.2695 | 4.3395 | 5.6232 | 7.1481 | 8.9377 | 11.0479 | 13.5685 | 16.5599 | 20.0828 | 24.1895 | 28.9208 | 34.2963 | 40.3098 | 46.862 | 53.9284 | 61.4121 | 69.0918 | 76.8201 | 84.4732 | 91.9602 | 99.0342 | 105.8925 | 112.3209 | 118.1203 | 123.6525 | 125.3847 | 123.7832 | 121.1899 | NPgY | GSP | NG FES - Leading the Way | EV - other transport consumption (GWh)
NG FES - Leading the Way | Dem_BB007 | GWh | NPgY | FERRYBRIDGE A | EV - other transport consumption (GWh) | FERRA2 | 0 | 0.18514 | 0.33496 | 0.52144 | 0.73237 | 0.96318 | 1.2105 | 1.4711 | 1.7412 | 2.0232 | 2.3239 | 2.6449 | 2.9881 | 3.3556 | 3.75 | 4.1736 | 4.6288 | 5.118 | 5.6427 | 6.2043 | 6.8039 | 7.4421 | 8.1197 | 8.8374 | 9.5958 | 10.3961 | 11.2392 | 12.1261 | 13.0575 | 14.044 | 14.3918 | 14.4805 | NPgY | GSP | NG FES - Leading the Way | EV - other transport consumption (GWh)
NG FES - Leading the Way | Dem_BB007 | GWh | NPgY | FERRYBRIDGE B | EV - other transport consumption (GWh) | FERRB9 | 0 | 0.4786 | 0.85739 | 1.3278 | 1.8594 | 2.4477 | 3.0864 | 3.7695 | 4.4898 | 5.2565 | 6.0899 | 6.9975 | 7.9873 | 9.067 | 10.245 | 11.5275 | 12.92 | 14.4217 | 16.0347 | 17.7564 | 19.5762 | 21.4866 | 23.4823 | 25.5591 | 27.7038 | 29.9309 | 32.2298 | 34.591 | 37.0373 | 39.3831 | 40.0786 | 40.1261 | NPgY | GSP | NG FES - Leading the Way | EV - other transport consumption (GWh)
NG FES - Leading the Way | Dem_BB007 | GWh | NPgY | GRIMSBY WEST | EV - other transport consumption (GWh) | GRIW_1 | 0 | 0.33987 | 0.61289 | 0.95247 | 1.3365 | 1.7582 | 2.2121 | 2.6927 | 3.1937 | 3.7203 | 4.2855 | 4.8932 | 5.5475 | 6.2528 | 7.0142 | 7.836 | 8.7227 | 9.6767 | 10.7005 | 11.7952 | 12.9596 | 14.1928 | 15.4944 | 16.8642 | 18.2999 | 19.8064 | 21.3823 | 23.0266 | 24.7455 | 26.5083 | 27.0987 | 27.2185 | NPgY | GSP | NG FES - Leading the Way | EV - other transport consumption (GWh)
NG FES - Leading the Way | Dem_BB007 | GWh | NPgY | JORDANTHORPE | EV - other transport consumption (GWh) | JORD_3 | 0 | 0.001957 | 0.003567 | 0.005575 | 0.007848 | 0.010314 | 0.01293 | 0.015655 | 0.018438 | 0.0213 | 0.0243 | 0.027446 | 0.030749 | 0.034222 | 0.037888 | 0.04177 | 0.045897 | 0.050315 | 0.055047 | 0.060127 | 0.065608 | 0.071527 | 0.077916 | 0.084799 | 0.092231 | 0.10019 | 0.10872 | 0.11788 | 0.1276 | 0.13867 | 0.14299 | 0.14451 | NPgY | GSP | NG FES - Leading the Way | EV - other transport consumption (GWh)
NG FES - Leading the Way | Dem_BB007 | GWh | NPgY | KEADBY | EV - other transport consumption (GWh) | KEAD_YEDL | 0 | 0.3233 | 0.57679 | 0.89131 | 1.2465 | 1.6416 | 2.0728 | 2.537 | 3.0298 | 3.5582 | 4.137 | 4.772 | 5.4694 | 6.2352 | 7.0755 | 7.9946 | 8.9958 | 10.0769 | 11.2386 | 12.4775 | 13.7826 | 15.1464 | 16.563 | 18.0282 | 19.5288 | 21.0778 | 22.6643 | 24.2785 | 25.9419 | 27.4691 | 27.8816 | 27.8626 | NPgY | GSP | NG FES - Leading the Way | EV - other transport consumption (GWh)
NG FES - Leading the Way | Dem_BB007 | GWh | NPgY | KIRKSTALL B | EV - other transport consumption (GWh) | KIRKB1 | 0 | 0.39133 | 0.66145 | 0.99193 | 1.3626 | 1.8049 | 2.3236 | 2.9262 | 3.6189 | 4.421 | 5.3643 | 6.4692 | 7.7564 | 9.2436 | 10.9453 | 12.8687 | 15.0128 | 17.3462 | 19.8616 | 22.5279 | 25.2735 | 28.0506 | 30.8192 | 33.55 | 36.1627 | 38.7221 | 41.1589 | 43.4085 | 45.589 | 46.554 | 46.1733 | 45.3644 | NPgY | GSP | NG FES - Leading the Way | EV - other transport consumption (GWh)
NG FES - Leading the Way | Dem_BB007 | GWh | NPgY | NEEPSEND | EV - other transport consumption (GWh) | NEEP_3 | 0 | 0.024374 | 0.043346 | 0.066869 | 0.093426 | 0.12308 | 0.15557 | 0.19072 | 0.22823 | 0.26869 | 0.31324 | 0.36237 | 0.41662 | 0.47646 | 0.54239 | 0.61473 | 0.69372 | 0.77908 | 0.87084 | 0.96864 | 1.0714 | 1.1785 | 1.2892 | 1.4033 | 1.5194 | 1.6388 | 1.7603 | 1.8831 | 2.0092 | 2.121 | 2.1488 | 2.1444 | NPgY | GSP | NG FES - Leading the Way | EV - other transport consumption (GWh)
NG FES - Leading the Way | Dem_BB007 | GWh | NPgY | NORTON LEES | EV - other transport consumption (GWh) | NORL_3 | 0 | 0.10904 | 0.17581 | 0.25625 | 0.34578 | 0.46072 | 0.60449 | 0.78187 | 0.99719 | 1.2583 | 1.5774 | 1.9633 | 2.4246 | 2.9689 | 3.6017 | 4.3256 | 5.1391 | 6.0268 | 6.9848 | 7.9982 | 9.0334 | 10.0683 | 11.0841 | 12.0668 | 12.9794 | 13.8513 | 14.65 | 15.3453 | 15.9917 | 16.0558 | 15.7458 | 15.3382 | NPgY | GSP | NG FES - Leading the Way | EV - other transport consumption (GWh)
NG FES - Leading the Way | Dem_BB007 | GWh | NPgY | PITSMOOR 3/4 | EV - other transport consumption (GWh) | PITS_BB_B | 0 | 0.013502 | 0.024613 | 0.038468 | 0.054151 | 0.071165 | 0.08922 | 0.10802 | 0.12722 | 0.14697 | 0.16767 | 0.18938 | 0.21216 | 0.23613 | 0.26143 | 0.28821 | 0.31669 | 0.34718 | 0.37982 | 0.41487 | 0.4527 | 0.49354 | 0.53762 | 0.58512 | 0.63639 | 0.69129 | 0.75016 | 0.81334 | 0.88042 | 0.95684 | 0.98666 | 0.99711 | NPgY | GSP | NG FES - Leading the Way | EV - other transport consumption (GWh)
NG FES - Leading the Way | Dem_BB007 | GWh | NPgY | SALTEND NORTH | EV - other transport consumption (GWh) | SALT_1 | 0 | 0.097874 | 0.1752 | 0.27123 | 0.37972 | 0.49991 | 0.6305 | 0.77036 | 0.91799 | 1.0754 | 1.2467 | 1.4335 | 1.6375 | 1.8604 | 2.1037 | 2.3689 | 2.6571 | 2.9679 | 3.3017 | 3.6581 | 4.0344 | 4.4292 | 4.8411 | 5.2693 | 5.7107 | 6.1687 | 6.6407 | 7.1246 | 7.6255 | 8.102 | 8.241 | 8.2479 | NPgY | GSP | NG FES - Leading the Way | EV - other transport consumption (GWh)
NG FES - Leading the Way | Dem_BB007 | GWh | NPgY | SHEFFIELD CITY | EV - other transport consumption (GWh) | SHEC_3 | 0 | 0.02896 | 0.052794 | 0.08251 | 0.11615 | 0.15264 | 0.19137 | 0.23169 | 0.27288 | 0.31524 | 0.35964 | 0.4062 | 0.45508 | 0.50648 | 0.56074 | 0.61819 | 0.67927 | 0.74466 | 0.8147 | 0.88987 | 0.971 | 1.0586 | 1.1532 | 1.255 | 1.365 | 1.4828 | 1.609 | 1.7446 | 1.8884 | 2.0524 | 2.1163 | 2.1387 | NPgY | GSP | NG FES - Leading the Way | EV - other transport consumption (GWh)
NG FES - Leading the Way | Dem_BB007 | GWh | NPgY | SKELTON GRANGE | EV - other transport consumption (GWh) | SKLGB1 | 0 | 0.73202 | 1.3085 | 2.0241 | 2.8325 | 3.7296 | 4.7061 | 5.7542 | 6.8634 | 8.0488 | 9.3425 | 10.7571 | 12.3057 | 14.001 | 15.8564 | 17.8816 | 20.0844 | 22.4616 | 25.0156 | 27.7404 | 30.6151 | 33.6254 | 36.7603 | 40.0118 | 43.3546 | 46.8147 | 50.3714 | 54.006 | 57.7608 | 61.2795 | 62.2743 | 62.2853 | NPgY | GSP | NG FES - Leading the Way | EV - other transport consumption (GWh)
NG FES - Leading the Way | Dem_BB007 | GWh | NPgY | TEMPLEBOROUGH 275/33KV | EV - other transport consumption (GWh) | TEMP_3 | 0 | 0.007827 | 0.014269 | 0.0223 | 0.031392 | 0.041255 | 0.051722 | 0.06262 | 0.073753 | 0.085201 | 0.0972 | 0.10978 | 0.12299 | 0.13689 | 0.15155 | 0.16708 | 0.18359 | 0.20126 | 0.22019 | 0.24051 | 0.26243 | 0.28611 | 0.31167 | 0.3392 | 0.36892 | 0.40075 | 0.43487 | 0.4715 | 0.51039 | 0.55469 | 0.57198 | 0.57803 | NPgY | GSP | NG FES - Leading the Way | EV - other transport consumption (GWh)
NG FES - Leading the Way | Dem_BB007 | GWh | NPgY | THURCROFT | EV - other transport consumption (GWh) | THUR_6 | 0 | 0.24379 | 0.43823 | 0.67991 | 0.9531 | 1.2542 | 1.5797 | 1.926 | 2.289 | 2.6729 | 3.0875 | 3.5361 | 4.0221 | 4.5492 | 5.1213 | 5.7415 | 6.4127 | 7.1357 | 7.9121 | 8.7414 | 9.6207 | 10.5479 | 11.5214 | 12.5401 | 13.6001 | 14.7066 | 15.8565 | 17.0471 | 18.2864 | 19.5174 | 19.9076 | 19.9638 | NPgY | GSP | NG FES - Leading the Way | EV - other transport consumption (GWh)
NG FES - Leading the Way | Dem_BB007 | GWh | NPgY | WEST MELTON / THORPE MARSH | EV - other transport consumption (GWh) | WMEL_THOM | 0 | 0.50867 | 0.9183 | 1.4279 | 2.0043 | 2.6365 | 3.3159 | 4.0341 | 4.7812 | 5.5649 | 6.404 | 7.3041 | 8.2711 | 9.311 | 10.4315 | 11.639 | 12.94 | 14.3393 | 15.8407 | 17.4467 | 19.1569 | 20.9712 | 22.8899 | 24.9133 | 27.0399 | 29.2756 | 31.6198 | 34.0726 | 36.6405 | 39.3033 | 40.2114 | 40.4127 | NPgY | GSP | NG FES - Leading the Way | EV - other transport consumption (GWh)
NG FES - Leading the Way | Dem_BB007 | GWh | NPgY | WEST MELTON SECTION 3 | EV - other transport consumption (GWh) | WMEL_BB3 | 0 | 0.43717 | 0.75863 | 1.1548 | 1.6007 | 2.1141 | 2.6953 | 3.3466 | 4.0688 | 4.8776 | 5.8011 | 6.855 | 8.0552 | 9.4159 | 10.9494 | 12.6629 | 14.5578 | 16.6145 | 18.8292 | 21.1816 | 23.6231 | 26.121 | 28.6482 | 31.185 | 33.6763 | 36.1682 | 38.6132 | 40.9676 | 43.3139 | 44.8661 | 44.9132 | 44.4313 | NPgY | GSP | NG FES - Leading the Way | EV - other transport consumption (GWh)
NG FES - Leading the Way | Dem_BB007 | GWh | NPgY | WINCOBANK | EV - other transport consumption (GWh) | WIBA_3 | 0 | 0.022992 | 0.041914 | 0.065506 | 0.092214 | 0.12119 | 0.15193 | 0.18395 | 0.21665 | 0.25028 | 0.28552 | 0.32249 | 0.3613 | 0.40211 | 0.44518 | 0.49079 | 0.53929 | 0.5912 | 0.6468 | 0.70649 | 0.7709 | 0.84045 | 0.91552 | 0.99639 | 1.0837 | 1.1772 | 1.2774 | 1.385 | 1.4993 | 1.6294 | 1.6802 | 1.698 | NPgY | GSP | NG FES - Leading the Way | EV - other transport consumption (GWh)
NG FES - Leading the Way | Dem_BB004 | GWh | NPgN | BLYTH 66kV | HPs - Domestic consumption (GWh) | BLYTB1 | 2.6049 | 3.1659 | 4.2124 | 9.5413 | 14.885 | 20.4118 | 26.4053 | 37.025 | 49.9665 | 65.563 | 82.0567 | 99.1605 | 118.3937 | 136.2089 | 153.7533 | 171.1094 | 188.1713 | 207.4284 | 221.2797 | 235.1057 | 246.8846 | 257.3778 | 266.8777 | 270.3564 | 271.8391 | 273.7689 | 275.2944 | 278.1794 | 279.2042 | 279.8216 | 280.6025 | 281.2377 | NPgN | GSP | NG FES - Leading the Way | HPs - Domestic consumption (GWh)
NG FES - Leading the Way | Dem_BB004 | GWh | NPgN | BLYTH 132kV | HPs - Domestic consumption (GWh) | BLYTH132 | 1.1417 | 1.4012 | 1.7646 | 4.1438 | 7.707 | 11.6722 | 15.9003 | 20.0211 | 25.0857 | 30.3953 | 36.5926 | 42.1761 | 47.1895 | 51.7154 | 56.157 | 60.5305 | 64.6552 | 69.0429 | 72.2257 | 75.4016 | 78.0975 | 80.5049 | 82.7004 | 83.4656 | 83.7579 | 84.1668 | 84.4812 | 85.1204 | 85.307 | 85.3945 | 85.5238 | 85.6181 | NPgN | GSP | NG FES - Leading the Way | HPs - Domestic consumption (GWh)
NG FES - Leading the Way | Dem_BB004 | GWh | NPgN | FOURSTONES | HPs - Domestic consumption (GWh) | FOUR_1 | 0.27322 | 0.31524 | 0.38326 | 1.4161 | 3.114 | 5.116 | 7.2413 | 8.9352 | 11.0069 | 12.9102 | 15.2657 | 17.2403 | 19.0017 | 20.4729 | 21.8971 | 23.2278 | 24.2212 | 25.035 | 25.6366 | 26.2351 | 26.74 | 27.1898 | 27.5973 | 27.7195 | 27.7489 | 27.8049 | 27.8427 | 27.9463 | 27.9535 | 27.9396 | 27.9355 | 27.9242 | NPgN | GSP | NG FES - Leading the Way | HPs - Domestic consumption (GWh)
NG FES - Leading the Way | Dem_BB004 | GWh | NPgN | HARTMOOR | HPs - Domestic consumption (GWh) | HARM_6 | 1.2743 | 1.5285 | 2.0445 | 4.8921 | 7.7864 | 10.8538 | 14.2176 | 20.1838 | 27.4354 | 36.0952 | 44.9876 | 54.2312 | 64.6513 | 74.3199 | 83.8387 | 93.259 | 102.5228 | 113.0063 | 120.5747 | 128.1294 | 134.552 | 140.2239 | 145.3391 | 147.2404 | 148.1002 | 149.2722 | 150.2408 | 151.9399 | 152.6145 | 153.0586 | 153.5911 | 154.0398 | NPgN | GSP | NG FES - Leading the Way | HPs - Domestic consumption (GWh)
NG FES - Leading the Way | Dem_BB004 | GWh | NPgN | HAWTHORN PIT GRID | HPs - Domestic consumption (GWh) | HAWP_6 | 1.3006 | 1.6143 | 2.1983 | 5.1567 | 8.1405 | 11.242 | 14.6179 | 21.3854 | 29.6152 | 39.7421 | 50.3674 | 61.5223 | 74.0754 | 85.7771 | 97.305 | 108.7288 | 119.965 | 132.7387 | 141.93 | 151.1008 | 158.8813 | 165.7775 | 171.9854 | 174.1469 | 175.0148 | 176.3299 | 177.3993 | 179.3915 | 180.0824 | 180.474 | 180.9773 | 181.3713 | NPgN | GSP | NG FES - Leading the Way | HPs - Domestic consumption (GWh)
NG FES - Leading the Way | Dem_BB004 | GWh | NPgN | KNARESBOROUGH | HPs - Domestic consumption (GWh) | KNARE_111 | 2.1127 | 2.4789 | 3.1442 | 6.7246 | 10.6889 | 14.7874 | 19.139 | 26.7801 | 36.0808 | 47.2976 | 59.6534 | 72.3245 | 86.2311 | 99.0352 | 111.6072 | 123.9922 | 135.962 | 149.4458 | 159.1146 | 168.7774 | 176.8948 | 184.0537 | 190.4164 | 192.3688 | 192.9554 | 194.197 | 195.2022 | 197.2301 | 197.7745 | 197.9642 | 198.2812 | 198.468 | NPgN | GSP | NG FES - Leading the Way | HPs - Domestic consumption (GWh)
NG FES - Leading the Way | Dem_BB004 | GWh | NPgN | LACKENBY | HPs - Domestic consumption (GWh) | LACK_6 | 1.9429 | 2.3705 | 3.1825 | 7.561 | 12.1575 | 17.0337 | 22.3521 | 32.302 | 44.3945 | 59.0604 | 74.3386 | 90.2417 | 108.0535 | 124.6665 | 141.0341 | 157.2301 | 173.0997 | 191.1194 | 204.12 | 217.0883 | 228.054 | 237.6943 | 246.3831 | 249.3966 | 250.6282 | 252.5926 | 254.2301 | 257.1685 | 258.2377 | 258.8694 | 259.6598 | 260.289 | NPgN | GSP | NG FES - Leading the Way | HPs - Domestic consumption (GWh)
NG FES - Leading the Way | Dem_BB004 | GWh | NPgN | NORTON | HPs - Domestic consumption (GWh) | NORT_1 | 5.8625 | 6.9265 | 9.0913 | 21.8992 | 35.8165 | 50.6467 | 66.7082 | 92.3873 | 123.615 | 160.2361 | 198.7732 | 238.0827 | 281.5123 | 321.5649 | 360.9332 | 399.7438 | 437.4571 | 479.8395 | 510.424 | 540.9588 | 566.8021 | 589.6308 | 610.104 | 617.2879 | 620.2596 | 624.8699 | 628.7028 | 635.5895 | 638.099 | 639.5968 | 641.4715 | 642.9758 | NPgN | GSP | NG FES - Leading the Way | HPs - Domestic consumption (GWh)
NG FES - Leading the Way | Dem_BB004 | GWh | NPgN | OFFERTON | HPs - Domestic consumption (GWh) | OFFE_3 | 0.40066 | 0.46686 | 0.65646 | 1.8659 | 3.071 | 4.3394 | 5.7299 | 9.2896 | 13.6245 | 19.1506 | 25.0533 | 31.4169 | 38.6162 | 45.3011 | 51.8783 | 58.4428 | 64.9059 | 72.2228 | 77.4499 | 82.6768 | 87.1512 | 91.1401 | 94.7058 | 95.9893 | 96.5105 | 97.1533 | 97.635 | 98.6261 | 98.9402 | 99.1059 | 99.3311 | 99.5034 | NPgN | GSP | NG FES - Leading the Way | HPs - Domestic consumption (GWh)
NG FES - Leading the Way | Dem_BB004 | GWh | NPgN | OSBALDWICK | HPs - Domestic consumption (GWh) | OSBA_1 | 4.3355 | 5.1636 | 6.597 | 13.9808 | 22.1452 | 30.8359 | 40.2708 | 55.8884 | 74.9168 | 97.5025 | 121.4668 | 146.0243 | 173.0825 | 198.0832 | 222.6764 | 247.0221 | 270.8108 | 297.5656 | 316.8473 | 336.1147 | 352.5373 | 367.1863 | 380.4077 | 385.2339 | 387.3014 | 390.0673 | 392.282 | 396.3971 | 397.8916 | 398.8036 | 399.9458 | 400.8784 | NPgN | GSP | NG FES - Leading the Way | HPs - Domestic consumption (GWh)
NG FES - Leading the Way | Dem_BB004 | GWh | NPgN | POPPLETON | HPs - Domestic consumption (GWh) | POPP_3 | 0.51914 | 0.60906 | 0.81758 | 2.0535 | 3.3154 | 4.6524 | 6.1178 | 8.8838 | 12.2389 | 16.2823 | 20.4097 | 24.7387 | 29.6163 | 34.1425 | 38.5899 | 42.9936 | 47.3155 | 52.2354 | 55.7859 | 59.3339 | 62.3336 | 64.97 | 67.3126 | 68.1315 | 68.4784 | 69.0447 | 69.5275 | 70.3623 | 70.6845 | 70.885 | 71.1287 | 71.3272 | NPgN | GSP | NG FES - Leading the Way | HPs - Domestic consumption (GWh)
NG FES - Leading the Way | Dem_BB004 | GWh | NPgN | SALTHOLME | HPs - Domestic consumption (GWh) | SALH_1 | 0.023286 | 0.026491 | 0.036562 | 0.10291 | 0.17007 | 0.24167 | 0.32052 | 0.47639 | 0.66392 | 0.8893 | 1.1068 | 1.335 | 1.5943 | 1.8384 | 2.0783 | 2.3141 | 2.5443 | 2.8125 | 3.0081 | 3.2031 | 3.3647 | 3.5057 | 3.6289 | 3.6638 | 3.6756 | 3.7148 | 3.7518 | 3.8103 | 3.8333 | 3.8468 | 3.8631 | 3.8757 | NPgN | GSP | NG FES - Leading the Way | HPs - Domestic consumption (GWh)
NG FES - Leading the Way | Dem_BB004 | GWh | NPgN | SOUTH SHIELDS | HPs - Domestic consumption (GWh) | SSHI_3 | 0.51139 | 0.6045 | 0.82702 | 2.1307 | 3.4228 | 4.768 | 6.2366 | 9.4329 | 13.3227 | 18.147 | 23.2433 | 28.6612 | 34.7986 | 40.498 | 46.1118 | 51.6867 | 57.1757 | 63.3874 | 67.8407 | 72.2877 | 76.0755 | 79.425 | 82.4319 | 83.5178 | 83.9695 | 84.5573 | 85.0154 | 85.906 | 86.2087 | 86.3813 | 86.6053 | 86.7826 | NPgN | GSP | NG FES - Leading the Way | HPs - Domestic consumption (GWh)
NG FES - Leading the Way | Dem_BB004 | GWh | NPgN | SPADEADAM | HPs - Domestic consumption (GWh) | KIELD01 and SPAD20 | 0.11901 | 0.14253 | 0.17758 | 0.52287 | 1.053 | 1.6715 | 2.3303 | 2.9628 | 3.7321 | 4.4994 | 5.3864 | 6.1829 | 6.9618 | 7.6429 | 8.3058 | 8.937 | 9.463 | 9.9812 | 10.3615 | 10.7406 | 11.0555 | 11.3319 | 11.5771 | 11.6423 | 11.6568 | 11.7151 | 11.7667 | 11.8614 | 11.8873 | 11.8956 | 11.9099 | 11.9177 | NPgN | GSP | NG FES - Leading the Way | HPs - Domestic consumption (GWh)
NG FES - Leading the Way | Dem_BB004 | GWh | NPgN | SPENNYMOOR | HPs - Domestic consumption (GWh) | SPEN_1 | 4.5403 | 5.7338 | 7.49 | 15.0452 | 23.2335 | 31.8958 | 41.2833 | 57.1774 | 76.4962 | 99.5134 | 123.7301 | 148.5873 | 176.2667 | 201.9058 | 227.1214 | 251.9929 | 276.149 | 303.4334 | 323.1471 | 342.833 | 359.4909 | 374.2708 | 387.5822 | 392.1661 | 394.0067 | 397.0127 | 399.5232 | 404.0423 | 405.6693 | 406.6179 | 407.8148 | 408.7622 | NPgN | GSP | NG FES - Leading the Way | HPs - Domestic consumption (GWh)
NG FES - Leading the Way | Dem_BB004 | GWh | NPgN | STELLA NORTH | HPs - Domestic consumption (GWh) | STEN_1 | 2.0217 | 2.3574 | 3.1658 | 8.03 | 13.0725 | 18.5015 | 24.5013 | 36.1638 | 50.2971 | 67.3535 | 84.5102 | 102.5736 | 123.0094 | 142.0875 | 160.8718 | 179.4782 | 197.7616 | 218.6136 | 233.7022 | 248.7604 | 261.5465 | 272.8943 | 283.058 | 286.6829 | 288.2696 | 290.7528 | 292.8686 | 296.4894 | 297.9293 | 298.8558 | 299.966 | 300.8857 | NPgN | GSP | NG FES - Leading the Way | HPs - Domestic consumption (GWh)
NG FES - Leading the Way | Dem_BB004 | GWh | NPgN | STELLA SOUTH | HPs - Domestic consumption (GWh) | STES_1 | 2.099 | 2.5564 | 3.3619 | 7.5473 | 12.005 | 16.7361 | 21.8723 | 30.8471 | 41.7975 | 54.9942 | 69.1284 | 83.7471 | 100.0505 | 115.1357 | 129.9916 | 144.7139 | 159.1027 | 175.241 | 186.8392 | 198.4213 | 208.3193 | 217.1378 | 225.1463 | 228.1238 | 229.4081 | 230.9586 | 232.1518 | 234.4695 | 235.2816 | 235.7699 | 236.3921 | 236.8996 | NPgN | GSP | NG FES - Leading the Way | HPs - Domestic consumption (GWh)
NG FES - Leading the Way | Dem_BB004 | GWh | NPgN | TYNEMOUTH | HPs - Domestic consumption (GWh) | TYNE_1 | 1.696 | 1.9659 | 2.6787 | 6.9883 | 11.2134 | 15.565 | 20.2932 | 29.9628 | 41.687 | 56.0228 | 70.8382 | 86.4851 | 104.2243 | 120.7157 | 136.9318 | 152.9575 | 168.6875 | 186.6469 | 199.5776 | 212.4874 | 223.3596 | 232.911 | 241.3844 | 244.1788 | 245.2355 | 247.1892 | 248.8468 | 251.8244 | 252.8628 | 253.435 | 254.17 | 254.7318 | NPgN | GSP | NG FES - Leading the Way | HPs - Domestic consumption (GWh)
NG FES - Leading the Way | Dem_BB004 | GWh | NPgN | WEST BOLDON | HPs - Domestic consumption (GWh) | WBOL_6 | 2.1564 | 2.5589 | 3.5134 | 9.0695 | 14.5478 | 20.2318 | 26.4261 | 39.5241 | 55.4438 | 75.0943 | 95.6943 | 117.485 | 142.1751 | 165.1514 | 187.7859 | 210.2171 | 232.2861 | 257.3438 | 275.3462 | 293.3104 | 308.5475 | 321.9876 | 334.0636 | 338.2979 | 340.0083 | 342.5125 | 344.5283 | 348.3272 | 349.6308 | 350.3657 | 351.3153 | 352.0579 | NPgN | GSP | NG FES - Leading the Way | HPs - Domestic consumption (GWh)
NG FES - Leading the Way | Dem_BB004 | GWh | NPgY | BRADFORD WEST | HPs - Domestic consumption (GWh) | BRAW_1 | 4.83 | 5.4366 | 7.5159 | 18.2855 | 29.6899 | 41.8736 | 55.1398 | 73.6277 | 108.5842 | 154.9543 | 198.9217 | 243.8057 | 292.1582 | 338.8998 | 384.3329 | 429.3306 | 473.5844 | 515.547 | 551.2106 | 586.7331 | 616.7719 | 643.5704 | 662.2759 | 670.1152 | 673.6136 | 678.6699 | 682.7652 | 687.9178 | 690.6514 | 693.321 | 695.3244 | 696.9238 | NPgY | GSP | NG FES - Leading the Way | HPs - Domestic consumption (GWh)
NG FES - Leading the Way | Dem_BB004 | GWh | NPgY | CAMBLESFORTH | HPs - Domestic consumption (GWh) | CAMB_01 | 0.46218 | 0.53542 | 0.72289 | 1.7178 | 3.0214 | 4.44 | 5.9662 | 7.6967 | 10.5922 | 14.1965 | 17.5792 | 20.6113 | 23.7126 | 26.703 | 29.5561 | 32.3564 | 35.1835 | 37.8663 | 40.1611 | 42.4499 | 44.3726 | 46.0857 | 47.2837 | 47.7673 | 47.9816 | 48.3147 | 48.5904 | 48.9334 | 49.1111 | 49.2836 | 49.412 | 49.5131 | NPgY | GSP | NG FES - Leading the Way | HPs - Domestic consumption (GWh)
NG FES - Leading the Way | Dem_BB004 | GWh | NPgY | CREYKE BECK | HPs - Domestic consumption (GWh) | CREB_1 | 8.2652 | 9.3468 | 12.2441 | 25.3872 | 39.9144 | 55.1197 | 71.4439 | 92.0181 | 127.5221 | 172.4711 | 214.4697 | 254.7463 | 297.6543 | 338.7961 | 378.5619 | 417.5993 | 456.3397 | 492.8829 | 524.0307 | 555.1187 | 581.1406 | 604.3768 | 620.8231 | 627.556 | 630.5822 | 634.8132 | 638.2053 | 642.4455 | 644.6341 | 646.8302 | 648.4187 | 649.6718 | NPgY | GSP | NG FES - Leading the Way | HPs - Domestic consumption (GWh)
NG FES - Leading the Way | Dem_BB004 | GWh | NPgY | DRAX | HPs - Domestic consumption (GWh) | DRAX_YEDL | 1.3046 | 1.4808 | 1.8864 | 3.7955 | 6.2794 | 8.9935 | 11.9232 | 15.2336 | 19.6954 | 24.6799 | 29.2746 | 33.075 | 36.928 | 40.5616 | 43.9606 | 47.2422 | 50.61 | 53.7882 | 56.5234 | 59.264 | 61.5666 | 63.6415 | 65.1633 | 65.8561 | 66.231 | 66.6722 | 67.037 | 67.4675 | 67.7331 | 68.0078 | 68.23 | 68.4268 | NPgY | GSP | NG FES - Leading the Way | HPs - Domestic consumption (GWh)
NG FES - Leading the Way | Dem_BB004 | GWh | NPgY | ELLAND | HPs - Domestic consumption (GWh) | ELLA_1 | 3.7612 | 4.2614 | 5.9244 | 14.2605 | 22.8578 | 31.9154 | 41.7294 | 55.3613 | 82.1319 | 117.9496 | 151.7315 | 186.2803 | 223.5718 | 259.5981 | 294.6022 | 329.2339 | 363.244 | 395.4789 | 422.8832 | 450.1739 | 473.1581 | 493.6275 | 507.8427 | 513.6387 | 516.1339 | 519.9625 | 523.0732 | 527.0075 | 529.0263 | 530.9819 | 532.4176 | 533.5323 | NPgY | GSP | NG FES - Leading the Way | HPs - Domestic consumption (GWh)
NG FES - Leading the Way | Dem_BB004 | GWh | NPgY | FERRYBRIDGE A | HPs - Domestic consumption (GWh) | FERRA2 | 2.2689 | 2.7207 | 3.6953 | 7.115 | 10.8548 | 14.8414 | 19.2033 | 25.0078 | 33.8186 | 44.5665 | 54.6177 | 64.4581 | 75.0137 | 85.2196 | 95.2263 | 105.0971 | 114.8554 | 124.1136 | 132.0425 | 139.9848 | 146.6758 | 152.6723 | 157.0019 | 158.8816 | 159.8604 | 161.1642 | 162.2694 | 163.5788 | 164.3625 | 165.1483 | 165.7794 | 166.3248 | NPgY | GSP | NG FES - Leading the Way | HPs - Domestic consumption (GWh)
NG FES - Leading the Way | Dem_BB004 | GWh | NPgY | FERRYBRIDGE B | HPs - Domestic consumption (GWh) | FERRB9 | 3.2762 | 3.7501 | 5.165 | 12.1966 | 20.0034 | 28.4624 | 37.7167 | 49.6547 | 68.7752 | 92.4763 | 114.8387 | 136.8122 | 160.2755 | 182.9647 | 205.0655 | 226.8619 | 248.4269 | 268.8831 | 286.3598 | 303.7963 | 318.5038 | 331.6645 | 341.0584 | 345.1185 | 347.1661 | 349.9745 | 352.3368 | 355.1734 | 356.8326 | 358.4743 | 359.7864 | 360.9045 | NPgY | GSP | NG FES - Leading the Way | HPs - Domestic consumption (GWh)
NG FES - Leading the Way | Dem_BB004 | GWh | NPgY | GRIMSBY WEST | HPs - Domestic consumption (GWh) | GRIW_1 | 2.2446 | 2.5496 | 3.426 | 7.3511 | 11.4873 | 15.7408 | 20.3082 | 26.3383 | 38.1174 | 53.7456 | 68.384 | 82.9597 | 98.5634 | 113.6503 | 128.3895 | 142.9507 | 157.3014 | 170.8888 | 182.4672 | 194.0305 | 203.7085 | 212.3126 | 218.288 | 220.6224 | 221.5943 | 223.1968 | 224.509 | 226.1654 | 226.9835 | 227.7754 | 228.3379 | 228.7601 | NPgY | GSP | NG FES - Leading the Way | HPs - Domestic consumption (GWh)
NG FES - Leading the Way | Dem_BB004 | GWh | NPgY | JORDANTHORPE | HPs - Domestic consumption (GWh) | JORD_3 | 0.57459 | 0.6411 | 0.91564 | 2.3979 | 3.9924 | 5.68 | 7.519 | 9.9511 | 14.9147 | 21.5731 | 27.7082 | 33.9499 | 40.6263 | 47.162 | 53.5681 | 59.9057 | 66.1084 | 72.044 | 77.1408 | 82.2272 | 86.4524 | 90.1807 | 92.7145 | 93.6204 | 93.9918 | 94.8499 | 95.6161 | 96.5501 | 97.0302 | 97.4693 | 97.8041 | 98.061 | NPgY | GSP | NG FES - Leading the Way | HPs - Domestic consumption (GWh)
NG FES - Leading the Way | Dem_BB004 | GWh | NPgY | KEADBY | HPs - Domestic consumption (GWh) | KEAD_YEDL | 4.3443 | 5.0145 | 6.5885 | 14.2712 | 24.2762 | 35.1817 | 46.9115 | 60.322 | 80.6601 | 104.9885 | 127.6439 | 147.3784 | 167.5743 | 186.9082 | 205.1272 | 222.8508 | 240.8393 | 257.8618 | 272.4576 | 287.057 | 299.3305 | 310.3128 | 318.1914 | 321.469 | 323.0447 | 325.1724 | 326.9207 | 329.0463 | 330.2027 | 331.3643 | 332.2441 | 332.9675 | NPgY | GSP | NG FES - Leading the Way | HPs - Domestic consumption (GWh)
NG FES - Leading the Way | Dem_BB004 | GWh | NPgY | KIRKSTALL B | HPs - Domestic consumption (GWh) | KIRKB1 | 2.0064 | 2.2558 | 3.2918 | 8.8209 | 14.2632 | 20.0035 | 26.2909 | 34.7945 | 50.523 | 71.0072 | 90.1221 | 109.8968 | 131.3372 | 152.1543 | 172.6053 | 192.8276 | 212.5916 | 231.3861 | 247.4536 | 263.4497 | 276.7974 | 288.6562 | 296.8908 | 300.1774 | 301.6984 | 304.342 | 306.6314 | 309.4102 | 310.9377 | 312.3907 | 313.5301 | 314.4583 | NPgY | GSP | NG FES - Leading the Way | HPs - Domestic consumption (GWh)
NG FES - Leading the Way | Dem_BB004 | GWh | NPgY | NEEPSEND | HPs - Domestic consumption (GWh) | NEEP_3 | 0.92652 | 1.0517 | 1.4678 | 3.4747 | 5.5212 | 7.6839 | 10.0487 | 13.5244 | 20.107 | 28.8933 | 37.328 | 46.0721 | 55.5306 | 64.6617 | 73.6079 | 82.5029 | 91.2471 | 99.5186 | 106.525 | 113.498 | 119.4222 | 124.7242 | 128.4445 | 130.0785 | 130.8247 | 131.7789 | 132.5249 | 133.4751 | 133.9927 | 134.5096 | 134.8993 | 135.2174 | NPgY | GSP | NG FES - Leading the Way | HPs - Domestic consumption (GWh)
NG FES - Leading the Way | Dem_BB004 | GWh | NPgY | NORTON LEES | HPs - Domestic consumption (GWh) | NORL_3 | 0.721 | 0.81912 | 1.1879 | 3.0146 | 4.8534 | 6.7923 | 8.9196 | 12.0354 | 18.468 | 27.2063 | 35.3896 | 43.9737 | 53.2666 | 62.2929 | 71.1482 | 79.9461 | 88.5386 | 96.7249 | 103.7038 | 110.6373 | 116.4439 | 121.5976 | 125.1171 | 126.5211 | 127.1211 | 128.2053 | 129.1273 | 130.2772 | 130.8836 | 131.4532 | 131.8894 | 132.233 | NPgY | GSP | NG FES - Leading the Way | HPs - Domestic consumption (GWh)
NG FES - Leading the Way | Dem_BB004 | GWh | NPgY | PITSMOOR 3/4 | HPs - Domestic consumption (GWh) | PITS_BB_B | 0.27435 | 0.31604 | 0.46913 | 1.2394 | 2.0202 | 2.8566 | 3.7797 | 5.1659 | 7.8141 | 11.3601 | 14.7658 | 18.3354 | 22.2023 | 25.9677 | 29.6759 | 33.3603 | 36.9771 | 40.4058 | 43.3194 | 46.2144 | 48.6632 | 50.8527 | 52.4043 | 53.0677 | 53.3821 | 53.8037 | 54.1467 | 54.5694 | 54.8045 | 55.0365 | 55.2153 | 55.3627 | NPgY | GSP | NG FES - Leading the Way | HPs - Domestic consumption (GWh)
NG FES - Leading the Way | Dem_BB004 | GWh | NPgY | SALTEND NORTH | HPs - Domestic consumption (GWh) | SALT_1 | 1.0785 | 1.2424 | 1.6457 | 3.3169 | 5.1462 | 7.0652 | 9.1329 | 11.8515 | 16.5929 | 22.6636 | 28.3517 | 33.9086 | 39.8586 | 45.5852 | 51.1346 | 56.5942 | 61.9967 | 67.1011 | 71.4517 | 75.7877 | 79.4207 | 82.6657 | 84.9681 | 85.9143 | 86.3457 | 86.9444 | 87.4281 | 88.0285 | 88.3434 | 88.6582 | 88.8891 | 89.073 | NPgY | GSP | NG FES - Leading the Way | HPs - Domestic consumption (GWh)
NG FES - Leading the Way | Dem_BB004 | GWh | NPgY | SHEFFIELD CITY | HPs - Domestic consumption (GWh) | SHEC_3 | 0.40225 | 0.46054 | 0.66465 | 1.6589 | 2.6405 | 3.6677 | 4.7905 | 6.4151 | 9.5574 | 13.7572 | 17.751 | 21.9104 | 26.4194 | 30.787 | 35.0801 | 39.3409 | 43.5174 | 47.4738 | 50.8357 | 54.1673 | 56.9626 | 59.456 | 61.1952 | 61.9263 | 62.2579 | 62.7452 | 63.1442 | 63.6425 | 63.9118 | 64.1736 | 64.3735 | 64.535 | NPgY | GSP | NG FES - Leading the Way | HPs - Domestic consumption (GWh)
NG FES - Leading the Way | Dem_BB004 | GWh | NPgY | SKELTON GRANGE | HPs - Domestic consumption (GWh) | SKLGB1 | 4.726 | 5.3375 | 7.7858 | 20.6898 | 33.4102 | 46.8393 | 61.5551 | 81.9695 | 120.436 | 171.0824 | 218.884 | 268.5505 | 322.366 | 374.5233 | 425.753 | 476.5435 | 526.2616 | 573.4587 | 613.6636 | 653.6199 | 687.1314 | 716.9741 | 737.7203 | 746.3124 | 750.2622 | 756.5111 | 761.773 | 768.2542 | 771.8138 | 775.2372 | 777.901 | 780.0735 | NPgY | GSP | NG FES - Leading the Way | HPs - Domestic consumption (GWh)
NG FES - Leading the Way | Dem_BB004 | GWh | NPgY | TEMPLEBOROUGH 275/33KV | HPs - Domestic consumption (GWh) | TEMP_3 | 0.049094 | 0.054797 | 0.080945 | 0.22403 | 0.37066 | 0.52896 | 0.70414 | 0.94283 | 1.4207 | 2.0551 | 2.6301 | 3.2315 | 3.8821 | 4.522 | 5.1502 | 5.7707 | 6.3733 | 6.9529 | 7.4532 | 7.9525 | 8.3651 | 8.7282 | 8.9745 | 9.0597 | 9.0969 | 9.192 | 9.2801 | 9.3849 | 9.4412 | 9.4923 | 9.5329 | 9.5652 | NPgY | GSP | NG FES - Leading the Way | HPs - Domestic consumption (GWh)
NG FES - Leading the Way | Dem_BB004 | GWh | NPgY | THURCROFT | HPs - Domestic consumption (GWh) | THUR_6 | 3.5584 | 4.1454 | 5.5774 | 11.2466 | 17.1121 | 23.1804 | 29.7237 | 38.3402 | 52.4091 | 70.0103 | 86.6066 | 102.8658 | 120.3889 | 137.2013 | 153.6178 | 169.7647 | 185.738 | 200.7639 | 213.5534 | 226.3156 | 237.0201 | 246.6177 | 253.5404 | 256.5092 | 257.9475 | 259.6981 | 261.0861 | 262.7901 | 263.7331 | 264.7067 | 265.4347 | 266.0403 | NPgY | GSP | NG FES - Leading the Way | HPs - Domestic consumption (GWh)
NG FES - Leading the Way | Dem_BB004 | GWh | NPgY | WEST MELTON / THORPE MARSH | HPs - Domestic consumption (GWh) | WMEL_THOM | 5.3365 | 6.3701 | 8.798 | 17.8086 | 27.1101 | 36.7643 | 47.2396 | 61.5664 | 86.6994 | 119.1264 | 149.5726 | 180.1697 | 213.1571 | 245.0781 | 276.4062 | 307.3645 | 337.8359 | 366.6872 | 391.3009 | 415.8308 | 436.3582 | 454.6782 | 467.6452 | 472.9835 | 475.482 | 479.1236 | 482.1487 | 485.8507 | 487.8665 | 489.8559 | 491.3679 | 492.6005 | NPgY | GSP | NG FES - Leading the Way | HPs - Domestic consumption (GWh)
NG FES - Leading the Way | Dem_BB004 | GWh | NPgY | WEST MELTON SECTION 3 | HPs - Domestic consumption (GWh) | WMEL_BB3 | 4.8473 | 5.6836 | 7.8411 | 17.0796 | 26.9884 | 37.694 | 49.4513 | 65.5012 | 91.2251 | 123.4016 | 153.8521 | 184.4825 | 217.5186 | 249.4635 | 280.6603 | 311.4871 | 341.8734 | 370.6842 | 395.2603 | 419.7773 | 440.5173 | 459.1066 | 472.4419 | 478.3133 | 481.3007 | 485.1715 | 488.3903 | 492.2592 | 494.5516 | 496.8425 | 498.6747 | 500.2482 | NPgY | GSP | NG FES - Leading the Way | HPs - Domestic consumption (GWh)
NG FES - Leading the Way | Dem_BB004 | GWh | NPgY | WINCOBANK | HPs - Domestic consumption (GWh) | WIBA_3 | 0.14405 | 0.16485 | 0.24092 | 0.62787 | 1.0058 | 1.4031 | 1.8379 | 2.4273 | 3.4676 | 4.8033 | 6.064 | 7.3617 | 8.771 | 10.1358 | 11.4789 | 12.8061 | 14.107 | 15.3385 | 16.3886 | 17.4305 | 18.3001 | 19.076 | 19.625 | 19.8545 | 19.966 | 20.1305 | 20.2694 | 20.4373 | 20.5323 | 20.6251 | 20.698 | 20.7588 | NPgY | GSP | NG FES - Leading the Way | HPs - Domestic consumption (GWh)
NG FES - Leading the Way | Dem_BB005 | GWh | NPgN | BLYTH 66kV | HPs - I&C consumption (GWh) | BLYTB1 | 3.1008 | 3.3171 | 3.6067 | 4.0352 | 4.6707 | 5.4515 | 6.3049 | 7.48 | 8.928 | 10.9772 | 12.8828 | 14.7165 | 16.9406 | 19.0337 | 21.1116 | 23.1824 | 25.2443 | 27.5858 | 29.3405 | 31.1248 | 32.9171 | 34.6532 | 36.202 | 37.011 | 37.7524 | 38.5008 | 39.2162 | 40.0792 | 40.5927 | 41.1089 | 41.6738 | 42.2363 | NPgN | GSP | NG FES - Leading the Way | HPs - I&C consumption (GWh)
NG FES - Leading the Way | Dem_BB005 | GWh | NPgN | BLYTH 132kV | HPs - I&C consumption (GWh) | BLYTH132 | 1.6673 | 1.7837 | 1.9395 | 2.1699 | 2.5117 | 2.9317 | 3.3907 | 4.0227 | 4.8013 | 5.9033 | 6.928 | 7.914 | 9.1098 | 10.2351 | 11.3524 | 12.4658 | 13.5743 | 14.833 | 15.7762 | 16.7355 | 17.6988 | 18.6319 | 19.464 | 19.8984 | 20.2964 | 20.6984 | 21.0823 | 21.5456 | 21.8209 | 22.0975 | 22.4003 | 22.7017 | NPgN | GSP | NG FES - Leading the Way | HPs - I&C consumption (GWh)
NG FES - Leading the Way | Dem_BB005 | GWh | NPgN | FOURSTONES | HPs - I&C consumption (GWh) | FOUR_1 | 0.53722 | 0.57471 | 0.6249 | 0.69916 | 0.80929 | 0.9446 | 1.0925 | 1.2961 | 1.547 | 1.9021 | 2.2322 | 2.5499 | 2.9352 | 3.2978 | 3.6578 | 4.0165 | 4.3737 | 4.7793 | 5.0832 | 5.3923 | 5.7027 | 6.0033 | 6.2714 | 6.4114 | 6.5396 | 6.6692 | 6.7929 | 6.9422 | 7.0308 | 7.12 | 7.2176 | 7.3147 | NPgN | GSP | NG FES - Leading the Way | HPs - I&C consumption (GWh)
NG FES - Leading the Way | Dem_BB005 | GWh | NPgN | HARTMOOR | HPs - I&C consumption (GWh) | HARM_6 | 2.4317 | 2.5873 | 2.7963 | 3.1096 | 3.5773 | 4.1498 | 4.7701 | 5.6245 | 6.6721 | 8.1533 | 9.5103 | 10.7978 | 12.3534 | 13.7939 | 15.2044 | 16.5908 | 17.9527 | 19.4935 | 20.6009 | 21.7128 | 22.8137 | 23.8594 | 24.7609 | 25.1453 | 25.4763 | 25.8026 | 26.101 | 26.4901 | 26.6414 | 26.7893 | 26.9636 | 27.1308 | NPgN | GSP | NG FES - Leading the Way | HPs - I&C consumption (GWh)
NG FES - Leading the Way | Dem_BB005 | GWh | NPgN | HAWTHORN PIT GRID | HPs - I&C consumption (GWh) | HAWP_6 | 1.8866 | 2.0072 | 2.1693 | 2.4122 | 2.7749 | 3.2189 | 3.6999 | 4.3624 | 5.1748 | 6.3234 | 7.3756 | 8.3738 | 9.5799 | 10.6966 | 11.79 | 12.8646 | 13.9201 | 15.1142 | 15.9722 | 16.8336 | 17.6863 | 18.4962 | 19.1941 | 19.4912 | 19.7468 | 19.9987 | 20.2291 | 20.5295 | 20.6457 | 20.7592 | 20.8931 | 21.0215 | NPgN | GSP | NG FES - Leading the Way | HPs - I&C consumption (GWh)
NG FES - Leading the Way | Dem_BB005 | GWh | NPgN | KNARESBOROUGH | HPs - I&C consumption (GWh) | KNARE_111 | 3.6187 | 3.8831 | 4.2367 | 4.7566 | 5.5246 | 6.4695 | 7.5061 | 8.9326 | 10.6943 | 13.189 | 15.5247 | 17.7867 | 20.5362 | 23.1444 | 25.7518 | 28.3673 | 30.9874 | 33.9703 | 36.2504 | 38.5851 | 40.9452 | 43.251 | 45.338 | 46.5098 | 47.6046 | 48.7007 | 49.7707 | 51.0348 | 51.8596 | 52.6922 | 53.5918 | 54.493 | NPgN | GSP | NG FES - Leading the Way | HPs - I&C consumption (GWh)
NG FES - Leading the Way | Dem_BB005 | GWh | NPgN | LACKENBY | HPs - I&C consumption (GWh) | LACK_6 | 2.533 | 2.7097 | 2.9463 | 3.2962 | 3.815 | 4.4524 | 5.1487 | 6.1072 | 7.2881 | 8.9592 | 10.5123 | 12.0056 | 13.8162 | 15.519 | 17.2088 | 18.8919 | 20.5677 | 22.4703 | 23.8945 | 25.3425 | 26.7963 | 28.204 | 29.4587 | 30.111 | 30.7078 | 31.307 | 31.8808 | 32.5742 | 32.9829 | 33.3934 | 33.843 | 34.2901 | NPgN | GSP | NG FES - Leading the Way | HPs - I&C consumption (GWh)
NG FES - Leading the Way | Dem_BB005 | GWh | NPgN | NORTON | HPs - I&C consumption (GWh) | NORT_1 | 8.6061 | 9.1984 | 9.9918 | 11.1677 | 12.9132 | 15.0565 | 17.3954 | 20.615 | 24.5784 | 30.1864 | 35.3867 | 40.3788 | 46.4289 | 52.107 | 57.732 | 63.325 | 68.8835 | 75.1931 | 79.8944 | 84.6684 | 89.4544 | 94.0788 | 98.1857 | 100.2798 | 102.1858 | 104.088 | 105.9077 | 108.1203 | 109.3846 | 110.6521 | 112.0461 | 113.4289 | NPgN | GSP | NG FES - Leading the Way | HPs - I&C consumption (GWh)
NG FES - Leading the Way | Dem_BB005 | GWh | NPgN | OFFERTON | HPs - I&C consumption (GWh) | OFFE_3 | 0.98667 | 1.0501 | 1.1354 | 1.2631 | 1.4536 | 1.6869 | 1.9398 | 2.2881 | 2.7154 | 3.3195 | 3.8735 | 4.3996 | 5.0355 | 5.625 | 6.2027 | 6.7712 | 7.3301 | 7.9626 | 8.4186 | 8.8768 | 9.331 | 9.763 | 10.1365 | 10.2986 | 10.4391 | 10.5777 | 10.7051 | 10.8699 | 10.9373 | 11.0034 | 11.0805 | 11.1548 | NPgN | GSP | NG FES - Leading the Way | HPs - I&C consumption (GWh)
NG FES - Leading the Way | Dem_BB005 | GWh | NPgN | OSBALDWICK | HPs - I&C consumption (GWh) | OSBA_1 | 7.873 | 8.4012 | 9.1095 | 10.1634 | 11.7312 | 13.6542 | 15.7478 | 18.6311 | 22.1764 | 27.1918 | 31.8247 | 36.2557 | 41.6205 | 46.6355 | 51.5845 | 56.4861 | 61.3402 | 66.8447 | 70.9004 | 75.003 | 79.1002 | 83.0383 | 86.5049 | 88.1875 | 89.6979 | 91.2176 | 92.647 | 94.4145 | 95.3491 | 96.2833 | 97.3242 | 98.3518 | NPgN | GSP | NG FES - Leading the Way | HPs - I&C consumption (GWh)
NG FES - Leading the Way | Dem_BB005 | GWh | NPgN | POPPLETON | HPs - I&C consumption (GWh) | POPP_3 | 0.94595 | 1.0067 | 1.0884 | 1.2106 | 1.3932 | 1.6166 | 1.8588 | 2.1923 | 2.6014 | 3.1799 | 3.7103 | 4.2138 | 4.8224 | 5.3864 | 5.9392 | 6.4829 | 7.0174 | 7.6223 | 8.0582 | 8.4962 | 8.9302 | 9.3431 | 9.6998 | 9.8542 | 9.9878 | 10.1197 | 10.2409 | 10.3978 | 10.4616 | 10.5241 | 10.5972 | 10.6676 | NPgN | GSP | NG FES - Leading the Way | HPs - I&C consumption (GWh)
NG FES - Leading the Way | Dem_BB005 | GWh | NPgN | SALTHOLME | HPs - I&C consumption (GWh) | SALH_1 | 0.47994 | 0.51164 | 0.55418 | 0.61761 | 0.71207 | 0.82784 | 0.95367 | 1.1269 | 1.3397 | 1.6407 | 1.9179 | 2.1823 | 2.5021 | 2.8 | 3.0933 | 3.383 | 3.669 | 3.9932 | 4.23 | 4.469 | 4.707 | 4.935 | 5.1343 | 5.2272 | 5.3096 | 5.3914 | 5.468 | 5.5642 | 5.611 | 5.6575 | 5.7099 | 5.7613 | NPgN | GSP | NG FES - Leading the Way | HPs - I&C consumption (GWh)
NG FES - Leading the Way | Dem_BB005 | GWh | NPgN | SOUTH SHIELDS | HPs - I&C consumption (GWh) | SSHI_3 | 1.0722 | 1.1404 | 1.2322 | 1.3697 | 1.5752 | 1.8267 | 2.0991 | 2.4742 | 2.9341 | 3.5843 | 4.1795 | 4.7437 | 5.4253 | 6.0559 | 6.6729 | 7.2788 | 7.8734 | 8.5461 | 9.0283 | 9.512 | 9.9904 | 10.4443 | 10.8346 | 10.9984 | 11.1387 | 11.2767 | 11.4024 | 11.5675 | 11.6285 | 11.688 | 11.7588 | 11.8264 | NPgN | GSP | NG FES - Leading the Way | HPs - I&C consumption (GWh)
NG FES - Leading the Way | Dem_BB005 | GWh | NPgN | SPADEADAM | HPs - I&C consumption (GWh) | KIELD01 and SPAD20 | 0.23148 | 0.24763 | 0.26926 | 0.30126 | 0.34871 | 0.40701 | 0.47073 | 0.55847 | 0.66657 | 0.81956 | 0.96183 | 1.0987 | 1.2647 | 1.421 | 1.5761 | 1.7306 | 1.8845 | 2.0593 | 2.1902 | 2.3234 | 2.4572 | 2.5867 | 2.7022 | 2.7625 | 2.8178 | 2.8736 | 2.9269 | 2.9912 | 3.0294 | 3.0678 | 3.1099 | 3.1517 | NPgN | GSP | NG FES - Leading the Way | HPs - I&C consumption (GWh)
NG FES - Leading the Way | Dem_BB005 | GWh | NPgN | SPENNYMOOR | HPs - I&C consumption (GWh) | SPEN_1 | 4.9477 | 5.2638 | 5.6887 | 6.3254 | 7.2762 | 8.44 | 9.7009 | 11.4374 | 13.5668 | 16.5774 | 19.3349 | 21.9507 | 25.1112 | 28.0372 | 30.9019 | 33.7171 | 36.4819 | 39.61 | 41.8571 | 44.1128 | 46.3457 | 48.4663 | 50.2935 | 51.0701 | 51.7381 | 52.3963 | 52.9979 | 53.7833 | 54.0856 | 54.3812 | 54.73 | 55.0643 | NPgN | GSP | NG FES - Leading the Way | HPs - I&C consumption (GWh)
NG FES - Leading the Way | Dem_BB005 | GWh | NPgN | STELLA NORTH | HPs - I&C consumption (GWh) | STEN_1 | 4.9066 | 5.2351 | 5.6751 | 6.3299 | 7.3046 | 8.5005 | 9.803 | 11.5972 | 13.8041 | 16.9257 | 19.8098 | 22.5684 | 25.9092 | 29.0299 | 32.1073 | 35.1545 | 38.1718 | 41.5923 | 44.1071 | 46.6462 | 49.1803 | 51.6159 | 53.7585 | 54.7922 | 55.7187 | 56.6325 | 57.5006 | 58.577 | 59.1353 | 59.692 | 60.3135 | 60.9255 | NPgN | GSP | NG FES - Leading the Way | HPs - I&C consumption (GWh)
NG FES - Leading the Way | Dem_BB005 | GWh | NPgN | STELLA SOUTH | HPs - I&C consumption (GWh) | STES_1 | 3.0706 | 3.2716 | 3.5416 | 3.9446 | 4.5453 | 5.2814 | 6.0808 | 7.1818 | 8.5337 | 10.4456 | 12.2044 | 13.8798 | 15.9062 | 17.7914 | 19.6448 | 21.4738 | 23.2776 | 25.3205 | 26.8074 | 28.306 | 29.7964 | 31.2207 | 32.462 | 33.0294 | 33.5296 | 34.0275 | 34.4907 | 35.0765 | 35.35 | 35.6211 | 35.9294 | 36.2304 | NPgN | GSP | NG FES - Leading the Way | HPs - I&C consumption (GWh)
NG FES - Leading the Way | Dem_BB005 | GWh | NPgN | TYNEMOUTH | HPs - I&C consumption (GWh) | TYNE_1 | 2.6111 | 2.7933 | 3.0371 | 3.3979 | 3.933 | 4.5905 | 5.3093 | 6.2993 | 7.5195 | 9.2463 | 10.8527 | 12.3991 | 14.2753 | 16.0414 | 17.7946 | 19.5423 | 21.2837 | 23.2616 | 24.7451 | 26.2537 | 27.7698 | 29.2396 | 30.5523 | 31.2413 | 31.8736 | 32.5109 | 33.1219 | 33.8582 | 34.2996 | 34.7439 | 35.2297 | 35.7141 | NPgN | GSP | NG FES - Leading the Way | HPs - I&C consumption (GWh)
NG FES - Leading the Way | Dem_BB005 | GWh | NPgN | WEST BOLDON | HPs - I&C consumption (GWh) | WBOL_6 | 3.588 | 3.8207 | 4.1331 | 4.6003 | 5.2972 | 6.1508 | 7.0771 | 8.3529 | 9.9187 | 12.1329 | 14.1666 | 16.1008 | 18.4395 | 20.6111 | 22.7424 | 24.8422 | 26.91 | 29.2511 | 30.9462 | 32.6516 | 34.3446 | 35.9589 | 37.36 | 37.9838 | 38.5289 | 39.0676 | 39.5668 | 40.2053 | 40.4847 | 40.7603 | 41.0774 | 41.3851 | NPgN | GSP | NG FES - Leading the Way | HPs - I&C consumption (GWh)
NG FES - Leading the Way | Dem_BB005 | GWh | NPgY | BRADFORD WEST | HPs - I&C consumption (GWh) | BRAW_1 | 11.1857 | 11.5234 | 12.5621 | 13.809 | 15.5991 | 17.7598 | 20.0896 | 23.2559 | 28.8563 | 35.308 | 41.2377 | 46.8804 | 53.2672 | 59.5562 | 65.7318 | 71.8185 | 77.8148 | 83.5101 | 88.3701 | 93.2619 | 98.1197 | 102.7538 | 106.0892 | 107.8821 | 109.4509 | 110.9987 | 112.435 | 113.9343 | 114.7416 | 115.5371 | 116.4488 | 117.3324 | NPgY | GSP | NG FES - Leading the Way | HPs - I&C consumption (GWh)
NG FES - Leading the Way | Dem_BB005 | GWh | NPgY | CAMBLESFORTH | HPs - I&C consumption (GWh) | CAMB_01 | 0.96111 | 0.99617 | 1.0933 | 1.21 | 1.3763 | 1.5776 | 1.7968 | 2.0941 | 2.6158 | 3.2222 | 3.7885 | 4.3356 | 4.9591 | 5.5819 | 6.2024 | 6.8231 | 7.4436 | 8.0436 | 8.5712 | 9.1096 | 9.6526 | 10.1813 | 10.5883 | 10.8463 | 11.0856 | 11.3254 | 11.5581 | 11.8008 | 11.9751 | 12.1509 | 12.3417 | 12.5324 | NPgY | GSP | NG FES - Leading the Way | HPs - I&C consumption (GWh)
NG FES - Leading the Way | Dem_BB005 | GWh | NPgY | CREYKE BECK | HPs - I&C consumption (GWh) | CREB_1 | 12.6289 | 13.0559 | 14.2881 | 15.7689 | 17.8845 | 20.4432 | 23.2178 | 26.9847 | 33.6164 | 41.2957 | 48.423 | 55.2671 | 63.0461 | 70.7723 | 78.4279 | 86.0416 | 93.6109 | 100.881 | 107.202 | 113.6199 | 120.0569 | 126.2788 | 130.957 | 133.7695 | 136.3335 | 138.8868 | 141.3356 | 143.8909 | 145.5963 | 147.3069 | 149.1871 | 151.0534 | NPgY | GSP | NG FES - Leading the Way | HPs - I&C consumption (GWh)
NG FES - Leading the Way | Dem_BB005 | GWh | NPgY | DRAX | HPs - I&C consumption (GWh) | DRAX_YEDL | 1.3327 | 1.3824 | 1.5184 | 1.6818 | 1.9143 | 2.1961 | 2.503 | 2.9194 | 3.6496 | 4.4991 | 5.2941 | 6.0636 | 6.9413 | 7.8196 | 8.696 | 9.5738 | 10.4527 | 11.3046 | 12.0561 | 12.8243 | 13.6001 | 14.3571 | 14.9433 | 15.32 | 15.6707 | 16.029 | 16.3743 | 16.735 | 16.9995 | 17.267 | 17.5568 | 17.8476 | NPgY | GSP | NG FES - Leading the Way | HPs - I&C consumption (GWh)
NG FES - Leading the Way | Dem_BB005 | GWh | NPgY | ELLAND | HPs - I&C consumption (GWh) | ELLA_1 | 8.6269 | 8.8861 | 9.6854 | 10.6449 | 12.0227 | 13.6855 | 15.4782 | 17.9145 | 22.2247 | 27.1888 | 31.7493 | 36.0873 | 40.9963 | 45.8282 | 50.5709 | 55.2435 | 59.8448 | 64.2127 | 67.9367 | 71.6835 | 75.4025 | 78.948 | 81.4942 | 82.8545 | 84.042 | 85.2135 | 86.2982 | 87.4307 | 88.0316 | 88.6229 | 89.303 | 89.961 | NPgY | GSP | NG FES - Leading the Way | HPs - I&C consumption (GWh)
NG FES - Leading the Way | Dem_BB005 | GWh | NPgY | FERRYBRIDGE A | HPs - I&C consumption (GWh) | FERRA2 | 2.1642 | 2.2401 | 2.4547 | 2.7126 | 3.0804 | 3.5258 | 4.0096 | 4.6664 | 5.8213 | 7.1612 | 8.4093 | 9.6121 | 10.9816 | 12.3467 | 13.7041 | 15.059 | 16.4109 | 17.7155 | 18.8585 | 20.0233 | 21.1958 | 22.3349 | 23.2047 | 23.7467 | 24.2465 | 24.7556 | 25.2433 | 25.753 | 26.1133 | 26.4769 | 26.8736 | 27.2704 | NPgY | GSP | NG FES - Leading the Way | HPs - I&C consumption (GWh)
NG FES - Leading the Way | Dem_BB005 | GWh | NPgY | FERRYBRIDGE B | HPs - I&C consumption (GWh) | FERRB9 | 6.8216 | 7.0514 | 7.7156 | 8.5135 | 9.6537 | 11.0329 | 12.5282 | 14.5585 | 18.134 | 22.2745 | 26.1168 | 29.8067 | 34.0013 | 38.1683 | 42.2979 | 46.4055 | 50.4899 | 54.4149 | 57.83 | 61.2993 | 64.7794 | 68.1446 | 70.6776 | 72.2041 | 73.5964 | 75.0034 | 76.3439 | 77.7443 | 78.6877 | 79.6362 | 80.6787 | 81.7162 | NPgY | GSP | NG FES - Leading the Way | HPs - I&C consumption (GWh)
NG FES - Leading the Way | Dem_BB005 | GWh | NPgY | GRIMSBY WEST | HPs - I&C consumption (GWh) | GRIW_1 | 4.0804 | 4.2052 | 4.5861 | 5.0434 | 5.6996 | 6.4917 | 7.3463 | 8.5076 | 10.5606 | 12.927 | 15.104 | 17.1777 | 19.5259 | 21.8402 | 24.1149 | 26.3592 | 28.5723 | 30.6769 | 32.4767 | 34.29 | 36.0927 | 37.815 | 39.061 | 39.7402 | 40.3379 | 40.9283 | 41.4786 | 42.053 | 42.3728 | 42.6887 | 43.0483 | 43.3982 | NPgY | GSP | NG FES - Leading the Way | HPs - I&C consumption (GWh)
NG FES - Leading the Way | Dem_BB005 | GWh | NPgY | JORDANTHORPE | HPs - I&C consumption (GWh) | JORD_3 | 0.85514 | 0.88281 | 0.96463 | 1.0629 | 1.2036 | 1.3736 | 1.5576 | 1.8075 | 2.2483 | 2.7578 | 3.229 | 3.68 | 4.192 | 4.699 | 5.1998 | 5.6964 | 6.1886 | 6.6597 | 7.0671 | 7.4795 | 7.8918 | 8.2888 | 8.5833 | 8.7547 | 8.9092 | 9.0633 | 9.2096 | 9.3623 | 9.4593 | 9.5562 | 9.6638 | 9.7702 | NPgY | GSP | NG FES - Leading the Way | HPs - I&C consumption (GWh)
NG FES - Leading the Way | Dem_BB005 | GWh | NPgY | KEADBY | HPs - I&C consumption (GWh) | KEAD_YEDL | 6.796 | 7.0401 | 7.7219 | 8.5411 | 9.7083 | 11.1215 | 12.658 | 14.7431 | 18.4053 | 22.6579 | 26.6245 | 30.4517 | 34.812 | 39.1619 | 43.4919 | 47.8179 | 52.1379 | 56.3116 | 59.9739 | 63.7079 | 67.4689 | 71.1258 | 73.9282 | 75.6881 | 77.3148 | 78.9509 | 80.5307 | 82.1794 | 83.3498 | 84.5293 | 85.8125 | 87.0943 | NPgY | GSP | NG FES - Leading the Way | HPs - I&C consumption (GWh)
NG FES - Leading the Way | Dem_BB005 | GWh | NPgY | KIRKSTALL B | HPs - I&C consumption (GWh) | KIRKB1 | 5.1898 | 5.3443 | 5.8233 | 6.3984 | 7.2244 | 8.2211 | 9.2951 | 10.7549 | 13.3383 | 16.3124 | 19.0425 | 21.6373 | 24.5726 | 27.4596 | 30.291 | 33.0783 | 35.8207 | 38.4212 | 40.6344 | 42.8592 | 45.0654 | 47.1658 | 48.6675 | 49.4596 | 50.1476 | 50.8244 | 51.4488 | 52.1006 | 52.4347 | 52.7623 | 53.1419 | 53.5075 | NPgY | GSP | NG FES - Leading the Way | HPs - I&C consumption (GWh)
NG FES - Leading the Way | Dem_BB005 | GWh | NPgY | NEEPSEND | HPs - I&C consumption (GWh) | NEEP_3 | 2.1131 | 2.176 | 2.371 | 2.6052 | 2.9415 | 3.3473 | 3.7846 | 4.379 | 5.4309 | 6.6418 | 7.7534 | 8.8099 | 10.0051 | 11.1805 | 12.3334 | 13.4683 | 14.5849 | 15.6437 | 16.5448 | 17.4507 | 18.349 | 19.2042 | 19.8156 | 20.1381 | 20.4183 | 20.6938 | 20.948 | 21.2134 | 21.3495 | 21.4829 | 21.6374 | 21.7863 | NPgY | GSP | NG FES - Leading the Way | HPs - I&C consumption (GWh)
NG FES - Leading the Way | Dem_BB005 | GWh | NPgY | NORTON LEES | HPs - I&C consumption (GWh) | NORL_3 | 1.0284 | 1.0591 | 1.154 | 1.2679 | 1.4316 | 1.6291 | 1.842 | 2.1313 | 2.6432 | 3.2326 | 3.7736 | 4.2878 | 4.8695 | 5.4416 | 6.0027 | 6.555 | 7.0984 | 7.6138 | 8.0524 | 8.4932 | 8.9304 | 9.3467 | 9.6442 | 9.8012 | 9.9376 | 10.0717 | 10.1954 | 10.3246 | 10.3908 | 10.4557 | 10.5309 | 10.6034 | NPgY | GSP | NG FES - Leading the Way | HPs - I&C consumption (GWh)
NG FES - Leading the Way | Dem_BB005 | GWh | NPgY | PITSMOOR 3/4 | HPs - I&C consumption (GWh) | PITS_BB_B | 1.2568 | 1.2943 | 1.4104 | 1.5497 | 1.7499 | 1.9914 | 2.2516 | 2.6053 | 3.2313 | 3.952 | 4.6136 | 5.2425 | 5.954 | 6.6538 | 7.3402 | 8.016 | 8.681 | 9.3117 | 9.8486 | 10.3884 | 10.9237 | 11.4335 | 11.7982 | 11.9909 | 12.1584 | 12.3232 | 12.4753 | 12.6342 | 12.716 | 12.7963 | 12.8892 | 12.9787 | NPgY | GSP | NG FES - Leading the Way | HPs - I&C consumption (GWh)
NG FES - Leading the Way | Dem_BB005 | GWh | NPgY | SALTEND NORTH | HPs - I&C consumption (GWh) | SALT_1 | 1.6031 | 1.6577 | 1.8145 | 2.003 | 2.2722 | 2.5978 | 2.951 | 3.4306 | 4.2745 | 5.2521 | 6.1598 | 7.0319 | 8.0233 | 9.0084 | 9.985 | 10.9566 | 11.923 | 12.8516 | 13.6598 | 14.4807 | 15.3044 | 16.101 | 16.7012 | 17.0637 | 17.3947 | 17.7243 | 18.0408 | 18.3711 | 18.593 | 18.8157 | 19.0602 | 19.303 | NPgY | GSP | NG FES - Leading the Way | HPs - I&C consumption (GWh)
NG FES - Leading the Way | Dem_BB005 | GWh | NPgY | SHEFFIELD CITY | HPs - I&C consumption (GWh) | SHEC_3 | 2.0504 | 2.1115 | 2.3008 | 2.5279 | 2.8543 | 3.2481 | 3.6724 | 4.2492 | 5.2698 | 6.4449 | 7.5235 | 8.5487 | 9.7084 | 10.8491 | 11.9677 | 13.069 | 14.1525 | 15.1799 | 16.0543 | 16.9333 | 17.805 | 18.6348 | 19.2281 | 19.5411 | 19.8129 | 20.0803 | 20.327 | 20.5845 | 20.7165 | 20.846 | 20.9959 | 21.1404 | NPgY | GSP | NG FES - Leading the Way | HPs - I&C consumption (GWh)
NG FES - Leading the Way | Dem_BB005 | GWh | NPgY | SKELTON GRANGE | HPs - I&C consumption (GWh) | SKLGB1 | 13.1144 | 13.5108 | 14.729 | 16.1915 | 18.291 | 20.8251 | 23.5578 | 27.2717 | 33.8404 | 41.408 | 48.3641 | 54.9843 | 62.4779 | 69.8576 | 77.1052 | 84.2495 | 91.2888 | 97.976 | 103.6844 | 109.4311 | 115.1389 | 120.5852 | 124.5084 | 126.622 | 128.4731 | 130.3032 | 132.0014 | 133.7745 | 134.7359 | 135.6842 | 136.7699 | 137.8235 | NPgY | GSP | NG FES - Leading the Way | HPs - I&C consumption (GWh)
NG FES - Leading the Way | Dem_BB005 | GWh | NPgY | TEMPLEBOROUGH 275/33KV | HPs - I&C consumption (GWh) | TEMP_3 | 0.16533 | 0.17129 | 0.1879 | 0.20787 | 0.23632 | 0.27077 | 0.30825 | 0.35912 | 0.44844 | 0.55221 | 0.64909 | 0.74266 | 0.84932 | 0.95586 | 1.062 | 1.1682 | 1.2745 | 1.3772 | 1.4677 | 1.5601 | 1.6533 | 1.7441 | 1.814 | 1.8585 | 1.8999 | 1.9415 | 1.9818 | 2.024 | 2.0544 | 2.0852 | 2.1185 | 2.152 | NPgY | GSP | NG FES - Leading the Way | HPs - I&C consumption (GWh)
NG FES - Leading the Way | Dem_BB005 | GWh | NPgY | THURCROFT | HPs - I&C consumption (GWh) | THUR_6 | 3.2489 | 3.363 | 3.6855 | 4.073 | 4.6258 | 5.2948 | 6.0215 | 7.0081 | 8.7425 | 10.7548 | 12.629 | 14.435 | 16.4915 | 18.5412 | 20.5793 | 22.6137 | 24.6435 | 26.6023 | 28.3184 | 30.0673 | 31.8277 | 33.5379 | 34.8439 | 35.6578 | 36.4084 | 37.1643 | 37.8928 | 38.6536 | 39.1894 | 39.7295 | 40.3183 | 40.9066 | NPgY | GSP | NG FES - Leading the Way | HPs - I&C consumption (GWh)
NG FES - Leading the Way | Dem_BB005 | GWh | NPgY | WEST MELTON / THORPE MARSH | HPs - I&C consumption (GWh) | WMEL_THOM | 9.7349 | 10.0742 | 11.0369 | 12.1938 | 13.8443 | 15.8416 | 18.0104 | 20.9546 | 26.1323 | 32.137 | 37.7255 | 43.107 | 49.2332 | 55.3347 | 61.3979 | 67.4455 | 73.476 | 79.2904 | 84.3771 | 89.5578 | 94.7689 | 99.8265 | 103.6776 | 106.0611 | 108.2543 | 110.4639 | 112.5887 | 114.8073 | 116.3558 | 117.9156 | 119.6185 | 121.3181 | NPgY | GSP | NG FES - Leading the Way | HPs - I&C consumption (GWh)
NG FES - Leading the Way | Dem_BB005 | GWh | NPgY | WEST MELTON SECTION 3 | HPs - I&C consumption (GWh) | WMEL_BB3 | 7.7266 | 7.9972 | 8.7628 | 9.6829 | 10.9955 | 12.5843 | 14.3101 | 16.6531 | 20.7732 | 25.5533 | 30.0048 | 34.294 | 39.1778 | 44.045 | 48.885 | 53.7155 | 58.5353 | 63.1858 | 67.2595 | 71.4105 | 75.5886 | 79.6467 | 82.7443 | 84.6724 | 86.4496 | 88.2542 | 89.9852 | 91.7935 | 93.0682 | 94.3541 | 95.7567 | 97.1588 | NPgY | GSP | NG FES - Leading the Way | HPs - I&C consumption (GWh)
NG FES - Leading the Way | Dem_BB005 | GWh | NPgY | WINCOBANK | HPs - I&C consumption (GWh) | WIBA_3 | 1.1924 | 1.23 | 1.3427 | 1.4781 | 1.6722 | 1.9065 | 2.1598 | 2.5039 | 3.1114 | 3.8127 | 4.4596 | 5.0775 | 5.778 | 6.4703 | 7.1526 | 7.8276 | 8.4951 | 9.1322 | 9.6804 | 10.2342 | 10.7867 | 11.3167 | 11.7057 | 11.926 | 12.1226 | 12.318 | 12.5021 | 12.6943 | 12.8104 | 12.926 | 13.0555 | 13.1828 | NPgY | GSP | NG FES - Leading the Way | HPs - I&C consumption (GWh)
NG FES - Leading the Way | Dem_BB08b_NPgSubComponent | GWh | NPgN | BLYTH 66kV | I&C Baseline Demand Consumption (GWh) | BLYTB1 | 326.6623 | 324.6166 | 320.415 | 316.1766 | 311.8807 | 307.5205 | 303.0894 | 298.5977 | 294.0286 | 289.3876 | 284.6695 | 279.8739 | 280.8091 | 281.7611 | 282.7329 | 283.7236 | 284.7241 | 285.741 | 286.7779 | 287.8391 | 288.9222 | 290.0258 | 291.1524 | 292.3023 | 293.4767 | 294.6983 | 295.9299 | 297.1874 | 298.4712 | 299.7815 | 301.1186 | 302.4829 | NPgN | GSP | NG FES - Leading the Way | I&C Baseline Demand Consumption (GWh)
NG FES - Leading the Way | Dem_BB08b_NPgSubComponent | GWh | NPgN | BLYTH 132kV | I&C Baseline Demand Consumption (GWh) | BLYTH132 | 228.3633 | 227.0675 | 224.4037 | 221.7171 | 218.9925 | 216.2259 | 213.4122 | 210.5587 | 207.6537 | 204.703 | 201.7023 | 198.6512 | 199.241 | 199.8425 | 200.4586 | 201.0865 | 201.7188 | 202.3608 | 203.0162 | 203.6883 | 204.3735 | 205.0703 | 205.7809 | 206.5058 | 207.2462 | 208.0194 | 208.7961 | 209.5888 | 210.3977 | 211.2231 | 212.0651 | 212.9239 | NPgN | GSP | NG FES - Leading the Way | I&C Baseline Demand Consumption (GWh)
NG FES - Leading the Way | Dem_BB08b_NPgSubComponent | GWh | NPgN | FOURSTONES | I&C Baseline Demand Consumption (GWh) | FOUR_1 | 80.8022 | 80.2955 | 79.2539 | 78.2035 | 77.1381 | 76.0563 | 74.9561 | 73.8403 | 72.7044 | 71.5506 | 70.3773 | 69.1843 | 69.4149 | 69.6501 | 69.8911 | 70.1366 | 70.3839 | 70.635 | 70.8913 | 71.1542 | 71.4222 | 71.6947 | 71.9726 | 72.2561 | 72.5456 | 72.8481 | 73.1518 | 73.4618 | 73.7782 | 74.101 | 74.4303 | 74.7662 | NPgN | GSP | NG FES - Leading the Way | I&C Baseline Demand Consumption (GWh)
NG FES - Leading the Way | Dem_BB08b_NPgSubComponent | GWh | NPgN | HARTMOOR | I&C Baseline Demand Consumption (GWh) | HARM_6 | 298.9291 | 296.3025 | 292.0981 | 287.892 | 283.6834 | 279.4719 | 275.2572 | 271.0397 | 266.8191 | 262.5956 | 258.3691 | 254.1397 | 253.6379 | 253.1383 | 252.6412 | 252.1464 | 251.6541 | 251.1641 | 250.6768 | 250.1922 | 249.7102 | 249.2306 | 248.7536 | 248.2791 | 247.807 | 247.3358 | 246.8681 | 246.4028 | 245.9399 | 245.4794 | 245.0214 | 244.5657 | NPgN | GSP | NG FES - Leading the Way | I&C Baseline Demand Consumption (GWh)
NG FES - Leading the Way | Dem_BB08b_NPgSubComponent | GWh | NPgN | HAWTHORN PIT GRID | I&C Baseline Demand Consumption (GWh) | HAWP_6 | 256.1045 | 253.1008 | 248.2987 | 243.495 | 238.6889 | 233.88 | 229.0683 | 224.2539 | 219.4368 | 214.6169 | 209.7941 | 204.9685 | 204.3899 | 203.8139 | 203.2406 | 202.6697 | 202.1013 | 201.5355 | 200.9724 | 200.4119 | 199.8541 | 199.299 | 198.7465 | 198.1968 | 197.6496 | 197.1036 | 196.5611 | 196.0212 | 195.4839 | 194.9491 | 194.4169 | 193.8873 | NPgN | GSP | NG FES - Leading the Way | I&C Baseline Demand Consumption (GWh)
NG FES - Leading the Way | Dem_BB08b_NPgSubComponent | GWh | NPgN | KNARESBOROUGH | I&C Baseline Demand Consumption (GWh) | KNARE_111 | 575.6755 | 574.0821 | 569.3702 | 564.5699 | 559.6295 | 554.4779 | 549.1235 | 543.59 | 537.8869 | 532.0246 | 525.9724 | 519.7485 | 522.5267 | 525.3787 | 528.3058 | 531.2893 | 534.2902 | 537.3634 | 540.5256 | 543.7792 | 547.0886 | 550.4495 | 553.8723 | 557.3587 | 560.9103 | 564.4154 | 568.0455 | 571.7324 | 575.4769 | 579.2796 | 583.1412 | 587.0625 | NPgN | GSP | NG FES - Leading the Way | I&C Baseline Demand Consumption (GWh)
NG FES - Leading the Way | Dem_BB08b_NPgSubComponent | GWh | NPgN | LACKENBY | I&C Baseline Demand Consumption (GWh) | LACK_6 | 666.0737 | 663.8913 | 659.3864 | 654.8373 | 650.2175 | 645.5207 | 640.731 | 635.8649 | 630.9183 | 625.8933 | 620.7806 | 615.5768 | 616.4947 | 617.4318 | 618.3927 | 619.3744 | 620.3773 | 621.3942 | 622.4371 | 623.5084 | 624.6017 | 625.7184 | 626.8586 | 628.0244 | 629.2118 | 630.4191 | 631.6548 | 632.9153 | 634.2008 | 635.5117 | 636.8481 | 638.2104 | NPgN | GSP | NG FES - Leading the Way | I&C Baseline Demand Consumption (GWh)
NG FES - Leading the Way | Dem_BB08b_NPgSubComponent | GWh | NPgN | NORTON | I&C Baseline Demand Consumption (GWh) | NORT_1 | 1576.9064 | 1567.7799 | 1550.1276 | 1532.3278 | 1514.3237 | 1496.0812 | 1477.589 | 1458.822 | 1439.7915 | 1420.5235 | 1400.9684 | 1381.1852 | 1383.5899 | 1386.0639 | 1388.6271 | 1391.2568 | 1393.9481 | 1396.7112 | 1399.5855 | 1402.5647 | 1405.6241 | 1408.762 | 1411.9769 | 1415.2734 | 1418.6444 | 1421.9874 | 1425.4792 | 1429.0468 | 1432.6909 | 1436.4125 | 1440.2123 | 1444.0911 | NPgN | GSP | NG FES - Leading the Way | I&C Baseline Demand Consumption (GWh)
NG FES - Leading the Way | Dem_BB08b_NPgSubComponent | GWh | NPgN | OFFERTON | I&C Baseline Demand Consumption (GWh) | OFFE_3 | 140.8867 | 139.2857 | 136.6994 | 134.1109 | 131.5194 | 128.9242 | 126.3254 | 123.7231 | 121.1172 | 118.5077 | 115.8944 | 113.2774 | 113.0067 | 112.738 | 112.4711 | 112.206 | 111.9426 | 111.6811 | 111.4215 | 111.1639 | 110.9083 | 110.6548 | 110.4032 | 110.1537 | 109.9061 | 109.6585 | 109.4141 | 109.1717 | 108.9311 | 108.6924 | 108.4556 | 108.2207 | NPgN | GSP | NG FES - Leading the Way | I&C Baseline Demand Consumption (GWh)
NG FES - Leading the Way | Dem_BB08b_NPgSubComponent | GWh | NPgN | OSBALDWICK | I&C Baseline Demand Consumption (GWh) | OSBA_1 | 874.6052 | 867.051 | 853.6329 | 840.1683 | 826.6202 | 812.9608 | 799.2017 | 785.3513 | 771.389 | 757.3228 | 743.1272 | 728.8232 | 729.2627 | 729.7517 | 730.263 | 730.786 | 731.3445 | 731.94 | 732.5765 | 733.249 | 733.9577 | 734.6989 | 735.4783 | 736.2971 | 737.1545 | 738.1338 | 739.1043 | 740.1204 | 741.1826 | 742.2914 | 743.4473 | 744.6508 | NPgN | GSP | NG FES - Leading the Way | I&C Baseline Demand Consumption (GWh)
NG FES - Leading the Way | Dem_BB08b_NPgSubComponent | GWh | NPgN | POPPLETON | I&C Baseline Demand Consumption (GWh) | POPP_3 | 144.8113 | 143.1544 | 140.4838 | 137.8115 | 135.1366 | 132.4579 | 129.7754 | 127.0897 | 124.4007 | 121.7088 | 119.0133 | 116.3148 | 116.0262 | 115.74 | 115.4563 | 115.1746 | 114.8944 | 114.6164 | 114.3411 | 114.0685 | 113.7979 | 113.5293 | 113.2629 | 112.9987 | 112.7366 | 112.4749 | 112.2164 | 111.9599 | 111.7055 | 111.4532 | 111.2029 | 110.9548 | NPgN | GSP | NG FES - Leading the Way | I&C Baseline Demand Consumption (GWh)
NG FES - Leading the Way | Dem_BB08b_NPgSubComponent | GWh | NPgN | SALTHOLME | I&C Baseline Demand Consumption (GWh) | SALH_1 | 462.5287 | 460.5692 | 457.2278 | 453.875 | 450.5058 | 447.1177 | 443.7091 | 440.2812 | 436.8334 | 433.3663 | 429.8797 | 426.3739 | 426.2727 | 426.1764 | 426.0861 | 426.0009 | 425.9221 | 425.8485 | 425.7831 | 425.7254 | 425.6749 | 425.631 | 425.5938 | 425.5632 | 425.5388 | 425.5109 | 425.4961 | 425.4875 | 425.4852 | 425.4891 | 425.4995 | 425.5163 | NPgN | GSP | NG FES - Leading the Way | I&C Baseline Demand Consumption (GWh)
NG FES - Leading the Way | Dem_BB08b_NPgSubComponent | GWh | NPgN | SOUTH SHIELDS | I&C Baseline Demand Consumption (GWh) | SSHI_3 | 118.0181 | 116.709 | 114.6301 | 112.5512 | 110.4723 | 108.3933 | 106.3142 | 104.2352 | 102.156 | 100.0768 | 97.9976 | 95.9182 | 95.6459 | 95.3745 | 95.1039 | 94.8342 | 94.5654 | 94.2974 | 94.0303 | 93.764 | 93.4986 | 93.2341 | 92.9704 | 92.7076 | 92.4456 | 92.1845 | 91.9242 | 91.6648 | 91.4062 | 91.1484 | 90.8915 | 90.6354 | NPgN | GSP | NG FES - Leading the Way | I&C Baseline Demand Consumption (GWh)
NG FES - Leading the Way | Dem_BB08b_NPgSubComponent | GWh | NPgN | SPADEADAM | I&C Baseline Demand Consumption (GWh) | KIELD01 and SPAD20 | 19.9884 | 19.8628 | 19.6045 | 19.3441 | 19.0799 | 18.8117 | 18.5389 | 18.2623 | 17.9806 | 17.6945 | 17.4036 | 17.1078 | 17.165 | 17.2233 | 17.283 | 17.3439 | 17.4052 | 17.4675 | 17.531 | 17.5962 | 17.6626 | 17.7302 | 17.799 | 17.8693 | 17.9411 | 18.0161 | 18.0914 | 18.1682 | 18.2467 | 18.3267 | 18.4083 | 18.4916 | NPgN | GSP | NG FES - Leading the Way | I&C Baseline Demand Consumption (GWh)
NG FES - Leading the Way | Dem_BB08b_NPgSubComponent | GWh | NPgN | SPENNYMOOR | I&C Baseline Demand Consumption (GWh) | SPEN_1 | 639.7211 | 632.3482 | 620.5701 | 608.7883 | 597.0022 | 585.2116 | 573.4163 | 561.6138 | 549.8057 | 537.9915 | 526.1705 | 514.3444 | 512.9078 | 511.4776 | 510.055 | 508.6383 | 507.2284 | 505.8254 | 504.43 | 503.0428 | 501.6621 | 500.2881 | 498.9205 | 497.5594 | 496.2046 | 494.8527 | 493.5096 | 492.1729 | 490.8425 | 489.5184 | 488.2007 | 486.8893 | NPgN | GSP | NG FES - Leading the Way | I&C Baseline Demand Consumption (GWh)
NG FES - Leading the Way | Dem_BB08b_NPgSubComponent | GWh | NPgN | STELLA NORTH | I&C Baseline Demand Consumption (GWh) | STEN_1 | 565.7218 | 560.677 | 551.7155 | 542.7026 | 533.6599 | 524.5854 | 515.4869 | 506.3515 | 497.1754 | 487.9182 | 478.5906 | 469.1942 | 469.5069 | 469.8092 | 470.0981 | 470.3927 | 470.715 | 471.05 | 471.3754 | 471.6837 | 472.0148 | 472.3837 | 472.7881 | 473.2221 | 473.6839 | 474.0735 | 474.55 | 475.0494 | 475.5717 | 476.1174 | 476.6866 | 477.2796 | NPgN | GSP | NG FES - Leading the Way | I&C Baseline Demand Consumption (GWh)
NG FES - Leading the Way | Dem_BB08b_NPgSubComponent | GWh | NPgN | STELLA SOUTH | I&C Baseline Demand Consumption (GWh) | STES_1 | 982.7304 | 974.0797 | 959.6075 | 945.1072 | 930.5602 | 915.9617 | 901.3055 | 886.6003 | 871.8324 | 857.0087 | 842.1238 | 827.1775 | 826.4209 | 825.6832 | 824.9679 | 824.2714 | 823.5853 | 822.9157 | 822.267 | 821.643 | 821.0397 | 820.4551 | 819.892 | 819.3509 | 818.8329 | 818.357 | 817.8912 | 817.4493 | 817.0314 | 816.6378 | 816.2687 | 815.9243 | NPgN | GSP | NG FES - Leading the Way | I&C Baseline Demand Consumption (GWh)
NG FES - Leading the Way | Dem_BB08b_NPgSubComponent | GWh | NPgN | TYNEMOUTH | I&C Baseline Demand Consumption (GWh) | TYNE_1 | 467.739 | 465.106 | 459.6853 | 454.2133 | 448.6757 | 443.0589 | 437.3617 | 431.593 | 425.7379 | 419.789 | 413.7465 | 407.6099 | 408.8734 | 410.1539 | 411.4481 | 412.7699 | 414.1156 | 415.4888 | 416.8851 | 418.3077 | 419.7638 | 421.2559 | 422.7831 | 424.3441 | 425.938 | 427.5809 | 429.2527 | 430.9616 | 432.7081 | 434.4926 | 436.3157 | 438.1777 | NPgN | GSP | NG FES - Leading the Way | I&C Baseline Demand Consumption (GWh)
NG FES - Leading the Way | Dem_BB08b_NPgSubComponent | GWh | NPgN | WEST BOLDON | I&C Baseline Demand Consumption (GWh) | WBOL_6 | 689.4338 | 684.0783 | 675.2857 | 666.4788 | 657.6583 | 648.8218 | 639.9702 | 631.1027 | 622.2176 | 613.3089 | 604.378 | 595.4248 | 594.7256 | 594.0307 | 593.3394 | 592.6547 | 591.9797 | 591.3127 | 590.6504 | 589.9923 | 589.3441 | 588.7081 | 588.084 | 587.4708 | 586.8681 | 586.2602 | 585.6726 | 585.0951 | 584.5277 | 583.9704 | 583.4234 | 582.8867 | NPgN | GSP | NG FES - Leading the Way | I&C Baseline Demand Consumption (GWh)
NG FES - Leading the Way | Dem_BB08b_NPgSubComponent | GWh | NPgY | BRADFORD WEST | I&C Baseline Demand Consumption (GWh) | BRAW_1 | 1073.7159 | 1061.3888 | 1041.6083 | 1021.8233 | 1002.0275 | 982.2172 | 962.3837 | 942.5402 | 922.6784 | 902.8025 | 882.9072 | 862.9962 | 860.7483 | 858.5155 | 856.2964 | 854.0901 | 851.8948 | 849.7145 | 847.5474 | 845.3966 | 843.2594 | 841.1353 | 839.025 | 836.9283 | 834.8451 | 832.7802 | 830.7269 | 828.6878 | 826.6631 | 824.6528 | 822.657 | 820.6757 | NPgY | GSP | NG FES - Leading the Way | I&C Baseline Demand Consumption (GWh)
NG FES - Leading the Way | Dem_BB08b_NPgSubComponent | GWh | NPgY | CAMBLESFORTH | I&C Baseline Demand Consumption (GWh) | CAMB_01 | 148.9267 | 148.3252 | 147.0126 | 145.6882 | 144.3424 | 142.968 | 141.565 | 140.1338 | 138.6718 | 137.181 | 135.6636 | 134.116 | 134.4912 | 134.8728 | 135.2627 | 135.6603 | 136.0639 | 136.4742 | 136.8936 | 137.324 | 137.7652 | 138.215 | 138.6743 | 139.1438 | 139.6234 | 140.1035 | 140.5992 | 141.1046 | 141.6199 | 142.145 | 142.6801 | 143.2254 | NPgY | GSP | NG FES - Leading the Way | I&C Baseline Demand Consumption (GWh)
NG FES - Leading the Way | Dem_BB08b_NPgSubComponent | GWh | NPgY | CREYKE BECK | I&C Baseline Demand Consumption (GWh) | CREB_1 | 1387.297 | 1376.0841 | 1355.5495 | 1334.9408 | 1314.174 | 1293.1911 | 1271.9955 | 1250.5852 | 1228.9354 | 1207.0606 | 1184.981 | 1162.6622 | 1164.1979 | 1165.7874 | 1167.4454 | 1169.1632 | 1170.9329 | 1172.7542 | 1174.6457 | 1176.6237 | 1178.6929 | 1180.8333 | 1183.052 | 1185.356 | 1187.7442 | 1190.1138 | 1192.6255 | 1195.2154 | 1197.8844 | 1200.6333 | 1203.4632 | 1206.3748 | NPgY | GSP | NG FES - Leading the Way | I&C Baseline Demand Consumption (GWh)
NG FES - Leading the Way | Dem_BB08b_NPgSubComponent | GWh | NPgY | DRAX | I&C Baseline Demand Consumption (GWh) | DRAX_YEDL | 184.9851 | 184.1462 | 182.1253 | 180.0703 | 177.9825 | 175.8503 | 173.6646 | 171.4243 | 169.133 | 166.7946 | 164.4097 | 161.9746 | 162.723 | 163.4884 | 164.263 | 165.0485 | 165.8447 | 166.6587 | 167.4909 | 168.3456 | 169.2166 | 170.1032 | 171.0058 | 171.9261 | 172.8629 | 173.8685 | 174.8634 | 175.8802 | 176.9191 | 177.9803 | 179.0643 | 180.1712 | NPgY | GSP | NG FES - Leading the Way | I&C Baseline Demand Consumption (GWh)
NG FES - Leading the Way | Dem_BB08b_NPgSubComponent | GWh | NPgY | ELLAND | I&C Baseline Demand Consumption (GWh) | ELLA_1 | 1054.5534 | 1042.2055 | 1022.4632 | 1002.7162 | 982.961 | 963.197 | 943.4235 | 923.6411 | 903.8495 | 884.0484 | 864.2377 | 844.417 | 842.0466 | 839.6887 | 837.3439 | 835.0111 | 832.6901 | 830.3814 | 828.0861 | 825.8045 | 823.5353 | 821.2781 | 819.0329 | 816.7999 | 814.5785 | 812.383 | 810.1925 | 808.0153 | 805.8516 | 803.7013 | 801.5645 | 799.4413 | NPgY | GSP | NG FES - Leading the Way | I&C Baseline Demand Consumption (GWh)
NG FES - Leading the Way | Dem_BB08b_NPgSubComponent | GWh | NPgY | FERRYBRIDGE A | I&C Baseline Demand Consumption (GWh) | FERRA2 | 309.0874 | 307.2714 | 303.6863 | 300.0749 | 296.4242 | 292.7297 | 288.9868 | 285.1984 | 281.3632 | 277.4819 | 273.5533 | 269.5751 | 270.211 | 270.8692 | 271.5506 | 272.2518 | 272.9713 | 273.7128 | 274.4806 | 275.2772 | 276.0956 | 276.9347 | 277.7944 | 278.6755 | 279.5761 | 280.5649 | 281.5405 | 282.5438 | 283.5751 | 284.6348 | 285.7233 | 286.841 | NPgY | GSP | NG FES - Leading the Way | I&C Baseline Demand Consumption (GWh)
NG FES - Leading the Way | Dem_BB08b_NPgSubComponent | GWh | NPgY | FERRYBRIDGE B | I&C Baseline Demand Consumption (GWh) | FERRB9 | 1041.061 | 1032.9477 | 1018.1213 | 1003.2174 | 988.2078 | 973.0713 | 957.7932 | 942.3799 | 926.8324 | 911.1542 | 895.3413 | 879.3888 | 880.4654 | 881.604 | 882.8012 | 884.0503 | 885.345 | 886.7018 | 888.1307 | 889.6398 | 891.2085 | 892.8336 | 894.5169 | 896.2606 | 898.0604 | 900.0742 | 902.068 | 904.1366 | 906.2809 | 908.5018 | 910.8003 | 913.1773 | NPgY | GSP | NG FES - Leading the Way | I&C Baseline Demand Consumption (GWh)
NG FES - Leading the Way | Dem_BB08b_NPgSubComponent | GWh | NPgY | GRIMSBY WEST | I&C Baseline Demand Consumption (GWh) | GRIW_1 | 694.4869 | 687.6795 | 676.6314 | 665.571 | 654.4936 | 643.3957 | 632.2766 | 621.139 | 609.9814 | 598.8052 | 587.6103 | 576.3967 | 575.3078 | 574.2272 | 573.157 | 572.0969 | 571.0449 | 570.0031 | 568.9723 | 567.9534 | 566.9447 | 565.9456 | 564.9566 | 563.9782 | 563.0099 | 562.0506 | 561.1026 | 560.1651 | 559.2381 | 558.3216 | 557.4157 | 556.5205 | NPgY | GSP | NG FES - Leading the Way | I&C Baseline Demand Consumption (GWh)
NG FES - Leading the Way | Dem_BB08b_NPgSubComponent | GWh | NPgY | JORDANTHORPE | I&C Baseline Demand Consumption (GWh) | JORD_3 | 128.0518 | 127.4284 | 126.3555 | 125.28 | 124.1999 | 123.1147 | 122.0233 | 120.9262 | 119.823 | 118.714 | 117.5985 | 116.4766 | 116.4705 | 116.4677 | 116.4671 | 116.4691 | 116.474 | 116.4814 | 116.4929 | 116.5075 | 116.5248 | 116.5448 | 116.5677 | 116.5938 | 116.6228 | 116.6553 | 116.6906 | 116.729 | 116.7705 | 116.8153 | 116.8632 | 116.9144 | NPgY | GSP | NG FES - Leading the Way | I&C Baseline Demand Consumption (GWh)
NG FES - Leading the Way | Dem_BB08b_NPgSubComponent | GWh | NPgY | KEADBY | I&C Baseline Demand Consumption (GWh) | KEAD_YEDL | 1770.4858 | 1764.3222 | 1751.4589 | 1738.4514 | 1725.2393 | 1711.7903 | 1698.0847 | 1684.1453 | 1669.9553 | 1655.5402 | 1640.8834 | 1625.9828 | 1628.9906 | 1632.0562 | 1635.1967 | 1638.408 | 1641.6683 | 1645.0125 | 1648.4397 | 1651.9619 | 1655.5601 | 1659.232 | 1662.9843 | 1666.8235 | 1670.7425 | 1674.7578 | 1678.8511 | 1683.031 | 1687.2985 | 1691.6548 | 1696.1007 | 1700.6375 | NPgY | GSP | NG FES - Leading the Way | I&C Baseline Demand Consumption (GWh)
NG FES - Leading the Way | Dem_BB08b_NPgSubComponent | GWh | NPgY | KIRKSTALL B | I&C Baseline Demand Consumption (GWh) | KIRKB1 | 769.5021 | 761.137 | 747.859 | 734.5811 | 721.3031 | 708.0251 | 694.7472 | 681.4692 | 668.1913 | 654.9133 | 641.6354 | 628.3574 | 626.6099 | 624.8679 | 623.1313 | 621.4002 | 619.6746 | 617.9543 | 616.2395 | 614.53 | 612.826 | 611.1272 | 609.4339 | 607.7458 | 606.063 | 604.3855 | 602.7133 | 601.0464 | 599.3847 | 597.7281 | 596.0768 | 594.4307 | NPgY | GSP | NG FES - Leading the Way | I&C Baseline Demand Consumption (GWh)
NG FES - Leading the Way | Dem_BB08b_NPgSubComponent | GWh | NPgY | NEEPSEND | I&C Baseline Demand Consumption (GWh) | NEEP_3 | 204.6089 | 202.155 | 198.2598 | 194.3647 | 190.4695 | 186.5744 | 182.6792 | 178.7841 | 174.8889 | 170.9938 | 167.0986 | 163.2035 | 162.6908 | 162.1798 | 161.6704 | 161.1625 | 160.6563 | 160.1517 | 159.6486 | 159.1472 | 158.6473 | 158.1489 | 157.6522 | 157.157 | 156.6633 | 156.1712 | 155.6807 | 155.1917 | 154.7042 | 154.2182 | 153.7338 | 153.2509 | NPgY | GSP | NG FES - Leading the Way | I&C Baseline Demand Consumption (GWh)
NG FES - Leading the Way | Dem_BB08b_NPgSubComponent | GWh | NPgY | NORTON LEES | I&C Baseline Demand Consumption (GWh) | NORL_3 | 89.8117 | 88.7346 | 87.0248 | 85.3151 | 83.6053 | 81.8956 | 80.1858 | 78.4761 | 76.7663 | 75.0566 | 73.3468 | 71.6371 | 71.412 | 71.1877 | 70.9641 | 70.7412 | 70.519 | 70.2975 | 70.0767 | 69.8566 | 69.6371 | 69.4184 | 69.2003 | 68.983 | 68.7663 | 68.5503 | 68.335 | 68.1203 | 67.9063 | 67.693 | 67.4804 | 67.2684 | NPgY | GSP | NG FES - Leading the Way | I&C Baseline Demand Consumption (GWh)
NG FES - Leading the Way | Dem_BB08b_NPgSubComponent | GWh | NPgY | PITSMOOR 3/4 | I&C Baseline Demand Consumption (GWh) | PITS_BB_B | 163.3102 | 161.6611 | 159.0409 | 156.4207 | 153.8003 | 151.1796 | 148.5588 | 145.9379 | 143.3167 | 140.6954 | 138.0738 | 135.4521 | 135.1114 | 134.7718 | 134.4334 | 134.0961 | 133.76 | 133.4251 | 133.0913 | 132.7586 | 132.4272 | 132.0968 | 131.7676 | 131.4395 | 131.1125 | 130.7867 | 130.462 | 130.1384 | 129.8159 | 129.4945 | 129.1743 | 128.8552 | NPgY | GSP | NG FES - Leading the Way | I&C Baseline Demand Consumption (GWh)
NG FES - Leading the Way | Dem_BB08b_NPgSubComponent | GWh | NPgY | SALTEND NORTH | I&C Baseline Demand Consumption (GWh) | SALT_1 | 289.9712 | 287.8965 | 284.0605 | 280.2099 | 276.328 | 272.403 | 268.4357 | 264.4255 | 260.3676 | 256.2647 | 252.1214 | 247.9304 | 248.267 | 248.6138 | 248.9744 | 249.347 | 249.7297 | 250.1225 | 250.529 | 250.9527 | 251.3945 | 251.8505 | 252.322 | 252.8105 | 253.3156 | 253.8147 | 254.3433 | 254.8873 | 255.4468 | 256.022 | 256.6131 | 257.2203 | NPgY | GSP | NG FES - Leading the Way | I&C Baseline Demand Consumption (GWh)
NG FES - Leading the Way | Dem_BB08b_NPgSubComponent | GWh | NPgY | SHEFFIELD CITY | I&C Baseline Demand Consumption (GWh) | SHEC_3 | 320.588 | 316.743 | 310.64 | 304.5369 | 298.4339 | 292.3308 | 286.2278 | 280.1247 | 274.0217 | 267.9186 | 261.8156 | 255.7125 | 254.9093 | 254.1086 | 253.3104 | 252.5147 | 251.7216 | 250.9309 | 250.1427 | 249.357 | 248.5737 | 247.7929 | 247.0146 | 246.2387 | 245.4652 | 244.6942 | 243.9255 | 243.1593 | 242.3956 | 241.6342 | 240.8752 | 240.1186 | NPgY | GSP | NG FES - Leading the Way | I&C Baseline Demand Consumption (GWh)
NG FES - Leading the Way | Dem_BB08b_NPgSubComponent | GWh | NPgY | SKELTON GRANGE | I&C Baseline Demand Consumption (GWh) | SKLGB1 | 1861.1684 | 1839.6672 | 1805.1138 | 1770.5463 | 1735.9547 | 1701.3374 | 1666.6919 | 1632.0205 | 1597.3215 | 1562.5947 | 1527.8392 | 1493.054 | 1489.1871 | 1485.3475 | 1481.5369 | 1477.7526 | 1473.9934 | 1470.2612 | 1466.5592 | 1462.8885 | 1459.2449 | 1455.6276 | 1452.0367 | 1448.4723 | 1444.9332 | 1441.4636 | 1437.9984 | 1434.5637 | 1431.1597 | 1427.7867 | 1424.4448 | 1421.1342 | NPgY | GSP | NG FES - Leading the Way | I&C Baseline Demand Consumption (GWh)
NG FES - Leading the Way | Dem_BB08b_NPgSubComponent | GWh | NPgY | TEMPLEBOROUGH 275/33KV | I&C Baseline Demand Consumption (GWh) | TEMP_3 | 49.1284 | 48.8346 | 48.217 | 47.5924 | 46.9601 | 46.3158 | 45.66 | 44.9941 | 44.3167 | 43.6282 | 42.9292 | 42.2196 | 42.3822 | 42.5496 | 42.7221 | 42.8998 | 43.0812 | 43.2682 | 43.4615 | 43.6612 | 43.866 | 44.0757 | 44.2902 | 44.5098 | 44.7341 | 44.9636 | 45.1986 | 45.4389 | 45.6846 | 45.9357 | 46.1923 | 46.4545 | NPgY | GSP | NG FES - Leading the Way | I&C Baseline Demand Consumption (GWh)
NG FES - Leading the Way | Dem_BB08b_NPgSubComponent | GWh | NPgY | THURCROFT | I&C Baseline Demand Consumption (GWh) | THUR_6 | 370.561 | 368.1058 | 363.2631 | 358.3793 | 353.4411 | 348.4298 | 343.3475 | 338.2013 | 332.9828 | 327.6962 | 322.3452 | 316.9254 | 317.7876 | 318.6787 | 319.6001 | 320.5509 | 321.5254 | 322.5311 | 323.5738 | 324.6553 | 325.7668 | 326.9066 | 328.0754 | 329.2739 | 330.5005 | 331.7729 | 333.0692 | 334.3981 | 335.7598 | 337.155 | 338.5838 | 340.0469 | NPgY | GSP | NG FES - Leading the Way | I&C Baseline Demand Consumption (GWh)
NG FES - Leading the Way | Dem_BB08b_NPgSubComponent | GWh | NPgY | WEST MELTON / THORPE MARSH | I&C Baseline Demand Consumption (GWh) | WMEL_THOM | 2059.754 | 2045.2949 | 2017.2216 | 1988.9349 | 1960.3355 | 1931.3345 | 1901.9442 | 1872.2059 | 1842.0723 | 1811.5725 | 1780.7364 | 1749.5323 | 1753.8767 | 1758.3699 | 1763.0284 | 1767.8424 | 1772.7919 | 1777.9024 | 1783.2017 | 1788.7101 | 1794.3772 | 1800.1931 | 1806.1585 | 1812.2752 | 1818.5363 | 1825.0851 | 1831.7314 | 1838.5502 | 1845.5438 | 1852.7142 | 1860.0635 | 1867.5941 | NPgY | GSP | NG FES - Leading the Way | I&C Baseline Demand Consumption (GWh)
NG FES - Leading the Way | Dem_BB08b_NPgSubComponent | GWh | NPgY | WEST MELTON SECTION 3 | I&C Baseline Demand Consumption (GWh) | WMEL_BB3 | 627.8583 | 625.2827 | 620.2245 | 615.1291 | 609.9768 | 604.7591 | 599.4733 | 594.1247 | 588.7112 | 583.2335 | 577.6899 | 572.0768 | 572.9512 | 573.8565 | 574.7978 | 575.7681 | 576.7655 | 577.7931 | 578.8581 | 579.9623 | 581.0972 | 582.2601 | 583.451 | 584.6707 | 585.9175 | 587.2674 | 588.6088 | 589.9866 | 591.4013 | 592.8533 | 594.3432 | 595.8715 | NPgY | GSP | NG FES - Leading the Way | I&C Baseline Demand Consumption (GWh)
NG FES - Leading the Way | Dem_BB08b_NPgSubComponent | GWh | NPgY | WINCOBANK | I&C Baseline Demand Consumption (GWh) | WIBA_3 | 146.3274 | 144.8244 | 142.3156 | 139.801 | 137.2801 | 134.7495 | 132.2095 | 129.6613 | 127.1036 | 124.537 | 121.9618 | 119.378 | 119.2465 | 119.1199 | 118.9982 | 118.8815 | 118.7687 | 118.6613 | 118.5598 | 118.4643 | 118.3739 | 118.2883 | 118.2073 | 118.1313 | 118.0599 | 117.9937 | 117.9326 | 117.8767 | 117.8259 | 117.7804 | 117.7401 | 117.7052 | NPgY | GSP | NG FES - Leading the Way | I&C Baseline Demand Consumption (GWh)
NG FES - Steady Progression | Dem_BB08a_NPgSubComponent | GWh | NPgN | BLYTH 66kV | Domestic Baseline Demand Consumption (GWh) | BLYTB1 | 357.767 | 357.2895 | 353.1882 | 361.6643 | 362.7181 | 361.6152 | 358.9549 | 352.1208 | 346.4501 | 341.877 | 337.7049 | 335.0524 | 335.6381 | 336.2452 | 337.0391 | 337.7694 | 338.4791 | 339.3466 | 340.6484 | 342.0803 | 343.4785 | 344.9965 | 346.937 | 348.9277 | 350.9577 | 353.0244 | 355.0977 | 357.1765 | 359.2512 | 361.3268 | 363.4107 | 365.4943 | NPgN | GSP | NG FES - Steady Progression | Domestic Baseline Demand Consumption (GWh)
NG FES - Steady Progression | Dem_BB08a_NPgSubComponent | GWh | NPgN | BLYTH 132kV | Domestic Baseline Demand Consumption (GWh) | BLYTH132 | 97.0058 | 97.0046 | 96.005 | 98.6031 | 99.0573 | 98.8877 | 98.268 | 96.4421 | 94.9599 | 93.7946 | 92.7456 | 92.1352 | 92.4604 | 92.7947 | 93.183 | 93.5523 | 93.9158 | 94.34 | 94.8745 | 95.4457 | 96.0075 | 96.6044 | 97.3226 | 98.0565 | 98.8017 | 99.557 | 100.3134 | 101.0706 | 101.8247 | 102.58 | 103.3372 | 104.0942 | NPgN | GSP | NG FES - Steady Progression | Domestic Baseline Demand Consumption (GWh)
NG FES - Steady Progression | Dem_BB08a_NPgSubComponent | GWh | NPgN | FOURSTONES | Domestic Baseline Demand Consumption (GWh) | FOUR_1 | 29.8241 | 29.9069 | 29.674 | 30.5266 | 30.7352 | 30.7564 | 30.6429 | 30.1673 | 29.7937 | 29.5152 | 29.2719 | 29.1602 | 29.3295 | 29.5001 | 29.6869 | 29.8677 | 30.0468 | 30.2506 | 30.4809 | 30.7219 | 30.9599 | 31.2079 | 31.4923 | 31.7819 | 32.0749 | 32.3706 | 32.6663 | 32.9619 | 33.2557 | 33.5503 | 33.8453 | 34.1403 | NPgN | GSP | NG FES - Steady Progression | Domestic Baseline Demand Consumption (GWh)
NG FES - Steady Progression | Dem_BB08a_NPgSubComponent | GWh | NPgN | HARTMOOR | Domestic Baseline Demand Consumption (GWh) | HARM_6 | 177.2975 | 177.0765 | 174.9632 | 179.3226 | 179.8344 | 179.2273 | 177.8112 | 174.23 | 171.2628 | 168.8647 | 166.6743 | 165.2719 | 165.5484 | 165.8427 | 166.2341 | 166.5926 | 166.9407 | 167.3695 | 168.0251 | 168.7478 | 169.4541 | 170.2241 | 171.2127 | 172.2274 | 173.2625 | 174.3171 | 175.375 | 176.4359 | 177.4949 | 178.5542 | 179.6178 | 180.6814 | NPgN | GSP | NG FES - Steady Progression | Domestic Baseline Demand Consumption (GWh)
NG FES - Steady Progression | Dem_BB08a_NPgSubComponent | GWh | NPgN | HAWTHORN PIT GRID | Domestic Baseline Demand Consumption (GWh) | HAWP_6 | 221.6527 | 221.3482 | 218.7694 | 224.1491 | 224.813 | 224.1054 | 222.4064 | 218.0523 | 214.4444 | 211.5336 | 208.8768 | 207.1859 | 207.5543 | 207.941 | 208.4467 | 208.9118 | 209.364 | 209.9164 | 210.7456 | 211.6575 | 212.5487 | 213.5173 | 214.7547 | 216.0243 | 217.3191 | 218.6375 | 219.9603 | 221.2867 | 222.6108 | 223.9354 | 225.2654 | 226.5954 | NPgN | GSP | NG FES - Steady Progression | Domestic Baseline Demand Consumption (GWh)
NG FES - Steady Progression | Dem_BB08a_NPgSubComponent | GWh | NPgN | KNARESBOROUGH | Domestic Baseline Demand Consumption (GWh) | KNARE_111 | 256.0801 | 255.4817 | 252.554 | 258.642 | 259.4068 | 258.6263 | 256.7315 | 251.8497 | 247.8049 | 244.5488 | 241.582 | 239.7044 | 240.1438 | 240.5985 | 241.1867 | 241.7294 | 242.2575 | 242.8997 | 243.8504 | 244.8936 | 245.9124 | 247.0163 | 248.4209 | 249.861 | 251.3285 | 252.8216 | 254.3188 | 255.8192 | 257.316 | 258.8131 | 260.3153 | 261.817 | NPgN | GSP | NG FES - Steady Progression | Domestic Baseline Demand Consumption (GWh)
NG FES - Steady Progression | Dem_BB08a_NPgSubComponent | GWh | NPgN | LACKENBY | Domestic Baseline Demand Consumption (GWh) | LACK_6 | 302.8518 | 301.6686 | 298.0767 | 305.5683 | 306.4651 | 305.4439 | 303.0362 | 296.9175 | 291.8538 | 287.7654 | 284.0333 | 281.6517 | 282.1474 | 282.6749 | 283.3688 | 284.0062 | 284.6258 | 285.3854 | 286.5318 | 287.7932 | 289.0264 | 290.3691 | 292.0862 | 293.8481 | 295.6449 | 297.4749 | 299.3105 | 301.1511 | 302.9883 | 304.8259 | 306.6708 | 308.5154 | NPgN | GSP | NG FES - Steady Progression | Domestic Baseline Demand Consumption (GWh)
NG FES - Steady Progression | Dem_BB08a_NPgSubComponent | GWh | NPgN | NORTON | Domestic Baseline Demand Consumption (GWh) | NORT_1 | 757.334 | 755.8717 | 747.104 | 765.684 | 768.0393 | 765.6784 | 759.9115 | 745.022 | 732.7104 | 722.799 | 713.7658 | 708.0541 | 709.417 | 710.8451 | 712.6817 | 714.3791 | 716.0322 | 718.0389 | 720.9857 | 724.2148 | 727.3725 | 730.7956 | 735.1387 | 739.5922 | 744.1308 | 748.7494 | 753.3811 | 758.024 | 762.6566 | 767.2908 | 771.9421 | 776.5924 | NPgN | GSP | NG FES - Steady Progression | Domestic Baseline Demand Consumption (GWh)
NG FES - Steady Progression | Dem_BB08a_NPgSubComponent | GWh | NPgN | OFFERTON | Domestic Baseline Demand Consumption (GWh) | OFFE_3 | 120.8013 | 120.5573 | 119.1357 | 122.0648 | 122.414 | 122.013 | 121.0697 | 118.6746 | 116.6887 | 115.0843 | 113.619 | 112.6822 | 112.8713 | 113.071 | 113.3356 | 113.5782 | 113.8138 | 114.103 | 114.5447 | 115.0315 | 115.507 | 116.025 | 116.6897 | 117.3719 | 118.0678 | 118.7766 | 119.4877 | 120.2009 | 120.9128 | 121.625 | 122.34 | 123.0549 | NPgN | GSP | NG FES - Steady Progression | Domestic Baseline Demand Consumption (GWh)
NG FES - Steady Progression | Dem_BB08a_NPgSubComponent | GWh | NPgN | OSBALDWICK | Domestic Baseline Demand Consumption (GWh) | OSBA_1 | 490.1492 | 489.9226 | 484.2488 | 496.0664 | 497.5331 | 495.9926 | 492.2812 | 482.7535 | 474.8608 | 468.5 | 462.6999 | 459.0185 | 459.8484 | 460.7142 | 461.8402 | 462.8776 | 463.8867 | 465.1162 | 466.9495 | 468.9632 | 470.9305 | 473.0655 | 475.7873 | 478.5786 | 481.4241 | 484.3202 | 487.2249 | 490.1367 | 493.0423 | 495.9485 | 498.8656 | 501.7819 | NPgN | GSP | NG FES - Steady Progression | Domestic Baseline Demand Consumption (GWh)
NG FES - Steady Progression | Dem_BB08a_NPgSubComponent | GWh | NPgN | POPPLETON | Domestic Baseline Demand Consumption (GWh) | POPP_3 | 86.3552 | 86.5275 | 85.5245 | 87.5792 | 87.828 | 87.5521 | 86.8973 | 85.2272 | 83.8407 | 82.7214 | 81.6996 | 81.0476 | 81.1833 | 81.3245 | 81.5112 | 81.6824 | 81.8486 | 82.0523 | 82.3625 | 82.7044 | 83.038 | 83.401 | 83.8665 | 84.3443 | 84.8315 | 85.3277 | 85.8254 | 86.3246 | 86.8228 | 87.3212 | 87.8215 | 88.3218 | NPgN | GSP | NG FES - Steady Progression | Domestic Baseline Demand Consumption (GWh)
NG FES - Steady Progression | Dem_BB08a_NPgSubComponent | GWh | NPgN | SALTHOLME | Domestic Baseline Demand Consumption (GWh) | SALH_1 | 4.3896 | 4.3831 | 4.3304 | 4.4372 | 4.4493 | 4.4337 | 4.3983 | 4.3095 | 4.2359 | 4.1762 | 4.1218 | 4.0867 | 4.093 | 4.0997 | 4.1088 | 4.117 | 4.1251 | 4.135 | 4.1506 | 4.1679 | 4.1847 | 4.2032 | 4.2269 | 4.2514 | 4.2763 | 4.3017 | 4.3272 | 4.3527 | 4.3783 | 4.4038 | 4.4294 | 4.455 | NPgN | GSP | NG FES - Steady Progression | Domestic Baseline Demand Consumption (GWh)
NG FES - Steady Progression | Dem_BB08a_NPgSubComponent | GWh | NPgN | SOUTH SHIELDS | Domestic Baseline Demand Consumption (GWh) | SSHI_3 | 109.333 | 109.0872 | 107.7928 | 110.4273 | 110.7329 | 110.3614 | 109.5009 | 107.3306 | 105.5296 | 104.0732 | 102.7427 | 101.889 | 102.0512 | 102.2226 | 102.4527 | 102.663 | 102.8669 | 103.1189 | 103.5087 | 103.9391 | 104.3594 | 104.8178 | 105.4085 | 106.0149 | 106.6336 | 107.2639 | 107.8963 | 108.5304 | 109.1635 | 109.7966 | 110.4324 | 111.068 | NPgN | GSP | NG FES - Steady Progression | Domestic Baseline Demand Consumption (GWh)
NG FES - Steady Progression | Dem_BB08a_NPgSubComponent | GWh | NPgN | SPADEADAM | Domestic Baseline Demand Consumption (GWh) | KIELD01 and SPAD20 | 12.7888 | 12.8004 | 12.6797 | 13.03 | 13.1001 | 13.0888 | 13.0187 | 12.7911 | 12.6082 | 12.4668 | 12.3406 | 12.2717 | 12.325 | 12.3793 | 12.4406 | 12.4993 | 12.5573 | 12.6243 | 12.7046 | 12.7897 | 12.8735 | 12.9618 | 13.0659 | 13.1721 | 13.2798 | 13.3888 | 13.4978 | 13.6069 | 13.7155 | 13.8242 | 13.9332 | 14.0422 | NPgN | GSP | NG FES - Steady Progression | Domestic Baseline Demand Consumption (GWh)
NG FES - Steady Progression | Dem_BB08a_NPgSubComponent | GWh | NPgN | SPENNYMOOR | Domestic Baseline Demand Consumption (GWh) | SPEN_1 | 470.4457 | 470.0282 | 464.4643 | 476.2735 | 477.7341 | 476.1843 | 472.4581 | 462.9075 | 455.0164 | 448.6555 | 442.8535 | 439.1707 | 440.0037 | 440.8884 | 442.0342 | 443.0912 | 444.1203 | 445.3728 | 447.2287 | 449.2648 | 451.2567 | 453.4208 | 456.1724 | 458.9946 | 461.8715 | 464.8004 | 467.7378 | 470.6828 | 473.622 | 476.5621 | 479.5134 | 482.4642 | NPgN | GSP | NG FES - Steady Progression | Domestic Baseline Demand Consumption (GWh)
NG FES - Steady Progression | Dem_BB08a_NPgSubComponent | GWh | NPgN | STELLA NORTH | Domestic Baseline Demand Consumption (GWh) | STEN_1 | 465.6749 | 465.4663 | 460.5939 | 470.2701 | 471.5749 | 470.4558 | 467.594 | 460.04 | 453.7164 | 448.6318 | 444.0014 | 441.0835 | 441.8131 | 442.5168 | 443.4298 | 444.2708 | 445.0876 | 446.0903 | 447.5713 | 449.2009 | 450.7862 | 452.4948 | 454.6815 | 456.925 | 459.213 | 461.5402 | 463.8752 | 466.2157 | 468.5503 | 470.8878 | 473.2344 | 475.5814 | NPgN | GSP | NG FES - Steady Progression | Domestic Baseline Demand Consumption (GWh)
NG FES - Steady Progression | Dem_BB08a_NPgSubComponent | GWh | NPgN | STELLA SOUTH | Domestic Baseline Demand Consumption (GWh) | STES_1 | 278.5375 | 278.1505 | 274.8594 | 281.7637 | 282.6043 | 281.6815 | 279.4843 | 273.8758 | 269.2363 | 265.4936 | 262.0788 | 259.9055 | 260.3774 | 260.8776 | 261.5307 | 262.1318 | 262.7165 | 263.4306 | 264.4995 | 265.6739 | 266.8223 | 268.071 | 269.6638 | 271.2977 | 272.9637 | 274.6599 | 276.3613 | 278.0671 | 279.7695 | 281.4724 | 283.1819 | 284.8911 | NPgN | GSP | NG FES - Steady Progression | Domestic Baseline Demand Consumption (GWh)
NG FES - Steady Progression | Dem_BB08a_NPgSubComponent | GWh | NPgN | TYNEMOUTH | Domestic Baseline Demand Consumption (GWh) | TYNE_1 | 352.3598 | 352.4788 | 348.5214 | 356.4691 | 357.4497 | 356.4088 | 353.9107 | 347.5013 | 342.1624 | 337.8546 | 333.9243 | 331.4198 | 331.9515 | 332.4898 | 333.2029 | 333.8564 | 334.4904 | 335.2712 | 336.4592 | 337.7696 | 339.0467 | 340.4328 | 342.215 | 344.0439 | 345.9095 | 347.8088 | 349.7143 | 351.6247 | 353.5311 | 355.4384 | 357.3532 | 359.2679 | NPgN | GSP | NG FES - Steady Progression | Domestic Baseline Demand Consumption (GWh)
NG FES - Steady Progression | Dem_BB08a_NPgSubComponent | GWh | NPgN | WEST BOLDON | Domestic Baseline Demand Consumption (GWh) | WBOL_6 | 475.4432 | 474.6726 | 469.3438 | 480.2539 | 481.636 | 480.2513 | 476.8702 | 468.1331 | 460.8681 | 455.0119 | 449.6706 | 446.2798 | 447.0464 | 447.8279 | 448.8489 | 449.7882 | 450.7009 | 451.8189 | 453.4915 | 455.3317 | 457.1272 | 459.0739 | 461.5638 | 464.1188 | 466.7244 | 469.3769 | 472.0381 | 474.7064 | 477.3693 | 480.034 | 482.7094 | 485.385 | NPgN | GSP | NG FES - Steady Progression | Domestic Baseline Demand Consumption (GWh)
NG FES - Steady Progression | Dem_BB08a_NPgSubComponent | GWh | NPgY | BRADFORD WEST | Domestic Baseline Demand Consumption (GWh) | BRAW_1 | 871.0565 | 871.2731 | 861.4783 | 881.6242 | 884.186 | 881.6429 | 875.4177 | 859.315 | 845.9369 | 835.1604 | 825.3357 | 819.11 | 820.5499 | 822.0201 | 823.9317 | 825.6924 | 827.404 | 829.491 | 832.602 | 836.0213 | 839.358 | 842.9729 | 847.5875 | 852.3204 | 857.1458 | 862.0567 | 866.9827 | 871.9209 | 876.8485 | 881.7784 | 886.7271 | 891.675 | NPgY | GSP | NG FES - Steady Progression | Domestic Baseline Demand Consumption (GWh)
NG FES - Steady Progression | Dem_BB08a_NPgSubComponent | GWh | NPgY | CAMBLESFORTH | Domestic Baseline Demand Consumption (GWh) | CAMB_01 | 55.5651 | 55.5764 | 54.9587 | 56.3725 | 56.5788 | 56.4339 | 56.0354 | 54.9576 | 54.0723 | 53.3655 | 52.724 | 52.3296 | 52.4622 | 52.5997 | 52.7677 | 52.9252 | 53.0794 | 53.2629 | 53.5135 | 53.785 | 54.0511 | 54.3371 | 54.6916 | 55.0546 | 55.4239 | 55.7992 | 56.1753 | 56.5521 | 56.9278 | 57.3038 | 57.6811 | 58.0583 | NPgY | GSP | NG FES - Steady Progression | Domestic Baseline Demand Consumption (GWh)
NG FES - Steady Progression | Dem_BB08a_NPgSubComponent | GWh | NPgY | CREYKE BECK | Domestic Baseline Demand Consumption (GWh) | CREB_1 | 798.4454 | 796.7222 | 787.7645 | 806.7394 | 809.2439 | 806.9646 | 801.2336 | 786.2477 | 773.8393 | 763.8676 | 754.7877 | 749.0789 | 750.5507 | 752.0645 | 753.9923 | 755.7783 | 757.5187 | 759.6244 | 762.6763 | 766.0158 | 769.2796 | 772.8071 | 777.2696 | 781.8444 | 786.5057 | 791.2471 | 796.0018 | 800.7673 | 805.5214 | 810.2781 | 815.0521 | 819.8253 | NPgY | GSP | NG FES - Steady Progression | Domestic Baseline Demand Consumption (GWh)
NG FES - Steady Progression | Dem_BB08a_NPgSubComponent | GWh | NPgY | DRAX | Domestic Baseline Demand Consumption (GWh) | DRAX_YEDL | 73.424 | 73.6821 | 72.8664 | 74.7591 | 75.0403 | 74.8529 | 74.3271 | 72.8949 | 71.7205 | 70.7844 | 69.9356 | 69.4167 | 69.6006 | 69.7914 | 70.0229 | 70.2403 | 70.4534 | 70.7065 | 71.048 | 71.4174 | 71.7798 | 72.1686 | 72.6486 | 73.14 | 73.6398 | 74.1474 | 74.6561 | 75.1657 | 75.6737 | 76.1821 | 76.6921 | 77.2019 | NPgY | GSP | NG FES - Steady Progression | Domestic Baseline Demand Consumption (GWh)
NG FES - Steady Progression | Dem_BB08a_NPgSubComponent | GWh | NPgY | ELLAND | Domestic Baseline Demand Consumption (GWh) | ELLA_1 | 666.2071 | 666.9666 | 659.4307 | 674.9144 | 676.8669 | 674.8902 | 670.0784 | 657.6633 | 647.349 | 639.0363 | 631.4554 | 626.6443 | 627.7337 | 628.8495 | 630.3051 | 631.6447 | 632.9465 | 634.5344 | 636.9138 | 639.5306 | 642.0841 | 644.8528 | 648.3911 | 652.0205 | 655.7212 | 659.4879 | 663.2666 | 667.055 | 670.8356 | 674.6178 | 678.4146 | 682.211 | NPgY | GSP | NG FES - Steady Progression | Domestic Baseline Demand Consumption (GWh)
NG FES - Steady Progression | Dem_BB08a_NPgSubComponent | GWh | NPgY | FERRYBRIDGE A | Domestic Baseline Demand Consumption (GWh) | FERRA2 | 187.1391 | 187.1812 | 185.0021 | 189.6283 | 190.2134 | 189.6231 | 188.1832 | 184.4684 | 181.3964 | 178.9218 | 176.6651 | 175.236 | 175.5711 | 175.9235 | 176.3778 | 176.7974 | 177.206 | 177.7025 | 178.4341 | 179.2363 | 180.0209 | 180.8722 | 181.9534 | 183.0624 | 184.1928 | 185.3435 | 186.4976 | 187.6548 | 188.8096 | 189.965 | 191.1249 | 192.2847 | NPgY | GSP | NG FES - Steady Progression | Domestic Baseline Demand Consumption (GWh)
NG FES - Steady Progression | Dem_BB08a_NPgSubComponent | GWh | NPgY | FERRYBRIDGE B | Domestic Baseline Demand Consumption (GWh) | FERRB9 | 450.2515 | 450.2644 | 445.3297 | 455.7057 | 457.1096 | 455.9081 | 452.8276 | 444.7039 | 437.9614 | 432.5453 | 427.614 | 424.5192 | 425.3393 | 426.1696 | 427.2252 | 428.2033 | 429.1561 | 430.3077 | 431.9755 | 433.8009 | 435.5835 | 437.5074 | 439.9427 | 442.4394 | 444.9837 | 447.5716 | 450.1673 | 452.7691 | 455.3649 | 457.9628 | 460.5704 | 463.1779 | NPgY | GSP | NG FES - Steady Progression | Domestic Baseline Demand Consumption (GWh)
NG FES - Steady Progression | Dem_BB08a_NPgSubComponent | GWh | NPgY | GRIMSBY WEST | Domestic Baseline Demand Consumption (GWh) | GRIW_1 | 271.6324 | 270.7401 | 267.5998 | 274.1996 | 275.0272 | 274.1767 | 272.1141 | 266.8046 | 262.4095 | 258.868 | 255.6385 | 253.5908 | 254.0613 | 254.5539 | 255.1918 | 255.7802 | 256.3528 | 257.0496 | 258.0829 | 259.2168 | 260.3253 | 261.5281 | 263.0589 | 264.6289 | 266.2294 | 267.8585 | 269.4925 | 271.1307 | 272.7655 | 274.4009 | 276.0426 | 277.684 | NPgY | GSP | NG FES - Steady Progression | Domestic Baseline Demand Consumption (GWh)
NG FES - Steady Progression | Dem_BB08a_NPgSubComponent | GWh | NPgY | JORDANTHORPE | Domestic Baseline Demand Consumption (GWh) | JORD_3 | 137.396 | 137.3847 | 135.9725 | 138.8104 | 139.2085 | 138.9 | 138.0836 | 135.8991 | 134.0704 | 132.6026 | 131.2668 | 130.4301 | 130.657 | 130.8749 | 131.1536 | 131.4113 | 131.6617 | 131.9652 | 132.4091 | 132.8964 | 133.3705 | 133.8802 | 134.5294 | 135.1951 | 135.8737 | 136.5637 | 137.2559 | 137.9498 | 138.6419 | 139.3348 | 140.0303 | 140.7259 | NPgY | GSP | NG FES - Steady Progression | Domestic Baseline Demand Consumption (GWh)
NG FES - Steady Progression | Dem_BB08a_NPgSubComponent | GWh | NPgY | KEADBY | Domestic Baseline Demand Consumption (GWh) | KEAD_YEDL | 369.7037 | 369.9573 | 365.8716 | 375.43 | 376.8652 | 375.9371 | 373.3024 | 366.0961 | 360.1901 | 355.4848 | 351.219 | 348.6161 | 349.5581 | 350.5366 | 351.7199 | 352.8322 | 353.9226 | 355.2156 | 356.9546 | 358.8339 | 360.6779 | 362.6558 | 365.0942 | 367.5903 | 370.1291 | 372.7077 | 375.2916 | 377.8801 | 380.4606 | 383.0437 | 385.6348 | 388.2254 | NPgY | GSP | NG FES - Steady Progression | Domestic Baseline Demand Consumption (GWh)
NG FES - Steady Progression | Dem_BB08a_NPgSubComponent | GWh | NPgY | KIRKSTALL B | Domestic Baseline Demand Consumption (GWh) | KIRKB1 | 446.7515 | 446.5296 | 441.8445 | 451.3245 | 452.6263 | 451.5578 | 448.7833 | 441.4188 | 435.2653 | 430.321 | 425.8187 | 422.9899 | 423.7279 | 424.4471 | 425.3706 | 426.2235 | 427.0525 | 428.0572 | 429.5359 | 431.1597 | 432.7408 | 434.444 | 436.615 | 438.841 | 441.1105 | 443.4186 | 445.7346 | 448.0561 | 450.3724 | 452.6908 | 455.0182 | 457.3459 | NPgY | GSP | NG FES - Steady Progression | Domestic Baseline Demand Consumption (GWh)
NG FES - Steady Progression | Dem_BB08a_NPgSubComponent | GWh | NPgY | NEEPSEND | Domestic Baseline Demand Consumption (GWh) | NEEP_3 | 190.3047 | 190.4097 | 188.3768 | 192.5 | 193.054 | 192.5732 | 191.3474 | 188.1184 | 185.4241 | 183.2578 | 181.2846 | 180.0417 | 180.355 | 180.6635 | 181.0614 | 181.4284 | 181.7852 | 182.219 | 182.8593 | 183.5628 | 184.248 | 184.9873 | 185.9303 | 186.8973 | 187.8832 | 188.886 | 189.8921 | 190.9006 | 191.9068 | 192.9139 | 193.9248 | 194.9357 | NPgY | GSP | NG FES - Steady Progression | Domestic Baseline Demand Consumption (GWh)
NG FES - Steady Progression | Dem_BB08a_NPgSubComponent | GWh | NPgY | NORTON LEES | Domestic Baseline Demand Consumption (GWh) | NORL_3 | 177.3741 | 177.4669 | 175.6267 | 179.3222 | 179.8338 | 179.4233 | 178.3497 | 175.4906 | 173.0985 | 171.1773 | 169.4284 | 168.3308 | 168.6211 | 168.901 | 169.2604 | 169.5923 | 169.9149 | 170.3064 | 170.8815 | 171.5131 | 172.1276 | 172.7889 | 173.6323 | 174.497 | 175.3785 | 176.275 | 177.1744 | 178.0758 | 178.9751 | 179.8753 | 180.7789 | 181.6826 | NPgY | GSP | NG FES - Steady Progression | Domestic Baseline Demand Consumption (GWh)
NG FES - Steady Progression | Dem_BB08a_NPgSubComponent | GWh | NPgY | PITSMOOR 3/4 | Domestic Baseline Demand Consumption (GWh) | PITS_BB_B | 75.8302 | 75.8898 | 75.0721 | 76.7636 | 76.9933 | 76.7987 | 76.2981 | 74.9755 | 73.8745 | 72.9894 | 72.1831 | 71.6761 | 71.8074 | 71.9385 | 72.1062 | 72.2613 | 72.4123 | 72.5952 | 72.8627 | 73.1561 | 73.4423 | 73.7511 | 74.1436 | 74.5462 | 74.9565 | 75.374 | 75.7929 | 76.2129 | 76.6319 | 77.0514 | 77.4725 | 77.8937 | NPgY | GSP | NG FES - Steady Progression | Domestic Baseline Demand Consumption (GWh)
NG FES - Steady Progression | Dem_BB08a_NPgSubComponent | GWh | NPgY | SALTEND NORTH | Domestic Baseline Demand Consumption (GWh) | SALT_1 | 102.2171 | 101.9766 | 100.7853 | 103.3208 | 103.6411 | 103.3172 | 102.5279 | 100.4924 | 98.8104 | 97.4561 | 96.2214 | 95.4404 | 95.6256 | 95.8208 | 96.0718 | 96.3037 | 96.5297 | 96.804 | 97.2067 | 97.648 | 98.0797 | 98.548 | 99.1419 | 99.7509 | 100.3717 | 101.0034 | 101.6369 | 102.272 | 102.9058 | 103.5398 | 104.1761 | 104.8124 | NPgY | GSP | NG FES - Steady Progression | Domestic Baseline Demand Consumption (GWh)
NG FES - Steady Progression | Dem_BB08a_NPgSubComponent | GWh | NPgY | SHEFFIELD CITY | Domestic Baseline Demand Consumption (GWh) | SHEC_3 | 105.1721 | 105.2419 | 104.1905 | 106.3084 | 106.6184 | 106.4053 | 105.8163 | 104.214 | 102.8707 | 101.7948 | 100.8166 | 100.2083 | 100.3882 | 100.5585 | 100.7739 | 100.9735 | 101.1677 | 101.4022 | 101.7397 | 102.1094 | 102.469 | 102.8543 | 103.3433 | 103.8445 | 104.3553 | 104.8743 | 105.3951 | 105.9171 | 106.4376 | 106.9589 | 107.4821 | 108.0054 | NPgY | GSP | NG FES - Steady Progression | Domestic Baseline Demand Consumption (GWh)
NG FES - Steady Progression | Dem_BB08a_NPgSubComponent | GWh | NPgY | SKELTON GRANGE | Domestic Baseline Demand Consumption (GWh) | SKLGB1 | 1091.04 | 1091.0705 | 1079.528 | 1102.9204 | 1106.1014 | 1103.4236 | 1096.5278 | 1078.2878 | 1063.0579 | 1050.8169 | 1039.6687 | 1032.6561 | 1034.4576 | 1036.2222 | 1038.4924 | 1040.5881 | 1042.625 | 1045.097 | 1048.7398 | 1052.7408 | 1056.6373 | 1060.8378 | 1066.1933 | 1071.685 | 1077.2837 | 1082.9784 | 1088.692 | 1094.4193 | 1100.1337 | 1105.8532 | 1111.5947 | 1117.3365 | NPgY | GSP | NG FES - Steady Progression | Domestic Baseline Demand Consumption (GWh)
NG FES - Steady Progression | Dem_BB08a_NPgSubComponent | GWh | NPgY | TEMPLEBOROUGH 275/33KV | Domestic Baseline Demand Consumption (GWh) | TEMP_3 | 12.4403 | 12.4224 | 12.2872 | 12.5653 | 12.6024 | 12.5694 | 12.486 | 12.2671 | 12.0849 | 11.9383 | 11.8047 | 11.7205 | 11.7415 | 11.7625 | 11.7896 | 11.8146 | 11.8389 | 11.8684 | 11.9119 | 11.9597 | 12.0063 | 12.0566 | 12.1207 | 12.1865 | 12.2535 | 12.3217 | 12.3902 | 12.4588 | 12.5272 | 12.5958 | 12.6645 | 12.7333 | NPgY | GSP | NG FES - Steady Progression | Domestic Baseline Demand Consumption (GWh)
NG FES - Steady Progression | Dem_BB08a_NPgSubComponent | GWh | NPgY | THURCROFT | Domestic Baseline Demand Consumption (GWh) | THUR_6 | 308.2374 | 307.8472 | 304.2441 | 311.8496 | 312.7975 | 311.8089 | 309.4206 | 303.2848 | 298.209 | 294.1174 | 290.385 | 288.0161 | 288.5532 | 289.1195 | 289.8537 | 290.5307 | 291.1896 | 291.9918 | 293.1827 | 294.4899 | 295.7682 | 297.1565 | 298.9234 | 300.7357 | 302.5835 | 304.4645 | 306.3514 | 308.2432 | 310.1314 | 312.0202 | 313.9165 | 315.8126 | NPgY | GSP | NG FES - Steady Progression | Domestic Baseline Demand Consumption (GWh)
NG FES - Steady Progression | Dem_BB08a_NPgSubComponent | GWh | NPgY | WEST MELTON / THORPE MARSH | Domestic Baseline Demand Consumption (GWh) | WMEL_THOM | 582.6453 | 581.7073 | 574.9787 | 589.0838 | 590.8532 | 589.0355 | 584.6258 | 573.2728 | 563.8684 | 556.2873 | 549.3714 | 544.9817 | 545.9777 | 547.0189 | 548.3709 | 549.617 | 550.8292 | 552.3055 | 554.5034 | 556.9174 | 559.2766 | 561.8378 | 565.1015 | 568.4495 | 571.8632 | 575.3385 | 578.8249 | 582.3205 | 585.8097 | 589.3003 | 592.8049 | 596.3093 | NPgY | GSP | NG FES - Steady Progression | Domestic Baseline Demand Consumption (GWh)
NG FES - Steady Progression | Dem_BB08a_NPgSubComponent | GWh | NPgY | WEST MELTON SECTION 3 | Domestic Baseline Demand Consumption (GWh) | WMEL_BB3 | 590.1343 | 590.3712 | 583.6261 | 597.7035 | 599.4884 | 597.7008 | 593.3333 | 582.0513 | 572.6972 | 565.1605 | 558.2874 | 553.9311 | 554.9394 | 555.9838 | 557.3377 | 558.586 | 559.8002 | 561.2786 | 563.4739 | 565.8846 | 568.2396 | 570.7935 | 574.0472 | 577.3846 | 580.7872 | 584.2507 | 587.725 | 591.2084 | 594.6848 | 598.163 | 601.6547 | 605.1462 | NPgY | GSP | NG FES - Steady Progression | Domestic Baseline Demand Consumption (GWh)
NG FES - Steady Progression | Dem_BB08a_NPgSubComponent | GWh | NPgY | WINCOBANK | Domestic Baseline Demand Consumption (GWh) | WIBA_3 | 23.9603 | 23.9255 | 23.6445 | 24.2251 | 24.2949 | 24.2163 | 24.0302 | 23.5567 | 23.1641 | 22.847 | 22.5573 | 22.3723 | 22.4103 | 22.4503 | 22.5032 | 22.5517 | 22.5988 | 22.6565 | 22.7444 | 22.8413 | 22.9359 | 23.039 | 23.1711 | 23.3067 | 23.445 | 23.5859 | 23.7272 | 23.869 | 24.0105 | 24.1521 | 24.2942 | 24.4364 | NPgY | GSP | NG FES - Steady Progression | Domestic Baseline Demand Consumption (GWh)
NG FES - Steady Progression | Dem_BB006 | GWh | NPgN | BLYTH 66kV | EV - cars & vans consumption (GWh) | BLYTB1 | 1.2873 | 1.9243 | 3.2011 | 4.7163 | 6.7089 | 9.3762 | 12.7883 | 17.1408 | 22.5527 | 29.2345 | 37.3515 | 47.0346 | 58.9368 | 71.4437 | 85.7263 | 101.7104 | 119.2203 | 139.4009 | 160.6706 | 182.8313 | 204.8812 | 224.9537 | 243.0796 | 259.2405 | 273.1438 | 284.8474 | 293.8762 | 297.4666 | 300.697 | 303.6804 | 306.5576 | 309.4252 | NPgN | GSP | NG FES - Steady Progression | EV - cars & vans consumption (GWh)
NG FES - Steady Progression | Dem_BB006 | GWh | NPgN | BLYTH 132kV | EV - cars & vans consumption (GWh) | BLYTH132 | 0.83083 | 1.1624 | 1.8018 | 2.463 | 3.2358 | 4.1547 | 5.282 | 6.7252 | 8.5265 | 10.7589 | 13.4826 | 16.7483 | 20.7845 | 25.0601 | 29.9777 | 35.5245 | 41.6752 | 48.8007 | 56.404 | 64.384 | 72.3831 | 80.0181 | 86.9218 | 93.1482 | 98.553 | 103.1127 | 106.6746 | 108.4448 | 109.9379 | 111.2188 | 112.3615 | 113.4232 | NPgN | GSP | NG FES - Steady Progression | EV - cars & vans consumption (GWh)
NG FES - Steady Progression | Dem_BB006 | GWh | NPgN | FOURSTONES | EV - cars & vans consumption (GWh) | FOUR_1 | 0.17524 | 0.25783 | 0.40808 | 0.58033 | 0.79829 | 1.0791 | 1.4347 | 1.892 | 2.4646 | 3.1757 | 4.0455 | 5.0912 | 6.3876 | 7.7672 | 9.3599 | 11.1641 | 13.1781 | 15.5169 | 18.0288 | 20.6746 | 23.3366 | 25.939 | 28.2928 | 30.427 | 32.2873 | 33.8579 | 35.092 | 35.7619 | 36.3142 | 36.7745 | 37.1715 | 37.5281 | NPgN | GSP | NG FES - Steady Progression | EV - cars & vans consumption (GWh)
NG FES - Steady Progression | Dem_BB006 | GWh | NPgN | HARTMOOR | EV - cars & vans consumption (GWh) | HARM_6 | 0.55513 | 0.8427 | 1.4091 | 2.0961 | 3.0116 | 4.2508 | 5.8426 | 7.8759 | 10.4064 | 13.5332 | 17.3349 | 21.8748 | 27.4613 | 33.3416 | 40.0667 | 47.6054 | 55.8852 | 65.4378 | 75.5329 | 86.0671 | 96.5653 | 106.2257 | 114.9511 | 122.7509 | 129.475 | 135.1378 | 139.5193 | 141.3652 | 142.9968 | 144.4749 | 145.8733 | 147.2444 | NPgN | GSP | NG FES - Steady Progression | EV - cars & vans consumption (GWh)
NG FES - Steady Progression | Dem_BB006 | GWh | NPgN | HAWTHORN PIT GRID | EV - cars & vans consumption (GWh) | HAWP_6 | 0.78901 | 1.1687 | 1.934 | 2.8296 | 3.9962 | 5.545 | 7.5203 | 10.0388 | 13.1692 | 17.0332 | 21.7258 | 27.322 | 34.1981 | 41.4195 | 49.6623 | 58.8821 | 68.9731 | 80.5995 | 92.8426 | 105.592 | 118.271 | 129.7708 | 140.1548 | 149.405 | 157.3573 | 164.0505 | 169.2087 | 171.218 | 173.0377 | 174.7298 | 176.3728 | 178.0194 | NPgN | GSP | NG FES - Steady Progression | EV - cars & vans consumption (GWh)
NG FES - Steady Progression | Dem_BB006 | GWh | NPgN | KNARESBOROUGH | EV - cars & vans consumption (GWh) | KNARE_111 | 1.6212 | 2.3613 | 3.787 | 5.4001 | 7.4362 | 10.058 | 13.371 | 17.6107 | 22.8976 | 29.4414 | 37.4147 | 46.959 | 58.7347 | 71.1777 | 85.4568 | 101.5238 | 119.2742 | 139.8034 | 161.6278 | 184.4816 | 207.3386 | 228.8593 | 248.3091 | 265.7927 | 280.9304 | 293.6923 | 303.6267 | 308.2911 | 312.2866 | 315.7788 | 318.9596 | 321.9741 | NPgN | GSP | NG FES - Steady Progression | EV - cars & vans consumption (GWh)
NG FES - Steady Progression | Dem_BB006 | GWh | NPgN | LACKENBY | EV - cars & vans consumption (GWh) | LACK_6 | 0.83005 | 1.3002 | 2.2326 | 3.41 | 5.0232 | 7.2588 | 10.1522 | 13.8465 | 18.4421 | 24.1175 | 31.014 | 39.2439 | 49.3635 | 60.0036 | 72.1602 | 85.7726 | 100.698 | 117.9051 | 136.0575 | 154.9799 | 173.8174 | 191.0328 | 206.5787 | 220.4518 | 232.3953 | 242.4505 | 250.2157 | 253.3704 | 256.1898 | 258.775 | 261.2508 | 263.7037 | NPgN | GSP | NG FES - Steady Progression | EV - cars & vans consumption (GWh)
NG FES - Steady Progression | Dem_BB006 | GWh | NPgN | NORTON | EV - cars & vans consumption (GWh) | NORT_1 | 3.077 | 4.7217 | 7.9583 | 11.942 | 17.304 | 24.6241 | 34.0537 | 46.0992 | 61.0909 | 79.6136 | 102.1338 | 129.0256 | 162.1149 | 196.942 | 236.7694 | 281.4111 | 330.4364 | 386.994 | 446.756 | 509.1127 | 571.2512 | 628.4053 | 680.0259 | 726.1655 | 765.9373 | 799.4312 | 825.3427 | 836.2341 | 845.8674 | 854.6012 | 862.8703 | 870.9837 | NPgN | GSP | NG FES - Steady Progression | EV - cars & vans consumption (GWh)
NG FES - Steady Progression | Dem_BB006 | GWh | NPgN | OFFERTON | EV - cars & vans consumption (GWh) | OFFE_3 | 0.37245 | 0.56327 | 0.93806 | 1.3901 | 1.9901 | 2.7992 | 3.8374 | 5.1637 | 6.8148 | 8.8552 | 11.3365 | 14.3004 | 17.9485 | 21.7899 | 26.1846 | 31.1127 | 36.5285 | 42.7784 | 49.387 | 56.2856 | 63.163 | 69.5064 | 75.2361 | 80.361 | 84.781 | 88.5038 | 91.3861 | 92.6149 | 93.6971 | 94.6737 | 95.5939 | 96.493 | NPgN | GSP | NG FES - Steady Progression | EV - cars & vans consumption (GWh)
NG FES - Steady Progression | Dem_BB006 | GWh | NPgN | OSBALDWICK | EV - cars & vans consumption (GWh) | OSBA_1 | 3.0076 | 4.3184 | 6.8264 | 9.5805 | 12.9704 | 17.228 | 22.5616 | 29.3927 | 37.9182 | 48.4793 | 61.3594 | 76.7945 | 95.8608 | 116.0426 | 139.2379 | 165.3812 | 194.3384 | 227.8654 | 263.6001 | 301.0776 | 338.6182 | 374.3081 | 406.5721 | 435.6415 | 460.8556 | 482.1216 | 498.717 | 506.8335 | 513.7087 | 519.6376 | 524.9583 | 529.9301 | NPgN | GSP | NG FES - Steady Progression | EV - cars & vans consumption (GWh)
NG FES - Steady Progression | Dem_BB006 | GWh | NPgN | POPPLETON | EV - cars & vans consumption (GWh) | POPP_3 | 0.49988 | 0.71178 | 1.1256 | 1.5733 | 2.1189 | 2.7979 | 3.6451 | 4.7279 | 6.0773 | 7.7469 | 9.7804 | 12.2134 | 15.2135 | 18.381 | 22.0134 | 26.0975 | 30.6037 | 35.8132 | 41.3445 | 47.1327 | 52.9178 | 58.3376 | 63.2358 | 67.6339 | 71.4387 | 74.6458 | 77.1392 | 78.2846 | 79.2718 | 80.1409 | 80.9388 | 81.7005 | NPgN | GSP | NG FES - Steady Progression | EV - cars & vans consumption (GWh)
NG FES - Steady Progression | Dem_BB006 | GWh | NPgN | SALTHOLME | EV - cars & vans consumption (GWh) | SALH_1 | 0.017908 | 0.027968 | 0.044938 | 0.066296 | 0.094935 | 0.13375 | 0.18382 | 0.24853 | 0.32979 | 0.43094 | 0.55499 | 0.7046 | 0.89068 | 1.0897 | 1.3203 | 1.5828 | 1.8778 | 2.2213 | 2.5926 | 2.9852 | 3.3817 | 3.7784 | 4.1373 | 4.4644 | 4.7506 | 4.9924 | 5.1834 | 5.2952 | 5.3856 | 5.4592 | 5.5209 | 5.5745 | NPgN | GSP | NG FES - Steady Progression | EV - cars & vans consumption (GWh)
NG FES - Steady Progression | Dem_BB006 | GWh | NPgN | SOUTH SHIELDS | EV - cars & vans consumption (GWh) | SSHI_3 | 0.36552 | 0.54958 | 0.90394 | 1.3273 | 1.8839 | 2.6282 | 3.5809 | 4.7998 | 6.3192 | 8.1988 | 10.4876 | 13.2255 | 16.6009 | 20.1637 | 24.2481 | 28.839 | 33.9026 | 39.7546 | 45.9653 | 52.4625 | 58.954 | 65.028 | 70.5163 | 75.4422 | 79.7021 | 83.2923 | 86.0825 | 87.3567 | 88.4567 | 89.4269 | 90.3195 | 91.1731 | NPgN | GSP | NG FES - Steady Progression | EV - cars & vans consumption (GWh)
NG FES - Steady Progression | Dem_BB006 | GWh | NPgN | SPADEADAM | EV - cars & vans consumption (GWh) | KIELD01 and SPAD20 | 0.054835 | 0.08416 | 0.13712 | 0.20219 | 0.28878 | 0.40556 | 0.55573 | 0.7488 | 0.99033 | 1.29 | 1.6562 | 2.0961 | 2.6406 | 3.2192 | 3.8862 | 4.6404 | 5.4803 | 6.4546 | 7.4986 | 8.5966 | 9.6997 | 10.769 | 11.736 | 12.611 | 13.3726 | 14.0153 | 14.5192 | 14.7848 | 15.0054 | 15.191 | 15.353 | 15.5001 | NPgN | GSP | NG FES - Steady Progression | EV - cars & vans consumption (GWh)
NG FES - Steady Progression | Dem_BB006 | GWh | NPgN | SPENNYMOOR | EV - cars & vans consumption (GWh) | SPEN_1 | 1.9942 | 2.9555 | 4.8405 | 7.0439 | 9.9018 | 13.6785 | 18.4914 | 24.641 | 32.2983 | 41.7639 | 53.2792 | 67.0393 | 83.9836 | 101.8372 | 122.2743 | 145.2069 | 170.4335 | 199.5577 | 230.3849 | 262.5841 | 294.7045 | 324.4456 | 351.3134 | 375.3682 | 396.1303 | 413.6209 | 427.1766 | 433.0687 | 438.2286 | 442.8549 | 447.1852 | 451.3917 | NPgN | GSP | NG FES - Steady Progression | EV - cars & vans consumption (GWh)
NG FES - Steady Progression | Dem_BB006 | GWh | NPgN | STELLA NORTH | EV - cars & vans consumption (GWh) | STEN_1 | 1.3517 | 2.0154 | 3.2783 | 4.7661 | 6.6995 | 9.2568 | 12.5195 | 16.6984 | 21.9115 | 28.3657 | 36.232 | 45.6514 | 57.277 | 69.5683 | 83.6798 | 99.5664 | 117.132 | 137.4533 | 159.0743 | 181.7253 | 204.3899 | 225.7993 | 245.1485 | 262.5543 | 277.6332 | 290.3468 | 300.2515 | 304.9676 | 308.9916 | 312.4924 | 315.665 | 318.6574 | NPgN | GSP | NG FES - Steady Progression | EV - cars & vans consumption (GWh)
NG FES - Steady Progression | Dem_BB006 | GWh | NPgN | STELLA SOUTH | EV - cars & vans consumption (GWh) | STES_1 | 1.2316 | 1.8051 | 2.9268 | 4.2128 | 5.8561 | 7.9977 | 10.7142 | 14.1858 | 18.5097 | 23.8563 | 30.3628 | 38.1407 | 47.7224 | 57.8246 | 69.3949 | 82.3858 | 96.6896 | 113.2099 | 130.713 | 149.0054 | 167.2636 | 184.2313 | 199.5614 | 213.2989 | 225.1644 | 235.1619 | 242.9179 | 246.3493 | 249.3388 | 252.0035 | 254.4825 | 256.8774 | NPgN | GSP | NG FES - Steady Progression | EV - cars & vans consumption (GWh)
NG FES - Steady Progression | Dem_BB006 | GWh | NPgN | TYNEMOUTH | EV - cars & vans consumption (GWh) | TYNE_1 | 1.034 | 1.5636 | 2.607 | 3.8656 | 5.5366 | 7.7911 | 10.6839 | 14.3789 | 18.9777 | 24.66 | 31.5691 | 39.82 | 49.9734 | 60.6613 | 72.8851 | 86.5882 | 101.6396 | 119.0053 | 137.3584 | 156.5108 | 175.5985 | 193.1675 | 209.0363 | 223.2228 | 235.4533 | 245.7536 | 253.7238 | 257.0863 | 260.057 | 262.7472 | 265.291 | 267.7843 | NPgN | GSP | NG FES - Steady Progression | EV - cars & vans consumption (GWh)
NG FES - Steady Progression | Dem_BB006 | GWh | NPgN | WEST BOLDON | EV - cars & vans consumption (GWh) | WBOL_6 | 1.4647 | 2.1843 | 3.6053 | 5.2839 | 7.4801 | 10.4056 | 14.143 | 18.9159 | 24.856 | 32.1957 | 41.1201 | 51.7779 | 64.8934 | 78.6995 | 94.4899 | 112.1917 | 131.6356 | 154.0698 | 177.7803 | 202.524 | 227.1848 | 249.8843 | 270.3876 | 288.7179 | 304.5212 | 317.8308 | 328.1296 | 332.4753 | 336.3147 | 339.7912 | 343.0784 | 346.3 | NPgN | GSP | NG FES - Steady Progression | EV - cars & vans consumption (GWh)
NG FES - Steady Progression | Dem_BB006 | GWh | NPgY | BRADFORD WEST | EV - cars & vans consumption (GWh) | BRAW_1 | 3.4172 | 6.1187 | 8.8718 | 13.0382 | 18.4162 | 25.7095 | 34.8278 | 46.339 | 60.5266 | 77.953 | 99.1048 | 124.4085 | 154.7741 | 188.754 | 227.7137 | 271.5211 | 319.8565 | 375.7271 | 435.0437 | 497.1141 | 559.1393 | 617.2927 | 669.8378 | 717.0133 | 757.8212 | 792.2141 | 818.9592 | 831.2799 | 841.887 | 851.2212 | 859.7753 | 867.9352 | NPgY | GSP | NG FES - Steady Progression | EV - cars & vans consumption (GWh)
NG FES - Steady Progression | Dem_BB006 | GWh | NPgY | CAMBLESFORTH | EV - cars & vans consumption (GWh) | CAMB_01 | 0.38137 | 0.64559 | 0.90621 | 1.2803 | 1.7409 | 2.3464 | 3.1026 | 4.0561 | 5.2305 | 6.6724 | 8.4218 | 10.5135 | 13.0221 | 15.8272 | 19.0411 | 22.652 | 26.6309 | 31.2281 | 36.1024 | 41.1994 | 46.2889 | 51.0358 | 55.3248 | 59.171 | 62.495 | 65.2959 | 67.4711 | 68.4496 | 69.2978 | 70.0501 | 70.7454 | 71.4137 | NPgY | GSP | NG FES - Steady Progression | EV - cars & vans consumption (GWh)
NG FES - Steady Progression | Dem_BB006 | GWh | NPgY | CREYKE BECK | EV - cars & vans consumption (GWh) | CREB_1 | 5.4361 | 8.9482 | 12.284 | 16.9258 | 22.4411 | 29.5066 | 38.3295 | 49.455 | 63.1635 | 80.0021 | 100.4418 | 124.8955 | 154.2437 | 187.0878 | 224.7493 | 267.102 | 313.8359 | 367.8653 | 425.2339 | 485.2747 | 545.2798 | 601.5438 | 652.3907 | 698.0477 | 737.5466 | 770.8392 | 796.7309 | 808.6648 | 818.9382 | 827.9775 | 836.26 | 844.1595 | NPgY | GSP | NG FES - Steady Progression | EV - cars & vans consumption (GWh)
NG FES - Steady Progression | Dem_BB006 | GWh | NPgY | DRAX | EV - cars & vans consumption (GWh) | DRAX_YEDL | 0.48672 | 0.83243 | 1.1784 | 1.6797 | 2.3038 | 3.1305 | 4.1631 | 5.4648 | 7.0678 | 9.0355 | 11.4223 | 14.2754 | 17.6962 | 21.5199 | 25.8992 | 30.8174 | 36.2335 | 42.4894 | 49.1183 | 56.0474 | 62.9637 | 69.3986 | 75.2125 | 80.4229 | 84.9238 | 88.7161 | 91.6593 | 92.9682 | 94.1065 | 95.1199 | 96.0604 | 96.9676 | NPgY | GSP | NG FES - Steady Progression | EV - cars & vans consumption (GWh)
NG FES - Steady Progression | Dem_BB006 | GWh | NPgY | ELLAND | EV - cars & vans consumption (GWh) | ELLA_1 | 2.9748 | 5.2108 | 7.4831 | 10.8513 | 15.1326 | 20.8822 | 28.0671 | 37.1289 | 48.2909 | 61.9951 | 78.6205 | 98.4979 | 122.3359 | 148.9891 | 179.5234 | 213.8263 | 251.6205 | 295.2827 | 341.5714 | 389.9693 | 438.2915 | 483.3435 | 524.0469 | 560.5428 | 592.0802 | 618.654 | 639.2886 | 648.5538 | 656.589 | 663.7203 | 670.3151 | 676.6584 | NPgY | GSP | NG FES - Steady Progression | EV - cars & vans consumption (GWh)
NG FES - Steady Progression | Dem_BB006 | GWh | NPgY | FERRYBRIDGE A | EV - cars & vans consumption (GWh) | FERRA2 | 1.2096 | 2.0078 | 2.8217 | 3.9537 | 5.3255 | 7.1099 | 9.3359 | 12.132 | 15.5673 | 19.7766 | 24.8717 | 30.9476 | 38.2121 | 46.3041 | 55.5399 | 65.8727 | 77.1823 | 90.2143 | 103.938 | 118.2316 | 132.4463 | 145.347 | 156.9968 | 167.3749 | 176.2977 | 183.8076 | 189.5971 | 191.8594 | 193.9056 | 195.8077 | 197.6512 | 199.4976 | NPgY | GSP | NG FES - Steady Progression | EV - cars & vans consumption (GWh)
NG FES - Steady Progression | Dem_BB006 | GWh | NPgY | FERRYBRIDGE B | EV - cars & vans consumption (GWh) | FERRB9 | 2.5967 | 4.4093 | 6.252 | 8.8912 | 12.1613 | 16.4801 | 21.8722 | 28.6593 | 37.0089 | 47.2502 | 59.6611 | 74.4808 | 92.2273 | 112.0336 | 134.6834 | 160.0778 | 187.9683 | 220.1495 | 254.1574 | 289.6496 | 325.0193 | 357.5788 | 386.9889 | 413.2792 | 435.944 | 455.0315 | 469.8033 | 476.037 | 481.5428 | 486.5312 | 491.2441 | 495.8641 | NPgY | GSP | NG FES - Steady Progression | EV - cars & vans consumption (GWh)
NG FES - Steady Progression | Dem_BB006 | GWh | NPgY | GRIMSBY WEST | EV - cars & vans consumption (GWh) | GRIW_1 | 1.6604 | 2.7564 | 3.832 | 5.3382 | 7.1544 | 9.5072 | 12.4443 | 16.1427 | 20.6946 | 26.2806 | 33.0536 | 41.1464 | 50.8447 | 61.6784 | 74.0788 | 87.996 | 103.3049 | 120.981 | 139.6903 | 159.2349 | 178.731 | 196.7897 | 213.1048 | 227.7116 | 240.3194 | 250.9404 | 259.1738 | 262.7579 | 265.8945 | 268.7071 | 271.3364 | 273.89 | NPgY | GSP | NG FES - Steady Progression | EV - cars & vans consumption (GWh)
NG FES - Steady Progression | Dem_BB006 | GWh | NPgY | JORDANTHORPE | EV - cars & vans consumption (GWh) | JORD_3 | 0.87813 | 1.4176 | 1.9493 | 2.6631 | 3.4945 | 4.5449 | 5.8544 | 7.4982 | 9.5172 | 11.991 | 14.9853 | 18.5559 | 22.8248 | 27.5795 | 33.0061 | 39.0768 | 45.7203 | 53.3756 | 61.436 | 69.8309 | 78.179 | 85.7491 | 92.5858 | 98.6754 | 103.9105 | 108.3167 | 111.7128 | 113.0339 | 114.2306 | 115.3447 | 116.4261 | 117.5105 | NPgY | GSP | NG FES - Steady Progression | EV - cars & vans consumption (GWh)
NG FES - Steady Progression | Dem_BB006 | GWh | NPgY | KEADBY | EV - cars & vans consumption (GWh) | KEAD_YEDL | 4.5359 | 7.1579 | 9.5431 | 12.6496 | 16.0764 | 20.2174 | 25.3809 | 31.8809 | 39.8853 | 49.7153 | 61.6449 | 75.9138 | 93.0339 | 112.1859 | 134.1395 | 158.8181 | 186.0298 | 217.4858 | 250.8628 | 285.784 | 320.6726 | 353.2867 | 382.7644 | 409.2176 | 432.0926 | 451.3726 | 466.3559 | 473.1689 | 479.057 | 484.2614 | 489.0533 | 493.6438 | NPgY | GSP | NG FES - Steady Progression | EV - cars & vans consumption (GWh)
NG FES - Steady Progression | Dem_BB006 | GWh | NPgY | KIRKSTALL B | EV - cars & vans consumption (GWh) | KIRKB1 | 2.1979 | 3.7751 | 5.3912 | 7.7328 | 10.6658 | 14.5678 | 19.4405 | 25.5759 | 33.125 | 42.3854 | 53.6089 | 67.0126 | 83.0659 | 100.986 | 121.4827 | 144.4681 | 169.7216 | 198.8637 | 229.6708 | 261.8287 | 293.8822 | 323.4317 | 350.1232 | 373.9912 | 394.5731 | 411.9075 | 425.3276 | 431.0327 | 436.0604 | 440.6044 | 444.887 | 449.0759 | NPgY | GSP | NG FES - Steady Progression | EV - cars & vans consumption (GWh)
NG FES - Steady Progression | Dem_BB006 | GWh | NPgY | NEEPSEND | EV - cars & vans consumption (GWh) | NEEP_3 | 0.99277 | 1.6472 | 2.2812 | 3.1704 | 4.2401 | 5.6231 | 7.35 | 9.5263 | 12.2064 | 15.4969 | 19.4888 | 24.2617 | 29.9858 | 36.3858 | 43.718 | 51.9554 | 61.0309 | 71.5165 | 82.6328 | 94.2563 | 105.862 | 116.6796 | 126.4541 | 135.2184 | 142.792 | 149.174 | 154.1295 | 156.3522 | 158.2805 | 159.9926 | 161.5765 | 163.1005 | NPgY | GSP | NG FES - Steady Progression | EV - cars & vans consumption (GWh)
NG FES - Steady Progression | Dem_BB006 | GWh | NPgY | NORTON LEES | EV - cars & vans consumption (GWh) | NORL_3 | 1.1332 | 1.8332 | 2.5103 | 3.4249 | 4.4898 | 5.8345 | 7.5117 | 9.6201 | 12.2128 | 15.3925 | 19.2451 | 23.8448 | 29.3517 | 35.4962 | 42.521 | 50.395 | 59.0383 | 69.0106 | 79.5436 | 90.5338 | 101.4835 | 111.5399 | 120.6245 | 128.7416 | 135.7369 | 141.628 | 146.1845 | 148.0849 | 149.7695 | 151.3018 | 152.7553 | 154.185 | NPgY | GSP | NG FES - Steady Progression | EV - cars & vans consumption (GWh)
NG FES - Steady Progression | Dem_BB006 | GWh | NPgY | PITSMOOR 3/4 | EV - cars & vans consumption (GWh) | PITS_BB_B | 0.41765 | 0.69927 | 0.96929 | 1.3535 | 1.8197 | 2.4261 | 3.1837 | 4.1397 | 5.3182 | 6.7662 | 8.5244 | 10.6285 | 13.1548 | 15.9835 | 19.2286 | 22.8799 | 26.9123 | 31.5757 | 36.5315 | 41.7207 | 46.9093 | 51.7909 | 56.2026 | 60.1671 | 63.5989 | 66.4919 | 68.7436 | 69.7971 | 70.7002 | 71.4909 | 72.2115 | 72.8954 | NPgY | GSP | NG FES - Steady Progression | EV - cars & vans consumption (GWh)
NG FES - Steady Progression | Dem_BB006 | GWh | NPgY | SALTEND NORTH | EV - cars & vans consumption (GWh) | SALT_1 | 0.70354 | 1.1503 | 1.5815 | 2.174 | 2.8737 | 3.7663 | 4.8802 | 6.2824 | 8.0081 | 10.1257 | 12.6933 | 15.7612 | 19.4377 | 23.5445 | 28.2452 | 33.5208 | 39.3237 | 46.0241 | 53.1158 | 60.5242 | 67.9141 | 74.7575 | 80.9404 | 86.4757 | 91.2534 | 95.2783 | 98.3983 | 99.7548 | 100.9424 | 102.0078 | 103.0041 | 103.9721 | NPgY | GSP | NG FES - Steady Progression | EV - cars & vans consumption (GWh)
NG FES - Steady Progression | Dem_BB006 | GWh | NPgY | SHEFFIELD CITY | EV - cars & vans consumption (GWh) | SHEC_3 | 0.61885 | 1.0369 | 1.4082 | 1.9451 | 2.5906 | 3.4235 | 4.4659 | 5.7882 | 7.4244 | 9.4409 | 11.8982 | 14.8511 | 18.413 | 22.4241 | 27.0518 | 32.291 | 38.1328 | 44.9146 | 52.1904 | 59.8505 | 67.552 | 75.0564 | 81.8435 | 87.9921 | 93.348 | 97.8693 | 101.4191 | 103.3238 | 104.8981 | 106.2161 | 107.3572 | 108.3873 | NPgY | GSP | NG FES - Steady Progression | EV - cars & vans consumption (GWh)
NG FES - Steady Progression | Dem_BB006 | GWh | NPgY | SKELTON GRANGE | EV - cars & vans consumption (GWh) | SKLGB1 | 4.8106 | 8.3684 | 12.0272 | 17.398 | 24.1961 | 33.3026 | 44.6781 | 59.0097 | 76.6498 | 98.2945 | 124.5351 | 155.8837 | 193.4441 | 235.3929 | 283.3963 | 337.2571 | 396.4839 | 464.8528 | 537.1909 | 612.7385 | 688.0791 | 757.777 | 820.7372 | 877.0841 | 925.7048 | 966.6595 | 998.3957 | 1012.1242 | 1024.1602 | 1034.9753 | 1045.1074 | 1054.9665 | NPgY | GSP | NG FES - Steady Progression | EV - cars & vans consumption (GWh)
NG FES - Steady Progression | Dem_BB006 | GWh | NPgY | TEMPLEBOROUGH 275/33KV | EV - cars & vans consumption (GWh) | TEMP_3 | 0.079443 | 0.12822 | 0.1783 | 0.24512 | 0.32349 | 0.42308 | 0.54714 | 0.70243 | 0.8928 | 1.1257 | 1.4069 | 1.7416 | 2.1407 | 2.5837 | 3.0877 | 3.6493 | 4.2604 | 4.9629 | 5.6979 | 6.4608 | 7.2165 | 7.8845 | 8.4875 | 9.0211 | 9.4775 | 9.8611 | 10.1547 | 10.2514 | 10.3441 | 10.4353 | 10.5284 | 10.6255 | NPgY | GSP | NG FES - Steady Progression | EV - cars & vans consumption (GWh)
NG FES - Steady Progression | Dem_BB006 | GWh | NPgY | THURCROFT | EV - cars & vans consumption (GWh) | THUR_6 | 3.9795 | 6.1324 | 8.0952 | 10.5241 | 13.0668 | 16.0033 | 19.6568 | 24.2351 | 29.8575 | 36.7483 | 45.0916 | 55.0446 | 66.9497 | 80.2167 | 95.3671 | 112.3265 | 130.9011 | 152.3181 | 174.8887 | 198.4122 | 221.8199 | 243.111 | 262.3468 | 279.4972 | 294.2528 | 306.6758 | 316.2603 | 320.0557 | 323.4749 | 326.6396 | 329.6937 | 332.7418 | NPgY | GSP | NG FES - Steady Progression | EV - cars & vans consumption (GWh)
NG FES - Steady Progression | Dem_BB006 | GWh | NPgY | WEST MELTON / THORPE MARSH | EV - cars & vans consumption (GWh) | WMEL_THOM | 5.4279 | 8.6659 | 11.6912 | 15.7058 | 20.2559 | 25.8793 | 32.8927 | 41.7173 | 52.5781 | 65.9085 | 82.0752 | 101.3973 | 124.5596 | 150.4428 | 180.0801 | 213.356 | 249.9799 | 292.282 | 337.0833 | 383.9045 | 430.6288 | 473.9952 | 513.1824 | 548.2871 | 578.6016 | 604.1432 | 623.9549 | 632.6652 | 640.2664 | 647.0602 | 653.3897 | 659.518 | NPgY | GSP | NG FES - Steady Progression | EV - cars & vans consumption (GWh)
NG FES - Steady Progression | Dem_BB006 | GWh | NPgY | WEST MELTON SECTION 3 | EV - cars & vans consumption (GWh) | WMEL_BB3 | 4.709 | 7.5804 | 10.3087 | 13.9734 | 18.1959 | 23.4836 | 30.0791 | 38.3763 | 48.5851 | 61.1114 | 76.2978 | 94.441 | 116.1803 | 140.4595 | 168.2443 | 199.421 | 233.7014 | 273.2801 | 315.1558 | 358.8937 | 402.5149 | 442.8488 | 479.2911 | 511.9064 | 540.0505 | 563.7591 | 582.1303 | 590.0596 | 597.0167 | 603.2731 | 609.139 | 614.8507 | NPgY | GSP | NG FES - Steady Progression | EV - cars & vans consumption (GWh)
NG FES - Steady Progression | Dem_BB006 | GWh | NPgY | WINCOBANK | EV - cars & vans consumption (GWh) | WIBA_3 | 0.1257 | 0.21879 | 0.31273 | 0.45128 | 0.62643 | 0.86082 | 1.1537 | 1.5231 | 1.9782 | 2.537 | 3.2149 | 4.0255 | 4.9977 | 6.0849 | 7.3305 | 8.7302 | 10.2726 | 12.0547 | 13.9444 | 15.9206 | 17.8939 | 19.7354 | 21.3991 | 22.8912 | 24.1808 | 25.2675 | 26.1115 | 26.4921 | 26.8217 | 27.1139 | 27.3837 | 27.6428 | NPgY | GSP | NG FES - Steady Progression | EV - cars & vans consumption (GWh)
NG FES - Steady Progression | Dem_BB007 | GWh | NPgN | BLYTH 66kV | EV - other transport consumption (GWh) | BLYTB1 | 0 | 0.13608 | 0.15269 | 0.21799 | 0.29596 | 0.38249 | 0.47698 | 0.57812 | 0.68581 | 0.79958 | 0.91887 | 1.0432 | 1.1841 | 1.3079 | 1.4403 | 1.5827 | 1.7365 | 1.9033 | 2.0849 | 2.2828 | 2.4992 | 2.7358 | 2.9945 | 3.2772 | 3.5858 | 3.921 | 4.2832 | 4.6728 | 5.0874 | 5.527 | 5.9869 | 6.4631 | NPgN | GSP | NG FES - Steady Progression | EV - other transport consumption (GWh)
NG FES - Steady Progression | Dem_BB007 | GWh | NPgN | BLYTH 132kV | EV - other transport consumption (GWh) | BLYTH132 | 0 | 0.034801 | 0.039571 | 0.055281 | 0.074248 | 0.095566 | 0.11919 | 0.14485 | 0.17267 | 0.20268 | 0.23487 | 0.26923 | 0.30885 | 0.34512 | 0.38476 | 0.42827 | 0.47618 | 0.52903 | 0.58748 | 0.65204 | 0.72352 | 0.80246 | 0.88957 | 0.98549 | 1.0909 | 1.2058 | 1.3306 | 1.4653 | 1.609 | 1.7616 | 1.9214 | 2.087 | NPgN | GSP | NG FES - Steady Progression | EV - other transport consumption (GWh)
NG FES - Steady Progression | Dem_BB007 | GWh | NPgN | FOURSTONES | EV - other transport consumption (GWh) | FOUR_1 | 0 | 0.006181 | 0.007166 | 0.009694 | 0.012806 | 0.016377 | 0.020432 | 0.02493 | 0.029946 | 0.035519 | 0.041681 | 0.048462 | 0.056453 | 0.06411 | 0.07268 | 0.082287 | 0.093064 | 0.10515 | 0.11871 | 0.13387 | 0.15083 | 0.16973 | 0.19075 | 0.21403 | 0.23974 | 0.26792 | 0.2986 | 0.33179 | 0.36727 | 0.40501 | 0.44457 | 0.48557 | NPgN | GSP | NG FES - Steady Progression | EV - other transport consumption (GWh)
NG FES - Steady Progression | Dem_BB007 | GWh | NPgN | HARTMOOR | EV - other transport consumption (GWh) | HARM_6 | 0 | 0.056086 | 0.061375 | 0.091247 | 0.12629 | 0.16437 | 0.20491 | 0.24726 | 0.2908 | 0.33495 | 0.3791 | 0.42268 | 0.46999 | 0.50728 | 0.5446 | 0.58209 | 0.61991 | 0.65819 | 0.69721 | 0.7371 | 0.77813 | 0.82054 | 0.86461 | 0.91061 | 0.95887 | 1.0095 | 1.0627 | 1.1187 | 1.1772 | 1.2384 | 1.3018 | 1.3673 | NPgN | GSP | NG FES - Steady Progression | EV - other transport consumption (GWh)
NG FES - Steady Progression | Dem_BB007 | GWh | NPgN | HAWTHORN PIT GRID | EV - other transport consumption (GWh) | HAWP_6 | 0 | 0.06293 | 0.068879 | 0.10237 | 0.14165 | 0.18436 | 0.22984 | 0.27734 | 0.3262 | 0.37576 | 0.42535 | 0.47432 | 0.52751 | 0.56948 | 0.61152 | 0.65379 | 0.69647 | 0.73972 | 0.78384 | 0.82901 | 0.8755 | 0.92363 | 0.97367 | 1.026 | 1.0809 | 1.1386 | 1.1992 | 1.263 | 1.3297 | 1.3995 | 1.4719 | 1.5466 | NPgN | GSP | NG FES - Steady Progression | EV - other transport consumption (GWh)
NG FES - Steady Progression | Dem_BB007 | GWh | NPgN | KNARESBOROUGH | EV - other transport consumption (GWh) | KNARE_111 | 0 | 0.12721 | 0.14016 | 0.20612 | 0.28383 | 0.36874 | 0.45973 | 0.55537 | 0.65464 | 0.75645 | 0.85963 | 0.96313 | 1.077 | 1.1699 | 1.265 | 1.3629 | 1.4642 | 1.5696 | 1.6798 | 1.7956 | 1.9179 | 2.0475 | 2.1855 | 2.3326 | 2.49 | 2.658 | 2.8371 | 3.0275 | 3.2284 | 3.44 | 3.6605 | 3.8884 | NPgN | GSP | NG FES - Steady Progression | EV - other transport consumption (GWh)
NG FES - Steady Progression | Dem_BB007 | GWh | NPgN | LACKENBY | EV - other transport consumption (GWh) | LACK_6 | 0 | 0.17392 | 0.19058 | 0.28272 | 0.39089 | 0.50858 | 0.63403 | 0.76522 | 0.90038 | 1.0377 | 1.1755 | 1.3119 | 1.4604 | 1.5784 | 1.697 | 1.8168 | 1.9384 | 2.0622 | 2.1892 | 2.3199 | 2.4552 | 2.596 | 2.7431 | 2.8976 | 3.0605 | 3.2322 | 3.4134 | 3.6044 | 3.8047 | 4.0145 | 4.2325 | 4.4574 | NPgN | GSP | NG FES - Steady Progression | EV - other transport consumption (GWh)
NG FES - Steady Progression | Dem_BB007 | GWh | NPgN | NORTON | EV - other transport consumption (GWh) | NORT_1 | 0 | 0.47314 | 0.52624 | 0.76214 | 1.0419 | 1.35 | 1.6833 | 2.037 | 2.4089 | 2.7962 | 3.196 | 3.6053 | 4.063 | 4.4524 | 4.8612 | 5.2929 | 5.7513 | 6.2401 | 6.7644 | 7.3279 | 7.9363 | 8.5941 | 9.3065 | 10.0786 | 10.9157 | 11.8193 | 12.7914 | 13.8331 | 14.9387 | 16.1083 | 17.3303 | 18.595 | NPgN | GSP | NG FES - Steady Progression | EV - other transport consumption (GWh)
NG FES - Steady Progression | Dem_BB007 | GWh | NPgN | OFFERTON | EV - other transport consumption (GWh) | OFFE_3 | 0 | 0.03339 | 0.038986 | 0.052126 | 0.068428 | 0.0873 | 0.10893 | 0.13311 | 0.16036 | 0.19094 | 0.22511 | 0.26307 | 0.30812 | 0.35188 | 0.40119 | 0.45678 | 0.51946 | 0.59006 | 0.66955 | 0.75872 | 0.85876 | 0.97048 | 1.0949 | 1.233 | 1.3857 | 1.5531 | 1.7356 | 1.9332 | 2.1444 | 2.3692 | 2.605 | 2.8493 | NPgN | GSP | NG FES - Steady Progression | EV - other transport consumption (GWh)
NG FES - Steady Progression | Dem_BB007 | GWh | NPgN | OSBALDWICK | EV - other transport consumption (GWh) | OSBA_1 | 0 | 0.17427 | 0.19788 | 0.27709 | 0.37261 | 0.47981 | 0.59843 | 0.727 | 0.86617 | 1.016 | 1.1762 | 1.3469 | 1.5434 | 1.7224 | 1.9178 | 2.1318 | 2.367 | 2.626 | 2.9121 | 3.2278 | 3.5769 | 3.9621 | 4.3868 | 4.8541 | 5.3673 | 5.927 | 6.5343 | 7.1895 | 7.8883 | 8.6305 | 9.4077 | 10.2129 | NPgN | GSP | NG FES - Steady Progression | EV - other transport consumption (GWh)
NG FES - Steady Progression | Dem_BB007 | GWh | NPgN | POPPLETON | EV - other transport consumption (GWh) | POPP_3 | 0 | 0.029021 | 0.032531 | 0.04652 | 0.063209 | 0.081713 | 0.1019 | 0.12348 | 0.14643 | 0.17064 | 0.19597 | 0.22232 | 0.25214 | 0.27826 | 0.30614 | 0.33606 | 0.36833 | 0.40326 | 0.44125 | 0.48258 | 0.52772 | 0.57702 | 0.63088 | 0.6897 | 0.75387 | 0.8235 | 0.89874 | 0.97964 | 1.0657 | 1.1569 | 1.2524 | 1.3512 | NPgN | GSP | NG FES - Steady Progression | EV - other transport consumption (GWh)
NG FES - Steady Progression | Dem_BB007 | GWh | NPgN | SALTHOLME | EV - other transport consumption (GWh) | SALH_1 | 0 | 0 | 0 | 0 | 0 | 0 | 0 | 0 | 0 | 0 | 0 | 0 | 0 | 0 | 0 | 0 | 0 | 0 | 0 | 0 | 0 | 0 | 0 | 0 | 0 | 0 | 0 | 0 | 0 | 0 | 0 | 0 | NPgN | GSP | NG FES - Steady Progression | EV - other transport consumption (GWh)
NG FES - Steady Progression | Dem_BB007 | GWh | NPgN | SOUTH SHIELDS | EV - other transport consumption (GWh) | SSHI_3 | 0 | 0.12731 | 0.14915 | 0.19829 | 0.25949 | 0.33065 | 0.41259 | 0.50459 | 0.60874 | 0.72625 | 0.85816 | 1.0054 | 1.1807 | 1.352 | 1.5457 | 1.7646 | 2.012 | 2.2911 | 2.606 | 2.9596 | 3.3568 | 3.8008 | 4.2958 | 4.8454 | 5.4534 | 6.1205 | 6.8478 | 7.6354 | 8.4776 | 9.3741 | 10.3141 | 11.2886 | NPgN | GSP | NG FES - Steady Progression | EV - other transport consumption (GWh)
NG FES - Steady Progression | Dem_BB007 | GWh | NPgN | SPADEADAM | EV - other transport consumption (GWh) | KIELD01 and SPAD20 | 0 | 0.002842 | 0.003086 | 0.004645 | 0.006465 | 0.008432 | 0.010511 | 0.012667 | 0.01486 | 0.017055 | 0.019215 | 0.021305 | 0.023537 | 0.025216 | 0.026842 | 0.028415 | 0.029938 | 0.03141 | 0.032836 | 0.034217 | 0.035555 | 0.036857 | 0.038129 | 0.039375 | 0.040607 | 0.041829 | 0.043048 | 0.044274 | 0.045512 | 0.046766 | 0.048043 | 0.049349 | NPgN | GSP | NG FES - Steady Progression | EV - other transport consumption (GWh)
NG FES - Steady Progression | Dem_BB007 | GWh | NPgN | SPENNYMOOR | EV - other transport consumption (GWh) | SPEN_1 | 0 | 0.17047 | 0.18821 | 0.27583 | 0.37921 | 0.49237 | 0.61388 | 0.74187 | 0.87511 | 1.0122 | 1.1518 | 1.2925 | 1.4478 | 1.5759 | 1.7079 | 1.8446 | 1.987 | 2.136 | 2.2931 | 2.4591 | 2.6354 | 2.8235 | 3.0246 | 3.2401 | 3.4715 | 3.7193 | 3.9842 | 4.2665 | 4.565 | 4.8797 | 5.2079 | 5.5473 | NPgN | GSP | NG FES - Steady Progression | EV - other transport consumption (GWh)
NG FES - Steady Progression | Dem_BB007 | GWh | NPgN | STELLA NORTH | EV - other transport consumption (GWh) | STEN_1 | 0 | 0.24593 | 0.28425 | 0.38652 | 0.51197 | 0.65546 | 0.81772 | 0.99706 | 1.1962 | 1.4164 | 1.6587 | 1.9241 | 2.236 | 2.5328 | 2.864 | 3.2342 | 3.6485 | 4.112 | 4.6311 | 5.2106 | 5.8581 | 6.579 | 7.3795 | 8.266 | 9.2441 | 10.3154 | 11.4815 | 12.7428 | 14.0903 | 15.5238 | 17.0262 | 18.5834 | NPgN | GSP | NG FES - Steady Progression | EV - other transport consumption (GWh)
NG FES - Steady Progression | Dem_BB007 | GWh | NPgN | STELLA SOUTH | EV - other transport consumption (GWh) | STES_1 | 0 | 0.22975 | 0.25557 | 0.37005 | 0.50585 | 0.65541 | 0.81722 | 0.98893 | 1.1695 | 1.3577 | 1.5519 | 1.7509 | 1.9733 | 2.1627 | 2.3616 | 2.5717 | 2.7949 | 3.0329 | 3.2883 | 3.5628 | 3.8593 | 4.1799 | 4.5273 | 4.9038 | 5.3119 | 5.7527 | 6.2268 | 6.735 | 7.2743 | 7.8449 | 8.4411 | 9.0581 | NPgN | GSP | NG FES - Steady Progression | EV - other transport consumption (GWh)
NG FES - Steady Progression | Dem_BB007 | GWh | NPgN | TYNEMOUTH | EV - other transport consumption (GWh) | TYNE_1 | 0 | 0.07845 | 0.087278 | 0.12635 | 0.17269 | 0.22374 | 0.27899 | 0.33761 | 0.39929 | 0.46355 | 0.52991 | 0.5979 | 0.67394 | 0.73871 | 0.80674 | 0.87863 | 0.95501 | 1.0365 | 1.124 | 1.218 | 1.3196 | 1.4295 | 1.5485 | 1.6776 | 1.8175 | 1.9686 | 2.1312 | 2.3055 | 2.4904 | 2.6861 | 2.8906 | 3.1022 | NPgN | GSP | NG FES - Steady Progression | EV - other transport consumption (GWh)
NG FES - Steady Progression | Dem_BB007 | GWh | NPgN | WEST BOLDON | EV - other transport consumption (GWh) | WBOL_6 | 0 | 0.31504 | 0.3581 | 0.50056 | 0.67251 | 0.8657 | 1.0797 | 1.312 | 1.5638 | 1.8353 | 2.1262 | 2.4366 | 2.7945 | 3.1216 | 3.479 | 3.8711 | 4.3027 | 4.7786 | 5.3047 | 5.8857 | 6.5287 | 7.2388 | 8.0221 | 8.8845 | 9.8318 | 10.8654 | 11.9872 | 13.1977 | 14.4888 | 15.8603 | 17.2967 | 18.7849 | NPgN | GSP | NG FES - Steady Progression | EV - other transport consumption (GWh)
NG FES - Steady Progression | Dem_BB007 | GWh | NPgY | BRADFORD WEST | EV - other transport consumption (GWh) | BRAW_1 | 0 | 0.4923 | 0.51469 | 0.67577 | 0.85563 | 1.0524 | 1.2676 | 1.4992 | 1.7512 | 2.0261 | 2.326 | 2.6533 | 3.0222 | 3.4027 | 3.8236 | 4.2905 | 4.8096 | 5.3871 | 6.0306 | 6.7461 | 7.5425 | 8.4264 | 9.4056 | 10.4875 | 11.6791 | 12.9825 | 14.3997 | 15.9311 | 17.5662 | 19.3048 | 21.1264 | 23.0142 | NPgY | GSP | NG FES - Steady Progression | EV - other transport consumption (GWh)
NG FES - Steady Progression | Dem_BB007 | GWh | NPgY | CAMBLESFORTH | EV - other transport consumption (GWh) | CAMB_01 | 0 | 0.07289 | 0.072124 | 0.10355 | 0.1369 | 0.17112 | 0.20596 | 0.24111 | 0.27623 | 0.311 | 0.34514 | 0.37836 | 0.41209 | 0.44148 | 0.46994 | 0.4975 | 0.52416 | 0.54993 | 0.57489 | 0.59907 | 0.6225 | 0.6453 | 0.66756 | 0.68939 | 0.71095 | 0.73235 | 0.75369 | 0.77515 | 0.79682 | 0.81879 | 0.84114 | 0.86401 | NPgY | GSP | NG FES - Steady Progression | EV - other transport consumption (GWh)
NG FES - Steady Progression | Dem_BB007 | GWh | NPgY | CREYKE BECK | EV - other transport consumption (GWh) | CREB_1 | 0 | 0.48542 | 0.4984 | 0.67412 | 0.86643 | 1.0718 | 1.2906 | 1.5209 | 1.7645 | 2.0223 | 2.2952 | 2.5839 | 2.9012 | 3.2163 | 3.5558 | 3.9236 | 4.3236 | 4.76 | 5.2378 | 5.7611 | 6.3358 | 6.9666 | 7.6587 | 8.4171 | 9.247 | 10.1499 | 11.1273 | 12.1799 | 13.301 | 14.4907 | 15.7357 | 17.0253 | NPgY | GSP | NG FES - Steady Progression | EV - other transport consumption (GWh)
NG FES - Steady Progression | Dem_BB007 | GWh | NPgY | DRAX | EV - other transport consumption (GWh) | DRAX_YEDL | 0 | 0.11851 | 0.11846 | 0.16734 | 0.21959 | 0.27374 | 0.32952 | 0.38642 | 0.44416 | 0.50243 | 0.56094 | 0.61941 | 0.68037 | 0.73604 | 0.79222 | 0.8492 | 0.90723 | 0.96661 | 1.0278 | 1.091 | 1.1568 | 1.2254 | 1.2976 | 1.3735 | 1.4539 | 1.5389 | 1.6288 | 1.7237 | 1.8235 | 1.9281 | 2.0368 | 2.1491 | NPgY | GSP | NG FES - Steady Progression | EV - other transport consumption (GWh)
NG FES - Steady Progression | Dem_BB007 | GWh | NPgY | ELLAND | EV - other transport consumption (GWh) | ELLA_1 | 0 | 0.97038 | 1.0311 | 1.3179 | 1.6452 | 2.0125 | 2.4245 | 2.8774 | 3.3833 | 3.949 | 4.5819 | 5.2889 | 6.1008 | 6.96 | 7.9268 | 9.0159 | 10.2427 | 11.6233 | 13.1768 | 14.9186 | 16.8716 | 19.0521 | 21.4799 | 24.1734 | 27.1504 | 30.4152 | 33.9729 | 37.8241 | 41.941 | 46.3228 | 50.9165 | 55.6781 | NPgY | GSP | NG FES - Steady Progression | EV - other transport consumption (GWh)
NG FES - Steady Progression | Dem_BB007 | GWh | NPgY | FERRYBRIDGE A | EV - other transport consumption (GWh) | FERRA2 | 0 | 0.18514 | 0.18435 | 0.26203 | 0.34482 | 0.4303 | 0.51795 | 0.60699 | 0.69682 | 0.78682 | 0.87644 | 0.96513 | 1.0567 | 1.139 | 1.2209 | 1.3027 | 1.3846 | 1.467 | 1.5503 | 1.6349 | 1.7212 | 1.8097 | 1.901 | 1.9957 | 2.0943 | 2.1973 | 2.3049 | 2.4176 | 2.5351 | 2.6576 | 2.7845 | 2.9153 | NPgY | GSP | NG FES - Steady Progression | EV - other transport consumption (GWh)
NG FES - Steady Progression | Dem_BB007 | GWh | NPgY | FERRYBRIDGE B | EV - other transport consumption (GWh) | FERRB9 | 0 | 0.4786 | 0.48041 | 0.67405 | 0.88174 | 1.0979 | 1.3217 | 1.551 | 1.7853 | 2.0236 | 2.2649 | 2.5086 | 2.7651 | 3.0033 | 3.2469 | 3.4976 | 3.7568 | 4.0262 | 4.308 | 4.6038 | 4.9161 | 5.247 | 5.599 | 5.9743 | 6.3756 | 6.8038 | 7.26 | 7.7452 | 8.2571 | 8.7962 | 9.3577 | 9.9382 | NPgY | GSP | NG FES - Steady Progression | EV - other transport consumption (GWh)
NG FES - Steady Progression | Dem_BB007 | GWh | NPgY | GRIMSBY WEST | EV - other transport consumption (GWh) | GRIW_1 | 0 | 0.33987 | 0.33933 | 0.48023 | 0.63072 | 0.7865 | 0.94675 | 1.11 | 1.2754 | 1.4419 | 1.6087 | 1.775 | 1.9478 | 2.1048 | 2.2627 | 2.4221 | 2.5837 | 2.7483 | 2.9169 | 3.0904 | 3.2699 | 3.4565 | 3.6515 | 3.8561 | 4.0718 | 4.299 | 4.5387 | 4.7913 | 5.0562 | 5.3336 | 5.6217 | 5.919 | NPgY | GSP | NG FES - Steady Progression | EV - other transport consumption (GWh)
NG FES - Steady Progression | Dem_BB007 | GWh | NPgY | JORDANTHORPE | EV - other transport consumption (GWh) | JORD_3 | 0 | 0.001957 | 0.001936 | 0.00278 | 0.003675 | 0.004594 | 0.005529 | 0.006473 | 0.007416 | 0.008349 | 0.009266 | 0.010157 | 0.011063 | 0.011852 | 0.012616 | 0.013356 | 0.014071 | 0.014763 | 0.015433 | 0.016082 | 0.016711 | 0.017323 | 0.017921 | 0.018507 | 0.019086 | 0.01966 | 0.020233 | 0.020809 | 0.021391 | 0.021981 | 0.022581 | 0.023195 | NPgY | GSP | NG FES - Steady Progression | EV - other transport consumption (GWh)
NG FES - Steady Progression | Dem_BB007 | GWh | NPgY | KEADBY | EV - other transport consumption (GWh) | KEAD_YEDL | 0 | 0.3233 | 0.32561 | 0.4544 | 0.59292 | 0.73759 | 0.88796 | 1.0427 | 1.2015 | 1.364 | 1.5298 | 1.6984 | 1.8773 | 2.0453 | 2.2189 | 2.3992 | 2.5877 | 2.7855 | 2.9945 | 3.2161 | 3.4521 | 3.7043 | 3.9746 | 4.2649 | 4.5771 | 4.9119 | 5.2701 | 5.6523 | 6.0566 | 6.4833 | 6.9283 | 7.3885 | NPgY | GSP | NG FES - Steady Progression | EV - other transport consumption (GWh)
NG FES - Steady Progression | Dem_BB007 | GWh | NPgY | KIRKSTALL B | EV - other transport consumption (GWh) | KIRKB1 | 0 | 0.39133 | 0.41078 | 0.53576 | 0.67601 | 0.83038 | 1.0002 | 1.1839 | 1.3852 | 1.6061 | 1.8487 | 2.115 | 2.4167 | 2.7301 | 3.0783 | 3.4664 | 3.8993 | 4.3826 | 4.9226 | 5.5245 | 6.1958 | 6.9422 | 7.7703 | 8.6863 | 9.6963 | 10.8018 | 12.0047 | 13.3052 | 14.6943 | 16.1717 | 17.7199 | 19.3245 | NPgY | GSP | NG FES - Steady Progression | EV - other transport consumption (GWh)
NG FES - Steady Progression | Dem_BB007 | GWh | NPgY | NEEPSEND | EV - other transport consumption (GWh) | NEEP_3 | 0 | 0.024374 | 0.02461 | 0.034204 | 0.044543 | 0.055372 | 0.066663 | 0.078313 | 0.090323 | 0.10267 | 0.11532 | 0.12827 | 0.14207 | 0.15515 | 0.16876 | 0.183 | 0.19797 | 0.2138 | 0.23064 | 0.2486 | 0.26785 | 0.28852 | 0.31079 | 0.3348 | 0.36071 | 0.38859 | 0.41849 | 0.45046 | 0.48433 | 0.52011 | 0.55746 | 0.5961 | NPgY | GSP | NG FES - Steady Progression | EV - other transport consumption (GWh)
NG FES - Steady Progression | Dem_BB007 | GWh | NPgY | NORTON LEES | EV - other transport consumption (GWh) | NORL_3 | 0 | 0.10904 | 0.11833 | 0.14598 | 0.17871 | 0.21692 | 0.26143 | 0.3118 | 0.36997 | 0.43711 | 0.51443 | 0.60307 | 0.7069 | 0.8197 | 0.94876 | 1.0962 | 1.2644 | 1.4555 | 1.6725 | 1.9175 | 2.194 | 2.5042 | 2.851 | 3.2372 | 3.6651 | 4.1354 | 4.6489 | 5.2055 | 5.8011 | 6.4355 | 7.1009 | 7.7907 | NPgY | GSP | NG FES - Steady Progression | EV - other transport consumption (GWh)
NG FES - Steady Progression | Dem_BB007 | GWh | NPgY | PITSMOOR 3/4 | EV - other transport consumption (GWh) | PITS_BB_B | 0 | 0.013502 | 0.01336 | 0.019181 | 0.025358 | 0.031697 | 0.038151 | 0.044662 | 0.051167 | 0.057608 | 0.063932 | 0.070085 | 0.076333 | 0.081777 | 0.087049 | 0.092154 | 0.097092 | 0.10187 | 0.10649 | 0.11097 | 0.11531 | 0.11953 | 0.12366 | 0.1277 | 0.13169 | 0.13566 | 0.13961 | 0.14358 | 0.1476 | 0.15167 | 0.15581 | 0.16004 | NPgY | GSP | NG FES - Steady Progression | EV - other transport consumption (GWh)
NG FES - Steady Progression | Dem_BB007 | GWh | NPgY | SALTEND NORTH | EV - other transport consumption (GWh) | SALT_1 | 0 | 0.097874 | 0.098305 | 0.13779 | 0.18017 | 0.2243 | 0.27002 | 0.3169 | 0.36485 | 0.41366 | 0.46317 | 0.51323 | 0.56599 | 0.61509 | 0.66541 | 0.71729 | 0.77104 | 0.82701 | 0.88568 | 0.94739 | 1.0126 | 1.0819 | 1.1557 | 1.2345 | 1.3188 | 1.4089 | 1.505 | 1.6073 | 1.7152 | 1.8289 | 1.9474 | 2.0699 | NPgY | GSP | NG FES - Steady Progression | EV - other transport consumption (GWh)
NG FES - Steady Progression | Dem_BB007 | GWh | NPgY | SHEFFIELD CITY | EV - other transport consumption (GWh) | SHEC_3 | 0 | 0.02896 | 0.028656 | 0.041142 | 0.054391 | 0.067987 | 0.08183 | 0.095797 | 0.10975 | 0.12357 | 0.13713 | 0.15033 | 0.16373 | 0.17541 | 0.18671 | 0.19766 | 0.20825 | 0.21849 | 0.22841 | 0.23802 | 0.24733 | 0.25639 | 0.26523 | 0.2739 | 0.28247 | 0.29097 | 0.29945 | 0.30798 | 0.31659 | 0.32532 | 0.3342 | 0.34328 | NPgY | GSP | NG FES - Steady Progression | EV - other transport consumption (GWh)
NG FES - Steady Progression | Dem_BB007 | GWh | NPgY | SKELTON GRANGE | EV - other transport consumption (GWh) | SKLGB1 | 0 | 0.73202 | 0.7361 | 1.0299 | 1.3454 | 1.6744 | 2.0157 | 2.3662 | 2.7253 | 3.0915 | 3.464 | 3.8416 | 4.2406 | 4.6135 | 4.9969 | 5.3937 | 5.8062 | 6.2373 | 6.6908 | 7.1695 | 7.6773 | 8.218 | 8.7956 | 9.4139 | 10.0772 | 10.787 | 11.5451 | 12.3528 | 13.2063 | 14.1061 | 15.0441 | 16.014 | NPgY | GSP | NG FES - Steady Progression | EV - other transport consumption (GWh)
NG FES - Steady Progression | Dem_BB007 | GWh | NPgY | TEMPLEBOROUGH 275/33KV | EV - other transport consumption (GWh) | TEMP_3 | 0 | 0.007827 | 0.007745 | 0.01112 | 0.0147 | 0.018375 | 0.022116 | 0.025891 | 0.029662 | 0.033396 | 0.037062 | 0.040629 | 0.044251 | 0.047407 | 0.050463 | 0.053423 | 0.056285 | 0.059053 | 0.061733 | 0.06433 | 0.066845 | 0.069294 | 0.071684 | 0.074028 | 0.076343 | 0.078641 | 0.080933 | 0.083237 | 0.085564 | 0.087923 | 0.090324 | 0.092779 | NPgY | GSP | NG FES - Steady Progression | EV - other transport consumption (GWh)
NG FES - Steady Progression | Dem_BB007 | GWh | NPgY | THURCROFT | EV - other transport consumption (GWh) | THUR_6 | 0 | 0.24379 | 0.24403 | 0.34393 | 0.45083 | 0.56179 | 0.67627 | 0.79324 | 0.91222 | 1.0326 | 1.1538 | 1.2754 | 1.4026 | 1.5194 | 1.6378 | 1.7586 | 1.8823 | 2.0095 | 2.1414 | 2.2784 | 2.4218 | 2.5723 | 2.7311 | 2.8992 | 3.0778 | 3.2674 | 3.4683 | 3.6812 | 3.9052 | 4.1406 | 4.3854 | 4.6383 | NPgY | GSP | NG FES - Steady Progression | EV - other transport consumption (GWh)
NG FES - Steady Progression | Dem_BB007 | GWh | NPgY | WEST MELTON / THORPE MARSH | EV - other transport consumption (GWh) | WMEL_THOM | 0 | 0.50867 | 0.50739 | 0.71914 | 0.94513 | 1.1789 | 1.419 | 1.6635 | 1.9108 | 2.1593 | 2.4078 | 2.6548 | 2.9111 | 3.1431 | 3.3755 | 3.6094 | 3.8455 | 4.0851 | 4.3295 | 4.5799 | 4.8377 | 5.1048 | 5.3827 | 5.6732 | 5.9783 | 6.299 | 6.6362 | 6.9909 | 7.3623 | 7.7508 | 8.1538 | 8.5697 | NPgY | GSP | NG FES - Steady Progression | EV - other transport consumption (GWh)
NG FES - Steady Progression | Dem_BB007 | GWh | NPgY | WEST MELTON SECTION 3 | EV - other transport consumption (GWh) | WMEL_BB3 | 0 | 0.43717 | 0.44996 | 0.60617 | 0.77756 | 0.96114 | 1.1574 | 1.3645 | 1.5846 | 1.8183 | 2.0668 | 2.331 | 2.6223 | 2.9133 | 3.2282 | 3.5706 | 3.9443 | 4.3533 | 4.8026 | 5.2958 | 5.8388 | 6.4359 | 7.0921 | 7.8124 | 8.6014 | 9.4606 | 10.3915 | 11.3946 | 12.4635 | 13.5982 | 14.7859 | 16.0162 | NPgY | GSP | NG FES - Steady Progression | EV - other transport consumption (GWh)
NG FES - Steady Progression | Dem_BB007 | GWh | NPgY | WINCOBANK | EV - other transport consumption (GWh) | WIBA_3 | 0 | 0.022992 | 0.02275 | 0.032664 | 0.043182 | 0.053976 | 0.064967 | 0.076055 | 0.087133 | 0.098101 | 0.10887 | 0.11935 | 0.12999 | 0.13926 | 0.14824 | 0.15693 | 0.16534 | 0.17347 | 0.18134 | 0.18897 | 0.19636 | 0.20355 | 0.21057 | 0.21746 | 0.22426 | 0.23101 | 0.23774 | 0.24451 | 0.25134 | 0.25827 | 0.26533 | 0.27254 | NPgY | GSP | NG FES - Steady Progression | EV - other transport consumption (GWh)
NG FES - Steady Progression | Dem_BB004 | GWh | NPgN | BLYTH 66kV | HPs - Domestic consumption (GWh) | BLYTB1 | 2.6049 | 3.1659 | 3.6858 | 4.4241 | 5.1376 | 5.8439 | 6.5381 | 9.6142 | 12.448 | 15.2837 | 18.3367 | 21.4833 | 25.2737 | 29.3893 | 33.4616 | 37.5763 | 41.7314 | 48.0775 | 53.989 | 59.9975 | 66.1048 | 72.2903 | 78.0398 | 82.3675 | 86.581 | 90.5763 | 94.5578 | 99.308 | 102.5385 | 105.8185 | 109.151 | 112.5447 | NPgN | GSP | NG FES - Steady Progression | HPs - Domestic consumption (GWh)
NG FES - Steady Progression | Dem_BB004 | GWh | NPgN | BLYTH 132kV | HPs - Domestic consumption (GWh) | BLYTH132 | 1.1417 | 1.4012 | 1.5751 | 1.8343 | 2.0533 | 2.2709 | 2.4714 | 3.5619 | 5.4275 | 7.6447 | 10.0336 | 12.6144 | 14.6488 | 16.8713 | 19.0444 | 21.2398 | 23.4565 | 25.8774 | 28.1338 | 30.4282 | 32.66 | 34.9188 | 36.8356 | 38.0269 | 39.134 | 40.1827 | 41.2345 | 42.4871 | 43.3206 | 44.1644 | 45.0187 | 45.8861 | NPgN | GSP | NG FES - Steady Progression | HPs - Domestic consumption (GWh)
NG FES - Steady Progression | Dem_BB004 | GWh | NPgN | FOURSTONES | HPs - Domestic consumption (GWh) | FOUR_1 | 0.27322 | 0.31524 | 0.34795 | 0.39681 | 0.44197 | 0.48681 | 0.53006 | 0.84913 | 1.6508 | 2.6661 | 3.7599 | 4.9734 | 5.9231 | 6.987 | 8.0157 | 9.0544 | 10.1028 | 11.0519 | 11.9352 | 12.8328 | 13.7034 | 14.584 | 15.2656 | 15.6938 | 16.0932 | 16.4713 | 16.852 | 17.3004 | 17.5779 | 17.858 | 18.1407 | 18.4269 | NPgN | GSP | NG FES - Steady Progression | HPs - Domestic consumption (GWh)
NG FES - Steady Progression | Dem_BB004 | GWh | NPgN | HARTMOOR | HPs - Domestic consumption (GWh) | HARM_6 | 1.2743 | 1.5285 | 1.786 | 2.1496 | 2.5143 | 2.8754 | 3.2359 | 4.8331 | 6.3279 | 7.8417 | 9.4714 | 11.167 | 13.2131 | 15.45 | 17.6794 | 19.9316 | 22.2056 | 25.7182 | 28.9884 | 32.3115 | 35.7149 | 39.1616 | 42.3603 | 44.7745 | 47.128 | 49.3607 | 51.5888 | 54.2433 | 56.0359 | 57.8549 | 59.7019 | 61.5818 | NPgN | GSP | NG FES - Steady Progression | HPs - Domestic consumption (GWh)
NG FES - Steady Progression | Dem_BB004 | GWh | NPgN | HAWTHORN PIT GRID | HPs - Domestic consumption (GWh) | HAWP_6 | 1.3006 | 1.6143 | 1.9035 | 2.3145 | 2.7121 | 3.1059 | 3.4938 | 5.185 | 6.7473 | 8.3143 | 10.0013 | 11.7418 | 13.935 | 16.3117 | 18.6702 | 21.0532 | 23.4598 | 27.4695 | 31.2034 | 34.9979 | 38.8727 | 42.7973 | 46.5259 | 49.336 | 52.0746 | 54.6733 | 57.2666 | 60.3571 | 62.4808 | 64.6356 | 66.8232 | 69.0494 | NPgN | GSP | NG FES - Steady Progression | HPs - Domestic consumption (GWh)
NG FES - Steady Progression | Dem_BB004 | GWh | NPgN | KNARESBOROUGH | HPs - Domestic consumption (GWh) | KNARE_111 | 2.1127 | 2.4789 | 2.8048 | 3.2779 | 3.7342 | 4.1865 | 4.6298 | 6.5891 | 8.6788 | 10.8667 | 13.2228 | 15.6675 | 18.2912 | 21.1435 | 23.9206 | 26.7265 | 29.56 | 34.0367 | 38.205 | 42.4409 | 46.7575 | 51.1287 | 55.2557 | 58.3072 | 61.2689 | 64.0786 | 66.8856 | 70.2236 | 72.507 | 74.8223 | 77.1709 | 79.5594 | NPgN | GSP | NG FES - Steady Progression | HPs - Domestic consumption (GWh)
NG FES - Steady Progression | Dem_BB004 | GWh | NPgN | LACKENBY | HPs - Domestic consumption (GWh) | LACK_6 | 1.9429 | 2.3705 | 2.7726 | 3.3449 | 3.9047 | 4.4592 | 5.0077 | 7.4213 | 9.7846 | 12.2138 | 14.8293 | 17.5567 | 20.8501 | 24.4379 | 28.0018 | 31.6023 | 35.238 | 41.0704 | 46.5002 | 52.0176 | 57.6062 | 63.2657 | 68.6268 | 72.657 | 76.5843 | 80.3118 | 84.0366 | 88.4668 | 91.5247 | 94.6252 | 97.7704 | 100.9689 | NPgN | GSP | NG FES - Steady Progression | HPs - Domestic consumption (GWh)
NG FES - Steady Progression | Dem_BB004 | GWh | NPgN | NORTON | HPs - Domestic consumption (GWh) | NORT_1 | 5.8625 | 6.9265 | 8.0044 | 9.5339 | 11.0689 | 12.5887 | 14.1054 | 21.045 | 28.2591 | 35.8273 | 43.9765 | 52.5218 | 61.711 | 71.7832 | 81.7314 | 91.7809 | 101.9273 | 116.8957 | 130.8292 | 144.9879 | 159.3918 | 173.9766 | 187.438 | 197.447 | 207.1746 | 216.4038 | 225.6254 | 236.5899 | 243.9991 | 251.5121 | 259.1341 | 266.8861 | NPgN | GSP | NG FES - Steady Progression | HPs - Domestic consumption (GWh)
NG FES - Steady Progression | Dem_BB004 | GWh | NPgN | OFFERTON | HPs - Domestic consumption (GWh) | OFFE_3 | 0.40066 | 0.46686 | 0.56244 | 0.69529 | 0.84353 | 0.99019 | 1.1434 | 1.8198 | 2.4389 | 3.0594 | 3.7273 | 4.4192 | 5.4905 | 6.6314 | 7.7712 | 8.9232 | 10.0872 | 12.2674 | 14.2993 | 16.3647 | 18.5649 | 20.7948 | 22.9022 | 24.4875 | 26.0295 | 27.4915 | 28.9441 | 30.688 | 31.8455 | 33.0232 | 34.2226 | 35.4467 | NPgN | GSP | NG FES - Steady Progression | HPs - Domestic consumption (GWh)
NG FES - Steady Progression | Dem_BB004 | GWh | NPgN | OSBALDWICK | HPs - Domestic consumption (GWh) | OSBA_1 | 4.3355 | 5.1636 | 5.8624 | 6.8808 | 7.8443 | 8.7999 | 9.7301 | 13.6883 | 17.8366 | 22.1919 | 26.8811 | 31.7861 | 37.5435 | 43.8223 | 50.0369 | 56.3154 | 62.6552 | 71.9181 | 80.5452 | 89.3136 | 98.2646 | 107.3297 | 115.6829 | 121.8627 | 127.8577 | 133.5425 | 139.2125 | 145.9746 | 150.5315 | 155.1565 | 159.854 | 164.6361 | NPgN | GSP | NG FES - Steady Progression | HPs - Domestic consumption (GWh)
NG FES - Steady Progression | Dem_BB004 | GWh | NPgN | POPPLETON | HPs - Domestic consumption (GWh) | POPP_3 | 0.51914 | 0.60906 | 0.71337 | 0.86023 | 1.0147 | 1.1675 | 1.3231 | 2.0094 | 2.6575 | 3.3151 | 4.0231 | 4.7596 | 5.6428 | 6.6101 | 7.5735 | 8.5468 | 9.5295 | 11.1346 | 12.6284 | 14.1459 | 15.7215 | 17.3172 | 18.8197 | 19.9554 | 21.0635 | 22.1152 | 23.1659 | 24.4155 | 25.2555 | 26.1075 | 26.9721 | 27.8516 | NPgN | GSP | NG FES - Steady Progression | HPs - Domestic consumption (GWh)
NG FES - Steady Progression | Dem_BB004 | GWh | NPgN | SALTHOLME | HPs - Domestic consumption (GWh) | SALH_1 | 0.023286 | 0.026491 | 0.031561 | 0.03863 | 0.046659 | 0.054605 | 0.062939 | 0.099174 | 0.133 | 0.1672 | 0.20403 | 0.24236 | 0.28333 | 0.32934 | 0.37519 | 0.42149 | 0.4682 | 0.55221 | 0.63019 | 0.70934 | 0.78935 | 0.87032 | 0.95098 | 1.0131 | 1.0741 | 1.1322 | 1.1908 | 1.2595 | 1.308 | 1.357 | 1.4064 | 1.4564 | NPgN | GSP | NG FES - Steady Progression | HPs - Domestic consumption (GWh)
NG FES - Steady Progression | Dem_BB004 | GWh | NPgN | SOUTH SHIELDS | HPs - Domestic consumption (GWh) | SSHI_3 | 0.51139 | 0.6045 | 0.71589 | 0.87228 | 1.0391 | 1.2042 | 1.3735 | 2.1116 | 2.7808 | 3.4468 | 4.1638 | 4.9029 | 5.9244 | 7.0251 | 8.1201 | 9.2267 | 10.3443 | 12.2757 | 14.0752 | 15.9041 | 17.805 | 19.731 | 21.5376 | 22.902 | 24.2309 | 25.4913 | 26.7458 | 28.2473 | 29.2596 | 30.2883 | 31.3345 | 32.4009 | NPgN | GSP | NG FES - Steady Progression | HPs - Domestic consumption (GWh)
NG FES - Steady Progression | Dem_BB004 | GWh | NPgN | SPADEADAM | HPs - Domestic consumption (GWh) | KIELD01 and SPAD20 | 0.11901 | 0.14253 | 0.1593 | 0.18435 | 0.20641 | 0.22833 | 0.24901 | 0.36723 | 0.61568 | 0.9229 | 1.2538 | 1.6187 | 1.9204 | 2.2593 | 2.5878 | 2.9194 | 3.2541 | 3.6024 | 3.9263 | 4.2553 | 4.5777 | 4.9038 | 5.1778 | 5.364 | 5.5416 | 5.71 | 5.8798 | 6.0792 | 6.2101 | 6.3422 | 6.4754 | 6.6102 | NPgN | GSP | NG FES - Steady Progression | HPs - Domestic consumption (GWh)
NG FES - Steady Progression | Dem_BB004 | GWh | NPgN | SPENNYMOOR | HPs - Domestic consumption (GWh) | SPEN_1 | 4.5403 | 5.7338 | 6.5823 | 7.8267 | 8.9032 | 9.9718 | 10.9693 | 15.0343 | 19.1368 | 23.3855 | 27.9595 | 32.7191 | 38.3828 | 44.6008 | 50.7348 | 56.9309 | 63.1867 | 72.4329 | 81.039 | 89.7838 | 98.632 | 107.5907 | 116.0013 | 122.3083 | 128.4507 | 134.2791 | 140.1056 | 147.0258 | 151.7722 | 156.5829 | 161.4609 | 166.4197 | NPgN | GSP | NG FES - Steady Progression | HPs - Domestic consumption (GWh)
NG FES - Steady Progression | Dem_BB004 | GWh | NPgN | STELLA NORTH | HPs - Domestic consumption (GWh) | STEN_1 | 2.0217 | 2.3574 | 2.7577 | 3.3275 | 3.9385 | 4.5439 | 5.1671 | 7.765 | 10.2416 | 12.771 | 15.4936 | 18.338 | 22.0287 | 26.0829 | 30.1398 | 34.2377 | 38.375 | 45.1317 | 51.4184 | 57.8053 | 64.3719 | 71.022 | 77.3079 | 82.0749 | 86.7308 | 91.1517 | 95.572 | 100.8266 | 104.4057 | 108.0341 | 111.7143 | 115.4563 | NPgN | GSP | NG FES - Steady Progression | HPs - Domestic consumption (GWh)
NG FES - Steady Progression | Dem_BB004 | GWh | NPgN | STELLA SOUTH | HPs - Domestic consumption (GWh) | STES_1 | 2.099 | 2.5564 | 2.9538 | 3.5231 | 4.0612 | 4.5942 | 5.113 | 7.4067 | 9.7024 | 12.0792 | 14.6383 | 17.311 | 20.6099 | 24.1841 | 27.7255 | 31.3039 | 34.9176 | 40.3262 | 45.366 | 50.489 | 55.7119 | 61.0021 | 65.8882 | 69.5335 | 73.0743 | 76.4308 | 79.7726 | 83.7667 | 86.4689 | 89.2141 | 92.005 | 94.8487 | NPgN | GSP | NG FES - Steady Progression | HPs - Domestic consumption (GWh)
NG FES - Steady Progression | Dem_BB004 | GWh | NPgN | TYNEMOUTH | HPs - Domestic consumption (GWh) | TYNE_1 | 1.696 | 1.9659 | 2.3248 | 2.8258 | 3.3725 | 3.9135 | 4.4727 | 6.9451 | 9.1691 | 11.3694 | 13.7382 | 16.1706 | 19.1043 | 22.3065 | 25.4759 | 28.6778 | 31.9109 | 37.5251 | 42.7493 | 48.057 | 53.5285 | 59.0697 | 64.3631 | 68.3895 | 72.3238 | 76.0592 | 79.7924 | 84.2293 | 87.2589 | 90.3306 | 93.4465 | 96.6152 | NPgN | GSP | NG FES - Steady Progression | HPs - Domestic consumption (GWh)
NG FES - Steady Progression | Dem_BB004 | GWh | NPgN | WEST BOLDON | HPs - Domestic consumption (GWh) | WBOL_6 | 2.1564 | 2.5589 | 3.0379 | 3.7084 | 4.4188 | 5.1217 | 5.8408 | 9.0172 | 11.8847 | 14.7337 | 17.8008 | 20.9598 | 25.0735 | 29.5254 | 33.947 | 38.4148 | 42.927 | 50.724 | 57.9849 | 65.3638 | 72.963 | 80.6607 | 87.9443 | 93.4592 | 98.8381 | 103.9416 | 109.0308 | 115.1042 | 119.2456 | 123.4497 | 127.7204 | 132.0687 | NPgN | GSP | NG FES - Steady Progression | HPs - Domestic consumption (GWh)
NG FES - Steady Progression | Dem_BB004 | GWh | NPgY | BRADFORD WEST | HPs - Domestic consumption (GWh) | BRAW_1 | 4.83 | 5.4366 | 6.4187 | 7.6217 | 8.8748 | 10.1168 | 11.3495 | 17.1176 | 22.8113 | 28.8928 | 35.201 | 41.8046 | 50.5435 | 59.7381 | 68.8646 | 78.0867 | 87.4013 | 103.3907 | 117.8906 | 132.6275 | 147.9565 | 163.4867 | 178.5961 | 189.5127 | 200.1143 | 210.168 | 220.3098 | 232.8178 | 240.8042 | 249.1067 | 257.543 | 266.1411 | NPgY | GSP | NG FES - Steady Progression | HPs - Domestic consumption (GWh)
NG FES - Steady Progression | Dem_BB004 | GWh | NPgY | CAMBLESFORTH | HPs - Domestic consumption (GWh) | CAMB_01 | 0.46218 | 0.53542 | 0.62224 | 0.73076 | 0.83237 | 0.93326 | 1.0336 | 1.5436 | 2.1918 | 2.9646 | 3.7928 | 4.6762 | 5.5005 | 6.3712 | 7.2308 | 8.0995 | 8.9769 | 10.2303 | 11.3676 | 12.5238 | 13.6861 | 14.8632 | 15.9685 | 16.7652 | 17.5384 | 18.2713 | 18.9414 | 19.7565 | 20.2767 | 20.8194 | 21.3697 | 21.9295 | NPgY | GSP | NG FES - Steady Progression | HPs - Domestic consumption (GWh)
NG FES - Steady Progression | Dem_BB004 | GWh | NPgY | CREYKE BECK | HPs - Domestic consumption (GWh) | CREB_1 | 8.2652 | 9.3468 | 10.6994 | 12.3843 | 13.9923 | 15.5876 | 17.1725 | 24.4579 | 31.9212 | 40.2035 | 48.7399 | 57.6414 | 67.4956 | 77.8068 | 87.9402 | 98.1795 | 108.5209 | 124.0372 | 138.1131 | 152.4221 | 166.8419 | 181.4458 | 195.2968 | 205.2903 | 214.9933 | 224.1917 | 233.2065 | 244.2736 | 251.3281 | 258.7353 | 266.2549 | 273.9129 | NPgY | GSP | NG FES - Steady Progression | HPs - Domestic consumption (GWh)
NG FES - Steady Progression | Dem_BB004 | GWh | NPgY | DRAX | HPs - Domestic consumption (GWh) | DRAX_YEDL | 1.3046 | 1.4808 | 1.6662 | 1.9027 | 2.1146 | 2.3253 | 2.5352 | 3.4966 | 4.701 | 6.131 | 7.662 | 9.2947 | 10.7881 | 12.3883 | 13.9669 | 15.5615 | 17.1717 | 19.0629 | 20.7784 | 22.5225 | 24.2349 | 25.9681 | 27.5004 | 28.6037 | 29.6746 | 30.6893 | 31.5959 | 32.6926 | 33.3908 | 34.105 | 34.8283 | 35.5635 | NPgY | GSP | NG FES - Steady Progression | HPs - Domestic consumption (GWh)
NG FES - Steady Progression | Dem_BB004 | GWh | NPgY | ELLAND | HPs - Domestic consumption (GWh) | ELLA_1 | 3.7612 | 4.2614 | 5.0496 | 6.0116 | 7.0011 | 7.9815 | 8.9541 | 13.5337 | 17.9242 | 22.5716 | 27.3452 | 32.3121 | 38.8345 | 45.663 | 52.4181 | 59.2442 | 66.1388 | 78.2461 | 89.225 | 100.383 | 111.9818 | 123.7326 | 135.2275 | 143.5366 | 151.6077 | 159.2623 | 167.0168 | 176.5794 | 182.6874 | 189.0564 | 195.5271 | 202.1209 | NPgY | GSP | NG FES - Steady Progression | HPs - Domestic consumption (GWh)
NG FES - Steady Progression | Dem_BB004 | GWh | NPgY | FERRYBRIDGE A | HPs - Domestic consumption (GWh) | FERRA2 | 2.2689 | 2.7207 | 3.1673 | 3.7305 | 4.2122 | 4.6911 | 5.1678 | 7.0233 | 8.8418 | 10.8401 | 12.89 | 15.0287 | 17.6278 | 20.3975 | 23.1499 | 25.9302 | 28.7375 | 32.7194 | 36.3289 | 39.9974 | 43.6688 | 47.386 | 50.9186 | 53.4763 | 55.9639 | 58.3237 | 60.6709 | 63.5473 | 65.3865 | 67.3232 | 69.287 | 71.2847 | NPgY | GSP | NG FES - Steady Progression | HPs - Domestic consumption (GWh)
NG FES - Steady Progression | Dem_BB004 | GWh | NPgY | FERRYBRIDGE B | HPs - Domestic consumption (GWh) | FERRB9 | 3.2762 | 3.7501 | 4.4139 | 5.2323 | 6.0473 | 6.8556 | 7.6583 | 11.3836 | 15.2411 | 19.468 | 23.8997 | 28.5758 | 33.9527 | 39.6913 | 45.4048 | 51.1768 | 57.0053 | 65.7359 | 73.6502 | 81.6934 | 89.8364 | 98.0828 | 105.9161 | 111.585 | 117.0966 | 122.3247 | 127.4997 | 133.8457 | 137.9043 | 142.1418 | 146.4403 | 150.8151 | NPgY | GSP | NG FES - Steady Progression | HPs - Domestic consumption (GWh)
NG FES - Steady Progression | Dem_BB004 | GWh | NPgY | GRIMSBY WEST | HPs - Domestic consumption (GWh) | GRIW_1 | 2.2446 | 2.5496 | 2.96 | 3.4682 | 3.9662 | 4.4602 | 4.9509 | 7.1874 | 9.3455 | 11.6972 | 14.0808 | 16.5417 | 19.4916 | 22.5521 | 25.5625 | 28.6047 | 31.6775 | 36.8873 | 41.6122 | 46.4146 | 51.3263 | 56.3015 | 61.17 | 64.6895 | 68.1087 | 71.3515 | 74.5826 | 78.5544 | 81.0921 | 83.7684 | 86.4852 | 89.2519 | NPgY | GSP | NG FES - Steady Progression | HPs - Domestic consumption (GWh)
NG FES - Steady Progression | Dem_BB004 | GWh | NPgY | JORDANTHORPE | HPs - Domestic consumption (GWh) | JORD_3 | 0.57459 | 0.6411 | 0.77005 | 0.92834 | 1.1028 | 1.2759 | 1.4479 | 2.245 | 3.0358 | 3.895 | 4.7798 | 5.702 | 6.8116 | 7.9867 | 9.1522 | 10.3296 | 11.5187 | 13.7137 | 15.7012 | 17.7201 | 19.7913 | 21.8888 | 24.0053 | 25.5469 | 27.0496 | 28.4769 | 29.9128 | 31.6672 | 32.7972 | 33.9957 | 35.2091 | 36.442 | NPgY | GSP | NG FES - Steady Progression | HPs - Domestic consumption (GWh)
NG FES - Steady Progression | Dem_BB004 | GWh | NPgY | KEADBY | HPs - Domestic consumption (GWh) | KEAD_YEDL | 4.3443 | 5.0145 | 5.7383 | 6.6519 | 7.4737 | 8.2902 | 9.1028 | 12.9883 | 17.8936 | 23.7168 | 29.9588 | 36.6161 | 42.8773 | 49.5275 | 56.0795 | 62.6996 | 69.3853 | 78.061 | 85.9328 | 93.9361 | 101.8121 | 109.7865 | 117.1097 | 122.3864 | 127.5082 | 132.362 | 136.7807 | 142.1457 | 145.5659 | 149.156 | 152.7943 | 156.4942 | NPgY | GSP | NG FES - Steady Progression | HPs - Domestic consumption (GWh)
NG FES - Steady Progression | Dem_BB004 | GWh | NPgY | KIRKSTALL B | HPs - Domestic consumption (GWh) | KIRKB1 | 2.0064 | 2.2558 | 2.7528 | 3.3505 | 4.0045 | 4.6518 | 5.2934 | 8.384 | 11.1913 | 14.0825 | 17.028 | 20.083 | 23.9141 | 27.9792 | 32.0227 | 36.1073 | 40.2318 | 47.4037 | 53.8999 | 60.4995 | 67.2916 | 74.1703 | 80.9354 | 85.8507 | 90.6371 | 95.1811 | 99.8407 | 105.5628 | 109.2352 | 113.08 | 116.9785 | 120.9445 | NPgY | GSP | NG FES - Steady Progression | HPs - Domestic consumption (GWh)
NG FES - Steady Progression | Dem_BB004 | GWh | NPgY | NEEPSEND | HPs - Domestic consumption (GWh) | NEEP_3 | 0.92652 | 1.0517 | 1.2472 | 1.4877 | 1.7369 | 1.984 | 2.2295 | 3.3247 | 4.3452 | 5.4174 | 6.5114 | 7.6464 | 9.3038 | 11.0399 | 12.7672 | 14.5127 | 16.2758 | 19.3685 | 22.174 | 25.0256 | 28.03 | 31.0744 | 34.0203 | 36.1445 | 38.2053 | 40.1589 | 42.1404 | 44.5935 | 46.1564 | 47.7661 | 49.4036 | 51.0743 | NPgY | GSP | NG FES - Steady Progression | HPs - Domestic consumption (GWh)
NG FES - Steady Progression | Dem_BB004 | GWh | NPgY | NORTON LEES | HPs - Domestic consumption (GWh) | NORL_3 | 0.721 | 0.81912 | 0.99207 | 1.2044 | 1.4336 | 1.661 | 1.8869 | 2.8726 | 3.7727 | 4.7096 | 5.6599 | 6.6415 | 8.0751 | 9.5883 | 11.0943 | 12.6158 | 14.1523 | 17.0984 | 19.7674 | 22.479 | 25.3488 | 28.2563 | 31.1502 | 33.2496 | 35.2918 | 37.2301 | 39.2135 | 41.6561 | 43.2221 | 44.8435 | 46.4893 | 48.165 | NPgY | GSP | NG FES - Steady Progression | HPs - Domestic consumption (GWh)
NG FES - Steady Progression | Dem_BB004 | GWh | NPgY | PITSMOOR 3/4 | HPs - Domestic consumption (GWh) | PITS_BB_B | 0.27435 | 0.31604 | 0.38804 | 0.47607 | 0.57064 | 0.66444 | 0.75759 | 1.1695 | 1.5491 | 1.9435 | 2.3475 | 2.768 | 3.4128 | 4.0932 | 4.7736 | 5.4611 | 6.1555 | 7.4163 | 8.5595 | 9.7213 | 10.9263 | 12.1471 | 13.3407 | 14.2041 | 15.0428 | 15.8385 | 16.6502 | 17.6536 | 18.295 | 18.9679 | 19.6516 | 20.3485 | NPgY | GSP | NG FES - Steady Progression | HPs - Domestic consumption (GWh)
NG FES - Steady Progression | Dem_BB004 | GWh | NPgY | SALTEND NORTH | HPs - Domestic consumption (GWh) | SALT_1 | 1.0785 | 1.2424 | 1.4293 | 1.6633 | 1.8783 | 2.0918 | 2.304 | 3.2227 | 4.146 | 5.164 | 6.2099 | 7.2987 | 8.5943 | 9.9518 | 11.2889 | 12.64 | 14.0045 | 16.0986 | 17.9982 | 19.9292 | 21.8776 | 23.8511 | 25.74 | 27.1038 | 28.4283 | 29.684 | 30.9282 | 32.4577 | 33.4333 | 34.4627 | 35.5078 | 36.5722 | NPgY | GSP | NG FES - Steady Progression | HPs - Domestic consumption (GWh)
NG FES - Steady Progression | Dem_BB004 | GWh | NPgY | SHEFFIELD CITY | HPs - Domestic consumption (GWh) | SHEC_3 | 0.40225 | 0.46054 | 0.55716 | 0.67484 | 0.79878 | 0.9216 | 1.0435 | 1.5977 | 2.097 | 2.6137 | 3.136 | 3.675 | 4.4401 | 5.2424 | 6.0399 | 6.8457 | 7.6596 | 9.1246 | 10.4528 | 11.8025 | 13.2113 | 14.6386 | 16.0333 | 17.0419 | 18.0219 | 18.9514 | 19.9009 | 21.0736 | 21.8228 | 22.6025 | 23.3946 | 24.202 | NPgY | GSP | NG FES - Steady Progression | HPs - Domestic consumption (GWh)
NG FES - Steady Progression | Dem_BB004 | GWh | NPgY | SKELTON GRANGE | HPs - Domestic consumption (GWh) | SKLGB1 | 4.726 | 5.3375 | 6.5104 | 7.9227 | 9.4549 | 10.9716 | 12.475 | 19.6803 | 26.2311 | 32.9808 | 39.8599 | 46.9974 | 56.3802 | 66.2897 | 76.1566 | 86.1253 | 96.1924 | 113.9736 | 130.0872 | 146.4602 | 163.504 | 180.7689 | 197.6746 | 209.9254 | 221.8392 | 233.1438 | 244.705 | 258.9446 | 268.0609 | 277.5328 | 287.1489 | 296.9417 | NPgY | GSP | NG FES - Steady Progression | HPs - Domestic consumption (GWh)
NG FES - Steady Progression | Dem_BB004 | GWh | NPgY | TEMPLEBOROUGH 275/33KV | HPs - Domestic consumption (GWh) | TEMP_3 | 0.049094 | 0.054797 | 0.067124 | 0.082167 | 0.099176 | 0.11604 | 0.1328 | 0.20776 | 0.27803 | 0.35114 | 0.42653 | 0.50528 | 0.60581 | 0.7147 | 0.82353 | 0.93343 | 1.0444 | 1.2561 | 1.4476 | 1.642 | 1.8408 | 2.0421 | 2.248 | 2.3988 | 2.5462 | 2.6864 | 2.8308 | 3.0069 | 3.1209 | 3.2423 | 3.365 | 3.4894 | NPgY | GSP | NG FES - Steady Progression | HPs - Domestic consumption (GWh)
NG FES - Steady Progression | Dem_BB004 | GWh | NPgY | THURCROFT | HPs - Domestic consumption (GWh) | THUR_6 | 3.5584 | 4.1454 | 4.8139 | 5.6439 | 6.3988 | 7.1475 | 7.8913 | 11.138 | 14.1954 | 17.4839 | 20.8129 | 24.252 | 28.3521 | 32.6376 | 36.8591 | 41.1246 | 45.4324 | 51.7291 | 57.4421 | 63.2501 | 69.0556 | 74.9349 | 80.493 | 84.5015 | 88.3929 | 92.0814 | 95.7706 | 100.3133 | 103.2051 | 106.2605 | 109.3639 | 112.5257 | NPgY | GSP | NG FES - Steady Progression | HPs - Domestic consumption (GWh)
NG FES - Steady Progression | Dem_BB004 | GWh | NPgY | WEST MELTON / THORPE MARSH | HPs - Domestic consumption (GWh) | WMEL_THOM | 5.3365 | 6.3701 | 7.4949 | 8.8969 | 10.1505 | 11.3951 | 12.6323 | 17.7335 | 22.4623 | 27.5375 | 32.6531 | 37.927 | 44.6575 | 51.7149 | 58.6933 | 65.7441 | 72.8647 | 84.191 | 94.4613 | 104.8996 | 115.4793 | 126.1943 | 136.5934 | 144.1167 | 151.4294 | 158.3656 | 165.3547 | 173.9509 | 179.4435 | 185.25 | 191.143 | 197.1428 | NPgY | GSP | NG FES - Steady Progression | HPs - Domestic consumption (GWh)
NG FES - Steady Progression | Dem_BB004 | GWh | NPgY | WEST MELTON SECTION 3 | HPs - Domestic consumption (GWh) | WMEL_BB3 | 4.8473 | 5.6836 | 6.6867 | 7.9331 | 9.1025 | 10.2632 | 11.4168 | 16.3282 | 21.1515 | 26.3336 | 31.7118 | 37.3571 | 44.5657 | 52.2569 | 59.9239 | 67.6692 | 75.4902 | 87.369 | 98.1379 | 109.0822 | 120.2133 | 131.4864 | 142.2422 | 150.0239 | 157.588 | 164.7628 | 171.9864 | 180.8724 | 186.5506 | 192.4833 | 198.5051 | 204.6368 | NPgY | GSP | NG FES - Steady Progression | HPs - Domestic consumption (GWh)
NG FES - Steady Progression | Dem_BB004 | GWh | NPgY | WINCOBANK | HPs - Domestic consumption (GWh) | WIBA_3 | 0.14405 | 0.16485 | 0.20134 | 0.24522 | 0.29165 | 0.33759 | 0.38311 | 0.60228 | 0.79973 | 1.0027 | 1.2089 | 1.4227 | 1.6917 | 1.9762 | 2.2592 | 2.545 | 2.8336 | 3.3145 | 3.7504 | 4.1932 | 4.6452 | 5.1029 | 5.5461 | 5.8675 | 6.18 | 6.4766 | 6.7804 | 7.1544 | 7.3938 | 7.6451 | 7.9 | 8.1595 | NPgY | GSP | NG FES - Steady Progression | HPs - Domestic consumption (GWh)
NG FES - Steady Progression | Dem_BB005 | GWh | NPgN | BLYTH 66kV | HPs - I&C consumption (GWh) | BLYTB1 | 3.1008 | 3.3171 | 3.1541 | 3.2226 | 3.3145 | 3.4008 | 3.4955 | 3.5959 | 3.7111 | 4.0545 | 4.5693 | 5.0952 | 5.6503 | 6.2194 | 6.7872 | 7.3844 | 7.9793 | 8.4417 | 8.8194 | 9.2094 | 9.5909 | 10.0004 | 10.4875 | 10.8323 | 11.1821 | 11.543 | 11.9159 | 12.4218 | 12.7875 | 13.1553 | 13.4952 | 13.8419 | NPgN | GSP | NG FES - Steady Progression | HPs - I&C consumption (GWh)
NG FES - Steady Progression | Dem_BB005 | GWh | NPgN | BLYTH 132kV | HPs - I&C consumption (GWh) | BLYTH132 | 1.6673 | 1.7837 | 1.696 | 1.7329 | 1.7824 | 1.8289 | 1.8798 | 1.9338 | 1.9958 | 2.1804 | 2.4572 | 2.74 | 3.0384 | 3.3444 | 3.6497 | 3.9708 | 4.2906 | 4.5391 | 4.7421 | 4.9518 | 5.1568 | 5.3769 | 5.6386 | 5.8238 | 6.0117 | 6.2056 | 6.4059 | 6.6777 | 6.874 | 7.0715 | 7.2539 | 7.4399 | NPgN | GSP | NG FES - Steady Progression | HPs - I&C consumption (GWh)
NG FES - Steady Progression | Dem_BB005 | GWh | NPgN | FOURSTONES | HPs - I&C consumption (GWh) | FOUR_1 | 0.53722 | 0.57471 | 0.54647 | 0.55836 | 0.5743 | 0.58927 | 0.60569 | 0.62309 | 0.64305 | 0.70254 | 0.79173 | 0.88284 | 0.979 | 1.0776 | 1.1759 | 1.2794 | 1.3824 | 1.4625 | 1.5279 | 1.5955 | 1.6616 | 1.7325 | 1.8168 | 1.8765 | 1.937 | 1.9995 | 2.064 | 2.1516 | 2.2149 | 2.2785 | 2.3373 | 2.3972 | NPgN | GSP | NG FES - Steady Progression | HPs - I&C consumption (GWh)
NG FES - Steady Progression | Dem_BB005 | GWh | NPgN | HARTMOOR | HPs - I&C consumption (GWh) | HARM_6 | 2.4317 | 2.5873 | 2.4454 | 2.4833 | 2.5386 | 2.5888 | 2.6446 | 2.7039 | 2.7734 | 3.0115 | 3.3731 | 3.7384 | 4.1203 | 4.5073 | 4.8881 | 5.2847 | 5.6745 | 5.9653 | 6.1924 | 6.4245 | 6.6471 | 6.8855 | 7.1731 | 7.3595 | 7.546 | 7.7359 | 7.9308 | 8.2101 | 8.3926 | 8.5729 | 8.7316 | 8.8914 | NPgN | GSP | NG FES - Steady Progression | HPs - I&C consumption (GWh)
NG FES - Steady Progression | Dem_BB005 | GWh | NPgN | HAWTHORN PIT GRID | HPs - I&C consumption (GWh) | HAWP_6 | 1.8866 | 2.0072 | 1.897 | 1.9264 | 1.9692 | 2.008 | 2.0513 | 2.0972 | 2.1511 | 2.3356 | 2.616 | 2.8992 | 3.1952 | 3.4952 | 3.7904 | 4.0978 | 4.3999 | 4.6252 | 4.8011 | 4.9808 | 5.1532 | 5.3377 | 5.5604 | 5.7046 | 5.8489 | 5.9959 | 6.1466 | 6.3628 | 6.5038 | 6.6432 | 6.7658 | 6.8893 | NPgN | GSP | NG FES - Steady Progression | HPs - I&C consumption (GWh)
NG FES - Steady Progression | Dem_BB005 | GWh | NPgN | KNARESBOROUGH | HPs - I&C consumption (GWh) | KNARE_111 | 3.6187 | 3.8831 | 3.705 | 3.7986 | 3.9204 | 4.0358 | 4.1615 | 4.2942 | 4.4454 | 4.8714 | 5.5063 | 6.1582 | 6.8496 | 7.5626 | 8.2789 | 9.0359 | 9.7945 | 10.3954 | 10.8964 | 11.4168 | 11.9301 | 12.4816 | 13.1342 | 13.6124 | 14.1003 | 14.6011 | 15.1229 | 15.8173 | 16.3368 | 16.8621 | 17.3546 | 17.8587 | NPgN | GSP | NG FES - Steady Progression | HPs - I&C consumption (GWh)
NG FES - Steady Progression | Dem_BB005 | GWh | NPgN | LACKENBY | HPs - I&C consumption (GWh) | LACK_6 | 2.533 | 2.7097 | 2.5765 | 2.6324 | 2.7073 | 2.7775 | 2.8545 | 2.936 | 3.0295 | 3.3092 | 3.7285 | 4.1566 | 4.6082 | 5.071 | 5.5324 | 6.0177 | 6.5011 | 6.8762 | 7.1824 | 7.4985 | 7.8075 | 8.1393 | 8.534 | 8.8128 | 9.0955 | 9.3862 | 9.687 | 10.0958 | 10.3903 | 10.6863 | 10.9593 | 11.2377 | NPgN | GSP | NG FES - Steady Progression | HPs - I&C consumption (GWh)
NG FES - Steady Progression | Dem_BB005 | GWh | NPgN | NORTON | HPs - I&C consumption (GWh) | NORT_1 | 8.6061 | 9.1984 | 8.7377 | 8.9186 | 9.1636 | 9.3926 | 9.6443 | 9.9104 | 10.2166 | 11.1495 | 12.551 | 13.98 | 15.4857 | 17.0264 | 18.5603 | 20.1711 | 21.7728 | 23.0102 | 24.0153 | 25.0522 | 26.064 | 27.1498 | 28.4439 | 29.3497 | 30.2671 | 31.2069 | 32.1802 | 33.5099 | 34.4584 | 35.4099 | 36.2838 | 37.1734 | NPgN | GSP | NG FES - Steady Progression | HPs - I&C consumption (GWh)
NG FES - Steady Progression | Dem_BB005 | GWh | NPgN | OFFERTON | HPs - I&C consumption (GWh) | OFFE_3 | 0.98667 | 1.0501 | 0.99291 | 1.0087 | 1.0315 | 1.0523 | 1.0755 | 1.1 | 1.1287 | 1.2261 | 1.3739 | 1.5233 | 1.6795 | 1.838 | 1.9941 | 2.1568 | 2.3169 | 2.4367 | 2.5305 | 2.6265 | 2.7187 | 2.8175 | 2.9365 | 3.0142 | 3.092 | 3.1713 | 3.2528 | 3.3689 | 3.4455 | 3.5212 | 3.5882 | 3.6557 | NPgN | GSP | NG FES - Steady Progression | HPs - I&C consumption (GWh)
NG FES - Steady Progression | Dem_BB005 | GWh | NPgN | OSBALDWICK | HPs - I&C consumption (GWh) | OSBA_1 | 7.873 | 8.4012 | 7.9661 | 8.1166 | 8.3248 | 8.5178 | 8.7308 | 8.9567 | 9.2182 | 10.0435 | 11.2876 | 12.5525 | 13.882 | 15.2385 | 16.5839 | 17.9927 | 19.3885 | 20.4555 | 21.3118 | 22.1924 | 23.0471 | 23.9637 | 25.0601 | 25.8105 | 26.5682 | 27.3482 | 28.1509 | 29.262 | 30.037 | 30.8118 | 31.5164 | 32.2323 | NPgN | GSP | NG FES - Steady Progression | HPs - I&C consumption (GWh)
NG FES - Steady Progression | Dem_BB005 | GWh | NPgN | POPPLETON | HPs - I&C consumption (GWh) | POPP_3 | 0.94595 | 1.0067 | 0.95177 | 0.96683 | 0.98862 | 1.0085 | 1.0305 | 1.0539 | 1.0814 | 1.1745 | 1.316 | 1.4589 | 1.6084 | 1.7601 | 1.9094 | 2.065 | 2.2181 | 2.3325 | 2.4222 | 2.5139 | 2.602 | 2.6963 | 2.81 | 2.8841 | 2.9584 | 3.034 | 3.1117 | 3.2226 | 3.2956 | 3.3678 | 3.4317 | 3.496 | NPgN | GSP | NG FES - Steady Progression | HPs - I&C consumption (GWh)
NG FES - Steady Progression | Dem_BB005 | GWh | NPgN | SALTHOLME | HPs - I&C consumption (GWh) | SALH_1 | 0.47994 | 0.51164 | 0.48462 | 0.49323 | 0.50531 | 0.51643 | 0.52873 | 0.54175 | 0.5569 | 0.60601 | 0.68025 | 0.75555 | 0.83454 | 0.91493 | 0.99445 | 1.0776 | 1.1597 | 1.222 | 1.2715 | 1.3223 | 1.3715 | 1.4242 | 1.4874 | 1.5299 | 1.5727 | 1.6164 | 1.6615 | 1.7245 | 1.7676 | 1.8105 | 1.849 | 1.8881 | NPgN | GSP | NG FES - Steady Progression | HPs - I&C consumption (GWh)
NG FES - Steady Progression | Dem_BB005 | GWh | NPgN | SOUTH SHIELDS | HPs - I&C consumption (GWh) | SSHI_3 | 1.0722 | 1.1404 | 1.0775 | 1.0939 | 1.1178 | 1.1396 | 1.1638 | 1.1895 | 1.2196 | 1.3239 | 1.4824 | 1.6424 | 1.8095 | 1.9788 | 2.1453 | 2.3185 | 2.4886 | 2.6152 | 2.7138 | 2.8145 | 2.9109 | 3.0141 | 3.1387 | 3.219 | 3.2992 | 3.3809 | 3.4646 | 3.5851 | 3.6632 | 3.7403 | 3.8078 | 3.8758 | NPgN | GSP | NG FES - Steady Progression | HPs - I&C consumption (GWh)
NG FES - Steady Progression | Dem_BB005 | GWh | NPgN | SPADEADAM | HPs - I&C consumption (GWh) | KIELD01 and SPAD20 | 0.23148 | 0.24763 | 0.23546 | 0.24059 | 0.24745 | 0.2539 | 0.26098 | 0.26848 | 0.27708 | 0.30271 | 0.34114 | 0.3804 | 0.42183 | 0.46431 | 0.50669 | 0.55127 | 0.59567 | 0.63017 | 0.65836 | 0.68746 | 0.71593 | 0.74648 | 0.78282 | 0.80853 | 0.83461 | 0.86154 | 0.88934 | 0.92707 | 0.95433 | 0.98174 | 1.0071 | 1.0329 | NPgN | GSP | NG FES - Steady Progression | HPs - I&C consumption (GWh)
NG FES - Steady Progression | Dem_BB005 | GWh | NPgN | SPENNYMOOR | HPs - I&C consumption (GWh) | SPEN_1 | 4.9477 | 5.2638 | 4.9747 | 5.0515 | 5.1634 | 5.2651 | 5.3783 | 5.4984 | 5.6394 | 6.123 | 6.8577 | 7.5998 | 8.3755 | 9.1614 | 9.9346 | 10.74 | 11.5313 | 12.1213 | 12.5817 | 13.0524 | 13.5036 | 13.9867 | 14.5698 | 14.9471 | 15.3246 | 15.7091 | 16.1035 | 16.6691 | 17.0381 | 17.4026 | 17.7232 | 18.0459 | NPgN | GSP | NG FES - Steady Progression | HPs - I&C consumption (GWh)
NG FES - Steady Progression | Dem_BB005 | GWh | NPgN | STELLA NORTH | HPs - I&C consumption (GWh) | STEN_1 | 4.9066 | 5.2351 | 4.9628 | 5.0552 | 5.1836 | 5.3028 | 5.4349 | 5.5752 | 5.738 | 6.2516 | 7.0262 | 7.8137 | 8.6417 | 9.4858 | 10.3222 | 11.1979 | 12.0654 | 12.7279 | 13.258 | 13.802 | 14.3295 | 14.8956 | 15.5736 | 16.0364 | 16.5037 | 16.9791 | 17.4716 | 18.1548 | 18.6288 | 19.1021 | 19.5313 | 19.9668 | NPgN | GSP | NG FES - Steady Progression | HPs - I&C consumption (GWh)
NG FES - Steady Progression | Dem_BB005 | GWh | NPgN | STELLA SOUTH | HPs - I&C consumption (GWh) | STES_1 | 3.0706 | 3.2716 | 3.0971 | 3.1502 | 3.2255 | 3.2947 | 3.3713 | 3.4526 | 3.5473 | 3.8581 | 4.3287 | 4.8055 | 5.3053 | 5.8135 | 6.3156 | 6.8401 | 7.3576 | 7.7485 | 8.058 | 8.3754 | 8.6817 | 9.0099 | 9.4041 | 9.667 | 9.9314 | 10.2019 | 10.48 | 10.8713 | 11.136 | 11.3992 | 11.635 | 11.8736 | NPgN | GSP | NG FES - Steady Progression | HPs - I&C consumption (GWh)
NG FES - Steady Progression | Dem_BB005 | GWh | NPgN | TYNEMOUTH | HPs - I&C consumption (GWh) | TYNE_1 | 2.6111 | 2.7933 | 2.6559 | 2.7136 | 2.791 | 2.8637 | 2.9436 | 3.0283 | 3.1257 | 3.4152 | 3.8492 | 4.2929 | 4.7613 | 5.2416 | 5.7208 | 6.2249 | 6.7274 | 7.1184 | 7.4381 | 7.7681 | 8.0912 | 8.4381 | 8.8509 | 9.1436 | 9.4409 | 9.7472 | 10.0641 | 10.4937 | 10.8051 | 11.1184 | 11.4084 | 11.7044 | NPgN | GSP | NG FES - Steady Progression | HPs - I&C consumption (GWh)
NG FES - Steady Progression | Dem_BB005 | GWh | NPgN | WEST BOLDON | HPs - I&C consumption (GWh) | WBOL_6 | 3.588 | 3.8207 | 3.6144 | 3.6739 | 3.7591 | 3.837 | 3.9237 | 4.0155 | 4.123 | 4.4814 | 5.0246 | 5.5745 | 6.1503 | 6.7349 | 7.3115 | 7.9131 | 8.5058 | 8.9513 | 9.302 | 9.6612 | 10.0069 | 10.3773 | 10.823 | 11.117 | 11.4121 | 11.713 | 12.0224 | 12.4609 | 12.7535 | 13.0438 | 13.302 | 13.5629 | NPgN | GSP | NG FES - Steady Progression | HPs - I&C consumption (GWh)
NG FES - Steady Progression | Dem_BB005 | GWh | NPgY | BRADFORD WEST | HPs - I&C consumption (GWh) | BRAW_1 | 11.1857 | 11.5234 | 11.2488 | 11.4246 | 11.6629 | 11.8855 | 12.1324 | 12.4071 | 12.7078 | 13.032 | 14.3941 | 15.9735 | 17.6688 | 19.3536 | 21.0157 | 22.7505 | 24.4604 | 25.8418 | 26.8607 | 27.9044 | 28.9093 | 29.9859 | 31.3467 | 32.2045 | 33.0657 | 33.9426 | 34.8448 | 36.1692 | 37.0234 | 37.8708 | 38.6248 | 39.3864 | NPgY | GSP | NG FES - Steady Progression | HPs - I&C consumption (GWh)
NG FES - Steady Progression | Dem_BB005 | GWh | NPgY | CAMBLESFORTH | HPs - I&C consumption (GWh) | CAMB_01 | 0.96111 | 0.99617 | 0.97898 | 1.0011 | 1.029 | 1.0558 | 1.0851 | 1.1172 | 1.152 | 1.1893 | 1.3224 | 1.4773 | 1.6449 | 1.8139 | 1.983 | 2.1614 | 2.3398 | 2.4891 | 2.6053 | 2.7256 | 2.844 | 2.9711 | 3.1286 | 3.2378 | 3.349 | 3.4632 | 3.582 | 3.7463 | 3.864 | 3.9828 | 4.0936 | 4.2069 | NPgY | GSP | NG FES - Steady Progression | HPs - I&C consumption (GWh)
NG FES - Steady Progression | Dem_BB005 | GWh | NPgY | CREYKE BECK | HPs - I&C consumption (GWh) | CREB_1 | 12.6289 | 13.0559 | 12.7944 | 13.046 | 13.3716 | 13.6814 | 14.0215 | 14.3964 | 14.8041 | 15.242 | 16.9021 | 18.8311 | 20.9125 | 22.9984 | 25.0749 | 27.2561 | 29.4258 | 31.2172 | 32.5848 | 33.9956 | 35.3727 | 36.851 | 38.6945 | 39.9323 | 41.187 | 42.4706 | 43.8014 | 45.6791 | 46.9792 | 48.2843 | 49.4837 | 50.7059 | NPgY | GSP | NG FES - Steady Progression | HPs - I&C consumption (GWh)
NG FES - Steady Progression | Dem_BB005 | GWh | NPgY | DRAX | HPs - I&C consumption (GWh) | DRAX_YEDL | 1.3327 | 1.3824 | 1.3597 | 1.3914 | 1.4313 | 1.4697 | 1.5116 | 1.5575 | 1.6072 | 1.6606 | 1.8479 | 2.066 | 2.3024 | 2.5411 | 2.7803 | 3.0328 | 3.2857 | 3.4982 | 3.6645 | 3.8371 | 4.007 | 4.1897 | 4.4154 | 4.5733 | 4.7342 | 4.9016 | 5.0746 | 5.3126 | 5.4852 | 5.6598 | 5.8234 | 5.9911 | NPgY | GSP | NG FES - Steady Progression | HPs - I&C consumption (GWh)
NG FES - Steady Progression | Dem_BB005 | GWh | NPgY | ELLAND | HPs - I&C consumption (GWh) | ELLA_1 | 8.6269 | 8.8861 | 8.6728 | 8.8068 | 8.989 | 9.1589 | 9.3475 | 9.5574 | 9.7874 | 10.0353 | 11.0822 | 12.296 | 13.5985 | 14.8925 | 16.1685 | 17.4999 | 18.8117 | 19.8703 | 20.6498 | 21.448 | 22.216 | 23.0388 | 24.0795 | 24.7334 | 25.3895 | 26.0577 | 26.7447 | 27.7554 | 28.4049 | 29.0488 | 29.6208 | 30.1983 | NPgY | GSP | NG FES - Steady Progression | HPs - I&C consumption (GWh)
NG FES - Steady Progression | Dem_BB005 | GWh | NPgY | FERRYBRIDGE A | HPs - I&C consumption (GWh) | FERRA2 | 2.1642 | 2.2401 | 2.1981 | 2.2442 | 2.3031 | 2.3596 | 2.4214 | 2.4895 | 2.5636 | 2.6432 | 2.9353 | 3.2751 | 3.6426 | 4.0122 | 4.3815 | 4.7704 | 5.1586 | 5.482 | 5.7322 | 5.9911 | 6.245 | 6.5178 | 6.8564 | 7.0888 | 7.325 | 7.5701 | 7.8232 | 8.1755 | 8.4259 | 8.6786 | 8.9137 | 9.1542 | NPgY | GSP | NG FES - Steady Progression | HPs - I&C consumption (GWh)
NG FES - Steady Progression | Dem_BB005 | GWh | NPgY | FERRYBRIDGE B | HPs - I&C consumption (GWh) | FERRB9 | 6.8216 | 7.0514 | 6.909 | 7.0434 | 7.2178 | 7.3837 | 7.5659 | 7.767 | 7.9859 | 8.2214 | 9.1161 | 10.156 | 11.2783 | 12.4033 | 13.5234 | 14.7002 | 15.8711 | 16.8385 | 17.5778 | 18.341 | 19.0861 | 19.8861 | 20.8834 | 21.554 | 22.2338 | 22.9355 | 23.6598 | 24.6804 | 25.39 | 26.1032 | 26.7602 | 27.4306 | NPgY | GSP | NG FES - Steady Progression | HPs - I&C consumption (GWh)
NG FES - Steady Progression | Dem_BB005 | GWh | NPgY | GRIMSBY WEST | HPs - I&C consumption (GWh) | GRIW_1 | 4.0804 | 4.2052 | 4.1067 | 4.1726 | 4.2614 | 4.3445 | 4.4365 | 4.5388 | 4.6507 | 4.7713 | 5.2721 | 5.8529 | 6.4767 | 7.0972 | 7.71 | 8.35 | 8.9815 | 9.4928 | 9.8715 | 10.2597 | 10.6341 | 11.0353 | 11.5415 | 11.8631 | 12.1863 | 12.5156 | 12.8547 | 13.35 | 13.6723 | 13.9925 | 14.2786 | 14.568 | NPgY | GSP | NG FES - Steady Progression | HPs - I&C consumption (GWh)
NG FES - Steady Progression | Dem_BB005 | GWh | NPgY | JORDANTHORPE | HPs - I&C consumption (GWh) | JORD_3 | 0.85514 | 0.88281 | 0.86378 | 0.87937 | 0.89987 | 0.91927 | 0.94066 | 0.96432 | 0.99013 | 1.0179 | 1.1271 | 1.2539 | 1.3905 | 1.527 | 1.6625 | 1.8045 | 1.9453 | 2.0608 | 2.1481 | 2.2379 | 2.3252 | 2.4188 | 2.5361 | 2.6134 | 2.6915 | 2.7715 | 2.8541 | 2.9721 | 3.0522 | 3.1323 | 3.2054 | 3.2797 | NPgY | GSP | NG FES - Steady Progression | HPs - I&C consumption (GWh)
NG FES - Steady Progression | Dem_BB005 | GWh | NPgY | KEADBY | HPs - I&C consumption (GWh) | KEAD_YEDL | 6.796 | 7.0401 | 6.9146 | 7.0663 | 7.2586 | 7.4429 | 7.6443 | 7.8654 | 8.1054 | 8.3629 | 9.2933 | 10.3757 | 11.5472 | 12.7262 | 13.9052 | 15.1477 | 16.3891 | 17.4254 | 18.2295 | 19.0617 | 19.8785 | 20.7561 | 21.8439 | 22.5941 | 23.3572 | 24.1426 | 24.9573 | 26.0884 | 26.8943 | 27.707 | 28.463 | 29.236 | NPgY | GSP | NG FES - Steady Progression | HPs - I&C consumption (GWh)
NG FES - Steady Progression | Dem_BB005 | GWh | NPgY | KIRKSTALL B | HPs - I&C consumption (GWh) | KIRKB1 | 5.1898 | 5.3443 | 5.2145 | 5.2936 | 5.4014 | 5.5019 | 5.6134 | 5.7377 | 5.874 | 6.0208 | 6.6468 | 7.3724 | 8.1508 | 8.9233 | 9.6846 | 10.4785 | 11.2599 | 11.8893 | 12.3511 | 12.8237 | 13.2777 | 13.764 | 14.38 | 14.7645 | 15.1499 | 15.5417 | 15.9445 | 16.5397 | 16.919 | 17.2944 | 17.6266 | 17.9615 | NPgY | GSP | NG FES - Steady Progression | HPs - I&C consumption (GWh)
NG FES - Steady Progression | Dem_BB005 | GWh | NPgY | NEEPSEND | HPs - I&C consumption (GWh) | NEEP_3 | 2.1131 | 2.176 | 2.1232 | 2.1553 | 2.1993 | 2.2402 | 2.2856 | 2.3362 | 2.3917 | 2.4515 | 2.7063 | 3.0018 | 3.3187 | 3.6333 | 3.9432 | 4.2665 | 4.5846 | 4.8409 | 5.0289 | 5.2213 | 5.4062 | 5.6042 | 5.855 | 6.0115 | 6.1685 | 6.328 | 6.492 | 6.7343 | 6.8888 | 7.0417 | 7.1769 | 7.3133 | NPgY | GSP | NG FES - Steady Progression | HPs - I&C consumption (GWh)
NG FES - Steady Progression | Dem_BB005 | GWh | NPgY | NORTON LEES | HPs - I&C consumption (GWh) | NORL_3 | 1.0284 | 1.0591 | 1.0333 | 1.049 | 1.0704 | 1.0903 | 1.1124 | 1.137 | 1.164 | 1.1931 | 1.3172 | 1.461 | 1.6152 | 1.7683 | 1.9192 | 2.0765 | 2.2313 | 2.3561 | 2.4476 | 2.5412 | 2.6312 | 2.7276 | 2.8496 | 2.9258 | 3.0022 | 3.0798 | 3.1597 | 3.2776 | 3.3528 | 3.4272 | 3.493 | 3.5594 | NPgY | GSP | NG FES - Steady Progression | HPs - I&C consumption (GWh)
NG FES - Steady Progression | Dem_BB005 | GWh | NPgY | PITSMOOR 3/4 | HPs - I&C consumption (GWh) | PITS_BB_B | 1.2568 | 1.2943 | 1.2629 | 1.2821 | 1.3083 | 1.3327 | 1.3598 | 1.39 | 1.423 | 1.4587 | 1.6104 | 1.7863 | 1.9749 | 2.1622 | 2.3468 | 2.5393 | 2.7288 | 2.8815 | 2.9936 | 3.1083 | 3.2185 | 3.3365 | 3.4861 | 3.5795 | 3.6731 | 3.7683 | 3.8662 | 4.0108 | 4.103 | 4.1944 | 4.2752 | 4.3567 | NPgY | GSP | NG FES - Steady Progression | HPs - I&C consumption (GWh)
NG FES - Steady Progression | Dem_BB005 | GWh | NPgY | SALTEND NORTH | HPs - I&C consumption (GWh) | SALT_1 | 1.6031 | 1.6577 | 1.6248 | 1.6571 | 1.6988 | 1.7386 | 1.7822 | 1.8302 | 1.8824 | 1.9385 | 2.1501 | 2.396 | 2.6613 | 2.9274 | 3.1924 | 3.4708 | 3.7479 | 3.9769 | 4.152 | 4.3327 | 4.5092 | 4.6986 | 4.9348 | 5.0938 | 5.255 | 5.4199 | 5.591 | 5.832 | 5.9994 | 6.1674 | 6.322 | 6.4797 | NPgY | GSP | NG FES - Steady Progression | HPs - I&C consumption (GWh)
NG FES - Steady Progression | Dem_BB005 | GWh | NPgY | SHEFFIELD CITY | HPs - I&C consumption (GWh) | SHEC_3 | 2.0504 | 2.1115 | 2.0602 | 2.0914 | 2.1341 | 2.1737 | 2.2178 | 2.2669 | 2.3208 | 2.3788 | 2.6261 | 2.9128 | 3.2203 | 3.5255 | 3.8263 | 4.14 | 4.4487 | 4.6974 | 4.8798 | 5.0665 | 5.2459 | 5.4381 | 5.6814 | 5.8333 | 5.9856 | 6.1404 | 6.2996 | 6.5347 | 6.6846 | 6.8329 | 6.9641 | 7.0964 | NPgY | GSP | NG FES - Steady Progression | HPs - I&C consumption (GWh)
NG FES - Steady Progression | Dem_BB005 | GWh | NPgY | SKELTON GRANGE | HPs - I&C consumption (GWh) | SKLGB1 | 13.1144 | 13.5108 | 13.1892 | 13.3957 | 13.6755 | 13.937 | 14.2269 | 14.5495 | 14.9027 | 15.2835 | 16.8816 | 18.7347 | 20.724 | 22.7011 | 24.6519 | 26.6884 | 28.6959 | 30.3183 | 31.5156 | 32.7423 | 33.9237 | 35.1895 | 36.7891 | 37.7986 | 38.8124 | 39.8458 | 40.9086 | 42.4676 | 43.4749 | 44.4746 | 45.3651 | 46.2649 | NPgY | GSP | NG FES - Steady Progression | HPs - I&C consumption (GWh)
NG FES - Steady Progression | Dem_BB005 | GWh | NPgY | TEMPLEBOROUGH 275/33KV | HPs - I&C consumption (GWh) | TEMP_3 | 0.16533 | 0.17129 | 0.16826 | 0.17198 | 0.17669 | 0.18121 | 0.18616 | 0.19159 | 0.19749 | 0.20382 | 0.22657 | 0.25304 | 0.28172 | 0.31062 | 0.33955 | 0.37007 | 0.40061 | 0.42618 | 0.44611 | 0.46678 | 0.4871 | 0.50896 | 0.536 | 0.5548 | 0.57396 | 0.59369 | 0.61419 | 0.64252 | 0.66289 | 0.68347 | 0.7027 | 0.72238 | NPgY | GSP | NG FES - Steady Progression | HPs - I&C consumption (GWh)
NG FES - Steady Progression | Dem_BB005 | GWh | NPgY | THURCROFT | HPs - I&C consumption (GWh) | THUR_6 | 3.2489 | 3.363 | 3.3002 | 3.3697 | 3.4585 | 3.5435 | 3.6365 | 3.7388 | 3.8501 | 3.9696 | 4.4082 | 4.9184 | 5.4703 | 6.0252 | 6.5796 | 7.1635 | 7.7465 | 8.232 | 8.6076 | 8.9963 | 9.3775 | 9.7871 | 10.2955 | 10.6444 | 10.9991 | 11.3646 | 11.7434 | 12.2708 | 12.6451 | 13.0225 | 13.3731 | 13.7316 | NPgY | GSP | NG FES - Steady Progression | HPs - I&C consumption (GWh)
NG FES - Steady Progression | Dem_BB005 | GWh | NPgY | WEST MELTON / THORPE MARSH | HPs - I&C consumption (GWh) | WMEL_THOM | 9.7349 | 10.0742 | 9.8831 | 10.0882 | 10.3509 | 10.6018 | 10.8767 | 11.1793 | 11.5082 | 11.8616 | 13.1682 | 14.6878 | 16.3307 | 17.9817 | 19.63 | 21.3653 | 23.0966 | 24.5361 | 25.647 | 26.7961 | 27.922 | 29.1316 | 30.6341 | 31.6609 | 32.7042 | 33.779 | 34.8924 | 36.4463 | 37.5442 | 38.6504 | 39.6761 | 40.7243 | NPgY | GSP | NG FES - Steady Progression | HPs - I&C consumption (GWh)
NG FES - Steady Progression | Dem_BB005 | GWh | NPgY | WEST MELTON SECTION 3 | HPs - I&C consumption (GWh) | WMEL_BB3 | 7.7266 | 7.9972 | 7.8467 | 8.0109 | 8.2209 | 8.4219 | 8.642 | 8.8845 | 9.1481 | 9.4316 | 10.4732 | 11.6849 | 12.9953 | 14.313 | 15.6294 | 17.0159 | 18.4001 | 19.5526 | 20.444 | 21.3664 | 22.2709 | 23.2427 | 24.4489 | 25.276 | 26.1168 | 26.9875 | 27.8874 | 29.1404 | 30.0301 | 30.9274 | 31.7614 | 32.6145 | NPgY | GSP | NG FES - Steady Progression | HPs - I&C consumption (GWh)
NG FES - Steady Progression | Dem_BB005 | GWh | NPgY | WINCOBANK | HPs - I&C consumption (GWh) | WIBA_3 | 1.1924 | 1.23 | 1.2024 | 1.2229 | 1.2502 | 1.2759 | 1.3043 | 1.3358 | 1.3702 | 1.4072 | 1.5566 | 1.73 | 1.9166 | 2.1026 | 2.2868 | 2.4796 | 2.6704 | 2.8259 | 2.9424 | 3.0621 | 3.1781 | 3.3025 | 3.4588 | 3.5601 | 3.6623 | 3.7667 | 3.8745 | 4.0299 | 4.1335 | 4.2369 | 4.3304 | 4.4252 | NPgY | GSP | NG FES - Steady Progression | HPs - I&C consumption (GWh)
NG FES - Steady Progression | Dem_BB08b_NPgSubComponent | GWh | NPgN | BLYTH 66kV | I&C Baseline Demand Consumption (GWh) | BLYTB1 | 326.6623 | 324.6166 | 327.1461 | 329.7257 | 332.3361 | 334.9716 | 337.6263 | 340.3126 | 343.0129 | 345.7341 | 348.471 | 351.2238 | 351.7589 | 352.3119 | 352.8864 | 353.4813 | 354.0851 | 354.7059 | 355.3479 | 356.0167 | 356.7088 | 357.4224 | 358.1607 | 358.9238 | 359.7129 | 360.5557 | 361.4065 | 362.2847 | 363.1904 | 364.1238 | 365.0853 | 366.0749 | NPgN | GSP | NG FES - Steady Progression | I&C Baseline Demand Consumption (GWh)
NG FES - Steady Progression | Dem_BB08b_NPgSubComponent | GWh | NPgN | BLYTH 132kV | I&C Baseline Demand Consumption (GWh) | BLYTH132 | 228.3633 | 227.0675 | 228.681 | 230.3273 | 231.9918 | 233.6714 | 235.361 | 237.0695 | 238.784 | 240.5119 | 242.2484 | 243.9936 | 244.328 | 244.675 | 245.0383 | 245.4142 | 245.7936 | 246.1828 | 246.5865 | 247.0086 | 247.4448 | 247.8928 | 248.3554 | 248.8333 | 249.3275 | 249.8594 | 250.3929 | 250.9432 | 251.5106 | 252.095 | 252.6968 | 253.3159 | NPgN | GSP | NG FES - Steady Progression | I&C Baseline Demand Consumption (GWh)
NG FES - Steady Progression | Dem_BB08b_NPgSubComponent | GWh | NPgN | FOURSTONES | I&C Baseline Demand Consumption (GWh) | FOUR_1 | 80.8022 | 80.2955 | 80.9265 | 81.5703 | 82.2212 | 82.878 | 83.5387 | 84.2068 | 84.8773 | 85.553 | 86.232 | 86.9145 | 87.0453 | 87.181 | 87.3231 | 87.4701 | 87.6185 | 87.7708 | 87.9287 | 88.0938 | 88.2644 | 88.4396 | 88.6206 | 88.8075 | 89.0008 | 89.2089 | 89.4175 | 89.6328 | 89.8547 | 90.0833 | 90.3187 | 90.5609 | NPgN | GSP | NG FES - Steady Progression | I&C Baseline Demand Consumption (GWh)
NG FES - Steady Progression | Dem_BB08b_NPgSubComponent | GWh | NPgN | HARTMOOR | I&C Baseline Demand Consumption (GWh) | HARM_6 | 298.9291 | 296.3025 | 296.7073 | 297.1136 | 297.5206 | 297.9279 | 298.3354 | 298.7431 | 299.151 | 299.5592 | 299.9677 | 300.3764 | 299.3331 | 298.2957 | 297.2645 | 296.2391 | 295.2197 | 294.2063 | 293.1992 | 292.1984 | 291.2037 | 290.215 | 289.2323 | 288.2555 | 287.2845 | 286.3175 | 285.3576 | 284.4034 | 283.4549 | 282.5122 | 281.5751 | 280.6437 | NPgN | GSP | NG FES - Steady Progression | I&C Baseline Demand Consumption (GWh)
NG FES - Steady Progression | Dem_BB08b_NPgSubComponent | GWh | NPgN | HAWTHORN PIT GRID | I&C Baseline Demand Consumption (GWh) | HAWP_6 | 256.1045 | 253.1008 | 253.552 | 254.0047 | 254.4583 | 254.9124 | 255.367 | 255.8222 | 256.278 | 256.7344 | 257.1913 | 257.6487 | 256.4514 | 255.2609 | 254.0772 | 252.9001 | 251.7296 | 250.5656 | 249.4084 | 248.2579 | 247.1141 | 245.9769 | 244.8464 | 243.7224 | 242.6051 | 241.4922 | 240.3871 | 239.2883 | 238.1959 | 237.1097 | 236.0299 | 234.9564 | NPgN | GSP | NG FES - Steady Progression | I&C Baseline Demand Consumption (GWh)
NG FES - Steady Progression | Dem_BB08b_NPgSubComponent | GWh | NPgN | KNARESBOROUGH | I&C Baseline Demand Consumption (GWh) | KNARE_111 | 575.6755 | 574.0821 | 579.6425 | 585.3189 | 591.0632 | 596.8012 | 602.541 | 608.3086 | 614.1161 | 619.9777 | 625.8588 | 631.7827 | 634.2662 | 636.8313 | 639.479 | 642.1856 | 644.9021 | 647.6966 | 650.5895 | 653.5832 | 656.633 | 659.7332 | 662.8966 | 666.1246 | 669.4188 | 672.6422 | 676.0046 | 679.4222 | 682.8953 | 686.4246 | 690.0105 | 693.6536 | NPgN | GSP | NG FES - Steady Progression | I&C Baseline Demand Consumption (GWh)
NG FES - Steady Progression | Dem_BB08b_NPgSubComponent | GWh | NPgN | LACKENBY | I&C Baseline Demand Consumption (GWh) | LACK_6 | 666.0737 | 663.8913 | 666.5945 | 669.346 | 672.1205 | 674.912 | 677.7035 | 680.5136 | 683.3381 | 686.1801 | 689.0292 | 691.8811 | 692.3501 | 692.8402 | 693.357 | 693.8967 | 694.4596 | 695.0365 | 695.6424 | 696.2799 | 696.941 | 697.6273 | 698.3389 | 699.078 | 699.8397 | 700.6217 | 701.4343 | 702.2729 | 703.1376 | 704.0287 | 704.9463 | 705.8906 | NPgN | GSP | NG FES - Steady Progression | I&C Baseline Demand Consumption (GWh)
NG FES - Steady Progression | Dem_BB08b_NPgSubComponent | GWh | NPgN | NORTON | I&C Baseline Demand Consumption (GWh) | NORT_1 | 1576.9064 | 1567.7799 | 1576.4519 | 1585.2631 | 1594.1609 | 1603.1127 | 1612.1079 | 1621.1199 | 1630.1611 | 1639.2636 | 1648.3694 | 1657.5513 | 1658.096 | 1658.7211 | 1659.4508 | 1660.2563 | 1661.131 | 1662.0873 | 1663.1736 | 1664.3813 | 1665.6792 | 1667.0647 | 1668.5353 | 1670.0965 | 1671.7388 | 1673.3363 | 1675.1053 | 1676.9557 | 1678.8881 | 1680.903 | 1683.0009 | 1685.1823 | NPgN | GSP | NG FES - Steady Progression | I&C Baseline Demand Consumption (GWh)
NG FES - Steady Progression | Dem_BB08b_NPgSubComponent | GWh | NPgN | OFFERTON | I&C Baseline Demand Consumption (GWh) | OFFE_3 | 140.8867 | 139.2857 | 139.5915 | 139.8994 | 140.2085 | 140.5182 | 140.8285 | 141.1397 | 141.4515 | 141.7642 | 142.0776 | 142.3915 | 141.7914 | 141.1954 | 140.6036 | 140.0155 | 139.4313 | 138.8511 | 138.275 | 137.703 | 137.1351 | 136.5713 | 136.0116 | 135.4559 | 134.9043 | 134.3541 | 133.8095 | 133.2687 | 132.7318 | 132.1987 | 131.6694 | 131.1439 | NPgN | GSP | NG FES - Steady Progression | I&C Baseline Demand Consumption (GWh)
NG FES - Steady Progression | Dem_BB08b_NPgSubComponent | GWh | NPgN | OSBALDWICK | I&C Baseline Demand Consumption (GWh) | OSBA_1 | 874.6052 | 867.051 | 871.3703 | 875.7729 | 880.2242 | 884.6966 | 889.2038 | 893.7571 | 898.3352 | 902.9486 | 907.5681 | 912.2197 | 911.1304 | 910.1041 | 909.1064 | 908.124 | 907.1863 | 906.2952 | 905.4553 | 904.66 | 903.9093 | 903.1985 | 902.5345 | 901.9184 | 901.3489 | 900.9279 | 900.4947 | 900.1158 | 899.7915 | 899.5221 | 899.3078 | 899.1492 | NPgN | GSP | NG FES - Steady Progression | I&C Baseline Demand Consumption (GWh)
NG FES - Steady Progression | Dem_BB08b_NPgSubComponent | GWh | NPgN | POPPLETON | I&C Baseline Demand Consumption (GWh) | POPP_3 | 144.8113 | 143.1544 | 143.456 | 143.7597 | 144.0647 | 144.3696 | 144.6746 | 144.9801 | 145.2863 | 145.5935 | 145.9011 | 146.2095 | 145.58 | 144.9553 | 144.3354 | 143.7199 | 143.108 | 142.5006 | 141.8983 | 141.301 | 140.708 | 140.1191 | 139.5346 | 138.9544 | 138.3786 | 137.8048 | 137.2365 | 136.6724 | 136.1124 | 135.5566 | 135.0048 | 134.4572 | NPgN | GSP | NG FES - Steady Progression | I&C Baseline Demand Consumption (GWh)
NG FES - Steady Progression | Dem_BB08b_NPgSubComponent | GWh | NPgN | SALTHOLME | I&C Baseline Demand Consumption (GWh) | SALH_1 | 462.5287 | 460.5692 | 461.3623 | 462.165 | 462.9725 | 463.7823 | 464.5927 | 465.405 | 466.2184 | 467.0338 | 467.8508 | 468.6699 | 468.1645 | 467.6664 | 467.177 | 466.6951 | 466.222 | 465.7567 | 465.3025 | 464.8586 | 464.4248 | 464.0001 | 463.5843 | 463.1776 | 462.7794 | 462.3775 | 461.9925 | 461.6158 | 461.2475 | 460.8875 | 460.5359 | 460.1928 | NPgN | GSP | NG FES - Steady Progression | I&C Baseline Demand Consumption (GWh)
NG FES - Steady Progression | Dem_BB08b_NPgSubComponent | GWh | NPgN | SOUTH SHIELDS | I&C Baseline Demand Consumption (GWh) | SSHI_3 | 118.0181 | 116.709 | 116.8706 | 117.0323 | 117.1941 | 117.3558 | 117.5176 | 117.6794 | 117.8413 | 118.0031 | 118.165 | 118.3269 | 117.7848 | 117.2453 | 116.7086 | 116.1745 | 115.6431 | 115.1144 | 114.5883 | 114.0648 | 113.544 | 113.0258 | 112.5101 | 111.9971 | 111.4866 | 110.9787 | 110.4734 | 109.9706 | 109.4703 | 108.9725 | 108.4773 | 107.9845 | NPgN | GSP | NG FES - Steady Progression | I&C Baseline Demand Consumption (GWh)
NG FES - Steady Progression | Dem_BB08b_NPgSubComponent | GWh | NPgN | SPADEADAM | I&C Baseline Demand Consumption (GWh) | KIELD01 and SPAD20 | 19.9884 | 19.8628 | 20.0192 | 20.1788 | 20.3402 | 20.5031 | 20.6669 | 20.8325 | 20.9987 | 21.1663 | 21.3346 | 21.5038 | 21.5362 | 21.5699 | 21.6051 | 21.6415 | 21.6783 | 21.7161 | 21.7552 | 21.7961 | 21.8384 | 21.8818 | 21.9267 | 21.973 | 22.0209 | 22.0725 | 22.1242 | 22.1776 | 22.2326 | 22.2893 | 22.3476 | 22.4076 | NPgN | GSP | NG FES - Steady Progression | I&C Baseline Demand Consumption (GWh)
NG FES - Steady Progression | Dem_BB08b_NPgSubComponent | GWh | NPgN | SPENNYMOOR | I&C Baseline Demand Consumption (GWh) | SPEN_1 | 639.7211 | 632.3482 | 633.4254 | 634.5057 | 635.5886 | 636.6739 | 637.7618 | 638.8492 | 639.938 | 641.0279 | 642.1178 | 643.2101 | 640.2547 | 637.316 | 634.3954 | 631.4908 | 628.6033 | 625.7327 | 622.8802 | 620.0461 | 617.2283 | 614.4272 | 611.6422 | 608.8733 | 606.1203 | 603.3789 | 600.6563 | 597.9495 | 595.2583 | 592.5827 | 589.9227 | 587.2781 | NPgN | GSP | NG FES - Steady Progression | I&C Baseline Demand Consumption (GWh)
NG FES - Steady Progression | Dem_BB08b_NPgSubComponent | GWh | NPgN | STELLA NORTH | I&C Baseline Demand Consumption (GWh) | STEN_1 | 565.7218 | 560.677 | 563.3881 | 566.1267 | 568.9172 | 571.7606 | 574.6686 | 577.6309 | 580.6462 | 583.6698 | 586.7148 | 589.7845 | 589.098 | 588.399 | 587.6839 | 586.9765 | 586.3043 | 585.6483 | 584.9809 | 584.2927 | 583.6333 | 583.021 | 582.4527 | 581.9209 | 581.4233 | 580.8371 | 580.3574 | 579.9053 | 579.4811 | 579.0848 | 578.7165 | 578.3765 | NPgN | GSP | NG FES - Steady Progression | I&C Baseline Demand Consumption (GWh)
NG FES - Steady Progression | Dem_BB08b_NPgSubComponent | GWh | NPgN | STELLA SOUTH | I&C Baseline Demand Consumption (GWh) | STES_1 | 982.7304 | 974.0797 | 976.9139 | 979.7878 | 982.6839 | 985.5981 | 988.5244 | 991.4733 | 994.4298 | 997.4025 | 1000.3858 | 1003.3796 | 1000.854 | 998.3583 | 995.8968 | 993.465 | 991.0522 | 988.6659 | 986.3114 | 983.9933 | 981.7064 | 979.4483 | 977.2219 | 975.028 | 972.8677 | 970.764 | 968.6776 | 966.6253 | 964.6069 | 962.6228 | 960.6728 | 958.7572 | NPgN | GSP | NG FES - Steady Progression | I&C Baseline Demand Consumption (GWh)
NG FES - Steady Progression | Dem_BB08b_NPgSubComponent | GWh | NPgN | TYNEMOUTH | I&C Baseline Demand Consumption (GWh) | TYNE_1 | 467.739 | 465.106 | 468.3644 | 471.683 | 475.0504 | 478.4543 | 481.8952 | 485.3854 | 488.9105 | 492.4634 | 496.0459 | 499.6589 | 500.4207 | 501.1995 | 501.9912 | 502.8127 | 503.6597 | 504.5361 | 505.4364 | 506.3646 | 507.3293 | 508.3333 | 509.3754 | 510.4537 | 511.5669 | 512.7345 | 513.9316 | 515.1681 | 516.4443 | 517.7605 | 519.1171 | 520.5145 | NPgN | GSP | NG FES - Steady Progression | I&C Baseline Demand Consumption (GWh)
NG FES - Steady Progression | Dem_BB08b_NPgSubComponent | GWh | NPgN | WEST BOLDON | I&C Baseline Demand Consumption (GWh) | WBOL_6 | 689.4338 | 684.0783 | 685.4073 | 686.7477 | 688.1006 | 689.4642 | 690.8403 | 692.2284 | 693.6276 | 695.0311 | 696.4409 | 697.8572 | 696.0635 | 694.2801 | 692.506 | 690.745 | 689.0009 | 687.2714 | 685.5524 | 683.8433 | 682.1511 | 680.4785 | 678.8249 | 677.1893 | 675.571 | 673.9505 | 672.3593 | 670.7845 | 669.2262 | 667.6844 | 666.1591 | 664.6503 | NPgN | GSP | NG FES - Steady Progression | I&C Baseline Demand Consumption (GWh)
NG FES - Steady Progression | Dem_BB08b_NPgSubComponent | GWh | NPgY | BRADFORD WEST | I&C Baseline Demand Consumption (GWh) | BRAW_1 | 1073.7159 | 1061.3888 | 1063.4248 | 1065.4767 | 1067.5389 | 1069.6078 | 1071.6742 | 1073.7527 | 1075.8345 | 1077.9248 | 1080.0174 | 1082.1172 | 1077.3364 | 1072.5883 | 1067.8713 | 1063.1839 | 1058.5239 | 1053.896 | 1049.2978 | 1044.7332 | 1040.1986 | 1035.6934 | 1031.2182 | 1026.7727 | 1022.3566 | 1017.9756 | 1013.6215 | 1009.2973 | 1005.0031 | 1000.7388 | 996.5042 | 992.2995 | NPgY | GSP | NG FES - Steady Progression | I&C Baseline Demand Consumption (GWh)
NG FES - Steady Progression | Dem_BB08b_NPgSubComponent | GWh | NPgY | CAMBLESFORTH | I&C Baseline Demand Consumption (GWh) | CAMB_01 | 148.9267 | 148.3252 | 149.2598 | 150.2155 | 151.1833 | 152.1561 | 153.1339 | 154.1175 | 155.1041 | 156.0959 | 157.0962 | 158.1006 | 158.3567 | 158.6196 | 158.8915 | 159.1716 | 159.4577 | 159.7509 | 160.0537 | 160.3688 | 160.6956 | 161.0314 | 161.3773 | 161.7341 | 162.1015 | 162.4678 | 162.8515 | 163.2452 | 163.649 | 164.063 | 164.4872 | 164.9217 | NPgY | GSP | NG FES - Steady Progression | I&C Baseline Demand Consumption (GWh)
NG FES - Steady Progression | Dem_BB08b_NPgSubComponent | GWh | NPgY | CREYKE BECK | I&C Baseline Demand Consumption (GWh) | CREB_1 | 1387.297 | 1376.0841 | 1384.0776 | 1392.2509 | 1400.5252 | 1408.8427 | 1417.2091 | 1425.6241 | 1434.0609 | 1442.537 | 1451.0789 | 1459.6468 | 1458.9168 | 1458.2519 | 1457.6702 | 1457.1604 | 1456.7123 | 1456.3252 | 1456.0217 | 1455.8216 | 1455.7302 | 1455.7221 | 1455.8056 | 1455.989 | 1456.2701 | 1456.5227 | 1456.9431 | 1457.4526 | 1458.0519 | 1458.7413 | 1459.5216 | 1460.3933 | NPgY | GSP | NG FES - Steady Progression | I&C Baseline Demand Consumption (GWh)
NG FES - Steady Progression | Dem_BB08b_NPgSubComponent | GWh | NPgY | DRAX | I&C Baseline Demand Consumption (GWh) | DRAX_YEDL | 184.9851 | 184.1462 | 185.8234 | 187.5261 | 189.257 | 191.0051 | 192.7612 | 194.5241 | 196.2982 | 198.0889 | 199.8976 | 201.7209 | 202.3044 | 202.9063 | 203.5169 | 204.1382 | 204.77 | 205.4208 | 206.0911 | 206.7864 | 207.4985 | 208.2266 | 208.971 | 209.734 | 210.5135 | 211.3739 | 212.2174 | 213.0839 | 213.9734 | 214.8861 | 215.8224 | 216.7824 | NPgY | GSP | NG FES - Steady Progression | I&C Baseline Demand Consumption (GWh)
NG FES - Steady Progression | Dem_BB08b_NPgSubComponent | GWh | NPgY | ELLAND | I&C Baseline Demand Consumption (GWh) | ELLA_1 | 1054.5534 | 1042.2055 | 1044.0466 | 1045.8957 | 1047.7496 | 1049.6079 | 1051.4701 | 1053.3371 | 1055.2086 | 1057.0849 | 1058.9659 | 1060.8513 | 1055.9409 | 1051.0604 | 1046.2107 | 1041.3903 | 1036.5986 | 1031.8363 | 1027.1046 | 1022.4037 | 1017.7319 | 1013.0886 | 1008.4737 | 1003.8872 | 999.3285 | 994.8148 | 990.3204 | 985.8554 | 981.4197 | 977.0134 | 972.6363 | 968.2884 | NPgY | GSP | NG FES - Steady Progression | I&C Baseline Demand Consumption (GWh)
NG FES - Steady Progression | Dem_BB08b_NPgSubComponent | GWh | NPgY | FERRYBRIDGE A | I&C Baseline Demand Consumption (GWh) | FERRA2 | 309.0874 | 307.2714 | 309.1337 | 311.0323 | 312.9552 | 314.899 | 316.8596 | 318.8411 | 320.8433 | 322.8682 | 324.9155 | 326.9838 | 327.2681 | 327.5783 | 327.9154 | 328.2751 | 328.6554 | 329.0606 | 329.4961 | 329.9646 | 330.4576 | 330.9731 | 331.5114 | 332.0729 | 332.6555 | 333.343 | 334.0109 | 334.7092 | 335.4381 | 336.198 | 336.989 | 337.8115 | NPgY | GSP | NG FES - Steady Progression | I&C Baseline Demand Consumption (GWh)
NG FES - Steady Progression | Dem_BB08b_NPgSubComponent | GWh | NPgY | FERRYBRIDGE B | I&C Baseline Demand Consumption (GWh) | FERRB9 | 1041.061 | 1032.9477 | 1038.4859 | 1044.1196 | 1049.824 | 1055.5802 | 1061.3744 | 1067.2157 | 1073.1076 | 1079.0572 | 1085.0628 | 1091.1216 | 1090.5782 | 1090.1109 | 1089.7152 | 1089.3823 | 1089.1038 | 1088.9001 | 1088.7832 | 1088.7627 | 1088.8123 | 1088.9281 | 1089.1116 | 1089.3653 | 1089.6833 | 1090.259 | 1090.8048 | 1091.4364 | 1092.1543 | 1092.9594 | 1093.8522 | 1094.8335 | NPgY | GSP | NG FES - Steady Progression | I&C Baseline Demand Consumption (GWh)
NG FES - Steady Progression | Dem_BB08b_NPgSubComponent | GWh | NPgY | GRIMSBY WEST | I&C Baseline Demand Consumption (GWh) | GRIW_1 | 694.4869 | 687.6795 | 689.0928 | 690.5159 | 691.9442 | 693.3744 | 694.8055 | 696.2405 | 697.678 | 699.1198 | 700.5657 | 702.0161 | 699.5259 | 697.0533 | 694.6006 | 692.1676 | 689.7514 | 687.3547 | 684.9785 | 682.6237 | 680.288 | 677.9708 | 675.6726 | 673.3938 | 671.1337 | 668.8911 | 666.6685 | 664.4649 | 662.2801 | 660.1143 | 657.9673 | 655.8392 | NPgY | GSP | NG FES - Steady Progression | I&C Baseline Demand Consumption (GWh)
NG FES - Steady Progression | Dem_BB08b_NPgSubComponent | GWh | NPgY | JORDANTHORPE | I&C Baseline Demand Consumption (GWh) | JORD_3 | 128.0518 | 127.4284 | 127.7056 | 127.988 | 128.2736 | 128.5622 | 128.8524 | 129.1453 | 129.4402 | 129.738 | 130.0375 | 130.3392 | 130.2076 | 130.0803 | 129.956 | 129.8352 | 129.7181 | 129.6044 | 129.496 | 129.3916 | 129.2907 | 129.1933 | 129.0996 | 129.0099 | 128.9239 | 128.8424 | 128.7643 | 128.69 | 128.6196 | 128.5531 | 128.4906 | 128.432 | NPgY | GSP | NG FES - Steady Progression | I&C Baseline Demand Consumption (GWh)
NG FES - Steady Progression | Dem_BB08b_NPgSubComponent | GWh | NPgY | KEADBY | I&C Baseline Demand Consumption (GWh) | KEAD_YEDL | 1770.4858 | 1764.3222 | 1772.4738 | 1780.762 | 1789.1303 | 1797.5473 | 1805.993 | 1814.4942 | 1823.0337 | 1831.6433 | 1840.3062 | 1849.0225 | 1850.801 | 1852.6418 | 1854.5658 | 1856.5675 | 1858.6192 | 1860.764 | 1863.0003 | 1865.3425 | 1867.7662 | 1870.2685 | 1872.8569 | 1875.539 | 1878.3054 | 1881.176 | 1884.1278 | 1887.1707 | 1890.3055 | 1893.5329 | 1896.8536 | 1900.2685 | NPgY | GSP | NG FES - Steady Progression | I&C Baseline Demand Consumption (GWh)
NG FES - Steady Progression | Dem_BB08b_NPgSubComponent | GWh | NPgY | KIRKSTALL B | I&C Baseline Demand Consumption (GWh) | KIRKB1 | 769.5021 | 761.137 | 762.1577 | 763.1784 | 764.1992 | 765.2199 | 766.2406 | 767.2613 | 768.2821 | 769.3028 | 770.3235 | 771.3443 | 767.8724 | 764.4178 | 760.9803 | 757.56 | 754.1565 | 750.77 | 747.4003 | 744.0474 | 740.711 | 737.3913 | 734.088 | 730.8011 | 727.5305 | 724.2762 | 721.038 | 717.816 | 714.6099 | 711.4197 | 708.2453 | 705.0867 | NPgY | GSP | NG FES - Steady Progression | I&C Baseline Demand Consumption (GWh)
NG FES - Steady Progression | Dem_BB08b_NPgSubComponent | GWh | NPgY | NEEPSEND | I&C Baseline Demand Consumption (GWh) | NEEP_3 | 204.6089 | 202.155 | 202.4544 | 202.7539 | 203.0533 | 203.3527 | 203.6522 | 203.9516 | 204.251 | 204.5505 | 204.8499 | 205.1493 | 204.1309 | 203.1174 | 202.109 | 201.1057 | 200.1072 | 199.1138 | 198.1253 | 197.1417 | 196.1629 | 195.1891 | 194.22 | 193.2558 | 192.2964 | 191.3417 | 190.3918 | 189.4466 | 188.506 | 187.5702 | 186.639 | 185.7124 | NPgY | GSP | NG FES - Steady Progression | I&C Baseline Demand Consumption (GWh)
NG FES - Steady Progression | Dem_BB08b_NPgSubComponent | GWh | NPgY | NORTON LEES | I&C Baseline Demand Consumption (GWh) | NORL_3 | 89.8117 | 88.7346 | 88.866 | 88.9974 | 89.1289 | 89.2603 | 89.3917 | 89.5232 | 89.6546 | 89.786 | 89.9175 | 90.0489 | 89.6019 | 89.157 | 88.7144 | 88.274 | 87.8357 | 87.3996 | 86.9657 | 86.534 | 86.1044 | 85.6769 | 85.2516 | 84.8283 | 84.4072 | 83.9881 | 83.5712 | 83.1563 | 82.7434 | 82.3327 | 81.9239 | 81.5172 | NPgY | GSP | NG FES - Steady Progression | I&C Baseline Demand Consumption (GWh)
NG FES - Steady Progression | Dem_BB08b_NPgSubComponent | GWh | NPgY | PITSMOOR 3/4 | I&C Baseline Demand Consumption (GWh) | PITS_BB_B | 163.3102 | 161.6611 | 161.8685 | 162.076 | 162.2836 | 162.4913 | 162.699 | 162.9068 | 163.1146 | 163.3225 | 163.5305 | 163.7386 | 163.058 | 162.3809 | 161.7073 | 161.0371 | 160.3703 | 159.7069 | 159.047 | 158.3905 | 157.7373 | 157.0875 | 156.4411 | 155.7979 | 155.158 | 154.5214 | 153.8881 | 153.258 | 152.6312 | 152.0076 | 151.3872 | 150.77 | NPgY | GSP | NG FES - Steady Progression | I&C Baseline Demand Consumption (GWh)
NG FES - Steady Progression | Dem_BB08b_NPgSubComponent | GWh | NPgY | SALTEND NORTH | I&C Baseline Demand Consumption (GWh) | SALT_1 | 289.9712 | 287.8965 | 289.4658 | 291.0711 | 292.6965 | 294.3304 | 295.9739 | 297.6268 | 299.2838 | 300.9483 | 302.6262 | 304.309 | 304.227 | 304.1571 | 304.1037 | 304.0647 | 304.0375 | 304.0219 | 304.0225 | 304.0435 | 304.086 | 304.1448 | 304.2215 | 304.3179 | 304.4336 | 304.5405 | 304.6822 | 304.8411 | 305.0175 | 305.2115 | 305.423 | 305.6524 | NPgY | GSP | NG FES - Steady Progression | I&C Baseline Demand Consumption (GWh)
NG FES - Steady Progression | Dem_BB08b_NPgSubComponent | GWh | NPgY | SHEFFIELD CITY | I&C Baseline Demand Consumption (GWh) | SHEC_3 | 320.588 | 316.743 | 317.2122 | 317.6814 | 318.1505 | 318.6197 | 319.0889 | 319.558 | 320.0272 | 320.4964 | 320.9655 | 321.4347 | 319.8389 | 318.251 | 316.6711 | 315.0989 | 313.5346 | 311.978 | 310.4292 | 308.888 | 307.3545 | 305.8286 | 304.3103 | 302.7995 | 301.2963 | 299.8004 | 298.3121 | 296.8311 | 295.3574 | 293.8911 | 292.432 | 290.9802 | NPgY | GSP | NG FES - Steady Progression | I&C Baseline Demand Consumption (GWh)
NG FES - Steady Progression | Dem_BB08b_NPgSubComponent | GWh | NPgY | SKELTON GRANGE | I&C Baseline Demand Consumption (GWh) | SKLGB1 | 1861.1684 | 1839.6672 | 1843.2865 | 1846.9295 | 1850.5872 | 1854.2586 | 1857.9417 | 1861.6396 | 1865.3513 | 1869.0773 | 1872.8174 | 1876.5712 | 1868.2882 | 1860.0635 | 1851.8988 | 1843.7907 | 1835.7373 | 1827.7407 | 1819.8046 | 1811.9303 | 1804.1123 | 1796.3493 | 1788.6411 | 1780.9877 | 1773.3874 | 1765.8941 | 1758.4276 | 1751.0198 | 1743.6707 | 1736.3802 | 1729.1483 | 1721.975 | NPgY | GSP | NG FES - Steady Progression | I&C Baseline Demand Consumption (GWh)
NG FES - Steady Progression | Dem_BB08b_NPgSubComponent | GWh | NPgY | TEMPLEBOROUGH 275/33KV | I&C Baseline Demand Consumption (GWh) | TEMP_3 | 49.1284 | 48.8346 | 49.2371 | 49.6466 | 50.0626 | 50.4809 | 50.9021 | 51.328 | 51.757 | 52.19 | 52.6279 | 53.0708 | 53.1777 | 53.2901 | 53.4082 | 53.5322 | 53.6602 | 53.7946 | 53.936 | 54.0847 | 54.2391 | 54.3987 | 54.5635 | 54.7336 | 54.9089 | 55.0897 | 55.2763 | 55.4685 | 55.6664 | 55.87 | 56.0793 | 56.2945 | NPgY | GSP | NG FES - Steady Progression | I&C Baseline Demand Consumption (GWh)
NG FES - Steady Progression | Dem_BB08b_NPgSubComponent | GWh | NPgY | THURCROFT | I&C Baseline Demand Consumption (GWh) | THUR_6 | 370.561 | 368.1058 | 370.6745 | 373.2883 | 375.9357 | 378.5981 | 381.2784 | 383.9856 | 386.7113 | 389.4616 | 392.2422 | 395.0492 | 395.4321 | 395.8485 | 396.3 | 396.7852 | 397.297 | 397.8443 | 398.4343 | 399.0688 | 399.7368 | 400.4361 | 401.1673 | 401.9309 | 402.725 | 403.5711 | 404.4419 | 405.3479 | 406.2894 | 407.2668 | 408.2802 | 409.3301 | NPgY | GSP | NG FES - Steady Progression | I&C Baseline Demand Consumption (GWh)
NG FES - Steady Progression | Dem_BB08b_NPgSubComponent | GWh | NPgY | WEST MELTON / THORPE MARSH | I&C Baseline Demand Consumption (GWh) | WMEL_THOM | 2059.754 | 2045.2949 | 2059.2643 | 2073.4846 | 2087.8641 | 2102.3146 | 2116.8522 | 2131.5279 | 2146.2937 | 2161.1887 | 2176.2566 | 2191.4679 | 2192.9652 | 2194.6361 | 2196.5003 | 2198.5445 | 2200.7427 | 2203.1259 | 2205.7272 | 2208.5709 | 2211.5931 | 2214.7806 | 2218.1333 | 2221.6526 | 2225.3288 | 2229.3367 | 2233.4419 | 2237.7354 | 2242.2186 | 2246.8931 | 2251.7604 | 2256.8221 | NPgY | GSP | NG FES - Steady Progression | I&C Baseline Demand Consumption (GWh)
NG FES - Steady Progression | Dem_BB08b_NPgSubComponent | GWh | NPgY | WEST MELTON SECTION 3 | I&C Baseline Demand Consumption (GWh) | WMEL_BB3 | 627.8583 | 625.2827 | 627.8857 | 630.5386 | 633.2233 | 635.9323 | 638.6639 | 641.4251 | 644.2151 | 647.0366 | 649.8892 | 652.7702 | 653.1454 | 653.5566 | 654.01 | 654.4967 | 655.0139 | 655.5654 | 656.1601 | 656.7998 | 657.4738 | 658.1786 | 658.9138 | 659.6806 | 660.4764 | 661.3943 | 662.2971 | 663.2397 | 664.2224 | 665.2456 | 666.3097 | 667.4149 | NPgY | GSP | NG FES - Steady Progression | I&C Baseline Demand Consumption (GWh)
NG FES - Steady Progression | Dem_BB08b_NPgSubComponent | GWh | NPgY | WINCOBANK | I&C Baseline Demand Consumption (GWh) | WIBA_3 | 146.3274 | 144.8244 | 145.3067 | 145.7946 | 146.2878 | 146.7829 | 147.2804 | 147.7816 | 148.2854 | 148.7926 | 149.3036 | 149.8187 | 149.3815 | 148.9513 | 148.5284 | 148.1128 | 147.7031 | 147.3011 | 146.9074 | 146.5222 | 146.1441 | 145.7727 | 145.4081 | 145.0503 | 144.6991 | 144.355 | 144.018 | 143.6879 | 143.365 | 143.0491 | 142.7402 | 142.4385 | NPgY | GSP | NG FES - Steady Progression | I&C Baseline Demand Consumption (GWh)
NG FES - System Transformation | Dem_BB08a_NPgSubComponent | GWh | NPgN | BLYTH 66kV | Domestic Baseline Demand Consumption (GWh) | BLYTB1 | 357.767 | 357.2895 | 346.0287 | 332.2294 | 320.9105 | 312.8981 | 307.8437 | 306.5393 | 306.0068 | 305.7199 | 305.3871 | 304.8828 | 304.0197 | 303.2072 | 302.5253 | 301.7655 | 300.9543 | 300.203 | 300.0915 | 300.0506 | 299.9851 | 300.0531 | 300.5772 | 301.1466 | 301.8384 | 302.8859 | 303.9175 | 304.9332 | 305.9529 | 306.9371 | 307.908 | 308.8728 | NPgN | GSP | NG FES - System Transformation | Domestic Baseline Demand Consumption (GWh)
NG FES - System Transformation | Dem_BB08a_NPgSubComponent | GWh | NPgN | BLYTH 132kV | Domestic Baseline Demand Consumption (GWh) | BLYTH132 | 97.0058 | 97.0046 | 93.9549 | 90.1445 | 87.0502 | 84.9087 | 83.623 | 83.4217 | 83.4468 | 83.5428 | 83.6238 | 83.6534 | 83.5785 | 83.5187 | 83.4965 | 83.4501 | 83.3879 | 83.3656 | 83.4813 | 83.6164 | 83.7448 | 83.9111 | 84.2082 | 84.5187 | 84.8647 | 85.3136 | 85.7575 | 86.1947 | 86.6306 | 87.0566 | 87.4782 | 87.8977 | NPgN | GSP | NG FES - System Transformation | Domestic Baseline Demand Consumption (GWh)
NG FES - System Transformation | Dem_BB08a_NPgSubComponent | GWh | NPgN | FOURSTONES | Domestic Baseline Demand Consumption (GWh) | FOUR_1 | 29.8241 | 29.9069 | 29.0553 | 27.9777 | 27.1152 | 26.5386 | 26.2185 | 26.2229 | 26.2938 | 26.3844 | 26.4699 | 26.5388 | 26.5755 | 26.6147 | 26.6636 | 26.7038 | 26.7378 | 26.7831 | 26.8796 | 26.9816 | 27.081 | 27.1918 | 27.3417 | 27.4966 | 27.6616 | 27.8562 | 28.048 | 28.2386 | 28.4287 | 28.6165 | 28.8029 | 28.9888 | NPgN | GSP | NG FES - System Transformation | Domestic Baseline Demand Consumption (GWh)
NG FES - System Transformation | Dem_BB08a_NPgSubComponent | GWh | NPgN | HARTMOOR | Domestic Baseline Demand Consumption (GWh) | HARM_6 | 177.2975 | 177.0765 | 171.2767 | 164.1269 | 158.2628 | 154.1111 | 151.4959 | 150.8291 | 150.5702 | 150.4423 | 150.2907 | 150.0508 | 149.6266 | 149.2343 | 148.9134 | 148.5544 | 148.1712 | 147.8444 | 147.7766 | 147.7457 | 147.7039 | 147.7304 | 147.9928 | 148.2772 | 148.626 | 149.163 | 149.6951 | 150.2143 | 150.7335 | 151.233 | 151.7253 | 152.2138 | NPgN | GSP | NG FES - System Transformation | Domestic Baseline Demand Consumption (GWh)
NG FES - System Transformation | Dem_BB08a_NPgSubComponent | GWh | NPgN | HAWTHORN PIT GRID | Domestic Baseline Demand Consumption (GWh) | HAWP_6 | 221.6527 | 221.3482 | 214.2377 | 205.4888 | 198.3141 | 193.238 | 190.0432 | 189.2345 | 188.9218 | 188.7676 | 188.5842 | 188.292 | 187.7726 | 187.2893 | 186.8915 | 186.4454 | 185.9684 | 185.5477 | 185.4823 | 185.4617 | 185.4268 | 185.4761 | 185.8153 | 186.1822 | 186.6279 | 187.3027 | 187.9697 | 188.6233 | 189.2779 | 189.909 | 190.5315 | 191.1496 | NPgN | GSP | NG FES - System Transformation | Domestic Baseline Demand Consumption (GWh)
NG FES - System Transformation | Dem_BB08a_NPgSubComponent | GWh | NPgN | KNARESBOROUGH | Domestic Baseline Demand Consumption (GWh) | KNARE_111 | 256.0801 | 255.4817 | 247.4212 | 237.542 | 229.4471 | 223.7262 | 220.128 | 219.2173 | 218.8596 | 218.6774 | 218.462 | 218.1233 | 217.5278 | 216.968 | 216.5009 | 215.9775 | 215.4167 | 214.8977 | 214.8389 | 214.8307 | 214.8048 | 214.8743 | 215.2691 | 215.6963 | 216.2107 | 216.9775 | 217.732 | 218.4755 | 219.2218 | 219.943 | 220.6544 | 221.3614 | NPgN | GSP | NG FES - System Transformation | Domestic Baseline Demand Consumption (GWh)
NG FES - System Transformation | Dem_BB08a_NPgSubComponent | GWh | NPgN | LACKENBY | Domestic Baseline Demand Consumption (GWh) | LACK_6 | 302.8518 | 301.6686 | 291.7634 | 279.5367 | 269.5138 | 262.4257 | 257.9718 | 256.8579 | 256.4446 | 256.256 | 256.0264 | 255.6455 | 254.9485 | 254.307 | 253.7881 | 253.2038 | 252.5782 | 252.0547 | 251.961 | 251.9302 | 251.8812 | 251.949 | 252.4207 | 252.93 | 253.5498 | 254.4924 | 255.4268 | 256.3382 | 257.2493 | 258.1262 | 258.9909 | 259.8489 | NPgN | GSP | NG FES - System Transformation | Domestic Baseline Demand Consumption (GWh)
NG FES - System Transformation | Dem_BB08a_NPgSubComponent | GWh | NPgN | NORTON | Domestic Baseline Demand Consumption (GWh) | NORT_1 | 757.334 | 755.8717 | 731.5293 | 701.5358 | 676.9679 | 659.6244 | 648.7564 | 646.0954 | 645.1427 | 644.7347 | 644.2248 | 643.34 | 641.6741 | 640.1324 | 638.8841 | 637.4687 | 635.9459 | 634.6299 | 634.5038 | 634.5318 | 634.5108 | 634.7785 | 636.0395 | 637.396 | 639.0219 | 641.4323 | 643.8146 | 646.1497 | 648.4868 | 650.7433 | 652.9696 | 655.1806 | NPgN | GSP | NG FES - System Transformation | Domestic Baseline Demand Consumption (GWh)
NG FES - System Transformation | Dem_BB08a_NPgSubComponent | GWh | NPgN | OFFERTON | Domestic Baseline Demand Consumption (GWh) | OFFE_3 | 120.8013 | 120.5573 | 116.6582 | 111.8611 | 107.9259 | 105.1392 | 103.382 | 102.9305 | 102.7508 | 102.6582 | 102.5497 | 102.3819 | 102.09 | 101.8184 | 101.594 | 101.3434 | 101.0763 | 100.8409 | 100.7954 | 100.7746 | 100.746 | 100.7635 | 100.9394 | 101.1302 | 101.3641 | 101.7235 | 102.0789 | 102.4266 | 102.7749 | 103.1101 | 103.4406 | 103.7687 | NPgN | GSP | NG FES - System Transformation | Domestic Baseline Demand Consumption (GWh)
NG FES - System Transformation | Dem_BB08a_NPgSubComponent | GWh | NPgN | OSBALDWICK | Domestic Baseline Demand Consumption (GWh) | OSBA_1 | 490.1492 | 489.9226 | 474.2896 | 455.0859 | 439.3458 | 428.2175 | 421.2181 | 419.4505 | 418.7658 | 418.4261 | 418.0218 | 417.3786 | 416.2367 | 415.1697 | 414.2872 | 413.2972 | 412.2371 | 411.2826 | 411.1552 | 411.1264 | 411.0648 | 411.1882 | 411.9454 | 412.7644 | 413.7543 | 415.2412 | 416.7078 | 418.1484 | 419.5925 | 420.9862 | 422.361 | 423.7265 | NPgN | GSP | NG FES - System Transformation | Domestic Baseline Demand Consumption (GWh)
NG FES - System Transformation | Dem_BB08a_NPgSubComponent | GWh | NPgN | POPPLETON | Domestic Baseline Demand Consumption (GWh) | POPP_3 | 86.3552 | 86.5275 | 83.7838 | 80.421 | 77.662 | 75.7075 | 74.4729 | 74.1508 | 74.017 | 73.9432 | 73.8583 | 73.7317 | 73.5181 | 73.3171 | 73.1481 | 72.9604 | 72.7603 | 72.5755 | 72.5431 | 72.528 | 72.5069 | 72.5183 | 72.6405 | 72.7736 | 72.9366 | 73.1862 | 73.4322 | 73.6741 | 73.9169 | 74.1509 | 74.3817 | 74.611 | NPgN | GSP | NG FES - System Transformation | Domestic Baseline Demand Consumption (GWh)
NG FES - System Transformation | Dem_BB08a_NPgSubComponent | GWh | NPgN | SALTHOLME | Domestic Baseline Demand Consumption (GWh) | SALH_1 | 4.3896 | 4.3831 | 4.2395 | 4.0626 | 3.9175 | 3.8146 | 3.7496 | 3.7326 | 3.7256 | 3.7219 | 3.7175 | 3.711 | 3.7 | 3.6897 | 3.6812 | 3.6718 | 3.6618 | 3.6531 | 3.6509 | 3.6497 | 3.6482 | 3.6483 | 3.6543 | 3.6608 | 3.6689 | 3.6816 | 3.6942 | 3.7065 | 3.7188 | 3.7307 | 3.7423 | 3.7539 | NPgN | GSP | NG FES - System Transformation | Domestic Baseline Demand Consumption (GWh)
NG FES - System Transformation | Dem_BB08a_NPgSubComponent | GWh | NPgN | SOUTH SHIELDS | Domestic Baseline Demand Consumption (GWh) | SSHI_3 | 109.333 | 109.0872 | 105.5555 | 101.2151 | 97.6535 | 95.1291 | 93.5342 | 93.1176 | 92.9462 | 92.8534 | 92.7462 | 92.5857 | 92.3134 | 92.0593 | 91.8476 | 91.6125 | 91.3624 | 91.1401 | 91.0914 | 91.0651 | 91.0318 | 91.0401 | 91.1911 | 91.3557 | 91.5591 | 91.8755 | 92.1882 | 92.4941 | 92.8007 | 93.0955 | 93.3861 | 93.6745 | NPgN | GSP | NG FES - System Transformation | Domestic Baseline Demand Consumption (GWh)
NG FES - System Transformation | Dem_BB08a_NPgSubComponent | GWh | NPgN | SPADEADAM | Domestic Baseline Demand Consumption (GWh) | KIELD01 and SPAD20 | 12.7888 | 12.8004 | 12.4114 | 11.9235 | 11.5292 | 11.2594 | 11.1014 | 11.0849 | 11.0977 | 11.1195 | 11.1393 | 11.1522 | 11.1513 | 11.152 | 11.1575 | 11.1595 | 11.1592 | 11.164 | 11.1885 | 11.2154 | 11.2414 | 11.2723 | 11.3203 | 11.3701 | 11.4245 | 11.4922 | 11.5589 | 11.6249 | 11.6908 | 11.7554 | 11.8195 | 11.8833 | NPgN | GSP | NG FES - System Transformation | Domestic Baseline Demand Consumption (GWh)
NG FES - System Transformation | Dem_BB08a_NPgSubComponent | GWh | NPgN | SPENNYMOOR | Domestic Baseline Demand Consumption (GWh) | SPEN_1 | 470.4457 | 470.0282 | 454.5675 | 435.4489 | 419.7874 | 408.7298 | 401.8063 | 400.1252 | 399.5457 | 399.3193 | 399.028 | 398.4985 | 397.4728 | 396.5351 | 395.7905 | 394.9425 | 394.03 | 393.288 | 393.1945 | 393.1994 | 393.1761 | 393.3356 | 394.1287 | 394.9804 | 396.0057 | 397.5385 | 399.0587 | 400.5414 | 402.0225 | 403.4497 | 404.8574 | 406.2544 | NPgN | GSP | NG FES - System Transformation | Domestic Baseline Demand Consumption (GWh)
NG FES - System Transformation | Dem_BB08a_NPgSubComponent | GWh | NPgN | STELLA NORTH | Domestic Baseline Demand Consumption (GWh) | STEN_1 | 465.6749 | 465.4663 | 452.3284 | 436.5927 | 423.6615 | 414.4744 | 408.6026 | 406.9268 | 406.0632 | 405.4514 | 404.7888 | 403.9292 | 402.6557 | 401.3981 | 400.2614 | 399.0225 | 397.7089 | 396.2747 | 396.1072 | 396.0191 | 395.8892 | 395.9175 | 396.4641 | 397.0734 | 397.814 | 398.9271 | 399.999 | 401.0881 | 402.1968 | 403.2772 | 404.3445 | 405.41 | NPgN | GSP | NG FES - System Transformation | Domestic Baseline Demand Consumption (GWh)
NG FES - System Transformation | Dem_BB08a_NPgSubComponent | GWh | NPgN | STELLA SOUTH | Domestic Baseline Demand Consumption (GWh) | STES_1 | 278.5375 | 278.1505 | 269.0521 | 257.8227 | 248.62 | 242.1161 | 238.0339 | 237.0219 | 236.6531 | 236.4902 | 236.2896 | 235.9495 | 235.3185 | 234.7376 | 234.2689 | 233.7394 | 233.1715 | 232.6945 | 232.6212 | 232.6058 | 232.5733 | 232.6483 | 233.0945 | 233.5754 | 234.1577 | 235.0361 | 235.9062 | 236.7559 | 237.6054 | 238.4238 | 239.2308 | 240.0318 | NPgN | GSP | NG FES - System Transformation | Domestic Baseline Demand Consumption (GWh)
NG FES - System Transformation | Dem_BB08a_NPgSubComponent | GWh | NPgN | TYNEMOUTH | Domestic Baseline Demand Consumption (GWh) | TYNE_1 | 352.3598 | 352.4788 | 341.749 | 328.7113 | 318.006 | 310.4099 | 305.5851 | 304.2709 | 303.6652 | 303.2836 | 302.8594 | 302.2737 | 301.3493 | 300.4617 | 299.6897 | 298.8412 | 297.9403 | 297.0422 | 296.8945 | 296.8133 | 296.7052 | 296.7245 | 297.1724 | 297.6656 | 298.2717 | 299.2034 | 300.1139 | 301.0192 | 301.9325 | 302.8155 | 303.6866 | 304.5533 | NPgN | GSP | NG FES - System Transformation | Domestic Baseline Demand Consumption (GWh)
NG FES - System Transformation | Dem_BB08a_NPgSubComponent | GWh | NPgN | WEST BOLDON | Domestic Baseline Demand Consumption (GWh) | WBOL_6 | 475.4432 | 474.6726 | 460.1044 | 442.3439 | 427.7679 | 417.4394 | 410.9026 | 409.1718 | 408.4172 | 407.9718 | 407.4678 | 406.7427 | 405.5547 | 404.4214 | 403.4493 | 402.3736 | 401.228 | 400.1127 | 399.9556 | 399.8893 | 399.7877 | 399.8596 | 400.5186 | 401.2387 | 402.1146 | 403.4406 | 404.7405 | 406.0288 | 407.326 | 408.5807 | 409.8188 | 411.0504 | NPgN | GSP | NG FES - System Transformation | Domestic Baseline Demand Consumption (GWh)
NG FES - System Transformation | Dem_BB08a_NPgSubComponent | GWh | NPgY | BRADFORD WEST | Domestic Baseline Demand Consumption (GWh) | BRAW_1 | 871.0565 | 871.2731 | 844.4411 | 811.7039 | 784.8494 | 765.8357 | 753.8218 | 750.6768 | 749.3359 | 748.5661 | 747.6874 | 746.4005 | 744.26 | 742.222 | 740.4817 | 738.5503 | 736.4898 | 734.4913 | 734.2338 | 734.1435 | 733.9888 | 734.1531 | 735.3981 | 736.7547 | 738.3982 | 740.8704 | 743.2947 | 745.696 | 748.1128 | 750.4505 | 752.757 | 755.0509 | NPgY | GSP | NG FES - System Transformation | Domestic Baseline Demand Consumption (GWh)
NG FES - System Transformation | Dem_BB08a_NPgSubComponent | GWh | NPgY | CAMBLESFORTH | Domestic Baseline Demand Consumption (GWh) | CAMB_01 | 55.5651 | 55.5764 | 53.8016 | 51.6027 | 49.8072 | 48.5487 | 47.7722 | 47.6065 | 47.5682 | 47.5703 | 47.5644 | 47.5302 | 47.4377 | 47.3541 | 47.2922 | 47.2174 | 47.1344 | 47.0697 | 47.0886 | 47.1189 | 47.1454 | 47.1934 | 47.3153 | 47.4444 | 47.5936 | 47.8011 | 48.0064 | 48.208 | 48.4093 | 48.6049 | 48.798 | 48.9901 | NPgY | GSP | NG FES - System Transformation | Domestic Baseline Demand Consumption (GWh)
NG FES - System Transformation | Dem_BB08a_NPgSubComponent | GWh | NPgY | CREYKE BECK | Domestic Baseline Demand Consumption (GWh) | CREB_1 | 798.4454 | 796.7222 | 771.8645 | 741.3932 | 716.431 | 698.8084 | 687.7484 | 685.0037 | 683.965 | 683.4665 | 682.8645 | 681.8793 | 680.0959 | 678.4182 | 677.025 | 675.4544 | 673.7659 | 672.1985 | 672.0986 | 672.1545 | 672.1538 | 672.4496 | 673.7557 | 675.1645 | 676.8433 | 679.3048 | 681.7261 | 684.1162 | 686.5154 | 688.8383 | 691.1312 | 693.411 | NPgY | GSP | NG FES - System Transformation | Domestic Baseline Demand Consumption (GWh)
NG FES - System Transformation | Dem_BB08a_NPgSubComponent | GWh | NPgY | DRAX | Domestic Baseline Demand Consumption (GWh) | DRAX_YEDL | 73.424 | 73.6821 | 71.3234 | 68.397 | 66.0093 | 64.3385 | 63.311 | 63.0989 | 63.0571 | 63.0692 | 63.0706 | 63.0342 | 62.9198 | 62.8177 | 62.7444 | 62.6539 | 62.5523 | 62.4769 | 62.5094 | 62.5569 | 62.5996 | 62.6708 | 62.8405 | 63.0199 | 63.226 | 63.5099 | 63.7907 | 64.0665 | 64.3418 | 64.6093 | 64.8737 | 65.1365 | NPgY | GSP | NG FES - System Transformation | Domestic Baseline Demand Consumption (GWh)
NG FES - System Transformation | Dem_BB08a_NPgSubComponent | GWh | NPgY | ELLAND | Domestic Baseline Demand Consumption (GWh) | ELLA_1 | 666.2071 | 666.9666 | 646.331 | 621.1352 | 600.4645 | 585.8261 | 576.5751 | 574.1516 | 573.12 | 572.5298 | 571.8558 | 570.8682 | 569.2242 | 567.6619 | 566.3306 | 564.8535 | 563.2782 | 561.7609 | 561.5513 | 561.4705 | 561.341 | 561.4566 | 562.4041 | 563.4366 | 564.6904 | 566.5845 | 568.4434 | 570.2825 | 572.1327 | 573.9211 | 575.6855 | 577.4398 | NPgY | GSP | NG FES - System Transformation | Domestic Baseline Demand Consumption (GWh)
NG FES - System Transformation | Dem_BB08a_NPgSubComponent | GWh | NPgY | FERRYBRIDGE A | Domestic Baseline Demand Consumption (GWh) | FERRA2 | 187.1391 | 187.1812 | 181.1264 | 173.6574 | 167.5377 | 163.2159 | 160.507 | 159.8436 | 159.6071 | 159.507 | 159.3816 | 159.1629 | 158.7497 | 158.3684 | 158.061 | 157.7125 | 157.3376 | 157.019 | 156.9844 | 156.9883 | 156.9802 | 157.0441 | 157.3559 | 157.6912 | 158.0941 | 158.6939 | 159.2876 | 159.8685 | 160.4497 | 161.0104 | 161.5636 | 162.1129 | NPgY | GSP | NG FES - System Transformation | Domestic Baseline Demand Consumption (GWh)
NG FES - System Transformation | Dem_BB08a_NPgSubComponent | GWh | NPgY | FERRYBRIDGE B | Domestic Baseline Demand Consumption (GWh) | FERRB9 | 450.2515 | 450.2644 | 436.6188 | 419.9796 | 406.3386 | 396.6971 | 390.6241 | 389.0739 | 388.4386 | 388.0915 | 387.6882 | 387.0752 | 386.0244 | 385.0209 | 384.1662 | 383.2114 | 382.188 | 381.1825 | 381.1145 | 381.1315 | 381.1138 | 381.2596 | 381.9583 | 382.7156 | 383.6187 | 384.9429 | 386.2398 | 387.5282 | 388.8256 | 390.0839 | 391.3264 | 392.563 | NPgY | GSP | NG FES - System Transformation | Domestic Baseline Demand Consumption (GWh)
NG FES - System Transformation | Dem_BB08a_NPgSubComponent | GWh | NPgY | GRIMSBY WEST | Domestic Baseline Demand Consumption (GWh) | GRIW_1 | 271.6324 | 270.7401 | 262.0534 | 251.3628 | 242.6012 | 236.4096 | 232.521 | 231.552 | 231.1895 | 231.0205 | 230.8154 | 230.4771 | 229.8606 | 229.2877 | 228.8188 | 228.2905 | 227.7238 | 227.2254 | 227.1641 | 227.1577 | 227.1336 | 227.2124 | 227.6452 | 228.1121 | 228.675 | 229.517 | 230.3488 | 231.1645 | 231.9814 | 232.7698 | 233.5475 | 234.3199 | NPgY | GSP | NG FES - System Transformation | Domestic Baseline Demand Consumption (GWh)
NG FES - System Transformation | Dem_BB08a_NPgSubComponent | GWh | NPgY | JORDANTHORPE | Domestic Baseline Demand Consumption (GWh) | JORD_3 | 137.396 | 137.3847 | 133.5584 | 128.9814 | 125.2208 | 122.5512 | 120.8468 | 120.3644 | 120.117 | 119.9422 | 119.7523 | 119.5047 | 119.1359 | 118.7704 | 118.4392 | 118.0776 | 117.6934 | 117.2676 | 117.2275 | 117.2105 | 117.1807 | 117.1971 | 117.3648 | 117.551 | 117.7752 | 118.1074 | 118.4267 | 118.7521 | 119.0836 | 119.407 | 119.7266 | 120.0456 | NPgY | GSP | NG FES - System Transformation | Domestic Baseline Demand Consumption (GWh)
NG FES - System Transformation | Dem_BB08a_NPgSubComponent | GWh | NPgY | KEADBY | Domestic Baseline Demand Consumption (GWh) | KEAD_YEDL | 369.7037 | 369.9573 | 358.0982 | 343.3689 | 331.3527 | 322.9487 | 317.7879 | 316.7382 | 316.5485 | 316.631 | 316.6598 | 316.4975 | 315.9423 | 315.4492 | 315.1026 | 314.6691 | 314.18 | 313.8287 | 314.0072 | 314.2614 | 314.4913 | 314.865 | 315.7353 | 316.6546 | 317.7089 | 319.1569 | 320.5901 | 321.9965 | 323.4005 | 324.7648 | 326.1131 | 327.4534 | NPgY | GSP | NG FES - System Transformation | Domestic Baseline Demand Consumption (GWh)
NG FES - System Transformation | Dem_BB08a_NPgSubComponent | GWh | NPgY | KIRKSTALL B | Domestic Baseline Demand Consumption (GWh) | KIRKB1 | 446.7515 | 446.5296 | 433.795 | 418.4841 | 405.908 | 396.9853 | 391.3027 | 389.7243 | 388.9469 | 388.4185 | 387.8397 | 387.0683 | 385.8927 | 384.7377 | 383.7038 | 382.5714 | 381.3675 | 380.066 | 379.9346 | 379.8807 | 379.7873 | 379.8471 | 380.4136 | 381.0391 | 381.7938 | 382.9171 | 384.0031 | 385.1011 | 386.2165 | 387.3021 | 388.3743 | 389.4438 | NPgY | GSP | NG FES - System Transformation | Domestic Baseline Demand Consumption (GWh)
NG FES - System Transformation | Dem_BB08a_NPgSubComponent | GWh | NPgY | NEEPSEND | Domestic Baseline Demand Consumption (GWh) | NEEP_3 | 190.3047 | 190.4097 | 184.8773 | 178.2026 | 172.7219 | 168.8353 | 166.3645 | 165.687 | 165.3631 | 165.1496 | 164.9142 | 164.595 | 164.1003 | 163.6175 | 163.1893 | 162.7192 | 162.2192 | 161.6905 | 161.6334 | 161.6102 | 161.5707 | 161.5976 | 161.8451 | 162.1176 | 162.447 | 162.9388 | 163.4159 | 163.8959 | 164.3823 | 164.855 | 165.3217 | 165.7869 | NPgY | GSP | NG FES - System Transformation | Domestic Baseline Demand Consumption (GWh)
NG FES - System Transformation | Dem_BB08a_NPgSubComponent | GWh | NPgY | NORTON LEES | Domestic Baseline Demand Consumption (GWh) | NORL_3 | 177.3741 | 177.4669 | 172.4819 | 166.5099 | 161.6035 | 158.1205 | 155.8978 | 155.2708 | 154.9521 | 154.7288 | 154.4859 | 154.1679 | 153.692 | 153.2217 | 152.7969 | 152.333 | 151.8402 | 151.2984 | 151.2442 | 151.22 | 151.1797 | 151.1994 | 151.4165 | 151.6572 | 151.9478 | 152.3799 | 152.796 | 153.219 | 153.6496 | 154.0692 | 154.4838 | 154.8976 | NPgY | GSP | NG FES - System Transformation | Domestic Baseline Demand Consumption (GWh)
NG FES - System Transformation | Dem_BB08a_NPgSubComponent | GWh | NPgY | PITSMOOR 3/4 | Domestic Baseline Demand Consumption (GWh) | PITS_BB_B | 75.8302 | 75.8898 | 73.6452 | 70.923 | 68.6888 | 67.1064 | 66.1045 | 65.8385 | 65.7193 | 65.6462 | 65.5641 | 65.4477 | 65.2595 | 65.0777 | 64.9191 | 64.7438 | 64.5568 | 64.3652 | 64.3475 | 64.3436 | 64.3336 | 64.3505 | 64.4579 | 64.5753 | 64.7162 | 64.925 | 65.1286 | 65.3321 | 65.5377 | 65.7373 | 65.9344 | 66.1307 | NPgY | GSP | NG FES - System Transformation | Domestic Baseline Demand Consumption (GWh)
NG FES - System Transformation | Dem_BB08a_NPgSubComponent | GWh | NPgY | SALTEND NORTH | Domestic Baseline Demand Consumption (GWh) | SALT_1 | 102.2171 | 101.9766 | 98.6626 | 94.5716 | 91.2209 | 88.8562 | 87.3759 | 87.0169 | 86.8923 | 86.8427 | 86.7791 | 86.6644 | 86.4431 | 86.2397 | 86.0769 | 85.8916 | 85.6919 | 85.5246 | 85.5085 | 85.5135 | 85.512 | 85.5499 | 85.7234 | 85.9097 | 86.133 | 86.464 | 86.7918 | 87.1124 | 87.4329 | 87.7422 | 88.0474 | 88.3504 | NPgY | GSP | NG FES - System Transformation | Domestic Baseline Demand Consumption (GWh)
NG FES - System Transformation | Dem_BB08a_NPgSubComponent | GWh | NPgY | SHEFFIELD CITY | Domestic Baseline Demand Consumption (GWh) | SHEC_3 | 105.1721 | 105.2419 | 102.3911 | 98.9982 | 96.2102 | 94.2313 | 92.9662 | 92.605 | 92.4146 | 92.2764 | 92.1271 | 91.9347 | 91.6518 | 91.3689 | 91.1099 | 90.8275 | 90.5273 | 90.186 | 90.1607 | 90.1524 | 90.1338 | 90.1499 | 90.2784 | 90.4213 | 90.592 | 90.841 | 91.0793 | 91.324 | 91.574 | 91.8186 | 92.0605 | 92.3023 | NPgY | GSP | NG FES - System Transformation | Domestic Baseline Demand Consumption (GWh)
NG FES - System Transformation | Dem_BB08a_NPgSubComponent | GWh | NPgY | SKELTON GRANGE | Domestic Baseline Demand Consumption (GWh) | SKLGB1 | 1091.04 | 1091.0705 | 1059.6727 | 1021.857 | 990.801 | 968.7723 | 954.7559 | 950.8887 | 949.0123 | 947.7561 | 946.3756 | 944.5199 | 941.6674 | 938.874 | 936.3851 | 933.6557 | 930.7531 | 927.6482 | 927.3258 | 927.195 | 926.9693 | 927.121 | 928.5234 | 930.0697 | 931.9366 | 934.7191 | 937.414 | 940.1318 | 942.8893 | 945.5712 | 948.2197 | 950.8605 | NPgY | GSP | NG FES - System Transformation | Domestic Baseline Demand Consumption (GWh)
NG FES - System Transformation | Dem_BB08a_NPgSubComponent | GWh | NPgY | TEMPLEBOROUGH 275/33KV | Domestic Baseline Demand Consumption (GWh) | TEMP_3 | 12.4403 | 12.4224 | 12.0522 | 11.6028 | 11.2341 | 10.9728 | 10.8074 | 10.7633 | 10.7436 | 10.7314 | 10.7178 | 10.6986 | 10.6675 | 10.6376 | 10.6115 | 10.5827 | 10.552 | 10.5207 | 10.5174 | 10.5164 | 10.5144 | 10.5168 | 10.5341 | 10.553 | 10.5758 | 10.6099 | 10.6431 | 10.6762 | 10.7097 | 10.7421 | 10.7742 | 10.8061 | NPgY | GSP | NG FES - System Transformation | Domestic Baseline Demand Consumption (GWh)
NG FES - System Transformation | Dem_BB08a_NPgSubComponent | GWh | NPgY | THURCROFT | Domestic Baseline Demand Consumption (GWh) | THUR_6 | 308.2374 | 307.8472 | 297.8605 | 285.5424 | 275.4475 | 268.3151 | 263.8402 | 262.7356 | 262.335 | 262.1595 | 261.9424 | 261.5718 | 260.8811 | 260.2436 | 259.7282 | 259.1454 | 258.5196 | 257.9873 | 257.9184 | 257.9129 | 257.8879 | 257.9813 | 258.4831 | 259.0234 | 259.6751 | 260.6514 | 261.6179 | 262.5631 | 263.5087 | 264.4204 | 265.3197 | 266.2126 | NPgY | GSP | NG FES - System Transformation | Domestic Baseline Demand Consumption (GWh)
NG FES - System Transformation | Dem_BB08a_NPgSubComponent | GWh | NPgY | WEST MELTON / THORPE MARSH | Domestic Baseline Demand Consumption (GWh) | WMEL_THOM | 582.6453 | 581.7073 | 563.1164 | 540.2519 | 521.5061 | 508.2509 | 499.9155 | 497.8198 | 497.0182 | 496.6296 | 496.1643 | 495.414 | 494.0686 | 492.815 | 491.7833 | 490.6243 | 489.383 | 488.2801 | 488.1331 | 488.1036 | 488.0355 | 488.1881 | 489.0987 | 490.0825 | 491.2717 | 493.0582 | 494.8228 | 496.554 | 498.2887 | 499.9624 | 501.6135 | 503.2535 | NPgY | GSP | NG FES - System Transformation | Domestic Baseline Demand Consumption (GWh)
NG FES - System Transformation | Dem_BB08a_NPgSubComponent | GWh | NPgY | WEST MELTON SECTION 3 | Domestic Baseline Demand Consumption (GWh) | WMEL_BB3 | 590.1343 | 590.3712 | 571.7729 | 548.9628 | 530.2592 | 517.0302 | 508.7001 | 506.5814 | 505.7419 | 505.3093 | 504.8003 | 504.0067 | 502.6186 | 501.3145 | 500.2268 | 499.0096 | 497.7072 | 496.5091 | 496.3594 | 496.3266 | 496.253 | 496.4004 | 497.3034 | 498.2813 | 499.4624 | 501.2331 | 502.9776 | 504.6951 | 506.4187 | 508.0836 | 509.7262 | 511.3585 | NPgY | GSP | NG FES - System Transformation | Domestic Baseline Demand Consumption (GWh)
NG FES - System Transformation | Dem_BB08a_NPgSubComponent | GWh | NPgY | WINCOBANK | Domestic Baseline Demand Consumption (GWh) | WIBA_3 | 23.9603 | 23.9255 | 23.1539 | 22.2047 | 21.426 | 20.8746 | 20.5269 | 20.4377 | 20.4023 | 20.3841 | 20.3627 | 20.3296 | 20.2719 | 20.2182 | 20.1738 | 20.1242 | 20.0713 | 20.0245 | 20.0158 | 20.012 | 20.0066 | 20.0104 | 20.0455 | 20.0836 | 20.1302 | 20.2017 | 20.2724 | 20.3416 | 20.4109 | 20.4777 | 20.5435 | 20.6088 | NPgY | GSP | NG FES - System Transformation | Domestic Baseline Demand Consumption (GWh)
NG FES - System Transformation | Dem_BB006 | GWh | NPgN | BLYTH 66kV | EV - cars & vans consumption (GWh) | BLYTB1 | 1.2873 | 1.9243 | 3.2228 | 4.8039 | 7.0572 | 10.075 | 14.0909 | 19.4145 | 26.3066 | 35.1325 | 46.231 | 59.875 | 77.3507 | 96.4629 | 118.4842 | 142.8975 | 168.1574 | 193.7086 | 217.9902 | 239.6613 | 257.8591 | 272.2613 | 283.0586 | 290.8884 | 291.8425 | 290.686 | 289.005 | 286.6622 | 283.662 | 281.4766 | 279.1075 | 276.7233 | NPgN | GSP | NG FES - System Transformation | EV - cars & vans consumption (GWh)
NG FES - System Transformation | Dem_BB006 | GWh | NPgN | BLYTH 132kV | EV - cars & vans consumption (GWh) | BLYTH132 | 0.83083 | 1.1624 | 1.8146 | 2.5115 | 3.4106 | 4.4797 | 5.8207 | 7.6092 | 9.9398 | 12.9448 | 16.7534 | 21.4833 | 27.5753 | 34.3215 | 42.1946 | 51.0285 | 60.4959 | 70.2155 | 79.5876 | 87.8633 | 94.7864 | 100.2488 | 104.3128 | 107.2253 | 107.8422 | 107.3479 | 106.6483 | 105.6945 | 104.4814 | 103.4395 | 102.284 | 101.0677 | NPgN | GSP | NG FES - System Transformation | EV - cars & vans consumption (GWh)
NG FES - System Transformation | Dem_BB006 | GWh | NPgN | FOURSTONES | EV - cars & vans consumption (GWh) | FOUR_1 | 0.17524 | 0.25783 | 0.41234 | 0.5948 | 0.84636 | 1.1714 | 1.598 | 2.1702 | 2.9188 | 3.8875 | 5.1202 | 6.6595 | 8.6465 | 10.8618 | 13.4641 | 16.4017 | 19.6072 | 22.9206 | 26.1366 | 28.9606 | 31.3181 | 33.1751 | 34.5514 | 35.5318 | 35.7842 | 35.6085 | 35.3628 | 35.0309 | 34.6103 | 34.2238 | 33.7916 | 33.3297 | NPgN | GSP | NG FES - System Transformation | EV - cars & vans consumption (GWh)
NG FES - System Transformation | Dem_BB006 | GWh | NPgN | HARTMOOR | EV - cars & vans consumption (GWh) | HARM_6 | 0.55513 | 0.8427 | 1.42 | 2.1382 | 3.1731 | 4.5761 | 6.4548 | 8.9495 | 12.1838 | 16.3312 | 21.5547 | 27.9899 | 36.2407 | 45.2882 | 55.7414 | 67.36 | 79.4777 | 91.7753 | 103.5003 | 113.9374 | 122.6934 | 129.6179 | 134.8 | 138.5477 | 139.0812 | 138.5105 | 137.6865 | 136.5443 | 135.0841 | 133.9742 | 132.7634 | 131.5293 | NPgN | GSP | NG FES - System Transformation | EV - cars & vans consumption (GWh)
NG FES - System Transformation | Dem_BB006 | GWh | NPgN | HAWTHORN PIT GRID | EV - cars & vans consumption (GWh) | HAWP_6 | 0.78901 | 1.1687 | 1.9464 | 2.8806 | 4.2011 | 5.9541 | 8.2768 | 11.3539 | 15.3356 | 20.4324 | 26.8382 | 34.7079 | 44.7844 | 55.7948 | 68.4697 | 82.5094 | 96.9968 | 111.6353 | 125.531 | 137.9442 | 148.3713 | 156.6257 | 162.8177 | 167.3122 | 167.8286 | 167.1715 | 166.2141 | 164.8772 | 163.1642 | 161.9352 | 160.6059 | 159.2745 | NPgN | GSP | NG FES - System Transformation | EV - cars & vans consumption (GWh)
NG FES - System Transformation | Dem_BB006 | GWh | NPgN | KNARESBOROUGH | EV - cars & vans consumption (GWh) | KNARE_111 | 1.6212 | 2.3613 | 3.8172 | 5.5122 | 7.8446 | 10.8495 | 14.7801 | 20.0157 | 26.8246 | 35.5843 | 46.6584 | 60.368 | 77.9913 | 97.433 | 120.0339 | 145.3 | 172.1036 | 199.5003 | 225.8057 | 249.1001 | 268.6063 | 284.0097 | 295.4945 | 303.7527 | 305.2882 | 303.9434 | 302.0269 | 299.3986 | 296.0498 | 293.2914 | 290.2485 | 287.0788 | NPgN | GSP | NG FES - System Transformation | EV - cars & vans consumption (GWh)
NG FES - System Transformation | Dem_BB006 | GWh | NPgN | LACKENBY | EV - cars & vans consumption (GWh) | LACK_6 | 0.83005 | 1.3002 | 2.2503 | 3.4786 | 5.2918 | 7.811 | 11.2211 | 15.7461 | 21.6073 | 29.1163 | 38.5633 | 50.1853 | 65.0743 | 81.3726 | 100.1691 | 121.0251 | 142.6668 | 164.5818 | 185.4308 | 204.0188 | 219.6214 | 231.966 | 241.2146 | 247.9147 | 248.7809 | 247.7825 | 246.3349 | 244.3213 | 241.7443 | 239.8376 | 237.7657 | 235.6706 | NPgN | GSP | NG FES - System Transformation | EV - cars & vans consumption (GWh)
NG FES - System Transformation | Dem_BB006 | GWh | NPgN | NORTON | EV - cars & vans consumption (GWh) | NORT_1 | 3.077 | 4.7217 | 8.0215 | 12.1846 | 18.2359 | 26.5131 | 37.6417 | 52.4206 | 71.5793 | 96.1451 | 127.0824 | 165.1923 | 214.0495 | 267.6183 | 329.5019 | 398.2756 | 469.9796 | 542.7368 | 612.0947 | 673.839 | 725.6396 | 766.6062 | 797.2662 | 819.4418 | 822.5801 | 819.2096 | 814.3419 | 807.5928 | 798.9639 | 792.4168 | 785.2761 | 778.0016 | NPgN | GSP | NG FES - System Transformation | EV - cars & vans consumption (GWh)
NG FES - System Transformation | Dem_BB006 | GWh | NPgN | OFFERTON | EV - cars & vans consumption (GWh) | OFFE_3 | 0.37245 | 0.56327 | 0.94538 | 1.4182 | 2.0972 | 3.0142 | 4.2401 | 5.8685 | 7.9803 | 10.6892 | 14.1022 | 18.3089 | 23.7037 | 29.6231 | 36.4663 | 44.0768 | 52.0279 | 60.103 | 67.8076 | 74.6622 | 80.4117 | 84.9578 | 88.3587 | 90.8168 | 91.1776 | 90.8007 | 90.2573 | 89.5048 | 88.5432 | 87.8058 | 87.0004 | 86.1774 | NPgN | GSP | NG FES - System Transformation | EV - cars & vans consumption (GWh)
NG FES - System Transformation | Dem_BB006 | GWh | NPgN | OSBALDWICK | EV - cars & vans consumption (GWh) | OSBA_1 | 3.0076 | 4.3184 | 6.8806 | 9.7805 | 13.6874 | 18.5961 | 24.9388 | 33.3988 | 44.4166 | 58.6122 | 76.5884 | 98.8913 | 127.5947 | 159.3437 | 196.3511 | 237.8263 | 282.1449 | 327.5802 | 371.3331 | 409.9953 | 442.3455 | 467.8755 | 486.8814 | 500.5148 | 503.3006 | 501.019 | 497.7841 | 493.3663 | 487.745 | 482.9722 | 477.6863 | 472.1383 | NPgN | GSP | NG FES - System Transformation | EV - cars & vans consumption (GWh)
NG FES - System Transformation | Dem_BB006 | GWh | NPgN | POPPLETON | EV - cars & vans consumption (GWh) | POPP_3 | 0.49988 | 0.71178 | 1.1335 | 1.6036 | 2.2318 | 3.013 | 4.0162 | 5.3508 | 7.0851 | 9.3151 | 12.1321 | 15.6161 | 20.0932 | 25.026 | 30.7532 | 37.1484 | 43.9076 | 50.807 | 57.4226 | 63.2883 | 68.2025 | 72.0844 | 74.9812 | 77.0668 | 77.4349 | 77.0989 | 76.6188 | 75.9588 | 75.1174 | 74.4356 | 73.6852 | 72.9068 | NPgN | GSP | NG FES - System Transformation | EV - cars & vans consumption (GWh)
NG FES - System Transformation | Dem_BB006 | GWh | NPgN | SALTHOLME | EV - cars & vans consumption (GWh) | SALH_1 | 0.017908 | 0.027968 | 0.045606 | 0.068392 | 0.10136 | 0.1463 | 0.20692 | 0.28869 | 0.39609 | 0.53561 | 0.71394 | 0.93792 | 1.2278 | 1.5532 | 1.9381 | 2.3752 | 2.8606 | 3.3657 | 3.8591 | 4.2901 | 4.6492 | 4.9317 | 5.1402 | 5.288 | 5.3325 | 5.3046 | 5.266 | 5.2143 | 5.1489 | 5.0854 | 5.0138 | 4.9364 | NPgN | GSP | NG FES - System Transformation | EV - cars & vans consumption (GWh)
NG FES - System Transformation | Dem_BB006 | GWh | NPgN | SOUTH SHIELDS | EV - cars & vans consumption (GWh) | SSHI_3 | 0.36552 | 0.54958 | 0.91166 | 1.3558 | 1.9884 | 2.8357 | 3.9646 | 5.4676 | 7.4204 | 9.9304 | 13.1 | 17.0184 | 22.0511 | 27.5937 | 34.0258 | 41.2044 | 48.7848 | 56.5173 | 63.9272 | 70.4976 | 76.0021 | 80.3504 | 83.5957 | 85.9329 | 86.3398 | 85.9666 | 85.4328 | 84.6988 | 83.7627 | 83.0074 | 82.1764 | 81.3153 | NPgN | GSP | NG FES - System Transformation | EV - cars & vans consumption (GWh)
NG FES - System Transformation | Dem_BB006 | GWh | NPgN | SPADEADAM | EV - cars & vans consumption (GWh) | KIELD01 and SPAD20 | 0.054835 | 0.08416 | 0.13871 | 0.20752 | 0.3065 | 0.4405 | 0.62031 | 0.86122 | 1.1759 | 1.5826 | 2.0992 | 2.7429 | 3.5729 | 4.4958 | 5.5774 | 6.7954 | 8.1161 | 9.4776 | 10.7958 | 11.9553 | 12.9238 | 13.6872 | 14.2536 | 14.658 | 14.7556 | 14.6849 | 14.5854 | 14.4508 | 14.2799 | 14.1264 | 13.9551 | 13.7729 | NPgN | GSP | NG FES - System Transformation | EV - cars & vans consumption (GWh)
NG FES - System Transformation | Dem_BB006 | GWh | NPgN | SPENNYMOOR | EV - cars & vans consumption (GWh) | SPEN_1 | 1.9942 | 2.9555 | 4.8771 | 7.1842 | 10.4332 | 14.7294 | 20.4165 | 27.9737 | 37.7792 | 50.364 | 66.2304 | 85.8029 | 110.9157 | 138.4982 | 170.4191 | 205.9544 | 243.1867 | 281.0471 | 317.2153 | 349.3659 | 376.3249 | 397.6366 | 413.5696 | 425.0744 | 426.848 | 425.0617 | 422.4921 | 418.9409 | 414.405 | 410.8771 | 407.0156 | 403.054 | NPgN | GSP | NG FES - System Transformation | EV - cars & vans consumption (GWh)
NG FES - System Transformation | Dem_BB006 | GWh | NPgN | STELLA NORTH | EV - cars & vans consumption (GWh) | STEN_1 | 1.3517 | 2.0154 | 3.3074 | 4.8714 | 7.0771 | 9.9994 | 13.8751 | 19.0424 | 25.7657 | 34.4188 | 45.3632 | 58.9211 | 76.3532 | 95.6001 | 117.993 | 143.0453 | 169.6872 | 196.9429 | 223.136 | 246.3116 | 265.7123 | 281.0285 | 292.4421 | 300.6423 | 302.2181 | 300.8736 | 298.9608 | 296.3415 | 293.0057 | 290.2287 | 287.161 | 283.9568 | NPgN | GSP | NG FES - System Transformation | EV - cars & vans consumption (GWh)
NG FES - System Transformation | Dem_BB006 | GWh | NPgN | STELLA SOUTH | EV - cars & vans consumption (GWh) | STES_1 | 1.2316 | 1.8051 | 2.9486 | 4.2964 | 6.1704 | 8.6135 | 11.8258 | 16.0961 | 21.6394 | 28.7579 | 37.738 | 48.8243 | 63.0551 | 78.7003 | 96.8243 | 117.0193 | 138.2361 | 159.836 | 180.4941 | 198.8425 | 214.2237 | 226.3801 | 235.463 | 242.0155 | 243.0713 | 242.0424 | 240.5655 | 238.5278 | 235.9267 | 233.8768 | 231.629 | 229.3147 | NPgN | GSP | NG FES - System Transformation | EV - cars & vans consumption (GWh)
NG FES - System Transformation | Dem_BB006 | GWh | NPgN | TYNEMOUTH | EV - cars & vans consumption (GWh) | TYNE_1 | 1.034 | 1.5636 | 2.627 | 3.9429 | 5.8331 | 8.3869 | 11.8011 | 16.3349 | 22.2129 | 29.7507 | 39.2448 | 50.942 | 65.9398 | 82.3872 | 101.3914 | 122.5156 | 144.5515 | 166.9168 | 188.2424 | 207.2247 | 223.1493 | 235.7428 | 245.1669 | 251.982 | 252.9556 | 251.9167 | 250.4171 | 248.3385 | 245.6813 | 243.6597 | 241.4539 | 239.2051 | NPgN | GSP | NG FES - System Transformation | EV - cars & vans consumption (GWh)
NG FES - System Transformation | Dem_BB006 | GWh | NPgN | WEST BOLDON | EV - cars & vans consumption (GWh) | WBOL_6 | 1.4647 | 2.1843 | 3.6318 | 5.3873 | 7.8778 | 11.1976 | 15.6078 | 21.4636 | 29.0554 | 38.7913 | 51.0545 | 66.1637 | 85.5376 | 106.7845 | 131.3351 | 158.6257 | 187.0946 | 215.9906 | 243.5448 | 268.072 | 288.6487 | 304.9214 | 317.0988 | 325.9049 | 327.1634 | 325.8197 | 323.8799 | 321.1913 | 317.7544 | 315.1391 | 312.2855 | 309.3761 | NPgN | GSP | NG FES - System Transformation | EV - cars & vans consumption (GWh)
NG FES - System Transformation | Dem_BB006 | GWh | NPgY | BRADFORD WEST | EV - cars & vans consumption (GWh) | BRAW_1 | 3.4172 | 6.1187 | 8.9637 | 13.3501 | 19.48 | 27.8234 | 38.7485 | 53.097 | 71.5264 | 95.0268 | 124.5674 | 161.0433 | 206.7419 | 259.6679 | 321.1091 | 389.7126 | 462.2567 | 536.2932 | 607.271 | 670.1646 | 722.847 | 764.452 | 795.4964 | 817.838 | 821.8126 | 818.2403 | 813.132 | 806.119 | 797.1716 | 789.9034 | 781.9051 | 773.5953 | NPgY | GSP | NG FES - System Transformation | EV - cars & vans consumption (GWh)
NG FES - System Transformation | Dem_BB006 | GWh | NPgY | CAMBLESFORTH | EV - cars & vans consumption (GWh) | CAMB_01 | 0.38137 | 0.64559 | 0.91397 | 1.3078 | 1.8373 | 2.532 | 3.4364 | 4.6224 | 6.1446 | 8.0844 | 10.521 | 13.5265 | 17.2905 | 21.6447 | 26.6927 | 32.3225 | 38.2524 | 44.2956 | 50.0807 | 55.2138 | 59.5156 | 62.9143 | 65.4524 | 67.2815 | 67.5886 | 67.2996 | 66.885 | 66.3144 | 65.5859 | 65.0046 | 64.3666 | 63.7067 | NPgY | GSP | NG FES - System Transformation | EV - cars & vans consumption (GWh)
NG FES - System Transformation | Dem_BB006 | GWh | NPgY | CREYKE BECK | EV - cars & vans consumption (GWh) | CREB_1 | 5.4361 | 8.9482 | 12.3836 | 17.2813 | 23.6758 | 31.8235 | 42.3846 | 56.243 | 74.0419 | 96.7426 | 125.2836 | 160.5305 | 204.7052 | 255.8741 | 315.2853 | 381.6356 | 451.8007 | 523.4292 | 592.1147 | 652.9899 | 703.9873 | 744.2642 | 774.3185 | 795.9477 | 799.7985 | 796.3217 | 791.35 | 784.5246 | 775.8166 | 768.7424 | 760.9575 | 752.8693 | NPgY | GSP | NG FES - System Transformation | EV - cars & vans consumption (GWh)
NG FES - System Transformation | Dem_BB006 | GWh | NPgY | DRAX | EV - cars & vans consumption (GWh) | DRAX_YEDL | 0.48672 | 0.83243 | 1.1886 | 1.716 | 2.4314 | 3.3783 | 4.6125 | 6.2307 | 8.3067 | 10.9514 | 14.2719 | 18.3657 | 23.4909 | 29.4164 | 36.2816 | 43.9331 | 51.9781 | 60.1703 | 68.0067 | 74.9637 | 80.7952 | 85.4029 | 88.8455 | 91.3278 | 91.7331 | 91.3437 | 90.7844 | 90.0139 | 89.0298 | 88.2511 | 87.3974 | 86.5166 | NPgY | GSP | NG FES - System Transformation | EV - cars & vans consumption (GWh)
NG FES - System Transformation | Dem_BB006 | GWh | NPgY | ELLAND | EV - cars & vans consumption (GWh) | ELLA_1 | 2.9748 | 5.2108 | 7.5533 | 11.0962 | 15.9851 | 22.5621 | 31.1559 | 42.4299 | 56.8984 | 75.3341 | 98.4883 | 127.045 | 162.8023 | 204.1609 | 252.1031 | 305.561 | 361.8538 | 419.2094 | 474.1051 | 522.8135 | 563.6339 | 595.8836 | 619.9693 | 637.3276 | 640.2301 | 637.495 | 633.5713 | 628.1706 | 621.2747 | 615.7795 | 609.7482 | 603.5136 | NPgY | GSP | NG FES - System Transformation | EV - cars & vans consumption (GWh)
NG FES - System Transformation | Dem_BB006 | GWh | NPgY | FERRYBRIDGE A | EV - cars & vans consumption (GWh) | FERRA2 | 1.2096 | 2.0078 | 2.84 | 4.0258 | 5.5995 | 7.6374 | 10.28 | 13.7298 | 18.1408 | 23.742 | 30.7488 | 39.3444 | 50.0792 | 62.4208 | 76.6291 | 92.3704 | 108.6195 | 125.0417 | 140.6328 | 154.5573 | 166.2545 | 175.5129 | 182.4584 | 187.498 | 188.0826 | 187.3454 | 186.2703 | 184.7709 | 182.8483 | 181.4659 | 179.9713 | 178.4714 | NPgY | GSP | NG FES - System Transformation | EV - cars & vans consumption (GWh)
NG FES - System Transformation | Dem_BB006 | GWh | NPgY | FERRYBRIDGE B | EV - cars & vans consumption (GWh) | FERRB9 | 2.5967 | 4.4093 | 6.3007 | 9.0711 | 12.815 | 17.752 | 24.1779 | 32.5876 | 43.3609 | 57.0653 | 74.2444 | 95.3772 | 121.8055 | 152.2854 | 187.5013 | 226.6488 | 267.4853 | 308.9348 | 348.4566 | 383.6315 | 413.1428 | 436.4783 | 453.9429 | 466.5697 | 468.3757 | 466.4532 | 463.6745 | 459.8267 | 454.904 | 451.1583 | 447.074 | 442.9054 | NPgY | GSP | NG FES - System Transformation | EV - cars & vans consumption (GWh)
NG FES - System Transformation | Dem_BB006 | GWh | NPgY | GRIMSBY WEST | EV - cars & vans consumption (GWh) | GRIW_1 | 1.6604 | 2.7564 | 3.8612 | 5.4458 | 7.5397 | 10.2405 | 13.7452 | 18.3351 | 24.2201 | 31.7127 | 41.1145 | 52.6953 | 67.1893 | 83.9297 | 103.3035 | 124.8741 | 147.4787 | 170.4681 | 192.4314 | 211.9519 | 228.3215 | 241.2603 | 250.9342 | 257.9176 | 258.9987 | 257.9145 | 256.3533 | 254.1978 | 251.4429 | 249.2979 | 246.9513 | 244.5407 | NPgY | GSP | NG FES - System Transformation | EV - cars & vans consumption (GWh)
NG FES - System Transformation | Dem_BB006 | GWh | NPgY | JORDANTHORPE | EV - cars & vans consumption (GWh) | JORD_3 | 0.87813 | 1.4176 | 1.9608 | 2.7095 | 3.6714 | 4.8759 | 6.4294 | 8.4561 | 11.0473 | 14.3375 | 18.4533 | 23.5019 | 29.8076 | 37.0563 | 45.4004 | 54.6439 | 64.1797 | 73.816 | 82.9635 | 91.1358 | 98.0019 | 103.437 | 107.515 | 110.4746 | 110.8133 | 110.38 | 109.7478 | 108.8658 | 107.7348 | 106.924 | 106.0479 | 105.1696 | NPgY | GSP | NG FES - System Transformation | EV - cars & vans consumption (GWh)
NG FES - System Transformation | Dem_BB006 | GWh | NPgY | KEADBY | EV - cars & vans consumption (GWh) | KEAD_YEDL | 4.5359 | 7.1579 | 9.6067 | 12.8886 | 16.9244 | 21.7373 | 27.9062 | 35.9888 | 46.3645 | 59.5944 | 76.2233 | 96.7488 | 122.4747 | 152.2566 | 186.8133 | 225.3846 | 266.0807 | 307.5989 | 347.3844 | 382.6798 | 412.2594 | 435.6274 | 453.0739 | 465.6396 | 467.8038 | 465.7893 | 462.9037 | 458.9367 | 453.8732 | 449.8023 | 445.3288 | 440.6937 | NPgY | GSP | NG FES - System Transformation | EV - cars & vans consumption (GWh)
NG FES - System Transformation | Dem_BB006 | GWh | NPgY | KIRKSTALL B | EV - cars & vans consumption (GWh) | KIRKB1 | 2.1979 | 3.7751 | 5.435 | 7.893 | 11.2444 | 15.7018 | 21.5116 | 29.1177 | 38.8636 | 51.2632 | 66.8097 | 85.9395 | 109.8653 | 137.4678 | 169.3706 | 204.8467 | 241.8931 | 279.5111 | 315.3944 | 347.319 | 374.0997 | 395.2736 | 411.1167 | 422.567 | 424.2362 | 422.4868 | 419.9606 | 416.4649 | 411.9936 | 408.5728 | 404.8398 | 401.0239 | NPgY | GSP | NG FES - System Transformation | EV - cars & vans consumption (GWh)
NG FES - System Transformation | Dem_BB006 | GWh | NPgY | NEEPSEND | EV - cars & vans consumption (GWh) | NEEP_3 | 0.99277 | 1.6472 | 2.2994 | 3.2361 | 4.4716 | 6.062 | 8.1261 | 10.8321 | 14.3047 | 18.7297 | 24.2878 | 31.143 | 39.7284 | 49.6591 | 61.1709 | 74.0078 | 87.5228 | 101.2943 | 114.476 | 126.1745 | 135.9795 | 143.7264 | 149.5125 | 153.6829 | 154.3781 | 153.7192 | 152.7737 | 151.4722 | 149.8103 | 148.4872 | 147.0352 | 145.5347 | NPgY | GSP | NG FES - System Transformation | EV - cars & vans consumption (GWh)
NG FES - System Transformation | Dem_BB006 | GWh | NPgY | NORTON LEES | EV - cars & vans consumption (GWh) | NORL_3 | 1.1332 | 1.8332 | 2.5268 | 3.4883 | 4.7234 | 6.2697 | 8.2656 | 10.8748 | 14.2162 | 18.4659 | 23.792 | 30.3416 | 38.5328 | 47.9757 | 58.8808 | 70.9983 | 83.6169 | 96.4186 | 108.6186 | 119.4848 | 128.6041 | 135.8166 | 141.2168 | 145.1234 | 145.665 | 145.0715 | 144.2123 | 143.0213 | 141.4971 | 140.3473 | 139.0951 | 137.8202 | NPgY | GSP | NG FES - System Transformation | EV - cars & vans consumption (GWh)
NG FES - System Transformation | Dem_BB006 | GWh | NPgY | PITSMOOR 3/4 | EV - cars & vans consumption (GWh) | PITS_BB_B | 0.41765 | 0.69927 | 0.97783 | 1.3833 | 1.9219 | 2.6202 | 3.5282 | 4.7206 | 6.2529 | 8.208 | 10.6673 | 13.7066 | 17.5167 | 21.9336 | 27.0663 | 32.8032 | 38.8852 | 45.1 | 51.0652 | 56.3475 | 60.7713 | 64.2644 | 66.8694 | 68.7425 | 69.0881 | 68.7846 | 68.3515 | 67.7578 | 67.0007 | 66.3787 | 65.6932 | 64.9789 | NPgY | GSP | NG FES - System Transformation | EV - cars & vans consumption (GWh)
NG FES - System Transformation | Dem_BB006 | GWh | NPgY | SALTEND NORTH | EV - cars & vans consumption (GWh) | SALT_1 | 0.70354 | 1.1503 | 1.593 | 2.2166 | 3.0268 | 4.0537 | 5.3824 | 7.1222 | 9.3527 | 12.1925 | 15.756 | 20.1453 | 25.6392 | 31.9844 | 39.3275 | 47.5032 | 56.0692 | 64.781 | 73.1038 | 80.5018 | 86.706 | 91.6101 | 95.277 | 97.9242 | 98.3327 | 97.9214 | 97.329 | 96.5111 | 95.4657 | 94.6524 | 93.7628 | 92.8492 | NPgY | GSP | NG FES - System Transformation | EV - cars & vans consumption (GWh)
NG FES - System Transformation | Dem_BB006 | GWh | NPgY | SHEFFIELD CITY | EV - cars & vans consumption (GWh) | SHEC_3 | 0.61885 | 1.0369 | 1.4238 | 1.9954 | 2.7487 | 3.7185 | 4.9813 | 6.6509 | 8.8084 | 11.5761 | 15.079 | 19.4426 | 24.9357 | 31.3595 | 38.8978 | 47.3994 | 56.6526 | 66.2073 | 75.4719 | 83.6119 | 90.4094 | 95.7645 | 99.7359 | 102.5668 | 103.2776 | 102.7754 | 102.0712 | 101.1199 | 99.9125 | 98.813 | 97.5853 | 96.2747 | NPgY | GSP | NG FES - System Transformation | EV - cars & vans consumption (GWh)
NG FES - System Transformation | Dem_BB006 | GWh | NPgY | SKELTON GRANGE | EV - cars & vans consumption (GWh) | SKLGB1 | 4.8106 | 8.3684 | 12.1313 | 17.7712 | 25.5279 | 35.9293 | 49.5064 | 67.2936 | 90.0959 | 119.1199 | 155.5284 | 200.36 | 256.4498 | 321.2094 | 396.1248 | 479.5004 | 566.792 | 655.5221 | 740.2484 | 815.5632 | 878.723 | 928.6476 | 965.9815 | 992.9401 | 997.049 | 992.8919 | 986.9013 | 978.6254 | 968.0457 | 959.8461 | 950.8817 | 941.6847 | NPgY | GSP | NG FES - System Transformation | EV - cars & vans consumption (GWh)
NG FES - System Transformation | Dem_BB006 | GWh | NPgY | TEMPLEBOROUGH 275/33KV | EV - cars & vans consumption (GWh) | TEMP_3 | 0.079443 | 0.12822 | 0.17914 | 0.24891 | 0.33906 | 0.45258 | 0.5989 | 0.78911 | 1.0315 | 1.3384 | 1.7209 | 2.1878 | 2.7696 | 3.4347 | 4.1955 | 5.0332 | 5.8814 | 6.7317 | 7.5323 | 8.2521 | 8.8582 | 9.3388 | 9.701 | 9.9655 | 9.9829 | 9.9472 | 9.894 | 9.8189 | 9.7221 | 9.6605 | 9.5953 | 9.5326 | NPgY | GSP | NG FES - System Transformation | EV - cars & vans consumption (GWh)
NG FES - System Transformation | Dem_BB006 | GWh | NPgY | THURCROFT | EV - cars & vans consumption (GWh) | THUR_6 | 3.9795 | 6.1324 | 8.1358 | 10.694 | 13.7109 | 17.1266 | 21.4567 | 27.0996 | 34.3159 | 43.4853 | 54.9642 | 69.0561 | 86.6733 | 106.9436 | 130.3006 | 156.2025 | 182.9825 | 210.0832 | 235.8435 | 258.851 | 278.1802 | 293.4796 | 304.9539 | 313.2754 | 314.2761 | 313.0341 | 311.2257 | 308.7069 | 305.4786 | 303.133 | 300.5931 | 298.0359 | NPgY | GSP | NG FES - System Transformation | EV - cars & vans consumption (GWh)
NG FES - System Transformation | Dem_BB006 | GWh | NPgY | WEST MELTON / THORPE MARSH | EV - cars & vans consumption (GWh) | WMEL_THOM | 5.4279 | 8.6659 | 11.7696 | 16.0022 | 21.3212 | 27.8239 | 36.1901 | 47.1421 | 61.1873 | 79.077 | 101.5358 | 129.2143 | 163.8733 | 203.9275 | 250.3127 | 301.9912 | 356.2274 | 411.4332 | 464.2168 | 511.1173 | 550.4446 | 581.5274 | 604.7602 | 621.5234 | 624.1824 | 621.5531 | 617.7713 | 612.555 | 605.89 | 600.6628 | 594.9385 | 589.0465 | NPgY | GSP | NG FES - System Transformation | EV - cars & vans consumption (GWh)
NG FES - System Transformation | Dem_BB006 | GWh | NPgY | WEST MELTON SECTION 3 | EV - cars & vans consumption (GWh) | WMEL_BB3 | 4.709 | 7.5804 | 10.3784 | 14.2374 | 19.152 | 25.2493 | 33.111 | 43.3983 | 56.5844 | 73.3707 | 94.4309 | 120.3647 | 152.8233 | 190.3006 | 233.6572 | 281.9149 | 332.4195 | 383.7648 | 432.7987 | 476.4038 | 512.9784 | 541.8923 | 563.5171 | 579.1348 | 581.5001 | 579.0793 | 575.5897 | 570.7679 | 564.6033 | 559.834 | 554.6212 | 549.2757 | NPgY | GSP | NG FES - System Transformation | EV - cars & vans consumption (GWh)
NG FES - System Transformation | Dem_BB006 | GWh | NPgY | WINCOBANK | EV - cars & vans consumption (GWh) | WIBA_3 | 0.1257 | 0.21879 | 0.31564 | 0.46142 | 0.6617 | 0.93001 | 1.2804 | 1.7401 | 2.3302 | 3.0821 | 4.0266 | 5.1918 | 6.6509 | 8.3389 | 10.2962 | 12.4791 | 14.7794 | 17.1237 | 19.3681 | 21.3592 | 23.0277 | 24.3458 | 25.3301 | 26.0393 | 26.1591 | 26.0471 | 25.8864 | 25.6653 | 25.3831 | 25.1575 | 24.9097 | 24.6534 | NPgY | GSP | NG FES - System Transformation | EV - cars & vans consumption (GWh)
NG FES - System Transformation | Dem_BB007 | GWh | NPgN | BLYTH 66kV | EV - other transport consumption (GWh) | BLYTB1 | 0 | 0.13608 | 0.24447 | 0.37885 | 0.54731 | 0.74622 | 0.9768 | 1.2405 | 1.539 | 1.8735 | 2.2459 | 2.6574 | 3.1413 | 3.6103 | 4.1327 | 4.714 | 5.3595 | 6.072 | 6.8558 | 7.7127 | 8.639 | 9.6302 | 10.6796 | 11.7789 | 12.9107 | 14.0732 | 15.2483 | 16.4158 | 17.3616 | 17.97 | 18.1535 | 17.9432 | NPgN | GSP | NG FES - System Transformation | EV - other transport consumption (GWh)
NG FES - System Transformation | Dem_BB007 | GWh | NPgN | BLYTH 132kV | EV - other transport consumption (GWh) | BLYTH132 | 0 | 0.034801 | 0.05988 | 0.091027 | 0.13034 | 0.17734 | 0.23262 | 0.29687 | 0.37089 | 0.45547 | 0.55155 | 0.65996 | 0.78958 | 0.91897 | 1.0656 | 1.2314 | 1.4181 | 1.6264 | 1.8577 | 2.1124 | 2.3886 | 2.6844 | 2.9971 | 3.3231 | 3.6556 | 3.9938 | 4.3308 | 4.6585 | 4.8926 | 4.986 | 4.9813 | 4.8881 | NPgN | GSP | NG FES - System Transformation | EV - other transport consumption (GWh)
NG FES - System Transformation | Dem_BB007 | GWh | NPgN | FOURSTONES | EV - other transport consumption (GWh) | FOUR_1 | 0 | 0.006181 | 0.009936 | 0.014616 | 0.020599 | 0.027923 | 0.036763 | 0.047331 | 0.059869 | 0.07463 | 0.091917 | 0.11201 | 0.13659 | 0.16207 | 0.19158 | 0.22556 | 0.26443 | 0.30832 | 0.35757 | 0.4122 | 0.47167 | 0.53542 | 0.60266 | 0.67243 | 0.74288 | 0.81381 | 0.88328 | 0.9492 | 0.98874 | 0.98885 | 0.97437 | 0.94735 | NPgN | GSP | NG FES - System Transformation | EV - other transport consumption (GWh)
NG FES - System Transformation | Dem_BB007 | GWh | NPgN | HARTMOOR | EV - other transport consumption (GWh) | HARM_6 | 0 | 0.056086 | 0.10864 | 0.17365 | 0.25435 | 0.34789 | 0.45395 | 0.57218 | 0.70204 | 0.84287 | 0.99385 | 1.154 | 1.3359 | 1.5009 | 1.6772 | 1.8656 | 2.0672 | 2.283 | 2.5139 | 2.7611 | 3.0253 | 3.3074 | 3.6078 | 3.9269 | 4.2648 | 4.6215 | 4.9971 | 5.3913 | 5.8042 | 6.2408 | 6.4705 | 6.5018 | NPgN | GSP | NG FES - System Transformation | EV - other transport consumption (GWh)
NG FES - System Transformation | Dem_BB007 | GWh | NPgN | HAWTHORN PIT GRID | EV - other transport consumption (GWh) | HAWP_6 | 0 | 0.06293 | 0.12182 | 0.19467 | 0.28511 | 0.38994 | 0.50884 | 0.64141 | 0.78705 | 0.94503 | 1.1145 | 1.2942 | 1.4985 | 1.684 | 1.8821 | 2.094 | 2.3208 | 2.5637 | 2.8237 | 3.102 | 3.3996 | 3.7173 | 4.0556 | 4.415 | 4.7954 | 5.1968 | 5.6193 | 6.0624 | 6.5255 | 7.0135 | 7.2698 | 7.3038 | NPgN | GSP | NG FES - System Transformation | EV - other transport consumption (GWh)
NG FES - System Transformation | Dem_BB007 | GWh | NPgN | KNARESBOROUGH | EV - other transport consumption (GWh) | KNARE_111 | 0 | 0.12721 | 0.24164 | 0.38325 | 0.55945 | 0.76459 | 0.99847 | 1.2609 | 1.5512 | 1.8689 | 2.2128 | 2.5818 | 3.0051 | 3.3966 | 3.8201 | 4.2785 | 4.7749 | 5.3116 | 5.8914 | 6.5163 | 7.187 | 7.9035 | 8.6651 | 9.4703 | 10.3148 | 11.1982 | 12.1161 | 13.0631 | 13.9856 | 14.863 | 15.2905 | 15.2899 | NPgN | GSP | NG FES - System Transformation | EV - other transport consumption (GWh)
NG FES - System Transformation | Dem_BB007 | GWh | NPgN | LACKENBY | EV - other transport consumption (GWh) | LACK_6 | 0 | 0.17392 | 0.33557 | 0.53555 | 0.78391 | 1.072 | 1.3991 | 1.7641 | 2.1656 | 2.6018 | 3.0704 | 3.5686 | 4.1357 | 4.6522 | 5.2054 | 5.7982 | 6.4342 | 7.1163 | 7.8479 | 8.632 | 9.4711 | 10.367 | 11.3207 | 12.3327 | 13.4021 | 14.5289 | 15.7118 | 16.9488 | 18.2253 | 19.548 | 20.2345 | 20.3117 | NPgN | GSP | NG FES - System Transformation | EV - other transport consumption (GWh)
NG FES - System Transformation | Dem_BB007 | GWh | NPgN | NORTON | EV - other transport consumption (GWh) | NORT_1 | 0 | 0.47314 | 0.87357 | 1.3696 | 1.989 | 2.7152 | 3.5499 | 4.4954 | 5.5535 | 6.7255 | 8.0128 | 9.4152 | 11.0455 | 12.5915 | 14.2912 | 16.1593 | 18.211 | 20.4554 | 22.9052 | 25.5674 | 28.4365 | 31.5047 | 34.7584 | 38.1801 | 41.7309 | 45.4067 | 49.1674 | 52.9667 | 56.3242 | 58.9951 | 60.094 | 59.7155 | NPgN | GSP | NG FES - System Transformation | EV - other transport consumption (GWh)
NG FES - System Transformation | Dem_BB007 | GWh | NPgN | OFFERTON | EV - other transport consumption (GWh) | OFFE_3 | 0 | 0.03339 | 0.052304 | 0.075905 | 0.10626 | 0.14381 | 0.18965 | 0.24507 | 0.31161 | 0.39085 | 0.48467 | 0.59488 | 0.73068 | 0.87328 | 1.0395 | 1.232 | 1.4532 | 1.7039 | 1.986 | 2.2996 | 2.6415 | 3.0079 | 3.3942 | 3.7945 | 4.1975 | 4.602 | 4.9962 | 5.3675 | 5.5771 | 5.5453 | 5.4402 | 5.2737 | NPgN | GSP | NG FES - System Transformation | EV - other transport consumption (GWh)
NG FES - System Transformation | Dem_BB007 | GWh | NPgN | OSBALDWICK | EV - other transport consumption (GWh) | OSBA_1 | 0 | 0.17427 | 0.30131 | 0.45906 | 0.65799 | 0.89548 | 1.1743 | 1.4979 | 1.8698 | 2.2939 | 2.7746 | 3.3157 | 3.9616 | 4.6044 | 5.3317 | 6.1526 | 7.0756 | 8.1043 | 9.2456 | 10.5014 | 11.8631 | 13.3213 | 14.8625 | 16.4705 | 18.1119 | 19.7834 | 21.4506 | 23.0758 | 24.2526 | 24.7543 | 24.7594 | 24.3139 | NPgN | GSP | NG FES - System Transformation | EV - other transport consumption (GWh)
NG FES - System Transformation | Dem_BB007 | GWh | NPgN | POPPLETON | EV - other transport consumption (GWh) | POPP_3 | 0 | 0.029021 | 0.052302 | 0.081163 | 0.11733 | 0.15999 | 0.2094 | 0.26584 | 0.32963 | 0.40104 | 0.48041 | 0.56797 | 0.67081 | 0.77022 | 0.88082 | 1.0037 | 1.14 | 1.2904 | 1.4556 | 1.6361 | 1.8312 | 2.0399 | 2.261 | 2.4926 | 2.7313 | 2.9766 | 3.225 | 3.4722 | 3.6743 | 3.808 | 3.8504 | 3.808 | NPgN | GSP | NG FES - System Transformation | EV - other transport consumption (GWh)
NG FES - System Transformation | Dem_BB007 | GWh | NPgN | SALTHOLME | EV - other transport consumption (GWh) | SALH_1 | 0 | 0 | 0 | 0 | 0 | 0 | 0 | 0 | 0 | 0 | 0 | 0 | 0 | 0 | 0 | 0 | 0 | 0 | 0 | 0 | 0 | 0 | 0 | 0 | 0 | 0 | 0 | 0 | 0 | 0 | 0 | 0 | NPgN | GSP | NG FES - System Transformation | EV - other transport consumption (GWh)
NG FES - System Transformation | Dem_BB007 | GWh | NPgN | SOUTH SHIELDS | EV - other transport consumption (GWh) | SSHI_3 | 0 | 0.12731 | 0.19684 | 0.28367 | 0.39573 | 0.53511 | 0.70626 | 0.91446 | 1.1659 | 1.467 | 1.8256 | 2.2489 | 2.7724 | 3.3254 | 3.9719 | 4.7227 | 5.5873 | 6.5687 | 7.6744 | 8.9049 | 10.2467 | 11.6853 | 13.2013 | 14.7715 | 16.3502 | 17.9325 | 19.4715 | 20.9157 | 21.7071 | 21.5249 | 21.0738 | 20.4001 | NPgN | GSP | NG FES - System Transformation | EV - other transport consumption (GWh)
NG FES - System Transformation | Dem_BB007 | GWh | NPgN | SPADEADAM | EV - other transport consumption (GWh) | KIELD01 and SPAD20 | 0 | 0.002842 | 0.005626 | 0.009068 | 0.013331 | 0.018248 | 0.023791 | 0.029929 | 0.036615 | 0.043796 | 0.051407 | 0.059375 | 0.068326 | 0.076253 | 0.084585 | 0.093346 | 0.10257 | 0.11231 | 0.12259 | 0.13348 | 0.14506 | 0.15741 | 0.1706 | 0.18471 | 0.19986 | 0.21605 | 0.23341 | 0.25205 | 0.27333 | 0.29831 | 0.31232 | 0.31571 | NPgN | GSP | NG FES - System Transformation | EV - other transport consumption (GWh)
NG FES - System Transformation | Dem_BB007 | GWh | NPgN | SPENNYMOOR | EV - other transport consumption (GWh) | SPEN_1 | 0 | 0.17047 | 0.32175 | 0.50901 | 0.7422 | 1.0141 | 1.3246 | 1.6737 | 2.0611 | 2.4859 | 2.9475 | 3.4444 | 4.0162 | 4.5481 | 5.1258 | 5.7534 | 6.4353 | 7.1747 | 7.9754 | 8.8404 | 9.7696 | 10.7627 | 11.8175 | 12.9312 | 14.0963 | 15.3119 | 16.5702 | 17.8617 | 19.0919 | 20.2193 | 20.7522 | 20.7206 | NPgN | GSP | NG FES - System Transformation | EV - other transport consumption (GWh)
NG FES - System Transformation | Dem_BB007 | GWh | NPgN | STELLA NORTH | EV - other transport consumption (GWh) | STEN_1 | 0 | 0.24593 | 0.39985 | 0.5915 | 0.83599 | 1.134 | 1.492 | 1.9179 | 2.4207 | 3.0097 | 3.6961 | 4.4903 | 5.4581 | 6.456 | 7.608 | 8.931 | 10.4409 | 12.1431 | 14.0501 | 16.1635 | 18.4632 | 20.9279 | 23.5279 | 26.228 | 28.958 | 31.7105 | 34.413 | 36.9864 | 38.5728 | 38.6829 | 38.1944 | 37.1863 | NPgN | GSP | NG FES - System Transformation | EV - other transport consumption (GWh)
NG FES - System Transformation | Dem_BB007 | GWh | NPgN | STELLA SOUTH | EV - other transport consumption (GWh) | STES_1 | 0 | 0.22975 | 0.42402 | 0.66468 | 0.96522 | 1.3176 | 1.7226 | 2.1816 | 2.6952 | 3.2643 | 3.8894 | 4.5706 | 5.3627 | 6.114 | 6.9402 | 7.8485 | 8.8462 | 9.9377 | 11.1293 | 12.4245 | 13.8202 | 15.3129 | 16.8958 | 18.5603 | 20.2873 | 22.0749 | 23.9035 | 25.7503 | 27.3801 | 28.673 | 29.2032 | 29.0169 | NPgN | GSP | NG FES - System Transformation | EV - other transport consumption (GWh)
NG FES - System Transformation | Dem_BB007 | GWh | NPgN | TYNEMOUTH | EV - other transport consumption (GWh) | TYNE_1 | 0 | 0.07845 | 0.14473 | 0.22683 | 0.32937 | 0.4496 | 0.58784 | 0.74447 | 0.91982 | 1.1141 | 1.3276 | 1.5603 | 1.8308 | 2.0876 | 2.37 | 2.6805 | 3.0216 | 3.3949 | 3.8024 | 4.2454 | 4.7228 | 5.2334 | 5.7748 | 6.3441 | 6.9348 | 7.546 | 8.1712 | 8.8024 | 9.3588 | 9.7989 | 9.9788 | 9.9144 | NPgN | GSP | NG FES - System Transformation | EV - other transport consumption (GWh)
NG FES - System Transformation | Dem_BB007 | GWh | NPgN | WEST BOLDON | EV - other transport consumption (GWh) | WBOL_6 | 0 | 0.31504 | 0.54274 | 0.82551 | 1.1823 | 1.6088 | 2.1101 | 2.6926 | 3.3633 | 4.1292 | 4.9987 | 5.9794 | 7.1514 | 8.3203 | 9.6448 | 11.1415 | 12.8261 | 14.7051 | 16.7912 | 19.0877 | 21.5786 | 24.2462 | 27.0652 | 30.0053 | 33.0046 | 36.0566 | 39.0976 | 42.0572 | 44.1788 | 45.0394 | 45.0103 | 44.1756 | NPgN | GSP | NG FES - System Transformation | EV - other transport consumption (GWh)
NG FES - System Transformation | Dem_BB007 | GWh | NPgY | BRADFORD WEST | EV - other transport consumption (GWh) | BRAW_1 | 0 | 0.4923 | 0.74864 | 1.0701 | 1.4454 | 1.8818 | 2.387 | 2.9706 | 3.6438 | 4.4186 | 5.31 | 6.3329 | 7.5337 | 8.8456 | 10.348 | 12.062 | 14.0069 | 16.19 | 18.6268 | 21.3199 | 24.2468 | 27.3825 | 30.6929 | 34.1366 | 37.6311 | 41.1678 | 44.661 | 48.018 | 50.2278 | 50.7192 | 50.3347 | 49.1733 | NPgY | GSP | NG FES - System Transformation | EV - other transport consumption (GWh)
NG FES - System Transformation | Dem_BB007 | GWh | NPgY | CAMBLESFORTH | EV - other transport consumption (GWh) | CAMB_01 | 0 | 0.07289 | 0.13149 | 0.20216 | 0.28226 | 0.37032 | 0.46616 | 0.56967 | 0.6806 | 0.79864 | 0.92341 | 1.0544 | 1.1962 | 1.335 | 1.4809 | 1.6343 | 1.7958 | 1.9663 | 2.1463 | 2.337 | 2.5398 | 2.756 | 2.9869 | 3.234 | 3.4991 | 3.7827 | 4.0866 | 4.4129 | 4.7854 | 5.2227 | 5.468 | 5.5275 | NPgY | GSP | NG FES - System Transformation | EV - other transport consumption (GWh)
NG FES - System Transformation | Dem_BB007 | GWh | NPgY | CREYKE BECK | EV - other transport consumption (GWh) | CREB_1 | 0 | 0.48542 | 0.78418 | 1.1526 | 1.5773 | 2.0598 | 2.6049 | 3.2184 | 3.9073 | 4.6786 | 5.5415 | 6.5046 | 7.6085 | 8.7785 | 10.0893 | 11.5557 | 13.1915 | 15.0038 | 17.0038 | 19.1957 | 21.5679 | 24.1071 | 26.7937 | 29.6036 | 32.4872 | 35.4395 | 38.4087 | 41.3383 | 43.6183 | 44.9151 | 45.2094 | 44.5799 | NPgY | GSP | NG FES - System Transformation | EV - other transport consumption (GWh)
NG FES - System Transformation | Dem_BB007 | GWh | NPgY | DRAX | EV - other transport consumption (GWh) | DRAX_YEDL | 0 | 0.11851 | 0.20775 | 0.3159 | 0.43896 | 0.57526 | 0.72493 | 0.88823 | 1.0653 | 1.2562 | 1.4612 | 1.6802 | 1.9213 | 2.1632 | 2.4228 | 2.7016 | 3.0011 | 3.323 | 3.6687 | 4.0396 | 4.4368 | 4.8609 | 5.3122 | 5.7908 | 6.2957 | 6.827 | 7.3836 | 7.9641 | 8.5565 | 9.1608 | 9.4712 | 9.5002 | NPgY | GSP | NG FES - System Transformation | EV - other transport consumption (GWh)
NG FES - System Transformation | Dem_BB007 | GWh | NPgY | ELLAND | EV - other transport consumption (GWh) | ELLA_1 | 0 | 0.97038 | 1.392 | 1.932 | 2.5723 | 3.3376 | 4.2481 | 5.329 | 6.6103 | 8.1241 | 9.9104 | 12.0095 | 14.5225 | 17.3331 | 20.6051 | 24.3907 | 28.7372 | 33.6601 | 39.1961 | 45.3482 | 52.0525 | 59.2396 | 66.8159 | 74.6697 | 82.5806 | 90.5255 | 98.2761 | 105.5854 | 109.7577 | 109.2478 | 107.2645 | 104.0368 | NPgY | GSP | NG FES - System Transformation | EV - other transport consumption (GWh)
NG FES - System Transformation | Dem_BB007 | GWh | NPgY | FERRYBRIDGE A | EV - other transport consumption (GWh) | FERRA2 | 0 | 0.18514 | 0.32813 | 0.50111 | 0.69761 | 0.91461 | 1.1521 | 1.4102 | 1.6887 | 1.9876 | 2.3066 | 2.6452 | 3.0155 | 3.3838 | 3.776 | 4.1941 | 4.64 | 5.1163 | 5.6249 | 6.1682 | 6.7486 | 7.368 | 8.028 | 8.73 | 9.475 | 10.2632 | 11.0956 | 11.9728 | 12.9061 | 13.9136 | 14.451 | 14.5365 | NPgY | GSP | NG FES - System Transformation | EV - other transport consumption (GWh)
NG FES - System Transformation | Dem_BB007 | GWh | NPgY | FERRYBRIDGE B | EV - other transport consumption (GWh) | FERRB9 | 0 | 0.4786 | 0.82874 | 1.2541 | 1.7389 | 2.2777 | 2.8718 | 3.5227 | 4.2322 | 5.0017 | 5.833 | 6.7276 | 7.7191 | 8.7234 | 9.8096 | 10.9851 | 12.2574 | 13.6329 | 15.1183 | 16.7192 | 18.4374 | 20.2729 | 22.2239 | 24.2867 | 26.4507 | 28.7151 | 31.0684 | 33.4972 | 35.8671 | 38.1272 | 39.2309 | 39.2334 | NPgY | GSP | NG FES - System Transformation | EV - other transport consumption (GWh)
NG FES - System Transformation | Dem_BB007 | GWh | NPgY | GRIMSBY WEST | EV - other transport consumption (GWh) | GRIW_1 | 0 | 0.33987 | 0.59776 | 0.91015 | 1.2654 | 1.6585 | 2.0898 | 2.5597 | 3.0686 | 3.6165 | 4.2036 | 4.8298 | 5.5177 | 6.2061 | 6.9432 | 7.733 | 8.5799 | 9.4883 | 10.4623 | 11.506 | 12.6229 | 13.8153 | 15.0848 | 16.432 | 17.8559 | 19.3564 | 20.9321 | 22.5805 | 24.2837 | 26.0519 | 26.9709 | 27.0763 | NPgY | GSP | NG FES - System Transformation | EV - other transport consumption (GWh)
NG FES - System Transformation | Dem_BB007 | GWh | NPgY | JORDANTHORPE | EV - other transport consumption (GWh) | JORD_3 | 0 | 0.001957 | 0.00353 | 0.005427 | 0.007578 | 0.009941 | 0.012514 | 0.015293 | 0.018271 | 0.02144 | 0.024789 | 0.028307 | 0.032114 | 0.03584 | 0.039756 | 0.043874 | 0.048209 | 0.052785 | 0.05762 | 0.062738 | 0.068182 | 0.073986 | 0.080186 | 0.086818 | 0.093936 | 0.10155 | 0.10971 | 0.11847 | 0.12847 | 0.14021 | 0.14679 | 0.14839 | NPgY | GSP | NG FES - System Transformation | EV - other transport consumption (GWh)
NG FES - System Transformation | Dem_BB007 | GWh | NPgY | KEADBY | EV - other transport consumption (GWh) | KEAD_YEDL | 0 | 0.3233 | 0.55435 | 0.83555 | 1.1565 | 1.5143 | 1.91 | 2.3452 | 2.8215 | 3.3404 | 3.9039 | 4.5136 | 5.1929 | 5.886 | 6.6401 | 7.4608 | 8.3539 | 9.3236 | 10.375 | 11.5116 | 12.7334 | 14.0392 | 15.4259 | 16.8891 | 18.4179 | 20.0113 | 21.6576 | 23.3435 | 24.9324 | 26.3624 | 27.0278 | 26.968 | NPgY | GSP | NG FES - System Transformation | EV - other transport consumption (GWh)
NG FES - System Transformation | Dem_BB007 | GWh | NPgY | KIRKSTALL B | EV - other transport consumption (GWh) | KIRKB1 | 0 | 0.39133 | 0.58674 | 0.83291 | 1.1213 | 1.4587 | 1.8518 | 2.3087 | 2.8393 | 3.4539 | 4.1654 | 4.9868 | 5.9559 | 7.0211 | 8.2464 | 9.6496 | 11.2468 | 13.0441 | 15.0543 | 17.2793 | 19.6993 | 22.2925 | 25.0289 | 27.8728 | 30.7527 | 33.6613 | 36.5245 | 39.2621 | 41.0004 | 41.2433 | 40.8152 | 39.7983 | NPgY | GSP | NG FES - System Transformation | EV - other transport consumption (GWh)
NG FES - System Transformation | Dem_BB007 | GWh | NPgY | NEEPSEND | EV - other transport consumption (GWh) | NEEP_3 | 0 | 0.024374 | 0.041475 | 0.062321 | 0.086143 | 0.11276 | 0.14226 | 0.17481 | 0.21054 | 0.24962 | 0.29221 | 0.33849 | 0.39026 | 0.44336 | 0.50139 | 0.56481 | 0.63408 | 0.70953 | 0.79157 | 0.88046 | 0.97612 | 1.0784 | 1.1869 | 1.3012 | 1.4204 | 1.5442 | 1.6716 | 1.8013 | 1.9204 | 2.0226 | 2.0681 | 2.0601 | NPgY | GSP | NG FES - System Transformation | EV - other transport consumption (GWh)
NG FES - System Transformation | Dem_BB007 | GWh | NPgY | NORTON LEES | EV - other transport consumption (GWh) | NORL_3 | 0 | 0.10904 | 0.14397 | 0.19073 | 0.24789 | 0.31975 | 0.40938 | 0.52052 | 0.65772 | 0.82582 | 1.0309 | 1.2791 | 1.5832 | 1.9325 | 2.3463 | 2.8323 | 3.397 | 4.0423 | 4.7734 | 5.5902 | 6.4827 | 7.4399 | 8.4476 | 9.4887 | 10.5298 | 11.5674 | 12.567 | 13.4913 | 13.9328 | 13.6556 | 13.2505 | 12.7482 | NPgY | GSP | NG FES - System Transformation | EV - other transport consumption (GWh)
NG FES - System Transformation | Dem_BB007 | GWh | NPgY | PITSMOOR 3/4 | EV - other transport consumption (GWh) | PITS_BB_B | 0 | 0.013502 | 0.024357 | 0.037448 | 0.052285 | 0.068595 | 0.086349 | 0.10552 | 0.12607 | 0.14794 | 0.17105 | 0.19532 | 0.22159 | 0.2473 | 0.27432 | 0.30273 | 0.33264 | 0.36422 | 0.39758 | 0.43289 | 0.47046 | 0.5105 | 0.55328 | 0.59904 | 0.64816 | 0.70068 | 0.75698 | 0.81742 | 0.88643 | 0.96743 | 1.0129 | 1.0239 | NPgY | GSP | NG FES - System Transformation | EV - other transport consumption (GWh)
NG FES - System Transformation | Dem_BB007 | GWh | NPgY | SALTEND NORTH | EV - other transport consumption (GWh) | SALT_1 | 0 | 0.097874 | 0.16918 | 0.25582 | 0.3546 | 0.46445 | 0.58562 | 0.71849 | 0.86341 | 1.0207 | 1.1908 | 1.3741 | 1.5774 | 1.7836 | 2.0068 | 2.2487 | 2.5108 | 2.7943 | 3.1008 | 3.4312 | 3.786 | 4.165 | 4.5678 | 4.9935 | 5.4398 | 5.9064 | 6.3908 | 6.89 | 7.374 | 7.8308 | 8.0521 | 8.0492 | NPgY | GSP | NG FES - System Transformation | EV - other transport consumption (GWh)
NG FES - System Transformation | Dem_BB007 | GWh | NPgY | SHEFFIELD CITY | EV - other transport consumption (GWh) | SHEC_3 | 0 | 0.02896 | 0.052243 | 0.080323 | 0.11215 | 0.14713 | 0.18521 | 0.22634 | 0.27041 | 0.31731 | 0.36688 | 0.41895 | 0.47529 | 0.53043 | 0.58839 | 0.64934 | 0.71349 | 0.78122 | 0.85277 | 0.92853 | 1.0091 | 1.095 | 1.1868 | 1.2849 | 1.3903 | 1.5029 | 1.6237 | 1.7533 | 1.9013 | 2.0751 | 2.1725 | 2.1962 | NPgY | GSP | NG FES - System Transformation | EV - other transport consumption (GWh)
NG FES - System Transformation | Dem_BB007 | GWh | NPgY | SKELTON GRANGE | EV - other transport consumption (GWh) | SKLGB1 | 0 | 0.73202 | 1.261 | 1.9042 | 2.6378 | 3.4545 | 4.3563 | 5.3465 | 6.4281 | 7.604 | 8.8778 | 10.2526 | 11.7806 | 13.3344 | 15.0203 | 16.8503 | 18.8368 | 20.9895 | 23.3193 | 25.8344 | 28.536 | 31.4228 | 34.4898 | 37.7289 | 41.1195 | 44.6597 | 48.3273 | 52.0967 | 55.707 | 59.0473 | 60.6389 | 60.5686 | NPgY | GSP | NG FES - System Transformation | EV - other transport consumption (GWh)
NG FES - System Transformation | Dem_BB007 | GWh | NPgY | TEMPLEBOROUGH 275/33KV | EV - other transport consumption (GWh) | TEMP_3 | 0 | 0.007827 | 0.01412 | 0.021709 | 0.03031 | 0.039765 | 0.050057 | 0.061173 | 0.073085 | 0.08576 | 0.099158 | 0.11323 | 0.12846 | 0.14336 | 0.15902 | 0.1755 | 0.19284 | 0.21114 | 0.23048 | 0.25095 | 0.27273 | 0.29594 | 0.32074 | 0.34727 | 0.37575 | 0.40619 | 0.43883 | 0.47387 | 0.51387 | 0.56083 | 0.58717 | 0.59356 | NPgY | GSP | NG FES - System Transformation | EV - other transport consumption (GWh)
NG FES - System Transformation | Dem_BB007 | GWh | NPgY | THURCROFT | EV - other transport consumption (GWh) | THUR_6 | 0 | 0.24379 | 0.42558 | 0.64609 | 0.89712 | 1.1755 | 1.4816 | 1.816 | 2.1793 | 2.5718 | 2.994 | 3.4463 | 3.9454 | 4.4477 | 4.9882 | 5.5702 | 6.1972 | 6.8724 | 7.5989 | 8.3797 | 9.2164 | 10.11 | 11.0606 | 12.0676 | 13.1278 | 14.2412 | 15.4044 | 16.6131 | 17.8278 | 19.0398 | 19.6524 | 19.6922 | NPgY | GSP | NG FES - System Transformation | EV - other transport consumption (GWh)
NG FES - System Transformation | Dem_BB007 | GWh | NPgY | WEST MELTON / THORPE MARSH | EV - other transport consumption (GWh) | WMEL_THOM | 0 | 0.50867 | 0.89699 | 1.3671 | 1.9016 | 2.4927 | 3.1405 | 3.8458 | 4.6087 | 5.4291 | 6.307 | 7.2418 | 8.2673 | 9.2913 | 10.3858 | 11.5565 | 12.8096 | 14.1518 | 15.589 | 17.1274 | 18.7728 | 20.5293 | 22.3998 | 24.3862 | 26.4886 | 28.7071 | 31.0412 | 33.4887 | 36.043 | 38.7308 | 40.1407 | 40.3246 | NPgY | GSP | NG FES - System Transformation | EV - other transport consumption (GWh)
NG FES - System Transformation | Dem_BB007 | GWh | NPgY | WEST MELTON SECTION 3 | EV - other transport consumption (GWh) | WMEL_BB3 | 0 | 0.43717 | 0.70069 | 1.0263 | 1.4022 | 1.8305 | 2.3157 | 2.8636 | 3.481 | 4.1748 | 4.9538 | 5.8267 | 6.8305 | 7.8991 | 9.1001 | 10.4477 | 11.955 | 13.6281 | 15.4779 | 17.5078 | 19.7062 | 22.0595 | 24.5487 | 27.1499 | 29.8147 | 32.538 | 35.2694 | 37.9536 | 39.9948 | 41.0648 | 41.2486 | 40.6195 | NPgY | GSP | NG FES - System Transformation | EV - other transport consumption (GWh)
NG FES - System Transformation | Dem_BB007 | GWh | NPgY | WINCOBANK | EV - other transport consumption (GWh) | WIBA_3 | 0 | 0.022992 | 0.041477 | 0.06377 | 0.089037 | 0.11681 | 0.14704 | 0.17969 | 0.21469 | 0.25192 | 0.29128 | 0.33261 | 0.37734 | 0.42112 | 0.46714 | 0.51552 | 0.56646 | 0.62023 | 0.67703 | 0.73718 | 0.80114 | 0.86934 | 0.94218 | 1.0201 | 1.1038 | 1.1932 | 1.2891 | 1.392 | 1.5095 | 1.6474 | 1.7248 | 1.7436 | NPgY | GSP | NG FES - System Transformation | EV - other transport consumption (GWh)
NG FES - System Transformation | Dem_BB004 | GWh | NPgN | BLYTH 66kV | HPs - Domestic consumption (GWh) | BLYTB1 | 2.6049 | 3.1659 | 3.1678 | 4.2726 | 5.3796 | 6.5419 | 7.7042 | 9.6802 | 11.3641 | 13.1587 | 15.004 | 17.1108 | 20.1097 | 22.3871 | 25.1615 | 28.5002 | 32.3394 | 35.5924 | 43.7825 | 51.6702 | 59.7494 | 67.4044 | 77.1613 | 84.2741 | 91.3386 | 98.2181 | 104.8246 | 112.8429 | 118.5194 | 123.6341 | 128.1021 | 131.932 | NPgN | GSP | NG FES - System Transformation | HPs - Domestic consumption (GWh)
NG FES - System Transformation | Dem_BB004 | GWh | NPgN | BLYTH 132kV | HPs - Domestic consumption (GWh) | BLYTH132 | 1.1417 | 1.4012 | 1.3813 | 1.7142 | 2.0065 | 2.3106 | 2.7117 | 3.4709 | 4.3876 | 5.4983 | 6.7873 | 8.2764 | 10.6892 | 11.868 | 13.3243 | 15.0771 | 17.0768 | 18.6367 | 21.9578 | 25.148 | 27.9674 | 30.5767 | 32.8673 | 34.445 | 36.1648 | 37.871 | 39.504 | 41.5294 | 42.9491 | 44.2053 | 45.2567 | 46.1306 | NPgN | GSP | NG FES - System Transformation | HPs - Domestic consumption (GWh)
NG FES - System Transformation | Dem_BB004 | GWh | NPgN | FOURSTONES | HPs - Domestic consumption (GWh) | FOUR_1 | 0.27322 | 0.31524 | 0.31193 | 0.37603 | 0.43727 | 0.5011 | 0.61511 | 0.83749 | 1.2396 | 1.7257 | 2.3382 | 3.0427 | 4.1937 | 4.6947 | 5.3194 | 6.0712 | 6.9212 | 7.6328 | 8.8865 | 10.0855 | 11.0168 | 11.8675 | 12.61 | 13.0897 | 13.599 | 14.0965 | 14.5656 | 15.1655 | 15.5513 | 15.8801 | 16.1368 | 16.3279 | NPgN | GSP | NG FES - System Transformation | HPs - Domestic consumption (GWh)
NG FES - System Transformation | Dem_BB004 | GWh | NPgN | HARTMOOR | HPs - Domestic consumption (GWh) | HARM_6 | 1.2743 | 1.5285 | 1.5334 | 2.0862 | 2.6567 | 3.256 | 3.8602 | 4.8848 | 5.7825 | 6.7368 | 7.7348 | 8.8728 | 10.4972 | 11.6949 | 13.1601 | 14.9234 | 16.9614 | 18.7346 | 23.1149 | 27.3313 | 31.6765 | 35.7863 | 41.0359 | 44.8379 | 48.6126 | 52.2842 | 55.8044 | 60.0909 | 63.0818 | 65.7689 | 68.1188 | 70.1134 | NPgN | GSP | NG FES - System Transformation | HPs - Domestic consumption (GWh)
NG FES - System Transformation | Dem_BB004 | GWh | NPgN | HAWTHORN PIT GRID | HPs - Domestic consumption (GWh) | HAWP_6 | 1.3006 | 1.6143 | 1.6144 | 2.2219 | 2.8308 | 3.4697 | 4.1112 | 5.2057 | 6.142 | 7.1408 | 8.1697 | 9.3433 | 11.0072 | 12.3366 | 13.9587 | 15.9097 | 18.1566 | 20.0741 | 25.01 | 29.7654 | 34.802 | 39.5756 | 45.6482 | 50.066 | 54.4624 | 58.7493 | 62.8696 | 67.8788 | 71.4172 | 74.5993 | 77.3782 | 79.7495 | NPgN | GSP | NG FES - System Transformation | HPs - Domestic consumption (GWh)
NG FES - System Transformation | Dem_BB004 | GWh | NPgN | KNARESBOROUGH | HPs - Domestic consumption (GWh) | KNARE_111 | 2.1127 | 2.4789 | 2.4663 | 3.1355 | 3.8029 | 4.5011 | 5.2411 | 6.5386 | 7.7291 | 9.0441 | 10.428 | 12.0125 | 14.3286 | 15.8996 | 17.8076 | 20.1043 | 22.7174 | 24.8868 | 30.3587 | 35.6275 | 41.1069 | 46.2604 | 52.5704 | 57.1096 | 61.6265 | 66.024 | 70.2412 | 75.3885 | 78.9681 | 82.1698 | 84.9592 | 87.3177 | NPgN | GSP | NG FES - System Transformation | HPs - Domestic consumption (GWh)
NG FES - System Transformation | Dem_BB004 | GWh | NPgN | LACKENBY | HPs - Domestic consumption (GWh) | LACK_6 | 1.9429 | 2.3705 | 2.3701 | 3.2156 | 4.0702 | 4.9664 | 5.8806 | 7.4478 | 8.8511 | 10.3601 | 11.9501 | 13.7642 | 16.3737 | 18.3292 | 20.7219 | 23.6001 | 26.9179 | 29.7578 | 36.6949 | 43.3731 | 50.3798 | 57.0219 | 65.4352 | 71.5209 | 77.5837 | 83.4953 | 89.1738 | 96.1061 | 101.0151 | 105.412 | 109.2061 | 112.4199 | NPgN | GSP | NG FES - System Transformation | HPs - Domestic consumption (GWh)
NG FES - System Transformation | Dem_BB004 | GWh | NPgN | NORTON | HPs - Domestic consumption (GWh) | NORT_1 | 5.8625 | 6.9265 | 6.9395 | 9.2471 | 11.6299 | 14.1315 | 16.7438 | 21.227 | 25.3953 | 29.9299 | 34.7792 | 40.3239 | 48.462 | 53.7815 | 60.2851 | 68.1141 | 77.1093 | 84.8036 | 103.1395 | 120.7784 | 138.6619 | 155.5057 | 176.3959 | 191.388 | 206.3142 | 220.8221 | 234.7046 | 251.6801 | 263.437 | 273.9519 | 283.0758 | 290.7512 | NPgN | GSP | NG FES - System Transformation | HPs - Domestic consumption (GWh)
NG FES - System Transformation | Dem_BB004 | GWh | NPgN | OFFERTON | HPs - Domestic consumption (GWh) | OFFE_3 | 0.40066 | 0.46686 | 0.47319 | 0.68343 | 0.91883 | 1.1664 | 1.4235 | 1.8568 | 2.2349 | 2.6338 | 3.0486 | 3.5209 | 4.1867 | 4.8809 | 5.732 | 6.7535 | 7.9327 | 8.9415 | 12.0367 | 15.0253 | 18.2444 | 21.2775 | 25.0949 | 27.9095 | 30.7165 | 33.4578 | 36.0978 | 39.2663 | 41.4492 | 43.4342 | 45.2487 | 46.8266 | NPgN | GSP | NG FES - System Transformation | HPs - Domestic consumption (GWh)
NG FES - System Transformation | Dem_BB004 | GWh | NPgN | OSBALDWICK | HPs - Domestic consumption (GWh) | OSBA_1 | 4.3355 | 5.1636 | 5.1279 | 6.5412 | 7.9259 | 9.3732 | 10.8768 | 13.5165 | 15.9461 | 18.6096 | 21.4394 | 24.6707 | 29.3551 | 32.7543 | 36.9135 | 41.9181 | 47.6742 | 52.564 | 64.6364 | 76.2576 | 87.9602 | 98.9947 | 112.586 | 122.4261 | 132.2511 | 141.8372 | 151.0476 | 162.2532 | 170.0826 | 177.1178 | 183.2816 | 188.5482 | NPgN | GSP | NG FES - System Transformation | HPs - Domestic consumption (GWh)
NG FES - System Transformation | Dem_BB004 | GWh | NPgN | POPPLETON | HPs - Domestic consumption (GWh) | POPP_3 | 0.51914 | 0.60906 | 0.61255 | 0.83818 | 1.0798 | 1.3335 | 1.5936 | 2.0354 | 2.4259 | 2.8414 | 3.2766 | 3.7725 | 4.4792 | 4.9935 | 5.6223 | 6.3789 | 7.2531 | 8.0183 | 9.9605 | 11.8302 | 13.7983 | 15.6488 | 18.0047 | 19.6985 | 21.3758 | 23.0033 | 24.5599 | 26.4586 | 27.7463 | 28.9 | 29.9193 | 30.778 | NPgN | GSP | NG FES - System Transformation | HPs - Domestic consumption (GWh)
NG FES - System Transformation | Dem_BB004 | GWh | NPgN | SALTHOLME | HPs - Domestic consumption (GWh) | SALH_1 | 0.023286 | 0.026491 | 0.026821 | 0.037948 | 0.050584 | 0.063852 | 0.077651 | 0.10102 | 0.12182 | 0.14382 | 0.1669 | 0.19315 | 0.23016 | 0.25172 | 0.278 | 0.30969 | 0.34642 | 0.38016 | 0.448 | 0.51303 | 0.58794 | 0.65848 | 0.75251 | 0.81691 | 0.87984 | 0.94031 | 0.99754 | 1.07 | 1.1179 | 1.1594 | 1.193 | 1.2186 | NPgN | GSP | NG FES - System Transformation | HPs - Domestic consumption (GWh)
NG FES - System Transformation | Dem_BB004 | GWh | NPgN | SOUTH SHIELDS | HPs - Domestic consumption (GWh) | SSHI_3 | 0.51139 | 0.6045 | 0.60886 | 0.84981 | 1.1106 | 1.3846 | 1.6652 | 2.1404 | 2.5486 | 2.98 | 3.4242 | 3.9301 | 4.64 | 5.2744 | 6.0493 | 6.9806 | 8.054 | 8.9814 | 11.5469 | 14.021 | 16.6488 | 19.1371 | 22.3083 | 24.6349 | 26.95 | 29.2089 | 31.3823 | 34.006 | 35.8352 | 37.4932 | 38.9741 | 40.2524 | NPgN | GSP | NG FES - System Transformation | HPs - Domestic consumption (GWh)
NG FES - System Transformation | Dem_BB004 | GWh | NPgN | SPADEADAM | HPs - Domestic consumption (GWh) | KIELD01 and SPAD20 | 0.11901 | 0.14253 | 0.14064 | 0.17274 | 0.202 | 0.23246 | 0.27575 | 0.35823 | 0.48799 | 0.64187 | 0.83136 | 1.0488 | 1.3963 | 1.5537 | 1.7493 | 1.9848 | 2.2516 | 2.4798 | 2.8821 | 3.2668 | 3.5902 | 3.8879 | 4.1854 | 4.3802 | 4.5796 | 4.7731 | 4.956 | 5.1905 | 5.3432 | 5.4729 | 5.5737 | 5.6481 | NPgN | GSP | NG FES - System Transformation | HPs - Domestic consumption (GWh)
NG FES - System Transformation | Dem_BB004 | GWh | NPgN | SPENNYMOOR | HPs - Domestic consumption (GWh) | SPEN_1 | 4.5403 | 5.7338 | 5.6657 | 7.3289 | 8.831 | 10.3985 | 11.9511 | 14.6883 | 17.1508 | 19.8324 | 22.6499 | 25.8606 | 30.4254 | 33.6863 | 37.6659 | 42.4577 | 47.9593 | 52.6965 | 63.7675 | 74.4148 | 85.24 | 95.4714 | 108.406 | 117.6981 | 126.9009 | 135.861 | 144.4633 | 155.0045 | 162.4139 | 169.0217 | 174.696 | 179.4805 | NPgN | GSP | NG FES - System Transformation | HPs - Domestic consumption (GWh)
NG FES - System Transformation | Dem_BB004 | GWh | NPgN | STELLA NORTH | HPs - Domestic consumption (GWh) | STEN_1 | 2.0217 | 2.3574 | 2.3628 | 3.2041 | 4.1198 | 5.0792 | 6.0739 | 7.7826 | 9.3211 | 10.9578 | 12.6852 | 14.6478 | 17.4031 | 19.5333 | 22.1446 | 25.2856 | 28.9259 | 32.1711 | 40.0745 | 47.68 | 55.7172 | 63.3187 | 73.0828 | 80.1112 | 87.085 | 93.8727 | 100.3834 | 108.3446 | 113.8381 | 118.7551 | 123.0392 | 126.6463 | NPgN | GSP | NG FES - System Transformation | HPs - Domestic consumption (GWh)
NG FES - System Transformation | Dem_BB004 | GWh | NPgN | STELLA SOUTH | HPs - Domestic consumption (GWh) | STES_1 | 2.099 | 2.5564 | 2.5494 | 3.378 | 4.1922 | 5.0458 | 5.9124 | 7.4037 | 8.754 | 10.2132 | 11.7575 | 13.521 | 16.073 | 18.0709 | 20.517 | 23.4584 | 26.8422 | 29.6946 | 36.9648 | 43.9684 | 51.0733 | 57.7968 | 66.2253 | 72.3873 | 78.5328 | 84.5323 | 90.3051 | 97.2945 | 102.249 | 106.7198 | 110.6487 | 114.0362 | NPgN | GSP | NG FES - System Transformation | HPs - Domestic consumption (GWh)
NG FES - System Transformation | Dem_BB004 | GWh | NPgN | TYNEMOUTH | HPs - Domestic consumption (GWh) | TYNE_1 | 1.696 | 1.9659 | 1.986 | 2.775 | 3.6439 | 4.5571 | 5.4948 | 7.0773 | 8.4243 | 9.8463 | 11.3015 | 12.9601 | 15.2898 | 17.0264 | 19.1369 | 21.677 | 24.5988 | 27.1452 | 33.666 | 39.9454 | 46.7219 | 53.119 | 61.3769 | 67.3278 | 73.2083 | 78.9151 | 84.3768 | 91.0423 | 95.6165 | 99.716 | 103.3074 | 106.3312 | NPgN | GSP | NG FES - System Transformation | HPs - Domestic consumption (GWh)
NG FES - System Transformation | Dem_BB004 | GWh | NPgN | WEST BOLDON | HPs - Domestic consumption (GWh) | WBOL_6 | 2.1564 | 2.5589 | 2.5803 | 3.6236 | 4.747 | 5.928 | 7.1326 | 9.1664 | 10.9037 | 12.7387 | 14.6251 | 16.775 | 19.8025 | 22.3153 | 25.3804 | 29.0657 | 33.3114 | 36.9797 | 46.7251 | 56.118 | 66.1633 | 75.6865 | 87.893 | 96.8004 | 105.6543 | 114.2848 | 122.5804 | 132.6414 | 139.7141 | 146.0912 | 151.7088 | 156.511 | NPgN | GSP | NG FES - System Transformation | HPs - Domestic consumption (GWh)
NG FES - System Transformation | Dem_BB004 | GWh | NPgY | BRADFORD WEST | HPs - Domestic consumption (GWh) | BRAW_1 | 4.83 | 5.4366 | 5.4438 | 7.2199 | 9.0268 | 11.0079 | 13.0362 | 16.5908 | 19.8408 | 23.3467 | 27.2358 | 31.4747 | 37.8681 | 41.9481 | 48.18 | 55.5748 | 64.1874 | 71.785 | 90.3302 | 109.3441 | 127.5033 | 146.5355 | 171.1457 | 188.6246 | 206.0013 | 222.9298 | 239.1929 | 258.8678 | 272.8402 | 285.0827 | 296.0458 | 305.4171 | NPgY | GSP | NG FES - System Transformation | HPs - Domestic consumption (GWh)
NG FES - System Transformation | Dem_BB004 | GWh | NPgY | CAMBLESFORTH | HPs - Domestic consumption (GWh) | CAMB_01 | 0.46218 | 0.53542 | 0.53049 | 0.67719 | 0.8263 | 0.9752 | 1.1578 | 1.4848 | 1.8237 | 2.2053 | 2.6483 | 3.1554 | 3.9884 | 4.6277 | 5.2126 | 5.91 | 6.7228 | 7.3848 | 8.9774 | 10.4828 | 11.8907 | 13.1429 | 14.632 | 15.7076 | 16.7985 | 17.8602 | 18.8786 | 20.1231 | 20.9956 | 21.77 | 22.4464 | 23.0175 | NPgY | GSP | NG FES - System Transformation | HPs - Domestic consumption (GWh)
NG FES - System Transformation | Dem_BB004 | GWh | NPgY | CREYKE BECK | HPs - Domestic consumption (GWh) | CREB_1 | 8.2652 | 9.3468 | 9.2912 | 11.6555 | 14.0599 | 16.5112 | 19.1348 | 23.6758 | 27.7809 | 32.2722 | 37.3336 | 42.8195 | 51.2991 | 57.2033 | 64.0718 | 72.1891 | 81.6559 | 89.657 | 108.9639 | 127.3099 | 144.6599 | 161.7835 | 183.5634 | 199.0025 | 214.4077 | 229.4201 | 243.8395 | 261.3759 | 273.7891 | 284.9865 | 294.7144 | 303.0073 | NPgY | GSP | NG FES - System Transformation | HPs - Domestic consumption (GWh)
NG FES - System Transformation | Dem_BB004 | GWh | NPgY | DRAX | HPs - Domestic consumption (GWh) | DRAX_YEDL | 1.3046 | 1.4808 | 1.4615 | 1.7629 | 2.0691 | 2.3607 | 2.7134 | 3.3402 | 3.985 | 4.709 | 5.5464 | 6.5019 | 8.049 | 9.1905 | 10.1885 | 11.3794 | 12.7705 | 13.9286 | 16.4822 | 18.7749 | 20.9011 | 22.6214 | 24.6482 | 26.0848 | 27.5413 | 28.958 | 30.3143 | 31.9904 | 33.1485 | 34.2004 | 35.086 | 35.8218 | NPgY | GSP | NG FES - System Transformation | HPs - Domestic consumption (GWh)
NG FES - System Transformation | Dem_BB004 | GWh | NPgY | ELLAND | HPs - Domestic consumption (GWh) | ELLA_1 | 3.7612 | 4.2614 | 4.272 | 5.7133 | 7.18 | 8.7739 | 10.3875 | 13.1831 | 15.6758 | 18.3568 | 21.3229 | 24.5184 | 29.3159 | 32.3971 | 37.0479 | 42.5522 | 48.9637 | 54.5911 | 68.4472 | 82.6447 | 96.2085 | 110.6151 | 129.3148 | 142.5601 | 155.7097 | 168.5138 | 180.8075 | 195.684 | 206.239 | 215.5034 | 223.7784 | 230.8526 | NPgY | GSP | NG FES - System Transformation | HPs - Domestic consumption (GWh)
NG FES - System Transformation | Dem_BB004 | GWh | NPgY | FERRYBRIDGE A | HPs - Domestic consumption (GWh) | FERRA2 | 2.2689 | 2.7207 | 2.679 | 3.4026 | 4.1377 | 4.8103 | 5.5194 | 6.7139 | 7.7686 | 8.9169 | 10.2015 | 11.5832 | 13.6515 | 14.9448 | 16.6815 | 18.7427 | 21.1493 | 23.2831 | 28.0642 | 32.5267 | 36.7494 | 40.9119 | 46.3007 | 50.0644 | 53.8124 | 57.4705 | 60.9868 | 65.2954 | 68.3152 | 71.0651 | 73.4099 | 75.3822 | NPgY | GSP | NG FES - System Transformation | HPs - Domestic consumption (GWh)
NG FES - System Transformation | Dem_BB004 | GWh | NPgY | FERRYBRIDGE B | HPs - Domestic consumption (GWh) | FERRB9 | 3.2762 | 3.7501 | 3.7399 | 4.913 | 6.1062 | 7.3673 | 8.6937 | 11.0124 | 13.183 | 15.5457 | 18.1919 | 21.1175 | 25.6225 | 28.6074 | 32.275 | 36.6417 | 41.7355 | 46.2419 | 56.5223 | 66.3888 | 75.7377 | 85.0107 | 96.9101 | 105.2985 | 113.6759 | 121.834 | 129.6596 | 139.2169 | 145.9168 | 151.9204 | 157.1167 | 161.5083 | NPgY | GSP | NG FES - System Transformation | HPs - Domestic consumption (GWh)
NG FES - System Transformation | Dem_BB004 | GWh | NPgY | GRIMSBY WEST | HPs - Domestic consumption (GWh) | GRIW_1 | 2.2446 | 2.5496 | 2.5391 | 3.2617 | 3.9966 | 4.7629 | 5.5641 | 6.9539 | 8.1568 | 9.4641 | 10.9265 | 12.4779 | 14.8287 | 16.4254 | 18.5202 | 20.9888 | 23.8658 | 26.3117 | 32.3913 | 38.3779 | 44.0691 | 49.9883 | 57.5908 | 62.9754 | 68.3363 | 73.5594 | 78.5759 | 84.6659 | 88.9776 | 92.8167 | 96.1935 | 99.0725 | NPgY | GSP | NG FES - System Transformation | HPs - Domestic consumption (GWh)
NG FES - System Transformation | Dem_BB004 | GWh | NPgY | JORDANTHORPE | HPs - Domestic consumption (GWh) | JORD_3 | 0.57459 | 0.6411 | 0.64226 | 0.87021 | 1.102 | 1.3676 | 1.6451 | 2.1476 | 2.6019 | 3.0948 | 3.6444 | 4.2382 | 5.1307 | 5.7052 | 6.4629 | 7.3596 | 8.4055 | 9.3366 | 11.4771 | 13.6116 | 15.6407 | 17.8459 | 20.7114 | 22.6952 | 24.6686 | 26.5875 | 28.4241 | 30.6824 | 32.2361 | 33.6054 | 34.7854 | 35.7658 | NPgY | GSP | NG FES - System Transformation | HPs - Domestic consumption (GWh)
NG FES - System Transformation | Dem_BB004 | GWh | NPgY | KEADBY | HPs - Domestic consumption (GWh) | KEAD_YEDL | 4.3443 | 5.0145 | 4.9541 | 6.1499 | 7.3649 | 8.5313 | 9.947 | 12.4563 | 15.0557 | 17.9763 | 21.3571 | 25.2237 | 31.52 | 36.2423 | 40.5818 | 45.7561 | 51.7915 | 56.7351 | 68.2307 | 78.6004 | 88.2631 | 96.5908 | 106.5393 | 113.675 | 120.9116 | 127.9672 | 134.7433 | 143.0604 | 148.8794 | 154.192 | 158.7021 | 162.4946 | NPgY | GSP | NG FES - System Transformation | HPs - Domestic consumption (GWh)
NG FES - System Transformation | Dem_BB004 | GWh | NPgY | KIRKSTALL B | HPs - Domestic consumption (GWh) | KIRKB1 | 2.0064 | 2.2558 | 2.2833 | 3.2256 | 4.1849 | 5.2781 | 6.3491 | 8.2121 | 9.8256 | 11.5451 | 13.4287 | 15.4367 | 18.4053 | 20.2384 | 22.8249 | 25.8857 | 29.457 | 32.7132 | 40.1489 | 47.6099 | 54.7305 | 62.4796 | 72.7172 | 79.8276 | 86.8694 | 93.7073 | 100.245 | 108.2335 | 113.7889 | 118.6908 | 122.9584 | 126.5498 | NPgY | GSP | NG FES - System Transformation | HPs - Domestic consumption (GWh)
NG FES - System Transformation | Dem_BB004 | GWh | NPgY | NEEPSEND | HPs - Domestic consumption (GWh) | NEEP_3 | 0.92652 | 1.0517 | 1.051 | 1.3983 | 1.7516 | 2.1372 | 2.5251 | 3.205 | 3.8012 | 4.4407 | 5.1453 | 5.8975 | 7.0035 | 7.6714 | 8.866 | 10.2814 | 11.9292 | 13.4045 | 17.0709 | 20.938 | 24.6475 | 28.5542 | 33.6134 | 37.2278 | 40.8188 | 44.3196 | 47.6869 | 51.7437 | 54.647 | 57.1726 | 59.4675 | 61.4432 | NPgY | GSP | NG FES - System Transformation | HPs - Domestic consumption (GWh)
NG FES - System Transformation | Dem_BB004 | GWh | NPgY | NORTON LEES | HPs - Domestic consumption (GWh) | NORL_3 | 0.721 | 0.81912 | 0.81958 | 1.1231 | 1.4318 | 1.7795 | 2.1266 | 2.7458 | 3.2852 | 3.8619 | 4.4943 | 5.1644 | 6.1295 | 6.68 | 7.678 | 8.8588 | 10.2348 | 11.5026 | 14.5129 | 17.7692 | 20.8942 | 24.3227 | 28.8068 | 31.9482 | 35.0577 | 38.0823 | 40.9823 | 44.504 | 46.9757 | 49.0967 | 51.0103 | 52.6314 | NPgY | GSP | NG FES - System Transformation | HPs - Domestic consumption (GWh)
NG FES - System Transformation | Dem_BB004 | GWh | NPgY | PITSMOOR 3/4 | HPs - Domestic consumption (GWh) | PITS_BB_B | 0.27435 | 0.31604 | 0.31674 | 0.44417 | 0.57378 | 0.71942 | 0.86427 | 1.1213 | 1.3483 | 1.5907 | 1.8565 | 2.1414 | 2.5551 | 2.7917 | 3.2528 | 3.8005 | 4.438 | 5.0241 | 6.4547 | 7.9131 | 9.3182 | 10.8366 | 12.8251 | 14.2436 | 15.6573 | 17.0393 | 18.3713 | 19.9836 | 21.1339 | 22.1612 | 23.0693 | 23.8513 | NPgY | GSP | NG FES - System Transformation | HPs - Domestic consumption (GWh)
NG FES - System Transformation | Dem_BB004 | GWh | NPgY | SALTEND NORTH | HPs - Domestic consumption (GWh) | SALT_1 | 1.0785 | 1.2424 | 1.231 | 1.5484 | 1.8711 | 2.1885 | 2.5257 | 3.1044 | 3.6227 | 4.1882 | 4.823 | 5.5077 | 6.5509 | 7.2487 | 8.154 | 9.2246 | 10.4729 | 11.5416 | 14.121 | 16.579 | 18.9111 | 21.2593 | 24.2741 | 26.4101 | 28.5392 | 30.6176 | 32.6174 | 35.0482 | 36.7731 | 38.335 | 39.6906 | 40.8475 | NPgY | GSP | NG FES - System Transformation | HPs - Domestic consumption (GWh)
NG FES - System Transformation | Dem_BB004 | GWh | NPgY | SHEFFIELD CITY | HPs - Domestic consumption (GWh) | SHEC_3 | 0.40225 | 0.46054 | 0.46228 | 0.63764 | 0.81605 | 1.0134 | 1.2085 | 1.5487 | 1.8403 | 2.1514 | 2.4924 | 2.8526 | 3.378 | 3.6932 | 4.2345 | 4.8746 | 5.6202 | 6.2947 | 7.9404 | 9.6451 | 11.2811 | 13.0445 | 15.3503 | 16.984 | 18.6056 | 20.1854 | 21.703 | 23.5392 | 24.8429 | 25.9853 | 27.0081 | 27.8839 | NPgY | GSP | NG FES - System Transformation | HPs - Domestic consumption (GWh)
NG FES - System Transformation | Dem_BB004 | GWh | NPgY | SKELTON GRANGE | HPs - Domestic consumption (GWh) | SKLGB1 | 4.726 | 5.3375 | 5.3968 | 7.6105 | 9.864 | 12.4154 | 14.9186 | 19.2659 | 23.0333 | 27.049 | 31.4483 | 36.1403 | 43.0772 | 47.354 | 53.8525 | 61.5478 | 70.519 | 78.6513 | 97.8696 | 117.6945 | 136.6565 | 157.1006 | 183.903 | 202.7243 | 221.3812 | 239.5129 | 256.8772 | 277.9679 | 292.7944 | 305.7458 | 317.2568 | 327.0333 | NPgY | GSP | NG FES - System Transformation | HPs - Domestic consumption (GWh)
NG FES - System Transformation | Dem_BB004 | GWh | NPgY | TEMPLEBOROUGH 275/33KV | HPs - Domestic consumption (GWh) | TEMP_3 | 0.049094 | 0.054797 | 0.055101 | 0.07711 | 0.099497 | 0.12567 | 0.1517 | 0.19864 | 0.2409 | 0.28606 | 0.33557 | 0.38902 | 0.46672 | 0.51069 | 0.57495 | 0.65129 | 0.74048 | 0.82589 | 1.0032 | 1.179 | 1.3467 | 1.5416 | 1.8037 | 1.9799 | 2.1541 | 2.3232 | 2.4846 | 2.6854 | 2.8201 | 2.9396 | 3.0391 | 3.1199 | NPgY | GSP | NG FES - System Transformation | HPs - Domestic consumption (GWh)
NG FES - System Transformation | Dem_BB004 | GWh | NPgY | THURCROFT | HPs - Domestic consumption (GWh) | THUR_6 | 3.5584 | 4.1454 | 4.1161 | 5.2801 | 6.4638 | 7.6248 | 8.8179 | 10.8225 | 12.5367 | 14.391 | 16.4556 | 18.642 | 21.9346 | 24.1137 | 26.9511 | 30.2984 | 34.2031 | 37.5488 | 45.5825 | 53.0784 | 60.1863 | 67.3387 | 76.6143 | 83.1775 | 89.7078 | 96.0774 | 102.2012 | 109.6384 | 114.931 | 119.7694 | 123.9435 | 127.5135 | NPgY | GSP | NG FES - System Transformation | HPs - Domestic consumption (GWh)
NG FES - System Transformation | Dem_BB004 | GWh | NPgY | WEST MELTON / THORPE MARSH | HPs - Domestic consumption (GWh) | WMEL_THOM | 5.3365 | 6.3701 | 6.3029 | 8.2001 | 10.1284 | 11.9815 | 13.8847 | 17.09 | 19.8095 | 22.7474 | 26.0106 | 29.4466 | 34.5336 | 37.7409 | 42.3922 | 47.8836 | 54.2883 | 59.8912 | 73.2453 | 86.1034 | 98.3388 | 111.0449 | 127.5911 | 139.2364 | 150.8111 | 162.1026 | 172.9581 | 186.1698 | 195.5131 | 203.9426 | 211.259 | 217.4806 | NPgY | GSP | NG FES - System Transformation | HPs - Domestic consumption (GWh)
NG FES - System Transformation | Dem_BB004 | GWh | NPgY | WEST MELTON SECTION 3 | HPs - Domestic consumption (GWh) | WMEL_BB3 | 4.8473 | 5.6836 | 5.6387 | 7.3532 | 9.0961 | 10.8439 | 12.6413 | 15.7234 | 18.521 | 21.5437 | 24.9001 | 28.5588 | 34.0448 | 37.4302 | 42.346 | 48.1942 | 55.0157 | 61.1527 | 75.1943 | 88.8201 | 101.7898 | 114.9809 | 132.1501 | 144.239 | 156.27 | 168.004 | 179.2811 | 193.0172 | 202.7055 | 211.4006 | 218.963 | 225.3816 | NPgY | GSP | NG FES - System Transformation | HPs - Domestic consumption (GWh)
NG FES - System Transformation | Dem_BB004 | GWh | NPgY | WINCOBANK | HPs - Domestic consumption (GWh) | WIBA_3 | 0.14405 | 0.16485 | 0.16665 | 0.23581 | 0.30623 | 0.38453 | 0.46106 | 0.59237 | 0.70498 | 0.82493 | 0.95628 | 1.0959 | 1.3031 | 1.4326 | 1.6164 | 1.8339 | 2.0877 | 2.3172 | 2.8519 | 3.3756 | 3.8759 | 4.4125 | 5.1212 | 5.618 | 6.1111 | 6.5908 | 7.0505 | 7.6103 | 8.0038 | 8.3568 | 8.6629 | 8.9231 | NPgY | GSP | NG FES - System Transformation | HPs - Domestic consumption (GWh)
NG FES - System Transformation | Dem_BB005 | GWh | NPgN | BLYTH 66kV | HPs - I&C consumption (GWh) | BLYTB1 | 3.1008 | 3.3171 | 3.3445 | 3.5905 | 3.7865 | 4.0304 | 4.3219 | 5.3562 | 7.0272 | 8.6946 | 10.3759 | 12.0661 | 14.5531 | 16.372 | 18.1986 | 20.0387 | 21.8839 | 25.6696 | 27.5822 | 29.3272 | 31.099 | 32.9102 | 35.337 | 36.2832 | 37.2368 | 38.1682 | 39.0658 | 40.5831 | 41.4082 | 42.214 | 43.0112 | 43.7927 | NPgN | GSP | NG FES - System Transformation | HPs - I&C consumption (GWh)
NG FES - System Transformation | Dem_BB005 | GWh | NPgN | BLYTH 132kV | HPs - I&C consumption (GWh) | BLYTH132 | 1.6673 | 1.7837 | 1.7984 | 1.9308 | 2.0362 | 2.1674 | 2.3242 | 2.8805 | 3.7791 | 4.6758 | 5.5799 | 6.4887 | 7.8259 | 8.8038 | 9.786 | 10.7754 | 11.7673 | 13.8027 | 14.8308 | 15.7689 | 16.7213 | 17.6947 | 18.999 | 19.5071 | 20.0192 | 20.5196 | 21.0015 | 21.8164 | 22.2592 | 22.6916 | 23.1192 | 23.5383 | NPgN | GSP | NG FES - System Transformation | HPs - I&C consumption (GWh)
NG FES - System Transformation | Dem_BB005 | GWh | NPgN | FOURSTONES | HPs - I&C consumption (GWh) | FOUR_1 | 0.53722 | 0.57471 | 0.57946 | 0.62211 | 0.65609 | 0.69836 | 0.74888 | 0.92811 | 1.2176 | 1.5066 | 1.7979 | 2.0907 | 2.5215 | 2.8366 | 3.1531 | 3.4719 | 3.7915 | 4.4473 | 4.7786 | 5.0808 | 5.3877 | 5.7013 | 6.1216 | 6.2853 | 6.4503 | 6.6116 | 6.7668 | 7.0294 | 7.1721 | 7.3114 | 7.4492 | 7.5842 | NPgN | GSP | NG FES - System Transformation | HPs - I&C consumption (GWh)
NG FES - System Transformation | Dem_BB005 | GWh | NPgN | HARTMOOR | HPs - I&C consumption (GWh) | HARM_6 | 2.4317 | 2.5873 | 2.593 | 2.7668 | 2.9001 | 3.068 | 3.2698 | 4.0275 | 5.2516 | 6.458 | 7.6597 | 8.8531 | 10.6123 | 11.8649 | 13.1065 | 14.341 | 15.5629 | 18.1394 | 19.3664 | 20.4588 | 21.5536 | 22.6593 | 24.1693 | 24.6508 | 25.1283 | 25.5796 | 26.0009 | 26.8231 | 27.1766 | 27.5095 | 27.8289 | 28.1305 | NPgN | GSP | NG FES - System Transformation | HPs - I&C consumption (GWh)
NG FES - System Transformation | Dem_BB005 | GWh | NPgN | HAWTHORN PIT GRID | HPs - I&C consumption (GWh) | HAWP_6 | 1.8866 | 2.0072 | 2.0116 | 2.1463 | 2.2496 | 2.3798 | 2.5362 | 3.1238 | 4.0731 | 5.0085 | 5.9404 | 6.8657 | 8.2297 | 9.2008 | 10.1632 | 11.1201 | 12.0671 | 14.0643 | 15.0151 | 15.8614 | 16.7094 | 17.5658 | 18.7355 | 19.1079 | 19.4771 | 19.826 | 20.1515 | 20.7876 | 21.0605 | 21.3173 | 21.5636 | 21.7961 | NPgN | GSP | NG FES - System Transformation | HPs - I&C consumption (GWh)
NG FES - System Transformation | Dem_BB005 | GWh | NPgN | KNARESBOROUGH | HPs - I&C consumption (GWh) | KNARE_111 | 3.6187 | 3.8831 | 3.9286 | 4.2323 | 4.4788 | 4.783 | 5.1453 | 6.3963 | 8.4175 | 10.4465 | 12.5037 | 14.5834 | 17.6419 | 19.9079 | 22.1985 | 24.5205 | 26.8624 | 31.6106 | 34.0781 | 36.3566 | 38.6837 | 41.0755 | 44.2547 | 45.5952 | 46.9544 | 48.28 | 49.5799 | 51.6764 | 52.9015 | 54.1087 | 55.3116 | 56.501 | NPgN | GSP | NG FES - System Transformation | HPs - I&C consumption (GWh)
NG FES - System Transformation | Dem_BB005 | GWh | NPgN | LACKENBY | HPs - I&C consumption (GWh) | LACK_6 | 2.533 | 2.7097 | 2.732 | 2.9329 | 3.0928 | 3.2917 | 3.5293 | 4.3732 | 5.7365 | 7.0963 | 8.4667 | 9.8434 | 11.869 | 13.3488 | 14.8343 | 16.33 | 17.8298 | 20.9094 | 22.4626 | 23.8789 | 25.3163 | 26.7854 | 28.7548 | 29.5189 | 30.2884 | 31.0365 | 31.7586 | 32.9837 | 33.6455 | 34.2911 | 34.929 | 35.5537 | NPgN | GSP | NG FES - System Transformation | HPs - I&C consumption (GWh)
NG FES - System Transformation | Dem_BB005 | GWh | NPgN | NORTON | HPs - I&C consumption (GWh) | NORT_1 | 8.6061 | 9.1984 | 9.2652 | 9.9368 | 10.4687 | 11.1315 | 11.9243 | 14.7618 | 19.3456 | 23.9095 | 28.5007 | 33.1067 | 39.8854 | 44.8203 | 49.766 | 54.7378 | 59.7139 | 69.9699 | 75.1067 | 79.7783 | 84.5136 | 89.3468 | 95.8398 | 98.3079 | 100.7902 | 103.1887 | 105.5015 | 109.4794 | 111.5822 | 113.6265 | 115.6417 | 117.6086 | NPgN | GSP | NG FES - System Transformation | HPs - I&C consumption (GWh)
NG FES - System Transformation | Dem_BB005 | GWh | NPgN | OFFERTON | HPs - I&C consumption (GWh) | OFFE_3 | 0.98667 | 1.0501 | 1.0528 | 1.1239 | 1.1784 | 1.2472 | 1.3297 | 1.6385 | 2.1373 | 2.6293 | 3.1198 | 3.6073 | 4.3258 | 4.8384 | 5.3469 | 5.853 | 6.3543 | 7.4095 | 7.9141 | 8.3641 | 8.8156 | 9.272 | 9.8943 | 10.0961 | 10.2965 | 10.4863 | 10.664 | 11.0065 | 11.157 | 11.2992 | 11.4361 | 11.5659 | NPgN | GSP | NG FES - System Transformation | HPs - I&C consumption (GWh)
NG FES - System Transformation | Dem_BB005 | GWh | NPgN | OSBALDWICK | HPs - I&C consumption (GWh) | OSBA_1 | 7.873 | 8.4012 | 8.447 | 9.0432 | 9.5105 | 10.0948 | 10.7949 | 13.3412 | 17.455 | 21.5376 | 25.6319 | 29.7261 | 35.7547 | 40.1139 | 44.4668 | 48.8263 | 53.1747 | 62.2015 | 66.6516 | 70.6712 | 74.7313 | 78.8616 | 84.4381 | 86.4534 | 88.4729 | 90.4295 | 92.2917 | 95.6014 | 97.2647 | 98.8715 | 100.4473 | 101.976 | NPgN | GSP | NG FES - System Transformation | HPs - I&C consumption (GWh)
NG FES - System Transformation | Dem_BB005 | GWh | NPgN | POPPLETON | HPs - I&C consumption (GWh) | POPP_3 | 0.94595 | 1.0067 | 1.0092 | 1.0772 | 1.1294 | 1.1952 | 1.2742 | 1.5699 | 2.0476 | 2.5187 | 2.9883 | 3.4549 | 4.1427 | 4.6332 | 5.1197 | 5.6038 | 6.0833 | 7.0928 | 7.5753 | 8.0055 | 8.437 | 8.8731 | 9.468 | 9.6604 | 9.8514 | 10.0323 | 10.2016 | 10.5286 | 10.6718 | 10.807 | 10.9372 | 11.0606 | NPgN | GSP | NG FES - System Transformation | HPs - I&C consumption (GWh)
NG FES - System Transformation | Dem_BB005 | GWh | NPgN | SALTHOLME | HPs - I&C consumption (GWh) | SALH_1 | 0.47994 | 0.51164 | 0.51388 | 0.54954 | 0.57727 | 0.61204 | 0.65373 | 0.80696 | 1.0545 | 1.2996 | 1.5447 | 1.7893 | 2.1495 | 2.4085 | 2.6664 | 2.9242 | 3.1806 | 3.7158 | 3.9765 | 4.2109 | 4.4471 | 4.6868 | 5.0116 | 5.1244 | 5.2371 | 5.3448 | 5.447 | 5.6342 | 5.7237 | 5.8095 | 5.8931 | 5.9736 | NPgN | GSP | NG FES - System Transformation | HPs - I&C consumption (GWh)
NG FES - System Transformation | Dem_BB005 | GWh | NPgN | SOUTH SHIELDS | HPs - I&C consumption (GWh) | SSHI_3 | 1.0722 | 1.1404 | 1.1426 | 1.2188 | 1.277 | 1.3505 | 1.4389 | 1.7717 | 2.3095 | 2.839 | 3.3662 | 3.8894 | 4.6607 | 5.209 | 5.7521 | 6.2917 | 6.8254 | 7.9525 | 8.4873 | 8.9626 | 9.4386 | 9.919 | 10.5758 | 10.7821 | 10.9865 | 11.1793 | 11.3587 | 11.7129 | 11.8621 | 12.0022 | 12.1362 | 12.2622 | NPgN | GSP | NG FES - System Transformation | HPs - I&C consumption (GWh)
NG FES - System Transformation | Dem_BB005 | GWh | NPgN | SPADEADAM | HPs - I&C consumption (GWh) | KIELD01 and SPAD20 | 0.23148 | 0.24763 | 0.24968 | 0.26805 | 0.28269 | 0.30091 | 0.32268 | 0.3999 | 0.52466 | 0.64914 | 0.77466 | 0.90083 | 1.0865 | 1.2222 | 1.3586 | 1.496 | 1.6337 | 1.9162 | 2.059 | 2.1892 | 2.3214 | 2.4566 | 2.6377 | 2.7082 | 2.7793 | 2.8488 | 2.9157 | 3.0288 | 3.0903 | 3.1503 | 3.2097 | 3.2678 | NPgN | GSP | NG FES - System Transformation | HPs - I&C consumption (GWh)
NG FES - System Transformation | Dem_BB005 | GWh | NPgN | SPENNYMOOR | HPs - I&C consumption (GWh) | SPEN_1 | 4.9477 | 5.2638 | 5.275 | 5.6282 | 5.8988 | 6.2399 | 6.6498 | 8.19 | 10.6784 | 13.1303 | 15.5725 | 17.9974 | 21.5721 | 24.1164 | 26.638 | 29.1449 | 31.6256 | 36.8585 | 39.3488 | 41.5651 | 43.786 | 46.0285 | 49.0919 | 50.0658 | 51.0314 | 51.9436 | 52.7947 | 54.4594 | 55.1723 | 55.843 | 56.4863 | 57.0934 | NPgN | GSP | NG FES - System Transformation | HPs - I&C consumption (GWh)
NG FES - System Transformation | Dem_BB005 | GWh | NPgN | STELLA NORTH | HPs - I&C consumption (GWh) | STEN_1 | 4.9066 | 5.2351 | 5.2624 | 5.6323 | 5.9218 | 6.2846 | 6.7198 | 8.3044 | 10.8652 | 13.4062 | 15.955 | 18.5039 | 22.2577 | 24.9703 | 27.6771 | 30.3874 | 33.0905 | 38.7032 | 41.464 | 43.9521 | 46.4639 | 49.0197 | 52.4741 | 53.7147 | 54.9578 | 56.1432 | 57.2801 | 59.3134 | 60.3233 | 61.2966 | 62.249 | 63.1705 | NPgN | GSP | NG FES - System Transformation | HPs - I&C consumption (GWh)
NG FES - System Transformation | Dem_BB005 | GWh | NPgN | STELLA SOUTH | HPs - I&C consumption (GWh) | STES_1 | 3.0706 | 3.2716 | 3.284 | 3.5099 | 3.6849 | 3.9046 | 4.1683 | 5.1427 | 6.7169 | 8.2736 | 9.8295 | 11.38 | 13.6645 | 15.3034 | 16.9342 | 18.5619 | 20.1789 | 23.5616 | 25.2009 | 26.6712 | 28.1507 | 29.6504 | 31.6864 | 32.3799 | 33.0717 | 33.7336 | 34.3584 | 35.5174 | 36.0602 | 36.5787 | 37.0824 | 37.5654 | NPgN | GSP | NG FES - System Transformation | HPs - I&C consumption (GWh)
NG FES - System Transformation | Dem_BB005 | GWh | NPgN | TYNEMOUTH | HPs - I&C consumption (GWh) | TYNE_1 | 2.6111 | 2.7933 | 2.8163 | 3.0234 | 3.1884 | 3.3939 | 3.6395 | 4.5108 | 5.9186 | 7.3236 | 8.7409 | 10.1661 | 12.2634 | 13.7981 | 15.3393 | 16.8923 | 18.4504 | 21.6458 | 23.2622 | 24.7374 | 26.236 | 27.7689 | 29.8223 | 30.627 | 31.4383 | 32.2301 | 32.9949 | 34.2838 | 34.9887 | 35.6778 | 36.3603 | 37.0301 | NPgN | GSP | NG FES - System Transformation | HPs - I&C consumption (GWh)
NG FES - System Transformation | Dem_BB005 | GWh | NPgN | WEST BOLDON | HPs - I&C consumption (GWh) | WBOL_6 | 3.588 | 3.8207 | 3.8326 | 4.0933 | 4.2944 | 4.5474 | 4.8512 | 5.9812 | 7.807 | 9.61 | 11.4099 | 13.2011 | 15.8407 | 17.7288 | 19.6044 | 21.4735 | 23.3278 | 27.2192 | 29.0917 | 30.7658 | 32.4476 | 34.1503 | 36.4674 | 37.2369 | 38.0027 | 38.7301 | 39.4151 | 40.7107 | 41.298 | 41.856 | 42.3956 | 42.9101 | NPgN | GSP | NG FES - System Transformation | HPs - I&C consumption (GWh)
NG FES - System Transformation | Dem_BB005 | GWh | NPgY | BRADFORD WEST | HPs - I&C consumption (GWh) | BRAW_1 | 11.1857 | 11.5234 | 11.7799 | 12.4651 | 12.9999 | 13.6606 | 14.445 | 16.5314 | 21.585 | 26.5776 | 31.5633 | 36.5276 | 44.2007 | 49.482 | 54.7316 | 59.9649 | 65.1577 | 76.358 | 81.6301 | 86.3478 | 91.0885 | 95.8892 | 102.8069 | 104.9972 | 107.1772 | 109.2461 | 111.1958 | 114.8643 | 116.5367 | 118.1259 | 119.6622 | 121.1259 | NPgY | GSP | NG FES - System Transformation | HPs - I&C consumption (GWh)
NG FES - System Transformation | Dem_BB005 | GWh | NPgY | CAMBLESFORTH | HPs - I&C consumption (GWh) | CAMB_01 | 0.96111 | 0.99617 | 1.0252 | 1.0923 | 1.147 | 1.2135 | 1.2919 | 1.4886 | 1.9567 | 2.4254 | 2.8997 | 3.3781 | 4.115 | 4.6377 | 5.1645 | 5.6969 | 6.2328 | 7.3548 | 7.9175 | 8.4342 | 8.9609 | 9.5012 | 10.2607 | 10.5563 | 10.8553 | 11.1466 | 11.4307 | 11.8972 | 12.1625 | 12.4231 | 12.6822 | 12.9376 | NPgY | GSP | NG FES - System Transformation | HPs - I&C consumption (GWh)
NG FES - System Transformation | Dem_BB005 | GWh | NPgY | CREYKE BECK | HPs - I&C consumption (GWh) | CREB_1 | 12.6289 | 13.0559 | 13.3984 | 14.2342 | 14.9044 | 15.7247 | 16.6943 | 19.182 | 25.1456 | 31.0846 | 37.0629 | 43.0622 | 52.3152 | 58.8008 | 65.303 | 71.8405 | 78.3845 | 92.2412 | 99.0257 | 105.1964 | 111.4537 | 117.8426 | 126.9052 | 130.1923 | 133.5013 | 136.6939 | 139.7778 | 145.0654 | 147.8741 | 150.6076 | 153.3039 | 155.9372 | NPgY | GSP | NG FES - System Transformation | HPs - I&C consumption (GWh)
NG FES - System Transformation | Dem_BB005 | GWh | NPgY | DRAX | HPs - I&C consumption (GWh) | DRAX_YEDL | 1.3327 | 1.3824 | 1.4239 | 1.5181 | 1.5953 | 1.6892 | 1.7998 | 2.0752 | 2.73 | 3.3866 | 4.0521 | 4.7245 | 5.7599 | 6.4969 | 7.2407 | 7.9936 | 8.7525 | 10.3364 | 11.1366 | 11.8736 | 12.6256 | 13.3979 | 14.4809 | 14.9103 | 15.3452 | 15.7759 | 16.1939 | 16.8716 | 17.2655 | 17.6539 | 18.0413 | 18.4247 | NPgY | GSP | NG FES - System Transformation | HPs - I&C consumption (GWh)
NG FES - System Transformation | Dem_BB005 | GWh | NPgY | ELLAND | HPs - I&C consumption (GWh) | ELLA_1 | 8.6269 | 8.8861 | 9.0823 | 9.6089 | 10.0194 | 10.5267 | 11.1293 | 12.7345 | 16.6244 | 20.4659 | 24.3009 | 28.118 | 34.0184 | 38.0761 | 42.1079 | 46.1256 | 50.1107 | 58.7133 | 62.7552 | 66.3691 | 69.9992 | 73.6738 | 78.9729 | 80.6389 | 82.2961 | 83.868 | 85.3471 | 88.1443 | 89.4088 | 90.6087 | 91.7673 | 92.8696 | NPgY | GSP | NG FES - System Transformation | HPs - I&C consumption (GWh)
NG FES - System Transformation | Dem_BB005 | GWh | NPgY | FERRYBRIDGE A | HPs - I&C consumption (GWh) | FERRA2 | 2.1642 | 2.2401 | 2.3019 | 2.4486 | 2.5672 | 2.712 | 2.883 | 3.3171 | 4.3544 | 5.3905 | 6.4365 | 7.4894 | 9.1125 | 10.2582 | 11.4107 | 12.5735 | 13.7416 | 16.1983 | 17.4202 | 18.5389 | 19.6769 | 20.8428 | 22.4868 | 23.1117 | 23.7428 | 24.3647 | 24.9651 | 25.9632 | 26.5218 | 27.0702 | 27.6152 | 28.1521 | NPgY | GSP | NG FES - System Transformation | HPs - I&C consumption (GWh)
NG FES - System Transformation | Dem_BB005 | GWh | NPgY | FERRYBRIDGE B | HPs - I&C consumption (GWh) | FERRB9 | 6.8216 | 7.0514 | 7.2352 | 7.6849 | 8.0451 | 8.4864 | 9.0081 | 10.3488 | 13.5645 | 16.7668 | 19.9897 | 23.2243 | 28.214 | 31.712 | 35.2193 | 38.7463 | 42.2774 | 49.7546 | 53.4193 | 56.7548 | 60.1373 | 63.5921 | 68.4908 | 70.2732 | 72.0675 | 73.8191 | 75.5025 | 78.3789 | 79.9188 | 81.4206 | 82.9051 | 84.3582 | NPgY | GSP | NG FES - System Transformation | HPs - I&C consumption (GWh)
NG FES - System Transformation | Dem_BB005 | GWh | NPgY | GRIMSBY WEST | HPs - I&C consumption (GWh) | GRIW_1 | 4.0804 | 4.2052 | 4.3005 | 4.5526 | 4.7499 | 4.9933 | 5.2822 | 6.0476 | 7.8995 | 9.7306 | 11.5606 | 13.3842 | 16.2024 | 18.1458 | 20.0793 | 22.0086 | 23.9248 | 28.0496 | 29.9997 | 31.7479 | 33.5063 | 35.2887 | 37.8525 | 38.6775 | 39.4999 | 40.282 | 41.0214 | 42.3963 | 43.0357 | 43.6452 | 44.2362 | 44.8013 | NPgY | GSP | NG FES - System Transformation | HPs - I&C consumption (GWh)
NG FES - System Transformation | Dem_BB005 | GWh | NPgY | JORDANTHORPE | HPs - I&C consumption (GWh) | JORD_3 | 0.85514 | 0.88281 | 0.90456 | 0.95946 | 1.003 | 1.0566 | 1.12 | 1.2849 | 1.6818 | 2.0759 | 2.4715 | 2.8674 | 3.4785 | 3.9041 | 4.3296 | 4.7562 | 5.182 | 6.0894 | 6.5281 | 6.925 | 7.3263 | 7.735 | 8.3177 | 8.5206 | 8.7241 | 8.9202 | 9.1081 | 9.4387 | 9.6072 | 9.7704 | 9.9305 | 10.0861 | NPgY | GSP | NG FES - System Transformation | HPs - I&C consumption (GWh)
NG FES - System Transformation | Dem_BB005 | GWh | NPgY | KEADBY | HPs - I&C consumption (GWh) | KEAD_YEDL | 6.796 | 7.0401 | 7.2411 | 7.7099 | 8.0906 | 8.5545 | 9.1015 | 10.4801 | 13.7674 | 17.0554 | 20.3783 | 23.7269 | 28.8867 | 32.5375 | 36.2135 | 39.9256 | 43.6573 | 51.4889 | 55.3997 | 58.9848 | 62.6341 | 66.3742 | 71.6409 | 73.6641 | 75.7087 | 77.7043 | 79.6431 | 82.8501 | 84.6538 | 86.4233 | 88.1805 | 89.9102 | NPgY | GSP | NG FES - System Transformation | HPs - I&C consumption (GWh)
NG FES - System Transformation | Dem_BB005 | GWh | NPgY | KIRKSTALL B | HPs - I&C consumption (GWh) | KIRKB1 | 5.1898 | 5.3443 | 5.4607 | 5.7757 | 6.0206 | 6.3235 | 6.6835 | 7.6451 | 9.9772 | 12.2789 | 14.5751 | 16.859 | 20.3902 | 22.8147 | 25.2218 | 27.6187 | 29.9942 | 35.1307 | 37.5352 | 39.6818 | 41.836 | 44.0148 | 47.1617 | 48.137 | 49.1059 | 50.0219 | 50.8817 | 52.5259 | 53.255 | 53.9446 | 54.6084 | 55.2375 | NPgY | GSP | NG FES - System Transformation | HPs - I&C consumption (GWh)
NG FES - System Transformation | Dem_BB005 | GWh | NPgY | NEEPSEND | HPs - I&C consumption (GWh) | NEEP_3 | 2.1131 | 2.176 | 2.2234 | 2.3516 | 2.4514 | 2.5747 | 2.7213 | 3.1128 | 4.0624 | 4.9995 | 5.9344 | 6.8644 | 8.3021 | 9.2893 | 10.2694 | 11.2453 | 12.2125 | 14.3039 | 15.283 | 16.1569 | 17.0341 | 17.9212 | 19.2025 | 19.5996 | 19.9941 | 20.3671 | 20.7172 | 21.3866 | 21.6835 | 21.9642 | 22.2345 | 22.4907 | NPgY | GSP | NG FES - System Transformation | HPs - I&C consumption (GWh)
NG FES - System Transformation | Dem_BB005 | GWh | NPgY | NORTON LEES | HPs - I&C consumption (GWh) | NORL_3 | 1.0284 | 1.0591 | 1.0821 | 1.1445 | 1.1931 | 1.2531 | 1.3244 | 1.515 | 1.9771 | 2.4333 | 2.8883 | 3.3409 | 4.0406 | 4.5211 | 4.9981 | 5.4731 | 5.9438 | 6.9617 | 7.4382 | 7.8636 | 8.2905 | 8.7222 | 9.3459 | 9.5391 | 9.7311 | 9.9126 | 10.083 | 10.4088 | 10.5533 | 10.69 | 10.8215 | 10.9462 | NPgY | GSP | NG FES - System Transformation | HPs - I&C consumption (GWh)
NG FES - System Transformation | Dem_BB005 | GWh | NPgY | PITSMOOR 3/4 | HPs - I&C consumption (GWh) | PITS_BB_B | 1.2568 | 1.2943 | 1.3226 | 1.3989 | 1.4583 | 1.5317 | 1.619 | 1.852 | 2.4171 | 2.9748 | 3.5312 | 4.0848 | 4.9406 | 5.5283 | 6.1118 | 6.693 | 7.269 | 8.5142 | 9.0975 | 9.6182 | 10.1409 | 10.6697 | 11.4331 | 11.6702 | 11.9058 | 12.1286 | 12.3378 | 12.7373 | 12.9149 | 13.083 | 13.2448 | 13.3983 | NPgY | GSP | NG FES - System Transformation | HPs - I&C consumption (GWh)
NG FES - System Transformation | Dem_BB005 | GWh | NPgY | SALTEND NORTH | HPs - I&C consumption (GWh) | SALT_1 | 1.6031 | 1.6577 | 1.7015 | 1.808 | 1.8936 | 1.9982 | 2.1219 | 2.4386 | 3.1974 | 3.9534 | 4.7147 | 5.479 | 6.6577 | 7.4846 | 8.314 | 9.1482 | 9.9836 | 11.751 | 12.618 | 13.4071 | 14.2077 | 15.0254 | 16.1845 | 16.6074 | 17.0333 | 17.4444 | 17.8419 | 18.521 | 18.8839 | 19.2373 | 19.5862 | 19.9271 | NPgY | GSP | NG FES - System Transformation | HPs - I&C consumption (GWh)
NG FES - System Transformation | Dem_BB005 | GWh | NPgY | SHEFFIELD CITY | HPs - I&C consumption (GWh) | SHEC_3 | 2.0504 | 2.1115 | 2.1575 | 2.2819 | 2.3787 | 2.4984 | 2.6406 | 3.0205 | 3.9419 | 4.8513 | 5.7585 | 6.6609 | 8.056 | 9.0139 | 9.9649 | 10.9119 | 11.8505 | 13.8799 | 14.8299 | 15.6779 | 16.5291 | 17.3899 | 18.6332 | 19.0186 | 19.4014 | 19.7632 | 20.103 | 20.7525 | 21.0406 | 21.3131 | 21.5753 | 21.8239 | NPgY | GSP | NG FES - System Transformation | HPs - I&C consumption (GWh)
NG FES - System Transformation | Dem_BB005 | GWh | NPgY | SKELTON GRANGE | HPs - I&C consumption (GWh) | SKLGB1 | 13.1144 | 13.5108 | 13.8119 | 14.6157 | 15.2432 | 16.0184 | 16.9388 | 19.386 | 25.3131 | 31.1692 | 37.0178 | 42.8419 | 51.8437 | 58.0408 | 64.2017 | 70.3442 | 76.4402 | 89.585 | 95.7764 | 101.3182 | 106.8881 | 112.5294 | 120.6562 | 123.236 | 125.8042 | 128.2458 | 130.5465 | 134.8664 | 136.8438 | 138.7245 | 140.5441 | 142.2795 | NPgY | GSP | NG FES - System Transformation | HPs - I&C consumption (GWh)
NG FES - System Transformation | Dem_BB005 | GWh | NPgY | TEMPLEBOROUGH 275/33KV | HPs - I&C consumption (GWh) | TEMP_3 | 0.16533 | 0.17129 | 0.17621 | 0.18764 | 0.19694 | 0.20828 | 0.22164 | 0.25528 | 0.33544 | 0.41567 | 0.49681 | 0.57865 | 0.70476 | 0.79417 | 0.8843 | 0.97543 | 1.0672 | 1.2593 | 1.3557 | 1.4444 | 1.5348 | 1.6275 | 1.7579 | 1.8088 | 1.8604 | 1.9108 | 1.96 | 2.0405 | 2.0866 | 2.1319 | 2.177 | 2.2216 | NPgY | GSP | NG FES - System Transformation | HPs - I&C consumption (GWh)
NG FES - System Transformation | Dem_BB005 | GWh | NPgY | THURCROFT | HPs - I&C consumption (GWh) | THUR_6 | 3.2489 | 3.363 | 3.456 | 3.6766 | 3.855 | 4.0727 | 4.3297 | 4.9817 | 6.5395 | 8.0955 | 9.6662 | 11.2472 | 13.6846 | 15.4049 | 17.1354 | 18.8813 | 20.6351 | 24.324 | 26.1585 | 27.8382 | 29.5469 | 31.2973 | 33.7659 | 34.7042 | 35.652 | 36.5775 | 37.4752 | 38.9691 | 39.8025 | 40.6197 | 41.4309 | 42.2291 | NPgY | GSP | NG FES - System Transformation | HPs - I&C consumption (GWh)
NG FES - System Transformation | Dem_BB005 | GWh | NPgY | WEST MELTON / THORPE MARSH | HPs - I&C consumption (GWh) | WMEL_THOM | 9.7349 | 10.0742 | 10.3497 | 11.007 | 11.5375 | 12.1852 | 12.95 | 14.8955 | 19.5473 | 24.1906 | 28.875 | 33.5875 | 40.8534 | 45.9746 | 51.1229 | 56.3137 | 61.5247 | 72.4997 | 77.9417 | 82.9183 | 87.9778 | 93.1574 | 100.4698 | 103.2249 | 106.0055 | 108.7197 | 111.3478 | 115.7443 | 118.1761 | 120.5577 | 122.9194 | 125.2405 | NPgY | GSP | NG FES - System Transformation | HPs - I&C consumption (GWh)
NG FES - System Transformation | Dem_BB005 | GWh | NPgY | WEST MELTON SECTION 3 | HPs - I&C consumption (GWh) | WMEL_BB3 | 7.7266 | 7.9972 | 8.2172 | 8.7405 | 9.1633 | 9.6796 | 10.2894 | 11.8378 | 15.5386 | 19.2348 | 22.9656 | 26.7207 | 32.5095 | 36.5945 | 40.7041 | 44.8497 | 49.0142 | 57.7744 | 62.1296 | 66.1164 | 70.1719 | 74.3258 | 80.1843 | 82.4081 | 84.6537 | 86.8607 | 88.9934 | 92.5427 | 94.5243 | 96.4683 | 98.3991 | 100.3001 | NPgY | GSP | NG FES - System Transformation | HPs - I&C consumption (GWh)
NG FES - System Transformation | Dem_BB005 | GWh | NPgY | WINCOBANK | HPs - I&C consumption (GWh) | WIBA_3 | 1.1924 | 1.23 | 1.2591 | 1.3343 | 1.3935 | 1.4665 | 1.553 | 1.7799 | 2.3274 | 2.8699 | 3.4134 | 3.9562 | 4.7946 | 5.3758 | 5.9556 | 6.5356 | 7.1133 | 8.3501 | 8.942 | 9.4755 | 10.0137 | 10.5607 | 11.3436 | 11.6071 | 11.8708 | 12.1235 | 12.3643 | 12.7979 | 13.0108 | 13.2156 | 13.4158 | 13.609 | NPgY | GSP | NG FES - System Transformation | HPs - I&C consumption (GWh)
NG FES - System Transformation | Dem_BB08b_NPgSubComponent | GWh | NPgN | BLYTH 66kV | I&C Baseline Demand Consumption (GWh) | BLYTB1 | 326.6623 | 324.6166 | 324.2017 | 323.7989 | 323.3883 | 322.9637 | 322.5189 | 322.0654 | 321.5858 | 321.0866 | 320.5625 | 320.0134 | 321.1187 | 322.2436 | 323.3913 | 324.561 | 325.7421 | 326.9423 | 328.1656 | 329.4171 | 330.6939 | 331.9944 | 333.3216 | 334.6758 | 336.0584 | 337.4953 | 338.9441 | 340.4229 | 341.9321 | 343.472 | 345.0431 | 346.6457 | NPgN | GSP | NG FES - System Transformation | I&C Baseline Demand Consumption (GWh)
NG FES - System Transformation | Dem_BB08b_NPgSubComponent | GWh | NPgN | BLYTH 132kV | I&C Baseline Demand Consumption (GWh) | BLYTH132 | 228.3633 | 227.0675 | 226.81 | 226.561 | 226.3055 | 226.0403 | 225.76 | 225.4729 | 225.1667 | 224.8481 | 224.5124 | 224.1596 | 224.8569 | 225.5676 | 226.2953 | 227.0367 | 227.7833 | 228.5412 | 229.3145 | 230.1071 | 230.915 | 231.7363 | 232.5736 | 233.4275 | 234.2992 | 235.2089 | 236.1227 | 237.055 | 238.0062 | 238.9765 | 239.966 | 240.975 | NPgN | GSP | NG FES - System Transformation | I&C Baseline Demand Consumption (GWh)
NG FES - System Transformation | Dem_BB08b_NPgSubComponent | GWh | NPgN | FOURSTONES | I&C Baseline Demand Consumption (GWh) | FOUR_1 | 80.8022 | 80.2955 | 80.1949 | 80.0975 | 79.9977 | 79.894 | 79.7844 | 79.6722 | 79.5525 | 79.4279 | 79.2967 | 79.1588 | 79.4315 | 79.7095 | 79.9941 | 80.284 | 80.576 | 80.8724 | 81.1748 | 81.4848 | 81.8007 | 82.1219 | 82.4494 | 82.7834 | 83.1243 | 83.48 | 83.8374 | 84.2021 | 84.5741 | 84.9535 | 85.3405 | 85.7351 | NPgN | GSP | NG FES - System Transformation | I&C Baseline Demand Consumption (GWh)
NG FES - System Transformation | Dem_BB08b_NPgSubComponent | GWh | NPgN | HARTMOOR | I&C Baseline Demand Consumption (GWh) | HARM_6 | 298.9291 | 296.3025 | 294.6911 | 293.0798 | 291.4678 | 289.8547 | 288.2404 | 286.6249 | 285.0081 | 283.3903 | 281.7713 | 280.1512 | 279.5993 | 279.0499 | 278.5032 | 277.959 | 277.4175 | 276.8785 | 276.3426 | 275.8096 | 275.2794 | 274.752 | 274.2274 | 273.7054 | 273.1862 | 272.6678 | 272.1534 | 271.6416 | 271.1324 | 270.6259 | 270.122 | 269.6208 | NPgN | GSP | NG FES - System Transformation | I&C Baseline Demand Consumption (GWh)
NG FES - System Transformation | Dem_BB08b_NPgSubComponent | GWh | NPgN | HAWTHORN PIT GRID | I&C Baseline Demand Consumption (GWh) | HAWP_6 | 256.1045 | 253.1008 | 251.2541 | 249.4074 | 247.5603 | 245.7123 | 243.8632 | 242.0134 | 240.1626 | 238.311 | 236.4585 | 234.6049 | 233.9683 | 233.3345 | 232.7037 | 232.0755 | 231.45 | 230.8273 | 230.2076 | 229.5907 | 228.9768 | 228.3658 | 227.7578 | 227.1526 | 226.5504 | 225.9493 | 225.3522 | 224.7578 | 224.1663 | 223.5776 | 222.9917 | 222.4086 | NPgN | GSP | NG FES - System Transformation | I&C Baseline Demand Consumption (GWh)
NG FES - System Transformation | Dem_BB08b_NPgSubComponent | GWh | NPgN | KNARESBOROUGH | I&C Baseline Demand Consumption (GWh) | KNARE_111 | 575.6755 | 574.0821 | 575.1491 | 576.2427 | 577.3132 | 578.2878 | 579.1747 | 579.9989 | 580.7713 | 581.5046 | 582.1657 | 582.7759 | 586.0107 | 589.3309 | 592.7377 | 596.2099 | 599.7028 | 603.2792 | 606.9583 | 610.743 | 614.5924 | 618.5016 | 622.4827 | 626.5375 | 630.6679 | 634.7459 | 638.9681 | 643.2564 | 647.6116 | 652.0346 | 656.5261 | 661.0869 | NPgN | GSP | NG FES - System Transformation | I&C Baseline Demand Consumption (GWh)
NG FES - System Transformation | Dem_BB08b_NPgSubComponent | GWh | NPgN | LACKENBY | I&C Baseline Demand Consumption (GWh) | LACK_6 | 666.0737 | 663.8913 | 663.4415 | 662.9995 | 662.5395 | 662.0554 | 661.5307 | 660.983 | 660.4082 | 659.809 | 659.1754 | 658.5035 | 659.5914 | 660.7016 | 661.8393 | 663.0011 | 664.1874 | 665.3899 | 666.6226 | 667.888 | 669.1788 | 670.4968 | 671.8421 | 673.2169 | 674.6168 | 676.0398 | 677.4957 | 678.9803 | 680.494 | 682.037 | 683.6096 | 685.2123 | NPgN | GSP | NG FES - System Transformation | I&C Baseline Demand Consumption (GWh)
NG FES - System Transformation | Dem_BB08b_NPgSubComponent | GWh | NPgN | NORTON | I&C Baseline Demand Consumption (GWh) | NORT_1 | 1576.9064 | 1567.7799 | 1564.9369 | 1562.1077 | 1559.2379 | 1556.2941 | 1553.2656 | 1550.1263 | 1546.8882 | 1543.5806 | 1540.1493 | 1536.6611 | 1539.5487 | 1542.5163 | 1545.5866 | 1548.7338 | 1551.9522 | 1555.2535 | 1558.6829 | 1562.2331 | 1565.8761 | 1569.6098 | 1573.4325 | 1577.3496 | 1581.3528 | 1585.325 | 1589.4685 | 1593.6998 | 1598.0198 | 1602.4295 | 1606.9299 | 1611.522 | NPgN | GSP | NG FES - System Transformation | I&C Baseline Demand Consumption (GWh)
NG FES - System Transformation | Dem_BB08b_NPgSubComponent | GWh | NPgN | OFFERTON | I&C Baseline Demand Consumption (GWh) | OFFE_3 | 140.8867 | 139.2857 | 138.3264 | 137.3674 | 136.4077 | 135.4467 | 134.4845 | 133.5212 | 132.5567 | 131.5911 | 130.6243 | 129.6562 | 129.3605 | 129.067 | 128.7757 | 128.4862 | 128.1986 | 127.9131 | 127.6298 | 127.3487 | 127.0699 | 126.7933 | 126.5189 | 126.2468 | 125.9769 | 125.7068 | 125.4404 | 125.1761 | 124.914 | 124.6539 | 124.396 | 124.1402 | NPgN | GSP | NG FES - System Transformation | I&C Baseline Demand Consumption (GWh)
NG FES - System Transformation | Dem_BB08b_NPgSubComponent | GWh | NPgN | OSBALDWICK | I&C Baseline Demand Consumption (GWh) | OSBA_1 | 874.6052 | 867.051 | 863.6115 | 860.1984 | 856.7763 | 853.3174 | 849.8344 | 846.3374 | 842.8054 | 839.2478 | 835.6371 | 831.997 | 832.5896 | 833.239 | 833.9141 | 834.6028 | 835.3321 | 836.1041 | 836.9232 | 837.7837 | 838.6858 | 839.6254 | 840.609 | 841.6378 | 842.7112 | 843.9246 | 845.1281 | 846.3842 | 847.6933 | 849.0562 | 850.4733 | 851.9454 | NPgN | GSP | NG FES - System Transformation | I&C Baseline Demand Consumption (GWh)
NG FES - System Transformation | Dem_BB08b_NPgSubComponent | GWh | NPgN | POPPLETON | I&C Baseline Demand Consumption (GWh) | POPP_3 | 144.8113 | 143.1544 | 142.1558 | 141.1578 | 140.1593 | 139.1591 | 138.1573 | 137.1543 | 136.1503 | 135.1457 | 134.1396 | 133.1327 | 132.817 | 132.5039 | 132.1936 | 131.8856 | 131.579 | 131.2751 | 130.9742 | 130.6762 | 130.3805 | 130.0871 | 129.796 | 129.5074 | 129.2212 | 128.9353 | 128.6531 | 128.3731 | 128.0955 | 127.8202 | 127.5472 | 127.2765 | NPgN | GSP | NG FES - System Transformation | I&C Baseline Demand Consumption (GWh)
NG FES - System Transformation | Dem_BB08b_NPgSubComponent | GWh | NPgN | SALTHOLME | I&C Baseline Demand Consumption (GWh) | SALH_1 | 462.5287 | 460.5692 | 459.5537 | 458.5387 | 457.5192 | 456.4927 | 455.4576 | 454.4151 | 453.3646 | 452.3067 | 451.2412 | 450.1685 | 450.0732 | 449.9836 | 449.9009 | 449.824 | 449.7543 | 449.6907 | 449.6363 | 449.5907 | 449.5535 | 449.5238 | 449.5018 | 449.4873 | 449.4799 | 449.4684 | 449.472 | 449.4828 | 449.5007 | 449.5258 | 449.5582 | 449.5981 | NPgN | GSP | NG FES - System Transformation | I&C Baseline Demand Consumption (GWh)
NG FES - System Transformation | Dem_BB08b_NPgSubComponent | GWh | NPgN | SOUTH SHIELDS | I&C Baseline Demand Consumption (GWh) | SSHI_3 | 118.0181 | 116.709 | 115.8906 | 115.0722 | 114.2538 | 113.4354 | 112.6169 | 111.7985 | 110.9801 | 110.1617 | 109.3432 | 108.5247 | 108.224 | 107.9241 | 107.6252 | 107.3272 | 107.0301 | 106.734 | 106.4388 | 106.1444 | 105.851 | 105.5586 | 105.267 | 104.9764 | 104.6866 | 104.3978 | 104.1099 | 103.8229 | 103.5368 | 103.2516 | 102.9673 | 102.6839 | NPgN | GSP | NG FES - System Transformation | I&C Baseline Demand Consumption (GWh)
NG FES - System Transformation | Dem_BB08b_NPgSubComponent | GWh | NPgN | SPADEADAM | I&C Baseline Demand Consumption (GWh) | KIELD01 and SPAD20 | 19.9884 | 19.8628 | 19.8378 | 19.8137 | 19.7889 | 19.7632 | 19.736 | 19.7082 | 19.6785 | 19.6476 | 19.6151 | 19.5809 | 19.6485 | 19.7174 | 19.7879 | 19.8598 | 19.9322 | 20.0057 | 20.0807 | 20.1575 | 20.2358 | 20.3155 | 20.3966 | 20.4794 | 20.5639 | 20.6521 | 20.7407 | 20.8311 | 20.9233 | 21.0174 | 21.1133 | 21.2112 | NPgN | GSP | NG FES - System Transformation | I&C Baseline Demand Consumption (GWh)
NG FES - System Transformation | Dem_BB08b_NPgSubComponent | GWh | NPgN | SPENNYMOOR | I&C Baseline Demand Consumption (GWh) | SPEN_1 | 639.7211 | 632.3482 | 627.8021 | 623.2562 | 618.7098 | 614.1629 | 609.6153 | 605.0643 | 600.5116 | 595.9569 | 591.3992 | 586.8406 | 585.2591 | 583.6845 | 582.1182 | 580.5583 | 579.0059 | 577.461 | 575.9246 | 574.3971 | 572.8767 | 571.3637 | 569.8577 | 568.3588 | 566.8669 | 565.3778 | 563.8985 | 562.4263 | 560.9609 | 559.5025 | 558.051 | 556.6065 | NPgN | GSP | NG FES - System Transformation | I&C Baseline Demand Consumption (GWh)
NG FES - System Transformation | Dem_BB08b_NPgSubComponent | GWh | NPgN | STELLA NORTH | I&C Baseline Demand Consumption (GWh) | STEN_1 | 565.7218 | 560.677 | 558.2822 | 555.8803 | 553.4947 | 551.1249 | 548.7809 | 546.4513 | 544.1337 | 541.7854 | 539.4183 | 537.035 | 537.4518 | 537.8568 | 538.2466 | 538.6429 | 539.0711 | 539.5138 | 539.9458 | 540.3581 | 540.7967 | 541.2787 | 541.8015 | 542.3583 | 542.9471 | 543.4532 | 544.0591 | 544.6913 | 545.35 | 546.0356 | 546.7483 | 547.4884 | NPgN | GSP | NG FES - System Transformation | I&C Baseline Demand Consumption (GWh)
NG FES - System Transformation | Dem_BB08b_NPgSubComponent | GWh | NPgN | STELLA SOUTH | I&C Baseline Demand Consumption (GWh) | STES_1 | 982.7304 | 974.0797 | 969.3436 | 964.6176 | 959.8835 | 955.1372 | 950.3724 | 945.5989 | 940.8023 | 935.9904 | 931.1576 | 926.3039 | 925.5239 | 924.7653 | 924.0321 | 923.3203 | 922.6203 | 921.939 | 921.2814 | 920.6521 | 920.0463 | 919.4618 | 918.9018 | 918.3668 | 917.8583 | 917.3977 | 916.9488 | 916.5271 | 916.1328 | 915.7664 | 915.4279 | 915.1176 | NPgN | GSP | NG FES - System Transformation | I&C Baseline Demand Consumption (GWh)
NG FES - System Transformation | Dem_BB08b_NPgSubComponent | GWh | NPgN | TYNEMOUTH | I&C Baseline Demand Consumption (GWh) | TYNE_1 | 467.739 | 465.106 | 464.5679 | 464.0413 | 463.5134 | 462.9714 | 462.415 | 461.8551 | 461.277 | 460.6736 | 460.0458 | 459.3941 | 460.8854 | 462.3965 | 463.9236 | 465.4825 | 467.0693 | 468.6878 | 470.3332 | 472.0091 | 473.7237 | 475.48 | 477.2768 | 479.1127 | 480.9868 | 482.9174 | 484.8816 | 486.8888 | 488.9395 | 491.0342 | 493.1736 | 495.3582 | NPgN | GSP | NG FES - System Transformation | I&C Baseline Demand Consumption (GWh)
NG FES - System Transformation | Dem_BB08b_NPgSubComponent | GWh | NPgN | WEST BOLDON | I&C Baseline Demand Consumption (GWh) | WBOL_6 | 689.4338 | 684.0783 | 680.9798 | 677.8815 | 674.7843 | 671.6861 | 668.5883 | 665.4903 | 662.3909 | 659.2836 | 656.17 | 653.0504 | 652.3001 | 651.5545 | 650.8127 | 650.0785 | 649.3552 | 648.6408 | 647.9317 | 647.2272 | 646.5339 | 645.8545 | 645.1885 | 644.5348 | 643.8931 | 643.2452 | 642.6205 | 642.0072 | 641.4053 | 640.8149 | 640.2362 | 639.6691 | NPgN | GSP | NG FES - System Transformation | I&C Baseline Demand Consumption (GWh)
NG FES - System Transformation | Dem_BB08b_NPgSubComponent | GWh | NPgY | BRADFORD WEST | I&C Baseline Demand Consumption (GWh) | BRAW_1 | 1073.7159 | 1061.3888 | 1053.8817 | 1046.3815 | 1038.8824 | 1031.3807 | 1023.8675 | 1016.3567 | 1008.8398 | 1001.3214 | 993.7959 | 986.2675 | 983.8013 | 981.3518 | 978.9175 | 976.4972 | 974.0891 | 971.6976 | 969.3206 | 966.9618 | 964.6179 | 962.2887 | 959.9747 | 957.6758 | 955.3918 | 953.1283 | 950.8776 | 948.6428 | 946.4238 | 944.2209 | 942.0341 | 939.8635 | NPgY | GSP | NG FES - System Transformation | I&C Baseline Demand Consumption (GWh)
NG FES - System Transformation | Dem_BB08b_NPgSubComponent | GWh | NPgY | CAMBLESFORTH | I&C Baseline Demand Consumption (GWh) | CAMB_01 | 148.9267 | 148.3252 | 148.2769 | 148.2351 | 148.1909 | 148.137 | 148.0734 | 148.0006 | 147.9161 | 147.822 | 147.721 | 147.6091 | 148.0502 | 148.4989 | 148.9571 | 149.4242 | 149.8983 | 150.3803 | 150.8727 | 151.3778 | 151.8955 | 152.423 | 152.9616 | 153.512 | 154.074 | 154.6368 | 155.2176 | 155.8097 | 156.4131 | 157.028 | 157.6545 | 158.2928 | NPgY | GSP | NG FES - System Transformation | I&C Baseline Demand Consumption (GWh)
NG FES - System Transformation | Dem_BB08b_NPgSubComponent | GWh | NPgY | CREYKE BECK | I&C Baseline Demand Consumption (GWh) | CREB_1 | 1387.297 | 1376.0841 | 1371.5986 | 1367.1819 | 1362.7528 | 1358.2535 | 1353.6887 | 1349.0572 | 1344.3333 | 1339.5331 | 1334.6803 | 1329.7375 | 1331.6405 | 1333.6053 | 1335.6491 | 1337.7618 | 1339.9344 | 1342.1665 | 1344.4796 | 1346.8922 | 1349.4098 | 1352.0094 | 1354.6994 | 1357.4878 | 1360.3732 | 1363.238 | 1366.2662 | 1369.3848 | 1372.5947 | 1375.8971 | 1379.2929 | 1382.7833 | NPgY | GSP | NG FES - System Transformation | I&C Baseline Demand Consumption (GWh)
NG FES - System Transformation | Dem_BB08b_NPgSubComponent | GWh | NPgY | DRAX | I&C Baseline Demand Consumption (GWh) | DRAX_YEDL | 184.9851 | 184.1462 | 184.2057 | 184.2647 | 184.3252 | 184.376 | 184.4078 | 184.4196 | 184.4154 | 184.3999 | 184.3742 | 184.3347 | 185.2109 | 186.1067 | 187.0132 | 187.9323 | 188.864 | 189.8162 | 190.7893 | 191.7886 | 192.8068 | 193.843 | 194.8978 | 195.9732 | 197.0676 | 198.2411 | 199.4028 | 200.5897 | 201.8022 | 203.0406 | 204.3053 | 205.5966 | NPgY | GSP | NG FES - System Transformation | I&C Baseline Demand Consumption (GWh)
NG FES - System Transformation | Dem_BB08b_NPgSubComponent | GWh | NPgY | ELLAND | I&C Baseline Demand Consumption (GWh) | ELLA_1 | 1054.5534 | 1042.2055 | 1034.6054 | 1027.0077 | 1019.4092 | 1011.8094 | 1004.2075 | 996.6045 | 988.9999 | 981.394 | 973.7864 | 966.1769 | 963.5692 | 960.9751 | 958.3954 | 955.8291 | 953.2756 | 950.7356 | 948.2103 | 945.7002 | 943.2038 | 940.7205 | 938.2505 | 935.7938 | 933.35 | 930.9352 | 928.5257 | 926.1309 | 923.7509 | 921.3859 | 919.0358 | 916.7007 | NPgY | GSP | NG FES - System Transformation | I&C Baseline Demand Consumption (GWh)
NG FES - System Transformation | Dem_BB08b_NPgSubComponent | GWh | NPgY | FERRYBRIDGE A | I&C Baseline Demand Consumption (GWh) | FERRA2 | 309.0874 | 307.2714 | 306.7509 | 306.2392 | 305.724 | 305.2015 | 304.6672 | 304.1248 | 303.5736 | 303.015 | 302.4482 | 301.8716 | 302.6276 | 303.4092 | 304.2176 | 305.0488 | 305.9012 | 306.7789 | 307.687 | 308.6283 | 309.5947 | 310.585 | 311.5992 | 312.6381 | 313.6996 | 314.8625 | 316.0104 | 317.1903 | 318.4027 | 319.6479 | 320.9264 | 322.2385 | NPgY | GSP | NG FES - System Transformation | I&C Baseline Demand Consumption (GWh)
NG FES - System Transformation | Dem_BB08b_NPgSubComponent | GWh | NPgY | FERRYBRIDGE B | I&C Baseline Demand Consumption (GWh) | FERRB9 | 1041.061 | 1032.9477 | 1029.5778 | 1026.2278 | 1022.8714 | 1019.4886 | 1016.0651 | 1012.6091 | 1009.1228 | 1005.6118 | 1002.0733 | 998.5038 | 999.8396 | 1001.2466 | 1002.721 | 1004.2552 | 1005.8419 | 1007.5001 | 1009.2412 | 1011.0746 | 1012.9766 | 1014.9437 | 1016.9779 | 1019.0818 | 1021.2503 | 1023.6647 | 1026.0567 | 1028.535 | 1031.1006 | 1033.7546 | 1036.4981 | 1039.3322 | NPgY | GSP | NG FES - System Transformation | I&C Baseline Demand Consumption (GWh)
NG FES - System Transformation | Dem_BB08b_NPgSubComponent | GWh | NPgY | GRIMSBY WEST | I&C Baseline Demand Consumption (GWh) | GRIW_1 | 694.4869 | 687.6795 | 683.6418 | 679.6043 | 675.5623 | 671.5123 | 667.4536 | 663.389 | 659.3171 | 655.2394 | 651.1559 | 647.0667 | 645.8814 | 644.7056 | 643.5413 | 642.3884 | 641.2444 | 640.1118 | 638.9917 | 637.8849 | 636.7895 | 635.7049 | 634.6316 | 633.5702 | 632.5202 | 631.4803 | 630.4531 | 629.4376 | 628.4339 | 627.4421 | 626.4623 | 625.4945 | NPgY | GSP | NG FES - System Transformation | I&C Baseline Demand Consumption (GWh)
NG FES - System Transformation | Dem_BB08b_NPgSubComponent | GWh | NPgY | JORDANTHORPE | I&C Baseline Demand Consumption (GWh) | JORD_3 | 128.0518 | 127.4284 | 127.115 | 126.8035 | 126.4917 | 126.1793 | 125.8652 | 125.5501 | 125.2334 | 124.9158 | 124.5964 | 124.2753 | 124.2751 | 124.2787 | 124.2848 | 124.2938 | 124.3062 | 124.3214 | 124.3413 | 124.3648 | 124.3914 | 124.4212 | 124.4542 | 124.4909 | 124.5309 | 124.575 | 124.6223 | 124.6731 | 124.7275 | 124.7857 | 124.8475 | 124.9131 | NPgY | GSP | NG FES - System Transformation | I&C Baseline Demand Consumption (GWh)
NG FES - System Transformation | Dem_BB08b_NPgSubComponent | GWh | NPgY | KEADBY | I&C Baseline Demand Consumption (GWh) | KEAD_YEDL | 1770.4858 | 1764.3222 | 1763.2813 | 1762.2542 | 1761.1826 | 1760.0348 | 1758.7909 | 1757.4759 | 1756.0729 | 1754.6109 | 1753.0731 | 1751.4587 | 1755.0106 | 1758.6296 | 1762.335 | 1766.1224 | 1769.9667 | 1773.9078 | 1777.9449 | 1782.0917 | 1786.3265 | 1790.6467 | 1795.0599 | 1799.5736 | 1804.1799 | 1808.8975 | 1813.7055 | 1818.6139 | 1823.6238 | 1828.7366 | 1833.9534 | 1839.2755 | NPgY | GSP | NG FES - System Transformation | I&C Baseline Demand Consumption (GWh)
NG FES - System Transformation | Dem_BB08b_NPgSubComponent | GWh | NPgY | KIRKSTALL B | I&C Baseline Demand Consumption (GWh) | KIRKB1 | 769.5021 | 761.137 | 755.9031 | 750.6692 | 745.4352 | 740.2013 | 734.9674 | 729.7335 | 724.4996 | 719.2657 | 714.0317 | 708.7978 | 706.8672 | 704.9425 | 703.0236 | 701.1105 | 699.2032 | 697.3017 | 695.406 | 693.516 | 691.6317 | 689.7532 | 687.8803 | 686.0132 | 684.1517 | 682.2958 | 680.4455 | 678.6009 | 676.7619 | 674.9284 | 673.1005 | 671.2781 | NPgY | GSP | NG FES - System Transformation | I&C Baseline Demand Consumption (GWh)
NG FES - System Transformation | Dem_BB08b_NPgSubComponent | GWh | NPgY | NEEPSEND | I&C Baseline Demand Consumption (GWh) | NEEP_3 | 204.6089 | 202.155 | 200.6196 | 199.0842 | 197.5488 | 196.0134 | 194.478 | 192.9426 | 191.4072 | 189.8718 | 188.3364 | 186.8011 | 186.2347 | 185.6701 | 185.1072 | 184.5459 | 183.9864 | 183.4286 | 182.8725 | 182.3181 | 181.7653 | 181.2142 | 180.6648 | 180.1171 | 179.571 | 179.0266 | 178.4838 | 177.9426 | 177.4032 | 176.8653 | 176.3291 | 175.7945 | NPgY | GSP | NG FES - System Transformation | I&C Baseline Demand Consumption (GWh)
NG FES - System Transformation | Dem_BB08b_NPgSubComponent | GWh | NPgY | NORTON LEES | I&C Baseline Demand Consumption (GWh) | NORL_3 | 89.8117 | 88.7346 | 88.0606 | 87.3867 | 86.7127 | 86.0388 | 85.3648 | 84.6909 | 84.0169 | 83.343 | 82.669 | 81.9951 | 81.7465 | 81.4986 | 81.2515 | 81.0052 | 80.7596 | 80.5147 | 80.2706 | 80.0273 | 79.7846 | 79.5427 | 79.3016 | 79.0612 | 78.8215 | 78.5825 | 78.3442 | 78.1067 | 77.8699 | 77.6338 | 77.3984 | 77.1638 | NPgY | GSP | NG FES - System Transformation | I&C Baseline Demand Consumption (GWh)
NG FES - System Transformation | Dem_BB08b_NPgSubComponent | GWh | NPgY | PITSMOOR 3/4 | I&C Baseline Demand Consumption (GWh) | PITS_BB_B | 163.3102 | 161.6611 | 160.6316 | 159.6022 | 158.5728 | 157.5433 | 156.5137 | 155.4841 | 154.4545 | 153.4248 | 152.3951 | 151.3653 | 150.9891 | 150.6141 | 150.2403 | 149.8678 | 149.4966 | 149.1265 | 148.7577 | 148.3902 | 148.0239 | 147.6588 | 147.2949 | 146.9323 | 146.5708 | 146.2106 | 145.8515 | 145.4937 | 145.1371 | 144.7816 | 144.4274 | 144.0744 | NPgY | GSP | NG FES - System Transformation | I&C Baseline Demand Consumption (GWh)
NG FES - System Transformation | Dem_BB08b_NPgSubComponent | GWh | NPgY | SALTEND NORTH | I&C Baseline Demand Consumption (GWh) | SALT_1 | 289.9712 | 287.8965 | 287.1014 | 286.3201 | 285.5365 | 284.7387 | 283.9279 | 283.1036 | 282.2607 | 281.4025 | 280.534 | 279.6474 | 280.0603 | 280.4849 | 280.9253 | 281.3797 | 281.8458 | 282.3233 | 282.8168 | 283.33 | 283.8642 | 284.4147 | 284.9831 | 285.571 | 286.1781 | 286.7785 | 287.4129 | 288.065 | 288.7351 | 289.4233 | 290.1298 | 290.855 | NPgY | GSP | NG FES - System Transformation | I&C Baseline Demand Consumption (GWh)
NG FES - System Transformation | Dem_BB08b_NPgSubComponent | GWh | NPgY | SHEFFIELD CITY | I&C Baseline Demand Consumption (GWh) | SHEC_3 | 320.588 | 316.743 | 314.3373 | 311.9316 | 309.5259 | 307.1202 | 304.7145 | 302.3088 | 299.9031 | 297.4974 | 295.0917 | 292.686 | 291.7986 | 290.9139 | 290.0319 | 289.1526 | 288.2759 | 287.4019 | 286.5306 | 285.6619 | 284.7958 | 283.9324 | 283.0715 | 282.2133 | 281.3577 | 280.5047 | 279.6542 | 278.8063 | 277.9611 | 277.1183 | 276.2782 | 275.4405 | NPgY | GSP | NG FES - System Transformation | I&C Baseline Demand Consumption (GWh)
NG FES - System Transformation | Dem_BB08b_NPgSubComponent | GWh | NPgY | SKELTON GRANGE | I&C Baseline Demand Consumption (GWh) | SKLGB1 | 1861.1684 | 1839.6672 | 1826.5887 | 1813.5174 | 1800.4437 | 1787.3666 | 1774.2837 | 1761.1978 | 1748.1076 | 1735.0133 | 1721.9143 | 1708.8101 | 1704.5708 | 1700.3619 | 1696.1852 | 1692.0377 | 1687.918 | 1683.8283 | 1679.7722 | 1675.7512 | 1671.7603 | 1667.7986 | 1663.8663 | 1659.9635 | 1656.0887 | 1652.2928 | 1648.5011 | 1644.7435 | 1641.0203 | 1637.3318 | 1633.6781 | 1630.0595 | NPgY | GSP | NG FES - System Transformation | I&C Baseline Demand Consumption (GWh)
NG FES - System Transformation | Dem_BB08b_NPgSubComponent | GWh | NPgY | TEMPLEBOROUGH 275/33KV | I&C Baseline Demand Consumption (GWh) | TEMP_3 | 49.1284 | 48.8346 | 48.7909 | 48.748 | 48.7055 | 48.6589 | 48.6091 | 48.5574 | 48.5024 | 48.4449 | 48.3854 | 48.3242 | 48.5156 | 48.7126 | 48.9154 | 49.1242 | 49.3373 | 49.5569 | 49.7837 | 50.018 | 50.2582 | 50.504 | 50.7553 | 51.0125 | 51.2752 | 51.544 | 51.819 | 52.1002 | 52.3876 | 52.6814 | 52.9815 | 53.2881 | NPgY | GSP | NG FES - System Transformation | I&C Baseline Demand Consumption (GWh)
NG FES - System Transformation | Dem_BB08b_NPgSubComponent | GWh | NPgY | THURCROFT | I&C Baseline Demand Consumption (GWh) | THUR_6 | 370.561 | 368.1058 | 367.4326 | 366.7667 | 366.096 | 365.4017 | 364.6863 | 363.9582 | 363.209 | 362.4437 | 361.6673 | 360.8756 | 361.9008 | 362.9592 | 364.0526 | 365.1798 | 366.3345 | 367.5251 | 368.7584 | 370.0362 | 371.3489 | 372.6942 | 374.0731 | 375.4862 | 376.932 | 378.4305 | 379.9568 | 381.5206 | 383.1226 | 384.7632 | 386.4428 | 388.1621 | NPgY | GSP | NG FES - System Transformation | I&C Baseline Demand Consumption (GWh)
NG FES - System Transformation | Dem_BB08b_NPgSubComponent | GWh | NPgY | WEST MELTON / THORPE MARSH | I&C Baseline Demand Consumption (GWh) | WMEL_THOM | 2059.754 | 2045.2949 | 2040.8736 | 2036.5002 | 2032.0795 | 2027.5231 | 2022.8454 | 2018.0932 | 2013.2188 | 2008.2568 | 2003.2451 | 1998.153 | 2003.3418 | 2008.7022 | 2014.2529 | 2019.9829 | 2025.8693 | 2031.9414 | 2038.231 | 2044.7616 | 2051.4754 | 2058.3611 | 2065.4196 | 2072.6532 | 2080.0536 | 2087.7856 | 2095.631 | 2103.676 | 2111.923 | 2120.3746 | 2129.0333 | 2137.9017 | NPgY | GSP | NG FES - System Transformation | I&C Baseline Demand Consumption (GWh)
NG FES - System Transformation | Dem_BB08b_NPgSubComponent | GWh | NPgY | WEST MELTON SECTION 3 | I&C Baseline Demand Consumption (GWh) | WMEL_BB3 | 627.8583 | 625.2827 | 624.5345 | 623.7981 | 623.0546 | 622.2963 | 621.5208 | 620.7346 | 619.9362 | 619.1274 | 618.3072 | 617.4727 | 618.513 | 619.5889 | 620.7063 | 621.8572 | 623.0393 | 624.2562 | 625.5163 | 626.8215 | 628.1623 | 629.5354 | 630.9407 | 632.3795 | 633.8497 | 635.4383 | 637.0175 | 638.6389 | 640.3029 | 642.0101 | 643.761 | 645.5563 | NPgY | GSP | NG FES - System Transformation | I&C Baseline Demand Consumption (GWh)
NG FES - System Transformation | Dem_BB08b_NPgSubComponent | GWh | NPgY | WINCOBANK | I&C Baseline Demand Consumption (GWh) | WIBA_3 | 146.3274 | 144.8244 | 143.9983 | 143.1728 | 142.3476 | 141.5191 | 140.688 | 139.8553 | 139.0199 | 138.1825 | 137.3435 | 136.5031 | 136.3675 | 136.2373 | 136.1128 | 135.994 | 135.8796 | 135.7714 | 135.6699 | 135.5754 | 135.4866 | 135.4031 | 135.3251 | 135.2527 | 135.1857 | 135.1244 | 135.0691 | 135.0197 | 134.9762 | 134.9386 | 134.9072 | 134.8818 | NPgY | GSP | NG FES - System Transformation | I&C Baseline Demand Consumption (GWh)
NPg Planning Scenario | Dem_BB08a_NPgSubComponent | GWh | NPgN | BLYTH 66kV | Domestic Baseline Demand Consumption (GWh) | BLYTB1 | 357.7646 | 357.277 | 341.2221 | 336.6219 | 333.704 | 331.8637 | 329.961 | 328.6581 | 328.7674 | 329.1576 | 329.4864 | 329.8567 | 329.6131 | 329.2746 | 328.8728 | 328.3568 | 327.984 | 327.7691 | 327.8266 | 328.0467 | 328.0847 | 328.3094 | 328.7759 | 329.2077 | 329.6444 | 330.0862 | 330.5446 | 330.9853 | 331.6613 | 332.7182 | 333.7929 | 335.5375 | NPgN | GSP | NPg Planning Scenario | Domestic Baseline Demand Consumption (GWh)
NPg Planning Scenario | Dem_BB08a_NPgSubComponent | GWh | NPgN | BLYTH 132kV | Domestic Baseline Demand Consumption (GWh) | BLYTH132 | 97.0062 | 96.9649 | 92.4423 | 91.2232 | 90.4724 | 90.036 | 89.5893 | 89.3023 | 89.4099 | 89.5992 | 89.7638 | 89.9429 | 89.9394 | 89.8897 | 89.8206 | 89.704 | 89.6285 | 89.5823 | 89.6081 | 89.6673 | 89.665 | 89.7374 | 89.8783 | 90.0093 | 90.1418 | 90.2756 | 90.4141 | 90.5475 | 90.747 | 91.0535 | 91.3683 | 91.8751 | NPgN | GSP | NPg Planning Scenario | Domestic Baseline Demand Consumption (GWh)
NPg Planning Scenario | Dem_BB08a_NPgSubComponent | GWh | NPgN | FOURSTONES | Domestic Baseline Demand Consumption (GWh) | FOUR_1 | 29.8244 | 29.8795 | 28.5998 | 28.307 | 28.1502 | 28.088 | 28.0255 | 28.0103 | 28.1074 | 28.23 | 28.34 | 28.4556 | 28.5147 | 28.5503 | 28.5793 | 28.5877 | 28.6071 | 28.6312 | 28.6729 | 28.7202 | 28.7445 | 28.7999 | 28.8758 | 28.9488 | 29.0222 | 29.096 | 29.1712 | 29.2449 | 29.3384 | 29.4639 | 29.5919 | 29.7775 | NPgN | GSP | NPg Planning Scenario | Domestic Baseline Demand Consumption (GWh)
NPg Planning Scenario | Dem_BB08a_NPgSubComponent | GWh | NPgN | HARTMOOR | Domestic Baseline Demand Consumption (GWh) | HARM_6 | 177.297 | 177.0724 | 168.7224 | 166.2712 | 164.6259 | 163.5238 | 162.4216 | 161.6741 | 161.6525 | 161.7241 | 161.8075 | 161.8879 | 161.7084 | 161.5134 | 161.25 | 160.9336 | 160.6884 | 160.5764 | 160.6022 | 160.6921 | 160.6881 | 160.7833 | 161.003 | 161.2048 | 161.4093 | 161.6164 | 161.8319 | 162.0384 | 162.3658 | 162.8891 | 163.4253 | 164.3105 | NPgN | GSP | NPg Planning Scenario | Domestic Baseline Demand Consumption (GWh)
NPg Planning Scenario | Dem_BB08a_NPgSubComponent | GWh | NPgN | HAWTHORN PIT GRID | Domestic Baseline Demand Consumption (GWh) | HAWP_6 | 221.6521 | 221.3426 | 211.1475 | 208.2107 | 206.3403 | 205.1604 | 203.9063 | 203.0822 | 203.2032 | 203.4369 | 203.6552 | 203.8718 | 203.7167 | 203.5848 | 203.3536 | 203.0723 | 202.8732 | 202.8214 | 202.9913 | 203.2537 | 203.3797 | 203.6185 | 204.0115 | 204.3823 | 204.7562 | 205.1333 | 205.521 | 205.8973 | 206.4242 | 207.1952 | 207.9808 | 209.1998 | NPgN | GSP | NPg Planning Scenario | Domestic Baseline Demand Consumption (GWh)
NPg Planning Scenario | Dem_BB08a_NPgSubComponent | GWh | NPgN | KNARESBOROUGH | Domestic Baseline Demand Consumption (GWh) | KNARE_111 | 256.0793 | 255.4609 | 243.7114 | 240.2677 | 238.0034 | 236.458 | 234.9479 | 233.8993 | 233.8784 | 233.9801 | 234.0519 | 234.2061 | 233.932 | 233.6076 | 233.2303 | 232.8092 | 232.5058 | 232.3414 | 232.3732 | 232.4883 | 232.4803 | 232.6125 | 232.9155 | 233.194 | 233.4761 | 233.7617 | 234.059 | 234.3438 | 234.7944 | 235.5131 | 236.2442 | 237.4466 | NPgN | GSP | NPg Planning Scenario | Domestic Baseline Demand Consumption (GWh)
NPg Planning Scenario | Dem_BB08a_NPgSubComponent | GWh | NPgN | LACKENBY | Domestic Baseline Demand Consumption (GWh) | LACK_6 | 302.8513 | 301.6584 | 286.7302 | 282.0671 | 278.8111 | 276.5664 | 274.1761 | 272.414 | 271.8339 | 271.4376 | 271.0519 | 270.68 | 269.8864 | 269.0763 | 268.1931 | 267.2077 | 266.3996 | 265.7983 | 265.4696 | 265.2652 | 264.8847 | 264.6648 | 264.6519 | 264.6102 | 264.5735 | 264.5417 | 264.5247 | 264.4933 | 264.6607 | 265.1484 | 265.6572 | 266.7351 | NPgN | GSP | NPg Planning Scenario | Domestic Baseline Demand Consumption (GWh)
NPg Planning Scenario | Dem_BB08a_NPgSubComponent | GWh | NPgN | NORTON | Domestic Baseline Demand Consumption (GWh) | NORT_1 | 757.3318 | 755.8069 | 720.3227 | 709.985 | 703.1722 | 698.7549 | 694.1128 | 690.885 | 690.8829 | 691.3832 | 691.7767 | 692.3147 | 691.5925 | 690.7714 | 689.8066 | 688.5983 | 687.8056 | 687.4407 | 687.6941 | 688.3053 | 688.495 | 689.0798 | 690.1878 | 691.2207 | 692.2642 | 693.3186 | 694.4086 | 695.4603 | 697.0202 | 699.403 | 701.8368 | 705.7332 | NPgN | GSP | NPg Planning Scenario | Domestic Baseline Demand Consumption (GWh)
NPg Planning Scenario | Dem_BB08a_NPgSubComponent | GWh | NPgN | OFFERTON | Domestic Baseline Demand Consumption (GWh) | OFFE_3 | 120.801 | 120.5559 | 114.9102 | 113.2511 | 112.1616 | 111.452 | 110.6978 | 110.1772 | 110.1957 | 110.2623 | 110.3393 | 110.4007 | 110.2686 | 110.1833 | 110.0228 | 109.8465 | 109.7048 | 109.6422 | 109.715 | 109.8201 | 109.8507 | 109.948 | 110.129 | 110.2979 | 110.4684 | 110.6406 | 110.8185 | 110.9902 | 111.2435 | 111.6289 | 112.0221 | 112.65 | NPgN | GSP | NPg Planning Scenario | Domestic Baseline Demand Consumption (GWh)
NPg Planning Scenario | Dem_BB08a_NPgSubComponent | GWh | NPgN | OSBALDWICK | Domestic Baseline Demand Consumption (GWh) | OSBA_1 | 490.1468 | 489.8823 | 467.8832 | 461.9796 | 458.4354 | 456.5131 | 454.4266 | 453.2165 | 454.1693 | 455.3699 | 456.5245 | 457.7058 | 458.0606 | 458.4059 | 458.4418 | 458.3498 | 458.4225 | 458.8574 | 459.7579 | 460.8546 | 461.7055 | 462.7654 | 464.1686 | 465.5208 | 466.8786 | 468.2422 | 469.6282 | 470.9874 | 472.6839 | 474.9293 | 477.206 | 480.4582 | NPgN | GSP | NPg Planning Scenario | Domestic Baseline Demand Consumption (GWh)
NPg Planning Scenario | Dem_BB08a_NPgSubComponent | GWh | NPgN | POPPLETON | Domestic Baseline Demand Consumption (GWh) | POPP_3 | 86.3546 | 86.5248 | 82.8766 | 82.0107 | 81.5478 | 81.3662 | 81.1562 | 81.0909 | 81.4037 | 81.7683 | 82.1166 | 82.4707 | 82.6786 | 82.8861 | 83.0325 | 83.1482 | 83.309 | 83.5402 | 83.8643 | 84.2341 | 84.5522 | 84.9014 | 85.3129 | 85.7148 | 86.1175 | 86.521 | 86.9284 | 87.3306 | 87.795 | 88.3612 | 88.9331 | 89.6866 | NPgN | GSP | NPg Planning Scenario | Domestic Baseline Demand Consumption (GWh)
NPg Planning Scenario | Dem_BB08a_NPgSubComponent | GWh | NPgN | SALTHOLME | Domestic Baseline Demand Consumption (GWh) | SALH_1 | 4.3895 | 4.3831 | 4.1761 | 4.1146 | 4.0725 | 4.0438 | 4.0152 | 3.9954 | 3.9935 | 3.9938 | 3.9947 | 3.9953 | 3.9899 | 3.9842 | 3.9767 | 3.968 | 3.9609 | 3.9573 | 3.9568 | 3.9578 | 3.9566 | 3.9579 | 3.9622 | 3.9661 | 3.9701 | 3.9741 | 3.9784 | 3.9824 | 3.9894 | 4.0012 | 4.0133 | 4.0339 | NPgN | GSP | NPg Planning Scenario | Domestic Baseline Demand Consumption (GWh)
NPg Planning Scenario | Dem_BB08a_NPgSubComponent | GWh | NPgN | SOUTH SHIELDS | Domestic Baseline Demand Consumption (GWh) | SSHI_3 | 109.3326 | 109.0857 | 103.9781 | 102.4716 | 101.518 | 100.8844 | 100.2081 | 99.7422 | 99.7398 | 99.8286 | 99.8924 | 99.954 | 99.8205 | 99.7 | 99.5529 | 99.4123 | 99.292 | 99.2361 | 99.2859 | 99.3786 | 99.4237 | 99.513 | 99.6779 | 99.832 | 99.9875 | 100.1446 | 100.3068 | 100.4634 | 100.6936 | 101.0433 | 101.3999 | 101.9684 | NPgN | GSP | NPg Planning Scenario | Domestic Baseline Demand Consumption (GWh)
NPg Planning Scenario | Dem_BB08a_NPgSubComponent | GWh | NPgN | SPADEADAM | Domestic Baseline Demand Consumption (GWh) | KIELD01 and SPAD20 | 12.7889 | 12.7927 | 12.2134 | 12.065 | 11.9772 | 11.9305 | 11.8829 | 11.856 | 11.8798 | 11.9144 | 11.9449 | 11.9776 | 11.9862 | 11.9873 | 11.9858 | 11.977 | 11.9735 | 11.9731 | 11.9816 | 11.9937 | 11.9971 | 12.0116 | 12.0351 | 12.0572 | 12.0795 | 12.102 | 12.1251 | 12.1476 | 12.1787 | 12.2237 | 12.2698 | 12.3409 | NPgN | GSP | NPg Planning Scenario | Domestic Baseline Demand Consumption (GWh)
NPg Planning Scenario | Dem_BB08a_NPgSubComponent | GWh | NPgN | SPENNYMOOR | Domestic Baseline Demand Consumption (GWh) | SPEN_1 | 470.4452 | 469.9977 | 447.8507 | 441.5885 | 437.7144 | 435.3514 | 432.8423 | 431.2809 | 431.709 | 432.4392 | 433.0692 | 433.7546 | 433.5875 | 433.342 | 432.9631 | 432.4343 | 432.1295 | 432.1503 | 432.5988 | 433.3204 | 433.7477 | 434.398 | 435.3867 | 436.3257 | 437.2708 | 438.222 | 439.1955 | 440.1432 | 441.421 | 443.2349 | 445.0878 | 447.9021 | NPgN | GSP | NPg Planning Scenario | Domestic Baseline Demand Consumption (GWh)
NPg Planning Scenario | Dem_BB08a_NPgSubComponent | GWh | NPgN | STELLA NORTH | Domestic Baseline Demand Consumption (GWh) | STEN_1 | 465.6643 | 465.4364 | 447.6635 | 442.7373 | 439.727 | 437.9873 | 436.2089 | 435.3069 | 436.0607 | 437.0739 | 438.031 | 439.0788 | 439.5206 | 439.9129 | 440.0898 | 440.1302 | 440.3468 | 440.8792 | 441.7856 | 442.8368 | 443.6454 | 444.6654 | 445.9656 | 447.2257 | 448.4919 | 449.7644 | 451.0568 | 452.3293 | 453.8792 | 455.8797 | 457.8771 | 460.6387 | NPgN | GSP | NPg Planning Scenario | Domestic Baseline Demand Consumption (GWh)
NPg Planning Scenario | Dem_BB08a_NPgSubComponent | GWh | NPgN | STELLA SOUTH | Domestic Baseline Demand Consumption (GWh) | STES_1 | 278.5372 | 278.1358 | 265.0344 | 261.2684 | 258.8801 | 257.3718 | 255.7821 | 254.7259 | 254.8496 | 255.1466 | 255.4113 | 255.7035 | 255.5105 | 255.2936 | 254.9903 | 254.616 | 254.3638 | 254.2846 | 254.4646 | 254.7753 | 254.9181 | 255.2058 | 255.6908 | 256.1472 | 256.6075 | 257.0716 | 257.549 | 258.0117 | 258.6665 | 259.6329 | 260.6206 | 262.1649 | NPgN | GSP | NPg Planning Scenario | Domestic Baseline Demand Consumption (GWh)
NPg Planning Scenario | Dem_BB08a_NPgSubComponent | GWh | NPgN | TYNEMOUTH | Domestic Baseline Demand Consumption (GWh) | TYNE_1 | 352.3562 | 352.4668 | 337.9824 | 334.2007 | 332.0695 | 330.9237 | 329.7053 | 329.1537 | 329.9283 | 330.9763 | 331.9378 | 332.9359 | 333.3767 | 333.7112 | 333.9894 | 334.1721 | 334.4645 | 334.9695 | 335.7102 | 336.6406 | 337.3913 | 338.2991 | 339.4421 | 340.5503 | 341.6626 | 342.7791 | 343.9112 | 345.0253 | 346.3722 | 348.0983 | 349.8367 | 352.2378 | NPgN | GSP | NPg Planning Scenario | Domestic Baseline Demand Consumption (GWh)
NPg Planning Scenario | Dem_BB08a_NPgSubComponent | GWh | NPgN | WEST BOLDON | Domestic Baseline Demand Consumption (GWh) | WBOL_6 | 475.439 | 474.6594 | 453.9914 | 448.0159 | 444.1957 | 441.737 | 439.1288 | 437.4138 | 437.6218 | 438.0813 | 438.5271 | 438.986 | 438.7243 | 438.5301 | 438.1345 | 437.7033 | 437.4096 | 437.4143 | 437.8756 | 438.4728 | 438.8109 | 439.3895 | 440.2801 | 441.1257 | 441.9777 | 442.8363 | 443.7163 | 444.5736 | 445.7363 | 447.3944 | 449.0698 | 451.6099 | NPgN | GSP | NPg Planning Scenario | Domestic Baseline Demand Consumption (GWh)
NPg Planning Scenario | Dem_BB08a_NPgSubComponent | GWh | NPgY | BRADFORD WEST | Domestic Baseline Demand Consumption (GWh) | BRAW_1 | 871.0528 | 871.2175 | 834.5324 | 825.0545 | 819.7506 | 817.0468 | 814.0509 | 812.6186 | 814.7129 | 817.452 | 820.1639 | 822.8531 | 823.9192 | 825.0326 | 825.9489 | 826.7025 | 827.774 | 829.318 | 831.6799 | 834.45 | 836.7423 | 839.4207 | 842.6952 | 845.8835 | 849.0838 | 852.2965 | 855.5506 | 858.7607 | 862.5619 | 867.3256 | 872.134 | 878.6382 | NPgY | GSP | NPg Planning Scenario | Domestic Baseline Demand Consumption (GWh)
NPg Planning Scenario | Dem_BB08a_NPgSubComponent | GWh | NPgY | CAMBLESFORTH | Domestic Baseline Demand Consumption (GWh) | CAMB_01 | 55.5652 | 55.566 | 53.0357 | 52.3791 | 51.9966 | 51.7803 | 51.5437 | 51.4084 | 51.5146 | 51.6508 | 51.7741 | 51.8952 | 51.9148 | 51.9215 | 51.9113 | 51.8786 | 51.8574 | 51.8588 | 51.9031 | 51.9659 | 51.9973 | 52.0669 | 52.1762 | 52.2799 | 52.3844 | 52.4899 | 52.5981 | 52.7035 | 52.8473 | 53.0534 | 53.264 | 53.5859 | NPgY | GSP | NPg Planning Scenario | Domestic Baseline Demand Consumption (GWh)
NPg Planning Scenario | Dem_BB08a_NPgSubComponent | GWh | NPgY | CREYKE BECK | Domestic Baseline Demand Consumption (GWh) | CREB_1 | 798.4437 | 796.6503 | 760.7486 | 750.4026 | 743.7043 | 739.4681 | 734.8028 | 731.7338 | 732.0432 | 732.8062 | 733.5262 | 734.1645 | 733.578 | 733.1016 | 732.286 | 731.2506 | 730.3266 | 729.8937 | 730.176 | 730.7005 | 730.7942 | 731.3281 | 732.3974 | 733.3933 | 734.403 | 735.4269 | 736.4902 | 737.5178 | 739.0655 | 741.4535 | 743.8846 | 747.7932 | NPgY | GSP | NPg Planning Scenario | Domestic Baseline Demand Consumption (GWh)
NPg Planning Scenario | Dem_BB08a_NPgSubComponent | GWh | NPgY | DRAX | Domestic Baseline Demand Consumption (GWh) | DRAX_YEDL | 73.4242 | 73.6548 | 70.4642 | 69.7789 | 69.4484 | 69.357 | 69.208 | 69.1633 | 69.459 | 69.7934 | 70.12 | 70.4333 | 70.6046 | 70.7687 | 70.9012 | 71.0149 | 71.1341 | 71.2797 | 71.4874 | 71.7232 | 71.8996 | 72.1379 | 72.4304 | 72.7148 | 73.0001 | 73.2863 | 73.576 | 73.8615 | 74.2002 | 74.6253 | 75.0573 | 75.6452 | NPgY | GSP | NPg Planning Scenario | Domestic Baseline Demand Consumption (GWh)
NPg Planning Scenario | Dem_BB08a_NPgSubComponent | GWh | NPgY | ELLAND | Domestic Baseline Demand Consumption (GWh) | ELLA_1 | 666.2048 | 666.9319 | 639.32 | 632.6046 | 629.0061 | 627.263 | 625.255 | 624.3971 | 626.1979 | 628.4252 | 630.6045 | 632.6903 | 633.6671 | 634.5858 | 635.3533 | 635.9755 | 636.7877 | 638.009 | 639.8183 | 641.9863 | 643.8033 | 645.887 | 648.4325 | 650.9108 | 653.398 | 655.8946 | 658.423 | 660.9169 | 663.8689 | 667.5671 | 671.3014 | 676.3526 | NPgY | GSP | NPg Planning Scenario | Domestic Baseline Demand Consumption (GWh)
NPg Planning Scenario | Dem_BB08a_NPgSubComponent | GWh | NPgY | FERRYBRIDGE A | Domestic Baseline Demand Consumption (GWh) | FERRA2 | 187.139 | 187.1666 | 178.7315 | 176.5395 | 175.2571 | 174.5811 | 173.7992 | 173.3752 | 173.7609 | 174.2664 | 174.8025 | 175.3228 | 175.5266 | 175.7522 | 175.9116 | 176.0272 | 176.1827 | 176.459 | 176.9204 | 177.476 | 177.937 | 178.472 | 179.1429 | 179.7936 | 180.4468 | 181.1024 | 181.767 | 182.4211 | 183.2093 | 184.2162 | 185.2386 | 186.653 | NPgY | GSP | NPg Planning Scenario | Domestic Baseline Demand Consumption (GWh)
NPg Planning Scenario | Dem_BB08a_NPgSubComponent | GWh | NPgY | FERRYBRIDGE B | Domestic Baseline Demand Consumption (GWh) | FERRB9 | 450.2497 | 450.214 | 431.469 | 426.6272 | 423.8234 | 422.3765 | 420.7424 | 419.9402 | 420.9709 | 422.2516 | 423.5717 | 424.881 | 425.4872 | 426.1488 | 426.6379 | 427.0338 | 427.5395 | 428.3309 | 429.5671 | 431.0077 | 432.2261 | 433.608 | 435.294 | 436.9369 | 438.5867 | 440.2437 | 441.9225 | 443.5799 | 445.5387 | 447.9875 | 450.4582 | 453.7897 | NPgY | GSP | NPg Planning Scenario | Domestic Baseline Demand Consumption (GWh)
NPg Planning Scenario | Dem_BB08a_NPgSubComponent | GWh | NPgY | GRIMSBY WEST | Domestic Baseline Demand Consumption (GWh) | GRIW_1 | 271.6321 | 270.7262 | 257.8061 | 253.8038 | 251.0848 | 249.2397 | 247.3331 | 245.9249 | 245.63 | 245.4845 | 245.3907 | 245.3496 | 244.8922 | 244.4266 | 243.8653 | 243.2842 | 242.7849 | 242.4431 | 242.3098 | 242.2903 | 242.1901 | 242.1872 | 242.3685 | 242.5243 | 242.6846 | 242.8496 | 243.0279 | 243.1937 | 243.5375 | 244.1684 | 244.8163 | 245.9721 | NPgY | GSP | NPg Planning Scenario | Domestic Baseline Demand Consumption (GWh)
NPg Planning Scenario | Dem_BB08a_NPgSubComponent | GWh | NPgY | JORDANTHORPE | Domestic Baseline Demand Consumption (GWh) | JORD_3 | 137.3953 | 137.372 | 132.2744 | 130.9283 | 130.1537 | 129.7759 | 129.3564 | 129.1676 | 129.4666 | 129.8389 | 130.2183 | 130.6025 | 130.788 | 130.9968 | 131.1243 | 131.2122 | 131.349 | 131.5753 | 131.9294 | 132.3369 | 132.6949 | 133.0879 | 133.565 | 134.0314 | 134.5009 | 134.9734 | 135.4532 | 135.9284 | 136.4872 | 137.1813 | 137.8763 | 138.801 | NPgY | GSP | NPg Planning Scenario | Domestic Baseline Demand Consumption (GWh)
NPg Planning Scenario | Dem_BB08a_NPgSubComponent | GWh | NPgY | KEADBY | Domestic Baseline Demand Consumption (GWh) | KEAD_YEDL | 369.7044 | 369.8658 | 352.9636 | 348.5685 | 346.0788 | 344.7537 | 343.3598 | 342.6563 | 343.523 | 344.6658 | 345.7304 | 346.8451 | 347.2454 | 347.5268 | 347.6895 | 347.7239 | 347.8678 | 348.1522 | 348.7312 | 349.4304 | 349.9705 | 350.7265 | 351.7498 | 352.7342 | 353.7235 | 354.7179 | 355.7302 | 356.7222 | 357.9748 | 359.6505 | 361.3583 | 363.8262 | NPgY | GSP | NPg Planning Scenario | Domestic Baseline Demand Consumption (GWh)
NPg Planning Scenario | Dem_BB08a_NPgSubComponent | GWh | NPgY | KIRKSTALL B | Domestic Baseline Demand Consumption (GWh) | KIRKB1 | 446.747 | 446.5006 | 429.3461 | 424.8964 | 422.3523 | 421.0402 | 419.6264 | 419.0592 | 420.2172 | 421.599 | 422.9729 | 424.375 | 425.1553 | 426.0383 | 426.7118 | 427.273 | 427.9725 | 428.9784 | 430.4591 | 432.1218 | 433.5729 | 435.147 | 437.002 | 438.8174 | 440.6397 | 442.4691 | 444.3194 | 446.1503 | 448.2622 | 450.8313 | 453.4054 | 456.7639 | NPgY | GSP | NPg Planning Scenario | Domestic Baseline Demand Consumption (GWh)
NPg Planning Scenario | Dem_BB08a_NPgSubComponent | GWh | NPgY | NEEPSEND | Domestic Baseline Demand Consumption (GWh) | NEEP_3 | 190.3026 | 190.3999 | 183.0274 | 181.1587 | 180.1236 | 179.6648 | 179.1686 | 179.0134 | 179.5933 | 180.284 | 180.9629 | 181.6653 | 182.0856 | 182.5534 | 182.8983 | 183.1612 | 183.5006 | 183.9779 | 184.6584 | 185.4247 | 186.108 | 186.8327 | 187.68 | 188.5091 | 189.3403 | 190.1738 | 191.0155 | 191.8479 | 192.8028 | 193.9579 | 195.116 | 196.6199 | NPgY | GSP | NPg Planning Scenario | Domestic Baseline Demand Consumption (GWh)
NPg Planning Scenario | Dem_BB08a_NPgSubComponent | GWh | NPgY | NORTON LEES | Domestic Baseline Demand Consumption (GWh) | NORL_3 | 177.3716 | 177.4579 | 170.8872 | 169.2243 | 168.3049 | 167.9007 | 167.4636 | 167.3322 | 167.8561 | 168.4784 | 169.0892 | 169.7212 | 170.102 | 170.5253 | 170.8367 | 171.073 | 171.3773 | 171.8056 | 172.4156 | 173.1015 | 173.7125 | 174.3611 | 175.119 | 175.8607 | 176.6044 | 177.3502 | 178.1034 | 178.8484 | 179.7028 | 180.7358 | 181.7678 | 183.1038 | NPgY | GSP | NPg Planning Scenario | Domestic Baseline Demand Consumption (GWh)
NPg Planning Scenario | Dem_BB08a_NPgSubComponent | GWh | NPgY | PITSMOOR 3/4 | Domestic Baseline Demand Consumption (GWh) | PITS_BB_B | 75.8295 | 75.8868 | 72.8785 | 72.123 | 71.7084 | 71.5298 | 71.3355 | 71.2808 | 71.5275 | 71.8195 | 72.1066 | 72.4033 | 72.5839 | 72.7839 | 72.9332 | 73.0485 | 73.1952 | 73.3985 | 73.6854 | 74.0075 | 74.2954 | 74.6003 | 74.9556 | 75.3034 | 75.652 | 76.0015 | 76.3543 | 76.7032 | 77.1026 | 77.5847 | 78.069 | 78.6974 | NPgY | GSP | NPg Planning Scenario | Domestic Baseline Demand Consumption (GWh)
NPg Planning Scenario | Dem_BB08a_NPgSubComponent | GWh | NPgY | SALTEND NORTH | Domestic Baseline Demand Consumption (GWh) | SALT_1 | 102.2172 | 101.9696 | 97.13 | 95.7266 | 94.8129 | 94.2327 | 93.5935 | 93.1701 | 93.2019 | 93.2963 | 93.387 | 93.4667 | 93.3828 | 93.3177 | 93.2068 | 93.0683 | 92.9456 | 92.8908 | 92.9343 | 93.0115 | 93.0313 | 93.1074 | 93.2554 | 93.3932 | 93.5328 | 93.6739 | 93.8202 | 93.9614 | 94.1723 | 94.496 | 94.8276 | 95.3604 | NPgY | GSP | NPg Planning Scenario | Domestic Baseline Demand Consumption (GWh)
NPg Planning Scenario | Dem_BB08a_NPgSubComponent | GWh | NPgY | SHEFFIELD CITY | Domestic Baseline Demand Consumption (GWh) | SHEC_3 | 105.1703 | 105.236 | 101.5245 | 100.5979 | 100.0932 | 99.8823 | 99.6531 | 99.5991 | 99.917 | 100.2902 | 100.656 | 101.034 | 101.2696 | 101.5294 | 101.7231 | 101.872 | 102.0592 | 102.3177 | 102.6802 | 103.085 | 103.4463 | 103.8296 | 104.2749 | 104.7111 | 105.1483 | 105.5867 | 106.0294 | 106.4673 | 106.9675 | 107.5693 | 108.1683 | 108.9376 | NPgY | GSP | NPg Planning Scenario | Domestic Baseline Demand Consumption (GWh)
NPg Planning Scenario | Dem_BB08a_NPgSubComponent | GWh | NPgY | SKELTON GRANGE | Domestic Baseline Demand Consumption (GWh) | SKLGB1 | 1091.0277 | 1091.0079 | 1048.9987 | 1038.3032 | 1032.2925 | 1029.2542 | 1025.8669 | 1024.4434 | 1027.1647 | 1030.4932 | 1033.8203 | 1037.0982 | 1038.7838 | 1040.5677 | 1041.9735 | 1043.1493 | 1044.5966 | 1046.7428 | 1049.9148 | 1053.5725 | 1056.7194 | 1060.2068 | 1064.385 | 1068.4644 | 1072.559 | 1076.6695 | 1080.8298 | 1084.941 | 1089.7408 | 1095.6616 | 1101.5953 | 1109.4551 | NPgY | GSP | NPg Planning Scenario | Domestic Baseline Demand Consumption (GWh)
NPg Planning Scenario | Dem_BB08a_NPgSubComponent | GWh | NPgY | TEMPLEBOROUGH 275/33KV | Domestic Baseline Demand Consumption (GWh) | TEMP_3 | 12.4402 | 12.4219 | 11.8958 | 11.7443 | 11.6495 | 11.5871 | 11.5221 | 11.4761 | 11.4792 | 11.491 | 11.5033 | 11.5128 | 11.5039 | 11.4971 | 11.488 | 11.4766 | 11.4662 | 11.4634 | 11.4708 | 11.4852 | 11.4929 | 11.5053 | 11.5255 | 11.5446 | 11.5639 | 11.5834 | 11.6034 | 11.6229 | 11.6501 | 11.6898 | 11.7297 | 11.7912 | NPgY | GSP | NPg Planning Scenario | Domestic Baseline Demand Consumption (GWh)
NPg Planning Scenario | Dem_BB08a_NPgSubComponent | GWh | NPgY | THURCROFT | Domestic Baseline Demand Consumption (GWh) | THUR_6 | 308.2374 | 307.8297 | 293.4164 | 289.3137 | 286.7812 | 285.1992 | 283.5232 | 282.3926 | 282.5999 | 283.0587 | 283.5318 | 283.9677 | 283.8793 | 283.8355 | 283.7211 | 283.5375 | 283.4086 | 283.485 | 283.8531 | 284.3969 | 284.7783 | 285.2773 | 285.9952 | 286.6817 | 287.3726 | 288.0682 | 288.7788 | 289.4734 | 290.3822 | 291.6387 | 292.9193 | 294.8212 | NPgY | GSP | NPg Planning Scenario | Domestic Baseline Demand Consumption (GWh)
NPg Planning Scenario | Dem_BB08a_NPgSubComponent | GWh | NPgY | WEST MELTON / THORPE MARSH | Domestic Baseline Demand Consumption (GWh) | WMEL_THOM | 582.6438 | 581.6836 | 554.8913 | 547.1474 | 542.3268 | 539.2992 | 536.0595 | 533.8756 | 534.1345 | 534.8862 | 535.6803 | 536.4172 | 536.1782 | 536.0099 | 535.7334 | 535.3256 | 535.0084 | 535.0571 | 535.6381 | 536.5263 | 537.1273 | 537.9517 | 539.1808 | 540.3519 | 541.5312 | 542.7191 | 543.9349 | 545.1211 | 546.7033 | 548.9281 | 551.1913 | 554.5953 | NPgY | GSP | NPg Planning Scenario | Domestic Baseline Demand Consumption (GWh)
NPg Planning Scenario | Dem_BB08a_NPgSubComponent | GWh | NPgY | WEST MELTON SECTION 3 | Domestic Baseline Demand Consumption (GWh) | WMEL_BB3 | 590.1322 | 590.3319 | 564.848 | 558.3195 | 554.598 | 552.6483 | 550.4039 | 549.2449 | 550.571 | 552.2918 | 554.0432 | 555.7398 | 556.499 | 557.364 | 557.9881 | 558.391 | 558.9105 | 559.8153 | 561.2867 | 563.0374 | 564.4774 | 566.1633 | 568.2654 | 570.3068 | 572.3563 | 574.4139 | 576.5 | 578.5548 | 581.0213 | 584.158 | 587.3337 | 591.7001 | NPgY | GSP | NPg Planning Scenario | Domestic Baseline Demand Consumption (GWh)
NPg Planning Scenario | Dem_BB08a_NPgSubComponent | GWh | NPgY | WINCOBANK | Domestic Baseline Demand Consumption (GWh) | WIBA_3 | 23.9602 | 23.925 | 22.8128 | 22.4939 | 22.2951 | 22.1667 | 22.0327 | 21.9395 | 21.9507 | 21.9802 | 22.0107 | 22.0367 | 22.0236 | 22.0151 | 22.001 | 21.9819 | 21.9666 | 21.9675 | 21.9908 | 22.0289 | 22.0539 | 22.0876 | 22.1382 | 22.1864 | 22.235 | 22.284 | 22.3342 | 22.3832 | 22.4487 | 22.5409 | 22.6349 | 22.7764 | NPgY | GSP | NPg Planning Scenario | Domestic Baseline Demand Consumption (GWh)
NPg Planning Scenario | Dem_BB006 | GWh | NPgN | BLYTH 66kV | EV - cars & vans consumption (GWh) | BLYTB1 | 1.2873 | 1.7504 | 3.3091 | 6.5505 | 14.1495 | 24.6305 | 37.2811 | 50.6303 | 65.7946 | 83.7914 | 103.5137 | 129.7221 | 153.5238 | 175.3794 | 197.3056 | 217.7419 | 244.5348 | 267.8034 | 283.3509 | 296.8549 | 307.4231 | 316.5975 | 321.909 | 325.8746 | 328.5551 | 330.3152 | 331.0843 | 330.8556 | 330.1086 | 328.8337 | 327.1296 | 325.1905 | NPgN | GSP | NPg Planning Scenario | EV - cars & vans consumption (GWh)
NPg Planning Scenario | Dem_BB006 | GWh | NPgN | BLYTH 132kV | EV - cars & vans consumption (GWh) | BLYTH132 | 0.83083 | 1.0573 | 1.864 | 3.4165 | 6.8015 | 10.845 | 14.9461 | 19.2738 | 24.207 | 30.0893 | 36.5893 | 45.3211 | 53.3956 | 61.0255 | 68.9315 | 76.6012 | 86.9647 | 96.2814 | 102.951 | 108.8172 | 113.4656 | 117.4213 | 119.8882 | 121.7789 | 123.0806 | 123.9767 | 124.4761 | 124.5976 | 124.5359 | 124.2772 | 123.8797 | 123.4272 | NPgN | GSP | NPg Planning Scenario | EV - cars & vans consumption (GWh)
NPg Planning Scenario | Dem_BB006 | GWh | NPgN | FOURSTONES | EV - cars & vans consumption (GWh) | FOUR_1 | 0.17524 | 0.23452 | 0.42523 | 0.80012 | 1.6612 | 2.7814 | 4.0562 | 5.4059 | 6.9506 | 8.7994 | 10.8544 | 13.6341 | 16.2337 | 18.733 | 21.3699 | 23.9823 | 27.5626 | 30.8316 | 33.2439 | 35.3748 | 37.0708 | 38.5013 | 39.4203 | 40.1315 | 40.6243 | 40.9692 | 41.1755 | 41.2533 | 41.2727 | 41.2271 | 41.1397 | 41.0402 | NPgN | GSP | NPg Planning Scenario | EV - cars & vans consumption (GWh)
NPg Planning Scenario | Dem_BB006 | GWh | NPgN | HARTMOOR | EV - cars & vans consumption (GWh) | HARM_6 | 0.55513 | 0.76651 | 1.4598 | 2.9063 | 6.3341 | 11.1281 | 17.0032 | 23.2072 | 30.2626 | 38.6456 | 47.8497 | 60.1096 | 71.2879 | 81.6183 | 92.0578 | 101.8783 | 114.8428 | 126.1939 | 133.9113 | 140.6344 | 145.912 | 150.4687 | 153.1599 | 155.1836 | 156.5586 | 157.4739 | 157.9064 | 157.8592 | 157.5683 | 157.026 | 156.2858 | 155.4435 | NPgN | GSP | NPg Planning Scenario | EV - cars & vans consumption (GWh)
NPg Planning Scenario | Dem_BB006 | GWh | NPgN | HAWTHORN PIT GRID | EV - cars & vans consumption (GWh) | HAWP_6 | 0.78901 | 1.063 | 1.9976 | 3.9326 | 8.4371 | 14.5847 | 21.9197 | 29.6574 | 38.4434 | 48.8664 | 60.2815 | 75.4389 | 89.186 | 101.782 | 114.3875 | 126.0995 | 141.4184 | 154.685 | 163.4951 | 171.1393 | 177.1152 | 182.3134 | 185.3012 | 187.5258 | 189.0267 | 190.0072 | 190.4222 | 190.2655 | 189.8091 | 189.049 | 188.0393 | 186.8903 | NPgN | GSP | NPg Planning Scenario | EV - cars & vans consumption (GWh)
NPg Planning Scenario | Dem_BB006 | GWh | NPgN | KNARESBOROUGH | EV - cars & vans consumption (GWh) | KNARE_111 | 1.6212 | 2.1479 | 3.925 | 7.4814 | 15.6075 | 26.2323 | 38.3471 | 51.1431 | 65.7214 | 83.0827 | 102.2218 | 127.8481 | 151.4179 | 173.5039 | 196.1744 | 217.9178 | 247.0439 | 272.9753 | 291.2066 | 307.1853 | 319.8045 | 330.5944 | 337.2013 | 342.2335 | 345.683 | 348.0326 | 349.2793 | 349.4597 | 349.1173 | 348.2208 | 346.9173 | 345.4339 | NPgN | GSP | NPg Planning Scenario | EV - cars & vans consumption (GWh)
NPg Planning Scenario | Dem_BB006 | GWh | NPgN | LACKENBY | EV - cars & vans consumption (GWh) | LACK_6 | 0.83005 | 1.1827 | 2.3137 | 4.7277 | 10.5677 | 19.0177 | 29.7228 | 41.0281 | 53.8798 | 69.1405 | 85.878 | 108.1403 | 128.3893 | 147.0295 | 165.7819 | 183.3214 | 206.3729 | 226.4504 | 239.9553 | 251.6962 | 260.894 | 268.8603 | 273.5086 | 276.9886 | 279.3457 | 280.9018 | 281.6041 | 281.4511 | 280.8595 | 279.8193 | 278.4185 | 276.8245 | NPgN | GSP | NPg Planning Scenario | EV - cars & vans consumption (GWh)
NPg Planning Scenario | Dem_BB006 | GWh | NPgN | NORTON | EV - cars & vans consumption (GWh) | NORT_1 | 3.077 | 4.2948 | 8.2479 | 16.553 | 36.3813 | 64.4427 | 99.2473 | 136.0051 | 177.8096 | 227.4795 | 282.013 | 354.6454 | 420.8611 | 482.0416 | 543.8523 | 601.9782 | 678.6894 | 745.8302 | 791.4494 | 831.1843 | 862.3714 | 889.3017 | 905.1958 | 917.1451 | 925.2624 | 930.6633 | 933.2088 | 932.9166 | 931.1833 | 927.9646 | 923.5743 | 918.5784 | NPgN | GSP | NPg Planning Scenario | EV - cars & vans consumption (GWh)
NPg Planning Scenario | Dem_BB006 | GWh | NPgN | OFFERTON | EV - cars & vans consumption (GWh) | OFFE_3 | 0.37245 | 0.51235 | 0.9719 | 1.9272 | 4.1844 | 7.3246 | 11.1528 | 15.1955 | 19.7938 | 25.2587 | 31.2612 | 39.2607 | 46.5606 | 53.316 | 60.1536 | 66.5983 | 75.1191 | 82.5925 | 87.6917 | 92.1369 | 95.6287 | 98.6402 | 100.4259 | 101.7707 | 102.6853 | 103.2958 | 103.5884 | 103.5661 | 103.3844 | 103.0379 | 102.5625 | 102.0214 | NPgN | GSP | NPg Planning Scenario | EV - cars & vans consumption (GWh)
NPg Planning Scenario | Dem_BB006 | GWh | NPgN | OSBALDWICK | EV - cars & vans consumption (GWh) | OSBA_1 | 3.0076 | 3.928 | 7.0749 | 13.2709 | 27.2077 | 44.8774 | 64.2991 | 84.8134 | 108.2036 | 136.0884 | 166.885 | 208.2183 | 246.3845 | 282.3684 | 319.5564 | 355.5182 | 403.9833 | 447.4273 | 478.3741 | 505.5608 | 527.0806 | 545.4135 | 556.7912 | 565.4967 | 571.4832 | 575.5932 | 577.8557 | 578.3512 | 577.993 | 576.7194 | 574.7939 | 572.6025 | NPgN | GSP | NPg Planning Scenario | EV - cars & vans consumption (GWh)
NPg Planning Scenario | Dem_BB006 | GWh | NPgN | POPPLETON | EV - cars & vans consumption (GWh) | POPP_3 | 0.49988 | 0.64743 | 1.1642 | 2.1833 | 4.4591 | 7.3202 | 10.4271 | 13.7054 | 17.4368 | 21.8772 | 26.7667 | 33.3051 | 39.3059 | 44.9097 | 50.6409 | 56.1135 | 63.4224 | 69.9075 | 74.4339 | 78.3972 | 81.5239 | 84.2037 | 85.8319 | 87.0688 | 87.9152 | 88.489 | 88.7866 | 88.8155 | 88.7104 | 88.4645 | 88.1132 | 87.7134 | NPgN | GSP | NPg Planning Scenario | EV - cars & vans consumption (GWh)
NPg Planning Scenario | Dem_BB006 | GWh | NPgN | SALTHOLME | EV - cars & vans consumption (GWh) | SALH_1 | 0.017908 | 0.02544 | 0.047278 | 0.090693 | 0.19514 | 0.33969 | 0.51647 | 0.70415 | 0.91982 | 1.179 | 1.4688 | 1.8638 | 2.2377 | 2.6035 | 2.9965 | 3.3939 | 3.9457 | 4.4568 | 4.844 | 5.1873 | 5.4616 | 5.6913 | 5.8425 | 5.9604 | 6.0425 | 6.1006 | 6.1372 | 6.1542 | 6.1629 | 6.1619 | 6.1552 | 6.1476 | NPgN | GSP | NPg Planning Scenario | EV - cars & vans consumption (GWh)
NPg Planning Scenario | Dem_BB006 | GWh | NPgN | SOUTH SHIELDS | EV - cars & vans consumption (GWh) | SSHI_3 | 0.36552 | 0.4999 | 0.93807 | 1.8373 | 3.9506 | 6.8516 | 10.343 | 14.0323 | 18.2343 | 23.2359 | 28.7438 | 36.1083 | 42.866 | 49.1747 | 55.6233 | 61.7762 | 69.9855 | 77.2614 | 82.333 | 86.7704 | 90.2692 | 93.2677 | 95.0874 | 96.469 | 97.414 | 98.0542 | 98.3852 | 98.415 | 98.2964 | 98.0216 | 97.6299 | 97.1841 | NPgN | GSP | NPg Planning Scenario | EV - cars & vans consumption (GWh)
NPg Planning Scenario | Dem_BB006 | GWh | NPgN | SPADEADAM | EV - cars & vans consumption (GWh) | KIELD01 and SPAD20 | 0.054835 | 0.076552 | 0.14324 | 0.2783 | 0.59978 | 1.0441 | 1.5847 | 2.1572 | 2.8121 | 3.5951 | 4.4639 | 5.6362 | 6.7285 | 7.7725 | 8.8672 | 9.944 | 11.4121 | 12.7451 | 13.719 | 14.5776 | 15.2599 | 15.8368 | 16.2039 | 16.4872 | 16.683 | 16.8194 | 16.8993 | 16.9264 | 16.9292 | 16.9053 | 16.8638 | 16.8165 | NPgN | GSP | NPg Planning Scenario | EV - cars & vans consumption (GWh)
NPg Planning Scenario | Dem_BB006 | GWh | NPgN | SPENNYMOOR | EV - cars & vans consumption (GWh) | SPEN_1 | 1.9942 | 2.6884 | 5.0123 | 9.7682 | 20.8248 | 35.7903 | 53.5144 | 72.2281 | 93.5175 | 118.8265 | 146.6424 | 183.7423 | 217.6448 | 249.0881 | 280.9945 | 311.1648 | 351.1542 | 386.3301 | 410.4705 | 431.5383 | 448.1058 | 462.3716 | 470.8844 | 477.31 | 481.6872 | 484.6208 | 486.0578 | 486.0188 | 485.2357 | 483.6797 | 481.5258 | 479.0747 | NPgN | GSP | NPg Planning Scenario | EV - cars & vans consumption (GWh)
NPg Planning Scenario | Dem_BB006 | GWh | NPgN | STELLA NORTH | EV - cars & vans consumption (GWh) | STEN_1 | 1.3517 | 1.8332 | 3.4045 | 6.5927 | 14.0285 | 24.0794 | 35.9863 | 48.5716 | 62.9192 | 80.015 | 98.8759 | 124.1518 | 147.4331 | 169.2987 | 191.7974 | 213.4391 | 242.4855 | 268.403 | 286.7102 | 302.7654 | 315.4533 | 326.2853 | 332.951 | 338.0363 | 341.5262 | 343.9103 | 345.1933 | 345.416 | 345.1245 | 344.2857 | 343.0495 | 341.6426 | NPgN | GSP | NPg Planning Scenario | EV - cars & vans consumption (GWh)
NPg Planning Scenario | Dem_BB006 | GWh | NPgN | STELLA SOUTH | EV - cars & vans consumption (GWh) | STES_1 | 1.2316 | 1.6419 | 3.0301 | 5.8426 | 12.3156 | 20.9202 | 30.9106 | 41.4577 | 53.4592 | 67.7313 | 83.4266 | 104.3772 | 123.548 | 141.3663 | 159.4914 | 176.6828 | 199.5229 | 219.6682 | 233.5681 | 245.7113 | 255.2702 | 263.4884 | 268.4212 | 272.1523 | 274.6978 | 276.4102 | 277.2653 | 277.2787 | 276.8695 | 276.0198 | 274.8328 | 273.4821 | NPgN | GSP | NPg Planning Scenario | EV - cars & vans consumption (GWh)
NPg Planning Scenario | Dem_BB006 | GWh | NPgN | TYNEMOUTH | EV - cars & vans consumption (GWh) | TYNE_1 | 1.034 | 1.4222 | 2.7003 | 5.3603 | 11.6462 | 20.3979 | 31.0742 | 42.3476 | 55.1681 | 70.401 | 87.1267 | 109.4063 | 129.7219 | 148.4992 | 167.4778 | 185.3348 | 208.9128 | 229.5606 | 243.6042 | 255.8394 | 265.4449 | 273.7374 | 278.637 | 282.322 | 284.8261 | 286.4934 | 287.2824 | 287.199 | 286.6724 | 285.6886 | 284.3448 | 282.8156 | NPgN | GSP | NPg Planning Scenario | EV - cars & vans consumption (GWh)
NPg Planning Scenario | Dem_BB006 | GWh | NPgN | WEST BOLDON | EV - cars & vans consumption (GWh) | WBOL_6 | 1.4647 | 1.9868 | 3.7317 | 7.3305 | 15.7445 | 27.2599 | 41.0561 | 55.6205 | 72.1813 | 91.8573 | 113.4603 | 142.236 | 168.4741 | 192.7236 | 217.2323 | 240.2915 | 270.74 | 297.406 | 315.5418 | 331.3437 | 343.7499 | 354.4613 | 360.7896 | 365.5491 | 368.7833 | 370.9366 | 371.9551 | 371.8465 | 371.1639 | 369.8894 | 368.1488 | 366.168 | NPgN | GSP | NPg Planning Scenario | EV - cars & vans consumption (GWh)
NPg Planning Scenario | Dem_BB006 | GWh | NPgY | BRADFORD WEST | EV - cars & vans consumption (GWh) | BRAW_1 | 3.4172 | 5.2733 | 8.3291 | 14.9576 | 31.5072 | 55.7928 | 86.7458 | 119.4691 | 156.6039 | 200.6818 | 249.0603 | 313.6302 | 372.8609 | 428.2334 | 484.942 | 539.1728 | 611.6136 | 675.7651 | 720.3961 | 759.4141 | 790.1592 | 816.4704 | 832.4841 | 844.6418 | 852.9511 | 858.5586 | 860.9436 | 860.8612 | 859.6239 | 857.1076 | 853.6351 | 849.7322 | NPgY | GSP | NPg Planning Scenario | EV - cars & vans consumption (GWh)
NPg Planning Scenario | Dem_BB006 | GWh | NPgY | CAMBLESFORTH | EV - cars & vans consumption (GWh) | CAMB_01 | 0.38137 | 0.55639 | 0.84747 | 1.4729 | 2.99 | 5.1093 | 7.684 | 10.4033 | 13.4863 | 17.1429 | 21.1516 | 26.4948 | 31.3852 | 35.941 | 40.589 | 45.0134 | 50.9047 | 56.1029 | 59.6908 | 62.8241 | 65.2901 | 67.4059 | 68.6828 | 69.6494 | 70.3087 | 70.7512 | 70.9318 | 70.9107 | 70.7937 | 70.5712 | 70.2683 | 69.9277 | NPgY | GSP | NPg Planning Scenario | EV - cars & vans consumption (GWh)
NPg Planning Scenario | Dem_BB006 | GWh | NPgY | CREYKE BECK | EV - cars & vans consumption (GWh) | CREB_1 | 5.4361 | 7.7118 | 11.4764 | 19.4833 | 38.5645 | 64.2303 | 94.2091 | 125.8634 | 161.7602 | 204.3557 | 251.0938 | 313.4667 | 370.67 | 424.1284 | 478.866 | 531.2032 | 601.1327 | 663.0772 | 706.1627 | 743.8438 | 773.5434 | 798.9717 | 814.4414 | 826.1854 | 834.2119 | 839.6269 | 841.9241 | 841.8291 | 840.6038 | 838.1276 | 834.7149 | 830.8789 | NPgY | GSP | NPg Planning Scenario | EV - cars & vans consumption (GWh)
NPg Planning Scenario | Dem_BB006 | GWh | NPgY | DRAX | EV - cars & vans consumption (GWh) | DRAX_YEDL | 0.48672 | 0.71742 | 1.1023 | 1.9322 | 3.9568 | 6.8192 | 10.3381 | 14.0548 | 18.2678 | 23.2636 | 28.738 | 36.0309 | 42.6997 | 48.903 | 55.2215 | 61.2237 | 69.2035 | 76.2317 | 81.0655 | 85.2839 | 88.6019 | 91.4515 | 93.1646 | 94.4597 | 95.3423 | 95.9331 | 96.1696 | 96.1327 | 95.9653 | 95.6548 | 95.2346 | 94.7618 | NPgY | GSP | NPg Planning Scenario | EV - cars & vans consumption (GWh)
NPg Planning Scenario | Dem_BB006 | GWh | NPgY | ELLAND | EV - cars & vans consumption (GWh) | ELLA_1 | 2.9748 | 4.4908 | 7.0106 | 12.4684 | 25.9499 | 45.4271 | 69.8826 | 95.7232 | 125.0263 | 159.7838 | 197.8893 | 248.6785 | 295.1618 | 338.4607 | 382.6288 | 424.6625 | 480.6153 | 529.967 | 564.0172 | 593.7457 | 617.139 | 637.2094 | 649.3173 | 658.4814 | 664.7313 | 668.9248 | 670.6335 | 670.4296 | 669.3181 | 667.2096 | 664.3411 | 661.1147 | NPgY | GSP | NPg Planning Scenario | EV - cars & vans consumption (GWh)
NPg Planning Scenario | Dem_BB006 | GWh | NPgY | FERRYBRIDGE A | EV - cars & vans consumption (GWh) | FERRA2 | 1.2096 | 1.7304 | 2.6269 | 4.5656 | 9.2044 | 15.6055 | 23.2707 | 31.3531 | 40.4908 | 51.2965 | 63.0845 | 78.7012 | 92.8488 | 105.8123 | 118.7941 | 130.8653 | 146.6608 | 160.3142 | 169.3356 | 177.1554 | 183.2633 | 188.5751 | 191.6275 | 193.8975 | 195.4263 | 196.4176 | 196.7135 | 196.4604 | 195.9303 | 195.1065 | 194.0388 | 192.8351 | NPgY | GSP | NPg Planning Scenario | EV - cars & vans consumption (GWh)
NPg Planning Scenario | Dem_BB006 | GWh | NPgY | FERRYBRIDGE B | EV - cars & vans consumption (GWh) | FERRB9 | 2.5967 | 3.8 | 5.837 | 10.2437 | 20.9417 | 36.0167 | 54.4751 | 73.9585 | 96.0195 | 122.1479 | 150.7237 | 188.6986 | 223.282 | 255.2416 | 287.5566 | 317.9745 | 358.1422 | 393.2414 | 416.9861 | 437.6503 | 453.8571 | 467.8465 | 476.106 | 482.3097 | 486.5177 | 489.3003 | 490.3061 | 489.9282 | 488.8739 | 487.0891 | 484.724 | 482.0605 | NPgY | GSP | NPg Planning Scenario | EV - cars & vans consumption (GWh)
NPg Planning Scenario | Dem_BB006 | GWh | NPgY | GRIMSBY WEST | EV - cars & vans consumption (GWh) | GRIW_1 | 1.6604 | 2.3756 | 3.5764 | 6.1508 | 12.3179 | 20.7569 | 30.7885 | 41.3761 | 53.369 | 67.5811 | 83.1402 | 103.8448 | 122.7431 | 140.271 | 158.0673 | 174.9064 | 197.2323 | 216.8328 | 230.2197 | 241.8907 | 251.0606 | 258.954 | 263.6634 | 267.2141 | 269.6291 | 271.2376 | 271.8555 | 271.7055 | 271.1838 | 270.2575 | 269.0159 | 267.6184 | NPgY | GSP | NPg Planning Scenario | EV - cars & vans consumption (GWh)
NPg Planning Scenario | Dem_BB006 | GWh | NPgY | JORDANTHORPE | EV - cars & vans consumption (GWh) | JORD_3 | 0.87813 | 1.2217 | 1.8124 | 3.0781 | 6.0477 | 9.9841 | 14.4971 | 19.2525 | 24.6264 | 30.9797 | 37.9085 | 47.0854 | 55.3955 | 63.0045 | 70.6189 | 77.693 | 86.9455 | 94.9389 | 100.2115 | 104.7816 | 108.3509 | 111.4574 | 113.2388 | 114.5627 | 115.4538 | 116.0307 | 116.1998 | 116.0465 | 115.7292 | 115.2384 | 114.6032 | 113.8869 | NPgY | GSP | NPg Planning Scenario | EV - cars & vans consumption (GWh)
NPg Planning Scenario | Dem_BB006 | GWh | NPgY | KEADBY | EV - cars & vans consumption (GWh) | KEAD_YEDL | 4.5359 | 6.1688 | 8.8877 | 14.5965 | 27.7286 | 44.1491 | 61.7368 | 80.2792 | 101.2837 | 126.1906 | 153.4946 | 189.8999 | 223.2381 | 254.3197 | 286.0681 | 316.3368 | 356.7119 | 392.4067 | 417.1138 | 438.7144 | 455.7315 | 470.3288 | 479.162 | 485.8562 | 490.4257 | 493.498 | 494.7675 | 494.6469 | 493.8586 | 492.3347 | 490.2535 | 487.913 | NPgY | GSP | NPg Planning Scenario | EV - cars & vans consumption (GWh)
NPg Planning Scenario | Dem_BB006 | GWh | NPgY | KIRKSTALL B | EV - cars & vans consumption (GWh) | KIRKB1 | 2.1979 | 3.2535 | 5.0371 | 8.9042 | 18.3519 | 31.8148 | 48.4832 | 66.0813 | 86.0121 | 109.6222 | 135.4515 | 169.7883 | 201.0766 | 230.018 | 259.311 | 286.9197 | 323.4105 | 355.3308 | 376.9757 | 395.819 | 410.6032 | 423.3547 | 430.9032 | 436.5781 | 440.4301 | 442.9819 | 443.9193 | 443.6012 | 442.6721 | 441.0818 | 438.9687 | 436.5892 | NPgY | GSP | NPg Planning Scenario | EV - cars & vans consumption (GWh)
NPg Planning Scenario | Dem_BB006 | GWh | NPgY | NEEPSEND | EV - cars & vans consumption (GWh) | NEEP_3 | 0.99277 | 1.4196 | 2.1306 | 3.6505 | 7.2914 | 12.2562 | 18.1387 | 24.3491 | 31.3882 | 39.7356 | 48.8848 | 61.0774 | 72.2333 | 82.6205 | 93.2124 | 103.2886 | 116.701 | 128.5306 | 136.6872 | 143.8098 | 149.4151 | 154.2265 | 157.1267 | 159.3213 | 160.8179 | 161.8215 | 162.2285 | 162.1757 | 161.9032 | 161.3894 | 160.6914 | 159.9063 | NPgY | GSP | NPg Planning Scenario | EV - cars & vans consumption (GWh)
NPg Planning Scenario | Dem_BB006 | GWh | NPgY | NORTON LEES | EV - cars & vans consumption (GWh) | NORL_3 | 1.1332 | 1.5799 | 2.3373 | 3.9537 | 7.7532 | 12.7781 | 18.5293 | 24.5931 | 31.4537 | 39.5752 | 48.4516 | 60.2402 | 70.9644 | 80.8578 | 90.8432 | 100.2216 | 112.5896 | 123.3799 | 130.6499 | 136.9747 | 141.933 | 146.2199 | 148.739 | 150.628 | 151.9079 | 152.7515 | 153.0474 | 152.9151 | 152.5708 | 151.9985 | 151.2434 | 150.3928 | NPgY | GSP | NPg Planning Scenario | EV - cars & vans consumption (GWh)
NPg Planning Scenario | Dem_BB006 | GWh | NPgY | PITSMOOR 3/4 | EV - cars & vans consumption (GWh) | PITS_BB_B | 0.41765 | 0.60265 | 0.90695 | 1.5562 | 3.1216 | 5.2719 | 7.8413 | 10.5558 | 13.6358 | 17.2924 | 21.3077 | 26.6707 | 31.5964 | 36.2101 | 40.9459 | 45.4875 | 51.5682 | 56.9672 | 60.7413 | 64.0443 | 66.6497 | 68.8768 | 70.2389 | 71.2747 | 71.9836 | 72.4634 | 72.672 | 72.6731 | 72.5773 | 72.3735 | 72.0898 | 71.7712 | NPgY | GSP | NPg Planning Scenario | EV - cars & vans consumption (GWh)
NPg Planning Scenario | Dem_BB006 | GWh | NPgY | SALTEND NORTH | EV - cars & vans consumption (GWh) | SALT_1 | 0.70354 | 0.99132 | 1.4748 | 2.5066 | 4.9521 | 8.2282 | 12.0343 | 16.05 | 20.5977 | 25.9863 | 31.8848 | 39.7333 | 46.8958 | 53.5372 | 60.2785 | 66.6554 | 75.1092 | 82.5301 | 87.5959 | 92.0126 | 95.4827 | 98.4706 | 100.2522 | 101.5952 | 102.5085 | 103.1166 | 103.3494 | 103.291 | 103.0912 | 102.7375 | 102.2639 | 101.7308 | NPgY | GSP | NPg Planning Scenario | EV - cars & vans consumption (GWh)
NPg Planning Scenario | Dem_BB006 | GWh | NPgY | SHEFFIELD CITY | EV - cars & vans consumption (GWh) | SHEC_3 | 0.61885 | 0.89366 | 1.3242 | 2.2263 | 4.4086 | 7.3571 | 10.8299 | 14.5064 | 18.6958 | 23.6923 | 29.221 | 36.6755 | 43.6286 | 50.2984 | 57.3216 | 64.2633 | 73.7578 | 82.3913 | 88.7114 | 94.2843 | 98.713 | 102.4497 | 104.8418 | 106.6892 | 107.9668 | 108.8554 | 109.3152 | 109.4566 | 109.4598 | 109.3016 | 109.0385 | 108.7451 | NPgY | GSP | NPg Planning Scenario | EV - cars & vans consumption (GWh)
NPg Planning Scenario | Dem_BB006 | GWh | NPgY | SKELTON GRANGE | EV - cars & vans consumption (GWh) | SKLGB1 | 4.8106 | 7.2122 | 11.2499 | 20.0164 | 41.5789 | 72.6324 | 111.4836 | 152.5155 | 199.0066 | 254.1029 | 314.4181 | 394.6642 | 467.885 | 535.761 | 604.6282 | 669.7317 | 755.9694 | 831.6003 | 883.1682 | 928.1013 | 963.3877 | 993.7701 | 1011.8654 | 1025.4991 | 1034.7675 | 1040.9334 | 1043.2799 | 1042.6665 | 1040.6245 | 1037.0296 | 1032.2203 | 1026.8067 | NPgY | GSP | NPg Planning Scenario | EV - cars & vans consumption (GWh)
NPg Planning Scenario | Dem_BB006 | GWh | NPgY | TEMPLEBOROUGH 275/33KV | EV - cars & vans consumption (GWh) | TEMP_3 | 0.079443 | 0.11051 | 0.16535 | 0.28396 | 0.56209 | 0.93463 | 1.3661 | 1.8202 | 2.3323 | 2.9364 | 3.5926 | 4.4573 | 5.2336 | 5.9345 | 6.6242 | 7.2512 | 8.0574 | 8.7396 | 9.1688 | 9.5376 | 9.8231 | 10.0754 | 10.2119 | 10.311 | 10.3765 | 10.417 | 10.4222 | 10.3989 | 10.3605 | 10.3064 | 10.2383 | 10.1614 | NPgY | GSP | NPg Planning Scenario | EV - cars & vans consumption (GWh)
NPg Planning Scenario | Dem_BB006 | GWh | NPgY | THURCROFT | EV - cars & vans consumption (GWh) | THUR_6 | 3.9795 | 5.285 | 7.5121 | 12.1823 | 22.663 | 35.1897 | 47.7873 | 61.0354 | 75.9927 | 93.6718 | 112.9517 | 138.4967 | 161.6429 | 182.8574 | 204.1183 | 223.9107 | 249.8575 | 272.3337 | 287.2227 | 300.149 | 310.2589 | 319.053 | 324.1199 | 327.8929 | 330.4363 | 332.0887 | 332.5913 | 332.1834 | 331.3081 | 329.9364 | 328.1546 | 326.146 | NPgY | GSP | NPg Planning Scenario | EV - cars & vans consumption (GWh)
NPg Planning Scenario | Dem_BB006 | GWh | NPgY | WEST MELTON / THORPE MARSH | EV - cars & vans consumption (GWh) | WMEL_THOM | 5.4279 | 7.4685 | 10.8892 | 18.1235 | 34.9461 | 56.5687 | 80.5223 | 105.7796 | 134.3778 | 168.2661 | 205.3705 | 254.7624 | 299.8704 | 341.7442 | 384.3083 | 424.6433 | 478.1985 | 525.2943 | 557.5485 | 585.6922 | 607.8212 | 626.861 | 638.2527 | 646.8511 | 652.7038 | 656.6095 | 658.1323 | 657.8078 | 656.5857 | 654.3843 | 651.4237 | 648.0919 | NPgY | GSP | NPg Planning Scenario | EV - cars & vans consumption (GWh)
NPg Planning Scenario | Dem_BB006 | GWh | NPgY | WEST MELTON SECTION 3 | EV - cars & vans consumption (GWh) | WMEL_BB3 | 4.709 | 6.533 | 9.6027 | 16.1239 | 31.3945 | 51.3578 | 73.9152 | 97.7026 | 124.6308 | 156.5294 | 191.4335 | 237.8581 | 280.1972 | 319.4135 | 359.1753 | 396.7353 | 446.4841 | 490.1084 | 519.8144 | 545.7069 | 566.0441 | 583.5708 | 593.9924 | 601.8408 | 607.1747 | 610.7191 | 612.0542 | 611.672 | 610.4504 | 608.3175 | 605.4699 | 602.2641 | NPgY | GSP | NPg Planning Scenario | EV - cars & vans consumption (GWh)
NPg Planning Scenario | Dem_BB006 | GWh | NPgY | WINCOBANK | EV - cars & vans consumption (GWh) | WIBA_3 | 0.1257 | 0.18856 | 0.29293 | 0.51858 | 1.0743 | 1.8725 | 2.869 | 3.922 | 5.1162 | 6.5328 | 8.086 | 10.1567 | 12.0524 | 13.8193 | 15.6227 | 17.3402 | 19.6279 | 21.6469 | 23.0418 | 24.26 | 25.2188 | 26.0411 | 26.5379 | 26.914 | 27.1707 | 27.343 | 27.4138 | 27.4063 | 27.3618 | 27.2765 | 27.1603 | 27.0295 | NPgY | GSP | NPg Planning Scenario | EV - cars & vans consumption (GWh)
NPg Planning Scenario | Dem_BB007 | GWh | NPgN | BLYTH 66kV | EV - other transport consumption (GWh) | BLYTB1 | 0 | 0.10181 | 0.47663 | 1.1244 | 2.0453 | 3.2391 | 4.7059 | 7.8471 | 12.5873 | 18.8448 | 26.5376 | 35.5841 | 45.7939 | 55.9586 | 66.0222 | 75.9086 | 85.6141 | 96.0853 | 105.8907 | 115.0298 | 123.3782 | 130.9353 | 137.0173 | 142.0244 | 145.9569 | 148.8963 | 150.8429 | 152.0415 | 153.0948 | 154.0027 | 154.8766 | 155.7167 | NPgN | GSP | NPg Planning Scenario | EV - other transport consumption (GWh)
NPg Planning Scenario | Dem_BB007 | GWh | NPgN | BLYTH 132kV | EV - other transport consumption (GWh) | BLYTH132 | 0 | 0.029003 | 0.13536 | 0.31906 | 0.58013 | 0.91854 | 1.3343 | 2.1159 | 3.2533 | 4.7272 | 6.5186 | 8.6083 | 10.9403 | 13.2706 | 15.5805 | 17.8438 | 20.0604 | 22.4962 | 24.7872 | 26.9335 | 28.89 | 30.6567 | 32.091 | 33.2734 | 34.2038 | 34.9119 | 35.3975 | 35.7099 | 35.9702 | 36.1781 | 36.3741 | 36.5581 | NPgN | GSP | NPg Planning Scenario | EV - other transport consumption (GWh)
NPg Planning Scenario | Dem_BB007 | GWh | NPgN | FOURSTONES | EV - other transport consumption (GWh) | FOUR_1 | 0 | 0.005936 | 0.027604 | 0.065005 | 0.11814 | 0.187 | 0.2716 | 0.40468 | 0.58684 | 0.81517 | 1.0868 | 1.3987 | 1.739 | 2.0816 | 2.422 | 2.7538 | 3.0773 | 3.4458 | 3.7953 | 4.126 | 4.4262 | 4.6961 | 4.9188 | 5.1028 | 5.2481 | 5.3623 | 5.4453 | 5.5024 | 5.5462 | 5.5767 | 5.6042 | 5.6287 | NPgN | GSP | NPg Planning Scenario | EV - other transport consumption (GWh)
NPg Planning Scenario | Dem_BB007 | GWh | NPgN | HARTMOOR | EV - other transport consumption (GWh) | HARM_6 | 0 | 0.033108 | 0.15624 | 0.36938 | 0.67254 | 1.0657 | 1.5489 | 2.9084 | 5.086 | 8.0424 | 11.7388 | 16.1358 | 21.1775 | 26.1709 | 31.1065 | 35.9731 | 40.7661 | 45.8052 | 50.4934 | 54.8306 | 58.8045 | 62.4151 | 65.2834 | 67.6403 | 69.4859 | 70.828 | 71.6668 | 72.1431 | 72.6045 | 73.0511 | 73.4936 | 73.9319 | NPgN | GSP | NPg Planning Scenario | EV - other transport consumption (GWh)
NPg Planning Scenario | Dem_BB007 | GWh | NPgN | HAWTHORN PIT GRID | EV - other transport consumption (GWh) | HAWP_6 | 0 | 0.037234 | 0.17569 | 0.41536 | 0.75625 | 1.1984 | 1.7417 | 3.2664 | 5.7075 | 9.0211 | 13.1633 | 18.0905 | 23.7392 | 29.3341 | 34.8644 | 40.3171 | 45.6872 | 51.3342 | 56.5882 | 61.4491 | 65.9027 | 69.949 | 73.1639 | 75.8055 | 77.8741 | 79.3787 | 80.3195 | 80.854 | 81.3715 | 81.8719 | 82.3676 | 82.8585 | NPgN | GSP | NPg Planning Scenario | EV - other transport consumption (GWh)
NPg Planning Scenario | Dem_BB007 | GWh | NPgN | KNARESBOROUGH | EV - other transport consumption (GWh) | KNARE_111 | 0 | 0.080472 | 0.37878 | 0.89493 | 1.6289 | 2.5808 | 3.7504 | 6.7947 | 11.5979 | 18.0746 | 26.1394 | 35.7069 | 46.6363 | 57.4741 | 68.1908 | 78.7484 | 89.1385 | 100.129 | 110.3701 | 119.8613 | 128.5513 | 136.4396 | 142.7261 | 147.894 | 151.9436 | 154.9085 | 156.7889 | 157.8799 | 158.91 | 159.879 | 160.8327 | 161.771 | NPgN | GSP | NPg Planning Scenario | EV - other transport consumption (GWh)
NPg Planning Scenario | Dem_BB007 | GWh | NPgN | LACKENBY | EV - other transport consumption (GWh) | LACK_6 | 0 | 0.10415 | 0.49122 | 1.1612 | 2.1141 | 3.3499 | 4.8687 | 9.0735 | 15.7884 | 24.893 | 36.267 | 49.7899 | 65.284 | 80.6333 | 95.8064 | 110.7646 | 125.4944 | 140.9991 | 155.4286 | 168.7822 | 181.0158 | 192.1286 | 200.9626 | 208.2221 | 213.9074 | 218.0474 | 220.6423 | 222.1222 | 223.5485 | 224.9212 | 226.2795 | 227.6233 | NPgN | GSP | NPg Planning Scenario | EV - other transport consumption (GWh)
NPg Planning Scenario | Dem_BB007 | GWh | NPgN | NORTON | EV - other transport consumption (GWh) | NORT_1 | 0 | 0.32752 | 1.537 | 3.6283 | 6.6017 | 10.4569 | 15.1941 | 26.3097 | 43.4605 | 66.3461 | 94.6657 | 128.1189 | 166.1108 | 203.8569 | 241.2038 | 277.9462 | 314.0625 | 352.6335 | 388.6608 | 422.1427 | 452.7637 | 480.5222 | 502.7503 | 521.0366 | 535.3817 | 545.9927 | 552.8701 | 556.9844 | 560.7283 | 564.1016 | 567.3862 | 570.5826 | NPgN | GSP | NPg Planning Scenario | EV - other transport consumption (GWh)
NPg Planning Scenario | Dem_BB007 | GWh | NPgN | OFFERTON | EV - other transport consumption (GWh) | OFFE_3 | 0 | 0.033611 | 0.15614 | 0.36758 | 0.66793 | 1.0572 | 1.5354 | 2.243 | 3.188 | 4.3557 | 5.7312 | 7.2997 | 8.9927 | 10.7035 | 12.4053 | 14.0597 | 15.6687 | 17.5333 | 19.309 | 20.9958 | 22.5248 | 23.8961 | 25.0361 | 25.9791 | 26.725 | 27.3191 | 27.7612 | 28.0726 | 28.3044 | 28.4566 | 28.5909 | 28.7073 | NPgN | GSP | NPg Planning Scenario | EV - other transport consumption (GWh)
NPg Planning Scenario | Dem_BB007 | GWh | NPgN | OSBALDWICK | EV - other transport consumption (GWh) | OSBA_1 | 0 | 0.14361 | 0.67044 | 1.5805 | 2.8738 | 4.5503 | 6.61 | 10.5361 | 16.2728 | 23.7233 | 32.7908 | 43.3786 | 55.2099 | 67.0276 | 78.74 | 90.2194 | 101.4657 | 113.7963 | 125.3884 | 136.2413 | 146.1371 | 155.0755 | 162.3247 | 168.2997 | 173.0004 | 176.57 | 179.0086 | 180.5701 | 181.8782 | 182.9329 | 183.9293 | 184.8677 | NPgN | GSP | NPg Planning Scenario | EV - other transport consumption (GWh)
NPg Planning Scenario | Dem_BB007 | GWh | NPgN | POPPLETON | EV - other transport consumption (GWh) | POPP_3 | 0 | 0.021528 | 0.10081 | 0.23784 | 0.43262 | 0.68515 | 0.99543 | 1.6667 | 2.6823 | 4.0247 | 5.6764 | 7.6197 | 9.8146 | 11.9992 | 14.162 | 16.287 | 18.3735 | 20.6218 | 22.7265 | 24.6875 | 26.4791 | 28.1012 | 29.4059 | 30.4798 | 31.3232 | 31.9528 | 32.3688 | 32.624 | 32.8492 | 33.0444 | 33.2325 | 33.4135 | NPgN | GSP | NPg Planning Scenario | EV - other transport consumption (GWh)
NPg Planning Scenario | Dem_BB007 | GWh | NPgN | SALTHOLME | EV - other transport consumption (GWh) | SALH_1 | 0 | 0 | 0 | 0 | 0 | 0 | 0 | 0 | 0 | 0 | 0 | 0 | 0 | 0 | 0 | 0 | 0 | 0 | 0 | 0 | 0 | 0 | 0 | 0 | 0 | 0 | 0 | 0 | 0 | 0 | 0 | 0 | NPgN | GSP | NPg Planning Scenario | EV - other transport consumption (GWh)
NPg Planning Scenario | Dem_BB007 | GWh | NPgN | SOUTH SHIELDS | EV - other transport consumption (GWh) | SSHI_3 | 0 | 0.13105 | 0.60849 | 1.4323 | 2.6025 | 4.1191 | 5.9821 | 8.6587 | 12.1887 | 16.5171 | 21.5892 | 27.3502 | 33.5321 | 39.7917 | 46.0217 | 52.07 | 57.945 | 64.8173 | 71.3756 | 77.6199 | 83.2751 | 88.341 | 92.569 | 96.0682 | 98.8386 | 101.0607 | 102.7344 | 103.9275 | 104.8025 | 105.3592 | 105.8441 | 106.2577 | NPgN | GSP | NPg Planning Scenario | EV - other transport consumption (GWh)
NPg Planning Scenario | Dem_BB007 | GWh | NPgN | SPADEADAM | EV - other transport consumption (GWh) | KIELD01 and SPAD20 | 0 | 0.001542 | 0.007298 | 0.017271 | 0.031458 | 0.049861 | 0.07248 | 0.14236 | 0.25614 | 0.41175 | 0.60713 | 0.84021 | 1.1085 | 1.3739 | 1.6361 | 1.8948 | 2.1499 | 2.4163 | 2.6638 | 2.8924 | 3.1019 | 3.2925 | 3.4434 | 3.5673 | 3.6643 | 3.7343 | 3.7774 | 3.8013 | 3.8251 | 3.8488 | 3.8725 | 3.8961 | NPgN | GSP | NPg Planning Scenario | EV - other transport consumption (GWh)
NPg Planning Scenario | Dem_BB007 | GWh | NPgN | SPENNYMOOR | EV - other transport consumption (GWh) | SPEN_1 | 0 | 0.11013 | 0.51802 | 1.2237 | 2.227 | 3.5282 | 5.1271 | 9.1895 | 15.5677 | 24.1485 | 34.8189 | 47.4658 | 61.8946 | 76.2086 | 90.3644 | 104.3059 | 118.0228 | 132.5623 | 146.1174 | 158.6875 | 170.1936 | 180.6353 | 188.9652 | 195.8141 | 201.1822 | 205.1213 | 207.6316 | 209.0982 | 210.4713 | 211.751 | 213.0076 | 214.241 | NPgN | GSP | NPg Planning Scenario | EV - other transport consumption (GWh)
NPg Planning Scenario | Dem_BB007 | GWh | NPgN | STELLA NORTH | EV - other transport consumption (GWh) | STEN_1 | 0 | 0.23115 | 1.0755 | 2.533 | 4.6037 | 7.2876 | 10.5847 | 15.9165 | 23.292 | 32.5919 | 43.6968 | 56.4876 | 70.502 | 84.5928 | 98.5865 | 112.2388 | 125.559 | 140.6328 | 154.9103 | 168.3908 | 180.6407 | 191.6594 | 200.726 | 208.2145 | 214.1251 | 218.7423 | 222.0662 | 224.3268 | 226.085 | 227.3405 | 228.4819 | 229.5098 | NPgN | GSP | NPg Planning Scenario | EV - other transport consumption (GWh)
NPg Planning Scenario | Dem_BB007 | GWh | NPgN | STELLA SOUTH | EV - other transport consumption (GWh) | STES_1 | 0 | 0.15924 | 0.74722 | 1.764 | 3.2094 | 5.0837 | 7.3867 | 12.7828 | 21.1062 | 32.2108 | 45.951 | 62.1807 | 80.6108 | 98.9222 | 117.0401 | 134.8643 | 152.3846 | 171.0983 | 188.5785 | 204.8243 | 219.6818 | 233.1501 | 243.9359 | 252.809 | 259.7699 | 264.9196 | 268.2584 | 270.2566 | 272.074 | 273.7105 | 275.3036 | 276.8537 | NPgN | GSP | NPg Planning Scenario | EV - other transport consumption (GWh)
NPg Planning Scenario | Dem_BB007 | GWh | NPgN | TYNEMOUTH | EV - other transport consumption (GWh) | TYNE_1 | 0 | 0.054435 | 0.25543 | 0.60298 | 1.0971 | 1.7378 | 2.525 | 4.3671 | 7.2076 | 10.9966 | 15.6845 | 21.2215 | 27.5086 | 33.7554 | 39.9362 | 46.0167 | 51.9934 | 58.3782 | 64.3423 | 69.8855 | 74.9548 | 79.5501 | 83.2304 | 86.2581 | 88.6333 | 90.3908 | 91.5305 | 92.213 | 92.8334 | 93.3916 | 93.935 | 94.4636 | NPgN | GSP | NPg Planning Scenario | EV - other transport consumption (GWh)
NPg Planning Scenario | Dem_BB007 | GWh | NPgN | WEST BOLDON | EV - other transport consumption (GWh) | WBOL_6 | 0 | 0.26181 | 1.222 | 2.8805 | 5.2375 | 8.2928 | 12.0464 | 19.1277 | 29.4424 | 42.8171 | 59.0781 | 78.0518 | 99.2323 | 120.3957 | 141.3726 | 161.9276 | 182.0607 | 204.1714 | 224.9659 | 244.4433 | 262.1998 | 278.2347 | 291.2495 | 301.9777 | 310.4195 | 316.8399 | 321.2391 | 324.0663 | 326.4244 | 328.313 | 330.0937 | 331.7671 | NPgN | GSP | NPg Planning Scenario | EV - other transport consumption (GWh)
NPg Planning Scenario | Dem_BB007 | GWh | NPgY | BRADFORD WEST | EV - other transport consumption (GWh) | BRAW_1 | 0 | 0.28208 | 1.3176 | 3.1066 | 5.649 | 8.9448 | 12.9941 | 20.9016 | 32.5382 | 47.7066 | 66.2094 | 87.8494 | 112.0861 | 136.2768 | 160.246 | 183.7511 | 206.7897 | 231.9566 | 255.5948 | 277.7033 | 297.8705 | 316.0954 | 330.8505 | 343.0087 | 352.5704 | 359.8057 | 364.7147 | 367.8319 | 370.4704 | 372.6297 | 374.6785 | 376.6174 | NPgY | GSP | NPg Planning Scenario | EV - other transport consumption (GWh)
NPg Planning Scenario | Dem_BB007 | GWh | NPgY | CAMBLESFORTH | EV - other transport consumption (GWh) | CAMB_01 | 0 | 0.037295 | 0.17658 | 0.41785 | 0.7611 | 1.2063 | 1.7536 | 3.4443 | 6.1971 | 9.9619 | 14.6888 | 20.328 | 26.8187 | 33.2392 | 39.5831 | 45.8436 | 52.0144 | 58.461 | 64.449 | 69.9782 | 75.0483 | 79.6589 | 83.3098 | 86.3083 | 88.6544 | 90.3483 | 91.3902 | 91.9675 | 92.5433 | 93.1177 | 93.6908 | 94.2624 | NPgY | GSP | NPg Planning Scenario | EV - other transport consumption (GWh)
NPg Planning Scenario | Dem_BB007 | GWh | NPgY | CREYKE BECK | EV - other transport consumption (GWh) | CREB_1 | 0 | 0.26818 | 1.2579 | 2.9693 | 5.4023 | 8.5568 | 12.433 | 21.3886 | 35.1572 | 53.4982 | 76.1707 | 102.9342 | 133.2989 | 163.477 | 193.3388 | 222.7107 | 251.5763 | 282.453 | 311.305 | 338.1308 | 362.6599 | 384.8909 | 402.707 | 417.3653 | 428.8665 | 437.3881 | 442.9305 | 446.262 | 449.2763 | 451.973 | 454.5941 | 457.14 | NPgY | GSP | NPg Planning Scenario | EV - other transport consumption (GWh)
NPg Planning Scenario | Dem_BB007 | GWh | NPgY | DRAX | EV - other transport consumption (GWh) | DRAX_YEDL | 0 | 0.061946 | 0.29251 | 0.6917 | 1.2595 | 1.9959 | 2.901 | 5.4978 | 9.6721 | 15.3488 | 22.4527 | 30.9087 | 40.6127 | 50.221 | 59.7175 | 69.0828 | 78.3082 | 87.9936 | 97.0014 | 105.3312 | 112.9646 | 119.9014 | 125.4084 | 129.9329 | 133.4751 | 136.047 | 137.6489 | 138.5535 | 139.4356 | 140.295 | 141.1478 | 141.994 | NPgY | GSP | NPg Planning Scenario | EV - other transport consumption (GWh)
NPg Planning Scenario | Dem_BB007 | GWh | NPgY | ELLAND | EV - other transport consumption (GWh) | ELLA_1 | 0 | 0.57414 | 2.6722 | 6.2943 | 11.4403 | 18.1102 | 26.3041 | 39.7825 | 58.5441 | 82.284 | 110.6971 | 143.4786 | 179.4845 | 215.6566 | 251.5704 | 286.6284 | 320.8508 | 359.4274 | 395.9326 | 430.3647 | 461.6665 | 489.8365 | 512.9755 | 532.0822 | 547.1569 | 558.8938 | 567.2928 | 572.968 | 577.4179 | 580.6414 | 583.5863 | 586.2542 | NPgY | GSP | NPg Planning Scenario | EV - other transport consumption (GWh)
NPg Planning Scenario | Dem_BB007 | GWh | NPgY | FERRYBRIDGE A | EV - other transport consumption (GWh) | FERRA2 | 0 | 0.095995 | 0.45375 | 1.0733 | 1.9545 | 3.0975 | 4.5023 | 8.6495 | 15.3496 | 24.4817 | 35.9249 | 49.5582 | 65.2221 | 80.7257 | 96.0469 | 111.1608 | 126.0524 | 141.6558 | 156.1603 | 169.5651 | 181.8523 | 193.0214 | 201.8792 | 209.1557 | 214.8511 | 218.9772 | 221.5343 | 222.9677 | 224.3779 | 225.7648 | 227.1439 | 228.5152 | NPgY | GSP | NPg Planning Scenario | EV - other transport consumption (GWh)
NPg Planning Scenario | Dem_BB007 | GWh | NPgY | FERRYBRIDGE B | EV - other transport consumption (GWh) | FERRB9 | 0 | 0.25237 | 1.1904 | 2.8142 | 5.1236 | 8.1188 | 11.7996 | 22.0292 | 38.3769 | 60.5495 | 88.2539 | 121.1971 | 158.9486 | 196.3453 | 233.3121 | 269.7565 | 305.646 | 343.4128 | 378.5579 | 411.0798 | 440.875 | 467.9418 | 489.455 | 507.1334 | 520.9778 | 531.056 | 537.3688 | 540.965 | 544.4354 | 547.78 | 551.0903 | 554.3666 | NPgY | GSP | NPg Planning Scenario | EV - other transport consumption (GWh)
NPg Planning Scenario | Dem_BB007 | GWh | NPgY | GRIMSBY WEST | EV - other transport consumption (GWh) | GRIW_1 | 0 | 0.17722 | 0.83709 | 1.9796 | 3.6048 | 5.7126 | 8.303 | 15.8002 | 27.8702 | 44.2956 | 64.859 | 89.343 | 117.4506 | 145.278 | 172.7803 | 199.9052 | 226.6267 | 254.6639 | 280.7353 | 304.8399 | 326.9312 | 347.0082 | 362.9418 | 376.0322 | 386.28 | 393.7156 | 398.3395 | 400.945 | 403.4924 | 405.9815 | 408.453 | 410.907 | NPgY | GSP | NPg Planning Scenario | EV - other transport consumption (GWh)
NPg Planning Scenario | Dem_BB007 | GWh | NPgY | JORDANTHORPE | EV - other transport consumption (GWh) | JORD_3 | 0 | 0.001001 | 0.00474 | 0.011217 | 0.020432 | 0.032385 | 0.047076 | 0.092465 | 0.16637 | 0.26743 | 0.39433 | 0.54572 | 0.71997 | 0.89233 | 1.0626 | 1.2307 | 1.3964 | 1.5694 | 1.7302 | 1.8786 | 2.0147 | 2.1385 | 2.2365 | 2.317 | 2.38 | 2.4255 | 2.4534 | 2.4689 | 2.4844 | 2.4998 | 2.5152 | 2.5305 | NPgY | GSP | NPg Planning Scenario | EV - other transport consumption (GWh)
NPg Planning Scenario | Dem_BB007 | GWh | NPgY | KEADBY | EV - other transport consumption (GWh) | KEAD_YEDL | 0 | 0.17167 | 0.80907 | 1.9122 | 3.4811 | 5.5157 | 8.016 | 14.7883 | 25.558 | 40.1327 | 58.32 | 79.9272 | 104.6586 | 129.1671 | 153.3969 | 177.2777 | 200.7891 | 225.579 | 248.6596 | 270.0299 | 289.6038 | 307.3803 | 321.5236 | 333.1475 | 342.2527 | 348.8954 | 353.0761 | 355.4747 | 357.7698 | 359.9616 | 362.1262 | 364.2638 | NPgY | GSP | NPg Planning Scenario | EV - other transport consumption (GWh)
NPg Planning Scenario | Dem_BB007 | GWh | NPgY | KIRKSTALL B | EV - other transport consumption (GWh) | KIRKB1 | 0 | 0.22603 | 1.0549 | 2.4865 | 4.5209 | 7.1581 | 10.3981 | 16.4732 | 25.306 | 36.7481 | 50.6511 | 66.8664 | 84.9567 | 103.036 | 120.9571 | 138.5152 | 155.7109 | 174.6142 | 192.3964 | 209.0568 | 224.2436 | 237.956 | 249.091 | 258.2703 | 265.494 | 270.9931 | 274.7677 | 277.1987 | 279.221 | 280.8343 | 282.3537 | 283.7796 | NPgY | GSP | NPg Planning Scenario | EV - other transport consumption (GWh)
NPg Planning Scenario | Dem_BB007 | GWh | NPgY | NEEPSEND | EV - other transport consumption (GWh) | NEEP_3 | 0 | 0.013011 | 0.061281 | 0.14481 | 0.2636 | 0.41764 | 0.60695 | 1.1095 | 1.9056 | 2.9811 | 4.3217 | 5.9133 | 7.7332 | 9.5373 | 11.3211 | 13.0787 | 14.8089 | 16.636 | 18.3379 | 19.9143 | 21.358 | 22.6688 | 23.7125 | 24.5705 | 25.2426 | 25.7338 | 26.0442 | 26.2232 | 26.3934 | 26.5548 | 26.7138 | 26.8706 | NPgY | GSP | NPg Planning Scenario | EV - other transport consumption (GWh)
NPg Planning Scenario | Dem_BB007 | GWh | NPgY | NORTON LEES | EV - other transport consumption (GWh) | NORL_3 | 0 | 0.067213 | 0.31145 | 0.7327 | 1.331 | 2.1063 | 3.0586 | 4.2596 | 5.7468 | 7.4984 | 9.4926 | 11.7077 | 14.0034 | 16.3559 | 18.706 | 20.9687 | 23.15 | 25.8442 | 28.4457 | 30.9544 | 33.2149 | 35.2272 | 36.943 | 38.3674 | 39.5002 | 40.4436 | 41.1974 | 41.7653 | 42.1537 | 42.3623 | 42.5306 | 42.6587 | NPgY | GSP | NPg Planning Scenario | EV - other transport consumption (GWh)
NPg Planning Scenario | Dem_BB007 | GWh | NPgY | PITSMOOR 3/4 | EV - other transport consumption (GWh) | PITS_BB_B | 0 | 0.006908 | 0.032708 | 0.0774 | 0.14098 | 0.22346 | 0.32482 | 0.63801 | 1.1479 | 1.8453 | 2.7209 | 3.7654 | 4.9678 | 6.1571 | 7.3322 | 8.4918 | 9.6349 | 10.829 | 11.9382 | 12.9624 | 13.9016 | 14.7556 | 15.4319 | 15.9873 | 16.4219 | 16.7357 | 16.9287 | 17.0356 | 17.1423 | 17.2487 | 17.3548 | 17.4607 | NPgY | GSP | NPg Planning Scenario | EV - other transport consumption (GWh)
NPg Planning Scenario | Dem_BB007 | GWh | NPgY | SALTEND NORTH | EV - other transport consumption (GWh) | SALT_1 | 0 | 0.051677 | 0.24372 | 0.57613 | 1.0489 | 1.662 | 2.4156 | 4.4999 | 7.8278 | 12.3397 | 17.9761 | 24.6771 | 32.3545 | 39.9604 | 47.4789 | 54.8909 | 62.1897 | 69.8729 | 77.0235 | 83.641 | 89.7034 | 95.2105 | 99.5883 | 103.1859 | 106.0034 | 108.0553 | 109.3416 | 110.0753 | 110.7823 | 111.4625 | 112.1355 | 112.8013 | NPgY | GSP | NPg Planning Scenario | EV - other transport consumption (GWh)
NPg Planning Scenario | Dem_BB007 | GWh | NPgY | SHEFFIELD CITY | EV - other transport consumption (GWh) | SHEC_3 | 0 | 0.014818 | 0.070157 | 0.16602 | 0.3024 | 0.4793 | 0.69672 | 1.3685 | 2.4622 | 3.958 | 5.8361 | 8.0766 | 10.6555 | 13.2065 | 15.727 | 18.2144 | 20.6661 | 23.2275 | 25.6066 | 27.8034 | 29.8178 | 31.6497 | 33.1003 | 34.2916 | 35.2238 | 35.8968 | 36.3107 | 36.5401 | 36.7689 | 36.9971 | 37.2248 | 37.4519 | NPgY | GSP | NPg Planning Scenario | EV - other transport consumption (GWh)
NPg Planning Scenario | Dem_BB007 | GWh | NPgY | SKELTON GRANGE | EV - other transport consumption (GWh) | SKLGB1 | 0 | 0.38744 | 1.8267 | 4.3178 | 7.8607 | 12.4555 | 18.1021 | 33.5822 | 58.2568 | 91.6843 | 133.4231 | 183.0313 | 239.8446 | 296.1355 | 351.7828 | 406.636 | 460.6469 | 517.5417 | 570.5009 | 619.5222 | 664.4277 | 705.2153 | 737.6511 | 764.3073 | 785.1849 | 800.4005 | 809.9552 | 815.4186 | 820.6675 | 825.7016 | 830.6786 | 835.5986 | NPgY | GSP | NPg Planning Scenario | EV - other transport consumption (GWh)
NPg Planning Scenario | Dem_BB007 | GWh | NPgY | TEMPLEBOROUGH 275/33KV | EV - other transport consumption (GWh) | TEMP_3 | 0 | 0.004005 | 0.018961 | 0.044869 | 0.081729 | 0.12954 | 0.1883 | 0.36986 | 0.66546 | 1.0697 | 1.5773 | 2.1829 | 2.8799 | 3.5693 | 4.2505 | 4.9228 | 5.5854 | 6.2777 | 6.9207 | 7.5144 | 8.0589 | 8.554 | 8.946 | 9.268 | 9.5199 | 9.7018 | 9.8137 | 9.8757 | 9.9375 | 9.9992 | 10.0608 | 10.1221 | NPgY | GSP | NPg Planning Scenario | EV - other transport consumption (GWh)
NPg Planning Scenario | Dem_BB007 | GWh | NPgY | THURCROFT | EV - other transport consumption (GWh) | THUR_6 | 0 | 0.12781 | 0.60329 | 1.4265 | 2.5973 | 4.1158 | 5.982 | 11.2794 | 19.7781 | 31.3254 | 45.7686 | 62.9548 | 82.6682 | 102.1902 | 121.486 | 140.5132 | 159.2544 | 178.9452 | 197.2619 | 214.2037 | 229.7279 | 243.8337 | 255.0364 | 264.241 | 271.4481 | 276.6855 | 279.9535 | 281.8046 | 283.6032 | 285.3493 | 287.0805 | 288.7967 | NPgY | GSP | NPg Planning Scenario | EV - other transport consumption (GWh)
NPg Planning Scenario | Dem_BB007 | GWh | NPgY | WEST MELTON / THORPE MARSH | EV - other transport consumption (GWh) | WMEL_THOM | 0 | 0.26473 | 1.2507 | 2.958 | 5.3865 | 8.5364 | 12.4074 | 23.6872 | 41.8688 | 66.6246 | 97.6268 | 134.5476 | 176.945 | 218.9156 | 260.3947 | 301.3074 | 341.6139 | 383.885 | 423.1877 | 459.5203 | 492.8203 | 523.086 | 547.0997 | 566.8277 | 582.2709 | 593.4702 | 600.4263 | 604.3391 | 608.1727 | 611.9271 | 615.6567 | 619.3617 | NPgY | GSP | NPg Planning Scenario | EV - other transport consumption (GWh)
NPg Planning Scenario | Dem_BB007 | GWh | NPgY | WEST MELTON SECTION 3 | EV - other transport consumption (GWh) | WMEL_BB3 | 0 | 0.24272 | 1.1379 | 2.6855 | 4.8855 | 7.738 | 11.2429 | 19.1686 | 31.292 | 47.4018 | 67.2868 | 90.7358 | 117.3027 | 143.7184 | 169.8612 | 195.5666 | 220.8216 | 247.8984 | 273.214 | 296.7674 | 318.2984 | 337.806 | 353.4572 | 366.3366 | 376.4446 | 383.9519 | 388.8588 | 391.828 | 394.4929 | 396.8531 | 399.1413 | 401.3576 | NPgY | GSP | NPg Planning Scenario | EV - other transport consumption (GWh)
NPg Planning Scenario | Dem_BB007 | GWh | NPgY | WINCOBANK | EV - other transport consumption (GWh) | WIBA_3 | 0 | 0.011764 | 0.055699 | 0.1318 | 0.24008 | 0.38052 | 0.55314 | 1.0865 | 1.9548 | 3.1423 | 4.6334 | 6.4122 | 8.4596 | 10.4849 | 12.4859 | 14.4607 | 16.4072 | 18.4407 | 20.3296 | 22.0737 | 23.6729 | 25.1273 | 26.2789 | 27.2248 | 27.9648 | 28.4991 | 28.8278 | 29.0099 | 29.1915 | 29.3727 | 29.5535 | 29.7338 | NPgY | GSP | NPg Planning Scenario | EV - other transport consumption (GWh)
NPg Planning Scenario | Dem_BB004 | GWh | NPgN | BLYTH 66kV | HPs - Domestic consumption (GWh) | BLYTB1 | 2.5071 | 2.869 | 3.5589 | 5.0626 | 6.7285 | 8.1863 | 12.2595 | 17.6622 | 25.3116 | 36.5777 | 56.5057 | 72.7599 | 90.6989 | 108.632 | 131.5766 | 155.3262 | 179.1247 | 202.7148 | 225.638 | 248.4116 | 272.1553 | 293.6665 | 315.9628 | 336.0018 | 354.5998 | 369.9938 | 384.7663 | 397.8988 | 411.5754 | 425.2294 | 425.6003 | 424.7196 | NPgN | GSP | NPg Planning Scenario | HPs - Domestic consumption (GWh)
NPg Planning Scenario | Dem_BB004 | GWh | NPgN | BLYTH 132kV | HPs - Domestic consumption (GWh) | BLYTH132 | 1.0825 | 1.2167 | 1.4623 | 1.8931 | 2.3306 | 3.8276 | 5.2519 | 11.1598 | 18.7866 | 29.2656 | 25.1914 | 32.7252 | 35.8927 | 41.6568 | 43.6531 | 50.1737 | 55.6254 | 62.1451 | 68.2758 | 73.9953 | 79.8153 | 85.2568 | 91.2014 | 97.0513 | 100.8303 | 105.2309 | 107.9044 | 111.5313 | 113.9703 | 117.0087 | 117.1043 | 116.8055 | NPgN | GSP | NPg Planning Scenario | HPs - Domestic consumption (GWh)
NPg Planning Scenario | Dem_BB004 | GWh | NPgN | FOURSTONES | HPs - Domestic consumption (GWh) | FOUR_1 | 0.20543 | 0.23918 | 0.28384 | 0.3753 | 0.48557 | 1.0766 | 1.608 | 5.5054 | 10.3793 | 17.0044 | 10.9634 | 14.4926 | 14.0322 | 15.461 | 15.4947 | 17.104 | 18.3183 | 20.0843 | 21.7656 | 23.5144 | 24.9946 | 26.3555 | 27.9093 | 29.6753 | 30.0289 | 31.3454 | 31.395 | 32.4887 | 32.5352 | 32.8504 | 32.8707 | 32.7876 | NPgN | GSP | NPg Planning Scenario | HPs - Domestic consumption (GWh)
NPg Planning Scenario | Dem_BB004 | GWh | NPgN | HARTMOOR | HPs - Domestic consumption (GWh) | HARM_6 | 1.2246 | 1.4319 | 1.783 | 2.5758 | 3.5005 | 4.2945 | 6.8422 | 9.8459 | 13.8973 | 19.6561 | 32.0874 | 41.0986 | 51.0949 | 60.6705 | 73.1394 | 86.0764 | 99.1575 | 112.0064 | 124.5438 | 137.2739 | 150.279 | 161.9291 | 173.97 | 184.82 | 194.968 | 203.3096 | 211.3639 | 218.5507 | 226.0117 | 233.427 | 233.6606 | 233.2234 | NPgN | GSP | NPg Planning Scenario | HPs - Domestic consumption (GWh)
NPg Planning Scenario | Dem_BB004 | GWh | NPgN | HAWTHORN PIT GRID | HPs - Domestic consumption (GWh) | HAWP_6 | 1.3627 | 1.5717 | 1.9799 | 2.8464 | 3.7758 | 4.6035 | 6.9583 | 9.9507 | 14.1368 | 20.2573 | 35.8835 | 46.4416 | 58.9123 | 70.9105 | 86.6689 | 102.7132 | 118.9162 | 134.7879 | 150.2157 | 165.6847 | 181.7381 | 196.0975 | 210.9133 | 224.2306 | 236.7543 | 247.0755 | 257.0362 | 265.9509 | 275.1914 | 284.4255 | 284.5416 | 283.8547 | NPgN | GSP | NPg Planning Scenario | HPs - Domestic consumption (GWh)
NPg Planning Scenario | Dem_BB004 | GWh | NPgN | KNARESBOROUGH | HPs - Domestic consumption (GWh) | KNARE_111 | 1.703 | 1.9057 | 2.2354 | 2.9423 | 3.7858 | 4.9245 | 7.3111 | 12.558 | 19.8056 | 30.5874 | 41.9177 | 55.1265 | 67.3764 | 80.0364 | 95.799 | 113.1135 | 130.331 | 147.6681 | 164.4387 | 181.5075 | 198.5743 | 213.5584 | 229.0794 | 243.374 | 256.0357 | 267.0903 | 277.0146 | 286.6243 | 295.8369 | 305.1474 | 304.7485 | 303.4406 | NPgN | GSP | NPg Planning Scenario | HPs - Domestic consumption (GWh)
NPg Planning Scenario | Dem_BB004 | GWh | NPgN | LACKENBY | HPs - Domestic consumption (GWh) | LACK_6 | 1.9664 | 2.2788 | 2.8353 | 4.0258 | 5.3702 | 6.6858 | 10.3264 | 15.4612 | 22.3998 | 32.3055 | 53.3662 | 68.9229 | 86.5186 | 104.3539 | 126.4066 | 149.3359 | 172.0417 | 194.5021 | 216.375 | 237.8706 | 260.4072 | 280.5232 | 301.2798 | 320.0926 | 337.4951 | 352.0763 | 365.8565 | 378.4441 | 391.236 | 404.1101 | 404.1442 | 403.0263 | NPgN | GSP | NPg Planning Scenario | HPs - Domestic consumption (GWh)
NPg Planning Scenario | Dem_BB004 | GWh | NPgN | NORTON | HPs - Domestic consumption (GWh) | NORT_1 | 5.1684 | 5.9909 | 7.3399 | 10.4438 | 14.1169 | 18.1152 | 28.7227 | 46.0799 | 69.1698 | 102.1153 | 142.0365 | 183.4082 | 222.5759 | 263.2286 | 311.2399 | 365.1139 | 418.4012 | 471.9806 | 524.1425 | 576.969 | 630.1953 | 677.4824 | 726.5364 | 771.7389 | 812.0806 | 846.9507 | 878.7275 | 908.9705 | 938.518 | 968.212 | 968.7847 | 966.6366 | NPgN | GSP | NPg Planning Scenario | HPs - Domestic consumption (GWh)
NPg Planning Scenario | Dem_BB004 | GWh | NPgN | OFFERTON | HPs - Domestic consumption (GWh) | OFFE_3 | 0.36166 | 0.4383 | 0.55972 | 0.87012 | 1.2417 | 1.5387 | 2.8098 | 4.092 | 5.7346 | 8.0922 | 17.9483 | 23.3904 | 30.2095 | 35.1387 | 44.2388 | 52.8322 | 62.2788 | 71.239 | 79.9047 | 89.3953 | 98.6912 | 106.9839 | 115.5388 | 122.8167 | 129.9313 | 135.4294 | 141.0068 | 145.6941 | 150.7769 | 155.7551 | 155.5909 | 154.8817 | NPgN | GSP | NPg Planning Scenario | HPs - Domestic consumption (GWh)
NPg Planning Scenario | Dem_BB004 | GWh | NPgN | OSBALDWICK | HPs - Domestic consumption (GWh) | OSBA_1 | 3.8297 | 4.3748 | 5.2587 | 7.094 | 9.1931 | 11.7244 | 17.438 | 27.2791 | 40.6793 | 59.817 | 83.753 | 107.8999 | 132.4766 | 156.5294 | 188.4362 | 221.7452 | 255.1168 | 288.4233 | 320.7174 | 353.3298 | 386.6596 | 416.6326 | 447.7548 | 475.6056 | 500.9889 | 522.2315 | 542.1039 | 560.2223 | 578.5467 | 597.1515 | 597.1207 | 595.2162 | NPgN | GSP | NPg Planning Scenario | HPs - Domestic consumption (GWh)
NPg Planning Scenario | Dem_BB004 | GWh | NPgN | POPPLETON | HPs - Domestic consumption (GWh) | POPP_3 | 0.47361 | 0.55866 | 0.69088 | 1.0061 | 1.3936 | 1.7303 | 2.9341 | 4.2891 | 6.0645 | 8.5901 | 14.9633 | 19.2562 | 24.0986 | 28.3322 | 34.1455 | 40.2561 | 46.4976 | 52.6069 | 58.569 | 64.817 | 70.972 | 76.3482 | 81.8775 | 86.8558 | 91.5963 | 95.4302 | 99.1885 | 102.5596 | 106.0469 | 109.465 | 109.4525 | 109.1287 | NPgN | GSP | NPg Planning Scenario | HPs - Domestic consumption (GWh)
NPg Planning Scenario | Dem_BB004 | GWh | NPgN | SALTHOLME | HPs - Domestic consumption (GWh) | SALH_1 | 0.01923 | 0.023689 | 0.029888 | 0.046583 | 0.067077 | 0.083677 | 0.15806 | 0.23161 | 0.32398 | 0.45428 | 0.88992 | 1.1493 | 1.4553 | 1.7648 | 2.0952 | 2.4664 | 2.8183 | 3.168 | 3.5134 | 3.854 | 4.1968 | 4.4815 | 4.77 | 5.0512 | 5.3167 | 5.544 | 5.7594 | 5.9705 | 6.1762 | 6.3784 | 6.3795 | 6.3694 | NPgN | GSP | NPg Planning Scenario | HPs - Domestic consumption (GWh)
NPg Planning Scenario | Dem_BB004 | GWh | NPgN | SOUTH SHIELDS | HPs - Domestic consumption (GWh) | SSHI_3 | 0.48649 | 0.56545 | 0.7039 | 1.0255 | 1.4236 | 1.7436 | 2.9997 | 4.3446 | 6.1292 | 8.7322 | 16.5201 | 21.4043 | 27.0971 | 32.0833 | 39.7587 | 47.151 | 54.9777 | 62.4816 | 69.7649 | 77.3748 | 85.0566 | 91.9357 | 99.0319 | 105.2551 | 111.1548 | 115.8781 | 120.5123 | 124.5198 | 128.7605 | 132.9518 | 132.8804 | 132.3978 | NPgN | GSP | NPg Planning Scenario | HPs - Domestic consumption (GWh)
NPg Planning Scenario | Dem_BB004 | GWh | NPgN | SPADEADAM | HPs - Domestic consumption (GWh) | KIELD01 and SPAD20 | 0.10432 | 0.1195 | 0.14359 | 0.18856 | 0.23733 | 0.41565 | 0.58694 | 1.7396 | 3.2009 | 5.1981 | 3.9462 | 5.2034 | 5.4045 | 6.1347 | 6.563 | 7.4154 | 8.1383 | 9.0045 | 9.8411 | 10.688 | 11.4687 | 12.1465 | 12.8767 | 13.6492 | 14.0174 | 14.6084 | 14.8351 | 15.3465 | 15.5596 | 15.8431 | 15.8101 | 15.7289 | NPgN | GSP | NPg Planning Scenario | HPs - Domestic consumption (GWh)
NPg Planning Scenario | Dem_BB004 | GWh | NPgN | SPENNYMOOR | HPs - Domestic consumption (GWh) | SPEN_1 | 4.8433 | 5.4569 | 6.7081 | 8.9764 | 11.2097 | 13.7345 | 17.8959 | 27.4775 | 41.3313 | 61.3824 | 85.9285 | 111.0238 | 137.1872 | 164.1859 | 198.5986 | 233.7904 | 268.2813 | 302.7255 | 336.172 | 369.2658 | 403.6675 | 434.3205 | 465.9653 | 494.699 | 520.8892 | 543.1229 | 563.7573 | 583.0059 | 602.173 | 621.6277 | 621.4116 | 619.3729 | NPgN | GSP | NPg Planning Scenario | HPs - Domestic consumption (GWh)
NPg Planning Scenario | Dem_BB004 | GWh | NPgN | STELLA NORTH | HPs - Domestic consumption (GWh) | STEN_1 | 1.8343 | 2.1855 | 2.7233 | 3.9902 | 5.5392 | 6.9166 | 12.0552 | 17.6302 | 24.7202 | 34.5458 | 62.3527 | 79.9814 | 100.7074 | 119.8624 | 146.1326 | 172.2473 | 198.7322 | 224.4516 | 249.6243 | 275.2586 | 301.297 | 324.1709 | 347.6626 | 368.8694 | 388.9598 | 405.3671 | 421.2685 | 435.5913 | 450.3681 | 465.0624 | 465.1211 | 463.9456 | NPgN | GSP | NPg Planning Scenario | HPs - Domestic consumption (GWh)
NPg Planning Scenario | Dem_BB004 | GWh | NPgN | STELLA SOUTH | HPs - Domestic consumption (GWh) | STES_1 | 2.0351 | 2.3319 | 2.8756 | 4.019 | 5.2761 | 6.5739 | 9.6587 | 14.8776 | 22.06 | 32.3565 | 47.1702 | 60.8537 | 75.4778 | 89.8695 | 109.3792 | 129.1849 | 149.2029 | 169.0665 | 188.3105 | 207.5207 | 227.5805 | 245.8732 | 264.8737 | 281.6344 | 297.0241 | 309.7695 | 321.8346 | 332.5696 | 343.6512 | 354.8332 | 354.8456 | 353.6826 | NPgN | GSP | NPg Planning Scenario | HPs - Domestic consumption (GWh)
NPg Planning Scenario | Dem_BB004 | GWh | NPgN | TYNEMOUTH | HPs - Domestic consumption (GWh) | TYNE_1 | 1.4791 | 1.7241 | 2.1366 | 3.1627 | 4.4557 | 5.4646 | 9.6416 | 14.0211 | 19.8339 | 28.4309 | 52.2104 | 67.7044 | 85.2584 | 101.5715 | 123.1392 | 145.5505 | 168.3314 | 190.5579 | 212.2483 | 234.5802 | 256.8699 | 276.2719 | 296.1832 | 314.3624 | 331.5209 | 345.6116 | 359.2531 | 371.6303 | 384.3141 | 396.7381 | 396.564 | 395.3467 | NPgN | GSP | NPg Planning Scenario | HPs - Domestic consumption (GWh)
NPg Planning Scenario | Dem_BB004 | GWh | NPgN | WEST BOLDON | HPs - Domestic consumption (GWh) | WBOL_6 | 2.0471 | 2.395 | 2.9986 | 4.4243 | 6.1438 | 7.5094 | 12.7175 | 18.3267 | 25.8303 | 36.8168 | 69.0177 | 89.4428 | 113.1672 | 135.275 | 166.1204 | 196.8105 | 228.5411 | 259.2469 | 289.1363 | 319.7609 | 351.01 | 378.8741 | 407.6038 | 433.3292 | 457.5369 | 477.3553 | 496.5361 | 513.5642 | 531.2864 | 548.8667 | 548.9401 | 547.4268 | NPgN | GSP | NPg Planning Scenario | HPs - Domestic consumption (GWh)
NPg Planning Scenario | Dem_BB004 | GWh | NPgY | BRADFORD WEST | HPs - Domestic consumption (GWh) | BRAW_1 | 3.9146 | 4.6981 | 5.9528 | 8.4889 | 11.5289 | 14.8641 | 22.3396 | 37.9375 | 57.5503 | 84.6457 | 112.4427 | 183.2119 | 224.5694 | 272.9169 | 325.6039 | 377.0337 | 447.144 | 508.1623 | 567.0758 | 628.2502 | 686.8159 | 749.131 | 805.0209 | 858.6957 | 903.3466 | 944.7764 | 980.114 | 1012.2453 | 1047.6055 | 1079.7835 | 1078.2748 | 1073.5199 | NPgY | GSP | NPg Planning Scenario | HPs - Domestic consumption (GWh)
NPg Planning Scenario | Dem_BB004 | GWh | NPgY | CAMBLESFORTH | HPs - Domestic consumption (GWh) | CAMB_01 | 0.40818 | 0.45364 | 0.55679 | 0.75778 | 0.99167 | 1.236 | 2.102 | 3.3793 | 6.701 | 10.1151 | 13.1973 | 15.5907 | 19.0445 | 22.0887 | 25.5546 | 29.105 | 33.5305 | 37.7229 | 41.5203 | 45.6722 | 49.998 | 53.5446 | 57.4194 | 60.8756 | 63.9447 | 66.5869 | 69.1099 | 71.2557 | 73.5504 | 75.6887 | 75.6926 | 75.4368 | NPgY | GSP | NPg Planning Scenario | HPs - Domestic consumption (GWh)
NPg Planning Scenario | Dem_BB004 | GWh | NPgY | CREYKE BECK | HPs - Domestic consumption (GWh) | CREB_1 | 6.3218 | 7.214 | 8.8183 | 11.7257 | 15.1807 | 18.9441 | 28.2328 | 44.7434 | 73.1124 | 110.3641 | 148.0417 | 184.1124 | 225.3007 | 264.9481 | 312.4829 | 364.1422 | 425.0704 | 479.5097 | 532.0849 | 585.0917 | 640.5195 | 687.4659 | 738.6817 | 784.7136 | 826.6124 | 861.773 | 894.8328 | 924.2922 | 954.3275 | 983.8521 | 984.9068 | 982.4178 | NPgY | GSP | NPg Planning Scenario | HPs - Domestic consumption (GWh)
NPg Planning Scenario | Dem_BB004 | GWh | NPgY | DRAX | HPs - Domestic consumption (GWh) | DRAX_YEDL | 1.0157 | 1.1614 | 1.399 | 1.785 | 2.248 | 2.7464 | 4.4679 | 6.7144 | 13.0192 | 19.6089 | 25.5317 | 23.8752 | 28.8388 | 31.8677 | 36.2203 | 40.7153 | 46.0065 | 50.9189 | 55.4706 | 60.2917 | 65.8758 | 69.317 | 74.2092 | 78.2014 | 82.0964 | 85.0471 | 88.2163 | 90.7813 | 93.3049 | 95.8681 | 96.1929 | 96.1281 | NPgY | GSP | NPg Planning Scenario | HPs - Domestic consumption (GWh)
NPg Planning Scenario | Dem_BB004 | GWh | NPgY | ELLAND | HPs - Domestic consumption (GWh) | ELLA_1 | 3.1029 | 3.6225 | 4.5852 | 6.5995 | 8.9793 | 11.5665 | 17.0404 | 28.6826 | 43.0956 | 63.9159 | 85.3558 | 140.0731 | 172.0746 | 209.1732 | 250.2463 | 290.7199 | 343.8153 | 390.8105 | 436.3975 | 483.2919 | 528.5259 | 575.9592 | 618.8994 | 659.9514 | 694.456 | 726.1695 | 753.4761 | 778.376 | 805.4536 | 830.3637 | 829.067 | 825.2762 | NPgY | GSP | NPg Planning Scenario | HPs - Domestic consumption (GWh)
NPg Planning Scenario | Dem_BB004 | GWh | NPgY | FERRYBRIDGE A | HPs - Domestic consumption (GWh) | FERRA2 | 2.2942 | 2.3974 | 2.8976 | 3.901 | 5.0284 | 6.1395 | 9.8939 | 13.1529 | 18.5489 | 26.8836 | 36.4237 | 46.3022 | 56.0288 | 67.1956 | 78.874 | 93.228 | 109.6169 | 123.658 | 136.8803 | 150.3079 | 164.0794 | 175.4406 | 188.0703 | 199.5569 | 210.1936 | 219.2109 | 227.4982 | 235.099 | 243.0222 | 250.697 | 251.2883 | 250.9567 | NPgY | GSP | NPg Planning Scenario | HPs - Domestic consumption (GWh)
NPg Planning Scenario | Dem_BB004 | GWh | NPgY | FERRYBRIDGE B | HPs - Domestic consumption (GWh) | FERRB9 | 2.8687 | 3.3341 | 4.1981 | 5.9734 | 8.0741 | 10.3231 | 16.1032 | 25.809 | 39.0482 | 56.5628 | 74.9776 | 103.396 | 125.5363 | 149.4534 | 175.77 | 205.1455 | 238.7629 | 269.2491 | 298.5259 | 328.2546 | 358.5038 | 385.3555 | 413.4047 | 439.2031 | 462.359 | 482.2251 | 500.4557 | 517.0013 | 534.1547 | 550.8061 | 551.618 | 550.5748 | NPgY | GSP | NPg Planning Scenario | HPs - Domestic consumption (GWh)
NPg Planning Scenario | Dem_BB004 | GWh | NPgY | GRIMSBY WEST | HPs - Domestic consumption (GWh) | GRIW_1 | 1.7765 | 2.0315 | 2.5014 | 3.3881 | 4.4383 | 5.5814 | 8.2861 | 13.5735 | 20.1361 | 30.0934 | 41.2623 | 61.4791 | 75.5459 | 91.5152 | 108.9238 | 127.6908 | 150.4196 | 170.8193 | 190.2801 | 210.2478 | 230.16 | 248.9087 | 267.3983 | 284.659 | 299.8309 | 313.1853 | 325.2736 | 336.3549 | 347.9 | 359.0047 | 358.9569 | 357.8079 | NPgY | GSP | NPg Planning Scenario | HPs - Domestic consumption (GWh)
NPg Planning Scenario | Dem_BB004 | GWh | NPgY | JORDANTHORPE | HPs - Domestic consumption (GWh) | JORD_3 | 0.47397 | 0.59166 | 0.75647 | 1.0847 | 1.4775 | 1.916 | 2.9454 | 5.4328 | 7.7799 | 11.249 | 15.3178 | 27.479 | 33.7262 | 41.4238 | 49.3898 | 58.3475 | 68.1684 | 77.3922 | 86.1279 | 95.0313 | 103.8121 | 111.9894 | 119.8477 | 127.3232 | 134.0111 | 139.8866 | 145.3006 | 150.3906 | 155.6222 | 160.7178 | 160.5984 | 160.0828 | NPgY | GSP | NPg Planning Scenario | HPs - Domestic consumption (GWh)
NPg Planning Scenario | Dem_BB004 | GWh | NPgY | KEADBY | HPs - Domestic consumption (GWh) | KEAD_YEDL | 3.6893 | 4.1057 | 4.9735 | 6.5265 | 8.3466 | 10.2563 | 17.085 | 26.0154 | 52.5642 | 79.8789 | 103.62 | 107.7373 | 131.1574 | 149.0359 | 171.559 | 196.9808 | 226.1774 | 252.9873 | 277.4789 | 303.3267 | 331.9815 | 351.2682 | 376.5174 | 398.0086 | 418.48 | 434.8503 | 451.3389 | 465.0534 | 479.2534 | 492.9387 | 493.8929 | 492.7881 | NPgY | GSP | NPg Planning Scenario | HPs - Domestic consumption (GWh)
NPg Planning Scenario | Dem_BB004 | GWh | NPgY | KIRKSTALL B | HPs - Domestic consumption (GWh) | KIRKB1 | 1.7379 | 2.1031 | 2.7572 | 4.2318 | 5.9719 | 7.8733 | 11.4402 | 20.0753 | 26.0508 | 37.0564 | 50.3492 | 86.708 | 105.8594 | 129.0006 | 154.054 | 181.2637 | 210.4477 | 238.3573 | 265.6359 | 292.856 | 319.7857 | 345.8737 | 370.8004 | 394.4169 | 415.3199 | 433.5996 | 450.19 | 465.8173 | 481.6773 | 497.3793 | 497.4274 | 496.1823 | NPgY | GSP | NPg Planning Scenario | HPs - Domestic consumption (GWh)
NPg Planning Scenario | Dem_BB004 | GWh | NPgY | NEEPSEND | HPs - Domestic consumption (GWh) | NEEP_3 | 0.79594 | 0.93246 | 1.1793 | 1.6843 | 2.2768 | 2.921 | 4.3746 | 7.3517 | 10.0542 | 14.5245 | 19.7047 | 34.157 | 41.8235 | 51.2227 | 61.2256 | 70.2856 | 84.3265 | 96.0349 | 107.5184 | 119.5038 | 130.6539 | 143.6374 | 154.6417 | 165.3263 | 173.9342 | 182.1541 | 188.9441 | 195.1697 | 202.1195 | 208.3668 | 208.1044 | 207.2473 | NPgY | GSP | NPg Planning Scenario | HPs - Domestic consumption (GWh)
NPg Planning Scenario | Dem_BB004 | GWh | NPgY | NORTON LEES | HPs - Domestic consumption (GWh) | NORL_3 | 0.66826 | 0.7776 | 0.99498 | 1.4617 | 1.9965 | 2.5746 | 3.873 | 6.8293 | 8.9653 | 12.8177 | 17.5512 | 34.707 | 42.6087 | 52.6095 | 63.1273 | 72.9358 | 86.5781 | 98.5419 | 110.2542 | 122.348 | 133.6224 | 146.4742 | 157.1837 | 167.6649 | 176.3012 | 184.4602 | 191.4155 | 197.9369 | 205.0066 | 211.5385 | 211.0996 | 210.2028 | NPgY | GSP | NPg Planning Scenario | HPs - Domestic consumption (GWh)
NPg Planning Scenario | Dem_BB004 | GWh | NPgY | PITSMOOR 3/4 | HPs - Domestic consumption (GWh) | PITS_BB_B | 0.27307 | 0.31225 | 0.40367 | 0.61401 | 0.85268 | 1.1062 | 1.7036 | 2.9261 | 3.8154 | 5.3972 | 7.3171 | 14.0538 | 17.199 | 21.1896 | 25.3633 | 29.8484 | 35.8528 | 40.8065 | 45.7723 | 50.6781 | 55.4066 | 60.3685 | 64.9747 | 69.336 | 73.1057 | 76.505 | 79.417 | 82.1273 | 85.0463 | 87.7734 | 87.8305 | 87.577 | NPgY | GSP | NPg Planning Scenario | HPs - Domestic consumption (GWh)
NPg Planning Scenario | Dem_BB004 | GWh | NPgY | SALTEND NORTH | HPs - Domestic consumption (GWh) | SALT_1 | 0.90601 | 0.99031 | 1.2029 | 1.6076 | 2.0735 | 2.5609 | 3.9028 | 5.8241 | 9.2488 | 13.9082 | 18.6687 | 24.3774 | 29.8375 | 35.5137 | 42.0359 | 49.3707 | 58.2451 | 65.8735 | 73.2348 | 80.6275 | 88.2449 | 94.8374 | 101.9146 | 108.34 | 114.1763 | 119.151 | 123.7193 | 127.8265 | 132.1129 | 136.2367 | 136.3869 | 136.0284 | NPgY | GSP | NPg Planning Scenario | HPs - Domestic consumption (GWh)
NPg Planning Scenario | Dem_BB004 | GWh | NPgY | SHEFFIELD CITY | HPs - Domestic consumption (GWh) | SHEC_3 | 0.37981 | 0.4259 | 0.54754 | 0.8216 | 1.1323 | 1.4634 | 2.1406 | 3.6389 | 4.7244 | 6.7633 | 9.257 | 16.6711 | 20.4152 | 25.0177 | 29.9535 | 34.8781 | 41.4198 | 47.0956 | 52.7112 | 58.3883 | 63.8105 | 69.6714 | 74.9025 | 79.908 | 84.1246 | 87.9886 | 91.2985 | 94.3763 | 97.6701 | 100.7547 | 100.6758 | 100.3096 | NPgY | GSP | NPg Planning Scenario | HPs - Domestic consumption (GWh)
NPg Planning Scenario | Dem_BB004 | GWh | NPgY | SKELTON GRANGE | HPs - Domestic consumption (GWh) | SKLGB1 | 4.1819 | 4.9619 | 6.4912 | 10.0045 | 14.1122 | 18.5607 | 27.0689 | 46.9698 | 60.8703 | 86.5209 | 117.4822 | 208.8095 | 255.1583 | 312.1779 | 373.0928 | 434.6801 | 509.144 | 577.9921 | 645.2034 | 713.7527 | 779.6806 | 849.2435 | 911.7678 | 971.874 | 1022.8728 | 1069.2896 | 1109.8274 | 1147.7435 | 1187.6353 | 1225.7251 | 1225.0316 | 1221.2042 | NPgY | GSP | NPg Planning Scenario | HPs - Domestic consumption (GWh)
NPg Planning Scenario | Dem_BB004 | GWh | NPgY | TEMPLEBOROUGH 275/33KV | HPs - Domestic consumption (GWh) | TEMP_3 | 0.042613 | 0.054301 | 0.070827 | 0.10588 | 0.14834 | 0.19498 | 0.30217 | 0.5477 | 0.71888 | 1.0118 | 1.3659 | 2.7392 | 3.3536 | 4.1369 | 4.9538 | 5.9239 | 6.8719 | 7.7844 | 8.6717 | 9.5365 | 10.4036 | 11.1746 | 11.936 | 12.6575 | 13.332 | 13.9061 | 14.4489 | 14.9704 | 15.4905 | 16.0147 | 16.0151 | 15.9783 | NPgY | GSP | NPg Planning Scenario | HPs - Domestic consumption (GWh)
NPg Planning Scenario | Dem_BB004 | GWh | NPgY | THURCROFT | HPs - Domestic consumption (GWh) | THUR_6 | 3.1548 | 3.385 | 4.1391 | 5.6732 | 7.4184 | 9.2257 | 13.7741 | 19.9386 | 28.7326 | 42.6999 | 58.1561 | 71.9764 | 87.6862 | 104.3175 | 123.3434 | 146.0697 | 171.3092 | 193.5211 | 214.9226 | 236.1903 | 258.4861 | 276.7852 | 297.6366 | 316.3758 | 333.717 | 348.132 | 361.5228 | 373.6826 | 385.9928 | 398.2485 | 399.2516 | 398.6999 | NPgY | GSP | NPg Planning Scenario | HPs - Domestic consumption (GWh)
NPg Planning Scenario | Dem_BB004 | GWh | NPgY | WEST MELTON / THORPE MARSH | HPs - Domestic consumption (GWh) | WMEL_THOM | 5.3532 | 5.5365 | 6.7571 | 9.3827 | 12.2871 | 15.1821 | 23.4808 | 33.0511 | 45.1866 | 66.1907 | 90.8609 | 130.7918 | 159.6766 | 194.1424 | 230.6168 | 273.1653 | 322.926 | 366.2419 | 407.6522 | 449.4772 | 491.5131 | 529.4206 | 568.5686 | 604.7993 | 637.4719 | 665.8502 | 691.4381 | 715.1103 | 739.8371 | 763.6758 | 764.62 | 762.9812 | NPgY | GSP | NPg Planning Scenario | HPs - Domestic consumption (GWh)
NPg Planning Scenario | Dem_BB004 | GWh | NPgY | WEST MELTON SECTION 3 | HPs - Domestic consumption (GWh) | WMEL_BB3 | 4.6445 | 5.1091 | 6.3379 | 8.904 | 11.8625 | 14.9217 | 23.4384 | 34.6817 | 49.6912 | 71.7011 | 95.549 | 136.2691 | 165.4088 | 199.0035 | 235.2321 | 275.8892 | 325.1374 | 367.511 | 408.507 | 449.8844 | 491.2072 | 529.6677 | 568.5824 | 604.7825 | 636.879 | 664.9881 | 689.9215 | 712.7229 | 736.9692 | 759.9524 | 760.8975 | 759.1534 | NPgY | GSP | NPg Planning Scenario | HPs - Domestic consumption (GWh)
NPg Planning Scenario | Dem_BB004 | GWh | NPgY | WINCOBANK | HPs - Domestic consumption (GWh) | WIBA_3 | 0.13467 | 0.15129 | 0.19724 | 0.30867 | 0.43453 | 0.56887 | 0.82546 | 1.3933 | 1.7989 | 2.5694 | 3.4984 | 5.6514 | 6.8873 | 8.3417 | 9.9457 | 11.756 | 13.6809 | 15.4794 | 17.2631 | 19.0073 | 20.7687 | 22.4082 | 24.064 | 25.6036 | 26.9899 | 28.1746 | 29.2538 | 30.2644 | 31.2801 | 32.2983 | 32.341 | 32.2806 | NPgY | GSP | NPg Planning Scenario | HPs - Domestic consumption (GWh)
NPg Planning Scenario | Dem_BB005 | GWh | NPgN | BLYTH 66kV | HPs - I&C consumption (GWh) | BLYTB1 | 3.0591 | 3.1497 | 3.355 | 3.6268 | 4.0907 | 4.6984 | 5.4094 | 6.1997 | 7.0488 | 7.9297 | 9.499 | 11.3556 | 13.5296 | 15.4593 | 17.6102 | 19.8527 | 22.1352 | 24.4861 | 27.0745 | 30.0644 | 33.4682 | 37.0733 | 40.6978 | 44.4443 | 48.2532 | 52.0672 | 55.9308 | 59.8379 | 63.6079 | 67.1904 | 69.7817 | 71.1123 | NPgN | GSP | NPg Planning Scenario | HPs - I&C consumption (GWh)
NPg Planning Scenario | Dem_BB005 | GWh | NPgN | BLYTH 132kV | HPs - I&C consumption (GWh) | BLYTH132 | 1.6424 | 1.691 | 1.8011 | 1.947 | 2.1959 | 2.5221 | 2.9036 | 3.3276 | 3.7831 | 4.2556 | 5.0975 | 6.0934 | 7.2594 | 8.2942 | 9.4476 | 10.65 | 11.8736 | 13.1337 | 14.521 | 16.1235 | 17.9477 | 19.8795 | 21.8213 | 23.8282 | 25.8682 | 27.9109 | 29.9796 | 32.0711 | 34.0889 | 36.0057 | 37.391 | 38.1005 | NPgN | GSP | NPg Planning Scenario | HPs - I&C consumption (GWh)
NPg Planning Scenario | Dem_BB005 | GWh | NPgN | FOURSTONES | HPs - I&C consumption (GWh) | FOUR_1 | 0.52908 | 0.54472 | 0.58018 | 0.62716 | 0.70734 | 0.81238 | 0.93524 | 1.0718 | 1.2185 | 1.3706 | 1.6418 | 1.9625 | 2.3379 | 2.6712 | 3.0426 | 3.4297 | 3.8237 | 4.2294 | 4.676 | 5.192 | 5.7793 | 6.4012 | 7.0263 | 7.6723 | 8.329 | 8.9865 | 9.6524 | 10.3256 | 10.975 | 11.5918 | 12.0376 | 12.2657 | NPgN | GSP | NPg Planning Scenario | HPs - I&C consumption (GWh)
NPg Planning Scenario | Dem_BB005 | GWh | NPgN | HARTMOOR | HPs - I&C consumption (GWh) | HARM_6 | 2.4138 | 2.475 | 2.6241 | 2.8234 | 3.1696 | 3.6232 | 4.1516 | 4.7353 | 5.358 | 5.9986 | 7.1512 | 8.5079 | 10.0875 | 11.4698 | 13.0008 | 14.5829 | 16.1776 | 17.8049 | 19.586 | 21.636 | 23.959 | 26.399 | 28.8245 | 31.3072 | 33.8037 | 36.2706 | 38.7424 | 41.2125 | 43.5564 | 45.7412 | 47.2251 | 47.8386 | NPgN | GSP | NPg Planning Scenario | HPs - I&C consumption (GWh)
NPg Planning Scenario | Dem_BB005 | GWh | NPgN | HAWTHORN PIT GRID | HPs - I&C consumption (GWh) | HAWP_6 | 1.877 | 1.9245 | 2.0404 | 2.1954 | 2.4644 | 2.8171 | 3.2278 | 3.6816 | 4.1656 | 4.6635 | 5.5595 | 6.614 | 7.8418 | 8.9161 | 10.1061 | 11.3356 | 12.5749 | 13.8394 | 15.2234 | 16.8162 | 18.6212 | 20.517 | 22.4012 | 24.3298 | 26.2691 | 28.1851 | 30.1048 | 32.0229 | 33.8429 | 35.539 | 36.6905 | 37.1655 | NPgN | GSP | NPg Planning Scenario | HPs - I&C consumption (GWh)
NPg Planning Scenario | Dem_BB005 | GWh | NPgN | KNARESBOROUGH | HPs - I&C consumption (GWh) | KNARE_111 | 3.5627 | 3.6769 | 3.9269 | 4.2565 | 4.8139 | 5.5433 | 6.398 | 7.3506 | 8.3775 | 9.4472 | 11.3438 | 13.5932 | 16.2346 | 18.5963 | 21.2377 | 24.004 | 26.8326 | 29.7608 | 32.9965 | 36.743 | 41.0183 | 45.5654 | 50.163 | 54.9388 | 59.8205 | 64.7215 | 69.7217 | 74.8044 | 79.7439 | 84.4754 | 87.9837 | 89.9173 | NPgN | GSP | NPg Planning Scenario | HPs - I&C consumption (GWh)
NPg Planning Scenario | Dem_BB005 | GWh | NPgN | LACKENBY | HPs - I&C consumption (GWh) | LACK_6 | 2.5098 | 2.5841 | 2.7523 | 2.9752 | 3.3555 | 3.8536 | 4.436 | 5.0833 | 5.7784 | 6.4993 | 7.784 | 9.3033 | 11.0816 | 12.659 | 14.4168 | 16.2488 | 18.1131 | 20.0325 | 22.1456 | 24.5862 | 27.3643 | 30.3059 | 33.2622 | 36.317 | 39.4212 | 42.5248 | 45.6695 | 48.8477 | 51.9122 | 54.8218 | 56.921 | 57.9905 | NPgN | GSP | NPg Planning Scenario | HPs - I&C consumption (GWh)
NPg Planning Scenario | Dem_BB005 | GWh | NPgN | NORTON | HPs - I&C consumption (GWh) | NORT_1 | 8.4401 | 8.6845 | 9.2439 | 9.9855 | 11.2544 | 12.9166 | 14.8597 | 17.0166 | 19.331 | 21.7285 | 26.0063 | 31.0633 | 36.9782 | 42.2162 | 48.049 | 54.1215 | 60.2936 | 66.6422 | 73.6282 | 81.6947 | 90.8724 | 100.5819 | 110.328 | 120.3886 | 130.6009 | 140.7894 | 151.1052 | 161.5181 | 171.5405 | 181.0372 | 187.8458 | 191.2483 | NPgN | GSP | NPg Planning Scenario | HPs - I&C consumption (GWh)
NPg Planning Scenario | Dem_BB005 | GWh | NPgN | OFFERTON | HPs - I&C consumption (GWh) | OFFE_3 | 0.97999 | 1.0051 | 1.0659 | 1.1472 | 1.2882 | 1.473 | 1.6884 | 1.9264 | 2.1803 | 2.4417 | 2.9118 | 3.4653 | 4.1099 | 4.6745 | 5.3002 | 5.9472 | 6.5997 | 7.2659 | 7.9955 | 8.8353 | 9.7873 | 10.7878 | 11.7832 | 12.8027 | 13.8287 | 14.8433 | 15.8608 | 16.8784 | 17.8452 | 18.7476 | 19.3634 | 19.6228 | NPgN | GSP | NPg Planning Scenario | HPs - I&C consumption (GWh)
NPg Planning Scenario | Dem_BB005 | GWh | NPgN | OSBALDWICK | HPs - I&C consumption (GWh) | OSBA_1 | 7.8019 | 8.0173 | 8.5213 | 9.1917 | 10.3447 | 11.8554 | 13.6193 | 15.5746 | 17.6685 | 19.8328 | 23.7054 | 28.2766 | 33.6152 | 38.3248 | 43.559 | 48.9939 | 54.5028 | 60.1545 | 66.3618 | 73.5203 | 81.654 | 90.2379 | 98.8264 | 107.6674 | 116.6145 | 125.531 | 134.5197 | 143.566 | 152.2371 | 160.4146 | 166.1879 | 168.9339 | NPgN | GSP | NPg Planning Scenario | HPs - I&C consumption (GWh)
NPg Planning Scenario | Dem_BB005 | GWh | NPgN | POPPLETON | HPs - I&C consumption (GWh) | POPP_3 | 0.9388 | 0.96276 | 1.021 | 1.0988 | 1.2337 | 1.4106 | 1.6167 | 1.8444 | 2.0874 | 2.3375 | 2.7872 | 3.3167 | 3.9334 | 4.4734 | 5.0718 | 5.6904 | 6.3143 | 6.9512 | 7.6486 | 8.4515 | 9.3615 | 10.3178 | 11.269 | 12.2432 | 13.2235 | 14.1927 | 15.1646 | 16.1365 | 17.0597 | 17.9213 | 18.5088 | 18.7555 | NPgN | GSP | NPg Planning Scenario | HPs - I&C consumption (GWh)
NPg Planning Scenario | Dem_BB005 | GWh | NPgN | SALTHOLME | HPs - I&C consumption (GWh) | SALH_1 | 0.47369 | 0.48642 | 0.5166 | 0.55679 | 0.62611 | 0.71695 | 0.82292 | 0.94023 | 1.0657 | 1.1951 | 1.4272 | 1.7009 | 2.0201 | 2.3009 | 2.6127 | 2.9359 | 3.2629 | 3.5978 | 3.9651 | 4.3885 | 4.8692 | 5.3757 | 5.8815 | 6.4011 | 6.9258 | 7.4465 | 7.9709 | 8.4972 | 9 | 9.4723 | 9.8014 | 9.9512 | NPgN | GSP | NPg Planning Scenario | HPs - I&C consumption (GWh)
NPg Planning Scenario | Dem_BB005 | GWh | NPgN | SOUTH SHIELDS | HPs - I&C consumption (GWh) | SSHI_3 | 1.0645 | 1.0912 | 1.1565 | 1.244 | 1.3961 | 1.5954 | 1.8275 | 2.0838 | 2.357 | 2.638 | 3.1439 | 3.7391 | 4.4319 | 5.0376 | 5.7082 | 6.4007 | 7.0983 | 7.8096 | 8.5879 | 9.4834 | 10.4978 | 11.5627 | 12.6204 | 13.7023 | 14.7894 | 15.8627 | 16.9371 | 18.0099 | 19.0266 | 19.973 | 20.6125 | 20.8716 | NPgN | GSP | NPg Planning Scenario | HPs - I&C consumption (GWh)
NPg Planning Scenario | Dem_BB005 | GWh | NPgN | SPADEADAM | HPs - I&C consumption (GWh) | KIELD01 and SPAD20 | 0.22796 | 0.2347 | 0.24998 | 0.27021 | 0.30476 | 0.35001 | 0.40294 | 0.46178 | 0.52497 | 0.59053 | 0.70733 | 0.8455 | 1.0073 | 1.1508 | 1.3108 | 1.4776 | 1.6473 | 1.8221 | 2.0145 | 2.2368 | 2.4898 | 2.7577 | 3.027 | 3.3053 | 3.5882 | 3.8714 | 4.1582 | 4.4482 | 4.7279 | 4.9937 | 5.1857 | 5.2839 | NPgN | GSP | NPg Planning Scenario | HPs - I&C consumption (GWh)
NPg Planning Scenario | Dem_BB005 | GWh | NPgN | SPENNYMOOR | HPs - I&C consumption (GWh) | SPEN_1 | 4.9251 | 5.0496 | 5.3535 | 5.7598 | 6.4655 | 7.3903 | 8.4677 | 9.6577 | 10.9271 | 12.2328 | 14.5825 | 17.348 | 20.5676 | 23.3846 | 26.5046 | 29.7283 | 32.9774 | 36.2924 | 39.9206 | 44.0962 | 48.828 | 53.7974 | 58.7365 | 63.7916 | 68.8741 | 73.8956 | 78.9265 | 83.9529 | 88.7216 | 93.1655 | 96.1812 | 97.4236 | NPgN | GSP | NPg Planning Scenario | HPs - I&C consumption (GWh)
NPg Planning Scenario | Dem_BB005 | GWh | NPgN | STELLA NORTH | HPs - I&C consumption (GWh) | STEN_1 | 4.8765 | 5.0106 | 5.3246 | 5.7423 | 6.4614 | 7.404 | 8.5049 | 9.7254 | 11.033 | 12.3843 | 14.8025 | 17.6571 | 20.9915 | 23.9315 | 27.1977 | 30.5885 | 34.0253 | 37.5498 | 41.4179 | 45.8754 | 50.9391 | 56.2827 | 61.6281 | 67.1294 | 72.6951 | 78.2202 | 83.7982 | 89.4081 | 94.78 | 99.8403 | 103.4003 | 105.0737 | NPgN | GSP | NPg Planning Scenario | HPs - I&C consumption (GWh)
NPg Planning Scenario | Dem_BB005 | GWh | NPgN | STELLA SOUTH | HPs - I&C consumption (GWh) | STES_1 | 3.0494 | 3.13 | 3.3227 | 3.5795 | 4.0234 | 4.605 | 5.2833 | 6.0339 | 6.8362 | 7.6635 | 9.1479 | 10.8976 | 12.9379 | 14.7305 | 16.7196 | 18.7802 | 20.863 | 22.9939 | 25.3302 | 28.0219 | 31.0763 | 34.2922 | 37.4994 | 40.7917 | 44.1131 | 47.4085 | 50.7212 | 54.0433 | 57.212 | 60.1833 | 62.2423 | 63.1606 | NPgN | GSP | NPg Planning Scenario | HPs - I&C consumption (GWh)
NPg Planning Scenario | Dem_BB005 | GWh | NPgN | TYNEMOUTH | HPs - I&C consumption (GWh) | TYNE_1 | 2.5838 | 2.6604 | 2.8337 | 3.0632 | 3.4549 | 3.9682 | 4.5688 | 5.2364 | 5.9539 | 6.6984 | 8.0246 | 9.594 | 11.432 | 13.0638 | 14.8825 | 16.779 | 18.7101 | 20.6996 | 22.8903 | 25.4207 | 28.3019 | 31.3546 | 34.4248 | 37.5994 | 40.8279 | 44.0604 | 47.3374 | 50.6525 | 53.8531 | 56.8963 | 59.1016 | 60.24 | NPgN | GSP | NPg Planning Scenario | HPs - I&C consumption (GWh)
NPg Planning Scenario | Dem_BB005 | GWh | NPgN | WEST BOLDON | HPs - I&C consumption (GWh) | WBOL_6 | 3.5653 | 3.6579 | 3.8809 | 4.1786 | 4.6942 | 5.3699 | 6.1576 | 7.0286 | 7.959 | 8.9174 | 10.6391 | 12.6674 | 15.0312 | 17.1045 | 19.4033 | 21.7821 | 24.184 | 26.6388 | 29.3281 | 32.4248 | 35.9368 | 39.631 | 43.3105 | 47.0833 | 50.8845 | 54.6475 | 58.4266 | 62.2109 | 65.8127 | 69.1819 | 71.4976 | 72.4998 | NPgN | GSP | NPg Planning Scenario | HPs - I&C consumption (GWh)
NPg Planning Scenario | Dem_BB005 | GWh | NPgY | BRADFORD WEST | HPs - I&C consumption (GWh) | BRAW_1 | 11.1742 | 11.3645 | 11.9291 | 12.6732 | 14.0107 | 15.7669 | 17.7859 | 20.0213 | 22.4502 | 24.961 | 28.8326 | 33.4423 | 38.7888 | 43.8429 | 49.4617 | 55.2752 | 61.149 | 67.1589 | 75.8727 | 85.9025 | 97.2548 | 107.2601 | 117.1925 | 127.3509 | 137.575 | 147.6964 | 157.8572 | 168.0346 | 177.7536 | 186.8897 | 193.0939 | 195.6958 | NPgY | GSP | NPg Planning Scenario | HPs - I&C consumption (GWh)
NPg Planning Scenario | Dem_BB005 | GWh | NPgY | CAMBLESFORTH | HPs - I&C consumption (GWh) | CAMB_01 | 0.93665 | 0.95716 | 1.01 | 1.0788 | 1.1992 | 1.3568 | 1.5389 | 1.7417 | 1.9635 | 2.1948 | 2.5489 | 2.9723 | 3.4661 | 3.9391 | 4.4684 | 5.0214 | 5.5862 | 6.17 | 7.0105 | 7.9834 | 9.0917 | 10.0868 | 11.0873 | 12.1219 | 13.1759 | 14.2324 | 15.3071 | 16.3974 | 17.457 | 18.4732 | 19.2114 | 19.599 | NPgY | GSP | NPg Planning Scenario | HPs - I&C consumption (GWh)
NPg Planning Scenario | Dem_BB005 | GWh | NPgY | CREYKE BECK | HPs - I&C consumption (GWh) | CREB_1 | 12.4345 | 12.6809 | 13.3514 | 14.2285 | 15.7796 | 17.8135 | 20.1581 | 22.7634 | 25.6056 | 28.559 | 33.0933 | 38.5055 | 44.8033 | 50.8038 | 57.5014 | 64.4716 | 71.5604 | 78.8579 | 89.3935 | 101.5613 | 115.3882 | 127.7134 | 140.0449 | 152.7437 | 165.6219 | 178.4663 | 191.4697 | 204.5996 | 217.2782 | 229.3488 | 237.9108 | 242.0937 | NPgY | GSP | NPg Planning Scenario | HPs - I&C consumption (GWh)
NPg Planning Scenario | Dem_BB005 | GWh | NPgY | DRAX | HPs - I&C consumption (GWh) | DRAX_YEDL | 1.2722 | 1.3012 | 1.3742 | 1.4689 | 1.634 | 1.8504 | 2.1003 | 2.379 | 2.6841 | 3.0028 | 3.4902 | 4.0734 | 4.7541 | 5.4076 | 6.1395 | 6.905 | 7.6881 | 8.4989 | 9.6652 | 11.0164 | 12.5568 | 13.9435 | 15.3401 | 16.7863 | 18.2619 | 19.75 | 21.263 | 22.8012 | 24.3005 | 25.7429 | 26.8012 | 27.3727 | NPgY | GSP | NPg Planning Scenario | HPs - I&C consumption (GWh)
NPg Planning Scenario | Dem_BB005 | GWh | NPgY | ELLAND | HPs - I&C consumption (GWh) | ELLA_1 | 8.5939 | 8.7394 | 9.1726 | 9.7438 | 10.7709 | 12.1196 | 13.67 | 15.3864 | 17.251 | 19.1781 | 22.1503 | 25.6887 | 29.7921 | 33.6699 | 37.9804 | 42.4392 | 46.9433 | 51.5506 | 58.2319 | 65.9212 | 74.6231 | 82.2891 | 89.8969 | 97.6759 | 105.5027 | 113.2493 | 121.0232 | 128.8073 | 136.2377 | 143.219 | 147.9514 | 149.9225 | NPgY | GSP | NPg Planning Scenario | HPs - I&C consumption (GWh)
NPg Planning Scenario | Dem_BB005 | GWh | NPgY | FERRYBRIDGE A | HPs - I&C consumption (GWh) | FERRA2 | 2.1099 | 2.1538 | 2.2701 | 2.4218 | 2.6887 | 3.0386 | 3.4423 | 3.8916 | 4.3826 | 4.8939 | 5.6778 | 6.6146 | 7.7063 | 8.7499 | 9.9169 | 11.1343 | 12.376 | 13.6578 | 15.5056 | 17.6431 | 20.076 | 22.2552 | 24.4426 | 26.7013 | 28.9989 | 31.3075 | 33.6479 | 36.0201 | 38.3225 | 40.5274 | 42.1208 | 42.945 | NPgY | GSP | NPg Planning Scenario | HPs - I&C consumption (GWh)
NPg Planning Scenario | Dem_BB005 | GWh | NPgY | FERRYBRIDGE B | HPs - I&C consumption (GWh) | FERRB9 | 6.6863 | 6.8184 | 7.1782 | 7.6488 | 8.4816 | 9.5738 | 10.8328 | 12.2317 | 13.758 | 15.3442 | 17.7798 | 20.6874 | 24.0712 | 27.2959 | 30.8958 | 34.6427 | 38.4541 | 42.3791 | 48.0462 | 54.5927 | 62.0324 | 68.6669 | 75.3066 | 82.1454 | 89.0821 | 96.023 | 103.0423 | 110.1347 | 116.9896 | 123.5228 | 128.1717 | 130.4659 | NPgY | GSP | NPg Planning Scenario | HPs - I&C consumption (GWh)
NPg Planning Scenario | Dem_BB005 | GWh | NPgY | GRIMSBY WEST | HPs - I&C consumption (GWh) | GRIW_1 | 4.0518 | 4.1222 | 4.3286 | 4.6004 | 5.0877 | 5.7276 | 6.4634 | 7.2783 | 8.1643 | 9.0806 | 10.4929 | 12.1749 | 14.1266 | 15.9731 | 18.027 | 20.1536 | 22.3038 | 24.5056 | 27.6963 | 31.3703 | 35.5306 | 39.2024 | 42.8507 | 46.5852 | 50.3473 | 54.075 | 57.821 | 61.5768 | 65.1683 | 68.5498 | 70.859 | 71.8482 | NPgY | GSP | NPg Planning Scenario | HPs - I&C consumption (GWh)
NPg Planning Scenario | Dem_BB005 | GWh | NPgY | JORDANTHORPE | HPs - I&C consumption (GWh) | JORD_3 | 0.8468 | 0.86263 | 0.90713 | 0.96551 | 1.0694 | 1.2058 | 1.3628 | 1.537 | 1.7268 | 1.9237 | 2.2265 | 2.5875 | 3.0072 | 3.4061 | 3.8506 | 4.3122 | 4.7808 | 5.2621 | 5.9582 | 6.7613 | 7.6726 | 8.4819 | 9.2895 | 10.1193 | 10.9588 | 11.7948 | 12.6385 | 13.4883 | 14.3062 | 15.082 | 15.6252 | 15.8797 | NPgY | GSP | NPg Planning Scenario | HPs - I&C consumption (GWh)
NPg Planning Scenario | Dem_BB005 | GWh | NPgY | KEADBY | HPs - I&C consumption (GWh) | KEAD_YEDL | 6.6852 | 6.8285 | 7.2022 | 7.6887 | 8.5416 | 9.6591 | 10.949 | 12.385 | 13.9549 | 15.591 | 18.0969 | 21.0923 | 24.5844 | 27.9254 | 31.6623 | 35.5634 | 39.544 | 43.6559 | 49.5796 | 56.4331 | 64.2358 | 71.2308 | 78.2565 | 85.5154 | 92.9032 | 100.3091 | 107.8304 | 115.4544 | 122.8552 | 129.9429 | 135.0692 | 137.7269 | NPgY | GSP | NPg Planning Scenario | HPs - I&C consumption (GWh)
NPg Planning Scenario | Dem_BB005 | GWh | NPgY | KIRKSTALL B | HPs - I&C consumption (GWh) | KIRKB1 | 5.1833 | 5.27 | 5.53 | 5.873 | 6.4906 | 7.3015 | 8.2337 | 9.2652 | 10.3855 | 11.5428 | 13.3284 | 15.4536 | 17.9175 | 20.2443 | 22.8299 | 25.5031 | 28.2019 | 30.9609 | 34.9635 | 39.5684 | 44.7779 | 49.3626 | 53.9092 | 58.5551 | 63.2264 | 67.8452 | 72.4772 | 77.1115 | 81.5301 | 85.6762 | 88.4737 | 89.6177 | NPgY | GSP | NPg Planning Scenario | HPs - I&C consumption (GWh)
NPg Planning Scenario | Dem_BB005 | GWh | NPgY | NEEPSEND | HPs - I&C consumption (GWh) | NEEP_3 | 2.1016 | 2.1368 | 2.2422 | 2.3813 | 2.6317 | 2.9606 | 3.3386 | 3.7568 | 4.2111 | 4.6804 | 5.4045 | 6.2662 | 7.2653 | 8.2089 | 9.2574 | 10.3414 | 11.4359 | 12.5547 | 14.1778 | 16.0452 | 18.1579 | 20.0171 | 21.8609 | 23.745 | 25.6395 | 27.5126 | 29.3912 | 31.2707 | 33.0627 | 34.7443 | 35.879 | 36.3431 | NPgY | GSP | NPg Planning Scenario | HPs - I&C consumption (GWh)
NPg Planning Scenario | Dem_BB005 | GWh | NPgY | NORTON LEES | HPs - I&C consumption (GWh) | NORL_3 | 1.0228 | 1.0399 | 1.0912 | 1.1589 | 1.2808 | 1.4408 | 1.6248 | 1.8283 | 2.0494 | 2.2778 | 2.6302 | 3.0496 | 3.5358 | 3.995 | 4.5052 | 5.0328 | 5.5653 | 6.1098 | 6.8997 | 7.8085 | 8.8366 | 9.7413 | 10.6386 | 11.5555 | 12.4774 | 13.3889 | 14.303 | 15.2176 | 16.0897 | 16.908 | 17.4601 | 17.6859 | NPgY | GSP | NPg Planning Scenario | HPs - I&C consumption (GWh)
NPg Planning Scenario | Dem_BB005 | GWh | NPgY | PITSMOOR 3/4 | HPs - I&C consumption (GWh) | PITS_BB_B | 1.2504 | 1.2714 | 1.3342 | 1.417 | 1.5661 | 1.7619 | 1.987 | 2.236 | 2.5066 | 2.7861 | 3.2172 | 3.7305 | 4.3255 | 4.8876 | 5.5122 | 6.158 | 6.8101 | 7.4769 | 8.4441 | 9.5569 | 10.8159 | 11.9242 | 13.0234 | 14.1468 | 15.2766 | 16.3938 | 17.5144 | 18.6357 | 19.7051 | 20.7088 | 21.3867 | 21.665 | NPgY | GSP | NPg Planning Scenario | HPs - I&C consumption (GWh)
NPg Planning Scenario | Dem_BB005 | GWh | NPgY | SALTEND NORTH | HPs - I&C consumption (GWh) | SALT_1 | 1.5768 | 1.6082 | 1.6935 | 1.8051 | 2.0022 | 2.2606 | 2.5586 | 2.8897 | 3.2511 | 3.6266 | 4.2031 | 4.8913 | 5.6921 | 6.4555 | 7.3077 | 8.1949 | 9.0974 | 10.0268 | 11.3683 | 12.9179 | 14.6791 | 16.2498 | 17.822 | 19.4415 | 21.0844 | 22.7234 | 24.3835 | 26.0603 | 27.6802 | 29.2233 | 30.3199 | 30.8587 | NPgY | GSP | NPg Planning Scenario | HPs - I&C consumption (GWh)
NPg Planning Scenario | Dem_BB005 | GWh | NPgY | SHEFFIELD CITY | HPs - I&C consumption (GWh) | SHEC_3 | 2.0391 | 2.0732 | 2.1755 | 2.3104 | 2.5534 | 2.8724 | 3.2391 | 3.6449 | 4.0857 | 4.5409 | 5.2434 | 6.0794 | 7.0487 | 7.9641 | 8.9812 | 10.0329 | 11.0945 | 12.1799 | 13.7545 | 15.5661 | 17.6155 | 19.4191 | 21.2076 | 23.0353 | 24.873 | 26.69 | 28.5121 | 30.3352 | 32.0735 | 33.7045 | 34.805 | 35.255 | NPgY | GSP | NPg Planning Scenario | HPs - I&C consumption (GWh)
NPg Planning Scenario | Dem_BB005 | GWh | NPgY | SKELTON GRANGE | HPs - I&C consumption (GWh) | SKLGB1 | 13.0742 | 13.2975 | 13.9588 | 14.8303 | 16.3962 | 18.4522 | 20.8162 | 23.4336 | 26.278 | 29.2183 | 33.7523 | 39.1509 | 45.4126 | 51.333 | 57.9154 | 64.7268 | 71.61 | 78.6535 | 88.8654 | 100.6203 | 113.9266 | 125.6571 | 137.3043 | 149.2185 | 161.2119 | 173.0905 | 185.0163 | 196.9645 | 208.3786 | 219.1124 | 226.4115 | 229.4889 | NPgY | GSP | NPg Planning Scenario | HPs - I&C consumption (GWh)
NPg Planning Scenario | Dem_BB005 | GWh | NPgY | TEMPLEBOROUGH 275/33KV | HPs - I&C consumption (GWh) | TEMP_3 | 0.16237 | 0.16587 | 0.17498 | 0.18683 | 0.20759 | 0.2348 | 0.26621 | 0.3012 | 0.33947 | 0.37937 | 0.44048 | 0.51356 | 0.59879 | 0.68043 | 0.77181 | 0.86728 | 0.96481 | 1.0657 | 1.2109 | 1.3791 | 1.5707 | 1.7428 | 1.9159 | 2.0949 | 2.2774 | 2.4605 | 2.6468 | 2.8359 | 3.0198 | 3.1964 | 3.3249 | 3.3929 | NPgY | GSP | NPg Planning Scenario | HPs - I&C consumption (GWh)
NPg Planning Scenario | Dem_BB005 | GWh | NPgY | THURCROFT | HPs - I&C consumption (GWh) | THUR_6 | 3.1813 | 3.2476 | 3.4231 | 3.652 | 4.0546 | 4.5822 | 5.191 | 5.8684 | 6.6086 | 7.3793 | 8.5609 | 9.9729 | 11.6183 | 13.1911 | 14.9496 | 16.7842 | 18.655 | 20.5863 | 23.3705 | 26.5911 | 30.2566 | 33.5395 | 36.8345 | 40.237 | 43.6977 | 47.1661 | 50.6861 | 54.2525 | 57.7122 | 61.0232 | 63.4119 | 64.6411 | NPgY | GSP | NPg Planning Scenario | HPs - I&C consumption (GWh)
NPg Planning Scenario | Dem_BB005 | GWh | NPgY | WEST MELTON / THORPE MARSH | HPs - I&C consumption (GWh) | WMEL_THOM | 9.5096 | 9.7063 | 10.2289 | 10.9108 | 12.1112 | 13.6845 | 15.4995 | 17.5187 | 19.7242 | 22.02 | 25.5406 | 29.7471 | 34.6482 | 39.3304 | 44.5641 | 50.0222 | 55.5859 | 61.327 | 69.6054 | 79.1791 | 90.0726 | 99.8216 | 109.6017 | 119.6957 | 129.9573 | 140.2387 | 150.6661 | 161.2254 | 171.4618 | 181.2505 | 188.2944 | 191.8919 | NPgY | GSP | NPg Planning Scenario | HPs - I&C consumption (GWh)
NPg Planning Scenario | Dem_BB005 | GWh | NPgY | WEST MELTON SECTION 3 | HPs - I&C consumption (GWh) | WMEL_BB3 | 7.5915 | 7.749 | 8.1666 | 8.7115 | 9.6705 | 10.9276 | 12.3782 | 13.9922 | 15.7557 | 17.592 | 20.4075 | 23.7719 | 27.6922 | 31.4389 | 35.628 | 39.9979 | 44.454 | 49.0533 | 55.6844 | 63.3542 | 72.0831 | 79.899 | 87.7426 | 95.8405 | 104.0755 | 112.3429 | 120.7245 | 129.2169 | 137.4561 | 145.3419 | 151.0319 | 153.9615 | NPgY | GSP | NPg Planning Scenario | HPs - I&C consumption (GWh)
NPg Planning Scenario | Dem_BB005 | GWh | NPgY | WINCOBANK | HPs - I&C consumption (GWh) | WIBA_3 | 1.1825 | 1.2039 | 1.2651 | 1.3456 | 1.4894 | 1.6781 | 1.8953 | 2.1361 | 2.3982 | 2.6697 | 3.0876 | 3.5857 | 4.1642 | 4.713 | 5.324 | 5.9578 | 6.6 | 7.2589 | 8.2125 | 9.3119 | 10.5583 | 11.6623 | 12.762 | 13.8902 | 15.0294 | 16.1615 | 17.3021 | 18.4487 | 19.5494 | 20.5902 | 21.3116 | 21.6379 | NPgY | GSP | NPg Planning Scenario | HPs - I&C consumption (GWh)
NPg Planning Scenario | Dem_BB08b_NPgSubComponent | GWh | NPgN | BLYTH 66kV | I&C Baseline Demand Consumption (GWh) | BLYTB1 | 326.6623 | 323.5643 | 320.7823 | 318.1893 | 315.7657 | 313.5025 | 311.3903 | 309.4331 | 307.6132 | 305.9306 | 304.3764 | 302.9457 | 301.6481 | 300.4779 | 299.4319 | 298.5037 | 297.68 | 296.9604 | 296.3417 | 295.8214 | 295.3913 | 295.0439 | 294.775 | 294.5782 | 294.4478 | 294.395 | 294.3835 | 294.4188 | 294.494 | 294.6021 | 294.7357 | 294.8876 | NPgN | GSP | NPg Planning Scenario | I&C Baseline Demand Consumption (GWh)
NPg Planning Scenario | Dem_BB08b_NPgSubComponent | GWh | NPgN | BLYTH 132kV | I&C Baseline Demand Consumption (GWh) | BLYTH132 | 228.3633 | 226.3929 | 224.6246 | 222.977 | 221.436 | 219.9963 | 218.6511 | 217.4034 | 216.2411 | 215.1663 | 214.1722 | 213.2558 | 212.423 | 211.6721 | 211.0018 | 210.4061 | 209.8755 | 209.4104 | 209.01 | 208.6731 | 208.3929 | 208.1642 | 207.9846 | 207.8505 | 207.7584 | 207.7178 | 207.7012 | 207.714 | 207.7519 | 207.8102 | 207.8845 | 207.97 | NPgN | GSP | NPg Planning Scenario | I&C Baseline Demand Consumption (GWh)
NPg Planning Scenario | Dem_BB08b_NPgSubComponent | GWh | NPgN | FOURSTONES | I&C Baseline Demand Consumption (GWh) | FOUR_1 | 80.8022 | 80.0302 | 79.3371 | 78.6912 | 78.0871 | 77.5225 | 76.9949 | 76.5055 | 76.0496 | 75.6278 | 75.2377 | 74.8779 | 74.5509 | 74.2558 | 73.9923 | 73.7579 | 73.549 | 73.3658 | 73.2078 | 73.0747 | 72.9637 | 72.8728 | 72.8012 | 72.7473 | 72.7098 | 72.6925 | 72.6846 | 72.6881 | 72.7014 | 72.7228 | 72.7503 | 72.7823 | NPgN | GSP | NPg Planning Scenario | I&C Baseline Demand Consumption (GWh)
NPg Planning Scenario | Dem_BB08b_NPgSubComponent | GWh | NPgN | HARTMOOR | I&C Baseline Demand Consumption (GWh) | HARM_6 | 298.9291 | 295.869 | 292.9522 | 290.169 | 287.5143 | 284.9829 | 282.57 | 280.2711 | 278.0813 | 275.9961 | 274.0107 | 272.1206 | 270.3215 | 268.6091 | 266.9788 | 265.4258 | 263.9456 | 262.5335 | 261.1852 | 259.8961 | 258.6615 | 257.4767 | 256.3372 | 255.2384 | 254.1757 | 253.1434 | 252.1388 | 251.1567 | 250.1925 | 249.2416 | 248.2996 | 247.362 | NPgN | GSP | NPg Planning Scenario | I&C Baseline Demand Consumption (GWh)
NPg Planning Scenario | Dem_BB08b_NPgSubComponent | GWh | NPgN | HAWTHORN PIT GRID | I&C Baseline Demand Consumption (GWh) | HAWP_6 | 256.1045 | 252.61 | 249.2787 | 246.0998 | 243.0675 | 240.1761 | 237.4201 | 234.7943 | 232.2933 | 229.9118 | 227.6443 | 225.4855 | 223.4305 | 221.4742 | 219.6114 | 217.8366 | 216.1445 | 214.53 | 212.9879 | 211.513 | 210.0999 | 208.7435 | 207.4386 | 206.18 | 204.9624 | 203.7794 | 202.6278 | 201.5017 | 200.3958 | 199.305 | 198.2243 | 197.1483 | NPgN | GSP | NPg Planning Scenario | I&C Baseline Demand Consumption (GWh)
NPg Planning Scenario | Dem_BB08b_NPgSubComponent | GWh | NPgN | KNARESBOROUGH | I&C Baseline Demand Consumption (GWh) | KNARE_111 | 575.6755 | 572.1128 | 569.158 | 566.4845 | 564.0501 | 561.7963 | 559.7243 | 557.8476 | 556.1685 | 554.6905 | 553.3836 | 552.257 | 551.3499 | 550.669 | 550.207 | 549.9404 | 549.8294 | 549.9103 | 550.1878 | 550.6548 | 551.2734 | 552.0309 | 552.9263 | 553.9509 | 555.0961 | 556.2628 | 557.5765 | 558.972 | 560.4384 | 561.9646 | 563.5389 | 565.1494 | NPgN | GSP | NPg Planning Scenario | I&C Baseline Demand Consumption (GWh)
NPg Planning Scenario | Dem_BB08b_NPgSubComponent | GWh | NPgN | LACKENBY | I&C Baseline Demand Consumption (GWh) | LACK_6 | 666.0737 | 662.7516 | 659.7572 | 656.9615 | 654.3404 | 651.8846 | 649.5771 | 647.4257 | 645.4224 | 643.5639 | 641.8375 | 640.2352 | 638.7688 | 637.4405 | 636.2478 | 635.1822 | 634.2375 | 633.4016 | 632.6779 | 632.0614 | 631.5404 | 631.1094 | 630.7616 | 630.4914 | 630.2888 | 630.1452 | 630.0599 | 630.0225 | 630.0256 | 630.0616 | 630.1228 | 630.2013 | NPgN | GSP | NPg Planning Scenario | I&C Baseline Demand Consumption (GWh)
NPg Planning Scenario | Dem_BB08b_NPgSubComponent | GWh | NPgN | NORTON | I&C Baseline Demand Consumption (GWh) | NORT_1 | 1576.9064 | 1563.975 | 1552.2132 | 1541.1744 | 1530.7984 | 1521.0411 | 1511.8754 | 1503.2625 | 1495.1915 | 1487.6637 | 1480.619 | 1474.0854 | 1468.0516 | 1462.5267 | 1457.5039 | 1452.9414 | 1448.8114 | 1445.0988 | 1441.8115 | 1438.9196 | 1436.3786 | 1434.1622 | 1432.2438 | 1430.6018 | 1429.2044 | 1427.9439 | 1426.9343 | 1426.0903 | 1425.3848 | 1424.7904 | 1424.2793 | 1423.8228 | NPgN | GSP | NPg Planning Scenario | I&C Baseline Demand Consumption (GWh)
NPg Planning Scenario | Dem_BB08b_NPgSubComponent | GWh | NPgN | OFFERTON | I&C Baseline Demand Consumption (GWh) | OFFE_3 | 140.8867 | 139.0026 | 137.2117 | 135.5045 | 133.8773 | 132.3268 | 130.8502 | 129.4446 | 128.1071 | 126.8348 | 125.6248 | 124.4741 | 123.3804 | 122.3411 | 121.3535 | 120.4143 | 119.5209 | 118.6703 | 117.8598 | 117.0866 | 116.3478 | 115.6406 | 114.962 | 114.3092 | 113.6794 | 113.068 | 112.4748 | 111.8959 | 111.3285 | 110.7696 | 110.2164 | 109.6662 | NPgN | GSP | NPg Planning Scenario | I&C Baseline Demand Consumption (GWh)
NPg Planning Scenario | Dem_BB08b_NPgSubComponent | GWh | NPgN | OSBALDWICK | I&C Baseline Demand Consumption (GWh) | OSBA_1 | 874.6052 | 864.7674 | 855.6297 | 847.0046 | 838.8504 | 831.1319 | 823.8437 | 816.978 | 810.5044 | 804.4145 | 798.6731 | 793.282 | 788.2324 | 783.5351 | 779.1514 | 775.0565 | 771.2533 | 767.7264 | 764.4622 | 761.4399 | 758.6426 | 756.0504 | 753.6506 | 751.4267 | 749.3607 | 747.5002 | 745.7246 | 744.0586 | 742.4844 | 740.9839 | 739.539 | 738.131 | NPgN | GSP | NPg Planning Scenario | I&C Baseline Demand Consumption (GWh)
NPg Planning Scenario | Dem_BB08b_NPgSubComponent | GWh | NPgN | POPPLETON | I&C Baseline Demand Consumption (GWh) | POPP_3 | 144.8113 | 142.8658 | 141.0155 | 139.2513 | 137.5697 | 135.9666 | 134.4393 | 132.9849 | 131.6007 | 130.284 | 129.0311 | 127.8396 | 126.7071 | 125.631 | 124.6083 | 123.6358 | 122.71 | 121.8285 | 120.9889 | 120.188 | 119.4225 | 118.6894 | 117.9858 | 117.3088 | 116.6555 | 116.0215 | 115.4062 | 114.8056 | 114.2168 | 113.637 | 113.0632 | 112.4925 | NPgN | GSP | NPg Planning Scenario | I&C Baseline Demand Consumption (GWh)
NPg Planning Scenario | Dem_BB08b_NPgSubComponent | GWh | NPgN | SALTHOLME | I&C Baseline Demand Consumption (GWh) | SALH_1 | 462.5287 | 460.0872 | 457.7981 | 455.6259 | 453.5632 | 451.6044 | 449.7445 | 447.9808 | 446.3091 | 444.726 | 443.2277 | 441.8105 | 440.4744 | 439.2164 | 438.0331 | 436.9201 | 435.8744 | 434.8911 | 433.9685 | 433.1023 | 432.2881 | 431.5214 | 430.7981 | 430.1142 | 429.4652 | 428.8393 | 428.2456 | 427.6744 | 427.1217 | 426.5832 | 426.0549 | 425.5323 | NPgN | GSP | NPg Planning Scenario | I&C Baseline Demand Consumption (GWh)
NPg Planning Scenario | Dem_BB08b_NPgSubComponent | GWh | NPgN | SOUTH SHIELDS | I&C Baseline Demand Consumption (GWh) | SSHI_3 | 118.0181 | 116.5003 | 115.0504 | 113.6658 | 112.3442 | 111.0834 | 109.8808 | 108.7342 | 107.6413 | 106.5998 | 105.6073 | 104.6615 | 103.7601 | 102.9009 | 102.0815 | 101.2997 | 100.5532 | 99.8397 | 99.1571 | 98.5029 | 97.8751 | 97.2713 | 96.6893 | 96.1269 | 95.5819 | 95.052 | 94.5351 | 94.029 | 93.5314 | 93.0401 | 92.5531 | 92.0681 | NPgN | GSP | NPg Planning Scenario | I&C Baseline Demand Consumption (GWh)
NPg Planning Scenario | Dem_BB08b_NPgSubComponent | GWh | NPgN | SPADEADAM | I&C Baseline Demand Consumption (GWh) | KIELD01 and SPAD20 | 19.9884 | 19.797 | 19.6251 | 19.4649 | 19.3151 | 19.175 | 19.0442 | 18.9228 | 18.8097 | 18.7051 | 18.6083 | 18.5191 | 18.438 | 18.3648 | 18.2994 | 18.2412 | 18.1894 | 18.1439 | 18.1047 | 18.0716 | 18.0441 | 18.0215 | 18.0037 | 17.9903 | 17.981 | 17.9766 | 17.9746 | 17.9754 | 17.9787 | 17.9839 | 17.9907 | 17.9986 | NPgN | GSP | NPg Planning Scenario | I&C Baseline Demand Consumption (GWh)
NPg Planning Scenario | Dem_BB08b_NPgSubComponent | GWh | NPgN | SPENNYMOOR | I&C Baseline Demand Consumption (GWh) | SPEN_1 | 639.7211 | 631.154 | 622.983 | 615.1851 | 607.7466 | 600.6541 | 593.8945 | 587.4525 | 581.3163 | 575.4724 | 569.9071 | 564.609 | 559.5649 | 554.7625 | 550.1898 | 545.8324 | 541.6782 | 537.7143 | 533.9285 | 530.3083 | 526.8395 | 523.5096 | 520.3055 | 517.2145 | 514.2239 | 511.3181 | 508.4893 | 505.7228 | 503.0059 | 500.3261 | 497.6708 | 495.0274 | NPgN | GSP | NPg Planning Scenario | I&C Baseline Demand Consumption (GWh)
NPg Planning Scenario | Dem_BB08b_NPgSubComponent | GWh | NPgN | STELLA NORTH | I&C Baseline Demand Consumption (GWh) | STEN_1 | 565.7218 | 559.1897 | 553.0757 | 547.2818 | 541.8153 | 536.6655 | 531.8296 | 527.2891 | 523.0319 | 519.0172 | 515.2433 | 511.7022 | 508.3978 | 505.2898 | 502.3655 | 499.6298 | 497.0899 | 494.7226 | 492.4992 | 490.4027 | 488.4541 | 486.654 | 484.989 | 483.443 | 482.0031 | 480.5789 | 479.284 | 478.056 | 476.8832 | 475.7536 | 474.6553 | 473.576 | NPgN | GSP | NPg Planning Scenario | I&C Baseline Demand Consumption (GWh)
NPg Planning Scenario | Dem_BB08b_NPgSubComponent | GWh | NPgN | STELLA SOUTH | I&C Baseline Demand Consumption (GWh) | STES_1 | 982.7304 | 972.1664 | 962.2138 | 952.7601 | 943.7756 | 935.2409 | 927.1355 | 919.4503 | 912.1585 | 905.2496 | 898.7034 | 892.5034 | 886.6446 | 881.1126 | 875.8934 | 870.9675 | 866.3113 | 861.913 | 857.7594 | 853.8366 | 850.1246 | 846.6047 | 843.2623 | 840.0807 | 837.0436 | 834.1488 | 831.354 | 828.6526 | 826.0273 | 823.4609 | 820.9361 | 818.4352 | NPgN | GSP | NPg Planning Scenario | I&C Baseline Demand Consumption (GWh)
NPg Planning Scenario | Dem_BB08b_NPgSubComponent | GWh | NPgN | TYNEMOUTH | I&C Baseline Demand Consumption (GWh) | TYNE_1 | 467.739 | 463.7428 | 460.1481 | 456.794 | 453.6652 | 450.7459 | 448.0302 | 445.5197 | 443.1976 | 441.0525 | 439.0787 | 437.2701 | 435.6391 | 434.1681 | 432.8474 | 431.6808 | 430.658 | 429.7742 | 429.0182 | 428.3848 | 427.8718 | 427.473 | 427.1793 | 426.9814 | 426.87 | 426.849 | 426.8937 | 427.0015 | 427.1635 | 427.3705 | 427.6134 | 427.8825 | NPgN | GSP | NPg Planning Scenario | I&C Baseline Demand Consumption (GWh)
NPg Planning Scenario | Dem_BB08b_NPgSubComponent | GWh | NPgN | WEST BOLDON | I&C Baseline Demand Consumption (GWh) | WBOL_6 | 689.4338 | 683.0228 | 676.9462 | 671.1598 | 665.6545 | 660.4188 | 655.4439 | 650.7194 | 646.2346 | 641.975 | 637.932 | 634.0957 | 630.4607 | 627.0127 | 623.7414 | 620.6395 | 617.6994 | 614.9097 | 612.2581 | 609.734 | 607.3321 | 605.0444 | 602.8604 | 600.7694 | 598.7612 | 596.8133 | 594.9357 | 593.1104 | 591.3273 | 589.5763 | 587.8473 | 586.1304 | NPgN | GSP | NPg Planning Scenario | I&C Baseline Demand Consumption (GWh)
NPg Planning Scenario | Dem_BB08b_NPgSubComponent | GWh | NPgY | BRADFORD WEST | I&C Baseline Demand Consumption (GWh) | BRAW_1 | 1073.7159 | 1059.3153 | 1045.6034 | 1032.5279 | 1020.0625 | 1008.182 | 996.8579 | 986.0781 | 975.8144 | 966.0482 | 956.7533 | 947.9108 | 939.4991 | 931.4999 | 923.8902 | 916.6472 | 909.748 | 903.1736 | 896.901 | 890.911 | 885.1796 | 879.6848 | 874.4055 | 869.3199 | 864.4064 | 859.6473 | 855.0155 | 850.4919 | 846.0549 | 841.6831 | 837.3551 | 833.0494 | NPgY | GSP | NPg Planning Scenario | I&C Baseline Demand Consumption (GWh)
NPg Planning Scenario | Dem_BB08b_NPgSubComponent | GWh | NPgY | CAMBLESFORTH | I&C Baseline Demand Consumption (GWh) | CAMB_01 | 148.9267 | 147.9656 | 147.117 | 146.3326 | 145.604 | 144.9246 | 144.2929 | 143.7078 | 143.166 | 142.6676 | 142.213 | 141.7976 | 141.4243 | 141.0938 | 140.8059 | 140.5581 | 140.3471 | 140.1718 | 140.0319 | 139.9271 | 139.8551 | 139.812 | 139.7964 | 139.8068 | 139.8408 | 139.8884 | 139.9596 | 140.0471 | 140.1486 | 140.2618 | 140.3841 | 140.5131 | NPgY | GSP | NPg Planning Scenario | I&C Baseline Demand Consumption (GWh)
NPg Planning Scenario | Dem_BB08b_NPgSubComponent | GWh | NPgY | CREYKE BECK | I&C Baseline Demand Consumption (GWh) | CREB_1 | 1387.297 | 1372.2729 | 1358.458 | 1345.4775 | 1333.2478 | 1321.7032 | 1310.8248 | 1300.5889 | 1290.9536 | 1281.9077 | 1273.4451 | 1265.5145 | 1258.1241 | 1251.274 | 1244.9508 | 1239.1215 | 1233.7535 | 1228.8204 | 1224.311 | 1220.2117 | 1216.4991 | 1213.1296 | 1210.0816 | 1207.3327 | 1204.8537 | 1202.5344 | 1200.474 | 1198.5923 | 1196.8604 | 1195.249 | 1193.7283 | 1192.268 | NPgY | GSP | NPg Planning Scenario | I&C Baseline Demand Consumption (GWh)
NPg Planning Scenario | Dem_BB08b_NPgSubComponent | GWh | NPgY | DRAX | I&C Baseline Demand Consumption (GWh) | DRAX_YEDL | 184.9851 | 183.552 | 182.2959 | 181.1353 | 180.0698 | 179.0883 | 178.182 | 177.3476 | 176.5862 | 175.8989 | 175.2843 | 174.7372 | 174.2579 | 173.8537 | 173.5149 | 173.2401 | 173.0262 | 172.8759 | 172.7864 | 172.7581 | 172.7824 | 172.8553 | 172.9737 | 173.1356 | 173.336 | 173.6145 | 173.9017 | 174.2204 | 174.5668 | 174.9369 | 175.3268 | 175.7321 | NPgY | GSP | NPg Planning Scenario | I&C Baseline Demand Consumption (GWh)
NPg Planning Scenario | Dem_BB08b_NPgSubComponent | GWh | NPgY | ELLAND | I&C Baseline Demand Consumption (GWh) | ELLA_1 | 1054.5534 | 1040.2136 | 1026.5395 | 1013.4926 | 1001.0484 | 989.1843 | 977.8777 | 967.1072 | 956.8506 | 947.0858 | 937.791 | 928.9441 | 920.5245 | 912.5116 | 904.8842 | 897.6197 | 890.6962 | 884.0924 | 877.7877 | 871.7607 | 865.989 | 860.4506 | 855.1243 | 849.9888 | 845.0222 | 840.2145 | 835.5278 | 830.9477 | 826.4527 | 822.0219 | 817.634 | 813.268 | NPgY | GSP | NPg Planning Scenario | I&C Baseline Demand Consumption (GWh)
NPg Planning Scenario | Dem_BB08b_NPgSubComponent | GWh | NPgY | FERRYBRIDGE A | I&C Baseline Demand Consumption (GWh) | FERRA2 | 309.0874 | 306.4855 | 304.1226 | 301.913 | 299.8435 | 297.9072 | 296.0968 | 294.4112 | 292.8459 | 291.3976 | 290.0619 | 288.8332 | 287.7134 | 286.7045 | 285.8027 | 285.0002 | 284.2911 | 283.6735 | 283.1462 | 282.706 | 282.3421 | 282.0486 | 281.8201 | 281.6522 | 281.5378 | 281.5267 | 281.5317 | 281.58 | 281.6662 | 281.7845 | 281.9293 | 282.0946 | NPgY | GSP | NPg Planning Scenario | I&C Baseline Demand Consumption (GWh)
NPg Planning Scenario | Dem_BB08b_NPgSubComponent | GWh | NPgY | FERRYBRIDGE B | I&C Baseline Demand Consumption (GWh) | FERRB9 | 1041.061 | 1030.2847 | 1020.3282 | 1010.9462 | 1002.1027 | 993.7663 | 985.9101 | 978.5236 | 971.5919 | 965.1024 | 959.0362 | 953.3734 | 948.114 | 943.2596 | 938.7889 | 934.6779 | 930.9027 | 927.4581 | 924.3334 | 921.5158 | 918.9692 | 916.6716 | 914.6048 | 912.7507 | 911.0857 | 909.716 | 908.4332 | 907.2926 | 906.2734 | 905.3551 | 904.5164 | 903.7359 | NPgY | GSP | NPg Planning Scenario | I&C Baseline Demand Consumption (GWh)
NPg Planning Scenario | Dem_BB08b_NPgSubComponent | GWh | NPgY | GRIMSBY WEST | I&C Baseline Demand Consumption (GWh) | GRIW_1 | 694.4869 | 686.4616 | 678.8412 | 671.5793 | 664.6598 | 658.0679 | 651.7908 | 645.818 | 640.1364 | 634.7347 | 629.6006 | 624.7218 | 620.0898 | 615.6918 | 611.5171 | 607.5533 | 603.7861 | 600.205 | 596.7985 | 593.5547 | 590.46 | 587.5016 | 584.6677 | 581.9462 | 579.3244 | 576.7893 | 574.3301 | 571.934 | 569.5886 | 567.2816 | 565.0006 | 562.7334 | NPgY | GSP | NPg Planning Scenario | I&C Baseline Demand Consumption (GWh)
NPg Planning Scenario | Dem_BB08b_NPgSubComponent | GWh | NPgY | JORDANTHORPE | I&C Baseline Demand Consumption (GWh) | JORD_3 | 128.0518 | 127.2689 | 126.5371 | 125.8445 | 125.1884 | 124.5673 | 123.9792 | 123.4233 | 122.8982 | 122.4031 | 121.9361 | 121.4961 | 121.0829 | 120.6962 | 120.3341 | 119.9955 | 119.6793 | 119.384 | 119.1096 | 118.854 | 118.6156 | 118.393 | 118.1851 | 117.9907 | 117.8084 | 117.6372 | 117.4753 | 117.3215 | 117.1744 | 117.0328 | 116.8953 | 116.7604 | NPgY | GSP | NPg Planning Scenario | I&C Baseline Demand Consumption (GWh)
NPg Planning Scenario | Dem_BB08b_NPgSubComponent | GWh | NPgY | KEADBY | I&C Baseline Demand Consumption (GWh) | KEAD_YEDL | 1770.4858 | 1761.0284 | 1752.5836 | 1744.7084 | 1737.3452 | 1730.4565 | 1724.0137 | 1718.0211 | 1712.4516 | 1707.3119 | 1702.5743 | 1698.2227 | 1694.2824 | 1690.7439 | 1687.6035 | 1684.8401 | 1682.4175 | 1680.346 | 1678.6059 | 1677.1881 | 1676.0575 | 1675.1928 | 1674.5794 | 1674.2021 | 1674.0346 | 1674.0689 | 1674.2687 | 1674.6191 | 1675.0983 | 1675.6843 | 1676.3544 | 1677.0854 | NPgY | GSP | NPg Planning Scenario | I&C Baseline Demand Consumption (GWh)
NPg Planning Scenario | Dem_BB08b_NPgSubComponent | GWh | NPgY | KIRKSTALL B | I&C Baseline Demand Consumption (GWh) | KIRKB1 | 769.5021 | 759.8596 | 750.648 | 741.8524 | 733.4578 | 725.4494 | 717.8121 | 710.5313 | 703.5921 | 696.9797 | 690.6795 | 684.6768 | 678.957 | 673.5054 | 668.3076 | 663.349 | 658.6152 | 654.0917 | 649.7641 | 645.6182 | 641.6395 | 637.8138 | 634.1269 | 630.5646 | 627.1127 | 623.7571 | 620.4836 | 617.2783 | 614.1272 | 611.0162 | 607.9314 | 604.8589 | NPgY | GSP | NPg Planning Scenario | I&C Baseline Demand Consumption (GWh)
NPg Planning Scenario | Dem_BB08b_NPgSubComponent | GWh | NPgY | NEEPSEND | I&C Baseline Demand Consumption (GWh) | NEEP_3 | 204.6089 | 201.782 | 199.0814 | 196.5028 | 194.0418 | 191.694 | 189.4551 | 187.3207 | 185.2865 | 183.3482 | 181.5014 | 179.7418 | 178.0652 | 176.4673 | 174.9438 | 173.4904 | 172.103 | 170.7773 | 169.509 | 168.294 | 167.128 | 166.0069 | 164.9265 | 163.8827 | 162.8712 | 161.888 | 160.9288 | 159.9896 | 159.0663 | 158.1548 | 157.2509 | 156.3506 | NPgY | GSP | NPg Planning Scenario | I&C Baseline Demand Consumption (GWh)
NPg Planning Scenario | Dem_BB08b_NPgSubComponent | GWh | NPgY | NORTON LEES | I&C Baseline Demand Consumption (GWh) | NORL_3 | 89.8117 | 88.5709 | 87.3855 | 86.2536 | 85.1734 | 84.1429 | 83.1601 | 82.2233 | 81.3304 | 80.4796 | 79.669 | 78.8966 | 78.1607 | 77.4593 | 76.7906 | 76.1527 | 75.5437 | 74.9618 | 74.4051 | 73.8718 | 73.36 | 72.868 | 72.3938 | 71.9356 | 71.4916 | 71.06 | 70.639 | 70.2268 | 69.8215 | 69.4214 | 69.0247 | 68.6295 | NPgY | GSP | NPg Planning Scenario | I&C Baseline Demand Consumption (GWh)
NPg Planning Scenario | Dem_BB08b_NPgSubComponent | GWh | NPgY | PITSMOOR 3/4 | I&C Baseline Demand Consumption (GWh) | PITS_BB_B | 163.3102 | 161.41 | 159.5953 | 157.8627 | 156.2093 | 154.6322 | 153.1283 | 151.6948 | 150.3288 | 149.0273 | 147.7875 | 146.6064 | 145.4813 | 144.4092 | 143.3873 | 142.4128 | 141.4826 | 140.5941 | 139.7444 | 138.9306 | 138.15 | 137.3996 | 136.6767 | 135.9784 | 135.3021 | 134.6448 | 134.0037 | 133.3762 | 132.7595 | 132.1507 | 131.5471 | 130.946 | NPgY | GSP | NPg Planning Scenario | I&C Baseline Demand Consumption (GWh)
NPg Planning Scenario | Dem_BB08b_NPgSubComponent | GWh | NPgY | SALTEND NORTH | I&C Baseline Demand Consumption (GWh) | SALT_1 | 289.9712 | 287.1615 | 284.5844 | 282.1656 | 279.8887 | 277.7407 | 275.7183 | 273.8168 | 272.0282 | 270.3506 | 268.7834 | 267.3162 | 265.9512 | 264.6883 | 263.5256 | 262.4569 | 261.4756 | 260.5768 | 259.7585 | 259.0184 | 258.3522 | 257.7514 | 257.2119 | 256.7297 | 256.2991 | 255.8967 | 255.5454 | 255.2282 | 254.9397 | 254.6743 | 254.4264 | 254.1902 | NPgY | GSP | NPg Planning Scenario | I&C Baseline Demand Consumption (GWh)
NPg Planning Scenario | Dem_BB08b_NPgSubComponent | GWh | NPgY | SHEFFIELD CITY | I&C Baseline Demand Consumption (GWh) | SHEC_3 | 320.588 | 316.1582 | 311.9265 | 307.8859 | 304.0296 | 300.3507 | 296.8424 | 293.4978 | 290.3103 | 287.2729 | 284.3789 | 281.6217 | 278.9945 | 276.4905 | 274.1032 | 271.8257 | 269.6516 | 267.5741 | 265.5867 | 263.6827 | 261.8556 | 260.0988 | 258.4057 | 256.7699 | 255.1848 | 253.644 | 252.1409 | 250.6692 | 249.2223 | 247.7938 | 246.3774 | 244.9665 | NPgY | GSP | NPg Planning Scenario | I&C Baseline Demand Consumption (GWh)
NPg Planning Scenario | Dem_BB08b_NPgSubComponent | GWh | NPgY | SKELTON GRANGE | I&C Baseline Demand Consumption (GWh) | SKLGB1 | 1861.1684 | 1836.0615 | 1812.1505 | 1789.3482 | 1767.6088 | 1746.8927 | 1727.1594 | 1708.3725 | 1690.4923 | 1673.4807 | 1657.2988 | 1641.9079 | 1627.2735 | 1613.3609 | 1600.1329 | 1587.5493 | 1575.5709 | 1564.161 | 1553.2842 | 1542.9034 | 1532.9773 | 1523.4674 | 1514.3357 | 1505.5448 | 1497.0559 | 1488.866 | 1480.886 | 1473.099 | 1465.4674 | 1457.9538 | 1450.5205 | 1443.1302 | NPgY | GSP | NPg Planning Scenario | I&C Baseline Demand Consumption (GWh)
NPg Planning Scenario | Dem_BB08b_NPgSubComponent | GWh | NPgY | TEMPLEBOROUGH 275/33KV | I&C Baseline Demand Consumption (GWh) | TEMP_3 | 49.1284 | 48.6756 | 48.2731 | 47.8983 | 47.5501 | 47.2246 | 46.9217 | 46.6418 | 46.3831 | 46.1454 | 45.9285 | 45.7317 | 45.5558 | 45.401 | 45.2666 | 45.1517 | 45.0545 | 44.9754 | 44.9142 | 44.8699 | 44.8408 | 44.8254 | 44.8229 | 44.8325 | 44.8528 | 44.8834 | 44.9232 | 44.9711 | 45.0262 | 45.0871 | 45.153 | 45.2227 | NPgY | GSP | NPg Planning Scenario | I&C Baseline Demand Consumption (GWh)
NPg Planning Scenario | Dem_BB08b_NPgSubComponent | GWh | NPgY | THURCROFT | I&C Baseline Demand Consumption (GWh) | THUR_6 | 370.561 | 367.0214 | 363.8212 | 360.8259 | 358.021 | 355.3873 | 352.9214 | 350.6241 | 348.4836 | 346.4984 | 344.6662 | 342.9785 | 341.4414 | 340.0541 | 338.8113 | 337.7058 | 336.7265 | 335.8726 | 335.1423 | 334.5302 | 334.0223 | 333.6101 | 333.2872 | 333.0469 | 332.8807 | 332.7953 | 332.7656 | 332.7907 | 332.8631 | 332.9751 | 333.1188 | 333.2863 | NPgY | GSP | NPg Planning Scenario | I&C Baseline Demand Consumption (GWh)
NPg Planning Scenario | Dem_BB08b_NPgSubComponent | GWh | NPgY | WEST MELTON / THORPE MARSH | I&C Baseline Demand Consumption (GWh) | WMEL_THOM | 2059.754 | 2039.3359 | 2020.7936 | 2003.4223 | 1987.1193 | 1971.7875 | 1957.4076 | 1943.9834 | 1931.4479 | 1919.7949 | 1909.0201 | 1899.0678 | 1889.974 | 1881.7208 | 1874.2853 | 1867.6222 | 1861.6773 | 1856.4342 | 1851.8771 | 1847.984 | 1844.674 | 1841.8995 | 1839.6209 | 1837.799 | 1836.3866 | 1835.4571 | 1834.8143 | 1834.4749 | 1834.3963 | 1834.5347 | 1834.8456 | 1835.2836 | NPgY | GSP | NPg Planning Scenario | I&C Baseline Demand Consumption (GWh)
NPg Planning Scenario | Dem_BB08b_NPgSubComponent | GWh | NPgY | WEST MELTON SECTION 3 | I&C Baseline Demand Consumption (GWh) | WMEL_BB3 | 627.8583 | 624.1622 | 620.8056 | 617.6645 | 614.7193 | 611.9584 | 609.3747 | 606.9672 | 604.7293 | 602.6564 | 600.742 | 598.9779 | 597.3683 | 595.9145 | 594.614 | 593.4543 | 592.427 | 591.5277 | 590.7556 | 590.1048 | 589.5614 | 589.116 | 588.7611 | 588.4902 | 588.2942 | 588.2262 | 588.1891 | 588.2109 | 588.2837 | 588.3997 | 588.5507 | 588.7285 | NPgY | GSP | NPg Planning Scenario | I&C Baseline Demand Consumption (GWh)
NPg Planning Scenario | Dem_BB08b_NPgSubComponent | GWh | NPgY | WINCOBANK | I&C Baseline Demand Consumption (GWh) | WIBA_3 | 146.3274 | 144.5039 | 142.7863 | 141.1541 | 139.6041 | 138.1308 | 136.732 | 135.4057 | 134.1482 | 132.9572 | 131.8303 | 130.7647 | 129.7587 | 128.8104 | 127.917 | 127.0756 | 126.2825 | 125.536 | 124.8335 | 124.1722 | 123.5485 | 122.9591 | 122.4011 | 121.8717 | 121.3678 | 120.8867 | 120.4255 | 119.9811 | 119.5507 | 119.1312 | 118.7196 | 118.3128 | NPgY | GSP | NPg Planning Scenario | I&C Baseline Demand Consumption (GWh)
NG FES - Consumer Transformation | Dem_BB003 | GWh | NPgN | BLYTH 66kV | Total Demand Consumption (GWh) | BLYTB1 | 691.4222 | 690.4495 | 676.7011 | 654.6388 | 646.8918 | 649.429 | 655.8202 | 666.9917 | 681.6525 | 700.5675 | 724.2467 | 753.9848 | 795.9362 | 840.6259 | 885.1173 | 928.8611 | 970.7621 | 1021.5737 | 1062.4505 | 1100.196 | 1134.194 | 1165.6129 | 1196.1126 | 1219.1181 | 1238.2388 | 1253.588 | 1265.9328 | 1275.7836 | 1282.4836 | 1288.6615 | 1294.3308 | 1299.4899 | NPgN | GSP | NG FES - Consumer Transformation | Total Demand Consumption (GWh)
NG FES - Consumer Transformation | Dem_BB003 | GWh | NPgN | BLYTH 132kV | Total Demand Consumption (GWh) | BLYTH132 | 329.009 | 328.4541 | 324.6722 | 318.4313 | 316.1792 | 317.2922 | 319.6076 | 324.1783 | 330.1822 | 338.3294 | 347.393 | 357.8088 | 373.6155 | 389.7003 | 405.9698 | 421.525 | 436.2355 | 453.6874 | 467.7645 | 480.8314 | 491.7667 | 501.5064 | 510.5648 | 517.2706 | 522.856 | 527.5738 | 531.7709 | 535.1704 | 537.5775 | 539.7941 | 541.8594 | 543.7976 | NPgN | GSP | NG FES - Consumer Transformation | Total Demand Consumption (GWh)
NG FES - Consumer Transformation | Dem_BB003 | GWh | NPgN | FOURSTONES | Total Demand Consumption (GWh) | FOUR_1 | 111.612 | 111.3564 | 110.0362 | 107.9383 | 107.0697 | 107.4239 | 108.242 | 109.9124 | 112.1611 | 115.3333 | 118.7668 | 122.3544 | 127.9219 | 133.3304 | 138.841 | 144.0496 | 149.0473 | 155.0827 | 159.9016 | 164.3012 | 167.4462 | 170.1111 | 172.4558 | 174.1624 | 175.5749 | 176.7844 | 177.8611 | 178.7529 | 179.4397 | 180.0682 | 180.6526 | 181.2037 | NPgN | GSP | NG FES - Consumer Transformation | Total Demand Consumption (GWh)
NG FES - Consumer Transformation | Dem_BB003 | GWh | NPgN | HARTMOOR | Total Demand Consumption (GWh) | HARM_6 | 480.4877 | 478.3936 | 469.5657 | 456.2972 | 450.4379 | 449.9394 | 451.3871 | 455.5382 | 461.4021 | 469.4091 | 479.8175 | 493.4144 | 513.9841 | 535.7203 | 557.3398 | 578.6055 | 599.1094 | 624.6897 | 644.8466 | 663.4412 | 680.149 | 695.5103 | 710.3877 | 721.305 | 730.1527 | 736.9869 | 742.2823 | 746.2688 | 748.6302 | 750.8927 | 752.9891 | 754.8394 | NPgN | GSP | NG FES - Consumer Transformation | Total Demand Consumption (GWh)
NG FES - Consumer Transformation | Dem_BB003 | GWh | NPgN | HAWTHORN PIT GRID | Total Demand Consumption (GWh) | HAWP_6 | 481.7334 | 479.3021 | 468.5507 | 452.3533 | 445.1735 | 444.4148 | 445.9508 | 450.3105 | 456.7373 | 465.616 | 477.3421 | 493.142 | 516.7019 | 542.0716 | 567.2156 | 591.9419 | 615.5047 | 645.1382 | 668.6474 | 690.3106 | 709.7966 | 727.8442 | 745.5802 | 758.6064 | 769.1156 | 777.2434 | 783.6864 | 788.4801 | 791.125 | 793.6398 | 795.9362 | 797.9258 | NPgN | GSP | NG FES - Consumer Transformation | Total Demand Consumption (GWh)
NG FES - Consumer Transformation | Dem_BB003 | GWh | NPgN | KNARESBOROUGH | Total Demand Consumption (GWh) | KNARE_111 | 839.1082 | 838.4143 | 829.8309 | 815.3195 | 811.1711 | 814.9005 | 821.6733 | 833.0668 | 847.3894 | 865.3283 | 886.9194 | 913.7929 | 953.9014 | 996.4234 | 1039.4214 | 1082.0577 | 1123.6855 | 1172.4275 | 1212.204 | 1248.8208 | 1281.0841 | 1310.2689 | 1337.5727 | 1358.3487 | 1375.9175 | 1390.5806 | 1403.5728 | 1414.4972 | 1422.92 | 1431.0805 | 1438.9344 | 1446.3878 | NPgN | GSP | NG FES - Consumer Transformation | Total Demand Consumption (GWh)
NG FES - Consumer Transformation | Dem_BB003 | GWh | NPgN | LACKENBY | Total Demand Consumption (GWh) | LACK_6 | 974.2314 | 972.1143 | 959.2133 | 938.6992 | 930.9638 | 932.4721 | 937.4752 | 946.5877 | 958.7367 | 974.5735 | 994.5086 | 1020.2109 | 1057.2036 | 1096.676 | 1136.002 | 1174.8714 | 1212.2532 | 1258.3114 | 1295.5228 | 1330.0506 | 1361.2535 | 1390.2309 | 1418.5573 | 1440.1317 | 1458.1656 | 1472.9293 | 1485.4977 | 1495.7618 | 1503.0536 | 1510.1917 | 1517.0543 | 1523.4748 | NPgN | GSP | NG FES - Consumer Transformation | Total Demand Consumption (GWh)
NG FES - Consumer Transformation | Dem_BB003 | GWh | NPgN | NORTON | Total Demand Consumption (GWh) | NORT_1 | 2351.7859 | 2344.9713 | 2311.5699 | 2260.4284 | 2241.4546 | 2246.8837 | 2262.4532 | 2290.9069 | 2328.4662 | 2377.5147 | 2437.9521 | 2513.3851 | 2624.5478 | 2741.9 | 2859.3957 | 2974.4863 | 3084.878 | 3214.7113 | 3319.2894 | 3415.1918 | 3499.7754 | 3576.5274 | 3648.7615 | 3702.8446 | 3747.7771 | 3783.931 | 3813.6377 | 3837.6853 | 3854.9462 | 3870.8892 | 3885.5151 | 3898.7209 | NPgN | GSP | NG FES - Consumer Transformation | Total Demand Consumption (GWh)
NG FES - Consumer Transformation | Dem_BB003 | GWh | NPgN | OFFERTON | Total Demand Consumption (GWh) | OFFE_3 | 263.4478 | 261.9566 | 255.8808 | 246.7146 | 242.478 | 241.7477 | 242.2426 | 244.2152 | 247.2623 | 251.5137 | 257.412 | 265.7432 | 278.372 | 292.4809 | 306.5631 | 320.4247 | 333.8385 | 350.7366 | 364.3438 | 376.9966 | 388.4279 | 399.0289 | 409.3371 | 417.1126 | 423.3937 | 428.3213 | 432.2919 | 435.1991 | 436.6683 | 437.8594 | 438.8323 | 439.6472 | NPgN | GSP | NG FES - Consumer Transformation | Total Demand Consumption (GWh)
NG FES - Consumer Transformation | Dem_BB003 | GWh | NPgN | OSBALDWICK | Total Demand Consumption (GWh) | OSBA_1 | 1379.9706 | 1375.0311 | 1352.9955 | 1319.1075 | 1304.9692 | 1305.6636 | 1311.6326 | 1326.3105 | 1346.2339 | 1372.7851 | 1406.6065 | 1449.4072 | 1515.6884 | 1585.8922 | 1656.8473 | 1727.2358 | 1796.4614 | 1879.1524 | 1945.6023 | 2006.7023 | 2060.5342 | 2109.0474 | 2154.6555 | 2188.2344 | 2215.6308 | 2237.7639 | 2256.2966 | 2270.6213 | 2279.6832 | 2287.7873 | 2295.0993 | 2301.7185 | NPgN | GSP | NG FES - Consumer Transformation | Total Demand Consumption (GWh)
NG FES - Consumer Transformation | Dem_BB003 | GWh | NPgN | POPPLETON | Total Demand Consumption (GWh) | POPP_3 | 233.1315 | 232.0385 | 227.6349 | 221.1973 | 218.2015 | 217.6835 | 218.0008 | 219.5627 | 221.9848 | 225.4575 | 230.1047 | 236.4342 | 246.4753 | 257.2935 | 268.1551 | 278.8891 | 289.3545 | 302.109 | 312.3202 | 321.6849 | 330.008 | 337.5467 | 344.6737 | 349.876 | 354.027 | 357.202 | 359.6711 | 361.493 | 362.5362 | 363.4443 | 364.2186 | 364.8567 | NPgN | GSP | NG FES - Consumer Transformation | Total Demand Consumption (GWh)
NG FES - Consumer Transformation | Dem_BB003 | GWh | NPgN | SALTHOLME | Total Demand Consumption (GWh) | SALH_1 | 467.4394 | 465.5185 | 463.2889 | 460.9131 | 458.7132 | 456.6794 | 454.6947 | 452.9444 | 451.2114 | 449.5159 | 447.8634 | 446.302 | 447.0339 | 447.6985 | 448.3803 | 449.0821 | 449.8073 | 450.8071 | 451.4722 | 452.0819 | 452.6098 | 453.0672 | 453.4816 | 453.6974 | 453.8455 | 453.921 | 453.9633 | 453.9604 | 453.9322 | 453.9087 | 453.8893 | 453.8686 | NPgN | GSP | NG FES - Consumer Transformation | Total Demand Consumption (GWh)
NG FES - Consumer Transformation | Dem_BB003 | GWh | NPgN | SOUTH SHIELDS | Total Demand Consumption (GWh) | SSHI_3 | 229.3002 | 228.2179 | 223.1132 | 215.2776 | 211.9239 | 211.7812 | 212.7949 | 215.2764 | 218.7915 | 223.5122 | 229.7705 | 238.1707 | 250.4293 | 263.8611 | 277.4477 | 291.0691 | 304.5231 | 321.0809 | 334.7107 | 347.4698 | 359.0877 | 369.8374 | 380.1938 | 388.1884 | 394.7954 | 400.1629 | 404.5776 | 407.9852 | 410.191 | 411.4895 | 412.2319 | 412.7346 | NPgN | GSP | NG FES - Consumer Transformation | Total Demand Consumption (GWh)
NG FES - Consumer Transformation | Dem_BB003 | GWh | NPgN | SPADEADAM | Total Demand Consumption (GWh) | KIELD01 and SPAD20 | 33.1826 | 33.1403 | 32.6356 | 31.7915 | 31.4889 | 31.6784 | 32.0608 | 32.7647 | 33.677 | 34.9019 | 36.2673 | 37.7874 | 39.9729 | 42.142 | 44.3448 | 46.4747 | 48.5434 | 51.0708 | 53.0822 | 54.9167 | 56.3277 | 57.5561 | 58.6789 | 59.4886 | 60.1488 | 60.6973 | 61.1866 | 61.5843 | 61.8819 | 62.1705 | 62.4467 | 62.7053 | NPgN | GSP | NG FES - Consumer Transformation | Total Demand Consumption (GWh)
NG FES - Consumer Transformation | Dem_BB003 | GWh | NPgN | SPENNYMOOR | Total Demand Consumption (GWh) | SPEN_1 | 1121.6491 | 1116.5001 | 1093.1869 | 1058.0183 | 1042.6595 | 1041.8656 | 1046.5261 | 1058.2791 | 1075.0806 | 1098.1513 | 1128.0812 | 1166.5947 | 1223.8526 | 1284.7186 | 1345.5488 | 1405.5683 | 1463.4503 | 1534.821 | 1591.5455 | 1643.495 | 1689.1827 | 1730.8456 | 1771.0642 | 1800.2522 | 1823.6681 | 1842.0006 | 1857.2159 | 1868.5298 | 1874.8022 | 1880.5979 | 1885.8073 | 1890.297 | NPgN | GSP | NG FES - Consumer Transformation | Total Demand Consumption (GWh)
NG FES - Consumer Transformation | Dem_BB003 | GWh | NPgN | STELLA NORTH | Total Demand Consumption (GWh) | STEN_1 | 1039.6767 | 1035.9971 | 1016.8029 | 987.5603 | 974.3014 | 972.5613 | 974.79 | 982.6578 | 994.1005 | 1009.7752 | 1030.5344 | 1058.2397 | 1101.8446 | 1148.2986 | 1195.1306 | 1242.018 | 1288.3946 | 1345.0526 | 1391.2955 | 1434.2519 | 1473.0895 | 1508.9091 | 1543.5797 | 1569.8205 | 1591.4707 | 1608.9885 | 1623.8365 | 1635.5938 | 1643.7149 | 1650.3402 | 1655.9455 | 1660.9303 | NPgN | GSP | NG FES - Consumer Transformation | Total Demand Consumption (GWh)
NG FES - Consumer Transformation | Dem_BB003 | GWh | NPgN | STELLA SOUTH | Total Demand Consumption (GWh) | STES_1 | 1267.669 | 1260.0931 | 1241.7816 | 1216.5054 | 1202.868 | 1197.7227 | 1195.6217 | 1197.6723 | 1202.5669 | 1210.9868 | 1223.4632 | 1240.9484 | 1274.3151 | 1310.1622 | 1346.1246 | 1381.7122 | 1416.2803 | 1458.8059 | 1492.965 | 1524.5883 | 1552.7886 | 1578.7002 | 1603.7517 | 1622.5385 | 1638.0126 | 1650.4559 | 1660.6714 | 1668.6376 | 1673.6432 | 1678.1948 | 1682.3525 | 1686.0978 | NPgN | GSP | NG FES - Consumer Transformation | Total Demand Consumption (GWh)
NG FES - Consumer Transformation | Dem_BB003 | GWh | NPgN | TYNEMOUTH | Total Demand Consumption (GWh) | TYNE_1 | 825.4399 | 823.986 | 809.4603 | 786.8861 | 777.6957 | 777.9356 | 781.5471 | 789.2217 | 799.8859 | 814.0557 | 832.1299 | 856.2855 | 892.5453 | 931.52 | 970.3993 | 1008.8611 | 1046.0494 | 1091.8775 | 1128.9767 | 1163.249 | 1194.2218 | 1222.869 | 1250.6735 | 1271.6863 | 1289.036 | 1302.9317 | 1314.2976 | 1323.4495 | 1329.9313 | 1336.1011 | 1341.895 | 1347.2503 | NPgN | GSP | NG FES - Consumer Transformation | Total Demand Consumption (GWh)
NG FES - Consumer Transformation | Dem_BB003 | GWh | NPgN | WEST BOLDON | Total Demand Consumption (GWh) | WBOL_6 | 1172.0861 | 1167.6297 | 1146.3136 | 1113.875 | 1099.6968 | 1098.3946 | 1101.6046 | 1110.2843 | 1123.0042 | 1140.4299 | 1163.5183 | 1194.9044 | 1241.7042 | 1292.541 | 1343.3782 | 1393.8922 | 1442.9505 | 1504.1693 | 1553.8498 | 1600.0236 | 1641.9408 | 1680.8505 | 1718.8621 | 1747.6893 | 1771.3903 | 1790.3163 | 1805.7345 | 1817.7511 | 1825.5086 | 1831.9093 | 1837.3093 | 1841.9879 | NPgN | GSP | NG FES - Consumer Transformation | Total Demand Consumption (GWh)
NG FES - Consumer Transformation | Dem_BB003 | GWh | NPgY | BRADFORD WEST | Total Demand Consumption (GWh) | BRAW_1 | 1964.2053 | 1956.233 | 1915.0679 | 1853.2026 | 1825.3615 | 1823.1867 | 1830.4437 | 1852.5351 | 1882.9181 | 1924.4236 | 1978.4157 | 2049.6094 | 2153.7207 | 2266.5215 | 2381.1951 | 2497.2825 | 2612.8757 | 2747.1158 | 2855.7838 | 2955.2451 | 3043.4591 | 3121.1063 | 3191.3369 | 3249.0778 | 3293.1422 | 3328.0099 | 3352.3335 | 3371.4125 | 3386.8947 | 3395.9371 | 3403.1933 | 3409.0927 | NPgY | GSP | NG FES - Consumer Transformation | Total Demand Consumption (GWh)
NG FES - Consumer Transformation | Dem_BB003 | GWh | NPgY | CAMBLESFORTH | Total Demand Consumption (GWh) | CAMB_01 | 206.2965 | 206.1517 | 204.0005 | 200.4477 | 199.2332 | 199.8865 | 201.3255 | 204.0892 | 207.5381 | 212.0275 | 217.2912 | 223.7177 | 233.0499 | 242.9574 | 252.8929 | 262.8349 | 272.3569 | 283.0408 | 291.7487 | 299.8253 | 306.9684 | 313.3005 | 319.0202 | 323.8065 | 327.7122 | 331.031 | 333.7496 | 336.1447 | 338.3193 | 340.2194 | 342.0892 | 343.8694 | NPgY | GSP | NG FES - Consumer Transformation | Total Demand Consumption (GWh)
NG FES - Consumer Transformation | Dem_BB003 | GWh | NPgY | CREYKE BECK | Total Demand Consumption (GWh) | CREB_1 | 2212.0726 | 2204.6426 | 2169.7712 | 2116.1324 | 2093.6871 | 2095.2401 | 2105.241 | 2130.9155 | 2164.4654 | 2209.6351 | 2265.699 | 2336.2866 | 2443.0484 | 2556.9314 | 2671.328 | 2787.2859 | 2901.5411 | 3032.5772 | 3138.4132 | 3235.8298 | 3321.9829 | 3397.9332 | 3466.7104 | 3523.3078 | 3567.6965 | 3603.9157 | 3630.6507 | 3652.8397 | 3672.1977 | 3686.3305 | 3699.1873 | 3710.8534 | NPgY | GSP | NG FES - Consumer Transformation | Total Demand Consumption (GWh)
NG FES - Consumer Transformation | Dem_BB003 | GWh | NPgY | DRAX | Total Demand Consumption (GWh) | DRAX_YEDL | 261.5331 | 261.6424 | 258.8317 | 254.2185 | 252.749 | 253.8484 | 256.0717 | 260.2245 | 265.3806 | 272.1954 | 280.1208 | 289.2249 | 302.7128 | 316.7654 | 330.7321 | 344.5568 | 357.6107 | 371.9695 | 383.7028 | 394.6346 | 404.2163 | 412.7041 | 420.3503 | 426.7659 | 432.1203 | 436.8689 | 440.9004 | 444.516 | 447.8147 | 450.7445 | 453.6183 | 456.3793 | NPgY | GSP | NG FES - Consumer Transformation | Total Demand Consumption (GWh)
NG FES - Consumer Transformation | Dem_BB003 | GWh | NPgY | ELLAND | Total Demand Consumption (GWh) | ELLA_1 | 1736.1233 | 1728.5007 | 1694.5712 | 1644.9003 | 1621.4278 | 1617.8623 | 1621.6473 | 1637.053 | 1659.0928 | 1689.9366 | 1730.6004 | 1785.0945 | 1867.5779 | 1957.1845 | 2048.5313 | 2141.5222 | 2234.4604 | 2342.0631 | 2430.0946 | 2511.2468 | 2583.8483 | 2648.3293 | 2706.9833 | 2755.8544 | 2793.841 | 2824.5432 | 2846.3916 | 2863.7774 | 2878.4562 | 2885.2637 | 2889.0833 | 2891.4054 | NPgY | GSP | NG FES - Consumer Transformation | Total Demand Consumption (GWh)
NG FES - Consumer Transformation | Dem_BB003 | GWh | NPgY | FERRYBRIDGE A | Total Demand Consumption (GWh) | FERRA2 | 501.8694 | 501.6064 | 494.2119 | 482.2862 | 478.0478 | 479.7453 | 483.5595 | 490.8392 | 500.202 | 512.5274 | 527.9283 | 546.6225 | 573.192 | 601.3853 | 629.3234 | 657.1259 | 683.8468 | 714.3204 | 739.0015 | 761.7368 | 782.1736 | 800.5453 | 817.556 | 831.8456 | 843.3229 | 853.0569 | 860.7419 | 867.3743 | 873.281 | 878.1539 | 882.8698 | 887.3018 | NPgY | GSP | NG FES - Consumer Transformation | Total Demand Consumption (GWh)
NG FES - Consumer Transformation | Dem_BB003 | GWh | NPgY | FERRYBRIDGE B | Total Demand Consumption (GWh) | FERRB9 | 1504.0069 | 1498.9015 | 1477.8314 | 1446.5858 | 1432.7642 | 1432.5027 | 1437.4745 | 1451.3843 | 1470.0438 | 1495.5317 | 1527.7772 | 1568.2871 | 1631.5671 | 1698.5348 | 1765.5709 | 1832.3902 | 1897.1791 | 1970.473 | 2029.848 | 2084.4305 | 2133.0541 | 2176.2526 | 2215.422 | 2247.9279 | 2273.9742 | 2295.9175 | 2312.5124 | 2326.8179 | 2339.7711 | 2350.2583 | 2360.2221 | 2369.4665 | NPgY | GSP | NG FES - Consumer Transformation | Total Demand Consumption (GWh)
NG FES - Consumer Transformation | Dem_BB003 | GWh | NPgY | GRIMSBY WEST | Total Demand Consumption (GWh) | GRIW_1 | 974.1046 | 968.2706 | 952.9398 | 930.8553 | 919.7854 | 917.0821 | 917.2436 | 922.4541 | 930.2839 | 941.7621 | 956.9749 | 977.7168 | 1011.6659 | 1048.2458 | 1085.0076 | 1122.3165 | 1159.0535 | 1202.0575 | 1236.5189 | 1268.1849 | 1296.4799 | 1321.6431 | 1344.7212 | 1363.853 | 1378.6754 | 1390.6561 | 1399.3313 | 1406.4828 | 1412.747 | 1417.4149 | 1421.8204 | 1425.775 | NPgY | GSP | NG FES - Consumer Transformation | Total Demand Consumption (GWh)
NG FES - Consumer Transformation | Dem_BB003 | GWh | NPgY | JORDANTHORPE | Total Demand Consumption (GWh) | JORD_3 | 267.7556 | 267.7566 | 263.2539 | 256.0165 | 253.3774 | 254.1661 | 256.146 | 259.8659 | 264.8008 | 271.2861 | 279.339 | 289.9128 | 303.9982 | 319.2398 | 334.4411 | 349.7133 | 364.493 | 381.6149 | 395.4611 | 408.0543 | 419.2789 | 429.2271 | 438.3532 | 445.8773 | 451.5007 | 455.8998 | 458.984 | 461.4226 | 463.6006 | 464.987 | 466.2015 | 467.2153 | NPgY | GSP | NG FES - Consumer Transformation | Total Demand Consumption (GWh)
NG FES - Consumer Transformation | Dem_BB003 | GWh | NPgY | KEADBY | Total Demand Consumption (GWh) | KEAD_YEDL | 2155.8656 | 2153.8153 | 2138.4314 | 2113.9587 | 2104.49 | 2107.1257 | 2114.5271 | 2131.1638 | 2152.5019 | 2181.2621 | 2215.4256 | 2256.4831 | 2320.2693 | 2387.5641 | 2454.6333 | 2521.8258 | 2586.1276 | 2657.8403 | 2716.124 | 2770.1057 | 2817.2795 | 2858.8215 | 2896.1774 | 2926.9766 | 2951.9425 | 2973.1486 | 2990.425 | 3005.3994 | 3018.7046 | 3029.7546 | 3040.326 | 3050.3079 | NPgY | GSP | NG FES - Consumer Transformation | Total Demand Consumption (GWh)
NG FES - Consumer Transformation | Dem_BB003 | GWh | NPgY | KIRKSTALL B | Total Demand Consumption (GWh) | KIRKB1 | 1225.6476 | 1219.4331 | 1198.047 | 1167.5475 | 1153.0106 | 1150.6701 | 1152.8825 | 1162.3403 | 1176.0723 | 1195.4645 | 1220.9207 | 1254.7457 | 1306.3728 | 1361.7402 | 1417.6137 | 1473.7486 | 1529.0409 | 1591.8275 | 1642.6218 | 1688.7477 | 1729.6111 | 1765.3614 | 1797.232 | 1823.1013 | 1842.6549 | 1858.0152 | 1867.8063 | 1875.4111 | 1882.2285 | 1885.3944 | 1887.2538 | 1888.2054 | NPgY | GSP | NG FES - Consumer Transformation | Total Demand Consumption (GWh)
NG FES - Consumer Transformation | Dem_BB003 | GWh | NPgY | NEEPSEND | Total Demand Consumption (GWh) | NEEP_3 | 398.946 | 397.4639 | 389.1577 | 376.6456 | 370.8754 | 370.1116 | 371.0174 | 374.6929 | 379.9225 | 387.1859 | 396.9103 | 409.8927 | 429.1844 | 450.0993 | 471.3726 | 492.7304 | 513.8891 | 538.5943 | 558.4674 | 576.5857 | 592.6931 | 606.8458 | 619.6146 | 630.0666 | 637.9383 | 644.0669 | 648.2414 | 651.4126 | 653.7734 | 655.1797 | 656.3992 | 657.411 | NPgY | GSP | NG FES - Consumer Transformation | Total Demand Consumption (GWh)
NG FES - Consumer Transformation | Dem_BB003 | GWh | NPgY | NORTON LEES | Total Demand Consumption (GWh) | NORL_3 | 270.0684 | 270.0218 | 263.9015 | 254.2 | 250.5005 | 251.2478 | 253.5107 | 257.9504 | 263.9777 | 271.968 | 282.2932 | 296.067 | 314.6094 | 334.906 | 355.5864 | 376.4327 | 397.0633 | 421.0237 | 440.7362 | 458.8068 | 475.0904 | 489.5671 | 502.7915 | 513.917 | 522.4101 | 529.1669 | 534.0557 | 537.9024 | 541.1156 | 542.6965 | 543.7292 | 544.448 | NPgY | GSP | NG FES - Consumer Transformation | Total Demand Consumption (GWh)
NG FES - Consumer Transformation | Dem_BB003 | GWh | NPgY | PITSMOOR 3/4 | Total Demand Consumption (GWh) | PITS_BB_B | 241.0892 | 239.874 | 235.8813 | 230.1333 | 227.1663 | 226.3038 | 226.1634 | 227.3674 | 229.1989 | 231.878 | 235.6159 | 240.7624 | 249.198 | 258.2508 | 267.4288 | 276.7082 | 285.9755 | 296.7973 | 305.4236 | 313.2654 | 320.2029 | 326.2467 | 331.66 | 335.9794 | 339.1985 | 341.6789 | 343.3685 | 344.6277 | 345.5572 | 346.098 | 346.5684 | 346.9472 | NPgY | GSP | NG FES - Consumer Transformation | Total Demand Consumption (GWh)
NG FES - Consumer Transformation | Dem_BB003 | GWh | NPgY | SALTEND NORTH | Total Demand Consumption (GWh) | SALT_1 | 395.5736 | 394.0213 | 388.7617 | 380.9322 | 377.271 | 376.7851 | 377.3763 | 379.9567 | 383.5337 | 388.5665 | 395.0772 | 403.4983 | 417.4285 | 432.2903 | 447.1523 | 462.2075 | 476.9974 | 494.1939 | 508.0769 | 520.9266 | 532.4343 | 542.7243 | 552.2296 | 560.1969 | 566.5712 | 571.8735 | 576.0263 | 579.5718 | 582.6942 | 585.203 | 587.6095 | 589.8722 | NPgY | GSP | NG FES - Consumer Transformation | Total Demand Consumption (GWh)
NG FES - Consumer Transformation | Dem_BB003 | GWh | NPgY | SHEFFIELD CITY | Total Demand Consumption (GWh) | SHEC_3 | 428.8317 | 425.6228 | 418.8559 | 409.9092 | 404.4204 | 401.6044 | 399.7159 | 399.784 | 400.647 | 402.6322 | 405.9584 | 411.1063 | 422.096 | 433.9123 | 446.125 | 458.6318 | 471.4726 | 486.1478 | 497.8908 | 508.4603 | 517.607 | 525.3036 | 531.8473 | 536.8502 | 540.4252 | 543.0507 | 544.6285 | 545.6942 | 546.4307 | 546.705 | 546.8884 | 546.951 | NPgY | GSP | NG FES - Consumer Transformation | Total Demand Consumption (GWh)
NG FES - Consumer Transformation | Dem_BB003 | GWh | NPgY | SKELTON GRANGE | Total Demand Consumption (GWh) | SKLGB1 | 2974.8593 | 2958.6864 | 2904.4787 | 2827.144 | 2789.1632 | 2780.9794 | 2783.6663 | 2803.7858 | 2833.7927 | 2876.8941 | 2934.5563 | 3012.3854 | 3134.9276 | 3266.575 | 3399.7489 | 3533.2527 | 3664.8469 | 3815.7662 | 3937.2155 | 4047.5068 | 4145.3555 | 4230.9836 | 4307.5144 | 4369.9094 | 4417.2729 | 4454.6095 | 4479.0072 | 4498.3969 | 4515.3486 | 4526.4266 | 4536.0875 | 4544.0396 | NPgY | GSP | NG FES - Consumer Transformation | Total Demand Consumption (GWh)
NG FES - Consumer Transformation | Dem_BB003 | GWh | NPgY | TEMPLEBOROUGH 275/33KV | Total Demand Consumption (GWh) | TEMP_3 | 61.8626 | 61.6191 | 60.9458 | 59.9905 | 59.4889 | 59.324 | 59.2706 | 59.4202 | 59.6717 | 60.0624 | 60.6016 | 61.3786 | 62.9651 | 64.6293 | 66.2805 | 67.9353 | 69.5376 | 71.4065 | 72.9283 | 74.3421 | 75.6441 | 76.8438 | 77.9799 | 78.9642 | 79.7766 | 80.4813 | 81.0628 | 81.5925 | 82.1182 | 82.5782 | 83.0312 | 83.4675 | NPgY | GSP | NG FES - Consumer Transformation | Total Demand Consumption (GWh)
NG FES - Consumer Transformation | Dem_BB003 | GWh | NPgY | THURCROFT | Total Demand Consumption (GWh) | THUR_6 | 689.5853 | 689.8376 | 679.5537 | 662.1867 | 656.8857 | 660.7239 | 667.3231 | 679.3156 | 694.6663 | 714.7189 | 739.5361 | 769.8667 | 812.1594 | 857.3879 | 902.2099 | 947.1279 | 990.6152 | 1040.2571 | 1080.3576 | 1117.2185 | 1150.1439 | 1179.4965 | 1206.4861 | 1229.0016 | 1246.9153 | 1261.7752 | 1272.5602 | 1281.715 | 1289.8239 | 1296.2036 | 1302.2234 | 1307.7475 | NPgY | GSP | NG FES - Consumer Transformation | Total Demand Consumption (GWh)
NG FES - Consumer Transformation | Dem_BB003 | GWh | NPgY | WEST MELTON / THORPE MARSH | Total Demand Consumption (GWh) | WMEL_THOM | 2662.8986 | 2652.621 | 2621.5659 | 2576.4736 | 2554.3204 | 2549.8245 | 2551.0623 | 2563.9682 | 2582.6231 | 2609.5151 | 2645.4761 | 2692.8 | 2777.9892 | 2868.6867 | 2959.7679 | 3051.7928 | 3142.578 | 3246.3922 | 3330.8003 | 3408.7036 | 3478.8427 | 3541.5292 | 3598.9158 | 3647.1012 | 3686.1581 | 3719.3781 | 3745.6896 | 3768.7301 | 3789.7505 | 3807.5457 | 3824.883 | 3841.4206 | NPgY | GSP | NG FES - Consumer Transformation | Total Demand Consumption (GWh)
NG FES - Consumer Transformation | Dem_BB003 | GWh | NPgY | WEST MELTON SECTION 3 | Total Demand Consumption (GWh) | WMEL_BB3 | 1235.2755 | 1237.3522 | 1218.038 | 1184.8309 | 1174.7037 | 1182.1565 | 1195.6982 | 1220.0736 | 1250.5546 | 1289.5978 | 1338.0179 | 1397.324 | 1476.6937 | 1561.2935 | 1646.1859 | 1731.273 | 1814.7354 | 1910.6655 | 1988.5786 | 2060.2912 | 2124.4761 | 2181.6803 | 2234.072 | 2277.6808 | 2312.2156 | 2340.801 | 2362.2402 | 2380.1763 | 2395.7164 | 2407.1021 | 2417.3959 | 2426.7463 | NPgY | GSP | NG FES - Consumer Transformation | Total Demand Consumption (GWh)
NG FES - Consumer Transformation | Dem_BB003 | GWh | NPgY | WINCOBANK | Total Demand Consumption (GWh) | WIBA_3 | 171.7498 | 170.3866 | 168.1742 | 165.323 | 163.4697 | 162.4357 | 161.6896 | 161.8025 | 162.083 | 162.6943 | 163.6738 | 165.1493 | 169.0164 | 172.9315 | 176.8568 | 180.806 | 184.7238 | 189.3966 | 192.95 | 196.2171 | 199.1363 | 201.7074 | 203.9879 | 205.7853 | 207.1923 | 208.3301 | 209.1017 | 209.7376 | 210.3234 | 210.7964 | 211.2601 | 211.6856 | NPgY | GSP | NG FES - Consumer Transformation | Total Demand Consumption (GWh)
NG FES - Leading the Way | Dem_BB003 | GWh | NPgN | BLYTH 66kV | Total Demand Consumption (GWh) | BLYTB1 | 691.4222 | 690.4495 | 672.6542 | 644.4086 | 629.5646 | 628.3934 | 632.0768 | 644.5565 | 662.7718 | 688.4894 | 719.8857 | 756.2497 | 804.7357 | 853.1756 | 900.98 | 946.4099 | 987.3886 | 1026.2514 | 1054.4646 | 1079.5453 | 1099.9505 | 1114.8924 | 1127.9658 | 1133.5956 | 1136.8033 | 1140.1665 | 1142.6276 | 1146.0448 | 1147.3348 | 1147.5568 | 1146.8532 | 1145.2686 | NPgN | GSP | NG FES - Leading the Way | Total Demand Consumption (GWh)
NG FES - Leading the Way | Dem_BB003 | GWh | NPgN | BLYTH 132kV | Total Demand Consumption (GWh) | BLYTH132 | 329.009 | 328.4541 | 322.7514 | 314.9046 | 312.1947 | 313.6604 | 316.5034 | 320.6307 | 326.872 | 335.0873 | 345.7496 | 357.2903 | 373.4909 | 390.0554 | 406.6975 | 422.7493 | 437.0216 | 450.0573 | 459.781 | 468.2044 | 475.0415 | 480.1168 | 484.5275 | 486.7437 | 488.3043 | 489.8945 | 491.228 | 492.8019 | 493.7569 | 494.3932 | 494.7946 | 494.9637 | NPgN | GSP | NG FES - Leading the Way | Total Demand Consumption (GWh)
NG FES - Leading the Way | Dem_BB003 | GWh | NPgN | FOURSTONES | Total Demand Consumption (GWh) | FOUR_1 | 111.612 | 111.3564 | 109.3495 | 107.0549 | 106.6202 | 107.6702 | 109.2369 | 110.8096 | 113.1323 | 115.8372 | 119.492 | 123.2529 | 128.7635 | 134.3358 | 139.9638 | 145.3691 | 149.9208 | 153.7952 | 156.7404 | 159.2186 | 161.2062 | 162.6594 | 163.9039 | 164.593 | 165.1272 | 165.662 | 166.1302 | 166.6427 | 167.0054 | 167.2872 | 167.5215 | 167.7014 | NPgN | GSP | NG FES - Leading the Way | Total Demand Consumption (GWh)
NG FES - Leading the Way | Dem_BB003 | GWh | NPgN | HARTMOOR | Total Demand Consumption (GWh) | HARM_6 | 480.4877 | 478.3936 | 467.0465 | 450.3817 | 440.6923 | 438.168 | 438.1702 | 442.9041 | 450.6593 | 462.3115 | 476.479 | 493.1033 | 516.751 | 540.3413 | 563.645 | 585.8496 | 605.8973 | 625.1401 | 638.7588 | 650.8035 | 660.3903 | 667.2302 | 673.0367 | 674.7578 | 675.2216 | 675.8497 | 676.048 | 676.8234 | 676.4114 | 675.5986 | 674.4013 | 672.7692 | NPgN | GSP | NG FES - Leading the Way | Total Demand Consumption (GWh)
NG FES - Leading the Way | Dem_BB003 | GWh | NPgN | HAWTHORN PIT GRID | Total Demand Consumption (GWh) | HAWP_6 | 481.7334 | 479.3021 | 465.7079 | 445.0727 | 432.8904 | 429.3027 | 428.6472 | 433.8869 | 442.6229 | 456.1087 | 472.9299 | 492.8502 | 520.851 | 548.7008 | 576.0853 | 602.0359 | 625.3945 | 647.7665 | 663.517 | 677.4432 | 688.4561 | 696.1652 | 702.7095 | 704.4317 | 704.6264 | 705.0828 | 705.0158 | 705.6302 | 704.8364 | 703.5208 | 701.7417 | 699.4238 | NPgN | GSP | NG FES - Leading the Way | Total Demand Consumption (GWh)
NG FES - Leading the Way | Dem_BB003 | GWh | NPgN | KNARESBOROUGH | Total Demand Consumption (GWh) | KNARE_111 | 839.1082 | 838.4143 | 825.0788 | 804.4352 | 794.2048 | 793.9225 | 797.2915 | 807.6644 | 822.8871 | 844.7165 | 872.0481 | 903.8414 | 950.1665 | 997.5896 | 1045.0234 | 1090.5414 | 1131.1979 | 1168.9893 | 1197.2971 | 1222.0914 | 1242.356 | 1257.4562 | 1270.6011 | 1277.5201 | 1282.6668 | 1288.0987 | 1293.0253 | 1298.7878 | 1302.6798 | 1305.8688 | 1308.2383 | 1309.8255 | NPgN | GSP | NG FES - Leading the Way | Total Demand Consumption (GWh)
NG FES - Leading the Way | Dem_BB003 | GWh | NPgN | LACKENBY | Total Demand Consumption (GWh) | LACK_6 | 974.2314 | 972.1143 | 955.1977 | 928.6985 | 914.2375 | 912.0927 | 914.3293 | 924.7596 | 940.2318 | 962.3782 | 989.231 | 1020.4347 | 1063.2432 | 1106.1008 | 1148.447 | 1188.798 | 1225.2828 | 1260.2168 | 1285.6361 | 1308.3437 | 1326.7892 | 1340.3925 | 1352.3408 | 1357.4539 | 1360.4799 | 1364.0187 | 1366.8892 | 1370.7822 | 1372.6717 | 1373.8377 | 1373.9468 | 1373.1383 | NPgN | GSP | NG FES - Leading the Way | Total Demand Consumption (GWh)
NG FES - Leading the Way | Dem_BB003 | GWh | NPgN | NORTON | Total Demand Consumption (GWh) | NORT_1 | 2351.7859 | 2344.9713 | 2298.9455 | 2232.0501 | 2196.5847 | 2192.7123 | 2201.2279 | 2230.0545 | 2273.4698 | 2335.3101 | 2411.6597 | 2500.4957 | 2626.916 | 2754.4656 | 2880.793 | 3000.7672 | 3107.6644 | 3207.0313 | 3279.7124 | 3343.3243 | 3394.633 | 3431.2218 | 3462.663 | 3476.7135 | 3485.3919 | 3494.7563 | 3502.2551 | 3511.8859 | 3516.2551 | 3518.0052 | 3516.6595 | 3512.7316 | NPgN | GSP | NG FES - Leading the Way | Total Demand Consumption (GWh)
NG FES - Leading the Way | Dem_BB003 | GWh | NPgN | OFFERTON | Total Demand Consumption (GWh) | OFFE_3 | 263.4478 | 261.9566 | 254.3407 | 242.5731 | 235.3862 | 232.9054 | 232.0083 | 234.633 | 239.1363 | 246.3681 | 255.5247 | 266.5635 | 282.1494 | 297.7438 | 313.1852 | 328.0018 | 341.4406 | 354.3818 | 363.5817 | 371.7619 | 378.3162 | 383.0873 | 387.1444 | 388.4518 | 388.836 | 389.2228 | 389.2741 | 389.6677 | 389.3141 | 388.4959 | 387.4407 | 386.1316 | NPgN | GSP | NG FES - Leading the Way | Total Demand Consumption (GWh)
NG FES - Leading the Way | Dem_BB003 | GWh | NPgN | OSBALDWICK | Total Demand Consumption (GWh) | OSBA_1 | 1379.9706 | 1375.0311 | 1344.5246 | 1299.8566 | 1275.1147 | 1269.6362 | 1270.9195 | 1285.0948 | 1308.3415 | 1343.3926 | 1387.3043 | 1438.9706 | 1515.3908 | 1593.6053 | 1671.985 | 1747.4919 | 1815.2534 | 1878.8204 | 1925.1514 | 1965.3988 | 1997.6216 | 2021.1081 | 2041.0658 | 2049.1438 | 2053.5835 | 2058.2768 | 2061.6232 | 2066.4026 | 2067.8208 | 2067.5687 | 2066.1436 | 2063.5186 | NPgN | GSP | NG FES - Leading the Way | Total Demand Consumption (GWh)
NG FES - Leading the Way | Dem_BB003 | GWh | NPgN | POPPLETON | Total Demand Consumption (GWh) | POPP_3 | 233.1315 | 232.0385 | 226.2322 | 217.9025 | 212.8803 | 211.151 | 210.5383 | 212.2884 | 215.5135 | 220.685 | 227.1606 | 234.9785 | 246.8867 | 258.9514 | 270.9551 | 282.448 | 292.7545 | 302.5211 | 309.4857 | 315.5441 | 320.2852 | 323.5808 | 326.3026 | 327.0632 | 327.2263 | 327.5202 | 327.6115 | 327.9565 | 327.7151 | 327.1999 | 326.4817 | 325.5445 | NPgN | GSP | NG FES - Leading the Way | Total Demand Consumption (GWh)
NG FES - Leading the Way | Dem_BB003 | GWh | NPgN | SALTHOLME | Total Demand Consumption (GWh) | SALH_1 | 467.4394 | 465.5185 | 462.0423 | 458.4444 | 455.0339 | 451.8054 | 448.6358 | 445.6293 | 442.7246 | 439.9942 | 437.2922 | 434.6464 | 435.5624 | 436.5112 | 437.4785 | 438.43 | 439.301 | 440.1693 | 440.7916 | 441.3471 | 441.8112 | 442.1822 | 442.4907 | 442.5865 | 442.6465 | 442.7245 | 442.8031 | 442.9226 | 442.9649 | 442.9994 | 443.0439 | 443.0845 | NPgN | GSP | NG FES - Leading the Way | Total Demand Consumption (GWh)
NG FES - Leading the Way | Dem_BB003 | GWh | NPgN | SOUTH SHIELDS | Total Demand Consumption (GWh) | SSHI_3 | 229.3002 | 228.2179 | 221.778 | 211.7971 | 205.986 | 204.461 | 204.42 | 207.404 | 212.1528 | 219.334 | 228.2823 | 238.9577 | 253.5524 | 268.3793 | 283.2427 | 297.6529 | 310.864 | 323.6127 | 333.0783 | 341.5935 | 348.6127 | 353.9831 | 358.689 | 360.9462 | 362.3415 | 363.7261 | 364.7494 | 365.9569 | 366.4518 | 365.9194 | 364.6843 | 363.0816 | NPgN | GSP | NG FES - Leading the Way | Total Demand Consumption (GWh)
NG FES - Leading the Way | Dem_BB003 | GWh | NPgN | SPADEADAM | Total Demand Consumption (GWh) | KIELD01 and SPAD20 | 33.1826 | 33.1403 | 32.4248 | 31.4742 | 31.2296 | 31.5976 | 32.1888 | 32.9423 | 33.9927 | 35.2763 | 36.8907 | 38.6197 | 40.9047 | 43.2257 | 45.5607 | 47.8008 | 49.7201 | 51.4225 | 52.6889 | 53.7646 | 54.6148 | 55.2262 | 55.7397 | 55.9629 | 56.1115 | 56.2927 | 56.4489 | 56.6415 | 56.7436 | 56.8178 | 56.8711 | 56.8945 | NPgN | GSP | NG FES - Leading the Way | Total Demand Consumption (GWh)
NG FES - Leading the Way | Dem_BB003 | GWh | NPgN | SPENNYMOOR | Total Demand Consumption (GWh) | SPEN_1 | 1121.6491 | 1116.5001 | 1086.5959 | 1042.0479 | 1016.9209 | 1011.1101 | 1012.1687 | 1025.7236 | 1047.6675 | 1080.3243 | 1121.0553 | 1168.785 | 1235.7671 | 1303.1478 | 1369.8821 | 1433.3681 | 1489.9788 | 1543.3448 | 1581.2465 | 1614.2565 | 1640.1176 | 1658.0463 | 1673.0673 | 1677.141 | 1677.8323 | 1679.2235 | 1679.4652 | 1681.1697 | 1679.6369 | 1676.7767 | 1672.7102 | 1667.3565 | NPgN | GSP | NG FES - Leading the Way | Total Demand Consumption (GWh)
NG FES - Leading the Way | Dem_BB003 | GWh | NPgN | STELLA NORTH | Total Demand Consumption (GWh) | STEN_1 | 1039.6767 | 1035.9971 | 1010.7874 | 972.9281 | 950.2014 | 942.8962 | 940.8158 | 948.9473 | 963.2785 | 985.8051 | 1013.397 | 1046.577 | 1097.1865 | 1148.7216 | 1200.3103 | 1250.2102 | 1295.718 | 1339.624 | 1372.0813 | 1400.9575 | 1424.5251 | 1442.5056 | 1458.1717 | 1465.1925 | 1469.5554 | 1474.3261 | 1478.2036 | 1483.0965 | 1485.373 | 1485.6022 | 1484.453 | 1482.297 | NPgN | GSP | NG FES - Leading the Way | Total Demand Consumption (GWh)
NG FES - Leading the Way | Dem_BB003 | GWh | NPgN | STELLA SOUTH | Total Demand Consumption (GWh) | STES_1 | 1267.669 | 1260.0931 | 1234.9299 | 1201.1743 | 1178.6528 | 1167.3428 | 1159.8915 | 1159.7161 | 1164.3314 | 1175.2162 | 1190.9442 | 1210.7825 | 1250.0776 | 1289.6729 | 1329.0482 | 1366.7772 | 1400.7625 | 1432.9846 | 1456.1934 | 1476.6731 | 1493.1591 | 1505.1817 | 1515.5974 | 1519.6583 | 1521.6726 | 1523.7472 | 1525.0955 | 1527.2813 | 1527.7736 | 1527.3708 | 1525.6375 | 1522.9804 | NPgN | GSP | NG FES - Leading the Way | Total Demand Consumption (GWh)
NG FES - Leading the Way | Dem_BB003 | GWh | NPgN | TYNEMOUTH | Total Demand Consumption (GWh) | TYNE_1 | 825.4399 | 823.986 | 805.0208 | 775.6834 | 758.6411 | 754.2323 | 754.13 | 762.6167 | 776.1152 | 796.3827 | 821.2966 | 850.8496 | 893.7814 | 936.852 | 979.4631 | 1020.1391 | 1056.947 | 1092.2463 | 1117.9624 | 1140.8549 | 1159.3481 | 1172.9697 | 1184.7675 | 1189.6288 | 1192.4013 | 1195.8366 | 1198.5841 | 1202.3357 | 1203.9865 | 1204.7763 | 1205.0199 | 1204.5579 | NPgN | GSP | NG FES - Leading the Way | Total Demand Consumption (GWh)
NG FES - Leading the Way | Dem_BB003 | GWh | NPgN | WEST BOLDON | Total Demand Consumption (GWh) | WBOL_6 | 1172.0861 | 1167.6297 | 1140.5784 | 1099.0695 | 1074.4114 | 1067.0385 | 1065.4706 | 1075.7473 | 1092.8533 | 1119.2708 | 1152.2866 | 1191.6785 | 1247.4055 | 1303.321 | 1358.7843 | 1411.9178 | 1460.2332 | 1506.8027 | 1540.5303 | 1570.6649 | 1595.0255 | 1612.9855 | 1628.6018 | 1634.7267 | 1637.7528 | 1641.1554 | 1643.4442 | 1646.8957 | 1647.6136 | 1646.3034 | 1643.1609 | 1638.7263 | NPgN | GSP | NG FES - Leading the Way | Total Demand Consumption (GWh)
NG FES - Leading the Way | Dem_BB003 | GWh | NPgY | BRADFORD WEST | Total Demand Consumption (GWh) | BRAW_1 | 1964.2053 | 1956.233 | 1903.968 | 1825.7735 | 1780.218 | 1768.0705 | 1768.2981 | 1784.7368 | 1829.2605 | 1898.2288 | 1977.6721 | 2070.1563 | 2195.5434 | 2325.3363 | 2454.1193 | 2577.5289 | 2688.2885 | 2783.5309 | 2858.1562 | 2922.9444 | 2973.9944 | 3010.1676 | 3034.3859 | 3043.5855 | 3046.9722 | 3050.9272 | 3052.5364 | 3053.7436 | 3051.8528 | 3047.4845 | 3039.7285 | 3029.752 | NPgY | GSP | NG FES - Leading the Way | Total Demand Consumption (GWh)
NG FES - Leading the Way | Dem_BB003 | GWh | NPgY | CAMBLESFORTH | Total Demand Consumption (GWh) | CAMB_01 | 206.2965 | 206.1517 | 202.9331 | 198.1929 | 196.0068 | 196.1799 | 197.2683 | 199.399 | 203.6156 | 209.5714 | 216.2953 | 223.5964 | 233.792 | 244.3386 | 254.7516 | 264.6827 | 273.6492 | 281.3881 | 287.556 | 292.951 | 297.3392 | 300.5764 | 302.9837 | 304.3506 | 305.3674 | 306.445 | 307.4025 | 308.3649 | 309.1147 | 309.8344 | 310.185 | 310.3075 | NPgY | GSP | NG FES - Leading the Way | Total Demand Consumption (GWh)
NG FES - Leading the Way | Dem_BB003 | GWh | NPgY | CREYKE BECK | Total Demand Consumption (GWh) | CREB_1 | 2212.0726 | 2204.6426 | 2156.9293 | 2087.225 | 2048.8391 | 2040.8644 | 2043.9811 | 2061.804 | 2105.9809 | 2172.1303 | 2247.4168 | 2332.3527 | 2455.1268 | 2581.9391 | 2707.7061 | 2827.9997 | 2936.4959 | 3029.9986 | 3104.0895 | 3168.857 | 3220.7122 | 3258.5817 | 3285.71 | 3298.8498 | 3306.9738 | 3315.3682 | 3321.8072 | 3327.9125 | 3331.2239 | 3332.8259 | 3331.2629 | 3327.6112 | NPgY | GSP | NG FES - Leading the Way | Total Demand Consumption (GWh)
NG FES - Leading the Way | Dem_BB003 | GWh | NPgY | DRAX | Total Demand Consumption (GWh) | DRAX_YEDL | 261.5331 | 261.6424 | 257.2552 | 251.2554 | 248.8415 | 249.6759 | 251.8179 | 255.4676 | 261.5233 | 269.5042 | 278.4337 | 287.8244 | 301.6813 | 315.9493 | 329.9845 | 343.3187 | 355.4046 | 365.8471 | 374.2545 | 381.6498 | 387.7505 | 392.3468 | 395.961 | 398.3029 | 400.214 | 402.1844 | 403.9512 | 405.6995 | 407.2175 | 408.658 | 409.547 | 410.1252 | NPgY | GSP | NG FES - Leading the Way | Total Demand Consumption (GWh)
NG FES - Leading the Way | Dem_BB003 | GWh | NPgY | ELLAND | Total Demand Consumption (GWh) | ELLA_1 | 1736.1233 | 1728.5007 | 1684.5078 | 1620.6882 | 1581.8638 | 1568.6979 | 1565.1428 | 1574.1207 | 1605.4608 | 1656.2432 | 1715.3077 | 1784.8713 | 1884.0406 | 1986.7454 | 2088.8794 | 2187.0321 | 2275.7106 | 2352.6662 | 2414.0454 | 2468.1597 | 2511.772 | 2543.7659 | 2566.4789 | 2577.4976 | 2583.7675 | 2590.4271 | 2594.9439 | 2598.6659 | 2599.7121 | 2596.0821 | 2587.7712 | 2577.1348 | NPgY | GSP | NG FES - Leading the Way | Total Demand Consumption (GWh)
NG FES - Leading the Way | Dem_BB003 | GWh | NPgY | FERRYBRIDGE A | Total Demand Consumption (GWh) | FERRA2 | 501.8694 | 501.6064 | 491.5521 | 476.0255 | 468.1647 | 467.9012 | 470.5132 | 477.0683 | 489.2184 | 506.3007 | 525.6444 | 547.479 | 577.1273 | 607.3349 | 637.067 | 665.1998 | 690.4917 | 712.2697 | 729.5533 | 744.8794 | 757.3055 | 766.3487 | 773.012 | 776.5046 | 778.8704 | 781.4721 | 783.588 | 785.6638 | 787.123 | 788.3991 | 788.6334 | 788.2178 | NPgY | GSP | NG FES - Leading the Way | Total Demand Consumption (GWh)
NG FES - Leading the Way | Dem_BB003 | GWh | NPgY | FERRYBRIDGE B | Total Demand Consumption (GWh) | FERRB9 | 1504.0069 | 1498.9015 | 1469.0512 | 1427.4082 | 1403.151 | 1396.2329 | 1396.0563 | 1404.6238 | 1426.9651 | 1461.2576 | 1501.2872 | 1547.5119 | 1618.7233 | 1691.9453 | 1764.2802 | 1833.0282 | 1894.7103 | 1947.773 | 1989.8502 | 2026.7723 | 2056.662 | 2078.3568 | 2094.1915 | 2102.5412 | 2108.2421 | 2114.4521 | 2119.5172 | 2124.4769 | 2127.8892 | 2130.6269 | 2130.8348 | 2129.4922 | NPgY | GSP | NG FES - Leading the Way | Total Demand Consumption (GWh)
NG FES - Leading the Way | Dem_BB003 | GWh | NPgY | GRIMSBY WEST | Total Demand Consumption (GWh) | GRIW_1 | 974.1046 | 968.2706 | 947.4519 | 918.3591 | 899.9523 | 892.1284 | 888.1058 | 889.0902 | 899.6166 | 918.1674 | 939.7829 | 965.1161 | 1005.2143 | 1046.4131 | 1087.1569 | 1125.9856 | 1160.8629 | 1190.8097 | 1214.2412 | 1234.748 | 1250.9187 | 1262.3655 | 1270.0339 | 1272.8321 | 1273.9132 | 1275.3973 | 1276.2479 | 1277.1025 | 1276.9703 | 1276.5211 | 1274.3337 | 1271.116 | NPgY | GSP | NG FES - Leading the Way | Total Demand Consumption (GWh)
NG FES - Leading the Way | Dem_BB003 | GWh | NPgY | JORDANTHORPE | Total Demand Consumption (GWh) | JORD_3 | 267.7556 | 267.7566 | 262.2277 | 253.1085 | 248.4903 | 248.3137 | 249.7306 | 253.1971 | 260.6345 | 271.5066 | 283.6285 | 297.4673 | 314.4147 | 331.7196 | 348.7 | 364.7223 | 378.9854 | 391.1925 | 400.7478 | 409.0953 | 415.5804 | 419.9653 | 422.7684 | 423.5603 | 423.6595 | 424.1096 | 424.2865 | 424.441 | 424.0755 | 423.512 | 422.6702 | 421.552 | NPgY | GSP | NG FES - Leading the Way | Total Demand Consumption (GWh)
NG FES - Leading the Way | Dem_BB003 | GWh | NPgY | KEADBY | Total Demand Consumption (GWh) | KEAD_YEDL | 2155.8656 | 2153.8153 | 2129.8597 | 2096.3676 | 2080.1252 | 2079.1053 | 2083.7485 | 2095.7293 | 2120.9207 | 2157.132 | 2198.3589 | 2242.9737 | 2312.1485 | 2383.7062 | 2454.2827 | 2521.5275 | 2582.2832 | 2634.6982 | 2676.5659 | 2713.1564 | 2742.9633 | 2764.9816 | 2781.6446 | 2791.3591 | 2798.7084 | 2806.2179 | 2812.7703 | 2819.1602 | 2824.1596 | 2828.5278 | 2831.0114 | 2832.2614 | NPgY | GSP | NG FES - Leading the Way | Total Demand Consumption (GWh)
NG FES - Leading the Way | Dem_BB003 | GWh | NPgY | KIRKSTALL B | Total Demand Consumption (GWh) | KIRKB1 | 1225.6476 | 1219.4331 | 1191.5382 | 1152.2728 | 1128.0716 | 1119.5072 | 1117.0614 | 1122.3958 | 1140.8308 | 1170.7622 | 1205.9697 | 1248.0364 | 1309.3782 | 1372.7147 | 1435.5061 | 1495.1909 | 1548.288 | 1593.6504 | 1629.1851 | 1659.9366 | 1684.0344 | 1700.536 | 1711.5365 | 1715.6685 | 1717.2478 | 1719.3767 | 1720.3633 | 1720.985 | 1719.9026 | 1716.9546 | 1711.7595 | 1705.2135 | NPgY | GSP | NG FES - Leading the Way | Total Demand Consumption (GWh)
NG FES - Leading the Way | Dem_BB003 | GWh | NPgY | NEEPSEND | Total Demand Consumption (GWh) | NEEP_3 | 398.946 | 397.4639 | 386.977 | 371.0168 | 361.4978 | 358.5032 | 357.8005 | 360.3053 | 368.1086 | 380.5715 | 395.1162 | 412.2379 | 435.729 | 459.9028 | 483.8536 | 506.7423 | 527.2294 | 544.7368 | 558.3066 | 570.031 | 579.1747 | 585.5067 | 589.5669 | 590.7954 | 590.8856 | 591.0039 | 590.6696 | 590.2915 | 589.3744 | 588.2437 | 586.7007 | 584.8067 | NPgY | GSP | NG FES - Leading the Way | Total Demand Consumption (GWh)
NG FES - Leading the Way | Dem_BB003 | GWh | NPgY | NORTON LEES | Total Demand Consumption (GWh) | NORL_3 | 270.0684 | 270.0218 | 262.5575 | 250.2957 | 243.7682 | 243.0323 | 244.3858 | 248.649 | 258.1203 | 272.1948 | 288.0936 | 306.5862 | 329.3969 | 352.8105 | 375.9859 | 398.122 | 418.0074 | 435.2124 | 448.8707 | 460.8963 | 470.4393 | 477.2456 | 481.8756 | 483.8293 | 484.6939 | 485.8223 | 486.4831 | 487.0211 | 486.8958 | 485.9499 | 484.2816 | 482.1751 | NPgY | GSP | NG FES - Leading the Way | Total Demand Consumption (GWh)
NG FES - Leading the Way | Dem_BB003 | GWh | NPgY | PITSMOOR 3/4 | Total Demand Consumption (GWh) | PITS_BB_B | 241.0892 | 239.874 | 234.6256 | 227.1236 | 222.2944 | 220.1854 | 219.0613 | 219.3299 | 221.8894 | 226.4462 | 231.9094 | 238.5273 | 248.7341 | 259.3364 | 269.897 | 280.0113 | 289.0406 | 296.751 | 302.7107 | 307.8197 | 311.7775 | 314.498 | 316.221 | 316.6664 | 316.646 | 316.656 | 316.4839 | 316.293 | 315.8477 | 315.3238 | 314.6178 | 313.7549 | NPgY | GSP | NG FES - Leading the Way | Total Demand Consumption (GWh)
NG FES - Leading the Way | Dem_BB003 | GWh | NPgY | SALTEND NORTH | Total Demand Consumption (GWh) | SALT_1 | 395.5736 | 394.0213 | 386.5513 | 375.989 | 369.5691 | 367.1872 | 366.2296 | 367.2438 | 371.707 | 379.0618 | 387.5428 | 397.2907 | 413.3358 | 429.7806 | 446.0221 | 461.5285 | 475.5746 | 487.7507 | 497.4631 | 506.0754 | 513.0714 | 518.3015 | 522.1419 | 524.1412 | 525.4918 | 526.9049 | 528.0872 | 529.258 | 530.077 | 530.758 | 530.9064 | 530.7301 | NPgY | GSP | NG FES - Leading the Way | Total Demand Consumption (GWh)
NG FES - Leading the Way | Dem_BB003 | GWh | NPgY | SHEFFIELD CITY | Total Demand Consumption (GWh) | SHEC_3 | 428.8317 | 425.6228 | 416.373 | 404.4178 | 395.8098 | 390.5911 | 386.6485 | 384.5006 | 385.3747 | 388.8711 | 393.6236 | 399.9791 | 413.5661 | 428.0302 | 442.6557 | 456.8191 | 469.3727 | 480.0258 | 488.1939 | 494.9685 | 500.0479 | 503.4159 | 505.4062 | 505.7012 | 505.4119 | 505.1723 | 504.716 | 504.2456 | 503.4341 | 502.5308 | 501.3719 | 500.002 | NPgY | GSP | NG FES - Leading the Way | Total Demand Consumption (GWh)
NG FES - Leading the Way | Dem_BB003 | GWh | NPgY | SKELTON GRANGE | Total Demand Consumption (GWh) | SKLGB1 | 2974.8593 | 2958.6864 | 2887.2832 | 2786.8856 | 2723.469 | 2698.4157 | 2687.979 | 2696.3944 | 2736.7805 | 2805.11 | 2886.061 | 2983.2834 | 3129.8148 | 3280.8133 | 3430.337 | 3572.5294 | 3698.9776 | 3806.7434 | 3890.4611 | 3962.5795 | 4018.7047 | 4056.9358 | 4081.7068 | 4089.8153 | 4091.7884 | 4095.0349 | 4095.8115 | 4096.339 | 4093.1973 | 4088.3763 | 4078.9486 | 4066.4221 | NPgY | GSP | NG FES - Leading the Way | Total Demand Consumption (GWh)
NG FES - Leading the Way | Dem_BB003 | GWh | NPgY | TEMPLEBOROUGH 275/33KV | Total Demand Consumption (GWh) | TEMP_3 | 61.8626 | 61.6191 | 60.5764 | 59.1706 | 58.1981 | 57.6587 | 57.2675 | 57.0759 | 57.2681 | 57.7775 | 58.3802 | 59.1456 | 60.9745 | 62.8245 | 64.6367 | 66.3535 | 67.9109 | 69.2882 | 70.4251 | 71.4703 | 72.3532 | 73.0437 | 73.5817 | 73.922 | 74.2059 | 74.5422 | 74.8605 | 75.1852 | 75.4563 | 75.7172 | 75.9307 | 76.1105 | NPgY | GSP | NG FES - Leading the Way | Total Demand Consumption (GWh)
NG FES - Leading the Way | Dem_BB003 | GWh | NPgY | THURCROFT | Total Demand Consumption (GWh) | THUR_6 | 689.5853 | 689.8376 | 675.5059 | 652.4491 | 641.5274 | 642.1068 | 646.6743 | 657.3845 | 677.721 | 706.4917 | 739.1441 | 775.9215 | 824.3151 | 873.5061 | 921.8876 | 967.6376 | 1008.7433 | 1043.9491 | 1071.7164 | 1096.1778 | 1115.8317 | 1129.9331 | 1140.1929 | 1145.314 | 1148.4981 | 1151.7076 | 1154.1022 | 1156.3559 | 1157.6758 | 1158.6 | 1158.0013 | 1156.4205 | NPgY | GSP | NG FES - Leading the Way | Total Demand Consumption (GWh)
NG FES - Leading the Way | Dem_BB003 | GWh | NPgY | WEST MELTON / THORPE MARSH | Total Demand Consumption (GWh) | WMEL_THOM | 2662.8986 | 2652.621 | 2605.7608 | 2541.3992 | 2499.6804 | 2480.0588 | 2468.3817 | 2468.4561 | 2487.9888 | 2524.3922 | 2567.988 | 2620.282 | 2719.0343 | 2820.791 | 2921.9135 | 3018.6823 | 3106.0402 | 3181.8978 | 3242.8036 | 3296.7909 | 3341.0031 | 3374.3429 | 3399.4755 | 3413.9498 | 3424.7931 | 3436.461 | 3446.7382 | 3457.043 | 3465.244 | 3472.8788 | 3477.667 | 3480.6366 | NPgY | GSP | NG FES - Leading the Way | Total Demand Consumption (GWh)
NG FES - Leading the Way | Dem_BB003 | GWh | NPgY | WEST MELTON SECTION 3 | Total Demand Consumption (GWh) | WMEL_BB3 | 1235.2755 | 1237.3522 | 1212.3108 | 1170.3099 | 1151.2607 | 1154.9867 | 1167.0741 | 1191.1857 | 1233.1833 | 1290.8934 | 1355.9521 | 1429.6377 | 1520.291 | 1613.4889 | 1705.7635 | 1793.8293 | 1873.1632 | 1941.6868 | 1996.0564 | 2043.9352 | 2082.5842 | 2110.8553 | 2131.2688 | 2141.4463 | 2147.7867 | 2154.4567 | 2159.4873 | 2164.2062 | 2166.8405 | 2167.95 | 2166.3648 | 2163.0742 | NPgY | GSP | NG FES - Leading the Way | Total Demand Consumption (GWh)
NG FES - Leading the Way | Dem_BB003 | GWh | NPgY | WINCOBANK | Total Demand Consumption (GWh) | WIBA_3 | 171.7498 | 170.3866 | 167.0781 | 163.0975 | 160.0868 | 158.0697 | 156.4355 | 155.352 | 155.2596 | 155.9292 | 156.8773 | 158.209 | 162.515 | 166.9513 | 171.3603 | 175.5829 | 179.3908 | 182.6877 | 185.2869 | 187.5823 | 189.4527 | 190.8491 | 191.8048 | 192.203 | 192.435 | 192.6998 | 192.9034 | 193.1147 | 193.1881 | 193.2466 | 193.1871 | 193.0446 | NPgY | GSP | NG FES - Leading the Way | Total Demand Consumption (GWh)
NG FES - Steady Progression | Dem_BB003 | GWh | NPgN | BLYTH 66kV | Total Demand Consumption (GWh) | BLYTB1 | 691.4222 | 690.4495 | 690.5279 | 703.9709 | 710.511 | 715.5902 | 719.8801 | 723.3625 | 728.8607 | 736.9834 | 747.3523 | 760.9325 | 778.4418 | 796.9174 | 817.341 | 839.5045 | 863.2317 | 891.8757 | 921.5602 | 952.418 | 983.2635 | 1012.3992 | 1039.699 | 1063.569 | 1085.1634 | 1104.4679 | 1121.1373 | 1133.3304 | 1143.5521 | 1153.6319 | 1163.6866 | 1173.8441 | NPgN | GSP | NG FES - Steady Progression | Total Demand Consumption (GWh)
NG FES - Steady Progression | Dem_BB003 | GWh | NPgN | BLYTH 132kV | Total Demand Consumption (GWh) | BLYTH132 | 329.009 | 328.4541 | 329.7986 | 335.0159 | 338.1949 | 340.9092 | 343.3815 | 345.8772 | 349.8664 | 355.0931 | 361.2023 | 368.5007 | 375.569 | 383.0906 | 391.2778 | 400.1298 | 409.6078 | 420.269 | 431.3285 | 442.8703 | 454.3757 | 465.6135 | 475.9635 | 484.8741 | 492.9188 | 500.1233 | 506.3519 | 511.0887 | 515.0769 | 518.8914 | 522.5895 | 526.2464 | NPgN | GSP | NG FES - Steady Progression | Total Demand Consumption (GWh)
NG FES - Steady Progression | Dem_BB003 | GWh | NPgN | FOURSTONES | Total Demand Consumption (GWh) | FOUR_1 | 111.612 | 111.3564 | 111.9101 | 113.6421 | 114.7838 | 115.806 | 116.7725 | 117.7633 | 119.4594 | 121.6481 | 124.1427 | 127.0706 | 129.721 | 132.577 | 135.6343 | 138.9181 | 142.4217 | 146.1579 | 150.0202 | 154.0525 | 158.0766 | 162.0728 | 165.6789 | 168.8008 | 171.633 | 174.1762 | 176.3904 | 178.1404 | 179.5846 | 180.9497 | 182.258 | 183.5389 | NPgN | GSP | NG FES - Steady Progression | Total Demand Consumption (GWh)
NG FES - Steady Progression | Dem_BB003 | GWh | NPgN | HARTMOOR | Total Demand Consumption (GWh) | HARM_6 | 480.4877 | 478.3936 | 477.3724 | 483.2565 | 485.5458 | 487.0345 | 488.0747 | 488.6332 | 490.2124 | 493.1452 | 497.2005 | 502.8512 | 510.1462 | 517.9445 | 526.6773 | 536.2354 | 546.5457 | 559.3553 | 572.6351 | 586.4864 | 600.3632 | 613.5324 | 625.794 | 636.2784 | 645.6549 | 653.8786 | 660.8342 | 665.7766 | 669.5523 | 673.2074 | 676.8015 | 680.4099 | NPgN | GSP | NG FES - Steady Progression | Total Demand Consumption (GWh)
NG FES - Steady Progression | Dem_BB003 | GWh | NPgN | HAWTHORN PIT GRID | Total Demand Consumption (GWh) | HAWP_6 | 481.7334 | 479.3021 | 478.1248 | 485.3267 | 488.0906 | 489.8611 | 491.0687 | 491.4728 | 493.1162 | 496.3268 | 500.8365 | 507.2718 | 515.8615 | 524.9979 | 535.2583 | 546.4988 | 558.6229 | 573.9159 | 589.7849 | 606.3152 | 622.8351 | 638.3238 | 652.816 | 665.2184 | 676.2859 | 685.988 | 694.1685 | 699.7759 | 704.1586 | 708.4532 | 712.729 | 717.0564 | NPgN | GSP | NG FES - Steady Progression | Total Demand Consumption (GWh)
NG FES - Steady Progression | Dem_BB003 | GWh | NPgN | KNARESBOROUGH | Total Demand Consumption (GWh) | KNARE_111 | 839.1082 | 838.4143 | 842.6334 | 856.6438 | 865.8446 | 874.0766 | 881.8945 | 889.2077 | 898.5974 | 910.4625 | 924.4442 | 941.2349 | 959.3624 | 978.4835 | 999.5871 | 1022.5641 | 1047.2525 | 1076.4014 | 1106.8489 | 1138.6117 | 1170.4895 | 1201.2668 | 1230.202 | 1256.0305 | 1279.537 | 1300.4939 | 1318.7956 | 1332.6008 | 1344.5703 | 1356.1408 | 1367.4715 | 1378.7512 | NPgN | GSP | NG FES - Steady Progression | Total Demand Consumption (GWh)
NG FES - Steady Progression | Dem_BB003 | GWh | NPgN | LACKENBY | Total Demand Consumption (GWh) | LACK_6 | 974.2314 | 972.1143 | 972.4434 | 984.5843 | 990.6117 | 995.36 | 999.3882 | 1002.4001 | 1007.3484 | 1014.6238 | 1023.8098 | 1035.8019 | 1050.7797 | 1066.606 | 1084.1172 | 1103.1123 | 1123.4608 | 1148.3358 | 1174.1035 | 1200.8891 | 1227.6537 | 1253.0302 | 1276.9078 | 1297.7454 | 1316.6202 | 1333.4774 | 1348.0974 | 1358.9613 | 1368.0354 | 1376.9556 | 1385.8301 | 1394.7738 | NPgN | GSP | NG FES - Steady Progression | Total Demand Consumption (GWh)
NG FES - Steady Progression | Dem_BB003 | GWh | NPgN | NORTON | Total Demand Consumption (GWh) | NORT_1 | 2351.7859 | 2344.9713 | 2348.7824 | 2382.1037 | 2400.7787 | 2416.7465 | 2431.5062 | 2445.2334 | 2464.8469 | 2491.4492 | 2523.9926 | 2564.7381 | 2610.8876 | 2659.7702 | 2714.0548 | 2773.2914 | 2837.051 | 2913.2663 | 2992.5242 | 3075.0767 | 3157.6949 | 3235.9861 | 3308.8885 | 3372.7295 | 3430.1642 | 3480.9468 | 3524.4261 | 3555.1467 | 3580.8084 | 3605.8254 | 3630.5616 | 3655.4129 | NPgN | GSP | NG FES - Steady Progression | Total Demand Consumption (GWh)
NG FES - Steady Progression | Dem_BB003 | GWh | NPgN | OFFERTON | Total Demand Consumption (GWh) | OFFE_3 | 263.4478 | 261.9566 | 261.2596 | 265.1105 | 266.5561 | 267.4602 | 268.0635 | 268.0309 | 268.683 | 270.1801 | 272.3594 | 275.5796 | 280.0894 | 284.8775 | 290.2902 | 296.2433 | 302.6972 | 311.0266 | 319.706 | 328.77 | 337.9475 | 346.6854 | 354.8709 | 361.9235 | 368.2602 | 373.8505 | 378.6158 | 382.0746 | 384.7772 | 387.411 | 390.0191 | 392.6436 | NPgN | GSP | NG FES - Steady Progression | Total Demand Consumption (GWh)
NG FES - Steady Progression | Dem_BB003 | GWh | NPgN | OSBALDWICK | Total Demand Consumption (GWh) | OSBA_1 | 1379.9706 | 1375.0311 | 1376.472 | 1396.6943 | 1407.2695 | 1415.7148 | 1423.1059 | 1429.2752 | 1439.0352 | 1453.1791 | 1470.9723 | 1493.7183 | 1519.8084 | 1547.644 | 1578.723 | 1612.8227 | 1649.8221 | 1694.2765 | 1740.774 | 1789.4345 | 1838.3466 | 1885.8276 | 1930.0236 | 1968.6659 | 2003.4218 | 2034.1875 | 2060.3343 | 2079.5121 | 2094.9992 | 2109.7069 | 2123.9097 | 2137.9425 | NPgN | GSP | NG FES - Steady Progression | Total Demand Consumption (GWh)
NG FES - Steady Progression | Dem_BB003 | GWh | NPgN | POPPLETON | Total Demand Consumption (GWh) | POPP_3 | 233.1315 | 232.0385 | 231.8038 | 234.7857 | 236.0781 | 236.9773 | 237.6726 | 238.122 | 239.0896 | 240.7222 | 242.9161 | 245.9113 | 249.4801 | 253.3092 | 257.649 | 262.4477 | 267.6762 | 274.2366 | 281.0971 | 288.2805 | 295.515 | 302.4482 | 308.8975 | 314.4618 | 319.4244 | 323.7509 | 327.3775 | 329.8993 | 331.8239 | 333.6509 | 335.4212 | 337.1782 | NPgN | GSP | NG FES - Steady Progression | Total Demand Consumption (GWh)
NG FES - Steady Progression | Dem_BB003 | GWh | NPgN | SALTHOLME | Total Demand Consumption (GWh) | SALH_1 | 467.4394 | 465.5185 | 466.2538 | 467.2004 | 468.0687 | 468.9208 | 469.7664 | 470.6039 | 471.474 | 472.4142 | 473.4119 | 474.4591 | 474.266 | 474.1 | 473.9757 | 473.894 | 473.8528 | 473.8872 | 473.9474 | 474.0434 | 474.1521 | 474.2761 | 474.3869 | 474.4363 | 474.4531 | 474.4202 | 474.3554 | 474.2478 | 474.087 | 473.918 | 473.7416 | 473.5668 | NPgN | GSP | NG FES - Steady Progression | Total Demand Consumption (GWh)
NG FES - Steady Progression | Dem_BB003 | GWh | NPgN | SOUTH SHIELDS | Total Demand Consumption (GWh) | SSHI_3 | 229.3002 | 228.2179 | 227.5099 | 230.9514 | 232.2273 | 233.0198 | 233.5493 | 233.6155 | 234.2993 | 235.7721 | 237.8997 | 240.9922 | 245.3515 | 249.9876 | 255.2205 | 260.9863 | 267.2575 | 275.17 | 283.4572 | 292.1446 | 300.93 | 309.4175 | 317.4071 | 324.4206 | 330.8058 | 336.5276 | 341.5104 | 345.3255 | 348.4909 | 351.5987 | 354.6857 | 357.791 | NPgN | GSP | NG FES - Steady Progression | Total Demand Consumption (GWh)
NG FES - Steady Progression | Dem_BB003 | GWh | NPgN | SPADEADAM | Total Demand Consumption (GWh) | KIELD01 and SPAD20 | 33.1826 | 33.1403 | 33.2339 | 33.8406 | 34.1895 | 34.4881 | 34.7618 | 35.0208 | 35.5049 | 36.1658 | 36.9456 | 37.892 | 38.8677 | 39.9172 | 41.0531 | 42.2804 | 43.5957 | 45.059 | 46.5758 | 48.1593 | 49.7407 | 51.2998 | 52.7273 | 53.9681 | 55.0901 | 56.09 | 56.9535 | 57.6199 | 58.1634 | 58.6752 | 59.1643 | 59.6424 | NPgN | GSP | NG FES - Steady Progression | Total Demand Consumption (GWh)
NG FES - Steady Progression | Dem_BB003 | GWh | NPgN | SPENNYMOOR | Total Demand Consumption (GWh) | SPEN_1 | 1121.6491 | 1116.5001 | 1114.4755 | 1130.9771 | 1137.6704 | 1142.266 | 1145.6728 | 1147.6722 | 1152.904 | 1161.968 | 1174.2195 | 1191.0315 | 1212.448 | 1235.3797 | 1261.0812 | 1289.3044 | 1319.862 | 1357.3534 | 1396.4076 | 1437.1902 | 1477.9605 | 1516.6945 | 1552.7235 | 1583.7316 | 1611.369 | 1635.5076 | 1655.764 | 1669.6625 | 1680.4843 | 1690.8649 | 1701.0133 | 1711.147 | NPgN | GSP | NG FES - Steady Progression | Total Demand Consumption (GWh)
NG FES - Steady Progression | Dem_BB003 | GWh | NPgN | STELLA NORTH | Total Demand Consumption (GWh) | STEN_1 | 1039.6767 | 1035.9971 | 1035.2651 | 1049.932 | 1056.8257 | 1061.9755 | 1066.2019 | 1068.7065 | 1073.4498 | 1081.1063 | 1091.1266 | 1104.5952 | 1121.0945 | 1138.5857 | 1158.1196 | 1179.4834 | 1202.6127 | 1231.1634 | 1260.934 | 1292.0367 | 1323.3689 | 1353.8116 | 1382.5437 | 1407.7776 | 1430.7481 | 1451.1703 | 1469.0092 | 1482.8129 | 1494.1479 | 1505.125 | 1515.8877 | 1526.6217 | NPgN | GSP | NG FES - Steady Progression | Total Demand Consumption (GWh)
NG FES - Steady Progression | Dem_BB003 | GWh | NPgN | STELLA SOUTH | Total Demand Consumption (GWh) | STES_1 | 1267.669 | 1260.0931 | 1261.0065 | 1272.8077 | 1278.9368 | 1283.8216 | 1288.0245 | 1291.383 | 1296.5949 | 1304.0475 | 1313.3462 | 1325.2932 | 1336.8423 | 1349.2208 | 1363.2251 | 1378.6983 | 1395.5284 | 1416.414 | 1438.2361 | 1461.0999 | 1484.0451 | 1505.9425 | 1526.2666 | 1543.7289 | 1559.3134 | 1572.9712 | 1584.4362 | 1592.4146 | 1598.5946 | 1604.5569 | 1610.4183 | 1616.3061 | NPgN | GSP | NG FES - Steady Progression | Total Demand Consumption (GWh)
NG FES - Steady Progression | Dem_BB003 | GWh | NPgN | TYNEMOUTH | Total Demand Consumption (GWh) | TYNE_1 | 825.4399 | 823.986 | 824.5608 | 837.6835 | 844.3729 | 849.655 | 854.1851 | 857.5766 | 862.7445 | 870.226 | 879.6565 | 891.96 | 906.8851 | 922.6375 | 940.0826 | 959.0386 | 979.3829 | 1004.4926 | 1030.5654 | 1057.6881 | 1084.9137 | 1110.8709 | 1135.3891 | 1156.9311 | 1176.5119 | 1194.0719 | 1209.3575 | 1220.9075 | 1230.5868 | 1240.0812 | 1249.5069 | 1258.9883 | NPgN | GSP | NG FES - Steady Progression | Total Demand Consumption (GWh)
NG FES - Steady Progression | Dem_BB003 | GWh | NPgN | WEST BOLDON | Total Demand Consumption (GWh) | WBOL_6 | 1172.0861 | 1167.6297 | 1165.3668 | 1180.1683 | 1186.0672 | 1189.9455 | 1192.6977 | 1193.6222 | 1196.9232 | 1203.2891 | 1212.1832 | 1224.8858 | 1242.0216 | 1260.1893 | 1280.5823 | 1302.924 | 1327.0729 | 1357.6139 | 1389.4159 | 1422.6096 | 1455.9616 | 1487.7134 | 1517.5657 | 1543.4867 | 1566.8985 | 1587.6782 | 1605.5674 | 1618.729 | 1629.3981 | 1639.8633 | 1650.266 | 1660.7517 | NPgN | GSP | NG FES - Steady Progression | Total Demand Consumption (GWh)
NG FES - Steady Progression | Dem_BB003 | GWh | NPgY | BRADFORD WEST | Total Demand Consumption (GWh) | BRAW_1 | 1964.2053 | 1956.233 | 1951.9572 | 1979.8612 | 1991.5345 | 2000.015 | 2006.6693 | 2010.4306 | 2019.5684 | 2034.9891 | 2056.3791 | 2086.0671 | 2123.8949 | 2165.8568 | 2213.2205 | 2265.5252 | 2322.4558 | 2393.7337 | 2467.7255 | 2545.1467 | 2623.1042 | 2697.858 | 2767.9919 | 2828.3111 | 2882.1826 | 2929.3394 | 2969.1177 | 2997.4163 | 3019.1325 | 3040.0207 | 3060.3008 | 3080.4514 | NPgY | GSP | NG FES - Steady Progression | Total Demand Consumption (GWh)
NG FES - Steady Progression | Dem_BB003 | GWh | NPgY | CAMBLESFORTH | Total Demand Consumption (GWh) | CAMB_01 | 206.2965 | 206.1517 | 206.7981 | 209.7037 | 211.5012 | 213.0966 | 214.5966 | 216.0331 | 218.0268 | 220.5987 | 223.7022 | 227.4755 | 231.3985 | 235.6731 | 240.3841 | 245.5072 | 251.0089 | 257.5112 | 264.2174 | 271.2016 | 278.1882 | 284.884 | 291.1583 | 296.6521 | 301.6188 | 306.0297 | 309.775 | 312.5248 | 314.8121 | 317.0379 | 319.218 | 321.3941 | NPgY | GSP | NG FES - Steady Progression | Total Demand Consumption (GWh)
NG FES - Steady Progression | Dem_BB003 | GWh | NPgY | CREYKE BECK | Total Demand Consumption (GWh) | CREB_1 | 2212.0726 | 2204.6426 | 2208.1184 | 2242.0206 | 2260.4406 | 2275.6546 | 2289.2569 | 2301.7018 | 2319.5535 | 2343.8745 | 2374.2457 | 2412.6776 | 2455.0205 | 2501.4256 | 2552.9827 | 2609.3999 | 2670.3371 | 2743.8292 | 2819.8676 | 2899.291 | 2978.84 | 3055.3364 | 3127.1159 | 3189.5209 | 3245.7498 | 3295.421 | 3337.811 | 3369.0173 | 3394.1198 | 3418.5072 | 3442.3081 | 3466.0221 | NPgY | GSP | NG FES - Steady Progression | Total Demand Consumption (GWh)
NG FES - Steady Progression | Dem_BB003 | GWh | NPgY | DRAX | Total Demand Consumption (GWh) | DRAX_YEDL | 261.5331 | 261.6424 | 263.0126 | 267.4263 | 270.3665 | 273.0572 | 275.6277 | 278.3244 | 281.8389 | 286.2028 | 291.3264 | 297.3931 | 303.3721 | 309.8831 | 316.9784 | 324.6394 | 332.8215 | 342.1444 | 351.7282 | 361.7018 | 371.6407 | 381.1771 | 390.0454 | 397.8473 | 404.9399 | 411.3672 | 416.8321 | 420.9467 | 424.453 | 427.881 | 431.2634 | 434.6558 | NPgY | GSP | NG FES - Steady Progression | Total Demand Consumption (GWh)
NG FES - Steady Progression | Dem_BB003 | GWh | NPgY | ELLAND | Total Demand Consumption (GWh) | ELLA_1 | 1736.1233 | 1728.5007 | 1725.7138 | 1747.7976 | 1757.3843 | 1764.5331 | 1770.3417 | 1774.0978 | 1781.9434 | 1794.6721 | 1812.0511 | 1835.8905 | 1864.5442 | 1896.4145 | 1932.5526 | 1972.6213 | 2016.3589 | 2071.3932 | 2128.6414 | 2188.6533 | 2249.1769 | 2307.1084 | 2361.6986 | 2408.8939 | 2451.2774 | 2488.6919 | 2520.6101 | 2543.6232 | 2561.8777 | 2579.7795 | 2597.4304 | 2615.1551 | NPgY | GSP | NG FES - Steady Progression | Total Demand Consumption (GWh)
NG FES - Steady Progression | Dem_BB003 | GWh | NPgY | FERRYBRIDGE A | Total Demand Consumption (GWh) | FERRA2 | 501.8694 | 501.6064 | 502.5073 | 510.851 | 515.3542 | 519.113 | 522.4858 | 525.5613 | 529.9092 | 535.8367 | 543.154 | 552.4362 | 563.3785 | 575.3545 | 588.5854 | 602.9485 | 618.3245 | 636.6458 | 655.4796 | 675.0559 | 694.5597 | 712.9059 | 730.1376 | 745.0709 | 758.5292 | 770.5852 | 780.9046 | 788.3637 | 794.5008 | 800.6302 | 806.7502 | 812.948 | NPgY | GSP | NG FES - Steady Progression | Total Demand Consumption (GWh)
NG FES - Steady Progression | Dem_BB003 | GWh | NPgY | FERRYBRIDGE B | Total Demand Consumption (GWh) | FERRB9 | 1504.0069 | 1498.9015 | 1501.8709 | 1521.6663 | 1533.2417 | 1543.3057 | 1552.62 | 1561.2805 | 1573.0902 | 1588.5658 | 1607.6186 | 1631.362 | 1656.1409 | 1683.412 | 1713.7989 | 1747.038 | 1782.8614 | 1825.9578 | 1870.4521 | 1916.8514 | 1963.2538 | 2007.2302 | 2048.4417 | 2084.1973 | 2116.317 | 2144.9261 | 2169.195 | 2186.5138 | 2200.6135 | 2214.4945 | 2228.2251 | 2242.0595 | NPgY | GSP | NG FES - Steady Progression | Total Demand Consumption (GWh)
NG FES - Steady Progression | Dem_BB003 | GWh | NPgY | GRIMSBY WEST | Total Demand Consumption (GWh) | GRIW_1 | 974.1046 | 968.2706 | 967.9305 | 978.1747 | 982.9842 | 986.6495 | 989.698 | 992.0239 | 996.0538 | 1002.1788 | 1010.2195 | 1020.9229 | 1032.348 | 1045.0398 | 1059.4064 | 1075.3206 | 1092.6518 | 1114.5137 | 1137.1523 | 1160.8402 | 1184.5746 | 1207.0819 | 1228.1994 | 1246.143 | 1262.0492 | 1275.8561 | 1287.3107 | 1295.0491 | 1300.7606 | 1306.3167 | 1311.7318 | 1317.1521 | NPgY | GSP | NG FES - Steady Progression | Total Demand Consumption (GWh)
NG FES - Steady Progression | Dem_BB003 | GWh | NPgY | JORDANTHORPE | Total Demand Consumption (GWh) | JORD_3 | 267.7556 | 267.7566 | 267.2632 | 271.272 | 272.9829 | 274.2069 | 275.1846 | 275.7584 | 277.0612 | 279.2529 | 282.2059 | 286.2913 | 291.9025 | 298.0602 | 304.943 | 312.4707 | 320.5781 | 330.7345 | 341.2059 | 352.093 | 362.9734 | 373.1475 | 382.7742 | 391.0592 | 398.4683 | 404.9908 | 410.5202 | 414.3338 | 417.3629 | 420.3826 | 423.3841 | 426.4133 | NPgY | GSP | NG FES - Steady Progression | Total Demand Consumption (GWh)
NG FES - Steady Progression | Dem_BB003 | GWh | NPgY | KEADBY | Total Demand Consumption (GWh) | KEAD_YEDL | 2155.8656 | 2153.8153 | 2160.8671 | 2183.0143 | 2197.397 | 2210.1725 | 2222.3113 | 2234.3676 | 2250.3095 | 2270.2871 | 2293.9521 | 2322.2427 | 2349.6948 | 2379.6632 | 2412.6287 | 2448.4643 | 2486.9337 | 2531.7372 | 2577.9745 | 2626.1743 | 2674.2595 | 2720.4579 | 2763.6438 | 2801.5922 | 2835.9696 | 2866.6728 | 2892.7834 | 2912.1059 | 2928.3398 | 2944.1841 | 2959.7272 | 2975.2564 | NPgY | GSP | NG FES - Steady Progression | Total Demand Consumption (GWh)
NG FES - Steady Progression | Dem_BB003 | GWh | NPgY | KIRKSTALL B | Total Demand Consumption (GWh) | KIRKB1 | 1225.6476 | 1219.4331 | 1217.7715 | 1231.4155 | 1237.5731 | 1242.3296 | 1246.3714 | 1249.5617 | 1255.1228 | 1263.7187 | 1275.2746 | 1290.9172 | 1309.1478 | 1329.4836 | 1352.6193 | 1378.3038 | 1406.3217 | 1441.3665 | 1477.7806 | 1515.8835 | 1554.0992 | 1590.1435 | 1623.9118 | 1652.9348 | 1678.6974 | 1701.127 | 1719.8902 | 1732.3124 | 1741.8911 | 1751.2611 | 1760.4755 | 1769.7389 | NPgY | GSP | NG FES - Steady Progression | Total Demand Consumption (GWh)
NG FES - Steady Progression | Dem_BB003 | GWh | NPgY | NEEPSEND | Total Demand Consumption (GWh) | NEEP_3 | 398.946 | 397.4639 | 396.5074 | 402.1015 | 404.328 | 405.8286 | 406.9313 | 407.3355 | 408.7087 | 411.2766 | 414.9564 | 420.2293 | 427.2362 | 434.9951 | 443.7676 | 453.4517 | 463.9818 | 477.2725 | 491.051 | 505.4562 | 519.9771 | 533.8231 | 546.7905 | 557.8624 | 567.7061 | 576.2772 | 583.4643 | 588.4777 | 592.2229 | 595.8044 | 599.2782 | 602.7321 | NPgY | GSP | NG FES - Steady Progression | Total Demand Consumption (GWh)
NG FES - Steady Progression | Dem_BB003 | GWh | NPgY | NORTON LEES | Total Demand Consumption (GWh) | NORL_3 | 270.0684 | 270.0218 | 269.1468 | 274.1439 | 276.1352 | 277.4864 | 278.5138 | 278.9553 | 280.2725 | 282.6956 | 286.0825 | 290.9301 | 297.9719 | 305.7306 | 314.4581 | 324.0498 | 334.4369 | 347.6266 | 361.2783 | 375.5187 | 389.8895 | 403.4938 | 416.3592 | 427.4795 | 437.4817 | 446.3365 | 453.9521 | 459.4562 | 463.864 | 468.2159 | 472.5412 | 476.8999 | NPgY | GSP | NG FES - Steady Progression | Total Demand Consumption (GWh)
NG FES - Steady Progression | Dem_BB003 | GWh | NPgY | PITSMOOR 3/4 | Total Demand Consumption (GWh) | PITS_BB_B | 241.0892 | 239.874 | 239.5742 | 241.9705 | 243.001 | 243.7449 | 244.3363 | 244.6262 | 245.3306 | 246.5379 | 248.2598 | 250.6675 | 253.4843 | 256.64 | 260.2495 | 264.2708 | 268.6762 | 274.2775 | 280.1008 | 286.2078 | 292.349 | 298.2327 | 303.7378 | 308.4224 | 312.5611 | 316.1298 | 319.0807 | 321.0761 | 322.509 | 323.8638 | 325.1539 | 326.4244 | NPgY | GSP | NG FES - Steady Progression | Total Demand Consumption (GWh)
NG FES - Steady Progression | Dem_BB003 | GWh | NPgY | SALTEND NORTH | Total Demand Consumption (GWh) | SALT_1 | 395.5736 | 394.0213 | 394.9851 | 400.0242 | 402.9686 | 405.4685 | 407.7382 | 409.7714 | 412.4956 | 416.0463 | 420.3641 | 425.7185 | 431.1119 | 437.0167 | 443.5675 | 450.7174 | 458.4144 | 467.7525 | 477.3809 | 487.4249 | 497.4792 | 507.0818 | 516.1343 | 523.9767 | 531.0608 | 537.3351 | 542.7416 | 546.765 | 550.0136 | 553.218 | 556.3805 | 559.5586 | NPgY | GSP | NG FES - Steady Progression | Total Demand Consumption (GWh)
NG FES - Steady Progression | Dem_BB003 | GWh | NPgY | SHEFFIELD CITY | Total Demand Consumption (GWh) | SHEC_3 | 428.8317 | 425.6228 | 425.4569 | 428.7423 | 430.3468 | 431.6119 | 432.7143 | 433.5207 | 434.8499 | 436.8481 | 439.5797 | 443.2322 | 446.4642 | 450.177 | 454.5496 | 459.5467 | 465.1517 | 472.3352 | 479.9203 | 487.955 | 496.0802 | 504.0724 | 511.477 | 517.7853 | 523.2894 | 527.9268 | 531.6262 | 533.9881 | 535.5171 | 536.8267 | 537.9643 | 539.0146 | NPgY | GSP | NG FES - Steady Progression | Total Demand Consumption (GWh)
NG FES - Steady Progression | Dem_BB003 | GWh | NPgY | SKELTON GRANGE | Total Demand Consumption (GWh) | SKLGB1 | 2974.8593 | 2958.6864 | 2955.2774 | 2989.5961 | 3005.3604 | 3017.5677 | 3027.8651 | 3035.5331 | 3048.9181 | 3069.5445 | 3097.2266 | 3134.6846 | 3177.5347 | 3225.2829 | 3279.5929 | 3339.8433 | 3405.5407 | 3488.2196 | 3574.029 | 3663.7816 | 3753.9338 | 3839.1405 | 3918.831 | 3986.8947 | 4047.1046 | 4099.3086 | 4142.6742 | 4171.3283 | 4192.7067 | 4213.3222 | 4233.4085 | 4253.4986 | NPgY | GSP | NG FES - Steady Progression | Total Demand Consumption (GWh)
NG FES - Steady Progression | Dem_BB003 | GWh | NPgY | TEMPLEBOROUGH 275/33KV | Total Demand Consumption (GWh) | TEMP_3 | 61.8626 | 61.6191 | 61.9458 | 62.7223 | 63.279 | 63.789 | 64.2764 | 64.7228 | 65.2399 | 65.8424 | 66.5297 | 67.3318 | 67.9916 | 68.709 | 69.499 | 70.3531 | 71.2608 | 72.3672 | 73.5014 | 74.6784 | 75.8567 | 76.9602 | 78.0274 | 78.9688 | 79.8364 | 80.6312 | 81.3471 | 81.9114 | 82.4071 | 82.9147 | 83.4302 | 83.958 | NPgY | GSP | NG FES - Steady Progression | Total Demand Consumption (GWh)
NG FES - Steady Progression | Dem_BB003 | GWh | NPgY | THURCROFT | Total Demand Consumption (GWh) | THUR_6 | 689.5853 | 689.8376 | 691.3721 | 705.0196 | 712.1082 | 717.6631 | 722.5597 | 727.1755 | 733.7354 | 742.8134 | 754.0937 | 768.5557 | 786.16 | 805.367 | 826.5974 | 849.6892 | 874.4489 | 904.1248 | 934.6968 | 966.4957 | 998.1798 | 1027.9979 | 1055.9571 | 1080.209 | 1102.0311 | 1121.4247 | 1138.0358 | 1149.9121 | 1159.6511 | 1169.3503 | 1179.0129 | 1188.7801 | NPgY | GSP | NG FES - Steady Progression | Total Demand Consumption (GWh)
NG FES - Steady Progression | Dem_BB003 | GWh | NPgY | WEST MELTON / THORPE MARSH | Total Demand Consumption (GWh) | WMEL_THOM | 2662.8986 | 2652.621 | 2663.8196 | 2697.9785 | 2720.4198 | 2740.4052 | 2759.2987 | 2777.0943 | 2798.6216 | 2824.9429 | 2855.9323 | 2893.1165 | 2927.4018 | 2964.9376 | 3006.6502 | 3052.2363 | 3101.3585 | 3160.5255 | 3221.7517 | 3285.6684 | 3349.7376 | 3411.0443 | 3469.0275 | 3519.84 | 3565.9053 | 3607.262 | 3643.105 | 3670.1093 | 3692.6447 | 3714.9048 | 3736.9279 | 3759.0861 | NPgY | GSP | NG FES - Steady Progression | Total Demand Consumption (GWh)
NG FES - Steady Progression | Dem_BB003 | GWh | NPgY | WEST MELTON SECTION 3 | Total Demand Consumption (GWh) | WMEL_BB3 | 1235.2755 | 1237.3522 | 1236.8039 | 1258.7656 | 1269.0087 | 1276.763 | 1283.2926 | 1288.4299 | 1297.3816 | 1310.892 | 1328.7263 | 1352.5154 | 1384.4484 | 1419.4832 | 1458.3736 | 1500.7593 | 1546.3502 | 1601.399 | 1658.1742 | 1717.3225 | 1776.5512 | 1832.9859 | 1886.0354 | 1932.0838 | 1973.6203 | 2010.6149 | 2042.4176 | 2065.9151 | 2084.9681 | 2103.6905 | 2122.1558 | 2140.6793 | NPgY | GSP | NG FES - Steady Progression | Total Demand Consumption (GWh)
NG FES - Steady Progression | Dem_BB003 | GWh | NPgY | WINCOBANK | Total Demand Consumption (GWh) | WIBA_3 | 171.7498 | 170.3866 | 170.6903 | 171.9717 | 172.7942 | 173.5274 | 174.2167 | 174.8756 | 175.6848 | 176.6845 | 177.9502 | 179.4885 | 180.5277 | 181.7045 | 183.0563 | 184.5762 | 186.2438 | 188.3262 | 190.4704 | 192.7284 | 194.9936 | 197.1559 | 199.1938 | 200.8932 | 202.3915 | 203.6827 | 204.7494 | 205.4778 | 205.9759 | 206.4552 | 206.9138 | 207.375 | NPgY | GSP | NG FES - Steady Progression | Total Demand Consumption (GWh)
NG FES - System Transformation | Dem_BB003 | GWh | NPgN | BLYTH 66kV | Total Demand Consumption (GWh) | BLYTB1 | 691.4222 | 690.4495 | 680.21 | 669.0742 | 661.0694 | 657.2553 | 657.4564 | 664.2962 | 673.8294 | 685.6658 | 699.8064 | 716.6055 | 740.2933 | 764.283 | 791.8936 | 822.4769 | 854.4366 | 888.1879 | 924.4678 | 957.8392 | 988.0255 | 1014.2536 | 1040.1353 | 1059.047 | 1071.2255 | 1081.5267 | 1091.0053 | 1101.8601 | 1108.8362 | 1115.7039 | 1121.3254 | 1125.9097 | NPgN | GSP | NG FES - System Transformation | Total Demand Consumption (GWh)
NG FES - System Transformation | Dem_BB003 | GWh | NPgN | BLYTH 132kV | Total Demand Consumption (GWh) | BLYTH132 | 329.009 | 328.4541 | 325.8191 | 322.953 | 320.9394 | 320.0841 | 320.4723 | 323.1521 | 327.091 | 331.9652 | 337.8084 | 344.7213 | 355.3153 | 364.9987 | 376.1624 | 388.5992 | 401.9293 | 416.188 | 431.0297 | 444.6161 | 456.5235 | 466.852 | 475.958 | 482.4467 | 486.8457 | 490.2547 | 493.3647 | 496.9485 | 499.2193 | 501.3555 | 503.0854 | 504.4973 | NPgN | GSP | NG FES - System Transformation | Total Demand Consumption (GWh)
NG FES - System Transformation | Dem_BB003 | GWh | NPgN | FOURSTONES | Total Demand Consumption (GWh) | FOUR_1 | 111.612 | 111.3564 | 110.5638 | 109.6828 | 109.0732 | 108.8313 | 109.0017 | 109.8783 | 111.2822 | 113.0067 | 115.1147 | 117.6024 | 121.5053 | 124.8793 | 128.7859 | 133.1581 | 137.8982 | 142.9644 | 148.2137 | 153.0055 | 157.076 | 160.5931 | 163.6768 | 165.8592 | 167.3623 | 168.4667 | 169.4639 | 170.6157 | 171.3252 | 171.9742 | 172.4954 | 172.9131 | NPgN | GSP | NG FES - System Transformation | Total Demand Consumption (GWh)
NG FES - System Transformation | Dem_BB003 | GWh | NPgN | HARTMOOR | Total Demand Consumption (GWh) | HARM_6 | 480.4877 | 478.3936 | 471.6229 | 464.3716 | 458.7149 | 455.2139 | 453.775 | 455.8879 | 459.4983 | 464.2014 | 470.005 | 477.0718 | 487.9121 | 498.6332 | 511.1019 | 525.0034 | 539.6579 | 555.6552 | 572.6147 | 588.0437 | 601.9321 | 613.8533 | 625.8332 | 633.9459 | 638.8992 | 642.8268 | 646.3375 | 650.7055 | 653.0127 | 655.3522 | 657.0289 | 658.1097 | NPgN | GSP | NG FES - System Transformation | Total Demand Consumption (GWh)
NG FES - System Transformation | Dem_BB003 | GWh | NPgN | HAWTHORN PIT GRID | Total Demand Consumption (GWh) | HAWP_6 | 481.7334 | 479.3021 | 471.1859 | 462.3398 | 455.4411 | 451.1439 | 449.3395 | 451.5727 | 455.4222 | 460.6054 | 467.1054 | 475.108 | 487.2607 | 499.64 | 514.0688 | 530.1541 | 546.9598 | 564.7125 | 584.0696 | 601.7254 | 617.6859 | 631.3263 | 644.8302 | 654.2359 | 659.7417 | 664.1955 | 668.1763 | 672.9871 | 675.6116 | 678.3518 | 680.3407 | 681.682 | NPgN | GSP | NG FES - System Transformation | Total Demand Consumption (GWh)
NG FES - System Transformation | Dem_BB003 | GWh | NPgN | KNARESBOROUGH | Total Demand Consumption (GWh) | KNARE_111 | 839.1082 | 838.4143 | 833.024 | 827.048 | 823.446 | 822.9122 | 825.4677 | 833.4277 | 844.1533 | 857.1258 | 872.4306 | 890.4449 | 916.5055 | 942.9359 | 973.0988 | 1006.3907 | 1041.5779 | 1079.4863 | 1117.931 | 1153.1742 | 1184.9812 | 1212.6251 | 1238.7365 | 1258.1616 | 1271.0625 | 1281.169 | 1290.6642 | 1301.2585 | 1308.7383 | 1316.4104 | 1322.9903 | 1328.6357 | NPgN | GSP | NG FES - System Transformation | Total Demand Consumption (GWh)
NG FES - System Transformation | Dem_BB003 | GWh | NPgN | LACKENBY | Total Demand Consumption (GWh) | LACK_6 | 974.2314 | 972.1143 | 962.8928 | 952.6988 | 945.292 | 941.6222 | 941.5326 | 947.1722 | 955.2133 | 965.2394 | 977.2522 | 991.5105 | 1011.9926 | 1032.7114 | 1056.558 | 1082.9582 | 1110.6142 | 1139.8099 | 1171.0197 | 1199.721 | 1225.8487 | 1248.5861 | 1270.9882 | 1287.4341 | 1298.2217 | 1307.3754 | 1315.9016 | 1325.6784 | 1332.3735 | 1339.2518 | 1344.7358 | 1349.0171 | NPgN | GSP | NG FES - System Transformation | Total Demand Consumption (GWh)
NG FES - System Transformation | Dem_BB003 | GWh | NPgN | NORTON | Total Demand Consumption (GWh) | NORT_1 | 2351.7859 | 2344.9713 | 2321.5659 | 2296.3816 | 2278.5293 | 2270.4098 | 2271.8815 | 2289.1264 | 2313.9045 | 2345.0253 | 2382.7493 | 2428.0392 | 2494.6651 | 2561.4603 | 2638.3149 | 2723.4893 | 2812.912 | 2907.849 | 3006.4328 | 3096.7281 | 3177.6385 | 3247.3518 | 3313.7323 | 3362.0634 | 3391.7901 | 3415.3844 | 3436.9985 | 3461.5686 | 3476.8139 | 3492.1632 | 3503.9871 | 3512.7794 | NPgN | GSP | NG FES - System Transformation | Total Demand Consumption (GWh)
NG FES - System Transformation | Dem_BB003 | GWh | NPgN | OFFERTON | Total Demand Consumption (GWh) | OFFE_3 | 263.4478 | 261.9566 | 257.5083 | 252.5299 | 248.6343 | 246.1575 | 245.0495 | 246.0605 | 247.9716 | 250.5925 | 253.9292 | 258.07 | 264.3975 | 271.1011 | 278.9543 | 287.7449 | 297.043 | 306.9119 | 318.1696 | 328.4745 | 337.929 | 346.072 | 354.2004 | 359.9938 | 363.729 | 366.7771 | 369.5346 | 372.7479 | 374.4153 | 375.8486 | 376.9621 | 377.7525 | NPgN | GSP | NG FES - System Transformation | Total Demand Consumption (GWh)
NG FES - System Transformation | Dem_BB003 | GWh | NPgN | OSBALDWICK | Total Demand Consumption (GWh) | OSBA_1 | 1379.9706 | 1375.0311 | 1358.658 | 1341.1084 | 1327.9039 | 1320.4944 | 1318.8373 | 1327.5422 | 1341.2587 | 1358.7271 | 1380.0932 | 1405.9794 | 1445.4924 | 1485.225 | 1531.2644 | 1582.6232 | 1637.6386 | 1697.8367 | 1759.9451 | 1816.3355 | 1866.6507 | 1909.8667 | 1951.3223 | 1980.2669 | 1998.602 | 2012.2348 | 2024.4098 | 2038.8293 | 2046.6308 | 2053.7582 | 2059.0088 | 2062.6483 | NPgN | GSP | NG FES - System Transformation | Total Demand Consumption (GWh)
NG FES - System Transformation | Dem_BB003 | GWh | NPgN | POPPLETON | Total Demand Consumption (GWh) | POPP_3 | 233.1315 | 232.0385 | 228.7472 | 225.179 | 222.3796 | 220.5682 | 219.7235 | 220.5271 | 222.0556 | 224.1651 | 226.8753 | 230.276 | 235.721 | 241.2439 | 247.7176 | 254.9807 | 262.7234 | 271.0591 | 279.9312 | 287.9643 | 295.1564 | 301.2516 | 307.1514 | 311.1994 | 313.5512 | 315.2327 | 316.6906 | 318.4653 | 319.2222 | 319.9217 | 320.321 | 320.4409 | NPgN | GSP | NG FES - System Transformation | Total Demand Consumption (GWh)
NG FES - System Transformation | Dem_BB003 | GWh | NPgN | SALTHOLME | Total Demand Consumption (GWh) | SALH_1 | 467.4394 | 465.5185 | 464.3795 | 463.2572 | 462.166 | 461.1296 | 460.1455 | 459.3444 | 458.6627 | 458.0075 | 457.3843 | 456.7998 | 457.3806 | 457.8868 | 458.4647 | 459.1049 | 459.8037 | 460.8054 | 461.5709 | 462.2544 | 462.8859 | 463.4491 | 464.0604 | 464.3774 | 464.5983 | 464.7398 | 464.8769 | 465.1077 | 465.2101 | 465.3108 | 465.4005 | 465.4805 | NPgN | GSP | NG FES - System Transformation | Total Demand Consumption (GWh)
NG FES - System Transformation | Dem_BB003 | GWh | NPgN | SOUTH SHIELDS | Total Demand Consumption (GWh) | SSHI_3 | 229.3002 | 228.2179 | 224.306 | 219.9953 | 216.6791 | 214.6704 | 213.9261 | 215.2103 | 217.3707 | 220.2314 | 223.8054 | 228.1972 | 234.6615 | 241.3859 | 249.2719 | 258.1391 | 267.644 | 277.8939 | 289.166 | 299.5957 | 309.2191 | 317.6904 | 326.1392 | 332.4535 | 336.8723 | 340.5606 | 343.9434 | 347.6505 | 349.5047 | 350.3748 | 350.7137 | 350.5883 | NPgN | GSP | NG FES - System Transformation | Total Demand Consumption (GWh)
NG FES - System Transformation | Dem_BB003 | GWh | NPgN | SPADEADAM | Total Demand Consumption (GWh) | KIELD01 and SPAD20 | 33.1826 | 33.1403 | 32.7839 | 32.3946 | 32.1227 | 32.0148 | 32.08 | 32.4424 | 33.0014 | 33.6845 | 34.511 | 35.485 | 36.9238 | 38.2175 | 39.7153 | 41.3888 | 43.1954 | 45.1556 | 47.1286 | 48.9177 | 50.4578 | 51.7768 | 52.9642 | 53.7807 | 54.3028 | 54.6671 | 54.9902 | 55.3782 | 55.6009 | 55.8207 | 55.9836 | 56.099 | NPgN | GSP | NG FES - System Transformation | Total Demand Consumption (GWh)
NG FES - System Transformation | Dem_BB003 | GWh | NPgN | SPENNYMOOR | Total Demand Consumption (GWh) | SPEN_1 | 1121.6491 | 1116.5001 | 1098.5092 | 1079.3554 | 1064.4024 | 1055.2745 | 1051.7636 | 1057.7152 | 1067.7268 | 1081.0889 | 1097.8275 | 1118.4445 | 1149.6614 | 1181.0686 | 1217.7573 | 1258.8111 | 1302.2427 | 1348.5258 | 1397.426 | 1441.7826 | 1481.1733 | 1514.5985 | 1546.8714 | 1569.1087 | 1581.7492 | 1591.0945 | 1599.2775 | 1609.234 | 1614.0664 | 1618.9133 | 1621.8585 | 1623.2093 | NPgN | GSP | NG FES - System Transformation | Total Demand Consumption (GWh)
NG FES - System Transformation | Dem_BB003 | GWh | NPgN | STELLA NORTH | Total Demand Consumption (GWh) | STEN_1 | 1039.6767 | 1035.9971 | 1021.9431 | 1006.7723 | 995.1109 | 988.0964 | 985.5443 | 990.4253 | 998.5697 | 1009.0294 | 1021.9065 | 1037.5273 | 1061.5795 | 1085.8146 | 1113.9305 | 1145.3147 | 1178.9246 | 1215.7489 | 1254.7775 | 1290.4844 | 1323.0426 | 1351.4909 | 1379.7924 | 1400.1279 | 1413.98 | 1424.9803 | 1435.0954 | 1446.7653 | 1453.2868 | 1458.2762 | 1461.7365 | 1463.8584 | NPgN | GSP | NG FES - System Transformation | Total Demand Consumption (GWh)
NG FES - System Transformation | Dem_BB003 | GWh | NPgN | STELLA SOUTH | Total Demand Consumption (GWh) | STES_1 | 1267.669 | 1260.0931 | 1247.6017 | 1234.2893 | 1223.5164 | 1216.1348 | 1212.0355 | 1213.4449 | 1217.2609 | 1222.9895 | 1230.6617 | 1240.5493 | 1258.9975 | 1277.6915 | 1299.5166 | 1323.9477 | 1349.8952 | 1377.6634 | 1407.6918 | 1435.1645 | 1459.8875 | 1481.2502 | 1502.2667 | 1517.2852 | 1526.9791 | 1534.817 | 1541.9874 | 1550.373 | 1555.3543 | 1560.0385 | 1563.2221 | 1565.0825 | NPgN | GSP | NG FES - System Transformation | Total Demand Consumption (GWh)
NG FES - System Transformation | Dem_BB003 | GWh | NPgN | TYNEMOUTH | Total Demand Consumption (GWh) | TYNE_1 | 825.4399 | 823.986 | 813.8909 | 802.7207 | 794.5142 | 790.1687 | 789.5234 | 794.7934 | 802.4178 | 811.9919 | 823.5199 | 837.2963 | 857.5585 | 878.1574 | 901.8508 | 928.0891 | 955.632 | 984.8326 | 1016.2007 | 1044.9753 | 1071.2589 | 1094.0685 | 1116.5901 | 1133.0591 | 1143.7955 | 1152.7287 | 1160.9555 | 1170.375 | 1176.5172 | 1182.7023 | 1187.9607 | 1192.3922 | NPgN | GSP | NG FES - System Transformation | Total Demand Consumption (GWh)
NG FES - System Transformation | Dem_BB003 | GWh | NPgN | WEST BOLDON | Total Demand Consumption (GWh) | WBOL_6 | 1172.0861 | 1167.6297 | 1151.6717 | 1134.1551 | 1120.6538 | 1112.4073 | 1109.1927 | 1113.9659 | 1121.9375 | 1132.5245 | 1145.726 | 1161.9123 | 1186.187 | 1211.1249 | 1240.2268 | 1272.7586 | 1307.143 | 1343.6481 | 1384.0402 | 1421.1599 | 1455.1598 | 1484.7184 | 1514.2314 | 1535.7209 | 1549.8327 | 1561.577 | 1572.334 | 1584.6366 | 1591.6765 | 1597.5213 | 1601.4552 | 1603.6923 | NPgN | GSP | NG FES - System Transformation | Total Demand Consumption (GWh)
NG FES - System Transformation | Dem_BB003 | GWh | NPgY | BRADFORD WEST | Total Demand Consumption (GWh) | BRAW_1 | 1964.2053 | 1956.233 | 1925.2589 | 1892.1905 | 1866.6839 | 1851.5902 | 1846.3061 | 1856.2234 | 1874.7716 | 1899.2572 | 1930.1598 | 1968.0465 | 2024.4058 | 2083.5174 | 2153.7678 | 2232.3619 | 2316.1876 | 2406.815 | 2501.4125 | 2588.2816 | 2664.2922 | 2730.701 | 2795.5147 | 2840.0269 | 2866.4122 | 2885.5827 | 2902.354 | 2922.2078 | 2931.3131 | 2938.5025 | 2942.7389 | 2944.226 | NPgY | GSP | NG FES - System Transformation | Total Demand Consumption (GWh)
NG FES - System Transformation | Dem_BB003 | GWh | NPgY | CAMBLESFORTH | Total Demand Consumption (GWh) | CAMB_01 | 206.2965 | 206.1517 | 204.6796 | 203.1173 | 202.0909 | 201.7768 | 202.1978 | 203.7726 | 206.0899 | 208.906 | 212.2778 | 216.2538 | 222.0781 | 228.098 | 234.8 | 242.2054 | 250.0366 | 258.4514 | 267.0832 | 274.9645 | 281.9479 | 287.9307 | 293.6088 | 297.7358 | 300.4092 | 302.5269 | 304.5049 | 306.7652 | 308.3518 | 310.0534 | 311.4158 | 312.4723 | NPgY | GSP | NG FES - System Transformation | Total Demand Consumption (GWh)
NG FES - System Transformation | Dem_BB003 | GWh | NPgY | CREYKE BECK | Total Demand Consumption (GWh) | CREB_1 | 2212.0726 | 2204.6426 | 2179.3205 | 2152.8986 | 2133.4012 | 2123.1811 | 2122.2557 | 2136.3801 | 2159.1739 | 2187.7777 | 2222.7664 | 2264.5335 | 2327.6643 | 2392.6801 | 2467.4234 | 2550.437 | 2638.7329 | 2734.6961 | 2833.6863 | 2923.7386 | 3003.2323 | 3072.4564 | 3140.036 | 3187.3985 | 3217.4113 | 3240.4181 | 3261.3684 | 3285.8053 | 3300.2082 | 3313.987 | 3324.6093 | 3332.588 | NPgY | GSP | NG FES - System Transformation | Total Demand Consumption (GWh)
NG FES - System Transformation | Dem_BB003 | GWh | NPgY | DRAX | Total Demand Consumption (GWh) | DRAX_YEDL | 261.5331 | 261.6424 | 259.8109 | 257.9746 | 256.8692 | 256.718 | 257.5695 | 260.0529 | 263.5594 | 267.7723 | 272.7764 | 278.6412 | 287.3518 | 296.1913 | 305.8912 | 316.5939 | 327.9184 | 340.0514 | 352.5929 | 363.9973 | 374.165 | 382.7971 | 391.0251 | 397.1067 | 401.2089 | 404.6557 | 407.8697 | 411.4961 | 414.1442 | 416.9163 | 419.175 | 420.9964 | NPgY | GSP | NG FES - System Transformation | Total Demand Consumption (GWh)
NG FES - System Transformation | Dem_BB003 | GWh | NPgY | ELLAND | Total Demand Consumption (GWh) | ELLA_1 | 1736.1233 | 1728.5007 | 1703.236 | 1676.4933 | 1655.6305 | 1642.8358 | 1637.7035 | 1644.4325 | 1657.9289 | 1676.2047 | 1699.6647 | 1728.736 | 1773.4526 | 1820.6042 | 1876.5899 | 1939.3121 | 2006.2192 | 2078.6704 | 2154.2651 | 2224.3463 | 2286.4389 | 2341.5891 | 2395.7275 | 2434.4267 | 2458.8569 | 2477.922 | 2494.971 | 2513.9977 | 2522.5638 | 2526.4463 | 2527.2797 | 2525.4132 | NPgY | GSP | NG FES - System Transformation | Total Demand Consumption (GWh)
NG FES - System Transformation | Dem_BB003 | GWh | NPgY | FERRYBRIDGE A | Total Demand Consumption (GWh) | FERRA2 | 501.8694 | 501.6064 | 496.0262 | 490.2748 | 486.2636 | 484.4917 | 485.0087 | 489.1393 | 495.1332 | 502.5589 | 511.5232 | 522.0966 | 537.236 | 552.7852 | 570.776 | 590.642 | 611.3893 | 633.4373 | 656.4135 | 677.4076 | 696.0044 | 712.2646 | 728.229 | 739.7334 | 746.9065 | 753.0002 | 758.6159 | 765.0612 | 769.4439 | 774.1731 | 777.9372 | 780.8936 | NPgY | GSP | NG FES - System Transformation | Total Demand Consumption (GWh)
NG FES - System Transformation | Dem_BB003 | GWh | NPgY | FERRYBRIDGE B | Total Demand Consumption (GWh) | FERRB9 | 1504.0069 | 1498.9015 | 1484.3013 | 1469.1306 | 1457.9153 | 1452.0691 | 1451.4407 | 1459.1545 | 1471.902 | 1488.0827 | 1508.0205 | 1532.0256 | 1569.2251 | 1607.5956 | 1651.6925 | 1700.4885 | 1751.7856 | 1807.2467 | 1863.8723 | 1915.7003 | 1961.5456 | 2001.5573 | 2040.5039 | 2068.2254 | 2085.4388 | 2099.4289 | 2112.2015 | 2126.9828 | 2136.5328 | 2146.4651 | 2154.1512 | 2159.9005 | NPgY | GSP | NG FES - System Transformation | Total Demand Consumption (GWh)
NG FES - System Transformation | Dem_BB003 | GWh | NPgY | GRIMSBY WEST | Total Demand Consumption (GWh) | GRIW_1 | 974.1046 | 968.2706 | 956.9939 | 945.1373 | 935.7151 | 929.5772 | 926.656 | 928.8373 | 933.8515 | 940.7838 | 949.7766 | 960.9311 | 979.4803 | 998.7003 | 1021.2063 | 1046.2834 | 1072.8174 | 1101.655 | 1131.4405 | 1158.6263 | 1182.4429 | 1203.27 | 1223.7392 | 1237.6849 | 1245.8859 | 1252.1096 | 1257.6846 | 1264.4426 | 1268.1552 | 1272.0236 | 1274.3617 | 1275.3052 | NPgY | GSP | NG FES - System Transformation | Total Demand Consumption (GWh)
NG FES - System Transformation | Dem_BB003 | GWh | NPgY | JORDANTHORPE | Total Demand Consumption (GWh) | JORD_3 | 267.7556 | 267.7566 | 264.1846 | 260.3295 | 257.4965 | 256.0405 | 255.919 | 257.8184 | 260.6997 | 264.3876 | 268.9426 | 274.4158 | 281.8599 | 289.7506 | 298.9566 | 309.1749 | 319.815 | 330.8838 | 342.595 | 353.3104 | 362.6092 | 370.7102 | 378.4433 | 383.8191 | 386.606 | 388.6717 | 390.4387 | 392.5306 | 393.5177 | 394.6327 | 395.4847 | 396.1285 | NPgY | GSP | NG FES - System Transformation | Total Demand Consumption (GWh)
NG FES - System Transformation | Dem_BB003 | GWh | NPgY | KEADBY | Total Demand Consumption (GWh) | KEAD_YEDL | 2155.8656 | 2153.8153 | 2143.7357 | 2133.207 | 2126.0717 | 2123.3208 | 2125.4435 | 2135.4845 | 2150.6306 | 2169.2084 | 2191.5955 | 2218.1692 | 2259.0272 | 2301.0012 | 2347.6863 | 2399.3185 | 2454.0301 | 2512.883 | 2573.3419 | 2628.1297 | 2676.7078 | 2718.1433 | 2757.4753 | 2786.096 | 2804.7307 | 2819.5265 | 2833.2433 | 2848.8012 | 2859.363 | 2870.2814 | 2879.3057 | 2886.7954 | NPgY | GSP | NG FES - System Transformation | Total Demand Consumption (GWh)
NG FES - System Transformation | Dem_BB003 | GWh | NPgY | KIRKSTALL B | Total Demand Consumption (GWh) | KIRKB1 | 1225.6476 | 1219.4331 | 1203.4638 | 1186.8803 | 1173.9144 | 1165.9487 | 1162.6661 | 1166.7415 | 1174.9522 | 1186.2252 | 1200.8503 | 1219.0881 | 1247.3767 | 1277.2221 | 1312.391 | 1351.6825 | 1393.1618 | 1437.7667 | 1483.4735 | 1525.2867 | 1561.7845 | 1593.6607 | 1624.3185 | 1645.4566 | 1656.9097 | 1665.0902 | 1672.0605 | 1680.1884 | 1683.0164 | 1684.6819 | 1684.6967 | 1683.3314 | NPgY | GSP | NG FES - System Transformation | Total Demand Consumption (GWh)
NG FES - System Transformation | Dem_BB003 | GWh | NPgY | NEEPSEND | Total Demand Consumption (GWh) | NEEP_3 | 398.946 | 397.4639 | 391.1122 | 384.3352 | 379.0314 | 375.7354 | 374.3572 | 375.9543 | 379.1491 | 383.4411 | 388.9104 | 395.6394 | 405.7593 | 416.3506 | 429.1041 | 443.3645 | 458.5043 | 474.8313 | 492.1273 | 508.0781 | 521.9733 | 534.092 | 546.0252 | 554.0462 | 558.6294 | 561.9154 | 564.749 | 568.2423 | 569.8466 | 571.3669 | 572.4562 | 573.1101 | NPgY | GSP | NG FES - System Transformation | Total Demand Consumption (GWh)
NG FES - System Transformation | Dem_BB003 | GWh | NPgY | NORTON LEES | Total Demand Consumption (GWh) | NORL_3 | 270.0684 | 270.0218 | 265.115 | 259.8433 | 255.9123 | 253.7813 | 253.3886 | 255.6177 | 259.1052 | 263.6586 | 269.3605 | 276.2889 | 285.7245 | 295.8296 | 307.9517 | 321.5007 | 335.7923 | 350.7384 | 366.8579 | 381.9551 | 395.2358 | 407.0437 | 418.5351 | 426.8178 | 431.7528 | 435.5962 | 438.9849 | 442.7512 | 444.4784 | 445.4926 | 446.0596 | 446.2074 | NPgY | GSP | NG FES - System Transformation | Total Demand Consumption (GWh)
NG FES - System Transformation | Dem_BB003 | GWh | NPgY | PITSMOOR 3/4 | Total Demand Consumption (GWh) | PITS_BB_B | 241.0892 | 239.874 | 236.9183 | 233.789 | 231.2678 | 229.5897 | 228.716 | 229.122 | 230.318 | 231.9924 | 234.1852 | 236.941 | 241.4826 | 246.1925 | 251.8648 | 258.211 | 264.9782 | 272.4943 | 280.1201 | 287.0456 | 293.0584 | 298.2905 | 303.4337 | 306.7629 | 308.5864 | 309.7888 | 310.7978 | 312.1219 | 312.6107 | 313.1093 | 313.3821 | 313.4575 | NPgY | GSP | NG FES - System Transformation | Total Demand Consumption (GWh)
NG FES - System Transformation | Dem_BB003 | GWh | NPgY | SALTEND NORTH | Total Demand Consumption (GWh) | SALT_1 | 395.5736 | 394.0213 | 390.4586 | 386.7206 | 383.9035 | 382.2998 | 381.9195 | 383.5042 | 386.1893 | 389.6 | 393.7977 | 398.818 | 406.9285 | 415.2259 | 424.8047 | 435.3961 | 446.5742 | 458.7158 | 471.2687 | 482.7627 | 492.9871 | 502.0243 | 511.0098 | 517.4158 | 521.6562 | 525.1323 | 528.3839 | 532.1477 | 534.6646 | 537.221 | 539.2689 | 540.8784 | NPgY | GSP | NG FES - System Transformation | Total Demand Consumption (GWh)
NG FES - System Transformation | Dem_BB003 | GWh | NPgY | SHEFFIELD CITY | Total Demand Consumption (GWh) | SHEC_3 | 428.8317 | 425.6228 | 420.8243 | 415.9251 | 411.7917 | 408.7288 | 406.6963 | 406.3603 | 407.1787 | 408.6699 | 410.9156 | 413.9957 | 420.2954 | 426.8799 | 434.8275 | 443.8154 | 453.6401 | 464.7509 | 475.7862 | 485.6778 | 494.1583 | 501.3762 | 508.2562 | 512.4888 | 514.6244 | 515.5727 | 516.2343 | 517.2952 | 517.2324 | 517.1234 | 516.6799 | 515.9215 | NPgY | GSP | NG FES - System Transformation | Total Demand Consumption (GWh)
NG FES - System Transformation | Dem_BB003 | GWh | NPgY | SKELTON GRANGE | Total Demand Consumption (GWh) | SKLGB1 | 2974.8593 | 2958.6864 | 2918.8624 | 2877.2759 | 2844.5176 | 2823.9564 | 2814.7597 | 2823.3785 | 2841.9903 | 2867.7114 | 2901.1621 | 2942.9247 | 3009.3895 | 3079.1745 | 3161.7694 | 3253.9361 | 3351.2591 | 3456.2244 | 3564.3117 | 3663.3563 | 3749.5331 | 3824.6201 | 3897.4202 | 3946.6625 | 3973.3793 | 3992.3222 | 4008.5674 | 4028.4317 | 4037.3006 | 4046.2666 | 4051.2192 | 4052.4861 | NPgY | GSP | NG FES - System Transformation | Total Demand Consumption (GWh)
NG FES - System Transformation | Dem_BB003 | GWh | NPgY | TEMPLEBOROUGH 275/33KV | Total Demand Consumption (GWh) | TEMP_3 | 61.8626 | 61.6191 | 61.2676 | 60.8862 | 60.6054 | 60.4581 | 60.4388 | 60.6249 | 60.9269 | 61.3022 | 61.7557 | 62.2915 | 63.2527 | 64.2331 | 65.3407 | 66.5423 | 67.7712 | 69.1057 | 70.4229 | 71.6608 | 72.785 | 73.8247 | 74.8728 | 75.6671 | 76.2242 | 76.7412 | 77.2395 | 77.7951 | 78.2399 | 78.7163 | 79.1542 | 79.5617 | NPgY | GSP | NG FES - System Transformation | Total Demand Consumption (GWh)
NG FES - System Transformation | Dem_BB003 | GWh | NPgY | THURCROFT | Total Demand Consumption (GWh) | THUR_6 | 689.5853 | 689.8376 | 681.4267 | 672.6059 | 666.4703 | 663.7163 | 664.6124 | 671.4136 | 681.1154 | 693.1468 | 707.6898 | 724.8392 | 749.0197 | 774.1127 | 803.1561 | 835.2776 | 868.8721 | 904.3407 | 941.8602 | 976.0964 | 1006.3666 | 1032.9011 | 1058.9509 | 1077.7344 | 1089.3708 | 1099.0121 | 1107.8811 | 1118.0113 | 1124.6712 | 1131.7455 | 1137.3824 | 1141.8454 | NPgY | GSP | NG FES - System Transformation | Total Demand Consumption (GWh)
NG FES - System Transformation | Dem_BB003 | GWh | NPgY | WEST MELTON / THORPE MARSH | Total Demand Consumption (GWh) | WMEL_THOM | 2662.8986 | 2652.621 | 2633.3092 | 2613.3286 | 2598.4743 | 2590.2573 | 2588.9263 | 2598.8864 | 2615.3898 | 2636.3306 | 2662.1377 | 2693.0571 | 2744.9381 | 2798.4515 | 2860.2498 | 2928.3522 | 3000.1023 | 3078.1975 | 3157.3569 | 3230.1316 | 3295.045 | 3352.8081 | 3409.7393 | 3451.1066 | 3478.8129 | 3501.9264 | 3523.5721 | 3548.1878 | 3565.8338 | 3584.2309 | 3599.9043 | 3613.2474 | NPgY | GSP | NG FES - System Transformation | Total Demand Consumption (GWh)
NG FES - System Transformation | Dem_BB003 | GWh | NPgY | WEST MELTON SECTION 3 | Total Demand Consumption (GWh) | WMEL_BB3 | 1235.2755 | 1237.3522 | 1221.2424 | 1204.1182 | 1192.1274 | 1186.9296 | 1188.5783 | 1201.1391 | 1219.8031 | 1242.7607 | 1270.3579 | 1302.9503 | 1347.3396 | 1393.1278 | 1446.7405 | 1506.2734 | 1569.1509 | 1637.0853 | 1707.4762 | 1771.9962 | 1829.0615 | 1879.1943 | 1928.6444 | 1963.5927 | 1985.5505 | 2003.1535 | 2019.1288 | 2037.6154 | 2048.5494 | 2058.8613 | 2066.719 | 2072.4918 | NPgY | GSP | NG FES - System Transformation | Total Demand Consumption (GWh)
NG FES - System Transformation | Dem_BB003 | GWh | NPgY | WINCOBANK | Total Demand Consumption (GWh) | WIBA_3 | 171.7498 | 170.3866 | 168.9351 | 167.4728 | 166.2241 | 165.2915 | 164.6564 | 164.5851 | 164.9994 | 165.5955 | 166.3938 | 167.4092 | 169.7652 | 172.024 | 174.6219 | 177.4824 | 180.4977 | 184.2072 | 187.5248 | 190.5348 | 193.2116 | 195.6019 | 198.1077 | 199.6209 | 200.5607 | 201.2807 | 201.9318 | 202.8268 | 203.2943 | 203.7937 | 204.1638 | 204.4197 | NPgY | GSP | NG FES - System Transformation | Total Demand Consumption (GWh)
NPg Planning Scenario | Dem_BB003 | GWh | NPgN | BLYTH 66kV | Total Demand Consumption (GWh) | BLYTB1 | 691.2803 | 688.7122 | 672.704 | 671.1755 | 676.4837 | 686.1205 | 701.0072 | 720.4305 | 747.1229 | 782.2317 | 829.9188 | 882.2241 | 934.8074 | 985.1818 | 1040.8194 | 1095.69 | 1157.0729 | 1215.8191 | 1266.1224 | 1314.2288 | 1359.9008 | 1401.626 | 1439.1379 | 1472.131 | 1501.4573 | 1525.7537 | 1547.5524 | 1566.0379 | 1584.5419 | 1602.5764 | 1605.9169 | 1607.1642 | NPgN | GSP | NPg Planning Scenario | Total Demand Consumption (GWh)
NPg Planning Scenario | Dem_BB003 | GWh | NPgN | BLYTH 132kV | Total Demand Consumption (GWh) | BLYTH132 | 328.9252 | 327.3519 | 322.3297 | 321.7759 | 323.8165 | 328.1455 | 332.6763 | 342.5828 | 355.681 | 373.1032 | 377.3328 | 395.9466 | 409.8503 | 425.809 | 438.4351 | 455.3787 | 474.0281 | 493.049 | 509.1531 | 524.2099 | 538.1766 | 551.1159 | 562.8648 | 573.7916 | 581.8831 | 590.0239 | 595.8729 | 602.1714 | 607.0641 | 612.3334 | 614.0019 | 614.7365 | NPgN | GSP | NPg Planning Scenario | Total Demand Consumption (GWh)
NPg Planning Scenario | Dem_BB003 | GWh | NPgN | FOURSTONES | Total Demand Consumption (GWh) | FOUR_1 | 111.5363 | 110.9341 | 109.2538 | 108.8658 | 109.2094 | 110.4679 | 111.8915 | 116.9036 | 123.2923 | 131.8474 | 128.124 | 134.8214 | 137.4084 | 141.7527 | 144.9008 | 149.6155 | 154.938 | 160.588 | 165.3615 | 170.002 | 173.9791 | 177.6267 | 180.9516 | 184.2779 | 185.9623 | 188.4519 | 189.5239 | 191.5029 | 192.3687 | 193.4327 | 193.9945 | 194.2821 | NPgN | GSP | NPg Planning Scenario | Total Demand Consumption (GWh)
NPg Planning Scenario | Dem_BB003 | GWh | NPgN | HARTMOOR | Total Demand Consumption (GWh) | HARM_6 | 480.4197 | 477.6479 | 467.6977 | 465.1152 | 465.8169 | 468.6182 | 474.5375 | 482.642 | 494.3377 | 510.0629 | 534.6453 | 559.8605 | 585.6777 | 610.0519 | 637.5332 | 664.87 | 695.578 | 724.9203 | 750.3219 | 774.9631 | 798.3042 | 819.4719 | 838.5779 | 855.3944 | 870.4013 | 882.6418 | 893.6502 | 902.9605 | 912.2992 | 921.376 | 922.3901 | 922.1099 | NPgN | GSP | NPg Planning Scenario | Total Demand Consumption (GWh)
NPg Planning Scenario | Dem_BB003 | GWh | NPgN | HAWTHORN PIT GRID | Total Demand Consumption (GWh) | HAWP_6 | 481.7854 | 478.549 | 466.6198 | 463.7003 | 464.8414 | 468.54 | 475.1739 | 484.4325 | 497.9499 | 516.157 | 546.1874 | 575.9423 | 606.8264 | 636.0017 | 668.9918 | 701.3743 | 737.6145 | 771.9979 | 801.5017 | 829.8561 | 856.8569 | 881.2389 | 903.2296 | 922.454 | 939.6427 | 953.5592 | 966.0316 | 976.4923 | 987.0349 | 997.3857 | 997.844 | 997.1172 | NPgN | GSP | NPg Planning Scenario | Total Demand Consumption (GWh)
NPg Planning Scenario | Dem_BB003 | GWh | NPgN | KNARESBOROUGH | Total Demand Consumption (GWh) | KNARE_111 | 838.6419 | 835.3846 | 823.3355 | 822.3273 | 827.8897 | 837.5352 | 850.479 | 869.5932 | 895.5492 | 929.8625 | 969.0581 | 1018.7377 | 1066.9472 | 1113.8873 | 1164.8393 | 1216.5334 | 1275.6812 | 1332.7849 | 1381.5728 | 1428.4402 | 1471.702 | 1510.8011 | 1545.0117 | 1575.5853 | 1602.0549 | 1624.7773 | 1644.44 | 1662.0842 | 1678.8409 | 1695.2003 | 1700.2652 | 1703.1587 | NPgN | GSP | NPg Planning Scenario | Total Demand Consumption (GWh)
NPg Planning Scenario | Dem_BB003 | GWh | NPgN | LACKENBY | Total Demand Consumption (GWh) | LACK_6 | 974.2312 | 970.5597 | 954.88 | 951.9184 | 954.559 | 961.358 | 973.107 | 990.486 | 1015.1027 | 1047.8399 | 1096.1846 | 1147.0716 | 1199.9286 | 1251.1926 | 1306.8526 | 1362.0605 | 1422.6593 | 1481.1841 | 1532.0519 | 1580.2619 | 1626.1063 | 1667.5922 | 1704.4266 | 1736.7219 | 1765.0316 | 1788.2372 | 1808.3569 | 1825.3809 | 1842.2424 | 1858.8824 | 1861.5433 | 1862.4012 | NPgN | GSP | NPg Planning Scenario | Total Demand Consumption (GWh)
NPg Planning Scenario | Dem_BB003 | GWh | NPgN | NORTON | Total Demand Consumption (GWh) | NORT_1 | 2350.9237 | 2339.0797 | 2298.9047 | 2291.7701 | 2302.3249 | 2325.7274 | 2364.0119 | 2419.5588 | 2495.8451 | 2596.7164 | 2717.1173 | 2863.6359 | 3006.1701 | 3144.6413 | 3291.6555 | 3440.6994 | 3608.0638 | 3769.6261 | 3907.3864 | 4039.2156 | 4161.0764 | 4271.1301 | 4367.2422 | 4452.1318 | 4524.7942 | 4585.6585 | 4637.2545 | 4681.9403 | 4724.3751 | 4765.5089 | 4773.707 | 4776.6019 | NPgN | GSP | NPg Planning Scenario | Total Demand Consumption (GWh)
NPg Planning Scenario | Dem_BB003 | GWh | NPgN | OFFERTON | Total Demand Consumption (GWh) | OFFE_3 | 263.4018 | 261.5478 | 254.8756 | 253.0678 | 253.4212 | 255.1723 | 258.7343 | 263.0785 | 269.1995 | 277.2455 | 293.8166 | 308.2907 | 323.5217 | 336.3573 | 353.4741 | 369.6981 | 388.8919 | 406.9431 | 422.4758 | 438.27 | 452.8306 | 465.8966 | 477.875 | 487.9763 | 497.3182 | 504.5961 | 511.5105 | 517.0973 | 522.8828 | 528.3957 | 528.3462 | 527.5494 | NPgN | GSP | NPg Planning Scenario | Total Demand Consumption (GWh)
NPg Planning Scenario | Dem_BB003 | GWh | NPgN | OSBALDWICK | Total Demand Consumption (GWh) | OSBA_1 | 1379.3912 | 1371.1134 | 1345.0383 | 1340.1212 | 1346.9051 | 1360.6524 | 1380.2368 | 1408.3976 | 1447.4979 | 1499.2459 | 1562.3317 | 1638.7613 | 1713.9793 | 1786.1912 | 1867.8848 | 1949.883 | 2044.7445 | 2136.3852 | 2215.0618 | 2290.9466 | 2361.8795 | 2426.1752 | 2483.5162 | 2534.0169 | 2578.3262 | 2615.6681 | 2648.8406 | 2677.7555 | 2705.8233 | 2733.1317 | 2738.7768 | 2740.2095 | NPgN | GSP | NPg Planning Scenario | Total Demand Consumption (GWh)
NPg Planning Scenario | Dem_BB003 | GWh | NPgN | POPPLETON | Total Demand Consumption (GWh) | POPP_3 | 233.0782 | 231.581 | 226.869 | 225.788 | 226.6365 | 228.4791 | 231.5687 | 235.5814 | 241.2754 | 248.8818 | 261.3412 | 273.808 | 286.5381 | 298.2317 | 311.6609 | 325.1311 | 340.6268 | 355.4561 | 368.2312 | 380.7753 | 392.3113 | 402.5617 | 411.683 | 419.6713 | 426.8312 | 432.6073 | 437.843 | 442.2717 | 446.678 | 450.8932 | 451.3032 | 451.1903 | NPgN | GSP | NPg Planning Scenario | Total Demand Consumption (GWh)
NPg Planning Scenario | Dem_BB003 | GWh | NPgN | SALTHOLME | Total Demand Consumption (GWh) | SALH_1 | 467.4291 | 465.0058 | 462.568 | 460.4346 | 458.5241 | 456.7885 | 455.2572 | 453.8523 | 452.6121 | 451.5482 | 451.0083 | 450.5199 | 450.1774 | 449.8698 | 449.7143 | 449.6843 | 449.8623 | 450.0709 | 450.2479 | 450.4899 | 450.7723 | 451.0278 | 451.2542 | 451.4929 | 451.7203 | 451.9045 | 452.0915 | 452.2788 | 452.4503 | 452.597 | 452.4043 | 452.0345 | NPgN | GSP | NPg Planning Scenario | Total Demand Consumption (GWh)
NPg Planning Scenario | Dem_BB003 | GWh | NPgN | SOUTH SHIELDS | Total Demand Consumption (GWh) | SSHI_3 | 229.2672 | 227.8736 | 222.4355 | 221.6766 | 223.2351 | 226.2774 | 231.2411 | 237.5958 | 246.2903 | 257.5515 | 275.4968 | 293.2174 | 311.5077 | 328.6882 | 348.7462 | 368.1099 | 389.8516 | 411.4456 | 430.5044 | 449.13 | 466.3975 | 481.8914 | 495.6759 | 507.4535 | 517.7662 | 526.0523 | 533.4108 | 539.3646 | 545.111 | 550.3889 | 550.9199 | 550.7477 | NPgN | GSP | NPg Planning Scenario | Total Demand Consumption (GWh)
NPg Planning Scenario | Dem_BB003 | GWh | NPgN | SPADEADAM | Total Demand Consumption (GWh) | KIELD01 and SPAD20 | 33.1644 | 33.0219 | 32.3826 | 32.2843 | 32.4656 | 32.9652 | 33.5742 | 35.2798 | 37.4836 | 40.415 | 40.2779 | 43.0221 | 44.6729 | 46.7839 | 48.6622 | 50.9501 | 53.5105 | 56.1051 | 58.3247 | 60.4602 | 62.3615 | 64.0666 | 65.5898 | 67.0565 | 68.0134 | 69.1122 | 69.7698 | 70.6454 | 71.1991 | 71.7985 | 71.9925 | 72.0649 | NPgN | GSP | NPg Planning Scenario | Total Demand Consumption (GWh)
NPg Planning Scenario | Dem_BB003 | GWh | NPgN | SPENNYMOOR | Total Demand Consumption (GWh) | SPEN_1 | 1121.9288 | 1114.4567 | 1088.4257 | 1082.5016 | 1086.188 | 1096.4488 | 1111.7419 | 1137.2863 | 1174.3689 | 1224.5019 | 1284.9486 | 1357.9434 | 1430.4466 | 1500.9717 | 1579.615 | 1657.2561 | 1744.2434 | 1827.7749 | 1899.2078 | 1967.2165 | 2031.3821 | 2089.0323 | 2140.2436 | 2185.1549 | 2224.1275 | 2256.3008 | 2284.058 | 2307.9417 | 2331.0285 | 2353.785 | 2354.8848 | 2353.0417 | NPgN | GSP | NPg Planning Scenario | Total Demand Consumption (GWh)
NPg Planning Scenario | Dem_BB003 | GWh | NPgN | STELLA NORTH | Total Demand Consumption (GWh) | STEN_1 | 1039.4486 | 1033.8865 | 1013.2671 | 1008.8772 | 1012.1751 | 1020.3405 | 1035.1696 | 1054.4397 | 1081.0571 | 1115.628 | 1173.0023 | 1229.0589 | 1287.5524 | 1342.8881 | 1406.1696 | 1468.2738 | 1538.2386 | 1606.6391 | 1666.9475 | 1725.5297 | 1780.4297 | 1829.7177 | 1873.9224 | 1912.9184 | 1947.8012 | 1976.5832 | 2002.667 | 2025.1276 | 2047.12 | 2068.1622 | 2072.5851 | 2074.3864 | NPgN | GSP | NPg Planning Scenario | Total Demand Consumption (GWh)
NPg Planning Scenario | Dem_BB003 | GWh | NPgN | STELLA SOUTH | Total Demand Consumption (GWh) | STES_1 | 1267.5836 | 1257.5652 | 1237.2238 | 1229.2335 | 1227.4802 | 1229.7955 | 1236.1568 | 1249.3283 | 1270.4697 | 1300.3583 | 1339.8103 | 1386.5161 | 1434.7296 | 1481.2948 | 1533.514 | 1585.0958 | 1642.6484 | 1699.0244 | 1748.0113 | 1794.6902 | 1838.6514 | 1878.6144 | 1913.6833 | 1943.6154 | 1969.256 | 1989.7282 | 2006.9824 | 2020.8125 | 2034.5006 | 2047.8406 | 2048.7809 | 2047.779 | NPgN | GSP | NPg Planning Scenario | Total Demand Consumption (GWh)
NPg Planning Scenario | Dem_BB003 | GWh | NPgN | TYNEMOUTH | Total Demand Consumption (GWh) | TYNE_1 | 825.1921 | 822.0708 | 806.0565 | 803.1839 | 806.3886 | 813.2381 | 825.545 | 840.6457 | 861.2893 | 888.5556 | 934.0626 | 978.1321 | 1022.9367 | 1064.7692 | 1112.2726 | 1159.5339 | 1213.0702 | 1263.9401 | 1307.8135 | 1350.7512 | 1390.8346 | 1426.6861 | 1459.0968 | 1488.0737 | 1514.3408 | 1536.1843 | 1556.2083 | 1573.7217 | 1591.2086 | 1608.1835 | 1611.3954 | 1612.9863 | NPgN | GSP | NPg Planning Scenario | Total Demand Consumption (GWh)
NPg Planning Scenario | Dem_BB003 | GWh | NPgN | WEST BOLDON | Total Demand Consumption (GWh) | WBOL_6 | 1171.9498 | 1165.9838 | 1142.7708 | 1137.9897 | 1141.6702 | 1150.5877 | 1166.5503 | 1188.2367 | 1219.2694 | 1260.465 | 1328.6542 | 1395.4798 | 1465.0897 | 1531.0417 | 1606.0046 | 1679.1544 | 1760.6348 | 1839.787 | 1909.1058 | 1976.1794 | 2039.0395 | 2095.635 | 2146.0939 | 2189.8345 | 2228.3632 | 2259.4289 | 2286.809 | 2309.3719 | 2331.751 | 2353.2217 | 2355.5973 | 2355.602 | NPgN | GSP | NPg Planning Scenario | Total Demand Consumption (GWh)
NPg Planning Scenario | Dem_BB003 | GWh | NPgY | BRADFORD WEST | Total Demand Consumption (GWh) | BRAW_1 | 1963.2747 | 1952.1508 | 1907.6643 | 1896.8087 | 1902.5089 | 1920.5974 | 1950.7742 | 1997.0262 | 2059.6699 | 2141.4952 | 2233.4622 | 2388.8977 | 2511.7235 | 2637.8024 | 2770.0926 | 2898.5825 | 3064.2183 | 3215.5345 | 3347.5203 | 3476.631 | 3594.0222 | 3708.0624 | 3802.6487 | 3888.9006 | 3959.9334 | 4022.7808 | 4074.1957 | 4118.2256 | 4164.0702 | 4205.4192 | 4209.1714 | 4207.2529 | NPgY | GSP | NPg Planning Scenario | Total Demand Consumption (GWh)
NPg Planning Scenario | Dem_BB003 | GWh | NPgY | CAMBLESFORTH | Total Demand Consumption (GWh) | CAMB_01 | 206.2181 | 205.5361 | 202.7435 | 202.4391 | 203.5426 | 205.6134 | 208.915 | 214.0848 | 223.0285 | 233.7331 | 245.5737 | 259.0785 | 274.0536 | 288.2233 | 302.9123 | 317.4201 | 334.2403 | 350.4873 | 364.6056 | 378.3509 | 391.2804 | 402.5752 | 412.4719 | 421.0419 | 428.3089 | 434.2971 | 439.2966 | 443.2818 | 447.3404 | 451.166 | 452.5113 | 453.325 | NPgY | GSP | NPg Planning Scenario | Total Demand Consumption (GWh)
NPg Planning Scenario | Dem_BB003 | GWh | NPgY | CREYKE BECK | Total Demand Consumption (GWh) | CREB_1 | 2209.9331 | 2196.7981 | 2154.1106 | 2144.2869 | 2151.8793 | 2170.716 | 2200.6606 | 2247.0815 | 2318.6322 | 2411.4909 | 2515.3708 | 2638.6977 | 2765.775 | 2887.7329 | 3019.426 | 3152.8999 | 3313.4198 | 3462.612 | 3593.4331 | 3719.5398 | 3839.4042 | 3943.4997 | 4038.354 | 4121.734 | 4194.5694 | 4255.2157 | 4308.1213 | 4353.093 | 4397.4117 | 4440.004 | 4449.7395 | 4452.5916 | NPgY | GSP | NPg Planning Scenario | Total Demand Consumption (GWh)
NPg Planning Scenario | Dem_BB003 | GWh | NPgY | DRAX | Total Demand Consumption (GWh) | DRAX_YEDL | 261.1839 | 260.4487 | 256.928 | 256.792 | 258.6165 | 261.8572 | 267.1973 | 275.1568 | 289.6885 | 306.9163 | 325.6169 | 340.0587 | 361.7678 | 381.0217 | 401.7148 | 422.1819 | 445.3668 | 467.7989 | 487.4764 | 506.4044 | 524.6812 | 539.6067 | 553.5263 | 565.2306 | 575.5118 | 583.6781 | 590.7755 | 596.3507 | 601.7733 | 607.1231 | 609.7605 | 611.6339 | NPgY | GSP | NPg Planning Scenario | Total Demand Consumption (GWh)
NPg Planning Scenario | Dem_BB003 | GWh | NPgY | ELLAND | Total Demand Consumption (GWh) | ELLA_1 | 1735.4298 | 1724.5724 | 1689.3001 | 1681.2031 | 1687.1948 | 1703.6706 | 1730.0299 | 1771.079 | 1826.9656 | 1900.6728 | 1984.4879 | 2119.5533 | 2230.7046 | 2344.0578 | 2462.6634 | 2578.0453 | 2719.7087 | 2853.8569 | 2972.1852 | 3087.0705 | 3191.7467 | 3291.6319 | 3374.6459 | 3449.0904 | 3510.2671 | 3563.3465 | 3606.3764 | 3642.4455 | 3678.749 | 3711.0227 | 3713.8812 | 3712.1882 | NPgY | GSP | NPg Planning Scenario | Total Demand Consumption (GWh)
NPg Planning Scenario | Dem_BB003 | GWh | NPgY | FERRYBRIDGE A | Total Demand Consumption (GWh) | FERRA2 | 501.8401 | 500.0297 | 491.1024 | 490.4144 | 493.9767 | 500.3694 | 511.0053 | 524.8335 | 545.3787 | 573.2197 | 605.9754 | 645.3323 | 685.046 | 724.9403 | 765.3461 | 807.4158 | 855.1798 | 899.4183 | 937.9483 | 974.8535 | 1009.5503 | 1039.8128 | 1066.9825 | 1090.7573 | 1111.4544 | 1128.5424 | 1142.6926 | 1154.5484 | 1166.5285 | 1178.0964 | 1181.7597 | 1183.9996 | NPgY | GSP | NPg Planning Scenario | Total Demand Consumption (GWh)
NPg Planning Scenario | Dem_BB003 | GWh | NPgY | FERRYBRIDGE B | Total Demand Consumption (GWh) | FERRB9 | 1503.4623 | 1494.7037 | 1470.2008 | 1464.2535 | 1468.5471 | 1480.1752 | 1499.863 | 1532.4922 | 1579.7654 | 1641.9583 | 1714.3428 | 1812.2335 | 1905.4392 | 1997.7447 | 2092.9613 | 2189.231 | 2299.4474 | 2404.0715 | 2496.0166 | 2584.1009 | 2666.4636 | 2740.0904 | 2804.1711 | 2860.4792 | 2908.609 | 2948.5641 | 2981.5286 | 3008.9016 | 3036.2657 | 3062.5406 | 3070.5787 | 3074.9934 | NPgY | GSP | NPg Planning Scenario | Total Demand Consumption (GWh)
NPg Planning Scenario | Dem_BB003 | GWh | NPgY | GRIMSBY WEST | Total Demand Consumption (GWh) | GRIW_1 | 973.6078 | 965.8943 | 947.8908 | 941.502 | 941.1934 | 945.0861 | 952.9649 | 969.771 | 995.3059 | 1031.2698 | 1074.7457 | 1136.9133 | 1194.8482 | 1253.1557 | 1313.1808 | 1373.4935 | 1443.1534 | 1509.4696 | 1568.0396 | 1624.1937 | 1676.3326 | 1723.7621 | 1763.8903 | 1798.9609 | 1828.0963 | 1851.8523 | 1870.6476 | 1885.7099 | 1900.8706 | 1915.2435 | 1917.1017 | 1916.8869 | NPgY | GSP | NPg Planning Scenario | Total Demand Consumption (GWh)
NPg Planning Scenario | Dem_BB003 | GWh | NPgY | JORDANTHORPE | Total Demand Consumption (GWh) | JORD_3 | 267.646 | 267.3179 | 262.2923 | 261.9123 | 263.9572 | 267.4814 | 272.1879 | 278.9057 | 286.6644 | 296.6618 | 308.0015 | 329.7963 | 344.7197 | 360.4197 | 376.3804 | 392.7911 | 412.3193 | 430.122 | 445.0668 | 459.6437 | 473.1608 | 485.5481 | 496.3625 | 506.3443 | 515.113 | 522.7483 | 529.5209 | 535.6442 | 541.8037 | 547.7522 | 548.1136 | 547.9412 | NPgY | GSP | NPg Planning Scenario | Total Demand Consumption (GWh)
NPg Planning Scenario | Dem_BB003 | GWh | NPgY | KEADBY | Total Demand Consumption (GWh) | KEAD_YEDL | 2155.1006 | 2148.169 | 2127.4196 | 2124.0008 | 2131.5219 | 2144.7904 | 2165.1603 | 2194.1453 | 2249.3355 | 2313.7709 | 2381.8363 | 2443.7246 | 2525.1663 | 2598.7188 | 2677.9794 | 2758.7227 | 2853.5077 | 2943.127 | 3020.169 | 3095.1226 | 3167.5806 | 3226.1275 | 3281.7888 | 3329.464 | 3371.8197 | 3406.3396 | 3437.0118 | 3461.9707 | 3486.8102 | 3510.5127 | 3519.0545 | 3523.6034 | NPgY | GSP | NPg Planning Scenario | Total Demand Consumption (GWh)
NPg Planning Scenario | Dem_BB003 | GWh | NPgY | KIRKSTALL B | Total Demand Consumption (GWh) | KIRKB1 | 1225.3682 | 1217.2129 | 1194.3733 | 1188.2443 | 1191.1455 | 1200.6373 | 1215.9936 | 1241.4854 | 1271.5638 | 1313.5483 | 1363.4326 | 1447.868 | 1513.9224 | 1581.8427 | 1652.1715 | 1722.8238 | 1804.3587 | 1882.3333 | 1950.1947 | 2015.0402 | 2074.6228 | 2129.5079 | 2175.8327 | 2217.2025 | 2252.2228 | 2281.646 | 2306.1571 | 2327.1574 | 2347.49 | 2366.8191 | 2368.5603 | 2367.7917 | NPgY | GSP | NPg Planning Scenario | Total Demand Consumption (GWh)
NPg Planning Scenario | Dem_BB003 | GWh | NPgY | NEEPSEND | Total Demand Consumption (GWh) | NEEP_3 | 398.8019 | 396.6837 | 387.7223 | 385.5224 | 386.629 | 389.9142 | 395.0825 | 402.9013 | 412.439 | 425.5539 | 440.7799 | 468.8209 | 489.2063 | 510.6101 | 532.8587 | 553.646 | 582.8759 | 608.5114 | 630.8887 | 652.9918 | 672.8209 | 693.3895 | 709.9484 | 725.3549 | 737.8456 | 749.2837 | 758.5523 | 766.6768 | 775.3479 | 783.1679 | 783.7555 | 783.3379 | NPgY | GSP | NPg Planning Scenario | Total Demand Consumption (GWh)
NPg Planning Scenario | Dem_BB003 | GWh | NPgY | NORTON LEES | Total Demand Consumption (GWh) | NORL_3 | 270.0076 | 269.4934 | 263.0077 | 262.785 | 265.8398 | 270.9435 | 277.7094 | 287.0658 | 297.4018 | 311.1271 | 326.8838 | 358.3223 | 379.375 | 401.8029 | 424.809 | 446.3846 | 474.804 | 500.6432 | 523.0703 | 545.0588 | 564.6794 | 584.8916 | 601.0171 | 616.012 | 628.2828 | 639.4544 | 648.7057 | 656.9102 | 665.3452 | 672.9644 | 673.1261 | 672.6736 | NPgY | GSP | NPg Planning Scenario | Total Demand Consumption (GWh)
NPg Planning Scenario | Dem_BB003 | GWh | NPgY | PITSMOOR 3/4 | Total Demand Consumption (GWh) | PITS_BB_B | 241.0808 | 239.49 | 235.1513 | 233.6503 | 233.5991 | 234.5254 | 236.3205 | 239.3315 | 242.962 | 248.1678 | 254.457 | 267.2302 | 276.1539 | 285.6375 | 295.4741 | 305.4471 | 318.5438 | 330.0723 | 340.3256 | 350.1798 | 359.2191 | 367.925 | 375.3011 | 382.0267 | 387.7418 | 392.7441 | 396.8901 | 400.5511 | 404.333 | 407.8397 | 408.278 | 408.1173 | NPgY | GSP | NPg Planning Scenario | Total Demand Consumption (GWh)
NPg Planning Scenario | Dem_BB003 | GWh | NPgY | SALTEND NORTH | Total Demand Consumption (GWh) | SALT_1 | 395.3747 | 392.7726 | 386.3294 | 384.3876 | 384.7784 | 386.6852 | 390.2231 | 396.2507 | 406.1556 | 419.5077 | 434.903 | 454.4619 | 474.114 | 493.4728 | 513.8335 | 534.6371 | 559.0627 | 581.7709 | 601.9153 | 621.2288 | 639.4936 | 655.6271 | 670.0444 | 682.6856 | 693.6045 | 702.617 | 710.1593 | 716.4426 | 722.7786 | 728.8304 | 730.3602 | 730.9697 | NPgY | GSP | NPg Planning Scenario | Total Demand Consumption (GWh)
NPg Planning Scenario | Dem_BB003 | GWh | NPgY | SHEFFIELD CITY | Total Demand Consumption (GWh) | SHEC_3 | 428.7961 | 424.8018 | 417.5684 | 414.0082 | 412.5195 | 412.4053 | 413.4017 | 416.2556 | 420.1953 | 426.5176 | 434.5923 | 450.1584 | 462.012 | 474.5065 | 487.8096 | 501.0864 | 518.6492 | 534.7861 | 549.0507 | 562.8098 | 575.2588 | 587.1183 | 596.733 | 605.4051 | 612.5213 | 618.6614 | 623.6069 | 627.8447 | 632.1621 | 636.121 | 636.2897 | 635.6657 | NPgY | GSP | NPg Planning Scenario | Total Demand Consumption (GWh)
NPg Planning Scenario | Dem_BB003 | GWh | NPgY | SKELTON GRANGE | Total Demand Consumption (GWh) | SKLGB1 | 2974.2629 | 2952.9284 | 2894.6759 | 2876.8204 | 2879.8494 | 2898.2478 | 2930.4972 | 2989.317 | 3062.0687 | 3165.5004 | 3290.1948 | 3504.662 | 3674.3579 | 3849.336 | 4029.5258 | 4206.4731 | 4417.5376 | 4616.6913 | 4790.9368 | 4958.4725 | 5111.1194 | 5257.5601 | 5377.3092 | 5484.9082 | 5573.652 | 5649.2495 | 5709.7946 | 5760.8331 | 5812.5141 | 5861.1841 | 5866.4578 | 5865.6838 | NPgY | GSP | NPg Planning Scenario | Total Demand Consumption (GWh)
NPg Planning Scenario | Dem_BB003 | GWh | NPgY | TEMPLEBOROUGH 275/33KV | Total Demand Consumption (GWh) | TEMP_3 | 61.853 | 61.4321 | 60.599 | 60.2641 | 60.1993 | 60.3057 | 60.5666 | 61.1568 | 61.9184 | 63.0337 | 64.4081 | 67.1374 | 69.1257 | 71.2191 | 73.3549 | 75.5935 | 78.0003 | 80.3062 | 82.3569 | 84.3227 | 86.1899 | 87.8775 | 89.3582 | 90.7085 | 91.9226 | 92.9522 | 93.8582 | 94.675 | 95.4846 | 96.2935 | 96.5218 | 96.6686 | NPgY | GSP | NPg Planning Scenario | Total Demand Consumption (GWh)
NPg Planning Scenario | Dem_BB003 | GWh | NPgY | THURCROFT | Total Demand Consumption (GWh) | THUR_6 | 689.114 | 686.8965 | 672.9151 | 673.0735 | 681.5355 | 693.7 | 709.179 | 731.1385 | 762.1955 | 804.6335 | 853.6353 | 910.347 | 968.9363 | 1026.4458 | 1086.4297 | 1148.5211 | 1219.2112 | 1284.7439 | 1341.7731 | 1396.0612 | 1447.5301 | 1492.0988 | 1532.9098 | 1568.4753 | 1599.5524 | 1624.9358 | 1646.2982 | 1664.1872 | 1681.8617 | 1699.1713 | 1703.9368 | 1706.3911 | NPgY | GSP | NPg Planning Scenario | Total Demand Consumption (GWh)
NPg Planning Scenario | Dem_BB003 | GWh | NPgY | WEST MELTON / THORPE MARSH | Total Demand Consumption (GWh) | WMEL_THOM | 2662.6886 | 2643.9955 | 2604.8108 | 2591.9448 | 2594.1769 | 2605.0584 | 2625.3771 | 2657.8954 | 2706.7398 | 2777.7825 | 2864.0992 | 2985.3339 | 3097.2923 | 3211.8633 | 3329.9026 | 3452.0859 | 3595.01 | 3728.2395 | 3845.509 | 3958.379 | 4064.0286 | 4159.0403 | 4242.3245 | 4316.3246 | 4380.3218 | 4434.3447 | 4479.412 | 4518.0787 | 4557.157 | 4594.7005 | 4606.0318 | 4612.2056 | NPgY | GSP | NPg Planning Scenario | Total Demand Consumption (GWh)
NPg Planning Scenario | Dem_BB003 | GWh | NPgY | WEST MELTON SECTION 3 | Total Demand Consumption (GWh) | WMEL_BB3 | 1234.9355 | 1234.1279 | 1210.8986 | 1212.4089 | 1227.1302 | 1249.5518 | 1280.7532 | 1321.7573 | 1376.67 | 1448.1725 | 1529.4621 | 1643.3525 | 1744.4681 | 1846.8527 | 1952.4986 | 2060.0342 | 2188.2345 | 2305.9142 | 2409.2621 | 2508.8551 | 2601.6716 | 2686.2228 | 2760.801 | 2827.5975 | 2885.2243 | 2934.6421 | 2976.2481 | 3012.2055 | 3048.6735 | 3083.0226 | 3092.425 | 3097.1651 | NPgY | GSP | NPg Planning Scenario | Total Demand Consumption (GWh)
NPg Planning Scenario | Dem_BB003 | GWh | NPgY | WINCOBANK | Total Demand Consumption (GWh) | WIBA_3 | 171.7304 | 169.9843 | 167.4101 | 165.9527 | 165.1376 | 164.7975 | 164.9077 | 165.8831 | 167.367 | 169.8516 | 173.1463 | 178.6073 | 183.3459 | 188.1842 | 193.2963 | 198.5723 | 204.5651 | 210.3295 | 215.6713 | 220.854 | 225.8211 | 230.2856 | 234.1821 | 237.6907 | 240.7577 | 243.3489 | 245.5571 | 247.4936 | 249.3822 | 251.2098 | 251.7208 | 251.771 | NPgY | GSP | NPg Planning Scenario | Total Demand Consumption (GWh)
NG FES - Consumer Transformation | Dem_BB001a | Number of | NPgN | BLYTH 66kV | Number of domestic customers | BLYTB1 | 105147 | 105725 | 106156 | 106586 | 107017 | 107447 | 107879 | 108309 | 108740 | 109170 | 109601 | 110031 | 110462 | 110892 | 111324 | 111754 | 112185 | 112663 | 113096 | 113528 | 113961 | 114396 | 114830 | 115270 | 115710 | 116151 | 116591 | 117029 | 117463 | 117902 | 118341 | 118780 | NPgN | GSP | NG FES - Consumer Transformation | Number of domestic customers
NG FES - Consumer Transformation | Dem_BB001a | Number of | NPgN | BLYTH 132kV | Number of domestic customers | BLYTH132 | 28872 | 29009 | 29127 | 29245 | 29363 | 29481 | 29600 | 29718 | 29836 | 29954 | 30072 | 30190 | 30309 | 30427 | 30545 | 30663 | 30781 | 30912 | 31031 | 31150 | 31269 | 31388 | 31507 | 31628 | 31749 | 31870 | 31990 | 32111 | 32230 | 32350 | 32471 | 32591 | NPgN | GSP | NG FES - Consumer Transformation | Number of domestic customers
NG FES - Consumer Transformation | Dem_BB001a | Number of | NPgN | FOURSTONES | Number of domestic customers | FOUR_1 | 8403 | 8443 | 8477 | 8512 | 8546 | 8581 | 8615 | 8649 | 8684 | 8718 | 8753 | 8787 | 8822 | 8856 | 8890 | 8925 | 8959 | 8998 | 9032 | 9067 | 9101 | 9136 | 9171 | 9206 | 9241 | 9276 | 9312 | 9347 | 9381 | 9416 | 9451 | 9487 | NPgN | GSP | NG FES - Consumer Transformation | Number of domestic customers
NG FES - Consumer Transformation | Dem_BB001a | Number of | NPgN | HARTMOOR | Number of domestic customers | HARM_6 | 54210 | 54520 | 54742 | 54964 | 55187 | 55408 | 55631 | 55853 | 56075 | 56297 | 56520 | 56741 | 56964 | 57186 | 57408 | 57630 | 57853 | 58099 | 58322 | 58545 | 58769 | 58993 | 59217 | 59444 | 59671 | 59899 | 60125 | 60352 | 60576 | 60802 | 61028 | 61255 | NPgN | GSP | NG FES - Consumer Transformation | Number of domestic customers
NG FES - Consumer Transformation | Dem_BB001a | Number of | NPgN | HAWTHORN PIT GRID | Number of domestic customers | HAWP_6 | 67218 | 67582 | 67858 | 68133 | 68409 | 68684 | 68960 | 69235 | 69511 | 69786 | 70061 | 70336 | 70612 | 70887 | 71163 | 71438 | 71714 | 72019 | 72296 | 72573 | 72850 | 73128 | 73405 | 73686 | 73968 | 74250 | 74531 | 74812 | 75089 | 75370 | 75650 | 75932 | NPgN | GSP | NG FES - Consumer Transformation | Number of domestic customers
NG FES - Consumer Transformation | Dem_BB001a | Number of | NPgN | KNARESBOROUGH | Number of domestic customers | KNARE_111 | 73095 | 73395 | 73676 | 73955 | 74236 | 74516 | 74796 | 75076 | 75356 | 75636 | 75917 | 76196 | 76477 | 76757 | 77037 | 77317 | 77597 | 77908 | 78190 | 78471 | 78753 | 79035 | 79318 | 79604 | 79891 | 80177 | 80463 | 80749 | 81031 | 81316 | 81602 | 81888 | NPgN | GSP | NG FES - Consumer Transformation | Number of domestic customers
NG FES - Consumer Transformation | Dem_BB001a | Number of | NPgN | LACKENBY | Number of domestic customers | LACK_6 | 92968 | 93230 | 93610 | 93989 | 94369 | 94747 | 95127 | 95506 | 95886 | 96265 | 96644 | 97023 | 97403 | 97782 | 98161 | 98540 | 98920 | 99341 | 99722 | 100103 | 100484 | 100867 | 101249 | 101637 | 102025 | 102413 | 102800 | 103186 | 103569 | 103955 | 104341 | 104728 | NPgN | GSP | NG FES - Consumer Transformation | Number of domestic customers
NG FES - Consumer Transformation | Dem_BB001a | Number of | NPgN | NORTON | Number of domestic customers | NORT_1 | 224895 | 225941 | 226854 | 227765 | 228678 | 229589 | 230502 | 231412 | 232325 | 233236 | 234149 | 235060 | 235973 | 236884 | 237797 | 238707 | 239620 | 240632 | 241549 | 242465 | 243382 | 244302 | 245222 | 246152 | 247086 | 248019 | 248950 | 249878 | 250798 | 251727 | 252655 | 253586 | NPgN | GSP | NG FES - Consumer Transformation | Number of domestic customers
NG FES - Consumer Transformation | Dem_BB001a | Number of | NPgN | OFFERTON | Number of domestic customers | OFFE_3 | 36584 | 36763 | 36913 | 37062 | 37212 | 37362 | 37512 | 37661 | 37811 | 37961 | 38111 | 38261 | 38411 | 38560 | 38710 | 38860 | 39010 | 39176 | 39327 | 39477 | 39628 | 39779 | 39930 | 40083 | 40236 | 40390 | 40543 | 40695 | 40846 | 40999 | 41151 | 41304 | NPgN | GSP | NG FES - Consumer Transformation | Number of domestic customers
NG FES - Consumer Transformation | Dem_BB001a | Number of | NPgN | OSBALDWICK | Number of domestic customers | OSBA_1 | 142628 | 143520 | 144092 | 144663 | 145235 | 145806 | 146379 | 146950 | 147522 | 148093 | 148665 | 149236 | 149808 | 150379 | 150952 | 151523 | 152095 | 152729 | 153304 | 153878 | 154453 | 155030 | 155606 | 156190 | 156775 | 157360 | 157943 | 158525 | 159102 | 159684 | 160266 | 160850 | NPgN | GSP | NG FES - Consumer Transformation | Number of domestic customers
NG FES - Consumer Transformation | Dem_BB001a | Number of | NPgN | POPPLETON | Number of domestic customers | POPP_3 | 25128 | 25362 | 25465 | 25568 | 25672 | 25775 | 25878 | 25981 | 26085 | 26188 | 26291 | 26394 | 26498 | 26601 | 26704 | 26807 | 26911 | 27025 | 27129 | 27233 | 27337 | 27441 | 27545 | 27650 | 27756 | 27862 | 27967 | 28072 | 28177 | 28282 | 28387 | 28492 | NPgN | GSP | NG FES - Consumer Transformation | Number of domestic customers
NG FES - Consumer Transformation | Dem_BB001a | Number of | NPgN | SALTHOLME | Number of domestic customers | SALH_1 | 1312 | 1319 | 1325 | 1330 | 1336 | 1341 | 1346 | 1352 | 1357 | 1362 | 1368 | 1373 | 1379 | 1384 | 1389 | 1395 | 1400 | 1406 | 1411 | 1417 | 1422 | 1428 | 1433 | 1439 | 1444 | 1450 | 1455 | 1461 | 1466 | 1471 | 1477 | 1482 | NPgN | GSP | NG FES - Consumer Transformation | Number of domestic customers
NG FES - Consumer Transformation | Dem_BB001a | Number of | NPgN | SOUTH SHIELDS | Number of domestic customers | SSHI_3 | 35006 | 35171 | 35314 | 35457 | 35601 | 35744 | 35887 | 36030 | 36174 | 36317 | 36461 | 36604 | 36747 | 36890 | 37034 | 37177 | 37321 | 37480 | 37624 | 37768 | 37912 | 38056 | 38201 | 38347 | 38494 | 38641 | 38787 | 38933 | 39077 | 39223 | 39369 | 39516 | NPgN | GSP | NG FES - Consumer Transformation | Number of domestic customers
NG FES - Consumer Transformation | Dem_BB001a | Number of | NPgN | SPADEADAM | Number of domestic customers | KIELD01 and SPAD20 | 3666 | 3683 | 3698 | 3713 | 3728 | 3743 | 3758 | 3773 | 3788 | 3803 | 3818 | 3833 | 3848 | 3863 | 3878 | 3893 | 3908 | 3925 | 3940 | 3955 | 3970 | 3985 | 4001 | 4016 | 4031 | 4047 | 4062 | 4077 | 4092 | 4108 | 4123 | 4138 | NPgN | GSP | NG FES - Consumer Transformation | Number of domestic customers
NG FES - Consumer Transformation | Dem_BB001a | Number of | NPgN | SPENNYMOOR | Number of domestic customers | SPEN_1 | 143094 | 143924 | 144510 | 145095 | 145682 | 146267 | 146853 | 147438 | 148024 | 148609 | 149196 | 149780 | 150367 | 150952 | 151538 | 152123 | 152709 | 153359 | 153948 | 154536 | 155125 | 155716 | 156307 | 156905 | 157504 | 158103 | 158701 | 159297 | 159888 | 160485 | 161081 | 161679 | NPgN | GSP | NG FES - Consumer Transformation | Number of domestic customers
NG FES - Consumer Transformation | Dem_BB001a | Number of | NPgN | STELLA NORTH | Number of domestic customers | STEN_1 | 124016 | 124819 | 125328 | 125836 | 126345 | 126853 | 127362 | 127870 | 128379 | 128887 | 129396 | 129904 | 130413 | 130921 | 131430 | 131938 | 132447 | 133011 | 133523 | 134034 | 134545 | 135058 | 135571 | 136090 | 136610 | 137131 | 137650 | 138168 | 138681 | 139198 | 139716 | 140235 | NPgN | GSP | NG FES - Consumer Transformation | Number of domestic customers
NG FES - Consumer Transformation | Dem_BB001a | Number of | NPgN | STELLA SOUTH | Number of domestic customers | STES_1 | 83701 | 84153 | 84497 | 84839 | 85183 | 85525 | 85868 | 86211 | 86554 | 86897 | 87240 | 87582 | 87926 | 88268 | 88611 | 88954 | 89297 | 89677 | 90022 | 90367 | 90712 | 91057 | 91403 | 91753 | 92104 | 92455 | 92805 | 93154 | 93500 | 93849 | 94199 | 94549 | NPgN | GSP | NG FES - Consumer Transformation | Number of domestic customers
NG FES - Consumer Transformation | Dem_BB001a | Number of | NPgN | TYNEMOUTH | Number of domestic customers | TYNE_1 | 102775 | 103549 | 103971 | 104393 | 104815 | 105237 | 105660 | 106081 | 106504 | 106925 | 107348 | 107769 | 108192 | 108613 | 109036 | 109458 | 109880 | 110348 | 110773 | 111197 | 111621 | 112047 | 112473 | 112903 | 113335 | 113767 | 114198 | 114628 | 115054 | 115483 | 115913 | 116344 | NPgN | GSP | NG FES - Consumer Transformation | Number of domestic customers
NG FES - Consumer Transformation | Dem_BB001a | Number of | NPgN | WEST BOLDON | Number of domestic customers | WBOL_6 | 140673 | 141400 | 141977 | 142553 | 143130 | 143706 | 144283 | 144859 | 145436 | 146012 | 146589 | 147165 | 147742 | 148318 | 148895 | 149471 | 150048 | 150688 | 151268 | 151846 | 152426 | 153008 | 153589 | 154178 | 154768 | 155357 | 155946 | 156533 | 157115 | 157702 | 158289 | 158877 | NPgN | GSP | NG FES - Consumer Transformation | Number of domestic customers
NG FES - Consumer Transformation | Dem_BB001a | Number of | NPgY | BRADFORD WEST | Number of domestic customers | BRAW_1 | 243766 | 245540 | 246542 | 247541 | 248543 | 249542 | 250544 | 251543 | 252545 | 253545 | 254546 | 255546 | 256548 | 257547 | 258549 | 259548 | 260550 | 261660 | 262666 | 263671 | 264677 | 265687 | 266696 | 267717 | 268741 | 269765 | 270787 | 271806 | 272815 | 273834 | 274853 | 275874 | NPgY | GSP | NG FES - Consumer Transformation | Number of domestic customers
NG FES - Consumer Transformation | Dem_BB001a | Number of | NPgY | CAMBLESFORTH | Number of domestic customers | CAMB_01 | 16751 | 16852 | 16920 | 16989 | 17058 | 17126 | 17195 | 17264 | 17333 | 17401 | 17470 | 17539 | 17608 | 17676 | 17745 | 17814 | 17883 | 17959 | 18028 | 18097 | 18166 | 18235 | 18305 | 18375 | 18445 | 18515 | 18586 | 18656 | 18725 | 18795 | 18865 | 18935 | NPgY | GSP | NG FES - Consumer Transformation | Number of domestic customers
NG FES - Consumer Transformation | Dem_BB001a | Number of | NPgY | CREYKE BECK | Number of domestic customers | CREB_1 | 230227 | 231243 | 232185 | 233125 | 234067 | 235007 | 235950 | 236890 | 237832 | 238772 | 239715 | 240655 | 241597 | 242537 | 243479 | 244419 | 245362 | 246406 | 247353 | 248297 | 249244 | 250194 | 251143 | 252104 | 253067 | 254030 | 254991 | 255949 | 256899 | 257857 | 258816 | 259777 | NPgY | GSP | NG FES - Consumer Transformation | Number of domestic customers
NG FES - Consumer Transformation | Dem_BB001a | Number of | NPgY | DRAX | Number of domestic customers | DRAX_YEDL | 21871 | 22060 | 22150 | 22239 | 22329 | 22418 | 22507 | 22597 | 22686 | 22776 | 22865 | 22954 | 23044 | 23133 | 23223 | 23312 | 23401 | 23501 | 23591 | 23680 | 23770 | 23860 | 23951 | 24042 | 24133 | 24225 | 24316 | 24407 | 24497 | 24588 | 24679 | 24771 | NPgY | GSP | NG FES - Consumer Transformation | Number of domestic customers
NG FES - Consumer Transformation | Dem_BB001a | Number of | NPgY | ELLAND | Number of domestic customers | ELLA_1 | 187573 | 189131 | 189903 | 190672 | 191444 | 192214 | 192986 | 193756 | 194528 | 195298 | 196069 | 196839 | 197611 | 198381 | 199153 | 199923 | 200694 | 201549 | 202325 | 203099 | 203874 | 204652 | 205429 | 206216 | 207005 | 207794 | 208581 | 209366 | 210143 | 210928 | 211713 | 212500 | NPgY | GSP | NG FES - Consumer Transformation | Number of domestic customers
NG FES - Consumer Transformation | Dem_BB001a | Number of | NPgY | FERRYBRIDGE A | Number of domestic customers | FERRA2 | 57462 | 57859 | 58095 | 58331 | 58567 | 58802 | 59039 | 59274 | 59511 | 59746 | 59982 | 60218 | 60454 | 60690 | 60926 | 61162 | 61398 | 61660 | 61897 | 62134 | 62371 | 62609 | 62847 | 63088 | 63330 | 63571 | 63812 | 64052 | 64290 | 64531 | 64771 | 65012 | NPgY | GSP | NG FES - Consumer Transformation | Number of domestic customers
NG FES - Consumer Transformation | Dem_BB001a | Number of | NPgY | FERRYBRIDGE B | Number of domestic customers | FERRB9 | 126967 | 127819 | 128340 | 128860 | 129381 | 129902 | 130423 | 130943 | 131464 | 131985 | 132506 | 133026 | 133547 | 134068 | 134589 | 135109 | 135630 | 136208 | 136732 | 137255 | 137779 | 138304 | 138829 | 139361 | 139894 | 140426 | 140958 | 141488 | 142014 | 142544 | 143074 | 143606 | NPgY | GSP | NG FES - Consumer Transformation | Number of domestic customers
NG FES - Consumer Transformation | Dem_BB001a | Number of | NPgY | GRIMSBY WEST | Number of domestic customers | GRIW_1 | 80968 | 81241 | 81573 | 81903 | 82235 | 82566 | 82897 | 83228 | 83559 | 83890 | 84221 | 84552 | 84883 | 85214 | 85546 | 85876 | 86208 | 86575 | 86908 | 87240 | 87573 | 87907 | 88241 | 88579 | 88918 | 89257 | 89595 | 89932 | 90266 | 90603 | 90940 | 91278 | NPgY | GSP | NG FES - Consumer Transformation | Number of domestic customers
NG FES - Consumer Transformation | Dem_BB001a | Number of | NPgY | JORDANTHORPE | Number of domestic customers | JORD_3 | 36804 | 37062 | 37213 | 37364 | 37515 | 37666 | 37817 | 37968 | 38119 | 38270 | 38421 | 38572 | 38723 | 38874 | 39025 | 39176 | 39327 | 39495 | 39647 | 39798 | 39950 | 40103 | 40255 | 40409 | 40564 | 40718 | 40872 | 41026 | 41178 | 41332 | 41486 | 41640 | NPgY | GSP | NG FES - Consumer Transformation | Number of domestic customers
NG FES - Consumer Transformation | Dem_BB001a | Number of | NPgY | KEADBY | Number of domestic customers | KEAD_YEDL | 112897 | 113594 | 114058 | 114520 | 114984 | 115446 | 115909 | 116372 | 116835 | 117298 | 117761 | 118223 | 118687 | 119149 | 119613 | 120075 | 120538 | 121052 | 121518 | 121982 | 122448 | 122915 | 123382 | 123854 | 124328 | 124802 | 125274 | 125746 | 126212 | 126684 | 127155 | 127628 | NPgY | GSP | NG FES - Consumer Transformation | Number of domestic customers
NG FES - Consumer Transformation | Dem_BB001a | Number of | NPgY | KIRKSTALL B | Number of domestic customers | KIRKB1 | 117247 | 118007 | 118488 | 118968 | 119450 | 119930 | 120411 | 120891 | 121373 | 121853 | 122334 | 122815 | 123296 | 123776 | 124257 | 124738 | 125219 | 125752 | 126236 | 126719 | 127202 | 127687 | 128172 | 128663 | 129155 | 129647 | 130138 | 130627 | 131112 | 131602 | 132092 | 132582 | NPgY | GSP | NG FES - Consumer Transformation | Number of domestic customers
NG FES - Consumer Transformation | Dem_BB001a | Number of | NPgY | NEEPSEND | Number of domestic customers | NEEP_3 | 51225 | 51615 | 51826 | 52036 | 52247 | 52457 | 52668 | 52878 | 53088 | 53299 | 53509 | 53719 | 53930 | 54140 | 54351 | 54561 | 54772 | 55005 | 55217 | 55428 | 55640 | 55852 | 56064 | 56279 | 56494 | 56709 | 56924 | 57138 | 57351 | 57565 | 57779 | 57994 | NPgY | GSP | NG FES - Consumer Transformation | Number of domestic customers
NG FES - Consumer Transformation | Dem_BB001a | Number of | NPgY | NORTON LEES | Number of domestic customers | NORL_3 | 51530 | 51922 | 52134 | 52346 | 52557 | 52769 | 52981 | 53192 | 53404 | 53615 | 53827 | 54038 | 54250 | 54461 | 54673 | 54884 | 55096 | 55331 | 55544 | 55756 | 55969 | 56182 | 56395 | 56611 | 56828 | 57044 | 57260 | 57476 | 57689 | 57905 | 58120 | 58336 | NPgY | GSP | NG FES - Consumer Transformation | Number of domestic customers
NG FES - Consumer Transformation | Dem_BB001a | Number of | NPgY | PITSMOOR 3/4 | Number of domestic customers | PITS_BB_B | 21923 | 22090 | 22180 | 22270 | 22360 | 22450 | 22540 | 22630 | 22720 | 22810 | 22900 | 22990 | 23080 | 23170 | 23260 | 23350 | 23440 | 23540 | 23631 | 23721 | 23811 | 23902 | 23993 | 24085 | 24177 | 24269 | 24361 | 24453 | 24543 | 24635 | 24727 | 24819 | NPgY | GSP | NG FES - Consumer Transformation | Number of domestic customers
NG FES - Consumer Transformation | Dem_BB001a | Number of | NPgY | SALTEND NORTH | Number of domestic customers | SALT_1 | 31087 | 31220 | 31347 | 31474 | 31602 | 31729 | 31856 | 31983 | 32111 | 32238 | 32365 | 32492 | 32620 | 32747 | 32874 | 33001 | 33128 | 33270 | 33398 | 33525 | 33653 | 33782 | 33910 | 34040 | 34170 | 34300 | 34430 | 34560 | 34688 | 34818 | 34947 | 35077 | NPgY | GSP | NG FES - Consumer Transformation | Number of domestic customers
NG FES - Consumer Transformation | Dem_BB001a | Number of | NPgY | SHEFFIELD CITY | Number of domestic customers | SHEC_3 | 26954 | 27159 | 27270 | 27381 | 27492 | 27602 | 27713 | 27824 | 27935 | 28045 | 28156 | 28267 | 28377 | 28488 | 28599 | 28709 | 28820 | 28943 | 29054 | 29166 | 29277 | 29389 | 29500 | 29613 | 29727 | 29840 | 29953 | 30066 | 30177 | 30290 | 30403 | 30516 | NPgY | GSP | NG FES - Consumer Transformation | Number of domestic customers
NG FES - Consumer Transformation | Dem_BB001a | Number of | NPgY | SKELTON GRANGE | Number of domestic customers | SKLGB1 | 287470 | 289499 | 290680 | 291858 | 293039 | 294217 | 295398 | 296576 | 297757 | 298936 | 300117 | 301295 | 302476 | 303654 | 304835 | 306013 | 307194 | 308502 | 309689 | 310873 | 312060 | 313250 | 314439 | 315644 | 316851 | 318058 | 319262 | 320463 | 321653 | 322854 | 324055 | 325260 | NPgY | GSP | NG FES - Consumer Transformation | Number of domestic customers
NG FES - Consumer Transformation | Dem_BB001a | Number of | NPgY | TEMPLEBOROUGH 275/33KV | Number of domestic customers | TEMP_3 | 3474 | 3492 | 3507 | 3521 | 3535 | 3549 | 3564 | 3578 | 3592 | 3606 | 3620 | 3635 | 3649 | 3663 | 3677 | 3692 | 3706 | 3722 | 3736 | 3750 | 3765 | 3779 | 3793 | 3808 | 3822 | 3837 | 3851 | 3866 | 3880 | 3895 | 3909 | 3924 | NPgY | GSP | NG FES - Consumer Transformation | Number of domestic customers
NG FES - Consumer Transformation | Dem_BB001a | Number of | NPgY | THURCROFT | Number of domestic customers | THUR_6 | 94279 | 94793 | 95180 | 95566 | 95953 | 96338 | 96725 | 97111 | 97497 | 97883 | 98270 | 98656 | 99042 | 99428 | 99815 | 100201 | 100587 | 101016 | 101404 | 101792 | 102181 | 102570 | 102960 | 103354 | 103749 | 104144 | 104539 | 104932 | 105322 | 105715 | 106108 | 106503 | NPgY | GSP | NG FES - Consumer Transformation | Number of domestic customers
NG FES - Consumer Transformation | Dem_BB001a | Number of | NPgY | WEST MELTON / THORPE MARSH | Number of domestic customers | WMEL_THOM | 176980 | 177886 | 178612 | 179336 | 180062 | 180786 | 181511 | 182235 | 182961 | 183685 | 184411 | 185135 | 185861 | 186585 | 187310 | 188034 | 188760 | 189564 | 190294 | 191021 | 191750 | 192482 | 193213 | 193953 | 194694 | 195436 | 196176 | 196914 | 197646 | 198384 | 199122 | 199862 | NPgY | GSP | NG FES - Consumer Transformation | Number of domestic customers
NG FES - Consumer Transformation | Dem_BB001a | Number of | NPgY | WEST MELTON SECTION 3 | Number of domestic customers | WMEL_BB3 | 174294 | 175562 | 176278 | 176993 | 177709 | 178424 | 179140 | 179854 | 180571 | 181285 | 182002 | 182716 | 183432 | 184147 | 184863 | 185578 | 186294 | 187088 | 187807 | 188525 | 189245 | 189967 | 190688 | 191419 | 192151 | 192883 | 193613 | 194342 | 195063 | 195792 | 196521 | 197251 | NPgY | GSP | NG FES - Consumer Transformation | Number of domestic customers
NG FES - Consumer Transformation | Dem_BB001a | Number of | NPgY | WINCOBANK | Number of domestic customers | WIBA_3 | 7412 | 7453 | 7483 | 7513 | 7544 | 7574 | 7605 | 7635 | 7665 | 7696 | 7726 | 7756 | 7787 | 7817 | 7848 | 7878 | 7908 | 7942 | 7973 | 8003 | 8034 | 8064 | 8095 | 8126 | 8157 | 8188 | 8219 | 8250 | 8281 | 8312 | 8342 | 8373 | NPgY | GSP | NG FES - Consumer Transformation | Number of domestic customers
NG FES - Consumer Transformation | Dem_BB002a | Number of | NPgN | BLYTH 66kV | Number of I&C customers | BLYTB1 | 5817 | 5850 | 5888 | 5926 | 5964 | 6003 | 6042 | 6081 | 6121 | 6161 | 6201 | 6241 | 6282 | 6323 | 6365 | 6408 | 6451 | 6494 | 6539 | 6584 | 6629 | 6676 | 6723 | 6771 | 6820 | 6870 | 6921 | 6972 | 7025 | 7078 | 7132 | 7188 | NPgN | GSP | NG FES - Consumer Transformation | Number of I&C customers
NG FES - Consumer Transformation | Dem_BB002a | Number of | NPgN | BLYTH 132kV | Number of I&C customers | BLYTH132 | 3523 | 3543 | 3566 | 3589 | 3612 | 3636 | 3660 | 3684 | 3708 | 3732 | 3756 | 3780 | 3805 | 3830 | 3855 | 3881 | 3907 | 3933 | 3960 | 3987 | 4015 | 4043 | 4071 | 4100 | 4130 | 4160 | 4191 | 4222 | 4253 | 4285 | 4318 | 4351 | NPgN | GSP | NG FES - Consumer Transformation | Number of I&C customers
NG FES - Consumer Transformation | Dem_BB002a | Number of | NPgN | FOURSTONES | Number of I&C customers | FOUR_1 | 1407 | 1415 | 1424 | 1433 | 1443 | 1452 | 1462 | 1471 | 1481 | 1490 | 1500 | 1510 | 1520 | 1529 | 1540 | 1550 | 1560 | 1571 | 1582 | 1592 | 1603 | 1615 | 1626 | 1638 | 1649 | 1661 | 1674 | 1686 | 1699 | 1712 | 1725 | 1738 | NPgN | GSP | NG FES - Consumer Transformation | Number of I&C customers
NG FES - Consumer Transformation | Dem_BB002a | Number of | NPgN | HARTMOOR | Number of I&C customers | HARM_6 | 3214 | 3215 | 3216 | 3217 | 3218 | 3219 | 3221 | 3222 | 3223 | 3224 | 3225 | 3226 | 3227 | 3228 | 3230 | 3231 | 3232 | 3233 | 3235 | 3236 | 3237 | 3238 | 3240 | 3241 | 3243 | 3244 | 3245 | 3247 | 3248 | 3250 | 3251 | 3253 | NPgN | GSP | NG FES - Consumer Transformation | Number of I&C customers
NG FES - Consumer Transformation | Dem_BB002a | Number of | NPgN | HAWTHORN PIT GRID | Number of I&C customers | HAWP_6 | 3185 | 3186 | 3187 | 3188 | 3189 | 3190 | 3191 | 3192 | 3193 | 3194 | 3195 | 3196 | 3197 | 3198 | 3199 | 3200 | 3201 | 3202 | 3203 | 3204 | 3206 | 3207 | 3208 | 3209 | 3210 | 3212 | 3213 | 3214 | 3215 | 3217 | 3218 | 3219 | NPgN | GSP | NG FES - Consumer Transformation | Number of I&C customers
NG FES - Consumer Transformation | Dem_BB002a | Number of | NPgN | KNARESBOROUGH | Number of I&C customers | KNARE_111 | 8832 | 8910 | 8998 | 9088 | 9178 | 9268 | 9358 | 9448 | 9539 | 9630 | 9722 | 9814 | 9907 | 10003 | 10101 | 10201 | 10302 | 10405 | 10510 | 10619 | 10729 | 10841 | 10954 | 11070 | 11189 | 11306 | 11428 | 11551 | 11676 | 11804 | 11933 | 12065 | NPgN | GSP | NG FES - Consumer Transformation | Number of I&C customers
NG FES - Consumer Transformation | Dem_BB002a | Number of | NPgN | LACKENBY | Number of I&C customers | LACK_6 | 5184 | 5214 | 5247 | 5281 | 5315 | 5349 | 5383 | 5417 | 5451 | 5486 | 5520 | 5554 | 5589 | 5624 | 5660 | 5697 | 5734 | 5771 | 5809 | 5848 | 5888 | 5928 | 5969 | 6010 | 6052 | 6095 | 6138 | 6182 | 6227 | 6273 | 6319 | 6366 | NPgN | GSP | NG FES - Consumer Transformation | Number of I&C customers
NG FES - Consumer Transformation | Dem_BB002a | Number of | NPgN | NORTON | Number of I&C customers | NORT_1 | 18612 | 18703 | 18803 | 18906 | 19009 | 19113 | 19217 | 19322 | 19426 | 19531 | 19635 | 19741 | 19847 | 19956 | 20066 | 20178 | 20292 | 20407 | 20526 | 20646 | 20769 | 20894 | 21021 | 21150 | 21281 | 21412 | 21547 | 21684 | 21823 | 21964 | 22107 | 22253 | NPgN | GSP | NG FES - Consumer Transformation | Number of I&C customers
NG FES - Consumer Transformation | Dem_BB002a | Number of | NPgN | OFFERTON | Number of I&C customers | OFFE_3 | 2136 | 2137 | 2139 | 2140 | 2142 | 2144 | 2145 | 2147 | 2148 | 2150 | 2152 | 2153 | 2155 | 2156 | 2158 | 2160 | 2161 | 2163 | 2165 | 2167 | 2169 | 2170 | 2172 | 2174 | 2176 | 2178 | 2180 | 2182 | 2184 | 2186 | 2188 | 2191 | NPgN | GSP | NG FES - Consumer Transformation | Number of I&C customers
NG FES - Consumer Transformation | Dem_BB002a | Number of | NPgN | OSBALDWICK | Number of I&C customers | OSBA_1 | 15944 | 15996 | 16053 | 16112 | 16171 | 16231 | 16291 | 16352 | 16413 | 16475 | 16536 | 16598 | 16661 | 16725 | 16789 | 16854 | 16921 | 16988 | 17057 | 17127 | 17198 | 17270 | 17343 | 17417 | 17493 | 17572 | 17651 | 17731 | 17813 | 17897 | 17982 | 18068 | NPgN | GSP | NG FES - Consumer Transformation | Number of I&C customers
NG FES - Consumer Transformation | Dem_BB002a | Number of | NPgN | POPPLETON | Number of I&C customers | POPP_3 | 2140 | 2141 | 2143 | 2144 | 2145 | 2147 | 2148 | 2149 | 2151 | 2152 | 2154 | 2155 | 2156 | 2158 | 2159 | 2161 | 2162 | 2164 | 2166 | 2167 | 2169 | 2171 | 2172 | 2174 | 2176 | 2178 | 2180 | 2181 | 2183 | 2185 | 2187 | 2189 | NPgN | GSP | NG FES - Consumer Transformation | Number of I&C customers
NG FES - Consumer Transformation | Dem_BB002a | Number of | NPgN | SALTHOLME | Number of I&C customers | SALH_1 | 280 | 281 | 281 | 282 | 283 | 283 | 284 | 285 | 286 | 286 | 287 | 288 | 289 | 289 | 290 | 291 | 292 | 292 | 293 | 294 | 295 | 296 | 297 | 297 | 298 | 299 | 300 | 301 | 302 | 303 | 304 | 305 | NPgN | GSP | NG FES - Consumer Transformation | Number of I&C customers
NG FES - Consumer Transformation | Dem_BB002a | Number of | NPgN | SOUTH SHIELDS | Number of I&C customers | SSHI_3 | 2360 | 2360 | 2360 | 2360 | 2360 | 2360 | 2360 | 2360 | 2360 | 2360 | 2360 | 2360 | 2360 | 2361 | 2361 | 2361 | 2361 | 2361 | 2361 | 2361 | 2361 | 2361 | 2361 | 2361 | 2361 | 2361 | 2361 | 2361 | 2361 | 2361 | 2361 | 2361 | NPgN | GSP | NG FES - Consumer Transformation | Number of I&C customers
NG FES - Consumer Transformation | Dem_BB002a | Number of | NPgN | SPADEADAM | Number of I&C customers | KIELD01 and SPAD20 | 544 | 547 | 551 | 554 | 558 | 561 | 565 | 569 | 573 | 576 | 580 | 584 | 588 | 591 | 595 | 599 | 603 | 607 | 611 | 616 | 620 | 624 | 629 | 633 | 638 | 642 | 647 | 652 | 657 | 662 | 667 | 672 | NPgN | GSP | NG FES - Consumer Transformation | Number of I&C customers
NG FES - Consumer Transformation | Dem_BB002a | Number of | NPgN | SPENNYMOOR | Number of I&C customers | SPEN_1 | 10433 | 10435 | 10438 | 10441 | 10444 | 10446 | 10449 | 10452 | 10455 | 10458 | 10461 | 10463 | 10466 | 10469 | 10472 | 10475 | 10478 | 10482 | 10485 | 10488 | 10492 | 10495 | 10499 | 10502 | 10506 | 10510 | 10513 | 10517 | 10521 | 10525 | 10529 | 10533 | NPgN | GSP | NG FES - Consumer Transformation | Number of I&C customers
NG FES - Consumer Transformation | Dem_BB002a | Number of | NPgN | STELLA NORTH | Number of I&C customers | STEN_1 | 9140 | 9168 | 9199 | 9230 | 9262 | 9295 | 9328 | 9362 | 9398 | 9433 | 9468 | 9504 | 9540 | 9576 | 9612 | 9649 | 9686 | 9723 | 9760 | 9798 | 9835 | 9874 | 9914 | 9954 | 9995 | 10035 | 10077 | 10119 | 10162 | 10206 | 10250 | 10295 | NPgN | GSP | NG FES - Consumer Transformation | Number of I&C customers
NG FES - Consumer Transformation | Dem_BB002a | Number of | NPgN | STELLA SOUTH | Number of I&C customers | STES_1 | 6208 | 6219 | 6231 | 6243 | 6255 | 6268 | 6280 | 6293 | 6305 | 6318 | 6331 | 6344 | 6357 | 6370 | 6383 | 6397 | 6410 | 6424 | 6438 | 6453 | 6467 | 6482 | 6497 | 6513 | 6528 | 6544 | 6560 | 6576 | 6593 | 6610 | 6627 | 6645 | NPgN | GSP | NG FES - Consumer Transformation | Number of I&C customers
NG FES - Consumer Transformation | Dem_BB002a | Number of | NPgN | TYNEMOUTH | Number of I&C customers | TYNE_1 | 5762 | 5795 | 5832 | 5870 | 5908 | 5946 | 5985 | 6024 | 6064 | 6104 | 6145 | 6185 | 6227 | 6269 | 6311 | 6354 | 6398 | 6442 | 6487 | 6532 | 6579 | 6626 | 6674 | 6723 | 6773 | 6824 | 6876 | 6929 | 6982 | 7037 | 7093 | 7149 | NPgN | GSP | NG FES - Consumer Transformation | Number of I&C customers
NG FES - Consumer Transformation | Dem_BB002a | Number of | NPgN | WEST BOLDON | Number of I&C customers | WBOL_6 | 7482 | 7490 | 7500 | 7509 | 7519 | 7529 | 7539 | 7549 | 7559 | 7569 | 7580 | 7590 | 7600 | 7611 | 7622 | 7633 | 7644 | 7655 | 7666 | 7677 | 7689 | 7700 | 7712 | 7725 | 7737 | 7749 | 7762 | 7775 | 7788 | 7801 | 7815 | 7829 | NPgN | GSP | NG FES - Consumer Transformation | Number of I&C customers
NG FES - Consumer Transformation | Dem_BB002a | Number of | NPgY | BRADFORD WEST | Number of I&C customers | BRAW_1 | 20938 | 20946 | 20956 | 20966 | 20976 | 20986 | 20996 | 21006 | 21016 | 21027 | 21037 | 21048 | 21058 | 21069 | 21080 | 21092 | 21103 | 21115 | 21127 | 21139 | 21151 | 21164 | 21176 | 21189 | 21203 | 21216 | 21230 | 21244 | 21258 | 21272 | 21287 | 21302 | NPgY | GSP | NG FES - Consumer Transformation | Number of I&C customers
NG FES - Consumer Transformation | Dem_BB002a | Number of | NPgY | CAMBLESFORTH | Number of I&C customers | CAMB_01 | 1640 | 1651 | 1663 | 1675 | 1687 | 1699 | 1712 | 1724 | 1737 | 1749 | 1762 | 1774 | 1787 | 1800 | 1813 | 1827 | 1840 | 1854 | 1868 | 1882 | 1897 | 1912 | 1927 | 1942 | 1958 | 1973 | 1989 | 2006 | 2022 | 2039 | 2057 | 2074 | NPgY | GSP | NG FES - Consumer Transformation | Number of I&C customers
NG FES - Consumer Transformation | Dem_BB002a | Number of | NPgY | CREYKE BECK | Number of I&C customers | CREB_1 | 20483 | 20563 | 20653 | 20745 | 20838 | 20931 | 21025 | 21120 | 21214 | 21309 | 21404 | 21500 | 21596 | 21694 | 21794 | 21895 | 21997 | 22101 | 22207 | 22314 | 22424 | 22536 | 22650 | 22766 | 22884 | 23002 | 23123 | 23247 | 23373 | 23500 | 23630 | 23762 | NPgY | GSP | NG FES - Consumer Transformation | Number of I&C customers
NG FES - Consumer Transformation | Dem_BB002a | Number of | NPgY | DRAX | Number of I&C customers | DRAX_YEDL | 2174 | 2190 | 2208 | 2225 | 2243 | 2262 | 2280 | 2298 | 2316 | 2335 | 2354 | 2373 | 2392 | 2411 | 2430 | 2450 | 2470 | 2491 | 2512 | 2533 | 2555 | 2577 | 2600 | 2622 | 2646 | 2670 | 2694 | 2719 | 2745 | 2771 | 2797 | 2824 | NPgY | GSP | NG FES - Consumer Transformation | Number of I&C customers
NG FES - Consumer Transformation | Dem_BB002a | Number of | NPgY | ELLAND | Number of I&C customers | ELLA_1 | 15441 | 15445 | 15450 | 15454 | 15459 | 15463 | 15468 | 15473 | 15478 | 15483 | 15488 | 15493 | 15498 | 15503 | 15508 | 15513 | 15519 | 15525 | 15530 | 15536 | 15542 | 15548 | 15555 | 15561 | 15567 | 15574 | 15581 | 15588 | 15595 | 15602 | 15610 | 15617 | NPgY | GSP | NG FES - Consumer Transformation | Number of I&C customers
NG FES - Consumer Transformation | Dem_BB002a | Number of | NPgY | FERRYBRIDGE A | Number of I&C customers | FERRA2 | 3277 | 3294 | 3312 | 3331 | 3351 | 3370 | 3390 | 3410 | 3430 | 3450 | 3470 | 3491 | 3512 | 3533 | 3555 | 3577 | 3600 | 3623 | 3647 | 3671 | 3696 | 3721 | 3747 | 3773 | 3799 | 3828 | 3856 | 3884 | 3913 | 3943 | 3974 | 4005 | NPgY | GSP | NG FES - Consumer Transformation | Number of I&C customers
NG FES - Consumer Transformation | Dem_BB002a | Number of | NPgY | FERRYBRIDGE B | Number of I&C customers | FERRB9 | 9872 | 9910 | 9951 | 9993 | 10036 | 10079 | 10123 | 10167 | 10211 | 10256 | 10301 | 10346 | 10392 | 10439 | 10488 | 10536 | 10586 | 10637 | 10689 | 10742 | 10796 | 10851 | 10907 | 10964 | 11022 | 11084 | 11145 | 11207 | 11271 | 11336 | 11402 | 11470 | NPgY | GSP | NG FES - Consumer Transformation | Number of I&C customers
NG FES - Consumer Transformation | Dem_BB002a | Number of | NPgY | GRIMSBY WEST | Number of I&C customers | GRIW_1 | 5864 | 5869 | 5874 | 5879 | 5884 | 5889 | 5895 | 5900 | 5905 | 5910 | 5916 | 5921 | 5927 | 5932 | 5938 | 5943 | 5949 | 5955 | 5961 | 5967 | 5973 | 5980 | 5986 | 5993 | 5999 | 6006 | 6013 | 6020 | 6027 | 6034 | 6042 | 6049 | NPgY | GSP | NG FES - Consumer Transformation | Number of I&C customers
NG FES - Consumer Transformation | Dem_BB002a | Number of | NPgY | JORDANTHORPE | Number of I&C customers | JORD_3 | 1888 | 1893 | 1898 | 1903 | 1909 | 1914 | 1920 | 1926 | 1931 | 1937 | 1943 | 1949 | 1955 | 1961 | 1967 | 1973 | 1980 | 1986 | 1993 | 2000 | 2007 | 2014 | 2021 | 2028 | 2036 | 2043 | 2051 | 2059 | 2067 | 2075 | 2084 | 2092 | NPgY | GSP | NG FES - Consumer Transformation | Number of I&C customers
NG FES - Consumer Transformation | Dem_BB002a | Number of | NPgY | KEADBY | Number of I&C customers | KEAD_YEDL | 11598 | 11667 | 11744 | 11823 | 11902 | 11982 | 12061 | 12141 | 12221 | 12302 | 12383 | 12465 | 12547 | 12631 | 12717 | 12803 | 12891 | 12981 | 13072 | 13165 | 13260 | 13356 | 13454 | 13554 | 13655 | 13758 | 13863 | 13970 | 14079 | 14189 | 14302 | 14416 | NPgY | GSP | NG FES - Consumer Transformation | Number of I&C customers
NG FES - Consumer Transformation | Dem_BB002a | Number of | NPgY | KIRKSTALL B | Number of I&C customers | KIRKB1 | 9054 | 9054 | 9054 | 9054 | 9054 | 9054 | 9054 | 9054 | 9054 | 9054 | 9054 | 9054 | 9054 | 9054 | 9054 | 9054 | 9054 | 9054 | 9054 | 9054 | 9054 | 9054 | 9054 | 9054 | 9054 | 9054 | 9054 | 9054 | 9054 | 9054 | 9054 | 9054 | NPgY | GSP | NG FES - Consumer Transformation | Number of I&C customers
NG FES - Consumer Transformation | Dem_BB002a | Number of | NPgY | NEEPSEND | Number of I&C customers | NEEP_3 | 3709 | 3709 | 3709 | 3709 | 3709 | 3709 | 3709 | 3709 | 3709 | 3709 | 3709 | 3709 | 3709 | 3709 | 3709 | 3709 | 3709 | 3709 | 3709 | 3709 | 3709 | 3709 | 3709 | 3709 | 3709 | 3709 | 3709 | 3709 | 3709 | 3709 | 3709 | 3709 | NPgY | GSP | NG FES - Consumer Transformation | Number of I&C customers
NG FES - Consumer Transformation | Dem_BB002a | Number of | NPgY | NORTON LEES | Number of I&C customers | NORL_3 | 2923 | 2923 | 2923 | 2923 | 2923 | 2923 | 2923 | 2923 | 2923 | 2923 | 2923 | 2923 | 2923 | 2923 | 2923 | 2923 | 2923 | 2923 | 2923 | 2923 | 2923 | 2923 | 2923 | 2923 | 2923 | 2923 | 2923 | 2923 | 2923 | 2923 | 2923 | 2923 | NPgY | GSP | NG FES - Consumer Transformation | Number of I&C customers
NG FES - Consumer Transformation | Dem_BB002a | Number of | NPgY | PITSMOOR 3/4 | Number of I&C customers | PITS_BB_B | 1835 | 1835 | 1835 | 1835 | 1835 | 1835 | 1835 | 1836 | 1836 | 1836 | 1836 | 1836 | 1836 | 1836 | 1836 | 1836 | 1836 | 1836 | 1836 | 1837 | 1837 | 1837 | 1837 | 1837 | 1837 | 1837 | 1837 | 1837 | 1838 | 1838 | 1838 | 1838 | NPgY | GSP | NG FES - Consumer Transformation | Number of I&C customers
NG FES - Consumer Transformation | Dem_BB002a | Number of | NPgY | SALTEND NORTH | Number of I&C customers | SALT_1 | 2229 | 2238 | 2248 | 2259 | 2269 | 2280 | 2291 | 2302 | 2312 | 2323 | 2334 | 2345 | 2356 | 2367 | 2379 | 2390 | 2402 | 2414 | 2426 | 2438 | 2451 | 2463 | 2476 | 2489 | 2503 | 2516 | 2530 | 2544 | 2559 | 2573 | 2588 | 2603 | NPgY | GSP | NG FES - Consumer Transformation | Number of I&C customers
NG FES - Consumer Transformation | Dem_BB002a | Number of | NPgY | SHEFFIELD CITY | Number of I&C customers | SHEC_3 | 3662 | 3662 | 3662 | 3662 | 3662 | 3662 | 3662 | 3662 | 3662 | 3662 | 3662 | 3662 | 3662 | 3662 | 3662 | 3662 | 3662 | 3662 | 3662 | 3662 | 3662 | 3662 | 3662 | 3662 | 3662 | 3662 | 3662 | 3662 | 3662 | 3662 | 3662 | 3662 | NPgY | GSP | NG FES - Consumer Transformation | Number of I&C customers
NG FES - Consumer Transformation | Dem_BB002a | Number of | NPgY | SKELTON GRANGE | Number of I&C customers | SKLGB1 | 22131 | 22141 | 22152 | 22163 | 22174 | 22185 | 22196 | 22208 | 22220 | 22231 | 22243 | 22255 | 22268 | 22280 | 22293 | 22306 | 22320 | 22333 | 22347 | 22361 | 22376 | 22391 | 22406 | 22421 | 22437 | 22454 | 22470 | 22487 | 22504 | 22522 | 22540 | 22558 | NPgY | GSP | NG FES - Consumer Transformation | Number of I&C customers
NG FES - Consumer Transformation | Dem_BB002a | Number of | NPgY | TEMPLEBOROUGH 275/33KV | Number of I&C customers | TEMP_3 | 115 | 116 | 116 | 117 | 118 | 119 | 120 | 121 | 121 | 122 | 123 | 124 | 125 | 126 | 127 | 127 | 128 | 129 | 130 | 131 | 132 | 133 | 135 | 136 | 137 | 138 | 139 | 140 | 141 | 143 | 144 | 145 | NPgY | GSP | NG FES - Consumer Transformation | Number of I&C customers
NG FES - Consumer Transformation | Dem_BB002a | Number of | NPgY | THURCROFT | Number of I&C customers | THUR_6 | 5666 | 5695 | 5728 | 5761 | 5795 | 5829 | 5863 | 5898 | 5932 | 5967 | 6002 | 6038 | 6074 | 6111 | 6149 | 6187 | 6227 | 6267 | 6308 | 6349 | 6392 | 6436 | 6480 | 6525 | 6571 | 6618 | 6666 | 6715 | 6764 | 6815 | 6867 | 6919 | NPgY | GSP | NG FES - Consumer Transformation | Number of I&C customers
NG FES - Consumer Transformation | Dem_BB002a | Number of | NPgY | WEST MELTON / THORPE MARSH | Number of I&C customers | WMEL_THOM | 14420 | 14491 | 14570 | 14650 | 14732 | 14813 | 14895 | 14978 | 15061 | 15145 | 15230 | 15315 | 15402 | 15491 | 15582 | 15674 | 15769 | 15865 | 15963 | 16064 | 16166 | 16270 | 16377 | 16485 | 16595 | 16708 | 16823 | 16940 | 17059 | 17180 | 17304 | 17430 | NPgY | GSP | NG FES - Consumer Transformation | Number of I&C customers
NG FES - Consumer Transformation | Dem_BB002a | Number of | NPgY | WEST MELTON SECTION 3 | Number of I&C customers | WMEL_BB3 | 12837 | 12902 | 12975 | 13048 | 13123 | 13198 | 13274 | 13351 | 13428 | 13507 | 13586 | 13666 | 13747 | 13830 | 13915 | 14002 | 14090 | 14180 | 14272 | 14366 | 14462 | 14560 | 14660 | 14761 | 14864 | 14972 | 15081 | 15191 | 15304 | 15419 | 15536 | 15656 | NPgY | GSP | NG FES - Consumer Transformation | Number of I&C customers
NG FES - Consumer Transformation | Dem_BB002a | Number of | NPgY | WINCOBANK | Number of I&C customers | WIBA_3 | 679 | 680 | 681 | 683 | 684 | 685 | 687 | 688 | 689 | 691 | 692 | 693 | 695 | 696 | 698 | 699 | 701 | 702 | 704 | 706 | 707 | 709 | 711 | 713 | 714 | 716 | 718 | 720 | 722 | 724 | 726 | 728 | NPgY | GSP | NG FES - Consumer Transformation | Number of I&C customers
NG FES - Consumer Transformation | Dem_BB000c_NPgExtra | % | NPgN | BLYTH 66kV | Peak utilisation (percent - whole number) | BLYTB1 | 40.1 | 42 | 41.9 | 40.4 | 39.8 | 40 | 40.5 | 41.2 | 42.3 | 43.6 | 45.1 | 47.1 | 49.7 | 52.4 | 55.1 | 57.8 | 60.3 | 63.3 | 65.7 | 67.9 | 69.8 | 71.5 | 73.1 | 74.3 | 75.2 | 75.9 | 76.4 | 76.9 | 77.3 | 77.6 | 78 | 78.2 | NPgN | GSP | NG FES - Consumer Transformation | Peak utilisation (percent - whole number)
NG FES - Consumer Transformation | Dem_BB000c_NPgExtra | % | NPgN | BLYTH 132kV | Peak utilisation (percent - whole number) | BLYTH132 | 24.2 | 24.1 | 24.6 | 24.1 | 24 | 24.1 | 24.3 | 24.7 | 25.2 | 25.8 | 26.5 | 27.4 | 28.6 | 29.8 | 31.1 | 32.3 | 33.5 | 34.7 | 35.8 | 36.7 | 37.5 | 38.2 | 38.7 | 39.1 | 39.4 | 39.7 | 39.9 | 40.1 | 40.3 | 40.4 | 40.5 | 40.6 | NPgN | GSP | NG FES - Consumer Transformation | Peak utilisation (percent - whole number)
NG FES - Consumer Transformation | Dem_BB000c_NPgExtra | % | NPgN | FOURSTONES | Peak utilisation (percent - whole number) | TEMP_3: FOUR_1 | NPgN | GSP | NG FES - Consumer Transformation | Peak utilisation (percent - whole number)
NG FES - Consumer Transformation | Dem_BB000c_NPgExtra | % | NPgN | HARTMOOR | Peak utilisation (percent - whole number) | HARM_6 | 74.2 | 74.3 | 76.2 | 73.8 | 72.8 | 72.9 | 73.4 | 74.4 | 75.8 | 77.6 | 79.8 | 82.6 | 86.6 | 90.6 | 94.6 | 98.6 | 102.4 | 107 | 110.6 | 113.9 | 116.7 | 119.3 | 121.8 | 123.5 | 124.8 | 125.7 | 126.4 | 127 | 127.5 | 127.9 | 128.3 | 128.6 | NPgN | GSP | NG FES - Consumer Transformation | Peak utilisation (percent - whole number)
NG FES - Consumer Transformation | Dem_BB000c_NPgExtra | % | NPgN | HAWTHORN PIT GRID | Peak utilisation (percent - whole number) | HAWP_6 | 39.2 | 40.6 | 40.6 | 39.2 | 38.6 | 38.7 | 39 | 39.5 | 40.3 | 41.3 | 42.6 | 44.3 | 46.7 | 49.2 | 51.7 | 54.1 | 56.4 | 59.2 | 61.5 | 63.6 | 65.4 | 67.1 | 68.7 | 69.9 | 70.7 | 71.4 | 71.9 | 72.3 | 72.6 | 72.9 | 73.1 | 73.3 | NPgN | GSP | NG FES - Consumer Transformation | Peak utilisation (percent - whole number)
NG FES - Consumer Transformation | Dem_BB000c_NPgExtra | % | NPgN | KNARESBOROUGH | Peak utilisation (percent - whole number) | KNARE_111 | 65.7 | 66.9 | 68.6 | 67.2 | 66.8 | 67.2 | 67.8 | 68.8 | 70.1 | 71.7 | 73.6 | 76 | 79.4 | 82.9 | 86.5 | 90.1 | 93.6 | 97.6 | 100.9 | 103.9 | 106.5 | 108.7 | 110.8 | 112.3 | 113.5 | 114.5 | 115.4 | 116.2 | 116.8 | 117.4 | 118 | 118.5 | NPgN | GSP | NG FES - Consumer Transformation | Peak utilisation (percent - whole number)
NG FES - Consumer Transformation | Dem_BB000c_NPgExtra | % | NPgN | LACKENBY | Peak utilisation (percent - whole number) | LACK_6 | 54.6 | 54.5 | 54.2 | 52.7 | 52.2 | 52.4 | 52.8 | 53.6 | 54.6 | 55.9 | 57.5 | 59.5 | 62.2 | 65.1 | 67.9 | 70.6 | 73.3 | 76.5 | 79 | 81.4 | 83.4 | 85.3 | 87.1 | 88.3 | 89.3 | 90.1 | 90.8 | 91.3 | 91.8 | 92.2 | 92.6 | 92.9 | NPgN | GSP | NG FES - Consumer Transformation | Peak utilisation (percent - whole number)
NG FES - Consumer Transformation | Dem_BB000c_NPgExtra | % | NPgN | NORTON | Peak utilisation (percent - whole number) | NORT_1 | 49.5 | 49.4 | 50.7 | 49.4 | 48.9 | 49.1 | 49.5 | 50.2 | 51.2 | 52.4 | 53.9 | 55.8 | 58.4 | 61 | 63.7 | 66.3 | 68.8 | 71.7 | 74.1 | 76.2 | 78 | 79.5 | 81 | 82 | 82.8 | 83.5 | 83.9 | 84.4 | 84.7 | 85 | 85.3 | 85.6 | NPgN | GSP | NG FES - Consumer Transformation | Peak utilisation (percent - whole number)
NG FES - Consumer Transformation | Dem_BB000c_NPgExtra | % | NPgN | OFFERTON | Peak utilisation (percent - whole number) | OFFE_3 | 44.7 | 44.4 | 44.6 | 42.9 | 42.1 | 42 | 42.2 | 42.6 | 43.2 | 44.1 | 45.2 | 46.7 | 48.9 | 51.2 | 53.5 | 55.8 | 58 | 60.7 | 62.9 | 64.8 | 66.5 | 68.1 | 69.6 | 70.7 | 71.5 | 72.1 | 72.6 | 72.9 | 73.2 | 73.4 | 73.7 | 73.8 | NPgN | GSP | NG FES - Consumer Transformation | Peak utilisation (percent - whole number)
NG FES - Consumer Transformation | Dem_BB000c_NPgExtra | % | NPgN | OSBALDWICK | Peak utilisation (percent - whole number) | OSBA_1 | 45.6 | 45.8 | 49.8 | 48.5 | 48 | 48.1 | 48.4 | 49 | 49.8 | 50.8 | 52.1 | 53.6 | 56 | 58.4 | 60.8 | 63.2 | 65.6 | 68.5 | 70.7 | 72.7 | 74.5 | 76 | 77.4 | 78.4 | 79.1 | 79.7 | 80.2 | 80.6 | 81 | 81.2 | 81.5 | 81.7 | NPgN | GSP | NG FES - Consumer Transformation | Peak utilisation (percent - whole number)
NG FES - Consumer Transformation | Dem_BB000c_NPgExtra | % | NPgN | POPPLETON | Peak utilisation (percent - whole number) | POPP_3 | 36.7 | 36.6 | 37.5 | 36.3 | 35.8 | 35.8 | 35.9 | 36.2 | 36.7 | 37.3 | 38.2 | 39.3 | 41 | 42.7 | 44.5 | 46.2 | 48 | 50 | 51.6 | 53.1 | 54.4 | 55.5 | 56.6 | 57.3 | 57.8 | 58.2 | 58.5 | 58.7 | 58.9 | 59.1 | 59.2 | 59.3 | NPgN | GSP | NG FES - Consumer Transformation | Peak utilisation (percent - whole number)
NG FES - Consumer Transformation | Dem_BB000c_NPgExtra | % | NPgN | SALTHOLME | Peak utilisation (percent - whole number) | SALH_1 | 25.6 | 25.6 | 27.3 | 27.1 | 27 | 26.9 | 26.8 | 26.7 | 26.6 | 26.5 | 26.4 | 26.3 | 26.3 | 26.3 | 26.3 | 26.3 | 26.3 | 26.4 | 26.4 | 26.4 | 26.4 | 26.4 | 26.4 | 26.4 | 26.4 | 26.4 | 26.4 | 26.4 | 26.4 | 26.4 | 26.4 | 26.4 | NPgN | GSP | NG FES - Consumer Transformation | Peak utilisation (percent - whole number)
NG FES - Consumer Transformation | Dem_BB000c_NPgExtra | % | NPgN | SOUTH SHIELDS | Peak utilisation (percent - whole number) | SSHI_3 | 36.1 | 35.9 | 35.8 | 34.5 | 33.9 | 33.8 | 34 | 34.4 | 34.9 | 35.6 | 36.5 | 37.8 | 39.5 | 41.4 | 43.2 | 45.1 | 46.9 | 49.1 | 50.9 | 52.5 | 53.9 | 55.2 | 56.3 | 57.2 | 57.8 | 58.3 | 58.7 | 59 | 59.2 | 59.4 | 59.5 | 59.6 | NPgN | GSP | NG FES - Consumer Transformation | Peak utilisation (percent - whole number)
NG FES - Consumer Transformation | Dem_BB000c_NPgExtra | % | NPgN | SPADEADAM | Peak utilisation (percent - whole number) | TEMP_3: KIELD01 and SPAD20 | NPgN | GSP | NG FES - Consumer Transformation | Peak utilisation (percent - whole number)
NG FES - Consumer Transformation | Dem_BB000c_NPgExtra | % | NPgN | SPENNYMOOR | Peak utilisation (percent - whole number) | SPEN_1 | 38 | 37.9 | 38 | 37.5 | 37 | 37.1 | 37.4 | 38 | 38.8 | 39.9 | 41.2 | 43.5 | 45.9 | 48.3 | 50.7 | 54.9 | 57.2 | 60 | 62.1 | 64.1 | 65.8 | 67.4 | 68.8 | 69.8 | 70.6 | 71.1 | 71.6 | 72 | 72.2 | 72.4 | 72.6 | 72.8 | NPgN | GSP | NG FES - Consumer Transformation | Peak utilisation (percent - whole number)
NG FES - Consumer Transformation | Dem_BB000c_NPgExtra | % | NPgN | STELLA NORTH | Peak utilisation (percent - whole number) | STEN_1 | 26.7 | 27 | 27.4 | 26.6 | 26.2 | 26.3 | 26.4 | 26.8 | 27.3 | 27.9 | 28.7 | 29.8 | 31.2 | 32.7 | 34.3 | 35.8 | 37.3 | 39 | 40.4 | 41.6 | 42.8 | 43.7 | 44.7 | 45.3 | 45.8 | 46.2 | 46.6 | 46.8 | 47 | 47.2 | 47.4 | 47.5 | NPgN | GSP | NG FES - Consumer Transformation | Peak utilisation (percent - whole number)
NG FES - Consumer Transformation | Dem_BB000c_NPgExtra | % | NPgN | STELLA SOUTH | Peak utilisation (percent - whole number) | STES_1 | 35.5 | 35.6 | 36.6 | 37.1 | 36.7 | 36.7 | 36.7 | 36.8 | 37.1 | 37.4 | 37.9 | 38.9 | 40 | 41.2 | 42.4 | 44.5 | 45.6 | 46.9 | 47.9 | 48.9 | 49.7 | 50.4 | 51.1 | 51.6 | 51.9 | 52.2 | 52.4 | 52.6 | 52.7 | 52.8 | 52.9 | 53 | NPgN | GSP | NG FES - Consumer Transformation | Peak utilisation (percent - whole number)
NG FES - Consumer Transformation | Dem_BB000c_NPgExtra | % | NPgN | TYNEMOUTH | Peak utilisation (percent - whole number) | TYNE_1 | 26.8 | 27 | 28.1 | 27.2 | 26.9 | 27 | 27.2 | 27.6 | 28.1 | 28.7 | 29.5 | 30.5 | 32 | 33.5 | 35 | 36.6 | 38 | 39.8 | 41.2 | 42.5 | 43.6 | 44.6 | 45.6 | 46.3 | 46.9 | 47.3 | 47.7 | 47.9 | 48.2 | 48.4 | 48.6 | 48.8 | NPgN | GSP | NG FES - Consumer Transformation | Peak utilisation (percent - whole number)
NG FES - Consumer Transformation | Dem_BB000c_NPgExtra | % | NPgN | WEST BOLDON | Peak utilisation (percent - whole number) | WBOL_6 | 56.3 | 57.3 | 62.9 | 61.1 | 60.3 | 60.4 | 60.7 | 61.3 | 62.2 | 63.4 | 64.8 | 66.7 | 69.4 | 72.2 | 75.1 | 77.8 | 80.5 | 83.8 | 86.5 | 88.8 | 91 | 92.9 | 94.7 | 96 | 97 | 97.8 | 98.4 | 98.8 | 99.2 | 99.6 | 99.9 | 100.1 | NPgN | GSP | NG FES - Consumer Transformation | Peak utilisation (percent - whole number)
NG FES - Consumer Transformation | Dem_BB000c_NPgExtra | % | NPgY | BRADFORD WEST | Peak utilisation (percent - whole number) | BRAW_1 | 43.4 | 43.4 | 43.8 | 42.3 | 41.6 | 41.7 | 42 | 42.7 | 43.7 | 44.9 | 46.4 | 48.4 | 51.2 | 54 | 56.9 | 59.9 | 62.8 | 66.1 | 68.7 | 71.1 | 73.2 | 74.9 | 76.4 | 77.7 | 78.5 | 79.2 | 79.6 | 80 | 80.4 | 80.6 | 80.8 | 81 | NPgY | GSP | NG FES - Consumer Transformation | Peak utilisation (percent - whole number)
NG FES - Consumer Transformation | Dem_BB000c_NPgExtra | % | NPgY | CAMBLESFORTH | Peak utilisation (percent - whole number) | CAMB_01 | 17.5 | 17.5 | 19.3 | 18.9 | 18.8 | 18.9 | 19 | 19.3 | 19.7 | 20.1 | 20.6 | 21.2 | 22.1 | 23 | 24 | 24.9 | 25.8 | 26.8 | 27.6 | 28.3 | 29 | 29.6 | 30.1 | 30.5 | 30.8 | 31.1 | 31.3 | 31.5 | 31.7 | 31.8 | 32 | 32.1 | NPgY | GSP | NG FES - Consumer Transformation | Peak utilisation (percent - whole number)
NG FES - Consumer Transformation | Dem_BB000c_NPgExtra | % | NPgY | CREYKE BECK | Peak utilisation (percent - whole number) | CREB_1 | 47.7 | 47.8 | 49.1 | 47.7 | 47.1 | 47.2 | 47.5 | 48.1 | 49 | 50.1 | 51.4 | 53.1 | 55.5 | 58 | 60.6 | 63.2 | 65.7 | 68.6 | 70.9 | 73 | 74.8 | 76.3 | 77.6 | 78.7 | 79.5 | 80.1 | 80.6 | 80.9 | 81.4 | 81.7 | 82 | 82.2 | NPgY | GSP | NG FES - Consumer Transformation | Peak utilisation (percent - whole number)
NG FES - Consumer Transformation | Dem_BB000c_NPgExtra | % | NPgY | DRAX | Peak utilisation (percent - whole number) | DRAX_YEDL | 17.1 | 17.1 | 18.1 | 17.7 | 17.7 | 17.8 | 18 | 18.3 | 18.8 | 19.4 | 20.1 | 20.8 | 21.9 | 23.1 | 24.2 | 25.3 | 26.3 | 27.4 | 28.2 | 29 | 29.7 | 30.3 | 30.8 | 31.2 | 31.5 | 31.7 | 31.9 | 32.1 | 32.3 | 32.5 | 32.6 | 32.8 | NPgY | GSP | NG FES - Consumer Transformation | Peak utilisation (percent - whole number)
NG FES - Consumer Transformation | Dem_BB000c_NPgExtra | % | NPgY | ELLAND | Peak utilisation (percent - whole number) | ELLA_1 | 50.4 | 50.8 | 50.9 | 50 | 49.2 | 49.2 | 49.3 | 49.9 | 50.7 | 51.7 | 53 | 55.7 | 58.2 | 60.8 | 63.5 | 69.1 | 71.8 | 74.8 | 77.3 | 79.5 | 81.4 | 83 | 84.4 | 85.5 | 86.4 | 87 | 87.3 | 87.6 | 88 | 88.2 | 88.4 | 88.5 | NPgY | GSP | NG FES - Consumer Transformation | Peak utilisation (percent - whole number)
NG FES - Consumer Transformation | Dem_BB000c_NPgExtra | % | NPgY | FERRYBRIDGE A | Peak utilisation (percent - whole number) | FERRA2 | 45.2 | 45.2 | 62.5 | 65.6 | 65.2 | 65.5 | 66 | 67 | 68.2 | 69.7 | 71.6 | 69.6 | 72.7 | 75.8 | 78.9 | 82 | 84.9 | 88.2 | 90.9 | 93.2 | 95.3 | 97.2 | 98.8 | 100.1 | 101.1 | 101.9 | 102.5 | 103 | 103.6 | 104.1 | 104.5 | 104.8 | NPgY | GSP | NG FES - Consumer Transformation | Peak utilisation (percent - whole number)
NG FES - Consumer Transformation | Dem_BB000c_NPgExtra | % | NPgY | FERRYBRIDGE B | Peak utilisation (percent - whole number) | FERRB9 | 30.6 | 30.5 | 32.5 | 32.4 | 32.1 | 32.2 | 32.3 | 32.7 | 33.2 | 33.9 | 34.7 | 36.7 | 38.2 | 39.7 | 41.3 | 45.4 | 46.9 | 48.6 | 49.9 | 51.1 | 52.2 | 53.1 | 53.9 | 54.5 | 55 | 55.4 | 55.7 | 55.9 | 56.2 | 56.4 | 56.6 | 56.8 | NPgY | GSP | NG FES - Consumer Transformation | Peak utilisation (percent - whole number)
NG FES - Consumer Transformation | Dem_BB000c_NPgExtra | % | NPgY | GRIMSBY WEST | Peak utilisation (percent - whole number) | GRIW_1 | 73.1 | 72.7 | 76.3 | 74.7 | 74 | 73.9 | 74 | 74.6 | 75.3 | 76.4 | 77.8 | 79.8 | 82.7 | 85.8 | 88.9 | 92.1 | 95.1 | 98.6 | 101.3 | 103.8 | 105.9 | 107.7 | 109.3 | 110.6 | 111.5 | 112.2 | 112.6 | 112.9 | 113.4 | 113.6 | 113.8 | 114 | NPgY | GSP | NG FES - Consumer Transformation | Peak utilisation (percent - whole number)
NG FES - Consumer Transformation | Dem_BB000c_NPgExtra | % | NPgY | JORDANTHORPE | Peak utilisation (percent - whole number) | JORD_3 | 49.2 | 49.3 | 49 | 47.5 | 47.1 | 47.4 | 47.9 | 48.9 | 50.2 | 51.8 | 53.8 | 56.3 | 59.5 | 63 | 66.4 | 69.8 | 73 | 76.6 | 79.5 | 82.1 | 84.4 | 86.3 | 88 | 89.4 | 90.4 | 91.1 | 91.6 | 92 | 92.4 | 92.7 | 92.9 | 93.1 | NPgY | GSP | NG FES - Consumer Transformation | Peak utilisation (percent - whole number)
NG FES - Consumer Transformation | Dem_BB000c_NPgExtra | % | NPgY | KEADBY | Peak utilisation (percent - whole number) | KEAD_YEDL | 66.9 | 67.2 | 69.1 | 68.2 | 68 | 68.2 | 68.5 | 69.3 | 70.2 | 71.3 | 72.8 | 74.5 | 76.9 | 79.4 | 82 | 84.6 | 87 | 89.6 | 91.8 | 93.7 | 95.4 | 96.9 | 98.1 | 99.1 | 99.9 | 100.5 | 101 | 101.4 | 101.9 | 102.2 | 102.5 | 102.8 | NPgY | GSP | NG FES - Consumer Transformation | Peak utilisation (percent - whole number)
NG FES - Consumer Transformation | Dem_BB000c_NPgExtra | % | NPgY | KIRKSTALL B | Peak utilisation (percent - whole number) | KIRKB1 | 38.8 | 38.7 | 40.1 | 39.1 | 38.6 | 38.3 | 38.1 | 38.1 | 38.2 | 38.4 | 38.6 | 39 | 39.8 | 40.7 | 41.5 | 42.4 | 43.3 | 44.4 | 45.2 | 46 | 46.7 | 47.3 | 48 | 48.5 | 48.8 | 49.1 | 49.2 | 49.4 | 49.5 | 49.7 | 49.8 | 49.8 | NPgY | GSP | NG FES - Consumer Transformation | Peak utilisation (percent - whole number)
NG FES - Consumer Transformation | Dem_BB000c_NPgExtra | % | NPgY | NEEPSEND | Peak utilisation (percent - whole number) | NEEP_3 | 56.5 | 56.8 | 58.7 | 56.7 | 55.9 | 56 | 56.5 | 57.5 | 58.7 | 60.4 | 62.5 | 65.1 | 68.7 | 72.4 | 76.2 | 80 | 83.7 | 87.7 | 91 | 93.9 | 96.4 | 98.5 | 100.4 | 101.8 | 102.8 | 103.5 | 104 | 104.3 | 104.8 | 105 | 105.2 | 105.3 | NPgY | GSP | NG FES - Consumer Transformation | Peak utilisation (percent - whole number)
NG FES - Consumer Transformation | Dem_BB000c_NPgExtra | % | NPgY | NORTON LEES | Peak utilisation (percent - whole number) | NORL_3 | 51.6 | 51.6 | 50.7 | 48.9 | 48.3 | 48.7 | 49.4 | 50.7 | 52.3 | 54.4 | 57 | 60.4 | 64.8 | 69.5 | 74.2 | 78.8 | 83.4 | 88.6 | 92.8 | 96.5 | 99.8 | 102.6 | 105.2 | 107.2 | 108.7 | 109.8 | 110.5 | 111.1 | 111.8 | 112.2 | 112.5 | 112.6 | NPgY | GSP | NG FES - Consumer Transformation | Peak utilisation (percent - whole number)
NG FES - Consumer Transformation | Dem_BB000c_NPgExtra | % | NPgY | PITSMOOR 3/4 | Peak utilisation (percent - whole number) | PITS_BB_B | 40.2 | 40 | 42.7 | 41.8 | 41.3 | 41 | 40.8 | 40.8 | 40.9 | 41 | 41.2 | 41.6 | 42.4 | 43.3 | 44.1 | 45 | 45.8 | 47 | 47.9 | 48.8 | 49.6 | 50.3 | 51 | 51.5 | 51.9 | 52.3 | 52.5 | 52.6 | 52.9 | 53 | 53.1 | 53.3 | NPgY | GSP | NG FES - Consumer Transformation | Peak utilisation (percent - whole number)
NG FES - Consumer Transformation | Dem_BB000c_NPgExtra | % | NPgY | SALTEND NORTH | Peak utilisation (percent - whole number) | SALT_1 | 45.4 | 45.1 | 45.4 | 44.8 | 44.4 | 44.1 | 43.8 | 43.7 | 43.6 | 43.5 | 43.5 | 43.5 | 44 | 44.5 | 45 | 45.5 | 45.9 | 46.5 | 46.9 | 47.4 | 47.7 | 48.1 | 48.4 | 48.7 | 48.9 | 49.1 | 49.3 | 49.4 | 49.6 | 49.7 | 49.9 | 50 | NPgY | GSP | NG FES - Consumer Transformation | Peak utilisation (percent - whole number)
NG FES - Consumer Transformation | Dem_BB000c_NPgExtra | % | NPgY | SHEFFIELD CITY | Peak utilisation (percent - whole number) | SHEC_3 | 72.8 | 73.9 | 83.5 | 82.1 | 81.1 | 80.4 | 79.8 | 79.5 | 79.2 | 79 | 78.8 | 78.9 | 79.8 | 80.7 | 81.6 | 82.5 | 83.4 | 84.7 | 85.6 | 86.4 | 87.2 | 87.8 | 88.5 | 88.9 | 89.3 | 89.5 | 89.6 | 89.6 | 89.8 | 89.8 | 89.9 | 89.9 | NPgY | GSP | NG FES - Consumer Transformation | Peak utilisation (percent - whole number)
NG FES - Consumer Transformation | Dem_BB000c_NPgExtra | % | NPgY | SKELTON GRANGE | Peak utilisation (percent - whole number) | SKLGB1 | 57.9 | 58.1 | 62.7 | 61.3 | 60.5 | 60.4 | 60.6 | 61.3 | 62.1 | 63.3 | 64.7 | 67.1 | 69.9 | 72.8 | 75.7 | 80.1 | 83 | 86.2 | 88.8 | 91.1 | 93.1 | 94.8 | 96.3 | 97.5 | 98.3 | 98.9 | 99.3 | 99.6 | 100 | 100.2 | 100.4 | 100.5 | NPgY | GSP | NG FES - Consumer Transformation | Peak utilisation (percent - whole number)
NG FES - Consumer Transformation | Dem_BB000c_NPgExtra | % | NPgY | TEMPLEBOROUGH 275/33KV | Peak utilisation (percent - whole number) | TEMP_3 | 19 | 18.9 | 19.5 | 19.3 | 19.1 | 19 | 18.9 | 18.8 | 18.8 | 18.7 | 18.7 | 18.6 | 18.8 | 19 | 19.2 | 19.4 | 19.6 | 19.8 | 20 | 20.2 | 20.4 | 20.5 | 20.7 | 20.8 | 21 | 21.1 | 21.2 | 21.4 | 21.5 | 21.6 | 21.7 | 21.8 | NPgY | GSP | NG FES - Consumer Transformation | Peak utilisation (percent - whole number)
NG FES - Consumer Transformation | Dem_BB000c_NPgExtra | % | NPgY | THURCROFT | Peak utilisation (percent - whole number) | THUR_6 | 62.2 | 62.2 | 74.6 | 79.6 | 79 | 79.3 | 79.8 | 80.8 | 82.2 | 83.9 | 86 | 81.7 | 85.2 | 88.9 | 92.6 | 96.3 | 100 | 104.1 | 107.5 | 110.5 | 113.2 | 115.5 | 117.6 | 119.3 | 120.6 | 121.6 | 122.3 | 122.9 | 123.7 | 124.3 | 124.8 | 125.3 | NPgY | GSP | NG FES - Consumer Transformation | Peak utilisation (percent - whole number)
NG FES - Consumer Transformation | Dem_BB000c_NPgExtra | % | NPgY | WEST MELTON / THORPE MARSH | Peak utilisation (percent - whole number) | WMEL_THOM | 67.6 | 67.4 | 70.1 | 69.5 | 68.9 | 68.8 | 69 | 69.5 | 70.2 | 71.1 | 72.3 | 74.7 | 77.2 | 79.8 | 82.4 | 87.5 | 90.1 | 93.1 | 95.5 | 97.7 | 99.6 | 101.2 | 102.7 | 103.9 | 104.8 | 105.6 | 106.2 | 106.7 | 107.3 | 107.7 | 108.2 | 108.6 | NPgY | GSP | NG FES - Consumer Transformation | Peak utilisation (percent - whole number)
NG FES - Consumer Transformation | Dem_BB000c_NPgExtra | % | NPgY | WEST MELTON SECTION 3 | Peak utilisation (percent - whole number) | WMEL_BB3 | 54.7 | 55.1 | 55.5 | 54.5 | 53.9 | 54.2 | 54.9 | 56.2 | 57.8 | 59.8 | 62.2 | 66.2 | 70 | 73.9 | 77.9 | 84.8 | 88.7 | 93.1 | 96.7 | 99.9 | 102.6 | 105 | 107.2 | 108.9 | 110.1 | 111.2 | 111.9 | 112.5 | 113.2 | 113.8 | 114.2 | 114.6 | NPgY | GSP | NG FES - Consumer Transformation | Peak utilisation (percent - whole number)
NG FES - Consumer Transformation | Dem_BB000c_NPgExtra | % | NPgY | WINCOBANK | Peak utilisation (percent - whole number) | WIBA_3 | 24.3 | 24.1 | 45 | 44.7 | 44.4 | 44.2 | 44 | 43.9 | 43.8 | 43.8 | 43.7 | 43.7 | 44 | 44.3 | 44.5 | 44.8 | 45.1 | 45.4 | 45.7 | 45.9 | 46.2 | 46.4 | 46.6 | 46.7 | 46.8 | 46.9 | 47 | 47 | 47.1 | 47.2 | 47.2 | 47.3 | NPgY | GSP | NG FES - Consumer Transformation | Peak utilisation (percent - whole number)
NG FES - Consumer Transformation | Dem_BB000a_NPgExtra | MW | NPgN | BLYTH 66kV | Total peak demand (MW) | BLYTB1 | 123.9 | 129.674 | 129.495 | 124.703 | 123.025 | 123.6 | 125.014 | 127.448 | 130.619 | 134.621 | 139.459 | 145.505 | 153.633 | 161.976 | 170.301 | 178.492 | 186.329 | 195.645 | 203.045 | 209.734 | 215.605 | 220.92 | 225.943 | 229.488 | 232.322 | 234.487 | 236.169 | 237.552 | 238.784 | 239.911 | 240.905 | 241.743 | NPgN | GSP | NG FES - Consumer Transformation | Total peak demand (MW)
NG FES - Consumer Transformation | Dem_BB000a_NPgExtra | MW | NPgN | BLYTH 132kV | Total peak demand (MW) | BLYTH132 | 68.212 | 68.123 | 69.331 | 68.125 | 67.772 | 68.12 | 68.703 | 69.692 | 71.001 | 72.711 | 74.815 | 77.205 | 80.7 | 84.244 | 87.842 | 91.277 | 94.493 | 98.031 | 100.928 | 103.652 | 105.831 | 107.689 | 109.296 | 110.411 | 111.298 | 112.02 | 112.662 | 113.186 | 113.603 | 113.971 | 114.29 | 114.559 | NPgN | GSP | NG FES - Consumer Transformation | Total peak demand (MW)
NG FES - Consumer Transformation | Dem_BB000a_NPgExtra | MW | NPgN | FOURSTONES | Total peak demand (MW) | FOUR_1 | 20.004 | 19.978 | 19.72 | 19.286 | 19.12 | 19.21 | 19.382 | 19.713 | 20.154 | 20.747 | 21.472 | 22.208 | 23.321 | 24.375 | 25.456 | 26.484 | 27.479 | 28.667 | 29.617 | 30.514 | 31.127 | 31.632 | 32.061 | 32.357 | 32.595 | 32.796 | 32.977 | 33.132 | 33.27 | 33.398 | 33.516 | 33.625 | NPgN | GSP | NG FES - Consumer Transformation | Total peak demand (MW)
NG FES - Consumer Transformation | Dem_BB000a_NPgExtra | MW | NPgN | HARTMOOR | Total peak demand (MW) | HARM_6 | 87.022 | 87.089 | 89.323 | 86.473 | 85.326 | 85.434 | 86.016 | 87.22 | 88.838 | 90.939 | 93.529 | 96.858 | 101.512 | 106.237 | 110.946 | 115.574 | 120.021 | 125.424 | 129.655 | 133.482 | 136.845 | 139.883 | 142.752 | 144.729 | 146.271 | 147.398 | 148.239 | 148.898 | 149.465 | 149.977 | 150.413 | 150.756 | NPgN | GSP | NG FES - Consumer Transformation | Total peak demand (MW)
NG FES - Consumer Transformation | Dem_BB000a_NPgExtra | MW | NPgN | HAWTHORN PIT GRID | Total peak demand (MW) | HAWP_6 | 91.681 | 95.058 | 94.989 | 91.703 | 90.391 | 90.513 | 91.185 | 92.517 | 94.345 | 96.748 | 99.732 | 103.75 | 109.336 | 115.13 | 120.877 | 126.537 | 131.911 | 138.636 | 143.945 | 148.769 | 153.045 | 156.977 | 160.789 | 163.455 | 165.526 | 167.038 | 168.213 | 169.116 | 169.838 | 170.491 | 171.045 | 171.476 | NPgN | GSP | NG FES - Consumer Transformation | Total peak demand (MW)
NG FES - Consumer Transformation | Dem_BB000a_NPgExtra | MW | NPgN | KNARESBOROUGH | Total peak demand (MW) | KNARE_111 | 154.514 | 157.439 | 161.356 | 158.157 | 157.217 | 158.003 | 159.444 | 161.865 | 164.915 | 168.673 | 173.158 | 178.732 | 186.758 | 195.053 | 203.483 | 211.874 | 220.113 | 229.635 | 237.345 | 244.366 | 250.409 | 255.76 | 260.655 | 264.174 | 267.059 | 269.395 | 271.463 | 273.225 | 274.761 | 276.218 | 277.577 | 278.818 | NPgN | GSP | NG FES - Consumer Transformation | Total peak demand (MW)
NG FES - Consumer Transformation | Dem_BB000a_NPgExtra | MW | NPgN | LACKENBY | Total peak demand (MW) | LACK_6 | 164.72 | 164.434 | 163.764 | 159.219 | 157.61 | 158.154 | 159.543 | 161.885 | 164.956 | 168.861 | 173.608 | 179.701 | 187.911 | 196.412 | 204.886 | 213.253 | 221.247 | 230.91 | 238.631 | 245.657 | 251.85 | 257.488 | 262.84 | 266.673 | 269.743 | 272.129 | 274.122 | 275.757 | 277.147 | 278.45 | 279.624 | 280.64 | NPgN | GSP | NG FES - Consumer Transformation | Total peak demand (MW)
NG FES - Consumer Transformation | Dem_BB000a_NPgExtra | MW | NPgN | NORTON | Total peak demand (MW) | NORT_1 | 418.986 | 418.026 | 429.368 | 418.379 | 414.375 | 415.691 | 419.175 | 425.375 | 433.492 | 443.828 | 456.426 | 472.048 | 494.084 | 516.637 | 539.282 | 561.482 | 582.804 | 607.443 | 627.072 | 644.806 | 660.028 | 673.522 | 685.864 | 694.487 | 701.368 | 706.626 | 710.804 | 714.237 | 717.254 | 720.004 | 722.418 | 724.44 | NPgN | GSP | NG FES - Consumer Transformation | Total peak demand (MW)
NG FES - Consumer Transformation | Dem_BB000a_NPgExtra | MW | NPgN | OFFERTON | Total peak demand (MW) | OFFE_3 | 49.533 | 49.298 | 49.489 | 47.55 | 46.686 | 46.591 | 46.763 | 47.253 | 47.973 | 48.935 | 50.142 | 51.843 | 54.275 | 56.828 | 59.385 | 61.898 | 64.335 | 67.338 | 69.736 | 71.911 | 73.823 | 75.561 | 77.225 | 78.383 | 79.277 | 79.945 | 80.481 | 80.888 | 81.203 | 81.477 | 81.704 | 81.879 | NPgN | GSP | NG FES - Consumer Transformation | Total peak demand (MW)
NG FES - Consumer Transformation | Dem_BB000a_NPgExtra | MW | NPgN | OSBALDWICK | Total peak demand (MW) | OSBA_1 | 257.243 | 258.267 | 281.091 | 273.921 | 271.06 | 271.459 | 272.995 | 276.379 | 280.892 | 286.704 | 293.852 | 302.803 | 316.048 | 329.576 | 343.328 | 357.02 | 370.572 | 386.426 | 399.069 | 410.537 | 420.38 | 429.04 | 436.977 | 442.441 | 446.733 | 450.083 | 452.896 | 455.142 | 456.971 | 458.63 | 460.098 | 461.355 | NPgN | GSP | NG FES - Consumer Transformation | Total peak demand (MW)
NG FES - Consumer Transformation | Dem_BB000a_NPgExtra | MW | NPgN | POPPLETON | Total peak demand (MW) | POPP_3 | 43.83 | 43.674 | 44.743 | 43.388 | 42.783 | 42.723 | 42.846 | 43.236 | 43.81 | 44.594 | 45.591 | 46.936 | 48.956 | 51.044 | 53.149 | 55.236 | 57.282 | 59.729 | 61.676 | 63.431 | 64.956 | 66.31 | 67.563 | 68.417 | 69.07 | 69.544 | 69.901 | 70.172 | 70.392 | 70.584 | 70.74 | 70.857 | NPgN | GSP | NG FES - Consumer Transformation | Total peak demand (MW)
NG FES - Consumer Transformation | Dem_BB000a_NPgExtra | MW | NPgN | SALTHOLME | Total peak demand (MW) | SALH_1 | 72.151 | 72.153 | 76.92 | 76.559 | 76.216 | 75.891 | 75.57 | 75.277 | 74.983 | 74.69 | 74.4 | 74.115 | 74.172 | 74.216 | 74.263 | 74.311 | 74.362 | 74.446 | 74.492 | 74.535 | 74.571 | 74.603 | 74.631 | 74.64 | 74.643 | 74.64 | 74.635 | 74.626 | 74.616 | 74.607 | 74.599 | 74.591 | NPgN | GSP | NG FES - Consumer Transformation | Total peak demand (MW)
NG FES - Consumer Transformation | Dem_BB000a_NPgExtra | MW | NPgN | SOUTH SHIELDS | Total peak demand (MW) | SSHI_3 | 46.902 | 46.686 | 46.54 | 44.807 | 44.046 | 43.985 | 44.17 | 44.663 | 45.371 | 46.312 | 47.491 | 49.091 | 51.384 | 53.772 | 56.183 | 58.587 | 60.952 | 63.821 | 66.12 | 68.202 | 70.029 | 71.667 | 73.204 | 74.275 | 75.105 | 75.729 | 76.222 | 76.602 | 76.91 | 77.152 | 77.336 | 77.471 | NPgN | GSP | NG FES - Consumer Transformation | Total peak demand (MW)
NG FES - Consumer Transformation | Dem_BB000a_NPgExtra | MW | NPgN | SPADEADAM | Total peak demand (MW) | KIELD01 and SPAD20 | 5.911 | 5.914 | 5.815 | 5.643 | 5.595 | 5.663 | 5.775 | 5.958 | 6.192 | 6.496 | 6.864 | 7.267 | 7.814 | 8.35 | 8.896 | 9.422 | 9.93 | 10.544 | 11.034 | 11.488 | 11.823 | 12.109 | 12.363 | 12.539 | 12.676 | 12.786 | 12.883 | 12.962 | 13.025 | 13.083 | 13.136 | 13.181 | NPgN | GSP | NG FES - Consumer Transformation | Total peak demand (MW)
NG FES - Consumer Transformation | Dem_BB000a_NPgExtra | MW | NPgN | SPENNYMOOR | Total peak demand (MW) | SPEN_1 | 214.319 | 214.19 | 214.558 | 211.869 | 209.001 | 209.449 | 211.19 | 214.553 | 219.128 | 225.138 | 232.592 | 245.683 | 258.898 | 272.533 | 286.184 | 309.776 | 322.732 | 338.41 | 350.812 | 362.008 | 371.627 | 380.257 | 388.379 | 393.964 | 398.264 | 401.471 | 404.136 | 406.15 | 407.64 | 408.965 | 410.072 | 410.924 | NPgN | GSP | NG FES - Consumer Transformation | Total peak demand (MW)
NG FES - Consumer Transformation | Dem_BB000a_NPgExtra | MW | NPgN | STELLA NORTH | Total peak demand (MW) | STEN_1 | 188.574 | 190.521 | 193.487 | 187.455 | 185.061 | 185.337 | 186.624 | 189.139 | 192.595 | 197.114 | 202.739 | 210.057 | 220.326 | 231.023 | 241.804 | 252.51 | 262.953 | 275.086 | 284.962 | 293.873 | 301.675 | 308.662 | 315.169 | 319.773 | 323.4 | 326.18 | 328.494 | 330.335 | 331.833 | 333.085 | 334.108 | 334.926 | NPgN | GSP | NG FES - Consumer Transformation | Total peak demand (MW)
NG FES - Consumer Transformation | Dem_BB000a_NPgExtra | MW | NPgN | STELLA SOUTH | Total peak demand (MW) | STES_1 | 250.741 | 250.904 | 258.369 | 261.767 | 259.279 | 258.637 | 258.75 | 259.719 | 261.428 | 264.019 | 267.513 | 274.577 | 282.513 | 290.834 | 299.169 | 313.918 | 321.718 | 330.879 | 338.242 | 344.878 | 350.592 | 355.707 | 360.448 | 363.759 | 366.327 | 368.229 | 369.72 | 370.87 | 371.79 | 372.567 | 373.185 | 373.634 | NPgN | GSP | NG FES - Consumer Transformation | Total peak demand (MW)
NG FES - Consumer Transformation | Dem_BB000a_NPgExtra | MW | NPgN | TYNEMOUTH | Total peak demand (MW) | TYNE_1 | 151.521 | 152.419 | 158.522 | 153.703 | 151.893 | 152.244 | 153.416 | 155.534 | 158.37 | 162.014 | 166.476 | 172.414 | 180.676 | 189.262 | 197.84 | 206.321 | 214.495 | 224.435 | 232.422 | 239.665 | 246.092 | 251.954 | 257.547 | 261.544 | 264.727 | 267.149 | 269.077 | 270.658 | 272.042 | 273.324 | 274.468 | 275.45 | NPgN | GSP | NG FES - Consumer Transformation | Total peak demand (MW)
NG FES - Consumer Transformation | Dem_BB000a_NPgExtra | MW | NPgN | WEST BOLDON | Total peak demand (MW) | WBOL_6 | 217.538 | 221.337 | 242.937 | 236.035 | 233.222 | 233.337 | 234.528 | 236.976 | 240.378 | 244.846 | 250.395 | 257.902 | 268.34 | 279.218 | 290.085 | 300.844 | 311.217 | 323.943 | 334.131 | 343.365 | 351.535 | 358.972 | 366.061 | 371.063 | 374.98 | 377.902 | 380.198 | 382.006 | 383.518 | 384.833 | 385.931 | 386.8 | NPgN | GSP | NG FES - Consumer Transformation | Total peak demand (MW)
NG FES - Consumer Transformation | Dem_BB000a_NPgExtra | MW | NPgY | BRADFORD WEST | Total peak demand (MW) | BRAW_1 | 376.953 | 377.135 | 380.417 | 366.856 | 361.277 | 361.797 | 364.607 | 370.87 | 379.15 | 389.978 | 403.298 | 420.632 | 444.298 | 469.174 | 494.262 | 519.724 | 545.122 | 573.722 | 596.75 | 617.357 | 635.178 | 650.39 | 663.798 | 674.384 | 681.955 | 687.686 | 691.268 | 694.221 | 697.903 | 700.089 | 701.83 | 703.114 | NPgY | GSP | NG FES - Consumer Transformation | Total peak demand (MW)
NG FES - Consumer Transformation | Dem_BB000a_NPgExtra | MW | NPgY | CAMBLESFORTH | Total peak demand (MW) | CAMB_01 | 37.472 | 37.464 | 41.383 | 40.658 | 40.419 | 40.566 | 40.871 | 41.452 | 42.172 | 43.088 | 44.193 | 45.546 | 47.458 | 49.422 | 51.404 | 53.409 | 55.331 | 57.471 | 59.198 | 60.829 | 62.242 | 63.467 | 64.558 | 65.444 | 66.126 | 66.683 | 67.113 | 67.499 | 67.929 | 68.269 | 68.587 | 68.877 | NPgY | GSP | NG FES - Consumer Transformation | Total peak demand (MW)
NG FES - Consumer Transformation | Dem_BB000a_NPgExtra | MW | NPgY | CREYKE BECK | Total peak demand (MW) | CREB_1 | 414.361 | 414.988 | 426.051 | 414.21 | 409.38 | 409.92 | 412.272 | 417.973 | 425.32 | 434.876 | 446.561 | 461.134 | 482.226 | 503.955 | 525.929 | 548.375 | 570.625 | 595.524 | 615.418 | 633.54 | 649.153 | 662.492 | 674.187 | 683.452 | 690.321 | 695.755 | 699.469 | 702.712 | 706.592 | 709.35 | 711.795 | 713.885 | NPgY | GSP | NG FES - Consumer Transformation | Total peak demand (MW)
NG FES - Consumer Transformation | Dem_BB000a_NPgExtra | MW | NPgY | DRAX | Total peak demand (MW) | DRAX_YEDL | 49.484 | 49.562 | 52.248 | 51.289 | 51.047 | 51.395 | 52.011 | 53.048 | 54.338 | 55.992 | 57.996 | 60.268 | 63.438 | 66.647 | 69.874 | 73.061 | 76.026 | 79.12 | 81.613 | 83.952 | 85.92 | 87.586 | 88.996 | 90.118 | 90.993 | 91.738 | 92.335 | 92.873 | 93.452 | 93.916 | 94.345 | 94.73 | NPgY | GSP | NG FES - Consumer Transformation | Total peak demand (MW)
NG FES - Consumer Transformation | Dem_BB000a_NPgExtra | MW | NPgY | ELLAND | Total peak demand (MW) | ELLA_1 | 325.196 | 328.172 | 328.432 | 322.899 | 317.972 | 317.493 | 318.597 | 322.199 | 327.176 | 333.873 | 342.242 | 359.979 | 376.039 | 392.903 | 409.933 | 446.12 | 463.542 | 483.264 | 499.092 | 513.259 | 525.516 | 535.982 | 545.213 | 552.481 | 557.685 | 561.639 | 564.04 | 566.013 | 568.519 | 569.902 | 570.924 | 571.616 | NPgY | GSP | NG FES - Consumer Transformation | Total peak demand (MW)
NG FES - Consumer Transformation | Dem_BB000a_NPgExtra | MW | NPgY | FERRYBRIDGE A | Total peak demand (MW) | FERRA2 | 89.438 | 89.529 | 123.848 | 129.849 | 129.103 | 129.695 | 130.779 | 132.659 | 135.038 | 138.096 | 141.814 | 137.852 | 143.854 | 150.035 | 156.19 | 162.326 | 168.193 | 174.705 | 179.912 | 184.632 | 188.769 | 192.382 | 195.602 | 198.231 | 200.205 | 201.807 | 202.978 | 204.008 | 205.196 | 206.067 | 206.856 | 207.541 | NPgY | GSP | NG FES - Consumer Transformation | Total peak demand (MW)
NG FES - Consumer Transformation | Dem_BB000a_NPgExtra | MW | NPgY | FERRYBRIDGE B | Total peak demand (MW) | FERRB9 | 258.837 | 258.192 | 274.782 | 274.557 | 271.988 | 272.295 | 273.705 | 277.037 | 281.355 | 287.019 | 294.004 | 310.56 | 323.284 | 336.331 | 349.43 | 384.202 | 396.961 | 411.132 | 422.463 | 432.75 | 441.699 | 449.423 | 456.227 | 461.658 | 465.753 | 469.069 | 471.349 | 473.379 | 475.787 | 477.582 | 479.204 | 480.614 | NPgY | GSP | NG FES - Consumer Transformation | Total peak demand (MW)
NG FES - Consumer Transformation | Dem_BB000a_NPgExtra | MW | NPgY | GRIMSBY WEST | Total peak demand (MW) | GRIW_1 | 211.364 | 210.16 | 220.696 | 216.088 | 213.905 | 213.622 | 214.069 | 215.542 | 217.771 | 220.946 | 225.046 | 230.627 | 239.098 | 248.085 | 257.075 | 266.186 | 275.041 | 284.918 | 292.838 | 299.945 | 306.109 | 311.398 | 316.057 | 319.792 | 322.427 | 324.394 | 325.573 | 326.534 | 327.797 | 328.524 | 329.101 | 329.498 | NPgY | GSP | NG FES - Consumer Transformation | Total peak demand (MW)
NG FES - Consumer Transformation | Dem_BB000a_NPgExtra | MW | NPgY | JORDANTHORPE | Total peak demand (MW) | JORD_3 | 54.139 | 54.212 | 53.867 | 52.259 | 51.751 | 52.083 | 52.728 | 53.798 | 55.195 | 56.981 | 59.146 | 61.938 | 65.495 | 69.259 | 72.997 | 76.736 | 80.319 | 84.276 | 87.467 | 90.314 | 92.794 | 94.93 | 96.813 | 98.318 | 99.386 | 100.193 | 100.718 | 101.142 | 101.661 | 101.963 | 102.2 | 102.364 | NPgY | GSP | NG FES - Consumer Transformation | Total peak demand (MW)
NG FES - Consumer Transformation | Dem_BB000a_NPgExtra | MW | NPgY | KEADBY | Total peak demand (MW) | KEAD_YEDL | 386.787 | 388.506 | 399.502 | 394.616 | 393.03 | 394.117 | 396.255 | 400.411 | 405.655 | 412.439 | 420.708 | 430.506 | 444.773 | 459.351 | 474.061 | 488.875 | 502.975 | 518.244 | 530.514 | 542.008 | 551.765 | 560.094 | 567.305 | 573.051 | 577.445 | 581.039 | 583.812 | 586.268 | 588.967 | 591.032 | 592.915 | 594.588 | NPgY | GSP | NG FES - Consumer Transformation | Total peak demand (MW)
NG FES - Consumer Transformation | Dem_BB000a_NPgExtra | MW | NPgY | KIRKSTALL B | Total peak demand (MW) | KIRKB1 | 224.561 | 223.895 | 231.611 | 226.25 | 223.102 | 221.593 | 220.555 | 220.557 | 220.897 | 221.76 | 223.108 | 225.453 | 230.413 | 235.374 | 240.239 | 245.209 | 250.152 | 256.582 | 261.494 | 265.979 | 270.064 | 273.751 | 277.306 | 280.226 | 282.303 | 283.866 | 284.668 | 285.363 | 286.436 | 287.118 | 287.721 | 288.208 | NPgY | GSP | NG FES - Consumer Transformation | Total peak demand (MW)
NG FES - Consumer Transformation | Dem_BB000a_NPgExtra | MW | NPgY | NEEPSEND | Total peak demand (MW) | NEEP_3 | 75.08 | 75.407 | 77.942 | 75.277 | 74.225 | 74.4 | 75.018 | 76.293 | 77.997 | 80.219 | 82.95 | 86.474 | 91.199 | 96.178 | 101.176 | 106.174 | 111.092 | 116.502 | 120.862 | 124.712 | 128.031 | 130.835 | 133.261 | 135.144 | 136.468 | 137.455 | 138.055 | 138.534 | 139.137 | 139.469 | 139.719 | 139.878 | NPgY | GSP | NG FES - Consumer Transformation | Total peak demand (MW)
NG FES - Consumer Transformation | Dem_BB000a_NPgExtra | MW | NPgY | NORTON LEES | Total peak demand (MW) | NORL_3 | 56.701 | 56.778 | 55.757 | 53.756 | 53.127 | 53.552 | 54.376 | 55.733 | 57.524 | 59.843 | 62.681 | 66.444 | 71.262 | 76.409 | 81.548 | 86.699 | 91.747 | 97.397 | 102.014 | 106.123 | 109.74 | 112.863 | 115.643 | 117.9 | 119.511 | 120.729 | 121.527 | 122.174 | 122.961 | 123.371 | 123.659 | 123.841 | NPgY | GSP | NG FES - Consumer Transformation | Total peak demand (MW)
NG FES - Consumer Transformation | Dem_BB000a_NPgExtra | MW | NPgY | PITSMOOR 3/4 | Total peak demand (MW) | PITS_BB_B | 44.025 | 43.737 | 46.697 | 45.759 | 45.187 | 44.893 | 44.676 | 44.674 | 44.719 | 44.852 | 45.067 | 45.486 | 46.422 | 47.351 | 48.264 | 49.211 | 50.172 | 51.481 | 52.476 | 53.395 | 54.245 | 55.02 | 55.782 | 56.412 | 56.864 | 57.206 | 57.427 | 57.616 | 57.861 | 58.022 | 58.17 | 58.298 | NPgY | GSP | NG FES - Consumer Transformation | Total peak demand (MW)
NG FES - Consumer Transformation | Dem_BB000a_NPgExtra | MW | NPgY | SALTEND NORTH | Total peak demand (MW) | SALT_1 | 96.003 | 95.425 | 96.08 | 94.779 | 93.89 | 93.302 | 92.798 | 92.489 | 92.238 | 92.075 | 92 | 92.032 | 93.061 | 94.117 | 95.166 | 96.217 | 97.236 | 98.425 | 99.364 | 100.241 | 101.039 | 101.768 | 102.446 | 103.022 | 103.514 | 103.95 | 104.328 | 104.674 | 104.999 | 105.303 | 105.609 | 105.911 | NPgY | GSP | NG FES - Consumer Transformation | Total peak demand (MW)
NG FES - Consumer Transformation | Dem_BB000a_NPgExtra | MW | NPgY | SHEFFIELD CITY | Total peak demand (MW) | SHEC_3 | 82.508 | 83.69 | 94.605 | 92.999 | 91.85 | 91.058 | 90.363 | 89.986 | 89.655 | 89.42 | 89.275 | 89.34 | 90.378 | 91.379 | 92.372 | 93.402 | 94.462 | 95.895 | 96.938 | 97.889 | 98.743 | 99.491 | 100.197 | 100.731 | 101.086 | 101.33 | 101.44 | 101.52 | 101.662 | 101.725 | 101.774 | 101.803 | NPgY | GSP | NG FES - Consumer Transformation | Total peak demand (MW)
NG FES - Consumer Transformation | Dem_BB000a_NPgExtra | MW | NPgY | SKELTON GRANGE | Total peak demand (MW) | SKLGB1 | 519.479 | 520.599 | 562.484 | 549.969 | 542.614 | 541.979 | 543.753 | 549.355 | 557.079 | 567.464 | 580.468 | 601.928 | 626.782 | 652.73 | 678.818 | 717.811 | 743.889 | 773.092 | 796.472 | 817.215 | 835.214 | 850.503 | 863.833 | 874.225 | 881.624 | 887.209 | 890.344 | 892.956 | 896.494 | 898.645 | 900.378 | 901.624 | NPgY | GSP | NG FES - Consumer Transformation | Total peak demand (MW)
NG FES - Consumer Transformation | Dem_BB000a_NPgExtra | MW | NPgY | TEMPLEBOROUGH 275/33KV | Total peak demand (MW) | TEMP_3 | 18.546 | 18.448 | 19.041 | 18.841 | 18.695 | 18.587 | 18.488 | 18.416 | 18.35 | 18.292 | 18.245 | 18.218 | 18.4 | 18.585 | 18.769 | 18.956 | 19.141 | 19.365 | 19.552 | 19.733 | 19.907 | 20.074 | 20.24 | 20.391 | 20.526 | 20.653 | 20.769 | 20.882 | 20.995 | 21.104 | 21.215 | 21.325 | NPgY | GSP | NG FES - Consumer Transformation | Total peak demand (MW)
NG FES - Consumer Transformation | Dem_BB000a_NPgExtra | MW | NPgY | THURCROFT | Total peak demand (MW) | THUR_6 | 131.246 | 131.313 | 157.341 | 168.048 | 166.758 | 167.336 | 168.444 | 170.622 | 173.41 | 177.027 | 181.431 | 172.382 | 179.9 | 187.642 | 195.384 | 203.258 | 210.975 | 219.767 | 226.793 | 233.183 | 238.794 | 243.694 | 248.113 | 251.747 | 254.477 | 256.675 | 258.115 | 259.415 | 261.053 | 262.266 | 263.369 | 264.332 | NPgY | GSP | NG FES - Consumer Transformation | Total peak demand (MW)
NG FES - Consumer Transformation | Dem_BB000a_NPgExtra | MW | NPgY | WEST MELTON / THORPE MARSH | Total peak demand (MW) | WMEL_THOM | 461.243 | 459.786 | 478.028 | 473.887 | 469.845 | 469.582 | 470.546 | 474.061 | 478.794 | 485.193 | 493.236 | 509.531 | 526.63 | 544.302 | 562.112 | 596.906 | 614.888 | 635.121 | 651.377 | 666.13 | 679.138 | 690.455 | 700.543 | 708.74 | 715.042 | 720.238 | 724.113 | 727.621 | 731.632 | 734.783 | 737.727 | 740.404 | NPgY | GSP | NG FES - Consumer Transformation | Total peak demand (MW)
NG FES - Consumer Transformation | Dem_BB000a_NPgExtra | MW | NPgY | WEST MELTON SECTION 3 | Total peak demand (MW) | WMEL_BB3 | 224.121 | 225.913 | 227.334 | 223.055 | 220.624 | 222.142 | 224.99 | 230.189 | 236.686 | 244.899 | 254.78 | 271.071 | 286.714 | 302.849 | 319.064 | 347.463 | 363.526 | 381.552 | 396.02 | 409.062 | 420.435 | 430.263 | 438.985 | 445.979 | 451.21 | 455.408 | 458.331 | 460.894 | 463.905 | 466.059 | 467.969 | 469.606 | NPgY | GSP | NG FES - Consumer Transformation | Total peak demand (MW)
NG FES - Consumer Transformation | Dem_BB000a_NPgExtra | MW | NPgY | WINCOBANK | Total peak demand (MW) | WIBA_3 | 31.336 | 31.064 | 57.972 | 57.477 | 57.107 | 56.842 | 56.605 | 56.496 | 56.393 | 56.314 | 56.259 | 56.253 | 56.632 | 56.975 | 57.314 | 57.661 | 58.01 | 58.486 | 58.818 | 59.129 | 59.416 | 59.677 | 59.928 | 60.122 | 60.272 | 60.394 | 60.473 | 60.547 | 60.643 | 60.722 | 60.8 | 60.873 | NPgY | GSP | NG FES - Consumer Transformation | Total peak demand (MW)
NG FES - Consumer Transformation | Dem_BB000e_NPgExtra | MWh | NPgN | BLYTH 66kV | Electrolysers (MWh) | BLYTB1 | 0 | 0 | 10.599 | 18.245 | 27.893 | 40.113 | 55.467 | 74.755 | 99.01 | 129.448 | 167.658 | 215.552 | 275.55 | 350.668 | 444.567 | 561.774 | 707.774 | 889.283 | 1114.23 | 1391.988 | 1733.492 | 2150.946 | 2657.813 | 3268.047 | 3995.26 | 4851.094 | 5843.34 | 6973.482 | 8234.174 | 9607.207 | 11062.654 | 12537.658 | NPgN | GSP | NG FES - Consumer Transformation | Electrolysers (MWh)
NG FES - Consumer Transformation | Dem_BB000e_NPgExtra | MWh | NPgN | BLYTH 132kV | Electrolysers (MWh) | BLYTH132 | 0 | 0 | 7.419 | 12.771 | 19.525 | 28.079 | 38.827 | 52.329 | 69.307 | 90.613 | 117.361 | 150.887 | 192.885 | 245.468 | 311.197 | 393.242 | 495.442 | 622.498 | 779.961 | 974.391 | 1213.444 | 1505.662 | 1860.469 | 2287.633 | 2796.682 | 3395.766 | 4090.338 | 4881.438 | 5763.922 | 6725.045 | 7743.858 | 8776.361 | NPgN | GSP | NG FES - Consumer Transformation | Electrolysers (MWh)
NG FES - Consumer Transformation | Dem_BB000e_NPgExtra | MWh | NPgN | FOURSTONES | Electrolysers (MWh) | FOUR_1 | 0 | 0 | 1.06 | 1.824 | 2.789 | 4.011 | 5.547 | 7.476 | 9.901 | 12.945 | 16.766 | 21.555 | 27.555 | 35.067 | 44.457 | 56.177 | 70.777 | 88.928 | 111.423 | 139.199 | 173.349 | 215.095 | 265.781 | 326.805 | 399.526 | 485.109 | 584.334 | 697.348 | 823.417 | 960.721 | 1106.265 | 1253.766 | NPgN | GSP | NG FES - Consumer Transformation | Electrolysers (MWh)
NG FES - Consumer Transformation | Dem_BB000e_NPgExtra | MWh | NPgN | HARTMOOR | Electrolysers (MWh) | HARM_6 | 0 | 0 | 1.529 | 2.632 | 4.024 | 5.787 | 8.002 | 10.785 | 14.284 | 18.676 | 24.189 | 31.098 | 39.754 | 50.592 | 64.139 | 81.049 | 102.113 | 128.299 | 160.753 | 200.826 | 250.096 | 310.323 | 383.45 | 471.49 | 576.407 | 699.881 | 843.035 | 1006.083 | 1187.967 | 1386.058 | 1596.039 | 1808.842 | NPgN | GSP | NG FES - Consumer Transformation | Electrolysers (MWh)
NG FES - Consumer Transformation | Dem_BB000e_NPgExtra | MWh | NPgN | HAWTHORN PIT GRID | Electrolysers (MWh) | HAWP_6 | 0 | 0 | 1.325 | 2.281 | 3.487 | 5.014 | 6.933 | 9.344 | 12.376 | 16.181 | 20.957 | 26.944 | 34.444 | 43.834 | 55.571 | 70.222 | 88.472 | 111.16 | 139.279 | 173.998 | 216.686 | 268.868 | 332.227 | 408.506 | 499.408 | 606.387 | 730.417 | 871.685 | 1029.272 | 1200.901 | 1382.832 | 1567.207 | NPgN | GSP | NG FES - Consumer Transformation | Electrolysers (MWh)
NG FES - Consumer Transformation | Dem_BB000e_NPgExtra | MWh | NPgN | KNARESBOROUGH | Electrolysers (MWh) | KNARE_111 | 0 | 0 | 30.685 | 52.818 | 80.751 | 116.127 | 160.578 | 216.416 | 286.633 | 374.751 | 485.371 | 624.024 | 797.717 | 1015.185 | 1287.021 | 1626.336 | 2049.007 | 2574.474 | 3225.697 | 4029.805 | 5018.458 | 6226.99 | 7694.367 | 9460.996 | 11566.278 | 14043.916 | 16916.469 | 20188.231 | 23837.934 | 27812.863 | 32026.384 | 36296.52 | NPgN | GSP | NG FES - Consumer Transformation | Electrolysers (MWh)
NG FES - Consumer Transformation | Dem_BB000e_NPgExtra | MWh | NPgN | LACKENBY | Electrolysers (MWh) | LACK_6 | 0 | 0 | 1.378 | 2.372 | 3.626 | 5.215 | 7.211 | 9.718 | 12.871 | 16.828 | 21.796 | 28.022 | 35.821 | 45.587 | 57.794 | 73.031 | 92.011 | 115.607 | 144.85 | 180.958 | 225.354 | 279.623 | 345.516 | 424.846 | 519.384 | 630.642 | 759.634 | 906.553 | 1070.443 | 1248.937 | 1438.145 | 1629.896 | NPgN | GSP | NG FES - Consumer Transformation | Electrolysers (MWh)
NG FES - Consumer Transformation | Dem_BB000e_NPgExtra | MWh | NPgN | NORTON | Electrolysers (MWh) | NORT_1 | 0 | 0 | 31.904 | 54.916 | 83.959 | 120.74 | 166.956 | 225.013 | 298.019 | 389.637 | 504.651 | 648.813 | 829.405 | 1055.512 | 1338.146 | 1690.94 | 2130.401 | 2676.741 | 3353.833 | 4189.883 | 5217.809 | 6474.348 | 8000.016 | 9836.821 | 12025.733 | 14601.792 | 17588.453 | 20990.182 | 24784.864 | 28917.692 | 33298.589 | 37738.35 | NPgN | GSP | NG FES - Consumer Transformation | Electrolysers (MWh)
NG FES - Consumer Transformation | Dem_BB000e_NPgExtra | MWh | NPgN | OFFERTON | Electrolysers (MWh) | OFFE_3 | 0 | 0 | 0 | 0 | 0 | 0 | 0 | 0 | 0 | 0 | 0 | 0 | 0 | 0 | 0 | 0 | 0 | 0 | 0 | 0 | 0 | 0 | 0 | 0 | 0 | 0 | 0 | 0 | 0 | 0 | 0 | 0 | NPgN | GSP | NG FES - Consumer Transformation | Electrolysers (MWh)
NG FES - Consumer Transformation | Dem_BB000e_NPgExtra | MWh | NPgN | OSBALDWICK | Electrolysers (MWh) | OSBA_1 | 0 | 0 | 17.224 | 29.648 | 45.327 | 65.184 | 90.134 | 121.477 | 160.891 | 210.352 | 272.445 | 350.273 | 447.768 | 569.836 | 722.421 | 912.883 | 1150.134 | 1445.085 | 1810.624 | 2261.98 | 2816.924 | 3495.288 | 4318.945 | 5310.576 | 6492.298 | 7883.027 | 9495.427 | 11331.909 | 13380.533 | 15611.711 | 17976.813 | 20373.694 | NPgN | GSP | NG FES - Consumer Transformation | Electrolysers (MWh)
NG FES - Consumer Transformation | Dem_BB000e_NPgExtra | MWh | NPgN | POPPLETON | Electrolysers (MWh) | POPP_3 | 0 | 0 | 3.021 | 5.2 | 7.95 | 11.432 | 15.808 | 21.305 | 28.218 | 36.893 | 47.783 | 61.432 | 78.532 | 99.941 | 126.702 | 160.106 | 201.716 | 253.446 | 317.556 | 396.717 | 494.045 | 613.02 | 757.477 | 931.393 | 1138.649 | 1382.562 | 1665.352 | 1987.442 | 2346.74 | 2738.054 | 3152.856 | 3573.233 | NPgN | GSP | NG FES - Consumer Transformation | Electrolysers (MWh)
NG FES - Consumer Transformation | Dem_BB000e_NPgExtra | MWh | NPgN | SALTHOLME | Electrolysers (MWh) | SALH_1 | 0 | 0 | 0 | 0 | 0 | 0 | 0 | 0 | 0 | 0 | 0 | 0 | 0 | 0 | 0 | 0 | 0 | 0 | 0 | 0 | 0 | 0 | 0 | 0 | 0 | 0 | 0 | 0 | 0 | 0 | 0 | 0 | NPgN | GSP | NG FES - Consumer Transformation | Electrolysers (MWh)
NG FES - Consumer Transformation | Dem_BB000e_NPgExtra | MWh | NPgN | SOUTH SHIELDS | Electrolysers (MWh) | SSHI_3 | 0 | 0 | 0 | 0 | 0 | 0 | 0 | 0 | 0 | 0 | 0 | 0 | 0 | 0 | 0 | 0 | 0 | 0 | 0 | 0 | 0 | 0 | 0 | 0 | 0 | 0 | 0 | 0 | 0 | 0 | 0 | 0 | NPgN | GSP | NG FES - Consumer Transformation | Electrolysers (MWh)
NG FES - Consumer Transformation | Dem_BB000e_NPgExtra | MWh | NPgN | SPADEADAM | Electrolysers (MWh) | KIELD01 and SPAD20 | 0 | 0 | 1.59 | 2.737 | 4.184 | 6.017 | 8.32 | 11.213 | 14.851 | 19.417 | 25.149 | 32.333 | 41.332 | 52.6 | 66.685 | 84.266 | 106.166 | 133.392 | 167.135 | 208.798 | 260.024 | 322.642 | 398.672 | 490.207 | 599.289 | 727.664 | 876.501 | 1046.022 | 1235.126 | 1441.081 | 1659.398 | 1880.649 | NPgN | GSP | NG FES - Consumer Transformation | Electrolysers (MWh)
NG FES - Consumer Transformation | Dem_BB000e_NPgExtra | MWh | NPgN | SPENNYMOOR | Electrolysers (MWh) | SPEN_1 | 0 | 0 | 31.798 | 54.734 | 83.68 | 120.339 | 166.402 | 224.265 | 297.029 | 388.343 | 502.975 | 646.657 | 826.649 | 1052.005 | 1333.701 | 1685.322 | 2123.323 | 2667.848 | 3342.691 | 4175.963 | 5200.475 | 6452.839 | 7973.438 | 9804.141 | 11985.78 | 14553.281 | 17530.02 | 20920.447 | 24702.522 | 28821.62 | 33187.963 | 37612.974 | NPgN | GSP | NG FES - Consumer Transformation | Electrolysers (MWh)
NG FES - Consumer Transformation | Dem_BB000e_NPgExtra | MWh | NPgN | STELLA NORTH | Electrolysers (MWh) | STEN_1 | 0 | 0 | 0.848 | 1.46 | 2.231 | 3.209 | 4.437 | 5.98 | 7.921 | 10.356 | 13.413 | 17.244 | 22.044 | 28.053 | 35.565 | 44.942 | 56.622 | 71.143 | 89.138 | 111.359 | 138.679 | 172.076 | 212.625 | 261.444 | 319.621 | 388.087 | 467.467 | 557.879 | 658.734 | 768.577 | 885.012 | 1003.013 | NPgN | GSP | NG FES - Consumer Transformation | Electrolysers (MWh)
NG FES - Consumer Transformation | Dem_BB000e_NPgExtra | MWh | NPgN | STELLA SOUTH | Electrolysers (MWh) | STES_1 | 0 | 0 | 3.392 | 5.838 | 8.926 | 12.836 | 17.75 | 23.922 | 31.683 | 41.423 | 53.651 | 68.977 | 88.176 | 112.214 | 142.261 | 179.768 | 226.488 | 284.571 | 356.554 | 445.436 | 554.717 | 688.303 | 850.5 | 1045.775 | 1278.483 | 1552.35 | 1869.869 | 2231.514 | 2634.936 | 3074.306 | 3540.049 | 4012.051 | NPgN | GSP | NG FES - Consumer Transformation | Electrolysers (MWh)
NG FES - Consumer Transformation | Dem_BB000e_NPgExtra | MWh | NPgN | TYNEMOUTH | Electrolysers (MWh) | TYNE_1 | 0 | 0 | 0 | 0 | 0 | 0 | 0 | 0 | 0 | 0 | 0 | 0 | 0 | 0 | 0 | 0 | 0 | 0 | 0 | 0 | 0 | 0 | 0 | 0 | 0 | 0 | 0 | 0 | 0 | 0 | 0 | 0 | NPgN | GSP | NG FES - Consumer Transformation | Electrolysers (MWh)
NG FES - Consumer Transformation | Dem_BB000e_NPgExtra | MWh | NPgN | WEST BOLDON | Electrolysers (MWh) | WBOL_6 | 0 | 0 | 0 | 0 | 0 | 0 | 0 | 0 | 0 | 0 | 0 | 0 | 0 | 0 | 0 | 0 | 0 | 0 | 0 | 0 | 0 | 0 | 0 | 0 | 0 | 0 | 0 | 0 | 0 | 0 | 0 | 0 | NPgN | GSP | NG FES - Consumer Transformation | Electrolysers (MWh)
NG FES - Consumer Transformation | Dem_BB000e_NPgExtra | MWh | NPgY | BRADFORD WEST | Electrolysers (MWh) | BRAW_1 | 0 | 0 | 15.605 | 26.861 | 41.067 | 59.058 | 81.664 | 110.061 | 145.771 | 190.584 | 246.841 | 317.355 | 405.688 | 516.284 | 654.53 | 827.092 | 1042.047 | 1309.279 | 1640.466 | 2049.405 | 2552.196 | 3166.809 | 3913.061 | 4811.501 | 5882.167 | 7142.199 | 8603.07 | 10266.963 | 12123.062 | 14144.559 | 16287.395 | 18459.023 | NPgY | GSP | NG FES - Consumer Transformation | Electrolysers (MWh)
NG FES - Consumer Transformation | Dem_BB000e_NPgExtra | MWh | NPgY | CAMBLESFORTH | Electrolysers (MWh) | CAMB_01 | 0 | 0 | 1.131 | 1.946 | 2.976 | 4.28 | 5.918 | 7.975 | 10.563 | 13.81 | 17.887 | 22.997 | 29.398 | 37.412 | 47.43 | 59.934 | 75.511 | 94.875 | 118.874 | 148.508 | 184.942 | 229.479 | 283.555 | 348.659 | 426.244 | 517.551 | 623.411 | 743.983 | 878.483 | 1024.968 | 1180.246 | 1337.61 | NPgY | GSP | NG FES - Consumer Transformation | Electrolysers (MWh)
NG FES - Consumer Transformation | Dem_BB000e_NPgExtra | MWh | NPgY | CREYKE BECK | Electrolysers (MWh) | CREB_1 | 0 | 0 | 50.773 | 87.397 | 133.616 | 192.152 | 265.703 | 358.097 | 474.283 | 620.088 | 803.127 | 1032.553 | 1319.956 | 1679.795 | 2129.593 | 2691.046 | 3390.427 | 4259.9 | 5337.459 | 6667.991 | 8303.884 | 10303.603 | 12731.626 | 15654.811 | 19138.355 | 23238.024 | 27991.147 | 33404.829 | 39443.876 | 46021.067 | 52993.046 | 60058.705 | NPgY | GSP | NG FES - Consumer Transformation | Electrolysers (MWh)
NG FES - Consumer Transformation | Dem_BB000e_NPgExtra | MWh | NPgY | DRAX | Electrolysers (MWh) | DRAX_YEDL | 0 | 0 | 24.991 | 43.017 | 65.767 | 94.578 | 130.78 | 176.257 | 233.444 | 305.211 | 395.303 | 508.228 | 649.689 | 826.803 | 1048.196 | 1324.546 | 1668.785 | 2096.744 | 2627.123 | 3282.018 | 4087.212 | 5071.484 | 6266.569 | 7705.375 | 9419.992 | 11437.869 | 13777.38 | 16442.02 | 19414.469 | 22651.794 | 26083.437 | 29561.189 | NPgY | GSP | NG FES - Consumer Transformation | Electrolysers (MWh)
NG FES - Consumer Transformation | Dem_BB000e_NPgExtra | MWh | NPgY | ELLAND | Electrolysers (MWh) | ELLA_1 | 0 | 0 | 10.743 | 18.491 | 28.271 | 40.656 | 56.218 | 75.767 | 100.349 | 131.199 | 169.927 | 218.469 | 279.278 | 355.413 | 450.582 | 569.375 | 717.351 | 901.315 | 1129.306 | 1410.822 | 1756.946 | 2180.05 | 2693.774 | 3312.265 | 4049.318 | 4916.731 | 5922.403 | 7067.837 | 8345.586 | 9737.197 | 11212.337 | 12707.298 | NPgY | GSP | NG FES - Consumer Transformation | Electrolysers (MWh)
NG FES - Consumer Transformation | Dem_BB000e_NPgExtra | MWh | NPgY | FERRYBRIDGE A | Electrolysers (MWh) | FERRA2 | 0 | 0 | 6.106 | 10.511 | 16.07 | 23.11 | 31.955 | 43.067 | 57.041 | 74.576 | 96.59 | 124.182 | 158.748 | 202.024 | 256.12 | 323.645 | 407.757 | 512.327 | 641.922 | 801.941 | 998.685 | 1239.186 | 1531.198 | 1882.761 | 2301.718 | 2794.774 | 3366.419 | 4017.507 | 4743.807 | 5534.828 | 6373.329 | 7223.096 | NPgY | GSP | NG FES - Consumer Transformation | Electrolysers (MWh)
NG FES - Consumer Transformation | Dem_BB000e_NPgExtra | MWh | NPgY | FERRYBRIDGE B | Electrolysers (MWh) | FERRB9 | 0 | 0 | 26.461 | 45.547 | 69.635 | 100.142 | 138.473 | 186.625 | 247.176 | 323.164 | 418.556 | 538.124 | 687.906 | 875.439 | 1109.855 | 1402.461 | 1766.949 | 2220.082 | 2781.66 | 3475.077 | 4327.637 | 5369.806 | 6635.191 | 8158.632 | 9974.109 | 12110.685 | 14587.814 | 17409.198 | 20556.497 | 23984.253 | 27617.757 | 31300.082 | NPgY | GSP | NG FES - Consumer Transformation | Electrolysers (MWh)
NG FES - Consumer Transformation | Dem_BB000e_NPgExtra | MWh | NPgY | GRIMSBY WEST | Electrolysers (MWh) | GRIW_1 | 0 | 0 | 8.029 | 13.82 | 21.129 | 30.385 | 42.015 | 56.626 | 74.998 | 98.054 | 126.998 | 163.277 | 208.724 | 265.625 | 336.751 | 425.533 | 536.125 | 673.615 | 844.008 | 1054.404 | 1313.086 | 1629.3 | 2013.242 | 2475.482 | 3026.332 | 3674.61 | 4426.217 | 5282.278 | 6237.228 | 7277.273 | 8379.747 | 9497.034 | NPgY | GSP | NG FES - Consumer Transformation | Electrolysers (MWh)
NG FES - Consumer Transformation | Dem_BB000e_NPgExtra | MWh | NPgY | JORDANTHORPE | Electrolysers (MWh) | JORD_3 | 0 | 0 | 0 | 0 | 0 | 0 | 0 | 0 | 0 | 0 | 0 | 0 | 0 | 0 | 0 | 0 | 0 | 0 | 0 | 0 | 0 | 0 | 0 | 0 | 0 | 0 | 0 | 0 | 0 | 0 | 0 | 0 | NPgY | GSP | NG FES - Consumer Transformation | Electrolysers (MWh)
NG FES - Consumer Transformation | Dem_BB000e_NPgExtra | MWh | NPgY | KEADBY | Electrolysers (MWh) | KEAD_YEDL | 0 | 0 | 30.419 | 52.36 | 80.051 | 115.12 | 159.185 | 214.539 | 284.147 | 371.501 | 481.161 | 618.612 | 790.798 | 1006.38 | 1275.859 | 1612.23 | 2031.236 | 2552.145 | 3197.72 | 3994.854 | 4974.933 | 6172.983 | 7627.634 | 9378.94 | 11465.963 | 13922.113 | 16769.752 | 20013.138 | 23631.187 | 27571.641 | 31748.618 | 35981.718 | NPgY | GSP | NG FES - Consumer Transformation | Electrolysers (MWh)
NG FES - Consumer Transformation | Dem_BB000e_NPgExtra | MWh | NPgY | KIRKSTALL B | Electrolysers (MWh) | KIRKB1 | 0 | 0 | 0 | 0 | 0 | 0 | 0 | 0 | 0 | 0 | 0 | 0 | 0 | 0 | 0 | 0 | 0 | 0 | 0 | 0 | 0 | 0 | 0 | 0 | 0 | 0 | 0 | 0 | 0 | 0 | 0 | 0 | NPgY | GSP | NG FES - Consumer Transformation | Electrolysers (MWh)
NG FES - Consumer Transformation | Dem_BB000e_NPgExtra | MWh | NPgY | NEEPSEND | Electrolysers (MWh) | NEEP_3 | 0 | 0 | 0 | 0 | 0 | 0 | 0 | 0 | 0 | 0 | 0 | 0 | 0 | 0 | 0 | 0 | 0 | 0 | 0 | 0 | 0 | 0 | 0 | 0 | 0 | 0 | 0 | 0 | 0 | 0 | 0 | 0 | NPgY | GSP | NG FES - Consumer Transformation | Electrolysers (MWh)
NG FES - Consumer Transformation | Dem_BB000e_NPgExtra | MWh | NPgY | NORTON LEES | Electrolysers (MWh) | NORL_3 | 0 | 0 | 0 | 0 | 0 | 0 | 0 | 0 | 0 | 0 | 0 | 0 | 0 | 0 | 0 | 0 | 0 | 0 | 0 | 0 | 0 | 0 | 0 | 0 | 0 | 0 | 0 | 0 | 0 | 0 | 0 | 0 | NPgY | GSP | NG FES - Consumer Transformation | Electrolysers (MWh)
NG FES - Consumer Transformation | Dem_BB000e_NPgExtra | MWh | NPgY | PITSMOOR 3/4 | Electrolysers (MWh) | PITS_BB_B | 0 | 0 | 0 | 0 | 0 | 0 | 0 | 0 | 0 | 0 | 0 | 0 | 0 | 0 | 0 | 0 | 0 | 0 | 0 | 0 | 0 | 0 | 0 | 0 | 0 | 0 | 0 | 0 | 0 | 0 | 0 | 0 | NPgY | GSP | NG FES - Consumer Transformation | Electrolysers (MWh)
NG FES - Consumer Transformation | Dem_BB000e_NPgExtra | MWh | NPgY | SALTEND NORTH | Electrolysers (MWh) | SALT_1 | 0 | 0 | 1.131 | 1.946 | 2.976 | 4.28 | 5.918 | 7.975 | 10.563 | 13.81 | 17.887 | 22.997 | 29.398 | 37.412 | 47.43 | 59.934 | 75.511 | 94.875 | 118.874 | 148.508 | 184.942 | 229.479 | 283.555 | 348.659 | 426.244 | 517.551 | 623.411 | 743.983 | 878.483 | 1024.968 | 1180.246 | 1337.61 | NPgY | GSP | NG FES - Consumer Transformation | Electrolysers (MWh)
NG FES - Consumer Transformation | Dem_BB000e_NPgExtra | MWh | NPgY | SHEFFIELD CITY | Electrolysers (MWh) | SHEC_3 | 0 | 0 | 0 | 0 | 0 | 0 | 0 | 0 | 0 | 0 | 0 | 0 | 0 | 0 | 0 | 0 | 0 | 0 | 0 | 0 | 0 | 0 | 0 | 0 | 0 | 0 | 0 | 0 | 0 | 0 | 0 | 0 | NPgY | GSP | NG FES - Consumer Transformation | Electrolysers (MWh)
NG FES - Consumer Transformation | Dem_BB000e_NPgExtra | MWh | NPgY | SKELTON GRANGE | Electrolysers (MWh) | SKLGB1 | 0 | 0 | 1.131 | 1.946 | 2.976 | 4.28 | 5.918 | 7.975 | 10.563 | 13.81 | 17.887 | 22.997 | 29.398 | 37.412 | 47.43 | 59.934 | 75.511 | 94.875 | 118.874 | 148.508 | 184.942 | 229.479 | 283.555 | 348.659 | 426.244 | 517.551 | 623.411 | 743.983 | 878.483 | 1024.968 | 1180.246 | 1337.61 | NPgY | GSP | NG FES - Consumer Transformation | Electrolysers (MWh)
NG FES - Consumer Transformation | Dem_BB000e_NPgExtra | MWh | NPgY | TEMPLEBOROUGH 275/33KV | Electrolysers (MWh) | TEMP_3 | 0 | 0 | 0 | 0 | 0 | 0 | 0 | 0 | 0 | 0 | 0 | 0 | 0 | 0 | 0 | 0 | 0 | 0 | 0 | 0 | 0 | 0 | 0 | 0 | 0 | 0 | 0 | 0 | 0 | 0 | 0 | 0 | NPgY | GSP | NG FES - Consumer Transformation | Electrolysers (MWh)
NG FES - Consumer Transformation | Dem_BB000e_NPgExtra | MWh | NPgY | THURCROFT | Electrolysers (MWh) | THUR_6 | 0 | 0 | 31.21 | 53.723 | 82.134 | 118.116 | 163.327 | 220.122 | 291.541 | 381.168 | 493.682 | 634.71 | 811.376 | 1032.569 | 1309.06 | 1654.184 | 2084.093 | 2618.558 | 3280.932 | 4098.809 | 5104.392 | 6333.618 | 7826.122 | 9623.002 | 11764.334 | 14284.398 | 17206.139 | 20533.926 | 24246.124 | 28289.119 | 32574.79 | 36918.046 | NPgY | GSP | NG FES - Consumer Transformation | Electrolysers (MWh)
NG FES - Consumer Transformation | Dem_BB000e_NPgExtra | MWh | NPgY | WEST MELTON / THORPE MARSH | Electrolysers (MWh) | WMEL_THOM | 0 | 0 | 22.051 | 37.956 | 58.029 | 83.451 | 115.394 | 155.521 | 205.98 | 269.303 | 348.797 | 448.436 | 573.255 | 729.532 | 924.879 | 1168.717 | 1472.457 | 1850.068 | 2318.05 | 2895.898 | 3606.364 | 4474.839 | 5529.325 | 6798.86 | 8311.758 | 10092.238 | 12156.511 | 14507.665 | 17130.414 | 19986.877 | 23014.797 | 26083.402 | NPgY | GSP | NG FES - Consumer Transformation | Electrolysers (MWh)
NG FES - Consumer Transformation | Dem_BB000e_NPgExtra | MWh | NPgY | WEST MELTON SECTION 3 | Electrolysers (MWh) | WMEL_BB3 | 0 | 0 | 11.421 | 19.659 | 30.056 | 43.224 | 59.768 | 80.552 | 106.687 | 139.485 | 180.659 | 232.267 | 296.917 | 377.86 | 479.04 | 605.336 | 762.657 | 958.24 | 1200.631 | 1499.927 | 1867.912 | 2317.737 | 2863.907 | 3521.461 | 4305.064 | 5227.262 | 6296.45 | 7514.227 | 8872.676 | 10352.178 | 11920.485 | 13509.865 | NPgY | GSP | NG FES - Consumer Transformation | Electrolysers (MWh)
NG FES - Consumer Transformation | Dem_BB000e_NPgExtra | MWh | NPgY | WINCOBANK | Electrolysers (MWh) | WIBA_3 | 0 | 0 | 0 | 0 | 0 | 0 | 0 | 0 | 0 | 0 | 0 | 0 | 0 | 0 | 0 | 0 | 0 | 0 | 0 | 0 | 0 | 0 | 0 | 0 | 0 | 0 | 0 | 0 | 0 | 0 | 0 | 0 | NPgY | GSP | NG FES - Consumer Transformation | Electrolysers (MWh)
NG FES - Consumer Transformation | Dem_BB000f_NPgExtra | MWh | NPgN | BLYTH 66kV | Large industry (MWh) | BLYTB1 | 0 | 0 | 55.019 | 110.037 | 165.056 | 220.075 | 275.093 | 389.985 | 504.877 | 619.768 | 734.66 | 849.551 | 1046.056 | 1242.56 | 1439.064 | 1635.568 | 1832.073 | 2156.389 | 2480.705 | 2805.021 | 3129.338 | 3453.654 | 4045.287 | 4636.919 | 5228.552 | 5820.185 | 6411.818 | 7476.757 | 8541.696 | 9606.635 | 10671.574 | 11736.513 | NPgN | GSP | NG FES - Consumer Transformation | Large industry (MWh)
NG FES - Consumer Transformation | Dem_BB000f_NPgExtra | MWh | NPgN | BLYTH 132kV | Large industry (MWh) | BLYTH132 | 0 | 0 | 0 | 0 | 0 | 0 | 0 | 0 | 0 | 0 | 0 | 0 | 0 | 0 | 0 | 0 | 0 | 0 | 0 | 0 | 0 | 0 | 0 | 0 | 0 | 0 | 0 | 0 | 0 | 0 | 0 | 0 | NPgN | GSP | NG FES - Consumer Transformation | Large industry (MWh)
NG FES - Consumer Transformation | Dem_BB000f_NPgExtra | MWh | NPgN | FOURSTONES | Large industry (MWh) | FOUR_1 | 0 | 0 | 0 | 0 | 0 | 0 | 0 | 0 | 0 | 0 | 0 | 0 | 0 | 0 | 0 | 0 | 0 | 0 | 0 | 0 | 0 | 0 | 0 | 0 | 0 | 0 | 0 | 0 | 0 | 0 | 0 | 0 | NPgN | GSP | NG FES - Consumer Transformation | Large industry (MWh)
NG FES - Consumer Transformation | Dem_BB000f_NPgExtra | MWh | NPgN | HARTMOOR | Large industry (MWh) | HARM_6 | 0 | 0 | 1603.788 | 3207.576 | 4811.364 | 6415.153 | 8018.941 | 11666.898 | 15314.855 | 18962.813 | 22610.77 | 26258.728 | 32007.935 | 37757.142 | 43506.349 | 49255.556 | 55004.763 | 63930.463 | 72856.162 | 81781.862 | 90707.561 | 99633.261 | 115874.216 | 132115.171 | 148356.126 | 164597.082 | 180838.037 | 209533.841 | 238229.646 | 266925.45 | 295621.255 | 324317.059 | NPgN | GSP | NG FES - Consumer Transformation | Large industry (MWh)
NG FES - Consumer Transformation | Dem_BB000f_NPgExtra | MWh | NPgN | HAWTHORN PIT GRID | Large industry (MWh) | HAWP_6 | 0 | 0 | 28.445 | 56.89 | 85.335 | 113.78 | 142.225 | 201.624 | 261.024 | 320.423 | 379.823 | 439.222 | 540.816 | 642.409 | 744.003 | 845.597 | 947.19 | 1114.863 | 1282.536 | 1450.209 | 1617.882 | 1785.555 | 2091.432 | 2397.309 | 2703.186 | 3009.063 | 3314.94 | 3865.518 | 4416.096 | 4966.675 | 5517.253 | 6067.832 | NPgN | GSP | NG FES - Consumer Transformation | Large industry (MWh)
NG FES - Consumer Transformation | Dem_BB000f_NPgExtra | MWh | NPgN | KNARESBOROUGH | Large industry (MWh) | KNARE_111 | 0 | 0 | 83.158 | 166.316 | 249.474 | 332.632 | 415.79 | 490.72 | 565.65 | 640.579 | 715.509 | 790.439 | 856.272 | 922.104 | 987.937 | 1053.77 | 1119.602 | 1175.422 | 1231.242 | 1287.061 | 1342.881 | 1398.7 | 2145.618 | 2892.535 | 3639.452 | 4386.369 | 5133.286 | 5880.203 | 6627.121 | 7374.038 | 8120.955 | 8867.872 | NPgN | GSP | NG FES - Consumer Transformation | Large industry (MWh)
NG FES - Consumer Transformation | Dem_BB000f_NPgExtra | MWh | NPgN | LACKENBY | Large industry (MWh) | LACK_6 | 0 | 0 | 6943.134 | 13886.268 | 20829.402 | 27772.536 | 34715.67 | 48815.326 | 62914.982 | 77014.638 | 91114.294 | 105213.949 | 129077.241 | 152940.532 | 176803.824 | 200667.115 | 224530.407 | 263701.407 | 302872.407 | 342043.407 | 381214.408 | 420385.408 | 494448.269 | 568511.13 | 642573.991 | 716636.852 | 790699.713 | 921599.122 | 1052498.532 | 1183397.941 | 1314297.35 | 1445196.76 | NPgN | GSP | NG FES - Consumer Transformation | Large industry (MWh)
NG FES - Consumer Transformation | Dem_BB000f_NPgExtra | MWh | NPgN | NORTON | Large industry (MWh) | NORT_1 | 0 | 0 | 8002.489 | 16004.977 | 24007.466 | 32009.954 | 40012.443 | 57891.474 | 75770.506 | 93649.537 | 111528.568 | 129407.6 | 158071.798 | 186735.997 | 215400.196 | 244064.394 | 272728.593 | 317836.808 | 362945.022 | 408053.237 | 453161.452 | 498269.667 | 580395.129 | 662520.592 | 744646.055 | 826771.518 | 908896.981 | 1054620.678 | 1200344.375 | 1346068.073 | 1491791.77 | 1637515.467 | NPgN | GSP | NG FES - Consumer Transformation | Large industry (MWh)
NG FES - Consumer Transformation | Dem_BB000f_NPgExtra | MWh | NPgN | OFFERTON | Large industry (MWh) | OFFE_3 | 0 | 0 | 0 | 0 | 0 | 0 | 0 | 0 | 0 | 0 | 0 | 0 | 0 | 0 | 0 | 0 | 0 | 0 | 0 | 0 | 0 | 0 | 0 | 0 | 0 | 0 | 0 | 0 | 0 | 0 | 0 | 0 | NPgN | GSP | NG FES - Consumer Transformation | Large industry (MWh)
NG FES - Consumer Transformation | Dem_BB000f_NPgExtra | MWh | NPgN | OSBALDWICK | Large industry (MWh) | OSBA_1 | 0 | 0 | 2020.395 | 4040.791 | 6061.186 | 8081.582 | 10101.977 | 17735.795 | 25369.614 | 33003.432 | 40637.25 | 48271.069 | 55728.526 | 63185.983 | 70643.441 | 78100.898 | 85558.355 | 91434.533 | 97310.711 | 103186.889 | 109063.067 | 114939.245 | 125182.161 | 135425.077 | 145667.992 | 155910.908 | 166153.824 | 178445.323 | 190736.822 | 203028.321 | 215319.82 | 227611.319 | NPgN | GSP | NG FES - Consumer Transformation | Large industry (MWh)
NG FES - Consumer Transformation | Dem_BB000f_NPgExtra | MWh | NPgN | POPPLETON | Large industry (MWh) | POPP_3 | 0 | 0 | 0 | 0 | 0 | 0 | 0 | 0 | 0 | 0 | 0 | 0 | 0 | 0 | 0 | 0 | 0 | 0 | 0 | 0 | 0 | 0 | 0 | 0 | 0 | 0 | 0 | 0 | 0 | 0 | 0 | 0 | NPgN | GSP | NG FES - Consumer Transformation | Large industry (MWh)
NG FES - Consumer Transformation | Dem_BB000f_NPgExtra | MWh | NPgN | SALTHOLME | Large industry (MWh) | SALH_1 | 0 | 0 | 0 | 0 | 0 | 0 | 0 | 0 | 0 | 0 | 0 | 0 | 0 | 0 | 0 | 0 | 0 | 0 | 0 | 0 | 0 | 0 | 0 | 0 | 0 | 0 | 0 | 0 | 0 | 0 | 0 | 0 | NPgN | GSP | NG FES - Consumer Transformation | Large industry (MWh)
NG FES - Consumer Transformation | Dem_BB000f_NPgExtra | MWh | NPgN | SOUTH SHIELDS | Large industry (MWh) | SSHI_3 | 0 | 0 | 0 | 0 | 0 | 0 | 0 | 0 | 0 | 0 | 0 | 0 | 0 | 0 | 0 | 0 | 0 | 0 | 0 | 0 | 0 | 0 | 0 | 0 | 0 | 0 | 0 | 0 | 0 | 0 | 0 | 0 | NPgN | GSP | NG FES - Consumer Transformation | Large industry (MWh)
NG FES - Consumer Transformation | Dem_BB000f_NPgExtra | MWh | NPgN | SPADEADAM | Large industry (MWh) | KIELD01 and SPAD20 | 0 | 0 | 0 | 0 | 0 | 0 | 0 | 0 | 0 | 0 | 0 | 0 | 0 | 0 | 0 | 0 | 0 | 0 | 0 | 0 | 0 | 0 | 0 | 0 | 0 | 0 | 0 | 0 | 0 | 0 | 0 | 0 | NPgN | GSP | NG FES - Consumer Transformation | Large industry (MWh)
NG FES - Consumer Transformation | Dem_BB000f_NPgExtra | MWh | NPgN | SPENNYMOOR | Large industry (MWh) | SPEN_1 | 0 | 0 | 588.773 | 1177.546 | 1766.319 | 2355.092 | 2943.866 | 3645.233 | 4346.6 | 5047.967 | 5749.334 | 6450.701 | 7322.695 | 8194.689 | 9066.684 | 9938.678 | 10810.672 | 11957.359 | 13104.046 | 14250.733 | 15397.42 | 16544.106 | 20373.996 | 24203.886 | 28033.775 | 31863.665 | 35693.554 | 40702.207 | 45710.86 | 50719.513 | 55728.166 | 60736.819 | NPgN | GSP | NG FES - Consumer Transformation | Large industry (MWh)
NG FES - Consumer Transformation | Dem_BB000f_NPgExtra | MWh | NPgN | STELLA NORTH | Large industry (MWh) | STEN_1 | 0 | 0 | 542.24 | 1084.48 | 1626.72 | 2168.96 | 2711.2 | 3802.506 | 4893.813 | 5985.12 | 7076.426 | 8167.733 | 9204.351 | 10240.97 | 11277.588 | 12314.207 | 13350.826 | 14183.43 | 15016.035 | 15848.64 | 16681.244 | 17513.849 | 21564.71 | 25615.57 | 29666.431 | 33717.292 | 37768.153 | 42031.408 | 46294.663 | 50557.919 | 54821.174 | 59084.429 | NPgN | GSP | NG FES - Consumer Transformation | Large industry (MWh)
NG FES - Consumer Transformation | Dem_BB000f_NPgExtra | MWh | NPgN | STELLA SOUTH | Large industry (MWh) | STES_1 | 0 | 0 | 1771.313 | 3542.625 | 5313.938 | 7085.25 | 8856.563 | 10456.289 | 12056.015 | 13655.742 | 15255.468 | 16855.194 | 18293.929 | 19732.663 | 21171.397 | 22610.132 | 24048.866 | 25252.857 | 26456.848 | 27660.84 | 28864.831 | 30068.822 | 37780.427 | 45492.032 | 53203.637 | 60915.241 | 68626.846 | 76081.28 | 83535.714 | 90990.148 | 98444.582 | 105899.016 | NPgN | GSP | NG FES - Consumer Transformation | Large industry (MWh)
NG FES - Consumer Transformation | Dem_BB000f_NPgExtra | MWh | NPgN | TYNEMOUTH | Large industry (MWh) | TYNE_1 | 0 | 0 | 2253.041 | 4506.082 | 6759.123 | 9012.164 | 11265.205 | 13684.128 | 16103.051 | 18521.974 | 20940.897 | 23359.821 | 25602.219 | 27844.617 | 30087.015 | 32329.414 | 34571.812 | 36411.292 | 38250.772 | 40090.252 | 41929.732 | 43769.212 | 46726.965 | 49684.718 | 52642.471 | 55600.224 | 58557.977 | 61124.331 | 63690.684 | 66257.037 | 68823.39 | 71389.743 | NPgN | GSP | NG FES - Consumer Transformation | Large industry (MWh)
NG FES - Consumer Transformation | Dem_BB000f_NPgExtra | MWh | NPgN | WEST BOLDON | Large industry (MWh) | WBOL_6 | 0 | 0 | 79.055 | 158.111 | 237.166 | 316.222 | 395.277 | 560.363 | 725.449 | 890.534 | 1055.62 | 1220.706 | 1503.059 | 1785.413 | 2067.767 | 2350.12 | 2632.474 | 3098.478 | 3564.483 | 4030.487 | 4496.491 | 4962.496 | 5812.603 | 6662.71 | 7512.817 | 8362.923 | 9213.03 | 10743.223 | 12273.415 | 13803.608 | 15333.8 | 16863.993 | NPgN | GSP | NG FES - Consumer Transformation | Large industry (MWh)
NG FES - Consumer Transformation | Dem_BB000f_NPgExtra | MWh | NPgY | BRADFORD WEST | Large industry (MWh) | BRAW_1 | 0 | 0 | 867.02 | 1734.039 | 2601.059 | 3468.079 | 4335.099 | 7611.027 | 10886.956 | 14162.884 | 17438.813 | 20714.741 | 23914.987 | 27115.233 | 30315.479 | 33515.725 | 36715.972 | 39237.637 | 41759.303 | 44280.969 | 46802.635 | 49324.301 | 53719.881 | 58115.461 | 62511.041 | 66906.621 | 71302.201 | 76576.898 | 81851.594 | 87126.29 | 92400.986 | 97675.682 | NPgY | GSP | NG FES - Consumer Transformation | Large industry (MWh)
NG FES - Consumer Transformation | Dem_BB000f_NPgExtra | MWh | NPgY | CAMBLESFORTH | Large industry (MWh) | CAMB_01 | 0 | 0 | 2638.098 | 5276.195 | 7914.293 | 10552.391 | 13190.489 | 15434.224 | 17677.96 | 19921.696 | 22165.431 | 24409.167 | 26614.137 | 28819.108 | 31024.078 | 33229.048 | 35434.018 | 37560.034 | 39686.051 | 41812.067 | 43938.083 | 46064.1 | 49647.058 | 53230.016 | 56812.974 | 60395.932 | 63978.89 | 74304.767 | 84630.644 | 94956.521 | 105282.398 | 115608.275 | NPgY | GSP | NG FES - Consumer Transformation | Large industry (MWh)
NG FES - Consumer Transformation | Dem_BB000f_NPgExtra | MWh | NPgY | CREYKE BECK | Large industry (MWh) | CREB_1 | 0 | 0 | 987.305 | 1974.61 | 2961.915 | 3949.219 | 4936.524 | 7193.325 | 9450.125 | 11706.926 | 13963.726 | 16220.527 | 18610.001 | 20999.475 | 23388.949 | 25778.423 | 28167.897 | 30518.682 | 32869.467 | 35220.252 | 37571.036 | 39921.821 | 47422.883 | 54923.946 | 62425.008 | 69926.07 | 77427.132 | 86599.542 | 95771.951 | 104944.361 | 114116.771 | 123289.18 | NPgY | GSP | NG FES - Consumer Transformation | Large industry (MWh)
NG FES - Consumer Transformation | Dem_BB000f_NPgExtra | MWh | NPgY | DRAX | Large industry (MWh) | DRAX_YEDL | 0 | 0 | 621.072 | 1242.145 | 1863.217 | 2484.289 | 3105.362 | 4772.698 | 6440.034 | 8107.37 | 9774.706 | 11442.042 | 13686.447 | 15930.851 | 18175.255 | 20419.659 | 22664.064 | 25670.641 | 28677.218 | 31683.796 | 34690.373 | 37696.951 | 43129.984 | 48563.018 | 53996.052 | 59429.086 | 64862.119 | 73974.959 | 83087.799 | 92200.639 | 101313.479 | 110426.319 | NPgY | GSP | NG FES - Consumer Transformation | Large industry (MWh)
NG FES - Consumer Transformation | Dem_BB000f_NPgExtra | MWh | NPgY | ELLAND | Large industry (MWh) | ELLA_1 | 0 | 0 | 4123.569 | 8247.138 | 12370.706 | 16494.275 | 20617.844 | 25334.64 | 30051.435 | 34768.231 | 39485.026 | 44201.822 | 49566.662 | 54931.502 | 60296.342 | 65661.182 | 71026.022 | 77298.406 | 83570.79 | 89843.175 | 96115.559 | 102387.944 | 114804.663 | 127221.382 | 139638.101 | 152054.82 | 164471.539 | 181556.958 | 198642.376 | 215727.795 | 232813.213 | 249898.631 | NPgY | GSP | NG FES - Consumer Transformation | Large industry (MWh)
NG FES - Consumer Transformation | Dem_BB000f_NPgExtra | MWh | NPgY | FERRYBRIDGE A | Large industry (MWh) | FERRA2 | 0 | 0 | 2981.921 | 5963.841 | 8945.762 | 11927.683 | 14909.604 | 17414.894 | 19920.184 | 22425.474 | 24930.764 | 27436.054 | 29680.95 | 31925.847 | 34170.743 | 36415.639 | 38660.535 | 40543 | 42425.465 | 44307.93 | 46190.395 | 48072.86 | 60212.695 | 72352.53 | 84492.365 | 96632.2 | 108772.034 | 125160.186 | 141548.338 | 157936.49 | 174324.641 | 190712.793 | NPgY | GSP | NG FES - Consumer Transformation | Large industry (MWh)
NG FES - Consumer Transformation | Dem_BB000f_NPgExtra | MWh | NPgY | FERRYBRIDGE B | Large industry (MWh) | FERRB9 | 0 | 0 | 3969.275 | 7938.55 | 11907.825 | 15877.1 | 19846.374 | 24576.717 | 29307.059 | 34037.401 | 38767.743 | 43498.085 | 47899.69 | 52301.295 | 56702.9 | 61104.505 | 65506.11 | 69099.275 | 72692.441 | 76285.606 | 79878.771 | 83471.936 | 96148.571 | 108825.205 | 121501.84 | 134178.475 | 146855.11 | 166137.661 | 185420.213 | 204702.764 | 223985.316 | 243267.867 | NPgY | GSP | NG FES - Consumer Transformation | Large industry (MWh)
NG FES - Consumer Transformation | Dem_BB000f_NPgExtra | MWh | NPgY | GRIMSBY WEST | Large industry (MWh) | GRIW_1 | 0 | 0 | 3343.172 | 6686.344 | 10029.515 | 13372.687 | 16715.859 | 22627.578 | 28539.297 | 34451.016 | 40362.735 | 46274.455 | 55710.318 | 65146.181 | 74582.045 | 84017.908 | 93453.771 | 108454.588 | 123455.405 | 138456.221 | 153457.038 | 168457.855 | 202812.053 | 237166.251 | 271520.45 | 305874.648 | 340228.846 | 395592.611 | 450956.376 | 506320.141 | 561683.906 | 617047.671 | NPgY | GSP | NG FES - Consumer Transformation | Large industry (MWh)
NG FES - Consumer Transformation | Dem_BB000f_NPgExtra | MWh | NPgY | JORDANTHORPE | Large industry (MWh) | JORD_3 | 0 | 0 | 0 | 0 | 0 | 0 | 0 | 0 | 0 | 0 | 0 | 0 | 0 | 0 | 0 | 0 | 0 | 0 | 0 | 0 | 0 | 0 | 0 | 0 | 0 | 0 | 0 | 0 | 0 | 0 | 0 | 0 | NPgY | GSP | NG FES - Consumer Transformation | Large industry (MWh)
NG FES - Consumer Transformation | Dem_BB000f_NPgExtra | MWh | NPgY | KEADBY | Large industry (MWh) | KEAD_YEDL | 0 | 0 | 698.899 | 1397.799 | 2096.698 | 2795.598 | 3494.497 | 4900.521 | 6306.546 | 7712.57 | 9118.594 | 10524.619 | 12895.672 | 15266.726 | 17637.779 | 20008.833 | 22379.887 | 26264.543 | 30149.199 | 34033.856 | 37918.512 | 41803.168 | 49238.912 | 56674.656 | 64110.4 | 71546.144 | 78981.888 | 92042.795 | 105103.702 | 118164.609 | 131225.515 | 144286.422 | NPgY | GSP | NG FES - Consumer Transformation | Large industry (MWh)
NG FES - Consumer Transformation | Dem_BB000f_NPgExtra | MWh | NPgY | KIRKSTALL B | Large industry (MWh) | KIRKB1 | 0 | 0 | 304.733 | 609.465 | 914.198 | 1218.931 | 1523.664 | 1798.244 | 2072.824 | 2347.404 | 2621.985 | 2896.565 | 3137.809 | 3379.053 | 3620.297 | 3861.541 | 4102.785 | 4307.336 | 4511.887 | 4716.439 | 4920.99 | 5125.541 | 7862.62 | 10599.699 | 13336.779 | 16073.858 | 18810.938 | 21548.017 | 24285.097 | 27022.176 | 29759.255 | 32496.335 | NPgY | GSP | NG FES - Consumer Transformation | Large industry (MWh)
NG FES - Consumer Transformation | Dem_BB000f_NPgExtra | MWh | NPgY | NEEPSEND | Large industry (MWh) | NEEP_3 | 0 | 0 | 300.134 | 600.269 | 900.403 | 1200.537 | 1500.672 | 2634.693 | 3768.714 | 4902.736 | 6036.757 | 7170.778 | 8278.6 | 9386.423 | 10494.245 | 11602.067 | 12709.89 | 13582.81 | 14455.729 | 15328.649 | 16201.569 | 17074.488 | 18596.097 | 20117.706 | 21639.314 | 23160.923 | 24682.532 | 26508.462 | 28334.392 | 30160.323 | 31986.253 | 33812.183 | NPgY | GSP | NG FES - Consumer Transformation | Large industry (MWh)
NG FES - Consumer Transformation | Dem_BB000f_NPgExtra | MWh | NPgY | NORTON LEES | Large industry (MWh) | NORL_3 | 0 | 0 | 0 | 0 | 0 | 0 | 0 | 0 | 0 | 0 | 0 | 0 | 0 | 0 | 0 | 0 | 0 | 0 | 0 | 0 | 0 | 0 | 0 | 0 | 0 | 0 | 0 | 0 | 0 | 0 | 0 | 0 | NPgY | GSP | NG FES - Consumer Transformation | Large industry (MWh)
NG FES - Consumer Transformation | Dem_BB000f_NPgExtra | MWh | NPgY | PITSMOOR 3/4 | Large industry (MWh) | PITS_BB_B | 0 | 0 | 0 | 0 | 0 | 0 | 0 | 0 | 0 | 0 | 0 | 0 | 0 | 0 | 0 | 0 | 0 | 0 | 0 | 0 | 0 | 0 | 0 | 0 | 0 | 0 | 0 | 0 | 0 | 0 | 0 | 0 | NPgY | GSP | NG FES - Consumer Transformation | Large industry (MWh)
NG FES - Consumer Transformation | Dem_BB000f_NPgExtra | MWh | NPgY | SALTEND NORTH | Large industry (MWh) | SALT_1 | 0 | 0 | 4263.831 | 8527.663 | 12791.494 | 17055.326 | 21319.157 | 31321.319 | 41323.481 | 51325.642 | 61327.804 | 71329.966 | 86636.281 | 101942.597 | 117248.912 | 132555.227 | 147861.543 | 171054.817 | 194248.091 | 217441.364 | 240634.638 | 263827.912 | 305984.847 | 348141.782 | 390298.717 | 432455.652 | 474612.587 | 548518.381 | 622424.175 | 696329.968 | 770235.762 | 844141.555 | NPgY | GSP | NG FES - Consumer Transformation | Large industry (MWh)
NG FES - Consumer Transformation | Dem_BB000f_NPgExtra | MWh | NPgY | SHEFFIELD CITY | Large industry (MWh) | SHEC_3 | 0 | 0 | 0 | 0 | 0 | 0 | 0 | 0 | 0 | 0 | 0 | 0 | 0 | 0 | 0 | 0 | 0 | 0 | 0 | 0 | 0 | 0 | 0 | 0 | 0 | 0 | 0 | 0 | 0 | 0 | 0 | 0 | NPgY | GSP | NG FES - Consumer Transformation | Large industry (MWh)
NG FES - Consumer Transformation | Dem_BB000f_NPgExtra | MWh | NPgY | SKELTON GRANGE | Large industry (MWh) | SKLGB1 | 0 | 0 | 2169.468 | 4338.935 | 6508.403 | 8677.871 | 10847.338 | 14129.053 | 17410.769 | 20692.484 | 23974.199 | 27255.914 | 31511.106 | 35766.298 | 40021.49 | 44276.682 | 48531.875 | 54185.282 | 59838.689 | 65492.097 | 71145.504 | 76798.911 | 88166.155 | 99533.398 | 110900.642 | 122267.885 | 133635.128 | 154017.049 | 174398.969 | 194780.889 | 215162.809 | 235544.729 | NPgY | GSP | NG FES - Consumer Transformation | Large industry (MWh)
NG FES - Consumer Transformation | Dem_BB000f_NPgExtra | MWh | NPgY | TEMPLEBOROUGH 275/33KV | Large industry (MWh) | TEMP_3 | 0 | 0 | 0 | 0 | 0 | 0 | 0 | 0 | 0 | 0 | 0 | 0 | 0 | 0 | 0 | 0 | 0 | 0 | 0 | 0 | 0 | 0 | 0 | 0 | 0 | 0 | 0 | 0 | 0 | 0 | 0 | 0 | NPgY | GSP | NG FES - Consumer Transformation | Large industry (MWh)
NG FES - Consumer Transformation | Dem_BB000f_NPgExtra | MWh | NPgY | THURCROFT | Large industry (MWh) | THUR_6 | 0 | 0 | 276.036 | 552.072 | 828.107 | 1104.143 | 1380.179 | 2423.146 | 3466.114 | 4509.081 | 5552.049 | 6595.016 | 7613.889 | 8632.761 | 9651.633 | 10670.505 | 11689.378 | 12492.208 | 13295.039 | 14097.869 | 14900.7 | 15703.53 | 17102.965 | 18502.399 | 19901.834 | 21301.268 | 22700.703 | 24380.024 | 26059.345 | 27738.667 | 29417.988 | 31097.309 | NPgY | GSP | NG FES - Consumer Transformation | Large industry (MWh)
NG FES - Consumer Transformation | Dem_BB000f_NPgExtra | MWh | NPgY | WEST MELTON / THORPE MARSH | Large industry (MWh) | WMEL_THOM | 0 | 0 | 7434.234 | 14868.467 | 22302.701 | 29736.935 | 37171.168 | 43633.853 | 50096.537 | 56559.222 | 63021.906 | 69484.591 | 75374.427 | 81264.262 | 87154.098 | 93043.933 | 98933.769 | 103826.313 | 108718.857 | 113611.401 | 118503.945 | 123396.49 | 132570.009 | 141743.529 | 150917.049 | 160090.568 | 169264.088 | 183181.389 | 197098.69 | 211015.991 | 224933.292 | 238850.594 | NPgY | GSP | NG FES - Consumer Transformation | Large industry (MWh)
NG FES - Consumer Transformation | Dem_BB000f_NPgExtra | MWh | NPgY | WEST MELTON SECTION 3 | Large industry (MWh) | WMEL_BB3 | 0 | 0 | 3905.39 | 7810.781 | 11716.171 | 15621.561 | 19526.951 | 22792.386 | 26057.821 | 29323.255 | 32588.69 | 35854.125 | 38819.951 | 41785.778 | 44751.605 | 47717.431 | 50683.258 | 53151.573 | 55619.889 | 58088.204 | 60556.519 | 63024.834 | 68759.327 | 74493.82 | 80228.313 | 85962.807 | 91697.3 | 103184.342 | 114671.385 | 126158.428 | 137645.471 | 149132.513 | NPgY | GSP | NG FES - Consumer Transformation | Large industry (MWh)
NG FES - Consumer Transformation | Dem_BB000f_NPgExtra | MWh | NPgY | WINCOBANK | Large industry (MWh) | WIBA_3 | 0 | 0 | 0 | 0 | 0 | 0 | 0 | 0 | 0 | 0 | 0 | 0 | 0 | 0 | 0 | 0 | 0 | 0 | 0 | 0 | 0 | 0 | 0 | 0 | 0 | 0 | 0 | 0 | 0 | 0 | 0 | 0 | NPgY | GSP | NG FES - Consumer Transformation | Large industry (MWh)
NG FES - Leading the Way | Dem_BB001a | Number of | NPgN | BLYTH 66kV | Number of domestic customers | BLYTB1 | 105147 | 105725 | 106156 | 106586 | 107017 | 107447 | 107879 | 108309 | 108740 | 109170 | 109601 | 110031 | 110462 | 110892 | 111324 | 111754 | 112185 | 112663 | 113096 | 113528 | 113961 | 114396 | 114830 | 115270 | 115710 | 116151 | 116591 | 117029 | 117463 | 117902 | 118341 | 118780 | NPgN | GSP | NG FES - Leading the Way | Number of domestic customers
NG FES - Leading the Way | Dem_BB001a | Number of | NPgN | BLYTH 132kV | Number of domestic customers | BLYTH132 | 28872 | 29009 | 29127 | 29245 | 29363 | 29481 | 29600 | 29718 | 29836 | 29954 | 30072 | 30190 | 30309 | 30427 | 30545 | 30663 | 30781 | 30912 | 31031 | 31150 | 31269 | 31388 | 31507 | 31628 | 31749 | 31870 | 31990 | 32111 | 32230 | 32350 | 32471 | 32591 | NPgN | GSP | NG FES - Leading the Way | Number of domestic customers
NG FES - Leading the Way | Dem_BB001a | Number of | NPgN | FOURSTONES | Number of domestic customers | FOUR_1 | 8403 | 8443 | 8477 | 8512 | 8546 | 8581 | 8615 | 8649 | 8684 | 8718 | 8753 | 8787 | 8822 | 8856 | 8890 | 8925 | 8959 | 8998 | 9032 | 9067 | 9101 | 9136 | 9171 | 9206 | 9241 | 9276 | 9312 | 9347 | 9381 | 9416 | 9451 | 9487 | NPgN | GSP | NG FES - Leading the Way | Number of domestic customers
NG FES - Leading the Way | Dem_BB001a | Number of | NPgN | HARTMOOR | Number of domestic customers | HARM_6 | 54210 | 54520 | 54742 | 54964 | 55187 | 55408 | 55631 | 55853 | 56075 | 56297 | 56520 | 56741 | 56964 | 57186 | 57408 | 57630 | 57853 | 58099 | 58322 | 58545 | 58769 | 58993 | 59217 | 59444 | 59671 | 59899 | 60125 | 60352 | 60576 | 60802 | 61028 | 61255 | NPgN | GSP | NG FES - Leading the Way | Number of domestic customers
NG FES - Leading the Way | Dem_BB001a | Number of | NPgN | HAWTHORN PIT GRID | Number of domestic customers | HAWP_6 | 67218 | 67582 | 67858 | 68133 | 68409 | 68684 | 68960 | 69235 | 69511 | 69786 | 70061 | 70336 | 70612 | 70887 | 71163 | 71438 | 71714 | 72019 | 72296 | 72573 | 72850 | 73128 | 73405 | 73686 | 73968 | 74250 | 74531 | 74812 | 75089 | 75370 | 75650 | 75932 | NPgN | GSP | NG FES - Leading the Way | Number of domestic customers
NG FES - Leading the Way | Dem_BB001a | Number of | NPgN | KNARESBOROUGH | Number of domestic customers | KNARE_111 | 73095 | 73395 | 73676 | 73955 | 74236 | 74516 | 74796 | 75076 | 75356 | 75636 | 75917 | 76196 | 76477 | 76757 | 77037 | 77317 | 77597 | 77908 | 78190 | 78471 | 78753 | 79035 | 79318 | 79604 | 79891 | 80177 | 80463 | 80749 | 81031 | 81316 | 81602 | 81888 | NPgN | GSP | NG FES - Leading the Way | Number of domestic customers
NG FES - Leading the Way | Dem_BB001a | Number of | NPgN | LACKENBY | Number of domestic customers | LACK_6 | 92968 | 93230 | 93610 | 93989 | 94369 | 94747 | 95127 | 95506 | 95886 | 96265 | 96644 | 97023 | 97403 | 97782 | 98161 | 98540 | 98920 | 99341 | 99722 | 100103 | 100484 | 100867 | 101249 | 101637 | 102025 | 102413 | 102800 | 103186 | 103569 | 103955 | 104341 | 104728 | NPgN | GSP | NG FES - Leading the Way | Number of domestic customers
NG FES - Leading the Way | Dem_BB001a | Number of | NPgN | NORTON | Number of domestic customers | NORT_1 | 224895 | 225941 | 226854 | 227765 | 228678 | 229589 | 230502 | 231412 | 232325 | 233236 | 234149 | 235060 | 235973 | 236884 | 237797 | 238707 | 239620 | 240632 | 241549 | 242465 | 243382 | 244302 | 245222 | 246152 | 247086 | 248019 | 248950 | 249878 | 250798 | 251727 | 252655 | 253586 | NPgN | GSP | NG FES - Leading the Way | Number of domestic customers
NG FES - Leading the Way | Dem_BB001a | Number of | NPgN | OFFERTON | Number of domestic customers | OFFE_3 | 36584 | 36763 | 36913 | 37062 | 37212 | 37362 | 37512 | 37661 | 37811 | 37961 | 38111 | 38261 | 38411 | 38560 | 38710 | 38860 | 39010 | 39176 | 39327 | 39477 | 39628 | 39779 | 39930 | 40083 | 40236 | 40390 | 40543 | 40695 | 40846 | 40999 | 41151 | 41304 | NPgN | GSP | NG FES - Leading the Way | Number of domestic customers
NG FES - Leading the Way | Dem_BB001a | Number of | NPgN | OSBALDWICK | Number of domestic customers | OSBA_1 | 142628 | 143520 | 144092 | 144663 | 145235 | 145806 | 146379 | 146950 | 147522 | 148093 | 148665 | 149236 | 149808 | 150379 | 150952 | 151523 | 152095 | 152729 | 153304 | 153878 | 154453 | 155030 | 155606 | 156190 | 156775 | 157360 | 157943 | 158525 | 159102 | 159684 | 160266 | 160850 | NPgN | GSP | NG FES - Leading the Way | Number of domestic customers
NG FES - Leading the Way | Dem_BB001a | Number of | NPgN | POPPLETON | Number of domestic customers | POPP_3 | 25128 | 25362 | 25465 | 25568 | 25672 | 25775 | 25878 | 25981 | 26085 | 26188 | 26291 | 26394 | 26498 | 26601 | 26704 | 26807 | 26911 | 27025 | 27129 | 27233 | 27337 | 27441 | 27545 | 27650 | 27756 | 27862 | 27967 | 28072 | 28177 | 28282 | 28387 | 28492 | NPgN | GSP | NG FES - Leading the Way | Number of domestic customers
NG FES - Leading the Way | Dem_BB001a | Number of | NPgN | SALTHOLME | Number of domestic customers | SALH_1 | 1312 | 1319 | 1325 | 1330 | 1336 | 1341 | 1346 | 1352 | 1357 | 1362 | 1368 | 1373 | 1379 | 1384 | 1389 | 1395 | 1400 | 1406 | 1411 | 1417 | 1422 | 1428 | 1433 | 1439 | 1444 | 1450 | 1455 | 1461 | 1466 | 1471 | 1477 | 1482 | NPgN | GSP | NG FES - Leading the Way | Number of domestic customers
NG FES - Leading the Way | Dem_BB001a | Number of | NPgN | SOUTH SHIELDS | Number of domestic customers | SSHI_3 | 35006 | 35171 | 35314 | 35457 | 35601 | 35744 | 35887 | 36030 | 36174 | 36317 | 36461 | 36604 | 36747 | 36890 | 37034 | 37177 | 37321 | 37480 | 37624 | 37768 | 37912 | 38056 | 38201 | 38347 | 38494 | 38641 | 38787 | 38933 | 39077 | 39223 | 39369 | 39516 | NPgN | GSP | NG FES - Leading the Way | Number of domestic customers
NG FES - Leading the Way | Dem_BB001a | Number of | NPgN | SPADEADAM | Number of domestic customers | KIELD01 and SPAD20 | 3666 | 3683 | 3698 | 3713 | 3728 | 3743 | 3758 | 3773 | 3788 | 3803 | 3818 | 3833 | 3848 | 3863 | 3878 | 3893 | 3908 | 3925 | 3940 | 3955 | 3970 | 3985 | 4001 | 4016 | 4031 | 4047 | 4062 | 4077 | 4092 | 4108 | 4123 | 4138 | NPgN | GSP | NG FES - Leading the Way | Number of domestic customers
NG FES - Leading the Way | Dem_BB001a | Number of | NPgN | SPENNYMOOR | Number of domestic customers | SPEN_1 | 143094 | 143924 | 144510 | 145095 | 145682 | 146267 | 146853 | 147438 | 148024 | 148609 | 149196 | 149780 | 150367 | 150952 | 151538 | 152123 | 152709 | 153359 | 153948 | 154536 | 155125 | 155716 | 156307 | 156905 | 157504 | 158103 | 158701 | 159297 | 159888 | 160485 | 161081 | 161679 | NPgN | GSP | NG FES - Leading the Way | Number of domestic customers
NG FES - Leading the Way | Dem_BB001a | Number of | NPgN | STELLA NORTH | Number of domestic customers | STEN_1 | 124016 | 124819 | 125328 | 125836 | 126345 | 126853 | 127362 | 127870 | 128379 | 128887 | 129396 | 129904 | 130413 | 130921 | 131430 | 131938 | 132447 | 133011 | 133523 | 134034 | 134545 | 135058 | 135571 | 136090 | 136610 | 137131 | 137650 | 138168 | 138681 | 139198 | 139716 | 140235 | NPgN | GSP | NG FES - Leading the Way | Number of domestic customers
NG FES - Leading the Way | Dem_BB001a | Number of | NPgN | STELLA SOUTH | Number of domestic customers | STES_1 | 83701 | 84153 | 84497 | 84839 | 85183 | 85525 | 85868 | 86211 | 86554 | 86897 | 87240 | 87582 | 87926 | 88268 | 88611 | 88954 | 89297 | 89677 | 90022 | 90367 | 90712 | 91057 | 91403 | 91753 | 92104 | 92455 | 92805 | 93154 | 93500 | 93849 | 94199 | 94549 | NPgN | GSP | NG FES - Leading the Way | Number of domestic customers
NG FES - Leading the Way | Dem_BB001a | Number of | NPgN | TYNEMOUTH | Number of domestic customers | TYNE_1 | 102775 | 103549 | 103971 | 104393 | 104815 | 105237 | 105660 | 106081 | 106504 | 106925 | 107348 | 107769 | 108192 | 108613 | 109036 | 109458 | 109880 | 110348 | 110773 | 111197 | 111621 | 112047 | 112473 | 112903 | 113335 | 113767 | 114198 | 114628 | 115054 | 115483 | 115913 | 116344 | NPgN | GSP | NG FES - Leading the Way | Number of domestic customers
NG FES - Leading the Way | Dem_BB001a | Number of | NPgN | WEST BOLDON | Number of domestic customers | WBOL_6 | 140673 | 141400 | 141977 | 142553 | 143130 | 143706 | 144283 | 144859 | 145436 | 146012 | 146589 | 147165 | 147742 | 148318 | 148895 | 149471 | 150048 | 150688 | 151268 | 151846 | 152426 | 153008 | 153589 | 154178 | 154768 | 155357 | 155946 | 156533 | 157115 | 157702 | 158289 | 158877 | NPgN | GSP | NG FES - Leading the Way | Number of domestic customers
NG FES - Leading the Way | Dem_BB001a | Number of | NPgY | BRADFORD WEST | Number of domestic customers | BRAW_1 | 243766 | 245540 | 246542 | 247541 | 248543 | 249542 | 250544 | 251543 | 252545 | 253545 | 254546 | 255546 | 256548 | 257547 | 258549 | 259548 | 260550 | 261660 | 262666 | 263671 | 264677 | 265687 | 266696 | 267717 | 268741 | 269765 | 270787 | 271806 | 272815 | 273834 | 274853 | 275874 | NPgY | GSP | NG FES - Leading the Way | Number of domestic customers
NG FES - Leading the Way | Dem_BB001a | Number of | NPgY | CAMBLESFORTH | Number of domestic customers | CAMB_01 | 16751 | 16852 | 16920 | 16989 | 17058 | 17126 | 17195 | 17264 | 17333 | 17401 | 17470 | 17539 | 17608 | 17676 | 17745 | 17814 | 17883 | 17959 | 18028 | 18097 | 18166 | 18235 | 18305 | 18375 | 18445 | 18515 | 18586 | 18656 | 18725 | 18795 | 18865 | 18935 | NPgY | GSP | NG FES - Leading the Way | Number of domestic customers
NG FES - Leading the Way | Dem_BB001a | Number of | NPgY | CREYKE BECK | Number of domestic customers | CREB_1 | 230227 | 231243 | 232185 | 233125 | 234067 | 235007 | 235950 | 236890 | 237832 | 238772 | 239715 | 240655 | 241597 | 242537 | 243479 | 244419 | 245362 | 246406 | 247353 | 248297 | 249244 | 250194 | 251143 | 252104 | 253067 | 254030 | 254991 | 255949 | 256899 | 257857 | 258816 | 259777 | NPgY | GSP | NG FES - Leading the Way | Number of domestic customers
NG FES - Leading the Way | Dem_BB001a | Number of | NPgY | DRAX | Number of domestic customers | DRAX_YEDL | 21871 | 22060 | 22150 | 22239 | 22329 | 22418 | 22507 | 22597 | 22686 | 22776 | 22865 | 22954 | 23044 | 23133 | 23223 | 23312 | 23401 | 23501 | 23591 | 23680 | 23770 | 23860 | 23951 | 24042 | 24133 | 24225 | 24316 | 24407 | 24497 | 24588 | 24679 | 24771 | NPgY | GSP | NG FES - Leading the Way | Number of domestic customers
NG FES - Leading the Way | Dem_BB001a | Number of | NPgY | ELLAND | Number of domestic customers | ELLA_1 | 187573 | 189131 | 189903 | 190672 | 191444 | 192214 | 192986 | 193756 | 194528 | 195298 | 196069 | 196839 | 197611 | 198381 | 199153 | 199923 | 200694 | 201549 | 202325 | 203099 | 203874 | 204652 | 205429 | 206216 | 207005 | 207794 | 208581 | 209366 | 210143 | 210928 | 211713 | 212500 | NPgY | GSP | NG FES - Leading the Way | Number of domestic customers
NG FES - Leading the Way | Dem_BB001a | Number of | NPgY | FERRYBRIDGE A | Number of domestic customers | FERRA2 | 57462 | 57859 | 58095 | 58331 | 58567 | 58802 | 59039 | 59274 | 59511 | 59746 | 59982 | 60218 | 60454 | 60690 | 60926 | 61162 | 61398 | 61660 | 61897 | 62134 | 62371 | 62609 | 62847 | 63088 | 63330 | 63571 | 63812 | 64052 | 64290 | 64531 | 64771 | 65012 | NPgY | GSP | NG FES - Leading the Way | Number of domestic customers
NG FES - Leading the Way | Dem_BB001a | Number of | NPgY | FERRYBRIDGE B | Number of domestic customers | FERRB9 | 126967 | 127819 | 128340 | 128860 | 129381 | 129902 | 130423 | 130943 | 131464 | 131985 | 132506 | 133026 | 133547 | 134068 | 134589 | 135109 | 135630 | 136208 | 136732 | 137255 | 137779 | 138304 | 138829 | 139361 | 139894 | 140426 | 140958 | 141488 | 142014 | 142544 | 143074 | 143606 | NPgY | GSP | NG FES - Leading the Way | Number of domestic customers
NG FES - Leading the Way | Dem_BB001a | Number of | NPgY | GRIMSBY WEST | Number of domestic customers | GRIW_1 | 80968 | 81241 | 81573 | 81903 | 82235 | 82566 | 82897 | 83228 | 83559 | 83890 | 84221 | 84552 | 84883 | 85214 | 85546 | 85876 | 86208 | 86575 | 86908 | 87240 | 87573 | 87907 | 88241 | 88579 | 88918 | 89257 | 89595 | 89932 | 90266 | 90603 | 90940 | 91278 | NPgY | GSP | NG FES - Leading the Way | Number of domestic customers
NG FES - Leading the Way | Dem_BB001a | Number of | NPgY | JORDANTHORPE | Number of domestic customers | JORD_3 | 36804 | 37062 | 37213 | 37364 | 37515 | 37666 | 37817 | 37968 | 38119 | 38270 | 38421 | 38572 | 38723 | 38874 | 39025 | 39176 | 39327 | 39495 | 39647 | 39798 | 39950 | 40103 | 40255 | 40409 | 40564 | 40718 | 40872 | 41026 | 41178 | 41332 | 41486 | 41640 | NPgY | GSP | NG FES - Leading the Way | Number of domestic customers
NG FES - Leading the Way | Dem_BB001a | Number of | NPgY | KEADBY | Number of domestic customers | KEAD_YEDL | 112897 | 113594 | 114058 | 114520 | 114984 | 115446 | 115909 | 116372 | 116835 | 117298 | 117761 | 118223 | 118687 | 119149 | 119613 | 120075 | 120538 | 121052 | 121518 | 121982 | 122448 | 122915 | 123382 | 123854 | 124328 | 124802 | 125274 | 125746 | 126212 | 126684 | 127155 | 127628 | NPgY | GSP | NG FES - Leading the Way | Number of domestic customers
NG FES - Leading the Way | Dem_BB001a | Number of | NPgY | KIRKSTALL B | Number of domestic customers | KIRKB1 | 117247 | 118007 | 118488 | 118968 | 119450 | 119930 | 120411 | 120891 | 121373 | 121853 | 122334 | 122815 | 123296 | 123776 | 124257 | 124738 | 125219 | 125752 | 126236 | 126719 | 127202 | 127687 | 128172 | 128663 | 129155 | 129647 | 130138 | 130627 | 131112 | 131602 | 132092 | 132582 | NPgY | GSP | NG FES - Leading the Way | Number of domestic customers
NG FES - Leading the Way | Dem_BB001a | Number of | NPgY | NEEPSEND | Number of domestic customers | NEEP_3 | 51225 | 51615 | 51826 | 52036 | 52247 | 52457 | 52668 | 52878 | 53088 | 53299 | 53509 | 53719 | 53930 | 54140 | 54351 | 54561 | 54772 | 55005 | 55217 | 55428 | 55640 | 55852 | 56064 | 56279 | 56494 | 56709 | 56924 | 57138 | 57351 | 57565 | 57779 | 57994 | NPgY | GSP | NG FES - Leading the Way | Number of domestic customers
NG FES - Leading the Way | Dem_BB001a | Number of | NPgY | NORTON LEES | Number of domestic customers | NORL_3 | 51530 | 51922 | 52134 | 52346 | 52557 | 52769 | 52981 | 53192 | 53404 | 53615 | 53827 | 54038 | 54250 | 54461 | 54673 | 54884 | 55096 | 55331 | 55544 | 55756 | 55969 | 56182 | 56395 | 56611 | 56828 | 57044 | 57260 | 57476 | 57689 | 57905 | 58120 | 58336 | NPgY | GSP | NG FES - Leading the Way | Number of domestic customers
NG FES - Leading the Way | Dem_BB001a | Number of | NPgY | PITSMOOR 3/4 | Number of domestic customers | PITS_BB_B | 21923 | 22090 | 22180 | 22270 | 22360 | 22450 | 22540 | 22630 | 22720 | 22810 | 22900 | 22990 | 23080 | 23170 | 23260 | 23350 | 23440 | 23540 | 23631 | 23721 | 23811 | 23902 | 23993 | 24085 | 24177 | 24269 | 24361 | 24453 | 24543 | 24635 | 24727 | 24819 | NPgY | GSP | NG FES - Leading the Way | Number of domestic customers
NG FES - Leading the Way | Dem_BB001a | Number of | NPgY | SALTEND NORTH | Number of domestic customers | SALT_1 | 31087 | 31220 | 31347 | 31474 | 31602 | 31729 | 31856 | 31983 | 32111 | 32238 | 32365 | 32492 | 32620 | 32747 | 32874 | 33001 | 33128 | 33270 | 33398 | 33525 | 33653 | 33782 | 33910 | 34040 | 34170 | 34300 | 34430 | 34560 | 34688 | 34818 | 34947 | 35077 | NPgY | GSP | NG FES - Leading the Way | Number of domestic customers
NG FES - Leading the Way | Dem_BB001a | Number of | NPgY | SHEFFIELD CITY | Number of domestic customers | SHEC_3 | 26954 | 27159 | 27270 | 27381 | 27492 | 27602 | 27713 | 27824 | 27935 | 28045 | 28156 | 28267 | 28377 | 28488 | 28599 | 28709 | 28820 | 28943 | 29054 | 29166 | 29277 | 29389 | 29500 | 29613 | 29727 | 29840 | 29953 | 30066 | 30177 | 30290 | 30403 | 30516 | NPgY | GSP | NG FES - Leading the Way | Number of domestic customers
NG FES - Leading the Way | Dem_BB001a | Number of | NPgY | SKELTON GRANGE | Number of domestic customers | SKLGB1 | 287470 | 289499 | 290680 | 291858 | 293039 | 294217 | 295398 | 296576 | 297757 | 298936 | 300117 | 301295 | 302476 | 303654 | 304835 | 306013 | 307194 | 308502 | 309689 | 310873 | 312060 | 313250 | 314439 | 315644 | 316851 | 318058 | 319262 | 320463 | 321653 | 322854 | 324055 | 325260 | NPgY | GSP | NG FES - Leading the Way | Number of domestic customers
NG FES - Leading the Way | Dem_BB001a | Number of | NPgY | TEMPLEBOROUGH 275/33KV | Number of domestic customers | TEMP_3 | 3474 | 3492 | 3507 | 3521 | 3535 | 3549 | 3564 | 3578 | 3592 | 3606 | 3620 | 3635 | 3649 | 3663 | 3677 | 3692 | 3706 | 3722 | 3736 | 3750 | 3765 | 3779 | 3793 | 3808 | 3822 | 3837 | 3851 | 3866 | 3880 | 3895 | 3909 | 3924 | NPgY | GSP | NG FES - Leading the Way | Number of domestic customers
NG FES - Leading the Way | Dem_BB001a | Number of | NPgY | THURCROFT | Number of domestic customers | THUR_6 | 94279 | 94793 | 95180 | 95566 | 95953 | 96338 | 96725 | 97111 | 97497 | 97883 | 98270 | 98656 | 99042 | 99428 | 99815 | 100201 | 100587 | 101016 | 101404 | 101792 | 102181 | 102570 | 102960 | 103354 | 103749 | 104144 | 104539 | 104932 | 105322 | 105715 | 106108 | 106503 | NPgY | GSP | NG FES - Leading the Way | Number of domestic customers
NG FES - Leading the Way | Dem_BB001a | Number of | NPgY | WEST MELTON / THORPE MARSH | Number of domestic customers | WMEL_THOM | 176980 | 177886 | 178612 | 179336 | 180062 | 180786 | 181511 | 182235 | 182961 | 183685 | 184411 | 185135 | 185861 | 186585 | 187310 | 188034 | 188760 | 189564 | 190294 | 191021 | 191750 | 192482 | 193213 | 193953 | 194694 | 195436 | 196176 | 196914 | 197646 | 198384 | 199122 | 199862 | NPgY | GSP | NG FES - Leading the Way | Number of domestic customers
NG FES - Leading the Way | Dem_BB001a | Number of | NPgY | WEST MELTON SECTION 3 | Number of domestic customers | WMEL_BB3 | 174294 | 175562 | 176278 | 176993 | 177709 | 178424 | 179140 | 179854 | 180571 | 181285 | 182002 | 182716 | 183432 | 184147 | 184863 | 185578 | 186294 | 187088 | 187807 | 188525 | 189245 | 189967 | 190688 | 191419 | 192151 | 192883 | 193613 | 194342 | 195063 | 195792 | 196521 | 197251 | NPgY | GSP | NG FES - Leading the Way | Number of domestic customers
NG FES - Leading the Way | Dem_BB001a | Number of | NPgY | WINCOBANK | Number of domestic customers | WIBA_3 | 7412 | 7453 | 7483 | 7513 | 7544 | 7574 | 7605 | 7635 | 7665 | 7696 | 7726 | 7756 | 7787 | 7817 | 7848 | 7878 | 7908 | 7942 | 7973 | 8003 | 8034 | 8064 | 8095 | 8126 | 8157 | 8188 | 8219 | 8250 | 8281 | 8312 | 8342 | 8373 | NPgY | GSP | NG FES - Leading the Way | Number of domestic customers
NG FES - Leading the Way | Dem_BB002a | Number of | NPgN | BLYTH 66kV | Number of I&C customers | BLYTB1 | 5817 | 5850 | 5888 | 5926 | 5964 | 6003 | 6042 | 6081 | 6121 | 6161 | 6201 | 6241 | 6282 | 6323 | 6365 | 6408 | 6451 | 6494 | 6539 | 6584 | 6629 | 6676 | 6723 | 6771 | 6820 | 6870 | 6921 | 6972 | 7025 | 7078 | 7132 | 7188 | NPgN | GSP | NG FES - Leading the Way | Number of I&C customers
NG FES - Leading the Way | Dem_BB002a | Number of | NPgN | BLYTH 132kV | Number of I&C customers | BLYTH132 | 3523 | 3543 | 3566 | 3589 | 3612 | 3636 | 3660 | 3684 | 3708 | 3732 | 3756 | 3780 | 3805 | 3830 | 3855 | 3881 | 3907 | 3933 | 3960 | 3987 | 4015 | 4043 | 4071 | 4100 | 4130 | 4160 | 4191 | 4222 | 4253 | 4285 | 4318 | 4351 | NPgN | GSP | NG FES - Leading the Way | Number of I&C customers
NG FES - Leading the Way | Dem_BB002a | Number of | NPgN | FOURSTONES | Number of I&C customers | FOUR_1 | 1407 | 1415 | 1424 | 1433 | 1443 | 1452 | 1462 | 1471 | 1481 | 1490 | 1500 | 1510 | 1520 | 1529 | 1540 | 1550 | 1560 | 1571 | 1582 | 1592 | 1603 | 1615 | 1626 | 1638 | 1649 | 1661 | 1674 | 1686 | 1699 | 1712 | 1725 | 1738 | NPgN | GSP | NG FES - Leading the Way | Number of I&C customers
NG FES - Leading the Way | Dem_BB002a | Number of | NPgN | HARTMOOR | Number of I&C customers | HARM_6 | 3214 | 3215 | 3216 | 3217 | 3218 | 3219 | 3221 | 3222 | 3223 | 3224 | 3225 | 3226 | 3227 | 3228 | 3230 | 3231 | 3232 | 3233 | 3235 | 3236 | 3237 | 3238 | 3240 | 3241 | 3243 | 3244 | 3245 | 3247 | 3248 | 3250 | 3251 | 3253 | NPgN | GSP | NG FES - Leading the Way | Number of I&C customers
NG FES - Leading the Way | Dem_BB002a | Number of | NPgN | HAWTHORN PIT GRID | Number of I&C customers | HAWP_6 | 3185 | 3186 | 3187 | 3188 | 3189 | 3190 | 3191 | 3192 | 3193 | 3194 | 3195 | 3196 | 3197 | 3198 | 3199 | 3200 | 3201 | 3202 | 3203 | 3204 | 3206 | 3207 | 3208 | 3209 | 3210 | 3212 | 3213 | 3214 | 3215 | 3217 | 3218 | 3219 | NPgN | GSP | NG FES - Leading the Way | Number of I&C customers
NG FES - Leading the Way | Dem_BB002a | Number of | NPgN | KNARESBOROUGH | Number of I&C customers | KNARE_111 | 8832 | 8910 | 8998 | 9088 | 9178 | 9268 | 9358 | 9448 | 9539 | 9630 | 9722 | 9814 | 9907 | 10003 | 10101 | 10201 | 10302 | 10405 | 10510 | 10619 | 10729 | 10841 | 10954 | 11070 | 11189 | 11306 | 11428 | 11551 | 11676 | 11804 | 11933 | 12065 | NPgN | GSP | NG FES - Leading the Way | Number of I&C customers
NG FES - Leading the Way | Dem_BB002a | Number of | NPgN | LACKENBY | Number of I&C customers | LACK_6 | 5184 | 5214 | 5247 | 5281 | 5315 | 5349 | 5383 | 5417 | 5451 | 5486 | 5520 | 5554 | 5589 | 5624 | 5660 | 5697 | 5734 | 5771 | 5809 | 5848 | 5888 | 5928 | 5969 | 6010 | 6052 | 6095 | 6138 | 6182 | 6227 | 6273 | 6319 | 6366 | NPgN | GSP | NG FES - Leading the Way | Number of I&C customers
NG FES - Leading the Way | Dem_BB002a | Number of | NPgN | NORTON | Number of I&C customers | NORT_1 | 18612 | 18703 | 18803 | 18906 | 19009 | 19113 | 19217 | 19322 | 19426 | 19531 | 19635 | 19741 | 19847 | 19956 | 20066 | 20178 | 20292 | 20407 | 20526 | 20646 | 20769 | 20894 | 21021 | 21150 | 21281 | 21412 | 21547 | 21684 | 21823 | 21964 | 22107 | 22253 | NPgN | GSP | NG FES - Leading the Way | Number of I&C customers
NG FES - Leading the Way | Dem_BB002a | Number of | NPgN | OFFERTON | Number of I&C customers | OFFE_3 | 2136 | 2137 | 2139 | 2140 | 2142 | 2144 | 2145 | 2147 | 2148 | 2150 | 2152 | 2153 | 2155 | 2156 | 2158 | 2160 | 2161 | 2163 | 2165 | 2167 | 2169 | 2170 | 2172 | 2174 | 2176 | 2178 | 2180 | 2182 | 2184 | 2186 | 2188 | 2191 | NPgN | GSP | NG FES - Leading the Way | Number of I&C customers
NG FES - Leading the Way | Dem_BB002a | Number of | NPgN | OSBALDWICK | Number of I&C customers | OSBA_1 | 15944 | 15996 | 16053 | 16112 | 16171 | 16231 | 16291 | 16352 | 16413 | 16475 | 16536 | 16598 | 16661 | 16725 | 16789 | 16854 | 16921 | 16988 | 17057 | 17127 | 17198 | 17270 | 17343 | 17417 | 17493 | 17572 | 17651 | 17731 | 17813 | 17897 | 17982 | 18068 | NPgN | GSP | NG FES - Leading the Way | Number of I&C customers
NG FES - Leading the Way | Dem_BB002a | Number of | NPgN | POPPLETON | Number of I&C customers | POPP_3 | 2140 | 2141 | 2143 | 2144 | 2145 | 2147 | 2148 | 2149 | 2151 | 2152 | 2154 | 2155 | 2156 | 2158 | 2159 | 2161 | 2162 | 2164 | 2166 | 2167 | 2169 | 2171 | 2172 | 2174 | 2176 | 2178 | 2180 | 2181 | 2183 | 2185 | 2187 | 2189 | NPgN | GSP | NG FES - Leading the Way | Number of I&C customers
NG FES - Leading the Way | Dem_BB002a | Number of | NPgN | SALTHOLME | Number of I&C customers | SALH_1 | 280 | 281 | 281 | 282 | 283 | 283 | 284 | 285 | 286 | 286 | 287 | 288 | 289 | 289 | 290 | 291 | 292 | 292 | 293 | 294 | 295 | 296 | 297 | 297 | 298 | 299 | 300 | 301 | 302 | 303 | 304 | 305 | NPgN | GSP | NG FES - Leading the Way | Number of I&C customers
NG FES - Leading the Way | Dem_BB002a | Number of | NPgN | SOUTH SHIELDS | Number of I&C customers | SSHI_3 | 2360 | 2360 | 2360 | 2360 | 2360 | 2360 | 2360 | 2360 | 2360 | 2360 | 2360 | 2360 | 2360 | 2361 | 2361 | 2361 | 2361 | 2361 | 2361 | 2361 | 2361 | 2361 | 2361 | 2361 | 2361 | 2361 | 2361 | 2361 | 2361 | 2361 | 2361 | 2361 | NPgN | GSP | NG FES - Leading the Way | Number of I&C customers
NG FES - Leading the Way | Dem_BB002a | Number of | NPgN | SPADEADAM | Number of I&C customers | KIELD01 and SPAD20 | 544 | 547 | 551 | 554 | 558 | 561 | 565 | 569 | 573 | 576 | 580 | 584 | 588 | 591 | 595 | 599 | 603 | 607 | 611 | 616 | 620 | 624 | 629 | 633 | 638 | 642 | 647 | 652 | 657 | 662 | 667 | 672 | NPgN | GSP | NG FES - Leading the Way | Number of I&C customers
NG FES - Leading the Way | Dem_BB002a | Number of | NPgN | SPENNYMOOR | Number of I&C customers | SPEN_1 | 10433 | 10435 | 10438 | 10441 | 10444 | 10446 | 10449 | 10452 | 10455 | 10458 | 10461 | 10463 | 10466 | 10469 | 10472 | 10475 | 10478 | 10482 | 10485 | 10488 | 10492 | 10495 | 10499 | 10502 | 10506 | 10510 | 10513 | 10517 | 10521 | 10525 | 10529 | 10533 | NPgN | GSP | NG FES - Leading the Way | Number of I&C customers
NG FES - Leading the Way | Dem_BB002a | Number of | NPgN | STELLA NORTH | Number of I&C customers | STEN_1 | 9140 | 9168 | 9199 | 9230 | 9262 | 9295 | 9328 | 9362 | 9398 | 9433 | 9468 | 9504 | 9540 | 9576 | 9612 | 9649 | 9686 | 9723 | 9760 | 9798 | 9835 | 9874 | 9914 | 9954 | 9995 | 10035 | 10077 | 10119 | 10162 | 10206 | 10250 | 10295 | NPgN | GSP | NG FES - Leading the Way | Number of I&C customers
NG FES - Leading the Way | Dem_BB002a | Number of | NPgN | STELLA SOUTH | Number of I&C customers | STES_1 | 6208 | 6219 | 6231 | 6243 | 6255 | 6268 | 6280 | 6293 | 6305 | 6318 | 6331 | 6344 | 6357 | 6370 | 6383 | 6397 | 6410 | 6424 | 6438 | 6453 | 6467 | 6482 | 6497 | 6513 | 6528 | 6544 | 6560 | 6576 | 6593 | 6610 | 6627 | 6645 | NPgN | GSP | NG FES - Leading the Way | Number of I&C customers
NG FES - Leading the Way | Dem_BB002a | Number of | NPgN | TYNEMOUTH | Number of I&C customers | TYNE_1 | 5762 | 5795 | 5832 | 5870 | 5908 | 5946 | 5985 | 6024 | 6064 | 6104 | 6145 | 6185 | 6227 | 6269 | 6311 | 6354 | 6398 | 6442 | 6487 | 6532 | 6579 | 6626 | 6674 | 6723 | 6773 | 6824 | 6876 | 6929 | 6982 | 7037 | 7093 | 7149 | NPgN | GSP | NG FES - Leading the Way | Number of I&C customers
NG FES - Leading the Way | Dem_BB002a | Number of | NPgN | WEST BOLDON | Number of I&C customers | WBOL_6 | 7482 | 7490 | 7500 | 7509 | 7519 | 7529 | 7539 | 7549 | 7559 | 7569 | 7580 | 7590 | 7600 | 7611 | 7622 | 7633 | 7644 | 7655 | 7666 | 7677 | 7689 | 7700 | 7712 | 7725 | 7737 | 7749 | 7762 | 7775 | 7788 | 7801 | 7815 | 7829 | NPgN | GSP | NG FES - Leading the Way | Number of I&C customers
NG FES - Leading the Way | Dem_BB002a | Number of | NPgY | BRADFORD WEST | Number of I&C customers | BRAW_1 | 20938 | 20946 | 20956 | 20966 | 20976 | 20986 | 20996 | 21006 | 21016 | 21027 | 21037 | 21048 | 21058 | 21069 | 21080 | 21092 | 21103 | 21115 | 21127 | 21139 | 21151 | 21164 | 21176 | 21189 | 21203 | 21216 | 21230 | 21244 | 21258 | 21272 | 21287 | 21302 | NPgY | GSP | NG FES - Leading the Way | Number of I&C customers
NG FES - Leading the Way | Dem_BB002a | Number of | NPgY | CAMBLESFORTH | Number of I&C customers | CAMB_01 | 1640 | 1651 | 1663 | 1675 | 1687 | 1699 | 1712 | 1724 | 1737 | 1749 | 1762 | 1774 | 1787 | 1800 | 1813 | 1827 | 1840 | 1854 | 1868 | 1882 | 1897 | 1912 | 1927 | 1942 | 1958 | 1973 | 1989 | 2006 | 2022 | 2039 | 2057 | 2074 | NPgY | GSP | NG FES - Leading the Way | Number of I&C customers
NG FES - Leading the Way | Dem_BB002a | Number of | NPgY | CREYKE BECK | Number of I&C customers | CREB_1 | 20483 | 20563 | 20653 | 20745 | 20838 | 20931 | 21025 | 21120 | 21214 | 21309 | 21404 | 21500 | 21596 | 21694 | 21794 | 21895 | 21997 | 22101 | 22207 | 22314 | 22424 | 22536 | 22650 | 22766 | 22884 | 23002 | 23123 | 23247 | 23373 | 23500 | 23630 | 23762 | NPgY | GSP | NG FES - Leading the Way | Number of I&C customers
NG FES - Leading the Way | Dem_BB002a | Number of | NPgY | DRAX | Number of I&C customers | DRAX_YEDL | 2174 | 2190 | 2208 | 2225 | 2243 | 2262 | 2280 | 2298 | 2316 | 2335 | 2354 | 2373 | 2392 | 2411 | 2430 | 2450 | 2470 | 2491 | 2512 | 2533 | 2555 | 2577 | 2600 | 2622 | 2646 | 2670 | 2694 | 2719 | 2745 | 2771 | 2797 | 2824 | NPgY | GSP | NG FES - Leading the Way | Number of I&C customers
NG FES - Leading the Way | Dem_BB002a | Number of | NPgY | ELLAND | Number of I&C customers | ELLA_1 | 15441 | 15445 | 15450 | 15454 | 15459 | 15463 | 15468 | 15473 | 15478 | 15483 | 15488 | 15493 | 15498 | 15503 | 15508 | 15513 | 15519 | 15525 | 15530 | 15536 | 15542 | 15548 | 15555 | 15561 | 15567 | 15574 | 15581 | 15588 | 15595 | 15602 | 15610 | 15617 | NPgY | GSP | NG FES - Leading the Way | Number of I&C customers
NG FES - Leading the Way | Dem_BB002a | Number of | NPgY | FERRYBRIDGE A | Number of I&C customers | FERRA2 | 3277 | 3294 | 3312 | 3331 | 3351 | 3370 | 3390 | 3410 | 3430 | 3450 | 3470 | 3491 | 3512 | 3533 | 3555 | 3577 | 3600 | 3623 | 3647 | 3671 | 3696 | 3721 | 3747 | 3773 | 3799 | 3828 | 3856 | 3884 | 3913 | 3943 | 3974 | 4005 | NPgY | GSP | NG FES - Leading the Way | Number of I&C customers
NG FES - Leading the Way | Dem_BB002a | Number of | NPgY | FERRYBRIDGE B | Number of I&C customers | FERRB9 | 9872 | 9910 | 9951 | 9993 | 10036 | 10079 | 10123 | 10167 | 10211 | 10256 | 10301 | 10346 | 10392 | 10439 | 10488 | 10536 | 10586 | 10637 | 10689 | 10742 | 10796 | 10851 | 10907 | 10964 | 11022 | 11084 | 11145 | 11207 | 11271 | 11336 | 11402 | 11470 | NPgY | GSP | NG FES - Leading the Way | Number of I&C customers
NG FES - Leading the Way | Dem_BB002a | Number of | NPgY | GRIMSBY WEST | Number of I&C customers | GRIW_1 | 5864 | 5869 | 5874 | 5879 | 5884 | 5889 | 5895 | 5900 | 5905 | 5910 | 5916 | 5921 | 5927 | 5932 | 5938 | 5943 | 5949 | 5955 | 5961 | 5967 | 5973 | 5980 | 5986 | 5993 | 5999 | 6006 | 6013 | 6020 | 6027 | 6034 | 6042 | 6049 | NPgY | GSP | NG FES - Leading the Way | Number of I&C customers
NG FES - Leading the Way | Dem_BB002a | Number of | NPgY | JORDANTHORPE | Number of I&C customers | JORD_3 | 1888 | 1893 | 1898 | 1903 | 1909 | 1914 | 1920 | 1926 | 1931 | 1937 | 1943 | 1949 | 1955 | 1961 | 1967 | 1973 | 1980 | 1986 | 1993 | 2000 | 2007 | 2014 | 2021 | 2028 | 2036 | 2043 | 2051 | 2059 | 2067 | 2075 | 2084 | 2092 | NPgY | GSP | NG FES - Leading the Way | Number of I&C customers
NG FES - Leading the Way | Dem_BB002a | Number of | NPgY | KEADBY | Number of I&C customers | KEAD_YEDL | 11598 | 11667 | 11744 | 11823 | 11902 | 11982 | 12061 | 12141 | 12221 | 12302 | 12383 | 12465 | 12547 | 12631 | 12717 | 12803 | 12891 | 12981 | 13072 | 13165 | 13260 | 13356 | 13454 | 13554 | 13655 | 13758 | 13863 | 13970 | 14079 | 14189 | 14302 | 14416 | NPgY | GSP | NG FES - Leading the Way | Number of I&C customers
NG FES - Leading the Way | Dem_BB002a | Number of | NPgY | KIRKSTALL B | Number of I&C customers | KIRKB1 | 9054 | 9054 | 9054 | 9054 | 9054 | 9054 | 9054 | 9054 | 9054 | 9054 | 9054 | 9054 | 9054 | 9054 | 9054 | 9054 | 9054 | 9054 | 9054 | 9054 | 9054 | 9054 | 9054 | 9054 | 9054 | 9054 | 9054 | 9054 | 9054 | 9054 | 9054 | 9054 | NPgY | GSP | NG FES - Leading the Way | Number of I&C customers
NG FES - Leading the Way | Dem_BB002a | Number of | NPgY | NEEPSEND | Number of I&C customers | NEEP_3 | 3709 | 3709 | 3709 | 3709 | 3709 | 3709 | 3709 | 3709 | 3709 | 3709 | 3709 | 3709 | 3709 | 3709 | 3709 | 3709 | 3709 | 3709 | 3709 | 3709 | 3709 | 3709 | 3709 | 3709 | 3709 | 3709 | 3709 | 3709 | 3709 | 3709 | 3709 | 3709 | NPgY | GSP | NG FES - Leading the Way | Number of I&C customers
NG FES - Leading the Way | Dem_BB002a | Number of | NPgY | NORTON LEES | Number of I&C customers | NORL_3 | 2923 | 2923 | 2923 | 2923 | 2923 | 2923 | 2923 | 2923 | 2923 | 2923 | 2923 | 2923 | 2923 | 2923 | 2923 | 2923 | 2923 | 2923 | 2923 | 2923 | 2923 | 2923 | 2923 | 2923 | 2923 | 2923 | 2923 | 2923 | 2923 | 2923 | 2923 | 2923 | NPgY | GSP | NG FES - Leading the Way | Number of I&C customers
NG FES - Leading the Way | Dem_BB002a | Number of | NPgY | PITSMOOR 3/4 | Number of I&C customers | PITS_BB_B | 1835 | 1835 | 1835 | 1835 | 1835 | 1835 | 1835 | 1836 | 1836 | 1836 | 1836 | 1836 | 1836 | 1836 | 1836 | 1836 | 1836 | 1836 | 1836 | 1837 | 1837 | 1837 | 1837 | 1837 | 1837 | 1837 | 1837 | 1837 | 1838 | 1838 | 1838 | 1838 | NPgY | GSP | NG FES - Leading the Way | Number of I&C customers
NG FES - Leading the Way | Dem_BB002a | Number of | NPgY | SALTEND NORTH | Number of I&C customers | SALT_1 | 2229 | 2238 | 2248 | 2259 | 2269 | 2280 | 2291 | 2302 | 2312 | 2323 | 2334 | 2345 | 2356 | 2367 | 2379 | 2390 | 2402 | 2414 | 2426 | 2438 | 2451 | 2463 | 2476 | 2489 | 2503 | 2516 | 2530 | 2544 | 2559 | 2573 | 2588 | 2603 | NPgY | GSP | NG FES - Leading the Way | Number of I&C customers
NG FES - Leading the Way | Dem_BB002a | Number of | NPgY | SHEFFIELD CITY | Number of I&C customers | SHEC_3 | 3662 | 3662 | 3662 | 3662 | 3662 | 3662 | 3662 | 3662 | 3662 | 3662 | 3662 | 3662 | 3662 | 3662 | 3662 | 3662 | 3662 | 3662 | 3662 | 3662 | 3662 | 3662 | 3662 | 3662 | 3662 | 3662 | 3662 | 3662 | 3662 | 3662 | 3662 | 3662 | NPgY | GSP | NG FES - Leading the Way | Number of I&C customers
NG FES - Leading the Way | Dem_BB002a | Number of | NPgY | SKELTON GRANGE | Number of I&C customers | SKLGB1 | 22131 | 22141 | 22152 | 22163 | 22174 | 22185 | 22196 | 22208 | 22220 | 22231 | 22243 | 22255 | 22268 | 22280 | 22293 | 22306 | 22320 | 22333 | 22347 | 22361 | 22376 | 22391 | 22406 | 22421 | 22437 | 22454 | 22470 | 22487 | 22504 | 22522 | 22540 | 22558 | NPgY | GSP | NG FES - Leading the Way | Number of I&C customers
NG FES - Leading the Way | Dem_BB002a | Number of | NPgY | TEMPLEBOROUGH 275/33KV | Number of I&C customers | TEMP_3 | 115 | 116 | 116 | 117 | 118 | 119 | 120 | 121 | 121 | 122 | 123 | 124 | 125 | 126 | 127 | 127 | 128 | 129 | 130 | 131 | 132 | 133 | 135 | 136 | 137 | 138 | 139 | 140 | 141 | 143 | 144 | 145 | NPgY | GSP | NG FES - Leading the Way | Number of I&C customers
NG FES - Leading the Way | Dem_BB002a | Number of | NPgY | THURCROFT | Number of I&C customers | THUR_6 | 5666 | 5695 | 5728 | 5761 | 5795 | 5829 | 5863 | 5898 | 5932 | 5967 | 6002 | 6038 | 6074 | 6111 | 6149 | 6187 | 6227 | 6267 | 6308 | 6349 | 6392 | 6436 | 6480 | 6525 | 6571 | 6618 | 6666 | 6715 | 6764 | 6815 | 6867 | 6919 | NPgY | GSP | NG FES - Leading the Way | Number of I&C customers
NG FES - Leading the Way | Dem_BB002a | Number of | NPgY | WEST MELTON / THORPE MARSH | Number of I&C customers | WMEL_THOM | 14420 | 14491 | 14570 | 14650 | 14732 | 14813 | 14895 | 14978 | 15061 | 15145 | 15230 | 15315 | 15402 | 15491 | 15582 | 15674 | 15769 | 15865 | 15963 | 16064 | 16166 | 16270 | 16377 | 16485 | 16595 | 16708 | 16823 | 16940 | 17059 | 17180 | 17304 | 17430 | NPgY | GSP | NG FES - Leading the Way | Number of I&C customers
NG FES - Leading the Way | Dem_BB002a | Number of | NPgY | WEST MELTON SECTION 3 | Number of I&C customers | WMEL_BB3 | 12837 | 12902 | 12975 | 13048 | 13123 | 13198 | 13274 | 13351 | 13428 | 13507 | 13586 | 13666 | 13747 | 13830 | 13915 | 14002 | 14090 | 14180 | 14272 | 14366 | 14462 | 14560 | 14660 | 14761 | 14864 | 14972 | 15081 | 15191 | 15304 | 15419 | 15536 | 15656 | NPgY | GSP | NG FES - Leading the Way | Number of I&C customers
NG FES - Leading the Way | Dem_BB002a | Number of | NPgY | WINCOBANK | Number of I&C customers | WIBA_3 | 679 | 680 | 681 | 683 | 684 | 685 | 687 | 688 | 689 | 691 | 692 | 693 | 695 | 696 | 698 | 699 | 701 | 702 | 704 | 706 | 707 | 709 | 711 | 713 | 714 | 716 | 718 | 720 | 722 | 724 | 726 | 728 | NPgY | GSP | NG FES - Leading the Way | Number of I&C customers
NG FES - Leading the Way | Dem_BB000c_NPgExtra | % | NPgN | BLYTH 66kV | Peak utilisation (percent - whole number) | BLYTB1 | 40.1 | 42 | 41.7 | 39.7 | 38.7 | 38.6 | 38.9 | 39.8 | 41 | 42.7 | 44.7 | 47 | 49.9 | 52.9 | 55.9 | 58.7 | 61.1 | 63.5 | 65.1 | 66.6 | 67.8 | 68.5 | 69.1 | 69.2 | 69.3 | 69.5 | 69.7 | 69.9 | 70 | 69.9 | 69.9 | 69.7 | NPgN | GSP | NG FES - Leading the Way | Peak utilisation (percent - whole number)
NG FES - Leading the Way | Dem_BB000c_NPgExtra | % | NPgN | BLYTH 132kV | Peak utilisation (percent - whole number) | BLYTH132 | 24.2 | 24.1 | 24.4 | 23.8 | 23.6 | 23.7 | 23.9 | 24.2 | 24.7 | 25.4 | 26.2 | 27.2 | 28.5 | 29.8 | 31.1 | 32.4 | 33.6 | 34.6 | 35.3 | 36 | 36.4 | 36.7 | 37 | 37.1 | 37.1 | 37.2 | 37.3 | 37.4 | 37.4 | 37.5 | 37.5 | 37.4 | NPgN | GSP | NG FES - Leading the Way | Peak utilisation (percent - whole number)
NG FES - Leading the Way | Dem_BB000c_NPgExtra | % | NPgN | FOURSTONES | Peak utilisation (percent - whole number) | TEMP_3: FOUR_1 | NPgN | GSP | NG FES - Leading the Way | Peak utilisation (percent - whole number)
NG FES - Leading the Way | Dem_BB000c_NPgExtra | % | NPgN | HARTMOOR | Peak utilisation (percent - whole number) | HARM_6 | 74.2 | 74.3 | 75.8 | 72.7 | 71.1 | 70.8 | 71.1 | 72.3 | 74.1 | 76.7 | 79.5 | 82.8 | 87.2 | 91.7 | 96.1 | 100.2 | 103.9 | 107.4 | 110 | 112.1 | 113.8 | 114.9 | 115.7 | 115.8 | 115.7 | 115.9 | 116.1 | 116.4 | 116.3 | 116.1 | 115.9 | 115.6 | NPgN | GSP | NG FES - Leading the Way | Peak utilisation (percent - whole number)
NG FES - Leading the Way | Dem_BB000c_NPgExtra | % | NPgN | HAWTHORN PIT GRID | Peak utilisation (percent - whole number) | HAWP_6 | 39.2 | 40.6 | 40.4 | 38.6 | 37.6 | 37.5 | 37.6 | 38.4 | 39.5 | 41.1 | 42.9 | 44.9 | 47.7 | 50.5 | 53.2 | 55.8 | 58 | 60.2 | 61.8 | 63.2 | 64.2 | 64.9 | 65.4 | 65.4 | 65.4 | 65.5 | 65.6 | 65.8 | 65.7 | 65.6 | 65.4 | 65.2 | NPgN | GSP | NG FES - Leading the Way | Peak utilisation (percent - whole number)
NG FES - Leading the Way | Dem_BB000c_NPgExtra | % | NPgN | KNARESBOROUGH | Peak utilisation (percent - whole number) | KNARE_111 | 65.7 | 66.9 | 68.2 | 66.3 | 65.3 | 65.3 | 65.6 | 66.6 | 68 | 70 | 72.3 | 75.1 | 78.9 | 83 | 87 | 90.9 | 94.4 | 97.5 | 99.9 | 101.9 | 103.5 | 104.6 | 105.5 | 105.9 | 106.2 | 106.6 | 107 | 107.5 | 107.7 | 107.9 | 108 | 108.1 | NPgN | GSP | NG FES - Leading the Way | Peak utilisation (percent - whole number)
NG FES - Leading the Way | Dem_BB000c_NPgExtra | % | NPgN | LACKENBY | Peak utilisation (percent - whole number) | LACK_6 | 54.6 | 54.5 | 54 | 52.1 | 51.1 | 51 | 51.4 | 52.3 | 53.6 | 55.5 | 57.5 | 59.9 | 63 | 66.1 | 69.2 | 72.1 | 74.7 | 77.2 | 79 | 80.5 | 81.7 | 82.5 | 83.2 | 83.3 | 83.4 | 83.6 | 83.8 | 84.1 | 84.2 | 84.2 | 84.1 | 84 | NPgN | GSP | NG FES - Leading the Way | Peak utilisation (percent - whole number)
NG FES - Leading the Way | Dem_BB000c_NPgExtra | % | NPgN | NORTON | Peak utilisation (percent - whole number) | NORT_1 | 49.5 | 49.4 | 50.4 | 48.7 | 47.9 | 47.8 | 48 | 48.8 | 49.9 | 51.5 | 53.3 | 55.4 | 58.3 | 61.3 | 64.2 | 67 | 69.4 | 71.7 | 73.3 | 74.7 | 75.8 | 76.5 | 77.1 | 77.2 | 77.3 | 77.5 | 77.7 | 77.9 | 77.9 | 77.9 | 77.9 | 77.8 | NPgN | GSP | NG FES - Leading the Way | Peak utilisation (percent - whole number)
NG FES - Leading the Way | Dem_BB000c_NPgExtra | % | NPgN | OFFERTON | Peak utilisation (percent - whole number) | OFFE_3 | 44.7 | 44.4 | 44.3 | 42.1 | 40.8 | 40.4 | 40.3 | 40.8 | 41.6 | 43 | 44.5 | 46.4 | 48.9 | 51.5 | 54.1 | 56.6 | 58.8 | 60.9 | 62.4 | 63.7 | 64.7 | 65.3 | 65.8 | 65.8 | 65.8 | 65.9 | 65.9 | 66.1 | 66 | 65.9 | 65.7 | 65.5 | NPgN | GSP | NG FES - Leading the Way | Peak utilisation (percent - whole number)
NG FES - Leading the Way | Dem_BB000c_NPgExtra | % | NPgN | OSBALDWICK | Peak utilisation (percent - whole number) | OSBA_1 | 45.6 | 45.8 | 49.5 | 47.8 | 46.9 | 46.7 | 46.8 | 47.4 | 48.3 | 49.6 | 51.2 | 53 | 55.6 | 58.4 | 61.1 | 63.8 | 66.1 | 68.3 | 69.9 | 71.3 | 72.3 | 73 | 73.5 | 73.7 | 73.7 | 73.9 | 74 | 74.2 | 74.3 | 74.2 | 74.2 | 74.1 | NPgN | GSP | NG FES - Leading the Way | Peak utilisation (percent - whole number)
NG FES - Leading the Way | Dem_BB000c_NPgExtra | % | NPgN | POPPLETON | Peak utilisation (percent - whole number) | POPP_3 | 36.7 | 36.6 | 37.2 | 35.8 | 34.9 | 34.6 | 34.6 | 35 | 35.6 | 36.5 | 37.6 | 38.9 | 40.8 | 42.8 | 44.8 | 46.7 | 48.4 | 50 | 51.2 | 52.1 | 52.9 | 53.3 | 53.7 | 53.7 | 53.6 | 53.7 | 53.8 | 53.9 | 53.8 | 53.7 | 53.6 | 53.5 | NPgN | GSP | NG FES - Leading the Way | Peak utilisation (percent - whole number)
NG FES - Leading the Way | Dem_BB000c_NPgExtra | % | NPgN | SALTHOLME | Peak utilisation (percent - whole number) | SALH_1 | 25.6 | 25.6 | 27.2 | 27 | 26.8 | 26.6 | 26.4 | 26.3 | 26.1 | 25.9 | 25.8 | 25.6 | 25.6 | 25.7 | 25.7 | 25.7 | 25.7 | 25.8 | 25.8 | 25.8 | 25.8 | 25.8 | 25.8 | 25.9 | 25.9 | 25.9 | 25.9 | 25.9 | 25.9 | 25.9 | 25.9 | 25.9 | NPgN | GSP | NG FES - Leading the Way | Peak utilisation (percent - whole number)
NG FES - Leading the Way | Dem_BB000c_NPgExtra | % | NPgN | SOUTH SHIELDS | Peak utilisation (percent - whole number) | SSHI_3 | 36.1 | 35.9 | 35.6 | 33.9 | 32.9 | 32.6 | 32.6 | 33 | 33.7 | 34.8 | 36 | 37.4 | 39.5 | 41.6 | 43.7 | 45.7 | 47.5 | 49.2 | 50.4 | 51.5 | 52.3 | 52.8 | 53.2 | 53.3 | 53.3 | 53.4 | 53.5 | 53.6 | 53.6 | 53.5 | 53.4 | 53.2 | NPgN | GSP | NG FES - Leading the Way | Peak utilisation (percent - whole number)
NG FES - Leading the Way | Dem_BB000c_NPgExtra | % | NPgN | SPADEADAM | Peak utilisation (percent - whole number) | TEMP_3: KIELD01 and SPAD20 | NPgN | GSP | NG FES - Leading the Way | Peak utilisation (percent - whole number)
NG FES - Leading the Way | Dem_BB000c_NPgExtra | % | NPgN | SPENNYMOOR | Peak utilisation (percent - whole number) | SPEN_1 | 38 | 37.9 | 37.8 | 37 | 36.1 | 36 | 36.2 | 37 | 38 | 39.5 | 41.3 | 43.9 | 46.6 | 49.3 | 52 | 56.4 | 58.6 | 60.7 | 62.2 | 63.5 | 64.5 | 65.1 | 65.6 | 65.6 | 65.5 | 65.6 | 65.7 | 65.8 | 65.8 | 65.6 | 65.5 | 65.3 | NPgN | GSP | NG FES - Leading the Way | Peak utilisation (percent - whole number)
NG FES - Leading the Way | Dem_BB000c_NPgExtra | % | NPgN | STELLA NORTH | Peak utilisation (percent - whole number) | STEN_1 | 26.7 | 27 | 27.3 | 26.2 | 25.6 | 25.5 | 25.6 | 26 | 26.6 | 27.5 | 28.5 | 29.8 | 31.4 | 33.1 | 34.9 | 36.5 | 37.9 | 39.3 | 40.3 | 41.1 | 41.8 | 42.2 | 42.6 | 42.7 | 42.7 | 42.8 | 42.9 | 43 | 43.1 | 43 | 43 | 42.9 | NPgN | GSP | NG FES - Leading the Way | Peak utilisation (percent - whole number)
NG FES - Leading the Way | Dem_BB000c_NPgExtra | % | NPgN | STELLA SOUTH | Peak utilisation (percent - whole number) | STES_1 | 35.5 | 35.6 | 36.4 | 36.7 | 36.1 | 35.8 | 35.7 | 35.9 | 36.1 | 36.6 | 37.2 | 38.3 | 39.6 | 41 | 42.3 | 44.5 | 45.6 | 46.6 | 47.3 | 47.9 | 48.4 | 48.7 | 48.9 | 48.9 | 48.9 | 49 | 49 | 49.1 | 49.1 | 49.1 | 49 | 48.9 | NPgN | GSP | NG FES - Leading the Way | Peak utilisation (percent - whole number)
NG FES - Leading the Way | Dem_BB000c_NPgExtra | % | NPgN | TYNEMOUTH | Peak utilisation (percent - whole number) | TYNE_1 | 26.8 | 27 | 27.9 | 26.8 | 26.2 | 26.2 | 26.2 | 26.7 | 27.4 | 28.3 | 29.4 | 30.6 | 32.3 | 34 | 35.7 | 37.3 | 38.8 | 40.1 | 41.1 | 42 | 42.7 | 43.1 | 43.5 | 43.6 | 43.6 | 43.7 | 43.9 | 44 | 44.1 | 44.1 | 44 | 44 | NPgN | GSP | NG FES - Leading the Way | Peak utilisation (percent - whole number)
NG FES - Leading the Way | Dem_BB000c_NPgExtra | % | NPgN | WEST BOLDON | Peak utilisation (percent - whole number) | WBOL_6 | 56.3 | 57.3 | 62.6 | 60.3 | 59 | 58.8 | 58.9 | 59.7 | 60.9 | 62.6 | 64.6 | 66.9 | 70 | 73.2 | 76.4 | 79.3 | 82 | 84.5 | 86.3 | 87.9 | 89.2 | 89.9 | 90.6 | 90.6 | 90.6 | 90.8 | 90.9 | 91.2 | 91.1 | 91 | 90.9 | 90.7 | NPgN | GSP | NG FES - Leading the Way | Peak utilisation (percent - whole number)
NG FES - Leading the Way | Dem_BB000c_NPgExtra | % | NPgY | BRADFORD WEST | Peak utilisation (percent - whole number) | BRAW_1 | 43.4 | 43.4 | 43.6 | 41.6 | 40.5 | 40.3 | 40.5 | 41.1 | 42.4 | 44.4 | 46.6 | 49 | 52.2 | 55.6 | 58.9 | 62 | 64.8 | 67.2 | 69 | 70.6 | 71.8 | 72.5 | 73 | 73 | 72.9 | 73.1 | 73.2 | 73.2 | 73.2 | 73.1 | 72.9 | 72.7 | NPgY | GSP | NG FES - Leading the Way | Peak utilisation (percent - whole number)
NG FES - Leading the Way | Dem_BB000c_NPgExtra | % | NPgY | CAMBLESFORTH | Peak utilisation (percent - whole number) | CAMB_01 | 17.5 | 17.5 | 19.2 | 18.7 | 18.5 | 18.6 | 18.7 | 18.9 | 19.4 | 20 | 20.6 | 21.4 | 22.3 | 23.3 | 24.3 | 25.2 | 26.1 | 26.8 | 27.4 | 28 | 28.4 | 28.6 | 28.8 | 28.9 | 29 | 29.1 | 29.2 | 29.3 | 29.3 | 29.4 | 29.4 | 29.4 | NPgY | GSP | NG FES - Leading the Way | Peak utilisation (percent - whole number)
NG FES - Leading the Way | Dem_BB000c_NPgExtra | % | NPgY | CREYKE BECK | Peak utilisation (percent - whole number) | CREB_1 | 47.7 | 47.8 | 48.8 | 47 | 46 | 45.8 | 45.9 | 46.3 | 47.4 | 49.1 | 50.8 | 52.7 | 55.4 | 58.3 | 61.1 | 63.8 | 66.3 | 68.3 | 70 | 71.4 | 72.5 | 73.2 | 73.6 | 73.8 | 73.8 | 74 | 74.2 | 74.4 | 74.4 | 74.4 | 74.4 | 74.3 | NPgY | GSP | NG FES - Leading the Way | Peak utilisation (percent - whole number)
NG FES - Leading the Way | Dem_BB000c_NPgExtra | % | NPgY | DRAX | Peak utilisation (percent - whole number) | DRAX_YEDL | 17.1 | 17.1 | 18 | 17.5 | 17.4 | 17.5 | 17.7 | 18 | 18.6 | 19.3 | 20.1 | 20.9 | 22 | 23.2 | 24.3 | 25.4 | 26.4 | 27.2 | 27.9 | 28.4 | 28.8 | 29.1 | 29.3 | 29.4 | 29.5 | 29.6 | 29.7 | 29.8 | 29.9 | 29.9 | 29.9 | 29.9 | NPgY | GSP | NG FES - Leading the Way | Peak utilisation (percent - whole number)
NG FES - Leading the Way | Dem_BB000c_NPgExtra | % | NPgY | ELLAND | Peak utilisation (percent - whole number) | ELLA_1 | 50.4 | 50.8 | 50.6 | 49.2 | 47.9 | 47.6 | 47.5 | 47.8 | 48.9 | 50.6 | 52.3 | 55.5 | 58.4 | 61.4 | 64.5 | 70.3 | 72.8 | 75 | 76.7 | 78.2 | 79.3 | 80 | 80.4 | 80.4 | 80.4 | 80.5 | 80.6 | 80.7 | 80.6 | 80.5 | 80.3 | 80.1 | NPgY | GSP | NG FES - Leading the Way | Peak utilisation (percent - whole number)
NG FES - Leading the Way | Dem_BB000c_NPgExtra | % | NPgY | FERRYBRIDGE A | Peak utilisation (percent - whole number) | FERRA2 | 45.2 | 45.2 | 62.3 | 65 | 64.3 | 64.4 | 64.9 | 65.9 | 67.5 | 69.7 | 72 | 70.3 | 73.6 | 77.1 | 80.4 | 83.6 | 86.4 | 88.8 | 90.7 | 92.3 | 93.6 | 94.4 | 95 | 95.1 | 95.2 | 95.5 | 95.7 | 96 | 96.1 | 96.1 | 96.1 | 95.9 | NPgY | GSP | NG FES - Leading the Way | Peak utilisation (percent - whole number)
NG FES - Leading the Way | Dem_BB000c_NPgExtra | % | NPgY | FERRYBRIDGE B | Peak utilisation (percent - whole number) | FERRB9 | 30.6 | 30.5 | 32.3 | 32 | 31.5 | 31.4 | 31.4 | 31.7 | 32.4 | 33.3 | 34.3 | 36.4 | 38 | 39.8 | 41.5 | 45.6 | 47.1 | 48.3 | 49.3 | 50.1 | 50.8 | 51.2 | 51.5 | 51.6 | 51.6 | 51.8 | 51.9 | 52 | 52.1 | 52.1 | 52.1 | 52 | NPgY | GSP | NG FES - Leading the Way | Peak utilisation (percent - whole number)
NG FES - Leading the Way | Dem_BB000c_NPgExtra | % | NPgY | GRIMSBY WEST | Peak utilisation (percent - whole number) | GRIW_1 | 73.1 | 72.7 | 76 | 73.8 | 72.6 | 72.1 | 72 | 72.2 | 73.4 | 75.2 | 77.2 | 79.6 | 83 | 86.6 | 90.2 | 93.5 | 96.4 | 98.9 | 100.8 | 102.4 | 103.6 | 104.4 | 104.7 | 104.7 | 104.6 | 104.7 | 104.8 | 104.9 | 104.8 | 104.6 | 104.4 | 104.1 | NPgY | GSP | NG FES - Leading the Way | Peak utilisation (percent - whole number)
NG FES - Leading the Way | Dem_BB000c_NPgExtra | % | NPgY | JORDANTHORPE | Peak utilisation (percent - whole number) | JORD_3 | 49.2 | 49.3 | 48.8 | 46.9 | 46 | 46.1 | 46.5 | 47.5 | 49.3 | 51.9 | 54.6 | 57.8 | 61.6 | 65.5 | 69.4 | 72.9 | 76 | 78.7 | 80.8 | 82.5 | 83.8 | 84.6 | 85 | 85.1 | 85 | 85.1 | 85.2 | 85.2 | 85.1 | 85 | 84.7 | 84.4 | NPgY | GSP | NG FES - Leading the Way | Peak utilisation (percent - whole number)
NG FES - Leading the Way | Dem_BB000c_NPgExtra | % | NPgY | KEADBY | Peak utilisation (percent - whole number) | KEAD_YEDL | 66.9 | 67.2 | 68.8 | 67.7 | 67.1 | 67.2 | 67.4 | 68.1 | 69.2 | 70.8 | 72.5 | 74.4 | 77 | 79.8 | 82.5 | 85.1 | 87.4 | 89.4 | 91 | 92.3 | 93.4 | 94.1 | 94.6 | 94.8 | 94.9 | 95.2 | 95.4 | 95.6 | 95.7 | 95.8 | 95.9 | 95.8 | NPgY | GSP | NG FES - Leading the Way | Peak utilisation (percent - whole number)
NG FES - Leading the Way | Dem_BB000c_NPgExtra | % | NPgY | KIRKSTALL B | Peak utilisation (percent - whole number) | KIRKB1 | 38.8 | 38.7 | 39.8 | 38.6 | 37.8 | 37.4 | 37 | 36.8 | 36.9 | 37.3 | 37.6 | 38.1 | 39 | 40 | 41 | 41.9 | 42.7 | 43.4 | 44 | 44.5 | 44.9 | 45.2 | 45.4 | 45.4 | 45.3 | 45.4 | 45.4 | 45.5 | 45.4 | 45.4 | 45.3 | 45.3 | NPgY | GSP | NG FES - Leading the Way | Peak utilisation (percent - whole number)
NG FES - Leading the Way | Dem_BB000c_NPgExtra | % | NPgY | NEEPSEND | Peak utilisation (percent - whole number) | NEEP_3 | 56.5 | 56.8 | 58.4 | 55.8 | 54.4 | 54.2 | 54.4 | 55.2 | 57 | 59.5 | 62.4 | 65.6 | 69.7 | 74.1 | 78.4 | 82.4 | 86 | 89 | 91.3 | 93.2 | 94.6 | 95.5 | 95.9 | 95.9 | 95.8 | 95.9 | 96 | 96 | 95.9 | 95.6 | 95.4 | 95 | NPgY | GSP | NG FES - Leading the Way | Peak utilisation (percent - whole number)
NG FES - Leading the Way | Dem_BB000c_NPgExtra | % | NPgY | NORTON LEES | Peak utilisation (percent - whole number) | NORL_3 | 51.6 | 51.6 | 50.5 | 48.1 | 47.1 | 47.2 | 47.8 | 49.1 | 51.6 | 55.2 | 59 | 63.3 | 68.6 | 74 | 79.3 | 84.3 | 88.7 | 92.4 | 95.4 | 97.9 | 99.8 | 101 | 101.7 | 101.7 | 101.7 | 101.9 | 102.1 | 102.2 | 102.2 | 101.9 | 101.6 | 101.1 | NPgY | GSP | NG FES - Leading the Way | Peak utilisation (percent - whole number)
NG FES - Leading the Way | Dem_BB000c_NPgExtra | % | NPgY | PITSMOOR 3/4 | Peak utilisation (percent - whole number) | PITS_BB_B | 40.2 | 40 | 42.4 | 41.3 | 40.5 | 40.1 | 39.7 | 39.5 | 39.7 | 40.1 | 40.4 | 40.8 | 41.8 | 42.8 | 43.7 | 44.7 | 45.5 | 46.3 | 46.9 | 47.5 | 47.9 | 48.3 | 48.5 | 48.5 | 48.4 | 48.5 | 48.6 | 48.7 | 48.6 | 48.6 | 48.6 | 48.5 | NPgY | GSP | NG FES - Leading the Way | Peak utilisation (percent - whole number)
NG FES - Leading the Way | Dem_BB000c_NPgExtra | % | NPgY | SALTEND NORTH | Peak utilisation (percent - whole number) | SALT_1 | 45.4 | 45.1 | 45.1 | 44.2 | 43.5 | 43 | 42.5 | 42.1 | 41.8 | 41.5 | 41.3 | 41.2 | 41.7 | 42.3 | 42.8 | 43.4 | 43.8 | 44.3 | 44.6 | 44.9 | 45.2 | 45.4 | 45.6 | 45.7 | 45.8 | 45.9 | 46 | 46.1 | 46.2 | 46.3 | 46.4 | 46.5 | NPgY | GSP | NG FES - Leading the Way | Peak utilisation (percent - whole number)
NG FES - Leading the Way | Dem_BB000c_NPgExtra | % | NPgY | SHEFFIELD CITY | Peak utilisation (percent - whole number) | SHEC_3 | 72.8 | 73.9 | 83.1 | 81.2 | 79.6 | 78.5 | 77.5 | 76.7 | 76.3 | 76.1 | 75.9 | 75.8 | 76.8 | 77.9 | 78.9 | 80 | 80.9 | 81.7 | 82.3 | 82.9 | 83.4 | 83.7 | 83.8 | 83.8 | 83.7 | 83.7 | 83.7 | 83.7 | 83.6 | 83.5 | 83.3 | 83.2 | NPgY | GSP | NG FES - Leading the Way | Peak utilisation (percent - whole number)
NG FES - Leading the Way | Dem_BB000c_NPgExtra | % | NPgY | SKELTON GRANGE | Peak utilisation (percent - whole number) | SKLGB1 | 57.9 | 58.1 | 62.4 | 60.5 | 59.1 | 58.7 | 58.6 | 59 | 60.1 | 61.9 | 63.8 | 66.6 | 69.8 | 73.2 | 76.5 | 81.1 | 83.8 | 86.2 | 88 | 89.6 | 90.7 | 91.5 | 91.9 | 91.9 | 91.8 | 91.9 | 92 | 92.1 | 92 | 91.9 | 91.7 | 91.4 | NPgY | GSP | NG FES - Leading the Way | Peak utilisation (percent - whole number)
NG FES - Leading the Way | Dem_BB000c_NPgExtra | % | NPgY | TEMPLEBOROUGH 275/33KV | Peak utilisation (percent - whole number) | TEMP_3 | 19 | 18.9 | 19.4 | 19 | 18.7 | 18.5 | 18.3 | 18.1 | 17.9 | 17.8 | 17.7 | 17.6 | 17.8 | 18 | 18.2 | 18.4 | 18.6 | 18.8 | 18.9 | 19.1 | 19.2 | 19.4 | 19.5 | 19.6 | 19.7 | 19.8 | 19.9 | 20 | 20.1 | 20.2 | 20.3 | 20.4 | NPgY | GSP | NG FES - Leading the Way | Peak utilisation (percent - whole number)
NG FES - Leading the Way | Dem_BB000c_NPgExtra | % | NPgY | THURCROFT | Peak utilisation (percent - whole number) | THUR_6 | 62.2 | 62.2 | 74.2 | 78.7 | 77.5 | 77.5 | 77.8 | 78.7 | 80.5 | 83.1 | 85.7 | 81.8 | 85.8 | 89.9 | 94 | 97.8 | 101.3 | 104.2 | 106.6 | 108.6 | 110.2 | 111.3 | 112 | 112.2 | 112.3 | 112.7 | 113 | 113.3 | 113.4 | 113.5 | 113.5 | 113.4 | NPgY | GSP | NG FES - Leading the Way | Peak utilisation (percent - whole number)
NG FES - Leading the Way | Dem_BB000c_NPgExtra | % | NPgY | WEST MELTON / THORPE MARSH | Peak utilisation (percent - whole number) | WMEL_THOM | 67.6 | 67.4 | 69.7 | 68.5 | 67.4 | 67 | 66.8 | 67 | 67.8 | 69.1 | 70.5 | 73 | 75.9 | 78.9 | 81.8 | 87.1 | 89.6 | 91.8 | 93.5 | 95.1 | 96.3 | 97.1 | 97.7 | 97.9 | 98.1 | 98.4 | 98.7 | 99 | 99.2 | 99.4 | 99.5 | 99.5 | NPgY | GSP | NG FES - Leading the Way | Peak utilisation (percent - whole number)
NG FES - Leading the Way | Dem_BB000c_NPgExtra | % | NPgY | WEST MELTON SECTION 3 | Peak utilisation (percent - whole number) | WMEL_BB3 | 54.7 | 55.1 | 55.2 | 53.7 | 52.6 | 52.7 | 53.3 | 54.5 | 56.7 | 59.5 | 62.6 | 67.1 | 71.4 | 75.8 | 80.2 | 87.3 | 91 | 94.2 | 96.7 | 98.9 | 100.5 | 101.6 | 102.3 | 102.5 | 102.6 | 102.9 | 103.2 | 103.5 | 103.5 | 103.5 | 103.5 | 103.3 | NPgY | GSP | NG FES - Leading the Way | Peak utilisation (percent - whole number)
NG FES - Leading the Way | Dem_BB000c_NPgExtra | % | NPgY | WINCOBANK | Peak utilisation (percent - whole number) | WIBA_3 | 24.3 | 24.1 | 44.9 | 44.3 | 43.9 | 43.5 | 43.2 | 42.9 | 42.8 | 42.7 | 42.5 | 42.4 | 42.7 | 43 | 43.3 | 43.6 | 43.9 | 44.1 | 44.3 | 44.5 | 44.6 | 44.8 | 44.9 | 44.9 | 44.9 | 44.9 | 45 | 45 | 45 | 45.1 | 45.1 | 45.1 | NPgY | GSP | NG FES - Leading the Way | Peak utilisation (percent - whole number)
NG FES - Leading the Way | Dem_BB000a_NPgExtra | MW | NPgN | BLYTH 66kV | Total peak demand (MW) | BLYTB1 | 123.9 | 129.674 | 128.746 | 122.612 | 119.456 | 119.285 | 120.167 | 122.854 | 126.676 | 131.994 | 138.061 | 145.128 | 154.235 | 163.51 | 172.655 | 181.284 | 188.91 | 196.067 | 201.3 | 205.842 | 209.345 | 211.663 | 213.493 | 213.935 | 214.071 | 214.722 | 215.279 | 216.026 | 216.165 | 216.057 | 215.864 | 215.488 | NPgN | GSP | NG FES - Leading the Way | Total peak demand (MW)
NG FES - Leading the Way | Dem_BB000a_NPgExtra | MW | NPgN | BLYTH 132kV | Total peak demand (MW) | BLYTH132 | 68.212 | 68.123 | 68.94 | 67.307 | 66.632 | 66.844 | 67.367 | 68.358 | 69.793 | 71.697 | 74.041 | 76.684 | 80.298 | 84.099 | 87.909 | 91.573 | 94.812 | 97.644 | 99.758 | 101.51 | 102.847 | 103.697 | 104.358 | 104.616 | 104.779 | 105.059 | 105.302 | 105.579 | 105.69 | 105.719 | 105.706 | 105.63 | NPgN | GSP | NG FES - Leading the Way | Total peak demand (MW)
NG FES - Leading the Way | Dem_BB000a_NPgExtra | MW | NPgN | FOURSTONES | Total peak demand (MW) | FOUR_1 | 20.004 | 19.978 | 19.588 | 19.092 | 18.932 | 19.095 | 19.367 | 19.718 | 20.215 | 20.801 | 21.537 | 22.312 | 23.385 | 24.5 | 25.634 | 26.736 | 27.675 | 28.455 | 29.053 | 29.544 | 29.923 | 30.184 | 30.388 | 30.483 | 30.556 | 30.66 | 30.754 | 30.858 | 30.916 | 30.959 | 30.999 | 31.026 | NPgN | GSP | NG FES - Leading the Way | Total peak demand (MW)
NG FES - Leading the Way | Dem_BB000a_NPgExtra | MW | NPgN | HARTMOOR | Total peak demand (MW) | HARM_6 | 87.022 | 87.089 | 88.83 | 85.245 | 83.311 | 83.038 | 83.373 | 84.809 | 86.922 | 89.909 | 93.226 | 97.083 | 102.234 | 107.472 | 112.637 | 117.519 | 121.839 | 125.942 | 128.902 | 131.472 | 133.424 | 134.686 | 135.645 | 135.744 | 135.66 | 135.902 | 136.095 | 136.414 | 136.349 | 136.142 | 135.893 | 135.537 | NPgN | GSP | NG FES - Leading the Way | Total peak demand (MW)
NG FES - Leading the Way | Dem_BB000a_NPgExtra | MW | NPgN | HAWTHORN PIT GRID | Total peak demand (MW) | HAWP_6 | 91.681 | 95.058 | 94.44 | 90.28 | 88.021 | 87.663 | 87.999 | 89.788 | 92.392 | 96.106 | 100.276 | 105.143 | 111.593 | 118.103 | 124.487 | 130.496 | 135.819 | 140.946 | 144.62 | 147.844 | 150.288 | 151.872 | 153.08 | 153.151 | 152.972 | 153.251 | 153.471 | 153.875 | 153.767 | 153.465 | 153.109 | 152.614 | NPgN | GSP | NG FES - Leading the Way | Total peak demand (MW)
NG FES - Leading the Way | Dem_BB000a_NPgExtra | MW | NPgN | KNARESBOROUGH | Total peak demand (MW) | KNARE_111 | 154.514 | 157.439 | 160.434 | 155.934 | 153.688 | 153.627 | 154.37 | 156.639 | 159.901 | 164.561 | 170.098 | 176.562 | 185.682 | 195.195 | 204.735 | 213.883 | 221.962 | 229.371 | 234.955 | 239.742 | 243.505 | 246.131 | 248.252 | 249.134 | 249.758 | 250.762 | 251.708 | 252.817 | 253.396 | 253.789 | 254.111 | 254.28 | NPgN | GSP | NG FES - Leading the Way | Total peak demand (MW)
NG FES - Leading the Way | Dem_BB000a_NPgExtra | MW | NPgN | LACKENBY | Total peak demand (MW) | LACK_6 | 164.72 | 164.434 | 163.033 | 157.236 | 154.254 | 154.129 | 155.062 | 157.919 | 161.913 | 167.422 | 173.636 | 180.867 | 190.183 | 199.658 | 208.994 | 217.811 | 225.621 | 233.026 | 238.437 | 243.167 | 246.814 | 249.235 | 251.153 | 251.606 | 251.744 | 252.464 | 253.106 | 253.972 | 254.189 | 254.156 | 254.013 | 253.669 | NPgN | GSP | NG FES - Leading the Way | Total peak demand (MW)
NG FES - Leading the Way | Dem_BB000a_NPgExtra | MW | NPgN | NORTON | Total peak demand (MW) | NORT_1 | 418.986 | 418.026 | 427.015 | 412.669 | 405.181 | 404.587 | 406.676 | 413.172 | 422.61 | 435.831 | 451.159 | 469.022 | 493.5 | 518.648 | 543.574 | 567.158 | 587.859 | 606.858 | 620.83 | 632.773 | 641.959 | 647.93 | 652.585 | 653.882 | 654.443 | 656.145 | 657.633 | 659.545 | 659.983 | 659.829 | 659.392 | 658.469 | NPgN | GSP | NG FES - Leading the Way | Total peak demand (MW)
NG FES - Leading the Way | Dem_BB000a_NPgExtra | MW | NPgN | OFFERTON | Total peak demand (MW) | OFFE_3 | 49.533 | 49.298 | 49.187 | 46.69 | 45.212 | 44.762 | 44.656 | 45.24 | 46.192 | 47.669 | 49.386 | 51.417 | 54.249 | 57.162 | 60.048 | 62.798 | 65.231 | 67.556 | 69.228 | 70.674 | 71.76 | 72.462 | 72.998 | 73.03 | 72.952 | 73.064 | 73.147 | 73.302 | 73.244 | 73.096 | 72.928 | 72.702 | NPgN | GSP | NG FES - Leading the Way | Total peak demand (MW)
NG FES - Leading the Way | Dem_BB000a_NPgExtra | MW | NPgN | OSBALDWICK | Total peak demand (MW) | OSBA_1 | 257.243 | 258.267 | 279.4 | 269.905 | 264.752 | 263.828 | 264.387 | 267.636 | 272.712 | 280.229 | 288.957 | 299.249 | 314.036 | 329.527 | 345.096 | 360.071 | 373.319 | 385.563 | 394.6 | 402.261 | 408.115 | 412.051 | 415.081 | 415.822 | 416.078 | 417.078 | 417.93 | 419.072 | 419.25 | 419.075 | 418.808 | 418.288 | NPgN | GSP | NG FES - Leading the Way | Total peak demand (MW)
NG FES - Leading the Way | Dem_BB000a_NPgExtra | MW | NPgN | POPPLETON | Total peak demand (MW) | POPP_3 | 43.83 | 43.674 | 44.469 | 42.707 | 41.682 | 41.378 | 41.318 | 41.753 | 42.487 | 43.617 | 44.923 | 46.484 | 48.792 | 51.184 | 53.569 | 55.847 | 57.857 | 59.744 | 61.109 | 62.27 | 63.137 | 63.688 | 64.098 | 64.129 | 64.077 | 64.161 | 64.224 | 64.339 | 64.293 | 64.183 | 64.055 | 63.881 | NPgN | GSP | NG FES - Leading the Way | Total peak demand (MW)
NG FES - Leading the Way | Dem_BB000a_NPgExtra | MW | NPgN | SALTHOLME | Total peak demand (MW) | SALH_1 | 72.151 | 72.153 | 76.729 | 76.18 | 75.65 | 75.139 | 74.632 | 74.14 | 73.657 | 73.19 | 72.722 | 72.257 | 72.334 | 72.414 | 72.495 | 72.576 | 72.651 | 72.73 | 72.786 | 72.838 | 72.883 | 72.922 | 72.955 | 72.965 | 72.972 | 72.981 | 72.991 | 73.005 | 73.011 | 73.018 | 73.026 | 73.034 | NPgN | GSP | NG FES - Leading the Way | Total peak demand (MW)
NG FES - Leading the Way | Dem_BB000a_NPgExtra | MW | NPgN | SOUTH SHIELDS | Total peak demand (MW) | SSHI_3 | 46.902 | 46.686 | 46.257 | 44.038 | 42.746 | 42.384 | 42.34 | 42.894 | 43.792 | 45.161 | 46.75 | 48.65 | 51.298 | 54.044 | 56.784 | 59.407 | 61.734 | 63.941 | 65.548 | 66.931 | 67.975 | 68.661 | 69.187 | 69.262 | 69.237 | 69.376 | 69.485 | 69.65 | 69.626 | 69.496 | 69.325 | 69.095 | NPgN | GSP | NG FES - Leading the Way | Total peak demand (MW)
NG FES - Leading the Way | Dem_BB000a_NPgExtra | MW | NPgN | SPADEADAM | Total peak demand (MW) | KIELD01 and SPAD20 | 5.911 | 5.914 | 5.776 | 5.588 | 5.55 | 5.657 | 5.822 | 6.053 | 6.358 | 6.723 | 7.156 | 7.625 | 8.193 | 8.777 | 9.364 | 9.928 | 10.41 | 10.827 | 11.138 | 11.397 | 11.594 | 11.723 | 11.821 | 11.85 | 11.864 | 11.9 | 11.933 | 11.974 | 11.985 | 11.985 | 11.982 | 11.971 | NPgN | GSP | NG FES - Leading the Way | Total peak demand (MW)
NG FES - Leading the Way | Dem_BB000a_NPgExtra | MW | NPgN | SPENNYMOOR | Total peak demand (MW) | SPEN_1 | 214.319 | 214.19 | 213.276 | 208.661 | 203.819 | 203.357 | 204.53 | 208.649 | 214.673 | 223.16 | 232.909 | 247.905 | 263.012 | 278.448 | 293.713 | 318.26 | 330.922 | 342.76 | 351.282 | 358.584 | 364.056 | 367.518 | 370.108 | 370.287 | 369.93 | 370.466 | 370.86 | 371.601 | 371.292 | 370.567 | 369.702 | 368.527 | NPgN | GSP | NG FES - Leading the Way | Total peak demand (MW)
NG FES - Leading the Way | Dem_BB000a_NPgExtra | MW | NPgN | STELLA NORTH | Total peak demand (MW) | STEN_1 | 188.574 | 190.521 | 192.422 | 184.657 | 180.423 | 179.733 | 180.351 | 183.343 | 187.788 | 194.13 | 201.365 | 209.953 | 221.704 | 233.871 | 245.984 | 257.517 | 267.705 | 277.236 | 284.261 | 290.282 | 294.888 | 297.941 | 300.337 | 300.958 | 301.169 | 301.987 | 302.691 | 303.615 | 303.778 | 303.528 | 303.102 | 302.431 | NPgN | GSP | NG FES - Leading the Way | Total peak demand (MW)
NG FES - Leading the Way | Dem_BB000a_NPgExtra | MW | NPgN | STELLA SOUTH | Total peak demand (MW) | STES_1 | 250.741 | 250.904 | 257.074 | 258.81 | 254.622 | 252.857 | 252.038 | 252.966 | 255.01 | 258.493 | 262.786 | 270.394 | 279.635 | 289.096 | 298.435 | 313.805 | 321.494 | 328.622 | 333.777 | 338.187 | 341.502 | 343.552 | 345.113 | 345.34 | 345.26 | 345.691 | 346.036 | 346.565 | 346.517 | 346.182 | 345.654 | 344.901 | NPgN | GSP | NG FES - Leading the Way | Total peak demand (MW)
NG FES - Leading the Way | Dem_BB000a_NPgExtra | MW | NPgN | TYNEMOUTH | Total peak demand (MW) | TYNE_1 | 151.521 | 152.419 | 157.687 | 151.48 | 148.123 | 147.629 | 148.163 | 150.759 | 154.507 | 159.808 | 165.829 | 172.871 | 182.397 | 192.101 | 201.686 | 210.763 | 218.818 | 226.5 | 232.133 | 237.06 | 240.859 | 243.421 | 245.454 | 245.944 | 246.099 | 246.863 | 247.545 | 248.467 | 248.709 | 248.688 | 248.603 | 248.334 | NPgN | GSP | NG FES - Leading the Way | Total peak demand (MW)
NG FES - Leading the Way | Dem_BB000a_NPgExtra | MW | NPgN | WEST BOLDON | Total peak demand (MW) | WBOL_6 | 217.538 | 221.337 | 241.839 | 233.047 | 228.14 | 227.131 | 227.489 | 230.589 | 235.217 | 241.913 | 249.55 | 258.553 | 270.638 | 282.964 | 295.137 | 306.663 | 316.877 | 326.642 | 333.72 | 339.887 | 344.57 | 347.628 | 349.996 | 350.324 | 350.202 | 350.879 | 351.441 | 352.303 | 352.273 | 351.833 | 351.229 | 350.351 | NPgN | GSP | NG FES - Leading the Way | Total peak demand (MW)
NG FES - Leading the Way | Dem_BB000a_NPgExtra | MW | NPgY | BRADFORD WEST | Total peak demand (MW) | BRAW_1 | 376.953 | 377.135 | 378.237 | 361.067 | 351.672 | 350.161 | 351.65 | 356.682 | 368.477 | 385.901 | 404.5 | 425.813 | 453.39 | 482.433 | 511.197 | 538.583 | 562.632 | 583.18 | 599.345 | 613.037 | 623.263 | 629.764 | 633.431 | 633.764 | 633.339 | 634.404 | 635.209 | 635.995 | 635.503 | 634.49 | 632.948 | 630.867 | NPgY | GSP | NG FES - Leading the Way | Total peak demand (MW)
NG FES - Leading the Way | Dem_BB000a_NPgExtra | MW | NPgY | CAMBLESFORTH | Total peak demand (MW) | CAMB_01 | 37.472 | 37.464 | 41.188 | 40.23 | 39.772 | 39.811 | 40.045 | 40.546 | 41.529 | 42.9 | 44.307 | 45.813 | 47.85 | 50.001 | 52.124 | 54.147 | 55.995 | 57.588 | 58.872 | 59.981 | 60.849 | 61.456 | 61.857 | 62.023 | 62.138 | 62.359 | 62.566 | 62.776 | 62.892 | 62.982 | 63.029 | 63.034 | NPgY | GSP | NG FES - Leading the Way | Total peak demand (MW)
NG FES - Leading the Way | Dem_BB000a_NPgExtra | MW | NPgY | CREYKE BECK | Total peak demand (MW) | CREB_1 | 414.361 | 414.988 | 423.559 | 408.062 | 399.503 | 397.778 | 398.495 | 402.392 | 411.934 | 426.001 | 440.795 | 457.579 | 481.201 | 506.097 | 530.809 | 554.364 | 575.375 | 593.332 | 607.643 | 619.857 | 629.169 | 635.42 | 639.307 | 640.432 | 640.959 | 642.658 | 644.152 | 645.627 | 646.036 | 646.084 | 645.73 | 644.95 | NPgY | GSP | NG FES - Leading the Way | Total peak demand (MW)
NG FES - Leading the Way | Dem_BB000a_NPgExtra | MW | NPgY | DRAX | Total peak demand (MW) | DRAX_YEDL | 49.484 | 49.562 | 51.961 | 50.706 | 50.21 | 50.467 | 51.055 | 52.108 | 53.733 | 55.845 | 58.057 | 60.423 | 63.66 | 67.044 | 70.356 | 73.459 | 76.265 | 78.636 | 80.518 | 82.116 | 83.359 | 84.178 | 84.743 | 85.029 | 85.25 | 85.59 | 85.895 | 86.192 | 86.376 | 86.52 | 86.585 | 86.585 | NPgY | GSP | NG FES - Leading the Way | Total peak demand (MW)
NG FES - Leading the Way | Dem_BB000a_NPgExtra | MW | NPgY | ELLAND | Total peak demand (MW) | ELLA_1 | 325.196 | 328.172 | 326.503 | 317.868 | 309.655 | 307.178 | 306.789 | 308.848 | 315.689 | 326.464 | 338.057 | 358.167 | 376.965 | 396.778 | 416.427 | 453.976 | 470.452 | 484.536 | 495.648 | 505.081 | 512.145 | 516.678 | 519.257 | 519.528 | 519.27 | 520.032 | 520.598 | 521.127 | 520.772 | 519.958 | 518.701 | 517.051 | NPgY | GSP | NG FES - Leading the Way | Total peak demand (MW)
NG FES - Leading the Way | Dem_BB000a_NPgExtra | MW | NPgY | FERRYBRIDGE A | Total peak demand (MW) | FERRA2 | 89.438 | 89.529 | 123.391 | 128.709 | 127.288 | 127.565 | 128.528 | 130.392 | 133.598 | 137.947 | 142.508 | 139.223 | 145.816 | 152.617 | 159.287 | 165.545 | 171.078 | 175.808 | 179.566 | 182.831 | 185.349 | 187.005 | 188.052 | 188.391 | 188.572 | 189.1 | 189.562 | 190.024 | 190.197 | 190.274 | 190.197 | 189.979 | NPgY | GSP | NG FES - Leading the Way | Total peak demand (MW)
NG FES - Leading the Way | Dem_BB000a_NPgExtra | MW | NPgY | FERRYBRIDGE B | Total peak demand (MW) | FERRB9 | 258.837 | 258.192 | 273.247 | 271.038 | 266.502 | 265.635 | 266.218 | 268.656 | 274.101 | 282.024 | 290.48 | 308.053 | 322.041 | 336.661 | 351.102 | 386.431 | 398.554 | 408.911 | 417.173 | 424.279 | 429.779 | 433.467 | 435.812 | 436.614 | 437.079 | 438.251 | 439.284 | 440.314 | 440.719 | 440.926 | 440.836 | 440.465 | NPgY | GSP | NG FES - Leading the Way | Total peak demand (MW)
NG FES - Leading the Way | Dem_BB000a_NPgExtra | MW | NPgY | GRIMSBY WEST | Total peak demand (MW) | GRIW_1 | 211.364 | 210.16 | 219.592 | 213.489 | 209.773 | 208.414 | 208.025 | 208.864 | 212.164 | 217.545 | 223.303 | 229.99 | 240.018 | 250.435 | 260.666 | 270.276 | 278.691 | 285.833 | 291.393 | 296.122 | 299.611 | 301.708 | 302.827 | 302.805 | 302.522 | 302.796 | 302.984 | 303.179 | 302.925 | 302.504 | 301.781 | 300.81 | NPgY | GSP | NG FES - Leading the Way | Total peak demand (MW)
NG FES - Leading the Way | Dem_BB000a_NPgExtra | MW | NPgY | JORDANTHORPE | Total peak demand (MW) | JORD_3 | 54.139 | 54.212 | 53.644 | 51.572 | 50.591 | 50.681 | 51.183 | 52.191 | 54.183 | 57.03 | 60.094 | 63.587 | 67.76 | 72.066 | 76.277 | 80.21 | 83.641 | 86.546 | 88.814 | 90.747 | 92.189 | 93.051 | 93.525 | 93.545 | 93.456 | 93.584 | 93.67 | 93.749 | 93.644 | 93.466 | 93.212 | 92.873 | NPgY | GSP | NG FES - Leading the Way | Total peak demand (MW)
NG FES - Leading the Way | Dem_BB000a_NPgExtra | MW | NPgY | KEADBY | Total peak demand (MW) | KEAD_YEDL | 386.787 | 388.506 | 397.899 | 391.166 | 388.019 | 388.265 | 389.845 | 393.466 | 400.228 | 409.621 | 419.394 | 430.013 | 445.213 | 461.2 | 476.918 | 491.782 | 505.253 | 516.742 | 525.914 | 533.75 | 539.843 | 543.955 | 546.692 | 547.874 | 548.711 | 550.187 | 551.53 | 552.856 | 553.557 | 554.045 | 554.254 | 554.183 | NPgY | GSP | NG FES - Leading the Way | Total peak demand (MW)
NG FES - Leading the Way | Dem_BB000a_NPgExtra | MW | NPgY | KIRKSTALL B | Total peak demand (MW) | KIRKB1 | 224.561 | 223.895 | 230.34 | 223.422 | 218.628 | 215.961 | 213.973 | 212.841 | 213.607 | 215.686 | 217.63 | 220.044 | 225.619 | 231.281 | 236.801 | 242.038 | 246.751 | 250.908 | 254.307 | 257.414 | 259.803 | 261.509 | 262.418 | 262.35 | 262.093 | 262.385 | 262.628 | 262.911 | 262.771 | 262.538 | 262.168 | 261.661 | NPgY | GSP | NG FES - Leading the Way | Total peak demand (MW)
NG FES - Leading the Way | Dem_BB000a_NPgExtra | MW | NPgY | NEEPSEND | Total peak demand (MW) | NEEP_3 | 75.08 | 75.407 | 77.528 | 74.099 | 72.252 | 71.98 | 72.3 | 73.328 | 75.641 | 79.061 | 82.796 | 87.105 | 92.613 | 98.383 | 104.085 | 109.477 | 114.16 | 118.119 | 121.196 | 123.771 | 125.669 | 126.801 | 127.407 | 127.401 | 127.251 | 127.367 | 127.428 | 127.476 | 127.289 | 127.009 | 126.634 | 126.15 | NPgY | GSP | NG FES - Leading the Way | Total peak demand (MW)
NG FES - Leading the Way | Dem_BB000a_NPgExtra | MW | NPgY | NORTON LEES | Total peak demand (MW) | NORL_3 | 56.701 | 56.778 | 55.481 | 52.934 | 51.749 | 51.903 | 52.596 | 53.963 | 56.719 | 60.661 | 64.865 | 69.642 | 75.383 | 81.333 | 87.186 | 92.703 | 97.512 | 101.636 | 104.886 | 107.672 | 109.76 | 111.06 | 111.803 | 111.888 | 111.813 | 112.06 | 112.249 | 112.43 | 112.342 | 112.096 | 111.711 | 111.202 | NPgY | GSP | NG FES - Leading the Way | Total peak demand (MW)
NG FES - Leading the Way | Dem_BB000a_NPgExtra | MW | NPgY | PITSMOOR 3/4 | Total peak demand (MW) | PITS_BB_B | 44.025 | 43.737 | 46.449 | 45.234 | 44.379 | 43.883 | 43.501 | 43.272 | 43.436 | 43.862 | 44.232 | 44.678 | 45.732 | 46.809 | 47.864 | 48.88 | 49.807 | 50.641 | 51.335 | 51.98 | 52.485 | 52.868 | 53.077 | 53.074 | 53.031 | 53.108 | 53.177 | 53.259 | 53.246 | 53.214 | 53.165 | 53.093 | NPgY | GSP | NG FES - Leading the Way | Total peak demand (MW)
NG FES - Leading the Way | Dem_BB000a_NPgExtra | MW | NPgY | SALTEND NORTH | Total peak demand (MW) | SALT_1 | 96.003 | 95.425 | 95.55 | 93.627 | 92.1 | 90.961 | 89.93 | 89.04 | 88.384 | 87.917 | 87.526 | 87.214 | 88.364 | 89.533 | 90.684 | 91.782 | 92.791 | 93.681 | 94.411 | 95.079 | 95.656 | 96.123 | 96.501 | 96.761 | 96.987 | 97.215 | 97.434 | 97.655 | 97.857 | 98.06 | 98.223 | 98.364 | NPgY | GSP | NG FES - Leading the Way | Total peak demand (MW)
NG FES - Leading the Way | Dem_BB000a_NPgExtra | MW | NPgY | SHEFFIELD CITY | Total peak demand (MW) | SHEC_3 | 82.508 | 83.69 | 94.086 | 91.917 | 90.202 | 88.934 | 87.804 | 86.862 | 86.379 | 86.196 | 85.966 | 85.825 | 86.99 | 88.2 | 89.398 | 90.555 | 91.6 | 92.512 | 93.256 | 93.924 | 94.431 | 94.795 | 94.957 | 94.881 | 94.762 | 94.764 | 94.756 | 94.757 | 94.65 | 94.525 | 94.379 | 94.207 | NPgY | GSP | NG FES - Leading the Way | Total peak demand (MW)
NG FES - Leading the Way | Dem_BB000a_NPgExtra | MW | NPgY | SKELTON GRANGE | Total peak demand (MW) | SKLGB1 | 519.479 | 520.599 | 559.455 | 542.205 | 529.838 | 526.088 | 525.56 | 528.8 | 538.962 | 554.848 | 572.22 | 596.976 | 625.748 | 655.942 | 685.893 | 727.039 | 751.837 | 772.887 | 789.396 | 803.318 | 813.662 | 820.104 | 823.66 | 823.846 | 823.277 | 824.216 | 824.873 | 825.498 | 824.813 | 823.669 | 821.926 | 819.587 | NPgY | GSP | NG FES - Leading the Way | Total peak demand (MW)
NG FES - Leading the Way | Dem_BB000a_NPgExtra | MW | NPgY | TEMPLEBOROUGH 275/33KV | Total peak demand (MW) | TEMP_3 | 18.546 | 18.448 | 18.93 | 18.608 | 18.337 | 18.114 | 17.903 | 17.71 | 17.554 | 17.426 | 17.3 | 17.184 | 17.388 | 17.594 | 17.797 | 17.996 | 18.185 | 18.363 | 18.522 | 18.678 | 18.822 | 18.952 | 19.068 | 19.162 | 19.252 | 19.349 | 19.446 | 19.546 | 19.64 | 19.736 | 19.828 | 19.919 | NPgY | GSP | NG FES - Leading the Way | Total peak demand (MW)
NG FES - Leading the Way | Dem_BB000a_NPgExtra | MW | NPgY | THURCROFT | Total peak demand (MW) | THUR_6 | 131.246 | 131.313 | 156.586 | 166.108 | 163.646 | 163.546 | 164.238 | 166.094 | 169.91 | 175.306 | 180.866 | 172.693 | 181.11 | 189.814 | 198.381 | 206.48 | 213.694 | 219.911 | 224.899 | 229.255 | 232.603 | 234.883 | 236.331 | 236.791 | 237.038 | 237.779 | 238.445 | 239.119 | 239.401 | 239.563 | 239.541 | 239.344 | NPgY | GSP | NG FES - Leading the Way | Total peak demand (MW)
NG FES - Leading the Way | Dem_BB000a_NPgExtra | MW | NPgY | WEST MELTON / THORPE MARSH | Total peak demand (MW) | WMEL_THOM | 461.243 | 459.786 | 475.246 | 467.49 | 459.866 | 456.929 | 455.72 | 456.874 | 462.331 | 471.315 | 480.908 | 498.161 | 517.576 | 537.912 | 558.135 | 594.102 | 611.255 | 626.053 | 638.016 | 648.424 | 656.591 | 662.344 | 666.204 | 667.866 | 669.07 | 671.307 | 673.389 | 675.497 | 676.728 | 677.717 | 678.353 | 678.637 | NPgY | GSP | NG FES - Leading the Way | Total peak demand (MW)
NG FES - Leading the Way | Dem_BB000a_NPgExtra | MW | NPgY | WEST MELTON SECTION 3 | Total peak demand (MW) | WMEL_BB3 | 224.121 | 225.913 | 226.195 | 219.855 | 215.37 | 216.008 | 218.491 | 223.373 | 232.065 | 243.929 | 256.51 | 275.053 | 292.433 | 310.623 | 328.628 | 357.814 | 372.932 | 385.885 | 396.195 | 405.051 | 411.84 | 416.368 | 419.19 | 420.008 | 420.378 | 421.653 | 422.752 | 423.831 | 424.122 | 424.122 | 423.788 | 423.116 | NPgY | GSP | NG FES - Leading the Way | Total peak demand (MW)
NG FES - Leading the Way | Dem_BB000a_NPgExtra | MW | NPgY | WINCOBANK | Total peak demand (MW) | WIBA_3 | 31.336 | 31.064 | 57.761 | 57.056 | 56.479 | 56.026 | 55.612 | 55.257 | 55.038 | 54.899 | 54.737 | 54.597 | 54.976 | 55.363 | 55.745 | 56.113 | 56.454 | 56.755 | 57.013 | 57.256 | 57.46 | 57.626 | 57.729 | 57.76 | 57.779 | 57.835 | 57.888 | 57.945 | 57.965 | 57.983 | 57.991 | 57.991 | NPgY | GSP | NG FES - Leading the Way | Total peak demand (MW)
NG FES - Leading the Way | Dem_BB000e_NPgExtra | MWh | NPgN | BLYTH 66kV | Electrolysers (MWh) | BLYTB1 | 0 | 0 | 12.252 | 21.641 | 34.043 | 50.359 | 71.77 | 99.882 | 136.721 | 185.014 | 248.234 | 330.921 | 438.868 | 579.533 | 762.352 | 999.151 | 1304.544 | 1696.186 | 2194.793 | 2823.638 | 3607.165 | 4568.59 | 5725.802 | 7085.726 | 8637.919 | 10348.755 | 12159.433 | 13989.974 | 15750.882 | 17359.596 | 17911.542 | 17861.267 | NPgN | GSP | NG FES - Leading the Way | Electrolysers (MWh)
NG FES - Leading the Way | Dem_BB000e_NPgExtra | MWh | NPgN | BLYTH 132kV | Electrolysers (MWh) | BLYTH132 | 0 | 0 | 8.577 | 15.149 | 23.83 | 35.251 | 50.239 | 69.917 | 95.705 | 129.51 | 173.764 | 231.645 | 307.208 | 405.673 | 533.646 | 699.406 | 913.181 | 1187.33 | 1536.355 | 1976.547 | 2525.015 | 3198.013 | 4008.061 | 4960.008 | 6046.543 | 7244.129 | 8511.603 | 9792.982 | 11025.617 | 12151.717 | 12538.079 | 12502.887 | NPgN | GSP | NG FES - Leading the Way | Electrolysers (MWh)
NG FES - Leading the Way | Dem_BB000e_NPgExtra | MWh | NPgN | FOURSTONES | Electrolysers (MWh) | FOUR_1 | 0 | 0 | 1.225 | 2.164 | 3.404 | 5.036 | 7.177 | 9.988 | 13.672 | 18.501 | 24.823 | 33.092 | 43.887 | 57.953 | 76.235 | 99.915 | 130.454 | 169.619 | 219.479 | 282.364 | 360.716 | 456.859 | 572.58 | 708.573 | 863.792 | 1034.876 | 1215.943 | 1398.997 | 1575.088 | 1735.96 | 1791.154 | 1786.127 | NPgN | GSP | NG FES - Leading the Way | Electrolysers (MWh)
NG FES - Leading the Way | Dem_BB000e_NPgExtra | MWh | NPgN | HARTMOOR | Electrolysers (MWh) | HARM_6 | 0 | 0 | 1.768 | 3.122 | 4.912 | 7.265 | 10.354 | 14.41 | 19.725 | 26.693 | 35.813 | 47.743 | 63.317 | 83.611 | 109.987 | 144.15 | 188.21 | 244.713 | 316.649 | 407.374 | 520.416 | 659.123 | 826.077 | 1022.277 | 1246.216 | 1493.043 | 1754.275 | 2018.372 | 2272.423 | 2504.516 | 2584.147 | 2576.894 | NPgN | GSP | NG FES - Leading the Way | Electrolysers (MWh)
NG FES - Leading the Way | Dem_BB000e_NPgExtra | MWh | NPgN | HAWTHORN PIT GRID | Electrolysers (MWh) | HAWP_6 | 0 | 0 | 1.532 | 2.705 | 4.255 | 6.295 | 8.971 | 12.485 | 17.09 | 23.127 | 31.029 | 41.365 | 54.859 | 72.442 | 95.294 | 124.894 | 163.068 | 212.023 | 274.349 | 352.955 | 450.896 | 571.074 | 715.725 | 885.716 | 1079.74 | 1293.594 | 1519.929 | 1748.747 | 1968.86 | 2169.949 | 2238.943 | 2232.658 | NPgN | GSP | NG FES - Leading the Way | Electrolysers (MWh)
NG FES - Leading the Way | Dem_BB000e_NPgExtra | MWh | NPgN | KNARESBOROUGH | Electrolysers (MWh) | KNARE_111 | 0 | 0 | 35.47 | 62.651 | 98.556 | 145.789 | 207.774 | 289.158 | 395.807 | 535.616 | 718.637 | 958.017 | 1270.524 | 1677.747 | 2207.009 | 2892.543 | 3776.655 | 4910.459 | 6353.926 | 8174.432 | 10442.743 | 13226.069 | 16576.197 | 20513.175 | 25006.774 | 29959.646 | 35201.559 | 40500.975 | 45598.804 | 50256.03 | 51853.914 | 51708.369 | NPgN | GSP | NG FES - Leading the Way | Electrolysers (MWh)
NG FES - Leading the Way | Dem_BB000e_NPgExtra | MWh | NPgN | LACKENBY | Electrolysers (MWh) | LACK_6 | 0 | 0 | 1.593 | 2.813 | 4.426 | 6.547 | 9.33 | 12.985 | 17.774 | 24.052 | 32.27 | 43.02 | 57.053 | 75.339 | 99.106 | 129.89 | 169.591 | 220.504 | 285.323 | 367.073 | 468.931 | 593.917 | 744.354 | 921.144 | 1122.929 | 1345.338 | 1580.726 | 1818.697 | 2047.615 | 2256.747 | 2328.5 | 2321.965 | NPgN | GSP | NG FES - Leading the Way | Electrolysers (MWh)
NG FES - Leading the Way | Dem_BB000e_NPgExtra | MWh | NPgN | NORTON | Electrolysers (MWh) | NORT_1 | 0 | 0 | 36.879 | 65.14 | 102.471 | 151.58 | 216.027 | 300.645 | 411.53 | 556.893 | 747.184 | 996.073 | 1320.994 | 1744.394 | 2294.68 | 3007.446 | 3926.678 | 5105.52 | 6606.327 | 8499.15 | 10857.567 | 13751.457 | 17234.664 | 21328.034 | 26000.135 | 31149.753 | 36599.894 | 42109.822 | 47410.155 | 52252.383 | 53913.741 | 53762.415 | NPgN | GSP | NG FES - Leading the Way | Electrolysers (MWh)
NG FES - Leading the Way | Dem_BB000e_NPgExtra | MWh | NPgN | OFFERTON | Electrolysers (MWh) | OFFE_3 | 0 | 0 | 0 | 0 | 0 | 0 | 0 | 0 | 0 | 0 | 0 | 0 | 0 | 0 | 0 | 0 | 0 | 0 | 0 | 0 | 0 | 0 | 0 | 0 | 0 | 0 | 0 | 0 | 0 | 0 | 0 | 0 | NPgN | GSP | NG FES - Leading the Way | Electrolysers (MWh)
NG FES - Leading the Way | Dem_BB000e_NPgExtra | MWh | NPgN | OSBALDWICK | Electrolysers (MWh) | OSBA_1 | 0 | 0 | 19.91 | 35.167 | 55.321 | 81.833 | 116.626 | 162.308 | 222.171 | 300.648 | 403.38 | 537.747 | 713.161 | 941.741 | 1238.822 | 1623.621 | 2119.884 | 2756.303 | 3566.539 | 4588.412 | 5861.643 | 7423.959 | 9304.428 | 11514.304 | 14036.618 | 16816.727 | 19759.079 | 22733.708 | 25595.183 | 28209.343 | 29106.256 | 29024.559 | NPgN | GSP | NG FES - Leading the Way | Electrolysers (MWh)
NG FES - Leading the Way | Dem_BB000e_NPgExtra | MWh | NPgN | POPPLETON | Electrolysers (MWh) | POPP_3 | 0 | 0 | 3.492 | 6.168 | 9.702 | 14.352 | 20.454 | 28.466 | 38.965 | 52.729 | 70.747 | 94.313 | 125.078 | 165.167 | 217.27 | 284.758 | 371.795 | 483.413 | 625.516 | 804.737 | 1028.042 | 1302.048 | 1631.854 | 2019.432 | 2461.807 | 2949.395 | 3465.438 | 3987.143 | 4489.001 | 4947.485 | 5104.789 | 5090.461 | NPgN | GSP | NG FES - Leading the Way | Electrolysers (MWh)
NG FES - Leading the Way | Dem_BB000e_NPgExtra | MWh | NPgN | SALTHOLME | Electrolysers (MWh) | SALH_1 | 0 | 0 | 0 | 0 | 0 | 0 | 0 | 0 | 0 | 0 | 0 | 0 | 0 | 0 | 0 | 0 | 0 | 0 | 0 | 0 | 0 | 0 | 0 | 0 | 0 | 0 | 0 | 0 | 0 | 0 | 0 | 0 | NPgN | GSP | NG FES - Leading the Way | Electrolysers (MWh)
NG FES - Leading the Way | Dem_BB000e_NPgExtra | MWh | NPgN | SOUTH SHIELDS | Electrolysers (MWh) | SSHI_3 | 0 | 0 | 0 | 0 | 0 | 0 | 0 | 0 | 0 | 0 | 0 | 0 | 0 | 0 | 0 | 0 | 0 | 0 | 0 | 0 | 0 | 0 | 0 | 0 | 0 | 0 | 0 | 0 | 0 | 0 | 0 | 0 | NPgN | GSP | NG FES - Leading the Way | Electrolysers (MWh)
NG FES - Leading the Way | Dem_BB000e_NPgExtra | MWh | NPgN | SPADEADAM | Electrolysers (MWh) | KIELD01 and SPAD20 | 0 | 0 | 1.838 | 3.246 | 5.107 | 7.554 | 10.765 | 14.982 | 20.508 | 27.752 | 37.235 | 49.638 | 65.83 | 86.93 | 114.353 | 149.873 | 195.682 | 254.428 | 329.219 | 423.546 | 541.075 | 685.289 | 858.87 | 1062.859 | 1295.688 | 1552.313 | 1823.915 | 2098.496 | 2362.632 | 2603.939 | 2686.731 | 2679.19 | NPgN | GSP | NG FES - Leading the Way | Electrolysers (MWh)
NG FES - Leading the Way | Dem_BB000e_NPgExtra | MWh | NPgN | SPENNYMOOR | Electrolysers (MWh) | SPEN_1 | 0 | 0 | 36.757 | 64.924 | 102.13 | 151.077 | 215.309 | 299.646 | 410.162 | 555.043 | 744.701 | 992.764 | 1316.605 | 1738.598 | 2287.056 | 2997.454 | 3913.632 | 5088.559 | 6584.379 | 8470.914 | 10821.495 | 13705.771 | 17177.406 | 21257.177 | 25913.756 | 31046.266 | 36478.3 | 41969.922 | 47252.646 | 52078.787 | 53734.626 | 53583.802 | NPgN | GSP | NG FES - Leading the Way | Electrolysers (MWh)
NG FES - Leading the Way | Dem_BB000e_NPgExtra | MWh | NPgN | STELLA NORTH | Electrolysers (MWh) | STEN_1 | 0 | 0 | 0.98 | 1.731 | 2.723 | 4.029 | 5.742 | 7.991 | 10.938 | 14.801 | 19.859 | 26.474 | 35.109 | 46.363 | 60.988 | 79.932 | 104.364 | 135.695 | 175.583 | 225.891 | 288.573 | 365.487 | 458.064 | 566.858 | 691.033 | 827.9 | 972.755 | 1119.198 | 1260.071 | 1388.768 | 1432.923 | 1428.901 | NPgN | GSP | NG FES - Leading the Way | Electrolysers (MWh)
NG FES - Leading the Way | Dem_BB000e_NPgExtra | MWh | NPgN | STELLA SOUTH | Electrolysers (MWh) | STES_1 | 0 | 0 | 3.921 | 6.925 | 10.894 | 16.115 | 22.966 | 31.962 | 43.751 | 59.205 | 79.435 | 105.895 | 140.438 | 185.45 | 243.953 | 319.728 | 417.454 | 542.78 | 702.334 | 903.564 | 1154.293 | 1461.949 | 1832.257 | 2267.432 | 2764.134 | 3311.602 | 3891.019 | 4476.792 | 5040.282 | 5555.071 | 5731.693 | 5715.606 | NPgN | GSP | NG FES - Leading the Way | Electrolysers (MWh)
NG FES - Leading the Way | Dem_BB000e_NPgExtra | MWh | NPgN | TYNEMOUTH | Electrolysers (MWh) | TYNE_1 | 0 | 0 | 0 | 0 | 0 | 0 | 0 | 0 | 0 | 0 | 0 | 0 | 0 | 0 | 0 | 0 | 0 | 0 | 0 | 0 | 0 | 0 | 0 | 0 | 0 | 0 | 0 | 0 | 0 | 0 | 0 | 0 | NPgN | GSP | NG FES - Leading the Way | Electrolysers (MWh)
NG FES - Leading the Way | Dem_BB000e_NPgExtra | MWh | NPgN | WEST BOLDON | Electrolysers (MWh) | WBOL_6 | 0 | 0 | 0 | 0 | 0 | 0 | 0 | 0 | 0 | 0 | 0 | 0 | 0 | 0 | 0 | 0 | 0 | 0 | 0 | 0 | 0 | 0 | 0 | 0 | 0 | 0 | 0 | 0 | 0 | 0 | 0 | 0 | NPgN | GSP | NG FES - Leading the Way | Electrolysers (MWh)
NG FES - Leading the Way | Dem_BB000e_NPgExtra | MWh | NPgY | BRADFORD WEST | Electrolysers (MWh) | BRAW_1 | 0 | 0 | 18.039 | 31.862 | 50.122 | 74.143 | 105.666 | 147.055 | 201.292 | 272.394 | 365.471 | 487.211 | 646.14 | 853.238 | 1122.401 | 1471.037 | 1920.662 | 2497.272 | 3231.364 | 4157.204 | 5310.78 | 6726.273 | 8430.02 | 10432.217 | 12717.49 | 15236.331 | 17902.168 | 20597.248 | 23189.809 | 25558.296 | 26370.919 | 26296.901 | NPgY | GSP | NG FES - Leading the Way | Electrolysers (MWh)
NG FES - Leading the Way | Dem_BB000e_NPgExtra | MWh | NPgY | CAMBLESFORTH | Electrolysers (MWh) | CAMB_01 | 0 | 0 | 1.307 | 2.309 | 3.632 | 5.373 | 7.657 | 10.656 | 14.586 | 19.739 | 26.483 | 35.305 | 46.822 | 61.829 | 81.333 | 106.597 | 139.178 | 180.962 | 234.157 | 301.247 | 384.839 | 487.411 | 610.871 | 755.958 | 921.557 | 1104.082 | 1297.259 | 1492.554 | 1680.421 | 1852.05 | 1910.936 | 1905.573 | NPgY | GSP | NG FES - Leading the Way | Electrolysers (MWh)
NG FES - Leading the Way | Dem_BB000e_NPgExtra | MWh | NPgY | CREYKE BECK | Electrolysers (MWh) | CREB_1 | 0 | 0 | 58.692 | 103.667 | 163.077 | 241.232 | 343.796 | 478.461 | 654.929 | 886.267 | 1189.105 | 1585.2 | 2102.296 | 2776.116 | 3651.869 | 4786.2 | 6249.112 | 8125.182 | 10513.641 | 13525.974 | 17279.276 | 21884.758 | 27428.109 | 33942.503 | 41377.92 | 49573.281 | 58246.909 | 67015.684 | 75450.9 | 83157.066 | 85801.034 | 85560.205 | NPgY | GSP | NG FES - Leading the Way | Electrolysers (MWh)
NG FES - Leading the Way | Dem_BB000e_NPgExtra | MWh | NPgY | DRAX | Electrolysers (MWh) | DRAX_YEDL | 0 | 0 | 28.888 | 51.026 | 80.267 | 118.736 | 169.218 | 235.501 | 322.359 | 436.225 | 585.284 | 780.243 | 1034.761 | 1366.418 | 1797.468 | 2355.791 | 3075.843 | 3999.254 | 5174.866 | 6657.551 | 8504.945 | 10771.785 | 13500.25 | 16706.666 | 20366.415 | 24400.212 | 28669.414 | 32985.448 | 37137.303 | 40930.315 | 42231.689 | 42113.152 | NPgY | GSP | NG FES - Leading the Way | Electrolysers (MWh)
NG FES - Leading the Way | Dem_BB000e_NPgExtra | MWh | NPgY | ELLAND | Electrolysers (MWh) | ELLA_1 | 0 | 0 | 12.418 | 21.934 | 34.504 | 51.04 | 72.741 | 101.233 | 138.571 | 187.518 | 251.592 | 335.399 | 444.807 | 587.374 | 772.667 | 1012.67 | 1322.195 | 1719.136 | 2224.49 | 2861.843 | 3655.972 | 4630.405 | 5803.275 | 7181.599 | 8754.794 | 10488.779 | 12323.956 | 14179.265 | 15963.999 | 17594.479 | 18153.894 | 18102.939 | NPgY | GSP | NG FES - Leading the Way | Electrolysers (MWh)
NG FES - Leading the Way | Dem_BB000e_NPgExtra | MWh | NPgY | FERRYBRIDGE A | Electrolysers (MWh) | FERRA2 | 0 | 0 | 7.059 | 12.468 | 19.613 | 29.012 | 41.347 | 57.543 | 78.767 | 106.589 | 143.01 | 190.648 | 252.837 | 333.876 | 439.2 | 575.623 | 751.564 | 977.193 | 1264.447 | 1626.732 | 2078.131 | 2632.02 | 3298.704 | 4082.172 | 4976.409 | 5962.043 | 7005.196 | 8059.793 | 9074.273 | 10001.072 | 10319.055 | 10290.092 | NPgY | GSP | NG FES - Leading the Way | Electrolysers (MWh)
NG FES - Leading the Way | Dem_BB000e_NPgExtra | MWh | NPgY | FERRYBRIDGE B | Electrolysers (MWh) | FERRB9 | 0 | 0 | 30.588 | 54.027 | 84.989 | 125.72 | 179.172 | 249.354 | 341.322 | 461.885 | 619.712 | 826.14 | 1095.629 | 1446.795 | 1903.201 | 2494.367 | 3256.775 | 4234.504 | 5479.269 | 7049.171 | 9005.235 | 11405.42 | 14294.382 | 17689.412 | 21564.439 | 25835.518 | 30355.85 | 34925.769 | 39321.85 | 43337.981 | 44715.906 | 44590.397 | NPgY | GSP | NG FES - Leading the Way | Electrolysers (MWh)
NG FES - Leading the Way | Dem_BB000e_NPgExtra | MWh | NPgY | GRIMSBY WEST | Electrolysers (MWh) | GRIW_1 | 0 | 0 | 9.281 | 16.393 | 25.787 | 38.146 | 54.364 | 75.659 | 103.563 | 140.145 | 188.032 | 250.666 | 332.434 | 438.985 | 577.467 | 756.838 | 988.167 | 1284.828 | 1662.513 | 2138.851 | 2732.358 | 3460.619 | 4337.184 | 5367.3 | 6543.056 | 7838.982 | 9210.536 | 10597.135 | 11930.989 | 13149.558 | 13567.647 | 13529.565 | NPgY | GSP | NG FES - Leading the Way | Electrolysers (MWh)
NG FES - Leading the Way | Dem_BB000e_NPgExtra | MWh | NPgY | JORDANTHORPE | Electrolysers (MWh) | JORD_3 | 0 | 0 | 0 | 0 | 0 | 0 | 0 | 0 | 0 | 0 | 0 | 0 | 0 | 0 | 0 | 0 | 0 | 0 | 0 | 0 | 0 | 0 | 0 | 0 | 0 | 0 | 0 | 0 | 0 | 0 | 0 | 0 | NPgY | GSP | NG FES - Leading the Way | Electrolysers (MWh)
NG FES - Leading the Way | Dem_BB000e_NPgExtra | MWh | NPgY | KEADBY | Electrolysers (MWh) | KEAD_YEDL | 0 | 0 | 35.163 | 62.108 | 97.701 | 144.524 | 205.971 | 286.651 | 392.374 | 530.971 | 712.404 | 949.708 | 1259.505 | 1663.196 | 2187.868 | 2867.456 | 3743.9 | 4867.87 | 6298.818 | 8103.535 | 10352.172 | 13111.359 | 16432.431 | 20335.264 | 24789.89 | 29699.805 | 34896.255 | 40149.708 | 45203.323 | 49820.157 | 51404.183 | 51259.9 | NPgY | GSP | NG FES - Leading the Way | Electrolysers (MWh)
NG FES - Leading the Way | Dem_BB000e_NPgExtra | MWh | NPgY | KIRKSTALL B | Electrolysers (MWh) | KIRKB1 | 0 | 0 | 0 | 0 | 0 | 0 | 0 | 0 | 0 | 0 | 0 | 0 | 0 | 0 | 0 | 0 | 0 | 0 | 0 | 0 | 0 | 0 | 0 | 0 | 0 | 0 | 0 | 0 | 0 | 0 | 0 | 0 | NPgY | GSP | NG FES - Leading the Way | Electrolysers (MWh)
NG FES - Leading the Way | Dem_BB000e_NPgExtra | MWh | NPgY | NEEPSEND | Electrolysers (MWh) | NEEP_3 | 0 | 0 | 0 | 0 | 0 | 0 | 0 | 0 | 0 | 0 | 0 | 0 | 0 | 0 | 0 | 0 | 0 | 0 | 0 | 0 | 0 | 0 | 0 | 0 | 0 | 0 | 0 | 0 | 0 | 0 | 0 | 0 | NPgY | GSP | NG FES - Leading the Way | Electrolysers (MWh)
NG FES - Leading the Way | Dem_BB000e_NPgExtra | MWh | NPgY | NORTON LEES | Electrolysers (MWh) | NORL_3 | 0 | 0 | 0 | 0 | 0 | 0 | 0 | 0 | 0 | 0 | 0 | 0 | 0 | 0 | 0 | 0 | 0 | 0 | 0 | 0 | 0 | 0 | 0 | 0 | 0 | 0 | 0 | 0 | 0 | 0 | 0 | 0 | NPgY | GSP | NG FES - Leading the Way | Electrolysers (MWh)
NG FES - Leading the Way | Dem_BB000e_NPgExtra | MWh | NPgY | PITSMOOR 3/4 | Electrolysers (MWh) | PITS_BB_B | 0 | 0 | 0 | 0 | 0 | 0 | 0 | 0 | 0 | 0 | 0 | 0 | 0 | 0 | 0 | 0 | 0 | 0 | 0 | 0 | 0 | 0 | 0 | 0 | 0 | 0 | 0 | 0 | 0 | 0 | 0 | 0 | NPgY | GSP | NG FES - Leading the Way | Electrolysers (MWh)
NG FES - Leading the Way | Dem_BB000e_NPgExtra | MWh | NPgY | SALTEND NORTH | Electrolysers (MWh) | SALT_1 | 0 | 0 | 1.307 | 2.309 | 3.632 | 5.373 | 7.657 | 10.656 | 14.586 | 19.739 | 26.483 | 35.305 | 46.822 | 61.829 | 81.333 | 106.597 | 139.178 | 180.962 | 234.157 | 301.247 | 384.839 | 487.411 | 610.871 | 755.958 | 921.557 | 1104.082 | 1297.259 | 1492.554 | 1680.421 | 1852.05 | 1910.936 | 1905.573 | NPgY | GSP | NG FES - Leading the Way | Electrolysers (MWh)
NG FES - Leading the Way | Dem_BB000e_NPgExtra | MWh | NPgY | SHEFFIELD CITY | Electrolysers (MWh) | SHEC_3 | 0 | 0 | 0 | 0 | 0 | 0 | 0 | 0 | 0 | 0 | 0 | 0 | 0 | 0 | 0 | 0 | 0 | 0 | 0 | 0 | 0 | 0 | 0 | 0 | 0 | 0 | 0 | 0 | 0 | 0 | 0 | 0 | NPgY | GSP | NG FES - Leading the Way | Electrolysers (MWh)
NG FES - Leading the Way | Dem_BB000e_NPgExtra | MWh | NPgY | SKELTON GRANGE | Electrolysers (MWh) | SKLGB1 | 0 | 0 | 1.307 | 2.309 | 3.632 | 5.373 | 7.657 | 10.656 | 14.586 | 19.739 | 26.483 | 35.305 | 46.822 | 61.829 | 81.333 | 106.597 | 139.178 | 180.962 | 234.157 | 301.247 | 384.839 | 487.411 | 610.871 | 755.958 | 921.557 | 1104.082 | 1297.259 | 1492.554 | 1680.421 | 1852.05 | 1910.936 | 1905.573 | NPgY | GSP | NG FES - Leading the Way | Electrolysers (MWh)
NG FES - Leading the Way | Dem_BB000e_NPgExtra | MWh | NPgY | TEMPLEBOROUGH 275/33KV | Electrolysers (MWh) | TEMP_3 | 0 | 0 | 0 | 0 | 0 | 0 | 0 | 0 | 0 | 0 | 0 | 0 | 0 | 0 | 0 | 0 | 0 | 0 | 0 | 0 | 0 | 0 | 0 | 0 | 0 | 0 | 0 | 0 | 0 | 0 | 0 | 0 | NPgY | GSP | NG FES - Leading the Way | Electrolysers (MWh)
NG FES - Leading the Way | Dem_BB000e_NPgExtra | MWh | NPgY | THURCROFT | Electrolysers (MWh) | THUR_6 | 0 | 0 | 36.078 | 63.724 | 100.243 | 148.285 | 211.331 | 294.11 | 402.584 | 544.788 | 730.942 | 974.422 | 1292.28 | 1706.476 | 2244.801 | 2942.074 | 3841.325 | 4994.544 | 6462.728 | 8314.407 | 10621.56 | 13452.546 | 16860.041 | 20864.434 | 25434.98 | 30472.662 | 35804.336 | 41194.496 | 46379.618 | 51116.593 | 52741.838 | 52593.801 | NPgY | GSP | NG FES - Leading the Way | Electrolysers (MWh)
NG FES - Leading the Way | Dem_BB000e_NPgExtra | MWh | NPgY | WEST MELTON / THORPE MARSH | Electrolysers (MWh) | WMEL_THOM | 0 | 0 | 25.49 | 45.023 | 70.824 | 104.767 | 149.31 | 207.795 | 284.435 | 384.904 | 516.427 | 688.45 | 913.024 | 1205.663 | 1586.001 | 2078.639 | 2713.98 | 3528.754 | 4566.058 | 5874.31 | 7504.363 | 9504.516 | 11911.985 | 14741.176 | 17970.366 | 21529.598 | 25296.542 | 29104.807 | 32768.208 | 36114.984 | 37263.255 | 37158.664 | NPgY | GSP | NG FES - Leading the Way | Electrolysers (MWh)
NG FES - Leading the Way | Dem_BB000e_NPgExtra | MWh | NPgY | WEST MELTON SECTION 3 | Electrolysers (MWh) | WMEL_BB3 | 0 | 0 | 13.202 | 23.319 | 36.683 | 54.264 | 77.335 | 107.627 | 147.323 | 199.361 | 267.483 | 356.582 | 472.9 | 624.471 | 821.467 | 1076.629 | 1405.702 | 1827.713 | 2364.984 | 3042.591 | 3886.875 | 4922.852 | 6169.797 | 7635.173 | 9307.728 | 11151.228 | 13102.311 | 15074.798 | 16972.252 | 18705.71 | 19300.455 | 19246.282 | NPgY | GSP | NG FES - Leading the Way | Electrolysers (MWh)
NG FES - Leading the Way | Dem_BB000e_NPgExtra | MWh | NPgY | WINCOBANK | Electrolysers (MWh) | WIBA_3 | 0 | 0 | 0 | 0 | 0 | 0 | 0 | 0 | 0 | 0 | 0 | 0 | 0 | 0 | 0 | 0 | 0 | 0 | 0 | 0 | 0 | 0 | 0 | 0 | 0 | 0 | 0 | 0 | 0 | 0 | 0 | 0 | NPgY | GSP | NG FES - Leading the Way | Electrolysers (MWh)
NG FES - Leading the Way | Dem_BB000f_NPgExtra | MWh | NPgN | BLYTH 66kV | Large industry (MWh) | BLYTB1 | 0 | 0 | 110.037 | 220.075 | 330.112 | 440.15 | 550.187 | 737.493 | 924.798 | 1112.104 | 1299.409 | 1486.715 | 1795.286 | 2103.858 | 2412.43 | 2721.001 | 3029.573 | 3437.098 | 3844.623 | 4252.148 | 4659.673 | 5067.198 | 5862.543 | 6657.887 | 7453.232 | 8248.577 | 9043.921 | 9043.921 | 9043.921 | 9043.921 | 9043.921 | 9043.921 | NPgN | GSP | NG FES - Leading the Way | Large industry (MWh)
NG FES - Leading the Way | Dem_BB000f_NPgExtra | MWh | NPgN | BLYTH 132kV | Large industry (MWh) | BLYTH132 | 0 | 0 | 0 | 0 | 0 | 0 | 0 | 0 | 0 | 0 | 0 | 0 | 0 | 0 | 0 | 0 | 0 | 0 | 0 | 0 | 0 | 0 | 0 | 0 | 0 | 0 | 0 | 0 | 0 | 0 | 0 | 0 | NPgN | GSP | NG FES - Leading the Way | Large industry (MWh)
NG FES - Leading the Way | Dem_BB000f_NPgExtra | MWh | NPgN | FOURSTONES | Large industry (MWh) | FOUR_1 | 0 | 0 | 0 | 0 | 0 | 0 | 0 | 0 | 0 | 0 | 0 | 0 | 0 | 0 | 0 | 0 | 0 | 0 | 0 | 0 | 0 | 0 | 0 | 0 | 0 | 0 | 0 | 0 | 0 | 0 | 0 | 0 | NPgN | GSP | NG FES - Leading the Way | Large industry (MWh)
NG FES - Leading the Way | Dem_BB000f_NPgExtra | MWh | NPgN | HARTMOOR | Large industry (MWh) | HARM_6 | 0 | 0 | 3207.576 | 6415.153 | 9622.729 | 12830.305 | 16037.881 | 22654.608 | 29271.335 | 35888.062 | 42504.789 | 49121.516 | 57421.146 | 65720.776 | 74020.407 | 82320.037 | 90619.667 | 101243.474 | 111867.28 | 122491.087 | 133114.894 | 143738.701 | 164366.551 | 184994.4 | 205622.249 | 226250.099 | 246877.948 | 246877.948 | 246877.948 | 246877.948 | 246877.948 | 246877.948 | NPgN | GSP | NG FES - Leading the Way | Large industry (MWh)
NG FES - Leading the Way | Dem_BB000f_NPgExtra | MWh | NPgN | HAWTHORN PIT GRID | Large industry (MWh) | HAWP_6 | 0 | 0 | 56.89 | 113.78 | 170.67 | 227.559 | 284.449 | 381.287 | 478.125 | 574.963 | 671.801 | 768.638 | 928.171 | 1087.704 | 1247.237 | 1406.77 | 1566.303 | 1776.996 | 1987.688 | 2198.38 | 2409.072 | 2619.765 | 3030.962 | 3442.159 | 3853.356 | 4264.552 | 4675.749 | 4675.749 | 4675.749 | 4675.749 | 4675.749 | 4675.749 | NPgN | GSP | NG FES - Leading the Way | Large industry (MWh)
NG FES - Leading the Way | Dem_BB000f_NPgExtra | MWh | NPgN | KNARESBOROUGH | Large industry (MWh) | KNARE_111 | 0 | 0 | 277.193 | 554.387 | 831.58 | 1108.774 | 1385.967 | 1721.517 | 2057.067 | 2392.617 | 2728.167 | 3063.717 | 3740.257 | 4416.798 | 5093.338 | 5769.879 | 6446.419 | 6930.487 | 7414.555 | 7898.622 | 8382.69 | 8866.758 | 8866.758 | 8866.758 | 8866.758 | 8866.758 | 8866.758 | 8866.758 | 8866.758 | 8866.758 | 8866.758 | 8866.758 | NPgN | GSP | NG FES - Leading the Way | Large industry (MWh)
NG FES - Leading the Way | Dem_BB000f_NPgExtra | MWh | NPgN | LACKENBY | Large industry (MWh) | LACK_6 | 0 | 0 | 14334.076 | 28668.152 | 43002.228 | 57336.305 | 71670.381 | 95518.836 | 119367.291 | 143215.747 | 167064.202 | 190912.657 | 230699.983 | 270487.309 | 310274.635 | 350061.961 | 389849.286 | 440742.554 | 491635.821 | 542529.088 | 593422.355 | 644315.622 | 739824.039 | 835332.456 | 930840.872 | 1026349.289 | 1121857.705 | 1121857.705 | 1121857.705 | 1121857.705 | 1121857.705 | 1121857.705 | NPgN | GSP | NG FES - Leading the Way | Large industry (MWh)
NG FES - Leading the Way | Dem_BB000f_NPgExtra | MWh | NPgN | NORTON | Large industry (MWh) | NORT_1 | 0 | 0 | 16004.977 | 32009.954 | 48014.932 | 64019.909 | 80024.886 | 111789.216 | 143553.545 | 175317.874 | 207082.204 | 238846.533 | 281011.611 | 323176.689 | 365341.767 | 407506.846 | 449671.924 | 504040.183 | 558408.443 | 612776.702 | 667144.962 | 721513.221 | 827206.347 | 932899.472 | 1038592.597 | 1144285.722 | 1249978.847 | 1249978.847 | 1249978.847 | 1249978.847 | 1249978.847 | 1249978.847 | NPgN | GSP | NG FES - Leading the Way | Large industry (MWh)
NG FES - Leading the Way | Dem_BB000f_NPgExtra | MWh | NPgN | OFFERTON | Large industry (MWh) | OFFE_3 | 0 | 0 | 0 | 0 | 0 | 0 | 0 | 0 | 0 | 0 | 0 | 0 | 0 | 0 | 0 | 0 | 0 | 0 | 0 | 0 | 0 | 0 | 0 | 0 | 0 | 0 | 0 | 0 | 0 | 0 | 0 | 0 | NPgN | GSP | NG FES - Leading the Way | Large industry (MWh)
NG FES - Leading the Way | Dem_BB000f_NPgExtra | MWh | NPgN | OSBALDWICK | Large industry (MWh) | OSBA_1 | 0 | 0 | 4040.791 | 8081.582 | 12122.372 | 16163.163 | 20203.954 | 40298.698 | 60393.441 | 80488.185 | 100582.928 | 120677.672 | 124066.352 | 127455.032 | 130843.712 | 134232.392 | 137621.072 | 138241.998 | 138862.924 | 139483.85 | 140104.775 | 140725.701 | 140725.701 | 140725.701 | 140725.701 | 140725.701 | 140725.701 | 140725.701 | 140725.701 | 140725.701 | 140725.701 | 140725.701 | NPgN | GSP | NG FES - Leading the Way | Large industry (MWh)
NG FES - Leading the Way | Dem_BB000f_NPgExtra | MWh | NPgN | POPPLETON | Large industry (MWh) | POPP_3 | 0 | 0 | 0 | 0 | 0 | 0 | 0 | 0 | 0 | 0 | 0 | 0 | 0 | 0 | 0 | 0 | 0 | 0 | 0 | 0 | 0 | 0 | 0 | 0 | 0 | 0 | 0 | 0 | 0 | 0 | 0 | 0 | NPgN | GSP | NG FES - Leading the Way | Large industry (MWh)
NG FES - Leading the Way | Dem_BB000f_NPgExtra | MWh | NPgN | SALTHOLME | Large industry (MWh) | SALH_1 | 0 | 0 | 0 | 0 | 0 | 0 | 0 | 0 | 0 | 0 | 0 | 0 | 0 | 0 | 0 | 0 | 0 | 0 | 0 | 0 | 0 | 0 | 0 | 0 | 0 | 0 | 0 | 0 | 0 | 0 | 0 | 0 | NPgN | GSP | NG FES - Leading the Way | Large industry (MWh)
NG FES - Leading the Way | Dem_BB000f_NPgExtra | MWh | NPgN | SOUTH SHIELDS | Large industry (MWh) | SSHI_3 | 0 | 0 | 0 | 0 | 0 | 0 | 0 | 0 | 0 | 0 | 0 | 0 | 0 | 0 | 0 | 0 | 0 | 0 | 0 | 0 | 0 | 0 | 0 | 0 | 0 | 0 | 0 | 0 | 0 | 0 | 0 | 0 | NPgN | GSP | NG FES - Leading the Way | Large industry (MWh)
NG FES - Leading the Way | Dem_BB000f_NPgExtra | MWh | NPgN | SPADEADAM | Large industry (MWh) | KIELD01 and SPAD20 | 0 | 0 | 0 | 0 | 0 | 0 | 0 | 0 | 0 | 0 | 0 | 0 | 0 | 0 | 0 | 0 | 0 | 0 | 0 | 0 | 0 | 0 | 0 | 0 | 0 | 0 | 0 | 0 | 0 | 0 | 0 | 0 | NPgN | GSP | NG FES - Leading the Way | Large industry (MWh)
NG FES - Leading the Way | Dem_BB000f_NPgExtra | MWh | NPgN | SPENNYMOOR | Large industry (MWh) | SPEN_1 | 0 | 0 | 1482.719 | 2965.438 | 4448.157 | 5930.876 | 7413.595 | 9256.096 | 11098.598 | 12941.1 | 14783.602 | 16626.104 | 19471.178 | 22316.252 | 25161.326 | 28006.4 | 30851.474 | 33724.361 | 36597.247 | 39470.133 | 42343.019 | 45215.905 | 47286.957 | 49358.008 | 51429.06 | 53500.112 | 55571.163 | 55571.163 | 55571.163 | 55571.163 | 55571.163 | 55571.163 | NPgN | GSP | NG FES - Leading the Way | Large industry (MWh)
NG FES - Leading the Way | Dem_BB000f_NPgExtra | MWh | NPgN | STELLA NORTH | Large industry (MWh) | STEN_1 | 0 | 0 | 1528.17 | 3056.341 | 4584.511 | 6112.681 | 7640.852 | 11066.998 | 14493.145 | 17919.291 | 21345.437 | 24771.584 | 27830.184 | 30888.785 | 33947.385 | 37005.985 | 40064.586 | 42066.023 | 44067.461 | 46068.898 | 48070.336 | 50071.773 | 50071.773 | 50071.773 | 50071.773 | 50071.773 | 50071.773 | 50071.773 | 50071.773 | 50071.773 | 50071.773 | 50071.773 | NPgN | GSP | NG FES - Leading the Way | Large industry (MWh)
NG FES - Leading the Way | Dem_BB000f_NPgExtra | MWh | NPgN | STELLA SOUTH | Large industry (MWh) | STES_1 | 0 | 0 | 4521.404 | 9042.808 | 13564.211 | 18085.615 | 22607.019 | 27633.812 | 32660.605 | 37687.397 | 42714.19 | 47740.983 | 54572.618 | 61404.254 | 68235.889 | 75067.524 | 81899.16 | 88467.638 | 95036.116 | 101604.594 | 108173.071 | 114741.549 | 114741.549 | 114741.549 | 114741.549 | 114741.549 | 114741.549 | 114741.549 | 114741.549 | 114741.549 | 114741.549 | 114741.549 | NPgN | GSP | NG FES - Leading the Way | Large industry (MWh)
NG FES - Leading the Way | Dem_BB000f_NPgExtra | MWh | NPgN | TYNEMOUTH | Large industry (MWh) | TYNE_1 | 0 | 0 | 4506.082 | 9012.164 | 13518.245 | 18024.327 | 22530.409 | 28069.504 | 33608.598 | 39147.693 | 44686.787 | 50225.882 | 52205.153 | 54184.425 | 56163.696 | 58142.968 | 60122.239 | 64855.576 | 69588.912 | 74322.248 | 79055.585 | 83788.921 | 83788.921 | 83788.921 | 83788.921 | 83788.921 | 83788.921 | 83788.921 | 83788.921 | 83788.921 | 83788.921 | 83788.921 | NPgN | GSP | NG FES - Leading the Way | Large industry (MWh)
NG FES - Leading the Way | Dem_BB000f_NPgExtra | MWh | NPgN | WEST BOLDON | Large industry (MWh) | WBOL_6 | 0 | 0 | 158.111 | 316.222 | 474.333 | 632.443 | 790.554 | 1059.69 | 1328.826 | 1597.963 | 1867.099 | 2136.235 | 2579.616 | 3022.997 | 3466.379 | 3909.76 | 4353.141 | 4938.707 | 5524.272 | 6109.838 | 6695.404 | 7280.969 | 8423.786 | 9566.603 | 10709.421 | 11852.238 | 12995.055 | 12995.055 | 12995.055 | 12995.055 | 12995.055 | 12995.055 | NPgN | GSP | NG FES - Leading the Way | Large industry (MWh)
NG FES - Leading the Way | Dem_BB000f_NPgExtra | MWh | NPgY | BRADFORD WEST | Large industry (MWh) | BRAW_1 | 0 | 0 | 1734.039 | 3468.079 | 5202.118 | 6936.158 | 8670.197 | 17293.528 | 25916.86 | 34540.191 | 43163.522 | 51786.853 | 53241.05 | 54695.247 | 56149.443 | 57603.64 | 59057.837 | 59324.297 | 59590.757 | 59857.217 | 60123.677 | 60390.137 | 60390.137 | 60390.137 | 60390.137 | 60390.137 | 60390.137 | 60390.137 | 60390.137 | 60390.137 | 60390.137 | 60390.137 | NPgY | GSP | NG FES - Leading the Way | Large industry (MWh)
NG FES - Leading the Way | Dem_BB000f_NPgExtra | MWh | NPgY | CAMBLESFORTH | Large industry (MWh) | CAMB_01 | 0 | 0 | 5276.195 | 10552.391 | 15828.586 | 21104.782 | 26380.977 | 32534.114 | 38687.251 | 44840.388 | 50993.525 | 57146.662 | 56517.367 | 55888.072 | 55258.777 | 54629.482 | 54000.187 | 53613.109 | 53226.032 | 52838.954 | 52451.876 | 52064.798 | 53504.66 | 54944.523 | 56384.386 | 57824.249 | 59264.111 | 59264.111 | 59264.111 | 59264.111 | 59264.111 | 59264.111 | NPgY | GSP | NG FES - Leading the Way | Large industry (MWh)
NG FES - Leading the Way | Dem_BB000f_NPgExtra | MWh | NPgY | CREYKE BECK | Large industry (MWh) | CREB_1 | 0 | 0 | 2543.635 | 5087.27 | 7630.905 | 10174.54 | 12718.175 | 19064.493 | 25410.811 | 31757.13 | 38103.448 | 44449.766 | 49433.333 | 54416.9 | 59400.467 | 64384.034 | 69367.601 | 73056.034 | 76744.467 | 80432.9 | 84121.333 | 87809.766 | 89910.882 | 92011.999 | 94113.116 | 96214.232 | 98315.349 | 98315.349 | 98315.349 | 98315.349 | 98315.349 | 98315.349 | NPgY | GSP | NG FES - Leading the Way | Large industry (MWh)
NG FES - Leading the Way | Dem_BB000f_NPgExtra | MWh | NPgY | DRAX | Large industry (MWh) | DRAX_YEDL | 0 | 0 | 1242.145 | 2484.289 | 3726.434 | 4968.579 | 6210.724 | 9758.678 | 13306.633 | 16854.587 | 20402.541 | 23950.496 | 26572.24 | 29193.985 | 31815.729 | 34437.474 | 37059.218 | 40103.623 | 43148.027 | 46192.432 | 49236.837 | 52281.241 | 58091.398 | 63901.555 | 69711.712 | 75521.868 | 81332.025 | 81332.025 | 81332.025 | 81332.025 | 81332.025 | 81332.025 | NPgY | GSP | NG FES - Leading the Way | Large industry (MWh)
NG FES - Leading the Way | Dem_BB000f_NPgExtra | MWh | NPgY | ELLAND | Large industry (MWh) | ELLA_1 | 0 | 0 | 8513.569 | 17027.139 | 25540.708 | 34054.277 | 42567.847 | 52753.374 | 62938.902 | 73124.43 | 83309.958 | 93495.486 | 101433.494 | 109371.502 | 117309.511 | 125247.519 | 133185.527 | 146114.787 | 159044.047 | 171973.307 | 184902.568 | 197831.828 | 206868.912 | 215905.997 | 224943.082 | 233980.166 | 243017.251 | 243017.251 | 243017.251 | 243017.251 | 243017.251 | 243017.251 | NPgY | GSP | NG FES - Leading the Way | Large industry (MWh)
NG FES - Leading the Way | Dem_BB000f_NPgExtra | MWh | NPgY | FERRYBRIDGE A | Large industry (MWh) | FERRA2 | 0 | 0 | 7496.829 | 14993.658 | 22490.487 | 29987.317 | 37484.146 | 46319.789 | 55155.431 | 63991.074 | 72826.717 | 81662.36 | 90158.8 | 98655.24 | 107151.68 | 115648.12 | 124144.56 | 130025.401 | 135906.241 | 141787.082 | 147667.923 | 153548.764 | 153548.764 | 153548.764 | 153548.764 | 153548.764 | 153548.764 | 153548.764 | 153548.764 | 153548.764 | 153548.764 | 153548.764 | NPgY | GSP | NG FES - Leading the Way | Large industry (MWh)
NG FES - Leading the Way | Dem_BB000f_NPgExtra | MWh | NPgY | FERRYBRIDGE B | Large industry (MWh) | FERRB9 | 0 | 0 | 9063.389 | 18126.779 | 27190.168 | 36253.557 | 45316.946 | 59644.335 | 73971.723 | 88299.111 | 102626.499 | 116953.887 | 123409.481 | 129865.075 | 136320.668 | 142776.262 | 149231.855 | 153126.662 | 157021.469 | 160916.276 | 164811.082 | 168705.889 | 168705.889 | 168705.889 | 168705.889 | 168705.889 | 168705.889 | 168705.889 | 168705.889 | 168705.889 | 168705.889 | 168705.889 | NPgY | GSP | NG FES - Leading the Way | Large industry (MWh)
NG FES - Leading the Way | Dem_BB000f_NPgExtra | MWh | NPgY | GRIMSBY WEST | Large industry (MWh) | GRIW_1 | 0 | 0 | 7887.61 | 15775.219 | 23662.829 | 31550.439 | 39438.048 | 51387.757 | 63337.465 | 75287.173 | 87236.881 | 99186.589 | 120213.526 | 141240.463 | 162267.4 | 183294.337 | 204321.273 | 227655.36 | 250989.447 | 274323.533 | 297657.62 | 320991.707 | 356296.225 | 391600.744 | 426905.263 | 462209.781 | 497514.3 | 497514.3 | 497514.3 | 497514.3 | 497514.3 | 497514.3 | NPgY | GSP | NG FES - Leading the Way | Large industry (MWh)
NG FES - Leading the Way | Dem_BB000f_NPgExtra | MWh | NPgY | JORDANTHORPE | Large industry (MWh) | JORD_3 | 0 | 0 | 0 | 0 | 0 | 0 | 0 | 0 | 0 | 0 | 0 | 0 | 0 | 0 | 0 | 0 | 0 | 0 | 0 | 0 | 0 | 0 | 0 | 0 | 0 | 0 | 0 | 0 | 0 | 0 | 0 | 0 | NPgY | GSP | NG FES - Leading the Way | Large industry (MWh)
NG FES - Leading the Way | Dem_BB000f_NPgExtra | MWh | NPgY | KEADBY | Large industry (MWh) | KEAD_YEDL | 0 | 0 | 1457.814 | 2915.629 | 4373.443 | 5831.257 | 7289.072 | 9696.792 | 12104.512 | 14512.233 | 16919.953 | 19327.673 | 23361.191 | 27394.708 | 31428.225 | 35461.743 | 39495.26 | 44600.64 | 49706.02 | 54811.399 | 59916.779 | 65022.159 | 74474.694 | 83927.23 | 93379.765 | 102832.3 | 112284.836 | 112284.836 | 112284.836 | 112284.836 | 112284.836 | 112284.836 | NPgY | GSP | NG FES - Leading the Way | Large industry (MWh)
NG FES - Leading the Way | Dem_BB000f_NPgExtra | MWh | NPgY | KIRKSTALL B | Large industry (MWh) | KIRKB1 | 0 | 0 | 1015.776 | 2031.552 | 3047.327 | 4063.103 | 5078.879 | 6308.502 | 7538.126 | 8767.749 | 9997.373 | 11226.996 | 13706.18 | 16185.364 | 18664.548 | 21143.733 | 23622.917 | 25396.784 | 27170.651 | 28944.518 | 30718.385 | 32492.252 | 32492.252 | 32492.252 | 32492.252 | 32492.252 | 32492.252 | 32492.252 | 32492.252 | 32492.252 | 32492.252 | 32492.252 | NPgY | GSP | NG FES - Leading the Way | Large industry (MWh)
NG FES - Leading the Way | Dem_BB000f_NPgExtra | MWh | NPgY | NEEPSEND | Large industry (MWh) | NEEP_3 | 0 | 0 | 600.269 | 1200.537 | 1800.806 | 2401.075 | 3001.344 | 5986.464 | 8971.584 | 11956.704 | 14941.825 | 17926.945 | 18430.341 | 18933.737 | 19437.134 | 19940.53 | 20443.926 | 20536.166 | 20628.406 | 20720.646 | 20812.886 | 20905.126 | 20905.126 | 20905.126 | 20905.126 | 20905.126 | 20905.126 | 20905.126 | 20905.126 | 20905.126 | 20905.126 | 20905.126 | NPgY | GSP | NG FES - Leading the Way | Large industry (MWh)
NG FES - Leading the Way | Dem_BB000f_NPgExtra | MWh | NPgY | NORTON LEES | Large industry (MWh) | NORL_3 | 0 | 0 | 0 | 0 | 0 | 0 | 0 | 0 | 0 | 0 | 0 | 0 | 0 | 0 | 0 | 0 | 0 | 0 | 0 | 0 | 0 | 0 | 0 | 0 | 0 | 0 | 0 | 0 | 0 | 0 | 0 | 0 | NPgY | GSP | NG FES - Leading the Way | Large industry (MWh)
NG FES - Leading the Way | Dem_BB000f_NPgExtra | MWh | NPgY | PITSMOOR 3/4 | Large industry (MWh) | PITS_BB_B | 0 | 0 | 0 | 0 | 0 | 0 | 0 | 0 | 0 | 0 | 0 | 0 | 0 | 0 | 0 | 0 | 0 | 0 | 0 | 0 | 0 | 0 | 0 | 0 | 0 | 0 | 0 | 0 | 0 | 0 | 0 | 0 | NPgY | GSP | NG FES - Leading the Way | Large industry (MWh)
NG FES - Leading the Way | Dem_BB000f_NPgExtra | MWh | NPgY | SALTEND NORTH | Large industry (MWh) | SALT_1 | 0 | 0 | 8527.663 | 17055.326 | 25582.988 | 34110.651 | 42638.314 | 61404.99 | 80171.667 | 98938.343 | 117705.02 | 136471.696 | 157830.691 | 179189.686 | 200548.681 | 221907.676 | 243266.671 | 270235.387 | 297204.103 | 324172.82 | 351141.536 | 378110.252 | 430353.888 | 482597.523 | 534841.159 | 587084.795 | 639328.431 | 639328.431 | 639328.431 | 639328.431 | 639328.431 | 639328.431 | NPgY | GSP | NG FES - Leading the Way | Large industry (MWh)
NG FES - Leading the Way | Dem_BB000f_NPgExtra | MWh | NPgY | SHEFFIELD CITY | Large industry (MWh) | SHEC_3 | 0 | 0 | 0 | 0 | 0 | 0 | 0 | 0 | 0 | 0 | 0 | 0 | 0 | 0 | 0 | 0 | 0 | 0 | 0 | 0 | 0 | 0 | 0 | 0 | 0 | 0 | 0 | 0 | 0 | 0 | 0 | 0 | NPgY | GSP | NG FES - Leading the Way | Large industry (MWh)
NG FES - Leading the Way | Dem_BB000f_NPgExtra | MWh | NPgY | SKELTON GRANGE | Large industry (MWh) | SKLGB1 | 0 | 0 | 4549.699 | 9099.399 | 13649.098 | 18198.797 | 22748.496 | 30310.154 | 37871.811 | 45433.468 | 52995.126 | 60556.783 | 65776.392 | 70996 | 76215.609 | 81435.217 | 86654.826 | 92585.433 | 98516.04 | 104446.647 | 110377.254 | 116307.861 | 126904.971 | 137502.081 | 148099.19 | 158696.3 | 169293.409 | 169293.409 | 169293.409 | 169293.409 | 169293.409 | 169293.409 | NPgY | GSP | NG FES - Leading the Way | Large industry (MWh)
NG FES - Leading the Way | Dem_BB000f_NPgExtra | MWh | NPgY | TEMPLEBOROUGH 275/33KV | Large industry (MWh) | TEMP_3 | 0 | 0 | 0 | 0 | 0 | 0 | 0 | 0 | 0 | 0 | 0 | 0 | 0 | 0 | 0 | 0 | 0 | 0 | 0 | 0 | 0 | 0 | 0 | 0 | 0 | 0 | 0 | 0 | 0 | 0 | 0 | 0 | NPgY | GSP | NG FES - Leading the Way | Large industry (MWh)
NG FES - Leading the Way | Dem_BB000f_NPgExtra | MWh | NPgY | THURCROFT | Large industry (MWh) | THUR_6 | 0 | 0 | 552.072 | 1104.143 | 1656.215 | 2208.286 | 2760.358 | 5505.794 | 8251.231 | 10996.667 | 13742.104 | 16487.541 | 16950.518 | 17413.495 | 17876.472 | 18339.449 | 18802.426 | 18887.26 | 18972.094 | 19056.928 | 19141.761 | 19226.595 | 19226.595 | 19226.595 | 19226.595 | 19226.595 | 19226.595 | 19226.595 | 19226.595 | 19226.595 | 19226.595 | 19226.595 | NPgY | GSP | NG FES - Leading the Way | Large industry (MWh)
NG FES - Leading the Way | Dem_BB000f_NPgExtra | MWh | NPgY | WEST MELTON / THORPE MARSH | Large industry (MWh) | WMEL_THOM | 0 | 0 | 15102.104 | 30204.209 | 45306.313 | 60408.417 | 75510.522 | 91431.528 | 107352.533 | 123273.539 | 139194.545 | 155115.551 | 159250.298 | 163385.045 | 167519.792 | 171654.54 | 175789.287 | 186101.591 | 196413.895 | 206726.2 | 217038.504 | 227350.808 | 227350.808 | 227350.808 | 227350.808 | 227350.808 | 227350.808 | 227350.808 | 227350.808 | 227350.808 | 227350.808 | 227350.808 | NPgY | GSP | NG FES - Leading the Way | Large industry (MWh)
NG FES - Leading the Way | Dem_BB000f_NPgExtra | MWh | NPgY | WEST MELTON SECTION 3 | Large industry (MWh) | WMEL_BB3 | 0 | 0 | 8106.714 | 16213.428 | 24320.142 | 32426.856 | 40533.57 | 49539.887 | 58546.204 | 67552.52 | 76558.837 | 85565.154 | 87055.646 | 88546.139 | 90036.631 | 91527.124 | 93017.616 | 95562.858 | 98108.099 | 100653.341 | 103198.582 | 105743.824 | 105743.824 | 105743.824 | 105743.824 | 105743.824 | 105743.824 | 105743.824 | 105743.824 | 105743.824 | 105743.824 | 105743.824 | NPgY | GSP | NG FES - Leading the Way | Large industry (MWh)
NG FES - Leading the Way | Dem_BB000f_NPgExtra | MWh | NPgY | WINCOBANK | Large industry (MWh) | WIBA_3 | 0 | 0 | 0 | 0 | 0 | 0 | 0 | 0 | 0 | 0 | 0 | 0 | 0 | 0 | 0 | 0 | 0 | 0 | 0 | 0 | 0 | 0 | 0 | 0 | 0 | 0 | 0 | 0 | 0 | 0 | 0 | 0 | NPgY | GSP | NG FES - Leading the Way | Large industry (MWh)
NG FES - Steady Progression | Dem_BB001a | Number of | NPgN | BLYTH 66kV | Number of domestic customers | BLYTB1 | 105147 | 105725 | 106156 | 106586 | 107017 | 107447 | 107879 | 108309 | 108740 | 109170 | 109601 | 110031 | 110462 | 110892 | 111324 | 111754 | 112185 | 112663 | 113096 | 113528 | 113961 | 114396 | 114830 | 115270 | 115710 | 116151 | 116591 | 117029 | 117463 | 117902 | 118341 | 118780 | NPgN | GSP | NG FES - Steady Progression | Number of domestic customers
NG FES - Steady Progression | Dem_BB001a | Number of | NPgN | BLYTH 132kV | Number of domestic customers | BLYTH132 | 28872 | 29009 | 29127 | 29245 | 29363 | 29481 | 29600 | 29718 | 29836 | 29954 | 30072 | 30190 | 30309 | 30427 | 30545 | 30663 | 30781 | 30912 | 31031 | 31150 | 31269 | 31388 | 31507 | 31628 | 31749 | 31870 | 31990 | 32111 | 32230 | 32350 | 32471 | 32591 | NPgN | GSP | NG FES - Steady Progression | Number of domestic customers
NG FES - Steady Progression | Dem_BB001a | Number of | NPgN | FOURSTONES | Number of domestic customers | FOUR_1 | 8403 | 8443 | 8477 | 8512 | 8546 | 8581 | 8615 | 8649 | 8684 | 8718 | 8753 | 8787 | 8822 | 8856 | 8890 | 8925 | 8959 | 8998 | 9032 | 9067 | 9101 | 9136 | 9171 | 9206 | 9241 | 9276 | 9312 | 9347 | 9381 | 9416 | 9451 | 9487 | NPgN | GSP | NG FES - Steady Progression | Number of domestic customers
NG FES - Steady Progression | Dem_BB001a | Number of | NPgN | HARTMOOR | Number of domestic customers | HARM_6 | 54210 | 54520 | 54742 | 54964 | 55187 | 55408 | 55631 | 55853 | 56075 | 56297 | 56520 | 56741 | 56964 | 57186 | 57408 | 57630 | 57853 | 58099 | 58322 | 58545 | 58769 | 58993 | 59217 | 59444 | 59671 | 59899 | 60125 | 60352 | 60576 | 60802 | 61028 | 61255 | NPgN | GSP | NG FES - Steady Progression | Number of domestic customers
NG FES - Steady Progression | Dem_BB001a | Number of | NPgN | HAWTHORN PIT GRID | Number of domestic customers | HAWP_6 | 67218 | 67582 | 67858 | 68133 | 68409 | 68684 | 68960 | 69235 | 69511 | 69786 | 70061 | 70336 | 70612 | 70887 | 71163 | 71438 | 71714 | 72019 | 72296 | 72573 | 72850 | 73128 | 73405 | 73686 | 73968 | 74250 | 74531 | 74812 | 75089 | 75370 | 75650 | 75932 | NPgN | GSP | NG FES - Steady Progression | Number of domestic customers
NG FES - Steady Progression | Dem_BB001a | Number of | NPgN | KNARESBOROUGH | Number of domestic customers | KNARE_111 | 73095 | 73395 | 73676 | 73955 | 74236 | 74516 | 74796 | 75076 | 75356 | 75636 | 75917 | 76196 | 76477 | 76757 | 77037 | 77317 | 77597 | 77908 | 78190 | 78471 | 78753 | 79035 | 79318 | 79604 | 79891 | 80177 | 80463 | 80749 | 81031 | 81316 | 81602 | 81888 | NPgN | GSP | NG FES - Steady Progression | Number of domestic customers
NG FES - Steady Progression | Dem_BB001a | Number of | NPgN | LACKENBY | Number of domestic customers | LACK_6 | 92968 | 93230 | 93610 | 93989 | 94369 | 94747 | 95127 | 95506 | 95886 | 96265 | 96644 | 97023 | 97403 | 97782 | 98161 | 98540 | 98920 | 99341 | 99722 | 100103 | 100484 | 100867 | 101249 | 101637 | 102025 | 102413 | 102800 | 103186 | 103569 | 103955 | 104341 | 104728 | NPgN | GSP | NG FES - Steady Progression | Number of domestic customers
NG FES - Steady Progression | Dem_BB001a | Number of | NPgN | NORTON | Number of domestic customers | NORT_1 | 224895 | 225941 | 226854 | 227765 | 228678 | 229589 | 230502 | 231412 | 232325 | 233236 | 234149 | 235060 | 235973 | 236884 | 237797 | 238707 | 239620 | 240632 | 241549 | 242465 | 243382 | 244302 | 245222 | 246152 | 247086 | 248019 | 248950 | 249878 | 250798 | 251727 | 252655 | 253586 | NPgN | GSP | NG FES - Steady Progression | Number of domestic customers
NG FES - Steady Progression | Dem_BB001a | Number of | NPgN | OFFERTON | Number of domestic customers | OFFE_3 | 36584 | 36763 | 36913 | 37062 | 37212 | 37362 | 37512 | 37661 | 37811 | 37961 | 38111 | 38261 | 38411 | 38560 | 38710 | 38860 | 39010 | 39176 | 39327 | 39477 | 39628 | 39779 | 39930 | 40083 | 40236 | 40390 | 40543 | 40695 | 40846 | 40999 | 41151 | 41304 | NPgN | GSP | NG FES - Steady Progression | Number of domestic customers
NG FES - Steady Progression | Dem_BB001a | Number of | NPgN | OSBALDWICK | Number of domestic customers | OSBA_1 | 142628 | 143520 | 144092 | 144663 | 145235 | 145806 | 146379 | 146950 | 147522 | 148093 | 148665 | 149236 | 149808 | 150379 | 150952 | 151523 | 152095 | 152729 | 153304 | 153878 | 154453 | 155030 | 155606 | 156190 | 156775 | 157360 | 157943 | 158525 | 159102 | 159684 | 160266 | 160850 | NPgN | GSP | NG FES - Steady Progression | Number of domestic customers
NG FES - Steady Progression | Dem_BB001a | Number of | NPgN | POPPLETON | Number of domestic customers | POPP_3 | 25128 | 25362 | 25465 | 25568 | 25672 | 25775 | 25878 | 25981 | 26085 | 26188 | 26291 | 26394 | 26498 | 26601 | 26704 | 26807 | 26911 | 27025 | 27129 | 27233 | 27337 | 27441 | 27545 | 27650 | 27756 | 27862 | 27967 | 28072 | 28177 | 28282 | 28387 | 28492 | NPgN | GSP | NG FES - Steady Progression | Number of domestic customers
NG FES - Steady Progression | Dem_BB001a | Number of | NPgN | SALTHOLME | Number of domestic customers | SALH_1 | 1312 | 1319 | 1325 | 1330 | 1336 | 1341 | 1346 | 1352 | 1357 | 1362 | 1368 | 1373 | 1379 | 1384 | 1389 | 1395 | 1400 | 1406 | 1411 | 1417 | 1422 | 1428 | 1433 | 1439 | 1444 | 1450 | 1455 | 1461 | 1466 | 1471 | 1477 | 1482 | NPgN | GSP | NG FES - Steady Progression | Number of domestic customers
NG FES - Steady Progression | Dem_BB001a | Number of | NPgN | SOUTH SHIELDS | Number of domestic customers | SSHI_3 | 35006 | 35171 | 35314 | 35457 | 35601 | 35744 | 35887 | 36030 | 36174 | 36317 | 36461 | 36604 | 36747 | 36890 | 37034 | 37177 | 37321 | 37480 | 37624 | 37768 | 37912 | 38056 | 38201 | 38347 | 38494 | 38641 | 38787 | 38933 | 39077 | 39223 | 39369 | 39516 | NPgN | GSP | NG FES - Steady Progression | Number of domestic customers
NG FES - Steady Progression | Dem_BB001a | Number of | NPgN | SPADEADAM | Number of domestic customers | KIELD01 and SPAD20 | 3666 | 3683 | 3698 | 3713 | 3728 | 3743 | 3758 | 3773 | 3788 | 3803 | 3818 | 3833 | 3848 | 3863 | 3878 | 3893 | 3908 | 3925 | 3940 | 3955 | 3970 | 3985 | 4001 | 4016 | 4031 | 4047 | 4062 | 4077 | 4092 | 4108 | 4123 | 4138 | NPgN | GSP | NG FES - Steady Progression | Number of domestic customers
NG FES - Steady Progression | Dem_BB001a | Number of | NPgN | SPENNYMOOR | Number of domestic customers | SPEN_1 | 143094 | 143924 | 144510 | 145095 | 145682 | 146267 | 146853 | 147438 | 148024 | 148609 | 149196 | 149780 | 150367 | 150952 | 151538 | 152123 | 152709 | 153359 | 153948 | 154536 | 155125 | 155716 | 156307 | 156905 | 157504 | 158103 | 158701 | 159297 | 159888 | 160485 | 161081 | 161679 | NPgN | GSP | NG FES - Steady Progression | Number of domestic customers
NG FES - Steady Progression | Dem_BB001a | Number of | NPgN | STELLA NORTH | Number of domestic customers | STEN_1 | 124016 | 124819 | 125328 | 125836 | 126345 | 126853 | 127362 | 127870 | 128379 | 128887 | 129396 | 129904 | 130413 | 130921 | 131430 | 131938 | 132447 | 133011 | 133523 | 134034 | 134545 | 135058 | 135571 | 136090 | 136610 | 137131 | 137650 | 138168 | 138681 | 139198 | 139716 | 140235 | NPgN | GSP | NG FES - Steady Progression | Number of domestic customers
NG FES - Steady Progression | Dem_BB001a | Number of | NPgN | STELLA SOUTH | Number of domestic customers | STES_1 | 83701 | 84153 | 84497 | 84839 | 85183 | 85525 | 85868 | 86211 | 86554 | 86897 | 87240 | 87582 | 87926 | 88268 | 88611 | 88954 | 89297 | 89677 | 90022 | 90367 | 90712 | 91057 | 91403 | 91753 | 92104 | 92455 | 92805 | 93154 | 93500 | 93849 | 94199 | 94549 | NPgN | GSP | NG FES - Steady Progression | Number of domestic customers
NG FES - Steady Progression | Dem_BB001a | Number of | NPgN | TYNEMOUTH | Number of domestic customers | TYNE_1 | 102775 | 103549 | 103971 | 104393 | 104815 | 105237 | 105660 | 106081 | 106504 | 106925 | 107348 | 107769 | 108192 | 108613 | 109036 | 109458 | 109880 | 110348 | 110773 | 111197 | 111621 | 112047 | 112473 | 112903 | 113335 | 113767 | 114198 | 114628 | 115054 | 115483 | 115913 | 116344 | NPgN | GSP | NG FES - Steady Progression | Number of domestic customers
NG FES - Steady Progression | Dem_BB001a | Number of | NPgN | WEST BOLDON | Number of domestic customers | WBOL_6 | 140673 | 141400 | 141977 | 142553 | 143130 | 143706 | 144283 | 144859 | 145436 | 146012 | 146589 | 147165 | 147742 | 148318 | 148895 | 149471 | 150048 | 150688 | 151268 | 151846 | 152426 | 153008 | 153589 | 154178 | 154768 | 155357 | 155946 | 156533 | 157115 | 157702 | 158289 | 158877 | NPgN | GSP | NG FES - Steady Progression | Number of domestic customers
NG FES - Steady Progression | Dem_BB001a | Number of | NPgY | BRADFORD WEST | Number of domestic customers | BRAW_1 | 243766 | 245540 | 246542 | 247541 | 248543 | 249542 | 250544 | 251543 | 252545 | 253545 | 254546 | 255546 | 256548 | 257547 | 258549 | 259548 | 260550 | 261660 | 262666 | 263671 | 264677 | 265687 | 266696 | 267717 | 268741 | 269765 | 270787 | 271806 | 272815 | 273834 | 274853 | 275874 | NPgY | GSP | NG FES - Steady Progression | Number of domestic customers
NG FES - Steady Progression | Dem_BB001a | Number of | NPgY | CAMBLESFORTH | Number of domestic customers | CAMB_01 | 16751 | 16852 | 16920 | 16989 | 17058 | 17126 | 17195 | 17264 | 17333 | 17401 | 17470 | 17539 | 17608 | 17676 | 17745 | 17814 | 17883 | 17959 | 18028 | 18097 | 18166 | 18235 | 18305 | 18375 | 18445 | 18515 | 18586 | 18656 | 18725 | 18795 | 18865 | 18935 | NPgY | GSP | NG FES - Steady Progression | Number of domestic customers
NG FES - Steady Progression | Dem_BB001a | Number of | NPgY | CREYKE BECK | Number of domestic customers | CREB_1 | 230227 | 231243 | 232185 | 233125 | 234067 | 235007 | 235950 | 236890 | 237832 | 238772 | 239715 | 240655 | 241597 | 242537 | 243479 | 244419 | 245362 | 246406 | 247353 | 248297 | 249244 | 250194 | 251143 | 252104 | 253067 | 254030 | 254991 | 255949 | 256899 | 257857 | 258816 | 259777 | NPgY | GSP | NG FES - Steady Progression | Number of domestic customers
NG FES - Steady Progression | Dem_BB001a | Number of | NPgY | DRAX | Number of domestic customers | DRAX_YEDL | 21871 | 22060 | 22150 | 22239 | 22329 | 22418 | 22507 | 22597 | 22686 | 22776 | 22865 | 22954 | 23044 | 23133 | 23223 | 23312 | 23401 | 23501 | 23591 | 23680 | 23770 | 23860 | 23951 | 24042 | 24133 | 24225 | 24316 | 24407 | 24497 | 24588 | 24679 | 24771 | NPgY | GSP | NG FES - Steady Progression | Number of domestic customers
NG FES - Steady Progression | Dem_BB001a | Number of | NPgY | ELLAND | Number of domestic customers | ELLA_1 | 187573 | 189131 | 189903 | 190672 | 191444 | 192214 | 192986 | 193756 | 194528 | 195298 | 196069 | 196839 | 197611 | 198381 | 199153 | 199923 | 200694 | 201549 | 202325 | 203099 | 203874 | 204652 | 205429 | 206216 | 207005 | 207794 | 208581 | 209366 | 210143 | 210928 | 211713 | 212500 | NPgY | GSP | NG FES - Steady Progression | Number of domestic customers
NG FES - Steady Progression | Dem_BB001a | Number of | NPgY | FERRYBRIDGE A | Number of domestic customers | FERRA2 | 57462 | 57859 | 58095 | 58331 | 58567 | 58802 | 59039 | 59274 | 59511 | 59746 | 59982 | 60218 | 60454 | 60690 | 60926 | 61162 | 61398 | 61660 | 61897 | 62134 | 62371 | 62609 | 62847 | 63088 | 63330 | 63571 | 63812 | 64052 | 64290 | 64531 | 64771 | 65012 | NPgY | GSP | NG FES - Steady Progression | Number of domestic customers
NG FES - Steady Progression | Dem_BB001a | Number of | NPgY | FERRYBRIDGE B | Number of domestic customers | FERRB9 | 126967 | 127819 | 128340 | 128860 | 129381 | 129902 | 130423 | 130943 | 131464 | 131985 | 132506 | 133026 | 133547 | 134068 | 134589 | 135109 | 135630 | 136208 | 136732 | 137255 | 137779 | 138304 | 138829 | 139361 | 139894 | 140426 | 140958 | 141488 | 142014 | 142544 | 143074 | 143606 | NPgY | GSP | NG FES - Steady Progression | Number of domestic customers
NG FES - Steady Progression | Dem_BB001a | Number of | NPgY | GRIMSBY WEST | Number of domestic customers | GRIW_1 | 80968 | 81241 | 81573 | 81903 | 82235 | 82566 | 82897 | 83228 | 83559 | 83890 | 84221 | 84552 | 84883 | 85214 | 85546 | 85876 | 86208 | 86575 | 86908 | 87240 | 87573 | 87907 | 88241 | 88579 | 88918 | 89257 | 89595 | 89932 | 90266 | 90603 | 90940 | 91278 | NPgY | GSP | NG FES - Steady Progression | Number of domestic customers
NG FES - Steady Progression | Dem_BB001a | Number of | NPgY | JORDANTHORPE | Number of domestic customers | JORD_3 | 36804 | 37062 | 37213 | 37364 | 37515 | 37666 | 37817 | 37968 | 38119 | 38270 | 38421 | 38572 | 38723 | 38874 | 39025 | 39176 | 39327 | 39495 | 39647 | 39798 | 39950 | 40103 | 40255 | 40409 | 40564 | 40718 | 40872 | 41026 | 41178 | 41332 | 41486 | 41640 | NPgY | GSP | NG FES - Steady Progression | Number of domestic customers
NG FES - Steady Progression | Dem_BB001a | Number of | NPgY | KEADBY | Number of domestic customers | KEAD_YEDL | 112897 | 113594 | 114058 | 114520 | 114984 | 115446 | 115909 | 116372 | 116835 | 117298 | 117761 | 118223 | 118687 | 119149 | 119613 | 120075 | 120538 | 121052 | 121518 | 121982 | 122448 | 122915 | 123382 | 123854 | 124328 | 124802 | 125274 | 125746 | 126212 | 126684 | 127155 | 127628 | NPgY | GSP | NG FES - Steady Progression | Number of domestic customers
NG FES - Steady Progression | Dem_BB001a | Number of | NPgY | KIRKSTALL B | Number of domestic customers | KIRKB1 | 117247 | 118007 | 118488 | 118968 | 119450 | 119930 | 120411 | 120891 | 121373 | 121853 | 122334 | 122815 | 123296 | 123776 | 124257 | 124738 | 125219 | 125752 | 126236 | 126719 | 127202 | 127687 | 128172 | 128663 | 129155 | 129647 | 130138 | 130627 | 131112 | 131602 | 132092 | 132582 | NPgY | GSP | NG FES - Steady Progression | Number of domestic customers
NG FES - Steady Progression | Dem_BB001a | Number of | NPgY | NEEPSEND | Number of domestic customers | NEEP_3 | 51225 | 51615 | 51826 | 52036 | 52247 | 52457 | 52668 | 52878 | 53088 | 53299 | 53509 | 53719 | 53930 | 54140 | 54351 | 54561 | 54772 | 55005 | 55217 | 55428 | 55640 | 55852 | 56064 | 56279 | 56494 | 56709 | 56924 | 57138 | 57351 | 57565 | 57779 | 57994 | NPgY | GSP | NG FES - Steady Progression | Number of domestic customers
NG FES - Steady Progression | Dem_BB001a | Number of | NPgY | NORTON LEES | Number of domestic customers | NORL_3 | 51530 | 51922 | 52134 | 52346 | 52557 | 52769 | 52981 | 53192 | 53404 | 53615 | 53827 | 54038 | 54250 | 54461 | 54673 | 54884 | 55096 | 55331 | 55544 | 55756 | 55969 | 56182 | 56395 | 56611 | 56828 | 57044 | 57260 | 57476 | 57689 | 57905 | 58120 | 58336 | NPgY | GSP | NG FES - Steady Progression | Number of domestic customers
NG FES - Steady Progression | Dem_BB001a | Number of | NPgY | PITSMOOR 3/4 | Number of domestic customers | PITS_BB_B | 21923 | 22090 | 22180 | 22270 | 22360 | 22450 | 22540 | 22630 | 22720 | 22810 | 22900 | 22990 | 23080 | 23170 | 23260 | 23350 | 23440 | 23540 | 23631 | 23721 | 23811 | 23902 | 23993 | 24085 | 24177 | 24269 | 24361 | 24453 | 24543 | 24635 | 24727 | 24819 | NPgY | GSP | NG FES - Steady Progression | Number of domestic customers
NG FES - Steady Progression | Dem_BB001a | Number of | NPgY | SALTEND NORTH | Number of domestic customers | SALT_1 | 31087 | 31220 | 31347 | 31474 | 31602 | 31729 | 31856 | 31983 | 32111 | 32238 | 32365 | 32492 | 32620 | 32747 | 32874 | 33001 | 33128 | 33270 | 33398 | 33525 | 33653 | 33782 | 33910 | 34040 | 34170 | 34300 | 34430 | 34560 | 34688 | 34818 | 34947 | 35077 | NPgY | GSP | NG FES - Steady Progression | Number of domestic customers
NG FES - Steady Progression | Dem_BB001a | Number of | NPgY | SHEFFIELD CITY | Number of domestic customers | SHEC_3 | 26954 | 27159 | 27270 | 27381 | 27492 | 27602 | 27713 | 27824 | 27935 | 28045 | 28156 | 28267 | 28377 | 28488 | 28599 | 28709 | 28820 | 28943 | 29054 | 29166 | 29277 | 29389 | 29500 | 29613 | 29727 | 29840 | 29953 | 30066 | 30177 | 30290 | 30403 | 30516 | NPgY | GSP | NG FES - Steady Progression | Number of domestic customers
NG FES - Steady Progression | Dem_BB001a | Number of | NPgY | SKELTON GRANGE | Number of domestic customers | SKLGB1 | 287470 | 289499 | 290680 | 291858 | 293039 | 294217 | 295398 | 296576 | 297757 | 298936 | 300117 | 301295 | 302476 | 303654 | 304835 | 306013 | 307194 | 308502 | 309689 | 310873 | 312060 | 313250 | 314439 | 315644 | 316851 | 318058 | 319262 | 320463 | 321653 | 322854 | 324055 | 325260 | NPgY | GSP | NG FES - Steady Progression | Number of domestic customers
NG FES - Steady Progression | Dem_BB001a | Number of | NPgY | TEMPLEBOROUGH 275/33KV | Number of domestic customers | TEMP_3 | 3474 | 3492 | 3507 | 3521 | 3535 | 3549 | 3564 | 3578 | 3592 | 3606 | 3620 | 3635 | 3649 | 3663 | 3677 | 3692 | 3706 | 3722 | 3736 | 3750 | 3765 | 3779 | 3793 | 3808 | 3822 | 3837 | 3851 | 3866 | 3880 | 3895 | 3909 | 3924 | NPgY | GSP | NG FES - Steady Progression | Number of domestic customers
NG FES - Steady Progression | Dem_BB001a | Number of | NPgY | THURCROFT | Number of domestic customers | THUR_6 | 94279 | 94793 | 95180 | 95566 | 95953 | 96338 | 96725 | 97111 | 97497 | 97883 | 98270 | 98656 | 99042 | 99428 | 99815 | 100201 | 100587 | 101016 | 101404 | 101792 | 102181 | 102570 | 102960 | 103354 | 103749 | 104144 | 104539 | 104932 | 105322 | 105715 | 106108 | 106503 | NPgY | GSP | NG FES - Steady Progression | Number of domestic customers
NG FES - Steady Progression | Dem_BB001a | Number of | NPgY | WEST MELTON / THORPE MARSH | Number of domestic customers | WMEL_THOM | 176980 | 177886 | 178612 | 179336 | 180062 | 180786 | 181511 | 182235 | 182961 | 183685 | 184411 | 185135 | 185861 | 186585 | 187310 | 188034 | 188760 | 189564 | 190294 | 191021 | 191750 | 192482 | 193213 | 193953 | 194694 | 195436 | 196176 | 196914 | 197646 | 198384 | 199122 | 199862 | NPgY | GSP | NG FES - Steady Progression | Number of domestic customers
NG FES - Steady Progression | Dem_BB001a | Number of | NPgY | WEST MELTON SECTION 3 | Number of domestic customers | WMEL_BB3 | 174294 | 175562 | 176278 | 176993 | 177709 | 178424 | 179140 | 179854 | 180571 | 181285 | 182002 | 182716 | 183432 | 184147 | 184863 | 185578 | 186294 | 187088 | 187807 | 188525 | 189245 | 189967 | 190688 | 191419 | 192151 | 192883 | 193613 | 194342 | 195063 | 195792 | 196521 | 197251 | NPgY | GSP | NG FES - Steady Progression | Number of domestic customers
NG FES - Steady Progression | Dem_BB001a | Number of | NPgY | WINCOBANK | Number of domestic customers | WIBA_3 | 7412 | 7453 | 7483 | 7513 | 7544 | 7574 | 7605 | 7635 | 7665 | 7696 | 7726 | 7756 | 7787 | 7817 | 7848 | 7878 | 7908 | 7942 | 7973 | 8003 | 8034 | 8064 | 8095 | 8126 | 8157 | 8188 | 8219 | 8250 | 8281 | 8312 | 8342 | 8373 | NPgY | GSP | NG FES - Steady Progression | Number of domestic customers
NG FES - Steady Progression | Dem_BB002a | Number of | NPgN | BLYTH 66kV | Number of I&C customers | BLYTB1 | 5817 | 5850 | 5888 | 5926 | 5964 | 6003 | 6042 | 6081 | 6121 | 6161 | 6201 | 6241 | 6282 | 6323 | 6365 | 6408 | 6451 | 6494 | 6539 | 6584 | 6629 | 6676 | 6723 | 6771 | 6820 | 6870 | 6921 | 6972 | 7025 | 7078 | 7132 | 7188 | NPgN | GSP | NG FES - Steady Progression | Number of I&C customers
NG FES - Steady Progression | Dem_BB002a | Number of | NPgN | BLYTH 132kV | Number of I&C customers | BLYTH132 | 3523 | 3543 | 3566 | 3589 | 3612 | 3636 | 3660 | 3684 | 3708 | 3732 | 3756 | 3780 | 3805 | 3830 | 3855 | 3881 | 3907 | 3933 | 3960 | 3987 | 4015 | 4043 | 4071 | 4100 | 4130 | 4160 | 4191 | 4222 | 4253 | 4285 | 4318 | 4351 | NPgN | GSP | NG FES - Steady Progression | Number of I&C customers
NG FES - Steady Progression | Dem_BB002a | Number of | NPgN | FOURSTONES | Number of I&C customers | FOUR_1 | 1407 | 1415 | 1424 | 1433 | 1443 | 1452 | 1462 | 1471 | 1481 | 1490 | 1500 | 1510 | 1520 | 1529 | 1540 | 1550 | 1560 | 1571 | 1582 | 1592 | 1603 | 1615 | 1626 | 1638 | 1649 | 1661 | 1674 | 1686 | 1699 | 1712 | 1725 | 1738 | NPgN | GSP | NG FES - Steady Progression | Number of I&C customers
NG FES - Steady Progression | Dem_BB002a | Number of | NPgN | HARTMOOR | Number of I&C customers | HARM_6 | 3214 | 3215 | 3216 | 3217 | 3218 | 3219 | 3221 | 3222 | 3223 | 3224 | 3225 | 3226 | 3227 | 3228 | 3230 | 3231 | 3232 | 3233 | 3235 | 3236 | 3237 | 3238 | 3240 | 3241 | 3243 | 3244 | 3245 | 3247 | 3248 | 3250 | 3251 | 3253 | NPgN | GSP | NG FES - Steady Progression | Number of I&C customers
NG FES - Steady Progression | Dem_BB002a | Number of | NPgN | HAWTHORN PIT GRID | Number of I&C customers | HAWP_6 | 3185 | 3186 | 3187 | 3188 | 3189 | 3190 | 3191 | 3192 | 3193 | 3194 | 3195 | 3196 | 3197 | 3198 | 3199 | 3200 | 3201 | 3202 | 3203 | 3204 | 3206 | 3207 | 3208 | 3209 | 3210 | 3212 | 3213 | 3214 | 3215 | 3217 | 3218 | 3219 | NPgN | GSP | NG FES - Steady Progression | Number of I&C customers
NG FES - Steady Progression | Dem_BB002a | Number of | NPgN | KNARESBOROUGH | Number of I&C customers | KNARE_111 | 8832 | 8910 | 8998 | 9088 | 9178 | 9268 | 9358 | 9448 | 9539 | 9630 | 9722 | 9814 | 9907 | 10003 | 10101 | 10201 | 10302 | 10405 | 10510 | 10619 | 10729 | 10841 | 10954 | 11070 | 11189 | 11306 | 11428 | 11551 | 11676 | 11804 | 11933 | 12065 | NPgN | GSP | NG FES - Steady Progression | Number of I&C customers
NG FES - Steady Progression | Dem_BB002a | Number of | NPgN | LACKENBY | Number of I&C customers | LACK_6 | 5184 | 5214 | 5247 | 5281 | 5315 | 5349 | 5383 | 5417 | 5451 | 5486 | 5520 | 5554 | 5589 | 5624 | 5660 | 5697 | 5734 | 5771 | 5809 | 5848 | 5888 | 5928 | 5969 | 6010 | 6052 | 6095 | 6138 | 6182 | 6227 | 6273 | 6319 | 6366 | NPgN | GSP | NG FES - Steady Progression | Number of I&C customers
NG FES - Steady Progression | Dem_BB002a | Number of | NPgN | NORTON | Number of I&C customers | NORT_1 | 18612 | 18703 | 18803 | 18906 | 19009 | 19113 | 19217 | 19322 | 19426 | 19531 | 19635 | 19741 | 19847 | 19956 | 20066 | 20178 | 20292 | 20407 | 20526 | 20646 | 20769 | 20894 | 21021 | 21150 | 21281 | 21412 | 21547 | 21684 | 21823 | 21964 | 22107 | 22253 | NPgN | GSP | NG FES - Steady Progression | Number of I&C customers
NG FES - Steady Progression | Dem_BB002a | Number of | NPgN | OFFERTON | Number of I&C customers | OFFE_3 | 2136 | 2137 | 2139 | 2140 | 2142 | 2144 | 2145 | 2147 | 2148 | 2150 | 2152 | 2153 | 2155 | 2156 | 2158 | 2160 | 2161 | 2163 | 2165 | 2167 | 2169 | 2170 | 2172 | 2174 | 2176 | 2178 | 2180 | 2182 | 2184 | 2186 | 2188 | 2191 | NPgN | GSP | NG FES - Steady Progression | Number of I&C customers
NG FES - Steady Progression | Dem_BB002a | Number of | NPgN | OSBALDWICK | Number of I&C customers | OSBA_1 | 15944 | 15996 | 16053 | 16112 | 16171 | 16231 | 16291 | 16352 | 16413 | 16475 | 16536 | 16598 | 16661 | 16725 | 16789 | 16854 | 16921 | 16988 | 17057 | 17127 | 17198 | 17270 | 17343 | 17417 | 17493 | 17572 | 17651 | 17731 | 17813 | 17897 | 17982 | 18068 | NPgN | GSP | NG FES - Steady Progression | Number of I&C customers
NG FES - Steady Progression | Dem_BB002a | Number of | NPgN | POPPLETON | Number of I&C customers | POPP_3 | 2140 | 2141 | 2143 | 2144 | 2145 | 2147 | 2148 | 2149 | 2151 | 2152 | 2154 | 2155 | 2156 | 2158 | 2159 | 2161 | 2162 | 2164 | 2166 | 2167 | 2169 | 2171 | 2172 | 2174 | 2176 | 2178 | 2180 | 2181 | 2183 | 2185 | 2187 | 2189 | NPgN | GSP | NG FES - Steady Progression | Number of I&C customers
NG FES - Steady Progression | Dem_BB002a | Number of | NPgN | SALTHOLME | Number of I&C customers | SALH_1 | 280 | 281 | 281 | 282 | 283 | 283 | 284 | 285 | 286 | 286 | 287 | 288 | 289 | 289 | 290 | 291 | 292 | 292 | 293 | 294 | 295 | 296 | 297 | 297 | 298 | 299 | 300 | 301 | 302 | 303 | 304 | 305 | NPgN | GSP | NG FES - Steady Progression | Number of I&C customers
NG FES - Steady Progression | Dem_BB002a | Number of | NPgN | SOUTH SHIELDS | Number of I&C customers | SSHI_3 | 2360 | 2360 | 2360 | 2360 | 2360 | 2360 | 2360 | 2360 | 2360 | 2360 | 2360 | 2360 | 2360 | 2361 | 2361 | 2361 | 2361 | 2361 | 2361 | 2361 | 2361 | 2361 | 2361 | 2361 | 2361 | 2361 | 2361 | 2361 | 2361 | 2361 | 2361 | 2361 | NPgN | GSP | NG FES - Steady Progression | Number of I&C customers
NG FES - Steady Progression | Dem_BB002a | Number of | NPgN | SPADEADAM | Number of I&C customers | KIELD01 and SPAD20 | 544 | 547 | 551 | 554 | 558 | 561 | 565 | 569 | 573 | 576 | 580 | 584 | 588 | 591 | 595 | 599 | 603 | 607 | 611 | 616 | 620 | 624 | 629 | 633 | 638 | 642 | 647 | 652 | 657 | 662 | 667 | 672 | NPgN | GSP | NG FES - Steady Progression | Number of I&C customers
NG FES - Steady Progression | Dem_BB002a | Number of | NPgN | SPENNYMOOR | Number of I&C customers | SPEN_1 | 10433 | 10435 | 10438 | 10441 | 10444 | 10446 | 10449 | 10452 | 10455 | 10458 | 10461 | 10463 | 10466 | 10469 | 10472 | 10475 | 10478 | 10482 | 10485 | 10488 | 10492 | 10495 | 10499 | 10502 | 10506 | 10510 | 10513 | 10517 | 10521 | 10525 | 10529 | 10533 | NPgN | GSP | NG FES - Steady Progression | Number of I&C customers
NG FES - Steady Progression | Dem_BB002a | Number of | NPgN | STELLA NORTH | Number of I&C customers | STEN_1 | 9140 | 9168 | 9199 | 9230 | 9262 | 9295 | 9328 | 9362 | 9398 | 9433 | 9468 | 9504 | 9540 | 9576 | 9612 | 9649 | 9686 | 9723 | 9760 | 9798 | 9835 | 9874 | 9914 | 9954 | 9995 | 10035 | 10077 | 10119 | 10162 | 10206 | 10250 | 10295 | NPgN | GSP | NG FES - Steady Progression | Number of I&C customers
NG FES - Steady Progression | Dem_BB002a | Number of | NPgN | STELLA SOUTH | Number of I&C customers | STES_1 | 6208 | 6219 | 6231 | 6243 | 6255 | 6268 | 6280 | 6293 | 6305 | 6318 | 6331 | 6344 | 6357 | 6370 | 6383 | 6397 | 6410 | 6424 | 6438 | 6453 | 6467 | 6482 | 6497 | 6513 | 6528 | 6544 | 6560 | 6576 | 6593 | 6610 | 6627 | 6645 | NPgN | GSP | NG FES - Steady Progression | Number of I&C customers
NG FES - Steady Progression | Dem_BB002a | Number of | NPgN | TYNEMOUTH | Number of I&C customers | TYNE_1 | 5762 | 5795 | 5832 | 5870 | 5908 | 5946 | 5985 | 6024 | 6064 | 6104 | 6145 | 6185 | 6227 | 6269 | 6311 | 6354 | 6398 | 6442 | 6487 | 6532 | 6579 | 6626 | 6674 | 6723 | 6773 | 6824 | 6876 | 6929 | 6982 | 7037 | 7093 | 7149 | NPgN | GSP | NG FES - Steady Progression | Number of I&C customers
NG FES - Steady Progression | Dem_BB002a | Number of | NPgN | WEST BOLDON | Number of I&C customers | WBOL_6 | 7482 | 7490 | 7500 | 7509 | 7519 | 7529 | 7539 | 7549 | 7559 | 7569 | 7580 | 7590 | 7600 | 7611 | 7622 | 7633 | 7644 | 7655 | 7666 | 7677 | 7689 | 7700 | 7712 | 7725 | 7737 | 7749 | 7762 | 7775 | 7788 | 7801 | 7815 | 7829 | NPgN | GSP | NG FES - Steady Progression | Number of I&C customers
NG FES - Steady Progression | Dem_BB002a | Number of | NPgY | BRADFORD WEST | Number of I&C customers | BRAW_1 | 20938 | 20946 | 20956 | 20966 | 20976 | 20986 | 20996 | 21006 | 21016 | 21027 | 21037 | 21048 | 21058 | 21069 | 21080 | 21092 | 21103 | 21115 | 21127 | 21139 | 21151 | 21164 | 21176 | 21189 | 21203 | 21216 | 21230 | 21244 | 21258 | 21272 | 21287 | 21302 | NPgY | GSP | NG FES - Steady Progression | Number of I&C customers
NG FES - Steady Progression | Dem_BB002a | Number of | NPgY | CAMBLESFORTH | Number of I&C customers | CAMB_01 | 1640 | 1651 | 1663 | 1675 | 1687 | 1699 | 1712 | 1724 | 1737 | 1749 | 1762 | 1774 | 1787 | 1800 | 1813 | 1827 | 1840 | 1854 | 1868 | 1882 | 1897 | 1912 | 1927 | 1942 | 1958 | 1973 | 1989 | 2006 | 2022 | 2039 | 2057 | 2074 | NPgY | GSP | NG FES - Steady Progression | Number of I&C customers
NG FES - Steady Progression | Dem_BB002a | Number of | NPgY | CREYKE BECK | Number of I&C customers | CREB_1 | 20483 | 20563 | 20653 | 20745 | 20838 | 20931 | 21025 | 21120 | 21214 | 21309 | 21404 | 21500 | 21596 | 21694 | 21794 | 21895 | 21997 | 22101 | 22207 | 22314 | 22424 | 22536 | 22650 | 22766 | 22884 | 23002 | 23123 | 23247 | 23373 | 23500 | 23630 | 23762 | NPgY | GSP | NG FES - Steady Progression | Number of I&C customers
NG FES - Steady Progression | Dem_BB002a | Number of | NPgY | DRAX | Number of I&C customers | DRAX_YEDL | 2174 | 2190 | 2208 | 2225 | 2243 | 2262 | 2280 | 2298 | 2316 | 2335 | 2354 | 2373 | 2392 | 2411 | 2430 | 2450 | 2470 | 2491 | 2512 | 2533 | 2555 | 2577 | 2600 | 2622 | 2646 | 2670 | 2694 | 2719 | 2745 | 2771 | 2797 | 2824 | NPgY | GSP | NG FES - Steady Progression | Number of I&C customers
NG FES - Steady Progression | Dem_BB002a | Number of | NPgY | ELLAND | Number of I&C customers | ELLA_1 | 15441 | 15445 | 15450 | 15454 | 15459 | 15463 | 15468 | 15473 | 15478 | 15483 | 15488 | 15493 | 15498 | 15503 | 15508 | 15513 | 15519 | 15525 | 15530 | 15536 | 15542 | 15548 | 15555 | 15561 | 15567 | 15574 | 15581 | 15588 | 15595 | 15602 | 15610 | 15617 | NPgY | GSP | NG FES - Steady Progression | Number of I&C customers
NG FES - Steady Progression | Dem_BB002a | Number of | NPgY | FERRYBRIDGE A | Number of I&C customers | FERRA2 | 3277 | 3294 | 3312 | 3331 | 3351 | 3370 | 3390 | 3410 | 3430 | 3450 | 3470 | 3491 | 3512 | 3533 | 3555 | 3577 | 3600 | 3623 | 3647 | 3671 | 3696 | 3721 | 3747 | 3773 | 3799 | 3828 | 3856 | 3884 | 3913 | 3943 | 3974 | 4005 | NPgY | GSP | NG FES - Steady Progression | Number of I&C customers
NG FES - Steady Progression | Dem_BB002a | Number of | NPgY | FERRYBRIDGE B | Number of I&C customers | FERRB9 | 9872 | 9910 | 9951 | 9993 | 10036 | 10079 | 10123 | 10167 | 10211 | 10256 | 10301 | 10346 | 10392 | 10439 | 10488 | 10536 | 10586 | 10637 | 10689 | 10742 | 10796 | 10851 | 10907 | 10964 | 11022 | 11084 | 11145 | 11207 | 11271 | 11336 | 11402 | 11470 | NPgY | GSP | NG FES - Steady Progression | Number of I&C customers
NG FES - Steady Progression | Dem_BB002a | Number of | NPgY | GRIMSBY WEST | Number of I&C customers | GRIW_1 | 5864 | 5869 | 5874 | 5879 | 5884 | 5889 | 5895 | 5900 | 5905 | 5910 | 5916 | 5921 | 5927 | 5932 | 5938 | 5943 | 5949 | 5955 | 5961 | 5967 | 5973 | 5980 | 5986 | 5993 | 5999 | 6006 | 6013 | 6020 | 6027 | 6034 | 6042 | 6049 | NPgY | GSP | NG FES - Steady Progression | Number of I&C customers
NG FES - Steady Progression | Dem_BB002a | Number of | NPgY | JORDANTHORPE | Number of I&C customers | JORD_3 | 1888 | 1893 | 1898 | 1903 | 1909 | 1914 | 1920 | 1926 | 1931 | 1937 | 1943 | 1949 | 1955 | 1961 | 1967 | 1973 | 1980 | 1986 | 1993 | 2000 | 2007 | 2014 | 2021 | 2028 | 2036 | 2043 | 2051 | 2059 | 2067 | 2075 | 2084 | 2092 | NPgY | GSP | NG FES - Steady Progression | Number of I&C customers
NG FES - Steady Progression | Dem_BB002a | Number of | NPgY | KEADBY | Number of I&C customers | KEAD_YEDL | 11598 | 11667 | 11744 | 11823 | 11902 | 11982 | 12061 | 12141 | 12221 | 12302 | 12383 | 12465 | 12547 | 12631 | 12717 | 12803 | 12891 | 12981 | 13072 | 13165 | 13260 | 13356 | 13454 | 13554 | 13655 | 13758 | 13863 | 13970 | 14079 | 14189 | 14302 | 14416 | NPgY | GSP | NG FES - Steady Progression | Number of I&C customers
NG FES - Steady Progression | Dem_BB002a | Number of | NPgY | KIRKSTALL B | Number of I&C customers | KIRKB1 | 9054 | 9054 | 9054 | 9054 | 9054 | 9054 | 9054 | 9054 | 9054 | 9054 | 9054 | 9054 | 9054 | 9054 | 9054 | 9054 | 9054 | 9054 | 9054 | 9054 | 9054 | 9054 | 9054 | 9054 | 9054 | 9054 | 9054 | 9054 | 9054 | 9054 | 9054 | 9054 | NPgY | GSP | NG FES - Steady Progression | Number of I&C customers
NG FES - Steady Progression | Dem_BB002a | Number of | NPgY | NEEPSEND | Number of I&C customers | NEEP_3 | 3709 | 3709 | 3709 | 3709 | 3709 | 3709 | 3709 | 3709 | 3709 | 3709 | 3709 | 3709 | 3709 | 3709 | 3709 | 3709 | 3709 | 3709 | 3709 | 3709 | 3709 | 3709 | 3709 | 3709 | 3709 | 3709 | 3709 | 3709 | 3709 | 3709 | 3709 | 3709 | NPgY | GSP | NG FES - Steady Progression | Number of I&C customers
NG FES - Steady Progression | Dem_BB002a | Number of | NPgY | NORTON LEES | Number of I&C customers | NORL_3 | 2923 | 2923 | 2923 | 2923 | 2923 | 2923 | 2923 | 2923 | 2923 | 2923 | 2923 | 2923 | 2923 | 2923 | 2923 | 2923 | 2923 | 2923 | 2923 | 2923 | 2923 | 2923 | 2923 | 2923 | 2923 | 2923 | 2923 | 2923 | 2923 | 2923 | 2923 | 2923 | NPgY | GSP | NG FES - Steady Progression | Number of I&C customers
NG FES - Steady Progression | Dem_BB002a | Number of | NPgY | PITSMOOR 3/4 | Number of I&C customers | PITS_BB_B | 1835 | 1835 | 1835 | 1835 | 1835 | 1835 | 1835 | 1836 | 1836 | 1836 | 1836 | 1836 | 1836 | 1836 | 1836 | 1836 | 1836 | 1836 | 1836 | 1837 | 1837 | 1837 | 1837 | 1837 | 1837 | 1837 | 1837 | 1837 | 1838 | 1838 | 1838 | 1838 | NPgY | GSP | NG FES - Steady Progression | Number of I&C customers
NG FES - Steady Progression | Dem_BB002a | Number of | NPgY | SALTEND NORTH | Number of I&C customers | SALT_1 | 2229 | 2238 | 2248 | 2259 | 2269 | 2280 | 2291 | 2302 | 2312 | 2323 | 2334 | 2345 | 2356 | 2367 | 2379 | 2390 | 2402 | 2414 | 2426 | 2438 | 2451 | 2463 | 2476 | 2489 | 2503 | 2516 | 2530 | 2544 | 2559 | 2573 | 2588 | 2603 | NPgY | GSP | NG FES - Steady Progression | Number of I&C customers
NG FES - Steady Progression | Dem_BB002a | Number of | NPgY | SHEFFIELD CITY | Number of I&C customers | SHEC_3 | 3662 | 3662 | 3662 | 3662 | 3662 | 3662 | 3662 | 3662 | 3662 | 3662 | 3662 | 3662 | 3662 | 3662 | 3662 | 3662 | 3662 | 3662 | 3662 | 3662 | 3662 | 3662 | 3662 | 3662 | 3662 | 3662 | 3662 | 3662 | 3662 | 3662 | 3662 | 3662 | NPgY | GSP | NG FES - Steady Progression | Number of I&C customers
NG FES - Steady Progression | Dem_BB002a | Number of | NPgY | SKELTON GRANGE | Number of I&C customers | SKLGB1 | 22131 | 22141 | 22152 | 22163 | 22174 | 22185 | 22196 | 22208 | 22220 | 22231 | 22243 | 22255 | 22268 | 22280 | 22293 | 22306 | 22320 | 22333 | 22347 | 22361 | 22376 | 22391 | 22406 | 22421 | 22437 | 22454 | 22470 | 22487 | 22504 | 22522 | 22540 | 22558 | NPgY | GSP | NG FES - Steady Progression | Number of I&C customers
NG FES - Steady Progression | Dem_BB002a | Number of | NPgY | TEMPLEBOROUGH 275/33KV | Number of I&C customers | TEMP_3 | 115 | 116 | 116 | 117 | 118 | 119 | 120 | 121 | 121 | 122 | 123 | 124 | 125 | 126 | 127 | 127 | 128 | 129 | 130 | 131 | 132 | 133 | 135 | 136 | 137 | 138 | 139 | 140 | 141 | 143 | 144 | 145 | NPgY | GSP | NG FES - Steady Progression | Number of I&C customers
NG FES - Steady Progression | Dem_BB002a | Number of | NPgY | THURCROFT | Number of I&C customers | THUR_6 | 5666 | 5695 | 5728 | 5761 | 5795 | 5829 | 5863 | 5898 | 5932 | 5967 | 6002 | 6038 | 6074 | 6111 | 6149 | 6187 | 6227 | 6267 | 6308 | 6349 | 6392 | 6436 | 6480 | 6525 | 6571 | 6618 | 6666 | 6715 | 6764 | 6815 | 6867 | 6919 | NPgY | GSP | NG FES - Steady Progression | Number of I&C customers
NG FES - Steady Progression | Dem_BB002a | Number of | NPgY | WEST MELTON / THORPE MARSH | Number of I&C customers | WMEL_THOM | 14420 | 14491 | 14570 | 14650 | 14732 | 14813 | 14895 | 14978 | 15061 | 15145 | 15230 | 15315 | 15402 | 15491 | 15582 | 15674 | 15769 | 15865 | 15963 | 16064 | 16166 | 16270 | 16377 | 16485 | 16595 | 16708 | 16823 | 16940 | 17059 | 17180 | 17304 | 17430 | NPgY | GSP | NG FES - Steady Progression | Number of I&C customers
NG FES - Steady Progression | Dem_BB002a | Number of | NPgY | WEST MELTON SECTION 3 | Number of I&C customers | WMEL_BB3 | 12837 | 12902 | 12975 | 13048 | 13123 | 13198 | 13274 | 13351 | 13428 | 13507 | 13586 | 13666 | 13747 | 13830 | 13915 | 14002 | 14090 | 14180 | 14272 | 14366 | 14462 | 14560 | 14660 | 14761 | 14864 | 14972 | 15081 | 15191 | 15304 | 15419 | 15536 | 15656 | NPgY | GSP | NG FES - Steady Progression | Number of I&C customers
NG FES - Steady Progression | Dem_BB002a | Number of | NPgY | WINCOBANK | Number of I&C customers | WIBA_3 | 679 | 680 | 681 | 683 | 684 | 685 | 687 | 688 | 689 | 691 | 692 | 693 | 695 | 696 | 698 | 699 | 701 | 702 | 704 | 706 | 707 | 709 | 711 | 713 | 714 | 716 | 718 | 720 | 722 | 724 | 726 | 728 | NPgY | GSP | NG FES - Steady Progression | Number of I&C customers
NG FES - Steady Progression | Dem_BB000c_NPgExtra | % | NPgN | BLYTH 66kV | Peak utilisation (percent - whole number) | BLYTB1 | 40.2 | 42.1 | 42.9 | 43.9 | 44.3 | 44.6 | 44.8 | 45.2 | 45.6 | 46.2 | 47 | 48.1 | 49.5 | 51 | 52.6 | 54.3 | 56.2 | 58.5 | 60.9 | 63.3 | 65.8 | 68.1 | 70.3 | 72.2 | 73.9 | 75.4 | 76.8 | 77.8 | 78.7 | 79.5 | 80.4 | 81.2 | NPgN | GSP | NG FES - Steady Progression | Peak utilisation (percent - whole number)
NG FES - Steady Progression | Dem_BB000c_NPgExtra | % | NPgN | BLYTH 132kV | Peak utilisation (percent - whole number) | BLYTH132 | 24.2 | 24.2 | 25 | 25.4 | 25.7 | 25.9 | 26.2 | 26.5 | 26.9 | 27.5 | 28.1 | 28.9 | 29.7 | 30.5 | 31.3 | 32.3 | 33.3 | 34.4 | 35.5 | 36.7 | 37.9 | 39.1 | 40.1 | 41 | 41.8 | 42.5 | 43.1 | 43.6 | 43.9 | 44.3 | 44.6 | 45 | NPgN | GSP | NG FES - Steady Progression | Peak utilisation (percent - whole number)
NG FES - Steady Progression | Dem_BB000c_NPgExtra | % | NPgN | FOURSTONES | Peak utilisation (percent - whole number) | TEMP_3: FOUR_1 | NPgN | GSP | NG FES - Steady Progression | Peak utilisation (percent - whole number)
NG FES - Steady Progression | Dem_BB000c_NPgExtra | % | NPgN | HARTMOOR | Peak utilisation (percent - whole number) | HARM_6 | 74.4 | 74.5 | 77.8 | 79 | 79.4 | 79.8 | 80.1 | 80.4 | 81 | 81.9 | 83 | 84.4 | 86.4 | 88.5 | 90.7 | 93.2 | 95.8 | 99.2 | 102.6 | 106.1 | 109.6 | 113 | 116.2 | 118.9 | 121.3 | 123.4 | 125.3 | 126.8 | 128 | 129.1 | 130.2 | 131.3 | NPgN | GSP | NG FES - Steady Progression | Peak utilisation (percent - whole number)
NG FES - Steady Progression | Dem_BB000c_NPgExtra | % | NPgN | HAWTHORN PIT GRID | Peak utilisation (percent - whole number) | HAWP_6 | 39.3 | 40.7 | 41.5 | 42.3 | 42.6 | 42.8 | 43 | 43.2 | 43.6 | 44.1 | 44.8 | 45.6 | 46.8 | 48.1 | 49.4 | 50.9 | 52.5 | 54.5 | 56.6 | 58.8 | 61 | 63.1 | 65 | 66.6 | 68.1 | 69.4 | 70.6 | 71.5 | 72.2 | 72.9 | 73.6 | 74.3 | NPgN | GSP | NG FES - Steady Progression | Peak utilisation (percent - whole number)
NG FES - Steady Progression | Dem_BB000c_NPgExtra | % | NPgN | KNARESBOROUGH | Peak utilisation (percent - whole number) | KNARE_111 | 65.8 | 67.1 | 69.8 | 71 | 71.8 | 72.4 | 73.1 | 73.8 | 74.6 | 75.7 | 77.1 | 78.7 | 80.5 | 82.4 | 84.5 | 86.8 | 89.2 | 92.2 | 95.2 | 98.4 | 101.6 | 104.7 | 107.7 | 110.2 | 112.6 | 114.7 | 116.5 | 117.9 | 119.2 | 120.3 | 121.4 | 122.6 | NPgN | GSP | NG FES - Steady Progression | Peak utilisation (percent - whole number)
NG FES - Steady Progression | Dem_BB000c_NPgExtra | % | NPgN | LACKENBY | Peak utilisation (percent - whole number) | LACK_6 | 54.7 | 54.6 | 55.3 | 56.1 | 56.6 | 56.9 | 57.2 | 57.5 | 58 | 58.6 | 59.5 | 60.5 | 61.9 | 63.4 | 65.1 | 66.8 | 68.7 | 71.1 | 73.5 | 76 | 78.5 | 80.9 | 83.1 | 85 | 86.8 | 88.4 | 89.7 | 90.8 | 91.7 | 92.6 | 93.4 | 94.3 | NPgN | GSP | NG FES - Steady Progression | Peak utilisation (percent - whole number)
NG FES - Steady Progression | Dem_BB000c_NPgExtra | % | NPgN | NORTON | Peak utilisation (percent - whole number) | NORT_1 | 49.6 | 49.5 | 51.7 | 52.5 | 52.9 | 53.3 | 53.7 | 54.1 | 54.6 | 55.4 | 56.3 | 57.4 | 58.8 | 60.2 | 61.8 | 63.5 | 65.3 | 67.5 | 69.8 | 72.2 | 74.5 | 76.8 | 78.9 | 80.8 | 82.4 | 83.9 | 85.1 | 86.1 | 86.9 | 87.6 | 88.4 | 89.1 | NPgN | GSP | NG FES - Steady Progression | Peak utilisation (percent - whole number)
NG FES - Steady Progression | Dem_BB000c_NPgExtra | % | NPgN | OFFERTON | Peak utilisation (percent - whole number) | OFFE_3 | 44.7 | 44.5 | 45.6 | 46.4 | 46.7 | 46.9 | 47 | 47 | 47.2 | 47.6 | 48.1 | 48.8 | 49.9 | 51 | 52.2 | 53.6 | 55.1 | 57 | 59 | 61.1 | 63.2 | 65.3 | 67.2 | 68.9 | 70.3 | 71.7 | 72.8 | 73.7 | 74.4 | 75.1 | 75.8 | 76.5 | NPgN | GSP | NG FES - Steady Progression | Peak utilisation (percent - whole number)
NG FES - Steady Progression | Dem_BB000c_NPgExtra | % | NPgN | OSBALDWICK | Peak utilisation (percent - whole number) | OSBA_1 | 45.7 | 45.9 | 50.7 | 51.5 | 51.9 | 52.2 | 52.5 | 52.8 | 53.2 | 53.9 | 54.6 | 55.6 | 56.8 | 58.1 | 59.5 | 61 | 62.6 | 64.6 | 66.7 | 68.8 | 71 | 73.1 | 75 | 76.7 | 78.3 | 79.6 | 80.8 | 81.7 | 82.5 | 83.2 | 83.8 | 84.5 | NPgN | GSP | NG FES - Steady Progression | Peak utilisation (percent - whole number)
NG FES - Steady Progression | Dem_BB000c_NPgExtra | % | NPgN | POPPLETON | Peak utilisation (percent - whole number) | POPP_3 | 36.8 | 36.6 | 38.2 | 38.8 | 39 | 39.2 | 39.3 | 39.5 | 39.7 | 40.1 | 40.6 | 41.2 | 42 | 42.8 | 43.8 | 44.8 | 45.9 | 47.4 | 48.8 | 50.4 | 51.9 | 53.4 | 54.8 | 56 | 57.1 | 58.1 | 58.9 | 59.5 | 60 | 60.5 | 60.9 | 61.4 | NPgN | GSP | NG FES - Steady Progression | Peak utilisation (percent - whole number)
NG FES - Steady Progression | Dem_BB000c_NPgExtra | % | NPgN | SALTHOLME | Peak utilisation (percent - whole number) | SALH_1 | 25.6 | 25.6 | 27.4 | 27.5 | 27.5 | 27.6 | 27.6 | 27.6 | 27.7 | 27.7 | 27.8 | 27.8 | 27.8 | 27.8 | 27.8 | 27.8 | 27.8 | 27.8 | 27.7 | 27.7 | 27.7 | 27.7 | 27.7 | 27.7 | 27.7 | 27.7 | 27.7 | 27.7 | 27.6 | 27.6 | 27.6 | 27.6 | NPgN | GSP | NG FES - Steady Progression | Peak utilisation (percent - whole number)
NG FES - Steady Progression | Dem_BB000c_NPgExtra | % | NPgN | SOUTH SHIELDS | Peak utilisation (percent - whole number) | SSHI_3 | 36.2 | 36 | 36.6 | 37.2 | 37.4 | 37.6 | 37.7 | 37.7 | 37.9 | 38.2 | 38.7 | 39.2 | 40.1 | 41 | 42 | 43.1 | 44.3 | 45.8 | 47.4 | 49 | 50.7 | 52.3 | 53.8 | 55.1 | 56.3 | 57.4 | 58.3 | 59 | 59.6 | 60.1 | 60.6 | 61.2 | NPgN | GSP | NG FES - Steady Progression | Peak utilisation (percent - whole number)
NG FES - Steady Progression | Dem_BB000c_NPgExtra | % | NPgN | SPADEADAM | Peak utilisation (percent - whole number) | TEMP_3: KIELD01 and SPAD20 | NPgN | GSP | NG FES - Steady Progression | Peak utilisation (percent - whole number)
NG FES - Steady Progression | Dem_BB000c_NPgExtra | % | NPgN | SPENNYMOOR | Peak utilisation (percent - whole number) | SPEN_1 | 38.1 | 38.1 | 39 | 40.5 | 40.8 | 41 | 41.2 | 41.4 | 41.8 | 42.4 | 43.1 | 44.6 | 45.8 | 47.1 | 48.4 | 51.7 | 53.3 | 55.3 | 57.4 | 59.5 | 61.7 | 63.7 | 65.6 | 67.2 | 68.7 | 70 | 71.1 | 71.9 | 72.6 | 73.2 | 73.9 | 74.5 | NPgN | GSP | NG FES - Steady Progression | Peak utilisation (percent - whole number)
NG FES - Steady Progression | Dem_BB000c_NPgExtra | % | NPgN | STELLA NORTH | Peak utilisation (percent - whole number) | STEN_1 | 26.8 | 27.1 | 28 | 28.5 | 28.7 | 28.8 | 29 | 29.1 | 29.4 | 29.7 | 30.1 | 30.7 | 31.4 | 32.2 | 33 | 34 | 35 | 36.2 | 37.5 | 38.9 | 40.3 | 41.6 | 42.8 | 43.9 | 44.8 | 45.7 | 46.4 | 47 | 47.5 | 47.9 | 48.4 | 48.8 | NPgN | GSP | NG FES - Steady Progression | Peak utilisation (percent - whole number)
NG FES - Steady Progression | Dem_BB000c_NPgExtra | % | NPgN | STELLA SOUTH | Peak utilisation (percent - whole number) | STES_1 | 35.6 | 35.6 | 37.2 | 38.8 | 39 | 39.2 | 39.4 | 39.6 | 39.9 | 40.2 | 40.6 | 41.5 | 42 | 42.7 | 43.3 | 45 | 45.8 | 46.7 | 47.8 | 48.8 | 49.9 | 50.9 | 51.8 | 52.6 | 53.3 | 53.9 | 54.4 | 54.8 | 55.1 | 55.4 | 55.7 | 56 | NPgN | GSP | NG FES - Steady Progression | Peak utilisation (percent - whole number)
NG FES - Steady Progression | Dem_BB000c_NPgExtra | % | NPgN | TYNEMOUTH | Peak utilisation (percent - whole number) | TYNE_1 | 26.9 | 27.1 | 28.7 | 29.2 | 29.4 | 29.6 | 29.8 | 30 | 30.3 | 30.6 | 31.1 | 31.7 | 32.4 | 33.2 | 34 | 35 | 36 | 37.2 | 38.6 | 39.9 | 41.3 | 42.6 | 43.8 | 44.9 | 45.9 | 46.7 | 47.5 | 48.1 | 48.6 | 49.1 | 49.6 | 50.1 | NPgN | GSP | NG FES - Steady Progression | Peak utilisation (percent - whole number)
NG FES - Steady Progression | Dem_BB000c_NPgExtra | % | NPgN | WEST BOLDON | Peak utilisation (percent - whole number) | WBOL_6 | 56.4 | 57.4 | 64 | 64.9 | 65.2 | 65.5 | 65.7 | 65.9 | 66.3 | 66.8 | 67.5 | 68.5 | 69.8 | 71.2 | 72.8 | 74.5 | 76.3 | 78.7 | 81.1 | 83.6 | 86.1 | 88.5 | 90.8 | 92.7 | 94.5 | 96.1 | 97.4 | 98.5 | 99.4 | 100.2 | 101.1 | 101.9 | NPgN | GSP | NG FES - Steady Progression | Peak utilisation (percent - whole number)
NG FES - Steady Progression | Dem_BB000c_NPgExtra | % | NPgY | BRADFORD WEST | Peak utilisation (percent - whole number) | BRAW_1 | 43.5 | 43.5 | 44.8 | 45.6 | 45.9 | 46.1 | 46.3 | 46.6 | 47 | 47.5 | 48.3 | 49.2 | 50.5 | 52 | 53.6 | 55.3 | 57.2 | 59.6 | 62.1 | 64.6 | 67.2 | 69.7 | 72.1 | 74.1 | 75.9 | 77.4 | 78.8 | 79.9 | 80.7 | 81.5 | 82.2 | 83 | NPgY | GSP | NG FES - Steady Progression | Peak utilisation (percent - whole number)
NG FES - Steady Progression | Dem_BB000c_NPgExtra | % | NPgY | CAMBLESFORTH | Peak utilisation (percent - whole number) | CAMB_01 | 17.5 | 17.5 | 19.6 | 19.9 | 20 | 20.2 | 20.3 | 20.5 | 20.7 | 21.1 | 21.4 | 21.9 | 22.4 | 22.9 | 23.5 | 24.1 | 24.7 | 25.5 | 26.3 | 27.1 | 27.9 | 28.7 | 29.5 | 30.1 | 30.7 | 31.2 | 31.7 | 32 | 32.3 | 32.6 | 32.9 | 33.1 | NPgY | GSP | NG FES - Steady Progression | Peak utilisation (percent - whole number)
NG FES - Steady Progression | Dem_BB000c_NPgExtra | % | NPgY | CREYKE BECK | Peak utilisation (percent - whole number) | CREB_1 | 47.9 | 47.9 | 50.1 | 51 | 51.4 | 51.8 | 52.1 | 52.4 | 52.9 | 53.6 | 54.5 | 55.6 | 56.8 | 58.2 | 59.7 | 61.3 | 63 | 65.1 | 67.3 | 69.6 | 71.8 | 74 | 76.1 | 77.9 | 79.5 | 80.9 | 82.1 | 83.1 | 83.9 | 84.6 | 85.3 | 86 | NPgY | GSP | NG FES - Steady Progression | Peak utilisation (percent - whole number)
NG FES - Steady Progression | Dem_BB000c_NPgExtra | % | NPgY | DRAX | Peak utilisation (percent - whole number) | DRAX_YEDL | 17.2 | 17.2 | 18.5 | 18.8 | 19 | 19.2 | 19.4 | 19.7 | 20.1 | 20.5 | 21 | 21.6 | 22.3 | 22.9 | 23.7 | 24.5 | 25.3 | 26.3 | 27.3 | 28.3 | 29.3 | 30.3 | 31.2 | 31.9 | 32.6 | 33.3 | 33.8 | 34.2 | 34.5 | 34.8 | 35.1 | 35.4 | NPgY | GSP | NG FES - Steady Progression | Peak utilisation (percent - whole number)
NG FES - Steady Progression | Dem_BB000c_NPgExtra | % | NPgY | ELLAND | Peak utilisation (percent - whole number) | ELLA_1 | 50.4 | 50.9 | 51.9 | 53.5 | 53.8 | 54.1 | 54.3 | 54.5 | 54.8 | 55.3 | 55.9 | 57.9 | 59 | 60.3 | 61.7 | 66.1 | 67.8 | 70 | 72.2 | 74.5 | 76.8 | 79.1 | 81.2 | 83 | 84.6 | 86 | 87.2 | 88.2 | 88.9 | 89.6 | 90.3 | 91 | NPgY | GSP | NG FES - Steady Progression | Peak utilisation (percent - whole number)
NG FES - Steady Progression | Dem_BB000c_NPgExtra | % | NPgY | FERRYBRIDGE A | Peak utilisation (percent - whole number) | FERRA2 | 45.4 | 45.4 | 63.6 | 68.8 | 69.3 | 69.7 | 70.1 | 70.6 | 71.3 | 72.2 | 73.2 | 70.3 | 71.9 | 73.6 | 75.5 | 77.6 | 79.8 | 82.4 | 85.1 | 87.9 | 90.7 | 93.3 | 95.8 | 97.8 | 99.7 | 101.4 | 102.9 | 104 | 104.9 | 105.8 | 106.7 | 107.6 | NPgY | GSP | NG FES - Steady Progression | Peak utilisation (percent - whole number)
NG FES - Steady Progression | Dem_BB000c_NPgExtra | % | NPgY | FERRYBRIDGE B | Peak utilisation (percent - whole number) | FERRB9 | 30.6 | 30.6 | 33 | 34.2 | 34.5 | 34.7 | 34.9 | 35.2 | 35.5 | 36 | 36.5 | 38.1 | 38.8 | 39.7 | 40.6 | 44.1 | 45.1 | 46.4 | 47.7 | 49.1 | 50.4 | 51.7 | 53 | 54 | 54.9 | 55.8 | 56.5 | 57.1 | 57.5 | 57.9 | 58.4 | 58.8 | NPgY | GSP | NG FES - Steady Progression | Peak utilisation (percent - whole number)
NG FES - Steady Progression | Dem_BB000c_NPgExtra | % | NPgY | GRIMSBY WEST | Peak utilisation (percent - whole number) | GRIW_1 | 73.3 | 72.9 | 77.7 | 78.5 | 79 | 79.4 | 79.7 | 80.2 | 80.8 | 81.6 | 82.6 | 83.9 | 85.2 | 86.8 | 88.4 | 90.3 | 92.2 | 94.8 | 97.4 | 100.2 | 102.9 | 105.5 | 107.9 | 109.9 | 111.7 | 113.3 | 114.6 | 115.6 | 116.3 | 117 | 117.7 | 118.4 | NPgY | GSP | NG FES - Steady Progression | Peak utilisation (percent - whole number)
NG FES - Steady Progression | Dem_BB000c_NPgExtra | % | NPgY | JORDANTHORPE | Peak utilisation (percent - whole number) | JORD_3 | 49.3 | 49.4 | 49.9 | 50.8 | 51.2 | 51.5 | 51.8 | 52.1 | 52.6 | 53.3 | 54.2 | 55.3 | 56.9 | 58.6 | 60.6 | 62.6 | 64.9 | 67.7 | 70.7 | 73.7 | 76.7 | 79.6 | 82.3 | 84.6 | 86.6 | 88.5 | 90 | 91.2 | 92 | 92.9 | 93.8 | 94.7 | NPgY | GSP | NG FES - Steady Progression | Peak utilisation (percent - whole number)
NG FES - Steady Progression | Dem_BB000c_NPgExtra | % | NPgY | KEADBY | Peak utilisation (percent - whole number) | KEAD_YEDL | 67 | 67.3 | 70 | 70.8 | 71.3 | 71.8 | 72.2 | 72.8 | 73.6 | 74.5 | 75.6 | 77 | 78.3 | 79.8 | 81.4 | 83.2 | 85 | 87.2 | 89.4 | 91.7 | 94 | 96.2 | 98.3 | 100.1 | 101.7 | 103.1 | 104.3 | 105.2 | 106 | 106.7 | 107.4 | 108.2 | NPgY | GSP | NG FES - Steady Progression | Peak utilisation (percent - whole number)
NG FES - Steady Progression | Dem_BB000c_NPgExtra | % | NPgY | KIRKSTALL B | Peak utilisation (percent - whole number) | KIRKB1 | 38.9 | 38.8 | 40.7 | 41.1 | 41.2 | 41.3 | 41.4 | 41.5 | 41.6 | 41.8 | 42 | 42.3 | 42.7 | 43 | 43.4 | 43.8 | 44.3 | 44.9 | 45.6 | 46.2 | 46.9 | 47.5 | 48.2 | 48.6 | 49.1 | 49.5 | 49.8 | 50.1 | 50.3 | 50.6 | 50.8 | 51 | NPgY | GSP | NG FES - Steady Progression | Peak utilisation (percent - whole number)
NG FES - Steady Progression | Dem_BB000c_NPgExtra | % | NPgY | NEEPSEND | Peak utilisation (percent - whole number) | NEEP_3 | 56.7 | 56.9 | 59.9 | 61 | 61.4 | 61.8 | 62 | 62.3 | 62.7 | 63.4 | 64.4 | 65.6 | 67.3 | 69.3 | 71.4 | 73.7 | 76.2 | 79.4 | 82.7 | 86.1 | 89.5 | 92.8 | 95.9 | 98.5 | 100.9 | 102.9 | 104.7 | 106 | 107 | 108 | 108.9 | 109.9 | NPgY | GSP | NG FES - Steady Progression | Peak utilisation (percent - whole number)
NG FES - Steady Progression | Dem_BB000c_NPgExtra | % | NPgY | NORTON LEES | Peak utilisation (percent - whole number) | NORL_3 | 51.7 | 51.8 | 51.9 | 53 | 53.5 | 53.9 | 54.3 | 54.7 | 55.3 | 56.2 | 57.3 | 58.8 | 60.9 | 63.2 | 65.7 | 68.5 | 71.5 | 75.4 | 79.4 | 83.6 | 87.8 | 91.8 | 95.6 | 98.7 | 101.6 | 104.1 | 106.3 | 108 | 109.3 | 110.6 | 111.8 | 113.1 | NPgY | GSP | NG FES - Steady Progression | Peak utilisation (percent - whole number)
NG FES - Steady Progression | Dem_BB000c_NPgExtra | % | NPgY | PITSMOOR 3/4 | Peak utilisation (percent - whole number) | PITS_BB_B | 40.3 | 40 | 43.3 | 43.6 | 43.7 | 43.8 | 43.9 | 44 | 44.1 | 44.2 | 44.5 | 44.8 | 45.1 | 45.4 | 45.8 | 46.2 | 46.6 | 47.3 | 47.9 | 48.5 | 49.2 | 49.8 | 50.4 | 50.9 | 51.3 | 51.7 | 52.1 | 52.5 | 52.7 | 52.9 | 53.1 | 53.4 | NPgY | GSP | NG FES - Steady Progression | Peak utilisation (percent - whole number)
NG FES - Steady Progression | Dem_BB000c_NPgExtra | % | NPgY | SALTEND NORTH | Peak utilisation (percent - whole number) | SALT_1 | 45.4 | 45.1 | 46 | 46.4 | 46.7 | 46.9 | 47.2 | 47.4 | 47.6 | 47.9 | 48.2 | 48.5 | 48.7 | 48.9 | 49.1 | 49.3 | 49.6 | 49.9 | 50.2 | 50.5 | 50.8 | 51.1 | 51.4 | 51.7 | 51.9 | 52.1 | 52.3 | 52.5 | 52.6 | 52.7 | 52.9 | 53 | NPgY | GSP | NG FES - Steady Progression | Peak utilisation (percent - whole number)
NG FES - Steady Progression | Dem_BB000c_NPgExtra | % | NPgY | SHEFFIELD CITY | Peak utilisation (percent - whole number) | SHEC_3 | 72.9 | 73.9 | 84.7 | 85.1 | 85.3 | 85.5 | 85.6 | 85.7 | 85.9 | 86.1 | 86.4 | 86.8 | 87 | 87.3 | 87.5 | 87.9 | 88.2 | 88.8 | 89.3 | 89.9 | 90.5 | 91.1 | 91.6 | 92 | 92.4 | 92.7 | 93 | 93.2 | 93.3 | 93.4 | 93.5 | 93.6 | NPgY | GSP | NG FES - Steady Progression | Peak utilisation (percent - whole number)
NG FES - Steady Progression | Dem_BB000c_NPgExtra | % | NPgY | SKELTON GRANGE | Peak utilisation (percent - whole number) | SKLGB1 | 58 | 58.1 | 63.9 | 65.1 | 65.5 | 65.8 | 66 | 66.3 | 66.7 | 67.2 | 68 | 69.5 | 70.7 | 72.1 | 73.7 | 76.8 | 78.7 | 81.1 | 83.5 | 86 | 88.6 | 91 | 93.4 | 95.3 | 97.1 | 98.6 | 99.9 | 100.9 | 101.7 | 102.4 | 103.1 | 103.8 | NPgY | GSP | NG FES - Steady Progression | Peak utilisation (percent - whole number)
NG FES - Steady Progression | Dem_BB000c_NPgExtra | % | NPgY | TEMPLEBOROUGH 275/33KV | Peak utilisation (percent - whole number) | TEMP_3 | 19 | 18.9 | 19.8 | 19.9 | 20.1 | 20.3 | 20.4 | 20.6 | 20.7 | 20.9 | 21 | 21.2 | 21.3 | 21.4 | 21.5 | 21.6 | 21.7 | 21.8 | 22 | 22.1 | 22.2 | 22.4 | 22.5 | 22.6 | 22.7 | 22.9 | 23 | 23.1 | 23.2 | 23.3 | 23.4 | 23.5 | NPgY | GSP | NG FES - Steady Progression | Peak utilisation (percent - whole number)
NG FES - Steady Progression | Dem_BB000c_NPgExtra | % | NPgY | THURCROFT | Peak utilisation (percent - whole number) | THUR_6 | 62.4 | 62.5 | 76 | 84.2 | 84.9 | 85.4 | 85.9 | 86.5 | 87.3 | 88.3 | 89.6 | 84.3 | 86.2 | 88.3 | 90.6 | 93.1 | 95.7 | 98.9 | 102.1 | 105.5 | 108.8 | 112.1 | 115.1 | 117.6 | 120 | 122.1 | 123.9 | 125.5 | 126.6 | 127.8 | 129 | 130.1 | NPgY | GSP | NG FES - Steady Progression | Peak utilisation (percent - whole number)
NG FES - Steady Progression | Dem_BB000c_NPgExtra | % | NPgY | WEST MELTON / THORPE MARSH | Peak utilisation (percent - whole number) | WMEL_THOM | 67.7 | 67.5 | 71.3 | 73 | 73.7 | 74.2 | 74.7 | 75.3 | 76 | 76.8 | 77.8 | 79.9 | 81.2 | 82.5 | 84 | 88.1 | 89.8 | 92 | 94.2 | 96.5 | 98.8 | 101 | 103.1 | 104.9 | 106.6 | 108 | 109.3 | 110.4 | 111.2 | 112 | 112.9 | 113.7 | NPgY | GSP | NG FES - Steady Progression | Peak utilisation (percent - whole number)
NG FES - Steady Progression | Dem_BB000c_NPgExtra | % | NPgY | WEST MELTON SECTION 3 | Peak utilisation (percent - whole number) | WMEL_BB3 | 54.9 | 55.3 | 56.7 | 58.7 | 59.2 | 59.6 | 59.9 | 60.3 | 60.9 | 61.7 | 62.8 | 65.2 | 67.2 | 69.3 | 71.7 | 77.2 | 79.9 | 83.3 | 86.7 | 90.2 | 93.8 | 97.2 | 100.5 | 103.2 | 105.7 | 107.9 | 109.8 | 111.4 | 112.6 | 113.8 | 114.9 | 116.1 | NPgY | GSP | NG FES - Steady Progression | Peak utilisation (percent - whole number)
NG FES - Steady Progression | Dem_BB000c_NPgExtra | % | NPgY | WINCOBANK | Peak utilisation (percent - whole number) | WIBA_3 | 24.4 | 24.1 | 45.4 | 45.6 | 45.7 | 45.8 | 45.8 | 45.9 | 46 | 46.1 | 46.3 | 46.5 | 46.5 | 46.6 | 46.7 | 46.8 | 46.9 | 47.1 | 47.2 | 47.3 | 47.5 | 47.6 | 47.8 | 47.9 | 48 | 48.1 | 48.2 | 48.2 | 48.3 | 48.3 | 48.4 | 48.4 | NPgY | GSP | NG FES - Steady Progression | Peak utilisation (percent - whole number)
NG FES - Steady Progression | Dem_BB000a_NPgExtra | MW | NPgN | BLYTH 66kV | Total peak demand (MW) | BLYTB1 | 124.2 | 130.12 | 132.674 | 135.496 | 136.8 | 137.777 | 138.576 | 139.548 | 140.921 | 142.877 | 145.362 | 148.558 | 152.893 | 157.49 | 162.503 | 167.9 | 173.647 | 180.783 | 188.078 | 195.643 | 203.22 | 210.464 | 217.238 | 223.038 | 228.318 | 233.054 | 237.205 | 240.513 | 243.134 | 245.714 | 248.281 | 250.867 | NPgN | GSP | NG FES - Steady Progression | Total peak demand (MW)
NG FES - Steady Progression | Dem_BB000a_NPgExtra | MW | NPgN | BLYTH 132kV | Total peak demand (MW) | BLYTH132 | 68.376 | 68.324 | 70.619 | 71.803 | 72.559 | 73.228 | 73.859 | 74.666 | 75.943 | 77.565 | 79.433 | 81.625 | 83.743 | 86.003 | 88.443 | 91.071 | 93.877 | 97.04 | 100.293 | 103.678 | 107.042 | 110.304 | 113.267 | 115.758 | 117.99 | 119.974 | 121.679 | 122.954 | 123.993 | 124.988 | 125.955 | 126.913 | NPgN | GSP | NG FES - Steady Progression | Total peak demand (MW)
NG FES - Steady Progression | Dem_BB000a_NPgExtra | MW | NPgN | FOURSTONES | Total peak demand (MW) | FOUR_1 | 20.043 | 20.023 | 20.112 | 20.463 | 20.685 | 20.879 | 21.062 | 21.291 | 21.746 | 22.344 | 23.022 | 23.814 | 24.537 | 25.323 | 26.148 | 27.025 | 27.954 | 28.918 | 29.902 | 30.925 | 31.943 | 32.961 | 33.862 | 34.616 | 35.301 | 35.915 | 36.455 | 36.904 | 37.255 | 37.586 | 37.902 | 38.211 | NPgN | GSP | NG FES - Steady Progression | Total peak demand (MW)
NG FES - Steady Progression | Dem_BB000a_NPgExtra | MW | NPgN | HARTMOOR | Total peak demand (MW) | HARM_6 | 87.228 | 87.336 | 91.159 | 92.558 | 93.139 | 93.542 | 93.851 | 94.297 | 94.969 | 95.976 | 97.284 | 98.986 | 101.269 | 103.712 | 106.386 | 109.273 | 112.352 | 116.266 | 120.251 | 124.387 | 128.542 | 132.527 | 136.237 | 139.362 | 142.196 | 144.717 | 146.917 | 148.685 | 150.008 | 151.303 | 152.585 | 153.875 | NPgN | GSP | NG FES - Steady Progression | Total peak demand (MW)
NG FES - Steady Progression | Dem_BB000a_NPgExtra | MW | NPgN | HAWTHORN PIT GRID | Total peak demand (MW) | HAWP_6 | 91.919 | 95.353 | 97.21 | 98.884 | 99.602 | 100.116 | 100.521 | 101.111 | 101.958 | 103.18 | 104.75 | 106.784 | 109.531 | 112.459 | 115.661 | 119.116 | 122.799 | 127.637 | 132.544 | 137.63 | 142.73 | 147.582 | 152.13 | 155.939 | 159.394 | 162.471 | 165.163 | 167.323 | 168.951 | 170.561 | 172.171 | 173.801 | NPgN | GSP | NG FES - Steady Progression | Total peak demand (MW)
NG FES - Steady Progression | Dem_BB000a_NPgExtra | MW | NPgN | KNARESBOROUGH | Total peak demand (MW) | KNARE_111 | 154.812 | 157.788 | 164.213 | 167.053 | 168.835 | 170.402 | 171.877 | 173.466 | 175.527 | 178.158 | 181.291 | 185.05 | 189.305 | 193.817 | 198.75 | 204.102 | 209.842 | 216.794 | 223.985 | 231.477 | 239.009 | 246.344 | 253.234 | 259.267 | 264.767 | 269.678 | 273.991 | 277.415 | 280.245 | 282.973 | 285.634 | 288.278 | NPgN | GSP | NG FES - Steady Progression | Total peak demand (MW)
NG FES - Steady Progression | Dem_BB000a_NPgExtra | MW | NPgN | LACKENBY | Total peak demand (MW) | LACK_6 | 165.033 | 164.816 | 166.84 | 169.504 | 170.771 | 171.756 | 172.588 | 173.563 | 174.991 | 176.996 | 179.507 | 182.713 | 186.963 | 191.479 | 196.409 | 201.717 | 207.37 | 214.529 | 221.83 | 229.396 | 236.967 | 244.199 | 250.992 | 256.785 | 262.062 | 266.791 | 270.952 | 274.287 | 276.929 | 279.533 | 282.126 | 284.742 | NPgN | GSP | NG FES - Steady Progression | Total peak demand (MW)
NG FES - Steady Progression | Dem_BB000a_NPgExtra | MW | NPgN | NORTON | Total peak demand (MW) | NORT_1 | 419.811 | 419.002 | 437.632 | 444.578 | 448.31 | 451.433 | 454.28 | 457.704 | 462.449 | 468.804 | 476.566 | 486.171 | 497.569 | 509.71 | 523.004 | 537.397 | 552.8 | 571.617 | 590.938 | 611.016 | 631.145 | 650.44 | 668.377 | 683.783 | 697.727 | 710.119 | 720.883 | 729.168 | 735.734 | 742.125 | 748.425 | 754.737 | NPgN | GSP | NG FES - Steady Progression | Total peak demand (MW)
NG FES - Steady Progression | Dem_BB000a_NPgExtra | MW | NPgN | OFFERTON | Total peak demand (MW) | OFFE_3 | 49.589 | 49.364 | 50.631 | 51.472 | 51.79 | 51.988 | 52.12 | 52.19 | 52.401 | 52.8 | 53.357 | 54.144 | 55.322 | 56.571 | 57.956 | 59.461 | 61.077 | 63.252 | 65.48 | 67.797 | 70.159 | 72.438 | 74.575 | 76.381 | 78.022 | 79.482 | 80.757 | 81.794 | 82.568 | 83.323 | 84.07 | 84.82 | NPgN | GSP | NG FES - Steady Progression | Total peak demand (MW)
NG FES - Steady Progression | Dem_BB000a_NPgExtra | MW | NPgN | OSBALDWICK | Total peak demand (MW) | OSBA_1 | 257.854 | 258.994 | 286.424 | 290.765 | 292.987 | 294.738 | 296.252 | 297.95 | 300.461 | 303.996 | 308.407 | 313.934 | 320.621 | 327.776 | 335.635 | 344.177 | 353.375 | 364.627 | 376.234 | 388.345 | 400.54 | 412.499 | 423.619 | 433.162 | 441.805 | 449.492 | 456.139 | 461.443 | 465.545 | 469.448 | 473.216 | 476.937 | NPgN | GSP | NG FES - Steady Progression | Total peak demand (MW)
NG FES - Steady Progression | Dem_BB000a_NPgExtra | MW | NPgN | POPPLETON | Total peak demand (MW) | POPP_3 | 43.903 | 43.759 | 45.658 | 46.314 | 46.603 | 46.804 | 46.961 | 47.143 | 47.433 | 47.874 | 48.447 | 49.2 | 50.148 | 51.166 | 52.295 | 53.527 | 54.856 | 56.568 | 58.329 | 60.166 | 62.023 | 63.827 | 65.508 | 66.938 | 68.23 | 69.37 | 70.354 | 71.129 | 71.705 | 72.256 | 72.792 | 73.325 | NPgN | GSP | NG FES - Steady Progression | Total peak demand (MW)
NG FES - Steady Progression | Dem_BB000a_NPgExtra | MW | NPgN | SALTHOLME | Total peak demand (MW) | SALH_1 | 72.151 | 72.153 | 77.377 | 77.517 | 77.647 | 77.776 | 77.903 | 78.027 | 78.155 | 78.291 | 78.432 | 78.578 | 78.527 | 78.478 | 78.434 | 78.393 | 78.355 | 78.323 | 78.293 | 78.267 | 78.243 | 78.221 | 78.2 | 78.174 | 78.147 | 78.116 | 78.084 | 78.051 | 78.014 | 77.976 | 77.938 | 77.901 | NPgN | GSP | NG FES - Steady Progression | Total peak demand (MW)
NG FES - Steady Progression | Dem_BB000a_NPgExtra | MW | NPgN | SOUTH SHIELDS | Total peak demand (MW) | SSHI_3 | 46.974 | 46.771 | 47.579 | 48.343 | 48.632 | 48.814 | 48.937 | 49.041 | 49.269 | 49.67 | 50.224 | 50.989 | 52.088 | 53.262 | 54.562 | 55.978 | 57.503 | 59.502 | 61.558 | 63.701 | 65.871 | 67.981 | 69.956 | 71.638 | 73.166 | 74.526 | 75.71 | 76.671 | 77.399 | 78.103 | 78.793 | 79.482 | NPgN | GSP | NG FES - Steady Progression | Total peak demand (MW)
NG FES - Steady Progression | Dem_BB000a_NPgExtra | MW | NPgN | SPADEADAM | Total peak demand (MW) | KIELD01 and SPAD20 | 5.932 | 5.94 | 5.955 | 6.089 | 6.165 | 6.232 | 6.294 | 6.379 | 6.549 | 6.777 | 7.042 | 7.357 | 7.68 | 8.03 | 8.402 | 8.8 | 9.222 | 9.688 | 10.164 | 10.658 | 11.15 | 11.634 | 12.07 | 12.437 | 12.769 | 13.065 | 13.323 | 13.53 | 13.691 | 13.844 | 13.991 | 14.135 | NPgN | GSP | NG FES - Steady Progression | Total peak demand (MW)
NG FES - Steady Progression | Dem_BB000a_NPgExtra | MW | NPgN | SPENNYMOOR | Total peak demand (MW) | SPEN_1 | 215.072 | 215.141 | 219.876 | 228.438 | 230.168 | 231.453 | 232.486 | 233.889 | 236.065 | 239.195 | 243.175 | 251.896 | 258.536 | 265.661 | 273.458 | 292.017 | 301.06 | 312.38 | 323.955 | 335.985 | 348.029 | 359.58 | 370.331 | 379.424 | 387.632 | 394.895 | 401.174 | 406.054 | 409.751 | 413.34 | 416.876 | 420.418 | NPgN | GSP | NG FES - Steady Progression | Total peak demand (MW)
NG FES - Steady Progression | Dem_BB000a_NPgExtra | MW | NPgN | STELLA NORTH | Total peak demand (MW) | STEN_1 | 188.894 | 190.894 | 197.481 | 200.745 | 202.297 | 203.493 | 204.525 | 205.599 | 207.213 | 209.554 | 212.539 | 216.416 | 221.562 | 227.039 | 233.086 | 239.651 | 246.709 | 255.648 | 264.839 | 274.396 | 284.02 | 293.311 | 302.007 | 309.501 | 316.307 | 322.352 | 327.627 | 331.782 | 335.041 | 338.203 | 341.314 | 344.421 | NPgN | GSP | NG FES - Steady Progression | Total peak demand (MW)
NG FES - Steady Progression | Dem_BB000a_NPgExtra | MW | NPgN | STELLA SOUTH | Total peak demand (MW) | STES_1 | 251.111 | 251.355 | 262.791 | 273.817 | 275.307 | 276.576 | 277.743 | 279.242 | 281.195 | 283.697 | 286.707 | 292.708 | 296.688 | 300.948 | 305.65 | 317.338 | 322.839 | 329.815 | 336.959 | 344.39 | 351.85 | 358.949 | 365.491 | 371.005 | 375.957 | 380.325 | 384.063 | 386.87 | 388.974 | 391.036 | 393.091 | 395.168 | NPgN | GSP | NG FES - Steady Progression | Total peak demand (MW)
NG FES - Steady Progression | Dem_BB000a_NPgExtra | MW | NPgN | TYNEMOUTH | Total peak demand (MW) | TYNE_1 | 151.802 | 152.745 | 161.843 | 164.676 | 166.091 | 167.205 | 168.169 | 169.303 | 170.803 | 172.853 | 175.413 | 178.664 | 182.86 | 187.314 | 192.181 | 197.433 | 203.039 | 210.267 | 217.651 | 225.308 | 233.017 | 240.416 | 247.392 | 253.379 | 258.848 | 263.764 | 268.1 | 271.623 | 274.408 | 277.147 | 279.868 | 282.607 | NPgN | GSP | NG FES - Steady Progression | Total peak demand (MW)
NG FES - Steady Progression | Dem_BB000a_NPgExtra | MW | NPgN | WEST BOLDON | Total peak demand (MW) | WBOL_6 | 217.895 | 221.762 | 247.276 | 250.662 | 252.082 | 253.066 | 253.821 | 254.713 | 256.1 | 258.216 | 260.993 | 264.685 | 269.838 | 275.316 | 281.335 | 287.849 | 294.818 | 303.976 | 313.326 | 323.033 | 332.809 | 342.188 | 350.982 | 358.443 | 365.228 | 371.282 | 376.585 | 380.864 | 384.141 | 387.359 | 390.557 | 393.777 | NPgN | GSP | NG FES - Steady Progression | Total peak demand (MW)
NG FES - Steady Progression | Dem_BB000a_NPgExtra | MW | NPgY | BRADFORD WEST | Total peak demand (MW) | BRAW_1 | 377.732 | 378.012 | 388.977 | 395.62 | 398.502 | 400.666 | 402.433 | 404.419 | 407.693 | 412.562 | 418.977 | 427.465 | 438.876 | 451.4 | 465.254 | 480.364 | 496.647 | 517.649 | 539.044 | 561.324 | 583.824 | 605.546 | 625.998 | 643.228 | 658.754 | 672.466 | 684.307 | 693.651 | 700.526 | 707.217 | 713.751 | 720.261 | NPgY | GSP | NG FES - Steady Progression | Total peak demand (MW)
NG FES - Steady Progression | Dem_BB000a_NPgExtra | MW | NPgY | CAMBLESFORTH | Total peak demand (MW) | CAMB_01 | 37.548 | 37.553 | 42.022 | 42.615 | 42.978 | 43.299 | 43.602 | 43.986 | 44.52 | 45.204 | 46.022 | 46.997 | 48.022 | 49.135 | 50.341 | 51.64 | 53.026 | 54.71 | 56.412 | 58.18 | 59.951 | 61.67 | 63.281 | 64.651 | 65.9 | 67.016 | 67.972 | 68.746 | 69.349 | 69.939 | 70.517 | 71.094 | NPgY | GSP | NG FES - Steady Progression | Total peak demand (MW)
NG FES - Steady Progression | Dem_BB000a_NPgExtra | MW | NPgY | CREYKE BECK | Total peak demand (MW) | CREB_1 | 415.525 | 416.304 | 435.137 | 442.472 | 446.287 | 449.357 | 452.043 | 455.258 | 459.699 | 465.69 | 473.122 | 482.409 | 493.264 | 505.079 | 517.997 | 532.003 | 547.027 | 565.555 | 584.422 | 604.077 | 623.775 | 642.924 | 660.925 | 676.242 | 690.135 | 702.484 | 713.17 | 721.761 | 728.316 | 734.711 | 740.942 | 747.14 | NPgY | GSP | NG FES - Steady Progression | Total peak demand (MW)
NG FES - Steady Progression | Dem_BB000a_NPgExtra | MW | NPgY | DRAX | Total peak demand (MW) | DRAX_YEDL | 49.696 | 49.802 | 53.346 | 54.322 | 54.969 | 55.571 | 56.159 | 56.941 | 57.974 | 59.262 | 60.768 | 62.534 | 64.347 | 66.323 | 68.459 | 70.755 | 73.197 | 75.999 | 78.84 | 81.79 | 84.721 | 87.528 | 90.108 | 92.325 | 94.333 | 96.137 | 97.655 | 98.807 | 99.734 | 100.642 | 101.538 | 102.437 | NPgY | GSP | NG FES - Steady Progression | Total peak demand (MW)
NG FES - Steady Progression | Dem_BB000a_NPgExtra | MW | NPgY | ELLAND | Total peak demand (MW) | ELLA_1 | 325.726 | 328.772 | 335.39 | 345.589 | 347.692 | 349.22 | 350.425 | 351.658 | 353.761 | 356.974 | 361.266 | 373.619 | 381.071 | 389.266 | 398.369 | 427.145 | 437.909 | 451.889 | 466.163 | 481.051 | 496.09 | 510.624 | 524.351 | 535.914 | 546.33 | 555.526 | 563.47 | 569.73 | 574.325 | 578.804 | 583.177 | 587.535 | NPgY | GSP | NG FES - Steady Progression | Total peak demand (MW)
NG FES - Steady Progression | Dem_BB000a_NPgExtra | MW | NPgY | FERRYBRIDGE A | Total peak demand (MW) | FERRA2 | 89.814 | 89.98 | 125.955 | 136.243 | 137.24 | 138.085 | 138.858 | 139.881 | 141.194 | 142.914 | 144.99 | 139.108 | 142.286 | 145.755 | 149.53 | 153.594 | 157.917 | 163.188 | 168.508 | 174.021 | 179.514 | 184.722 | 189.608 | 193.731 | 197.467 | 200.815 | 203.724 | 206.01 | 207.766 | 209.533 | 211.298 | 213.083 | NPgY | GSP | NG FES - Steady Progression | Total peak demand (MW)
NG FES - Steady Progression | Dem_BB000a_NPgExtra | MW | NPgY | FERRYBRIDGE B | Total peak demand (MW) | FERRB9 | 259.319 | 258.744 | 279.771 | 289.748 | 292.011 | 293.956 | 295.748 | 297.924 | 300.792 | 304.505 | 309.068 | 322.557 | 328.903 | 335.853 | 343.473 | 373.382 | 382.215 | 393.101 | 404.143 | 415.622 | 427.119 | 438.151 | 448.505 | 457.279 | 465.221 | 472.319 | 478.452 | 483.295 | 486.999 | 490.655 | 494.26 | 497.88 | NPgY | GSP | NG FES - Steady Progression | Total peak demand (MW)
NG FES - Steady Progression | Dem_BB000a_NPgExtra | MW | NPgY | GRIMSBY WEST | Total peak demand (MW) | GRIW_1 | 211.774 | 210.626 | 224.574 | 227.027 | 228.33 | 229.431 | 230.446 | 231.826 | 233.624 | 236.009 | 238.884 | 242.455 | 246.429 | 250.798 | 255.639 | 260.939 | 266.654 | 274.103 | 281.67 | 289.541 | 297.437 | 304.909 | 311.911 | 317.747 | 322.959 | 327.521 | 331.386 | 334.231 | 336.264 | 338.295 | 340.309 | 342.344 | NPgY | GSP | NG FES - Steady Progression | Total peak demand (MW)
NG FES - Steady Progression | Dem_BB000a_NPgExtra | MW | NPgY | JORDANTHORPE | Total peak demand (MW) | JORD_3 | 54.23 | 54.313 | 54.851 | 55.843 | 56.299 | 56.65 | 56.956 | 57.291 | 57.816 | 58.586 | 59.565 | 60.848 | 62.589 | 64.494 | 66.6 | 68.891 | 71.347 | 74.511 | 77.73 | 81.067 | 84.407 | 87.538 | 90.508 | 93.023 | 95.283 | 97.282 | 99 | 100.264 | 101.231 | 102.207 | 103.182 | 104.169 | NPgY | GSP | NG FES - Steady Progression | Total peak demand (MW)
NG FES - Steady Progression | Dem_BB000a_NPgExtra | MW | NPgY | KEADBY | Total peak demand (MW) | KEAD_YEDL | 387.507 | 389.338 | 404.633 | 409.365 | 412.387 | 415.077 | 417.658 | 420.925 | 425.31 | 430.832 | 437.354 | 445.061 | 452.931 | 461.502 | 470.796 | 480.822 | 491.521 | 504.157 | 516.981 | 530.309 | 543.579 | 556.388 | 568.297 | 578.494 | 587.75 | 596.016 | 603.034 | 608.513 | 612.837 | 617.079 | 621.238 | 625.393 | NPgY | GSP | NG FES - Steady Progression | Total peak demand (MW)
NG FES - Steady Progression | Dem_BB000a_NPgExtra | MW | NPgY | KIRKSTALL B | Total peak demand (MW) | KIRKB1 | 224.788 | 224.15 | 235.461 | 237.411 | 238.249 | 238.811 | 239.198 | 239.738 | 240.472 | 241.529 | 242.941 | 244.808 | 246.694 | 248.773 | 251.05 | 253.508 | 256.12 | 259.878 | 263.559 | 267.382 | 271.237 | 274.923 | 278.495 | 281.268 | 283.791 | 286.041 | 288.073 | 289.929 | 291.096 | 292.303 | 293.516 | 294.759 | NPgY | GSP | NG FES - Steady Progression | Total peak demand (MW)
NG FES - Steady Progression | Dem_BB000a_NPgExtra | MW | NPgY | NEEPSEND | Total peak demand (MW) | NEEP_3 | 75.226 | 75.572 | 79.594 | 80.974 | 81.566 | 82.002 | 82.36 | 82.722 | 83.324 | 84.247 | 85.47 | 87.114 | 89.429 | 91.966 | 94.783 | 97.859 | 101.173 | 105.436 | 109.787 | 114.315 | 118.893 | 123.264 | 127.363 | 130.822 | 133.925 | 136.655 | 138.998 | 140.775 | 142.09 | 143.37 | 144.627 | 145.886 | NPgY | GSP | NG FES - Steady Progression | Total peak demand (MW)
NG FES - Steady Progression | Dem_BB000a_NPgExtra | MW | NPgY | NORTON LEES | Total peak demand (MW) | NORL_3 | 56.83 | 56.925 | 57.03 | 58.259 | 58.826 | 59.267 | 59.658 | 60.131 | 60.812 | 61.789 | 63.027 | 64.65 | 66.96 | 69.491 | 72.294 | 75.346 | 78.625 | 82.963 | 87.366 | 91.934 | 96.56 | 100.937 | 105.078 | 108.563 | 111.704 | 114.488 | 116.914 | 118.786 | 120.189 | 121.585 | 122.98 | 124.389 | NPgY | GSP | NG FES - Steady Progression | Total peak demand (MW)
NG FES - Steady Progression | Dem_BB000a_NPgExtra | MW | NPgY | PITSMOOR 3/4 | Total peak demand (MW) | PITS_BB_B | 44.063 | 43.781 | 47.384 | 47.72 | 47.868 | 47.968 | 48.038 | 48.129 | 48.253 | 48.431 | 48.678 | 49.001 | 49.343 | 49.718 | 50.125 | 50.562 | 51.024 | 51.729 | 52.409 | 53.115 | 53.833 | 54.534 | 55.216 | 55.733 | 56.207 | 56.634 | 57.028 | 57.423 | 57.665 | 57.915 | 58.164 | 58.418 | NPgY | GSP | NG FES - Steady Progression | Total peak demand (MW)
NG FES - Steady Progression | Dem_BB000a_NPgExtra | MW | NPgY | SALTEND NORTH | Total peak demand (MW) | SALT_1 | 96.003 | 95.425 | 97.464 | 98.257 | 98.838 | 99.369 | 99.872 | 100.311 | 100.81 | 101.377 | 102.014 | 102.739 | 103.1 | 103.496 | 103.94 | 104.426 | 104.949 | 105.574 | 106.222 | 106.901 | 107.582 | 108.23 | 108.854 | 109.401 | 109.903 | 110.353 | 110.754 | 111.066 | 111.333 | 111.605 | 111.879 | 112.16 | NPgY | GSP | NG FES - Steady Progression | Total peak demand (MW)
NG FES - Steady Progression | Dem_BB000a_NPgExtra | MW | NPgY | SHEFFIELD CITY | Total peak demand (MW) | SHEC_3 | 82.554 | 83.743 | 95.911 | 96.379 | 96.613 | 96.786 | 96.923 | 97.072 | 97.26 | 97.515 | 97.868 | 98.319 | 98.555 | 98.828 | 99.144 | 99.502 | 99.897 | 100.534 | 101.153 | 101.808 | 102.478 | 103.139 | 103.778 | 104.236 | 104.642 | 104.987 | 105.283 | 105.565 | 105.681 | 105.796 | 105.905 | 106.016 | NPgY | GSP | NG FES - Steady Progression | Total peak demand (MW)
NG FES - Steady Progression | Dem_BB000a_NPgExtra | MW | NPgY | SKELTON GRANGE | Total peak demand (MW) | SKLGB1 | 520.145 | 521.351 | 572.911 | 584.134 | 587.514 | 590.06 | 592.15 | 594.432 | 597.883 | 602.962 | 609.684 | 622.907 | 634.329 | 646.903 | 660.906 | 688.953 | 705.494 | 726.883 | 748.709 | 771.452 | 794.389 | 816.391 | 837.138 | 854.603 | 870.282 | 884.082 | 895.962 | 905.094 | 911.767 | 918.272 | 924.629 | 930.978 | NPgY | GSP | NG FES - Steady Progression | Total peak demand (MW)
NG FES - Steady Progression | Dem_BB000a_NPgExtra | MW | NPgY | TEMPLEBOROUGH 275/33KV | Total peak demand (MW) | TEMP_3 | 18.546 | 18.448 | 19.327 | 19.51 | 19.666 | 19.817 | 19.963 | 20.102 | 20.249 | 20.405 | 20.572 | 20.751 | 20.834 | 20.923 | 21.019 | 21.121 | 21.227 | 21.351 | 21.478 | 21.61 | 21.744 | 21.874 | 22.005 | 22.127 | 22.244 | 22.359 | 22.47 | 22.575 | 22.674 | 22.776 | 22.88 | 22.986 | NPgY | GSP | NG FES - Steady Progression | Total peak demand (MW)
NG FES - Steady Progression | Dem_BB000a_NPgExtra | MW | NPgY | THURCROFT | Total peak demand (MW) | THUR_6 | 131.764 | 131.917 | 160.439 | 177.727 | 179.171 | 180.287 | 181.249 | 182.57 | 184.235 | 186.43 | 189.08 | 177.899 | 181.993 | 186.424 | 191.222 | 196.379 | 201.862 | 208.643 | 215.485 | 222.585 | 229.669 | 236.475 | 242.884 | 248.287 | 253.212 | 257.637 | 261.538 | 264.761 | 267.224 | 269.691 | 272.141 | 274.609 | NPgY | GSP | NG FES - Steady Progression | Total peak demand (MW)
NG FES - Steady Progression | Dem_BB000a_NPgExtra | MW | NPgY | WEST MELTON / THORPE MARSH | Total peak demand (MW) | WMEL_THOM | 462.028 | 460.723 | 486.65 | 498.102 | 502.361 | 506.107 | 509.629 | 513.608 | 518.317 | 524.106 | 530.971 | 545.083 | 553.653 | 562.985 | 573.207 | 600.964 | 612.839 | 627.583 | 642.581 | 658.194 | 673.864 | 689.018 | 703.385 | 715.662 | 726.85 | 736.909 | 745.753 | 752.974 | 758.624 | 764.225 | 769.748 | 775.288 | NPgY | GSP | NG FES - Steady Progression | Total peak demand (MW)
NG FES - Steady Progression | Dem_BB000a_NPgExtra | MW | NPgY | WEST MELTON SECTION 3 | Total peak demand (MW) | WMEL_BB3 | 224.804 | 226.713 | 232.19 | 240.38 | 242.567 | 244.175 | 245.491 | 247.009 | 249.357 | 252.76 | 257.186 | 267.205 | 275.25 | 284.045 | 293.677 | 316.169 | 327.294 | 341.078 | 355.069 | 369.609 | 384.193 | 398.248 | 411.484 | 422.71 | 432.899 | 442.004 | 449.961 | 456.386 | 461.291 | 466.122 | 470.874 | 475.63 | NPgY | GSP | NG FES - Steady Progression | Total peak demand (MW)
NG FES - Steady Progression | Dem_BB000a_NPgExtra | MW | NPgY | WINCOBANK | Total peak demand (MW) | WIBA_3 | 31.35 | 31.08 | 58.445 | 58.638 | 58.771 | 58.888 | 58.995 | 59.115 | 59.245 | 59.395 | 59.582 | 59.798 | 59.888 | 59.99 | 60.104 | 60.23 | 60.365 | 60.557 | 60.741 | 60.935 | 61.13 | 61.322 | 61.513 | 61.652 | 61.779 | 61.892 | 61.995 | 62.1 | 62.158 | 62.219 | 62.279 | 62.342 | NPgY | GSP | NG FES - Steady Progression | Total peak demand (MW)
NG FES - Steady Progression | Dem_BB000e_NPgExtra | MWh | NPgN | BLYTH 66kV | Electrolysers (MWh) | BLYTB1 | 0 | 0 | 3.864 | 6.212 | 8.804 | 11.739 | 14.967 | 18.538 | 22.5 | 26.902 | 31.793 | 37.174 | 43.141 | 49.745 | 57.033 | 65.103 | 74.005 | 83.886 | 94.794 | 106.826 | 120.13 | 134.853 | 151.092 | 169.044 | 188.902 | 210.815 | 235.027 | 261.734 | 291.228 | 323.805 | 359.707 | 399.326 | NPgN | GSP | NG FES - Steady Progression | Electrolysers (MWh)
NG FES - Steady Progression | Dem_BB000e_NPgExtra | MWh | NPgN | BLYTH 132kV | Electrolysers (MWh) | BLYTH132 | 0 | 0 | 2.705 | 4.348 | 6.163 | 8.217 | 10.477 | 12.977 | 15.75 | 18.832 | 22.255 | 26.022 | 30.199 | 34.821 | 39.923 | 45.572 | 51.804 | 58.72 | 66.355 | 74.778 | 84.091 | 94.397 | 105.765 | 118.33 | 132.232 | 147.571 | 164.519 | 183.214 | 203.86 | 226.663 | 251.795 | 279.528 | NPgN | GSP | NG FES - Steady Progression | Electrolysers (MWh)
NG FES - Steady Progression | Dem_BB000e_NPgExtra | MWh | NPgN | FOURSTONES | Electrolysers (MWh) | FOUR_1 | 0 | 0 | 0.386 | 0.621 | 0.88 | 1.174 | 1.497 | 1.854 | 2.25 | 2.69 | 3.179 | 3.717 | 4.314 | 4.974 | 5.703 | 6.51 | 7.401 | 8.389 | 9.479 | 10.683 | 12.013 | 13.485 | 15.109 | 16.904 | 18.89 | 21.082 | 23.503 | 26.173 | 29.123 | 32.38 | 35.971 | 39.933 | NPgN | GSP | NG FES - Steady Progression | Electrolysers (MWh)
NG FES - Steady Progression | Dem_BB000e_NPgExtra | MWh | NPgN | HARTMOOR | Electrolysers (MWh) | HARM_6 | 0 | 0 | 0.557 | 0.896 | 1.27 | 1.694 | 2.159 | 2.675 | 3.246 | 3.881 | 4.587 | 5.363 | 6.224 | 7.177 | 8.228 | 9.393 | 10.677 | 12.102 | 13.676 | 15.412 | 17.332 | 19.456 | 21.799 | 24.388 | 27.253 | 30.415 | 33.908 | 37.761 | 42.016 | 46.716 | 51.896 | 57.612 | NPgN | GSP | NG FES - Steady Progression | Electrolysers (MWh)
NG FES - Steady Progression | Dem_BB000e_NPgExtra | MWh | NPgN | HAWTHORN PIT GRID | Electrolysers (MWh) | HAWP_6 | 0 | 0 | 0.483 | 0.776 | 1.101 | 1.467 | 1.871 | 2.317 | 2.813 | 3.363 | 3.974 | 4.647 | 5.393 | 6.218 | 7.129 | 8.138 | 9.251 | 10.486 | 11.849 | 13.353 | 15.016 | 16.857 | 18.887 | 21.13 | 23.613 | 26.352 | 29.378 | 32.717 | 36.404 | 40.476 | 44.963 | 49.916 | NPgN | GSP | NG FES - Steady Progression | Electrolysers (MWh)
NG FES - Steady Progression | Dem_BB000e_NPgExtra | MWh | NPgN | KNARESBOROUGH | Electrolysers (MWh) | KNARE_111 | 0 | 0 | 11.187 | 17.984 | 25.489 | 33.985 | 43.331 | 53.668 | 65.138 | 77.882 | 92.042 | 107.619 | 124.894 | 144.011 | 165.109 | 188.474 | 214.246 | 242.85 | 274.427 | 309.262 | 347.778 | 390.4 | 437.413 | 489.381 | 546.872 | 610.31 | 680.404 | 757.719 | 843.106 | 937.414 | 1041.351 | 1156.05 | NPgN | GSP | NG FES - Steady Progression | Electrolysers (MWh)
NG FES - Steady Progression | Dem_BB000e_NPgExtra | MWh | NPgN | LACKENBY | Electrolysers (MWh) | LACK_6 | 0 | 0 | 0.502 | 0.808 | 1.145 | 1.526 | 1.946 | 2.41 | 2.925 | 3.497 | 4.133 | 4.833 | 5.608 | 6.467 | 7.414 | 8.463 | 9.621 | 10.905 | 12.323 | 13.887 | 15.617 | 17.531 | 19.642 | 21.976 | 24.557 | 27.406 | 30.554 | 34.025 | 37.86 | 42.095 | 46.762 | 51.912 | NPgN | GSP | NG FES - Steady Progression | Electrolysers (MWh)
NG FES - Steady Progression | Dem_BB000e_NPgExtra | MWh | NPgN | NORTON | Electrolysers (MWh) | NORT_1 | 0 | 0 | 11.631 | 18.698 | 26.501 | 35.335 | 45.052 | 55.8 | 67.725 | 80.976 | 95.698 | 111.894 | 129.855 | 149.731 | 171.668 | 195.961 | 222.756 | 252.497 | 285.328 | 321.547 | 361.593 | 405.909 | 454.788 | 508.821 | 568.596 | 634.554 | 707.432 | 787.819 | 876.597 | 974.652 | 1082.717 | 1201.972 | NPgN | GSP | NG FES - Steady Progression | Electrolysers (MWh)
NG FES - Steady Progression | Dem_BB000e_NPgExtra | MWh | NPgN | OFFERTON | Electrolysers (MWh) | OFFE_3 | 0 | 0 | 0 | 0 | 0 | 0 | 0 | 0 | 0 | 0 | 0 | 0 | 0 | 0 | 0 | 0 | 0 | 0 | 0 | 0 | 0 | 0 | 0 | 0 | 0 | 0 | 0 | 0 | 0 | 0 | 0 | 0 | NPgN | GSP | NG FES - Steady Progression | Electrolysers (MWh)
NG FES - Steady Progression | Dem_BB000e_NPgExtra | MWh | NPgN | OSBALDWICK | Electrolysers (MWh) | OSBA_1 | 0 | 0 | 6.279 | 10.094 | 14.307 | 19.076 | 24.322 | 30.124 | 36.563 | 43.716 | 51.664 | 60.408 | 70.105 | 80.835 | 92.678 | 105.793 | 120.259 | 136.315 | 154.039 | 173.592 | 195.212 | 219.137 | 245.525 | 274.696 | 306.966 | 342.575 | 381.919 | 425.317 | 473.246 | 526.182 | 584.523 | 648.905 | NPgN | GSP | NG FES - Steady Progression | Electrolysers (MWh)
NG FES - Steady Progression | Dem_BB000e_NPgExtra | MWh | NPgN | POPPLETON | Electrolysers (MWh) | POPP_3 | 0 | 0 | 1.101 | 1.77 | 2.509 | 3.346 | 4.266 | 5.283 | 6.413 | 7.667 | 9.061 | 10.595 | 12.295 | 14.177 | 16.254 | 18.554 | 21.092 | 23.907 | 27.016 | 30.445 | 34.237 | 38.433 | 43.061 | 48.177 | 53.837 | 60.082 | 66.983 | 74.594 | 83 | 92.284 | 102.516 | 113.808 | NPgN | GSP | NG FES - Steady Progression | Electrolysers (MWh)
NG FES - Steady Progression | Dem_BB000e_NPgExtra | MWh | NPgN | SALTHOLME | Electrolysers (MWh) | SALH_1 | 0 | 0 | 0 | 0 | 0 | 0 | 0 | 0 | 0 | 0 | 0 | 0 | 0 | 0 | 0 | 0 | 0 | 0 | 0 | 0 | 0 | 0 | 0 | 0 | 0 | 0 | 0 | 0 | 0 | 0 | 0 | 0 | NPgN | GSP | NG FES - Steady Progression | Electrolysers (MWh)
NG FES - Steady Progression | Dem_BB000e_NPgExtra | MWh | NPgN | SOUTH SHIELDS | Electrolysers (MWh) | SSHI_3 | 0 | 0 | 0 | 0 | 0 | 0 | 0 | 0 | 0 | 0 | 0 | 0 | 0 | 0 | 0 | 0 | 0 | 0 | 0 | 0 | 0 | 0 | 0 | 0 | 0 | 0 | 0 | 0 | 0 | 0 | 0 | 0 | NPgN | GSP | NG FES - Steady Progression | Electrolysers (MWh)
NG FES - Steady Progression | Dem_BB000e_NPgExtra | MWh | NPgN | SPADEADAM | Electrolysers (MWh) | KIELD01 and SPAD20 | 0 | 0 | 0.58 | 0.932 | 1.321 | 1.761 | 2.245 | 2.781 | 3.375 | 4.035 | 4.769 | 5.576 | 6.471 | 7.462 | 8.555 | 9.765 | 11.101 | 12.583 | 14.219 | 16.024 | 18.02 | 20.228 | 22.664 | 25.357 | 28.335 | 31.622 | 35.254 | 39.26 | 43.684 | 48.571 | 53.956 | 59.899 | NPgN | GSP | NG FES - Steady Progression | Electrolysers (MWh)
NG FES - Steady Progression | Dem_BB000e_NPgExtra | MWh | NPgN | SPENNYMOOR | Electrolysers (MWh) | SPEN_1 | 0 | 0 | 11.592 | 18.636 | 26.413 | 35.217 | 44.902 | 55.614 | 67.5 | 80.707 | 95.38 | 111.522 | 129.424 | 149.234 | 171.098 | 195.31 | 222.016 | 251.658 | 284.381 | 320.478 | 360.391 | 404.56 | 453.277 | 507.131 | 566.707 | 632.446 | 705.082 | 785.201 | 873.685 | 971.414 | 1079.12 | 1197.979 | NPgN | GSP | NG FES - Steady Progression | Electrolysers (MWh)
NG FES - Steady Progression | Dem_BB000e_NPgExtra | MWh | NPgN | STELLA NORTH | Electrolysers (MWh) | STEN_1 | 0 | 0 | 0.309 | 0.497 | 0.704 | 0.939 | 1.197 | 1.483 | 1.8 | 2.152 | 2.543 | 2.974 | 3.451 | 3.98 | 4.563 | 5.208 | 5.92 | 6.711 | 7.583 | 8.546 | 9.61 | 10.788 | 12.087 | 13.523 | 15.112 | 16.865 | 18.802 | 20.939 | 23.298 | 25.904 | 28.777 | 31.946 | NPgN | GSP | NG FES - Steady Progression | Electrolysers (MWh)
NG FES - Steady Progression | Dem_BB000e_NPgExtra | MWh | NPgN | STELLA SOUTH | Electrolysers (MWh) | STES_1 | 0 | 0 | 1.237 | 1.988 | 2.817 | 3.757 | 4.79 | 5.932 | 7.2 | 8.609 | 10.174 | 11.896 | 13.805 | 15.918 | 18.25 | 20.833 | 23.682 | 26.843 | 30.334 | 34.184 | 38.442 | 43.153 | 48.35 | 54.094 | 60.449 | 67.461 | 75.209 | 83.755 | 93.193 | 103.617 | 115.106 | 127.784 | NPgN | GSP | NG FES - Steady Progression | Electrolysers (MWh)
NG FES - Steady Progression | Dem_BB000e_NPgExtra | MWh | NPgN | TYNEMOUTH | Electrolysers (MWh) | TYNE_1 | 0 | 0 | 0 | 0 | 0 | 0 | 0 | 0 | 0 | 0 | 0 | 0 | 0 | 0 | 0 | 0 | 0 | 0 | 0 | 0 | 0 | 0 | 0 | 0 | 0 | 0 | 0 | 0 | 0 | 0 | 0 | 0 | NPgN | GSP | NG FES - Steady Progression | Electrolysers (MWh)
NG FES - Steady Progression | Dem_BB000e_NPgExtra | MWh | NPgN | WEST BOLDON | Electrolysers (MWh) | WBOL_6 | 0 | 0 | 0 | 0 | 0 | 0 | 0 | 0 | 0 | 0 | 0 | 0 | 0 | 0 | 0 | 0 | 0 | 0 | 0 | 0 | 0 | 0 | 0 | 0 | 0 | 0 | 0 | 0 | 0 | 0 | 0 | 0 | NPgN | GSP | NG FES - Steady Progression | Electrolysers (MWh)
NG FES - Steady Progression | Dem_BB000e_NPgExtra | MWh | NPgY | BRADFORD WEST | Electrolysers (MWh) | BRAW_1 | 0 | 0 | 5.689 | 9.146 | 12.963 | 17.283 | 22.036 | 27.293 | 33.126 | 39.608 | 46.809 | 54.731 | 63.516 | 73.238 | 83.968 | 95.851 | 108.957 | 123.504 | 139.563 | 157.279 | 176.866 | 198.543 | 222.451 | 248.881 | 278.118 | 310.381 | 346.027 | 385.347 | 428.772 | 476.733 | 529.591 | 587.923 | NPgY | GSP | NG FES - Steady Progression | Electrolysers (MWh)
NG FES - Steady Progression | Dem_BB000e_NPgExtra | MWh | NPgY | CAMBLESFORTH | Electrolysers (MWh) | CAMB_01 | 0 | 0 | 0.412 | 0.663 | 0.939 | 1.252 | 1.597 | 1.978 | 2.4 | 2.87 | 3.392 | 3.966 | 4.603 | 5.307 | 6.085 | 6.946 | 7.895 | 8.95 | 10.113 | 11.397 | 12.816 | 14.387 | 16.12 | 18.035 | 20.153 | 22.491 | 25.074 | 27.924 | 31.07 | 34.546 | 38.376 | 42.603 | NPgY | GSP | NG FES - Steady Progression | Electrolysers (MWh)
NG FES - Steady Progression | Dem_BB000e_NPgExtra | MWh | NPgY | CREYKE BECK | Electrolysers (MWh) | CREB_1 | 0 | 0 | 18.51 | 29.757 | 42.175 | 56.234 | 71.698 | 88.802 | 107.781 | 128.869 | 152.299 | 178.073 | 206.658 | 238.29 | 273.201 | 311.862 | 354.506 | 401.836 | 454.086 | 511.726 | 575.457 | 645.983 | 723.773 | 809.763 | 904.892 | 1009.861 | 1125.843 | 1253.774 | 1395.061 | 1551.109 | 1723.09 | 1912.879 | NPgY | GSP | NG FES - Steady Progression | Electrolysers (MWh)
NG FES - Steady Progression | Dem_BB000e_NPgExtra | MWh | NPgY | DRAX | Electrolysers (MWh) | DRAX_YEDL | 0 | 0 | 9.111 | 14.647 | 20.759 | 27.678 | 35.29 | 43.709 | 53.05 | 63.43 | 74.962 | 87.648 | 101.718 | 117.287 | 134.471 | 153.5 | 174.489 | 197.786 | 223.503 | 251.874 | 283.243 | 317.956 | 356.245 | 398.57 | 445.392 | 497.059 | 554.145 | 617.114 | 686.656 | 763.464 | 848.114 | 941.528 | NPgY | GSP | NG FES - Steady Progression | Electrolysers (MWh)
NG FES - Steady Progression | Dem_BB000e_NPgExtra | MWh | NPgY | ELLAND | Electrolysers (MWh) | ELLA_1 | 0 | 0 | 3.916 | 6.296 | 8.923 | 11.898 | 15.17 | 18.789 | 22.804 | 27.266 | 32.224 | 37.677 | 43.725 | 50.418 | 57.804 | 65.984 | 75.007 | 85.021 | 96.076 | 108.272 | 121.756 | 136.678 | 153.137 | 171.331 | 191.458 | 213.668 | 238.207 | 265.275 | 295.169 | 328.186 | 364.574 | 404.729 | NPgY | GSP | NG FES - Steady Progression | Electrolysers (MWh)
NG FES - Steady Progression | Dem_BB000e_NPgExtra | MWh | NPgY | FERRYBRIDGE A | Electrolysers (MWh) | FERRA2 | 0 | 0 | 2.226 | 3.579 | 5.072 | 6.763 | 8.623 | 10.68 | 12.963 | 15.499 | 18.317 | 21.416 | 24.854 | 28.658 | 32.857 | 37.507 | 42.635 | 48.328 | 54.612 | 61.544 | 69.209 | 77.691 | 87.046 | 97.388 | 108.829 | 121.453 | 135.402 | 150.788 | 167.78 | 186.548 | 207.231 | 230.057 | NPgY | GSP | NG FES - Steady Progression | Electrolysers (MWh)
NG FES - Steady Progression | Dem_BB000e_NPgExtra | MWh | NPgY | FERRYBRIDGE B | Electrolysers (MWh) | FERRB9 | 0 | 0 | 9.647 | 15.508 | 21.98 | 29.307 | 37.366 | 46.28 | 56.171 | 67.161 | 79.372 | 92.804 | 107.702 | 124.187 | 142.381 | 162.529 | 184.754 | 209.42 | 236.651 | 266.69 | 299.904 | 336.659 | 377.2 | 422.015 | 471.592 | 526.297 | 586.742 | 653.415 | 727.047 | 808.373 | 898.003 | 996.912 | NPgY | GSP | NG FES - Steady Progression | Electrolysers (MWh)
NG FES - Steady Progression | Dem_BB000e_NPgExtra | MWh | NPgY | GRIMSBY WEST | Electrolysers (MWh) | GRIW_1 | 0 | 0 | 2.927 | 4.705 | 6.669 | 8.892 | 11.338 | 14.042 | 17.043 | 20.378 | 24.083 | 28.159 | 32.679 | 37.681 | 43.201 | 49.314 | 56.058 | 63.542 | 71.804 | 80.919 | 90.997 | 102.149 | 114.45 | 128.047 | 143.09 | 159.689 | 178.029 | 198.258 | 220.6 | 245.276 | 272.471 | 302.482 | NPgY | GSP | NG FES - Steady Progression | Electrolysers (MWh)
NG FES - Steady Progression | Dem_BB000e_NPgExtra | MWh | NPgY | JORDANTHORPE | Electrolysers (MWh) | JORD_3 | 0 | 0 | 0 | 0 | 0 | 0 | 0 | 0 | 0 | 0 | 0 | 0 | 0 | 0 | 0 | 0 | 0 | 0 | 0 | 0 | 0 | 0 | 0 | 0 | 0 | 0 | 0 | 0 | 0 | 0 | 0 | 0 | NPgY | GSP | NG FES - Steady Progression | Electrolysers (MWh)
NG FES - Steady Progression | Dem_BB000e_NPgExtra | MWh | NPgY | KEADBY | Electrolysers (MWh) | KEAD_YEDL | 0 | 0 | 11.09 | 17.828 | 25.268 | 33.69 | 42.955 | 53.202 | 64.573 | 77.206 | 91.244 | 106.685 | 123.811 | 142.762 | 163.677 | 186.839 | 212.388 | 240.743 | 272.047 | 306.579 | 344.761 | 387.014 | 433.619 | 485.137 | 542.129 | 605.017 | 674.503 | 751.148 | 835.794 | 929.284 | 1032.319 | 1146.023 | NPgY | GSP | NG FES - Steady Progression | Electrolysers (MWh)
NG FES - Steady Progression | Dem_BB000e_NPgExtra | MWh | NPgY | KIRKSTALL B | Electrolysers (MWh) | KIRKB1 | 0 | 0 | 0 | 0 | 0 | 0 | 0 | 0 | 0 | 0 | 0 | 0 | 0 | 0 | 0 | 0 | 0 | 0 | 0 | 0 | 0 | 0 | 0 | 0 | 0 | 0 | 0 | 0 | 0 | 0 | 0 | 0 | NPgY | GSP | NG FES - Steady Progression | Electrolysers (MWh)
NG FES - Steady Progression | Dem_BB000e_NPgExtra | MWh | NPgY | NEEPSEND | Electrolysers (MWh) | NEEP_3 | 0 | 0 | 0 | 0 | 0 | 0 | 0 | 0 | 0 | 0 | 0 | 0 | 0 | 0 | 0 | 0 | 0 | 0 | 0 | 0 | 0 | 0 | 0 | 0 | 0 | 0 | 0 | 0 | 0 | 0 | 0 | 0 | NPgY | GSP | NG FES - Steady Progression | Electrolysers (MWh)
NG FES - Steady Progression | Dem_BB000e_NPgExtra | MWh | NPgY | NORTON LEES | Electrolysers (MWh) | NORL_3 | 0 | 0 | 0 | 0 | 0 | 0 | 0 | 0 | 0 | 0 | 0 | 0 | 0 | 0 | 0 | 0 | 0 | 0 | 0 | 0 | 0 | 0 | 0 | 0 | 0 | 0 | 0 | 0 | 0 | 0 | 0 | 0 | NPgY | GSP | NG FES - Steady Progression | Electrolysers (MWh)
NG FES - Steady Progression | Dem_BB000e_NPgExtra | MWh | NPgY | PITSMOOR 3/4 | Electrolysers (MWh) | PITS_BB_B | 0 | 0 | 0 | 0 | 0 | 0 | 0 | 0 | 0 | 0 | 0 | 0 | 0 | 0 | 0 | 0 | 0 | 0 | 0 | 0 | 0 | 0 | 0 | 0 | 0 | 0 | 0 | 0 | 0 | 0 | 0 | 0 | NPgY | GSP | NG FES - Steady Progression | Electrolysers (MWh)
NG FES - Steady Progression | Dem_BB000e_NPgExtra | MWh | NPgY | SALTEND NORTH | Electrolysers (MWh) | SALT_1 | 0 | 0 | 0.412 | 0.663 | 0.939 | 1.252 | 1.597 | 1.978 | 2.4 | 2.87 | 3.392 | 3.966 | 4.603 | 5.307 | 6.085 | 6.946 | 7.895 | 8.95 | 10.113 | 11.397 | 12.816 | 14.387 | 16.12 | 18.035 | 20.153 | 22.491 | 25.074 | 27.924 | 31.07 | 34.546 | 38.376 | 42.603 | NPgY | GSP | NG FES - Steady Progression | Electrolysers (MWh)
NG FES - Steady Progression | Dem_BB000e_NPgExtra | MWh | NPgY | SHEFFIELD CITY | Electrolysers (MWh) | SHEC_3 | 0 | 0 | 0 | 0 | 0 | 0 | 0 | 0 | 0 | 0 | 0 | 0 | 0 | 0 | 0 | 0 | 0 | 0 | 0 | 0 | 0 | 0 | 0 | 0 | 0 | 0 | 0 | 0 | 0 | 0 | 0 | 0 | NPgY | GSP | NG FES - Steady Progression | Electrolysers (MWh)
NG FES - Steady Progression | Dem_BB000e_NPgExtra | MWh | NPgY | SKELTON GRANGE | Electrolysers (MWh) | SKLGB1 | 0 | 0 | 0.412 | 0.663 | 0.939 | 1.252 | 1.597 | 1.978 | 2.4 | 2.87 | 3.392 | 3.966 | 4.603 | 5.307 | 6.085 | 6.946 | 7.895 | 8.95 | 10.113 | 11.397 | 12.816 | 14.387 | 16.12 | 18.035 | 20.153 | 22.491 | 25.074 | 27.924 | 31.07 | 34.546 | 38.376 | 42.603 | NPgY | GSP | NG FES - Steady Progression | Electrolysers (MWh)
NG FES - Steady Progression | Dem_BB000e_NPgExtra | MWh | NPgY | TEMPLEBOROUGH 275/33KV | Electrolysers (MWh) | TEMP_3 | 0 | 0 | 0 | 0 | 0 | 0 | 0 | 0 | 0 | 0 | 0 | 0 | 0 | 0 | 0 | 0 | 0 | 0 | 0 | 0 | 0 | 0 | 0 | 0 | 0 | 0 | 0 | 0 | 0 | 0 | 0 | 0 | NPgY | GSP | NG FES - Steady Progression | Electrolysers (MWh)
NG FES - Steady Progression | Dem_BB000e_NPgExtra | MWh | NPgY | THURCROFT | Electrolysers (MWh) | THUR_6 | 0 | 0 | 11.378 | 18.292 | 25.925 | 34.567 | 44.073 | 54.587 | 66.253 | 79.215 | 93.618 | 109.461 | 127.033 | 146.477 | 167.937 | 191.701 | 217.914 | 247.008 | 279.126 | 314.557 | 353.733 | 397.085 | 444.903 | 497.761 | 556.236 | 620.761 | 692.055 | 770.694 | 857.543 | 953.466 | 1059.183 | 1175.845 | NPgY | GSP | NG FES - Steady Progression | Electrolysers (MWh)
NG FES - Steady Progression | Dem_BB000e_NPgExtra | MWh | NPgY | WEST MELTON / THORPE MARSH | Electrolysers (MWh) | WMEL_THOM | 0 | 0 | 8.039 | 12.923 | 18.317 | 24.422 | 31.138 | 38.567 | 46.809 | 55.967 | 66.143 | 77.337 | 89.751 | 103.489 | 118.651 | 135.441 | 153.961 | 174.517 | 197.209 | 222.242 | 249.92 | 280.549 | 314.333 | 351.679 | 392.993 | 438.581 | 488.952 | 544.512 | 605.873 | 673.644 | 748.335 | 830.76 | NPgY | GSP | NG FES - Steady Progression | Electrolysers (MWh)
NG FES - Steady Progression | Dem_BB000e_NPgExtra | MWh | NPgY | WEST MELTON SECTION 3 | Electrolysers (MWh) | WMEL_BB3 | 0 | 0 | 4.164 | 6.694 | 9.487 | 12.649 | 16.128 | 19.976 | 24.245 | 28.988 | 34.259 | 40.057 | 46.487 | 53.602 | 61.455 | 70.152 | 79.744 | 90.391 | 102.144 | 115.11 | 129.446 | 145.31 | 162.809 | 182.152 | 203.55 | 227.163 | 253.252 | 282.029 | 313.811 | 348.913 | 387.599 | 430.291 | NPgY | GSP | NG FES - Steady Progression | Electrolysers (MWh)
NG FES - Steady Progression | Dem_BB000e_NPgExtra | MWh | NPgY | WINCOBANK | Electrolysers (MWh) | WIBA_3 | 0 | 0 | 0 | 0 | 0 | 0 | 0 | 0 | 0 | 0 | 0 | 0 | 0 | 0 | 0 | 0 | 0 | 0 | 0 | 0 | 0 | 0 | 0 | 0 | 0 | 0 | 0 | 0 | 0 | 0 | 0 | 0 | NPgY | GSP | NG FES - Steady Progression | Electrolysers (MWh)
NG FES - Steady Progression | Dem_BB000f_NPgExtra | MWh | NPgN | BLYTH 66kV | Large industry (MWh) | BLYTB1 | 0 | 0 | 55.019 | 110.037 | 165.056 | 220.075 | 275.093 | 331.578 | 388.063 | 444.548 | 501.033 | 557.518 | 677.326 | 797.135 | 916.943 | 1036.752 | 1156.56 | 1290.906 | 1425.252 | 1559.597 | 1693.943 | 1828.289 | 1999.928 | 2171.566 | 2343.205 | 2514.843 | 2686.482 | 3300.45 | 3914.418 | 4528.386 | 5142.355 | 5756.323 | NPgN | GSP | NG FES - Steady Progression | Large industry (MWh)
NG FES - Steady Progression | Dem_BB000f_NPgExtra | MWh | NPgN | BLYTH 132kV | Large industry (MWh) | BLYTH132 | 0 | 0 | 0 | 0 | 0 | 0 | 0 | 0 | 0 | 0 | 0 | 0 | 0 | 0 | 0 | 0 | 0 | 0 | 0 | 0 | 0 | 0 | 0 | 0 | 0 | 0 | 0 | 0 | 0 | 0 | 0 | 0 | NPgN | GSP | NG FES - Steady Progression | Large industry (MWh)
NG FES - Steady Progression | Dem_BB000f_NPgExtra | MWh | NPgN | FOURSTONES | Large industry (MWh) | FOUR_1 | 0 | 0 | 0 | 0 | 0 | 0 | 0 | 0 | 0 | 0 | 0 | 0 | 0 | 0 | 0 | 0 | 0 | 0 | 0 | 0 | 0 | 0 | 0 | 0 | 0 | 0 | 0 | 0 | 0 | 0 | 0 | 0 | NPgN | GSP | NG FES - Steady Progression | Large industry (MWh)
NG FES - Steady Progression | Dem_BB000f_NPgExtra | MWh | NPgN | HARTMOOR | Large industry (MWh) | HARM_6 | 0 | 0 | 1603.788 | 3207.576 | 4811.364 | 6415.153 | 8018.941 | 9810.829 | 11602.718 | 13394.607 | 15186.496 | 16978.384 | 20373.231 | 23768.077 | 27162.923 | 30557.769 | 33952.615 | 37627.876 | 41303.137 | 44978.398 | 48653.659 | 52328.92 | 56780.491 | 61232.062 | 65683.633 | 70135.204 | 74586.775 | 90566.875 | 106546.975 | 122527.075 | 138507.175 | 154487.275 | NPgN | GSP | NG FES - Steady Progression | Large industry (MWh)
NG FES - Steady Progression | Dem_BB000f_NPgExtra | MWh | NPgN | HAWTHORN PIT GRID | Large industry (MWh) | HAWP_6 | 0 | 0 | 28.445 | 56.89 | 85.335 | 113.78 | 142.225 | 171.428 | 200.631 | 229.833 | 259.036 | 288.239 | 350.181 | 412.122 | 474.064 | 536.005 | 597.947 | 667.404 | 736.862 | 806.319 | 875.777 | 945.234 | 1033.972 | 1122.71 | 1211.448 | 1300.186 | 1388.924 | 1706.348 | 2023.772 | 2341.197 | 2658.621 | 2976.046 | NPgN | GSP | NG FES - Steady Progression | Large industry (MWh)
NG FES - Steady Progression | Dem_BB000f_NPgExtra | MWh | NPgN | KNARESBOROUGH | Large industry (MWh) | KNARE_111 | 0 | 0 | 55.439 | 110.877 | 166.316 | 221.755 | 277.193 | 324.696 | 372.198 | 419.7 | 467.202 | 514.704 | 606.075 | 697.446 | 788.817 | 880.187 | 971.558 | 1054.519 | 1137.48 | 1220.442 | 1303.403 | 1386.364 | 1516.515 | 1646.666 | 1776.817 | 1906.967 | 2037.118 | 2466.616 | 2896.114 | 3325.612 | 3755.11 | 4184.608 | NPgN | GSP | NG FES - Steady Progression | Large industry (MWh)
NG FES - Steady Progression | Dem_BB000f_NPgExtra | MWh | NPgN | LACKENBY | Large industry (MWh) | LACK_6 | 0 | 0 | 6830.984 | 13661.968 | 20492.952 | 27323.936 | 34154.92 | 41129.892 | 48104.863 | 55079.835 | 62054.807 | 69029.779 | 83786.056 | 98542.333 | 113298.61 | 128054.887 | 142811.164 | 159279.164 | 175747.165 | 192215.165 | 208683.165 | 225151.165 | 246288.036 | 267424.908 | 288561.78 | 309698.651 | 330835.523 | 406298.241 | 481760.959 | 557223.677 | 632686.396 | 708149.114 | NPgN | GSP | NG FES - Steady Progression | Large industry (MWh)
NG FES - Steady Progression | Dem_BB000f_NPgExtra | MWh | NPgN | NORTON | Large industry (MWh) | NORT_1 | 0 | 0 | 8002.489 | 16004.977 | 24007.466 | 32009.954 | 40012.443 | 48796.253 | 57580.062 | 66363.872 | 75147.681 | 83931.491 | 100976.431 | 118021.37 | 135066.31 | 152111.25 | 169156.189 | 187755.404 | 206354.619 | 224953.833 | 243553.048 | 262152.263 | 284961.254 | 307770.246 | 330579.238 | 353388.23 | 376197.221 | 458007.619 | 539818.017 | 621628.415 | 703438.812 | 785249.21 | NPgN | GSP | NG FES - Steady Progression | Large industry (MWh)
NG FES - Steady Progression | Dem_BB000f_NPgExtra | MWh | NPgN | OFFERTON | Large industry (MWh) | OFFE_3 | 0 | 0 | 0 | 0 | 0 | 0 | 0 | 0 | 0 | 0 | 0 | 0 | 0 | 0 | 0 | 0 | 0 | 0 | 0 | 0 | 0 | 0 | 0 | 0 | 0 | 0 | 0 | 0 | 0 | 0 | 0 | 0 | NPgN | GSP | NG FES - Steady Progression | Large industry (MWh)
NG FES - Steady Progression | Dem_BB000f_NPgExtra | MWh | NPgN | OSBALDWICK | Large industry (MWh) | OSBA_1 | 0 | 0 | 2020.395 | 4040.791 | 6061.186 | 8081.582 | 10101.977 | 13836.978 | 17571.98 | 21306.981 | 25041.982 | 28776.983 | 32062.03 | 35347.077 | 38632.123 | 41917.17 | 45202.217 | 47383.31 | 49564.403 | 51745.496 | 53926.59 | 56107.683 | 56107.683 | 56107.683 | 56107.683 | 56107.683 | 56107.683 | 56751.874 | 57396.064 | 58040.255 | 58684.446 | 59328.637 | NPgN | GSP | NG FES - Steady Progression | Large industry (MWh)
NG FES - Steady Progression | Dem_BB000f_NPgExtra | MWh | NPgN | POPPLETON | Large industry (MWh) | POPP_3 | 0 | 0 | 0 | 0 | 0 | 0 | 0 | 0 | 0 | 0 | 0 | 0 | 0 | 0 | 0 | 0 | 0 | 0 | 0 | 0 | 0 | 0 | 0 | 0 | 0 | 0 | 0 | 0 | 0 | 0 | 0 | 0 | NPgN | GSP | NG FES - Steady Progression | Large industry (MWh)
NG FES - Steady Progression | Dem_BB000f_NPgExtra | MWh | NPgN | SALTHOLME | Large industry (MWh) | SALH_1 | 0 | 0 | 0 | 0 | 0 | 0 | 0 | 0 | 0 | 0 | 0 | 0 | 0 | 0 | 0 | 0 | 0 | 0 | 0 | 0 | 0 | 0 | 0 | 0 | 0 | 0 | 0 | 0 | 0 | 0 | 0 | 0 | NPgN | GSP | NG FES - Steady Progression | Large industry (MWh)
NG FES - Steady Progression | Dem_BB000f_NPgExtra | MWh | NPgN | SOUTH SHIELDS | Large industry (MWh) | SSHI_3 | 0 | 0 | 0 | 0 | 0 | 0 | 0 | 0 | 0 | 0 | 0 | 0 | 0 | 0 | 0 | 0 | 0 | 0 | 0 | 0 | 0 | 0 | 0 | 0 | 0 | 0 | 0 | 0 | 0 | 0 | 0 | 0 | NPgN | GSP | NG FES - Steady Progression | Large industry (MWh)
NG FES - Steady Progression | Dem_BB000f_NPgExtra | MWh | NPgN | SPADEADAM | Large industry (MWh) | KIELD01 and SPAD20 | 0 | 0 | 0 | 0 | 0 | 0 | 0 | 0 | 0 | 0 | 0 | 0 | 0 | 0 | 0 | 0 | 0 | 0 | 0 | 0 | 0 | 0 | 0 | 0 | 0 | 0 | 0 | 0 | 0 | 0 | 0 | 0 | NPgN | GSP | NG FES - Steady Progression | Large industry (MWh)
NG FES - Steady Progression | Dem_BB000f_NPgExtra | MWh | NPgN | SPENNYMOOR | Large industry (MWh) | SPEN_1 | 0 | 0 | 404.167 | 808.333 | 1212.5 | 1616.666 | 2020.833 | 2391.729 | 2762.625 | 3133.521 | 3504.416 | 3875.312 | 4519.162 | 5163.012 | 5806.861 | 6450.711 | 7094.561 | 7734.693 | 8374.824 | 9014.956 | 9655.087 | 10295.219 | 11171.825 | 12048.43 | 12925.036 | 13801.642 | 14678.248 | 17530.572 | 20382.896 | 23235.219 | 26087.543 | 28939.867 | NPgN | GSP | NG FES - Steady Progression | Large industry (MWh)
NG FES - Steady Progression | Dem_BB000f_NPgExtra | MWh | NPgN | STELLA NORTH | Large industry (MWh) | STEN_1 | 0 | 0 | 431.317 | 862.635 | 1293.952 | 1725.27 | 2156.587 | 2733.914 | 3311.241 | 3888.567 | 4465.894 | 5043.221 | 5749.443 | 6455.665 | 7161.886 | 7868.108 | 8574.33 | 9132.443 | 9690.556 | 10248.669 | 10806.783 | 11364.896 | 11885.712 | 12406.528 | 12927.343 | 13448.159 | 13968.975 | 15754.457 | 17539.938 | 19325.419 | 21110.901 | 22896.382 | NPgN | GSP | NG FES - Steady Progression | Large industry (MWh)
NG FES - Steady Progression | Dem_BB000f_NPgExtra | MWh | NPgN | STELLA SOUTH | Large industry (MWh) | STES_1 | 0 | 0 | 1008.004 | 2016.007 | 3024.011 | 4032.014 | 5040.018 | 5904.969 | 6769.919 | 7634.869 | 8499.82 | 9364.77 | 10556.262 | 11747.754 | 12939.246 | 14130.738 | 15322.23 | 16351.255 | 17380.28 | 18409.305 | 19438.329 | 20467.354 | 21958.355 | 23449.356 | 24940.357 | 26431.357 | 27922.358 | 32055.868 | 36189.379 | 40322.889 | 44456.4 | 48589.91 | NPgN | GSP | NG FES - Steady Progression | Large industry (MWh)
NG FES - Steady Progression | Dem_BB000f_NPgExtra | MWh | NPgN | TYNEMOUTH | Large industry (MWh) | TYNE_1 | 0 | 0 | 1192.778 | 2385.556 | 3578.335 | 4771.113 | 5963.891 | 7119.9 | 8275.909 | 9431.918 | 10587.927 | 11743.936 | 12746.314 | 13748.691 | 14751.069 | 15753.447 | 16755.824 | 17505.414 | 18255.004 | 19004.593 | 19754.183 | 20503.772 | 21203.133 | 21902.493 | 22601.854 | 23301.215 | 24000.575 | 24742.188 | 25483.8 | 26225.413 | 26967.025 | 27708.637 | NPgN | GSP | NG FES - Steady Progression | Large industry (MWh)
NG FES - Steady Progression | Dem_BB000f_NPgExtra | MWh | NPgN | WEST BOLDON | Large industry (MWh) | WBOL_6 | 0 | 0 | 79.055 | 158.111 | 237.166 | 316.222 | 395.277 | 476.439 | 557.601 | 638.764 | 719.926 | 801.088 | 973.239 | 1145.389 | 1317.54 | 1489.69 | 1661.841 | 1854.88 | 2047.919 | 2240.959 | 2433.998 | 2627.037 | 2873.662 | 3120.286 | 3366.91 | 3613.535 | 3860.159 | 4742.36 | 5624.56 | 6506.76 | 7388.961 | 8271.161 | NPgN | GSP | NG FES - Steady Progression | Large industry (MWh)
NG FES - Steady Progression | Dem_BB000f_NPgExtra | MWh | NPgY | BRADFORD WEST | Large industry (MWh) | BRAW_1 | 0 | 0 | 867.02 | 1734.039 | 2601.059 | 3468.079 | 4335.099 | 5937.913 | 7540.728 | 9143.543 | 10746.358 | 12349.173 | 13758.897 | 15168.621 | 16578.345 | 17988.069 | 19397.794 | 20333.774 | 21269.755 | 22205.735 | 23141.716 | 24077.696 | 24077.696 | 24077.696 | 24077.696 | 24077.696 | 24077.696 | 24354.14 | 24630.584 | 24907.028 | 25183.472 | 25459.916 | NPgY | GSP | NG FES - Steady Progression | Large industry (MWh)
NG FES - Steady Progression | Dem_BB000f_NPgExtra | MWh | NPgY | CAMBLESFORTH | Large industry (MWh) | CAMB_01 | 0 | 0 | 2638.098 | 5276.195 | 7914.293 | 10552.391 | 13190.489 | 15328.487 | 17466.486 | 19604.484 | 21742.482 | 23880.481 | 25946.604 | 28012.726 | 30078.849 | 32144.972 | 34211.094 | 35993.195 | 37775.296 | 39557.397 | 41339.498 | 43121.599 | 38901.287 | 34680.975 | 30460.663 | 26240.351 | 22020.039 | 23131.545 | 24243.05 | 25354.555 | 26466.061 | 27577.566 | NPgY | GSP | NG FES - Steady Progression | Large industry (MWh)
NG FES - Steady Progression | Dem_BB000f_NPgExtra | MWh | NPgY | CREYKE BECK | Large industry (MWh) | CREB_1 | 0 | 0 | 845.049 | 1690.097 | 2535.146 | 3380.194 | 4225.243 | 5385.784 | 6546.326 | 7706.868 | 8867.409 | 10027.951 | 11488.447 | 12948.944 | 14409.441 | 15869.937 | 17330.434 | 18559.316 | 19788.197 | 21017.079 | 22245.961 | 23474.843 | 24596.209 | 25717.576 | 26838.943 | 27960.309 | 29081.676 | 33040.211 | 36998.747 | 40957.283 | 44915.819 | 48874.354 | NPgY | GSP | NG FES - Steady Progression | Large industry (MWh)
NG FES - Steady Progression | Dem_BB000f_NPgExtra | MWh | NPgY | DRAX | Large industry (MWh) | DRAX_YEDL | 0 | 0 | 621.072 | 1242.145 | 1863.217 | 2484.289 | 3105.362 | 3923.126 | 4740.89 | 5558.655 | 6376.419 | 7194.183 | 8425.732 | 9657.282 | 10888.831 | 12120.38 | 13351.929 | 14569.933 | 15787.937 | 17005.941 | 18223.945 | 19441.95 | 20695.804 | 21949.659 | 23203.513 | 24457.368 | 25711.223 | 30266.261 | 34821.3 | 39376.338 | 43931.377 | 48486.415 | NPgY | GSP | NG FES - Steady Progression | Large industry (MWh)
NG FES - Steady Progression | Dem_BB000f_NPgExtra | MWh | NPgY | ELLAND | Large industry (MWh) | ELLA_1 | 0 | 0 | 2450.703 | 4901.406 | 7352.11 | 9802.813 | 12253.516 | 14548.785 | 16844.054 | 19139.324 | 21434.593 | 23729.862 | 26642.849 | 29555.837 | 32468.824 | 35381.811 | 38294.799 | 41032.454 | 43770.11 | 46507.766 | 49245.421 | 51983.077 | 55305.565 | 58628.053 | 61950.541 | 65273.029 | 68595.517 | 77690.725 | 86785.932 | 95881.14 | 104976.348 | 114071.555 | NPgY | GSP | NG FES - Steady Progression | Large industry (MWh)
NG FES - Steady Progression | Dem_BB000f_NPgExtra | MWh | NPgY | FERRYBRIDGE A | Large industry (MWh) | FERRA2 | 0 | 0 | 2598.674 | 5197.348 | 7796.021 | 10394.695 | 12993.369 | 15119.446 | 17245.524 | 19371.601 | 21497.678 | 23623.756 | 26221.74 | 28819.724 | 31417.709 | 34015.693 | 36613.677 | 38871.401 | 41129.124 | 43386.848 | 45644.572 | 47902.295 | 46431.441 | 44960.586 | 43489.732 | 42018.877 | 40548.023 | 46486.25 | 52424.478 | 58362.706 | 64300.933 | 70239.161 | NPgY | GSP | NG FES - Steady Progression | Large industry (MWh)
NG FES - Steady Progression | Dem_BB000f_NPgExtra | MWh | NPgY | FERRYBRIDGE B | Large industry (MWh) | FERRB9 | 0 | 0 | 3688.065 | 7376.13 | 11064.195 | 14752.26 | 18440.325 | 21943.523 | 25446.721 | 28949.919 | 32453.117 | 35956.314 | 39601.518 | 43246.722 | 46891.926 | 50537.13 | 54182.334 | 57151.538 | 60120.741 | 63089.945 | 66059.148 | 69028.352 | 65647.348 | 62266.344 | 58885.34 | 55504.335 | 52123.331 | 56637.327 | 61151.323 | 65665.318 | 70179.314 | 74693.309 | NPgY | GSP | NG FES - Steady Progression | Large industry (MWh)
NG FES - Steady Progression | Dem_BB000f_NPgExtra | MWh | NPgY | GRIMSBY WEST | Large industry (MWh) | GRIW_1 | 0 | 0 | 3042.855 | 6085.711 | 9128.566 | 12171.421 | 15214.276 | 18236.23 | 21258.184 | 24280.138 | 27302.091 | 30324.045 | 36632.141 | 42940.236 | 49248.332 | 55556.427 | 61864.523 | 68726.81 | 75589.098 | 82451.386 | 89313.673 | 96175.961 | 105204.893 | 114233.826 | 123262.759 | 132291.692 | 141320.625 | 173227.291 | 205133.957 | 237040.623 | 268947.289 | 300853.955 | NPgY | GSP | NG FES - Steady Progression | Large industry (MWh)
NG FES - Steady Progression | Dem_BB000f_NPgExtra | MWh | NPgY | JORDANTHORPE | Large industry (MWh) | JORD_3 | 0 | 0 | 0 | 0 | 0 | 0 | 0 | 0 | 0 | 0 | 0 | 0 | 0 | 0 | 0 | 0 | 0 | 0 | 0 | 0 | 0 | 0 | 0 | 0 | 0 | 0 | 0 | 0 | 0 | 0 | 0 | 0 | NPgY | GSP | NG FES - Steady Progression | Large industry (MWh)
NG FES - Steady Progression | Dem_BB000f_NPgExtra | MWh | NPgY | KEADBY | Large industry (MWh) | KEAD_YEDL | 0 | 0 | 683.896 | 1367.791 | 2051.687 | 2735.582 | 3419.478 | 4116.503 | 4813.528 | 5510.554 | 6207.579 | 6904.605 | 8377.963 | 9851.322 | 11324.681 | 12798.04 | 14271.399 | 15912.981 | 17554.564 | 19196.146 | 20837.728 | 22479.31 | 24589.652 | 26699.995 | 28810.337 | 30920.679 | 33031.021 | 40560.406 | 48089.79 | 55619.175 | 63148.56 | 70677.944 | NPgY | GSP | NG FES - Steady Progression | Large industry (MWh)
NG FES - Steady Progression | Dem_BB000f_NPgExtra | MWh | NPgY | KIRKSTALL B | Large industry (MWh) | KIRKB1 | 0 | 0 | 203.155 | 406.31 | 609.465 | 812.621 | 1015.776 | 1189.848 | 1363.92 | 1537.992 | 1712.063 | 1886.135 | 2220.964 | 2555.792 | 2890.62 | 3225.448 | 3560.276 | 3864.288 | 4168.299 | 4472.311 | 4776.322 | 5080.333 | 5557.271 | 6034.21 | 6511.148 | 6988.086 | 7465.024 | 9038.92 | 10612.816 | 12186.712 | 13760.608 | 15334.504 | NPgY | GSP | NG FES - Steady Progression | Large industry (MWh)
NG FES - Steady Progression | Dem_BB000f_NPgExtra | MWh | NPgY | NEEPSEND | Large industry (MWh) | NEEP_3 | 0 | 0 | 300.134 | 600.269 | 900.403 | 1200.537 | 1500.672 | 2055.515 | 2610.358 | 3165.201 | 3720.044 | 4274.887 | 4762.888 | 5250.889 | 5738.891 | 6226.892 | 6714.893 | 7038.899 | 7362.906 | 7686.912 | 8010.919 | 8334.925 | 8334.925 | 8334.925 | 8334.925 | 8334.925 | 8334.925 | 8430.621 | 8526.317 | 8622.013 | 8717.709 | 8813.405 | NPgY | GSP | NG FES - Steady Progression | Large industry (MWh)
NG FES - Steady Progression | Dem_BB000f_NPgExtra | MWh | NPgY | NORTON LEES | Large industry (MWh) | NORL_3 | 0 | 0 | 0 | 0 | 0 | 0 | 0 | 0 | 0 | 0 | 0 | 0 | 0 | 0 | 0 | 0 | 0 | 0 | 0 | 0 | 0 | 0 | 0 | 0 | 0 | 0 | 0 | 0 | 0 | 0 | 0 | 0 | NPgY | GSP | NG FES - Steady Progression | Large industry (MWh)
NG FES - Steady Progression | Dem_BB000f_NPgExtra | MWh | NPgY | PITSMOOR 3/4 | Large industry (MWh) | PITS_BB_B | 0 | 0 | 0 | 0 | 0 | 0 | 0 | 0 | 0 | 0 | 0 | 0 | 0 | 0 | 0 | 0 | 0 | 0 | 0 | 0 | 0 | 0 | 0 | 0 | 0 | 0 | 0 | 0 | 0 | 0 | 0 | 0 | NPgY | GSP | NG FES - Steady Progression | Large industry (MWh)
NG FES - Steady Progression | Dem_BB000f_NPgExtra | MWh | NPgY | SALTEND NORTH | Large industry (MWh) | SALT_1 | 0 | 0 | 4263.831 | 8527.663 | 12791.494 | 17055.326 | 21319.157 | 26230.777 | 31142.397 | 36054.017 | 40965.637 | 45877.257 | 54803.67 | 63730.083 | 72656.496 | 81582.909 | 90509.322 | 100035.584 | 109561.846 | 119088.108 | 128614.37 | 138140.631 | 149415.013 | 160689.395 | 171963.777 | 183238.159 | 194512.541 | 235049.332 | 275586.123 | 316122.913 | 356659.704 | 397196.495 | NPgY | GSP | NG FES - Steady Progression | Large industry (MWh)
NG FES - Steady Progression | Dem_BB000f_NPgExtra | MWh | NPgY | SHEFFIELD CITY | Large industry (MWh) | SHEC_3 | 0 | 0 | 0 | 0 | 0 | 0 | 0 | 0 | 0 | 0 | 0 | 0 | 0 | 0 | 0 | 0 | 0 | 0 | 0 | 0 | 0 | 0 | 0 | 0 | 0 | 0 | 0 | 0 | 0 | 0 | 0 | 0 | NPgY | GSP | NG FES - Steady Progression | Large industry (MWh)
NG FES - Steady Progression | Dem_BB000f_NPgExtra | MWh | NPgY | SKELTON GRANGE | Large industry (MWh) | SKLGB1 | 0 | 0 | 2116.777 | 4233.553 | 6350.33 | 8467.107 | 10583.883 | 12657.067 | 14730.25 | 16803.434 | 18876.617 | 20949.801 | 23826.919 | 26704.036 | 29581.154 | 32458.272 | 35335.39 | 38150.812 | 40966.235 | 43781.657 | 46597.079 | 49412.502 | 50014.88 | 50617.258 | 51219.636 | 51822.014 | 52424.393 | 61483.765 | 70543.137 | 79602.51 | 88661.882 | 97721.255 | NPgY | GSP | NG FES - Steady Progression | Large industry (MWh)
NG FES - Steady Progression | Dem_BB000f_NPgExtra | MWh | NPgY | TEMPLEBOROUGH 275/33KV | Large industry (MWh) | TEMP_3 | 0 | 0 | 0 | 0 | 0 | 0 | 0 | 0 | 0 | 0 | 0 | 0 | 0 | 0 | 0 | 0 | 0 | 0 | 0 | 0 | 0 | 0 | 0 | 0 | 0 | 0 | 0 | 0 | 0 | 0 | 0 | 0 | NPgY | GSP | NG FES - Steady Progression | Large industry (MWh)
NG FES - Steady Progression | Dem_BB000f_NPgExtra | MWh | NPgY | THURCROFT | Large industry (MWh) | THUR_6 | 0 | 0 | 276.036 | 552.072 | 828.107 | 1104.143 | 1380.179 | 1890.472 | 2400.765 | 2911.058 | 3421.351 | 3931.644 | 4380.463 | 4829.281 | 5278.099 | 5726.917 | 6175.736 | 6473.727 | 6771.718 | 7069.709 | 7367.7 | 7665.691 | 7665.691 | 7665.691 | 7665.691 | 7665.691 | 7665.691 | 7753.703 | 7841.715 | 7929.728 | 8017.74 | 8105.752 | NPgY | GSP | NG FES - Steady Progression | Large industry (MWh)
NG FES - Steady Progression | Dem_BB000f_NPgExtra | MWh | NPgY | WEST MELTON / THORPE MARSH | Large industry (MWh) | WMEL_THOM | 0 | 0 | 5021.047 | 10042.094 | 15063.142 | 20084.189 | 25105.236 | 29273.209 | 33441.182 | 37609.155 | 41777.128 | 45945.1 | 49742.531 | 53539.962 | 57337.393 | 61134.824 | 64932.254 | 67999.67 | 71067.087 | 74134.503 | 77201.919 | 80269.335 | 77546.222 | 74823.109 | 72099.996 | 69376.883 | 66653.771 | 69112.03 | 71570.29 | 74028.55 | 76486.81 | 78945.07 | NPgY | GSP | NG FES - Steady Progression | Large industry (MWh)
NG FES - Steady Progression | Dem_BB000f_NPgExtra | MWh | NPgY | WEST MELTON SECTION 3 | Large industry (MWh) | WMEL_BB3 | 0 | 0 | 3288.226 | 6576.451 | 9864.677 | 13152.903 | 16441.129 | 19117.365 | 21793.6 | 24469.836 | 27146.072 | 29822.308 | 32361.224 | 34900.14 | 37439.056 | 39977.971 | 42516.887 | 44623.445 | 46730.003 | 48836.561 | 50943.119 | 53049.677 | 49119.732 | 45189.786 | 41259.841 | 37329.896 | 33399.95 | 34904.575 | 36409.201 | 37913.826 | 39418.451 | 40923.076 | NPgY | GSP | NG FES - Steady Progression | Large industry (MWh)
NG FES - Steady Progression | Dem_BB000f_NPgExtra | MWh | NPgY | WINCOBANK | Large industry (MWh) | WIBA_3 | 0 | 0 | 0 | 0 | 0 | 0 | 0 | 0 | 0 | 0 | 0 | 0 | 0 | 0 | 0 | 0 | 0 | 0 | 0 | 0 | 0 | 0 | 0 | 0 | 0 | 0 | 0 | 0 | 0 | 0 | 0 | 0 | NPgY | GSP | NG FES - Steady Progression | Large industry (MWh)
NG FES - System Transformation | Dem_BB001a | Number of | NPgN | BLYTH 66kV | Number of domestic customers | BLYTB1 | 105147 | 105725 | 106156 | 106586 | 107017 | 107447 | 107879 | 108309 | 108740 | 109170 | 109601 | 110031 | 110462 | 110892 | 111324 | 111754 | 112185 | 112663 | 113096 | 113528 | 113961 | 114396 | 114830 | 115270 | 115710 | 116151 | 116591 | 117029 | 117463 | 117902 | 118341 | 118780 | NPgN | GSP | NG FES - System Transformation | Number of domestic customers
NG FES - System Transformation | Dem_BB001a | Number of | NPgN | BLYTH 132kV | Number of domestic customers | BLYTH132 | 28872 | 29009 | 29127 | 29245 | 29363 | 29481 | 29600 | 29718 | 29836 | 29954 | 30072 | 30190 | 30309 | 30427 | 30545 | 30663 | 30781 | 30912 | 31031 | 31150 | 31269 | 31388 | 31507 | 31628 | 31749 | 31870 | 31990 | 32111 | 32230 | 32350 | 32471 | 32591 | NPgN | GSP | NG FES - System Transformation | Number of domestic customers
NG FES - System Transformation | Dem_BB001a | Number of | NPgN | FOURSTONES | Number of domestic customers | FOUR_1 | 8403 | 8443 | 8477 | 8512 | 8546 | 8581 | 8615 | 8649 | 8684 | 8718 | 8753 | 8787 | 8822 | 8856 | 8890 | 8925 | 8959 | 8998 | 9032 | 9067 | 9101 | 9136 | 9171 | 9206 | 9241 | 9276 | 9312 | 9347 | 9381 | 9416 | 9451 | 9487 | NPgN | GSP | NG FES - System Transformation | Number of domestic customers
NG FES - System Transformation | Dem_BB001a | Number of | NPgN | HARTMOOR | Number of domestic customers | HARM_6 | 54210 | 54520 | 54742 | 54964 | 55187 | 55408 | 55631 | 55853 | 56075 | 56297 | 56520 | 56741 | 56964 | 57186 | 57408 | 57630 | 57853 | 58099 | 58322 | 58545 | 58769 | 58993 | 59217 | 59444 | 59671 | 59899 | 60125 | 60352 | 60576 | 60802 | 61028 | 61255 | NPgN | GSP | NG FES - System Transformation | Number of domestic customers
NG FES - System Transformation | Dem_BB001a | Number of | NPgN | HAWTHORN PIT GRID | Number of domestic customers | HAWP_6 | 67218 | 67582 | 67858 | 68133 | 68409 | 68684 | 68960 | 69235 | 69511 | 69786 | 70061 | 70336 | 70612 | 70887 | 71163 | 71438 | 71714 | 72019 | 72296 | 72573 | 72850 | 73128 | 73405 | 73686 | 73968 | 74250 | 74531 | 74812 | 75089 | 75370 | 75650 | 75932 | NPgN | GSP | NG FES - System Transformation | Number of domestic customers
NG FES - System Transformation | Dem_BB001a | Number of | NPgN | KNARESBOROUGH | Number of domestic customers | KNARE_111 | 73095 | 73395 | 73676 | 73955 | 74236 | 74516 | 74796 | 75076 | 75356 | 75636 | 75917 | 76196 | 76477 | 76757 | 77037 | 77317 | 77597 | 77908 | 78190 | 78471 | 78753 | 79035 | 79318 | 79604 | 79891 | 80177 | 80463 | 80749 | 81031 | 81316 | 81602 | 81888 | NPgN | GSP | NG FES - System Transformation | Number of domestic customers
NG FES - System Transformation | Dem_BB001a | Number of | NPgN | LACKENBY | Number of domestic customers | LACK_6 | 92968 | 93230 | 93610 | 93989 | 94369 | 94747 | 95127 | 95506 | 95886 | 96265 | 96644 | 97023 | 97403 | 97782 | 98161 | 98540 | 98920 | 99341 | 99722 | 100103 | 100484 | 100867 | 101249 | 101637 | 102025 | 102413 | 102800 | 103186 | 103569 | 103955 | 104341 | 104728 | NPgN | GSP | NG FES - System Transformation | Number of domestic customers
NG FES - System Transformation | Dem_BB001a | Number of | NPgN | NORTON | Number of domestic customers | NORT_1 | 224895 | 225941 | 226854 | 227765 | 228678 | 229589 | 230502 | 231412 | 232325 | 233236 | 234149 | 235060 | 235973 | 236884 | 237797 | 238707 | 239620 | 240632 | 241549 | 242465 | 243382 | 244302 | 245222 | 246152 | 247086 | 248019 | 248950 | 249878 | 250798 | 251727 | 252655 | 253586 | NPgN | GSP | NG FES - System Transformation | Number of domestic customers
NG FES - System Transformation | Dem_BB001a | Number of | NPgN | OFFERTON | Number of domestic customers | OFFE_3 | 36584 | 36763 | 36913 | 37062 | 37212 | 37362 | 37512 | 37661 | 37811 | 37961 | 38111 | 38261 | 38411 | 38560 | 38710 | 38860 | 39010 | 39176 | 39327 | 39477 | 39628 | 39779 | 39930 | 40083 | 40236 | 40390 | 40543 | 40695 | 40846 | 40999 | 41151 | 41304 | NPgN | GSP | NG FES - System Transformation | Number of domestic customers
NG FES - System Transformation | Dem_BB001a | Number of | NPgN | OSBALDWICK | Number of domestic customers | OSBA_1 | 142628 | 143520 | 144092 | 144663 | 145235 | 145806 | 146379 | 146950 | 147522 | 148093 | 148665 | 149236 | 149808 | 150379 | 150952 | 151523 | 152095 | 152729 | 153304 | 153878 | 154453 | 155030 | 155606 | 156190 | 156775 | 157360 | 157943 | 158525 | 159102 | 159684 | 160266 | 160850 | NPgN | GSP | NG FES - System Transformation | Number of domestic customers
NG FES - System Transformation | Dem_BB001a | Number of | NPgN | POPPLETON | Number of domestic customers | POPP_3 | 25128 | 25362 | 25465 | 25568 | 25672 | 25775 | 25878 | 25981 | 26085 | 26188 | 26291 | 26394 | 26498 | 26601 | 26704 | 26807 | 26911 | 27025 | 27129 | 27233 | 27337 | 27441 | 27545 | 27650 | 27756 | 27862 | 27967 | 28072 | 28177 | 28282 | 28387 | 28492 | NPgN | GSP | NG FES - System Transformation | Number of domestic customers
NG FES - System Transformation | Dem_BB001a | Number of | NPgN | SALTHOLME | Number of domestic customers | SALH_1 | 1312 | 1319 | 1325 | 1330 | 1336 | 1341 | 1346 | 1352 | 1357 | 1362 | 1368 | 1373 | 1379 | 1384 | 1389 | 1395 | 1400 | 1406 | 1411 | 1417 | 1422 | 1428 | 1433 | 1439 | 1444 | 1450 | 1455 | 1461 | 1466 | 1471 | 1477 | 1482 | NPgN | GSP | NG FES - System Transformation | Number of domestic customers
NG FES - System Transformation | Dem_BB001a | Number of | NPgN | SOUTH SHIELDS | Number of domestic customers | SSHI_3 | 35006 | 35171 | 35314 | 35457 | 35601 | 35744 | 35887 | 36030 | 36174 | 36317 | 36461 | 36604 | 36747 | 36890 | 37034 | 37177 | 37321 | 37480 | 37624 | 37768 | 37912 | 38056 | 38201 | 38347 | 38494 | 38641 | 38787 | 38933 | 39077 | 39223 | 39369 | 39516 | NPgN | GSP | NG FES - System Transformation | Number of domestic customers
NG FES - System Transformation | Dem_BB001a | Number of | NPgN | SPADEADAM | Number of domestic customers | KIELD01 and SPAD20 | 3666 | 3683 | 3698 | 3713 | 3728 | 3743 | 3758 | 3773 | 3788 | 3803 | 3818 | 3833 | 3848 | 3863 | 3878 | 3893 | 3908 | 3925 | 3940 | 3955 | 3970 | 3985 | 4001 | 4016 | 4031 | 4047 | 4062 | 4077 | 4092 | 4108 | 4123 | 4138 | NPgN | GSP | NG FES - System Transformation | Number of domestic customers
NG FES - System Transformation | Dem_BB001a | Number of | NPgN | SPENNYMOOR | Number of domestic customers | SPEN_1 | 143094 | 143924 | 144510 | 145095 | 145682 | 146267 | 146853 | 147438 | 148024 | 148609 | 149196 | 149780 | 150367 | 150952 | 151538 | 152123 | 152709 | 153359 | 153948 | 154536 | 155125 | 155716 | 156307 | 156905 | 157504 | 158103 | 158701 | 159297 | 159888 | 160485 | 161081 | 161679 | NPgN | GSP | NG FES - System Transformation | Number of domestic customers
NG FES - System Transformation | Dem_BB001a | Number of | NPgN | STELLA NORTH | Number of domestic customers | STEN_1 | 124016 | 124819 | 125328 | 125836 | 126345 | 126853 | 127362 | 127870 | 128379 | 128887 | 129396 | 129904 | 130413 | 130921 | 131430 | 131938 | 132447 | 133011 | 133523 | 134034 | 134545 | 135058 | 135571 | 136090 | 136610 | 137131 | 137650 | 138168 | 138681 | 139198 | 139716 | 140235 | NPgN | GSP | NG FES - System Transformation | Number of domestic customers
NG FES - System Transformation | Dem_BB001a | Number of | NPgN | STELLA SOUTH | Number of domestic customers | STES_1 | 83701 | 84153 | 84497 | 84839 | 85183 | 85525 | 85868 | 86211 | 86554 | 86897 | 87240 | 87582 | 87926 | 88268 | 88611 | 88954 | 89297 | 89677 | 90022 | 90367 | 90712 | 91057 | 91403 | 91753 | 92104 | 92455 | 92805 | 93154 | 93500 | 93849 | 94199 | 94549 | NPgN | GSP | NG FES - System Transformation | Number of domestic customers
NG FES - System Transformation | Dem_BB001a | Number of | NPgN | TYNEMOUTH | Number of domestic customers | TYNE_1 | 102775 | 103549 | 103971 | 104393 | 104815 | 105237 | 105660 | 106081 | 106504 | 106925 | 107348 | 107769 | 108192 | 108613 | 109036 | 109458 | 109880 | 110348 | 110773 | 111197 | 111621 | 112047 | 112473 | 112903 | 113335 | 113767 | 114198 | 114628 | 115054 | 115483 | 115913 | 116344 | NPgN | GSP | NG FES - System Transformation | Number of domestic customers
NG FES - System Transformation | Dem_BB001a | Number of | NPgN | WEST BOLDON | Number of domestic customers | WBOL_6 | 140673 | 141400 | 141977 | 142553 | 143130 | 143706 | 144283 | 144859 | 145436 | 146012 | 146589 | 147165 | 147742 | 148318 | 148895 | 149471 | 150048 | 150688 | 151268 | 151846 | 152426 | 153008 | 153589 | 154178 | 154768 | 155357 | 155946 | 156533 | 157115 | 157702 | 158289 | 158877 | NPgN | GSP | NG FES - System Transformation | Number of domestic customers
NG FES - System Transformation | Dem_BB001a | Number of | NPgY | BRADFORD WEST | Number of domestic customers | BRAW_1 | 243766 | 245540 | 246542 | 247541 | 248543 | 249542 | 250544 | 251543 | 252545 | 253545 | 254546 | 255546 | 256548 | 257547 | 258549 | 259548 | 260550 | 261660 | 262666 | 263671 | 264677 | 265687 | 266696 | 267717 | 268741 | 269765 | 270787 | 271806 | 272815 | 273834 | 274853 | 275874 | NPgY | GSP | NG FES - System Transformation | Number of domestic customers
NG FES - System Transformation | Dem_BB001a | Number of | NPgY | CAMBLESFORTH | Number of domestic customers | CAMB_01 | 16751 | 16852 | 16920 | 16989 | 17058 | 17126 | 17195 | 17264 | 17333 | 17401 | 17470 | 17539 | 17608 | 17676 | 17745 | 17814 | 17883 | 17959 | 18028 | 18097 | 18166 | 18235 | 18305 | 18375 | 18445 | 18515 | 18586 | 18656 | 18725 | 18795 | 18865 | 18935 | NPgY | GSP | NG FES - System Transformation | Number of domestic customers
NG FES - System Transformation | Dem_BB001a | Number of | NPgY | CREYKE BECK | Number of domestic customers | CREB_1 | 230227 | 231243 | 232185 | 233125 | 234067 | 235007 | 235950 | 236890 | 237832 | 238772 | 239715 | 240655 | 241597 | 242537 | 243479 | 244419 | 245362 | 246406 | 247353 | 248297 | 249244 | 250194 | 251143 | 252104 | 253067 | 254030 | 254991 | 255949 | 256899 | 257857 | 258816 | 259777 | NPgY | GSP | NG FES - System Transformation | Number of domestic customers
NG FES - System Transformation | Dem_BB001a | Number of | NPgY | DRAX | Number of domestic customers | DRAX_YEDL | 21871 | 22060 | 22150 | 22239 | 22329 | 22418 | 22507 | 22597 | 22686 | 22776 | 22865 | 22954 | 23044 | 23133 | 23223 | 23312 | 23401 | 23501 | 23591 | 23680 | 23770 | 23860 | 23951 | 24042 | 24133 | 24225 | 24316 | 24407 | 24497 | 24588 | 24679 | 24771 | NPgY | GSP | NG FES - System Transformation | Number of domestic customers
NG FES - System Transformation | Dem_BB001a | Number of | NPgY | ELLAND | Number of domestic customers | ELLA_1 | 187573 | 189131 | 189903 | 190672 | 191444 | 192214 | 192986 | 193756 | 194528 | 195298 | 196069 | 196839 | 197611 | 198381 | 199153 | 199923 | 200694 | 201549 | 202325 | 203099 | 203874 | 204652 | 205429 | 206216 | 207005 | 207794 | 208581 | 209366 | 210143 | 210928 | 211713 | 212500 | NPgY | GSP | NG FES - System Transformation | Number of domestic customers
NG FES - System Transformation | Dem_BB001a | Number of | NPgY | FERRYBRIDGE A | Number of domestic customers | FERRA2 | 57462 | 57859 | 58095 | 58331 | 58567 | 58802 | 59039 | 59274 | 59511 | 59746 | 59982 | 60218 | 60454 | 60690 | 60926 | 61162 | 61398 | 61660 | 61897 | 62134 | 62371 | 62609 | 62847 | 63088 | 63330 | 63571 | 63812 | 64052 | 64290 | 64531 | 64771 | 65012 | NPgY | GSP | NG FES - System Transformation | Number of domestic customers
NG FES - System Transformation | Dem_BB001a | Number of | NPgY | FERRYBRIDGE B | Number of domestic customers | FERRB9 | 126967 | 127819 | 128340 | 128860 | 129381 | 129902 | 130423 | 130943 | 131464 | 131985 | 132506 | 133026 | 133547 | 134068 | 134589 | 135109 | 135630 | 136208 | 136732 | 137255 | 137779 | 138304 | 138829 | 139361 | 139894 | 140426 | 140958 | 141488 | 142014 | 142544 | 143074 | 143606 | NPgY | GSP | NG FES - System Transformation | Number of domestic customers
NG FES - System Transformation | Dem_BB001a | Number of | NPgY | GRIMSBY WEST | Number of domestic customers | GRIW_1 | 80968 | 81241 | 81573 | 81903 | 82235 | 82566 | 82897 | 83228 | 83559 | 83890 | 84221 | 84552 | 84883 | 85214 | 85546 | 85876 | 86208 | 86575 | 86908 | 87240 | 87573 | 87907 | 88241 | 88579 | 88918 | 89257 | 89595 | 89932 | 90266 | 90603 | 90940 | 91278 | NPgY | GSP | NG FES - System Transformation | Number of domestic customers
NG FES - System Transformation | Dem_BB001a | Number of | NPgY | JORDANTHORPE | Number of domestic customers | JORD_3 | 36804 | 37062 | 37213 | 37364 | 37515 | 37666 | 37817 | 37968 | 38119 | 38270 | 38421 | 38572 | 38723 | 38874 | 39025 | 39176 | 39327 | 39495 | 39647 | 39798 | 39950 | 40103 | 40255 | 40409 | 40564 | 40718 | 40872 | 41026 | 41178 | 41332 | 41486 | 41640 | NPgY | GSP | NG FES - System Transformation | Number of domestic customers
NG FES - System Transformation | Dem_BB001a | Number of | NPgY | KEADBY | Number of domestic customers | KEAD_YEDL | 112897 | 113594 | 114058 | 114520 | 114984 | 115446 | 115909 | 116372 | 116835 | 117298 | 117761 | 118223 | 118687 | 119149 | 119613 | 120075 | 120538 | 121052 | 121518 | 121982 | 122448 | 122915 | 123382 | 123854 | 124328 | 124802 | 125274 | 125746 | 126212 | 126684 | 127155 | 127628 | NPgY | GSP | NG FES - System Transformation | Number of domestic customers
NG FES - System Transformation | Dem_BB001a | Number of | NPgY | KIRKSTALL B | Number of domestic customers | KIRKB1 | 117247 | 118007 | 118488 | 118968 | 119450 | 119930 | 120411 | 120891 | 121373 | 121853 | 122334 | 122815 | 123296 | 123776 | 124257 | 124738 | 125219 | 125752 | 126236 | 126719 | 127202 | 127687 | 128172 | 128663 | 129155 | 129647 | 130138 | 130627 | 131112 | 131602 | 132092 | 132582 | NPgY | GSP | NG FES - System Transformation | Number of domestic customers
NG FES - System Transformation | Dem_BB001a | Number of | NPgY | NEEPSEND | Number of domestic customers | NEEP_3 | 51225 | 51615 | 51826 | 52036 | 52247 | 52457 | 52668 | 52878 | 53088 | 53299 | 53509 | 53719 | 53930 | 54140 | 54351 | 54561 | 54772 | 55005 | 55217 | 55428 | 55640 | 55852 | 56064 | 56279 | 56494 | 56709 | 56924 | 57138 | 57351 | 57565 | 57779 | 57994 | NPgY | GSP | NG FES - System Transformation | Number of domestic customers
NG FES - System Transformation | Dem_BB001a | Number of | NPgY | NORTON LEES | Number of domestic customers | NORL_3 | 51530 | 51922 | 52134 | 52346 | 52557 | 52769 | 52981 | 53192 | 53404 | 53615 | 53827 | 54038 | 54250 | 54461 | 54673 | 54884 | 55096 | 55331 | 55544 | 55756 | 55969 | 56182 | 56395 | 56611 | 56828 | 57044 | 57260 | 57476 | 57689 | 57905 | 58120 | 58336 | NPgY | GSP | NG FES - System Transformation | Number of domestic customers
NG FES - System Transformation | Dem_BB001a | Number of | NPgY | PITSMOOR 3/4 | Number of domestic customers | PITS_BB_B | 21923 | 22090 | 22180 | 22270 | 22360 | 22450 | 22540 | 22630 | 22720 | 22810 | 22900 | 22990 | 23080 | 23170 | 23260 | 23350 | 23440 | 23540 | 23631 | 23721 | 23811 | 23902 | 23993 | 24085 | 24177 | 24269 | 24361 | 24453 | 24543 | 24635 | 24727 | 24819 | NPgY | GSP | NG FES - System Transformation | Number of domestic customers
NG FES - System Transformation | Dem_BB001a | Number of | NPgY | SALTEND NORTH | Number of domestic customers | SALT_1 | 31087 | 31220 | 31347 | 31474 | 31602 | 31729 | 31856 | 31983 | 32111 | 32238 | 32365 | 32492 | 32620 | 32747 | 32874 | 33001 | 33128 | 33270 | 33398 | 33525 | 33653 | 33782 | 33910 | 34040 | 34170 | 34300 | 34430 | 34560 | 34688 | 34818 | 34947 | 35077 | NPgY | GSP | NG FES - System Transformation | Number of domestic customers
NG FES - System Transformation | Dem_BB001a | Number of | NPgY | SHEFFIELD CITY | Number of domestic customers | SHEC_3 | 26954 | 27159 | 27270 | 27381 | 27492 | 27602 | 27713 | 27824 | 27935 | 28045 | 28156 | 28267 | 28377 | 28488 | 28599 | 28709 | 28820 | 28943 | 29054 | 29166 | 29277 | 29389 | 29500 | 29613 | 29727 | 29840 | 29953 | 30066 | 30177 | 30290 | 30403 | 30516 | NPgY | GSP | NG FES - System Transformation | Number of domestic customers
NG FES - System Transformation | Dem_BB001a | Number of | NPgY | SKELTON GRANGE | Number of domestic customers | SKLGB1 | 287470 | 289499 | 290680 | 291858 | 293039 | 294217 | 295398 | 296576 | 297757 | 298936 | 300117 | 301295 | 302476 | 303654 | 304835 | 306013 | 307194 | 308502 | 309689 | 310873 | 312060 | 313250 | 314439 | 315644 | 316851 | 318058 | 319262 | 320463 | 321653 | 322854 | 324055 | 325260 | NPgY | GSP | NG FES - System Transformation | Number of domestic customers
NG FES - System Transformation | Dem_BB001a | Number of | NPgY | TEMPLEBOROUGH 275/33KV | Number of domestic customers | TEMP_3 | 3474 | 3492 | 3507 | 3521 | 3535 | 3549 | 3564 | 3578 | 3592 | 3606 | 3620 | 3635 | 3649 | 3663 | 3677 | 3692 | 3706 | 3722 | 3736 | 3750 | 3765 | 3779 | 3793 | 3808 | 3822 | 3837 | 3851 | 3866 | 3880 | 3895 | 3909 | 3924 | NPgY | GSP | NG FES - System Transformation | Number of domestic customers
NG FES - System Transformation | Dem_BB001a | Number of | NPgY | THURCROFT | Number of domestic customers | THUR_6 | 94279 | 94793 | 95180 | 95566 | 95953 | 96338 | 96725 | 97111 | 97497 | 97883 | 98270 | 98656 | 99042 | 99428 | 99815 | 100201 | 100587 | 101016 | 101404 | 101792 | 102181 | 102570 | 102960 | 103354 | 103749 | 104144 | 104539 | 104932 | 105322 | 105715 | 106108 | 106503 | NPgY | GSP | NG FES - System Transformation | Number of domestic customers
NG FES - System Transformation | Dem_BB001a | Number of | NPgY | WEST MELTON / THORPE MARSH | Number of domestic customers | WMEL_THOM | 176980 | 177886 | 178612 | 179336 | 180062 | 180786 | 181511 | 182235 | 182961 | 183685 | 184411 | 185135 | 185861 | 186585 | 187310 | 188034 | 188760 | 189564 | 190294 | 191021 | 191750 | 192482 | 193213 | 193953 | 194694 | 195436 | 196176 | 196914 | 197646 | 198384 | 199122 | 199862 | NPgY | GSP | NG FES - System Transformation | Number of domestic customers
NG FES - System Transformation | Dem_BB001a | Number of | NPgY | WEST MELTON SECTION 3 | Number of domestic customers | WMEL_BB3 | 174294 | 175562 | 176278 | 176993 | 177709 | 178424 | 179140 | 179854 | 180571 | 181285 | 182002 | 182716 | 183432 | 184147 | 184863 | 185578 | 186294 | 187088 | 187807 | 188525 | 189245 | 189967 | 190688 | 191419 | 192151 | 192883 | 193613 | 194342 | 195063 | 195792 | 196521 | 197251 | NPgY | GSP | NG FES - System Transformation | Number of domestic customers
NG FES - System Transformation | Dem_BB001a | Number of | NPgY | WINCOBANK | Number of domestic customers | WIBA_3 | 7412 | 7453 | 7483 | 7513 | 7544 | 7574 | 7605 | 7635 | 7665 | 7696 | 7726 | 7756 | 7787 | 7817 | 7848 | 7878 | 7908 | 7942 | 7973 | 8003 | 8034 | 8064 | 8095 | 8126 | 8157 | 8188 | 8219 | 8250 | 8281 | 8312 | 8342 | 8373 | NPgY | GSP | NG FES - System Transformation | Number of domestic customers
NG FES - System Transformation | Dem_BB002a | Number of | NPgN | BLYTH 66kV | Number of I&C customers | BLYTB1 | 5817 | 5850 | 5888 | 5926 | 5964 | 6003 | 6042 | 6081 | 6121 | 6161 | 6201 | 6241 | 6282 | 6323 | 6365 | 6408 | 6451 | 6494 | 6539 | 6584 | 6629 | 6676 | 6723 | 6771 | 6820 | 6870 | 6921 | 6972 | 7025 | 7078 | 7132 | 7188 | NPgN | GSP | NG FES - System Transformation | Number of I&C customers
NG FES - System Transformation | Dem_BB002a | Number of | NPgN | BLYTH 132kV | Number of I&C customers | BLYTH132 | 3523 | 3543 | 3566 | 3589 | 3612 | 3636 | 3660 | 3684 | 3708 | 3732 | 3756 | 3780 | 3805 | 3830 | 3855 | 3881 | 3907 | 3933 | 3960 | 3987 | 4015 | 4043 | 4071 | 4100 | 4130 | 4160 | 4191 | 4222 | 4253 | 4285 | 4318 | 4351 | NPgN | GSP | NG FES - System Transformation | Number of I&C customers
NG FES - System Transformation | Dem_BB002a | Number of | NPgN | FOURSTONES | Number of I&C customers | FOUR_1 | 1407 | 1415 | 1424 | 1433 | 1443 | 1452 | 1462 | 1471 | 1481 | 1490 | 1500 | 1510 | 1520 | 1529 | 1540 | 1550 | 1560 | 1571 | 1582 | 1592 | 1603 | 1615 | 1626 | 1638 | 1649 | 1661 | 1674 | 1686 | 1699 | 1712 | 1725 | 1738 | NPgN | GSP | NG FES - System Transformation | Number of I&C customers
NG FES - System Transformation | Dem_BB002a | Number of | NPgN | HARTMOOR | Number of I&C customers | HARM_6 | 3214 | 3215 | 3216 | 3217 | 3218 | 3219 | 3221 | 3222 | 3223 | 3224 | 3225 | 3226 | 3227 | 3228 | 3230 | 3231 | 3232 | 3233 | 3235 | 3236 | 3237 | 3238 | 3240 | 3241 | 3243 | 3244 | 3245 | 3247 | 3248 | 3250 | 3251 | 3253 | NPgN | GSP | NG FES - System Transformation | Number of I&C customers
NG FES - System Transformation | Dem_BB002a | Number of | NPgN | HAWTHORN PIT GRID | Number of I&C customers | HAWP_6 | 3185 | 3186 | 3187 | 3188 | 3189 | 3190 | 3191 | 3192 | 3193 | 3194 | 3195 | 3196 | 3197 | 3198 | 3199 | 3200 | 3201 | 3202 | 3203 | 3204 | 3206 | 3207 | 3208 | 3209 | 3210 | 3212 | 3213 | 3214 | 3215 | 3217 | 3218 | 3219 | NPgN | GSP | NG FES - System Transformation | Number of I&C customers
NG FES - System Transformation | Dem_BB002a | Number of | NPgN | KNARESBOROUGH | Number of I&C customers | KNARE_111 | 8832 | 8910 | 8998 | 9088 | 9178 | 9268 | 9358 | 9448 | 9539 | 9630 | 9722 | 9814 | 9907 | 10003 | 10101 | 10201 | 10302 | 10405 | 10510 | 10619 | 10729 | 10841 | 10954 | 11070 | 11189 | 11306 | 11428 | 11551 | 11676 | 11804 | 11933 | 12065 | NPgN | GSP | NG FES - System Transformation | Number of I&C customers
NG FES - System Transformation | Dem_BB002a | Number of | NPgN | LACKENBY | Number of I&C customers | LACK_6 | 5184 | 5214 | 5247 | 5281 | 5315 | 5349 | 5383 | 5417 | 5451 | 5486 | 5520 | 5554 | 5589 | 5624 | 5660 | 5697 | 5734 | 5771 | 5809 | 5848 | 5888 | 5928 | 5969 | 6010 | 6052 | 6095 | 6138 | 6182 | 6227 | 6273 | 6319 | 6366 | NPgN | GSP | NG FES - System Transformation | Number of I&C customers
NG FES - System Transformation | Dem_BB002a | Number of | NPgN | NORTON | Number of I&C customers | NORT_1 | 18612 | 18703 | 18803 | 18906 | 19009 | 19113 | 19217 | 19322 | 19426 | 19531 | 19635 | 19741 | 19847 | 19956 | 20066 | 20178 | 20292 | 20407 | 20526 | 20646 | 20769 | 20894 | 21021 | 21150 | 21281 | 21412 | 21547 | 21684 | 21823 | 21964 | 22107 | 22253 | NPgN | GSP | NG FES - System Transformation | Number of I&C customers
NG FES - System Transformation | Dem_BB002a | Number of | NPgN | OFFERTON | Number of I&C customers | OFFE_3 | 2136 | 2137 | 2139 | 2140 | 2142 | 2144 | 2145 | 2147 | 2148 | 2150 | 2152 | 2153 | 2155 | 2156 | 2158 | 2160 | 2161 | 2163 | 2165 | 2167 | 2169 | 2170 | 2172 | 2174 | 2176 | 2178 | 2180 | 2182 | 2184 | 2186 | 2188 | 2191 | NPgN | GSP | NG FES - System Transformation | Number of I&C customers
NG FES - System Transformation | Dem_BB002a | Number of | NPgN | OSBALDWICK | Number of I&C customers | OSBA_1 | 15944 | 15996 | 16053 | 16112 | 16171 | 16231 | 16291 | 16352 | 16413 | 16475 | 16536 | 16598 | 16661 | 16725 | 16789 | 16854 | 16921 | 16988 | 17057 | 17127 | 17198 | 17270 | 17343 | 17417 | 17493 | 17572 | 17651 | 17731 | 17813 | 17897 | 17982 | 18068 | NPgN | GSP | NG FES - System Transformation | Number of I&C customers
NG FES - System Transformation | Dem_BB002a | Number of | NPgN | POPPLETON | Number of I&C customers | POPP_3 | 2140 | 2141 | 2143 | 2144 | 2145 | 2147 | 2148 | 2149 | 2151 | 2152 | 2154 | 2155 | 2156 | 2158 | 2159 | 2161 | 2162 | 2164 | 2166 | 2167 | 2169 | 2171 | 2172 | 2174 | 2176 | 2178 | 2180 | 2181 | 2183 | 2185 | 2187 | 2189 | NPgN | GSP | NG FES - System Transformation | Number of I&C customers
NG FES - System Transformation | Dem_BB002a | Number of | NPgN | SALTHOLME | Number of I&C customers | SALH_1 | 280 | 281 | 281 | 282 | 283 | 283 | 284 | 285 | 286 | 286 | 287 | 288 | 289 | 289 | 290 | 291 | 292 | 292 | 293 | 294 | 295 | 296 | 297 | 297 | 298 | 299 | 300 | 301 | 302 | 303 | 304 | 305 | NPgN | GSP | NG FES - System Transformation | Number of I&C customers
NG FES - System Transformation | Dem_BB002a | Number of | NPgN | SOUTH SHIELDS | Number of I&C customers | SSHI_3 | 2360 | 2360 | 2360 | 2360 | 2360 | 2360 | 2360 | 2360 | 2360 | 2360 | 2360 | 2360 | 2360 | 2361 | 2361 | 2361 | 2361 | 2361 | 2361 | 2361 | 2361 | 2361 | 2361 | 2361 | 2361 | 2361 | 2361 | 2361 | 2361 | 2361 | 2361 | 2361 | NPgN | GSP | NG FES - System Transformation | Number of I&C customers
NG FES - System Transformation | Dem_BB002a | Number of | NPgN | SPADEADAM | Number of I&C customers | KIELD01 and SPAD20 | 544 | 547 | 551 | 554 | 558 | 561 | 565 | 569 | 573 | 576 | 580 | 584 | 588 | 591 | 595 | 599 | 603 | 607 | 611 | 616 | 620 | 624 | 629 | 633 | 638 | 642 | 647 | 652 | 657 | 662 | 667 | 672 | NPgN | GSP | NG FES - System Transformation | Number of I&C customers
NG FES - System Transformation | Dem_BB002a | Number of | NPgN | SPENNYMOOR | Number of I&C customers | SPEN_1 | 10433 | 10435 | 10438 | 10441 | 10444 | 10446 | 10449 | 10452 | 10455 | 10458 | 10461 | 10463 | 10466 | 10469 | 10472 | 10475 | 10478 | 10482 | 10485 | 10488 | 10492 | 10495 | 10499 | 10502 | 10506 | 10510 | 10513 | 10517 | 10521 | 10525 | 10529 | 10533 | NPgN | GSP | NG FES - System Transformation | Number of I&C customers
NG FES - System Transformation | Dem_BB002a | Number of | NPgN | STELLA NORTH | Number of I&C customers | STEN_1 | 9140 | 9168 | 9199 | 9230 | 9262 | 9295 | 9328 | 9362 | 9398 | 9433 | 9468 | 9504 | 9540 | 9576 | 9612 | 9649 | 9686 | 9723 | 9760 | 9798 | 9835 | 9874 | 9914 | 9954 | 9995 | 10035 | 10077 | 10119 | 10162 | 10206 | 10250 | 10295 | NPgN | GSP | NG FES - System Transformation | Number of I&C customers
NG FES - System Transformation | Dem_BB002a | Number of | NPgN | STELLA SOUTH | Number of I&C customers | STES_1 | 6208 | 6219 | 6231 | 6243 | 6255 | 6268 | 6280 | 6293 | 6305 | 6318 | 6331 | 6344 | 6357 | 6370 | 6383 | 6397 | 6410 | 6424 | 6438 | 6453 | 6467 | 6482 | 6497 | 6513 | 6528 | 6544 | 6560 | 6576 | 6593 | 6610 | 6627 | 6645 | NPgN | GSP | NG FES - System Transformation | Number of I&C customers
NG FES - System Transformation | Dem_BB002a | Number of | NPgN | TYNEMOUTH | Number of I&C customers | TYNE_1 | 5762 | 5795 | 5832 | 5870 | 5908 | 5946 | 5985 | 6024 | 6064 | 6104 | 6145 | 6185 | 6227 | 6269 | 6311 | 6354 | 6398 | 6442 | 6487 | 6532 | 6579 | 6626 | 6674 | 6723 | 6773 | 6824 | 6876 | 6929 | 6982 | 7037 | 7093 | 7149 | NPgN | GSP | NG FES - System Transformation | Number of I&C customers
NG FES - System Transformation | Dem_BB002a | Number of | NPgN | WEST BOLDON | Number of I&C customers | WBOL_6 | 7482 | 7490 | 7500 | 7509 | 7519 | 7529 | 7539 | 7549 | 7559 | 7569 | 7580 | 7590 | 7600 | 7611 | 7622 | 7633 | 7644 | 7655 | 7666 | 7677 | 7689 | 7700 | 7712 | 7725 | 7737 | 7749 | 7762 | 7775 | 7788 | 7801 | 7815 | 7829 | NPgN | GSP | NG FES - System Transformation | Number of I&C customers
NG FES - System Transformation | Dem_BB002a | Number of | NPgY | BRADFORD WEST | Number of I&C customers | BRAW_1 | 20938 | 20946 | 20956 | 20966 | 20976 | 20986 | 20996 | 21006 | 21016 | 21027 | 21037 | 21048 | 21058 | 21069 | 21080 | 21092 | 21103 | 21115 | 21127 | 21139 | 21151 | 21164 | 21176 | 21189 | 21203 | 21216 | 21230 | 21244 | 21258 | 21272 | 21287 | 21302 | NPgY | GSP | NG FES - System Transformation | Number of I&C customers
NG FES - System Transformation | Dem_BB002a | Number of | NPgY | CAMBLESFORTH | Number of I&C customers | CAMB_01 | 1640 | 1651 | 1663 | 1675 | 1687 | 1699 | 1712 | 1724 | 1737 | 1749 | 1762 | 1774 | 1787 | 1800 | 1813 | 1827 | 1840 | 1854 | 1868 | 1882 | 1897 | 1912 | 1927 | 1942 | 1958 | 1973 | 1989 | 2006 | 2022 | 2039 | 2057 | 2074 | NPgY | GSP | NG FES - System Transformation | Number of I&C customers
NG FES - System Transformation | Dem_BB002a | Number of | NPgY | CREYKE BECK | Number of I&C customers | CREB_1 | 20483 | 20563 | 20653 | 20745 | 20838 | 20931 | 21025 | 21120 | 21214 | 21309 | 21404 | 21500 | 21596 | 21694 | 21794 | 21895 | 21997 | 22101 | 22207 | 22314 | 22424 | 22536 | 22650 | 22766 | 22884 | 23002 | 23123 | 23247 | 23373 | 23500 | 23630 | 23762 | NPgY | GSP | NG FES - System Transformation | Number of I&C customers
NG FES - System Transformation | Dem_BB002a | Number of | NPgY | DRAX | Number of I&C customers | DRAX_YEDL | 2174 | 2190 | 2208 | 2225 | 2243 | 2262 | 2280 | 2298 | 2316 | 2335 | 2354 | 2373 | 2392 | 2411 | 2430 | 2450 | 2470 | 2491 | 2512 | 2533 | 2555 | 2577 | 2600 | 2622 | 2646 | 2670 | 2694 | 2719 | 2745 | 2771 | 2797 | 2824 | NPgY | GSP | NG FES - System Transformation | Number of I&C customers
NG FES - System Transformation | Dem_BB002a | Number of | NPgY | ELLAND | Number of I&C customers | ELLA_1 | 15441 | 15445 | 15450 | 15454 | 15459 | 15463 | 15468 | 15473 | 15478 | 15483 | 15488 | 15493 | 15498 | 15503 | 15508 | 15513 | 15519 | 15525 | 15530 | 15536 | 15542 | 15548 | 15555 | 15561 | 15567 | 15574 | 15581 | 15588 | 15595 | 15602 | 15610 | 15617 | NPgY | GSP | NG FES - System Transformation | Number of I&C customers
NG FES - System Transformation | Dem_BB002a | Number of | NPgY | FERRYBRIDGE A | Number of I&C customers | FERRA2 | 3277 | 3294 | 3312 | 3331 | 3351 | 3370 | 3390 | 3410 | 3430 | 3450 | 3470 | 3491 | 3512 | 3533 | 3555 | 3577 | 3600 | 3623 | 3647 | 3671 | 3696 | 3721 | 3747 | 3773 | 3799 | 3828 | 3856 | 3884 | 3913 | 3943 | 3974 | 4005 | NPgY | GSP | NG FES - System Transformation | Number of I&C customers
NG FES - System Transformation | Dem_BB002a | Number of | NPgY | FERRYBRIDGE B | Number of I&C customers | FERRB9 | 9872 | 9910 | 9951 | 9993 | 10036 | 10079 | 10123 | 10167 | 10211 | 10256 | 10301 | 10346 | 10392 | 10439 | 10488 | 10536 | 10586 | 10637 | 10689 | 10742 | 10796 | 10851 | 10907 | 10964 | 11022 | 11084 | 11145 | 11207 | 11271 | 11336 | 11402 | 11470 | NPgY | GSP | NG FES - System Transformation | Number of I&C customers
NG FES - System Transformation | Dem_BB002a | Number of | NPgY | GRIMSBY WEST | Number of I&C customers | GRIW_1 | 5864 | 5869 | 5874 | 5879 | 5884 | 5889 | 5895 | 5900 | 5905 | 5910 | 5916 | 5921 | 5927 | 5932 | 5938 | 5943 | 5949 | 5955 | 5961 | 5967 | 5973 | 5980 | 5986 | 5993 | 5999 | 6006 | 6013 | 6020 | 6027 | 6034 | 6042 | 6049 | NPgY | GSP | NG FES - System Transformation | Number of I&C customers
NG FES - System Transformation | Dem_BB002a | Number of | NPgY | JORDANTHORPE | Number of I&C customers | JORD_3 | 1888 | 1893 | 1898 | 1903 | 1909 | 1914 | 1920 | 1926 | 1931 | 1937 | 1943 | 1949 | 1955 | 1961 | 1967 | 1973 | 1980 | 1986 | 1993 | 2000 | 2007 | 2014 | 2021 | 2028 | 2036 | 2043 | 2051 | 2059 | 2067 | 2075 | 2084 | 2092 | NPgY | GSP | NG FES - System Transformation | Number of I&C customers
NG FES - System Transformation | Dem_BB002a | Number of | NPgY | KEADBY | Number of I&C customers | KEAD_YEDL | 11598 | 11667 | 11744 | 11823 | 11902 | 11982 | 12061 | 12141 | 12221 | 12302 | 12383 | 12465 | 12547 | 12631 | 12717 | 12803 | 12891 | 12981 | 13072 | 13165 | 13260 | 13356 | 13454 | 13554 | 13655 | 13758 | 13863 | 13970 | 14079 | 14189 | 14302 | 14416 | NPgY | GSP | NG FES - System Transformation | Number of I&C customers
NG FES - System Transformation | Dem_BB002a | Number of | NPgY | KIRKSTALL B | Number of I&C customers | KIRKB1 | 9054 | 9054 | 9054 | 9054 | 9054 | 9054 | 9054 | 9054 | 9054 | 9054 | 9054 | 9054 | 9054 | 9054 | 9054 | 9054 | 9054 | 9054 | 9054 | 9054 | 9054 | 9054 | 9054 | 9054 | 9054 | 9054 | 9054 | 9054 | 9054 | 9054 | 9054 | 9054 | NPgY | GSP | NG FES - System Transformation | Number of I&C customers
NG FES - System Transformation | Dem_BB002a | Number of | NPgY | NEEPSEND | Number of I&C customers | NEEP_3 | 3709 | 3709 | 3709 | 3709 | 3709 | 3709 | 3709 | 3709 | 3709 | 3709 | 3709 | 3709 | 3709 | 3709 | 3709 | 3709 | 3709 | 3709 | 3709 | 3709 | 3709 | 3709 | 3709 | 3709 | 3709 | 3709 | 3709 | 3709 | 3709 | 3709 | 3709 | 3709 | NPgY | GSP | NG FES - System Transformation | Number of I&C customers
NG FES - System Transformation | Dem_BB002a | Number of | NPgY | NORTON LEES | Number of I&C customers | NORL_3 | 2923 | 2923 | 2923 | 2923 | 2923 | 2923 | 2923 | 2923 | 2923 | 2923 | 2923 | 2923 | 2923 | 2923 | 2923 | 2923 | 2923 | 2923 | 2923 | 2923 | 2923 | 2923 | 2923 | 2923 | 2923 | 2923 | 2923 | 2923 | 2923 | 2923 | 2923 | 2923 | NPgY | GSP | NG FES - System Transformation | Number of I&C customers
NG FES - System Transformation | Dem_BB002a | Number of | NPgY | PITSMOOR 3/4 | Number of I&C customers | PITS_BB_B | 1835 | 1835 | 1835 | 1835 | 1835 | 1835 | 1835 | 1836 | 1836 | 1836 | 1836 | 1836 | 1836 | 1836 | 1836 | 1836 | 1836 | 1836 | 1836 | 1837 | 1837 | 1837 | 1837 | 1837 | 1837 | 1837 | 1837 | 1837 | 1838 | 1838 | 1838 | 1838 | NPgY | GSP | NG FES - System Transformation | Number of I&C customers
NG FES - System Transformation | Dem_BB002a | Number of | NPgY | SALTEND NORTH | Number of I&C customers | SALT_1 | 2229 | 2238 | 2248 | 2259 | 2269 | 2280 | 2291 | 2302 | 2312 | 2323 | 2334 | 2345 | 2356 | 2367 | 2379 | 2390 | 2402 | 2414 | 2426 | 2438 | 2451 | 2463 | 2476 | 2489 | 2503 | 2516 | 2530 | 2544 | 2559 | 2573 | 2588 | 2603 | NPgY | GSP | NG FES - System Transformation | Number of I&C customers
NG FES - System Transformation | Dem_BB002a | Number of | NPgY | SHEFFIELD CITY | Number of I&C customers | SHEC_3 | 3662 | 3662 | 3662 | 3662 | 3662 | 3662 | 3662 | 3662 | 3662 | 3662 | 3662 | 3662 | 3662 | 3662 | 3662 | 3662 | 3662 | 3662 | 3662 | 3662 | 3662 | 3662 | 3662 | 3662 | 3662 | 3662 | 3662 | 3662 | 3662 | 3662 | 3662 | 3662 | NPgY | GSP | NG FES - System Transformation | Number of I&C customers
NG FES - System Transformation | Dem_BB002a | Number of | NPgY | SKELTON GRANGE | Number of I&C customers | SKLGB1 | 22131 | 22141 | 22152 | 22163 | 22174 | 22185 | 22196 | 22208 | 22220 | 22231 | 22243 | 22255 | 22268 | 22280 | 22293 | 22306 | 22320 | 22333 | 22347 | 22361 | 22376 | 22391 | 22406 | 22421 | 22437 | 22454 | 22470 | 22487 | 22504 | 22522 | 22540 | 22558 | NPgY | GSP | NG FES - System Transformation | Number of I&C customers
NG FES - System Transformation | Dem_BB002a | Number of | NPgY | TEMPLEBOROUGH 275/33KV | Number of I&C customers | TEMP_3 | 115 | 116 | 116 | 117 | 118 | 119 | 120 | 121 | 121 | 122 | 123 | 124 | 125 | 126 | 127 | 127 | 128 | 129 | 130 | 131 | 132 | 133 | 135 | 136 | 137 | 138 | 139 | 140 | 141 | 143 | 144 | 145 | NPgY | GSP | NG FES - System Transformation | Number of I&C customers
NG FES - System Transformation | Dem_BB002a | Number of | NPgY | THURCROFT | Number of I&C customers | THUR_6 | 5666 | 5695 | 5728 | 5761 | 5795 | 5829 | 5863 | 5898 | 5932 | 5967 | 6002 | 6038 | 6074 | 6111 | 6149 | 6187 | 6227 | 6267 | 6308 | 6349 | 6392 | 6436 | 6480 | 6525 | 6571 | 6618 | 6666 | 6715 | 6764 | 6815 | 6867 | 6919 | NPgY | GSP | NG FES - System Transformation | Number of I&C customers
NG FES - System Transformation | Dem_BB002a | Number of | NPgY | WEST MELTON / THORPE MARSH | Number of I&C customers | WMEL_THOM | 14420 | 14491 | 14570 | 14650 | 14732 | 14813 | 14895 | 14978 | 15061 | 15145 | 15230 | 15315 | 15402 | 15491 | 15582 | 15674 | 15769 | 15865 | 15963 | 16064 | 16166 | 16270 | 16377 | 16485 | 16595 | 16708 | 16823 | 16940 | 17059 | 17180 | 17304 | 17430 | NPgY | GSP | NG FES - System Transformation | Number of I&C customers
NG FES - System Transformation | Dem_BB002a | Number of | NPgY | WEST MELTON SECTION 3 | Number of I&C customers | WMEL_BB3 | 12837 | 12902 | 12975 | 13048 | 13123 | 13198 | 13274 | 13351 | 13428 | 13507 | 13586 | 13666 | 13747 | 13830 | 13915 | 14002 | 14090 | 14180 | 14272 | 14366 | 14462 | 14560 | 14660 | 14761 | 14864 | 14972 | 15081 | 15191 | 15304 | 15419 | 15536 | 15656 | NPgY | GSP | NG FES - System Transformation | Number of I&C customers
NG FES - System Transformation | Dem_BB002a | Number of | NPgY | WINCOBANK | Number of I&C customers | WIBA_3 | 679 | 680 | 681 | 683 | 684 | 685 | 687 | 688 | 689 | 691 | 692 | 693 | 695 | 696 | 698 | 699 | 701 | 702 | 704 | 706 | 707 | 709 | 711 | 713 | 714 | 716 | 718 | 720 | 722 | 724 | 726 | 728 | NPgY | GSP | NG FES - System Transformation | Number of I&C customers
NG FES - System Transformation | Dem_BB000c_NPgExtra | % | NPgN | BLYTH 66kV | Peak utilisation (percent - whole number) | BLYTB1 | 40.2 | 42.1 | 42.3 | 41.5 | 41 | 40.8 | 40.9 | 41.5 | 42.3 | 43.2 | 44.3 | 45.7 | 47.5 | 49.2 | 51.3 | 53.6 | 56 | 58.6 | 61.5 | 64.2 | 66.7 | 68.9 | 71.2 | 72.8 | 73.9 | 74.9 | 75.8 | 76.9 | 77.6 | 78.3 | 78.8 | 79.3 | NPgN | GSP | NG FES - System Transformation | Peak utilisation (percent - whole number)
NG FES - System Transformation | Dem_BB000c_NPgExtra | % | NPgN | BLYTH 132kV | Peak utilisation (percent - whole number) | BLYTH132 | 24.2 | 24.2 | 24.7 | 24.5 | 24.4 | 24.4 | 24.5 | 24.8 | 25.2 | 25.7 | 26.2 | 27 | 28 | 29 | 30.1 | 31.3 | 32.6 | 34 | 35.5 | 36.9 | 38.1 | 39.1 | 40 | 40.6 | 41 | 41.3 | 41.6 | 41.9 | 42.2 | 42.3 | 42.5 | 42.6 | NPgN | GSP | NG FES - System Transformation | Peak utilisation (percent - whole number)
NG FES - System Transformation | Dem_BB000c_NPgExtra | % | NPgN | FOURSTONES | Peak utilisation (percent - whole number) | TEMP_3: FOUR_1 | NPgN | GSP | NG FES - System Transformation | Peak utilisation (percent - whole number)
NG FES - System Transformation | Dem_BB000c_NPgExtra | % | NPgN | HARTMOOR | Peak utilisation (percent - whole number) | HARM_6 | 74.4 | 74.5 | 76.7 | 75.5 | 74.6 | 74.2 | 74.1 | 74.9 | 75.9 | 77.2 | 78.8 | 80.6 | 83.2 | 85.8 | 88.7 | 92 | 95.5 | 99.3 | 103.6 | 107.6 | 111.2 | 114.4 | 117.7 | 120 | 121.7 | 123 | 124.3 | 125.8 | 126.7 | 127.6 | 128.3 | 128.9 | NPgN | GSP | NG FES - System Transformation | Peak utilisation (percent - whole number)
NG FES - System Transformation | Dem_BB000c_NPgExtra | % | NPgN | HAWTHORN PIT GRID | Peak utilisation (percent - whole number) | HAWP_6 | 39.3 | 40.7 | 40.9 | 40.2 | 39.7 | 39.4 | 39.4 | 39.8 | 40.4 | 41.2 | 42 | 43.1 | 44.6 | 46.1 | 47.8 | 49.7 | 51.8 | 53.9 | 56.5 | 58.9 | 61.1 | 63.1 | 65.1 | 66.5 | 67.6 | 68.4 | 69.2 | 70.2 | 70.8 | 71.4 | 71.9 | 72.3 | NPgN | GSP | NG FES - System Transformation | Peak utilisation (percent - whole number)
NG FES - System Transformation | Dem_BB000c_NPgExtra | % | NPgN | KNARESBOROUGH | Peak utilisation (percent - whole number) | KNARE_111 | 65.8 | 67.1 | 69 | 68.5 | 68.1 | 68.1 | 68.4 | 69.2 | 70.3 | 71.6 | 73.1 | 74.9 | 77.5 | 80 | 82.9 | 86.2 | 89.6 | 93.3 | 97.3 | 100.9 | 104.1 | 107 | 109.8 | 111.8 | 113.2 | 114.3 | 115.3 | 116.6 | 117.3 | 118.1 | 118.8 | 119.4 | NPgN | GSP | NG FES - System Transformation | Peak utilisation (percent - whole number)
NG FES - System Transformation | Dem_BB000c_NPgExtra | % | NPgN | LACKENBY | Peak utilisation (percent - whole number) | LACK_6 | 54.7 | 54.6 | 54.6 | 53.9 | 53.4 | 53.2 | 53.3 | 53.9 | 54.6 | 55.5 | 56.6 | 57.9 | 59.8 | 61.5 | 63.6 | 65.9 | 68.3 | 70.9 | 73.8 | 76.5 | 79 | 81.2 | 83.4 | 85 | 86.2 | 87.1 | 88 | 89.1 | 89.8 | 90.5 | 91.1 | 91.6 | NPgN | GSP | NG FES - System Transformation | Peak utilisation (percent - whole number)
NG FES - System Transformation | Dem_BB000c_NPgExtra | % | NPgN | NORTON | Peak utilisation (percent - whole number) | NORT_1 | 49.6 | 49.5 | 51 | 50.5 | 50 | 49.9 | 50 | 50.5 | 51.3 | 52.2 | 53.3 | 54.6 | 56.4 | 58.3 | 60.3 | 62.7 | 65.1 | 67.7 | 70.6 | 73.2 | 75.6 | 77.7 | 79.7 | 81.1 | 82.1 | 82.9 | 83.6 | 84.5 | 85 | 85.5 | 85.9 | 86.3 | NPgN | GSP | NG FES - System Transformation | Peak utilisation (percent - whole number)
NG FES - System Transformation | Dem_BB000c_NPgExtra | % | NPgN | OFFERTON | Peak utilisation (percent - whole number) | OFFE_3 | 44.7 | 44.5 | 45 | 44.1 | 43.4 | 43 | 42.8 | 43.1 | 43.6 | 44.3 | 45 | 46 | 47.3 | 48.8 | 50.5 | 52.4 | 54.4 | 56.5 | 59.2 | 61.6 | 63.9 | 65.9 | 68 | 69.5 | 70.6 | 71.5 | 72.4 | 73.4 | 74 | 74.6 | 75.1 | 75.5 | NPgN | GSP | NG FES - System Transformation | Peak utilisation (percent - whole number)
NG FES - System Transformation | Dem_BB000c_NPgExtra | % | NPgN | OSBALDWICK | Peak utilisation (percent - whole number) | OSBA_1 | 45.7 | 45.9 | 50.1 | 49.5 | 49.1 | 48.8 | 48.8 | 49.3 | 50 | 50.8 | 51.8 | 52.9 | 54.6 | 56.3 | 58.2 | 60.4 | 62.7 | 65.3 | 68.1 | 70.6 | 72.9 | 74.9 | 76.9 | 78.2 | 79.2 | 79.9 | 80.6 | 81.4 | 81.9 | 82.4 | 82.7 | 83 | NPgN | GSP | NG FES - System Transformation | Peak utilisation (percent - whole number)
NG FES - System Transformation | Dem_BB000c_NPgExtra | % | NPgN | POPPLETON | Peak utilisation (percent - whole number) | POPP_3 | 36.8 | 36.6 | 37.7 | 37.1 | 36.7 | 36.4 | 36.3 | 36.6 | 37 | 37.5 | 38.1 | 38.8 | 39.9 | 41 | 42.3 | 43.8 | 45.4 | 47.1 | 49 | 50.7 | 52.3 | 53.7 | 55.1 | 56 | 56.6 | 57.1 | 57.6 | 58.1 | 58.4 | 58.7 | 58.9 | 59.1 | NPgN | GSP | NG FES - System Transformation | Peak utilisation (percent - whole number)
NG FES - System Transformation | Dem_BB000c_NPgExtra | % | NPgN | SALTHOLME | Peak utilisation (percent - whole number) | SALH_1 | 25.6 | 25.6 | 27.3 | 27.3 | 27.2 | 27.1 | 27.1 | 27 | 27 | 26.9 | 26.9 | 26.9 | 26.9 | 26.9 | 26.9 | 26.9 | 27 | 27 | 27 | 27 | 27.1 | 27.1 | 27.1 | 27.1 | 27.1 | 27.1 | 27.1 | 27.1 | 27.1 | 27.2 | 27.2 | 27.2 | NPgN | GSP | NG FES - System Transformation | Peak utilisation (percent - whole number)
NG FES - System Transformation | Dem_BB000c_NPgExtra | % | NPgN | SOUTH SHIELDS | Peak utilisation (percent - whole number) | SSHI_3 | 36.2 | 36 | 36.1 | 35.4 | 34.9 | 34.6 | 34.5 | 34.8 | 35.2 | 35.7 | 36.4 | 37.1 | 38.3 | 39.5 | 40.8 | 42.4 | 44 | 45.8 | 47.9 | 49.9 | 51.6 | 53.2 | 54.8 | 56 | 56.8 | 57.5 | 58.1 | 58.9 | 59.3 | 59.7 | 60 | 60.2 | NPgN | GSP | NG FES - System Transformation | Peak utilisation (percent - whole number)
NG FES - System Transformation | Dem_BB000c_NPgExtra | % | NPgN | SPADEADAM | Peak utilisation (percent - whole number) | TEMP_3: KIELD01 and SPAD20 | NPgN | GSP | NG FES - System Transformation | Peak utilisation (percent - whole number)
NG FES - System Transformation | Dem_BB000c_NPgExtra | % | NPgN | SPENNYMOOR | Peak utilisation (percent - whole number) | SPEN_1 | 38.1 | 38.1 | 38.3 | 38.5 | 38 | 37.8 | 37.8 | 38.2 | 38.8 | 39.6 | 40.5 | 42.2 | 43.8 | 45.3 | 47.1 | 50.9 | 53 | 55.3 | 57.8 | 60.1 | 62.3 | 64.1 | 65.9 | 67.2 | 68.1 | 68.7 | 69.4 | 70.1 | 70.6 | 71 | 71.3 | 71.5 | NPgN | GSP | NG FES - System Transformation | Peak utilisation (percent - whole number)
NG FES - System Transformation | Dem_BB000c_NPgExtra | % | NPgN | STELLA NORTH | Peak utilisation (percent - whole number) | STEN_1 | 26.8 | 27.1 | 27.6 | 27.2 | 26.9 | 26.7 | 26.7 | 27 | 27.4 | 27.8 | 28.4 | 29 | 30 | 31 | 32.1 | 33.3 | 34.7 | 36.1 | 37.7 | 39.2 | 40.6 | 41.7 | 42.9 | 43.8 | 44.3 | 44.8 | 45.2 | 45.7 | 46 | 46.2 | 46.4 | 46.6 | NPgN | GSP | NG FES - System Transformation | Peak utilisation (percent - whole number)
NG FES - System Transformation | Dem_BB000c_NPgExtra | % | NPgN | STELLA SOUTH | Peak utilisation (percent - whole number) | STES_1 | 35.6 | 35.6 | 36.8 | 37.7 | 37.4 | 37.3 | 37.2 | 37.3 | 37.6 | 37.8 | 38.2 | 39 | 39.7 | 40.5 | 41.4 | 43.4 | 44.4 | 45.5 | 46.8 | 48.1 | 49.2 | 50.1 | 51.1 | 51.8 | 52.3 | 52.7 | 53.1 | 53.5 | 53.8 | 54 | 54.2 | 54.4 | NPgN | GSP | NG FES - System Transformation | Peak utilisation (percent - whole number)
NG FES - System Transformation | Dem_BB000c_NPgExtra | % | NPgN | TYNEMOUTH | Peak utilisation (percent - whole number) | TYNE_1 | 26.9 | 27.1 | 28.3 | 27.9 | 27.6 | 27.5 | 27.5 | 27.8 | 28.2 | 28.7 | 29.3 | 30 | 30.9 | 31.9 | 33 | 34.2 | 35.5 | 36.9 | 38.4 | 39.9 | 41.2 | 42.4 | 43.6 | 44.5 | 45.1 | 45.7 | 46.2 | 46.7 | 47.1 | 47.5 | 47.8 | 48 | NPgN | GSP | NG FES - System Transformation | Peak utilisation (percent - whole number)
NG FES - System Transformation | Dem_BB000c_NPgExtra | % | NPgN | WEST BOLDON | Peak utilisation (percent - whole number) | WBOL_6 | 56.4 | 57.4 | 63.2 | 62.3 | 61.7 | 61.3 | 61.3 | 61.8 | 62.4 | 63.2 | 64.2 | 65.4 | 67.2 | 68.9 | 70.9 | 73.2 | 75.5 | 78.1 | 81.1 | 83.9 | 86.5 | 88.7 | 91.1 | 92.8 | 94 | 95.1 | 96 | 97.2 | 97.9 | 98.5 | 99.1 | 99.5 | NPgN | GSP | NG FES - System Transformation | Peak utilisation (percent - whole number)
NG FES - System Transformation | Dem_BB000c_NPgExtra | % | NPgY | BRADFORD WEST | Peak utilisation (percent - whole number) | BRAW_1 | 43.5 | 43.5 | 44.1 | 43.4 | 42.8 | 42.5 | 42.5 | 42.9 | 43.6 | 44.5 | 45.5 | 46.8 | 48.6 | 50.4 | 52.6 | 55 | 57.6 | 60.4 | 63.5 | 66.4 | 68.9 | 71.2 | 73.5 | 75.1 | 76.2 | 77 | 77.8 | 78.7 | 79.2 | 79.7 | 80.1 | 80.3 | NPgY | GSP | NG FES - System Transformation | Peak utilisation (percent - whole number)
NG FES - System Transformation | Dem_BB000c_NPgExtra | % | NPgY | CAMBLESFORTH | Peak utilisation (percent - whole number) | CAMB_01 | 17.5 | 17.5 | 19.4 | 19.3 | 19.2 | 19.2 | 19.2 | 19.4 | 19.7 | 20 | 20.4 | 20.9 | 21.6 | 22.2 | 23 | 23.8 | 24.7 | 25.6 | 26.7 | 27.6 | 28.5 | 29.2 | 30 | 30.5 | 30.8 | 31.1 | 31.4 | 31.7 | 31.9 | 32.2 | 32.3 | 32.5 | NPgY | GSP | NG FES - System Transformation | Peak utilisation (percent - whole number)
NG FES - System Transformation | Dem_BB000c_NPgExtra | % | NPgY | CREYKE BECK | Peak utilisation (percent - whole number) | CREB_1 | 47.9 | 47.9 | 49.4 | 48.8 | 48.4 | 48.2 | 48.2 | 48.7 | 49.4 | 50.2 | 51.3 | 52.5 | 54.2 | 56 | 58 | 60.3 | 62.7 | 65.3 | 68.2 | 70.8 | 73.1 | 75.1 | 77.2 | 78.7 | 79.6 | 80.4 | 81.2 | 82 | 82.6 | 83.1 | 83.5 | 83.8 | NPgY | GSP | NG FES - System Transformation | Peak utilisation (percent - whole number)
NG FES - System Transformation | Dem_BB000c_NPgExtra | % | NPgY | DRAX | Peak utilisation (percent - whole number) | DRAX_YEDL | 17.2 | 17.2 | 18.2 | 18.1 | 18 | 18.1 | 18.2 | 18.4 | 18.8 | 19.2 | 19.7 | 20.3 | 21.2 | 22.1 | 23 | 24 | 25.2 | 26.3 | 27.6 | 28.7 | 29.8 | 30.6 | 31.4 | 32 | 32.4 | 32.7 | 33 | 33.3 | 33.5 | 33.8 | 34 | 34.1 | NPgY | GSP | NG FES - System Transformation | Peak utilisation (percent - whole number)
NG FES - System Transformation | Dem_BB000c_NPgExtra | % | NPgY | ELLAND | Peak utilisation (percent - whole number) | ELLA_1 | 50.4 | 50.9 | 51.2 | 51.2 | 50.5 | 50.2 | 50.1 | 50.4 | 51 | 51.8 | 52.7 | 54.8 | 56.5 | 58.1 | 60.1 | 65.2 | 67.6 | 70.2 | 73 | 75.7 | 78 | 80.1 | 82.2 | 83.7 | 84.6 | 85.4 | 86.1 | 86.9 | 87.4 | 87.8 | 88.1 | 88.3 | NPgY | GSP | NG FES - System Transformation | Peak utilisation (percent - whole number)
NG FES - System Transformation | Dem_BB000c_NPgExtra | % | NPgY | FERRYBRIDGE A | Peak utilisation (percent - whole number) | FERRA2 | 45.4 | 45.4 | 62.9 | 66.7 | 66.3 | 66.2 | 66.4 | 67.1 | 68 | 69 | 70.3 | 67.5 | 69.6 | 71.6 | 74 | 76.7 | 79.5 | 82.4 | 85.7 | 88.7 | 91.4 | 93.7 | 96.2 | 97.9 | 99 | 100 | 100.9 | 102 | 102.7 | 103.4 | 104 | 104.4 | NPgY | GSP | NG FES - System Transformation | Peak utilisation (percent - whole number)
NG FES - System Transformation | Dem_BB000c_NPgExtra | % | NPgY | FERRYBRIDGE B | Peak utilisation (percent - whole number) | FERRB9 | 30.6 | 30.6 | 32.6 | 33 | 32.8 | 32.7 | 32.7 | 33 | 33.4 | 33.9 | 34.5 | 36.2 | 37.2 | 38.3 | 39.5 | 43.4 | 44.8 | 46.4 | 48 | 49.6 | 50.9 | 52.1 | 53.3 | 54.2 | 54.8 | 55.2 | 55.7 | 56.2 | 56.5 | 56.8 | 57.1 | 57.3 | NPgY | GSP | NG FES - System Transformation | Peak utilisation (percent - whole number)
NG FES - System Transformation | Dem_BB000c_NPgExtra | % | NPgY | GRIMSBY WEST | Peak utilisation (percent - whole number) | GRIW_1 | 73.3 | 72.9 | 76.8 | 76 | 75.4 | 75.1 | 75 | 75.4 | 76 | 76.8 | 77.8 | 79 | 80.9 | 82.8 | 85.2 | 87.8 | 90.5 | 93.4 | 96.6 | 99.6 | 102.2 | 104.6 | 106.9 | 108.6 | 109.6 | 110.4 | 111.2 | 112.1 | 112.6 | 113.1 | 113.5 | 113.8 | NPgY | GSP | NG FES - System Transformation | Peak utilisation (percent - whole number)
NG FES - System Transformation | Dem_BB000c_NPgExtra | % | NPgY | JORDANTHORPE | Peak utilisation (percent - whole number) | JORD_3 | 49.3 | 49.4 | 49.2 | 48.5 | 48 | 47.8 | 47.9 | 48.5 | 49.3 | 50.4 | 51.6 | 53.1 | 55.2 | 57.3 | 59.7 | 62.5 | 65.3 | 68.3 | 71.5 | 74.5 | 77.1 | 79.4 | 81.7 | 83.3 | 84.2 | 85 | 85.6 | 86.4 | 86.8 | 87.2 | 87.5 | 87.8 | NPgY | GSP | NG FES - System Transformation | Peak utilisation (percent - whole number)
NG FES - System Transformation | Dem_BB000c_NPgExtra | % | NPgY | KEADBY | Peak utilisation (percent - whole number) | KEAD_YEDL | 67 | 67.3 | 69.4 | 69.1 | 68.9 | 68.8 | 69 | 69.5 | 70.3 | 71.2 | 72.3 | 73.6 | 75.5 | 77.5 | 79.6 | 81.9 | 84.4 | 87.1 | 90 | 92.7 | 95 | 97 | 98.9 | 100.3 | 101.2 | 102 | 102.7 | 103.5 | 104 | 104.6 | 105 | 105.4 | NPgY | GSP | NG FES - System Transformation | Peak utilisation (percent - whole number)
NG FES - System Transformation | Dem_BB000c_NPgExtra | % | NPgY | KIRKSTALL B | Peak utilisation (percent - whole number) | KIRKB1 | 38.9 | 38.8 | 40.3 | 39.8 | 39.4 | 39.1 | 39 | 39 | 39.1 | 39.3 | 39.5 | 39.7 | 40.2 | 40.7 | 41.2 | 41.8 | 42.5 | 43.2 | 44.1 | 44.9 | 45.6 | 46.3 | 47.1 | 47.6 | 48 | 48.3 | 48.6 | 49.1 | 49.3 | 49.6 | 49.7 | 49.9 | NPgY | GSP | NG FES - System Transformation | Peak utilisation (percent - whole number)
NG FES - System Transformation | Dem_BB000c_NPgExtra | % | NPgY | NEEPSEND | Peak utilisation (percent - whole number) | NEEP_3 | 56.7 | 56.9 | 59.1 | 58.1 | 57.3 | 56.9 | 56.9 | 57.5 | 58.4 | 59.5 | 60.9 | 62.5 | 64.8 | 67.2 | 70 | 73.2 | 76.6 | 80.2 | 84.2 | 88 | 91.3 | 94.3 | 97.3 | 99.4 | 100.7 | 101.7 | 102.7 | 103.8 | 104.5 | 105.1 | 105.5 | 105.9 | NPgY | GSP | NG FES - System Transformation | Peak utilisation (percent - whole number)
NG FES - System Transformation | Dem_BB000c_NPgExtra | % | NPgY | NORTON LEES | Peak utilisation (percent - whole number) | NORL_3 | 51.7 | 51.8 | 51 | 50.1 | 49.5 | 49.2 | 49.4 | 50.1 | 51.2 | 52.5 | 54.1 | 56 | 58.6 | 61.4 | 64.7 | 68.3 | 72.2 | 76.2 | 80.8 | 85.1 | 88.9 | 92.4 | 95.9 | 98.4 | 100 | 101.3 | 102.5 | 103.9 | 104.7 | 105.3 | 105.9 | 106.3 | NPgY | GSP | NG FES - System Transformation | Peak utilisation (percent - whole number)
NG FES - System Transformation | Dem_BB000c_NPgExtra | % | NPgY | PITSMOOR 3/4 | Peak utilisation (percent - whole number) | PITS_BB_B | 40.3 | 40 | 42.9 | 42.4 | 42.1 | 41.8 | 41.6 | 41.6 | 41.7 | 41.9 | 42.1 | 42.3 | 42.8 | 43.2 | 43.7 | 44.3 | 45 | 45.8 | 46.7 | 47.5 | 48.3 | 49.1 | 50.1 | 50.7 | 51.2 | 51.7 | 52.1 | 52.7 | 53 | 53.4 | 53.6 | 53.9 | NPgY | GSP | NG FES - System Transformation | Peak utilisation (percent - whole number)
NG FES - System Transformation | Dem_BB000c_NPgExtra | % | NPgY | SALTEND NORTH | Peak utilisation (percent - whole number) | SALT_1 | 45.4 | 45.1 | 45.6 | 45.4 | 45.1 | 45 | 44.8 | 44.8 | 44.8 | 44.9 | 44.9 | 45 | 45.4 | 45.7 | 46.1 | 46.5 | 46.9 | 47.4 | 47.8 | 48.2 | 48.6 | 49 | 49.4 | 49.6 | 49.8 | 50 | 50.2 | 50.4 | 50.6 | 50.8 | 51 | 51.1 | NPgY | GSP | NG FES - System Transformation | Peak utilisation (percent - whole number)
NG FES - System Transformation | Dem_BB000c_NPgExtra | % | NPgY | SHEFFIELD CITY | Peak utilisation (percent - whole number) | SHEC_3 | 72.9 | 73.9 | 83.9 | 83.2 | 82.5 | 82 | 81.6 | 81.3 | 81.3 | 81.3 | 81.4 | 81.5 | 82.1 | 82.6 | 83.2 | 83.9 | 84.6 | 85.6 | 86.6 | 87.5 | 88.4 | 89.2 | 90.2 | 90.8 | 91.2 | 91.6 | 91.9 | 92.4 | 92.7 | 92.9 | 93.1 | 93.2 | NPgY | GSP | NG FES - System Transformation | Peak utilisation (percent - whole number)
NG FES - System Transformation | Dem_BB000c_NPgExtra | % | NPgY | SKELTON GRANGE | Peak utilisation (percent - whole number) | SKLGB1 | 58 | 58.1 | 63.1 | 62.6 | 61.9 | 61.5 | 61.5 | 61.8 | 62.5 | 63.3 | 64.3 | 66 | 67.8 | 69.7 | 71.8 | 75.7 | 78.3 | 81.1 | 84.1 | 86.9 | 89.4 | 91.6 | 93.8 | 95.4 | 96.3 | 97.1 | 97.7 | 98.6 | 99 | 99.4 | 99.8 | 100 | NPgY | GSP | NG FES - System Transformation | Peak utilisation (percent - whole number)
NG FES - System Transformation | Dem_BB000c_NPgExtra | % | NPgY | TEMPLEBOROUGH 275/33KV | Peak utilisation (percent - whole number) | TEMP_3 | 19 | 18.9 | 19.6 | 19.5 | 19.5 | 19.4 | 19.4 | 19.4 | 19.4 | 19.5 | 19.5 | 19.5 | 19.7 | 19.8 | 19.9 | 20.1 | 20.3 | 20.5 | 20.6 | 20.8 | 21 | 21.1 | 21.3 | 21.4 | 21.6 | 21.7 | 21.8 | 22 | 22.1 | 22.2 | 22.4 | 22.5 | NPgY | GSP | NG FES - System Transformation | Peak utilisation (percent - whole number)
NG FES - System Transformation | Dem_BB000c_NPgExtra | % | NPgY | THURCROFT | Peak utilisation (percent - whole number) | THUR_6 | 62.4 | 62.5 | 75 | 81.1 | 80.6 | 80.4 | 80.5 | 81.3 | 82.3 | 83.6 | 85.1 | 80 | 82.5 | 85 | 87.9 | 91 | 94.4 | 98 | 102.2 | 106 | 109.3 | 112.4 | 115.6 | 117.9 | 119.5 | 120.9 | 122.3 | 123.8 | 124.9 | 125.9 | 126.8 | 127.5 | NPgY | GSP | NG FES - System Transformation | Peak utilisation (percent - whole number)
NG FES - System Transformation | Dem_BB000c_NPgExtra | % | NPgY | WEST MELTON / THORPE MARSH | Peak utilisation (percent - whole number) | WMEL_THOM | 67.7 | 67.5 | 70.5 | 70.7 | 70.3 | 70.1 | 70.2 | 70.6 | 71.3 | 72.1 | 73.1 | 75.1 | 76.9 | 78.6 | 80.7 | 85.5 | 87.9 | 90.6 | 93.5 | 96.1 | 98.5 | 100.6 | 102.8 | 104.4 | 105.5 | 106.4 | 107.2 | 108.3 | 109 | 109.6 | 110.2 | 110.7 | NPgY | GSP | NG FES - System Transformation | Peak utilisation (percent - whole number)
NG FES - System Transformation | Dem_BB000c_NPgExtra | % | NPgY | WEST MELTON SECTION 3 | Peak utilisation (percent - whole number) | WMEL_BB3 | 54.9 | 55.3 | 55.9 | 55.8 | 55.2 | 54.9 | 55.1 | 55.9 | 57 | 58.4 | 60 | 63 | 65.6 | 68.2 | 71.2 | 77.5 | 81.1 | 85.1 | 89.4 | 93.3 | 96.8 | 99.9 | 103.1 | 105.4 | 106.9 | 108.1 | 109.3 | 110.7 | 111.6 | 112.4 | 113.1 | 113.6 | NPgY | GSP | NG FES - System Transformation | Peak utilisation (percent - whole number)
NG FES - System Transformation | Dem_BB000c_NPgExtra | % | NPgY | WINCOBANK | Peak utilisation (percent - whole number) | WIBA_3 | 24.4 | 24.1 | 45.2 | 45 | 44.8 | 44.7 | 44.6 | 44.5 | 44.6 | 44.6 | 44.6 | 44.7 | 44.9 | 45.1 | 45.3 | 45.5 | 45.8 | 46.1 | 46.4 | 46.7 | 47 | 47.2 | 47.5 | 47.7 | 47.8 | 48 | 48.1 | 48.3 | 48.4 | 48.5 | 48.6 | 48.7 | NPgY | GSP | NG FES - System Transformation | Peak utilisation (percent - whole number)
NG FES - System Transformation | Dem_BB000a_NPgExtra | MW | NPgN | BLYTH 66kV | Total peak demand (MW) | BLYTB1 | 124.2 | 130.12 | 130.588 | 128.344 | 126.774 | 126.127 | 126.355 | 128.197 | 130.62 | 133.556 | 136.997 | 141.053 | 146.646 | 152.157 | 158.528 | 165.63 | 173.124 | 181.049 | 190.14 | 198.511 | 206.197 | 212.938 | 219.942 | 224.913 | 228.419 | 231.448 | 234.251 | 237.607 | 239.756 | 241.844 | 243.62 | 245.123 | NPgN | GSP | NG FES - System Transformation | Total peak demand (MW)
NG FES - System Transformation | Dem_BB000a_NPgExtra | MW | NPgN | BLYTH 132kV | Total peak demand (MW) | BLYTH132 | 68.376 | 68.324 | 69.751 | 69.25 | 68.939 | 68.883 | 69.124 | 69.917 | 71.023 | 72.409 | 74.087 | 76.09 | 79.093 | 81.765 | 84.873 | 88.361 | 92.103 | 95.916 | 100.165 | 104.058 | 107.438 | 110.343 | 112.819 | 114.588 | 115.757 | 116.653 | 117.46 | 118.395 | 118.968 | 119.522 | 119.963 | 120.316 | NPgN | GSP | NG FES - System Transformation | Total peak demand (MW)
NG FES - System Transformation | Dem_BB000a_NPgExtra | MW | NPgN | FOURSTONES | Total peak demand (MW) | FOUR_1 | 20.043 | 20.023 | 19.854 | 19.679 | 19.562 | 19.526 | 19.589 | 19.832 | 20.224 | 20.7 | 21.281 | 21.959 | 23.002 | 23.827 | 24.788 | 25.873 | 27.058 | 28.318 | 29.678 | 30.921 | 31.962 | 32.865 | 33.658 | 34.195 | 34.585 | 34.878 | 35.142 | 35.467 | 35.658 | 35.832 | 35.968 | 36.072 | NPgN | GSP | NG FES - System Transformation | Total peak demand (MW)
NG FES - System Transformation | Dem_BB000a_NPgExtra | MW | NPgN | HARTMOOR | Total peak demand (MW) | HARM_6 | 87.228 | 87.336 | 89.951 | 88.537 | 87.494 | 86.959 | 86.908 | 87.789 | 89.027 | 90.545 | 92.345 | 94.488 | 97.571 | 100.541 | 103.993 | 107.855 | 111.954 | 116.377 | 121.444 | 126.089 | 130.364 | 134.098 | 138.041 | 140.734 | 142.623 | 144.226 | 145.693 | 147.514 | 148.58 | 149.599 | 150.427 | 151.078 | NPgN | GSP | NG FES - System Transformation | Total peak demand (MW)
NG FES - System Transformation | Dem_BB000a_NPgExtra | MW | NPgN | HAWTHORN PIT GRID | Total peak demand (MW) | HAWP_6 | 91.919 | 95.353 | 95.748 | 94.114 | 92.912 | 92.297 | 92.242 | 93.236 | 94.594 | 96.293 | 98.33 | 100.779 | 104.299 | 107.787 | 111.853 | 116.409 | 121.215 | 126.217 | 132.256 | 137.816 | 143.009 | 147.551 | 152.351 | 155.71 | 158.078 | 160.141 | 162.044 | 164.364 | 165.784 | 167.149 | 168.272 | 169.177 | NPgN | GSP | NG FES - System Transformation | Total peak demand (MW)
NG FES - System Transformation | Dem_BB000a_NPgExtra | MW | NPgN | KNARESBOROUGH | Total peak demand (MW) | KNARE_111 | 154.812 | 157.788 | 162.29 | 161.025 | 160.27 | 160.195 | 160.805 | 162.739 | 165.311 | 168.393 | 172 | 176.236 | 182.27 | 188.233 | 195.07 | 202.66 | 210.747 | 219.528 | 228.769 | 237.23 | 244.943 | 251.672 | 258.26 | 262.973 | 266.255 | 268.856 | 271.28 | 274.127 | 276 | 277.853 | 279.462 | 280.853 | NPgN | GSP | NG FES - System Transformation | Total peak demand (MW)
NG FES - System Transformation | Dem_BB000a_NPgExtra | MW | NPgN | LACKENBY | Total peak demand (MW) | LACK_6 | 165.033 | 164.816 | 164.839 | 162.715 | 161.236 | 160.634 | 160.876 | 162.606 | 164.906 | 167.715 | 171.037 | 174.965 | 180.412 | 185.799 | 192.036 | 198.992 | 206.333 | 214.011 | 222.833 | 230.96 | 238.482 | 245.073 | 251.87 | 256.726 | 260.141 | 263.095 | 265.838 | 269.11 | 271.239 | 273.319 | 275.05 | 276.478 | NPgN | GSP | NG FES - System Transformation | Total peak demand (MW)
NG FES - System Transformation | Dem_BB000a_NPgExtra | MW | NPgN | NORTON | Total peak demand (MW) | NORT_1 | 419.811 | 419.002 | 432.206 | 427.179 | 423.735 | 422.429 | 423.227 | 427.872 | 434.216 | 441.981 | 451.224 | 462.214 | 477.973 | 493.249 | 510.894 | 530.552 | 551.368 | 573.545 | 597.762 | 619.946 | 640.051 | 657.495 | 674.862 | 687.081 | 695.246 | 701.893 | 707.982 | 715.28 | 719.71 | 724.07 | 727.662 | 730.568 | NPgN | GSP | NG FES - System Transformation | Total peak demand (MW)
NG FES - System Transformation | Dem_BB000a_NPgExtra | MW | NPgN | OFFERTON | Total peak demand (MW) | OFFE_3 | 49.589 | 49.364 | 49.872 | 48.87 | 48.106 | 47.653 | 47.5 | 47.85 | 48.398 | 49.101 | 49.961 | 51.003 | 52.523 | 54.117 | 55.984 | 58.081 | 60.316 | 62.686 | 65.634 | 68.343 | 70.892 | 73.119 | 75.465 | 77.117 | 78.321 | 79.354 | 80.309 | 81.457 | 82.134 | 82.769 | 83.318 | 83.769 | NPgN | GSP | NG FES - System Transformation | Total peak demand (MW)
NG FES - System Transformation | Dem_BB000a_NPgExtra | MW | NPgN | OSBALDWICK | Total peak demand (MW) | OSBA_1 | 257.854 | 258.994 | 282.836 | 279.397 | 276.89 | 275.664 | 275.708 | 278.304 | 282.065 | 286.678 | 292.171 | 298.717 | 308.368 | 317.784 | 328.708 | 340.938 | 354.135 | 368.654 | 384.36 | 398.651 | 411.569 | 422.782 | 434.032 | 441.705 | 447.053 | 451.237 | 455.037 | 459.721 | 462.415 | 464.936 | 466.977 | 468.581 | NPgN | GSP | NG FES - System Transformation | Total peak demand (MW)
NG FES - System Transformation | Dem_BB000a_NPgExtra | MW | NPgN | POPPLETON | Total peak demand (MW) | POPP_3 | 43.903 | 43.759 | 45.04 | 44.342 | 43.813 | 43.501 | 43.402 | 43.703 | 44.167 | 44.759 | 45.485 | 46.372 | 47.715 | 49.037 | 50.585 | 52.326 | 54.197 | 56.219 | 58.499 | 60.573 | 62.47 | 64.104 | 65.774 | 66.909 | 67.671 | 68.266 | 68.8 | 69.464 | 69.81 | 70.132 | 70.38 | 70.553 | NPgN | GSP | NG FES - System Transformation | Total peak demand (MW)
NG FES - System Transformation | Dem_BB000a_NPgExtra | MW | NPgN | SALTHOLME | Total peak demand (MW) | SALH_1 | 72.151 | 72.153 | 77.091 | 76.921 | 76.754 | 76.592 | 76.435 | 76.299 | 76.178 | 76.057 | 75.939 | 75.822 | 75.876 | 75.92 | 75.969 | 76.024 | 76.083 | 76.183 | 76.25 | 76.31 | 76.367 | 76.421 | 76.484 | 76.513 | 76.537 | 76.554 | 76.571 | 76.601 | 76.617 | 76.632 | 76.646 | 76.661 | NPgN | GSP | NG FES - System Transformation | Total peak demand (MW)
NG FES - System Transformation | Dem_BB000a_NPgExtra | MW | NPgN | SOUTH SHIELDS | Total peak demand (MW) | SSHI_3 | 46.974 | 46.771 | 46.887 | 45.993 | 45.315 | 44.92 | 44.798 | 45.158 | 45.707 | 46.402 | 47.247 | 48.269 | 49.76 | 51.28 | 53.062 | 55.068 | 57.226 | 59.548 | 62.281 | 64.784 | 67.11 | 69.142 | 71.264 | 72.75 | 73.822 | 74.712 | 75.528 | 76.511 | 77.07 | 77.555 | 77.939 | 78.226 | NPgN | GSP | NG FES - System Transformation | Total peak demand (MW)
NG FES - System Transformation | Dem_BB000a_NPgExtra | MW | NPgN | SPADEADAM | Total peak demand (MW) | KIELD01 and SPAD20 | 5.932 | 5.94 | 5.863 | 5.789 | 5.742 | 5.734 | 5.772 | 5.89 | 6.07 | 6.289 | 6.555 | 6.868 | 7.32 | 7.698 | 8.138 | 8.634 | 9.172 | 9.739 | 10.346 | 10.899 | 11.371 | 11.776 | 12.142 | 12.388 | 12.551 | 12.67 | 12.775 | 12.906 | 12.976 | 13.041 | 13.087 | 13.116 | NPgN | GSP | NG FES - System Transformation | Total peak demand (MW)
NG FES - System Transformation | Dem_BB000a_NPgExtra | MW | NPgN | SPENNYMOOR | Total peak demand (MW) | SPEN_1 | 215.072 | 215.141 | 216.439 | 217.46 | 214.773 | 213.427 | 213.368 | 215.777 | 219.142 | 223.373 | 228.474 | 238.244 | 247.083 | 255.713 | 265.791 | 287.225 | 299.273 | 311.952 | 326.35 | 339.501 | 351.421 | 361.71 | 372.189 | 379.413 | 384.193 | 388.066 | 391.573 | 395.893 | 398.343 | 400.672 | 402.452 | 403.762 | NPgN | GSP | NG FES - System Transformation | Total peak demand (MW)
NG FES - System Transformation | Dem_BB000a_NPgExtra | MW | NPgN | STELLA NORTH | Total peak demand (MW) | STEN_1 | 188.894 | 190.894 | 194.796 | 191.811 | 189.664 | 188.604 | 188.601 | 190.429 | 193.009 | 196.242 | 200.169 | 204.905 | 211.638 | 218.435 | 226.359 | 235.243 | 244.742 | 254.763 | 266.161 | 276.581 | 286.13 | 294.408 | 302.779 | 308.729 | 312.765 | 316.005 | 318.962 | 322.479 | 324.498 | 326.309 | 327.721 | 328.77 | NPgN | GSP | NG FES - System Transformation | Total peak demand (MW)
NG FES - System Transformation | Dem_BB000a_NPgExtra | MW | NPgN | STELLA SOUTH | Total peak demand (MW) | STES_1 | 251.111 | 251.355 | 259.966 | 265.901 | 264.035 | 262.923 | 262.552 | 263.504 | 264.964 | 266.971 | 269.543 | 275.097 | 280.437 | 285.845 | 292.188 | 305.903 | 313.493 | 321.17 | 330.491 | 339.069 | 346.88 | 353.655 | 360.515 | 365.484 | 368.885 | 371.757 | 374.399 | 377.512 | 379.431 | 381.254 | 382.693 | 383.792 | NPgN | GSP | NG FES - System Transformation | Total peak demand (MW)
NG FES - System Transformation | Dem_BB000a_NPgExtra | MW | NPgN | TYNEMOUTH | Total peak demand (MW) | TYNE_1 | 151.802 | 152.745 | 159.659 | 157.407 | 155.844 | 155.171 | 155.354 | 157.054 | 159.294 | 162.032 | 165.267 | 169.11 | 174.515 | 179.882 | 186.089 | 193.011 | 200.328 | 208.025 | 216.926 | 225.113 | 232.753 | 239.435 | 246.372 | 251.325 | 254.813 | 257.793 | 260.543 | 263.821 | 265.89 | 267.901 | 269.627 | 271.077 | NPgN | GSP | NG FES - System Transformation | Total peak demand (MW)
NG FES - System Transformation | Dem_BB000a_NPgExtra | MW | NPgN | WEST BOLDON | Total peak demand (MW) | WBOL_6 | 217.895 | 221.762 | 244.394 | 240.927 | 238.38 | 237.033 | 236.835 | 238.666 | 241.22 | 244.424 | 248.278 | 252.918 | 259.532 | 266.2 | 273.984 | 282.716 | 291.988 | 301.701 | 313.387 | 324.135 | 334.178 | 342.968 | 352.202 | 358.752 | 363.422 | 367.427 | 371.123 | 375.56 | 378.273 | 380.8 | 382.862 | 384.487 | NPgN | GSP | NG FES - System Transformation | Total peak demand (MW)
NG FES - System Transformation | Dem_BB000a_NPgExtra | MW | NPgY | BRADFORD WEST | Total peak demand (MW) | BRAW_1 | 377.732 | 378.012 | 383.279 | 376.525 | 371.558 | 369.091 | 368.966 | 372.785 | 378.753 | 386.228 | 395.366 | 406.307 | 421.837 | 437.586 | 456.468 | 477.617 | 500.264 | 524.565 | 551.499 | 576.49 | 598.551 | 618.29 | 638.568 | 652.367 | 661.574 | 668.841 | 675.396 | 683.377 | 687.848 | 691.866 | 695.074 | 697.449 | NPgY | GSP | NG FES - System Transformation | Total peak demand (MW)
NG FES - System Transformation | Dem_BB000a_NPgExtra | MW | NPgY | CAMBLESFORTH | Total peak demand (MW) | CAMB_01 | 37.548 | 37.553 | 41.594 | 41.305 | 41.126 | 41.097 | 41.231 | 41.648 | 42.247 | 42.964 | 43.815 | 44.813 | 46.277 | 47.73 | 49.321 | 51.092 | 52.988 | 55.022 | 57.264 | 59.312 | 61.138 | 62.707 | 64.268 | 65.363 | 66.143 | 66.782 | 67.376 | 68.089 | 68.553 | 69.008 | 69.394 | 69.715 | NPgY | GSP | NG FES - System Transformation | Total peak demand (MW)
NG FES - System Transformation | Dem_BB000a_NPgExtra | MW | NPgY | CREYKE BECK | Total peak demand (MW) | CREB_1 | 415.525 | 416.304 | 429.197 | 423.789 | 419.919 | 418.141 | 418.47 | 422.529 | 428.654 | 436.103 | 445.03 | 455.503 | 470.918 | 486.19 | 503.747 | 523.311 | 544.305 | 567.25 | 592.086 | 614.684 | 634.746 | 652.461 | 670.619 | 682.965 | 691.522 | 698.362 | 704.64 | 712.288 | 716.919 | 721.366 | 725.031 | 728.014 | NPgY | GSP | NG FES - System Transformation | Total peak demand (MW)
NG FES - System Transformation | Dem_BB000a_NPgExtra | MW | NPgY | DRAX | Total peak demand (MW) | DRAX_YEDL | 49.696 | 49.802 | 52.658 | 52.324 | 52.164 | 52.228 | 52.545 | 53.308 | 54.337 | 55.572 | 57.047 | 58.781 | 61.291 | 63.787 | 66.497 | 69.51 | 72.713 | 76.065 | 79.747 | 83.068 | 86.012 | 88.458 | 90.81 | 92.493 | 93.604 | 94.517 | 95.354 | 96.335 | 96.974 | 97.633 | 98.178 | 98.632 | NPgY | GSP | NG FES - System Transformation | Total peak demand (MW)
NG FES - System Transformation | Dem_BB000a_NPgExtra | MW | NPgY | ELLAND | Total peak demand (MW) | ELLA_1 | 325.726 | 328.772 | 330.771 | 330.595 | 326.451 | 324.115 | 323.476 | 325.692 | 329.468 | 334.278 | 340.219 | 353.974 | 364.572 | 375.29 | 388.12 | 421.304 | 436.702 | 453.432 | 471.706 | 488.646 | 503.615 | 517.081 | 530.98 | 540.374 | 546.65 | 551.608 | 556.072 | 561.516 | 564.471 | 567.002 | 568.941 | 570.292 | NPgY | GSP | NG FES - System Transformation | Total peak demand (MW)
NG FES - System Transformation | Dem_BB000a_NPgExtra | MW | NPgY | FERRYBRIDGE A | Total peak demand (MW) | FERRA2 | 89.814 | 89.98 | 124.578 | 131.974 | 131.32 | 131.157 | 131.522 | 132.82 | 134.559 | 136.668 | 139.187 | 133.69 | 137.788 | 141.834 | 146.566 | 151.825 | 157.366 | 163.207 | 169.717 | 175.656 | 180.939 | 185.611 | 190.426 | 193.786 | 196.044 | 197.987 | 199.778 | 201.921 | 203.288 | 204.678 | 205.827 | 206.778 | NPgY | GSP | NG FES - System Transformation | Total peak demand (MW)
NG FES - System Transformation | Dem_BB000a_NPgExtra | MW | NPgY | FERRYBRIDGE B | Total peak demand (MW) | FERRB9 | 259.319 | 258.744 | 276.438 | 279.635 | 277.663 | 276.837 | 277.128 | 279.414 | 282.889 | 287.133 | 292.238 | 306.149 | 315.13 | 324.012 | 334.254 | 367.293 | 379.38 | 392.554 | 406.664 | 419.582 | 431.07 | 441.236 | 451.662 | 458.799 | 463.644 | 467.656 | 471.33 | 475.796 | 478.56 | 481.296 | 483.56 | 485.411 | NPgY | GSP | NG FES - System Transformation | Total peak demand (MW)
NG FES - System Transformation | Dem_BB000a_NPgExtra | MW | NPgY | GRIMSBY WEST | Total peak demand (MW) | GRIW_1 | 211.774 | 210.626 | 222.053 | 219.759 | 218.036 | 217.073 | 216.873 | 217.973 | 219.65 | 221.896 | 224.777 | 228.317 | 233.814 | 239.499 | 246.216 | 253.739 | 261.705 | 269.876 | 279.274 | 287.928 | 295.535 | 302.29 | 309.093 | 313.84 | 316.833 | 319.244 | 321.42 | 324.029 | 325.522 | 326.989 | 328.09 | 328.855 | NPgY | GSP | NG FES - System Transformation | Total peak demand (MW)
NG FES - System Transformation | Dem_BB000a_NPgExtra | MW | NPgY | JORDANTHORPE | Total peak demand (MW) | JORD_3 | 54.23 | 54.313 | 54.143 | 53.33 | 52.771 | 52.555 | 52.674 | 53.334 | 54.246 | 55.389 | 56.787 | 58.455 | 60.679 | 62.996 | 65.706 | 68.72 | 71.864 | 75.09 | 78.652 | 81.935 | 84.805 | 87.356 | 89.873 | 91.627 | 92.635 | 93.436 | 94.142 | 94.987 | 95.436 | 95.901 | 96.269 | 96.556 | NPgY | GSP | NG FES - System Transformation | Total peak demand (MW)
NG FES - System Transformation | Dem_BB000a_NPgExtra | MW | NPgY | KEADBY | Total peak demand (MW) | KEAD_YEDL | 387.507 | 389.338 | 401.151 | 399.25 | 398.113 | 397.953 | 398.961 | 402.044 | 406.445 | 411.757 | 418.114 | 425.618 | 436.787 | 447.905 | 460.121 | 473.724 | 488.253 | 503.7 | 520.615 | 535.856 | 549.381 | 560.836 | 572.05 | 579.952 | 585.338 | 589.679 | 593.68 | 598.442 | 601.471 | 604.522 | 607.071 | 609.216 | NPgY | GSP | NG FES - System Transformation | Total peak demand (MW)
NG FES - System Transformation | Dem_BB000a_NPgExtra | MW | NPgY | KIRKSTALL B | Total peak demand (MW) | KIRKB1 | 224.788 | 224.15 | 232.964 | 230.24 | 227.961 | 226.346 | 225.306 | 225.393 | 226.073 | 226.995 | 228.175 | 229.604 | 232.631 | 235.246 | 238.378 | 241.863 | 245.54 | 249.937 | 254.807 | 259.381 | 263.522 | 267.516 | 272.26 | 275.173 | 277.395 | 279.422 | 281.293 | 283.766 | 285.203 | 286.536 | 287.616 | 288.448 | NPgY | GSP | NG FES - System Transformation | Total peak demand (MW)
NG FES - System Transformation | Dem_BB000a_NPgExtra | MW | NPgY | NEEPSEND | Total peak demand (MW) | NEEP_3 | 75.226 | 75.572 | 78.456 | 77.1 | 76.109 | 75.615 | 75.597 | 76.364 | 77.532 | 79.01 | 80.83 | 83.014 | 86.051 | 89.181 | 92.981 | 97.232 | 101.745 | 106.513 | 111.859 | 116.859 | 121.263 | 125.191 | 129.19 | 131.94 | 133.703 | 135.098 | 136.35 | 137.862 | 138.712 | 139.5 | 140.151 | 140.651 | NPgY | GSP | NG FES - System Transformation | Total peak demand (MW)
NG FES - System Transformation | Dem_BB000a_NPgExtra | MW | NPgY | NORTON LEES | Total peak demand (MW) | NORL_3 | 56.83 | 56.925 | 56.115 | 55.094 | 54.394 | 54.126 | 54.277 | 55.118 | 56.26 | 57.706 | 59.491 | 61.635 | 64.488 | 67.47 | 71.098 | 75.154 | 79.426 | 83.793 | 88.812 | 93.575 | 97.78 | 101.601 | 105.486 | 108.237 | 109.997 | 111.439 | 112.738 | 114.257 | 115.109 | 115.839 | 116.431 | 116.872 | NPgY | GSP | NG FES - System Transformation | Total peak demand (MW)
NG FES - System Transformation | Dem_BB000a_NPgExtra | MW | NPgY | PITSMOOR 3/4 | Total peak demand (MW) | PITS_BB_B | 44.063 | 43.781 | 46.932 | 46.453 | 46.045 | 45.746 | 45.544 | 45.543 | 45.67 | 45.835 | 46.04 | 46.285 | 46.84 | 47.291 | 47.872 | 48.52 | 49.212 | 50.084 | 51.079 | 52.028 | 52.903 | 53.768 | 54.829 | 55.486 | 56.039 | 56.553 | 57.036 | 57.668 | 58.057 | 58.412 | 58.713 | 58.962 | NPgY | GSP | NG FES - System Transformation | Total peak demand (MW)
NG FES - System Transformation | Dem_BB000a_NPgExtra | MW | NPgY | SALTEND NORTH | Total peak demand (MW) | SALT_1 | 96.003 | 95.425 | 96.561 | 96 | 95.526 | 95.165 | 94.916 | 94.847 | 94.889 | 94.978 | 95.117 | 95.303 | 96.014 | 96.716 | 97.503 | 98.354 | 99.236 | 100.252 | 101.22 | 102.123 | 102.952 | 103.711 | 104.5 | 105.078 | 105.515 | 105.914 | 106.308 | 106.759 | 107.122 | 107.505 | 107.852 | 108.169 | NPgY | GSP | NG FES - System Transformation | Total peak demand (MW)
NG FES - System Transformation | Dem_BB000a_NPgExtra | MW | NPgY | SHEFFIELD CITY | Total peak demand (MW) | SHEC_3 | 82.554 | 83.743 | 95.064 | 94.225 | 93.472 | 92.857 | 92.364 | 92.133 | 92.099 | 92.113 | 92.18 | 92.297 | 92.984 | 93.536 | 94.222 | 94.99 | 95.819 | 96.955 | 98.091 | 99.156 | 100.123 | 101.053 | 102.195 | 102.821 | 103.311 | 103.734 | 104.12 | 104.681 | 104.964 | 105.207 | 105.397 | 105.527 | NPgY | GSP | NG FES - System Transformation | Total peak demand (MW)
NG FES - System Transformation | Dem_BB000a_NPgExtra | MW | NPgY | SKELTON GRANGE | Total peak demand (MW) | SKLGB1 | 520.145 | 521.351 | 565.859 | 561.409 | 555.26 | 551.878 | 551.023 | 554.496 | 560.293 | 567.664 | 576.767 | 592.002 | 608.204 | 624.564 | 644.067 | 678.576 | 701.762 | 726.976 | 754.099 | 779.201 | 801.288 | 821.108 | 841.482 | 855.084 | 863.763 | 870.511 | 876.522 | 883.993 | 887.999 | 891.758 | 894.657 | 896.705 | NPgY | GSP | NG FES - System Transformation | Total peak demand (MW)
NG FES - System Transformation | Dem_BB000a_NPgExtra | MW | NPgY | TEMPLEBOROUGH 275/33KV | Total peak demand (MW) | TEMP_3 | 18.546 | 18.448 | 19.145 | 19.085 | 19.035 | 19.001 | 18.98 | 18.983 | 19.002 | 19.025 | 19.054 | 19.087 | 19.227 | 19.362 | 19.508 | 19.662 | 19.82 | 20.002 | 20.174 | 20.342 | 20.504 | 20.664 | 20.836 | 20.977 | 21.104 | 21.231 | 21.358 | 21.497 | 21.623 | 21.752 | 21.88 | 22.005 | NPgY | GSP | NG FES - System Transformation | Total peak demand (MW)
NG FES - System Transformation | Dem_BB000a_NPgExtra | MW | NPgY | THURCROFT | Total peak demand (MW) | THUR_6 | 131.764 | 131.917 | 158.353 | 171.156 | 170.025 | 169.58 | 169.873 | 171.528 | 173.766 | 176.464 | 179.667 | 168.898 | 174.186 | 179.36 | 185.408 | 192.139 | 199.297 | 206.909 | 215.647 | 223.622 | 230.762 | 237.2 | 244.021 | 248.784 | 252.234 | 255.226 | 258.017 | 261.352 | 263.557 | 265.738 | 267.58 | 269.139 | NPgY | GSP | NG FES - System Transformation | Total peak demand (MW)
NG FES - System Transformation | Dem_BB000a_NPgExtra | MW | NPgY | WEST MELTON / THORPE MARSH | Total peak demand (MW) | WMEL_THOM | 462.028 | 460.723 | 480.905 | 481.981 | 479.42 | 478.255 | 478.564 | 481.578 | 486.115 | 491.65 | 498.303 | 511.992 | 524.247 | 536.402 | 550.609 | 583.016 | 599.755 | 618.154 | 637.676 | 655.617 | 671.685 | 686.22 | 701.297 | 711.788 | 719.281 | 725.598 | 731.488 | 738.511 | 743.204 | 747.859 | 751.895 | 755.389 | NPgY | GSP | NG FES - System Transformation | Total peak demand (MW)
NG FES - System Transformation | Dem_BB000a_NPgExtra | MW | NPgY | WEST MELTON SECTION 3 | Total peak demand (MW) | WMEL_BB3 | 224.804 | 226.713 | 228.804 | 228.526 | 226.049 | 225.096 | 225.678 | 228.933 | 233.618 | 239.266 | 245.966 | 258.024 | 268.661 | 279.177 | 291.629 | 317.595 | 332.392 | 348.493 | 366.019 | 382.107 | 396.415 | 409.197 | 422.494 | 431.581 | 437.839 | 443.012 | 447.754 | 453.51 | 457.016 | 460.383 | 463.164 | 465.423 | NPgY | GSP | NG FES - System Transformation | Total peak demand (MW)
NG FES - System Transformation | Dem_BB000a_NPgExtra | MW | NPgY | WINCOBANK | Total peak demand (MW) | WIBA_3 | 31.35 | 31.08 | 58.138 | 57.903 | 57.69 | 57.515 | 57.375 | 57.32 | 57.347 | 57.386 | 57.44 | 57.507 | 57.807 | 58.044 | 58.312 | 58.603 | 58.908 | 59.36 | 59.742 | 60.097 | 60.43 | 60.755 | 61.164 | 61.388 | 61.578 | 61.756 | 61.925 | 62.16 | 62.303 | 62.442 | 62.561 | 62.661 | NPgY | GSP | NG FES - System Transformation | Total peak demand (MW)
NG FES - System Transformation | Dem_BB000e_NPgExtra | MWh | NPgN | BLYTH 66kV | Electrolysers (MWh) | BLYTB1 | 0 | 0 | 0 | 0 | 0 | 0 | 0 | 0 | 0 | 0 | 0 | 0 | 0 | 0 | 0 | 0 | 0 | 0 | 0 | 0 | 0 | 0 | 0 | 0 | 0 | 0 | 0 | 0 | 0 | 0 | 0 | 0 | NPgN | GSP | NG FES - System Transformation | Electrolysers (MWh)
NG FES - System Transformation | Dem_BB000e_NPgExtra | MWh | NPgN | BLYTH 132kV | Electrolysers (MWh) | BLYTH132 | 0 | 0 | 0 | 0 | 0 | 0 | 0 | 0 | 0 | 0 | 0 | 0 | 0 | 0 | 0 | 0 | 0 | 0 | 0 | 0 | 0 | 0 | 0 | 0 | 0 | 0 | 0 | 0 | 0 | 0 | 0 | 0 | NPgN | GSP | NG FES - System Transformation | Electrolysers (MWh)
NG FES - System Transformation | Dem_BB000e_NPgExtra | MWh | NPgN | FOURSTONES | Electrolysers (MWh) | FOUR_1 | 0 | 0 | 0 | 0 | 0 | 0 | 0 | 0 | 0 | 0 | 0 | 0 | 0 | 0 | 0 | 0 | 0 | 0 | 0 | 0 | 0 | 0 | 0 | 0 | 0 | 0 | 0 | 0 | 0 | 0 | 0 | 0 | NPgN | GSP | NG FES - System Transformation | Electrolysers (MWh)
NG FES - System Transformation | Dem_BB000e_NPgExtra | MWh | NPgN | HARTMOOR | Electrolysers (MWh) | HARM_6 | 0 | 0 | 0 | 0 | 0 | 0 | 0 | 0 | 0 | 0 | 0 | 0 | 0 | 0 | 0 | 0 | 0 | 0 | 0 | 0 | 0 | 0 | 0 | 0 | 0 | 0 | 0 | 0 | 0 | 0 | 0 | 0 | NPgN | GSP | NG FES - System Transformation | Electrolysers (MWh)
NG FES - System Transformation | Dem_BB000e_NPgExtra | MWh | NPgN | HAWTHORN PIT GRID | Electrolysers (MWh) | HAWP_6 | 0 | 0 | 0 | 0 | 0 | 0 | 0 | 0 | 0 | 0 | 0 | 0 | 0 | 0 | 0 | 0 | 0 | 0 | 0 | 0 | 0 | 0 | 0 | 0 | 0 | 0 | 0 | 0 | 0 | 0 | 0 | 0 | NPgN | GSP | NG FES - System Transformation | Electrolysers (MWh)
NG FES - System Transformation | Dem_BB000e_NPgExtra | MWh | NPgN | KNARESBOROUGH | Electrolysers (MWh) | KNARE_111 | 0 | 0 | 0 | 0 | 0 | 0 | 0 | 0 | 0 | 0 | 0 | 0 | 0 | 0 | 0 | 0 | 0 | 0 | 0 | 0 | 0 | 0 | 0 | 0 | 0 | 0 | 0 | 0 | 0 | 0 | 0 | 0 | NPgN | GSP | NG FES - System Transformation | Electrolysers (MWh)
NG FES - System Transformation | Dem_BB000e_NPgExtra | MWh | NPgN | LACKENBY | Electrolysers (MWh) | LACK_6 | 0 | 0 | 0 | 0 | 0 | 0 | 0 | 0 | 0 | 0 | 0 | 0 | 0 | 0 | 0 | 0 | 0 | 0 | 0 | 0 | 0 | 0 | 0 | 0 | 0 | 0 | 0 | 0 | 0 | 0 | 0 | 0 | NPgN | GSP | NG FES - System Transformation | Electrolysers (MWh)
NG FES - System Transformation | Dem_BB000e_NPgExtra | MWh | NPgN | NORTON | Electrolysers (MWh) | NORT_1 | 0 | 0 | 0 | 0 | 0 | 0 | 0 | 0 | 0 | 0 | 0 | 0 | 0 | 0 | 0 | 0 | 0 | 0 | 0 | 0 | 0 | 0 | 0 | 0 | 0 | 0 | 0 | 0 | 0 | 0 | 0 | 0 | NPgN | GSP | NG FES - System Transformation | Electrolysers (MWh)
NG FES - System Transformation | Dem_BB000e_NPgExtra | MWh | NPgN | OFFERTON | Electrolysers (MWh) | OFFE_3 | 0 | 0 | 0 | 0 | 0 | 0 | 0 | 0 | 0 | 0 | 0 | 0 | 0 | 0 | 0 | 0 | 0 | 0 | 0 | 0 | 0 | 0 | 0 | 0 | 0 | 0 | 0 | 0 | 0 | 0 | 0 | 0 | NPgN | GSP | NG FES - System Transformation | Electrolysers (MWh)
NG FES - System Transformation | Dem_BB000e_NPgExtra | MWh | NPgN | OSBALDWICK | Electrolysers (MWh) | OSBA_1 | 0 | 0 | 0 | 0 | 0 | 0 | 0 | 0 | 0 | 0 | 0 | 0 | 0 | 0 | 0 | 0 | 0 | 0 | 0 | 0 | 0 | 0 | 0 | 0 | 0 | 0 | 0 | 0 | 0 | 0 | 0 | 0 | NPgN | GSP | NG FES - System Transformation | Electrolysers (MWh)
NG FES - System Transformation | Dem_BB000e_NPgExtra | MWh | NPgN | POPPLETON | Electrolysers (MWh) | POPP_3 | 0 | 0 | 0 | 0 | 0 | 0 | 0 | 0 | 0 | 0 | 0 | 0 | 0 | 0 | 0 | 0 | 0 | 0 | 0 | 0 | 0 | 0 | 0 | 0 | 0 | 0 | 0 | 0 | 0 | 0 | 0 | 0 | NPgN | GSP | NG FES - System Transformation | Electrolysers (MWh)
NG FES - System Transformation | Dem_BB000e_NPgExtra | MWh | NPgN | SALTHOLME | Electrolysers (MWh) | SALH_1 | 0 | 0 | 0 | 0 | 0 | 0 | 0 | 0 | 0 | 0 | 0 | 0 | 0 | 0 | 0 | 0 | 0 | 0 | 0 | 0 | 0 | 0 | 0 | 0 | 0 | 0 | 0 | 0 | 0 | 0 | 0 | 0 | NPgN | GSP | NG FES - System Transformation | Electrolysers (MWh)
NG FES - System Transformation | Dem_BB000e_NPgExtra | MWh | NPgN | SOUTH SHIELDS | Electrolysers (MWh) | SSHI_3 | 0 | 0 | 0 | 0 | 0 | 0 | 0 | 0 | 0 | 0 | 0 | 0 | 0 | 0 | 0 | 0 | 0 | 0 | 0 | 0 | 0 | 0 | 0 | 0 | 0 | 0 | 0 | 0 | 0 | 0 | 0 | 0 | NPgN | GSP | NG FES - System Transformation | Electrolysers (MWh)
NG FES - System Transformation | Dem_BB000e_NPgExtra | MWh | NPgN | SPADEADAM | Electrolysers (MWh) | KIELD01 and SPAD20 | 0 | 0 | 0 | 0 | 0 | 0 | 0 | 0 | 0 | 0 | 0 | 0 | 0 | 0 | 0 | 0 | 0 | 0 | 0 | 0 | 0 | 0 | 0 | 0 | 0 | 0 | 0 | 0 | 0 | 0 | 0 | 0 | NPgN | GSP | NG FES - System Transformation | Electrolysers (MWh)
NG FES - System Transformation | Dem_BB000e_NPgExtra | MWh | NPgN | SPENNYMOOR | Electrolysers (MWh) | SPEN_1 | 0 | 0 | 0 | 0 | 0 | 0 | 0 | 0 | 0 | 0 | 0 | 0 | 0 | 0 | 0 | 0 | 0 | 0 | 0 | 0 | 0 | 0 | 0 | 0 | 0 | 0 | 0 | 0 | 0 | 0 | 0 | 0 | NPgN | GSP | NG FES - System Transformation | Electrolysers (MWh)
NG FES - System Transformation | Dem_BB000e_NPgExtra | MWh | NPgN | STELLA NORTH | Electrolysers (MWh) | STEN_1 | 0 | 0 | 0 | 0 | 0 | 0 | 0 | 0 | 0 | 0 | 0 | 0 | 0 | 0 | 0 | 0 | 0 | 0 | 0 | 0 | 0 | 0 | 0 | 0 | 0 | 0 | 0 | 0 | 0 | 0 | 0 | 0 | NPgN | GSP | NG FES - System Transformation | Electrolysers (MWh)
NG FES - System Transformation | Dem_BB000e_NPgExtra | MWh | NPgN | STELLA SOUTH | Electrolysers (MWh) | STES_1 | 0 | 0 | 0 | 0 | 0 | 0 | 0 | 0 | 0 | 0 | 0 | 0 | 0 | 0 | 0 | 0 | 0 | 0 | 0 | 0 | 0 | 0 | 0 | 0 | 0 | 0 | 0 | 0 | 0 | 0 | 0 | 0 | NPgN | GSP | NG FES - System Transformation | Electrolysers (MWh)
NG FES - System Transformation | Dem_BB000e_NPgExtra | MWh | NPgN | TYNEMOUTH | Electrolysers (MWh) | TYNE_1 | 0 | 0 | 0 | 0 | 0 | 0 | 0 | 0 | 0 | 0 | 0 | 0 | 0 | 0 | 0 | 0 | 0 | 0 | 0 | 0 | 0 | 0 | 0 | 0 | 0 | 0 | 0 | 0 | 0 | 0 | 0 | 0 | NPgN | GSP | NG FES - System Transformation | Electrolysers (MWh)
NG FES - System Transformation | Dem_BB000e_NPgExtra | MWh | NPgN | WEST BOLDON | Electrolysers (MWh) | WBOL_6 | 0 | 0 | 0 | 0 | 0 | 0 | 0 | 0 | 0 | 0 | 0 | 0 | 0 | 0 | 0 | 0 | 0 | 0 | 0 | 0 | 0 | 0 | 0 | 0 | 0 | 0 | 0 | 0 | 0 | 0 | 0 | 0 | NPgN | GSP | NG FES - System Transformation | Electrolysers (MWh)
NG FES - System Transformation | Dem_BB000e_NPgExtra | MWh | NPgY | BRADFORD WEST | Electrolysers (MWh) | BRAW_1 | 0 | 0 | 0 | 0 | 0 | 0 | 0 | 0 | 0 | 0 | 0 | 0 | 0 | 0 | 0 | 0 | 0 | 0 | 0 | 0 | 0 | 0 | 0 | 0 | 0 | 0 | 0 | 0 | 0 | 0 | 0 | 0 | NPgY | GSP | NG FES - System Transformation | Electrolysers (MWh)
NG FES - System Transformation | Dem_BB000e_NPgExtra | MWh | NPgY | CAMBLESFORTH | Electrolysers (MWh) | CAMB_01 | 0 | 0 | 0 | 0 | 0 | 0 | 0 | 0 | 0 | 0 | 0 | 0 | 0 | 0 | 0 | 0 | 0 | 0 | 0 | 0 | 0 | 0 | 0 | 0 | 0 | 0 | 0 | 0 | 0 | 0 | 0 | 0 | NPgY | GSP | NG FES - System Transformation | Electrolysers (MWh)
NG FES - System Transformation | Dem_BB000e_NPgExtra | MWh | NPgY | CREYKE BECK | Electrolysers (MWh) | CREB_1 | 0 | 0 | 0 | 0 | 0 | 0 | 0 | 0 | 0 | 0 | 0 | 0 | 0 | 0 | 0 | 0 | 0 | 0 | 0 | 0 | 0 | 0 | 0 | 0 | 0 | 0 | 0 | 0 | 0 | 0 | 0 | 0 | NPgY | GSP | NG FES - System Transformation | Electrolysers (MWh)
NG FES - System Transformation | Dem_BB000e_NPgExtra | MWh | NPgY | DRAX | Electrolysers (MWh) | DRAX_YEDL | 0 | 0 | 0 | 0 | 0 | 0 | 0 | 0 | 0 | 0 | 0 | 0 | 0 | 0 | 0 | 0 | 0 | 0 | 0 | 0 | 0 | 0 | 0 | 0 | 0 | 0 | 0 | 0 | 0 | 0 | 0 | 0 | NPgY | GSP | NG FES - System Transformation | Electrolysers (MWh)
NG FES - System Transformation | Dem_BB000e_NPgExtra | MWh | NPgY | ELLAND | Electrolysers (MWh) | ELLA_1 | 0 | 0 | 0 | 0 | 0 | 0 | 0 | 0 | 0 | 0 | 0 | 0 | 0 | 0 | 0 | 0 | 0 | 0 | 0 | 0 | 0 | 0 | 0 | 0 | 0 | 0 | 0 | 0 | 0 | 0 | 0 | 0 | NPgY | GSP | NG FES - System Transformation | Electrolysers (MWh)
NG FES - System Transformation | Dem_BB000e_NPgExtra | MWh | NPgY | FERRYBRIDGE A | Electrolysers (MWh) | FERRA2 | 0 | 0 | 0 | 0 | 0 | 0 | 0 | 0 | 0 | 0 | 0 | 0 | 0 | 0 | 0 | 0 | 0 | 0 | 0 | 0 | 0 | 0 | 0 | 0 | 0 | 0 | 0 | 0 | 0 | 0 | 0 | 0 | NPgY | GSP | NG FES - System Transformation | Electrolysers (MWh)
NG FES - System Transformation | Dem_BB000e_NPgExtra | MWh | NPgY | FERRYBRIDGE B | Electrolysers (MWh) | FERRB9 | 0 | 0 | 0 | 0 | 0 | 0 | 0 | 0 | 0 | 0 | 0 | 0 | 0 | 0 | 0 | 0 | 0 | 0 | 0 | 0 | 0 | 0 | 0 | 0 | 0 | 0 | 0 | 0 | 0 | 0 | 0 | 0 | NPgY | GSP | NG FES - System Transformation | Electrolysers (MWh)
NG FES - System Transformation | Dem_BB000e_NPgExtra | MWh | NPgY | GRIMSBY WEST | Electrolysers (MWh) | GRIW_1 | 0 | 0 | 0 | 0 | 0 | 0 | 0 | 0 | 0 | 0 | 0 | 0 | 0 | 0 | 0 | 0 | 0 | 0 | 0 | 0 | 0 | 0 | 0 | 0 | 0 | 0 | 0 | 0 | 0 | 0 | 0 | 0 | NPgY | GSP | NG FES - System Transformation | Electrolysers (MWh)
NG FES - System Transformation | Dem_BB000e_NPgExtra | MWh | NPgY | JORDANTHORPE | Electrolysers (MWh) | JORD_3 | 0 | 0 | 0 | 0 | 0 | 0 | 0 | 0 | 0 | 0 | 0 | 0 | 0 | 0 | 0 | 0 | 0 | 0 | 0 | 0 | 0 | 0 | 0 | 0 | 0 | 0 | 0 | 0 | 0 | 0 | 0 | 0 | NPgY | GSP | NG FES - System Transformation | Electrolysers (MWh)
NG FES - System Transformation | Dem_BB000e_NPgExtra | MWh | NPgY | KEADBY | Electrolysers (MWh) | KEAD_YEDL | 0 | 0 | 0 | 0 | 0 | 0 | 0 | 0 | 0 | 0 | 0 | 0 | 0 | 0 | 0 | 0 | 0 | 0 | 0 | 0 | 0 | 0 | 0 | 0 | 0 | 0 | 0 | 0 | 0 | 0 | 0 | 0 | NPgY | GSP | NG FES - System Transformation | Electrolysers (MWh)
NG FES - System Transformation | Dem_BB000e_NPgExtra | MWh | NPgY | KIRKSTALL B | Electrolysers (MWh) | KIRKB1 | 0 | 0 | 0 | 0 | 0 | 0 | 0 | 0 | 0 | 0 | 0 | 0 | 0 | 0 | 0 | 0 | 0 | 0 | 0 | 0 | 0 | 0 | 0 | 0 | 0 | 0 | 0 | 0 | 0 | 0 | 0 | 0 | NPgY | GSP | NG FES - System Transformation | Electrolysers (MWh)
NG FES - System Transformation | Dem_BB000e_NPgExtra | MWh | NPgY | NEEPSEND | Electrolysers (MWh) | NEEP_3 | 0 | 0 | 0 | 0 | 0 | 0 | 0 | 0 | 0 | 0 | 0 | 0 | 0 | 0 | 0 | 0 | 0 | 0 | 0 | 0 | 0 | 0 | 0 | 0 | 0 | 0 | 0 | 0 | 0 | 0 | 0 | 0 | NPgY | GSP | NG FES - System Transformation | Electrolysers (MWh)
NG FES - System Transformation | Dem_BB000e_NPgExtra | MWh | NPgY | NORTON LEES | Electrolysers (MWh) | NORL_3 | 0 | 0 | 0 | 0 | 0 | 0 | 0 | 0 | 0 | 0 | 0 | 0 | 0 | 0 | 0 | 0 | 0 | 0 | 0 | 0 | 0 | 0 | 0 | 0 | 0 | 0 | 0 | 0 | 0 | 0 | 0 | 0 | NPgY | GSP | NG FES - System Transformation | Electrolysers (MWh)
NG FES - System Transformation | Dem_BB000e_NPgExtra | MWh | NPgY | PITSMOOR 3/4 | Electrolysers (MWh) | PITS_BB_B | 0 | 0 | 0 | 0 | 0 | 0 | 0 | 0 | 0 | 0 | 0 | 0 | 0 | 0 | 0 | 0 | 0 | 0 | 0 | 0 | 0 | 0 | 0 | 0 | 0 | 0 | 0 | 0 | 0 | 0 | 0 | 0 | NPgY | GSP | NG FES - System Transformation | Electrolysers (MWh)
NG FES - System Transformation | Dem_BB000e_NPgExtra | MWh | NPgY | SALTEND NORTH | Electrolysers (MWh) | SALT_1 | 0 | 0 | 0 | 0 | 0 | 0 | 0 | 0 | 0 | 0 | 0 | 0 | 0 | 0 | 0 | 0 | 0 | 0 | 0 | 0 | 0 | 0 | 0 | 0 | 0 | 0 | 0 | 0 | 0 | 0 | 0 | 0 | NPgY | GSP | NG FES - System Transformation | Electrolysers (MWh)
NG FES - System Transformation | Dem_BB000e_NPgExtra | MWh | NPgY | SHEFFIELD CITY | Electrolysers (MWh) | SHEC_3 | 0 | 0 | 0 | 0 | 0 | 0 | 0 | 0 | 0 | 0 | 0 | 0 | 0 | 0 | 0 | 0 | 0 | 0 | 0 | 0 | 0 | 0 | 0 | 0 | 0 | 0 | 0 | 0 | 0 | 0 | 0 | 0 | NPgY | GSP | NG FES - System Transformation | Electrolysers (MWh)
NG FES - System Transformation | Dem_BB000e_NPgExtra | MWh | NPgY | SKELTON GRANGE | Electrolysers (MWh) | SKLGB1 | 0 | 0 | 0 | 0 | 0 | 0 | 0 | 0 | 0 | 0 | 0 | 0 | 0 | 0 | 0 | 0 | 0 | 0 | 0 | 0 | 0 | 0 | 0 | 0 | 0 | 0 | 0 | 0 | 0 | 0 | 0 | 0 | NPgY | GSP | NG FES - System Transformation | Electrolysers (MWh)
NG FES - System Transformation | Dem_BB000e_NPgExtra | MWh | NPgY | TEMPLEBOROUGH 275/33KV | Electrolysers (MWh) | TEMP_3 | 0 | 0 | 0 | 0 | 0 | 0 | 0 | 0 | 0 | 0 | 0 | 0 | 0 | 0 | 0 | 0 | 0 | 0 | 0 | 0 | 0 | 0 | 0 | 0 | 0 | 0 | 0 | 0 | 0 | 0 | 0 | 0 | NPgY | GSP | NG FES - System Transformation | Electrolysers (MWh)
NG FES - System Transformation | Dem_BB000e_NPgExtra | MWh | NPgY | THURCROFT | Electrolysers (MWh) | THUR_6 | 0 | 0 | 0 | 0 | 0 | 0 | 0 | 0 | 0 | 0 | 0 | 0 | 0 | 0 | 0 | 0 | 0 | 0 | 0 | 0 | 0 | 0 | 0 | 0 | 0 | 0 | 0 | 0 | 0 | 0 | 0 | 0 | NPgY | GSP | NG FES - System Transformation | Electrolysers (MWh)
NG FES - System Transformation | Dem_BB000e_NPgExtra | MWh | NPgY | WEST MELTON / THORPE MARSH | Electrolysers (MWh) | WMEL_THOM | 0 | 0 | 0 | 0 | 0 | 0 | 0 | 0 | 0 | 0 | 0 | 0 | 0 | 0 | 0 | 0 | 0 | 0 | 0 | 0 | 0 | 0 | 0 | 0 | 0 | 0 | 0 | 0 | 0 | 0 | 0 | 0 | NPgY | GSP | NG FES - System Transformation | Electrolysers (MWh)
NG FES - System Transformation | Dem_BB000e_NPgExtra | MWh | NPgY | WEST MELTON SECTION 3 | Electrolysers (MWh) | WMEL_BB3 | 0 | 0 | 0 | 0 | 0 | 0 | 0 | 0 | 0 | 0 | 0 | 0 | 0 | 0 | 0 | 0 | 0 | 0 | 0 | 0 | 0 | 0 | 0 | 0 | 0 | 0 | 0 | 0 | 0 | 0 | 0 | 0 | NPgY | GSP | NG FES - System Transformation | Electrolysers (MWh)
NG FES - System Transformation | Dem_BB000e_NPgExtra | MWh | NPgY | WINCOBANK | Electrolysers (MWh) | WIBA_3 | 0 | 0 | 0 | 0 | 0 | 0 | 0 | 0 | 0 | 0 | 0 | 0 | 0 | 0 | 0 | 0 | 0 | 0 | 0 | 0 | 0 | 0 | 0 | 0 | 0 | 0 | 0 | 0 | 0 | 0 | 0 | 0 | NPgY | GSP | NG FES - System Transformation | Electrolysers (MWh)
NG FES - System Transformation | Dem_BB000f_NPgExtra | MWh | NPgN | BLYTH 66kV | Large industry (MWh) | BLYTB1 | 0 | 0 | 55.019 | 110.037 | 165.056 | 220.075 | 275.093 | 331.578 | 388.063 | 444.548 | 501.033 | 557.518 | 677.326 | 797.135 | 916.943 | 1036.752 | 1156.56 | 1290.906 | 1425.252 | 1559.597 | 1693.943 | 1828.289 | 1999.928 | 2171.566 | 2343.205 | 2514.843 | 2686.482 | 3300.45 | 3914.418 | 4528.386 | 5142.355 | 5756.323 | NPgN | GSP | NG FES - System Transformation | Large industry (MWh)
NG FES - System Transformation | Dem_BB000f_NPgExtra | MWh | NPgN | BLYTH 132kV | Large industry (MWh) | BLYTH132 | 0 | 0 | 0 | 0 | 0 | 0 | 0 | 0 | 0 | 0 | 0 | 0 | 0 | 0 | 0 | 0 | 0 | 0 | 0 | 0 | 0 | 0 | 0 | 0 | 0 | 0 | 0 | 0 | 0 | 0 | 0 | 0 | NPgN | GSP | NG FES - System Transformation | Large industry (MWh)
NG FES - System Transformation | Dem_BB000f_NPgExtra | MWh | NPgN | FOURSTONES | Large industry (MWh) | FOUR_1 | 0 | 0 | 0 | 0 | 0 | 0 | 0 | 0 | 0 | 0 | 0 | 0 | 0 | 0 | 0 | 0 | 0 | 0 | 0 | 0 | 0 | 0 | 0 | 0 | 0 | 0 | 0 | 0 | 0 | 0 | 0 | 0 | NPgN | GSP | NG FES - System Transformation | Large industry (MWh)
NG FES - System Transformation | Dem_BB000f_NPgExtra | MWh | NPgN | HARTMOOR | Large industry (MWh) | HARM_6 | 0 | 0 | 1603.788 | 3207.576 | 4811.364 | 6415.153 | 8018.941 | 9810.829 | 11602.718 | 13394.607 | 15186.496 | 16978.384 | 20373.231 | 23768.077 | 27162.923 | 30557.769 | 33952.615 | 37627.876 | 41303.137 | 44978.398 | 48653.659 | 52328.92 | 56780.491 | 61232.062 | 65683.633 | 70135.204 | 74586.775 | 90566.875 | 106546.975 | 122527.075 | 138507.175 | 154487.275 | NPgN | GSP | NG FES - System Transformation | Large industry (MWh)
NG FES - System Transformation | Dem_BB000f_NPgExtra | MWh | NPgN | HAWTHORN PIT GRID | Large industry (MWh) | HAWP_6 | 0 | 0 | 28.445 | 56.89 | 85.335 | 113.78 | 142.225 | 171.428 | 200.631 | 229.833 | 259.036 | 288.239 | 350.181 | 412.122 | 474.064 | 536.005 | 597.947 | 667.404 | 736.862 | 806.319 | 875.777 | 945.234 | 1033.972 | 1122.71 | 1211.448 | 1300.186 | 1388.924 | 1706.348 | 2023.772 | 2341.197 | 2658.621 | 2976.046 | NPgN | GSP | NG FES - System Transformation | Large industry (MWh)
NG FES - System Transformation | Dem_BB000f_NPgExtra | MWh | NPgN | KNARESBOROUGH | Large industry (MWh) | KNARE_111 | 0 | 0 | 55.439 | 110.877 | 166.316 | 221.755 | 277.193 | 324.696 | 372.198 | 419.7 | 467.202 | 514.704 | 606.075 | 697.446 | 788.817 | 880.187 | 971.558 | 1054.519 | 1137.48 | 1220.442 | 1303.403 | 1386.364 | 1516.515 | 1646.666 | 1776.817 | 1906.967 | 2037.118 | 2466.616 | 2896.114 | 3325.612 | 3755.11 | 4184.608 | NPgN | GSP | NG FES - System Transformation | Large industry (MWh)
NG FES - System Transformation | Dem_BB000f_NPgExtra | MWh | NPgN | LACKENBY | Large industry (MWh) | LACK_6 | 0 | 0 | 6830.984 | 13661.968 | 20492.952 | 27323.936 | 34154.92 | 41129.892 | 48104.863 | 55079.835 | 62054.807 | 69029.779 | 83786.056 | 98542.333 | 113298.61 | 128054.887 | 142811.164 | 159279.164 | 175747.165 | 192215.165 | 208683.165 | 225151.165 | 246288.036 | 267424.908 | 288561.78 | 309698.651 | 330835.523 | 406298.241 | 481760.959 | 557223.677 | 632686.396 | 708149.114 | NPgN | GSP | NG FES - System Transformation | Large industry (MWh)
NG FES - System Transformation | Dem_BB000f_NPgExtra | MWh | NPgN | NORTON | Large industry (MWh) | NORT_1 | 0 | 0 | 8002.489 | 16004.977 | 24007.466 | 32009.954 | 40012.443 | 48796.253 | 57580.062 | 66363.872 | 75147.681 | 83931.491 | 100976.431 | 118021.37 | 135066.31 | 152111.25 | 169156.189 | 187755.404 | 206354.619 | 224953.833 | 243553.048 | 262152.263 | 284961.254 | 307770.246 | 330579.238 | 353388.23 | 376197.221 | 458007.619 | 539818.017 | 621628.415 | 703438.812 | 785249.21 | NPgN | GSP | NG FES - System Transformation | Large industry (MWh)
NG FES - System Transformation | Dem_BB000f_NPgExtra | MWh | NPgN | OFFERTON | Large industry (MWh) | OFFE_3 | 0 | 0 | 0 | 0 | 0 | 0 | 0 | 0 | 0 | 0 | 0 | 0 | 0 | 0 | 0 | 0 | 0 | 0 | 0 | 0 | 0 | 0 | 0 | 0 | 0 | 0 | 0 | 0 | 0 | 0 | 0 | 0 | NPgN | GSP | NG FES - System Transformation | Large industry (MWh)
NG FES - System Transformation | Dem_BB000f_NPgExtra | MWh | NPgN | OSBALDWICK | Large industry (MWh) | OSBA_1 | 0 | 0 | 2020.395 | 4040.791 | 6061.186 | 8081.582 | 10101.977 | 13836.978 | 17571.98 | 21306.981 | 25041.982 | 28776.983 | 32062.03 | 35347.077 | 38632.123 | 41917.17 | 45202.217 | 47383.31 | 49564.403 | 51745.496 | 53926.59 | 56107.683 | 56107.683 | 56107.683 | 56107.683 | 56107.683 | 56107.683 | 56751.874 | 57396.064 | 58040.255 | 58684.446 | 59328.637 | NPgN | GSP | NG FES - System Transformation | Large industry (MWh)
NG FES - System Transformation | Dem_BB000f_NPgExtra | MWh | NPgN | POPPLETON | Large industry (MWh) | POPP_3 | 0 | 0 | 0 | 0 | 0 | 0 | 0 | 0 | 0 | 0 | 0 | 0 | 0 | 0 | 0 | 0 | 0 | 0 | 0 | 0 | 0 | 0 | 0 | 0 | 0 | 0 | 0 | 0 | 0 | 0 | 0 | 0 | NPgN | GSP | NG FES - System Transformation | Large industry (MWh)
NG FES - System Transformation | Dem_BB000f_NPgExtra | MWh | NPgN | SALTHOLME | Large industry (MWh) | SALH_1 | 0 | 0 | 0 | 0 | 0 | 0 | 0 | 0 | 0 | 0 | 0 | 0 | 0 | 0 | 0 | 0 | 0 | 0 | 0 | 0 | 0 | 0 | 0 | 0 | 0 | 0 | 0 | 0 | 0 | 0 | 0 | 0 | NPgN | GSP | NG FES - System Transformation | Large industry (MWh)
NG FES - System Transformation | Dem_BB000f_NPgExtra | MWh | NPgN | SOUTH SHIELDS | Large industry (MWh) | SSHI_3 | 0 | 0 | 0 | 0 | 0 | 0 | 0 | 0 | 0 | 0 | 0 | 0 | 0 | 0 | 0 | 0 | 0 | 0 | 0 | 0 | 0 | 0 | 0 | 0 | 0 | 0 | 0 | 0 | 0 | 0 | 0 | 0 | NPgN | GSP | NG FES - System Transformation | Large industry (MWh)
NG FES - System Transformation | Dem_BB000f_NPgExtra | MWh | NPgN | SPADEADAM | Large industry (MWh) | KIELD01 and SPAD20 | 0 | 0 | 0 | 0 | 0 | 0 | 0 | 0 | 0 | 0 | 0 | 0 | 0 | 0 | 0 | 0 | 0 | 0 | 0 | 0 | 0 | 0 | 0 | 0 | 0 | 0 | 0 | 0 | 0 | 0 | 0 | 0 | NPgN | GSP | NG FES - System Transformation | Large industry (MWh)
NG FES - System Transformation | Dem_BB000f_NPgExtra | MWh | NPgN | SPENNYMOOR | Large industry (MWh) | SPEN_1 | 0 | 0 | 404.167 | 808.333 | 1212.5 | 1616.666 | 2020.833 | 2391.729 | 2762.625 | 3133.521 | 3504.416 | 3875.312 | 4519.162 | 5163.012 | 5806.861 | 6450.711 | 7094.561 | 7734.693 | 8374.824 | 9014.956 | 9655.087 | 10295.219 | 11171.825 | 12048.43 | 12925.036 | 13801.642 | 14678.248 | 17530.572 | 20382.896 | 23235.219 | 26087.543 | 28939.867 | NPgN | GSP | NG FES - System Transformation | Large industry (MWh)
NG FES - System Transformation | Dem_BB000f_NPgExtra | MWh | NPgN | STELLA NORTH | Large industry (MWh) | STEN_1 | 0 | 0 | 431.317 | 862.635 | 1293.952 | 1725.27 | 2156.587 | 2733.914 | 3311.241 | 3888.567 | 4465.894 | 5043.221 | 5749.443 | 6455.665 | 7161.886 | 7868.108 | 8574.33 | 9132.443 | 9690.556 | 10248.669 | 10806.783 | 11364.896 | 11885.712 | 12406.528 | 12927.343 | 13448.159 | 13968.975 | 15754.457 | 17539.938 | 19325.419 | 21110.901 | 22896.382 | NPgN | GSP | NG FES - System Transformation | Large industry (MWh)
NG FES - System Transformation | Dem_BB000f_NPgExtra | MWh | NPgN | STELLA SOUTH | Large industry (MWh) | STES_1 | 0 | 0 | 1008.004 | 2016.007 | 3024.011 | 4032.014 | 5040.018 | 5904.969 | 6769.919 | 7634.869 | 8499.82 | 9364.77 | 10556.262 | 11747.754 | 12939.246 | 14130.738 | 15322.23 | 16351.255 | 17380.28 | 18409.305 | 19438.329 | 20467.354 | 21958.355 | 23449.356 | 24940.357 | 26431.357 | 27922.358 | 32055.868 | 36189.379 | 40322.889 | 44456.4 | 48589.91 | NPgN | GSP | NG FES - System Transformation | Large industry (MWh)
NG FES - System Transformation | Dem_BB000f_NPgExtra | MWh | NPgN | TYNEMOUTH | Large industry (MWh) | TYNE_1 | 0 | 0 | 1192.778 | 2385.556 | 3578.335 | 4771.113 | 5963.891 | 7119.9 | 8275.909 | 9431.918 | 10587.927 | 11743.936 | 12746.314 | 13748.691 | 14751.069 | 15753.447 | 16755.824 | 17505.414 | 18255.004 | 19004.593 | 19754.183 | 20503.772 | 21203.133 | 21902.493 | 22601.854 | 23301.215 | 24000.575 | 24742.188 | 25483.8 | 26225.413 | 26967.025 | 27708.637 | NPgN | GSP | NG FES - System Transformation | Large industry (MWh)
NG FES - System Transformation | Dem_BB000f_NPgExtra | MWh | NPgN | WEST BOLDON | Large industry (MWh) | WBOL_6 | 0 | 0 | 79.055 | 158.111 | 237.166 | 316.222 | 395.277 | 476.439 | 557.601 | 638.764 | 719.926 | 801.088 | 973.239 | 1145.389 | 1317.54 | 1489.69 | 1661.841 | 1854.88 | 2047.919 | 2240.959 | 2433.998 | 2627.037 | 2873.662 | 3120.286 | 3366.91 | 3613.535 | 3860.159 | 4742.36 | 5624.56 | 6506.76 | 7388.961 | 8271.161 | NPgN | GSP | NG FES - System Transformation | Large industry (MWh)
NG FES - System Transformation | Dem_BB000f_NPgExtra | MWh | NPgY | BRADFORD WEST | Large industry (MWh) | BRAW_1 | 0 | 0 | 867.02 | 1734.039 | 2601.059 | 3468.079 | 4335.099 | 5937.913 | 7540.728 | 9143.543 | 10746.358 | 12349.173 | 13758.897 | 15168.621 | 16578.345 | 17988.069 | 19397.794 | 20333.774 | 21269.755 | 22205.735 | 23141.716 | 24077.696 | 24077.696 | 24077.696 | 24077.696 | 24077.696 | 24077.696 | 24354.14 | 24630.584 | 24907.028 | 25183.472 | 25459.916 | NPgY | GSP | NG FES - System Transformation | Large industry (MWh)
NG FES - System Transformation | Dem_BB000f_NPgExtra | MWh | NPgY | CAMBLESFORTH | Large industry (MWh) | CAMB_01 | 0 | 0 | 2638.098 | 5276.195 | 7914.293 | 10552.391 | 13190.489 | 15328.487 | 17466.486 | 19604.484 | 21742.482 | 23880.481 | 25946.604 | 28012.726 | 30078.849 | 32144.972 | 34211.094 | 35993.195 | 37775.296 | 39557.397 | 41339.498 | 43121.599 | 38901.287 | 34680.975 | 30460.663 | 26240.351 | 22020.039 | 23131.545 | 24243.05 | 25354.555 | 26466.061 | 27577.566 | NPgY | GSP | NG FES - System Transformation | Large industry (MWh)
NG FES - System Transformation | Dem_BB000f_NPgExtra | MWh | NPgY | CREYKE BECK | Large industry (MWh) | CREB_1 | 0 | 0 | 845.049 | 1690.097 | 2535.146 | 3380.194 | 4225.243 | 5385.784 | 6546.326 | 7706.868 | 8867.409 | 10027.951 | 11488.447 | 12948.944 | 14409.441 | 15869.937 | 17330.434 | 18559.316 | 19788.197 | 21017.079 | 22245.961 | 23474.843 | 24596.209 | 25717.576 | 26838.943 | 27960.309 | 29081.676 | 33040.211 | 36998.747 | 40957.283 | 44915.819 | 48874.354 | NPgY | GSP | NG FES - System Transformation | Large industry (MWh)
NG FES - System Transformation | Dem_BB000f_NPgExtra | MWh | NPgY | DRAX | Large industry (MWh) | DRAX_YEDL | 0 | 0 | 621.072 | 1242.145 | 1863.217 | 2484.289 | 3105.362 | 3923.126 | 4740.89 | 5558.655 | 6376.419 | 7194.183 | 8425.732 | 9657.282 | 10888.831 | 12120.38 | 13351.929 | 14569.933 | 15787.937 | 17005.941 | 18223.945 | 19441.95 | 20695.804 | 21949.659 | 23203.513 | 24457.368 | 25711.223 | 30266.261 | 34821.3 | 39376.338 | 43931.377 | 48486.415 | NPgY | GSP | NG FES - System Transformation | Large industry (MWh)
NG FES - System Transformation | Dem_BB000f_NPgExtra | MWh | NPgY | ELLAND | Large industry (MWh) | ELLA_1 | 0 | 0 | 2450.703 | 4901.406 | 7352.11 | 9802.813 | 12253.516 | 14548.785 | 16844.054 | 19139.324 | 21434.593 | 23729.862 | 26642.849 | 29555.837 | 32468.824 | 35381.811 | 38294.799 | 41032.454 | 43770.11 | 46507.766 | 49245.421 | 51983.077 | 55305.565 | 58628.053 | 61950.541 | 65273.029 | 68595.517 | 77690.725 | 86785.932 | 95881.14 | 104976.348 | 114071.555 | NPgY | GSP | NG FES - System Transformation | Large industry (MWh)
NG FES - System Transformation | Dem_BB000f_NPgExtra | MWh | NPgY | FERRYBRIDGE A | Large industry (MWh) | FERRA2 | 0 | 0 | 2598.674 | 5197.348 | 7796.021 | 10394.695 | 12993.369 | 15119.446 | 17245.524 | 19371.601 | 21497.678 | 23623.756 | 26221.74 | 28819.724 | 31417.709 | 34015.693 | 36613.677 | 38871.401 | 41129.124 | 43386.848 | 45644.572 | 47902.295 | 46431.441 | 44960.586 | 43489.732 | 42018.877 | 40548.023 | 46486.25 | 52424.478 | 58362.706 | 64300.933 | 70239.161 | NPgY | GSP | NG FES - System Transformation | Large industry (MWh)
NG FES - System Transformation | Dem_BB000f_NPgExtra | MWh | NPgY | FERRYBRIDGE B | Large industry (MWh) | FERRB9 | 0 | 0 | 3688.065 | 7376.13 | 11064.195 | 14752.26 | 18440.325 | 21943.523 | 25446.721 | 28949.919 | 32453.117 | 35956.314 | 39601.518 | 43246.722 | 46891.926 | 50537.13 | 54182.334 | 57151.538 | 60120.741 | 63089.945 | 66059.148 | 69028.352 | 65647.348 | 62266.344 | 58885.34 | 55504.335 | 52123.331 | 56637.327 | 61151.323 | 65665.318 | 70179.314 | 74693.309 | NPgY | GSP | NG FES - System Transformation | Large industry (MWh)
NG FES - System Transformation | Dem_BB000f_NPgExtra | MWh | NPgY | GRIMSBY WEST | Large industry (MWh) | GRIW_1 | 0 | 0 | 3042.855 | 6085.711 | 9128.566 | 12171.421 | 15214.276 | 18236.23 | 21258.184 | 24280.138 | 27302.091 | 30324.045 | 36632.141 | 42940.236 | 49248.332 | 55556.427 | 61864.523 | 68726.81 | 75589.098 | 82451.386 | 89313.673 | 96175.961 | 105204.893 | 114233.826 | 123262.759 | 132291.692 | 141320.625 | 173227.291 | 205133.957 | 237040.623 | 268947.289 | 300853.955 | NPgY | GSP | NG FES - System Transformation | Large industry (MWh)
NG FES - System Transformation | Dem_BB000f_NPgExtra | MWh | NPgY | JORDANTHORPE | Large industry (MWh) | JORD_3 | 0 | 0 | 0 | 0 | 0 | 0 | 0 | 0 | 0 | 0 | 0 | 0 | 0 | 0 | 0 | 0 | 0 | 0 | 0 | 0 | 0 | 0 | 0 | 0 | 0 | 0 | 0 | 0 | 0 | 0 | 0 | 0 | NPgY | GSP | NG FES - System Transformation | Large industry (MWh)
NG FES - System Transformation | Dem_BB000f_NPgExtra | MWh | NPgY | KEADBY | Large industry (MWh) | KEAD_YEDL | 0 | 0 | 683.896 | 1367.791 | 2051.687 | 2735.582 | 3419.478 | 4116.503 | 4813.528 | 5510.554 | 6207.579 | 6904.605 | 8377.963 | 9851.322 | 11324.681 | 12798.04 | 14271.399 | 15912.981 | 17554.564 | 19196.146 | 20837.728 | 22479.31 | 24589.652 | 26699.995 | 28810.337 | 30920.679 | 33031.021 | 40560.406 | 48089.79 | 55619.175 | 63148.56 | 70677.944 | NPgY | GSP | NG FES - System Transformation | Large industry (MWh)
NG FES - System Transformation | Dem_BB000f_NPgExtra | MWh | NPgY | KIRKSTALL B | Large industry (MWh) | KIRKB1 | 0 | 0 | 203.155 | 406.31 | 609.465 | 812.621 | 1015.776 | 1189.848 | 1363.92 | 1537.992 | 1712.063 | 1886.135 | 2220.964 | 2555.792 | 2890.62 | 3225.448 | 3560.276 | 3864.288 | 4168.299 | 4472.311 | 4776.322 | 5080.333 | 5557.271 | 6034.21 | 6511.148 | 6988.086 | 7465.024 | 9038.92 | 10612.816 | 12186.712 | 13760.608 | 15334.504 | NPgY | GSP | NG FES - System Transformation | Large industry (MWh)
NG FES - System Transformation | Dem_BB000f_NPgExtra | MWh | NPgY | NEEPSEND | Large industry (MWh) | NEEP_3 | 0 | 0 | 300.134 | 600.269 | 900.403 | 1200.537 | 1500.672 | 2055.515 | 2610.358 | 3165.201 | 3720.044 | 4274.887 | 4762.888 | 5250.889 | 5738.891 | 6226.892 | 6714.893 | 7038.899 | 7362.906 | 7686.912 | 8010.919 | 8334.925 | 8334.925 | 8334.925 | 8334.925 | 8334.925 | 8334.925 | 8430.621 | 8526.317 | 8622.013 | 8717.709 | 8813.405 | NPgY | GSP | NG FES - System Transformation | Large industry (MWh)
NG FES - System Transformation | Dem_BB000f_NPgExtra | MWh | NPgY | NORTON LEES | Large industry (MWh) | NORL_3 | 0 | 0 | 0 | 0 | 0 | 0 | 0 | 0 | 0 | 0 | 0 | 0 | 0 | 0 | 0 | 0 | 0 | 0 | 0 | 0 | 0 | 0 | 0 | 0 | 0 | 0 | 0 | 0 | 0 | 0 | 0 | 0 | NPgY | GSP | NG FES - System Transformation | Large industry (MWh)
NG FES - System Transformation | Dem_BB000f_NPgExtra | MWh | NPgY | PITSMOOR 3/4 | Large industry (MWh) | PITS_BB_B | 0 | 0 | 0 | 0 | 0 | 0 | 0 | 0 | 0 | 0 | 0 | 0 | 0 | 0 | 0 | 0 | 0 | 0 | 0 | 0 | 0 | 0 | 0 | 0 | 0 | 0 | 0 | 0 | 0 | 0 | 0 | 0 | NPgY | GSP | NG FES - System Transformation | Large industry (MWh)
NG FES - System Transformation | Dem_BB000f_NPgExtra | MWh | NPgY | SALTEND NORTH | Large industry (MWh) | SALT_1 | 0 | 0 | 4263.831 | 8527.663 | 12791.494 | 17055.326 | 21319.157 | 26230.777 | 31142.397 | 36054.017 | 40965.637 | 45877.257 | 54803.67 | 63730.083 | 72656.496 | 81582.909 | 90509.322 | 100035.584 | 109561.846 | 119088.108 | 128614.37 | 138140.631 | 149415.013 | 160689.395 | 171963.777 | 183238.159 | 194512.541 | 235049.332 | 275586.123 | 316122.913 | 356659.704 | 397196.495 | NPgY | GSP | NG FES - System Transformation | Large industry (MWh)
NG FES - System Transformation | Dem_BB000f_NPgExtra | MWh | NPgY | SHEFFIELD CITY | Large industry (MWh) | SHEC_3 | 0 | 0 | 0 | 0 | 0 | 0 | 0 | 0 | 0 | 0 | 0 | 0 | 0 | 0 | 0 | 0 | 0 | 0 | 0 | 0 | 0 | 0 | 0 | 0 | 0 | 0 | 0 | 0 | 0 | 0 | 0 | 0 | NPgY | GSP | NG FES - System Transformation | Large industry (MWh)
NG FES - System Transformation | Dem_BB000f_NPgExtra | MWh | NPgY | SKELTON GRANGE | Large industry (MWh) | SKLGB1 | 0 | 0 | 2116.777 | 4233.553 | 6350.33 | 8467.107 | 10583.883 | 12657.067 | 14730.25 | 16803.434 | 18876.617 | 20949.801 | 23826.919 | 26704.036 | 29581.154 | 32458.272 | 35335.39 | 38150.812 | 40966.235 | 43781.657 | 46597.079 | 49412.502 | 50014.88 | 50617.258 | 51219.636 | 51822.014 | 52424.393 | 61483.765 | 70543.137 | 79602.51 | 88661.882 | 97721.255 | NPgY | GSP | NG FES - System Transformation | Large industry (MWh)
NG FES - System Transformation | Dem_BB000f_NPgExtra | MWh | NPgY | TEMPLEBOROUGH 275/33KV | Large industry (MWh) | TEMP_3 | 0 | 0 | 0 | 0 | 0 | 0 | 0 | 0 | 0 | 0 | 0 | 0 | 0 | 0 | 0 | 0 | 0 | 0 | 0 | 0 | 0 | 0 | 0 | 0 | 0 | 0 | 0 | 0 | 0 | 0 | 0 | 0 | NPgY | GSP | NG FES - System Transformation | Large industry (MWh)
NG FES - System Transformation | Dem_BB000f_NPgExtra | MWh | NPgY | THURCROFT | Large industry (MWh) | THUR_6 | 0 | 0 | 276.036 | 552.072 | 828.107 | 1104.143 | 1380.179 | 1890.472 | 2400.765 | 2911.058 | 3421.351 | 3931.644 | 4380.463 | 4829.281 | 5278.099 | 5726.917 | 6175.736 | 6473.727 | 6771.718 | 7069.709 | 7367.7 | 7665.691 | 7665.691 | 7665.691 | 7665.691 | 7665.691 | 7665.691 | 7753.703 | 7841.715 | 7929.728 | 8017.74 | 8105.752 | NPgY | GSP | NG FES - System Transformation | Large industry (MWh)
NG FES - System Transformation | Dem_BB000f_NPgExtra | MWh | NPgY | WEST MELTON / THORPE MARSH | Large industry (MWh) | WMEL_THOM | 0 | 0 | 5021.047 | 10042.094 | 15063.142 | 20084.189 | 25105.236 | 29273.209 | 33441.182 | 37609.155 | 41777.128 | 45945.1 | 49742.531 | 53539.962 | 57337.393 | 61134.824 | 64932.254 | 67999.67 | 71067.087 | 74134.503 | 77201.919 | 80269.335 | 77546.222 | 74823.109 | 72099.996 | 69376.883 | 66653.771 | 69112.03 | 71570.29 | 74028.55 | 76486.81 | 78945.07 | NPgY | GSP | NG FES - System Transformation | Large industry (MWh)
NG FES - System Transformation | Dem_BB000f_NPgExtra | MWh | NPgY | WEST MELTON SECTION 3 | Large industry (MWh) | WMEL_BB3 | 0 | 0 | 3288.226 | 6576.451 | 9864.677 | 13152.903 | 16441.129 | 19117.365 | 21793.6 | 24469.836 | 27146.072 | 29822.308 | 32361.224 | 34900.14 | 37439.056 | 39977.971 | 42516.887 | 44623.445 | 46730.003 | 48836.561 | 50943.119 | 53049.677 | 49119.732 | 45189.786 | 41259.841 | 37329.896 | 33399.95 | 34904.575 | 36409.201 | 37913.826 | 39418.451 | 40923.076 | NPgY | GSP | NG FES - System Transformation | Large industry (MWh)
NG FES - System Transformation | Dem_BB000f_NPgExtra | MWh | NPgY | WINCOBANK | Large industry (MWh) | WIBA_3 | 0 | 0 | 0 | 0 | 0 | 0 | 0 | 0 | 0 | 0 | 0 | 0 | 0 | 0 | 0 | 0 | 0 | 0 | 0 | 0 | 0 | 0 | 0 | 0 | 0 | 0 | 0 | 0 | 0 | 0 | 0 | 0 | NPgY | GSP | NG FES - System Transformation | Large industry (MWh)
NPg Planning Scenario | Dem_BB000e_NPgExtra | MWh | NPgN | BLYTH 66kV | Electrolysers (MWh) | BLYTB1 | 0 | 0 | 0 | 0 | 0 | 0 | 0 | 38.306 | 70.489 | 92.38 | 106.629 | 185.393 | 415.502 | 803.519 | 1335.568 | 1992.492 | 2479.811 | 3085.539 | 3688.43 | 4242.638 | 4738.408 | 5208.066 | 5545.117 | 5746.617 | 5840.664 | 5848.871 | 5794.397 | 5675.329 | 5557.976 | 5445.462 | 5354.555 | 5289.321 | NPgN | GSP | NPg Planning Scenario | Electrolysers (MWh)
NPg Planning Scenario | Dem_BB000e_NPgExtra | MWh | NPgN | BLYTH 132kV | Electrolysers (MWh) | BLYTH132 | 0 | 0 | 0 | 0 | 0 | 0 | 0 | 26.814 | 49.342 | 64.666 | 74.64 | 129.775 | 290.851 | 562.463 | 934.897 | 1394.745 | 1735.868 | 2159.877 | 2581.901 | 2969.847 | 3316.885 | 3645.646 | 3881.582 | 4022.632 | 4088.465 | 4094.21 | 4056.078 | 3972.73 | 3890.583 | 3811.824 | 3748.188 | 3702.524 | NPgN | GSP | NPg Planning Scenario | Electrolysers (MWh)
NPg Planning Scenario | Dem_BB000e_NPgExtra | MWh | NPgN | FOURSTONES | Electrolysers (MWh) | FOUR_1 | 0 | 0 | 0 | 0 | 0 | 0 | 0 | 3.831 | 7.049 | 9.238 | 10.663 | 18.539 | 41.55 | 80.352 | 133.557 | 199.249 | 247.981 | 308.554 | 368.843 | 424.264 | 473.841 | 520.807 | 554.512 | 574.662 | 584.066 | 584.887 | 579.44 | 567.533 | 555.798 | 544.546 | 535.455 | 528.932 | NPgN | GSP | NPg Planning Scenario | Electrolysers (MWh)
NPg Planning Scenario | Dem_BB000e_NPgExtra | MWh | NPgN | HARTMOOR | Electrolysers (MWh) | HARM_6 | 0 | 0 | 0 | 0 | 0 | 0 | 0 | 5.526 | 10.17 | 13.328 | 15.384 | 26.747 | 59.946 | 115.926 | 192.686 | 287.462 | 357.769 | 445.159 | 532.14 | 612.097 | 683.623 | 751.382 | 800.009 | 829.08 | 842.649 | 843.833 | 835.974 | 818.795 | 801.864 | 785.632 | 772.516 | 763.105 | NPgN | GSP | NPg Planning Scenario | Electrolysers (MWh)
NPg Planning Scenario | Dem_BB000e_NPgExtra | MWh | NPgN | HAWTHORN PIT GRID | Electrolysers (MWh) | HAWP_6 | 0 | 0 | 0 | 0 | 0 | 0 | 0 | 4.788 | 8.811 | 11.548 | 13.329 | 23.174 | 51.938 | 100.44 | 166.946 | 249.062 | 309.976 | 385.692 | 461.054 | 530.33 | 592.301 | 651.008 | 693.14 | 718.327 | 730.083 | 731.109 | 724.3 | 709.416 | 694.747 | 680.683 | 669.319 | 661.165 | NPgN | GSP | NPg Planning Scenario | Electrolysers (MWh)
NPg Planning Scenario | Dem_BB000e_NPgExtra | MWh | NPgN | KNARESBOROUGH | Electrolysers (MWh) | KNARE_111 | 0 | 0 | 0 | 0 | 0 | 0 | 0 | 110.896 | 204.066 | 267.44 | 308.69 | 536.713 | 1202.878 | 2326.188 | 3866.468 | 5768.266 | 7179.053 | 8932.634 | 10678.006 | 12282.437 | 13717.69 | 15077.35 | 16053.113 | 16636.457 | 16908.723 | 16932.483 | 16774.781 | 16430.077 | 16090.34 | 15764.613 | 15501.436 | 15312.583 | NPgN | GSP | NPg Planning Scenario | Electrolysers (MWh)
NPg Planning Scenario | Dem_BB000e_NPgExtra | MWh | NPgN | LACKENBY | Electrolysers (MWh) | LACK_6 | 0 | 0 | 0 | 0 | 0 | 0 | 0 | 4.98 | 9.164 | 12.009 | 13.862 | 24.101 | 54.015 | 104.457 | 173.624 | 259.024 | 322.375 | 401.12 | 479.496 | 551.543 | 615.993 | 677.049 | 720.865 | 747.06 | 759.286 | 760.353 | 753.272 | 737.793 | 722.537 | 707.91 | 696.092 | 687.612 | NPgN | GSP | NPg Planning Scenario | Electrolysers (MWh)
NPg Planning Scenario | Dem_BB000e_NPgExtra | MWh | NPgN | NORTON | Electrolysers (MWh) | NORT_1 | 0 | 0 | 0 | 0 | 0 | 0 | 0 | 115.301 | 212.172 | 278.064 | 320.952 | 558.033 | 1250.661 | 2418.593 | 4020.059 | 5997.402 | 7464.231 | 9287.471 | 11102.176 | 12770.34 | 14262.607 | 15676.277 | 16690.801 | 17297.318 | 17580.399 | 17605.103 | 17441.136 | 17082.74 | 16729.507 | 16390.841 | 16117.209 | 15920.855 | NPgN | GSP | NPg Planning Scenario | Electrolysers (MWh)
NPg Planning Scenario | Dem_BB000e_NPgExtra | MWh | NPgN | OFFERTON | Electrolysers (MWh) | OFFE_3 | 0 | 0 | 0 | 0 | 0 | 0 | 0 | 0 | 0 | 0 | 0 | 0 | 0 | 0 | 0 | 0 | 0 | 0 | 0 | 0 | 0 | 0 | 0 | 0 | 0 | 0 | 0 | 0 | 0 | 0 | 0 | 0 | NPgN | GSP | NPg Planning Scenario | Electrolysers (MWh)
NPg Planning Scenario | Dem_BB000e_NPgExtra | MWh | NPgN | OSBALDWICK | Electrolysers (MWh) | OSBA_1 | 0 | 0 | 0 | 0 | 0 | 0 | 0 | 62.247 | 114.545 | 150.118 | 173.271 | 301.264 | 675.191 | 1305.719 | 2170.298 | 3237.8 | 4029.693 | 5014 | 5993.7 | 6894.287 | 7699.913 | 8463.107 | 9010.815 | 9338.253 | 9491.079 | 9504.416 | 9415.896 | 9222.41 | 9031.711 | 8848.876 | 8701.151 | 8595.146 | NPgN | GSP | NPg Planning Scenario | Electrolysers (MWh)
NPg Planning Scenario | Dem_BB000e_NPgExtra | MWh | NPgN | POPPLETON | Electrolysers (MWh) | POPP_3 | 0 | 0 | 0 | 0 | 0 | 0 | 0 | 10.917 | 20.089 | 26.328 | 30.389 | 52.837 | 118.418 | 229.003 | 380.637 | 567.86 | 706.746 | 879.379 | 1051.203 | 1209.152 | 1350.446 | 1484.299 | 1580.358 | 1637.786 | 1664.589 | 1666.928 | 1651.403 | 1617.469 | 1584.023 | 1551.957 | 1526.048 | 1507.456 | NPgN | GSP | NPg Planning Scenario | Electrolysers (MWh)
NPg Planning Scenario | Dem_BB000e_NPgExtra | MWh | NPgN | SALTHOLME | Electrolysers (MWh) | SALH_1 | 0 | 0 | 0 | 0 | 0 | 0 | 0 | 0 | 0 | 0 | 0 | 0 | 0 | 0 | 0 | 0 | 0 | 0 | 0 | 0 | 0 | 0 | 0 | 0 | 0 | 0 | 0 | 0 | 0 | 0 | 0 | 0 | NPgN | GSP | NPg Planning Scenario | Electrolysers (MWh)
NPg Planning Scenario | Dem_BB000e_NPgExtra | MWh | NPgN | SOUTH SHIELDS | Electrolysers (MWh) | SSHI_3 | 0 | 0 | 0 | 0 | 0 | 0 | 0 | 0 | 0 | 0 | 0 | 0 | 0 | 0 | 0 | 0 | 0 | 0 | 0 | 0 | 0 | 0 | 0 | 0 | 0 | 0 | 0 | 0 | 0 | 0 | 0 | 0 | NPgN | GSP | NPg Planning Scenario | Electrolysers (MWh)
NPg Planning Scenario | Dem_BB000e_NPgExtra | MWh | NPgN | SPADEADAM | Electrolysers (MWh) | KIELD01 and SPAD20 | 0 | 0 | 0 | 0 | 0 | 0 | 0 | 5.746 | 10.573 | 13.857 | 15.994 | 27.809 | 62.325 | 120.528 | 200.335 | 298.874 | 371.972 | 462.831 | 553.265 | 636.396 | 710.761 | 781.21 | 831.768 | 861.993 | 876.1 | 877.331 | 869.16 | 851.299 | 833.696 | 816.819 | 803.183 | 793.398 | NPgN | GSP | NPg Planning Scenario | Electrolysers (MWh)
NPg Planning Scenario | Dem_BB000e_NPgExtra | MWh | NPgN | SPENNYMOOR | Electrolysers (MWh) | SPEN_1 | 0 | 0 | 0 | 0 | 0 | 0 | 0 | 114.918 | 211.467 | 277.14 | 319.886 | 556.179 | 1246.506 | 2410.558 | 4006.703 | 5977.477 | 7439.433 | 9256.616 | 11065.291 | 12727.914 | 14215.223 | 15624.197 | 16635.35 | 17239.852 | 17521.992 | 17546.614 | 17383.192 | 17025.987 | 16673.927 | 16336.387 | 16063.664 | 15867.962 | NPgN | GSP | NPg Planning Scenario | Electrolysers (MWh)
NPg Planning Scenario | Dem_BB000e_NPgExtra | MWh | NPgN | STELLA NORTH | Electrolysers (MWh) | STEN_1 | 0 | 0 | 0 | 0 | 0 | 0 | 0 | 3.064 | 5.639 | 7.39 | 8.53 | 14.831 | 33.24 | 64.282 | 106.845 | 159.399 | 198.385 | 246.843 | 295.074 | 339.411 | 379.073 | 416.645 | 443.609 | 459.729 | 467.253 | 467.91 | 463.552 | 454.026 | 444.638 | 435.637 | 428.364 | 423.146 | NPgN | GSP | NPg Planning Scenario | Electrolysers (MWh)
NPg Planning Scenario | Dem_BB000e_NPgExtra | MWh | NPgN | STELLA SOUTH | Electrolysers (MWh) | STES_1 | 0 | 0 | 0 | 0 | 0 | 0 | 0 | 12.258 | 22.557 | 29.562 | 34.121 | 59.326 | 132.961 | 257.126 | 427.382 | 637.598 | 793.54 | 987.372 | 1180.298 | 1357.644 | 1516.29 | 1666.581 | 1774.437 | 1838.918 | 1869.013 | 1871.639 | 1854.207 | 1816.105 | 1778.552 | 1742.548 | 1713.457 | 1692.583 | NPgN | GSP | NPg Planning Scenario | Electrolysers (MWh)
NPg Planning Scenario | Dem_BB000e_NPgExtra | MWh | NPgN | TYNEMOUTH | Electrolysers (MWh) | TYNE_1 | 0 | 0 | 0 | 0 | 0 | 0 | 0 | 0 | 0 | 0 | 0 | 0 | 0 | 0 | 0 | 0 | 0 | 0 | 0 | 0 | 0 | 0 | 0 | 0 | 0 | 0 | 0 | 0 | 0 | 0 | 0 | 0 | NPgN | GSP | NPg Planning Scenario | Electrolysers (MWh)
NPg Planning Scenario | Dem_BB000e_NPgExtra | MWh | NPgN | WEST BOLDON | Electrolysers (MWh) | WBOL_6 | 0 | 0 | 0 | 0 | 0 | 0 | 0 | 0 | 0 | 0 | 0 | 0 | 0 | 0 | 0 | 0 | 0 | 0 | 0 | 0 | 0 | 0 | 0 | 0 | 0 | 0 | 0 | 0 | 0 | 0 | 0 | 0 | NPgN | GSP | NPg Planning Scenario | Electrolysers (MWh)
NPg Planning Scenario | Dem_BB000e_NPgExtra | MWh | NPgY | BRADFORD WEST | Electrolysers (MWh) | BRAW_1 | 0 | 0 | 0 | 0 | 0 | 0 | 0 | 19.722 | 36.292 | 47.562 | 54.898 | 95.451 | 213.924 | 413.696 | 687.625 | 1025.846 | 1276.745 | 1588.607 | 1899.009 | 2184.346 | 2439.596 | 2681.402 | 2854.935 | 2958.679 | 3007.099 | 3011.325 | 2983.279 | 2921.976 | 2861.556 | 2803.627 | 2756.823 | 2723.237 | NPgY | GSP | NPg Planning Scenario | Electrolysers (MWh)
NPg Planning Scenario | Dem_BB000e_NPgExtra | MWh | NPgY | CAMBLESFORTH | Electrolysers (MWh) | CAMB_01 | 0 | 0 | 0 | 0 | 0 | 0 | 0 | 1.429 | 2.63 | 3.447 | 3.978 | 6.917 | 15.502 | 29.978 | 49.828 | 74.337 | 92.518 | 115.116 | 137.609 | 158.286 | 176.782 | 194.305 | 206.879 | 214.397 | 217.906 | 218.212 | 216.18 | 211.737 | 207.359 | 203.161 | 199.77 | 197.336 | NPgY | GSP | NPg Planning Scenario | Electrolysers (MWh)
NPg Planning Scenario | Dem_BB000e_NPgExtra | MWh | NPgY | CREYKE BECK | Electrolysers (MWh) | CREB_1 | 0 | 0 | 0 | 0 | 0 | 0 | 0 | 64.168 | 118.08 | 154.75 | 178.619 | 310.561 | 696.026 | 1346.012 | 2237.272 | 3337.717 | 4154.047 | 5168.729 | 6178.661 | 7107.04 | 7937.527 | 8724.273 | 9288.883 | 9626.426 | 9783.968 | 9797.716 | 9706.465 | 9507.007 | 9310.423 | 9121.947 | 8969.663 | 8860.387 | NPgY | GSP | NPg Planning Scenario | Electrolysers (MWh)
NPg Planning Scenario | Dem_BB000e_NPgExtra | MWh | NPgY | DRAX | Electrolysers (MWh) | DRAX_YEDL | 0 | 0 | 0 | 0 | 0 | 0 | 0 | 31.584 | 58.119 | 76.169 | 87.917 | 152.859 | 342.588 | 662.514 | 1101.196 | 1642.841 | 2044.642 | 2544.074 | 3041.167 | 3498.12 | 3906.89 | 4294.13 | 4572.034 | 4738.174 | 4815.717 | 4822.484 | 4777.569 | 4679.396 | 4582.636 | 4489.867 | 4414.912 | 4361.126 | NPgY | GSP | NPg Planning Scenario | Electrolysers (MWh)
NPg Planning Scenario | Dem_BB000e_NPgExtra | MWh | NPgY | ELLAND | Electrolysers (MWh) | ELLA_1 | 0 | 0 | 0 | 0 | 0 | 0 | 0 | 13.577 | 24.983 | 32.742 | 37.792 | 65.709 | 147.266 | 284.791 | 473.365 | 706.198 | 878.919 | 1093.606 | 1307.289 | 1503.717 | 1679.432 | 1845.893 | 1965.354 | 2036.772 | 2070.105 | 2073.013 | 2053.706 | 2011.505 | 1969.911 | 1930.033 | 1897.813 | 1874.692 | NPgY | GSP | NPg Planning Scenario | Electrolysers (MWh)
NPg Planning Scenario | Dem_BB000e_NPgExtra | MWh | NPgY | FERRYBRIDGE A | Electrolysers (MWh) | FERRA2 | 0 | 0 | 0 | 0 | 0 | 0 | 0 | 7.717 | 14.201 | 18.611 | 21.482 | 37.35 | 83.709 | 161.881 | 269.071 | 401.418 | 499.596 | 621.629 | 743.091 | 854.744 | 954.625 | 1049.244 | 1117.148 | 1157.744 | 1176.691 | 1178.345 | 1167.37 | 1143.382 | 1119.739 | 1097.072 | 1078.757 | 1065.614 | NPgY | GSP | NPg Planning Scenario | Electrolysers (MWh)
NPg Planning Scenario | Dem_BB000e_NPgExtra | MWh | NPgY | FERRYBRIDGE B | Electrolysers (MWh) | FERRB9 | 0 | 0 | 0 | 0 | 0 | 0 | 0 | 33.442 | 61.538 | 80.649 | 93.088 | 161.851 | 362.74 | 701.485 | 1165.972 | 1739.478 | 2164.915 | 2693.725 | 3220.06 | 3703.892 | 4136.707 | 4546.726 | 4840.977 | 5016.89 | 5098.994 | 5106.16 | 5058.603 | 4954.654 | 4852.203 | 4753.977 | 4674.613 | 4617.663 | NPgY | GSP | NPg Planning Scenario | Electrolysers (MWh)
NPg Planning Scenario | Dem_BB000e_NPgExtra | MWh | NPgY | GRIMSBY WEST | Electrolysers (MWh) | GRIW_1 | 0 | 0 | 0 | 0 | 0 | 0 | 0 | 10.147 | 18.672 | 24.47 | 28.245 | 49.109 | 110.062 | 212.844 | 353.778 | 527.79 | 656.876 | 817.327 | 977.027 | 1123.83 | 1255.155 | 1379.562 | 1468.843 | 1522.219 | 1547.131 | 1549.305 | 1534.875 | 1503.335 | 1472.25 | 1442.446 | 1418.365 | 1401.086 | NPgY | GSP | NPg Planning Scenario | Electrolysers (MWh)
NPg Planning Scenario | Dem_BB000e_NPgExtra | MWh | NPgY | JORDANTHORPE | Electrolysers (MWh) | JORD_3 | 0 | 0 | 0 | 0 | 0 | 0 | 0 | 0 | 0 | 0 | 0 | 0 | 0 | 0 | 0 | 0 | 0 | 0 | 0 | 0 | 0 | 0 | 0 | 0 | 0 | 0 | 0 | 0 | 0 | 0 | 0 | 0 | NPgY | GSP | NPg Planning Scenario | Electrolysers (MWh)
NPg Planning Scenario | Dem_BB000e_NPgExtra | MWh | NPgY | KEADBY | Electrolysers (MWh) | KEAD_YEDL | 0 | 0 | 0 | 0 | 0 | 0 | 0 | 38.444 | 70.743 | 92.712 | 107.012 | 186.06 | 416.996 | 806.408 | 1340.37 | 1999.657 | 2488.727 | 3096.633 | 3701.692 | 4257.893 | 4755.445 | 5226.791 | 5565.055 | 5767.28 | 5861.665 | 5869.901 | 5815.232 | 5695.735 | 5577.96 | 5465.042 | 5373.807 | 5308.339 | NPgY | GSP | NPg Planning Scenario | Electrolysers (MWh)
NPg Planning Scenario | Dem_BB000e_NPgExtra | MWh | NPgY | KIRKSTALL B | Electrolysers (MWh) | KIRKB1 | 0 | 0 | 0 | 0 | 0 | 0 | 0 | 0 | 0 | 0 | 0 | 0 | 0 | 0 | 0 | 0 | 0 | 0 | 0 | 0 | 0 | 0 | 0 | 0 | 0 | 0 | 0 | 0 | 0 | 0 | 0 | 0 | NPgY | GSP | NPg Planning Scenario | Electrolysers (MWh)
NPg Planning Scenario | Dem_BB000e_NPgExtra | MWh | NPgY | NEEPSEND | Electrolysers (MWh) | NEEP_3 | 0 | 0 | 0 | 0 | 0 | 0 | 0 | 0 | 0 | 0 | 0 | 0 | 0 | 0 | 0 | 0 | 0 | 0 | 0 | 0 | 0 | 0 | 0 | 0 | 0 | 0 | 0 | 0 | 0 | 0 | 0 | 0 | NPgY | GSP | NPg Planning Scenario | Electrolysers (MWh)
NPg Planning Scenario | Dem_BB000e_NPgExtra | MWh | NPgY | NORTON LEES | Electrolysers (MWh) | NORL_3 | 0 | 0 | 0 | 0 | 0 | 0 | 0 | 0 | 0 | 0 | 0 | 0 | 0 | 0 | 0 | 0 | 0 | 0 | 0 | 0 | 0 | 0 | 0 | 0 | 0 | 0 | 0 | 0 | 0 | 0 | 0 | 0 | NPgY | GSP | NPg Planning Scenario | Electrolysers (MWh)
NPg Planning Scenario | Dem_BB000e_NPgExtra | MWh | NPgY | PITSMOOR 3/4 | Electrolysers (MWh) | PITS_BB_B | 0 | 0 | 0 | 0 | 0 | 0 | 0 | 0 | 0 | 0 | 0 | 0 | 0 | 0 | 0 | 0 | 0 | 0 | 0 | 0 | 0 | 0 | 0 | 0 | 0 | 0 | 0 | 0 | 0 | 0 | 0 | 0 | NPgY | GSP | NPg Planning Scenario | Electrolysers (MWh)
NPg Planning Scenario | Dem_BB000e_NPgExtra | MWh | NPgY | SALTEND NORTH | Electrolysers (MWh) | SALT_1 | 0 | 0 | 0 | 0 | 0 | 0 | 0 | 1.429 | 2.63 | 3.447 | 3.978 | 6.917 | 15.502 | 29.978 | 49.828 | 74.337 | 92.518 | 115.116 | 137.609 | 158.286 | 176.782 | 194.305 | 206.879 | 214.397 | 217.906 | 218.212 | 216.18 | 211.737 | 207.359 | 203.161 | 199.77 | 197.336 | NPgY | GSP | NPg Planning Scenario | Electrolysers (MWh)
NPg Planning Scenario | Dem_BB000e_NPgExtra | MWh | NPgY | SHEFFIELD CITY | Electrolysers (MWh) | SHEC_3 | 0 | 0 | 0 | 0 | 0 | 0 | 0 | 0 | 0 | 0 | 0 | 0 | 0 | 0 | 0 | 0 | 0 | 0 | 0 | 0 | 0 | 0 | 0 | 0 | 0 | 0 | 0 | 0 | 0 | 0 | 0 | 0 | NPgY | GSP | NPg Planning Scenario | Electrolysers (MWh)
NPg Planning Scenario | Dem_BB000e_NPgExtra | MWh | NPgY | SKELTON GRANGE | Electrolysers (MWh) | SKLGB1 | 0 | 0 | 0 | 0 | 0 | 0 | 0 | 1.429 | 2.63 | 3.447 | 3.978 | 6.917 | 15.502 | 29.978 | 49.828 | 74.337 | 92.518 | 115.116 | 137.609 | 158.286 | 176.782 | 194.305 | 206.879 | 214.397 | 217.906 | 218.212 | 216.18 | 211.737 | 207.359 | 203.161 | 199.77 | 197.336 | NPgY | GSP | NPg Planning Scenario | Electrolysers (MWh)
NPg Planning Scenario | Dem_BB000e_NPgExtra | MWh | NPgY | TEMPLEBOROUGH 275/33KV | Electrolysers (MWh) | TEMP_3 | 0 | 0 | 0 | 0 | 0 | 0 | 0 | 0 | 0 | 0 | 0 | 0 | 0 | 0 | 0 | 0 | 0 | 0 | 0 | 0 | 0 | 0 | 0 | 0 | 0 | 0 | 0 | 0 | 0 | 0 | 0 | 0 | NPgY | GSP | NPg Planning Scenario | Electrolysers (MWh)
NPg Planning Scenario | Dem_BB000e_NPgExtra | MWh | NPgY | THURCROFT | Electrolysers (MWh) | THUR_6 | 0 | 0 | 0 | 0 | 0 | 0 | 0 | 39.444 | 72.583 | 95.125 | 109.797 | 190.901 | 427.847 | 827.393 | 1375.249 | 2051.692 | 2553.49 | 3177.214 | 3798.019 | 4368.693 | 4879.193 | 5362.805 | 5709.87 | 5917.358 | 6014.199 | 6022.65 | 5966.557 | 5843.951 | 5723.111 | 5607.255 | 5513.646 | 5446.474 | NPgY | GSP | NPg Planning Scenario | Electrolysers (MWh)
NPg Planning Scenario | Dem_BB000e_NPgExtra | MWh | NPgY | WEST MELTON / THORPE MARSH | Electrolysers (MWh) | WMEL_THOM | 0 | 0 | 0 | 0 | 0 | 0 | 0 | 27.868 | 51.282 | 67.208 | 77.574 | 134.876 | 302.283 | 584.571 | 971.644 | 1449.565 | 1804.096 | 2244.771 | 2683.383 | 3086.576 | 3447.256 | 3788.938 | 4034.147 | 4180.742 | 4249.162 | 4255.133 | 4215.502 | 4128.878 | 4043.502 | 3961.647 | 3895.511 | 3848.052 | NPgY | GSP | NPg Planning Scenario | Electrolysers (MWh)
NPg Planning Scenario | Dem_BB000e_NPgExtra | MWh | NPgY | WEST MELTON SECTION 3 | Electrolysers (MWh) | WMEL_BB3 | 0 | 0 | 0 | 0 | 0 | 0 | 0 | 14.434 | 26.561 | 34.81 | 40.179 | 69.859 | 156.567 | 302.778 | 503.262 | 750.8 | 934.429 | 1162.676 | 1389.855 | 1598.688 | 1785.502 | 1962.476 | 2089.481 | 2165.41 | 2200.848 | 2203.941 | 2183.414 | 2138.547 | 2094.327 | 2051.93 | 2017.675 | 1993.094 | NPgY | GSP | NPg Planning Scenario | Electrolysers (MWh)
NPg Planning Scenario | Dem_BB000e_NPgExtra | MWh | NPgY | WINCOBANK | Electrolysers (MWh) | WIBA_3 | 0 | 0 | 0 | 0 | 0 | 0 | 0 | 0 | 0 | 0 | 0 | 0 | 0 | 0 | 0 | 0 | 0 | 0 | 0 | 0 | 0 | 0 | 0 | 0 | 0 | 0 | 0 | 0 | 0 | 0 | 0 | 0 | NPgY | GSP | NPg Planning Scenario | Electrolysers (MWh)
NPg Planning Scenario | Dem_BB000f_NPgExtra | MWh | NPgN | BLYTH 66kV | Large industry (MWh) | BLYTB1 | 0 | 0 | 110.037 | 220.075 | 330.112 | 440.15 | 550.187 | 737.493 | 924.798 | 1112.104 | 1299.409 | 1486.715 | 1795.286 | 2103.858 | 2412.43 | 2721.001 | 3029.573 | 3437.098 | 3844.623 | 4252.148 | 4659.673 | 5067.198 | 5862.543 | 6657.887 | 7453.232 | 8248.577 | 9043.921 | 9043.921 | 9043.921 | 9043.921 | 9043.921 | 9043.921 | NPgN | GSP | NPg Planning Scenario | Large industry (MWh)
NPg Planning Scenario | Dem_BB000f_NPgExtra | MWh | NPgN | BLYTH 132kV | Large industry (MWh) | BLYTH132 | 0 | 0 | 0 | 0 | 0 | 0 | 0 | 0 | 0 | 0 | 0 | 0 | 0 | 0 | 0 | 0 | 0 | 0 | 0 | 0 | 0 | 0 | 0 | 0 | 0 | 0 | 0 | 0 | 0 | 0 | 0 | 0 | NPgN | GSP | NPg Planning Scenario | Large industry (MWh)
NPg Planning Scenario | Dem_BB000f_NPgExtra | MWh | NPgN | FOURSTONES | Large industry (MWh) | FOUR_1 | 0 | 0 | 0 | 0 | 0 | 0 | 0 | 0 | 0 | 0 | 0 | 0 | 0 | 0 | 0 | 0 | 0 | 0 | 0 | 0 | 0 | 0 | 0 | 0 | 0 | 0 | 0 | 0 | 0 | 0 | 0 | 0 | NPgN | GSP | NPg Planning Scenario | Large industry (MWh)
NPg Planning Scenario | Dem_BB000f_NPgExtra | MWh | NPgN | HARTMOOR | Large industry (MWh) | HARM_6 | 0 | 0 | 3207.576 | 6415.153 | 9622.729 | 12830.305 | 16037.881 | 22654.608 | 29271.335 | 35888.062 | 42504.789 | 49121.516 | 57421.146 | 65720.776 | 74020.407 | 82320.037 | 90619.667 | 101243.474 | 111867.28 | 122491.087 | 133114.894 | 143738.701 | 164366.551 | 184994.4 | 205622.249 | 226250.099 | 246877.948 | 246877.948 | 246877.948 | 246877.948 | 246877.948 | 246877.948 | NPgN | GSP | NPg Planning Scenario | Large industry (MWh)
NPg Planning Scenario | Dem_BB000f_NPgExtra | MWh | NPgN | HAWTHORN PIT GRID | Large industry (MWh) | HAWP_6 | 0 | 0 | 56.89 | 113.78 | 170.67 | 227.559 | 284.449 | 381.287 | 478.125 | 574.963 | 671.801 | 768.638 | 928.171 | 1087.704 | 1247.237 | 1406.77 | 1566.303 | 1776.996 | 1987.688 | 2198.38 | 2409.072 | 2619.765 | 3030.962 | 3442.159 | 3853.356 | 4264.552 | 4675.749 | 4675.749 | 4675.749 | 4675.749 | 4675.749 | 4675.749 | NPgN | GSP | NPg Planning Scenario | Large industry (MWh)
NPg Planning Scenario | Dem_BB000f_NPgExtra | MWh | NPgN | KNARESBOROUGH | Large industry (MWh) | KNARE_111 | 0 | 0 | 277.193 | 554.387 | 831.58 | 1108.774 | 1385.967 | 1721.517 | 2057.067 | 2392.617 | 2728.167 | 3063.717 | 3740.257 | 4416.798 | 5093.338 | 5769.879 | 6446.419 | 6930.487 | 7414.555 | 7898.622 | 8382.69 | 8866.758 | 8866.758 | 8866.758 | 8866.758 | 8866.758 | 8866.758 | 8866.758 | 8866.758 | 8866.758 | 8866.758 | 8866.758 | NPgN | GSP | NPg Planning Scenario | Large industry (MWh)
NPg Planning Scenario | Dem_BB000f_NPgExtra | MWh | NPgN | LACKENBY | Large industry (MWh) | LACK_6 | 0 | 0 | 14334.076 | 28668.152 | 43002.228 | 57336.305 | 71670.381 | 95518.836 | 119367.291 | 143215.747 | 167064.202 | 190912.657 | 230699.983 | 270487.309 | 310274.635 | 350061.961 | 389849.286 | 440742.554 | 491635.821 | 542529.088 | 593422.355 | 644315.622 | 739824.039 | 835332.456 | 930840.872 | 1026349.289 | 1121857.705 | 1121857.705 | 1121857.705 | 1121857.705 | 1121857.705 | 1121857.705 | NPgN | GSP | NPg Planning Scenario | Large industry (MWh)
NPg Planning Scenario | Dem_BB000f_NPgExtra | MWh | NPgN | NORTON | Large industry (MWh) | NORT_1 | 0 | 0 | 16004.977 | 32009.954 | 48014.932 | 64019.909 | 80024.886 | 111789.216 | 143553.545 | 175317.874 | 207082.204 | 238846.533 | 281011.611 | 323176.689 | 365341.767 | 407506.846 | 449671.924 | 504040.183 | 558408.443 | 612776.702 | 667144.962 | 721513.221 | 827206.347 | 932899.472 | 1038592.597 | 1144285.722 | 1249978.847 | 1249978.847 | 1249978.847 | 1249978.847 | 1249978.847 | 1249978.847 | NPgN | GSP | NPg Planning Scenario | Large industry (MWh)
NPg Planning Scenario | Dem_BB000f_NPgExtra | MWh | NPgN | OFFERTON | Large industry (MWh) | OFFE_3 | 0 | 0 | 0 | 0 | 0 | 0 | 0 | 0 | 0 | 0 | 0 | 0 | 0 | 0 | 0 | 0 | 0 | 0 | 0 | 0 | 0 | 0 | 0 | 0 | 0 | 0 | 0 | 0 | 0 | 0 | 0 | 0 | NPgN | GSP | NPg Planning Scenario | Large industry (MWh)
NPg Planning Scenario | Dem_BB000f_NPgExtra | MWh | NPgN | OSBALDWICK | Large industry (MWh) | OSBA_1 | 0 | 0 | 4040.791 | 8081.582 | 12122.372 | 16163.163 | 20203.954 | 40298.698 | 60393.441 | 80488.185 | 100582.928 | 120677.672 | 124066.352 | 127455.032 | 130843.712 | 134232.392 | 137621.072 | 138241.998 | 138862.924 | 139483.85 | 140104.775 | 140725.701 | 140725.701 | 140725.701 | 140725.701 | 140725.701 | 140725.701 | 140725.701 | 140725.701 | 140725.701 | 140725.701 | 140725.701 | NPgN | GSP | NPg Planning Scenario | Large industry (MWh)
NPg Planning Scenario | Dem_BB000f_NPgExtra | MWh | NPgN | POPPLETON | Large industry (MWh) | POPP_3 | 0 | 0 | 0 | 0 | 0 | 0 | 0 | 0 | 0 | 0 | 0 | 0 | 0 | 0 | 0 | 0 | 0 | 0 | 0 | 0 | 0 | 0 | 0 | 0 | 0 | 0 | 0 | 0 | 0 | 0 | 0 | 0 | NPgN | GSP | NPg Planning Scenario | Large industry (MWh)
NPg Planning Scenario | Dem_BB000f_NPgExtra | MWh | NPgN | SALTHOLME | Large industry (MWh) | SALH_1 | 0 | 0 | 0 | 0 | 0 | 0 | 0 | 0 | 0 | 0 | 0 | 0 | 0 | 0 | 0 | 0 | 0 | 0 | 0 | 0 | 0 | 0 | 0 | 0 | 0 | 0 | 0 | 0 | 0 | 0 | 0 | 0 | NPgN | GSP | NPg Planning Scenario | Large industry (MWh)
NPg Planning Scenario | Dem_BB000f_NPgExtra | MWh | NPgN | SOUTH SHIELDS | Large industry (MWh) | SSHI_3 | 0 | 0 | 0 | 0 | 0 | 0 | 0 | 0 | 0 | 0 | 0 | 0 | 0 | 0 | 0 | 0 | 0 | 0 | 0 | 0 | 0 | 0 | 0 | 0 | 0 | 0 | 0 | 0 | 0 | 0 | 0 | 0 | NPgN | GSP | NPg Planning Scenario | Large industry (MWh)
NPg Planning Scenario | Dem_BB000f_NPgExtra | MWh | NPgN | SPADEADAM | Large industry (MWh) | KIELD01 and SPAD20 | 0 | 0 | 0 | 0 | 0 | 0 | 0 | 0 | 0 | 0 | 0 | 0 | 0 | 0 | 0 | 0 | 0 | 0 | 0 | 0 | 0 | 0 | 0 | 0 | 0 | 0 | 0 | 0 | 0 | 0 | 0 | 0 | NPgN | GSP | NPg Planning Scenario | Large industry (MWh)
NPg Planning Scenario | Dem_BB000f_NPgExtra | MWh | NPgN | SPENNYMOOR | Large industry (MWh) | SPEN_1 | 0 | 0 | 1482.719 | 2965.438 | 4448.157 | 5930.876 | 7413.595 | 9256.096 | 11098.598 | 12941.1 | 14783.602 | 16626.104 | 19471.178 | 22316.252 | 25161.326 | 28006.4 | 30851.474 | 33724.361 | 36597.247 | 39470.133 | 42343.019 | 45215.905 | 47286.957 | 49358.008 | 51429.06 | 53500.112 | 55571.163 | 55571.163 | 55571.163 | 55571.163 | 55571.163 | 55571.163 | NPgN | GSP | NPg Planning Scenario | Large industry (MWh)
NPg Planning Scenario | Dem_BB000f_NPgExtra | MWh | NPgN | STELLA NORTH | Large industry (MWh) | STEN_1 | 0 | 0 | 1528.17 | 3056.341 | 4584.511 | 6112.681 | 7640.852 | 11066.998 | 14493.145 | 17919.291 | 21345.437 | 24771.584 | 27830.184 | 30888.785 | 33947.385 | 37005.985 | 40064.586 | 42066.023 | 44067.461 | 46068.898 | 48070.336 | 50071.773 | 50071.773 | 50071.773 | 50071.773 | 50071.773 | 50071.773 | 50071.773 | 50071.773 | 50071.773 | 50071.773 | 50071.773 | NPgN | GSP | NPg Planning Scenario | Large industry (MWh)
NPg Planning Scenario | Dem_BB000f_NPgExtra | MWh | NPgN | STELLA SOUTH | Large industry (MWh) | STES_1 | 0 | 0 | 4521.404 | 9042.808 | 13564.211 | 18085.615 | 22607.019 | 27633.812 | 32660.605 | 37687.397 | 42714.19 | 47740.983 | 54572.618 | 61404.254 | 68235.889 | 75067.524 | 81899.16 | 88467.638 | 95036.116 | 101604.594 | 108173.071 | 114741.549 | 114741.549 | 114741.549 | 114741.549 | 114741.549 | 114741.549 | 114741.549 | 114741.549 | 114741.549 | 114741.549 | 114741.549 | NPgN | GSP | NPg Planning Scenario | Large industry (MWh)
NPg Planning Scenario | Dem_BB000f_NPgExtra | MWh | NPgN | TYNEMOUTH | Large industry (MWh) | TYNE_1 | 0 | 0 | 4506.082 | 9012.164 | 13518.245 | 18024.327 | 22530.409 | 28069.504 | 33608.598 | 39147.693 | 44686.787 | 50225.882 | 52205.153 | 54184.425 | 56163.696 | 58142.968 | 60122.239 | 64855.576 | 69588.912 | 74322.248 | 79055.585 | 83788.921 | 83788.921 | 83788.921 | 83788.921 | 83788.921 | 83788.921 | 83788.921 | 83788.921 | 83788.921 | 83788.921 | 83788.921 | NPgN | GSP | NPg Planning Scenario | Large industry (MWh)
NPg Planning Scenario | Dem_BB000f_NPgExtra | MWh | NPgN | WEST BOLDON | Large industry (MWh) | WBOL_6 | 0 | 0 | 158.111 | 316.222 | 474.333 | 632.443 | 790.554 | 1059.69 | 1328.826 | 1597.963 | 1867.099 | 2136.235 | 2579.616 | 3022.997 | 3466.379 | 3909.76 | 4353.141 | 4938.707 | 5524.272 | 6109.838 | 6695.404 | 7280.969 | 8423.786 | 9566.603 | 10709.421 | 11852.238 | 12995.055 | 12995.055 | 12995.055 | 12995.055 | 12995.055 | 12995.055 | NPgN | GSP | NPg Planning Scenario | Large industry (MWh)
NPg Planning Scenario | Dem_BB000f_NPgExtra | MWh | NPgY | BRADFORD WEST | Large industry (MWh) | BRAW_1 | 0 | 0 | 1734.039 | 3468.079 | 5202.118 | 6936.158 | 8670.197 | 17293.528 | 25916.86 | 34540.191 | 43163.522 | 51786.853 | 53241.05 | 54695.247 | 56149.443 | 57603.64 | 59057.837 | 59324.297 | 59590.757 | 59857.217 | 60123.677 | 60390.137 | 60390.137 | 60390.137 | 60390.137 | 60390.137 | 60390.137 | 60390.137 | 60390.137 | 60390.137 | 60390.137 | 60390.137 | NPgY | GSP | NPg Planning Scenario | Large industry (MWh)
NPg Planning Scenario | Dem_BB000f_NPgExtra | MWh | NPgY | CAMBLESFORTH | Large industry (MWh) | CAMB_01 | 0 | 0 | 5276.195 | 10552.391 | 15828.586 | 21104.782 | 26380.977 | 32534.114 | 38687.251 | 44840.388 | 50993.525 | 57146.662 | 56517.367 | 55888.072 | 55258.777 | 54629.482 | 54000.187 | 53613.109 | 53226.032 | 52838.954 | 52451.876 | 52064.798 | 53504.66 | 54944.523 | 56384.386 | 57824.249 | 59264.111 | 59264.111 | 59264.111 | 59264.111 | 59264.111 | 59264.111 | NPgY | GSP | NPg Planning Scenario | Large industry (MWh)
NPg Planning Scenario | Dem_BB000f_NPgExtra | MWh | NPgY | CREYKE BECK | Large industry (MWh) | CREB_1 | 0 | 0 | 2543.635 | 5087.27 | 7630.905 | 10174.54 | 12718.175 | 19064.493 | 25410.811 | 31757.13 | 38103.448 | 44449.766 | 49433.333 | 54416.9 | 59400.467 | 64384.034 | 69367.601 | 73056.034 | 76744.467 | 80432.9 | 84121.333 | 87809.766 | 89910.882 | 92011.999 | 94113.116 | 96214.232 | 98315.349 | 98315.349 | 98315.349 | 98315.349 | 98315.349 | 98315.349 | NPgY | GSP | NPg Planning Scenario | Large industry (MWh)
NPg Planning Scenario | Dem_BB000f_NPgExtra | MWh | NPgY | DRAX | Large industry (MWh) | DRAX_YEDL | 0 | 0 | 1242.145 | 2484.289 | 3726.434 | 4968.579 | 6210.724 | 9758.678 | 13306.633 | 16854.587 | 20402.541 | 23950.496 | 26572.24 | 29193.985 | 31815.729 | 34437.474 | 37059.218 | 40103.623 | 43148.027 | 46192.432 | 49236.837 | 52281.241 | 58091.398 | 63901.555 | 69711.712 | 75521.868 | 81332.025 | 81332.025 | 81332.025 | 81332.025 | 81332.025 | 81332.025 | NPgY | GSP | NPg Planning Scenario | Large industry (MWh)
NPg Planning Scenario | Dem_BB000f_NPgExtra | MWh | NPgY | ELLAND | Large industry (MWh) | ELLA_1 | 0 | 0 | 8513.569 | 17027.139 | 25540.708 | 34054.277 | 42567.847 | 52753.374 | 62938.902 | 73124.43 | 83309.958 | 93495.486 | 101433.494 | 109371.502 | 117309.511 | 125247.519 | 133185.527 | 146114.787 | 159044.047 | 171973.307 | 184902.568 | 197831.828 | 206868.912 | 215905.997 | 224943.082 | 233980.166 | 243017.251 | 243017.251 | 243017.251 | 243017.251 | 243017.251 | 243017.251 | NPgY | GSP | NPg Planning Scenario | Large industry (MWh)
NPg Planning Scenario | Dem_BB000f_NPgExtra | MWh | NPgY | FERRYBRIDGE A | Large industry (MWh) | FERRA2 | 0 | 0 | 7496.829 | 14993.658 | 22490.487 | 29987.317 | 37484.146 | 46319.789 | 55155.431 | 63991.074 | 72826.717 | 81662.36 | 90158.8 | 98655.24 | 107151.68 | 115648.12 | 124144.56 | 130025.401 | 135906.241 | 141787.082 | 147667.923 | 153548.764 | 153548.764 | 153548.764 | 153548.764 | 153548.764 | 153548.764 | 153548.764 | 153548.764 | 153548.764 | 153548.764 | 153548.764 | NPgY | GSP | NPg Planning Scenario | Large industry (MWh)
NPg Planning Scenario | Dem_BB000f_NPgExtra | MWh | NPgY | FERRYBRIDGE B | Large industry (MWh) | FERRB9 | 0 | 0 | 9063.389 | 18126.779 | 27190.168 | 36253.557 | 45316.946 | 59644.335 | 73971.723 | 88299.111 | 102626.499 | 116953.887 | 123409.481 | 129865.075 | 136320.668 | 142776.262 | 149231.855 | 153126.662 | 157021.469 | 160916.276 | 164811.082 | 168705.889 | 168705.889 | 168705.889 | 168705.889 | 168705.889 | 168705.889 | 168705.889 | 168705.889 | 168705.889 | 168705.889 | 168705.889 | NPgY | GSP | NPg Planning Scenario | Large industry (MWh)
NPg Planning Scenario | Dem_BB000f_NPgExtra | MWh | NPgY | GRIMSBY WEST | Large industry (MWh) | GRIW_1 | 0 | 0 | 7887.61 | 15775.219 | 23662.829 | 31550.439 | 39438.048 | 51387.757 | 63337.465 | 75287.173 | 87236.881 | 99186.589 | 120213.526 | 141240.463 | 162267.4 | 183294.337 | 204321.273 | 227655.36 | 250989.447 | 274323.533 | 297657.62 | 320991.707 | 356296.225 | 391600.744 | 426905.263 | 462209.781 | 497514.3 | 497514.3 | 497514.3 | 497514.3 | 497514.3 | 497514.3 | NPgY | GSP | NPg Planning Scenario | Large industry (MWh)
NPg Planning Scenario | Dem_BB000f_NPgExtra | MWh | NPgY | JORDANTHORPE | Large industry (MWh) | JORD_3 | 0 | 0 | 0 | 0 | 0 | 0 | 0 | 0 | 0 | 0 | 0 | 0 | 0 | 0 | 0 | 0 | 0 | 0 | 0 | 0 | 0 | 0 | 0 | 0 | 0 | 0 | 0 | 0 | 0 | 0 | 0 | 0 | NPgY | GSP | NPg Planning Scenario | Large industry (MWh)
NPg Planning Scenario | Dem_BB000f_NPgExtra | MWh | NPgY | KEADBY | Large industry (MWh) | KEAD_YEDL | 0 | 0 | 1457.814 | 2915.629 | 4373.443 | 5831.257 | 7289.072 | 9696.792 | 12104.512 | 14512.233 | 16919.953 | 19327.673 | 23361.191 | 27394.708 | 31428.225 | 35461.743 | 39495.26 | 44600.64 | 49706.02 | 54811.399 | 59916.779 | 65022.159 | 74474.694 | 83927.23 | 93379.765 | 102832.3 | 112284.836 | 112284.836 | 112284.836 | 112284.836 | 112284.836 | 112284.836 | NPgY | GSP | NPg Planning Scenario | Large industry (MWh)
NPg Planning Scenario | Dem_BB000f_NPgExtra | MWh | NPgY | KIRKSTALL B | Large industry (MWh) | KIRKB1 | 0 | 0 | 1015.776 | 2031.552 | 3047.327 | 4063.103 | 5078.879 | 6308.502 | 7538.126 | 8767.749 | 9997.373 | 11226.996 | 13706.18 | 16185.364 | 18664.548 | 21143.733 | 23622.917 | 25396.784 | 27170.651 | 28944.518 | 30718.385 | 32492.252 | 32492.252 | 32492.252 | 32492.252 | 32492.252 | 32492.252 | 32492.252 | 32492.252 | 32492.252 | 32492.252 | 32492.252 | NPgY | GSP | NPg Planning Scenario | Large industry (MWh)
NPg Planning Scenario | Dem_BB000f_NPgExtra | MWh | NPgY | NEEPSEND | Large industry (MWh) | NEEP_3 | 0 | 0 | 600.269 | 1200.537 | 1800.806 | 2401.075 | 3001.344 | 5986.464 | 8971.584 | 11956.704 | 14941.825 | 17926.945 | 18430.341 | 18933.737 | 19437.134 | 19940.53 | 20443.926 | 20536.166 | 20628.406 | 20720.646 | 20812.886 | 20905.126 | 20905.126 | 20905.126 | 20905.126 | 20905.126 | 20905.126 | 20905.126 | 20905.126 | 20905.126 | 20905.126 | 20905.126 | NPgY | GSP | NPg Planning Scenario | Large industry (MWh)
NPg Planning Scenario | Dem_BB000f_NPgExtra | MWh | NPgY | NORTON LEES | Large industry (MWh) | NORL_3 | 0 | 0 | 0 | 0 | 0 | 0 | 0 | 0 | 0 | 0 | 0 | 0 | 0 | 0 | 0 | 0 | 0 | 0 | 0 | 0 | 0 | 0 | 0 | 0 | 0 | 0 | 0 | 0 | 0 | 0 | 0 | 0 | NPgY | GSP | NPg Planning Scenario | Large industry (MWh)
NPg Planning Scenario | Dem_BB000f_NPgExtra | MWh | NPgY | PITSMOOR 3/4 | Large industry (MWh) | PITS_BB_B | 0 | 0 | 0 | 0 | 0 | 0 | 0 | 0 | 0 | 0 | 0 | 0 | 0 | 0 | 0 | 0 | 0 | 0 | 0 | 0 | 0 | 0 | 0 | 0 | 0 | 0 | 0 | 0 | 0 | 0 | 0 | 0 | NPgY | GSP | NPg Planning Scenario | Large industry (MWh)
NPg Planning Scenario | Dem_BB000f_NPgExtra | MWh | NPgY | SALTEND NORTH | Large industry (MWh) | SALT_1 | 0 | 0 | 8527.663 | 17055.326 | 25582.988 | 34110.651 | 42638.314 | 61404.99 | 80171.667 | 98938.343 | 117705.02 | 136471.696 | 157830.691 | 179189.686 | 200548.681 | 221907.676 | 243266.671 | 270235.387 | 297204.103 | 324172.82 | 351141.536 | 378110.252 | 430353.888 | 482597.523 | 534841.159 | 587084.795 | 639328.431 | 639328.431 | 639328.431 | 639328.431 | 639328.431 | 639328.431 | NPgY | GSP | NPg Planning Scenario | Large industry (MWh)
NPg Planning Scenario | Dem_BB000f_NPgExtra | MWh | NPgY | SHEFFIELD CITY | Large industry (MWh) | SHEC_3 | 0 | 0 | 0 | 0 | 0 | 0 | 0 | 0 | 0 | 0 | 0 | 0 | 0 | 0 | 0 | 0 | 0 | 0 | 0 | 0 | 0 | 0 | 0 | 0 | 0 | 0 | 0 | 0 | 0 | 0 | 0 | 0 | NPgY | GSP | NPg Planning Scenario | Large industry (MWh)
NPg Planning Scenario | Dem_BB000f_NPgExtra | MWh | NPgY | SKELTON GRANGE | Large industry (MWh) | SKLGB1 | 0 | 0 | 4549.699 | 9099.399 | 13649.098 | 18198.797 | 22748.496 | 30310.154 | 37871.811 | 45433.468 | 52995.126 | 60556.783 | 65776.392 | 70996 | 76215.609 | 81435.217 | 86654.826 | 92585.433 | 98516.04 | 104446.647 | 110377.254 | 116307.861 | 126904.971 | 137502.081 | 148099.19 | 158696.3 | 169293.409 | 169293.409 | 169293.409 | 169293.409 | 169293.409 | 169293.409 | NPgY | GSP | NPg Planning Scenario | Large industry (MWh)
NPg Planning Scenario | Dem_BB000f_NPgExtra | MWh | NPgY | TEMPLEBOROUGH 275/33KV | Large industry (MWh) | TEMP_3 | 0 | 0 | 0 | 0 | 0 | 0 | 0 | 0 | 0 | 0 | 0 | 0 | 0 | 0 | 0 | 0 | 0 | 0 | 0 | 0 | 0 | 0 | 0 | 0 | 0 | 0 | 0 | 0 | 0 | 0 | 0 | 0 | NPgY | GSP | NPg Planning Scenario | Large industry (MWh)
NPg Planning Scenario | Dem_BB000f_NPgExtra | MWh | NPgY | THURCROFT | Large industry (MWh) | THUR_6 | 0 | 0 | 552.072 | 1104.143 | 1656.215 | 2208.286 | 2760.358 | 5505.794 | 8251.231 | 10996.667 | 13742.104 | 16487.541 | 16950.518 | 17413.495 | 17876.472 | 18339.449 | 18802.426 | 18887.26 | 18972.094 | 19056.928 | 19141.761 | 19226.595 | 19226.595 | 19226.595 | 19226.595 | 19226.595 | 19226.595 | 19226.595 | 19226.595 | 19226.595 | 19226.595 | 19226.595 | NPgY | GSP | NPg Planning Scenario | Large industry (MWh)
NPg Planning Scenario | Dem_BB000f_NPgExtra | MWh | NPgY | WEST MELTON / THORPE MARSH | Large industry (MWh) | WMEL_THOM | 0 | 0 | 15102.104 | 30204.209 | 45306.313 | 60408.417 | 75510.522 | 91431.528 | 107352.533 | 123273.539 | 139194.545 | 155115.551 | 159250.298 | 163385.045 | 167519.792 | 171654.54 | 175789.287 | 186101.591 | 196413.895 | 206726.2 | 217038.504 | 227350.808 | 227350.808 | 227350.808 | 227350.808 | 227350.808 | 227350.808 | 227350.808 | 227350.808 | 227350.808 | 227350.808 | 227350.808 | NPgY | GSP | NPg Planning Scenario | Large industry (MWh)
NPg Planning Scenario | Dem_BB000f_NPgExtra | MWh | NPgY | WEST MELTON SECTION 3 | Large industry (MWh) | WMEL_BB3 | 0 | 0 | 8106.714 | 16213.428 | 24320.142 | 32426.856 | 40533.57 | 49539.887 | 58546.204 | 67552.52 | 76558.837 | 85565.154 | 87055.646 | 88546.139 | 90036.631 | 91527.124 | 93017.616 | 95562.858 | 98108.099 | 100653.341 | 103198.582 | 105743.824 | 105743.824 | 105743.824 | 105743.824 | 105743.824 | 105743.824 | 105743.824 | 105743.824 | 105743.824 | 105743.824 | 105743.824 | NPgY | GSP | NPg Planning Scenario | Large industry (MWh)
NPg Planning Scenario | Dem_BB000f_NPgExtra | MWh | NPgY | WINCOBANK | Large industry (MWh) | WIBA_3 | 0 | 0 | 0 | 0 | 0 | 0 | 0 | 0 | 0 | 0 | 0 | 0 | 0 | 0 | 0 | 0 | 0 | 0 | 0 | 0 | 0 | 0 | 0 | 0 | 0 | 0 | 0 | 0 | 0 | 0 | 0 | 0 | NPgY | GSP | NPg Planning Scenario | Large industry (MWh)
NPg Planning Scenario | Dem_BB001a | Number of | NPgN | BLYTH 66kV | Number of domestic customers | BLYTB1 | 105147 | 105725 | 106294 | 106821 | 107328 | 107833 | 108357 | 108891 | 109385 | 109885 | 110349 | 110820 | 111285 | 111685 | 112080 | 112436 | 112780 | 113106 | 113402 | 113674 | 113915 | 114211 | 114506 | 114802 | 115098 | 115394 | 115689 | 115985 | 116281 | 116577 | 116872 | 117168 | NPgN | GSP | NPg Planning Scenario | Number of domestic customers
NPg Planning Scenario | Dem_BB001a | Number of | NPgN | BLYTH 132kV | Number of domestic customers | BLYTH132 | 28872 | 29009 | 29141 | 29264 | 29377 | 29491 | 29610 | 29727 | 29834 | 29941 | 30040 | 30141 | 30239 | 30319 | 30398 | 30465 | 30530 | 30587 | 30637 | 30679 | 30713 | 30763 | 30812 | 30862 | 30911 | 30961 | 31011 | 31060 | 31110 | 31160 | 31209 | 31259 | NPgN | GSP | NPg Planning Scenario | Number of domestic customers
NPg Planning Scenario | Dem_BB001a | Number of | NPgN | FOURSTONES | Number of domestic customers | FOUR_1 | 8403 | 8443 | 8482 | 8517 | 8550 | 8584 | 8618 | 8653 | 8684 | 8715 | 8744 | 8773 | 8802 | 8825 | 8848 | 8868 | 8887 | 8904 | 8918 | 8931 | 8941 | 8955 | 8970 | 8984 | 8999 | 9013 | 9028 | 9042 | 9057 | 9072 | 9086 | 9101 | NPgN | GSP | NPg Planning Scenario | Number of domestic customers
NPg Planning Scenario | Dem_BB001a | Number of | NPgN | HARTMOOR | Number of domestic customers | HARM_6 | 54210 | 54520 | 54810 | 55063 | 55281 | 55493 | 55724 | 55977 | 56206 | 56420 | 56629 | 56833 | 57055 | 57254 | 57438 | 57602 | 57758 | 57925 | 58074 | 58204 | 58317 | 58459 | 58602 | 58745 | 58888 | 59031 | 59174 | 59317 | 59460 | 59603 | 59746 | 59889 | NPgN | GSP | NPg Planning Scenario | Number of domestic customers
NPg Planning Scenario | Dem_BB001a | Number of | NPgN | HAWTHORN PIT GRID | Number of domestic customers | HAWP_6 | 67218 | 67582 | 67946 | 68275 | 68591 | 68908 | 69224 | 69564 | 69895 | 70207 | 70504 | 70795 | 71089 | 71371 | 71629 | 71869 | 72099 | 72334 | 72568 | 72783 | 72969 | 73189 | 73409 | 73629 | 73849 | 74069 | 74289 | 74509 | 74729 | 74949 | 75169 | 75389 | NPgN | GSP | NPg Planning Scenario | Number of domestic customers
NPg Planning Scenario | Dem_BB001a | Number of | NPgN | KNARESBOROUGH | Number of domestic customers | KNARE_111 | 73095 | 73395 | 73691 | 73982 | 74251 | 74501 | 74786 | 75087 | 75367 | 75627 | 75868 | 76130 | 76390 | 76613 | 76831 | 77035 | 77236 | 77436 | 77617 | 77772 | 77910 | 78085 | 78260 | 78435 | 78610 | 78785 | 78960 | 79135 | 79310 | 79485 | 79660 | 79835 | NPgN | GSP | NPg Planning Scenario | Number of domestic customers
NPg Planning Scenario | Dem_BB001a | Number of | NPgN | LACKENBY | Number of domestic customers | LACK_6 | 92968 | 93230 | 93508 | 93768 | 93975 | 94197 | 94398 | 94639 | 94821 | 94985 | 95139 | 95289 | 95472 | 95620 | 95755 | 95853 | 95958 | 96072 | 96174 | 96249 | 96289 | 96377 | 96464 | 96551 | 96639 | 96726 | 96813 | 96901 | 96988 | 97076 | 97163 | 97250 | NPgN | GSP | NPg Planning Scenario | Number of domestic customers
NPg Planning Scenario | Dem_BB001a | Number of | NPgN | NORTON | Number of domestic customers | NORT_1 | 224895 | 225941 | 226976 | 227949 | 228827 | 229711 | 230600 | 231543 | 232450 | 233333 | 234149 | 234997 | 235856 | 236615 | 237363 | 238029 | 238705 | 239375 | 239993 | 240564 | 241061 | 241667 | 242273 | 242880 | 243486 | 244093 | 244699 | 245305 | 245912 | 246518 | 247125 | 247731 | NPgN | GSP | NPg Planning Scenario | Number of domestic customers
NPg Planning Scenario | Dem_BB001a | Number of | NPgN | OFFERTON | Number of domestic customers | OFFE_3 | 36584 | 36763 | 36942 | 37107 | 37259 | 37413 | 37564 | 37727 | 37894 | 38046 | 38195 | 38336 | 38482 | 38634 | 38765 | 38890 | 39005 | 39123 | 39246 | 39351 | 39440 | 39550 | 39661 | 39771 | 39881 | 39991 | 40101 | 40211 | 40321 | 40431 | 40542 | 40652 | NPgN | GSP | NPg Planning Scenario | Number of domestic customers
NPg Planning Scenario | Dem_BB001a | Number of | NPgN | OSBALDWICK | Number of domestic customers | OSBA_1 | 142628 | 143520 | 144392 | 145249 | 146087 | 146964 | 147843 | 148751 | 149668 | 150546 | 151390 | 152233 | 153084 | 153890 | 154617 | 155303 | 155961 | 156645 | 157318 | 157946 | 158538 | 159185 | 159832 | 160479 | 161126 | 161773 | 162419 | 163066 | 163713 | 164360 | 165007 | 165654 | NPgN | GSP | NPg Planning Scenario | Number of domestic customers
NPg Planning Scenario | Dem_BB001a | Number of | NPgN | POPPLETON | Number of domestic customers | POPP_3 | 25128 | 25362 | 25589 | 25807 | 26019 | 26240 | 26462 | 26687 | 26913 | 27135 | 27348 | 27562 | 27778 | 27986 | 28178 | 28359 | 28542 | 28731 | 28922 | 29109 | 29286 | 29471 | 29656 | 29842 | 30027 | 30212 | 30398 | 30583 | 30768 | 30953 | 31139 | 31324 | NPgN | GSP | NPg Planning Scenario | Number of domestic customers
NPg Planning Scenario | Dem_BB001a | Number of | NPgN | SALTHOLME | Number of domestic customers | SALH_1 | 1312 | 1319 | 1326 | 1332 | 1337 | 1342 | 1347 | 1353 | 1358 | 1363 | 1368 | 1373 | 1378 | 1383 | 1387 | 1391 | 1394 | 1398 | 1401 | 1404 | 1407 | 1410 | 1413 | 1416 | 1420 | 1423 | 1426 | 1429 | 1432 | 1436 | 1439 | 1442 | NPgN | GSP | NPg Planning Scenario | Number of domestic customers
NPg Planning Scenario | Dem_BB001a | Number of | NPgN | SOUTH SHIELDS | Number of domestic customers | SSHI_3 | 35006 | 35171 | 35342 | 35501 | 35661 | 35814 | 35964 | 36126 | 36282 | 36442 | 36587 | 36728 | 36865 | 36996 | 37124 | 37254 | 37371 | 37487 | 37602 | 37704 | 37800 | 37909 | 38019 | 38128 | 38237 | 38346 | 38455 | 38565 | 38674 | 38783 | 38892 | 39001 | NPgN | GSP | NPg Planning Scenario | Number of domestic customers
NPg Planning Scenario | Dem_BB001a | Number of | NPgN | SPADEADAM | Number of domestic customers | KIELD01 and SPAD20 | 3666 | 3683 | 3700 | 3716 | 3730 | 3745 | 3760 | 3775 | 3788 | 3802 | 3814 | 3827 | 3839 | 3850 | 3860 | 3868 | 3876 | 3884 | 3890 | 3895 | 3900 | 3906 | 3912 | 3919 | 3925 | 3931 | 3937 | 3944 | 3950 | 3956 | 3963 | 3969 | NPgN | GSP | NPg Planning Scenario | Number of domestic customers
NPg Planning Scenario | Dem_BB001a | Number of | NPgN | SPENNYMOOR | Number of domestic customers | SPEN_1 | 143094 | 143924 | 144749 | 145490 | 146217 | 146945 | 147680 | 148467 | 149204 | 149920 | 150580 | 151250 | 151914 | 152507 | 153080 | 153602 | 154115 | 154643 | 155146 | 155633 | 156064 | 156557 | 157049 | 157542 | 158034 | 158527 | 159020 | 159512 | 160005 | 160497 | 160990 | 161482 | NPgN | GSP | NPg Planning Scenario | Number of domestic customers
NPg Planning Scenario | Dem_BB001a | Number of | NPgN | STELLA NORTH | Number of domestic customers | STEN_1 | 124016 | 124819 | 125604 | 126325 | 127032 | 127757 | 128514 | 129349 | 130162 | 130963 | 131731 | 132522 | 133339 | 134108 | 134826 | 135502 | 136170 | 136866 | 137551 | 138197 | 138799 | 139458 | 140117 | 140777 | 141436 | 142095 | 142755 | 143414 | 144073 | 144733 | 145392 | 146051 | NPgN | GSP | NPg Planning Scenario | Number of domestic customers
NPg Planning Scenario | Dem_BB001a | Number of | NPgN | STELLA SOUTH | Number of domestic customers | STES_1 | 83701 | 84153 | 84605 | 85015 | 85409 | 85802 | 86198 | 86617 | 87013 | 87395 | 87752 | 88114 | 88476 | 88804 | 89116 | 89404 | 89684 | 89966 | 90237 | 90488 | 90708 | 90968 | 91229 | 91489 | 91750 | 92011 | 92271 | 92532 | 92793 | 93053 | 93314 | 93575 | NPgN | GSP | NPg Planning Scenario | Number of domestic customers
NPg Planning Scenario | Dem_BB001a | Number of | NPgN | TYNEMOUTH | Number of domestic customers | TYNE_1 | 102775 | 103549 | 104328 | 105056 | 105794 | 106524 | 107272 | 108069 | 108825 | 109590 | 110311 | 111039 | 111774 | 112441 | 113108 | 113742 | 114356 | 114976 | 115557 | 116127 | 116665 | 117250 | 117834 | 118419 | 119003 | 119588 | 120173 | 120757 | 121342 | 121926 | 122511 | 123096 | NPgN | GSP | NPg Planning Scenario | Number of domestic customers
NPg Planning Scenario | Dem_BB001a | Number of | NPgN | WEST BOLDON | Number of domestic customers | WBOL_6 | 140673 | 141400 | 142144 | 142829 | 143487 | 144135 | 144782 | 145486 | 146177 | 146837 | 147474 | 148105 | 148754 | 149386 | 149970 | 150543 | 151085 | 151639 | 152193 | 152690 | 153137 | 153656 | 154175 | 154694 | 155212 | 155731 | 156250 | 156769 | 157288 | 157806 | 158325 | 158844 | NPgN | GSP | NPg Planning Scenario | Number of domestic customers
NPg Planning Scenario | Dem_BB001a | Number of | NPgY | BRADFORD WEST | Number of domestic customers | BRAW_1 | 243766 | 245540 | 247300 | 249000 | 250725 | 252468 | 254215 | 256039 | 257823 | 259616 | 261368 | 263097 | 264768 | 266384 | 267981 | 269529 | 271042 | 272548 | 274040 | 275479 | 276836 | 278297 | 279758 | 281219 | 282681 | 284142 | 285603 | 287064 | 288526 | 289987 | 291448 | 292909 | NPgY | GSP | NPg Planning Scenario | Number of domestic customers
NPg Planning Scenario | Dem_BB001a | Number of | NPgY | CAMBLESFORTH | Number of domestic customers | CAMB_01 | 16751 | 16852 | 16950 | 17047 | 17141 | 17232 | 17322 | 17415 | 17506 | 17593 | 17674 | 17754 | 17832 | 17902 | 17969 | 18030 | 18085 | 18137 | 18185 | 18226 | 18263 | 18309 | 18356 | 18402 | 18449 | 18495 | 18541 | 18588 | 18634 | 18681 | 18727 | 18774 | NPgY | GSP | NPg Planning Scenario | Number of domestic customers
NPg Planning Scenario | Dem_BB001a | Number of | NPgY | CREYKE BECK | Number of domestic customers | CREB_1 | 230227 | 231243 | 232343 | 233391 | 234368 | 235361 | 236294 | 237333 | 238370 | 239364 | 240312 | 241216 | 242150 | 243054 | 243882 | 244638 | 245298 | 245970 | 246618 | 247176 | 247659 | 248264 | 248868 | 249472 | 250077 | 250681 | 251285 | 251890 | 252494 | 253098 | 253703 | 254307 | NPgY | GSP | NPg Planning Scenario | Number of domestic customers
NPg Planning Scenario | Dem_BB001a | Number of | NPgY | DRAX | Number of domestic customers | DRAX_YEDL | 21871 | 22060 | 22236 | 22411 | 22580 | 22751 | 22914 | 23072 | 23231 | 23385 | 23535 | 23679 | 23821 | 23956 | 24085 | 24209 | 24323 | 24432 | 24536 | 24634 | 24720 | 24823 | 24925 | 25027 | 25129 | 25232 | 25334 | 25436 | 25539 | 25641 | 25743 | 25846 | NPgY | GSP | NPg Planning Scenario | Number of domestic customers
NPg Planning Scenario | Dem_BB001a | Number of | NPgY | ELLAND | Number of domestic customers | ELLA_1 | 187573 | 189131 | 190698 | 192213 | 193720 | 195195 | 196661 | 198170 | 199626 | 201064 | 202460 | 203813 | 205172 | 206455 | 207724 | 208948 | 210125 | 211312 | 212471 | 213605 | 214680 | 215826 | 216973 | 218119 | 219266 | 220412 | 221558 | 222705 | 223851 | 224997 | 226144 | 227290 | NPgY | GSP | NPg Planning Scenario | Number of domestic customers
NPg Planning Scenario | Dem_BB001a | Number of | NPgY | FERRYBRIDGE A | Number of domestic customers | FERRA2 | 57462 | 57859 | 58260 | 58643 | 59016 | 59396 | 59762 | 60146 | 60521 | 60887 | 61257 | 61618 | 61984 | 62341 | 62686 | 63017 | 63328 | 63642 | 63951 | 64249 | 64532 | 64835 | 65138 | 65441 | 65744 | 66047 | 66350 | 66653 | 66956 | 67259 | 67562 | 67865 | NPgY | GSP | NPg Planning Scenario | Number of domestic customers
NPg Planning Scenario | Dem_BB001a | Number of | NPgY | FERRYBRIDGE B | Number of domestic customers | FERRB9 | 126967 | 127819 | 128684 | 129526 | 130350 | 131193 | 132023 | 132903 | 133774 | 134623 | 135470 | 136305 | 137151 | 137981 | 138778 | 139546 | 140279 | 141024 | 141770 | 142490 | 143176 | 143902 | 144628 | 145354 | 146080 | 146807 | 147533 | 148259 | 148985 | 149711 | 150437 | 151163 | NPgY | GSP | NPg Planning Scenario | Number of domestic customers
NPg Planning Scenario | Dem_BB001a | Number of | NPgY | GRIMSBY WEST | Number of domestic customers | GRIW_1 | 80968 | 81241 | 81528 | 81779 | 82003 | 82235 | 82474 | 82730 | 82962 | 83175 | 83394 | 83625 | 83870 | 84086 | 84282 | 84471 | 84640 | 84808 | 84954 | 85079 | 85200 | 85346 | 85492 | 85638 | 85784 | 85930 | 86076 | 86222 | 86368 | 86514 | 86660 | 86806 | NPgY | GSP | NPg Planning Scenario | Number of domestic customers
NPg Planning Scenario | Dem_BB001a | Number of | NPgY | JORDANTHORPE | Number of domestic customers | JORD_3 | 36804 | 37062 | 37322 | 37567 | 37812 | 38071 | 38330 | 38604 | 38873 | 39136 | 39398 | 39658 | 39920 | 40179 | 40417 | 40641 | 40862 | 41090 | 41321 | 41543 | 41758 | 41982 | 42205 | 42429 | 42652 | 42876 | 43099 | 43323 | 43546 | 43769 | 43993 | 44216 | NPgY | GSP | NPg Planning Scenario | Number of domestic customers
NPg Planning Scenario | Dem_BB001a | Number of | NPgY | KEADBY | Number of domestic customers | KEAD_YEDL | 112897 | 113594 | 114270 | 114902 | 115533 | 116160 | 116805 | 117470 | 118104 | 118734 | 119329 | 119932 | 120519 | 121042 | 121548 | 122018 | 122463 | 122882 | 123272 | 123623 | 123959 | 124347 | 124735 | 125123 | 125511 | 125899 | 126288 | 126676 | 127064 | 127452 | 127840 | 128228 | NPgY | GSP | NPg Planning Scenario | Number of domestic customers
NPg Planning Scenario | Dem_BB001a | Number of | NPgY | KIRKSTALL B | Number of domestic customers | KIRKB1 | 117247 | 118007 | 118815 | 119612 | 120410 | 121224 | 122050 | 122952 | 123864 | 124755 | 125629 | 126507 | 127403 | 128302 | 129153 | 129970 | 130767 | 131591 | 132440 | 133262 | 134050 | 134866 | 135682 | 136498 | 137315 | 138131 | 138947 | 139763 | 140579 | 141395 | 142211 | 143027 | NPgY | GSP | NPg Planning Scenario | Number of domestic customers
NPg Planning Scenario | Dem_BB001a | Number of | NPgY | NEEPSEND | Number of domestic customers | NEEP_3 | 51225 | 51615 | 52005 | 52377 | 52750 | 53144 | 53547 | 53973 | 54398 | 54818 | 55228 | 55644 | 56065 | 56489 | 56881 | 57247 | 57610 | 57986 | 58372 | 58749 | 59114 | 59487 | 59861 | 60234 | 60607 | 60981 | 61354 | 61728 | 62101 | 62474 | 62848 | 63221 | NPgY | GSP | NPg Planning Scenario | Number of domestic customers
NPg Planning Scenario | Dem_BB001a | Number of | NPgY | NORTON LEES | Number of domestic customers | NORL_3 | 51530 | 51922 | 52314 | 52688 | 53064 | 53460 | 53864 | 54293 | 54720 | 55143 | 55555 | 55973 | 56397 | 56823 | 57217 | 57585 | 57950 | 58329 | 58717 | 59095 | 59462 | 59838 | 60213 | 60589 | 60964 | 61340 | 61715 | 62091 | 62466 | 62841 | 63217 | 63592 | NPgY | GSP | NPg Planning Scenario | Number of domestic customers
NPg Planning Scenario | Dem_BB001a | Number of | NPgY | PITSMOOR 3/4 | Number of domestic customers | PITS_BB_B | 21923 | 22090 | 22256 | 22416 | 22575 | 22744 | 22916 | 23098 | 23280 | 23460 | 23635 | 23813 | 23993 | 24174 | 24342 | 24499 | 24654 | 24815 | 24980 | 25141 | 25297 | 25457 | 25617 | 25776 | 25936 | 26096 | 26255 | 26415 | 26575 | 26734 | 26894 | 27054 | NPgY | GSP | NPg Planning Scenario | Number of domestic customers
NPg Planning Scenario | Dem_BB001a | Number of | NPgY | SALTEND NORTH | Number of domestic customers | SALT_1 | 31087 | 31220 | 31366 | 31504 | 31632 | 31762 | 31884 | 32021 | 32159 | 32290 | 32416 | 32536 | 32661 | 32782 | 32893 | 32995 | 33083 | 33174 | 33262 | 33338 | 33404 | 33486 | 33567 | 33649 | 33731 | 33813 | 33895 | 33976 | 34058 | 34140 | 34222 | 34303 | NPgY | GSP | NPg Planning Scenario | Number of domestic customers
NPg Planning Scenario | Dem_BB001a | Number of | NPgY | SHEFFIELD CITY | Number of domestic customers | SHEC_3 | 26954 | 27159 | 27364 | 27560 | 27757 | 27964 | 28176 | 28400 | 28624 | 28845 | 29061 | 29279 | 29501 | 29724 | 29930 | 30123 | 30314 | 30512 | 30715 | 30913 | 31105 | 31302 | 31498 | 31695 | 31891 | 32088 | 32284 | 32481 | 32677 | 32874 | 33070 | 33266 | NPgY | GSP | NPg Planning Scenario | Number of domestic customers
NPg Planning Scenario | Dem_BB001a | Number of | NPgY | SKELTON GRANGE | Number of domestic customers | SKLGB1 | 287470 | 289499 | 291600 | 293653 | 295699 | 297762 | 299826 | 302033 | 304226 | 306384 | 308506 | 310597 | 312715 | 314788 | 316791 | 318724 | 320587 | 322494 | 324413 | 326278 | 328065 | 329933 | 331801 | 333669 | 335537 | 337405 | 339273 | 341142 | 343010 | 344878 | 346746 | 348614 | NPgY | GSP | NPg Planning Scenario | Number of domestic customers
NPg Planning Scenario | Dem_BB001a | Number of | NPgY | TEMPLEBOROUGH 275/33KV | Number of domestic customers | TEMP_3 | 3474 | 3492 | 3509 | 3526 | 3543 | 3558 | 3575 | 3591 | 3607 | 3623 | 3639 | 3654 | 3669 | 3683 | 3698 | 3712 | 3724 | 3736 | 3748 | 3760 | 3771 | 3782 | 3794 | 3806 | 3818 | 3830 | 3842 | 3853 | 3865 | 3877 | 3889 | 3901 | NPgY | GSP | NPg Planning Scenario | Number of domestic customers
NPg Planning Scenario | Dem_BB001a | Number of | NPgY | THURCROFT | Number of domestic customers | THUR_6 | 94279 | 94793 | 95287 | 95754 | 96224 | 96687 | 97153 | 97632 | 98098 | 98570 | 99034 | 99478 | 99926 | 100362 | 100790 | 101195 | 101562 | 101937 | 102301 | 102655 | 102981 | 103339 | 103696 | 104053 | 104410 | 104768 | 105125 | 105482 | 105839 | 106197 | 106554 | 106911 | NPgY | GSP | NPg Planning Scenario | Number of domestic customers
NPg Planning Scenario | Dem_BB001a | Number of | NPgY | WEST MELTON / THORPE MARSH | Number of domestic customers | WMEL_THOM | 176980 | 177886 | 178790 | 179626 | 180471 | 181315 | 182151 | 183025 | 183865 | 184725 | 185575 | 186393 | 187217 | 188013 | 188803 | 189548 | 190219 | 190899 | 191557 | 192188 | 192773 | 193419 | 194064 | 194709 | 195354 | 195999 | 196644 | 197289 | 197934 | 198579 | 199224 | 199869 | NPgY | GSP | NPg Planning Scenario | Number of domestic customers
NPg Planning Scenario | Dem_BB001a | Number of | NPgY | WEST MELTON SECTION 3 | Number of domestic customers | WMEL_BB3 | 174294 | 175562 | 176857 | 178091 | 179305 | 180518 | 181702 | 182937 | 184151 | 185350 | 186538 | 187695 | 188880 | 190052 | 191174 | 192222 | 193207 | 194206 | 195193 | 196140 | 197036 | 197999 | 198961 | 199924 | 200887 | 201850 | 202813 | 203775 | 204738 | 205701 | 206664 | 207627 | NPgY | GSP | NPg Planning Scenario | Number of domestic customers
NPg Planning Scenario | Dem_BB001a | Number of | NPgY | WINCOBANK | Number of domestic customers | WIBA_3 | 7412 | 7453 | 7491 | 7528 | 7565 | 7601 | 7637 | 7674 | 7711 | 7747 | 7784 | 7817 | 7852 | 7886 | 7919 | 7951 | 7979 | 8008 | 8036 | 8064 | 8089 | 8117 | 8144 | 8172 | 8200 | 8228 | 8255 | 8283 | 8311 | 8338 | 8366 | 8394 | NPgY | GSP | NPg Planning Scenario | Number of domestic customers
NPg Planning Scenario | Dem_BB002a | Number of | NPgN | BLYTH 66kV | Number of I&C customers | BLYTB1 | 5817 | 5850 | 5888 | 5926 | 5964 | 6003 | 6042 | 6081 | 6121 | 6161 | 6201 | 6241 | 6282 | 6323 | 6365 | 6408 | 6451 | 6494 | 6539 | 6584 | 6629 | 6676 | 6723 | 6771 | 6820 | 6870 | 6921 | 6972 | 7025 | 7078 | 7132 | 7188 | NPgN | GSP | NPg Planning Scenario | Number of I&C customers
NPg Planning Scenario | Dem_BB002a | Number of | NPgN | BLYTH 132kV | Number of I&C customers | BLYTH132 | 3523 | 3543 | 3566 | 3589 | 3612 | 3636 | 3660 | 3684 | 3708 | 3732 | 3756 | 3780 | 3805 | 3830 | 3855 | 3881 | 3907 | 3933 | 3960 | 3987 | 4015 | 4043 | 4071 | 4100 | 4130 | 4160 | 4191 | 4222 | 4253 | 4285 | 4318 | 4351 | NPgN | GSP | NPg Planning Scenario | Number of I&C customers
NPg Planning Scenario | Dem_BB002a | Number of | NPgN | FOURSTONES | Number of I&C customers | FOUR_1 | 1407 | 1415 | 1424 | 1433 | 1443 | 1452 | 1462 | 1471 | 1481 | 1490 | 1500 | 1510 | 1520 | 1529 | 1540 | 1550 | 1560 | 1571 | 1582 | 1592 | 1603 | 1615 | 1626 | 1638 | 1649 | 1661 | 1674 | 1686 | 1699 | 1712 | 1725 | 1738 | NPgN | GSP | NPg Planning Scenario | Number of I&C customers
NPg Planning Scenario | Dem_BB002a | Number of | NPgN | HARTMOOR | Number of I&C customers | HARM_6 | 3214 | 3215 | 3216 | 3217 | 3218 | 3219 | 3221 | 3222 | 3223 | 3224 | 3225 | 3226 | 3227 | 3228 | 3230 | 3231 | 3232 | 3233 | 3235 | 3236 | 3237 | 3238 | 3240 | 3241 | 3243 | 3244 | 3245 | 3247 | 3248 | 3250 | 3251 | 3253 | NPgN | GSP | NPg Planning Scenario | Number of I&C customers
NPg Planning Scenario | Dem_BB002a | Number of | NPgN | HAWTHORN PIT GRID | Number of I&C customers | HAWP_6 | 3185 | 3186 | 3187 | 3188 | 3189 | 3190 | 3191 | 3192 | 3193 | 3194 | 3195 | 3196 | 3197 | 3198 | 3199 | 3200 | 3201 | 3202 | 3203 | 3204 | 3206 | 3207 | 3208 | 3209 | 3210 | 3212 | 3213 | 3214 | 3215 | 3217 | 3218 | 3219 | NPgN | GSP | NPg Planning Scenario | Number of I&C customers
NPg Planning Scenario | Dem_BB002a | Number of | NPgN | KNARESBOROUGH | Number of I&C customers | KNARE_111 | 8832 | 8910 | 8998 | 9088 | 9178 | 9268 | 9358 | 9448 | 9539 | 9630 | 9722 | 9814 | 9907 | 10003 | 10101 | 10201 | 10302 | 10405 | 10510 | 10619 | 10729 | 10841 | 10954 | 11070 | 11189 | 11306 | 11428 | 11551 | 11676 | 11804 | 11933 | 12065 | NPgN | GSP | NPg Planning Scenario | Number of I&C customers
NPg Planning Scenario | Dem_BB002a | Number of | NPgN | LACKENBY | Number of I&C customers | LACK_6 | 5184 | 5214 | 5247 | 5281 | 5315 | 5349 | 5383 | 5417 | 5451 | 5486 | 5520 | 5554 | 5589 | 5624 | 5660 | 5697 | 5734 | 5771 | 5809 | 5848 | 5888 | 5928 | 5969 | 6010 | 6052 | 6095 | 6138 | 6182 | 6227 | 6273 | 6319 | 6366 | NPgN | GSP | NPg Planning Scenario | Number of I&C customers
NPg Planning Scenario | Dem_BB002a | Number of | NPgN | NORTON | Number of I&C customers | NORT_1 | 18612 | 18703 | 18803 | 18906 | 19009 | 19113 | 19217 | 19322 | 19426 | 19531 | 19635 | 19741 | 19847 | 19956 | 20066 | 20178 | 20292 | 20407 | 20526 | 20646 | 20769 | 20894 | 21021 | 21150 | 21281 | 21412 | 21547 | 21684 | 21823 | 21964 | 22107 | 22253 | NPgN | GSP | NPg Planning Scenario | Number of I&C customers
NPg Planning Scenario | Dem_BB002a | Number of | NPgN | OFFERTON | Number of I&C customers | OFFE_3 | 2136 | 2137 | 2139 | 2140 | 2142 | 2144 | 2145 | 2147 | 2148 | 2150 | 2152 | 2153 | 2155 | 2156 | 2158 | 2160 | 2161 | 2163 | 2165 | 2167 | 2169 | 2170 | 2172 | 2174 | 2176 | 2178 | 2180 | 2182 | 2184 | 2186 | 2188 | 2191 | NPgN | GSP | NPg Planning Scenario | Number of I&C customers
NPg Planning Scenario | Dem_BB002a | Number of | NPgN | OSBALDWICK | Number of I&C customers | OSBA_1 | 15944 | 15996 | 16053 | 16112 | 16171 | 16231 | 16291 | 16352 | 16413 | 16475 | 16536 | 16598 | 16661 | 16725 | 16789 | 16854 | 16921 | 16988 | 17057 | 17127 | 17198 | 17270 | 17343 | 17417 | 17493 | 17572 | 17651 | 17731 | 17813 | 17897 | 17982 | 18068 | NPgN | GSP | NPg Planning Scenario | Number of I&C customers
NPg Planning Scenario | Dem_BB002a | Number of | NPgN | POPPLETON | Number of I&C customers | POPP_3 | 2140 | 2141 | 2143 | 2144 | 2145 | 2147 | 2148 | 2149 | 2151 | 2152 | 2154 | 2155 | 2156 | 2158 | 2159 | 2161 | 2162 | 2164 | 2166 | 2167 | 2169 | 2171 | 2172 | 2174 | 2176 | 2178 | 2180 | 2181 | 2183 | 2185 | 2187 | 2189 | NPgN | GSP | NPg Planning Scenario | Number of I&C customers
NPg Planning Scenario | Dem_BB002a | Number of | NPgN | SALTHOLME | Number of I&C customers | SALH_1 | 280 | 281 | 281 | 282 | 283 | 283 | 284 | 285 | 286 | 286 | 287 | 288 | 289 | 289 | 290 | 291 | 292 | 292 | 293 | 294 | 295 | 296 | 297 | 297 | 298 | 299 | 300 | 301 | 302 | 303 | 304 | 305 | NPgN | GSP | NPg Planning Scenario | Number of I&C customers
NPg Planning Scenario | Dem_BB002a | Number of | NPgN | SOUTH SHIELDS | Number of I&C customers | SSHI_3 | 2360 | 2360 | 2360 | 2360 | 2360 | 2360 | 2360 | 2360 | 2360 | 2360 | 2360 | 2360 | 2360 | 2361 | 2361 | 2361 | 2361 | 2361 | 2361 | 2361 | 2361 | 2361 | 2361 | 2361 | 2361 | 2361 | 2361 | 2361 | 2361 | 2361 | 2361 | 2361 | NPgN | GSP | NPg Planning Scenario | Number of I&C customers
NPg Planning Scenario | Dem_BB002a | Number of | NPgN | SPADEADAM | Number of I&C customers | KIELD01 and SPAD20 | 544 | 547 | 551 | 554 | 558 | 561 | 565 | 569 | 573 | 576 | 580 | 584 | 588 | 591 | 595 | 599 | 603 | 607 | 611 | 616 | 620 | 624 | 629 | 633 | 638 | 642 | 647 | 652 | 657 | 662 | 667 | 672 | NPgN | GSP | NPg Planning Scenario | Number of I&C customers
NPg Planning Scenario | Dem_BB002a | Number of | NPgN | SPENNYMOOR | Number of I&C customers | SPEN_1 | 10433 | 10435 | 10438 | 10441 | 10444 | 10446 | 10449 | 10452 | 10455 | 10458 | 10461 | 10463 | 10466 | 10469 | 10472 | 10475 | 10478 | 10482 | 10485 | 10488 | 10492 | 10495 | 10499 | 10502 | 10506 | 10510 | 10513 | 10517 | 10521 | 10525 | 10529 | 10533 | NPgN | GSP | NPg Planning Scenario | Number of I&C customers
NPg Planning Scenario | Dem_BB002a | Number of | NPgN | STELLA NORTH | Number of I&C customers | STEN_1 | 9140 | 9168 | 9199 | 9230 | 9262 | 9295 | 9328 | 9362 | 9398 | 9433 | 9468 | 9504 | 9540 | 9576 | 9612 | 9649 | 9686 | 9723 | 9760 | 9798 | 9835 | 9874 | 9914 | 9954 | 9995 | 10035 | 10077 | 10119 | 10162 | 10206 | 10250 | 10295 | NPgN | GSP | NPg Planning Scenario | Number of I&C customers
NPg Planning Scenario | Dem_BB002a | Number of | NPgN | STELLA SOUTH | Number of I&C customers | STES_1 | 6208 | 6219 | 6231 | 6243 | 6255 | 6268 | 6280 | 6293 | 6305 | 6318 | 6331 | 6344 | 6357 | 6370 | 6383 | 6397 | 6410 | 6424 | 6438 | 6453 | 6467 | 6482 | 6497 | 6513 | 6528 | 6544 | 6560 | 6576 | 6593 | 6610 | 6627 | 6645 | NPgN | GSP | NPg Planning Scenario | Number of I&C customers
NPg Planning Scenario | Dem_BB002a | Number of | NPgN | TYNEMOUTH | Number of I&C customers | TYNE_1 | 5762 | 5795 | 5832 | 5870 | 5908 | 5946 | 5985 | 6024 | 6064 | 6104 | 6145 | 6185 | 6227 | 6269 | 6311 | 6354 | 6398 | 6442 | 6487 | 6532 | 6579 | 6626 | 6674 | 6723 | 6773 | 6824 | 6876 | 6929 | 6982 | 7037 | 7093 | 7149 | NPgN | GSP | NPg Planning Scenario | Number of I&C customers
NPg Planning Scenario | Dem_BB002a | Number of | NPgN | WEST BOLDON | Number of I&C customers | WBOL_6 | 7482 | 7490 | 7500 | 7509 | 7519 | 7529 | 7539 | 7549 | 7559 | 7569 | 7580 | 7590 | 7600 | 7611 | 7622 | 7633 | 7644 | 7655 | 7666 | 7677 | 7689 | 7700 | 7712 | 7725 | 7737 | 7749 | 7762 | 7775 | 7788 | 7801 | 7815 | 7829 | NPgN | GSP | NPg Planning Scenario | Number of I&C customers
NPg Planning Scenario | Dem_BB002a | Number of | NPgY | BRADFORD WEST | Number of I&C customers | BRAW_1 | 20938 | 20946 | 20956 | 20966 | 20976 | 20986 | 20996 | 21006 | 21016 | 21027 | 21037 | 21048 | 21058 | 21069 | 21080 | 21092 | 21103 | 21115 | 21127 | 21139 | 21151 | 21164 | 21176 | 21189 | 21203 | 21216 | 21230 | 21244 | 21258 | 21272 | 21287 | 21302 | NPgY | GSP | NPg Planning Scenario | Number of I&C customers
NPg Planning Scenario | Dem_BB002a | Number of | NPgY | CAMBLESFORTH | Number of I&C customers | CAMB_01 | 1640 | 1651 | 1663 | 1675 | 1687 | 1699 | 1712 | 1724 | 1737 | 1749 | 1762 | 1774 | 1787 | 1800 | 1813 | 1827 | 1840 | 1854 | 1868 | 1882 | 1897 | 1912 | 1927 | 1942 | 1958 | 1973 | 1989 | 2006 | 2022 | 2039 | 2057 | 2074 | NPgY | GSP | NPg Planning Scenario | Number of I&C customers
NPg Planning Scenario | Dem_BB002a | Number of | NPgY | CREYKE BECK | Number of I&C customers | CREB_1 | 20483 | 20563 | 20653 | 20745 | 20838 | 20931 | 21025 | 21120 | 21214 | 21309 | 21404 | 21500 | 21596 | 21694 | 21794 | 21895 | 21997 | 22101 | 22207 | 22314 | 22424 | 22536 | 22650 | 22766 | 22884 | 23002 | 23123 | 23247 | 23373 | 23500 | 23630 | 23762 | NPgY | GSP | NPg Planning Scenario | Number of I&C customers
NPg Planning Scenario | Dem_BB002a | Number of | NPgY | DRAX | Number of I&C customers | DRAX_YEDL | 2174 | 2190 | 2208 | 2225 | 2243 | 2262 | 2280 | 2298 | 2316 | 2335 | 2354 | 2373 | 2392 | 2411 | 2430 | 2450 | 2470 | 2491 | 2512 | 2533 | 2555 | 2577 | 2600 | 2622 | 2646 | 2670 | 2694 | 2719 | 2745 | 2771 | 2797 | 2824 | NPgY | GSP | NPg Planning Scenario | Number of I&C customers
NPg Planning Scenario | Dem_BB002a | Number of | NPgY | ELLAND | Number of I&C customers | ELLA_1 | 15441 | 15445 | 15450 | 15454 | 15459 | 15463 | 15468 | 15473 | 15478 | 15483 | 15488 | 15493 | 15498 | 15503 | 15508 | 15513 | 15519 | 15525 | 15530 | 15536 | 15542 | 15548 | 15555 | 15561 | 15567 | 15574 | 15581 | 15588 | 15595 | 15602 | 15610 | 15617 | NPgY | GSP | NPg Planning Scenario | Number of I&C customers
NPg Planning Scenario | Dem_BB002a | Number of | NPgY | FERRYBRIDGE A | Number of I&C customers | FERRA2 | 3277 | 3294 | 3312 | 3331 | 3351 | 3370 | 3390 | 3410 | 3430 | 3450 | 3470 | 3491 | 3512 | 3533 | 3555 | 3577 | 3600 | 3623 | 3647 | 3671 | 3696 | 3721 | 3747 | 3773 | 3799 | 3828 | 3856 | 3884 | 3913 | 3943 | 3974 | 4005 | NPgY | GSP | NPg Planning Scenario | Number of I&C customers
NPg Planning Scenario | Dem_BB002a | Number of | NPgY | FERRYBRIDGE B | Number of I&C customers | FERRB9 | 9872 | 9910 | 9951 | 9993 | 10036 | 10079 | 10123 | 10167 | 10211 | 10256 | 10301 | 10346 | 10392 | 10439 | 10488 | 10536 | 10586 | 10637 | 10689 | 10742 | 10796 | 10851 | 10907 | 10964 | 11022 | 11084 | 11145 | 11207 | 11271 | 11336 | 11402 | 11470 | NPgY | GSP | NPg Planning Scenario | Number of I&C customers
NPg Planning Scenario | Dem_BB002a | Number of | NPgY | GRIMSBY WEST | Number of I&C customers | GRIW_1 | 5864 | 5869 | 5874 | 5879 | 5884 | 5889 | 5895 | 5900 | 5905 | 5910 | 5916 | 5921 | 5927 | 5932 | 5938 | 5943 | 5949 | 5955 | 5961 | 5967 | 5973 | 5980 | 5986 | 5993 | 5999 | 6006 | 6013 | 6020 | 6027 | 6034 | 6042 | 6049 | NPgY | GSP | NPg Planning Scenario | Number of I&C customers
NPg Planning Scenario | Dem_BB002a | Number of | NPgY | JORDANTHORPE | Number of I&C customers | JORD_3 | 1888 | 1893 | 1898 | 1903 | 1909 | 1914 | 1920 | 1926 | 1931 | 1937 | 1943 | 1949 | 1955 | 1961 | 1967 | 1973 | 1980 | 1986 | 1993 | 2000 | 2007 | 2014 | 2021 | 2028 | 2036 | 2043 | 2051 | 2059 | 2067 | 2075 | 2084 | 2092 | NPgY | GSP | NPg Planning Scenario | Number of I&C customers
NPg Planning Scenario | Dem_BB002a | Number of | NPgY | KEADBY | Number of I&C customers | KEAD_YEDL | 11598 | 11667 | 11744 | 11823 | 11902 | 11982 | 12061 | 12141 | 12221 | 12302 | 12383 | 12465 | 12547 | 12631 | 12717 | 12803 | 12891 | 12981 | 13072 | 13165 | 13260 | 13356 | 13454 | 13554 | 13655 | 13758 | 13863 | 13970 | 14079 | 14189 | 14302 | 14416 | NPgY | GSP | NPg Planning Scenario | Number of I&C customers
NPg Planning Scenario | Dem_BB002a | Number of | NPgY | KIRKSTALL B | Number of I&C customers | KIRKB1 | 9054 | 9054 | 9054 | 9054 | 9054 | 9054 | 9054 | 9054 | 9054 | 9054 | 9054 | 9054 | 9054 | 9054 | 9054 | 9054 | 9054 | 9054 | 9054 | 9054 | 9054 | 9054 | 9054 | 9054 | 9054 | 9054 | 9054 | 9054 | 9054 | 9054 | 9054 | 9054 | NPgY | GSP | NPg Planning Scenario | Number of I&C customers
NPg Planning Scenario | Dem_BB002a | Number of | NPgY | NEEPSEND | Number of I&C customers | NEEP_3 | 3709 | 3709 | 3709 | 3709 | 3709 | 3709 | 3709 | 3709 | 3709 | 3709 | 3709 | 3709 | 3709 | 3709 | 3709 | 3709 | 3709 | 3709 | 3709 | 3709 | 3709 | 3709 | 3709 | 3709 | 3709 | 3709 | 3709 | 3709 | 3709 | 3709 | 3709 | 3709 | NPgY | GSP | NPg Planning Scenario | Number of I&C customers
NPg Planning Scenario | Dem_BB002a | Number of | NPgY | NORTON LEES | Number of I&C customers | NORL_3 | 2923 | 2923 | 2923 | 2923 | 2923 | 2923 | 2923 | 2923 | 2923 | 2923 | 2923 | 2923 | 2923 | 2923 | 2923 | 2923 | 2923 | 2923 | 2923 | 2923 | 2923 | 2923 | 2923 | 2923 | 2923 | 2923 | 2923 | 2923 | 2923 | 2923 | 2923 | 2923 | NPgY | GSP | NPg Planning Scenario | Number of I&C customers
NPg Planning Scenario | Dem_BB002a | Number of | NPgY | PITSMOOR 3/4 | Number of I&C customers | PITS_BB_B | 1835 | 1835 | 1835 | 1835 | 1835 | 1835 | 1835 | 1836 | 1836 | 1836 | 1836 | 1836 | 1836 | 1836 | 1836 | 1836 | 1836 | 1836 | 1836 | 1837 | 1837 | 1837 | 1837 | 1837 | 1837 | 1837 | 1837 | 1837 | 1838 | 1838 | 1838 | 1838 | NPgY | GSP | NPg Planning Scenario | Number of I&C customers
NPg Planning Scenario | Dem_BB002a | Number of | NPgY | SALTEND NORTH | Number of I&C customers | SALT_1 | 2229 | 2238 | 2248 | 2259 | 2269 | 2280 | 2291 | 2302 | 2312 | 2323 | 2334 | 2345 | 2356 | 2367 | 2379 | 2390 | 2402 | 2414 | 2426 | 2438 | 2451 | 2463 | 2476 | 2489 | 2503 | 2516 | 2530 | 2544 | 2559 | 2573 | 2588 | 2603 | NPgY | GSP | NPg Planning Scenario | Number of I&C customers
NPg Planning Scenario | Dem_BB002a | Number of | NPgY | SHEFFIELD CITY | Number of I&C customers | SHEC_3 | 3662 | 3662 | 3662 | 3662 | 3662 | 3662 | 3662 | 3662 | 3662 | 3662 | 3662 | 3662 | 3662 | 3662 | 3662 | 3662 | 3662 | 3662 | 3662 | 3662 | 3662 | 3662 | 3662 | 3662 | 3662 | 3662 | 3662 | 3662 | 3662 | 3662 | 3662 | 3662 | NPgY | GSP | NPg Planning Scenario | Number of I&C customers
NPg Planning Scenario | Dem_BB002a | Number of | NPgY | SKELTON GRANGE | Number of I&C customers | SKLGB1 | 22131 | 22141 | 22152 | 22163 | 22174 | 22185 | 22196 | 22208 | 22220 | 22231 | 22243 | 22255 | 22268 | 22280 | 22293 | 22306 | 22320 | 22333 | 22347 | 22361 | 22376 | 22391 | 22406 | 22421 | 22437 | 22454 | 22470 | 22487 | 22504 | 22522 | 22540 | 22558 | NPgY | GSP | NPg Planning Scenario | Number of I&C customers
NPg Planning Scenario | Dem_BB002a | Number of | NPgY | TEMPLEBOROUGH 275/33KV | Number of I&C customers | TEMP_3 | 115 | 116 | 116 | 117 | 118 | 119 | 120 | 121 | 121 | 122 | 123 | 124 | 125 | 126 | 127 | 127 | 128 | 129 | 130 | 131 | 132 | 133 | 135 | 136 | 137 | 138 | 139 | 140 | 141 | 143 | 144 | 145 | NPgY | GSP | NPg Planning Scenario | Number of I&C customers
NPg Planning Scenario | Dem_BB002a | Number of | NPgY | THURCROFT | Number of I&C customers | THUR_6 | 5666 | 5695 | 5728 | 5761 | 5795 | 5829 | 5863 | 5898 | 5932 | 5967 | 6002 | 6038 | 6074 | 6111 | 6149 | 6187 | 6227 | 6267 | 6308 | 6349 | 6392 | 6436 | 6480 | 6525 | 6571 | 6618 | 6666 | 6715 | 6764 | 6815 | 6867 | 6919 | NPgY | GSP | NPg Planning Scenario | Number of I&C customers
NPg Planning Scenario | Dem_BB002a | Number of | NPgY | WEST MELTON / THORPE MARSH | Number of I&C customers | WMEL_THOM | 14420 | 14491 | 14570 | 14650 | 14732 | 14813 | 14895 | 14978 | 15061 | 15145 | 15230 | 15315 | 15402 | 15491 | 15582 | 15674 | 15769 | 15865 | 15963 | 16064 | 16166 | 16270 | 16377 | 16485 | 16595 | 16708 | 16823 | 16940 | 17059 | 17180 | 17304 | 17430 | NPgY | GSP | NPg Planning Scenario | Number of I&C customers
NPg Planning Scenario | Dem_BB002a | Number of | NPgY | WEST MELTON SECTION 3 | Number of I&C customers | WMEL_BB3 | 12837 | 12902 | 12975 | 13048 | 13123 | 13198 | 13274 | 13351 | 13428 | 13507 | 13586 | 13666 | 13747 | 13830 | 13915 | 14002 | 14090 | 14180 | 14272 | 14366 | 14462 | 14560 | 14660 | 14761 | 14864 | 14972 | 15081 | 15191 | 15304 | 15419 | 15536 | 15656 | NPgY | GSP | NPg Planning Scenario | Number of I&C customers
NPg Planning Scenario | Dem_BB002a | Number of | NPgY | WINCOBANK | Number of I&C customers | WIBA_3 | 679 | 680 | 681 | 683 | 684 | 685 | 687 | 688 | 689 | 691 | 692 | 693 | 695 | 696 | 698 | 699 | 701 | 702 | 704 | 706 | 707 | 709 | 711 | 713 | 714 | 716 | 718 | 720 | 722 | 724 | 726 | 728 | NPgY | GSP | NPg Planning Scenario | Number of I&C customers
NPg Planning Scenario | Dem_BB000d_NPgExtra | % | NPgN | BLYTH 66kV | Peak utilisation without TouT in PS (percent - whole number) | BLYTB1 | 40.1 | 41.9 | 41.6 | 41.5 | 41.9 | 42.5 | 43.5 | 44.8 | 46.4 | 48.6 | 51.7 | 55 | 58.3 | 61.3 | 64.7 | 68 | 71.7 | 75.2 | 78.2 | 81 | 83.6 | 85.9 | 87.8 | 89.6 | 91.3 | 92.7 | 94.2 | 95.4 | 96.7 | 98 | 98.2 | 98.2 | NPgN | GSP | NPg Planning Scenario | Peak utilisation without TouT in PS (percent - whole number)
NPg Planning Scenario | Dem_BB000d_NPgExtra | % | NPgN | BLYTH 132kV | Peak utilisation without TouT in PS (percent - whole number) | BLYTH132 | 24.2 | 24.1 | 24.4 | 24.4 | 24.6 | 24.9 | 25.3 | 26.1 | 27.1 | 28.5 | 28.9 | 30.4 | 31.4 | 32.6 | 34 | 35.3 | 36.8 | 38.3 | 39.4 | 40.6 | 41.6 | 42.4 | 43.1 | 43.7 | 44.2 | 44.7 | 45 | 45.4 | 45.7 | 46.1 | 46.1 | 46.1 | NPgN | GSP | NPg Planning Scenario | Peak utilisation without TouT in PS (percent - whole number)
NPg Planning Scenario | Dem_BB000d_NPgExtra | % | NPgN | FOURSTONES | Peak utilisation without TouT in PS (percent - whole number) | TEMP_3: FOUR_1 | NPgN | GSP | NPg Planning Scenario | Peak utilisation without TouT in PS (percent - whole number)
NPg Planning Scenario | Dem_BB000d_NPgExtra | % | NPgN | HARTMOOR | Peak utilisation without TouT in PS (percent - whole number) | HARM_6 | 74.2 | 74.2 | 75.8 | 75.4 | 75.7 | 76.4 | 77.9 | 79.6 | 81.9 | 85 | 90 | 94.9 | 99.9 | 104.4 | 109.5 | 114.5 | 120.2 | 125.6 | 130.2 | 134.5 | 138.7 | 142.1 | 145 | 147.8 | 150.5 | 152.7 | 154.9 | 156.9 | 158.9 | 160.8 | 161 | 160.9 | NPgN | GSP | NPg Planning Scenario | Peak utilisation without TouT in PS (percent - whole number)
NPg Planning Scenario | Dem_BB000d_NPgExtra | % | NPgN | HAWTHORN PIT GRID | Peak utilisation without TouT in PS (percent - whole number) | HAWP_6 | 39.2 | 40.6 | 40.4 | 40.2 | 40.4 | 40.9 | 41.7 | 42.7 | 44.1 | 46 | 49.3 | 52.3 | 55.5 | 58.4 | 61.6 | 64.9 | 68.4 | 71.8 | 74.7 | 77.4 | 80 | 82.1 | 84 | 85.7 | 87.5 | 88.8 | 90.2 | 91.5 | 92.7 | 93.9 | 93.9 | 93.8 | NPgN | GSP | NPg Planning Scenario | Peak utilisation without TouT in PS (percent - whole number)
NPg Planning Scenario | Dem_BB000d_NPgExtra | % | NPgN | KNARESBOROUGH | Peak utilisation without TouT in PS (percent - whole number) | KNARE_111 | 65.6 | 66.7 | 68 | 67.9 | 68.4 | 69.2 | 70.4 | 72 | 74.1 | 76.9 | 80.1 | 84.2 | 88 | 91.7 | 95.9 | 100 | 104.8 | 109.3 | 113.2 | 116.9 | 120.3 | 123.2 | 125.6 | 127.9 | 130 | 131.8 | 133.5 | 135.2 | 136.7 | 138.2 | 138.6 | 138.8 | NPgN | GSP | NPg Planning Scenario | Peak utilisation without TouT in PS (percent - whole number)
NPg Planning Scenario | Dem_BB000d_NPgExtra | % | NPgN | LACKENBY | Peak utilisation without TouT in PS (percent - whole number) | LACK_6 | 54.6 | 54.4 | 53.9 | 53.7 | 54 | 54.6 | 55.5 | 56.8 | 58.5 | 60.8 | 64.3 | 67.8 | 71.4 | 74.8 | 78.5 | 82.1 | 86.2 | 90 | 93.3 | 96.4 | 99.3 | 101.7 | 103.8 | 105.7 | 107.6 | 109.1 | 110.6 | 111.9 | 113.2 | 114.5 | 114.5 | 114.5 | NPgN | GSP | NPg Planning Scenario | Peak utilisation without TouT in PS (percent - whole number)
NPg Planning Scenario | Dem_BB000d_NPgExtra | % | NPgN | NORTON | Peak utilisation without TouT in PS (percent - whole number) | NORT_1 | 49.5 | 49.2 | 50.4 | 50.2 | 50.5 | 51 | 52 | 53.2 | 54.9 | 57.1 | 59.8 | 63.1 | 66.1 | 69 | 72.2 | 75.4 | 79 | 82.5 | 85.4 | 88.1 | 90.6 | 92.7 | 94.5 | 96.2 | 97.7 | 99 | 100.2 | 101.3 | 102.4 | 103.5 | 103.6 | 103.7 | NPgN | GSP | NPg Planning Scenario | Peak utilisation without TouT in PS (percent - whole number)
NPg Planning Scenario | Dem_BB000d_NPgExtra | % | NPgN | OFFERTON | Peak utilisation without TouT in PS (percent - whole number) | OFFE_3 | 44.6 | 44.4 | 44.4 | 44.1 | 44.1 | 44.5 | 45.2 | 46 | 47.1 | 48.6 | 51.8 | 54.5 | 57.4 | 59.7 | 62.5 | 65.4 | 68.7 | 71.9 | 74.6 | 77.1 | 79.6 | 81.6 | 83.3 | 84.9 | 86.5 | 87.7 | 89 | 90.1 | 91.3 | 92.4 | 92.4 | 92.3 | NPgN | GSP | NPg Planning Scenario | Peak utilisation without TouT in PS (percent - whole number)
NPg Planning Scenario | Dem_BB000d_NPgExtra | % | NPgN | OSBALDWICK | Peak utilisation without TouT in PS (percent - whole number) | OSBA_1 | 45.5 | 45.6 | 49.5 | 49.3 | 49.6 | 50.1 | 50.8 | 51.9 | 53.3 | 55.1 | 57.5 | 60.2 | 62.9 | 65.4 | 68.2 | 71.1 | 74.4 | 77.6 | 80.3 | 82.9 | 85.3 | 87.3 | 89 | 90.6 | 92.2 | 93.5 | 94.7 | 95.8 | 97 | 98.1 | 98.3 | 98.4 | NPgN | GSP | NPg Planning Scenario | Peak utilisation without TouT in PS (percent - whole number)
NPg Planning Scenario | Dem_BB000d_NPgExtra | % | NPgN | POPPLETON | Peak utilisation without TouT in PS (percent - whole number) | POPP_3 | 36.7 | 36.5 | 37.3 | 37.1 | 37.3 | 37.7 | 38.2 | 38.9 | 39.9 | 41.2 | 43.4 | 45.5 | 47.6 | 49.5 | 51.7 | 53.9 | 56.4 | 58.8 | 60.9 | 62.8 | 64.7 | 66.2 | 67.5 | 68.7 | 69.8 | 70.8 | 71.7 | 72.5 | 73.4 | 74.2 | 74.3 | 74.3 | NPgN | GSP | NPg Planning Scenario | Peak utilisation without TouT in PS (percent - whole number)
NPg Planning Scenario | Dem_BB000d_NPgExtra | % | NPgN | SALTHOLME | Peak utilisation without TouT in PS (percent - whole number) | SALH_1 | 25.6 | 25.5 | 27.2 | 27.1 | 27 | 26.9 | 26.8 | 26.7 | 26.6 | 26.6 | 26.5 | 26.5 | 26.4 | 26.4 | 26.4 | 26.3 | 26.3 | 26.3 | 26.3 | 26.3 | 26.3 | 26.3 | 26.3 | 26.3 | 26.3 | 26.3 | 26.3 | 26.3 | 26.3 | 26.3 | 26.2 | 26.2 | NPgN | GSP | NPg Planning Scenario | Peak utilisation without TouT in PS (percent - whole number)
NPg Planning Scenario | Dem_BB000d_NPgExtra | % | NPgN | SOUTH SHIELDS | Peak utilisation without TouT in PS (percent - whole number) | SSHI_3 | 36.1 | 35.9 | 35.6 | 35.4 | 35.5 | 35.8 | 36.5 | 37.2 | 38.2 | 39.6 | 42.1 | 44.3 | 46.7 | 48.8 | 51.2 | 53.7 | 56.5 | 59.1 | 61.5 | 63.6 | 65.7 | 67.4 | 68.8 | 70.1 | 71.4 | 72.4 | 73.5 | 74.3 | 75.2 | 76.1 | 76.1 | 76.1 | NPgN | GSP | NPg Planning Scenario | Peak utilisation without TouT in PS (percent - whole number)
NPg Planning Scenario | Dem_BB000d_NPgExtra | % | NPgN | SPADEADAM | Peak utilisation without TouT in PS (percent - whole number) | TEMP_3: KIELD01 and SPAD20 | NPgN | GSP | NPg Planning Scenario | Peak utilisation without TouT in PS (percent - whole number)
NPg Planning Scenario | Dem_BB000d_NPgExtra | % | NPgN | SPENNYMOOR | Peak utilisation without TouT in PS (percent - whole number) | SPEN_1 | 38 | 37.9 | 37.8 | 38.5 | 38.7 | 39.2 | 39.9 | 41 | 42.6 | 44.7 | 47.2 | 50.8 | 53.7 | 56.4 | 59.5 | 64.3 | 67.7 | 70.9 | 73.7 | 76.3 | 78.7 | 80.7 | 82.4 | 83.9 | 85.4 | 86.7 | 87.8 | 88.9 | 89.9 | 90.9 | 90.9 | 90.8 | NPgN | GSP | NPg Planning Scenario | Peak utilisation without TouT in PS (percent - whole number)
NPg Planning Scenario | Dem_BB000d_NPgExtra | % | NPgN | STELLA NORTH | Peak utilisation without TouT in PS (percent - whole number) | STEN_1 | 26.7 | 26.9 | 27.3 | 27.2 | 27.4 | 27.8 | 28.4 | 29 | 30 | 31.1 | 33.1 | 34.9 | 36.8 | 38.6 | 40.5 | 42.5 | 44.7 | 46.7 | 48.6 | 50.2 | 51.8 | 53.1 | 54.2 | 55.2 | 56.2 | 57 | 57.7 | 58.4 | 59.1 | 59.7 | 59.8 | 59.8 | NPgN | GSP | NPg Planning Scenario | Peak utilisation without TouT in PS (percent - whole number)
NPg Planning Scenario | Dem_BB000d_NPgExtra | % | NPgN | STELLA SOUTH | Peak utilisation without TouT in PS (percent - whole number) | STES_1 | 35.5 | 35.5 | 36.5 | 37.5 | 37.5 | 37.6 | 37.9 | 38.4 | 39.1 | 40.1 | 41.4 | 43.2 | 44.8 | 46.2 | 47.7 | 50.2 | 52 | 53.6 | 55 | 56.3 | 57.6 | 58.6 | 59.4 | 60.1 | 60.8 | 61.4 | 61.9 | 62.3 | 62.7 | 63.1 | 63.1 | 63 | NPgN | GSP | NPg Planning Scenario | Peak utilisation without TouT in PS (percent - whole number)
NPg Planning Scenario | Dem_BB000d_NPgExtra | % | NPgN | TYNEMOUTH | Peak utilisation without TouT in PS (percent - whole number) | TYNE_1 | 26.8 | 26.9 | 28 | 27.9 | 28 | 28.4 | 28.9 | 29.6 | 30.5 | 31.6 | 33.6 | 35.4 | 37.3 | 39 | 40.9 | 42.8 | 44.9 | 46.9 | 48.7 | 50.3 | 51.8 | 53.1 | 54.2 | 55.3 | 56.3 | 57.1 | 57.9 | 58.7 | 59.5 | 60.2 | 60.3 | 60.3 | NPgN | GSP | NPg Planning Scenario | Peak utilisation without TouT in PS (percent - whole number)
NPg Planning Scenario | Dem_BB000d_NPgExtra | % | NPgN | WEST BOLDON | Peak utilisation without TouT in PS (percent - whole number) | WBOL_6 | 56.3 | 57.2 | 62.6 | 62.4 | 62.6 | 63.2 | 64.2 | 65.4 | 67 | 69.2 | 73.1 | 76.7 | 80.4 | 83.8 | 87.6 | 91.4 | 95.7 | 99.7 | 103.2 | 106.5 | 109.5 | 112.1 | 114.3 | 116.3 | 118.3 | 119.9 | 121.5 | 122.8 | 124.2 | 125.6 | 125.6 | 125.6 | NPgN | GSP | NPg Planning Scenario | Peak utilisation without TouT in PS (percent - whole number)
NPg Planning Scenario | Dem_BB000d_NPgExtra | % | NPgY | BRADFORD WEST | Peak utilisation without TouT in PS (percent - whole number) | BRAW_1 | 43.4 | 43.3 | 43.6 | 43.4 | 43.6 | 44.1 | 45 | 46.3 | 48 | 50.2 | 52.6 | 56.8 | 59.9 | 63.1 | 66.5 | 69.8 | 73.7 | 77.5 | 80.7 | 83.8 | 86.7 | 89.1 | 91 | 93 | 94.7 | 96.2 | 97.6 | 98.8 | 100.1 | 101.3 | 101.4 | 101.3 | NPgY | GSP | NPg Planning Scenario | Peak utilisation without TouT in PS (percent - whole number)
NPg Planning Scenario | Dem_BB000d_NPgExtra | % | NPgY | CAMBLESFORTH | Peak utilisation without TouT in PS (percent - whole number) | CAMB_01 | 17.5 | 17.4 | 19.2 | 19.1 | 19.2 | 19.4 | 19.7 | 20.1 | 20.9 | 21.8 | 22.7 | 23.8 | 24.9 | 25.9 | 27 | 28.1 | 29.6 | 30.8 | 32 | 33 | 34 | 34.9 | 35.6 | 36.2 | 36.8 | 37.3 | 37.8 | 38.2 | 38.7 | 39.1 | 39.2 | 39.2 | NPgY | GSP | NPg Planning Scenario | Peak utilisation without TouT in PS (percent - whole number)
NPg Planning Scenario | Dem_BB000d_NPgExtra | % | NPgY | CREYKE BECK | Peak utilisation without TouT in PS (percent - whole number) | CREB_1 | 47.7 | 47.6 | 48.7 | 48.4 | 48.6 | 49.1 | 49.8 | 50.8 | 52.4 | 54.5 | 56.8 | 59.4 | 62.2 | 64.7 | 67.5 | 70.4 | 73.9 | 77 | 79.8 | 82.5 | 85 | 87 | 88.7 | 90.4 | 91.9 | 93.2 | 94.4 | 95.6 | 96.7 | 97.8 | 98 | 98.1 | NPgY | GSP | NPg Planning Scenario | Peak utilisation without TouT in PS (percent - whole number)
NPg Planning Scenario | Dem_BB000d_NPgExtra | % | NPgY | DRAX | Peak utilisation without TouT in PS (percent - whole number) | DRAX_YEDL | 17.1 | 17.1 | 17.9 | 17.9 | 18.1 | 18.4 | 18.8 | 19.4 | 20.4 | 21.6 | 23 | 23.8 | 25.2 | 26.2 | 27.5 | 28.8 | 30.5 | 31.9 | 33.1 | 34.2 | 35.3 | 36.2 | 36.9 | 37.6 | 38.2 | 38.7 | 39.1 | 39.5 | 39.9 | 40.3 | 40.4 | 40.5 | NPgY | GSP | NPg Planning Scenario | Peak utilisation without TouT in PS (percent - whole number)
NPg Planning Scenario | Dem_BB000d_NPgExtra | % | NPgY | ELLAND | Peak utilisation without TouT in PS (percent - whole number) | ELLA_1 | 50.3 | 50.7 | 50.7 | 51.2 | 51.3 | 51.7 | 52.5 | 53.7 | 55.2 | 57.2 | 59.4 | 64.3 | 67.3 | 70.3 | 73.6 | 79.6 | 83.3 | 86.8 | 89.9 | 92.9 | 95.6 | 97.9 | 99.8 | 101.6 | 103.3 | 104.7 | 106 | 107.2 | 108.4 | 109.5 | 109.5 | 109.5 | NPgY | GSP | NPg Planning Scenario | Peak utilisation without TouT in PS (percent - whole number)
NPg Planning Scenario | Dem_BB000d_NPgExtra | % | NPgY | FERRYBRIDGE A | Peak utilisation without TouT in PS (percent - whole number) | FERRA2 | 45.2 | 45.1 | 62.2 | 66.4 | 66.9 | 67.7 | 69 | 70.5 | 72.6 | 75.4 | 78.7 | 78.3 | 82.1 | 85.8 | 89.7 | 93.8 | 98.2 | 102.4 | 105.9 | 109.3 | 112.5 | 115.1 | 117.3 | 119.4 | 121.4 | 123 | 124.5 | 125.9 | 127.3 | 128.6 | 128.9 | 129 | NPgY | GSP | NPg Planning Scenario | Peak utilisation without TouT in PS (percent - whole number)
NPg Planning Scenario | Dem_BB000d_NPgExtra | % | NPgY | FERRYBRIDGE B | Peak utilisation without TouT in PS (percent - whole number) | FERRB9 | 30.6 | 30.4 | 32.3 | 32.8 | 33 | 33.3 | 33.8 | 34.5 | 35.5 | 36.7 | 38.2 | 41.2 | 43 | 44.8 | 46.7 | 51.1 | 53.4 | 55.4 | 57.2 | 58.9 | 60.5 | 61.8 | 63 | 64 | 65 | 65.9 | 66.6 | 67.3 | 68 | 68.7 | 68.9 | 68.9 | NPgY | GSP | NPg Planning Scenario | Peak utilisation without TouT in PS (percent - whole number)
NPg Planning Scenario | Dem_BB000d_NPgExtra | % | NPgY | GRIMSBY WEST | Peak utilisation without TouT in PS (percent - whole number) | GRIW_1 | 73.1 | 72.5 | 75.9 | 75.4 | 75.5 | 75.9 | 76.7 | 78.1 | 80 | 82.6 | 85.8 | 90.5 | 94.6 | 98.6 | 102.8 | 107 | 111.9 | 116.5 | 120.4 | 124 | 127.4 | 130.2 | 132.5 | 134.6 | 136.5 | 138 | 139.3 | 140.4 | 141.6 | 142.7 | 142.5 | 142.3 | NPgY | GSP | NPg Planning Scenario | Peak utilisation without TouT in PS (percent - whole number)
NPg Planning Scenario | Dem_BB000d_NPgExtra | % | NPgY | JORDANTHORPE | Peak utilisation without TouT in PS (percent - whole number) | JORD_3 | 49.2 | 49.2 | 48.7 | 48.7 | 49.3 | 50.3 | 51.5 | 53.2 | 55.1 | 57.6 | 60.4 | 65.6 | 69.3 | 73 | 76.8 | 80.6 | 85 | 89.1 | 92.4 | 95.6 | 98.5 | 101 | 103 | 105 | 106.8 | 108.3 | 109.8 | 111.1 | 112.4 | 113.7 | 113.7 | 113.7 | NPgY | GSP | NPg Planning Scenario | Peak utilisation without TouT in PS (percent - whole number)
NPg Planning Scenario | Dem_BB000d_NPgExtra | % | NPgY | KEADBY | Peak utilisation without TouT in PS (percent - whole number) | KEAD_YEDL | 66.9 | 67 | 68.7 | 68.6 | 69 | 69.6 | 70.4 | 71.4 | 73.5 | 75.9 | 78.4 | 80.4 | 83.3 | 85.6 | 88.3 | 91 | 94.7 | 97.7 | 100.4 | 102.9 | 105.3 | 107.2 | 108.9 | 110.3 | 111.8 | 112.9 | 114.1 | 115.1 | 116.1 | 117 | 117.3 | 117.4 | NPgY | GSP | NPg Planning Scenario | Peak utilisation without TouT in PS (percent - whole number)
NPg Planning Scenario | Dem_BB000d_NPgExtra | % | NPgY | KIRKSTALL B | Peak utilisation without TouT in PS (percent - whole number) | KIRKB1 | 38.8 | 38.7 | 39.9 | 39.6 | 39.4 | 39.4 | 39.4 | 39.8 | 40.1 | 40.8 | 41.6 | 43.3 | 44.4 | 45.6 | 46.9 | 48.2 | 49.6 | 51 | 52.2 | 53.5 | 54.7 | 55.7 | 56.5 | 57.4 | 58.2 | 58.9 | 59.6 | 60.2 | 60.9 | 61.5 | 61.5 | 61.5 | NPgY | GSP | NPg Planning Scenario | Peak utilisation without TouT in PS (percent - whole number)
NPg Planning Scenario | Dem_BB000d_NPgExtra | % | NPgY | NEEPSEND | Peak utilisation without TouT in PS (percent - whole number) | NEEP_3 | 56.5 | 56.7 | 58.4 | 58.2 | 58.7 | 59.5 | 60.8 | 62.6 | 64.6 | 67.3 | 70.3 | 75.9 | 79.9 | 83.9 | 88.2 | 92.2 | 97 | 101.6 | 105.5 | 109.3 | 112.7 | 115.6 | 117.9 | 120.3 | 122.3 | 124.2 | 125.8 | 127.3 | 128.8 | 130.3 | 130.3 | 130.3 | NPgY | GSP | NPg Planning Scenario | Peak utilisation without TouT in PS (percent - whole number)
NPg Planning Scenario | Dem_BB000d_NPgExtra | % | NPgY | NORTON LEES | Peak utilisation without TouT in PS (percent - whole number) | NORL_3 | 51.5 | 51.5 | 50.5 | 50.5 | 51.3 | 52.6 | 54.3 | 56.7 | 59.2 | 62.5 | 66.4 | 74.3 | 79.4 | 84.8 | 90.4 | 95.5 | 101.6 | 107.5 | 112.4 | 117.3 | 121.5 | 125.2 | 128.2 | 131.2 | 133.8 | 136.1 | 138.2 | 140.1 | 142.1 | 143.9 | 143.8 | 143.6 | NPgY | GSP | NPg Planning Scenario | Peak utilisation without TouT in PS (percent - whole number)
NPg Planning Scenario | Dem_BB000d_NPgExtra | % | NPgY | PITSMOOR 3/4 | Peak utilisation without TouT in PS (percent - whole number) | PITS_BB_B | 40.2 | 39.9 | 42.5 | 42.2 | 42 | 41.9 | 42 | 42.2 | 42.5 | 43 | 43.6 | 45.4 | 46.4 | 47.6 | 48.8 | 50 | 51.3 | 52.6 | 53.9 | 55.2 | 56.4 | 57.5 | 58.4 | 59.3 | 60.2 | 61 | 61.8 | 62.5 | 63.3 | 64 | 64.1 | 64 | NPgY | GSP | NPg Planning Scenario | Peak utilisation without TouT in PS (percent - whole number)
NPg Planning Scenario | Dem_BB000d_NPgExtra | % | NPgY | SALTEND NORTH | Peak utilisation without TouT in PS (percent - whole number) | SALT_1 | 45.3 | 45 | 45.2 | 44.9 | 44.6 | 44.5 | 44.4 | 44.4 | 44.6 | 44.9 | 45.3 | 45.9 | 46.6 | 47.2 | 47.8 | 48.5 | 49.3 | 50.1 | 50.7 | 51.4 | 52 | 52.6 | 53.1 | 53.5 | 53.9 | 54.2 | 54.5 | 54.7 | 54.9 | 55.2 | 55.2 | 55.3 | NPgY | GSP | NPg Planning Scenario | Peak utilisation without TouT in PS (percent - whole number)
NPg Planning Scenario | Dem_BB000d_NPgExtra | % | NPgY | SHEFFIELD CITY | Peak utilisation without TouT in PS (percent - whole number) | SHEC_3 | 72.8 | 73.8 | 83.3 | 82.5 | 82 | 81.6 | 81.3 | 81.3 | 81.4 | 81.7 | 82.3 | 83.9 | 84.9 | 86 | 87.3 | 88.5 | 89.8 | 91.2 | 92.6 | 94 | 95.3 | 96.4 | 97.3 | 98.3 | 99.2 | 100 | 100.7 | 101.4 | 102.2 | 102.9 | 102.9 | 102.8 | NPgY | GSP | NPg Planning Scenario | Peak utilisation without TouT in PS (percent - whole number)
NPg Planning Scenario | Dem_BB000d_NPgExtra | % | NPgY | SKELTON GRANGE | Peak utilisation without TouT in PS (percent - whole number) | SKLGB1 | 57.9 | 58 | 62.5 | 62.6 | 62.7 | 63.2 | 64.1 | 65.4 | 66.9 | 69.1 | 71.6 | 76.7 | 80 | 83.5 | 87.2 | 92.1 | 96.1 | 100.1 | 103.5 | 106.8 | 109.7 | 112.3 | 114.3 | 116.4 | 118.1 | 119.7 | 121.1 | 122.4 | 123.7 | 124.9 | 125 | 125 | NPgY | GSP | NPg Planning Scenario | Peak utilisation without TouT in PS (percent - whole number)
NPg Planning Scenario | Dem_BB000d_NPgExtra | % | NPgY | TEMPLEBOROUGH 275/33KV | Peak utilisation without TouT in PS (percent - whole number) | TEMP_3 | 19 | 18.8 | 19.4 | 19.2 | 19.1 | 19.1 | 19 | 19 | 19 | 19 | 19.1 | 19.3 | 19.5 | 19.7 | 19.8 | 20 | 20.3 | 20.5 | 20.7 | 20.9 | 21.1 | 21.3 | 21.5 | 21.6 | 21.8 | 21.9 | 22 | 22.2 | 22.3 | 22.4 | 22.5 | 22.5 | NPgY | GSP | NPg Planning Scenario | Peak utilisation without TouT in PS (percent - whole number)
NPg Planning Scenario | Dem_BB000d_NPgExtra | % | NPgY | THURCROFT | Peak utilisation without TouT in PS (percent - whole number) | THUR_6 | 62.1 | 62 | 73.9 | 80.7 | 81.3 | 82.2 | 83.5 | 85.3 | 87.7 | 91.1 | 95 | 92.5 | 96.9 | 101.1 | 105.8 | 110.7 | 116 | 121 | 125.4 | 129.6 | 133.5 | 136.8 | 139.6 | 142.2 | 144.8 | 146.9 | 148.8 | 150.7 | 152.5 | 154.3 | 154.6 | 154.8 | NPgY | GSP | NPg Planning Scenario | Peak utilisation without TouT in PS (percent - whole number)
NPg Planning Scenario | Dem_BB000d_NPgExtra | % | NPgY | WEST MELTON / THORPE MARSH | Peak utilisation without TouT in PS (percent - whole number) | WMEL_THOM | 67.6 | 67.2 | 69.6 | 69.9 | 70.1 | 70.5 | 71.2 | 72.1 | 73.4 | 75.2 | 77.5 | 81.7 | 84.5 | 87.4 | 90.4 | 96 | 99.6 | 103 | 105.9 | 108.8 | 111.5 | 113.7 | 115.6 | 117.4 | 119.1 | 120.5 | 121.8 | 123.1 | 124.4 | 125.6 | 125.8 | 126 | NPgY | GSP | NPg Planning Scenario | Peak utilisation without TouT in PS (percent - whole number)
NPg Planning Scenario | Dem_BB000d_NPgExtra | % | NPgY | WEST MELTON SECTION 3 | Peak utilisation without TouT in PS (percent - whole number) | WMEL_BB3 | 54.7 | 55 | 55.1 | 55.9 | 56.6 | 57.7 | 59.3 | 61.2 | 63.7 | 67 | 70.7 | 77 | 81.5 | 86 | 90.7 | 98.5 | 103.9 | 109.1 | 113.6 | 117.9 | 121.9 | 125.2 | 128.1 | 130.8 | 133.3 | 135.5 | 137.5 | 139.4 | 141.4 | 143.2 | 143.6 | 143.8 | NPgY | GSP | NPg Planning Scenario | Peak utilisation without TouT in PS (percent - whole number)
NPg Planning Scenario | Dem_BB000d_NPgExtra | % | NPgY | WINCOBANK | Peak utilisation without TouT in PS (percent - whole number) | WIBA_3 | 24.3 | 24.1 | 44.9 | 44.7 | 44.5 | 44.4 | 44.3 | 44.3 | 44.3 | 44.4 | 44.7 | 45.1 | 45.4 | 45.8 | 46.2 | 46.6 | 47.1 | 47.5 | 48 | 48.4 | 48.9 | 49.3 | 49.6 | 49.9 | 50.2 | 50.5 | 50.7 | 51 | 51.2 | 51.5 | 51.6 | 51.6 | NPgY | GSP | NPg Planning Scenario | Peak utilisation without TouT in PS (percent - whole number)
NPg Planning Scenario | Dem_BB000c_NPgExtra | % | NPgN | BLYTH 66kV | Peak utilisation (percent - whole number) | BLYTB1 | 40.1 | 41.9 | 41.6 | 41.5 | 41.8 | 42.3 | 43.2 | 44.3 | 45.7 | 47.5 | 50.2 | 53 | 55.7 | 58.3 | 61.3 | 64.2 | 67.5 | 70.6 | 73.3 | 75.9 | 78.4 | 80.5 | 82.3 | 84 | 85.7 | 87.1 | 88.5 | 89.8 | 91.1 | 92.4 | 92.6 | 92.7 | NPgN | GSP | NPg Planning Scenario | Peak utilisation (percent - whole number)
NPg Planning Scenario | Dem_BB000c_NPgExtra | % | NPgN | BLYTH 132kV | Peak utilisation (percent - whole number) | BLYTH132 | 24.2 | 24 | 24.4 | 24.3 | 24.5 | 24.8 | 25 | 25.7 | 26.6 | 27.7 | 27.8 | 29 | 29.7 | 30.6 | 31.8 | 32.9 | 34.1 | 35.3 | 36.3 | 37.3 | 38.2 | 38.9 | 39.6 | 40.2 | 40.6 | 41.1 | 41.4 | 41.8 | 42.1 | 42.5 | 42.5 | 42.5 | NPgN | GSP | NPg Planning Scenario | Peak utilisation (percent - whole number)
NPg Planning Scenario | Dem_BB000c_NPgExtra | % | NPgN | FOURSTONES | Peak utilisation (percent - whole number) | TEMP_3: FOUR_1 | NPgN | GSP | NPg Planning Scenario | Peak utilisation (percent - whole number)
NPg Planning Scenario | Dem_BB000c_NPgExtra | % | NPgN | HARTMOOR | Peak utilisation (percent - whole number) | HARM_6 | 74.2 | 74.1 | 75.8 | 75.3 | 75.5 | 76.1 | 77.2 | 78.7 | 80.6 | 83.1 | 87.4 | 91.5 | 95.7 | 99.5 | 104 | 108.5 | 113.5 | 118.2 | 122.4 | 126.5 | 130.3 | 133.5 | 136.3 | 139 | 141.7 | 143.8 | 146 | 148 | 150 | 151.9 | 152.1 | 152.1 | NPgN | GSP | NPg Planning Scenario | Peak utilisation (percent - whole number)
NPg Planning Scenario | Dem_BB000c_NPgExtra | % | NPgN | HAWTHORN PIT GRID | Peak utilisation (percent - whole number) | HAWP_6 | 39.2 | 40.5 | 40.4 | 40.1 | 40.3 | 40.7 | 41.4 | 42.2 | 43.4 | 44.9 | 47.7 | 50.3 | 53 | 55.5 | 58.4 | 61.3 | 64.4 | 67.4 | 70.1 | 72.6 | 75 | 77.1 | 78.8 | 80.5 | 82.2 | 83.6 | 84.9 | 86.2 | 87.4 | 88.7 | 88.7 | 88.6 | NPgN | GSP | NPg Planning Scenario | Peak utilisation (percent - whole number)
NPg Planning Scenario | Dem_BB000c_NPgExtra | % | NPgN | KNARESBOROUGH | Peak utilisation (percent - whole number) | KNARE_111 | 65.6 | 66.7 | 68 | 67.8 | 68.2 | 68.9 | 69.8 | 71.1 | 72.9 | 75.2 | 77.9 | 81.3 | 84.4 | 87.5 | 91.1 | 94.8 | 98.9 | 102.9 | 106.3 | 109.6 | 112.7 | 115.4 | 117.7 | 119.8 | 121.9 | 123.7 | 125.3 | 126.9 | 128.5 | 130 | 130.4 | 130.7 | NPgN | GSP | NPg Planning Scenario | Peak utilisation (percent - whole number)
NPg Planning Scenario | Dem_BB000c_NPgExtra | % | NPgN | LACKENBY | Peak utilisation (percent - whole number) | LACK_6 | 54.5 | 54.4 | 53.9 | 53.6 | 53.8 | 54.3 | 55.1 | 56.1 | 57.6 | 59.4 | 62.4 | 65.4 | 68.4 | 71.3 | 74.6 | 77.9 | 81.4 | 84.8 | 87.8 | 90.7 | 93.4 | 95.7 | 97.7 | 99.6 | 101.4 | 102.8 | 104.3 | 105.6 | 106.9 | 108.2 | 108.3 | 108.3 | NPgN | GSP | NPg Planning Scenario | Peak utilisation (percent - whole number)
NPg Planning Scenario | Dem_BB000c_NPgExtra | % | NPgN | NORTON | Peak utilisation (percent - whole number) | NORT_1 | 49.5 | 49.2 | 50.4 | 50.1 | 50.3 | 50.8 | 51.5 | 52.6 | 54 | 55.9 | 58.1 | 60.8 | 63.4 | 65.8 | 68.7 | 71.5 | 74.6 | 77.6 | 80.2 | 82.7 | 85 | 87 | 88.7 | 90.3 | 91.7 | 93 | 94.2 | 95.3 | 96.4 | 97.5 | 97.7 | 97.7 | NPgN | GSP | NPg Planning Scenario | Peak utilisation (percent - whole number)
NPg Planning Scenario | Dem_BB000c_NPgExtra | % | NPgN | OFFERTON | Peak utilisation (percent - whole number) | OFFE_3 | 44.6 | 44.4 | 44.4 | 44 | 44 | 44.3 | 44.9 | 45.5 | 46.4 | 47.6 | 50.4 | 52.6 | 55.1 | 57 | 59.5 | 62.1 | 65 | 67.8 | 70.3 | 72.6 | 74.9 | 76.7 | 78.4 | 79.9 | 81.4 | 82.7 | 83.9 | 85 | 86.2 | 87.4 | 87.4 | 87.3 | NPgN | GSP | NPg Planning Scenario | Peak utilisation (percent - whole number)
NPg Planning Scenario | Dem_BB000c_NPgExtra | % | NPgN | OSBALDWICK | Peak utilisation (percent - whole number) | OSBA_1 | 45.5 | 45.6 | 49.5 | 49.2 | 49.4 | 49.9 | 50.5 | 51.3 | 52.5 | 54 | 55.9 | 58.2 | 60.4 | 62.5 | 65 | 67.5 | 70.4 | 73.2 | 75.6 | 77.9 | 80.1 | 82 | 83.6 | 85.1 | 86.6 | 87.8 | 89 | 90.2 | 91.3 | 92.4 | 92.6 | 92.7 | NPgN | GSP | NPg Planning Scenario | Peak utilisation (percent - whole number)
NPg Planning Scenario | Dem_BB000c_NPgExtra | % | NPgN | POPPLETON | Peak utilisation (percent - whole number) | POPP_3 | 36.7 | 36.5 | 37.3 | 37.1 | 37.2 | 37.5 | 37.9 | 38.5 | 39.3 | 40.3 | 42.2 | 43.9 | 45.7 | 47.3 | 49.2 | 51.2 | 53.4 | 55.5 | 57.4 | 59.2 | 60.9 | 62.3 | 63.5 | 64.6 | 65.8 | 66.7 | 67.6 | 68.4 | 69.3 | 70.1 | 70.2 | 70.2 | NPgN | GSP | NPg Planning Scenario | Peak utilisation (percent - whole number)
NPg Planning Scenario | Dem_BB000c_NPgExtra | % | NPgN | SALTHOLME | Peak utilisation (percent - whole number) | SALH_1 | 25.6 | 25.5 | 27.2 | 27 | 26.9 | 26.7 | 26.5 | 26.4 | 26.3 | 26.1 | 26.1 | 26 | 26 | 25.9 | 25.9 | 25.9 | 25.8 | 25.8 | 25.8 | 25.8 | 25.8 | 25.8 | 25.8 | 25.8 | 25.8 | 25.8 | 25.8 | 25.8 | 25.8 | 25.8 | 25.8 | 25.8 | NPgN | GSP | NPg Planning Scenario | Peak utilisation (percent - whole number)
NPg Planning Scenario | Dem_BB000c_NPgExtra | % | NPgN | SOUTH SHIELDS | Peak utilisation (percent - whole number) | SSHI_3 | 36.1 | 35.9 | 35.6 | 35.4 | 35.4 | 35.7 | 36.2 | 36.8 | 37.7 | 38.7 | 40.9 | 42.8 | 44.9 | 46.6 | 48.8 | 51 | 53.5 | 55.8 | 57.9 | 59.9 | 61.8 | 63.4 | 64.8 | 66.1 | 67.3 | 68.3 | 69.3 | 70.2 | 71.1 | 72 | 72 | 72 | NPgN | GSP | NPg Planning Scenario | Peak utilisation (percent - whole number)
NPg Planning Scenario | Dem_BB000c_NPgExtra | % | NPgN | SPADEADAM | Peak utilisation (percent - whole number) | TEMP_3: KIELD01 and SPAD20 | NPgN | GSP | NPg Planning Scenario | Peak utilisation (percent - whole number)
NPg Planning Scenario | Dem_BB000c_NPgExtra | % | NPgN | SPENNYMOOR | Peak utilisation (percent - whole number) | SPEN_1 | 38 | 37.9 | 37.8 | 38.4 | 38.6 | 39 | 39.6 | 40.6 | 41.9 | 43.6 | 45.7 | 48.8 | 51.2 | 53.5 | 56.2 | 60.7 | 63.7 | 66.5 | 68.9 | 71.3 | 73.5 | 75.4 | 77 | 78.5 | 80 | 81.2 | 82.3 | 83.4 | 84.4 | 85.4 | 85.4 | 85.4 | NPgN | GSP | NPg Planning Scenario | Peak utilisation (percent - whole number)
NPg Planning Scenario | Dem_BB000c_NPgExtra | % | NPgN | STELLA NORTH | Peak utilisation (percent - whole number) | STEN_1 | 26.7 | 26.9 | 27.3 | 27.2 | 27.3 | 27.6 | 28.1 | 28.6 | 29.3 | 30.2 | 31.8 | 33.3 | 34.9 | 36.3 | 38 | 39.7 | 41.6 | 43.4 | 45 | 46.5 | 48 | 49.2 | 50.2 | 51.2 | 52.1 | 52.9 | 53.6 | 54.3 | 55 | 55.6 | 55.7 | 55.8 | NPgN | GSP | NPg Planning Scenario | Peak utilisation (percent - whole number)
NPg Planning Scenario | Dem_BB000c_NPgExtra | % | NPgN | STELLA SOUTH | Peak utilisation (percent - whole number) | STES_1 | 35.5 | 35.5 | 36.4 | 37.4 | 37.3 | 37.4 | 37.6 | 37.9 | 38.4 | 39.2 | 40.2 | 41.7 | 43 | 44.1 | 45.5 | 47.7 | 49.3 | 50.7 | 52 | 53.1 | 54.3 | 55.2 | 56 | 56.7 | 57.4 | 57.9 | 58.4 | 58.8 | 59.2 | 59.7 | 59.6 | 59.6 | NPgN | GSP | NPg Planning Scenario | Peak utilisation (percent - whole number)
NPg Planning Scenario | Dem_BB000c_NPgExtra | % | NPgN | TYNEMOUTH | Peak utilisation (percent - whole number) | TYNE_1 | 26.8 | 26.9 | 27.9 | 27.8 | 28 | 28.2 | 28.7 | 29.3 | 30 | 30.9 | 32.6 | 34.2 | 35.7 | 37.1 | 38.8 | 40.5 | 42.4 | 44.2 | 45.8 | 47.3 | 48.7 | 49.9 | 50.9 | 51.9 | 52.9 | 53.8 | 54.6 | 55.3 | 56.1 | 56.9 | 57 | 57 | NPgN | GSP | NPg Planning Scenario | Peak utilisation (percent - whole number)
NPg Planning Scenario | Dem_BB000c_NPgExtra | % | NPgN | WEST BOLDON | Peak utilisation (percent - whole number) | WBOL_6 | 56.3 | 57.2 | 62.6 | 62.3 | 62.5 | 62.9 | 63.7 | 64.7 | 66.1 | 67.8 | 71.2 | 74.3 | 77.4 | 80.3 | 83.7 | 87.1 | 90.9 | 94.5 | 97.7 | 100.7 | 103.6 | 106 | 108.1 | 110 | 112 | 113.5 | 115.1 | 116.4 | 117.9 | 119.2 | 119.3 | 119.3 | NPgN | GSP | NPg Planning Scenario | Peak utilisation (percent - whole number)
NPg Planning Scenario | Dem_BB000c_NPgExtra | % | NPgY | BRADFORD WEST | Peak utilisation (percent - whole number) | BRAW_1 | 43.4 | 43.3 | 43.6 | 43.3 | 43.5 | 43.9 | 44.7 | 45.8 | 47.2 | 48.9 | 50.9 | 54.5 | 57.1 | 59.8 | 62.8 | 65.7 | 69.1 | 72.4 | 75.2 | 78.1 | 80.7 | 82.9 | 84.8 | 86.7 | 88.3 | 89.8 | 91.1 | 92.4 | 93.7 | 94.9 | 95 | 95 | NPgY | GSP | NPg Planning Scenario | Peak utilisation (percent - whole number)
NPg Planning Scenario | Dem_BB000c_NPgExtra | % | NPgY | CAMBLESFORTH | Peak utilisation (percent - whole number) | CAMB_01 | 17.5 | 17.4 | 19.1 | 19.1 | 19.2 | 19.3 | 19.6 | 19.9 | 20.6 | 21.3 | 22.2 | 23 | 24 | 24.9 | 25.9 | 26.9 | 28.2 | 29.3 | 30.4 | 31.4 | 32.3 | 33.1 | 33.7 | 34.4 | 35 | 35.5 | 35.9 | 36.3 | 36.8 | 37.2 | 37.3 | 37.4 | NPgY | GSP | NPg Planning Scenario | Peak utilisation (percent - whole number)
NPg Planning Scenario | Dem_BB000c_NPgExtra | % | NPgY | CREYKE BECK | Peak utilisation (percent - whole number) | CREB_1 | 47.7 | 47.6 | 48.6 | 48.3 | 48.5 | 48.8 | 49.4 | 50.3 | 51.6 | 53.3 | 55.3 | 57.5 | 59.8 | 61.9 | 64.4 | 66.9 | 70 | 72.7 | 75.3 | 77.7 | 80 | 81.9 | 83.5 | 85.1 | 86.6 | 87.8 | 89.1 | 90.2 | 91.3 | 92.4 | 92.7 | 92.7 | NPgY | GSP | NPg Planning Scenario | Peak utilisation (percent - whole number)
NPg Planning Scenario | Dem_BB000c_NPgExtra | % | NPgY | DRAX | Peak utilisation (percent - whole number) | DRAX_YEDL | 17.1 | 17 | 17.9 | 17.9 | 18 | 18.3 | 18.7 | 19.1 | 20 | 21.1 | 22.2 | 22.8 | 23.9 | 24.8 | 25.9 | 27 | 28.6 | 29.7 | 30.9 | 31.9 | 32.9 | 33.7 | 34.4 | 35 | 35.6 | 36.1 | 36.5 | 36.9 | 37.3 | 37.7 | 37.8 | 37.9 | NPgY | GSP | NPg Planning Scenario | Peak utilisation (percent - whole number)
NPg Planning Scenario | Dem_BB000c_NPgExtra | % | NPgY | ELLAND | Peak utilisation (percent - whole number) | ELLA_1 | 50.3 | 50.7 | 50.6 | 51.1 | 51.2 | 51.5 | 52.1 | 53.1 | 54.4 | 56 | 57.8 | 62.3 | 64.8 | 67.3 | 70.2 | 75.9 | 79.1 | 82.3 | 85 | 87.8 | 90.3 | 92.5 | 94.3 | 96 | 97.6 | 99 | 100.3 | 101.5 | 102.7 | 103.8 | 103.9 | 103.9 | NPgY | GSP | NPg Planning Scenario | Peak utilisation (percent - whole number)
NPg Planning Scenario | Dem_BB000c_NPgExtra | % | NPgY | FERRYBRIDGE A | Peak utilisation (percent - whole number) | FERRA2 | 45.2 | 45 | 62.2 | 66.4 | 66.8 | 67.5 | 68.6 | 69.9 | 71.7 | 74 | 76.8 | 75.9 | 79.1 | 82.2 | 85.7 | 89.4 | 93.4 | 97 | 100.3 | 103.5 | 106.4 | 108.9 | 111 | 113.1 | 115 | 116.6 | 118.1 | 119.5 | 120.9 | 122.2 | 122.5 | 122.7 | NPgY | GSP | NPg Planning Scenario | Peak utilisation (percent - whole number)
NPg Planning Scenario | Dem_BB000c_NPgExtra | % | NPgY | FERRYBRIDGE B | Peak utilisation (percent - whole number) | FERRB9 | 30.5 | 30.4 | 32.2 | 32.8 | 32.9 | 33.1 | 33.5 | 34.1 | 34.9 | 36 | 37.2 | 39.9 | 41.5 | 43 | 44.7 | 49 | 50.9 | 52.8 | 54.4 | 56 | 57.5 | 58.8 | 59.8 | 60.9 | 61.8 | 62.6 | 63.4 | 64.1 | 64.8 | 65.5 | 65.7 | 65.8 | NPgY | GSP | NPg Planning Scenario | Peak utilisation (percent - whole number)
NPg Planning Scenario | Dem_BB000c_NPgExtra | % | NPgY | GRIMSBY WEST | Peak utilisation (percent - whole number) | GRIW_1 | 73 | 72.5 | 75.8 | 75.3 | 75.2 | 75.5 | 76 | 77 | 78.5 | 80.5 | 83 | 87 | 90.3 | 93.7 | 97.4 | 101.1 | 105.4 | 109.4 | 112.9 | 116.3 | 119.5 | 122.1 | 124.2 | 126.3 | 128.1 | 129.6 | 130.9 | 132 | 133.2 | 134.3 | 134.2 | 134.1 | NPgY | GSP | NPg Planning Scenario | Peak utilisation (percent - whole number)
NPg Planning Scenario | Dem_BB000c_NPgExtra | % | NPgY | JORDANTHORPE | Peak utilisation (percent - whole number) | JORD_3 | 49.2 | 49.2 | 48.7 | 48.7 | 49.2 | 50 | 51 | 52.4 | 53.9 | 55.7 | 57.9 | 62.3 | 65.1 | 68.1 | 71.4 | 74.7 | 78.5 | 82 | 85 | 87.9 | 90.6 | 92.8 | 94.7 | 96.6 | 98.4 | 99.9 | 101.3 | 102.7 | 104 | 105.3 | 105.4 | 105.4 | NPgY | GSP | NPg Planning Scenario | Peak utilisation (percent - whole number)
NPg Planning Scenario | Dem_BB000c_NPgExtra | % | NPgY | KEADBY | Peak utilisation (percent - whole number) | KEAD_YEDL | 66.8 | 67 | 68.6 | 68.4 | 68.7 | 69.1 | 69.7 | 70.5 | 72.3 | 74.3 | 76.4 | 77.9 | 80.2 | 82.1 | 84.4 | 86.8 | 90.1 | 92.7 | 95.2 | 97.4 | 99.6 | 101.4 | 102.9 | 104.3 | 105.7 | 106.9 | 108 | 109 | 110 | 110.9 | 111.2 | 111.4 | NPgY | GSP | NPg Planning Scenario | Peak utilisation (percent - whole number)
NPg Planning Scenario | Dem_BB000c_NPgExtra | % | NPgY | KIRKSTALL B | Peak utilisation (percent - whole number) | KIRKB1 | 38.8 | 38.6 | 39.9 | 39.5 | 39.3 | 39.2 | 39.2 | 39.4 | 39.7 | 40.2 | 40.9 | 42.5 | 43.5 | 44.5 | 45.7 | 47 | 48.2 | 49.5 | 50.7 | 51.9 | 53.1 | 54 | 54.9 | 55.7 | 56.6 | 57.3 | 57.9 | 58.6 | 59.2 | 59.8 | 59.9 | 59.9 | NPgY | GSP | NPg Planning Scenario | Peak utilisation (percent - whole number)
NPg Planning Scenario | Dem_BB000c_NPgExtra | % | NPgY | NEEPSEND | Peak utilisation (percent - whole number) | NEEP_3 | 56.5 | 56.6 | 58.4 | 58.1 | 58.5 | 59.3 | 60.3 | 61.7 | 63.3 | 65.3 | 67.6 | 72.3 | 75.4 | 78.7 | 82.4 | 85.7 | 89.8 | 93.8 | 97.2 | 100.7 | 103.7 | 106.4 | 108.6 | 110.8 | 112.8 | 114.6 | 116.2 | 117.6 | 119.2 | 120.7 | 120.8 | 120.8 | NPgY | GSP | NPg Planning Scenario | Peak utilisation (percent - whole number)
NPg Planning Scenario | Dem_BB000c_NPgExtra | % | NPgY | NORTON LEES | Peak utilisation (percent - whole number) | NORL_3 | 51.5 | 51.5 | 50.4 | 50.4 | 51.2 | 52.3 | 53.8 | 55.8 | 57.7 | 60.2 | 63.1 | 69.9 | 74 | 78.4 | 83.3 | 87.8 | 93 | 98.1 | 102.4 | 106.9 | 110.8 | 114.2 | 117.1 | 120 | 122.5 | 124.8 | 126.8 | 128.7 | 130.7 | 132.6 | 132.5 | 132.4 | NPgY | GSP | NPg Planning Scenario | Peak utilisation (percent - whole number)
NPg Planning Scenario | Dem_BB000c_NPgExtra | % | NPgY | PITSMOOR 3/4 | Peak utilisation (percent - whole number) | PITS_BB_B | 40.2 | 39.9 | 42.5 | 42.1 | 41.9 | 41.7 | 41.7 | 41.8 | 42 | 42.4 | 43 | 44.6 | 45.5 | 46.6 | 47.7 | 48.9 | 50.1 | 51.4 | 52.6 | 53.8 | 55 | 56 | 56.9 | 57.9 | 58.8 | 59.6 | 60.3 | 61.1 | 61.8 | 62.6 | 62.7 | 62.6 | NPgY | GSP | NPg Planning Scenario | Peak utilisation (percent - whole number)
NPg Planning Scenario | Dem_BB000c_NPgExtra | % | NPgY | SALTEND NORTH | Peak utilisation (percent - whole number) | SALT_1 | 45.3 | 44.9 | 45.1 | 44.7 | 44.4 | 44.2 | 43.9 | 43.8 | 43.9 | 44.1 | 44.4 | 44.9 | 45.5 | 46 | 46.6 | 47.2 | 47.9 | 48.6 | 49.3 | 49.9 | 50.5 | 51.1 | 51.6 | 52 | 52.4 | 52.7 | 53 | 53.2 | 53.4 | 53.6 | 53.7 | 53.8 | NPgY | GSP | NPg Planning Scenario | Peak utilisation (percent - whole number)
NPg Planning Scenario | Dem_BB000c_NPgExtra | % | NPgY | SHEFFIELD CITY | Peak utilisation (percent - whole number) | SHEC_3 | 72.8 | 73.7 | 83.2 | 82.4 | 81.7 | 81.2 | 80.8 | 80.7 | 80.7 | 80.9 | 81.4 | 82.9 | 83.8 | 84.8 | 85.9 | 87.1 | 88.3 | 89.6 | 90.9 | 92.3 | 93.6 | 94.6 | 95.5 | 96.5 | 97.4 | 98.2 | 98.9 | 99.7 | 100.4 | 101.1 | 101.2 | 101.1 | NPgY | GSP | NPg Planning Scenario | Peak utilisation (percent - whole number)
NPg Planning Scenario | Dem_BB000c_NPgExtra | % | NPgY | SKELTON GRANGE | Peak utilisation (percent - whole number) | SKLGB1 | 57.9 | 57.9 | 62.5 | 62.5 | 62.5 | 62.9 | 63.6 | 64.8 | 66 | 67.7 | 69.8 | 74.3 | 77.1 | 80.1 | 83.3 | 87.9 | 91.4 | 94.9 | 98 | 101 | 103.8 | 106.2 | 108.1 | 110.1 | 111.8 | 113.3 | 114.7 | 116 | 117.3 | 118.5 | 118.7 | 118.7 | NPgY | GSP | NPg Planning Scenario | Peak utilisation (percent - whole number)
NPg Planning Scenario | Dem_BB000c_NPgExtra | % | NPgY | TEMPLEBOROUGH 275/33KV | Peak utilisation (percent - whole number) | TEMP_3 | 19 | 18.8 | 19.3 | 19.2 | 19.1 | 18.9 | 18.8 | 18.8 | 18.7 | 18.7 | 18.8 | 19 | 19.1 | 19.3 | 19.4 | 19.6 | 19.8 | 20 | 20.2 | 20.4 | 20.6 | 20.8 | 21 | 21.1 | 21.3 | 21.4 | 21.6 | 21.7 | 21.8 | 21.9 | 22 | 22 | NPgY | GSP | NPg Planning Scenario | Peak utilisation (percent - whole number)
NPg Planning Scenario | Dem_BB000c_NPgExtra | % | NPgY | THURCROFT | Peak utilisation (percent - whole number) | THUR_6 | 62.1 | 61.9 | 73.9 | 80.6 | 81.1 | 82 | 83.1 | 84.6 | 86.8 | 89.7 | 93.2 | 90.1 | 94 | 97.7 | 101.9 | 106.4 | 111.3 | 115.8 | 119.8 | 123.8 | 127.5 | 130.6 | 133.3 | 135.9 | 138.3 | 140.4 | 142.3 | 144.2 | 146 | 147.8 | 148.2 | 148.4 | NPgY | GSP | NPg Planning Scenario | Peak utilisation (percent - whole number)
NPg Planning Scenario | Dem_BB000c_NPgExtra | % | NPgY | WEST MELTON / THORPE MARSH | Peak utilisation (percent - whole number) | WMEL_THOM | 67.6 | 67.2 | 69.5 | 69.8 | 69.8 | 70.1 | 70.6 | 71.2 | 72.3 | 73.7 | 75.6 | 79.3 | 81.7 | 84.1 | 86.9 | 92.2 | 95.3 | 98.3 | 101 | 103.7 | 106.2 | 108.2 | 110 | 111.8 | 113.4 | 114.8 | 116.2 | 117.4 | 118.7 | 119.9 | 120.2 | 120.4 | NPgY | GSP | NPg Planning Scenario | Peak utilisation (percent - whole number)
NPg Planning Scenario | Dem_BB000c_NPgExtra | % | NPgY | WEST MELTON SECTION 3 | Peak utilisation (percent - whole number) | WMEL_BB3 | 54.7 | 55 | 55.1 | 55.9 | 56.5 | 57.5 | 58.8 | 60.5 | 62.7 | 65.4 | 68.5 | 74.1 | 77.9 | 81.8 | 86 | 93.3 | 98.1 | 102.7 | 106.7 | 110.7 | 114.5 | 117.6 | 120.3 | 122.9 | 125.4 | 127.6 | 129.6 | 131.4 | 133.4 | 135.2 | 135.6 | 135.9 | NPgY | GSP | NPg Planning Scenario | Peak utilisation (percent - whole number)
NPg Planning Scenario | Dem_BB000c_NPgExtra | % | NPgY | WINCOBANK | Peak utilisation (percent - whole number) | WIBA_3 | 24.3 | 24.1 | 44.9 | 44.6 | 44.4 | 44.2 | 44.1 | 44 | 44 | 44.1 | 44.3 | 44.7 | 45 | 45.3 | 45.7 | 46.1 | 46.5 | 46.9 | 47.4 | 47.8 | 48.3 | 48.6 | 49 | 49.3 | 49.6 | 49.9 | 50.1 | 50.4 | 50.6 | 50.9 | 51 | 51 | NPgY | GSP | NPg Planning Scenario | Peak utilisation (percent - whole number)
NPg Planning Scenario | Dem_BB000b_NPgExtra | MW | NPgN | BLYTH 66kV | Total peak demand without ToUT in PS | BLYTB1 | 123.8 | 129.374 | 128.678 | 128.276 | 129.315 | 131.325 | 134.489 | 138.358 | 143.522 | 150.3 | 159.86 | 169.992 | 180.101 | 189.451 | 199.78 | 210.017 | 221.512 | 232.319 | 241.583 | 250.283 | 258.444 | 265.3 | 271.215 | 276.745 | 282.12 | 286.565 | 290.916 | 294.885 | 298.887 | 302.803 | 303.318 | 303.568 | NPgN | GSP | NPg Planning Scenario | Total peak demand without ToUT in PS
NPg Planning Scenario | Dem_BB000b_NPgExtra | MW | NPgN | BLYTH 132kV | Total peak demand without ToUT in PS | BLYTH132 | 68.195 | 67.887 | 68.808 | 68.771 | 69.421 | 70.381 | 71.403 | 73.621 | 76.565 | 80.493 | 81.495 | 85.665 | 88.711 | 91.871 | 95.975 | 99.556 | 103.922 | 107.973 | 111.28 | 114.551 | 117.322 | 119.649 | 121.554 | 123.396 | 124.743 | 126.14 | 127.111 | 128.267 | 129.102 | 130.009 | 130.129 | 130.166 | NPgN | GSP | NPg Planning Scenario | Total peak demand without ToUT in PS
NPg Planning Scenario | Dem_BB000b_NPgExtra | MW | NPgN | FOURSTONES | Total peak demand without ToUT in PS | FOUR_1 | 19.987 | 19.898 | 19.56 | 19.491 | 19.585 | 19.776 | 20.016 | 21.06 | 22.412 | 24.235 | 23.334 | 24.693 | 25.143 | 25.854 | 27.121 | 28.048 | 29.243 | 30.378 | 31.346 | 32.393 | 33.225 | 33.922 | 34.514 | 35.148 | 35.453 | 35.958 | 36.169 | 36.616 | 36.811 | 37.051 | 37.166 | 37.236 | NPgN | GSP | NPg Planning Scenario | Total peak demand without ToUT in PS
NPg Planning Scenario | Dem_BB000b_NPgExtra | MW | NPgN | HARTMOOR | Total peak demand without ToUT in PS | HARM_6 | 87.004 | 86.945 | 88.89 | 88.416 | 88.735 | 89.606 | 91.277 | 93.311 | 96.052 | 99.668 | 105.528 | 111.273 | 117.095 | 122.383 | 128.346 | 134.288 | 140.924 | 147.189 | 152.627 | 157.725 | 162.547 | 166.558 | 170.031 | 173.286 | 176.466 | 179.06 | 181.608 | 183.931 | 186.266 | 188.54 | 188.689 | 188.648 | NPgN | GSP | NPg Planning Scenario | Total peak demand without ToUT in PS
NPg Planning Scenario | Dem_BB000b_NPgExtra | MW | NPgN | HAWTHORN PIT GRID | Total peak demand without ToUT in PS | HAWP_6 | 91.697 | 94.911 | 94.539 | 94.048 | 94.519 | 95.632 | 97.557 | 99.948 | 103.222 | 107.586 | 115.298 | 122.446 | 129.879 | 136.672 | 144.206 | 151.789 | 160.134 | 167.985 | 174.792 | 181.156 | 187.219 | 192.216 | 196.585 | 200.653 | 204.667 | 207.901 | 211.095 | 213.995 | 216.929 | 219.793 | 219.762 | 219.564 | NPgN | GSP | NPg Planning Scenario | Total peak demand without ToUT in PS
NPg Planning Scenario | Dem_BB000b_NPgExtra | MW | NPgN | KNARESBOROUGH | Total peak demand without ToUT in PS | KNARE_111 | 154.405 | 156.865 | 160.038 | 159.747 | 160.875 | 162.835 | 165.525 | 169.301 | 174.3 | 180.89 | 188.495 | 198.019 | 207.085 | 215.627 | 225.487 | 235.15 | 246.471 | 257.182 | 266.318 | 274.982 | 282.935 | 289.696 | 295.421 | 300.806 | 305.759 | 310.078 | 314.071 | 317.905 | 321.549 | 325.107 | 326.01 | 326.554 | NPgN | GSP | NPg Planning Scenario | Total peak demand without ToUT in PS
NPg Planning Scenario | Dem_BB000b_NPgExtra | MW | NPgN | LACKENBY | Total peak demand without ToUT in PS | LACK_6 | 164.719 | 164.176 | 162.877 | 162.28 | 163.001 | 164.72 | 167.686 | 171.56 | 176.75 | 183.568 | 194.157 | 204.772 | 215.612 | 225.798 | 236.906 | 247.957 | 260.179 | 271.73 | 281.697 | 291.044 | 299.808 | 307.126 | 313.428 | 319.271 | 324.854 | 329.428 | 333.784 | 337.768 | 341.72 | 345.59 | 345.825 | 345.816 | NPgN | GSP | NPg Planning Scenario | Total peak demand without ToUT in PS
NPg Planning Scenario | Dem_BB000b_NPgExtra | MW | NPgN | NORTON | Total peak demand without ToUT in PS | NORT_1 | 418.78 | 416.948 | 426.751 | 425.11 | 427.194 | 431.937 | 439.921 | 450.699 | 465.015 | 483.859 | 506.734 | 533.985 | 559.892 | 584.135 | 611.724 | 638.505 | 669.24 | 698.156 | 722.681 | 745.843 | 767.081 | 784.954 | 800.029 | 814.16 | 827.164 | 838.231 | 848.404 | 857.983 | 867.124 | 876.067 | 877.309 | 877.791 | NPgN | GSP | NPg Planning Scenario | Total peak demand without ToUT in PS
NPg Planning Scenario | Dem_BB000b_NPgExtra | MW | NPgN | OFFERTON | Total peak demand without ToUT in PS | OFFE_3 | 49.522 | 49.222 | 49.257 | 48.878 | 48.955 | 49.347 | 50.133 | 51.042 | 52.286 | 53.913 | 57.474 | 60.465 | 63.631 | 66.196 | 69.315 | 72.536 | 76.256 | 79.766 | 82.81 | 85.566 | 88.258 | 90.485 | 92.421 | 94.155 | 95.925 | 97.301 | 98.72 | 99.956 | 101.253 | 102.505 | 102.479 | 102.371 | NPgN | GSP | NPg Planning Scenario | Total peak demand without ToUT in PS
NPg Planning Scenario | Dem_BB000b_NPgExtra | MW | NPgN | OSBALDWICK | Total peak demand without ToUT in PS | OSBA_1 | 257.108 | 257.5 | 279.351 | 278.316 | 279.822 | 282.779 | 287.035 | 292.897 | 300.839 | 311.299 | 324.358 | 339.809 | 354.942 | 368.934 | 385.12 | 401.22 | 420.056 | 437.938 | 453.379 | 467.933 | 481.481 | 492.888 | 502.618 | 511.685 | 520.272 | 527.548 | 534.504 | 541.01 | 547.372 | 553.568 | 554.703 | 555.179 | NPgN | GSP | NPg Planning Scenario | Total peak demand without ToUT in PS
NPg Planning Scenario | Dem_BB000b_NPgExtra | MW | NPgN | POPPLETON | Total peak demand without ToUT in PS | POPP_3 | 43.817 | 43.586 | 44.573 | 44.357 | 44.554 | 44.979 | 45.683 | 46.527 | 47.673 | 49.189 | 51.794 | 54.297 | 56.841 | 59.092 | 61.707 | 64.339 | 67.373 | 70.248 | 72.738 | 75.058 | 77.236 | 79.043 | 80.592 | 82.028 | 83.415 | 84.546 | 85.647 | 86.648 | 87.649 | 88.621 | 88.702 | 88.711 | NPgN | GSP | NPg Planning Scenario | Total peak demand without ToUT in PS
NPg Planning Scenario | Dem_BB000b_NPgExtra | MW | NPgN | SALTHOLME | Total peak demand without ToUT in PS | SALH_1 | 72.15 | 72.074 | 76.813 | 76.479 | 76.173 | 75.889 | 75.63 | 75.388 | 75.168 | 74.967 | 74.822 | 74.686 | 74.572 | 74.464 | 74.376 | 74.305 | 74.255 | 74.213 | 74.177 | 74.153 | 74.14 | 74.13 | 74.121 | 74.118 | 74.116 | 74.112 | 74.111 | 74.112 | 74.113 | 74.111 | 74.074 | 74.015 | NPgN | GSP | NPg Planning Scenario | Total peak demand without ToUT in PS
NPg Planning Scenario | Dem_BB000b_NPgExtra | MW | NPgN | SOUTH SHIELDS | Total peak demand without ToUT in PS | SSHI_3 | 46.894 | 46.612 | 46.323 | 46.006 | 46.14 | 46.569 | 47.375 | 48.347 | 49.68 | 51.447 | 54.645 | 57.618 | 60.676 | 63.411 | 66.547 | 69.732 | 73.352 | 76.826 | 79.857 | 82.664 | 85.319 | 87.523 | 89.415 | 91.133 | 92.804 | 94.134 | 95.443 | 96.596 | 97.761 | 98.876 | 98.908 | 98.859 | NPgN | GSP | NPg Planning Scenario | Total peak demand without ToUT in PS
NPg Planning Scenario | Dem_BB000b_NPgExtra | MW | NPgN | SPADEADAM | Total peak demand without ToUT in PS | KIELD01 and SPAD20 | 5.905 | 5.891 | 5.761 | 5.755 | 5.823 | 5.943 | 6.097 | 6.557 | 7.149 | 7.938 | 7.848 | 8.547 | 8.929 | 9.396 | 10.071 | 10.624 | 11.292 | 11.921 | 12.456 | 13.006 | 13.466 | 13.847 | 14.17 | 14.498 | 14.702 | 14.957 | 15.101 | 15.321 | 15.449 | 15.589 | 15.614 | 15.618 | NPgN | GSP | NPg Planning Scenario | Total peak demand without ToUT in PS
NPg Planning Scenario | Dem_BB000b_NPgExtra | MW | NPgN | SPENNYMOOR | Total peak demand without ToUT in PS | SPEN_1 | 214.393 | 213.779 | 213.449 | 217.107 | 218.432 | 221.276 | 225.408 | 231.699 | 240.424 | 252.098 | 266.303 | 286.627 | 303.006 | 318.465 | 335.793 | 362.996 | 382.257 | 400.371 | 415.856 | 430.47 | 444.051 | 455.309 | 464.944 | 473.87 | 482.257 | 489.188 | 495.686 | 501.721 | 507.569 | 513.283 | 513.239 | 512.764 | NPgN | GSP | NPg Planning Scenario | Total peak demand without ToUT in PS
NPg Planning Scenario | Dem_BB000b_NPgExtra | MW | NPgN | STELLA NORTH | Total peak demand without ToUT in PS | STEN_1 | 188.518 | 190.158 | 192.744 | 192.092 | 193.356 | 195.863 | 200.04 | 204.954 | 211.339 | 219.497 | 233.251 | 246.402 | 259.875 | 272.234 | 285.865 | 299.547 | 315.068 | 329.859 | 342.585 | 354.416 | 365.422 | 374.622 | 382.463 | 389.653 | 396.512 | 402.074 | 407.417 | 412.217 | 416.973 | 421.549 | 421.991 | 422.162 | NPgN | GSP | NPg Planning Scenario | Total peak demand without ToUT in PS
NPg Planning Scenario | Dem_BB000b_NPgExtra | MW | NPgN | STELLA SOUTH | Total peak demand without ToUT in PS | STES_1 | 250.72 | 250.392 | 257.404 | 264.304 | 264.379 | 265.437 | 267.584 | 271.01 | 276.025 | 282.994 | 292.237 | 305.166 | 315.807 | 325.697 | 336.731 | 354.248 | 366.627 | 378.382 | 388.348 | 397.546 | 406.087 | 413.184 | 419.095 | 424.347 | 429.23 | 433.035 | 436.544 | 439.555 | 442.563 | 445.485 | 445.053 | 444.471 | NPgN | GSP | NPg Planning Scenario | Total peak demand without ToUT in PS
NPg Planning Scenario | Dem_BB000b_NPgExtra | MW | NPgN | TYNEMOUTH | Total peak demand without ToUT in PS | TYNE_1 | 151.454 | 152.069 | 157.817 | 157.305 | 158.236 | 160.115 | 163.416 | 167.161 | 172.032 | 178.413 | 189.592 | 199.947 | 210.435 | 219.915 | 230.656 | 241.408 | 253.464 | 264.83 | 274.651 | 283.857 | 292.52 | 299.708 | 305.972 | 311.88 | 317.631 | 322.4 | 327.062 | 331.368 | 335.679 | 339.886 | 340.367 | 340.629 | NPgN | GSP | NPg Planning Scenario | Total peak demand without ToUT in PS
NPg Planning Scenario | Dem_BB000b_NPgExtra | MW | NPgN | WEST BOLDON | Total peak demand without ToUT in PS | WBOL_6 | 217.501 | 221.023 | 242.065 | 241.051 | 241.963 | 244.137 | 248.051 | 252.735 | 259.079 | 267.46 | 282.624 | 296.552 | 310.914 | 324.007 | 338.629 | 353.352 | 369.721 | 385.302 | 398.86 | 411.467 | 423.374 | 433.253 | 441.792 | 449.661 | 457.306 | 463.448 | 469.432 | 474.787 | 480.193 | 485.431 | 485.58 | 485.446 | NPgN | GSP | NPg Planning Scenario | Total peak demand without ToUT in PS
NPg Planning Scenario | Dem_BB000b_NPgExtra | MW | NPgY | BRADFORD WEST | Total peak demand without ToUT in PS | BRAW_1 | 376.71 | 376.332 | 378.625 | 376.516 | 378.378 | 383.207 | 391.094 | 402.324 | 416.869 | 435.532 | 456.482 | 492.771 | 520.238 | 547.889 | 577.649 | 605.96 | 640.195 | 672.765 | 700.576 | 728.03 | 752.472 | 773.305 | 790.357 | 807.222 | 822.189 | 835.531 | 847.209 | 858.005 | 869.379 | 879.655 | 880.26 | 879.978 | NPgY | GSP | NPg Planning Scenario | Total peak demand without ToUT in PS
NPg Planning Scenario | Dem_BB000b_NPgExtra | MW | NPgY | CAMBLESFORTH | Total peak demand without ToUT in PS | CAMB_01 | 37.45 | 37.346 | 41.124 | 41.043 | 41.26 | 41.678 | 42.326 | 43.201 | 44.82 | 46.721 | 48.789 | 50.968 | 53.426 | 55.569 | 57.958 | 60.314 | 63.513 | 66.176 | 68.604 | 70.89 | 73.039 | 74.787 | 76.316 | 77.692 | 79.017 | 80.102 | 81.126 | 82.031 | 82.959 | 83.825 | 84.048 | 84.157 | NPgY | GSP | NPg Planning Scenario | Total peak demand without ToUT in PS
NPg Planning Scenario | Dem_BB000b_NPgExtra | MW | NPgY | CREYKE BECK | Total peak demand without ToUT in PS | CREB_1 | 413.863 | 413.472 | 422.698 | 420.445 | 421.97 | 425.93 | 432.179 | 441.199 | 454.967 | 472.821 | 492.998 | 516.185 | 539.907 | 561.572 | 586.253 | 611.001 | 641.559 | 668.75 | 693.141 | 716.133 | 737.763 | 755.219 | 770.4 | 784.503 | 797.973 | 809.231 | 819.953 | 829.835 | 839.632 | 849.073 | 850.824 | 851.51 | NPgY | GSP | NPg Planning Scenario | Total peak demand without ToUT in PS
NPg Planning Scenario | Dem_BB000b_NPgExtra | MW | NPgY | DRAX | Total peak demand without ToUT in PS | DRAX_YEDL | 49.393 | 49.311 | 51.829 | 51.823 | 52.312 | 53.155 | 54.433 | 56.039 | 59.049 | 62.588 | 66.377 | 68.696 | 72.721 | 75.883 | 79.579 | 83.2 | 88.207 | 92.163 | 95.781 | 99.01 | 102.119 | 104.577 | 106.769 | 108.596 | 110.422 | 111.811 | 113.17 | 114.314 | 115.418 | 116.501 | 116.898 | 117.154 | NPgY | GSP | NPg Planning Scenario | Total peak demand without ToUT in PS
NPg Planning Scenario | Dem_BB000b_NPgExtra | MW | NPgY | ELLAND | Total peak demand without ToUT in PS | ELLA_1 | 325.036 | 327.476 | 327.152 | 330.386 | 331.234 | 334.163 | 339.133 | 346.536 | 356.325 | 369.173 | 383.774 | 415.504 | 434.816 | 454.174 | 475.143 | 513.989 | 537.877 | 560.83 | 580.636 | 600.107 | 617.571 | 632.368 | 644.539 | 656.435 | 667.015 | 676.351 | 684.543 | 692.081 | 699.904 | 707.022 | 707.458 | 707.233 | NPgY | GSP | NPg Planning Scenario | Total peak demand without ToUT in PS
NPg Planning Scenario | Dem_BB000b_NPgExtra | MW | NPgY | FERRYBRIDGE A | Total peak demand without ToUT in PS | FERRA2 | 89.43 | 89.218 | 123.174 | 131.544 | 132.467 | 134.04 | 136.664 | 139.565 | 143.69 | 149.279 | 155.824 | 155.081 | 162.553 | 169.913 | 177.577 | 185.632 | 194.501 | 202.674 | 209.748 | 216.443 | 222.683 | 227.86 | 232.307 | 236.424 | 240.29 | 243.557 | 246.53 | 249.256 | 252.018 | 254.665 | 255.15 | 255.44 | NPgY | GSP | NPg Planning Scenario | Total peak demand without ToUT in PS
NPg Planning Scenario | Dem_BB000b_NPgExtra | MW | NPgY | FERRYBRIDGE B | Total peak demand without ToUT in PS | FERRB9 | 258.701 | 257.454 | 273.263 | 278.114 | 279.109 | 281.617 | 285.842 | 291.938 | 300.303 | 311.132 | 323.662 | 348.753 | 364.233 | 379.127 | 395.141 | 432.929 | 451.733 | 469.046 | 484.315 | 498.884 | 512.422 | 523.69 | 533.27 | 542.253 | 550.601 | 557.699 | 564.187 | 570.139 | 576.115 | 581.838 | 583.112 | 583.806 | NPgY | GSP | NPg Planning Scenario | Total peak demand without ToUT in PS
NPg Planning Scenario | Dem_BB000b_NPgExtra | MW | NPgY | GRIMSBY WEST | Total peak demand without ToUT in PS | GRIW_1 | 211.222 | 209.597 | 219.507 | 218.113 | 218.284 | 219.51 | 221.829 | 225.741 | 231.202 | 238.882 | 248.05 | 261.731 | 273.467 | 285.021 | 297.273 | 309.432 | 323.583 | 336.77 | 347.973 | 358.621 | 368.274 | 376.343 | 382.953 | 389.062 | 394.482 | 398.9 | 402.677 | 405.967 | 409.31 | 412.438 | 412.074 | 411.496 | NPgY | GSP | NPg Planning Scenario | Total peak demand without ToUT in PS
NPg Planning Scenario | Dem_BB000b_NPgExtra | MW | NPgY | JORDANTHORPE | Total peak demand without ToUT in PS | JORD_3 | 54.112 | 54.109 | 53.613 | 53.596 | 54.239 | 55.282 | 56.649 | 58.512 | 60.629 | 63.334 | 66.431 | 72.186 | 76.174 | 80.244 | 84.432 | 88.66 | 93.498 | 97.963 | 101.635 | 105.169 | 108.368 | 111.031 | 113.273 | 115.433 | 117.434 | 119.15 | 120.726 | 122.198 | 123.674 | 125.09 | 125.098 | 125.034 | NPgY | GSP | NPg Planning Scenario | Total peak demand without ToUT in PS
NPg Planning Scenario | Dem_BB000b_NPgExtra | MW | NPgY | KEADBY | Total peak demand without ToUT in PS | KEAD_YEDL | 386.581 | 387.362 | 397.099 | 396.614 | 398.749 | 402.232 | 407.076 | 413.088 | 425.053 | 438.959 | 453.574 | 465.056 | 481.397 | 494.734 | 510.275 | 526.16 | 547.718 | 565.027 | 580.773 | 595.101 | 608.901 | 619.705 | 629.394 | 637.808 | 646.242 | 652.936 | 659.527 | 665.295 | 671.054 | 676.512 | 677.944 | 678.618 | NPgY | GSP | NPg Planning Scenario | Total peak demand without ToUT in PS
NPg Planning Scenario | Dem_BB000b_NPgExtra | MW | NPgY | KIRKSTALL B | Total peak demand without ToUT in PS | KIRKB1 | 224.509 | 223.535 | 230.97 | 228.988 | 227.939 | 227.589 | 228.039 | 229.969 | 232.133 | 235.722 | 240.433 | 250.17 | 256.803 | 263.765 | 271.3 | 278.861 | 286.733 | 294.596 | 301.928 | 309.231 | 316.184 | 321.926 | 326.967 | 331.989 | 336.691 | 340.765 | 344.559 | 348.208 | 351.859 | 355.438 | 355.72 | 355.631 | NPgY | GSP | NPg Planning Scenario | Total peak demand without ToUT in PS
NPg Planning Scenario | Dem_BB000b_NPgExtra | MW | NPgY | NEEPSEND | Total peak demand without ToUT in PS | NEEP_3 | 75.044 | 75.247 | 77.589 | 77.299 | 77.888 | 79.057 | 80.757 | 83.073 | 85.765 | 89.317 | 93.414 | 100.737 | 106.044 | 111.473 | 117.175 | 122.379 | 128.804 | 134.968 | 140.071 | 145.188 | 149.635 | 153.519 | 156.602 | 159.724 | 162.431 | 164.906 | 167.016 | 168.981 | 171.084 | 172.963 | 173.046 | 172.999 | NPgY | GSP | NPg Planning Scenario | Total peak demand without ToUT in PS
NPg Planning Scenario | Dem_BB000b_NPgExtra | MW | NPgY | NORTON LEES | Total peak demand without ToUT in PS | NORL_3 | 56.684 | 56.653 | 55.48 | 55.509 | 56.405 | 57.826 | 59.74 | 62.336 | 65.105 | 68.764 | 72.984 | 81.656 | 87.302 | 93.247 | 99.392 | 105.04 | 111.722 | 118.238 | 123.583 | 128.938 | 133.597 | 137.66 | 140.936 | 144.241 | 147.116 | 149.713 | 151.943 | 154.027 | 156.212 | 158.188 | 158.092 | 157.918 | NPgY | GSP | NPg Planning Scenario | Total peak demand without ToUT in PS
NPg Planning Scenario | Dem_BB000b_NPgExtra | MW | NPgY | PITSMOOR 3/4 | Total peak demand without ToUT in PS | PITS_BB_B | 44.022 | 43.67 | 46.571 | 46.194 | 45.98 | 45.884 | 45.936 | 46.208 | 46.509 | 47.036 | 47.751 | 49.683 | 50.806 | 52.062 | 53.407 | 54.774 | 56.183 | 57.635 | 59.007 | 60.432 | 61.78 | 62.909 | 63.898 | 64.937 | 65.904 | 66.792 | 67.61 | 68.416 | 69.259 | 70.047 | 70.118 | 70.096 | NPgY | GSP | NPg Planning Scenario | Total peak demand without ToUT in PS
NPg Planning Scenario | Dem_BB000b_NPgExtra | MW | NPgY | SALTEND NORTH | Total peak demand without ToUT in PS | SALT_1 | 95.989 | 95.171 | 95.66 | 94.947 | 94.453 | 94.11 | 93.904 | 93.953 | 94.345 | 95.036 | 95.95 | 97.21 | 98.544 | 99.866 | 101.265 | 102.696 | 104.36 | 105.949 | 107.397 | 108.804 | 110.152 | 111.355 | 112.41 | 113.342 | 114.149 | 114.813 | 115.365 | 115.825 | 116.292 | 116.747 | 116.908 | 116.98 | NPgY | GSP | NPg Planning Scenario | Total peak demand without ToUT in PS
NPg Planning Scenario | Dem_BB000b_NPgExtra | MW | NPgY | SHEFFIELD CITY | Total peak demand without ToUT in PS | SHEC_3 | 82.5 | 83.537 | 94.369 | 93.488 | 92.844 | 92.379 | 92.086 | 92.087 | 92.18 | 92.576 | 93.25 | 95.045 | 96.201 | 97.456 | 98.862 | 100.222 | 101.75 | 103.32 | 104.843 | 106.432 | 107.935 | 109.172 | 110.221 | 111.313 | 112.323 | 113.234 | 114.067 | 114.88 | 115.718 | 116.499 | 116.523 | 116.399 | NPgY | GSP | NPg Planning Scenario | Total peak demand without ToUT in PS
NPg Planning Scenario | Dem_BB000b_NPgExtra | MW | NPgY | SKELTON GRANGE | Total peak demand without ToUT in PS | SKLGB1 | 519.341 | 519.644 | 560.487 | 560.935 | 562.176 | 566.654 | 574.35 | 586.52 | 600.24 | 619.182 | 641.934 | 687.573 | 717.807 | 748.761 | 781.49 | 825.72 | 862.113 | 897.449 | 927.701 | 957.363 | 983.979 | 1006.679 | 1025.232 | 1043.348 | 1059.438 | 1073.51 | 1085.852 | 1097.324 | 1108.987 | 1119.983 | 1121.012 | 1121.137 | NPgY | GSP | NPg Planning Scenario | Total peak demand without ToUT in PS
NPg Planning Scenario | Dem_BB000b_NPgExtra | MW | NPgY | TEMPLEBOROUGH 275/33KV | Total peak demand without ToUT in PS | TEMP_3 | 18.544 | 18.39 | 18.948 | 18.817 | 18.717 | 18.638 | 18.58 | 18.561 | 18.567 | 18.611 | 18.689 | 18.904 | 19.055 | 19.223 | 19.402 | 19.597 | 19.808 | 20.017 | 20.219 | 20.422 | 20.624 | 20.809 | 20.98 | 21.142 | 21.294 | 21.43 | 21.557 | 21.678 | 21.799 | 21.922 | 21.982 | 22.027 | NPgY | GSP | NPg Planning Scenario | Total peak demand without ToUT in PS
NPg Planning Scenario | Dem_BB000b_NPgExtra | MW | NPgY | THURCROFT | Total peak demand without ToUT in PS | THUR_6 | 131.131 | 130.745 | 156.018 | 170.242 | 171.53 | 173.51 | 176.284 | 179.947 | 185.058 | 192.169 | 200.462 | 195.114 | 204.497 | 213.442 | 223.276 | 233.52 | 244.88 | 255.357 | 264.691 | 273.483 | 281.823 | 288.641 | 294.627 | 300.199 | 305.493 | 309.93 | 314.09 | 317.946 | 321.779 | 325.542 | 326.254 | 326.696 | NPgY | GSP | NPg Planning Scenario | Total peak demand without ToUT in PS
NPg Planning Scenario | Dem_BB000b_NPgExtra | MW | NPgY | WEST MELTON / THORPE MARSH | Total peak demand without ToUT in PS | WMEL_THOM | 461.182 | 458.234 | 474.729 | 477.105 | 477.951 | 480.599 | 485.369 | 491.687 | 500.498 | 513.263 | 528.801 | 556.959 | 576.3 | 595.87 | 616.71 | 654.972 | 679.212 | 702.273 | 722.507 | 742.062 | 760.217 | 775.382 | 788.282 | 800.582 | 812.025 | 821.98 | 831.085 | 839.636 | 848.295 | 856.576 | 858.39 | 859.412 | NPgY | GSP | NPg Planning Scenario | Total peak demand without ToUT in PS
NPg Planning Scenario | Dem_BB000b_NPgExtra | MW | NPgY | WEST MELTON SECTION 3 | Total peak demand without ToUT in PS | WMEL_BB3 | 224.036 | 225.309 | 225.787 | 229.115 | 231.941 | 236.407 | 242.818 | 250.721 | 261.027 | 274.365 | 289.57 | 315.467 | 333.888 | 352.211 | 371.698 | 403.486 | 425.771 | 446.813 | 465.164 | 482.897 | 499.214 | 512.92 | 524.567 | 535.767 | 546.11 | 555.177 | 563.428 | 571.144 | 579.041 | 586.5 | 588.102 | 589.076 | NPgY | GSP | NPg Planning Scenario | Total peak demand without ToUT in PS
NPg Planning Scenario | Dem_BB000b_NPgExtra | MW | NPgY | WINCOBANK | Total peak demand without ToUT in PS | WIBA_3 | 31.332 | 30.992 | 57.838 | 57.515 | 57.271 | 57.089 | 56.97 | 56.97 | 57.022 | 57.19 | 57.477 | 58.033 | 58.491 | 58.957 | 59.483 | 60.023 | 60.578 | 61.146 | 61.73 | 62.322 | 62.911 | 63.391 | 63.813 | 64.231 | 64.633 | 64.985 | 65.318 | 65.642 | 65.961 | 66.271 | 66.352 | 66.364 | NPgY | GSP | NPg Planning Scenario | Total peak demand without ToUT in PS
NPg Planning Scenario | Dem_BB000a_NPgExtra | MW | NPgN | BLYTH 66kV | Total peak demand (MW) | BLYTB1 | 123.8 | 129.343 | 128.605 | 128.126 | 129.053 | 130.833 | 133.581 | 136.92 | 141.308 | 146.901 | 155.15 | 163.671 | 172.205 | 180.148 | 189.351 | 198.508 | 208.618 | 218.184 | 226.558 | 234.585 | 242.219 | 248.62 | 254.265 | 259.593 | 264.831 | 269.185 | 273.493 | 277.467 | 281.497 | 285.466 | 286.052 | 286.381 | NPgN | GSP | NPg Planning Scenario | Total peak demand (MW)
NPg Planning Scenario | Dem_BB000a_NPgExtra | MW | NPgN | BLYTH 132kV | Total peak demand (MW) | BLYTH132 | 68.18 | 67.855 | 68.732 | 68.616 | 69.158 | 69.923 | 70.633 | 72.488 | 74.942 | 78.165 | 78.419 | 81.71 | 83.899 | 86.294 | 89.787 | 92.771 | 96.367 | 99.719 | 102.51 | 105.387 | 107.846 | 109.906 | 111.646 | 113.364 | 114.624 | 115.962 | 116.901 | 118.052 | 118.893 | 119.821 | 119.971 | 120.041 | NPgN | GSP | NPg Planning Scenario | Total peak demand (MW)
NPg Planning Scenario | Dem_BB000a_NPgExtra | MW | NPgN | FOURSTONES | Total peak demand (MW) | FOUR_1 | 19.983 | 19.891 | 19.542 | 19.455 | 19.524 | 19.675 | 19.852 | 20.825 | 22.083 | 23.771 | 22.724 | 23.908 | 24.182 | 24.728 | 25.854 | 26.637 | 27.64 | 28.594 | 29.421 | 30.356 | 31.098 | 31.72 | 32.263 | 32.859 | 33.138 | 33.624 | 33.823 | 34.264 | 34.457 | 34.698 | 34.815 | 34.889 | NPgN | GSP | NPg Planning Scenario | Total peak demand (MW)
NPg Planning Scenario | Dem_BB000a_NPgExtra | MW | NPgN | HARTMOOR | Total peak demand (MW) | HARM_6 | 86.99 | 86.915 | 88.818 | 88.27 | 88.489 | 89.182 | 90.557 | 92.238 | 94.491 | 97.389 | 102.467 | 107.272 | 112.174 | 116.639 | 121.944 | 127.254 | 133.081 | 138.623 | 143.541 | 148.246 | 152.76 | 156.506 | 159.822 | 162.961 | 166.062 | 168.604 | 171.129 | 173.456 | 175.809 | 178.115 | 178.307 | 178.315 | NPgN | GSP | NPg Planning Scenario | Total peak demand (MW)
NPg Planning Scenario | Dem_BB000a_NPgExtra | MW | NPgN | HAWTHORN PIT GRID | Total peak demand (MW) | HAWP_6 | 91.683 | 94.882 | 94.47 | 93.908 | 94.28 | 95.204 | 96.801 | 98.787 | 101.481 | 104.974 | 111.73 | 117.715 | 124.016 | 129.805 | 136.545 | 143.375 | 150.763 | 157.767 | 163.976 | 169.895 | 175.611 | 180.307 | 184.503 | 188.442 | 192.37 | 195.55 | 198.722 | 201.632 | 204.595 | 207.503 | 207.531 | 207.398 | NPgN | GSP | NPg Planning Scenario | Total peak demand (MW)
NPg Planning Scenario | Dem_BB000a_NPgExtra | MW | NPgN | KNARESBOROUGH | Total peak demand (MW) | KNARE_111 | 154.376 | 156.806 | 159.898 | 159.46 | 160.393 | 162.021 | 164.179 | 167.339 | 171.505 | 176.884 | 183.17 | 191.106 | 198.6 | 205.709 | 214.377 | 222.864 | 232.647 | 241.949 | 250.028 | 257.868 | 265.169 | 271.375 | 276.751 | 281.869 | 286.637 | 290.829 | 294.748 | 298.561 | 302.209 | 305.797 | 306.748 | 307.346 | NPgN | GSP | NPg Planning Scenario | Total peak demand (MW)
NPg Planning Scenario | Dem_BB000a_NPgExtra | MW | NPgN | LACKENBY | Total peak demand (MW) | LACK_6 | 164.69 | 164.115 | 162.731 | 161.98 | 162.498 | 163.87 | 166.27 | 169.481 | 173.771 | 179.281 | 188.449 | 197.365 | 206.542 | 215.244 | 225.166 | 235.083 | 245.867 | 256.134 | 265.188 | 273.846 | 282.073 | 288.925 | 294.954 | 300.593 | 306.038 | 310.521 | 314.836 | 318.829 | 322.815 | 326.743 | 327.058 | 327.136 | NPgN | GSP | NPg Planning Scenario | Total peak demand (MW)
NPg Planning Scenario | Dem_BB000a_NPgExtra | MW | NPgN | NORTON | Total peak demand (MW) | NORT_1 | 418.705 | 416.794 | 426.383 | 424.355 | 425.932 | 429.81 | 436.381 | 445.497 | 457.543 | 473.058 | 492.286 | 515.13 | 536.697 | 557.025 | 581.423 | 605.114 | 631.871 | 657.199 | 679.116 | 700.282 | 719.952 | 736.479 | 750.743 | 764.262 | 776.849 | 787.638 | 797.671 | 807.249 | 816.454 | 825.529 | 826.956 | 827.645 | NPgN | GSP | NPg Planning Scenario | Total peak demand (MW)
NPg Planning Scenario | Dem_BB000a_NPgExtra | MW | NPgN | OFFERTON | Total peak demand (MW) | OFFE_3 | 49.515 | 49.207 | 49.222 | 48.807 | 48.837 | 49.14 | 49.777 | 50.506 | 51.496 | 52.748 | 55.9 | 58.395 | 61.075 | 63.203 | 65.97 | 68.849 | 72.126 | 75.236 | 77.988 | 80.522 | 83.039 | 85.116 | 86.962 | 88.628 | 90.352 | 91.698 | 93.102 | 94.338 | 95.643 | 96.91 | 96.905 | 96.82 | NPgN | GSP | NPg Planning Scenario | Total peak demand (MW)
NPg Planning Scenario | Dem_BB000a_NPgExtra | MW | NPgN | OSBALDWICK | Total peak demand (MW) | OSBA_1 | 257.064 | 257.41 | 279.136 | 277.875 | 279.081 | 281.513 | 284.921 | 289.791 | 296.378 | 304.857 | 315.761 | 328.615 | 341.174 | 352.815 | 367.043 | 381.193 | 397.461 | 412.973 | 426.621 | 439.77 | 452.206 | 462.671 | 471.805 | 480.414 | 488.687 | 495.745 | 502.578 | 509.048 | 515.412 | 521.656 | 522.866 | 523.426 | NPgN | GSP | NPg Planning Scenario | Total peak demand (MW)
NPg Planning Scenario | Dem_BB000a_NPgExtra | MW | NPgN | POPPLETON | Total peak demand (MW) | POPP_3 | 43.81 | 43.571 | 44.537 | 44.283 | 44.43 | 44.769 | 45.334 | 46.015 | 46.941 | 48.137 | 50.397 | 52.487 | 54.626 | 56.51 | 58.825 | 61.163 | 63.812 | 66.337 | 68.565 | 70.684 | 72.702 | 74.373 | 75.838 | 77.21 | 78.554 | 79.655 | 80.741 | 81.739 | 82.744 | 83.726 | 83.821 | 83.847 | NPgN | GSP | NPg Planning Scenario | Total peak demand (MW)
NPg Planning Scenario | Dem_BB000a_NPgExtra | MW | NPgN | SALTHOLME | Total peak demand (MW) | SALH_1 | 72.126 | 72.029 | 76.705 | 76.259 | 75.822 | 75.368 | 74.899 | 74.485 | 74.12 | 73.803 | 73.577 | 73.421 | 73.288 | 73.165 | 73.063 | 72.98 | 72.927 | 72.883 | 72.846 | 72.822 | 72.809 | 72.799 | 72.792 | 72.789 | 72.789 | 72.786 | 72.787 | 72.79 | 72.792 | 72.792 | 72.757 | 72.7 | NPgN | GSP | NPg Planning Scenario | Total peak demand (MW)
NPg Planning Scenario | Dem_BB000a_NPgExtra | MW | NPgN | SOUTH SHIELDS | Total peak demand (MW) | SSHI_3 | 46.887 | 46.598 | 46.289 | 45.936 | 46.023 | 46.365 | 47.029 | 47.831 | 48.927 | 50.347 | 53.165 | 55.679 | 58.285 | 60.611 | 63.411 | 66.267 | 69.457 | 72.539 | 75.279 | 77.86 | 80.338 | 82.391 | 84.19 | 85.837 | 87.46 | 88.758 | 90.05 | 91.2 | 92.37 | 93.497 | 93.546 | 93.516 | NPgN | GSP | NPg Planning Scenario | Total peak demand (MW)
NPg Planning Scenario | Dem_BB000a_NPgExtra | MW | NPgN | SPADEADAM | Total peak demand (MW) | KIELD01 and SPAD20 | 5.904 | 5.889 | 5.757 | 5.745 | 5.806 | 5.911 | 6.039 | 6.466 | 7.009 | 7.722 | 7.548 | 8.142 | 8.42 | 8.79 | 9.385 | 9.859 | 10.422 | 10.955 | 11.417 | 11.911 | 12.326 | 12.669 | 12.968 | 13.278 | 13.469 | 13.715 | 13.853 | 14.072 | 14.2 | 14.342 | 14.37 | 14.377 | NPgN | GSP | NPg Planning Scenario | Total peak demand (MW)
NPg Planning Scenario | Dem_BB000a_NPgExtra | MW | NPgN | SPENNYMOOR | Total peak demand (MW) | SPEN_1 | 214.36 | 213.709 | 213.282 | 216.766 | 217.852 | 220.248 | 223.608 | 228.945 | 236.306 | 245.918 | 257.84 | 275.363 | 288.989 | 301.974 | 317.3 | 342.57 | 359.34 | 375.214 | 389.078 | 402.458 | 415.07 | 425.496 | 434.635 | 443.187 | 451.322 | 458.085 | 464.504 | 470.546 | 476.443 | 482.248 | 482.331 | 481.996 | NPgN | GSP | NPg Planning Scenario | Total peak demand (MW)
NPg Planning Scenario | Dem_BB000a_NPgExtra | MW | NPgN | STELLA NORTH | Total peak demand (MW) | STEN_1 | 188.492 | 190.093 | 192.591 | 191.782 | 192.818 | 194.858 | 198.218 | 202.125 | 207.088 | 213.161 | 224.692 | 235.212 | 246.139 | 256.244 | 268.115 | 280.095 | 293.427 | 306.241 | 317.523 | 328.26 | 338.405 | 346.865 | 354.254 | 361.101 | 367.724 | 373.124 | 378.382 | 383.17 | 387.951 | 392.586 | 393.117 | 393.386 | NPgN | GSP | NPg Planning Scenario | Total peak demand (MW)
NPg Planning Scenario | Dem_BB000a_NPgExtra | MW | NPgN | STELLA SOUTH | Total peak demand (MW) | STES_1 | 250.66 | 250.271 | 257.114 | 263.714 | 263.408 | 263.855 | 265.075 | 267.49 | 271.216 | 276.408 | 283.787 | 294.577 | 303.141 | 311.191 | 320.777 | 336.913 | 347.554 | 357.762 | 366.632 | 375.01 | 382.911 | 389.453 | 395.043 | 400.055 | 404.777 | 408.478 | 411.944 | 414.971 | 418.025 | 421.023 | 420.693 | 420.223 | NPgN | GSP | NPg Planning Scenario | Total peak demand (MW)
NPg Planning Scenario | Dem_BB000a_NPgExtra | MW | NPgN | TYNEMOUTH | Total peak demand (MW) | TYNE_1 | 151.432 | 152.021 | 157.703 | 157.072 | 157.839 | 159.421 | 162.215 | 165.345 | 169.352 | 174.447 | 184.217 | 192.864 | 201.679 | 209.662 | 219.202 | 228.799 | 239.379 | 249.422 | 258.291 | 266.775 | 274.872 | 281.57 | 287.542 | 293.23 | 298.831 | 303.499 | 308.111 | 312.417 | 316.754 | 321.012 | 321.565 | 321.907 | NPgN | GSP | NPg Planning Scenario | Total peak demand (MW)
NPg Planning Scenario | Dem_BB000a_NPgExtra | MW | NPgN | WEST BOLDON | Total peak demand (MW) | WBOL_6 | 217.466 | 220.95 | 241.891 | 240.695 | 241.362 | 243.106 | 246.312 | 250.155 | 255.343 | 262.028 | 275.349 | 287.063 | 299.26 | 310.419 | 323.494 | 336.73 | 351.198 | 365.076 | 377.41 | 389.091 | 400.274 | 409.528 | 417.697 | 425.288 | 432.746 | 438.764 | 444.691 | 450.054 | 455.501 | 460.812 | 461.062 | 461.04 | NPgN | GSP | NPg Planning Scenario | Total peak demand (MW)
NPg Planning Scenario | Dem_BB000a_NPgExtra | MW | NPgY | BRADFORD WEST | Total peak demand (MW) | BRAW_1 | 376.659 | 376.219 | 378.359 | 375.976 | 377.456 | 381.542 | 388.11 | 397.682 | 409.833 | 424.865 | 441.798 | 473.155 | 495.772 | 519.043 | 545.235 | 570.065 | 599.776 | 628.25 | 653.062 | 678.214 | 700.844 | 720.128 | 736.234 | 752.38 | 766.857 | 779.868 | 791.405 | 802.204 | 813.646 | 824.061 | 824.859 | 824.788 | NPgY | GSP | NPg Planning Scenario | Total peak demand (MW)
NPg Planning Scenario | Dem_BB000a_NPgExtra | MW | NPgY | CAMBLESFORTH | Total peak demand (MW) | CAMB_01 | 37.443 | 37.329 | 41.085 | 40.964 | 41.129 | 41.464 | 41.982 | 42.713 | 44.144 | 45.781 | 47.566 | 49.413 | 51.543 | 53.389 | 55.534 | 57.651 | 60.541 | 62.923 | 65.144 | 67.269 | 69.293 | 70.934 | 72.396 | 73.721 | 75.011 | 76.072 | 77.086 | 77.99 | 78.921 | 79.796 | 80.03 | 80.153 | NPgY | GSP | NPg Planning Scenario | Total peak demand (MW)
NPg Planning Scenario | Dem_BB000a_NPgExtra | MW | NPgY | CREYKE BECK | Total peak demand (MW) | CREB_1 | 413.794 | 413.327 | 422.356 | 419.748 | 420.804 | 423.952 | 428.884 | 436.37 | 448.056 | 462.884 | 479.79 | 499.065 | 518.935 | 537.111 | 558.927 | 580.858 | 607.741 | 631.577 | 653.48 | 674.55 | 694.662 | 710.828 | 725.209 | 738.702 | 751.756 | 762.732 | 773.327 | 783.198 | 793.037 | 802.578 | 804.471 | 805.312 | NPgY | GSP | NPg Planning Scenario | Total peak demand (MW)
NPg Planning Scenario | Dem_BB000a_NPgExtra | MW | NPgY | DRAX | Total peak demand (MW) | DRAX_YEDL | 49.383 | 49.29 | 51.778 | 51.72 | 52.138 | 52.856 | 53.925 | 55.28 | 57.942 | 60.968 | 64.195 | 65.837 | 69.2 | 71.768 | 74.988 | 78.15 | 82.57 | 86.003 | 89.245 | 92.19 | 95.075 | 97.34 | 99.416 | 101.156 | 102.921 | 104.269 | 105.611 | 106.757 | 107.873 | 108.976 | 109.4 | 109.687 | NPgY | GSP | NPg Planning Scenario | Total peak demand (MW)
NPg Planning Scenario | Dem_BB000a_NPgExtra | MW | NPgY | ELLAND | Total peak demand (MW) | ELLA_1 | 324.985 | 327.368 | 326.897 | 329.868 | 330.369 | 332.692 | 336.659 | 342.875 | 351.032 | 361.483 | 373.472 | 402.052 | 418.264 | 434.816 | 453.491 | 490.089 | 511.052 | 531.347 | 549.196 | 567.16 | 583.438 | 597.225 | 608.776 | 620.201 | 630.462 | 639.584 | 647.684 | 655.225 | 663.092 | 670.299 | 670.859 | 670.769 | NPgY | GSP | NPg Planning Scenario | Total peak demand (MW)
NPg Planning Scenario | Dem_BB000a_NPgExtra | MW | NPgY | FERRYBRIDGE A | Total peak demand (MW) | FERRA2 | 89.414 | 89.186 | 123.098 | 131.387 | 132.202 | 133.574 | 135.856 | 138.339 | 141.872 | 146.572 | 152.141 | 150.211 | 156.525 | 162.854 | 169.697 | 176.972 | 184.853 | 192.15 | 198.609 | 204.844 | 210.725 | 215.59 | 219.857 | 223.839 | 227.614 | 230.821 | 233.774 | 236.513 | 239.304 | 241.995 | 242.538 | 242.893 | NPgY | GSP | NPg Planning Scenario | Total peak demand (MW)
NPg Planning Scenario | Dem_BB000a_NPgExtra | MW | NPgY | FERRYBRIDGE B | Total peak demand (MW) | FERRB9 | 258.65 | 257.351 | 273.017 | 277.613 | 278.28 | 280.245 | 283.615 | 288.738 | 295.816 | 304.803 | 315.352 | 338.098 | 351.276 | 364.102 | 378.438 | 414.601 | 431.319 | 446.753 | 460.659 | 474.188 | 486.91 | 497.478 | 506.636 | 515.3 | 523.431 | 530.384 | 536.814 | 542.774 | 548.789 | 554.584 | 555.957 | 556.758 | NPgY | GSP | NPg Planning Scenario | Total peak demand (MW)
NPg Planning Scenario | Dem_BB000a_NPgExtra | MW | NPgY | GRIMSBY WEST | Total peak demand (MW) | GRIW_1 | 211.173 | 209.496 | 219.269 | 217.63 | 217.483 | 218.176 | 219.655 | 222.617 | 226.828 | 232.738 | 240.032 | 251.532 | 261.153 | 270.841 | 281.629 | 292.395 | 304.789 | 316.417 | 326.523 | 336.357 | 345.375 | 352.893 | 359.187 | 365.062 | 370.326 | 374.644 | 378.395 | 381.714 | 385.114 | 388.327 | 388.074 | 387.616 | NPgY | GSP | NPg Planning Scenario | Total peak demand (MW)
NPg Planning Scenario | Dem_BB000a_NPgExtra | MW | NPgY | JORDANTHORPE | Total peak demand (MW) | JORD_3 | 54.105 | 54.092 | 53.572 | 53.514 | 54.092 | 54.996 | 56.111 | 57.654 | 59.307 | 61.313 | 63.655 | 68.505 | 71.622 | 74.928 | 78.53 | 82.204 | 86.347 | 90.198 | 93.445 | 96.665 | 99.62 | 102.07 | 104.189 | 106.258 | 108.198 | 109.873 | 111.436 | 112.918 | 114.416 | 115.864 | 115.915 | 115.898 | NPgY | GSP | NPg Planning Scenario | Total peak demand (MW)
NPg Planning Scenario | Dem_BB000a_NPgExtra | MW | NPgY | KEADBY | Total peak demand (MW) | KEAD_YEDL | 386.484 | 387.171 | 396.642 | 395.678 | 397.21 | 399.765 | 403.246 | 407.818 | 418.007 | 429.518 | 441.634 | 450.281 | 463.842 | 474.68 | 488.186 | 502.091 | 521.125 | 536.151 | 550.233 | 563.286 | 576.082 | 586.025 | 595.189 | 603.205 | 611.367 | 617.876 | 624.387 | 630.158 | 635.957 | 641.496 | 643.041 | 643.839 | NPgY | GSP | NPg Planning Scenario | Total peak demand (MW)
NPg Planning Scenario | Dem_BB000a_NPgExtra | MW | NPgY | KIRKSTALL B | Total peak demand (MW) | KIRKB1 | 224.462 | 223.447 | 230.76 | 228.557 | 227.25 | 226.555 | 226.537 | 228.015 | 229.666 | 232.584 | 236.574 | 245.483 | 251.293 | 257.521 | 264.454 | 271.467 | 278.681 | 285.989 | 292.972 | 300.029 | 306.798 | 312.375 | 317.343 | 322.318 | 326.996 | 331.063 | 334.878 | 338.57 | 342.276 | 345.924 | 346.288 | 346.29 | NPgY | GSP | NPg Planning Scenario | Total peak demand (MW)
NPg Planning Scenario | Dem_BB000a_NPgExtra | MW | NPgY | NEEPSEND | Total peak demand (MW) | NEEP_3 | 75.035 | 75.224 | 77.536 | 77.191 | 77.698 | 78.688 | 80.065 | 81.966 | 84.055 | 86.699 | 89.812 | 95.947 | 100.102 | 104.51 | 109.411 | 113.844 | 119.282 | 124.559 | 129.025 | 133.663 | 137.732 | 141.291 | 144.179 | 147.154 | 149.759 | 152.166 | 154.248 | 156.218 | 158.339 | 160.252 | 160.382 | 160.387 | NPgY | GSP | NPg Planning Scenario | Total peak demand (MW)
NPg Planning Scenario | Dem_BB000a_NPgExtra | MW | NPgY | NORTON LEES | Total peak demand (MW) | NORL_3 | 56.678 | 56.636 | 55.442 | 55.434 | 56.264 | 57.523 | 59.13 | 61.319 | 63.479 | 66.21 | 69.421 | 76.874 | 81.344 | 86.257 | 91.608 | 96.501 | 102.228 | 107.896 | 112.645 | 117.558 | 121.872 | 125.634 | 128.735 | 131.908 | 134.694 | 137.23 | 139.44 | 141.534 | 143.744 | 145.76 | 145.717 | 145.602 | NPgY | GSP | NPg Planning Scenario | Total peak demand (MW)
NPg Planning Scenario | Dem_BB000a_NPgExtra | MW | NPgY | PITSMOOR 3/4 | Total peak demand (MW) | PITS_BB_B | 44.012 | 43.651 | 46.526 | 46.102 | 45.832 | 45.665 | 45.624 | 45.812 | 46.023 | 46.443 | 47.047 | 48.859 | 49.861 | 51.01 | 52.264 | 53.548 | 54.858 | 56.226 | 57.545 | 58.933 | 60.253 | 61.357 | 62.335 | 63.367 | 64.33 | 65.218 | 66.04 | 66.852 | 67.704 | 68.503 | 68.587 | 68.579 | NPgY | GSP | NPg Planning Scenario | Total peak demand (MW)
NPg Planning Scenario | Dem_BB000a_NPgExtra | MW | NPgY | SALTEND NORTH | Total peak demand (MW) | SALT_1 | 95.96 | 95.116 | 95.529 | 94.68 | 94.025 | 93.47 | 92.988 | 92.794 | 92.946 | 93.381 | 94.061 | 95.112 | 96.242 | 97.386 | 98.642 | 99.944 | 101.462 | 102.928 | 104.299 | 105.651 | 106.959 | 108.124 | 109.163 | 110.083 | 110.884 | 111.546 | 112.101 | 112.568 | 113.046 | 113.515 | 113.692 | 113.781 | NPgY | GSP | NPg Planning Scenario | Total peak demand (MW)
NPg Planning Scenario | Dem_BB000a_NPgExtra | MW | NPgY | SHEFFIELD CITY | Total peak demand (MW) | SHEC_3 | 82.479 | 83.5 | 94.278 | 93.303 | 92.553 | 91.956 | 91.503 | 91.372 | 91.348 | 91.624 | 92.179 | 93.859 | 94.894 | 96.035 | 97.337 | 98.599 | 100.013 | 101.486 | 102.949 | 104.495 | 105.965 | 107.174 | 108.213 | 109.3 | 110.308 | 111.222 | 112.063 | 112.887 | 113.74 | 114.537 | 114.58 | 114.477 | NPgY | GSP | NPg Planning Scenario | Total peak demand (MW)
NPg Planning Scenario | Dem_BB000a_NPgExtra | MW | NPgY | SKELTON GRANGE | Total peak demand (MW) | SKLGB1 | 519.26 | 519.473 | 560.082 | 560.114 | 560.805 | 564.318 | 570.418 | 580.697 | 591.818 | 606.949 | 625.559 | 666.219 | 691.564 | 718.118 | 747.28 | 788.039 | 819.943 | 851.221 | 878.513 | 905.912 | 930.751 | 951.931 | 969.564 | 986.985 | 1002.604 | 1016.363 | 1028.579 | 1040.069 | 1051.816 | 1062.965 | 1064.204 | 1064.556 | NPgY | GSP | NPg Planning Scenario | Total peak demand (MW)
NPg Planning Scenario | Dem_BB000a_NPgExtra | MW | NPgY | TEMPLEBOROUGH 275/33KV | Total peak demand (MW) | TEMP_3 | 18.539 | 18.38 | 18.923 | 18.766 | 18.636 | 18.518 | 18.41 | 18.349 | 18.316 | 18.323 | 18.37 | 18.561 | 18.688 | 18.836 | 18.997 | 19.178 | 19.372 | 19.568 | 19.762 | 19.958 | 20.156 | 20.337 | 20.506 | 20.667 | 20.818 | 20.953 | 21.08 | 21.201 | 21.323 | 21.447 | 21.508 | 21.555 | NPgY | GSP | NPg Planning Scenario | Total peak demand (MW)
NPg Planning Scenario | Dem_BB000a_NPgExtra | MW | NPgY | THURCROFT | Total peak demand (MW) | THUR_6 | 131.11 | 130.704 | 155.923 | 170.046 | 171.201 | 172.95 | 175.357 | 178.587 | 183.104 | 189.324 | 196.637 | 190.093 | 198.297 | 206.177 | 215.136 | 224.533 | 234.802 | 244.298 | 252.923 | 261.175 | 269.09 | 275.543 | 281.311 | 286.719 | 291.902 | 296.267 | 300.4 | 304.263 | 308.122 | 311.929 | 312.7 | 313.207 | NPgY | GSP | NPg Planning Scenario | Total peak demand (MW)
NPg Planning Scenario | Dem_BB000a_NPgExtra | MW | NPgY | WEST MELTON / THORPE MARSH | Total peak demand (MW) | WMEL_THOM | 461.077 | 458.024 | 474.231 | 476.089 | 476.288 | 477.931 | 481.219 | 485.964 | 492.826 | 502.955 | 515.746 | 540.784 | 557.066 | 573.886 | 592.489 | 628.57 | 650.015 | 670.542 | 688.919 | 707.051 | 724.084 | 738.291 | 750.605 | 762.461 | 773.601 | 783.351 | 792.368 | 800.92 | 809.621 | 817.988 | 819.923 | 821.076 | NPgY | GSP | NPg Planning Scenario | Total peak demand (MW)
NPg Planning Scenario | Dem_BB000a_NPgExtra | MW | NPgY | WEST MELTON SECTION 3 | Total peak demand (MW) | WMEL_BB3 | 224.007 | 225.244 | 225.635 | 228.806 | 231.402 | 235.41 | 241.016 | 247.913 | 256.77 | 267.92 | 280.73 | 303.71 | 319.276 | 335.034 | 352.45 | 382.223 | 401.9 | 420.584 | 437.213 | 453.63 | 468.909 | 481.727 | 492.832 | 503.621 | 513.681 | 522.558 | 530.727 | 538.445 | 546.381 | 553.922 | 555.638 | 556.736 | NPgY | GSP | NPg Planning Scenario | Total peak demand (MW)
NPg Planning Scenario | Dem_BB000a_NPgExtra | MW | NPgY | WINCOBANK | Total peak demand (MW) | WIBA_3 | 31.323 | 30.975 | 57.798 | 57.434 | 57.142 | 56.899 | 56.704 | 56.64 | 56.632 | 56.742 | 56.977 | 57.492 | 57.908 | 58.338 | 58.833 | 59.345 | 59.869 | 60.41 | 60.979 | 61.559 | 62.139 | 62.613 | 63.032 | 63.449 | 63.85 | 64.203 | 64.538 | 64.865 | 65.187 | 65.502 | 65.587 | 65.605 | NPgY | GSP | NPg Planning Scenario | Total peak demand (MW)
NG FES - Consumer Transformation | Gen_BB010 | MW | NPgN | BLYTH 66kV | Total installed biomass capacity (MW) | BLYTB1 | 31.7 | 31.666 | 31.666 | 31.666 | 31.666 | 31.666 | 31.666 | 31.666 | 31.666 | 31.666 | 31.381 | 31.095 | 30.81 | 30.525 | 30.24 | 29.954 | 29.669 | 29.384 | 29.099 | 28.813 | 28.528 | 28.243 | 27.958 | 27.672 | 27.387 | 27.102 | 26.817 | 26.531 | 26.246 | 25.961 | 25.676 | 25.676 | NPgN | GSP | NG FES - Consumer Transformation | Total installed biomass capacity (MW)
NG FES - Consumer Transformation | Gen_BB010 | MW | NPgN | BLYTH 132kV | Total installed biomass capacity (MW) | BLYTH132 | 380 | 380 | 380 | 380 | 380 | 380 | 380 | 380 | 380 | 380 | 376.577 | 373.154 | 369.731 | 366.307 | 362.884 | 359.461 | 356.038 | 352.615 | 349.192 | 345.769 | 342.346 | 338.922 | 335.499 | 332.076 | 328.653 | 325.23 | 321.807 | 318.384 | 314.961 | 311.537 | 308.114 | 308.114 | NPgN | GSP | NG FES - Consumer Transformation | Total installed biomass capacity (MW)
NG FES - Consumer Transformation | Gen_BB010 | MW | NPgN | FOURSTONES | Total installed biomass capacity (MW) | FOUR_1 | 0 | 0 | 0 | 0 | 0 | 0 | 0 | 0 | 0 | 0 | 0 | 0 | 0 | 0 | 0 | 0 | 0 | 0 | 0 | 0 | 0 | 0 | 0 | 0 | 0 | 0 | 0 | 0 | 0 | 0 | 0 | 0 | NPgN | GSP | NG FES - Consumer Transformation | Total installed biomass capacity (MW)
NG FES - Consumer Transformation | Gen_BB010 | MW | NPgN | HARTMOOR | Total installed biomass capacity (MW) | HARM_6 | 0 | 0 | 0 | 0 | 0 | 0 | 0 | 0 | 0 | 0 | 0 | 0 | 0 | 0 | 0 | 0 | 0 | 0 | 0 | 0 | 0 | 0 | 0 | 0 | 0 | 0 | 0 | 0 | 0 | 0 | 0 | 0 | NPgN | GSP | NG FES - Consumer Transformation | Total installed biomass capacity (MW)
NG FES - Consumer Transformation | Gen_BB010 | MW | NPgN | HAWTHORN PIT GRID | Total installed biomass capacity (MW) | HAWP_6 | 0 | 0 | 0 | 0 | 0 | 0 | 0 | 0 | 0 | 0 | 0 | 0 | 0 | 0 | 0 | 0 | 0 | 0 | 0 | 0 | 0 | 0 | 0 | 0 | 0 | 0 | 0 | 0 | 0 | 0 | 0 | 0 | NPgN | GSP | NG FES - Consumer Transformation | Total installed biomass capacity (MW)
NG FES - Consumer Transformation | Gen_BB010 | MW | NPgN | KNARESBOROUGH | Total installed biomass capacity (MW) | KNARE_111 | 0.475 | 0.475 | 0.475 | 0.475 | 0.475 | 0.475 | 0.475 | 0.475 | 0.475 | 0.475 | 0.471 | 0.466 | 0.462 | 0.458 | 0.454 | 0.449 | 0.445 | 0.441 | 0.436 | 0.432 | 0.428 | 0.424 | 0.419 | 0.415 | 0.411 | 0.407 | 0.402 | 0.398 | 0.394 | 0.389 | 0.385 | 0.385 | NPgN | GSP | NG FES - Consumer Transformation | Total installed biomass capacity (MW)
NG FES - Consumer Transformation | Gen_BB010 | MW | NPgN | LACKENBY | Total installed biomass capacity (MW) | LACK_6 | 0.39 | 0.39 | 0.39 | 0.39 | 0.39 | 0.39 | 0.39 | 0.39 | 0.39 | 0.39 | 0.386 | 0.383 | 0.379 | 0.376 | 0.372 | 0.369 | 0.365 | 0.362 | 0.358 | 0.355 | 0.351 | 0.348 | 0.344 | 0.341 | 0.337 | 0.334 | 0.33 | 0.327 | 0.323 | 0.32 | 0.316 | 0.316 | NPgN | GSP | NG FES - Consumer Transformation | Total installed biomass capacity (MW)
NG FES - Consumer Transformation | Gen_BB010 | MW | NPgN | NORTON | Total installed biomass capacity (MW) | NORT_1 | 0 | 0 | 0 | 0 | 0 | 0 | 0 | 0 | 0 | 0 | 0 | 0 | 0 | 0 | 0 | 0 | 0 | 0 | 0 | 0 | 0 | 0 | 0 | 0 | 0 | 0 | 0 | 0 | 0 | 0 | 0 | 0 | NPgN | GSP | NG FES - Consumer Transformation | Total installed biomass capacity (MW)
NG FES - Consumer Transformation | Gen_BB010 | MW | NPgN | OFFERTON | Total installed biomass capacity (MW) | OFFE_3 | 0 | 0 | 0 | 0 | 0 | 0 | 0 | 0 | 0 | 0 | 0 | 0 | 0 | 0 | 0 | 0 | 0 | 0 | 0 | 0 | 0 | 0 | 0 | 0 | 0 | 0 | 0 | 0 | 0 | 0 | 0 | 0 | NPgN | GSP | NG FES - Consumer Transformation | Total installed biomass capacity (MW)
NG FES - Consumer Transformation | Gen_BB010 | MW | NPgN | OSBALDWICK | Total installed biomass capacity (MW) | OSBA_1 | 0.5 | 0.5 | 0.5 | 0.5 | 0.5 | 0.5 | 0.5 | 0.5 | 0.5 | 0.5 | 0.495 | 0.491 | 0.486 | 0.482 | 0.477 | 0.473 | 0.468 | 0.464 | 0.459 | 0.455 | 0.45 | 0.446 | 0.441 | 0.437 | 0.432 | 0.428 | 0.423 | 0.419 | 0.414 | 0.41 | 0.405 | 0.405 | NPgN | GSP | NG FES - Consumer Transformation | Total installed biomass capacity (MW)
NG FES - Consumer Transformation | Gen_BB010 | MW | NPgN | POPPLETON | Total installed biomass capacity (MW) | POPP_3 | 0 | 0 | 0 | 0 | 0 | 0 | 0 | 0 | 0 | 0 | 0 | 0 | 0 | 0 | 0 | 0 | 0 | 0 | 0 | 0 | 0 | 0 | 0 | 0 | 0 | 0 | 0 | 0 | 0 | 0 | 0 | 0 | NPgN | GSP | NG FES - Consumer Transformation | Total installed biomass capacity (MW)
NG FES - Consumer Transformation | Gen_BB010 | MW | NPgN | SALTHOLME | Total installed biomass capacity (MW) | SALH_1 | 49 | 49 | 49 | 49 | 49 | 49 | 49 | 49 | 49 | 49 | 48.559 | 48.117 | 47.676 | 47.234 | 46.793 | 46.352 | 45.91 | 45.469 | 45.027 | 44.586 | 44.145 | 43.703 | 43.262 | 42.82 | 42.379 | 41.938 | 41.496 | 41.055 | 40.613 | 40.172 | 39.731 | 39.731 | NPgN | GSP | NG FES - Consumer Transformation | Total installed biomass capacity (MW)
NG FES - Consumer Transformation | Gen_BB010 | MW | NPgN | SOUTH SHIELDS | Total installed biomass capacity (MW) | SSHI_3 | 0 | 0 | 0 | 0 | 0 | 0 | 0 | 0 | 0 | 0 | 0 | 0 | 0 | 0 | 0 | 0 | 0 | 0 | 0 | 0 | 0 | 0 | 0 | 0 | 0 | 0 | 0 | 0 | 0 | 0 | 0 | 0 | NPgN | GSP | NG FES - Consumer Transformation | Total installed biomass capacity (MW)
NG FES - Consumer Transformation | Gen_BB010 | MW | NPgN | SPADEADAM | Total installed biomass capacity (MW) | KIELD01 and SPAD20 | 0 | 0 | 0 | 0 | 0 | 0 | 0 | 0 | 0 | 0 | 0 | 0 | 0 | 0 | 0 | 0 | 0 | 0 | 0 | 0 | 0 | 0 | 0 | 0 | 0 | 0 | 0 | 0 | 0 | 0 | 0 | 0 | NPgN | GSP | NG FES - Consumer Transformation | Total installed biomass capacity (MW)
NG FES - Consumer Transformation | Gen_BB010 | MW | NPgN | SPENNYMOOR | Total installed biomass capacity (MW) | SPEN_1 | 17.545 | 17.545 | 17.545 | 17.545 | 17.545 | 17.545 | 17.545 | 17.545 | 17.545 | 17.545 | 17.387 | 17.229 | 17.071 | 16.913 | 16.755 | 16.597 | 16.439 | 16.281 | 16.123 | 15.965 | 15.806 | 15.648 | 15.49 | 15.332 | 15.174 | 15.016 | 14.858 | 14.7 | 14.542 | 14.384 | 14.226 | 14.226 | NPgN | GSP | NG FES - Consumer Transformation | Total installed biomass capacity (MW)
NG FES - Consumer Transformation | Gen_BB010 | MW | NPgN | STELLA NORTH | Total installed biomass capacity (MW) | STEN_1 | 0 | 0 | 0 | 0 | 0 | 0 | 0 | 0 | 0 | 0 | 0 | 0 | 0 | 0 | 0 | 0 | 0 | 0 | 0 | 0 | 0 | 0 | 0 | 0 | 0 | 0 | 0 | 0 | 0 | 0 | 0 | 0 | NPgN | GSP | NG FES - Consumer Transformation | Total installed biomass capacity (MW)
NG FES - Consumer Transformation | Gen_BB010 | MW | NPgN | STELLA SOUTH | Total installed biomass capacity (MW) | STES_1 | 3.5 | 3.5 | 3.5 | 3.5 | 3.5 | 3.5 | 3.5 | 3.5 | 3.5 | 3.5 | 3.468 | 3.437 | 3.405 | 3.374 | 3.342 | 3.311 | 3.279 | 3.248 | 3.216 | 3.185 | 3.153 | 3.122 | 3.09 | 3.059 | 3.027 | 2.996 | 2.964 | 2.932 | 2.901 | 2.869 | 2.838 | 2.838 | NPgN | GSP | NG FES - Consumer Transformation | Total installed biomass capacity (MW)
NG FES - Consumer Transformation | Gen_BB010 | MW | NPgN | TYNEMOUTH | Total installed biomass capacity (MW) | TYNE_1 | 0 | 0 | 0 | 0 | 0 | 0 | 0 | 0 | 0 | 0 | 0 | 0 | 0 | 0 | 0 | 0 | 0 | 0 | 0 | 0 | 0 | 0 | 0 | 0 | 0 | 0 | 0 | 0 | 0 | 0 | 0 | 0 | NPgN | GSP | NG FES - Consumer Transformation | Total installed biomass capacity (MW)
NG FES - Consumer Transformation | Gen_BB010 | MW | NPgN | WEST BOLDON | Total installed biomass capacity (MW) | WBOL_6 | 0 | 0 | 0 | 0 | 0 | 0 | 0 | 0 | 0 | 0 | 0 | 0 | 0 | 0 | 0 | 0 | 0 | 0 | 0 | 0 | 0 | 0 | 0 | 0 | 0 | 0 | 0 | 0 | 0 | 0 | 0 | 0 | NPgN | GSP | NG FES - Consumer Transformation | Total installed biomass capacity (MW)
NG FES - Consumer Transformation | Gen_BB010 | MW | NPgY | BRADFORD WEST | Total installed biomass capacity (MW) | BRAW_1 | 0 | 0 | 0.119 | 0.238 | 0.357 | 0.476 | 0.595 | 0.595 | 0.595 | 0.595 | 0.37 | 0.145 | 0 | 0 | 0 | 0 | 0 | 0 | 0 | 0 | 0 | 0 | 0 | 0 | 0 | 0 | 0 | 0 | 0 | 0 | 0 | 0 | NPgY | GSP | NG FES - Consumer Transformation | Total installed biomass capacity (MW)
NG FES - Consumer Transformation | Gen_BB010 | MW | NPgY | CAMBLESFORTH | Total installed biomass capacity (MW) | CAMB_01 | 0 | 0 | 0.02 | 0.041 | 0.061 | 0.082 | 0.102 | 0.102 | 0.102 | 0.102 | 0.064 | 0.025 | 0 | 0 | 0 | 0 | 0 | 0 | 0 | 0 | 0 | 0 | 0 | 0 | 0 | 0 | 0 | 0 | 0 | 0 | 0 | 0 | NPgY | GSP | NG FES - Consumer Transformation | Total installed biomass capacity (MW)
NG FES - Consumer Transformation | Gen_BB010 | MW | NPgY | CREYKE BECK | Total installed biomass capacity (MW) | CREB_1 | 34.728 | 34.728 | 35.593 | 36.459 | 37.324 | 38.189 | 39.055 | 39.055 | 39.055 | 39.055 | 37.417 | 35.78 | 34.138 | 32.49 | 30.841 | 29.193 | 27.544 | 25.896 | 24.248 | 22.599 | 20.951 | 19.302 | 17.654 | 16.006 | 14.357 | 12.709 | 11.06 | 9.412 | 7.764 | 6.115 | 4.467 | 4.467 | NPgY | GSP | NG FES - Consumer Transformation | Total installed biomass capacity (MW)
NG FES - Consumer Transformation | Gen_BB010 | MW | NPgY | DRAX | Total installed biomass capacity (MW) | DRAX_YEDL | 0 | 0 | 0.104 | 0.208 | 0.312 | 0.416 | 0.52 | 0.52 | 0.52 | 0.52 | 0.323 | 0.126 | 0 | 0 | 0 | 0 | 0 | 0 | 0 | 0 | 0 | 0 | 0 | 0 | 0 | 0 | 0 | 0 | 0 | 0 | 0 | 0 | NPgY | GSP | NG FES - Consumer Transformation | Total installed biomass capacity (MW)
NG FES - Consumer Transformation | Gen_BB010 | MW | NPgY | ELLAND | Total installed biomass capacity (MW) | ELLA_1 | 0 | 0 | 0.118 | 0.235 | 0.353 | 0.471 | 0.589 | 0.589 | 0.589 | 0.589 | 0.366 | 0.143 | 0 | 0 | 0 | 0 | 0 | 0 | 0 | 0 | 0 | 0 | 0 | 0 | 0 | 0 | 0 | 0 | 0 | 0 | 0 | 0 | NPgY | GSP | NG FES - Consumer Transformation | Total installed biomass capacity (MW)
NG FES - Consumer Transformation | Gen_BB010 | MW | NPgY | FERRYBRIDGE A | Total installed biomass capacity (MW) | FERRA2 | 2.4 | 2.4 | 2.57 | 2.74 | 2.911 | 3.081 | 3.251 | 3.251 | 3.251 | 3.251 | 2.929 | 2.607 | 2.359 | 2.245 | 2.131 | 2.017 | 1.904 | 1.79 | 1.676 | 1.562 | 1.448 | 1.334 | 1.22 | 1.106 | 0.992 | 0.878 | 0.764 | 0.65 | 0.537 | 0.423 | 0.309 | 0.309 | NPgY | GSP | NG FES - Consumer Transformation | Total installed biomass capacity (MW)
NG FES - Consumer Transformation | Gen_BB010 | MW | NPgY | FERRYBRIDGE B | Total installed biomass capacity (MW) | FERRB9 | 5.11 | 5.11 | 5.546 | 5.983 | 6.419 | 6.855 | 7.292 | 7.292 | 7.292 | 7.292 | 6.466 | 5.64 | 5.023 | 4.781 | 4.538 | 4.296 | 4.053 | 3.81 | 3.568 | 3.325 | 3.083 | 2.84 | 2.598 | 2.355 | 2.113 | 1.87 | 1.627 | 1.385 | 1.142 | 0.9 | 0.657 | 0.657 | NPgY | GSP | NG FES - Consumer Transformation | Total installed biomass capacity (MW)
NG FES - Consumer Transformation | Gen_BB010 | MW | NPgY | GRIMSBY WEST | Total installed biomass capacity (MW) | GRIW_1 | 0.5 | 0.5 | 0.78 | 1.06 | 1.34 | 1.62 | 1.9 | 1.9 | 1.9 | 1.9 | 1.37 | 0.84 | 0.492 | 0.468 | 0.444 | 0.42 | 0.397 | 0.373 | 0.349 | 0.325 | 0.302 | 0.278 | 0.254 | 0.23 | 0.207 | 0.183 | 0.159 | 0.136 | 0.112 | 0.088 | 0.064 | 0.064 | NPgY | GSP | NG FES - Consumer Transformation | Total installed biomass capacity (MW)
NG FES - Consumer Transformation | Gen_BB010 | MW | NPgY | JORDANTHORPE | Total installed biomass capacity (MW) | JORD_3 | 0 | 0 | 0.013 | 0.027 | 0.04 | 0.053 | 0.066 | 0.066 | 0.066 | 0.066 | 0.041 | 0.016 | 0 | 0 | 0 | 0 | 0 | 0 | 0 | 0 | 0 | 0 | 0 | 0 | 0 | 0 | 0 | 0 | 0 | 0 | 0 | 0 | NPgY | GSP | NG FES - Consumer Transformation | Total installed biomass capacity (MW)
NG FES - Consumer Transformation | Gen_BB010 | MW | NPgY | KEADBY | Total installed biomass capacity (MW) | KEAD_YEDL | 63.554 | 63.554 | 64.997 | 66.44 | 67.883 | 69.327 | 70.77 | 70.77 | 70.77 | 70.77 | 68.039 | 65.308 | 62.475 | 59.458 | 56.441 | 53.425 | 50.408 | 47.391 | 44.374 | 41.358 | 38.341 | 35.324 | 32.308 | 29.291 | 26.274 | 23.258 | 20.241 | 17.224 | 14.208 | 11.191 | 8.174 | 8.174 | NPgY | GSP | NG FES - Consumer Transformation | Total installed biomass capacity (MW)
NG FES - Consumer Transformation | Gen_BB010 | MW | NPgY | KIRKSTALL B | Total installed biomass capacity (MW) | KIRKB1 | 0 | 0 | 0.049 | 0.098 | 0.147 | 0.197 | 0.246 | 0.246 | 0.246 | 0.246 | 0.153 | 0.06 | 0 | 0 | 0 | 0 | 0 | 0 | 0 | 0 | 0 | 0 | 0 | 0 | 0 | 0 | 0 | 0 | 0 | 0 | 0 | 0 | NPgY | GSP | NG FES - Consumer Transformation | Total installed biomass capacity (MW)
NG FES - Consumer Transformation | Gen_BB010 | MW | NPgY | NEEPSEND | Total installed biomass capacity (MW) | NEEP_3 | 0 | 0 | 0.005 | 0.009 | 0.014 | 0.018 | 0.023 | 0.023 | 0.023 | 0.023 | 0.014 | 0.006 | 0 | 0 | 0 | 0 | 0 | 0 | 0 | 0 | 0 | 0 | 0 | 0 | 0 | 0 | 0 | 0 | 0 | 0 | 0 | 0 | NPgY | GSP | NG FES - Consumer Transformation | Total installed biomass capacity (MW)
NG FES - Consumer Transformation | Gen_BB010 | MW | NPgY | NORTON LEES | Total installed biomass capacity (MW) | NORL_3 | 0 | 0 | 0 | 0 | 0 | 0 | 0 | 0 | 0 | 0 | 0 | 0 | 0 | 0 | 0 | 0 | 0 | 0 | 0 | 0 | 0 | 0 | 0 | 0 | 0 | 0 | 0 | 0 | 0 | 0 | 0 | 0 | NPgY | GSP | NG FES - Consumer Transformation | Total installed biomass capacity (MW)
NG FES - Consumer Transformation | Gen_BB010 | MW | NPgY | PITSMOOR 3/4 | Total installed biomass capacity (MW) | PITS_BB_B | 0 | 0 | 0 | 0 | 0 | 0 | 0 | 0 | 0 | 0 | 0 | 0 | 0 | 0 | 0 | 0 | 0 | 0 | 0 | 0 | 0 | 0 | 0 | 0 | 0 | 0 | 0 | 0 | 0 | 0 | 0 | 0 | NPgY | GSP | NG FES - Consumer Transformation | Total installed biomass capacity (MW)
NG FES - Consumer Transformation | Gen_BB010 | MW | NPgY | SALTEND NORTH | Total installed biomass capacity (MW) | SALT_1 | 0 | 0 | 0.001 | 0.001 | 0.002 | 0.002 | 0.003 | 0.003 | 0.003 | 0.003 | 0.002 | 0.001 | 0 | 0 | 0 | 0 | 0 | 0 | 0 | 0 | 0 | 0 | 0 | 0 | 0 | 0 | 0 | 0 | 0 | 0 | 0 | 0 | NPgY | GSP | NG FES - Consumer Transformation | Total installed biomass capacity (MW)
NG FES - Consumer Transformation | Gen_BB010 | MW | NPgY | SHEFFIELD CITY | Total installed biomass capacity (MW) | SHEC_3 | 0 | 0 | 0.001 | 0.002 | 0.003 | 0.004 | 0.005 | 0.005 | 0.005 | 0.005 | 0.003 | 0.001 | 0 | 0 | 0 | 0 | 0 | 0 | 0 | 0 | 0 | 0 | 0 | 0 | 0 | 0 | 0 | 0 | 0 | 0 | 0 | 0 | NPgY | GSP | NG FES - Consumer Transformation | Total installed biomass capacity (MW)
NG FES - Consumer Transformation | Gen_BB010 | MW | NPgY | SKELTON GRANGE | Total installed biomass capacity (MW) | SKLGB1 | 0.903 | 0.903 | 1.031 | 1.158 | 1.286 | 1.413 | 1.541 | 1.541 | 1.541 | 1.541 | 1.299 | 1.058 | 0.888 | 0.845 | 0.802 | 0.759 | 0.716 | 0.673 | 0.63 | 0.588 | 0.545 | 0.502 | 0.459 | 0.416 | 0.373 | 0.33 | 0.288 | 0.245 | 0.202 | 0.159 | 0.116 | 0.116 | NPgY | GSP | NG FES - Consumer Transformation | Total installed biomass capacity (MW)
NG FES - Consumer Transformation | Gen_BB010 | MW | NPgY | TEMPLEBOROUGH 275/33KV | Total installed biomass capacity (MW) | TEMP_3 | 0 | 0 | 0.003 | 0.007 | 0.01 | 0.014 | 0.017 | 0.017 | 0.017 | 0.017 | 0.011 | 0.004 | 0 | 0 | 0 | 0 | 0 | 0 | 0 | 0 | 0 | 0 | 0 | 0 | 0 | 0 | 0 | 0 | 0 | 0 | 0 | 0 | NPgY | GSP | NG FES - Consumer Transformation | Total installed biomass capacity (MW)
NG FES - Consumer Transformation | Gen_BB010 | MW | NPgY | THURCROFT | Total installed biomass capacity (MW) | THUR_6 | 0 | 0 | 0.364 | 0.728 | 1.092 | 1.456 | 1.82 | 1.82 | 1.82 | 1.82 | 1.131 | 0.442 | 0 | 0 | 0 | 0 | 0 | 0 | 0 | 0 | 0 | 0 | 0 | 0 | 0 | 0 | 0 | 0 | 0 | 0 | 0 | 0 | NPgY | GSP | NG FES - Consumer Transformation | Total installed biomass capacity (MW)
NG FES - Consumer Transformation | Gen_BB010 | MW | NPgY | WEST MELTON / THORPE MARSH | Total installed biomass capacity (MW) | WMEL_THOM | 32 | 32 | 32.332 | 32.664 | 32.996 | 33.329 | 33.661 | 33.661 | 33.661 | 33.661 | 33.032 | 32.404 | 31.456 | 29.938 | 28.419 | 26.9 | 25.381 | 23.862 | 22.343 | 20.824 | 19.305 | 17.786 | 16.267 | 14.748 | 13.229 | 11.71 | 10.192 | 8.673 | 7.154 | 5.635 | 4.116 | 4.116 | NPgY | GSP | NG FES - Consumer Transformation | Total installed biomass capacity (MW)
NG FES - Consumer Transformation | Gen_BB010 | MW | NPgY | WEST MELTON SECTION 3 | Total installed biomass capacity (MW) | WMEL_BB3 | 9.88 | 9.88 | 10.236 | 10.591 | 10.947 | 11.302 | 11.658 | 11.658 | 11.658 | 11.658 | 10.985 | 10.312 | 9.712 | 9.243 | 8.774 | 8.305 | 7.836 | 7.367 | 6.898 | 6.429 | 5.96 | 5.491 | 5.023 | 4.554 | 4.085 | 3.616 | 3.147 | 2.678 | 2.209 | 1.74 | 1.271 | 1.271 | NPgY | GSP | NG FES - Consumer Transformation | Total installed biomass capacity (MW)
NG FES - Consumer Transformation | Gen_BB010 | MW | NPgY | WINCOBANK | Total installed biomass capacity (MW) | WIBA_3 | 42.75 | 42.75 | 42.762 | 42.775 | 42.787 | 42.8 | 42.812 | 42.812 | 42.812 | 42.812 | 42.789 | 42.765 | 42.024 | 39.995 | 37.966 | 35.936 | 33.907 | 31.878 | 29.849 | 27.82 | 25.79 | 23.761 | 21.732 | 19.703 | 17.674 | 15.644 | 13.615 | 11.586 | 9.557 | 7.528 | 5.499 | 5.499 | NPgY | GSP | NG FES - Consumer Transformation | Total installed biomass capacity (MW)
NG FES - Consumer Transformation | Gen_BB000_NPgAggregate | MW | NPgN | BLYTH 66kV | Total installed generation capacity (MW) | BLYTB1 | 148.4 | 148.471 | 157.301 | 166.581 | 176.258 | 184.097 | 195.357 | 217.524 | 240.616 | 265.284 | 291.246 | 319.571 | 343.387 | 367.946 | 392.68 | 418.435 | 444.322 | 470.088 | 497.01 | 525.613 | 558.449 | 590.951 | 622.592 | 654.282 | 685.963 | 717.224 | 748.274 | 777.47 | 807.649 | 838.744 | 870.778 | 899.285 | NPgN | GSP | NG FES - Consumer Transformation | Total installed generation capacity (MW)
NG FES - Consumer Transformation | Gen_BB000_NPgAggregate | MW | NPgN | BLYTH 132kV | Total installed generation capacity (MW) | BLYTH132 | 492.747 | 492.785 | 506.72 | 520.795 | 535.047 | 545.092 | 556.945 | 570.421 | 583.968 | 599.09 | 612.311 | 628.407 | 634.435 | 640.255 | 644.705 | 649.191 | 651.925 | 652.175 | 652.257 | 653.206 | 659.286 | 665.482 | 671.389 | 677.209 | 683.02 | 688.28 | 693.562 | 698.384 | 703.609 | 709.071 | 714.76 | 722.547 | NPgN | GSP | NG FES - Consumer Transformation | Total installed generation capacity (MW)
NG FES - Consumer Transformation | Gen_BB000_NPgAggregate | MW | NPgN | FOURSTONES | Total installed generation capacity (MW) | FOUR_1 | 91.465 | 91.436 | 92.243 | 93.09 | 93.994 | 94.733 | 95.79 | 96.8 | 97.807 | 98.892 | 100.053 | 101.366 | 102.189 | 103.001 | 103.732 | 104.455 | 105.066 | 105.507 | 105.916 | 106.374 | 107.087 | 107.834 | 108.579 | 109.321 | 110.066 | 110.787 | 111.515 | 112.243 | 112.985 | 113.732 | 114.483 | 114.812 | NPgN | GSP | NG FES - Consumer Transformation | Total installed generation capacity (MW)
NG FES - Consumer Transformation | Gen_BB000_NPgAggregate | MW | NPgN | HARTMOOR | Total installed generation capacity (MW) | HARM_6 | 57.255 | 57.25 | 61.48 | 65.881 | 70.461 | 74.064 | 79.028 | 83.994 | 88.946 | 94.315 | 100.083 | 106.625 | 110.454 | 114.193 | 117.505 | 120.775 | 123.514 | 125.517 | 127.428 | 129.528 | 132.783 | 136.157 | 139.504 | 142.847 | 146.205 | 149.432 | 152.696 | 155.94 | 159.29 | 162.699 | 166.161 | 167.773 | NPgN | GSP | NG FES - Consumer Transformation | Total installed generation capacity (MW)
NG FES - Consumer Transformation | Gen_BB000_NPgAggregate | MW | NPgN | HAWTHORN PIT GRID | Total installed generation capacity (MW) | HAWP_6 | 44.635 | 44.552 | 49.087 | 53.845 | 58.809 | 62.812 | 68.558 | 75.007 | 81.501 | 88.476 | 95.912 | 104.196 | 109.74 | 115.241 | 120.354 | 125.475 | 130.137 | 134.166 | 138.207 | 142.501 | 147.987 | 153.568 | 159.074 | 164.59 | 170.122 | 175.51 | 180.921 | 186.215 | 191.678 | 197.262 | 202.964 | 206.237 | NPgN | GSP | NG FES - Consumer Transformation | Total installed generation capacity (MW)
NG FES - Consumer Transformation | Gen_BB000_NPgAggregate | MW | NPgN | KNARESBOROUGH | Total installed generation capacity (MW) | KNARE_111 | 101.417 | 101.46 | 118.142 | 135.175 | 152.601 | 165.42 | 181.514 | 196.613 | 211.542 | 228.108 | 246.234 | 267.48 | 276.979 | 285.989 | 293.137 | 300.04 | 304.606 | 305.971 | 306.801 | 308.275 | 312.167 | 316.26 | 320.478 | 324.845 | 329.384 | 333.544 | 338.042 | 342.809 | 348.174 | 353.963 | 360.165 | 362.481 | NPgN | GSP | NG FES - Consumer Transformation | Total installed generation capacity (MW)
NG FES - Consumer Transformation | Gen_BB000_NPgAggregate | MW | NPgN | LACKENBY | Total installed generation capacity (MW) | LACK_6 | 129.492 | 129.211 | 134.162 | 139.449 | 145.063 | 149.847 | 157.072 | 165.575 | 174.179 | 183.321 | 192.984 | 203.574 | 211.494 | 219.426 | 226.806 | 233.887 | 240.486 | 246.401 | 252.39 | 258.669 | 265.132 | 271.595 | 277.945 | 284.353 | 290.733 | 296.906 | 303.03 | 309.202 | 315.558 | 322.042 | 328.632 | 330.298 | NPgN | GSP | NG FES - Consumer Transformation | Total installed generation capacity (MW)
NG FES - Consumer Transformation | Gen_BB000_NPgAggregate | MW | NPgN | NORTON | Total installed generation capacity (MW) | NORT_1 | 218.008 | 218.158 | 252.93 | 288.585 | 325.198 | 352.558 | 387.795 | 422.77 | 457.567 | 495.875 | 537.549 | 585.8 | 610.168 | 633.696 | 653.513 | 672.91 | 687.691 | 696.097 | 703.646 | 712.738 | 731.448 | 750.844 | 770.021 | 789.148 | 808.375 | 826.476 | 844.873 | 863.144 | 882.282 | 901.89 | 921.93 | 932.184 | NPgN | GSP | NG FES - Consumer Transformation | Total installed generation capacity (MW)
NG FES - Consumer Transformation | Gen_BB000_NPgAggregate | MW | NPgN | OFFERTON | Total installed generation capacity (MW) | OFFE_3 | 6.46 | 6.489 | 7.062 | 7.749 | 8.547 | 9.425 | 11.085 | 13.154 | 15.091 | 17.081 | 19.124 | 21.248 | 23.299 | 25.371 | 27.43 | 29.497 | 31.559 | 33.607 | 35.689 | 37.816 | 40.082 | 42.397 | 44.691 | 46.989 | 49.287 | 51.57 | 53.846 | 56.091 | 58.359 | 60.647 | 62.954 | 64.004 | NPgN | GSP | NG FES - Consumer Transformation | Total installed generation capacity (MW)
NG FES - Consumer Transformation | Gen_BB000_NPgAggregate | MW | NPgN | OSBALDWICK | Total installed generation capacity (MW) | OSBA_1 | 82.74 | 82.489 | 122.656 | 163.42 | 204.821 | 234.532 | 270.643 | 308.828 | 346.98 | 389.434 | 436.016 | 490.544 | 516.379 | 541.375 | 562.207 | 582.839 | 598.26 | 606.457 | 613.921 | 623.454 | 641.567 | 659.87 | 677.956 | 696.243 | 714.798 | 732.192 | 750.11 | 767.718 | 786.875 | 807.151 | 828.521 | 843.434 | NPgN | GSP | NG FES - Consumer Transformation | Total installed generation capacity (MW)
NG FES - Consumer Transformation | Gen_BB000_NPgAggregate | MW | NPgN | POPPLETON | Total installed generation capacity (MW) | POPP_3 | 11.541 | 11.563 | 12.972 | 14.468 | 16.047 | 17.37 | 19.345 | 21.238 | 23.12 | 25.127 | 27.252 | 29.61 | 31.146 | 32.645 | 34.008 | 35.356 | 36.538 | 37.499 | 38.429 | 39.401 | 40.461 | 41.564 | 42.686 | 43.832 | 45 | 46.15 | 47.336 | 48.556 | 49.834 | 51.16 | 52.532 | 52.971 | NPgN | GSP | NG FES - Consumer Transformation | Total installed generation capacity (MW)
NG FES - Consumer Transformation | Gen_BB000_NPgAggregate | MW | NPgN | SALTHOLME | Total installed generation capacity (MW) | SALH_1 | 213.341 | 313.242 | 313.548 | 313.859 | 314.177 | 314.407 | 314.683 | 314.961 | 315.238 | 315.549 | 315.451 | 315.415 | 315.16 | 314.899 | 313.546 | 310.32 | 306.738 | 302.707 | 298.682 | 294.392 | 271.576 | 247.193 | 223.727 | 201.507 | 179.69 | 158.414 | 137.731 | 119.537 | 102.541 | 86.809 | 72.278 | 50.734 | NPgN | GSP | NG FES - Consumer Transformation | Total installed generation capacity (MW)
NG FES - Consumer Transformation | Gen_BB000_NPgAggregate | MW | NPgN | SOUTH SHIELDS | Total installed generation capacity (MW) | SSHI_3 | 3.818 | 3.844 | 4.099 | 4.454 | 4.908 | 5.511 | 6.758 | 8.3 | 9.753 | 11.224 | 12.715 | 14.225 | 15.854 | 17.505 | 19.179 | 20.877 | 22.599 | 24.347 | 26.123 | 27.927 | 29.762 | 31.643 | 33.517 | 35.4 | 37.288 | 39.18 | 41.073 | 42.944 | 44.835 | 46.745 | 48.676 | 49.582 | NPgN | GSP | NG FES - Consumer Transformation | Total installed generation capacity (MW)
NG FES - Consumer Transformation | Gen_BB000_NPgAggregate | MW | NPgN | SPADEADAM | Total installed generation capacity (MW) | KIELD01 and SPAD20 | 6.69 | 6.688 | 7.284 | 7.898 | 8.535 | 9.02 | 9.655 | 10.855 | 12.08 | 13.404 | 14.826 | 16.405 | 17.63 | 18.892 | 20.143 | 21.445 | 22.722 | 23.944 | 25.214 | 26.585 | 28.23 | 29.857 | 31.439 | 33.021 | 34.603 | 36.157 | 37.701 | 39.149 | 40.649 | 42.196 | 43.791 | 45.246 | NPgN | GSP | NG FES - Consumer Transformation | Total installed generation capacity (MW)
NG FES - Consumer Transformation | Gen_BB000_NPgAggregate | MW | NPgN | SPENNYMOOR | Total installed generation capacity (MW) | SPEN_1 | 123.404 | 123.032 | 150.155 | 177.789 | 205.983 | 226.54 | 252.127 | 279.222 | 306.32 | 336.314 | 368.937 | 406.902 | 425.838 | 444.243 | 459.908 | 475.5 | 487.624 | 494.908 | 501.714 | 509.958 | 527.083 | 544.617 | 561.782 | 578.838 | 595.931 | 612.059 | 628.331 | 644.063 | 660.533 | 677.427 | 694.721 | 706.933 | NPgN | GSP | NG FES - Consumer Transformation | Total installed generation capacity (MW)
NG FES - Consumer Transformation | Gen_BB000_NPgAggregate | MW | NPgN | STELLA NORTH | Total installed generation capacity (MW) | STEN_1 | 38.33 | 38.423 | 41.112 | 44.154 | 47.557 | 50.911 | 56.619 | 63.904 | 70.757 | 77.889 | 85.297 | 93.161 | 100.121 | 107.141 | 113.931 | 120.575 | 127.047 | 133.245 | 139.533 | 146.016 | 152.384 | 158.815 | 165.182 | 171.601 | 178.012 | 184.332 | 190.623 | 196.931 | 203.362 | 209.892 | 216.508 | 218.573 | NPgN | GSP | NG FES - Consumer Transformation | Total installed generation capacity (MW)
NG FES - Consumer Transformation | Gen_BB000_NPgAggregate | MW | NPgN | STELLA SOUTH | Total installed generation capacity (MW) | STES_1 | 54.174 | 53.89 | 67.286 | 80.99 | 95.024 | 105.415 | 118.655 | 135.01 | 151.582 | 169.735 | 189.394 | 211.849 | 225.27 | 238.644 | 250.906 | 263.373 | 274.402 | 283.342 | 292.336 | 302.337 | 316.859 | 331.457 | 345.715 | 359.953 | 374.213 | 387.983 | 401.776 | 414.935 | 428.647 | 442.768 | 457.294 | 468.875 | NPgN | GSP | NG FES - Consumer Transformation | Total installed generation capacity (MW)
NG FES - Consumer Transformation | Gen_BB000_NPgAggregate | MW | NPgN | TYNEMOUTH | Total installed generation capacity (MW) | TYNE_1 | 53.878 | 53.955 | 55.217 | 56.784 | 58.622 | 60.754 | 64.881 | 69.854 | 74.893 | 80.047 | 85.313 | 90.73 | 96.151 | 101.629 | 107.068 | 112.458 | 117.887 | 123.375 | 128.989 | 134.68 | 137.153 | 139.488 | 142.001 | 144.805 | 147.764 | 150.895 | 154.225 | 157.826 | 161.83 | 166.257 | 171.112 | 172.212 | NPgN | GSP | NG FES - Consumer Transformation | Total installed generation capacity (MW)
NG FES - Consumer Transformation | Gen_BB000_NPgAggregate | MW | NPgN | WEST BOLDON | Total installed generation capacity (MW) | WBOL_6 | 28.975 | 29.081 | 31.641 | 34.614 | 37.974 | 41.457 | 47.743 | 54.683 | 61.689 | 68.918 | 76.363 | 84.165 | 91.295 | 98.453 | 105.523 | 112.657 | 119.693 | 126.592 | 133.573 | 140.697 | 148.469 | 156.45 | 164.388 | 172.343 | 180.318 | 188.249 | 196.192 | 204.035 | 211.979 | 220.008 | 228.121 | 231.934 | NPgN | GSP | NG FES - Consumer Transformation | Total installed generation capacity (MW)
NG FES - Consumer Transformation | Gen_BB000_NPgAggregate | MW | NPgY | BRADFORD WEST | Total installed generation capacity (MW) | BRAW_1 | 68.77 | 72.158 | 76.701 | 82.104 | 88.252 | 96.274 | 110.212 | 124.252 | 138.243 | 152.449 | 166.592 | 180.883 | 198.554 | 218.559 | 238.308 | 258.27 | 277.133 | 296.52 | 316.452 | 336.909 | 358.314 | 380.403 | 402.562 | 424.672 | 447.028 | 469.169 | 491.316 | 513.697 | 536.28 | 562.248 | 569.518 | 574.601 | NPgY | GSP | NG FES - Consumer Transformation | Total installed generation capacity (MW)
NG FES - Consumer Transformation | Gen_BB000_NPgAggregate | MW | NPgY | CAMBLESFORTH | Total installed generation capacity (MW) | CAMB_01 | 136.224 | 136.447 | 137.097 | 137.833 | 138.656 | 139.72 | 141.436 | 143.124 | 144.809 | 146.539 | 148.271 | 150.059 | 151.972 | 154.052 | 156.042 | 158.024 | 159.496 | 160.821 | 162.149 | 163.505 | 164.924 | 166.391 | 167.834 | 169.26 | 170.688 | 172.039 | 173.338 | 174.757 | 176.144 | 177.731 | 177.565 | 176.518 | NPgY | GSP | NG FES - Consumer Transformation | Total installed generation capacity (MW)
NG FES - Consumer Transformation | Gen_BB000_NPgAggregate | MW | NPgY | CREYKE BECK | Total installed generation capacity (MW) | CREB_1 | 387.87 | 411.317 | 430.212 | 450.159 | 470.604 | 500.183 | 542.117 | 586.001 | 633.649 | 687.278 | 741.842 | 799.435 | 842.563 | 882.114 | 917.419 | 951.903 | 975.488 | 997.624 | 1019.945 | 1044.793 | 1074.688 | 1105.806 | 1137.151 | 1168.382 | 1201.515 | 1233.618 | 1266.066 | 1299.807 | 1334.679 | 1379.356 | 1393.214 | 1405.376 | NPgY | GSP | NG FES - Consumer Transformation | Total installed generation capacity (MW)
NG FES - Consumer Transformation | Gen_BB000_NPgAggregate | MW | NPgY | DRAX | Total installed generation capacity (MW) | DRAX_YEDL | 121.127 | 121.43 | 123.684 | 126.022 | 128.424 | 131.499 | 135.532 | 139.379 | 143.175 | 147.155 | 151.098 | 155.253 | 160.169 | 166.208 | 171.805 | 177.377 | 181.591 | 185.636 | 189.778 | 191.153 | 189.474 | 188.142 | 187.276 | 186.874 | 186.978 | 187.311 | 188.082 | 189.63 | 191.946 | 196.656 | 197.293 | 197.155 | NPgY | GSP | NG FES - Consumer Transformation | Total installed generation capacity (MW)
NG FES - Consumer Transformation | Gen_BB000_NPgAggregate | MW | NPgY | ELLAND | Total installed generation capacity (MW) | ELLA_1 | 129.223 | 129.724 | 133.565 | 138.044 | 143.064 | 149.624 | 160.8 | 171.792 | 182.731 | 193.876 | 204.957 | 216.2 | 228.379 | 241.522 | 254.162 | 266.753 | 276.554 | 286 | 295.639 | 306.127 | 318.023 | 330.2 | 342.09 | 353.712 | 365.237 | 376.17 | 386.652 | 397.651 | 408.256 | 419.936 | 419.014 | 412.62 | NPgY | GSP | NG FES - Consumer Transformation | Total installed generation capacity (MW)
NG FES - Consumer Transformation | Gen_BB000_NPgAggregate | MW | NPgY | FERRYBRIDGE A | Total installed generation capacity (MW) | FERRA2 | 32.867 | 33.064 | 36.766 | 40.67 | 44.677 | 50.229 | 58.101 | 65.957 | 74.22 | 83.303 | 92.461 | 102.091 | 108.939 | 115.146 | 120.397 | 125.357 | 127.943 | 130.112 | 132.18 | 135.405 | 140.491 | 145.727 | 150.87 | 155.88 | 161.186 | 166.203 | 171.173 | 176.289 | 181.413 | 187.324 | 188.688 | 189.042 | NPgY | GSP | NG FES - Consumer Transformation | Total installed generation capacity (MW)
NG FES - Consumer Transformation | Gen_BB000_NPgAggregate | MW | NPgY | FERRYBRIDGE B | Total installed generation capacity (MW) | FERRB9 | 309.71 | 310.22 | 319.528 | 329.266 | 339.208 | 352.906 | 371.846 | 390.742 | 410.57 | 432.385 | 454.364 | 477.534 | 494.025 | 509.207 | 521.947 | 533.95 | 539.259 | 543.23 | 546.93 | 548.936 | 550.203 | 552.042 | 554.207 | 556.713 | 554.683 | 551.787 | 550.446 | 550.045 | 553.584 | 560.753 | 558.373 | 550.606 | NPgY | GSP | NG FES - Consumer Transformation | Total installed generation capacity (MW)
NG FES - Consumer Transformation | Gen_BB000_NPgAggregate | MW | NPgY | GRIMSBY WEST | Total installed generation capacity (MW) | GRIW_1 | 164.123 | 164.42 | 170.45 | 176.747 | 183.209 | 191.523 | 202.811 | 213.376 | 223.788 | 234.675 | 245.433 | 256.7 | 266.054 | 275.939 | 284.227 | 292.008 | 294.403 | 295.565 | 296.519 | 297.031 | 297.864 | 298.913 | 299.879 | 300.828 | 302.18 | 302.977 | 303.599 | 305.306 | 307.054 | 310.021 | 305.986 | 296.297 | NPgY | GSP | NG FES - Consumer Transformation | Total installed generation capacity (MW)
NG FES - Consumer Transformation | Gen_BB000_NPgAggregate | MW | NPgY | JORDANTHORPE | Total installed generation capacity (MW) | JORD_3 | 3.379 | 3.442 | 3.949 | 4.563 | 5.263 | 6.244 | 8.004 | 9.816 | 11.699 | 13.688 | 15.693 | 17.739 | 19.79 | 21.882 | 23.933 | 25.996 | 27.95 | 29.961 | 32.019 | 34.201 | 36.573 | 39.018 | 41.462 | 43.894 | 46.352 | 48.786 | 51.219 | 53.657 | 56.107 | 58.838 | 59.587 | 60.127 | NPgY | GSP | NG FES - Consumer Transformation | Total installed generation capacity (MW)
NG FES - Consumer Transformation | Gen_BB000_NPgAggregate | MW | NPgY | KEADBY | Total installed generation capacity (MW) | KEAD_YEDL | 522.225 | 523.6 | 551.656 | 579.785 | 607.683 | 643.273 | 686 | 724.614 | 762.457 | 802.78 | 842.538 | 885.196 | 915.708 | 947.202 | 970.36 | 990.851 | 992.338 | 989.598 | 985.405 | 984.686 | 991.839 | 1000.077 | 1008.713 | 1017.485 | 1029.549 | 1040.449 | 1052.403 | 1066.275 | 1082.17 | 1105.591 | 1112.924 | 1120.854 | NPgY | GSP | NG FES - Consumer Transformation | Total installed generation capacity (MW)
NG FES - Consumer Transformation | Gen_BB000_NPgAggregate | MW | NPgY | KIRKSTALL B | Total installed generation capacity (MW) | KIRKB1 | 33.516 | 33.716 | 35.635 | 38.028 | 40.739 | 45.57 | 54.325 | 64.568 | 76.405 | 90.049 | 104.162 | 118.864 | 128.121 | 134.377 | 140.395 | 146.364 | 151.415 | 156.403 | 161.445 | 166.547 | 171.92 | 177.505 | 183.062 | 188.601 | 194.2 | 199.68 | 205.106 | 210.732 | 216.337 | 222.27 | 222.382 | 220.582 | NPgY | GSP | NG FES - Consumer Transformation | Total installed generation capacity (MW)
NG FES - Consumer Transformation | Gen_BB000_NPgAggregate | MW | NPgY | NEEPSEND | Total installed generation capacity (MW) | NEEP_3 | 6.078 | 6.16 | 6.653 | 7.312 | 8.119 | 9.204 | 11.356 | 13.569 | 15.802 | 18.065 | 20.33 | 22.595 | 25.308 | 28.227 | 31.172 | 34.16 | 37.176 | 40.316 | 43.539 | 46.809 | 50.16 | 53.622 | 57.094 | 60.563 | 64.045 | 67.517 | 70.991 | 74.474 | 77.975 | 81.817 | 82.744 | 83.322 | NPgY | GSP | NG FES - Consumer Transformation | Total installed generation capacity (MW)
NG FES - Consumer Transformation | Gen_BB000_NPgAggregate | MW | NPgY | NORTON LEES | Total installed generation capacity (MW) | NORL_3 | 3.657 | 3.739 | 4.152 | 4.732 | 5.464 | 6.454 | 8.504 | 10.63 | 12.778 | 14.949 | 17.124 | 19.292 | 21.97 | 24.86 | 27.805 | 30.804 | 33.891 | 37.116 | 40.432 | 43.756 | 47.103 | 50.562 | 54.033 | 57.505 | 60.982 | 64.455 | 67.93 | 71.414 | 74.916 | 78.761 | 79.674 | 80.237 | NPgY | GSP | NG FES - Consumer Transformation | Total installed generation capacity (MW)
NG FES - Consumer Transformation | Gen_BB000_NPgAggregate | MW | NPgY | PITSMOOR 3/4 | Total installed generation capacity (MW) | PITS_BB_B | 1.02 | 1.056 | 1.232 | 1.479 | 1.791 | 2.214 | 3.075 | 3.98 | 4.896 | 5.821 | 6.749 | 7.673 | 8.814 | 10.043 | 11.296 | 12.573 | 13.886 | 15.257 | 16.667 | 18.081 | 19.506 | 20.977 | 22.454 | 23.932 | 25.411 | 26.889 | 28.368 | 29.85 | 31.34 | 32.976 | 33.365 | 33.605 | NPgY | GSP | NG FES - Consumer Transformation | Total installed generation capacity (MW)
NG FES - Consumer Transformation | Gen_BB000_NPgAggregate | MW | NPgY | SALTEND NORTH | Total installed generation capacity (MW) | SALT_1 | 86.282 | 86.511 | 86.887 | 87.393 | 88.032 | 88.872 | 90.553 | 92.273 | 94.004 | 95.746 | 97.499 | 99.267 | 102.432 | 106.384 | 110.473 | 114.71 | 118.338 | 121.85 | 125.527 | 128.708 | 131.227 | 133.815 | 136.372 | 138.911 | 141.331 | 143.588 | 145.687 | 148.115 | 150.463 | 153.761 | 153.031 | 150.23 | NPgY | GSP | NG FES - Consumer Transformation | Total installed generation capacity (MW)
NG FES - Consumer Transformation | Gen_BB000_NPgAggregate | MW | NPgY | SHEFFIELD CITY | Total installed generation capacity (MW) | SHEC_3 | 1.411 | 1.454 | 1.687 | 2.007 | 2.406 | 2.945 | 4.029 | 5.162 | 6.305 | 7.462 | 8.622 | 9.778 | 11.189 | 12.71 | 14.254 | 15.824 | 17.428 | 19.102 | 20.821 | 22.552 | 24.308 | 26.122 | 27.942 | 29.762 | 31.586 | 33.406 | 35.228 | 37.054 | 38.89 | 40.905 | 41.386 | 41.686 | NPgY | GSP | NG FES - Consumer Transformation | Total installed generation capacity (MW)
NG FES - Consumer Transformation | Gen_BB000_NPgAggregate | MW | NPgY | SKELTON GRANGE | Total installed generation capacity (MW) | SKLGB1 | 110.257 | 115.81 | 121.477 | 127.482 | 134.309 | 145.306 | 165.008 | 187.096 | 211.722 | 239.337 | 267.683 | 297.046 | 318.322 | 335.271 | 351.657 | 367.968 | 381.89 | 395.671 | 409.652 | 424.028 | 439.356 | 455.226 | 470.989 | 486.649 | 500.601 | 513.998 | 527.582 | 541.506 | 556.334 | 572.559 | 572.977 | 568.067 | NPgY | GSP | NG FES - Consumer Transformation | Total installed generation capacity (MW)
NG FES - Consumer Transformation | Gen_BB000_NPgAggregate | MW | NPgY | TEMPLEBOROUGH 275/33KV | Total installed generation capacity (MW) | TEMP_3 | 0.358 | 0.368 | 0.47 | 0.59 | 0.721 | 0.957 | 1.361 | 1.837 | 2.396 | 3.051 | 3.731 | 4.445 | 4.856 | 5.111 | 5.347 | 5.577 | 5.767 | 5.951 | 6.134 | 6.349 | 6.611 | 6.881 | 7.15 | 7.417 | 7.691 | 7.961 | 8.231 | 8.501 | 8.773 | 9.064 | 9.143 | 9.193 | NPgY | GSP | NG FES - Consumer Transformation | Total installed generation capacity (MW)
NG FES - Consumer Transformation | Gen_BB000_NPgAggregate | MW | NPgY | THURCROFT | Total installed generation capacity (MW) | THUR_6 | 104.278 | 134.588 | 142.158 | 149.985 | 157.922 | 168.283 | 182.189 | 195.172 | 208.167 | 222.001 | 235.728 | 250.179 | 260.978 | 271.857 | 280.62 | 288.682 | 291.385 | 293.036 | 294.381 | 296.765 | 301.479 | 306.493 | 311.454 | 316.341 | 321.55 | 326.241 | 331.058 | 336.466 | 342.324 | 349.654 | 350.118 | 347.675 | NPgY | GSP | NG FES - Consumer Transformation | Total installed generation capacity (MW)
NG FES - Consumer Transformation | Gen_BB000_NPgAggregate | MW | NPgY | WEST MELTON / THORPE MARSH | Total installed generation capacity (MW) | WMEL_THOM | 260.17 | 260.796 | 268.681 | 277.165 | 286.115 | 297.678 | 314.759 | 330.872 | 346.817 | 363.338 | 379.715 | 396.692 | 412.596 | 429.064 | 443.808 | 458.129 | 468.431 | 478.303 | 488.177 | 499.412 | 513.192 | 527.578 | 542.025 | 556.418 | 570.156 | 583.406 | 597.128 | 611.092 | 626.239 | 644.364 | 648.488 | 652.154 | NPgY | GSP | NG FES - Consumer Transformation | Total installed generation capacity (MW)
NG FES - Consumer Transformation | Gen_BB000_NPgAggregate | MW | NPgY | WEST MELTON SECTION 3 | Total installed generation capacity (MW) | WMEL_BB3 | 101.208 | 101.692 | 109.802 | 118.457 | 127.482 | 139.473 | 156.891 | 173.688 | 190.732 | 208.849 | 226.937 | 245.8 | 261.333 | 276.755 | 290.226 | 303.129 | 311.727 | 319.777 | 327.694 | 337.845 | 351.687 | 366.03 | 380.319 | 394.441 | 409.333 | 423.803 | 438.379 | 453.145 | 468.165 | 485.275 | 490.439 | 494.798 | NPgY | GSP | NG FES - Consumer Transformation | Total installed generation capacity (MW)
NG FES - Consumer Transformation | Gen_BB000_NPgAggregate | MW | NPgY | WINCOBANK | Total installed generation capacity (MW) | WIBA_3 | 46.3 | 46.321 | 46.623 | 46.956 | 47.309 | 47.84 | 48.67 | 49.556 | 50.532 | 51.631 | 52.755 | 53.933 | 53.968 | 52.527 | 51.015 | 49.48 | 47.792 | 46.082 | 44.363 | 42.751 | 41.302 | 39.871 | 38.435 | 36.99 | 35.569 | 34.132 | 32.696 | 31.261 | 29.829 | 28.437 | 26.597 | 26.724 | NPgY | GSP | NG FES - Consumer Transformation | Total installed generation capacity (MW)
NG FES - Consumer Transformation | Gen_BB018 | MW | NPgN | BLYTH 66kV | Total installed hydro capacity (MW) | BLYTB1 | 0 | 0 | 0.006 | 0.015 | 0.023 | 0.031 | 0.04 | 0.05 | 0.061 | 0.072 | 0.084 | 0.095 | 0.105 | 0.116 | 0.127 | 0.138 | 0.149 | 0.158 | 0.168 | 0.178 | 0.188 | 0.198 | 0.206 | 0.214 | 0.222 | 0.23 | 0.239 | 0.248 | 0.256 | 0.265 | 0.274 | 0.283 | NPgN | GSP | NG FES - Consumer Transformation | Total installed hydro capacity (MW)
NG FES - Consumer Transformation | Gen_BB018 | MW | NPgN | BLYTH 132kV | Total installed hydro capacity (MW) | BLYTH132 | 0 | 0 | 0.011 | 0.026 | 0.04 | 0.055 | 0.07 | 0.089 | 0.108 | 0.127 | 0.148 | 0.168 | 0.186 | 0.205 | 0.224 | 0.243 | 0.263 | 0.28 | 0.297 | 0.314 | 0.332 | 0.35 | 0.364 | 0.378 | 0.393 | 0.407 | 0.422 | 0.438 | 0.453 | 0.469 | 0.484 | 0.501 | NPgN | GSP | NG FES - Consumer Transformation | Total installed hydro capacity (MW)
NG FES - Consumer Transformation | Gen_BB018 | MW | NPgN | FOURSTONES | Total installed hydro capacity (MW) | FOUR_1 | 0 | 0 | 0.001 | 0.001 | 0.002 | 0.003 | 0.004 | 0.005 | 0.006 | 0.007 | 0.008 | 0.009 | 0.01 | 0.011 | 0.012 | 0.013 | 0.014 | 0.014 | 0.015 | 0.016 | 0.017 | 0.018 | 0.019 | 0.02 | 0.02 | 0.021 | 0.022 | 0.023 | 0.023 | 0.024 | 0.025 | 0.026 | NPgN | GSP | NG FES - Consumer Transformation | Total installed hydro capacity (MW)
NG FES - Consumer Transformation | Gen_BB018 | MW | NPgN | HARTMOOR | Total installed hydro capacity (MW) | HARM_6 | 0 | 0 | 0.003 | 0.007 | 0.011 | 0.015 | 0.02 | 0.025 | 0.03 | 0.036 | 0.041 | 0.047 | 0.052 | 0.057 | 0.063 | 0.068 | 0.074 | 0.078 | 0.083 | 0.088 | 0.093 | 0.098 | 0.102 | 0.106 | 0.11 | 0.114 | 0.118 | 0.122 | 0.127 | 0.131 | 0.135 | 0.14 | NPgN | GSP | NG FES - Consumer Transformation | Total installed hydro capacity (MW)
NG FES - Consumer Transformation | Gen_BB018 | MW | NPgN | HAWTHORN PIT GRID | Total installed hydro capacity (MW) | HAWP_6 | 0 | 0 | 0.003 | 0.008 | 0.012 | 0.016 | 0.021 | 0.026 | 0.032 | 0.037 | 0.043 | 0.049 | 0.054 | 0.06 | 0.065 | 0.071 | 0.077 | 0.082 | 0.087 | 0.092 | 0.097 | 0.102 | 0.106 | 0.11 | 0.115 | 0.119 | 0.123 | 0.128 | 0.132 | 0.137 | 0.142 | 0.146 | NPgN | GSP | NG FES - Consumer Transformation | Total installed hydro capacity (MW)
NG FES - Consumer Transformation | Gen_BB018 | MW | NPgN | KNARESBOROUGH | Total installed hydro capacity (MW) | KNARE_111 | 0 | 0 | 0.013 | 0.03 | 0.047 | 0.064 | 0.082 | 0.103 | 0.125 | 0.148 | 0.172 | 0.196 | 0.217 | 0.238 | 0.26 | 0.283 | 0.306 | 0.325 | 0.345 | 0.365 | 0.386 | 0.407 | 0.423 | 0.44 | 0.457 | 0.474 | 0.491 | 0.509 | 0.527 | 0.545 | 0.563 | 0.582 | NPgN | GSP | NG FES - Consumer Transformation | Total installed hydro capacity (MW)
NG FES - Consumer Transformation | Gen_BB018 | MW | NPgN | LACKENBY | Total installed hydro capacity (MW) | LACK_6 | 0 | 0 | 0.003 | 0.008 | 0.012 | 0.017 | 0.021 | 0.027 | 0.033 | 0.038 | 0.045 | 0.051 | 0.056 | 0.062 | 0.068 | 0.073 | 0.079 | 0.084 | 0.09 | 0.095 | 0.1 | 0.105 | 0.11 | 0.114 | 0.118 | 0.123 | 0.127 | 0.132 | 0.137 | 0.141 | 0.146 | 0.151 | NPgN | GSP | NG FES - Consumer Transformation | Total installed hydro capacity (MW)
NG FES - Consumer Transformation | Gen_BB018 | MW | NPgN | NORTON | Total installed hydro capacity (MW) | NORT_1 | 0.499 | 0.499 | 0.526 | 0.561 | 0.596 | 0.631 | 0.668 | 0.712 | 0.757 | 0.804 | 0.853 | 0.902 | 0.946 | 0.99 | 1.035 | 1.082 | 1.13 | 1.169 | 1.21 | 1.251 | 1.294 | 1.337 | 1.371 | 1.405 | 1.44 | 1.475 | 1.511 | 1.547 | 1.584 | 1.621 | 1.659 | 1.698 | NPgN | GSP | NG FES - Consumer Transformation | Total installed hydro capacity (MW)
NG FES - Consumer Transformation | Gen_BB018 | MW | NPgN | OFFERTON | Total installed hydro capacity (MW) | OFFE_3 | 0 | 0 | 0 | 0.001 | 0.001 | 0.001 | 0.001 | 0.002 | 0.002 | 0.003 | 0.003 | 0.003 | 0.004 | 0.004 | 0.005 | 0.005 | 0.005 | 0.006 | 0.006 | 0.007 | 0.007 | 0.007 | 0.008 | 0.008 | 0.008 | 0.008 | 0.009 | 0.009 | 0.009 | 0.01 | 0.01 | 0.01 | NPgN | GSP | NG FES - Consumer Transformation | Total installed hydro capacity (MW)
NG FES - Consumer Transformation | Gen_BB018 | MW | NPgN | OSBALDWICK | Total installed hydro capacity (MW) | OSBA_1 | 0 | 0 | 0.033 | 0.073 | 0.115 | 0.157 | 0.201 | 0.253 | 0.307 | 0.363 | 0.42 | 0.479 | 0.531 | 0.583 | 0.637 | 0.693 | 0.75 | 0.797 | 0.845 | 0.894 | 0.944 | 0.996 | 1.036 | 1.077 | 1.118 | 1.16 | 1.202 | 1.246 | 1.29 | 1.334 | 1.379 | 1.425 | NPgN | GSP | NG FES - Consumer Transformation | Total installed hydro capacity (MW)
NG FES - Consumer Transformation | Gen_BB018 | MW | NPgN | POPPLETON | Total installed hydro capacity (MW) | POPP_3 | 0 | 0 | 0.001 | 0.002 | 0.004 | 0.005 | 0.006 | 0.008 | 0.009 | 0.011 | 0.013 | 0.015 | 0.016 | 0.018 | 0.02 | 0.021 | 0.023 | 0.024 | 0.026 | 0.027 | 0.029 | 0.031 | 0.032 | 0.033 | 0.034 | 0.036 | 0.037 | 0.038 | 0.04 | 0.041 | 0.042 | 0.044 | NPgN | GSP | NG FES - Consumer Transformation | Total installed hydro capacity (MW)
NG FES - Consumer Transformation | Gen_BB018 | MW | NPgN | SALTHOLME | Total installed hydro capacity (MW) | SALH_1 | 0 | 0 | 0 | 0.001 | 0.001 | 0.001 | 0.002 | 0.002 | 0.002 | 0.003 | 0.003 | 0.004 | 0.004 | 0.004 | 0.005 | 0.005 | 0.006 | 0.006 | 0.006 | 0.007 | 0.007 | 0.008 | 0.008 | 0.008 | 0.009 | 0.009 | 0.009 | 0.01 | 0.01 | 0.01 | 0.011 | 0.011 | NPgN | GSP | NG FES - Consumer Transformation | Total installed hydro capacity (MW)
NG FES - Consumer Transformation | Gen_BB018 | MW | NPgN | SOUTH SHIELDS | Total installed hydro capacity (MW) | SSHI_3 | 0 | 0 | 0 | 0 | 0 | 0 | 0 | 0 | 0 | 0 | 0 | 0 | 0 | 0 | 0 | 0 | 0 | 0 | 0 | 0 | 0 | 0 | 0 | 0 | 0 | 0 | 0 | 0 | 0 | 0 | 0 | 0 | NPgN | GSP | NG FES - Consumer Transformation | Total installed hydro capacity (MW)
NG FES - Consumer Transformation | Gen_BB018 | MW | NPgN | SPADEADAM | Total installed hydro capacity (MW) | KIELD01 and SPAD20 | 6 | 6 | 6 | 6.001 | 6.002 | 6.002 | 6.003 | 6.004 | 6.004 | 6.005 | 6.006 | 6.007 | 6.008 | 6.008 | 6.009 | 6.01 | 6.011 | 6.011 | 6.012 | 6.013 | 6.013 | 6.014 | 6.015 | 6.015 | 6.016 | 6.017 | 6.017 | 6.018 | 6.018 | 6.019 | 6.02 | 6.02 | NPgN | GSP | NG FES - Consumer Transformation | Total installed hydro capacity (MW)
NG FES - Consumer Transformation | Gen_BB018 | MW | NPgN | SPENNYMOOR | Total installed hydro capacity (MW) | SPEN_1 | 0 | 0 | 0.022 | 0.049 | 0.077 | 0.105 | 0.134 | 0.169 | 0.205 | 0.242 | 0.281 | 0.32 | 0.355 | 0.39 | 0.426 | 0.463 | 0.501 | 0.532 | 0.565 | 0.598 | 0.631 | 0.665 | 0.692 | 0.719 | 0.747 | 0.775 | 0.803 | 0.832 | 0.862 | 0.891 | 0.921 | 0.952 | NPgN | GSP | NG FES - Consumer Transformation | Total installed hydro capacity (MW)
NG FES - Consumer Transformation | Gen_BB018 | MW | NPgN | STELLA NORTH | Total installed hydro capacity (MW) | STEN_1 | 0 | 0 | 0.002 | 0.003 | 0.005 | 0.007 | 0.009 | 0.012 | 0.014 | 0.017 | 0.019 | 0.022 | 0.025 | 0.027 | 0.029 | 0.032 | 0.035 | 0.037 | 0.039 | 0.041 | 0.044 | 0.046 | 0.048 | 0.05 | 0.052 | 0.054 | 0.056 | 0.058 | 0.06 | 0.062 | 0.064 | 0.066 | NPgN | GSP | NG FES - Consumer Transformation | Total installed hydro capacity (MW)
NG FES - Consumer Transformation | Gen_BB018 | MW | NPgN | STELLA SOUTH | Total installed hydro capacity (MW) | STES_1 | 0 | 0 | 0.011 | 0.024 | 0.037 | 0.051 | 0.065 | 0.083 | 0.1 | 0.118 | 0.137 | 0.156 | 0.173 | 0.19 | 0.208 | 0.226 | 0.245 | 0.26 | 0.276 | 0.292 | 0.308 | 0.325 | 0.338 | 0.351 | 0.365 | 0.378 | 0.392 | 0.406 | 0.421 | 0.435 | 0.45 | 0.465 | NPgN | GSP | NG FES - Consumer Transformation | Total installed hydro capacity (MW)
NG FES - Consumer Transformation | Gen_BB018 | MW | NPgN | TYNEMOUTH | Total installed hydro capacity (MW) | TYNE_1 | 0 | 0 | 0 | 0.001 | 0.001 | 0.002 | 0.003 | 0.003 | 0.004 | 0.005 | 0.005 | 0.006 | 0.007 | 0.007 | 0.008 | 0.009 | 0.009 | 0.01 | 0.011 | 0.011 | 0.012 | 0.012 | 0.013 | 0.014 | 0.014 | 0.015 | 0.015 | 0.016 | 0.016 | 0.017 | 0.017 | 0.018 | NPgN | GSP | NG FES - Consumer Transformation | Total installed hydro capacity (MW)
NG FES - Consumer Transformation | Gen_BB018 | MW | NPgN | WEST BOLDON | Total installed hydro capacity (MW) | WBOL_6 | 0 | 0 | 0.001 | 0.003 | 0.004 | 0.006 | 0.008 | 0.01 | 0.012 | 0.014 | 0.016 | 0.019 | 0.021 | 0.023 | 0.025 | 0.027 | 0.029 | 0.031 | 0.033 | 0.035 | 0.037 | 0.039 | 0.04 | 0.042 | 0.044 | 0.045 | 0.047 | 0.049 | 0.05 | 0.052 | 0.054 | 0.056 | NPgN | GSP | NG FES - Consumer Transformation | Total installed hydro capacity (MW)
NG FES - Consumer Transformation | Gen_BB018 | MW | NPgY | BRADFORD WEST | Total installed hydro capacity (MW) | BRAW_1 | 0.798 | 0.798 | 0.799 | 0.801 | 0.802 | 0.804 | 0.805 | 0.807 | 0.809 | 0.811 | 0.813 | 0.815 | 0.817 | 0.819 | 0.82 | 0.822 | 0.824 | 0.826 | 0.828 | 0.83 | 0.831 | 0.833 | 0.834 | 0.836 | 0.837 | 0.839 | 0.84 | 0.842 | 0.843 | 0.845 | 0.847 | 0.848 | NPgY | GSP | NG FES - Consumer Transformation | Total installed hydro capacity (MW)
NG FES - Consumer Transformation | Gen_BB018 | MW | NPgY | CAMBLESFORTH | Total installed hydro capacity (MW) | CAMB_01 | 0 | 0 | 0 | 0 | 0.001 | 0.001 | 0.001 | 0.002 | 0.002 | 0.002 | 0.003 | 0.003 | 0.003 | 0.004 | 0.004 | 0.004 | 0.005 | 0.005 | 0.005 | 0.005 | 0.006 | 0.006 | 0.006 | 0.007 | 0.007 | 0.007 | 0.007 | 0.008 | 0.008 | 0.008 | 0.008 | 0.009 | NPgY | GSP | NG FES - Consumer Transformation | Total installed hydro capacity (MW)
NG FES - Consumer Transformation | Gen_BB018 | MW | NPgY | CREYKE BECK | Total installed hydro capacity (MW) | CREB_1 | 0 | 0 | 0.008 | 0.019 | 0.029 | 0.04 | 0.051 | 0.065 | 0.079 | 0.093 | 0.108 | 0.123 | 0.136 | 0.149 | 0.163 | 0.177 | 0.192 | 0.204 | 0.216 | 0.229 | 0.242 | 0.255 | 0.265 | 0.276 | 0.286 | 0.297 | 0.308 | 0.319 | 0.33 | 0.341 | 0.353 | 0.365 | NPgY | GSP | NG FES - Consumer Transformation | Total installed hydro capacity (MW)
NG FES - Consumer Transformation | Gen_BB018 | MW | NPgY | DRAX | Total installed hydro capacity (MW) | DRAX_YEDL | 0 | 0 | 0.001 | 0.002 | 0.004 | 0.005 | 0.006 | 0.008 | 0.009 | 0.011 | 0.013 | 0.015 | 0.016 | 0.018 | 0.02 | 0.021 | 0.023 | 0.024 | 0.026 | 0.027 | 0.029 | 0.031 | 0.032 | 0.033 | 0.034 | 0.036 | 0.037 | 0.038 | 0.04 | 0.041 | 0.042 | 0.044 | NPgY | GSP | NG FES - Consumer Transformation | Total installed hydro capacity (MW)
NG FES - Consumer Transformation | Gen_BB018 | MW | NPgY | ELLAND | Total installed hydro capacity (MW) | ELLA_1 | 2 | 2 | 2.001 | 2.003 | 2.004 | 2.005 | 2.007 | 2.009 | 2.011 | 2.013 | 2.015 | 2.017 | 2.018 | 2.02 | 2.022 | 2.024 | 2.026 | 2.028 | 2.029 | 2.031 | 2.033 | 2.035 | 2.036 | 2.037 | 2.039 | 2.04 | 2.042 | 2.043 | 2.045 | 2.046 | 2.048 | 2.05 | NPgY | GSP | NG FES - Consumer Transformation | Total installed hydro capacity (MW)
NG FES - Consumer Transformation | Gen_BB018 | MW | NPgY | FERRYBRIDGE A | Total installed hydro capacity (MW) | FERRA2 | 0 | 0 | 0.002 | 0.004 | 0.006 | 0.008 | 0.01 | 0.013 | 0.015 | 0.018 | 0.021 | 0.024 | 0.027 | 0.029 | 0.032 | 0.035 | 0.038 | 0.04 | 0.043 | 0.045 | 0.048 | 0.05 | 0.052 | 0.054 | 0.056 | 0.058 | 0.061 | 0.063 | 0.065 | 0.067 | 0.069 | 0.072 | NPgY | GSP | NG FES - Consumer Transformation | Total installed hydro capacity (MW)
NG FES - Consumer Transformation | Gen_BB018 | MW | NPgY | FERRYBRIDGE B | Total installed hydro capacity (MW) | FERRB9 | 0.5 | 0.5 | 0.504 | 0.509 | 0.515 | 0.52 | 0.526 | 0.533 | 0.54 | 0.547 | 0.554 | 0.562 | 0.568 | 0.575 | 0.582 | 0.589 | 0.597 | 0.603 | 0.609 | 0.615 | 0.622 | 0.628 | 0.634 | 0.639 | 0.644 | 0.65 | 0.655 | 0.661 | 0.666 | 0.672 | 0.678 | 0.684 | NPgY | GSP | NG FES - Consumer Transformation | Total installed hydro capacity (MW)
NG FES - Consumer Transformation | Gen_BB018 | MW | NPgY | GRIMSBY WEST | Total installed hydro capacity (MW) | GRIW_1 | 0 | 0 | 0.003 | 0.006 | 0.01 | 0.013 | 0.017 | 0.021 | 0.025 | 0.03 | 0.035 | 0.04 | 0.044 | 0.048 | 0.053 | 0.057 | 0.062 | 0.066 | 0.07 | 0.074 | 0.078 | 0.082 | 0.086 | 0.089 | 0.093 | 0.096 | 0.1 | 0.103 | 0.107 | 0.111 | 0.114 | 0.118 | NPgY | GSP | NG FES - Consumer Transformation | Total installed hydro capacity (MW)
NG FES - Consumer Transformation | Gen_BB018 | MW | NPgY | JORDANTHORPE | Total installed hydro capacity (MW) | JORD_3 | 0 | 0 | 0 | 0 | 0 | 0.001 | 0.001 | 0.001 | 0.001 | 0.001 | 0.002 | 0.002 | 0.002 | 0.002 | 0.002 | 0.003 | 0.003 | 0.003 | 0.003 | 0.004 | 0.004 | 0.004 | 0.004 | 0.004 | 0.004 | 0.005 | 0.005 | 0.005 | 0.005 | 0.005 | 0.005 | 0.006 | NPgY | GSP | NG FES - Consumer Transformation | Total installed hydro capacity (MW)
NG FES - Consumer Transformation | Gen_BB018 | MW | NPgY | KEADBY | Total installed hydro capacity (MW) | KEAD_YEDL | 0 | 0 | 0.014 | 0.031 | 0.049 | 0.067 | 0.086 | 0.108 | 0.131 | 0.155 | 0.179 | 0.205 | 0.227 | 0.249 | 0.272 | 0.296 | 0.32 | 0.34 | 0.361 | 0.382 | 0.403 | 0.425 | 0.442 | 0.46 | 0.477 | 0.495 | 0.513 | 0.532 | 0.55 | 0.569 | 0.589 | 0.608 | NPgY | GSP | NG FES - Consumer Transformation | Total installed hydro capacity (MW)
NG FES - Consumer Transformation | Gen_BB018 | MW | NPgY | KIRKSTALL B | Total installed hydro capacity (MW) | KIRKB1 | 0 | 0 | 0 | 0.001 | 0.002 | 0.002 | 0.003 | 0.004 | 0.004 | 0.005 | 0.006 | 0.007 | 0.008 | 0.008 | 0.009 | 0.01 | 0.011 | 0.012 | 0.012 | 0.013 | 0.014 | 0.014 | 0.015 | 0.016 | 0.016 | 0.017 | 0.017 | 0.018 | 0.019 | 0.019 | 0.02 | 0.021 | NPgY | GSP | NG FES - Consumer Transformation | Total installed hydro capacity (MW)
NG FES - Consumer Transformation | Gen_BB018 | MW | NPgY | NEEPSEND | Total installed hydro capacity (MW) | NEEP_3 | 0 | 0 | 0 | 0 | 0 | 0 | 0 | 0 | 0 | 0 | 0.001 | 0.001 | 0.001 | 0.001 | 0.001 | 0.001 | 0.001 | 0.001 | 0.001 | 0.001 | 0.001 | 0.001 | 0.001 | 0.001 | 0.002 | 0.002 | 0.002 | 0.002 | 0.002 | 0.002 | 0.002 | 0.002 | NPgY | GSP | NG FES - Consumer Transformation | Total installed hydro capacity (MW)
NG FES - Consumer Transformation | Gen_BB018 | MW | NPgY | NORTON LEES | Total installed hydro capacity (MW) | NORL_3 | 0 | 0 | 0 | 0 | 0 | 0 | 0 | 0 | 0 | 0 | 0 | 0 | 0 | 0 | 0 | 0 | 0 | 0 | 0 | 0 | 0 | 0 | 0 | 0 | 0 | 0 | 0 | 0 | 0 | 0 | 0 | 0 | NPgY | GSP | NG FES - Consumer Transformation | Total installed hydro capacity (MW)
NG FES - Consumer Transformation | Gen_BB018 | MW | NPgY | PITSMOOR 3/4 | Total installed hydro capacity (MW) | PITS_BB_B | 0 | 0 | 0 | 0 | 0 | 0 | 0 | 0 | 0 | 0 | 0 | 0 | 0 | 0 | 0 | 0 | 0 | 0 | 0 | 0 | 0 | 0 | 0 | 0 | 0 | 0 | 0 | 0 | 0 | 0 | 0 | 0 | NPgY | GSP | NG FES - Consumer Transformation | Total installed hydro capacity (MW)
NG FES - Consumer Transformation | Gen_BB018 | MW | NPgY | SALTEND NORTH | Total installed hydro capacity (MW) | SALT_1 | 0 | 0 | 0 | 0 | 0 | 0 | 0 | 0 | 0 | 0 | 0 | 0 | 0 | 0 | 0 | 0 | 0 | 0 | 0 | 0 | 0 | 0 | 0 | 0 | 0 | 0 | 0 | 0 | 0 | 0 | 0 | 0 | NPgY | GSP | NG FES - Consumer Transformation | Total installed hydro capacity (MW)
NG FES - Consumer Transformation | Gen_BB018 | MW | NPgY | SHEFFIELD CITY | Total installed hydro capacity (MW) | SHEC_3 | 0 | 0 | 0 | 0 | 0 | 0 | 0 | 0 | 0 | 0 | 0 | 0 | 0 | 0 | 0 | 0 | 0 | 0 | 0 | 0 | 0 | 0 | 0 | 0 | 0 | 0 | 0 | 0 | 0 | 0 | 0 | 0 | NPgY | GSP | NG FES - Consumer Transformation | Total installed hydro capacity (MW)
NG FES - Consumer Transformation | Gen_BB018 | MW | NPgY | SKELTON GRANGE | Total installed hydro capacity (MW) | SKLGB1 | 0 | 0 | 0.001 | 0.003 | 0.004 | 0.006 | 0.008 | 0.01 | 0.012 | 0.014 | 0.016 | 0.018 | 0.02 | 0.022 | 0.024 | 0.026 | 0.028 | 0.03 | 0.032 | 0.034 | 0.036 | 0.038 | 0.039 | 0.041 | 0.042 | 0.044 | 0.045 | 0.047 | 0.049 | 0.05 | 0.052 | 0.054 | NPgY | GSP | NG FES - Consumer Transformation | Total installed hydro capacity (MW)
NG FES - Consumer Transformation | Gen_BB018 | MW | NPgY | TEMPLEBOROUGH 275/33KV | Total installed hydro capacity (MW) | TEMP_3 | 0 | 0 | 0 | 0 | 0 | 0 | 0 | 0 | 0 | 0 | 0 | 0 | 0.001 | 0.001 | 0.001 | 0.001 | 0.001 | 0.001 | 0.001 | 0.001 | 0.001 | 0.001 | 0.001 | 0.001 | 0.001 | 0.001 | 0.001 | 0.001 | 0.001 | 0.001 | 0.001 | 0.001 | NPgY | GSP | NG FES - Consumer Transformation | Total installed hydro capacity (MW)
NG FES - Consumer Transformation | Gen_BB018 | MW | NPgY | THURCROFT | Total installed hydro capacity (MW) | THUR_6 | 0 | 0 | 0.004 | 0.008 | 0.012 | 0.017 | 0.022 | 0.027 | 0.033 | 0.039 | 0.045 | 0.052 | 0.057 | 0.063 | 0.069 | 0.075 | 0.081 | 0.086 | 0.091 | 0.096 | 0.102 | 0.107 | 0.112 | 0.116 | 0.12 | 0.125 | 0.129 | 0.134 | 0.139 | 0.144 | 0.148 | 0.153 | NPgY | GSP | NG FES - Consumer Transformation | Total installed hydro capacity (MW)
NG FES - Consumer Transformation | Gen_BB018 | MW | NPgY | WEST MELTON / THORPE MARSH | Total installed hydro capacity (MW) | WMEL_THOM | 0 | 0 | 0.003 | 0.007 | 0.011 | 0.015 | 0.02 | 0.025 | 0.03 | 0.036 | 0.041 | 0.047 | 0.052 | 0.057 | 0.063 | 0.068 | 0.074 | 0.078 | 0.083 | 0.088 | 0.093 | 0.098 | 0.102 | 0.106 | 0.11 | 0.114 | 0.118 | 0.122 | 0.127 | 0.131 | 0.135 | 0.14 | NPgY | GSP | NG FES - Consumer Transformation | Total installed hydro capacity (MW)
NG FES - Consumer Transformation | Gen_BB018 | MW | NPgY | WEST MELTON SECTION 3 | Total installed hydro capacity (MW) | WMEL_BB3 | 0.475 | 0.475 | 0.478 | 0.483 | 0.487 | 0.492 | 0.496 | 0.502 | 0.507 | 0.513 | 0.519 | 0.525 | 0.531 | 0.536 | 0.542 | 0.548 | 0.554 | 0.559 | 0.564 | 0.569 | 0.574 | 0.58 | 0.584 | 0.588 | 0.593 | 0.597 | 0.601 | 0.606 | 0.611 | 0.615 | 0.62 | 0.625 | NPgY | GSP | NG FES - Consumer Transformation | Total installed hydro capacity (MW)
NG FES - Consumer Transformation | Gen_BB018 | MW | NPgY | WINCOBANK | Total installed hydro capacity (MW) | WIBA_3 | 0 | 0 | 0 | 0 | 0 | 0.001 | 0.001 | 0.001 | 0.001 | 0.001 | 0.002 | 0.002 | 0.002 | 0.002 | 0.002 | 0.003 | 0.003 | 0.003 | 0.003 | 0.003 | 0.003 | 0.004 | 0.004 | 0.004 | 0.004 | 0.004 | 0.004 | 0.005 | 0.005 | 0.005 | 0.005 | 0.005 | NPgY | GSP | NG FES - Consumer Transformation | Total installed hydro capacity (MW)
NG FES - Consumer Transformation | Gen_BB001 | MW | NPgN | BLYTH 66kV | Total installed large & mini CHP capacity (MW) | BLYTB1 | 0 | 0 | 0 | 0 | 0 | 0 | 0 | 0 | 0 | 0 | 0 | 0 | 0 | 0 | 0 | 0 | 0 | 0 | 0 | 0 | 0 | 0 | 0 | 0 | 0 | 0 | 0 | 0 | 0 | 0 | 0 | 0 | NPgN | GSP | NG FES - Consumer Transformation | Total installed large & mini CHP capacity (MW)
NG FES - Consumer Transformation | Gen_BB001 | MW | NPgN | BLYTH 132kV | Total installed large & mini CHP capacity (MW) | BLYTH132 | 0 | 0 | 0 | 0 | 0 | 0 | 0 | 0 | 0 | 0 | 0 | 0 | 0 | 0 | 0 | 0 | 0 | 0 | 0 | 0 | 0 | 0 | 0 | 0 | 0 | 0 | 0 | 0 | 0 | 0 | 0 | 0 | NPgN | GSP | NG FES - Consumer Transformation | Total installed large & mini CHP capacity (MW)
NG FES - Consumer Transformation | Gen_BB001 | MW | NPgN | FOURSTONES | Total installed large & mini CHP capacity (MW) | FOUR_1 | 0 | 0 | 0 | 0 | 0 | 0 | 0 | 0 | 0 | 0 | 0 | 0 | 0 | 0 | 0 | 0 | 0 | 0 | 0 | 0 | 0 | 0 | 0 | 0 | 0 | 0 | 0 | 0 | 0 | 0 | 0 | 0 | NPgN | GSP | NG FES - Consumer Transformation | Total installed large & mini CHP capacity (MW)
NG FES - Consumer Transformation | Gen_BB001 | MW | NPgN | HARTMOOR | Total installed large & mini CHP capacity (MW) | HARM_6 | 0.847 | 0.847 | 0.847 | 0.847 | 0.847 | 0.847 | 0.847 | 0.847 | 0.847 | 0.847 | 0.847 | 0.847 | 0.847 | 0.847 | 0.838 | 0.814 | 0.787 | 0.757 | 0.727 | 0.695 | 0.66 | 0.623 | 0.583 | 0.54 | 0.493 | 0.44 | 0.381 | 0.329 | 0.27 | 0.204 | 0.13 | 0 | NPgN | GSP | NG FES - Consumer Transformation | Total installed large & mini CHP capacity (MW)
NG FES - Consumer Transformation | Gen_BB001 | MW | NPgN | HAWTHORN PIT GRID | Total installed large & mini CHP capacity (MW) | HAWP_6 | 1.995 | 1.995 | 1.995 | 1.995 | 1.995 | 1.995 | 1.995 | 1.995 | 1.995 | 1.995 | 1.995 | 1.995 | 1.995 | 1.995 | 1.974 | 1.917 | 1.854 | 1.784 | 1.713 | 1.638 | 1.555 | 1.468 | 1.372 | 1.271 | 1.16 | 1.036 | 0.898 | 0.774 | 0.636 | 0.48 | 0.306 | 0 | NPgN | GSP | NG FES - Consumer Transformation | Total installed large & mini CHP capacity (MW)
NG FES - Consumer Transformation | Gen_BB001 | MW | NPgN | KNARESBOROUGH | Total installed large & mini CHP capacity (MW) | KNARE_111 | 0.4 | 0.4 | 0.4 | 0.4 | 0.4 | 0.4 | 0.4 | 0.4 | 0.4 | 0.4 | 0.4 | 0.4 | 0.4 | 0.4 | 0.396 | 0.384 | 0.372 | 0.358 | 0.344 | 0.328 | 0.312 | 0.294 | 0.275 | 0.255 | 0.233 | 0.208 | 0.18 | 0.155 | 0.127 | 0.096 | 0.061 | 0 | NPgN | GSP | NG FES - Consumer Transformation | Total installed large & mini CHP capacity (MW)
NG FES - Consumer Transformation | Gen_BB001 | MW | NPgN | LACKENBY | Total installed large & mini CHP capacity (MW) | LACK_6 | 22 | 22 | 22 | 22 | 22 | 22 | 22 | 22 | 22 | 22 | 22 | 22 | 22 | 22 | 21.773 | 21.144 | 20.448 | 19.67 | 18.895 | 18.059 | 17.152 | 16.187 | 15.132 | 14.02 | 12.795 | 11.427 | 9.903 | 8.537 | 7.008 | 5.297 | 3.378 | 0 | NPgN | GSP | NG FES - Consumer Transformation | Total installed large & mini CHP capacity (MW)
NG FES - Consumer Transformation | Gen_BB001 | MW | NPgN | NORTON | Total installed large & mini CHP capacity (MW) | NORT_1 | 6.847 | 6.847 | 6.847 | 6.847 | 6.847 | 6.847 | 6.847 | 6.847 | 6.847 | 6.847 | 6.847 | 6.847 | 6.847 | 6.847 | 6.776 | 6.581 | 6.364 | 6.122 | 5.881 | 5.621 | 5.338 | 5.038 | 4.709 | 4.364 | 3.982 | 3.556 | 3.082 | 2.657 | 2.181 | 1.649 | 1.051 | 0 | NPgN | GSP | NG FES - Consumer Transformation | Total installed large & mini CHP capacity (MW)
NG FES - Consumer Transformation | Gen_BB001 | MW | NPgN | OFFERTON | Total installed large & mini CHP capacity (MW) | OFFE_3 | 1.2 | 1.2 | 1.2 | 1.2 | 1.2 | 1.2 | 1.2 | 1.2 | 1.2 | 1.2 | 1.2 | 1.2 | 1.2 | 1.2 | 1.188 | 1.153 | 1.115 | 1.073 | 1.031 | 0.985 | 0.936 | 0.883 | 0.825 | 0.765 | 0.698 | 0.623 | 0.54 | 0.466 | 0.382 | 0.289 | 0.184 | 0 | NPgN | GSP | NG FES - Consumer Transformation | Total installed large & mini CHP capacity (MW)
NG FES - Consumer Transformation | Gen_BB001 | MW | NPgN | OSBALDWICK | Total installed large & mini CHP capacity (MW) | OSBA_1 | 3 | 3 | 3 | 3 | 3 | 3 | 3 | 3 | 3 | 3 | 3 | 3 | 3 | 3 | 2.969 | 2.883 | 2.788 | 2.682 | 2.577 | 2.463 | 2.339 | 2.207 | 2.063 | 1.912 | 1.745 | 1.558 | 1.35 | 1.164 | 0.956 | 0.722 | 0.461 | 0 | NPgN | GSP | NG FES - Consumer Transformation | Total installed large & mini CHP capacity (MW)
NG FES - Consumer Transformation | Gen_BB001 | MW | NPgN | POPPLETON | Total installed large & mini CHP capacity (MW) | POPP_3 | 0 | 0 | 0 | 0 | 0 | 0 | 0 | 0 | 0 | 0 | 0 | 0 | 0 | 0 | 0 | 0 | 0 | 0 | 0 | 0 | 0 | 0 | 0 | 0 | 0 | 0 | 0 | 0 | 0 | 0 | 0 | 0 | NPgN | GSP | NG FES - Consumer Transformation | Total installed large & mini CHP capacity (MW)
NG FES - Consumer Transformation | Gen_BB001 | MW | NPgN | SALTHOLME | Total installed large & mini CHP capacity (MW) | SALH_1 | 102.524 | 102.524 | 102.524 | 102.524 | 102.524 | 102.524 | 102.524 | 102.524 | 102.524 | 102.524 | 102.524 | 102.524 | 102.524 | 102.524 | 101.464 | 98.535 | 95.292 | 91.664 | 88.054 | 84.159 | 79.931 | 75.437 | 70.517 | 65.338 | 59.625 | 53.252 | 46.15 | 39.782 | 32.659 | 24.684 | 15.744 | 0 | NPgN | GSP | NG FES - Consumer Transformation | Total installed large & mini CHP capacity (MW)
NG FES - Consumer Transformation | Gen_BB001 | MW | NPgN | SOUTH SHIELDS | Total installed large & mini CHP capacity (MW) | SSHI_3 | 0 | 0 | 0 | 0 | 0 | 0 | 0 | 0 | 0 | 0 | 0 | 0 | 0 | 0 | 0 | 0 | 0 | 0 | 0 | 0 | 0 | 0 | 0 | 0 | 0 | 0 | 0 | 0 | 0 | 0 | 0 | 0 | NPgN | GSP | NG FES - Consumer Transformation | Total installed large & mini CHP capacity (MW)
NG FES - Consumer Transformation | Gen_BB001 | MW | NPgN | SPADEADAM | Total installed large & mini CHP capacity (MW) | KIELD01 and SPAD20 | 0 | 0 | 0 | 0 | 0 | 0 | 0 | 0 | 0 | 0 | 0 | 0 | 0 | 0 | 0 | 0 | 0 | 0 | 0 | 0 | 0 | 0 | 0 | 0 | 0 | 0 | 0 | 0 | 0 | 0 | 0 | 0 | NPgN | GSP | NG FES - Consumer Transformation | Total installed large & mini CHP capacity (MW)
NG FES - Consumer Transformation | Gen_BB001 | MW | NPgN | SPENNYMOOR | Total installed large & mini CHP capacity (MW) | SPEN_1 | 0 | 0 | 0 | 0 | 0 | 0 | 0 | 0 | 0 | 0 | 0 | 0 | 0 | 0 | 0 | 0 | 0 | 0 | 0 | 0 | 0 | 0 | 0 | 0 | 0 | 0 | 0 | 0 | 0 | 0 | 0 | 0 | NPgN | GSP | NG FES - Consumer Transformation | Total installed large & mini CHP capacity (MW)
NG FES - Consumer Transformation | Gen_BB001 | MW | NPgN | STELLA NORTH | Total installed large & mini CHP capacity (MW) | STEN_1 | 13.6 | 13.6 | 13.6 | 13.6 | 13.6 | 13.6 | 13.6 | 13.6 | 13.6 | 13.6 | 13.6 | 13.6 | 13.6 | 13.6 | 13.459 | 13.071 | 12.641 | 12.159 | 11.68 | 11.164 | 10.603 | 10.007 | 9.354 | 8.667 | 7.909 | 7.064 | 6.122 | 5.277 | 4.332 | 3.274 | 2.089 | 0 | NPgN | GSP | NG FES - Consumer Transformation | Total installed large & mini CHP capacity (MW)
NG FES - Consumer Transformation | Gen_BB001 | MW | NPgN | STELLA SOUTH | Total installed large & mini CHP capacity (MW) | STES_1 | 0 | 0 | 0 | 0 | 0 | 0 | 0 | 0 | 0 | 0 | 0 | 0 | 0 | 0 | 0 | 0 | 0 | 0 | 0 | 0 | 0 | 0 | 0 | 0 | 0 | 0 | 0 | 0 | 0 | 0 | 0 | 0 | NPgN | GSP | NG FES - Consumer Transformation | Total installed large & mini CHP capacity (MW)
NG FES - Consumer Transformation | Gen_BB001 | MW | NPgN | TYNEMOUTH | Total installed large & mini CHP capacity (MW) | TYNE_1 | 7.549 | 7.549 | 7.549 | 7.549 | 7.549 | 7.549 | 7.549 | 7.549 | 7.549 | 7.549 | 7.549 | 7.549 | 7.549 | 7.549 | 7.471 | 7.255 | 7.016 | 6.749 | 6.484 | 6.197 | 5.885 | 5.555 | 5.192 | 4.811 | 4.39 | 3.921 | 3.398 | 2.929 | 2.405 | 1.818 | 1.159 | 0 | NPgN | GSP | NG FES - Consumer Transformation | Total installed large & mini CHP capacity (MW)
NG FES - Consumer Transformation | Gen_BB001 | MW | NPgN | WEST BOLDON | Total installed large & mini CHP capacity (MW) | WBOL_6 | 0.45 | 0.45 | 0.45 | 0.45 | 0.45 | 0.45 | 0.45 | 0.45 | 0.45 | 0.45 | 0.45 | 0.45 | 0.45 | 0.45 | 0.445 | 0.432 | 0.418 | 0.402 | 0.386 | 0.369 | 0.351 | 0.331 | 0.31 | 0.287 | 0.262 | 0.234 | 0.203 | 0.175 | 0.143 | 0.108 | 0.069 | 0 | NPgN | GSP | NG FES - Consumer Transformation | Total installed large & mini CHP capacity (MW)
NG FES - Consumer Transformation | Gen_BB001 | MW | NPgY | BRADFORD WEST | Total installed large & mini CHP capacity (MW) | BRAW_1 | 6.132 | 8.19 | 8.19 | 8.19 | 8.19 | 8.19 | 8.19 | 8.19 | 8.19 | 8.19 | 8.19 | 8.19 | 8.19 | 8.19 | 8.19 | 8.19 | 7.97 | 7.671 | 7.37 | 7.045 | 6.691 | 6.312 | 5.898 | 5.46 | 4.975 | 4.434 | 3.83 | 3.292 | 2.69 | 2.032 | 1.295 | 0 | NPgY | GSP | NG FES - Consumer Transformation | Total installed large & mini CHP capacity (MW)
NG FES - Consumer Transformation | Gen_BB001 | MW | NPgY | CAMBLESFORTH | Total installed large & mini CHP capacity (MW) | CAMB_01 | 10.08 | 10.08 | 10.08 | 10.08 | 10.08 | 10.08 | 10.08 | 10.08 | 10.08 | 10.08 | 10.08 | 10.08 | 10.08 | 10.08 | 10.08 | 10.08 | 9.809 | 9.441 | 9.071 | 8.671 | 8.235 | 7.769 | 7.259 | 6.719 | 6.123 | 5.457 | 4.714 | 4.052 | 3.311 | 2.501 | 1.593 | 0 | NPgY | GSP | NG FES - Consumer Transformation | Total installed large & mini CHP capacity (MW)
NG FES - Consumer Transformation | Gen_BB001 | MW | NPgY | CREYKE BECK | Total installed large & mini CHP capacity (MW) | CREB_1 | 31.36 | 31.91 | 31.91 | 31.91 | 31.91 | 31.91 | 31.91 | 31.91 | 31.91 | 31.91 | 31.91 | 31.91 | 31.91 | 31.91 | 31.91 | 31.91 | 31.052 | 29.886 | 28.716 | 27.449 | 26.068 | 24.595 | 22.98 | 21.272 | 19.383 | 17.275 | 14.923 | 12.827 | 10.482 | 7.919 | 5.044 | 0 | NPgY | GSP | NG FES - Consumer Transformation | Total installed large & mini CHP capacity (MW)
NG FES - Consumer Transformation | Gen_BB001 | MW | NPgY | DRAX | Total installed large & mini CHP capacity (MW) | DRAX_YEDL | 8.075 | 8.075 | 8.075 | 8.075 | 8.075 | 8.075 | 8.075 | 8.075 | 8.075 | 8.075 | 8.075 | 8.075 | 8.075 | 8.075 | 8.075 | 8.075 | 7.858 | 7.563 | 7.267 | 6.946 | 6.597 | 6.224 | 5.815 | 5.383 | 4.905 | 4.371 | 3.776 | 3.246 | 2.653 | 2.004 | 1.277 | 0 | NPgY | GSP | NG FES - Consumer Transformation | Total installed large & mini CHP capacity (MW)
NG FES - Consumer Transformation | Gen_BB001 | MW | NPgY | ELLAND | Total installed large & mini CHP capacity (MW) | ELLA_1 | 59.925 | 59.925 | 59.925 | 59.925 | 59.925 | 59.925 | 59.925 | 59.925 | 59.925 | 59.925 | 59.925 | 59.925 | 59.925 | 59.925 | 59.925 | 59.925 | 58.312 | 56.124 | 53.925 | 51.546 | 48.954 | 46.187 | 43.155 | 39.947 | 36.399 | 32.44 | 28.024 | 24.088 | 19.685 | 14.87 | 9.473 | 0 | NPgY | GSP | NG FES - Consumer Transformation | Total installed large & mini CHP capacity (MW)
NG FES - Consumer Transformation | Gen_BB001 | MW | NPgY | FERRYBRIDGE A | Total installed large & mini CHP capacity (MW) | FERRA2 | 10.498 | 10.498 | 10.498 | 10.498 | 10.498 | 10.498 | 10.498 | 10.498 | 10.498 | 10.498 | 10.498 | 10.498 | 10.498 | 10.498 | 10.498 | 10.498 | 10.215 | 9.832 | 9.447 | 9.03 | 8.576 | 8.091 | 7.56 | 6.998 | 6.377 | 5.683 | 4.909 | 4.22 | 3.448 | 2.605 | 1.66 | 0 | NPgY | GSP | NG FES - Consumer Transformation | Total installed large & mini CHP capacity (MW)
NG FES - Consumer Transformation | Gen_BB001 | MW | NPgY | FERRYBRIDGE B | Total installed large & mini CHP capacity (MW) | FERRB9 | 49.02 | 49.02 | 49.02 | 49.02 | 49.02 | 49.02 | 49.02 | 49.02 | 49.02 | 49.02 | 49.02 | 49.02 | 49.02 | 49.02 | 49.02 | 49.02 | 47.701 | 45.911 | 44.112 | 42.166 | 40.046 | 37.782 | 35.302 | 32.677 | 29.775 | 26.537 | 22.924 | 19.705 | 16.103 | 12.164 | 7.749 | 0 | NPgY | GSP | NG FES - Consumer Transformation | Total installed large & mini CHP capacity (MW)
NG FES - Consumer Transformation | Gen_BB001 | MW | NPgY | GRIMSBY WEST | Total installed large & mini CHP capacity (MW) | GRIW_1 | 71.205 | 71.205 | 71.205 | 71.205 | 71.205 | 71.205 | 71.205 | 71.205 | 71.205 | 71.205 | 71.205 | 71.205 | 71.205 | 71.205 | 71.205 | 71.205 | 69.289 | 66.689 | 64.076 | 61.249 | 58.169 | 54.881 | 51.278 | 47.466 | 43.251 | 38.546 | 33.299 | 28.623 | 23.39 | 17.669 | 11.256 | 0 | NPgY | GSP | NG FES - Consumer Transformation | Total installed large & mini CHP capacity (MW)
NG FES - Consumer Transformation | Gen_BB001 | MW | NPgY | JORDANTHORPE | Total installed large & mini CHP capacity (MW) | JORD_3 | 0 | 0 | 0 | 0 | 0 | 0 | 0 | 0 | 0 | 0 | 0 | 0 | 0 | 0 | 0 | 0 | 0 | 0 | 0 | 0 | 0 | 0 | 0 | 0 | 0 | 0 | 0 | 0 | 0 | 0 | 0 | 0 | NPgY | GSP | NG FES - Consumer Transformation | Total installed large & mini CHP capacity (MW)
NG FES - Consumer Transformation | Gen_BB001 | MW | NPgY | KEADBY | Total installed large & mini CHP capacity (MW) | KEAD_YEDL | 23.495 | 23.495 | 23.495 | 23.495 | 23.495 | 23.495 | 23.495 | 23.495 | 23.495 | 23.495 | 23.495 | 23.495 | 23.495 | 23.495 | 23.495 | 23.495 | 22.863 | 22.005 | 21.143 | 20.21 | 19.194 | 18.109 | 16.92 | 15.662 | 14.271 | 12.719 | 10.987 | 9.444 | 7.718 | 5.83 | 3.714 | 0 | NPgY | GSP | NG FES - Consumer Transformation | Total installed large & mini CHP capacity (MW)
NG FES - Consumer Transformation | Gen_BB001 | MW | NPgY | KIRKSTALL B | Total installed large & mini CHP capacity (MW) | KIRKB1 | 15 | 15 | 15 | 15 | 15 | 15 | 15 | 15 | 15 | 15 | 15 | 15 | 15 | 15 | 15 | 15 | 14.596 | 14.049 | 13.498 | 12.903 | 12.254 | 11.561 | 10.802 | 9.999 | 9.111 | 8.12 | 7.015 | 6.03 | 4.927 | 3.722 | 2.371 | 0 | NPgY | GSP | NG FES - Consumer Transformation | Total installed large & mini CHP capacity (MW)
NG FES - Consumer Transformation | Gen_BB001 | MW | NPgY | NEEPSEND | Total installed large & mini CHP capacity (MW) | NEEP_3 | 0 | 0 | 0 | 0 | 0 | 0 | 0 | 0 | 0 | 0 | 0 | 0 | 0 | 0 | 0 | 0 | 0 | 0 | 0 | 0 | 0 | 0 | 0 | 0 | 0 | 0 | 0 | 0 | 0 | 0 | 0 | 0 | NPgY | GSP | NG FES - Consumer Transformation | Total installed large & mini CHP capacity (MW)
NG FES - Consumer Transformation | Gen_BB001 | MW | NPgY | NORTON LEES | Total installed large & mini CHP capacity (MW) | NORL_3 | 0 | 0 | 0 | 0 | 0 | 0 | 0 | 0 | 0 | 0 | 0 | 0 | 0 | 0 | 0 | 0 | 0 | 0 | 0 | 0 | 0 | 0 | 0 | 0 | 0 | 0 | 0 | 0 | 0 | 0 | 0 | 0 | NPgY | GSP | NG FES - Consumer Transformation | Total installed large & mini CHP capacity (MW)
NG FES - Consumer Transformation | Gen_BB001 | MW | NPgY | PITSMOOR 3/4 | Total installed large & mini CHP capacity (MW) | PITS_BB_B | 0 | 0 | 0 | 0 | 0 | 0 | 0 | 0 | 0 | 0 | 0 | 0 | 0 | 0 | 0 | 0 | 0 | 0 | 0 | 0 | 0 | 0 | 0 | 0 | 0 | 0 | 0 | 0 | 0 | 0 | 0 | 0 | NPgY | GSP | NG FES - Consumer Transformation | Total installed large & mini CHP capacity (MW)
NG FES - Consumer Transformation | Gen_BB001 | MW | NPgY | SALTEND NORTH | Total installed large & mini CHP capacity (MW) | SALT_1 | 28.05 | 28.05 | 28.05 | 28.05 | 28.05 | 28.05 | 28.05 | 28.05 | 28.05 | 28.05 | 28.05 | 28.05 | 28.05 | 28.05 | 28.05 | 28.05 | 27.295 | 26.271 | 25.242 | 24.128 | 22.915 | 21.62 | 20.2 | 18.698 | 17.038 | 15.185 | 13.118 | 11.275 | 9.214 | 6.961 | 4.434 | 0 | NPgY | GSP | NG FES - Consumer Transformation | Total installed large & mini CHP capacity (MW)
NG FES - Consumer Transformation | Gen_BB001 | MW | NPgY | SHEFFIELD CITY | Total installed large & mini CHP capacity (MW) | SHEC_3 | 0 | 0 | 0 | 0 | 0 | 0 | 0 | 0 | 0 | 0 | 0 | 0 | 0 | 0 | 0 | 0 | 0 | 0 | 0 | 0 | 0 | 0 | 0 | 0 | 0 | 0 | 0 | 0 | 0 | 0 | 0 | 0 | NPgY | GSP | NG FES - Consumer Transformation | Total installed large & mini CHP capacity (MW)
NG FES - Consumer Transformation | Gen_BB001 | MW | NPgY | SKELTON GRANGE | Total installed large & mini CHP capacity (MW) | SKLGB1 | 36.065 | 41.065 | 41.065 | 41.065 | 41.065 | 41.065 | 41.065 | 41.065 | 41.065 | 41.065 | 41.065 | 41.065 | 41.065 | 41.065 | 41.065 | 41.065 | 39.96 | 38.46 | 36.954 | 35.323 | 33.547 | 31.651 | 29.573 | 27.374 | 24.943 | 22.23 | 19.204 | 16.507 | 13.489 | 10.19 | 6.492 | 0 | NPgY | GSP | NG FES - Consumer Transformation | Total installed large & mini CHP capacity (MW)
NG FES - Consumer Transformation | Gen_BB001 | MW | NPgY | TEMPLEBOROUGH 275/33KV | Total installed large & mini CHP capacity (MW) | TEMP_3 | 0 | 0 | 0 | 0 | 0 | 0 | 0 | 0 | 0 | 0 | 0 | 0 | 0 | 0 | 0 | 0 | 0 | 0 | 0 | 0 | 0 | 0 | 0 | 0 | 0 | 0 | 0 | 0 | 0 | 0 | 0 | 0 | NPgY | GSP | NG FES - Consumer Transformation | Total installed large & mini CHP capacity (MW)
NG FES - Consumer Transformation | Gen_BB001 | MW | NPgY | THURCROFT | Total installed large & mini CHP capacity (MW) | THUR_6 | 0 | 30 | 30 | 30 | 30 | 30 | 30 | 30 | 30 | 30 | 30 | 30 | 30 | 30 | 30 | 30 | 29.193 | 28.097 | 26.996 | 25.805 | 24.508 | 23.123 | 21.604 | 19.998 | 18.222 | 16.24 | 14.03 | 12.059 | 9.855 | 7.444 | 4.742 | 0 | NPgY | GSP | NG FES - Consumer Transformation | Total installed large & mini CHP capacity (MW)
NG FES - Consumer Transformation | Gen_BB001 | MW | NPgY | WEST MELTON / THORPE MARSH | Total installed large & mini CHP capacity (MW) | WMEL_THOM | 4.447 | 4.447 | 4.447 | 4.447 | 4.447 | 4.447 | 4.447 | 4.447 | 4.447 | 4.447 | 4.447 | 4.447 | 4.447 | 4.447 | 4.447 | 4.447 | 4.327 | 4.165 | 4.002 | 3.825 | 3.633 | 3.428 | 3.202 | 2.964 | 2.701 | 2.407 | 2.08 | 1.788 | 1.461 | 1.104 | 0.703 | 0 | NPgY | GSP | NG FES - Consumer Transformation | Total installed large & mini CHP capacity (MW)
NG FES - Consumer Transformation | Gen_BB001 | MW | NPgY | WEST MELTON SECTION 3 | Total installed large & mini CHP capacity (MW) | WMEL_BB3 | 0.415 | 0.415 | 0.415 | 0.415 | 0.415 | 0.415 | 0.415 | 0.415 | 0.415 | 0.415 | 0.415 | 0.415 | 0.415 | 0.415 | 0.415 | 0.415 | 0.404 | 0.389 | 0.373 | 0.357 | 0.339 | 0.32 | 0.299 | 0.277 | 0.252 | 0.225 | 0.194 | 0.167 | 0.136 | 0.103 | 0.066 | 0 | NPgY | GSP | NG FES - Consumer Transformation | Total installed large & mini CHP capacity (MW)
NG FES - Consumer Transformation | Gen_BB001 | MW | NPgY | WINCOBANK | Total installed large & mini CHP capacity (MW) | WIBA_3 | 0 | 0 | 0 | 0 | 0 | 0 | 0 | 0 | 0 | 0 | 0 | 0 | 0 | 0 | 0 | 0 | 0 | 0 | 0 | 0 | 0 | 0 | 0 | 0 | 0 | 0 | 0 | 0 | 0 | 0 | 0 | 0 | NPgY | GSP | NG FES - Consumer Transformation | Total installed large & mini CHP capacity (MW)
NG FES - Consumer Transformation | Gen_BB002_NPgAggregate | MW | NPgN | BLYTH 66kV | Total installed non-renewable generation capacity (MW) | BLYTB1 | 7.2 | 7.2 | 7.858 | 8.515 | 9.173 | 11.111 | 13.267 | 14.888 | 16.433 | 17.872 | 19.173 | 20.018 | 20.245 | 20.099 | 19.306 | 17.892 | 16.235 | 14.259 | 12.296 | 10.332 | 10.063 | 9.91 | 9.704 | 9.44 | 9.178 | 8.908 | 8.688 | 8.442 | 8.32 | 8.221 | 8.138 | 8.004 | NPgN | GSP | NG FES - Consumer Transformation | Total installed non-renewable generation capacity (MW)
NG FES - Consumer Transformation | Gen_BB002_NPgAggregate | MW | NPgN | BLYTH 132kV | Total installed non-renewable generation capacity (MW) | BLYTH132 | 0 | 0 | 1.163 | 2.325 | 3.488 | 6.916 | 10.727 | 13.593 | 16.326 | 18.869 | 21.169 | 22.664 | 23.065 | 22.807 | 21.406 | 18.904 | 15.974 | 12.481 | 9.01 | 5.537 | 5.062 | 4.792 | 4.428 | 3.961 | 3.497 | 3.021 | 2.63 | 2.196 | 1.979 | 1.806 | 1.658 | 1.422 | NPgN | GSP | NG FES - Consumer Transformation | Total installed non-renewable generation capacity (MW)
NG FES - Consumer Transformation | Gen_BB002_NPgAggregate | MW | NPgN | FOURSTONES | Total installed non-renewable generation capacity (MW) | FOUR_1 | 0 | 0 | 0.06 | 0.12 | 0.18 | 0.358 | 0.555 | 0.703 | 0.844 | 0.976 | 1.095 | 1.172 | 1.193 | 1.18 | 1.107 | 0.978 | 0.826 | 0.645 | 0.466 | 0.286 | 0.262 | 0.248 | 0.229 | 0.205 | 0.181 | 0.156 | 0.136 | 0.114 | 0.102 | 0.093 | 0.086 | 0.074 | NPgN | GSP | NG FES - Consumer Transformation | Total installed non-renewable generation capacity (MW)
NG FES - Consumer Transformation | Gen_BB002_NPgAggregate | MW | NPgN | HARTMOOR | Total installed non-renewable generation capacity (MW) | HARM_6 | 2.747 | 2.747 | 3.072 | 3.397 | 3.722 | 4.68 | 5.745 | 6.547 | 7.31 | 8.021 | 8.664 | 9.082 | 9.194 | 9.122 | 8.721 | 7.998 | 7.152 | 6.146 | 5.146 | 4.143 | 3.753 | 3.402 | 3.038 | 2.661 | 2.292 | 1.929 | 1.6 | 1.286 | 1.05 | 0.845 | 0.665 | 0.397 | NPgN | GSP | NG FES - Consumer Transformation | Total installed non-renewable generation capacity (MW)
NG FES - Consumer Transformation | Gen_BB002_NPgAggregate | MW | NPgN | HAWTHORN PIT GRID | Total installed non-renewable generation capacity (MW) | HAWP_6 | 6.745 | 6.745 | 7.085 | 7.424 | 7.764 | 8.765 | 9.878 | 10.715 | 11.513 | 12.256 | 12.928 | 13.364 | 13.481 | 13.406 | 12.976 | 12.189 | 11.27 | 10.179 | 9.095 | 8.005 | 7.45 | 6.927 | 6.392 | 5.849 | 5.315 | 4.785 | 4.291 | 3.83 | 3.454 | 3.112 | 2.798 | 2.315 | NPgN | GSP | NG FES - Consumer Transformation | Total installed non-renewable generation capacity (MW)
NG FES - Consumer Transformation | Gen_BB002_NPgAggregate | MW | NPgN | KNARESBOROUGH | Total installed non-renewable generation capacity (MW) | KNARE_111 | 63.535 | 63.535 | 64.887 | 66.238 | 67.59 | 71.575 | 76.004 | 79.337 | 82.513 | 85.47 | 88.144 | 89.882 | 90.347 | 90.048 | 88.415 | 85.496 | 82.077 | 78.001 | 73.953 | 69.9 | 66.172 | 62.456 | 58.861 | 55.406 | 52.114 | 49.014 | 46.239 | 43.72 | 41.787 | 40.266 | 39.144 | 37.788 | NPgN | GSP | NG FES - Consumer Transformation | Total installed non-renewable generation capacity (MW)
NG FES - Consumer Transformation | Gen_BB002_NPgAggregate | MW | NPgN | LACKENBY | Total installed non-renewable generation capacity (MW) | LACK_6 | 40.197 | 40.197 | 40.548 | 40.898 | 41.249 | 42.282 | 43.431 | 44.296 | 45.119 | 45.886 | 46.58 | 47.031 | 47.151 | 47.074 | 46.424 | 45.041 | 43.462 | 41.63 | 39.809 | 37.926 | 35.471 | 32.921 | 30.354 | 27.817 | 25.237 | 22.606 | 19.945 | 17.563 | 15.235 | 12.898 | 10.529 | 6.626 | NPgN | GSP | NG FES - Consumer Transformation | Total installed non-renewable generation capacity (MW)
NG FES - Consumer Transformation | Gen_BB002_NPgAggregate | MW | NPgN | NORTON | Total installed non-renewable generation capacity (MW) | NORT_1 | 97.445 | 97.445 | 100.23 | 103.014 | 105.799 | 114.008 | 123.134 | 130 | 136.544 | 142.636 | 148.145 | 151.725 | 152.684 | 152.067 | 148.639 | 142.454 | 135.22 | 126.61 | 118.058 | 109.479 | 105.948 | 102.741 | 99.435 | 96.038 | 92.721 | 89.47 | 86.53 | 83.736 | 81.636 | 79.827 | 78.265 | 75.966 | NPgN | GSP | NG FES - Consumer Transformation | Total installed non-renewable generation capacity (MW)
NG FES - Consumer Transformation | Gen_BB002_NPgAggregate | MW | NPgN | OFFERTON | Total installed non-renewable generation capacity (MW) | OFFE_3 | 1.2 | 1.2 | 1.224 | 1.248 | 1.272 | 1.343 | 1.422 | 1.482 | 1.538 | 1.591 | 1.639 | 1.67 | 1.678 | 1.673 | 1.631 | 1.545 | 1.446 | 1.331 | 1.217 | 1.1 | 1.04 | 0.982 | 0.917 | 0.847 | 0.77 | 0.686 | 0.595 | 0.511 | 0.423 | 0.326 | 0.219 | 0.029 | NPgN | GSP | NG FES - Consumer Transformation | Total installed non-renewable generation capacity (MW)
NG FES - Consumer Transformation | Gen_BB002_NPgAggregate | MW | NPgN | OSBALDWICK | Total installed non-renewable generation capacity (MW) | OSBA_1 | 52.836 | 52.836 | 56.146 | 59.455 | 62.765 | 72.522 | 83.369 | 91.529 | 99.307 | 106.547 | 113.095 | 117.351 | 118.49 | 117.757 | 113.736 | 106.531 | 98.096 | 88.044 | 78.061 | 68.06 | 60.927 | 53.969 | 47.145 | 40.486 | 34.11 | 28.054 | 22.63 | 17.647 | 13.861 | 10.827 | 8.506 | 5.548 | NPgN | GSP | NG FES - Consumer Transformation | Total installed non-renewable generation capacity (MW)
NG FES - Consumer Transformation | Gen_BB002_NPgAggregate | MW | NPgN | POPPLETON | Total installed non-renewable generation capacity (MW) | POPP_3 | 2.85 | 2.85 | 2.952 | 3.053 | 3.155 | 3.454 | 3.787 | 4.038 | 4.276 | 4.498 | 4.699 | 4.83 | 4.865 | 4.843 | 4.72 | 4.502 | 4.246 | 3.94 | 3.637 | 3.334 | 2.959 | 2.578 | 2.213 | 1.867 | 1.538 | 1.231 | 0.955 | 0.707 | 0.513 | 0.362 | 0.253 | 0.124 | NPgN | GSP | NG FES - Consumer Transformation | Total installed non-renewable generation capacity (MW)
NG FES - Consumer Transformation | Gen_BB002_NPgAggregate | MW | NPgN | SALTHOLME | Total installed non-renewable generation capacity (MW) | SALH_1 | 164.129 | 264.029 | 264.054 | 264.08 | 264.105 | 264.18 | 264.263 | 264.325 | 264.385 | 264.44 | 264.49 | 264.523 | 264.531 | 264.526 | 263.436 | 260.451 | 257.145 | 253.441 | 249.755 | 245.785 | 223.244 | 199.136 | 175.948 | 154.004 | 132.465 | 111.476 | 91.082 | 73.181 | 56.476 | 41.033 | 26.789 | 5.131 | NPgN | GSP | NG FES - Consumer Transformation | Total installed non-renewable generation capacity (MW)
NG FES - Consumer Transformation | Gen_BB002_NPgAggregate | MW | NPgN | SOUTH SHIELDS | Total installed non-renewable generation capacity (MW) | SSHI_3 | 0 | 0 | 0 | 0 | 0 | 0.001 | 0.002 | 0.002 | 0.002 | 0.003 | 0.003 | 0.003 | 0.003 | 0.003 | 0.003 | 0.003 | 0.002 | 0.002 | 0.001 | 0.001 | 0.001 | 0.001 | 0.001 | 0.001 | 0 | 0 | 0 | 0 | 0 | 0 | 0 | 0 | NPgN | GSP | NG FES - Consumer Transformation | Total installed non-renewable generation capacity (MW)
NG FES - Consumer Transformation | Gen_BB002_NPgAggregate | MW | NPgN | SPADEADAM | Total installed non-renewable generation capacity (MW) | KIELD01 and SPAD20 | 0 | 0 | 0.047 | 0.094 | 0.141 | 0.28 | 0.435 | 0.551 | 0.662 | 0.765 | 0.858 | 0.919 | 0.935 | 0.924 | 0.868 | 0.766 | 0.647 | 0.506 | 0.365 | 0.224 | 0.205 | 0.194 | 0.179 | 0.161 | 0.142 | 0.122 | 0.107 | 0.089 | 0.08 | 0.073 | 0.067 | 0.058 | NPgN | GSP | NG FES - Consumer Transformation | Total installed non-renewable generation capacity (MW)
NG FES - Consumer Transformation | Gen_BB002_NPgAggregate | MW | NPgN | SPENNYMOOR | Total installed non-renewable generation capacity (MW) | SPEN_1 | 9.539 | 9.539 | 11.75 | 13.961 | 16.173 | 22.692 | 29.939 | 35.391 | 40.588 | 45.425 | 49.8 | 52.643 | 53.404 | 52.915 | 50.249 | 45.492 | 39.92 | 33.275 | 26.675 | 20.069 | 18.494 | 17.262 | 15.9 | 14.396 | 12.934 | 11.492 | 10.262 | 9.014 | 8.25 | 7.646 | 7.17 | 6.504 | NPgN | GSP | NG FES - Consumer Transformation | Total installed non-renewable generation capacity (MW)
NG FES - Consumer Transformation | Gen_BB002_NPgAggregate | MW | NPgN | STELLA NORTH | Total installed non-renewable generation capacity (MW) | STEN_1 | 28.35 | 28.35 | 28.503 | 28.656 | 28.809 | 29.26 | 29.762 | 30.139 | 30.499 | 30.834 | 31.137 | 31.334 | 31.386 | 31.353 | 31.027 | 30.31 | 29.494 | 28.553 | 27.617 | 26.643 | 25.149 | 23.586 | 22.017 | 20.472 | 18.901 | 17.299 | 15.674 | 14.224 | 12.796 | 11.36 | 9.903 | 7.502 | NPgN | GSP | NG FES - Consumer Transformation | Total installed non-renewable generation capacity (MW)
NG FES - Consumer Transformation | Gen_BB002_NPgAggregate | MW | NPgN | STELLA SOUTH | Total installed non-renewable generation capacity (MW) | STES_1 | 3.99 | 3.99 | 5.07 | 6.15 | 7.23 | 10.414 | 13.953 | 16.615 | 19.153 | 21.516 | 23.652 | 25.041 | 25.413 | 25.174 | 23.872 | 21.549 | 18.827 | 15.582 | 12.359 | 9.133 | 8.224 | 7.474 | 6.67 | 5.809 | 4.974 | 4.159 | 3.458 | 2.761 | 2.315 | 1.963 | 1.691 | 1.321 | NPgN | GSP | NG FES - Consumer Transformation | Total installed non-renewable generation capacity (MW)
NG FES - Consumer Transformation | Gen_BB002_NPgAggregate | MW | NPgN | TYNEMOUTH | Total installed non-renewable generation capacity (MW) | TYNE_1 | 43.868 | 43.868 | 43.91 | 43.951 | 43.993 | 44.115 | 44.251 | 44.353 | 44.451 | 44.542 | 44.624 | 44.677 | 44.691 | 44.682 | 44.554 | 44.249 | 43.906 | 43.514 | 43.124 | 42.713 | 38.902 | 34.83 | 30.98 | 27.394 | 23.946 | 20.681 | 17.616 | 14.939 | 12.584 | 10.57 | 8.898 | 6.606 | NPgN | GSP | NG FES - Consumer Transformation | Total installed non-renewable generation capacity (MW)
NG FES - Consumer Transformation | Gen_BB002_NPgAggregate | MW | NPgN | WEST BOLDON | Total installed non-renewable generation capacity (MW) | WBOL_6 | 0.45 | 0.45 | 0.579 | 0.709 | 0.838 | 1.219 | 1.643 | 1.961 | 2.265 | 2.548 | 2.804 | 2.97 | 3.014 | 2.986 | 2.825 | 2.534 | 2.194 | 1.79 | 1.388 | 0.985 | 0.914 | 0.864 | 0.802 | 0.727 | 0.651 | 0.57 | 0.495 | 0.419 | 0.363 | 0.309 | 0.253 | 0.158 | NPgN | GSP | NG FES - Consumer Transformation | Total installed non-renewable generation capacity (MW)
NG FES - Consumer Transformation | Gen_BB002_NPgAggregate | MW | NPgY | BRADFORD WEST | Total installed non-renewable generation capacity (MW) | BRAW_1 | 18.351 | 20.409 | 20.612 | 20.815 | 21.018 | 22.422 | 24.036 | 25.435 | 26.765 | 27.996 | 29.099 | 29.792 | 30.048 | 29.956 | 29.268 | 28 | 25.475 | 23.358 | 21.244 | 19.199 | 17.259 | 15.343 | 13.44 | 11.55 | 9.908 | 8.302 | 6.73 | 5.352 | 4.052 | 2.85 | 1.726 | 0 | NPgY | GSP | NG FES - Consumer Transformation | Total installed non-renewable generation capacity (MW)
NG FES - Consumer Transformation | Gen_BB002_NPgAggregate | MW | NPgY | CAMBLESFORTH | Total installed non-renewable generation capacity (MW) | CAMB_01 | 13.08 | 13.08 | 13.115 | 13.15 | 13.184 | 13.425 | 13.703 | 13.943 | 14.171 | 14.382 | 14.572 | 14.691 | 14.734 | 14.719 | 14.601 | 14.383 | 13.716 | 13.036 | 12.355 | 11.609 | 10.793 | 9.957 | 9.094 | 8.214 | 7.334 | 6.407 | 5.426 | 4.558 | 3.645 | 2.702 | 1.699 | 0 | NPgY | GSP | NG FES - Consumer Transformation | Total installed non-renewable generation capacity (MW)
NG FES - Consumer Transformation | Gen_BB002_NPgAggregate | MW | NPgY | CREYKE BECK | Total installed non-renewable generation capacity (MW) | CREB_1 | 112.842 | 134.392 | 135.865 | 137.339 | 138.813 | 149.014 | 160.741 | 170.912 | 180.573 | 189.516 | 197.533 | 202.564 | 204.424 | 203.76 | 198.759 | 189.544 | 171.94 | 157.568 | 143.224 | 128.699 | 114.147 | 99.896 | 85.975 | 72.348 | 60.762 | 49.722 | 39.247 | 30.104 | 21.902 | 14.773 | 8.658 | 0 | NPgY | GSP | NG FES - Consumer Transformation | Total installed non-renewable generation capacity (MW)
NG FES - Consumer Transformation | Gen_BB002_NPgAggregate | MW | NPgY | DRAX | Total installed non-renewable generation capacity (MW) | DRAX_YEDL | 77.075 | 77.075 | 77.252 | 77.429 | 77.606 | 78.831 | 80.24 | 81.462 | 82.622 | 83.696 | 84.659 | 85.263 | 85.487 | 85.407 | 84.806 | 83.699 | 81.471 | 79.59 | 77.711 | 72.656 | 63.896 | 55.355 | 47.29 | 39.759 | 32.765 | 26.218 | 20.154 | 14.878 | 10.342 | 6.619 | 3.71 | 0 | NPgY | GSP | NG FES - Consumer Transformation | Total installed non-renewable generation capacity (MW)
NG FES - Consumer Transformation | Gen_BB002_NPgAggregate | MW | NPgY | ELLAND | Total installed non-renewable generation capacity (MW) | ELLA_1 | 59.925 | 59.925 | 60.125 | 60.326 | 60.526 | 61.914 | 63.51 | 64.893 | 66.207 | 67.424 | 68.515 | 69.199 | 69.452 | 69.362 | 68.681 | 67.428 | 63.537 | 59.552 | 55.562 | 52.152 | 49.447 | 46.573 | 43.386 | 39.95 | 36.399 | 32.44 | 28.024 | 24.088 | 19.685 | 14.87 | 9.473 | 0 | NPgY | GSP | NG FES - Consumer Transformation | Total installed non-renewable generation capacity (MW)
NG FES - Consumer Transformation | Gen_BB002_NPgAggregate | MW | NPgY | FERRYBRIDGE A | Total installed non-renewable generation capacity (MW) | FERRA2 | 15.997 | 15.997 | 16.287 | 16.577 | 16.867 | 18.874 | 21.181 | 23.182 | 25.083 | 26.842 | 28.419 | 29.409 | 29.775 | 29.645 | 28.661 | 26.848 | 23.271 | 20.289 | 17.312 | 15.1 | 13.82 | 12.538 | 11.183 | 9.742 | 8.597 | 7.424 | 6.215 | 5.147 | 4.061 | 2.973 | 1.853 | 0 | NPgY | GSP | NG FES - Consumer Transformation | Total installed non-renewable generation capacity (MW)
NG FES - Consumer Transformation | Gen_BB002_NPgAggregate | MW | NPgY | FERRYBRIDGE B | Total installed non-renewable generation capacity (MW) | FERRB9 | 225.736 | 225.736 | 226.48 | 227.223 | 227.966 | 233.109 | 239.023 | 244.151 | 249.022 | 253.531 | 257.574 | 260.111 | 261.048 | 260.714 | 258.192 | 253.545 | 243.783 | 235.334 | 226.893 | 215.71 | 201.402 | 187.308 | 173.605 | 160.368 | 142.605 | 124.656 | 108.3 | 92.879 | 81.335 | 71.311 | 62.476 | 48.79 | NPgY | GSP | NG FES - Consumer Transformation | Total installed non-renewable generation capacity (MW)
NG FES - Consumer Transformation | Gen_BB002_NPgAggregate | MW | NPgY | GRIMSBY WEST | Total installed non-renewable generation capacity (MW) | GRIW_1 | 119.205 | 119.205 | 119.682 | 120.159 | 120.636 | 123.938 | 127.733 | 131.025 | 134.152 | 137.047 | 139.641 | 141.27 | 141.872 | 141.657 | 140.038 | 137.056 | 129.719 | 122.845 | 115.969 | 108.029 | 98.899 | 89.74 | 80.538 | 71.386 | 62.632 | 53.744 | 44.692 | 36.715 | 28.739 | 20.88 | 12.949 | 0 | NPgY | GSP | NG FES - Consumer Transformation | Total installed non-renewable generation capacity (MW)
NG FES - Consumer Transformation | Gen_BB002_NPgAggregate | MW | NPgY | JORDANTHORPE | Total installed non-renewable generation capacity (MW) | JORD_3 | 0 | 0 | 0.023 | 0.045 | 0.068 | 0.224 | 0.403 | 0.559 | 0.707 | 0.844 | 0.967 | 1.044 | 1.072 | 1.062 | 0.986 | 0.845 | 0.588 | 0.386 | 0.184 | 0.068 | 0.055 | 0.043 | 0.026 | 0 | 0 | 0 | 0 | 0 | 0 | 0 | 0 | 0 | NPgY | GSP | NG FES - Consumer Transformation | Total installed non-renewable generation capacity (MW)
NG FES - Consumer Transformation | Gen_BB002_NPgAggregate | MW | NPgY | KEADBY | Total installed non-renewable generation capacity (MW) | KEAD_YEDL | 197.795 | 197.795 | 200.253 | 202.711 | 205.169 | 222.181 | 241.739 | 258.701 | 274.813 | 289.726 | 303.096 | 311.487 | 314.588 | 313.481 | 305.142 | 289.773 | 261.215 | 238.332 | 215.501 | 192.425 | 169.37 | 146.907 | 125.13 | 103.937 | 86.119 | 69.4 | 53.897 | 40.367 | 28.755 | 19.166 | 11.579 | 1.729 | NPgY | GSP | NG FES - Consumer Transformation | Total installed non-renewable generation capacity (MW)
NG FES - Consumer Transformation | Gen_BB002_NPgAggregate | MW | NPgY | KIRKSTALL B | Total installed non-renewable generation capacity (MW) | KIRKB1 | 20.193 | 20.193 | 20.277 | 20.36 | 20.444 | 21.023 | 21.69 | 22.267 | 22.816 | 23.324 | 23.779 | 24.065 | 24.17 | 24.133 | 23.849 | 23.325 | 21.971 | 20.673 | 19.374 | 18.061 | 16.739 | 15.394 | 14.005 | 12.587 | 11.208 | 9.764 | 8.247 | 6.905 | 5.506 | 4.07 | 2.554 | 0 | NPgY | GSP | NG FES - Consumer Transformation | Total installed non-renewable generation capacity (MW)
NG FES - Consumer Transformation | Gen_BB002_NPgAggregate | MW | NPgY | NEEPSEND | Total installed non-renewable generation capacity (MW) | NEEP_3 | 0 | 0 | 0.008 | 0.016 | 0.023 | 0.077 | 0.14 | 0.193 | 0.245 | 0.292 | 0.335 | 0.361 | 0.371 | 0.368 | 0.341 | 0.292 | 0.203 | 0.134 | 0.064 | 0.024 | 0.019 | 0.015 | 0.009 | 0 | 0 | 0 | 0 | 0 | 0 | 0 | 0 | 0 | NPgY | GSP | NG FES - Consumer Transformation | Total installed non-renewable generation capacity (MW)
NG FES - Consumer Transformation | Gen_BB002_NPgAggregate | MW | NPgY | NORTON LEES | Total installed non-renewable generation capacity (MW) | NORL_3 | 0 | 0 | 0 | 0 | 0 | 0 | 0 | 0 | 0.001 | 0.001 | 0.001 | 0.001 | 0.001 | 0.001 | 0.001 | 0.001 | 0 | 0 | 0 | 0 | 0 | 0 | 0 | 0 | 0 | 0 | 0 | 0 | 0 | 0 | 0 | 0 | NPgY | GSP | NG FES - Consumer Transformation | Total installed non-renewable generation capacity (MW)
NG FES - Consumer Transformation | Gen_BB002_NPgAggregate | MW | NPgY | PITSMOOR 3/4 | Total installed non-renewable generation capacity (MW) | PITS_BB_B | 0 | 0 | 0 | 0 | 0 | 0.001 | 0.001 | 0.002 | 0.002 | 0.003 | 0.003 | 0.003 | 0.003 | 0.003 | 0.003 | 0.003 | 0.002 | 0.001 | 0.001 | 0 | 0 | 0 | 0 | 0 | 0 | 0 | 0 | 0 | 0 | 0 | 0 | 0 | NPgY | GSP | NG FES - Consumer Transformation | Total installed non-renewable generation capacity (MW)
NG FES - Consumer Transformation | Gen_BB002_NPgAggregate | MW | NPgY | SALTEND NORTH | Total installed non-renewable generation capacity (MW) | SALT_1 | 38.05 | 38.05 | 38.051 | 38.052 | 38.053 | 38.059 | 38.066 | 38.073 | 38.079 | 38.084 | 38.089 | 38.092 | 38.093 | 38.093 | 38.09 | 38.084 | 37.319 | 36.287 | 35.249 | 33.577 | 31.158 | 28.692 | 26.183 | 23.68 | 21.076 | 18.351 | 15.491 | 12.961 | 10.328 | 7.629 | 4.787 | 0 | NPgY | GSP | NG FES - Consumer Transformation | Total installed non-renewable generation capacity (MW)
NG FES - Consumer Transformation | Gen_BB002_NPgAggregate | MW | NPgY | SHEFFIELD CITY | Total installed non-renewable generation capacity (MW) | SHEC_3 | 0 | 0 | 0.002 | 0.003 | 0.005 | 0.016 | 0.029 | 0.04 | 0.051 | 0.06 | 0.069 | 0.075 | 0.077 | 0.076 | 0.071 | 0.06 | 0.042 | 0.028 | 0.013 | 0.005 | 0.004 | 0.003 | 0.002 | 0 | 0 | 0 | 0 | 0 | 0 | 0 | 0 | 0 | NPgY | GSP | NG FES - Consumer Transformation | Total installed non-renewable generation capacity (MW)
NG FES - Consumer Transformation | Gen_BB002_NPgAggregate | MW | NPgY | SKELTON GRANGE | Total installed non-renewable generation capacity (MW) | SKLGB1 | 71.694 | 76.694 | 76.911 | 77.128 | 77.345 | 78.849 | 80.578 | 82.077 | 83.502 | 84.82 | 86.002 | 86.743 | 87.018 | 86.92 | 86.183 | 84.824 | 81.25 | 77.804 | 74.355 | 71.052 | 67.946 | 64.76 | 61.421 | 57.974 | 52.77 | 47.176 | 41.735 | 36.572 | 32.217 | 27.91 | 23.463 | 15.811 | NPgY | GSP | NG FES - Consumer Transformation | Total installed non-renewable generation capacity (MW)
NG FES - Consumer Transformation | Gen_BB002_NPgAggregate | MW | NPgY | TEMPLEBOROUGH 275/33KV | Total installed non-renewable generation capacity (MW) | TEMP_3 | 0 | 0 | 0.006 | 0.012 | 0.018 | 0.059 | 0.107 | 0.148 | 0.187 | 0.223 | 0.255 | 0.276 | 0.283 | 0.28 | 0.26 | 0.223 | 0.155 | 0.102 | 0.049 | 0.018 | 0.015 | 0.011 | 0.007 | 0 | 0 | 0 | 0 | 0 | 0 | 0 | 0 | 0 | NPgY | GSP | NG FES - Consumer Transformation | Total installed non-renewable generation capacity (MW)
NG FES - Consumer Transformation | Gen_BB002_NPgAggregate | MW | NPgY | THURCROFT | Total installed non-renewable generation capacity (MW) | THUR_6 | 41.7 | 71.7 | 72.32 | 72.94 | 73.56 | 77.851 | 82.784 | 87.063 | 91.127 | 94.888 | 98.261 | 100.377 | 101.16 | 100.88 | 98.777 | 94.9 | 87.049 | 80.398 | 73.756 | 67.382 | 61.4 | 55.471 | 49.551 | 43.642 | 38.052 | 32.486 | 27.061 | 22.219 | 17.787 | 13.648 | 9.712 | 3.52 | NPgY | GSP | NG FES - Consumer Transformation | Total installed non-renewable generation capacity (MW)
NG FES - Consumer Transformation | Gen_BB002_NPgAggregate | MW | NPgY | WEST MELTON / THORPE MARSH | Total installed non-renewable generation capacity (MW) | WMEL_THOM | 53.845 | 53.845 | 54.411 | 54.976 | 55.542 | 59.457 | 63.959 | 67.863 | 71.571 | 75.003 | 78.08 | 80.011 | 80.725 | 80.47 | 78.551 | 75.014 | 68.467 | 63.235 | 58.016 | 53.302 | 49.25 | 45.303 | 41.437 | 37.618 | 33.146 | 28.722 | 24.799 | 21.097 | 18.493 | 16.388 | 14.721 | 12.351 | NPgY | GSP | NG FES - Consumer Transformation | Total installed non-renewable generation capacity (MW)
NG FES - Consumer Transformation | Gen_BB002_NPgAggregate | MW | NPgY | WEST MELTON SECTION 3 | Total installed non-renewable generation capacity (MW) | WMEL_BB3 | 16.335 | 16.335 | 16.94 | 17.546 | 18.151 | 22.343 | 27.161 | 31.339 | 35.308 | 38.982 | 42.276 | 44.343 | 45.107 | 44.835 | 42.78 | 38.994 | 32.103 | 26.662 | 21.235 | 17.223 | 14.947 | 12.742 | 10.518 | 8.217 | 6.68 | 5.265 | 3.973 | 2.851 | 1.91 | 1.168 | 0.627 | 0 | NPgY | GSP | NG FES - Consumer Transformation | Total installed non-renewable generation capacity (MW)
NG FES - Consumer Transformation | Gen_BB002_NPgAggregate | MW | NPgY | WINCOBANK | Total installed non-renewable generation capacity (MW) | WIBA_3 | 0 | 0 | 0.021 | 0.042 | 0.063 | 0.209 | 0.377 | 0.523 | 0.661 | 0.789 | 0.904 | 0.976 | 1.003 | 0.993 | 0.922 | 0.79 | 0.55 | 0.361 | 0.172 | 0.064 | 0.052 | 0.041 | 0.024 | 0 | 0 | 0 | 0 | 0 | 0 | 0 | 0 | 0 | NPgY | GSP | NG FES - Consumer Transformation | Total installed non-renewable generation capacity (MW)
NG FES - Consumer Transformation | Gen_BB006 | MW | NPgN | BLYTH 66kV | Total installed other non-renewable capacity (MW) | BLYTB1 | 0 | 0 | 0.054 | 0.108 | 0.162 | 1.497 | 3.049 | 4.414 | 5.705 | 6.888 | 7.933 | 8.609 | 8.98 | 9.114 | 8.484 | 7.18 | 5.61 | 3.725 | 1.898 | 0.123 | 0 | 0 | 0 | 0 | 0 | 0 | 0 | 0 | 0 | 0 | 0 | 0 | NPgN | GSP | NG FES - Consumer Transformation | Total installed other non-renewable capacity (MW)
NG FES - Consumer Transformation | Gen_BB006 | MW | NPgN | BLYTH 132kV | Total installed other non-renewable capacity (MW) | BLYTH132 | 0 | 0 | 0.096 | 0.191 | 0.287 | 2.647 | 5.391 | 7.805 | 10.086 | 12.179 | 14.027 | 15.222 | 15.877 | 16.115 | 15.001 | 12.696 | 9.919 | 6.587 | 3.357 | 0.217 | 0 | 0 | 0 | 0 | 0 | 0 | 0 | 0 | 0 | 0 | 0 | 0 | NPgN | GSP | NG FES - Consumer Transformation | Total installed other non-renewable capacity (MW)
NG FES - Consumer Transformation | Gen_BB006 | MW | NPgN | FOURSTONES | Total installed other non-renewable capacity (MW) | FOUR_1 | 0 | 0 | 0.005 | 0.01 | 0.015 | 0.137 | 0.279 | 0.404 | 0.522 | 0.63 | 0.725 | 0.787 | 0.821 | 0.833 | 0.776 | 0.657 | 0.513 | 0.341 | 0.174 | 0.011 | 0 | 0 | 0 | 0 | 0 | 0 | 0 | 0 | 0 | 0 | 0 | 0 | NPgN | GSP | NG FES - Consumer Transformation | Total installed other non-renewable capacity (MW)
NG FES - Consumer Transformation | Gen_BB006 | MW | NPgN | HARTMOOR | Total installed other non-renewable capacity (MW) | HARM_6 | 1.9 | 1.9 | 1.927 | 1.953 | 1.98 | 2.64 | 3.407 | 4.082 | 4.719 | 5.304 | 5.821 | 6.155 | 6.338 | 6.404 | 6.093 | 5.449 | 4.672 | 3.741 | 2.838 | 1.961 | 1.678 | 1.439 | 1.218 | 1.014 | 0.822 | 0.645 | 0.483 | 0.343 | 0.227 | 0.136 | 0.072 | 0 | NPgN | GSP | NG FES - Consumer Transformation | Total installed other non-renewable capacity (MW)
NG FES - Consumer Transformation | Gen_BB006 | MW | NPgN | HAWTHORN PIT GRID | Total installed other non-renewable capacity (MW) | HAWP_6 | 2.85 | 2.85 | 2.878 | 2.906 | 2.934 | 3.623 | 4.424 | 5.13 | 5.796 | 6.407 | 6.947 | 7.296 | 7.487 | 7.557 | 7.231 | 6.558 | 5.747 | 4.774 | 3.83 | 2.913 | 2.517 | 2.159 | 1.826 | 1.521 | 1.233 | 0.967 | 0.725 | 0.515 | 0.34 | 0.204 | 0.108 | 0 | NPgN | GSP | NG FES - Consumer Transformation | Total installed other non-renewable capacity (MW)
NG FES - Consumer Transformation | Gen_BB006 | MW | NPgN | KNARESBOROUGH | Total installed other non-renewable capacity (MW) | KNARE_111 | 27 | 27 | 27.111 | 27.222 | 27.333 | 30.078 | 33.267 | 36.073 | 38.725 | 41.158 | 43.306 | 44.696 | 45.457 | 45.733 | 44.439 | 41.759 | 38.53 | 34.657 | 30.902 | 27.252 | 23.841 | 20.456 | 17.303 | 14.411 | 11.681 | 9.159 | 6.866 | 4.877 | 3.224 | 1.935 | 1.02 | 0 | NPgN | GSP | NG FES - Consumer Transformation | Total installed other non-renewable capacity (MW)
NG FES - Consumer Transformation | Gen_BB006 | MW | NPgN | LACKENBY | Total installed other non-renewable capacity (MW) | LACK_6 | 12 | 12 | 12.029 | 12.058 | 12.086 | 12.798 | 13.625 | 14.353 | 15.041 | 15.672 | 16.229 | 16.59 | 16.787 | 16.859 | 16.523 | 15.828 | 14.991 | 13.986 | 13.012 | 12.065 | 10.596 | 9.091 | 7.69 | 6.405 | 5.191 | 4.071 | 3.052 | 2.168 | 1.433 | 0.86 | 0.453 | 0 | NPgN | GSP | NG FES - Consumer Transformation | Total installed other non-renewable capacity (MW)
NG FES - Consumer Transformation | Gen_BB006 | MW | NPgN | NORTON | Total installed other non-renewable capacity (MW) | NORT_1 | 18.037 | 18.037 | 18.266 | 18.495 | 18.723 | 24.377 | 30.948 | 36.73 | 42.194 | 47.205 | 51.631 | 54.493 | 56.062 | 56.632 | 53.964 | 48.443 | 41.792 | 33.813 | 26.076 | 18.556 | 15.926 | 13.665 | 11.559 | 9.627 | 7.803 | 6.119 | 4.587 | 3.258 | 2.154 | 1.293 | 0.681 | 0 | NPgN | GSP | NG FES - Consumer Transformation | Total installed other non-renewable capacity (MW)
NG FES - Consumer Transformation | Gen_BB006 | MW | NPgN | OFFERTON | Total installed other non-renewable capacity (MW) | OFFE_3 | 0 | 0 | 0.002 | 0.004 | 0.006 | 0.055 | 0.112 | 0.162 | 0.209 | 0.252 | 0.291 | 0.315 | 0.329 | 0.334 | 0.311 | 0.263 | 0.206 | 0.136 | 0.07 | 0.004 | 0 | 0 | 0 | 0 | 0 | 0 | 0 | 0 | 0 | 0 | 0 | 0 | NPgN | GSP | NG FES - Consumer Transformation | Total installed other non-renewable capacity (MW)
NG FES - Consumer Transformation | Gen_BB006 | MW | NPgN | OSBALDWICK | Total installed other non-renewable capacity (MW) | OSBA_1 | 48.336 | 48.336 | 48.608 | 48.88 | 49.152 | 55.872 | 63.681 | 70.553 | 77.047 | 83.003 | 88.264 | 91.666 | 93.531 | 94.207 | 91.037 | 84.475 | 76.57 | 67.086 | 57.891 | 48.953 | 42.68 | 36.62 | 30.977 | 25.799 | 20.911 | 16.397 | 12.292 | 8.731 | 5.771 | 3.464 | 1.826 | 0 | NPgN | GSP | NG FES - Consumer Transformation | Total installed other non-renewable capacity (MW)
NG FES - Consumer Transformation | Gen_BB006 | MW | NPgN | POPPLETON | Total installed other non-renewable capacity (MW) | POPP_3 | 2.85 | 2.85 | 2.858 | 2.867 | 2.875 | 3.081 | 3.321 | 3.532 | 3.731 | 3.914 | 4.075 | 4.18 | 4.237 | 4.258 | 4.161 | 3.959 | 3.717 | 3.425 | 3.143 | 2.869 | 2.517 | 2.159 | 1.826 | 1.521 | 1.233 | 0.967 | 0.725 | 0.515 | 0.34 | 0.204 | 0.108 | 0 | NPgN | GSP | NG FES - Consumer Transformation | Total installed other non-renewable capacity (MW)
NG FES - Consumer Transformation | Gen_BB006 | MW | NPgN | SALTHOLME | Total installed other non-renewable capacity (MW) | SALH_1 | 56.505 | 156.405 | 156.407 | 156.409 | 156.411 | 156.463 | 156.522 | 156.575 | 156.625 | 156.67 | 156.71 | 156.736 | 156.751 | 156.756 | 156.732 | 156.681 | 156.621 | 156.548 | 156.478 | 156.41 | 138.103 | 118.496 | 100.234 | 83.481 | 67.663 | 53.058 | 39.775 | 28.251 | 18.674 | 11.209 | 5.909 | 0 | NPgN | GSP | NG FES - Consumer Transformation | Total installed other non-renewable capacity (MW)
NG FES - Consumer Transformation | Gen_BB006 | MW | NPgN | SOUTH SHIELDS | Total installed other non-renewable capacity (MW) | SSHI_3 | 0 | 0 | 0 | 0 | 0 | 0 | 0.001 | 0.001 | 0.001 | 0.002 | 0.002 | 0.002 | 0.002 | 0.002 | 0.002 | 0.002 | 0.001 | 0.001 | 0 | 0 | 0 | 0 | 0 | 0 | 0 | 0 | 0 | 0 | 0 | 0 | 0 | 0 | NPgN | GSP | NG FES - Consumer Transformation | Total installed other non-renewable capacity (MW)
NG FES - Consumer Transformation | Gen_BB006 | MW | NPgN | SPADEADAM | Total installed other non-renewable capacity (MW) | KIELD01 and SPAD20 | 0 | 0 | 0.004 | 0.008 | 0.012 | 0.107 | 0.218 | 0.316 | 0.409 | 0.494 | 0.568 | 0.617 | 0.643 | 0.653 | 0.608 | 0.515 | 0.402 | 0.267 | 0.136 | 0.009 | 0 | 0 | 0 | 0 | 0 | 0 | 0 | 0 | 0 | 0 | 0 | 0 | NPgN | GSP | NG FES - Consumer Transformation | Total installed other non-renewable capacity (MW)
NG FES - Consumer Transformation | Gen_BB006 | MW | NPgN | SPENNYMOOR | Total installed other non-renewable capacity (MW) | SPEN_1 | 5.739 | 5.739 | 5.921 | 6.102 | 6.284 | 10.774 | 15.991 | 20.583 | 24.922 | 28.901 | 32.416 | 34.689 | 35.935 | 36.387 | 34.269 | 29.885 | 24.603 | 18.267 | 12.123 | 6.151 | 5.067 | 4.348 | 3.678 | 3.063 | 2.483 | 1.947 | 1.459 | 1.037 | 0.685 | 0.411 | 0.217 | 0 | NPgN | GSP | NG FES - Consumer Transformation | Total installed other non-renewable capacity (MW)
NG FES - Consumer Transformation | Gen_BB006 | MW | NPgN | STELLA NORTH | Total installed other non-renewable capacity (MW) | STEN_1 | 7.435 | 7.435 | 7.448 | 7.46 | 7.473 | 7.784 | 8.145 | 8.463 | 8.763 | 9.038 | 9.282 | 9.439 | 9.525 | 9.556 | 9.41 | 9.106 | 8.741 | 8.302 | 7.877 | 7.464 | 6.565 | 5.633 | 4.765 | 3.968 | 3.216 | 2.522 | 1.891 | 1.343 | 0.888 | 0.533 | 0.281 | 0 | NPgN | GSP | NG FES - Consumer Transformation | Total installed other non-renewable capacity (MW)
NG FES - Consumer Transformation | Gen_BB006 | MW | NPgN | STELLA SOUTH | Total installed other non-renewable capacity (MW) | STES_1 | 3.99 | 3.99 | 4.079 | 4.167 | 4.256 | 6.449 | 8.997 | 11.239 | 13.358 | 15.302 | 17.019 | 18.129 | 18.737 | 18.958 | 17.923 | 15.782 | 13.203 | 10.108 | 7.108 | 4.191 | 3.523 | 3.023 | 2.557 | 2.13 | 1.726 | 1.354 | 1.015 | 0.721 | 0.476 | 0.286 | 0.151 | 0 | NPgN | GSP | NG FES - Consumer Transformation | Total installed other non-renewable capacity (MW)
NG FES - Consumer Transformation | Gen_BB006 | MW | NPgN | TYNEMOUTH | Total installed other non-renewable capacity (MW) | TYNE_1 | 29.764 | 29.764 | 29.767 | 29.771 | 29.774 | 29.859 | 29.956 | 30.043 | 30.124 | 30.199 | 30.265 | 30.307 | 30.331 | 30.339 | 30.3 | 30.217 | 30.118 | 29.999 | 29.884 | 29.772 | 26.281 | 22.55 | 19.075 | 15.886 | 12.876 | 10.097 | 7.569 | 5.376 | 3.554 | 2.133 | 1.125 | 0 | NPgN | GSP | NG FES - Consumer Transformation | Total installed other non-renewable capacity (MW)
NG FES - Consumer Transformation | Gen_BB006 | MW | NPgN | WEST BOLDON | Total installed other non-renewable capacity (MW) | WBOL_6 | 0 | 0 | 0.011 | 0.021 | 0.032 | 0.294 | 0.599 | 0.868 | 1.121 | 1.354 | 1.56 | 1.692 | 1.765 | 1.792 | 1.668 | 1.412 | 1.103 | 0.732 | 0.373 | 0.024 | 0 | 0 | 0 | 0 | 0 | 0 | 0 | 0 | 0 | 0 | 0 | 0 | NPgN | GSP | NG FES - Consumer Transformation | Total installed other non-renewable capacity (MW)
NG FES - Consumer Transformation | Gen_BB006 | MW | NPgY | BRADFORD WEST | Total installed other non-renewable capacity (MW) | BRAW_1 | 12.219 | 12.219 | 12.244 | 12.269 | 12.294 | 13.52 | 14.957 | 16.22 | 17.415 | 18.51 | 19.478 | 20.104 | 20.447 | 20.571 | 19.988 | 18.781 | 16.53 | 14.786 | 13.095 | 11.542 | 10.07 | 8.64 | 7.309 | 6.087 | 4.934 | 3.869 | 2.9 | 2.06 | 1.362 | 0.817 | 0.431 | 0 | NPgY | GSP | NG FES - Consumer Transformation | Total installed other non-renewable capacity (MW)
NG FES - Consumer Transformation | Gen_BB006 | MW | NPgY | CAMBLESFORTH | Total installed other non-renewable capacity (MW) | CAMB_01 | 3 | 3 | 3.004 | 3.009 | 3.013 | 3.223 | 3.47 | 3.687 | 3.892 | 4.08 | 4.246 | 4.353 | 4.412 | 4.434 | 4.334 | 4.126 | 3.74 | 3.441 | 3.15 | 2.834 | 2.472 | 2.121 | 1.794 | 1.494 | 1.211 | 0.95 | 0.712 | 0.506 | 0.334 | 0.201 | 0.106 | 0 | NPgY | GSP | NG FES - Consumer Transformation | Total installed other non-renewable capacity (MW)
NG FES - Consumer Transformation | Gen_BB006 | MW | NPgY | CREYKE BECK | Total installed other non-renewable capacity (MW) | CREB_1 | 81.481 | 102.481 | 102.663 | 102.845 | 103.027 | 111.936 | 122.372 | 131.555 | 140.233 | 148.192 | 155.223 | 159.769 | 162.26 | 163.165 | 158.929 | 150.159 | 133.806 | 121.132 | 108.845 | 96.801 | 84.456 | 72.465 | 61.298 | 51.052 | 41.379 | 32.447 | 24.324 | 17.277 | 11.42 | 6.855 | 3.614 | 0 | NPgY | GSP | NG FES - Consumer Transformation | Total installed other non-renewable capacity (MW)
NG FES - Consumer Transformation | Gen_BB006 | MW | NPgY | DRAX | Total installed other non-renewable capacity (MW) | DRAX_YEDL | 69 | 69 | 69.022 | 69.044 | 69.066 | 70.136 | 71.389 | 72.492 | 73.534 | 74.49 | 75.335 | 75.881 | 76.18 | 76.289 | 75.78 | 74.727 | 72.762 | 71.24 | 69.764 | 65.175 | 56.864 | 48.791 | 41.271 | 34.373 | 27.86 | 21.847 | 16.377 | 11.633 | 7.689 | 4.615 | 2.433 | 0 | NPgY | GSP | NG FES - Consumer Transformation | Total installed other non-renewable capacity (MW)
NG FES - Consumer Transformation | Gen_BB006 | MW | NPgY | ELLAND | Total installed other non-renewable capacity (MW) | ELLA_1 | 0 | 0 | 0.025 | 0.05 | 0.074 | 1.286 | 2.706 | 3.955 | 5.136 | 6.218 | 7.175 | 7.793 | 8.132 | 8.255 | 7.679 | 6.486 | 4.261 | 2.537 | 0.866 | 0 | 0 | 0 | 0 | 0 | 0 | 0 | 0 | 0 | 0 | 0 | 0 | 0 | NPgY | GSP | NG FES - Consumer Transformation | Total installed other non-renewable capacity (MW)
NG FES - Consumer Transformation | Gen_BB006 | MW | NPgY | FERRYBRIDGE A | Total installed other non-renewable capacity (MW) | FERRA2 | 5.499 | 5.499 | 5.535 | 5.571 | 5.606 | 7.359 | 9.412 | 11.219 | 12.926 | 14.492 | 15.875 | 16.77 | 17.26 | 17.438 | 16.605 | 14.879 | 11.662 | 9.168 | 6.751 | 5.194 | 4.532 | 3.888 | 3.289 | 2.739 | 2.22 | 1.741 | 1.305 | 0.927 | 0.613 | 0.368 | 0.194 | 0 | NPgY | GSP | NG FES - Consumer Transformation | Total installed other non-renewable capacity (MW)
NG FES - Consumer Transformation | Gen_BB006 | MW | NPgY | FERRYBRIDGE B | Total installed other non-renewable capacity (MW) | FERRB9 | 97.716 | 97.716 | 97.808 | 97.9 | 97.992 | 102.484 | 107.746 | 112.376 | 116.752 | 120.765 | 124.31 | 126.602 | 127.858 | 128.315 | 126.179 | 121.757 | 113.511 | 107.121 | 100.925 | 92.3 | 80.53 | 69.096 | 58.448 | 48.678 | 39.455 | 30.939 | 23.193 | 16.474 | 10.889 | 6.536 | 3.446 | 0 | NPgY | GSP | NG FES - Consumer Transformation | Total installed other non-renewable capacity (MW)
NG FES - Consumer Transformation | Gen_BB006 | MW | NPgY | GRIMSBY WEST | Total installed other non-renewable capacity (MW) | GRIW_1 | 48 | 48 | 48.059 | 48.118 | 48.177 | 51.06 | 54.438 | 57.41 | 60.219 | 62.795 | 65.071 | 66.542 | 67.348 | 67.641 | 66.27 | 63.432 | 58.139 | 54.037 | 50.06 | 45.339 | 39.558 | 33.941 | 28.711 | 23.912 | 19.381 | 15.198 | 11.393 | 8.092 | 5.349 | 3.211 | 1.693 | 0 | NPgY | GSP | NG FES - Consumer Transformation | Total installed other non-renewable capacity (MW)
NG FES - Consumer Transformation | Gen_BB006 | MW | NPgY | JORDANTHORPE | Total installed other non-renewable capacity (MW) | JORD_3 | 0 | 0 | 0.003 | 0.006 | 0.008 | 0.145 | 0.305 | 0.445 | 0.578 | 0.7 | 0.808 | 0.877 | 0.915 | 0.929 | 0.864 | 0.73 | 0.48 | 0.286 | 0.097 | 0 | 0 | 0 | 0 | 0 | 0 | 0 | 0 | 0 | 0 | 0 | 0 | 0 | NPgY | GSP | NG FES - Consumer Transformation | Total installed other non-renewable capacity (MW)
NG FES - Consumer Transformation | Gen_BB006 | MW | NPgY | KEADBY | Total installed other non-renewable capacity (MW) | KEAD_YEDL | 171.5 | 171.5 | 171.804 | 172.107 | 172.411 | 187.269 | 204.672 | 219.987 | 234.46 | 247.733 | 259.458 | 267.039 | 271.194 | 272.703 | 265.638 | 251.013 | 223.74 | 202.605 | 182.113 | 161.994 | 141.336 | 121.269 | 102.58 | 85.435 | 69.247 | 54.3 | 40.706 | 28.913 | 19.111 | 11.471 | 6.047 | 0 | NPgY | GSP | NG FES - Consumer Transformation | Total installed other non-renewable capacity (MW)
NG FES - Consumer Transformation | Gen_BB006 | MW | NPgY | KIRKSTALL B | Total installed other non-renewable capacity (MW) | KIRKB1 | 5.193 | 5.193 | 5.203 | 5.214 | 5.224 | 5.73 | 6.323 | 6.844 | 7.337 | 7.789 | 8.188 | 8.447 | 8.588 | 8.64 | 8.399 | 7.901 | 6.972 | 6.252 | 5.554 | 4.905 | 4.28 | 3.672 | 3.106 | 2.587 | 2.097 | 1.644 | 1.233 | 0.875 | 0.579 | 0.347 | 0.183 | 0 | NPgY | GSP | NG FES - Consumer Transformation | Total installed other non-renewable capacity (MW)
NG FES - Consumer Transformation | Gen_BB006 | MW | NPgY | NEEPSEND | Total installed other non-renewable capacity (MW) | NEEP_3 | 0 | 0 | 0.001 | 0.002 | 0.003 | 0.05 | 0.105 | 0.154 | 0.2 | 0.242 | 0.279 | 0.304 | 0.317 | 0.322 | 0.299 | 0.253 | 0.166 | 0.099 | 0.034 | 0 | 0 | 0 | 0 | 0 | 0 | 0 | 0 | 0 | 0 | 0 | 0 | 0 | NPgY | GSP | NG FES - Consumer Transformation | Total installed other non-renewable capacity (MW)
NG FES - Consumer Transformation | Gen_BB006 | MW | NPgY | NORTON LEES | Total installed other non-renewable capacity (MW) | NORL_3 | 0 | 0 | 0 | 0 | 0 | 0 | 0 | 0 | 0 | 0.001 | 0.001 | 0.001 | 0.001 | 0.001 | 0.001 | 0.001 | 0 | 0 | 0 | 0 | 0 | 0 | 0 | 0 | 0 | 0 | 0 | 0 | 0 | 0 | 0 | 0 | NPgY | GSP | NG FES - Consumer Transformation | Total installed other non-renewable capacity (MW)
NG FES - Consumer Transformation | Gen_BB006 | MW | NPgY | PITSMOOR 3/4 | Total installed other non-renewable capacity (MW) | PITS_BB_B | 0 | 0 | 0 | 0 | 0 | 0 | 0.001 | 0.001 | 0.002 | 0.002 | 0.002 | 0.003 | 0.003 | 0.003 | 0.003 | 0.002 | 0.001 | 0.001 | 0 | 0 | 0 | 0 | 0 | 0 | 0 | 0 | 0 | 0 | 0 | 0 | 0 | 0 | NPgY | GSP | NG FES - Consumer Transformation | Total installed other non-renewable capacity (MW)
NG FES - Consumer Transformation | Gen_BB006 | MW | NPgY | SALTEND NORTH | Total installed other non-renewable capacity (MW) | SALT_1 | 10 | 10 | 10 | 10 | 10 | 10.006 | 10.012 | 10.018 | 10.023 | 10.028 | 10.033 | 10.036 | 10.037 | 10.038 | 10.035 | 10.03 | 10.019 | 10.012 | 10.004 | 9.446 | 8.241 | 7.071 | 5.981 | 4.982 | 4.038 | 3.166 | 2.374 | 1.686 | 1.114 | 0.669 | 0.353 | 0 | NPgY | GSP | NG FES - Consumer Transformation | Total installed other non-renewable capacity (MW)
NG FES - Consumer Transformation | Gen_BB006 | MW | NPgY | SHEFFIELD CITY | Total installed other non-renewable capacity (MW) | SHEC_3 | 0 | 0 | 0 | 0 | 0.001 | 0.01 | 0.022 | 0.032 | 0.041 | 0.05 | 0.058 | 0.063 | 0.065 | 0.066 | 0.062 | 0.052 | 0.034 | 0.02 | 0.007 | 0 | 0 | 0 | 0 | 0 | 0 | 0 | 0 | 0 | 0 | 0 | 0 | 0 | NPgY | GSP | NG FES - Consumer Transformation | Total installed other non-renewable capacity (MW)
NG FES - Consumer Transformation | Gen_BB006 | MW | NPgY | SKELTON GRANGE | Total installed other non-renewable capacity (MW) | SKLGB1 | 10.029 | 10.029 | 10.055 | 10.082 | 10.109 | 11.422 | 12.961 | 14.315 | 15.594 | 16.767 | 17.804 | 18.474 | 18.841 | 18.975 | 18.35 | 17.057 | 14.646 | 12.778 | 10.967 | 9.473 | 8.265 | 7.091 | 5.998 | 4.996 | 4.049 | 3.175 | 2.38 | 1.691 | 1.118 | 0.671 | 0.354 | 0 | NPgY | GSP | NG FES - Consumer Transformation | Total installed other non-renewable capacity (MW)
NG FES - Consumer Transformation | Gen_BB006 | MW | NPgY | TEMPLEBOROUGH 275/33KV | Total installed other non-renewable capacity (MW) | TEMP_3 | 0 | 0 | 0.001 | 0.001 | 0.002 | 0.038 | 0.08 | 0.118 | 0.153 | 0.185 | 0.213 | 0.232 | 0.242 | 0.245 | 0.228 | 0.193 | 0.127 | 0.075 | 0.026 | 0 | 0 | 0 | 0 | 0 | 0 | 0 | 0 | 0 | 0 | 0 | 0 | 0 | NPgY | GSP | NG FES - Consumer Transformation | Total installed other non-renewable capacity (MW)
NG FES - Consumer Transformation | Gen_BB006 | MW | NPgY | THURCROFT | Total installed other non-renewable capacity (MW) | THUR_6 | 36 | 36 | 36.077 | 36.153 | 36.23 | 39.977 | 44.367 | 48.23 | 51.881 | 55.229 | 58.186 | 60.098 | 61.147 | 61.527 | 59.745 | 56.056 | 49.177 | 43.846 | 38.677 | 34.005 | 29.668 | 25.456 | 21.533 | 17.934 | 14.536 | 11.398 | 8.545 | 6.069 | 4.012 | 2.408 | 1.269 | 0 | NPgY | GSP | NG FES - Consumer Transformation | Total installed other non-renewable capacity (MW)
NG FES - Consumer Transformation | Gen_BB006 | MW | NPgY | WEST MELTON / THORPE MARSH | Total installed other non-renewable capacity (MW) | WMEL_THOM | 29.4 | 29.4 | 29.47 | 29.54 | 29.61 | 33.029 | 37.035 | 40.559 | 43.89 | 46.945 | 49.644 | 51.388 | 52.345 | 52.692 | 51.066 | 47.7 | 41.423 | 36.559 | 31.842 | 27.77 | 24.229 | 20.789 | 17.585 | 14.646 | 11.871 | 9.309 | 6.978 | 4.956 | 3.276 | 1.966 | 1.037 | 0 | NPgY | GSP | NG FES - Consumer Transformation | Total installed other non-renewable capacity (MW)
NG FES - Consumer Transformation | Gen_BB006 | MW | NPgY | WEST MELTON SECTION 3 | Total installed other non-renewable capacity (MW) | WMEL_BB3 | 15.92 | 15.92 | 15.995 | 16.07 | 16.144 | 19.805 | 24.092 | 27.865 | 31.43 | 34.7 | 37.589 | 39.456 | 40.48 | 40.852 | 39.111 | 35.508 | 28.789 | 23.583 | 18.534 | 15.038 | 13.12 | 11.257 | 9.522 | 7.931 | 6.428 | 5.041 | 3.779 | 2.684 | 1.774 | 1.065 | 0.561 | 0 | NPgY | GSP | NG FES - Consumer Transformation | Total installed other non-renewable capacity (MW)
NG FES - Consumer Transformation | Gen_BB006 | MW | NPgY | WINCOBANK | Total installed other non-renewable capacity (MW) | WIBA_3 | 0 | 0 | 0.003 | 0.005 | 0.008 | 0.135 | 0.285 | 0.416 | 0.541 | 0.655 | 0.755 | 0.82 | 0.856 | 0.869 | 0.808 | 0.683 | 0.449 | 0.267 | 0.091 | 0 | 0 | 0 | 0 | 0 | 0 | 0 | 0 | 0 | 0 | 0 | 0 | 0 | NPgY | GSP | NG FES - Consumer Transformation | Total installed other non-renewable capacity (MW)
NG FES - Consumer Transformation | Gen_BB013 | MW | NPgN | BLYTH 66kV | Total installed PV capacity - domestic (MW) | BLYTB1 | 14.7 | 14.783 | 15.911 | 17.486 | 19.328 | 21.802 | 27.182 | 32.588 | 37.982 | 43.358 | 48.694 | 53.929 | 59.555 | 65.118 | 70.709 | 76.309 | 82.069 | 88.218 | 94.51 | 100.615 | 106.689 | 113.016 | 119.366 | 125.744 | 132.152 | 138.588 | 145.053 | 151.547 | 158.069 | 164.621 | 171.201 | 173.088 | NPgN | GSP | NG FES - Consumer Transformation | Total installed PV capacity - domestic (MW)
NG FES - Consumer Transformation | Gen_BB013 | MW | NPgN | BLYTH 132kV | Total installed PV capacity - domestic (MW) | BLYTH132 | 4.892 | 4.923 | 5.269 | 5.751 | 6.315 | 7.073 | 8.726 | 10.381 | 12.033 | 13.679 | 15.313 | 16.916 | 18.639 | 20.342 | 22.054 | 23.769 | 25.532 | 27.415 | 29.342 | 31.211 | 33.071 | 35.009 | 36.953 | 38.906 | 40.868 | 42.839 | 44.818 | 46.807 | 48.804 | 50.81 | 52.825 | 53.403 | NPgN | GSP | NG FES - Consumer Transformation | Total installed PV capacity - domestic (MW)
NG FES - Consumer Transformation | Gen_BB013 | MW | NPgN | FOURSTONES | Total installed PV capacity - domestic (MW) | FOUR_1 | 2.054 | 2.063 | 2.163 | 2.303 | 2.468 | 2.688 | 3.178 | 3.66 | 4.14 | 4.619 | 5.094 | 5.561 | 6.062 | 6.557 | 7.055 | 7.554 | 8.067 | 8.614 | 9.175 | 9.718 | 10.259 | 10.823 | 11.388 | 11.956 | 12.527 | 13.1 | 13.676 | 14.254 | 14.835 | 15.419 | 16.005 | 16.173 | NPgN | GSP | NG FES - Consumer Transformation | Total installed PV capacity - domestic (MW)
NG FES - Consumer Transformation | Gen_BB013 | MW | NPgN | HARTMOOR | Total installed PV capacity - domestic (MW) | HARM_6 | 5.836 | 5.875 | 6.302 | 6.9 | 7.599 | 8.538 | 10.583 | 12.634 | 14.68 | 16.72 | 18.745 | 20.731 | 22.865 | 24.976 | 27.097 | 29.221 | 31.407 | 33.74 | 36.127 | 38.443 | 40.748 | 43.148 | 45.557 | 47.977 | 50.408 | 52.85 | 55.303 | 57.767 | 60.241 | 62.727 | 65.223 | 65.939 | NPgN | GSP | NG FES - Consumer Transformation | Total installed PV capacity - domestic (MW)
NG FES - Consumer Transformation | Gen_BB013 | MW | NPgN | HAWTHORN PIT GRID | Total installed PV capacity - domestic (MW) | HAWP_6 | 9.188 | 9.239 | 9.801 | 10.585 | 11.504 | 12.736 | 15.446 | 18.14 | 20.827 | 23.506 | 26.165 | 28.773 | 31.576 | 34.349 | 37.134 | 39.924 | 42.795 | 45.858 | 48.994 | 52.036 | 55.062 | 58.215 | 61.379 | 64.557 | 67.75 | 70.957 | 74.178 | 77.414 | 80.664 | 83.928 | 87.207 | 88.147 | NPgN | GSP | NG FES - Consumer Transformation | Total installed PV capacity - domestic (MW)
NG FES - Consumer Transformation | Gen_BB013 | MW | NPgN | KNARESBOROUGH | Total installed PV capacity - domestic (MW) | KNARE_111 | 8.681 | 8.76 | 9.636 | 10.859 | 12.291 | 14.213 | 18.351 | 22.551 | 26.742 | 30.918 | 35.064 | 39.131 | 43.502 | 47.825 | 52.168 | 56.518 | 60.994 | 65.771 | 70.659 | 75.402 | 80.122 | 85.037 | 89.97 | 94.926 | 99.904 | 104.905 | 109.927 | 114.973 | 120.04 | 125.13 | 130.242 | 131.708 | NPgN | GSP | NG FES - Consumer Transformation | Total installed PV capacity - domestic (MW)
NG FES - Consumer Transformation | Gen_BB013 | MW | NPgN | LACKENBY | Total installed PV capacity - domestic (MW) | LACK_6 | 10.243 | 10.32 | 11.164 | 12.344 | 13.725 | 15.578 | 19.597 | 23.648 | 27.689 | 31.716 | 35.714 | 39.636 | 43.851 | 48.019 | 52.208 | 56.403 | 60.719 | 65.326 | 70.039 | 74.613 | 79.164 | 83.904 | 88.662 | 93.44 | 98.241 | 103.063 | 107.907 | 112.772 | 117.659 | 122.567 | 127.497 | 128.91 | NPgN | GSP | NG FES - Consumer Transformation | Total installed PV capacity - domestic (MW)
NG FES - Consumer Transformation | Gen_BB013 | MW | NPgN | NORTON | Total installed PV capacity - domestic (MW) | NORT_1 | 29.196 | 29.395 | 31.602 | 34.683 | 38.29 | 43.131 | 53.667 | 64.247 | 74.803 | 85.323 | 95.767 | 106.011 | 117.02 | 127.909 | 138.849 | 149.808 | 161.081 | 173.114 | 185.428 | 197.375 | 209.262 | 221.644 | 234.071 | 246.554 | 259.093 | 271.689 | 284.341 | 297.05 | 309.814 | 322.635 | 335.513 | 339.206 | NPgN | GSP | NG FES - Consumer Transformation | Total installed PV capacity - domestic (MW)
NG FES - Consumer Transformation | Gen_BB013 | MW | NPgN | OFFERTON | Total installed PV capacity - domestic (MW) | OFFE_3 | 5.096 | 5.122 | 5.41 | 5.812 | 6.282 | 6.913 | 8.307 | 9.686 | 11.063 | 12.434 | 13.796 | 15.132 | 16.567 | 17.987 | 19.414 | 20.842 | 22.312 | 23.881 | 25.487 | 27.045 | 28.595 | 30.209 | 31.829 | 33.457 | 35.092 | 36.734 | 38.384 | 40.041 | 41.706 | 43.377 | 45.056 | 45.538 | NPgN | GSP | NG FES - Consumer Transformation | Total installed PV capacity - domestic (MW)
NG FES - Consumer Transformation | Gen_BB013 | MW | NPgN | OSBALDWICK | Total installed PV capacity - domestic (MW) | OSBA_1 | 18.12 | 18.254 | 19.738 | 21.811 | 24.237 | 27.494 | 34.557 | 41.675 | 48.775 | 55.852 | 62.877 | 69.768 | 77.174 | 84.499 | 91.858 | 99.23 | 106.813 | 114.908 | 123.191 | 131.228 | 139.224 | 147.553 | 155.913 | 164.31 | 172.745 | 181.218 | 189.729 | 198.278 | 206.864 | 215.489 | 224.151 | 226.636 | NPgN | GSP | NG FES - Consumer Transformation | Total installed PV capacity - domestic (MW)
NG FES - Consumer Transformation | Gen_BB013 | MW | NPgN | POPPLETON | Total installed PV capacity - domestic (MW) | POPP_3 | 3.26 | 3.28 | 3.499 | 3.806 | 4.165 | 4.646 | 5.7 | 6.752 | 7.802 | 8.849 | 9.887 | 10.906 | 12.002 | 13.085 | 14.173 | 15.263 | 16.384 | 17.581 | 18.806 | 19.995 | 21.177 | 22.409 | 23.645 | 24.886 | 26.134 | 27.387 | 28.645 | 29.909 | 31.179 | 32.454 | 33.735 | 34.103 | NPgN | GSP | NG FES - Consumer Transformation | Total installed PV capacity - domestic (MW)
NG FES - Consumer Transformation | Gen_BB013 | MW | NPgN | SALTHOLME | Total installed PV capacity - domestic (MW) | SALH_1 | 0.156 | 0.157 | 0.167 | 0.181 | 0.198 | 0.22 | 0.268 | 0.316 | 0.365 | 0.413 | 0.46 | 0.507 | 0.557 | 0.607 | 0.657 | 0.707 | 0.759 | 0.814 | 0.87 | 0.924 | 0.979 | 1.035 | 1.092 | 1.149 | 1.206 | 1.264 | 1.321 | 1.379 | 1.438 | 1.496 | 1.555 | 1.572 | NPgN | GSP | NG FES - Consumer Transformation | Total installed PV capacity - domestic (MW)
NG FES - Consumer Transformation | Gen_BB013 | MW | NPgN | SOUTH SHIELDS | Total installed PV capacity - domestic (MW) | SSHI_3 | 3.235 | 3.258 | 3.507 | 3.856 | 4.264 | 4.812 | 6.004 | 7.202 | 8.396 | 9.587 | 10.77 | 11.929 | 13.175 | 14.408 | 15.646 | 16.887 | 18.163 | 19.525 | 20.919 | 22.272 | 23.617 | 25.019 | 26.425 | 27.839 | 29.258 | 30.684 | 32.116 | 33.555 | 35 | 36.451 | 37.909 | 38.327 | NPgN | GSP | NG FES - Consumer Transformation | Total installed PV capacity - domestic (MW)
NG FES - Consumer Transformation | Gen_BB013 | MW | NPgN | SPADEADAM | Total installed PV capacity - domestic (MW) | KIELD01 and SPAD20 | 0.564 | 0.568 | 0.612 | 0.673 | 0.745 | 0.841 | 1.05 | 1.26 | 1.47 | 1.679 | 1.886 | 2.09 | 2.309 | 2.525 | 2.742 | 2.96 | 3.184 | 3.423 | 3.668 | 3.905 | 4.141 | 4.387 | 4.634 | 4.882 | 5.131 | 5.381 | 5.633 | 5.885 | 6.139 | 6.394 | 6.649 | 6.723 | NPgN | GSP | NG FES - Consumer Transformation | Total installed PV capacity - domestic (MW)
NG FES - Consumer Transformation | Gen_BB013 | MW | NPgN | SPENNYMOOR | Total installed PV capacity - domestic (MW) | SPEN_1 | 17.536 | 17.651 | 18.925 | 20.703 | 22.785 | 25.579 | 31.67 | 37.776 | 43.869 | 49.941 | 55.968 | 61.88 | 68.234 | 74.519 | 80.833 | 87.158 | 93.664 | 100.609 | 107.716 | 114.612 | 121.472 | 128.618 | 135.79 | 142.995 | 150.232 | 157.502 | 164.804 | 172.139 | 179.506 | 186.906 | 194.338 | 196.469 | NPgN | GSP | NG FES - Consumer Transformation | Total installed PV capacity - domestic (MW)
NG FES - Consumer Transformation | Gen_BB013 | MW | NPgN | STELLA NORTH | Total installed PV capacity - domestic (MW) | STEN_1 | 8.004 | 8.084 | 8.972 | 10.212 | 11.663 | 13.612 | 17.795 | 22.053 | 26.301 | 30.535 | 34.738 | 38.861 | 43.292 | 47.674 | 52.077 | 56.487 | 61.024 | 65.867 | 70.823 | 75.631 | 80.415 | 85.399 | 90.4 | 95.424 | 100.47 | 105.54 | 110.632 | 115.746 | 120.884 | 126.044 | 131.226 | 132.712 | NPgN | GSP | NG FES - Consumer Transformation | Total installed PV capacity - domestic (MW)
NG FES - Consumer Transformation | Gen_BB013 | MW | NPgN | STELLA SOUTH | Total installed PV capacity - domestic (MW) | STES_1 | 11.428 | 11.497 | 12.265 | 13.338 | 14.593 | 16.279 | 19.966 | 23.649 | 27.323 | 30.986 | 34.621 | 38.187 | 42.02 | 45.81 | 49.619 | 53.434 | 57.358 | 61.547 | 65.833 | 69.993 | 74.131 | 78.441 | 82.767 | 87.112 | 91.477 | 95.862 | 100.267 | 104.691 | 109.134 | 113.597 | 118.08 | 119.366 | NPgN | GSP | NG FES - Consumer Transformation | Total installed PV capacity - domestic (MW)
NG FES - Consumer Transformation | Gen_BB013 | MW | NPgN | TYNEMOUTH | Total installed PV capacity - domestic (MW) | TYNE_1 | 8.723 | 8.792 | 9.561 | 10.635 | 11.892 | 13.58 | 17.23 | 20.918 | 24.597 | 28.264 | 31.904 | 35.475 | 39.312 | 43.107 | 46.921 | 50.741 | 54.67 | 58.864 | 63.156 | 67.321 | 71.464 | 75.78 | 80.111 | 84.462 | 88.833 | 93.223 | 97.633 | 102.063 | 106.512 | 110.981 | 115.47 | 116.757 | NPgN | GSP | NG FES - Consumer Transformation | Total installed PV capacity - domestic (MW)
NG FES - Consumer Transformation | Gen_BB013 | MW | NPgN | WEST BOLDON | Total installed PV capacity - domestic (MW) | WBOL_6 | 15.143 | 15.236 | 16.275 | 17.724 | 19.421 | 21.699 | 26.678 | 31.657 | 36.623 | 41.574 | 46.487 | 51.308 | 56.488 | 61.611 | 66.759 | 71.915 | 77.219 | 82.882 | 88.675 | 94.297 | 99.89 | 105.716 | 111.563 | 117.437 | 123.337 | 129.264 | 135.217 | 141.197 | 147.203 | 153.235 | 159.295 | 161.032 | NPgN | GSP | NG FES - Consumer Transformation | Total installed PV capacity - domestic (MW)
NG FES - Consumer Transformation | Gen_BB013 | MW | NPgY | BRADFORD WEST | Total installed PV capacity - domestic (MW) | BRAW_1 | 18.321 | 18.527 | 20.683 | 23.731 | 27.584 | 32.735 | 43.493 | 54.507 | 65.54 | 76.587 | 87.62 | 98.566 | 110.378 | 122.154 | 133.996 | 145.887 | 158.003 | 170.614 | 183.429 | 196.061 | 208.692 | 221.849 | 235.071 | 248.365 | 261.73 | 275.167 | 288.675 | 302.255 | 315.907 | 329.63 | 331.412 | 330.969 | NPgY | GSP | NG FES - Consumer Transformation | Total installed PV capacity - domestic (MW)
NG FES - Consumer Transformation | Gen_BB013 | MW | NPgY | CAMBLESFORTH | Total installed PV capacity - domestic (MW) | CAMB_01 | 3.101 | 3.122 | 3.343 | 3.655 | 4.049 | 4.577 | 5.703 | 6.831 | 7.961 | 9.092 | 10.222 | 11.343 | 12.552 | 13.758 | 14.971 | 16.188 | 17.429 | 18.72 | 20.032 | 21.326 | 22.619 | 23.966 | 25.32 | 26.682 | 28.05 | 29.426 | 30.809 | 32.2 | 33.598 | 35.003 | 35.185 | 35.138 | NPgY | GSP | NG FES - Consumer Transformation | Total installed PV capacity - domestic (MW)
NG FES - Consumer Transformation | Gen_BB013 | MW | NPgY | CREYKE BECK | Total installed PV capacity - domestic (MW) | CREB_1 | 26.185 | 26.416 | 28.823 | 32.227 | 36.531 | 42.285 | 54.416 | 66.718 | 79.041 | 91.379 | 103.702 | 115.928 | 129.121 | 142.273 | 155.5 | 168.781 | 182.313 | 196.398 | 210.712 | 224.82 | 238.928 | 253.623 | 268.391 | 283.238 | 298.166 | 313.173 | 328.261 | 343.428 | 358.676 | 374.004 | 375.994 | 375.491 | NPgY | GSP | NG FES - Consumer Transformation | Total installed PV capacity - domestic (MW)
NG FES - Consumer Transformation | Gen_BB013 | MW | NPgY | DRAX | Total installed PV capacity - domestic (MW) | DRAX_YEDL | 0.764 | 0.79 | 1.066 | 1.457 | 1.95 | 2.61 | 3.956 | 5.367 | 6.78 | 8.195 | 9.609 | 11.011 | 12.524 | 14.032 | 15.549 | 17.072 | 18.624 | 20.24 | 21.882 | 23.5 | 25.118 | 26.803 | 28.497 | 30.2 | 31.912 | 33.633 | 35.363 | 37.103 | 38.852 | 40.61 | 40.838 | 40.783 | NPgY | GSP | NG FES - Consumer Transformation | Total installed PV capacity - domestic (MW)
NG FES - Consumer Transformation | Gen_BB013 | MW | NPgY | ELLAND | Total installed PV capacity - domestic (MW) | ELLA_1 | 18.71 | 18.865 | 20.483 | 22.771 | 25.663 | 29.529 | 37.703 | 45.97 | 54.251 | 62.542 | 70.822 | 79.038 | 87.903 | 96.741 | 105.629 | 114.554 | 123.647 | 133.112 | 142.73 | 152.211 | 161.691 | 171.566 | 181.489 | 191.466 | 201.497 | 211.582 | 221.72 | 231.913 | 242.159 | 252.458 | 253.796 | 253.457 | NPgY | GSP | NG FES - Consumer Transformation | Total installed PV capacity - domestic (MW)
NG FES - Consumer Transformation | Gen_BB013 | MW | NPgY | FERRYBRIDGE A | Total installed PV capacity - domestic (MW) | FERRA2 | 8.878 | 8.927 | 9.443 | 10.174 | 11.096 | 12.33 | 14.998 | 17.637 | 20.279 | 22.925 | 25.568 | 28.189 | 31.019 | 33.839 | 36.676 | 39.524 | 42.426 | 45.446 | 48.516 | 51.541 | 54.567 | 57.718 | 60.885 | 64.069 | 67.27 | 70.488 | 73.724 | 76.977 | 80.246 | 83.533 | 83.96 | 83.848 | NPgY | GSP | NG FES - Consumer Transformation | Total installed PV capacity - domestic (MW)
NG FES - Consumer Transformation | Gen_BB013 | MW | NPgY | FERRYBRIDGE B | Total installed PV capacity - domestic (MW) | FERRB9 | 15.306 | 15.414 | 16.551 | 18.157 | 20.189 | 22.904 | 28.69 | 34.496 | 40.312 | 46.135 | 51.951 | 57.721 | 63.948 | 70.155 | 76.398 | 82.666 | 89.053 | 95.701 | 102.456 | 109.115 | 115.773 | 122.709 | 129.679 | 136.687 | 143.732 | 150.815 | 157.936 | 165.094 | 172.291 | 179.525 | 180.464 | 180.223 | NPgY | GSP | NG FES - Consumer Transformation | Total installed PV capacity - domestic (MW)
NG FES - Consumer Transformation | Gen_BB013 | MW | NPgY | GRIMSBY WEST | Total installed PV capacity - domestic (MW) | GRIW_1 | 10.625 | 10.705 | 11.54 | 12.72 | 14.212 | 16.207 | 20.444 | 24.709 | 28.981 | 33.259 | 37.531 | 41.769 | 46.343 | 50.903 | 55.488 | 60.092 | 64.784 | 69.667 | 74.629 | 79.52 | 84.411 | 89.506 | 94.625 | 99.773 | 104.948 | 110.151 | 115.381 | 120.639 | 125.926 | 131.239 | 131.93 | 131.753 | NPgY | GSP | NG FES - Consumer Transformation | Total installed PV capacity - domestic (MW)
NG FES - Consumer Transformation | Gen_BB013 | MW | NPgY | JORDANTHORPE | Total installed PV capacity - domestic (MW) | JORD_3 | 3.167 | 3.191 | 3.444 | 3.801 | 4.252 | 4.856 | 6.137 | 7.428 | 8.721 | 10.015 | 11.308 | 12.591 | 13.975 | 15.354 | 16.742 | 18.135 | 19.555 | 21.033 | 22.535 | 24.015 | 25.495 | 27.037 | 28.586 | 30.144 | 31.71 | 33.284 | 34.867 | 36.458 | 38.058 | 39.666 | 39.875 | 39.822 | NPgY | GSP | NG FES - Consumer Transformation | Total installed PV capacity - domestic (MW)
NG FES - Consumer Transformation | Gen_BB013 | MW | NPgY | KEADBY | Total installed PV capacity - domestic (MW) | KEAD_YEDL | 28.432 | 28.542 | 29.69 | 31.312 | 33.363 | 36.106 | 42.213 | 48.076 | 53.95 | 59.83 | 65.703 | 71.531 | 77.819 | 84.087 | 90.392 | 96.721 | 103.171 | 109.884 | 116.707 | 123.431 | 130.155 | 137.159 | 144.198 | 151.274 | 158.389 | 165.542 | 172.733 | 179.962 | 187.229 | 194.535 | 195.484 | 195.222 | NPgY | GSP | NG FES - Consumer Transformation | Total installed PV capacity - domestic (MW)
NG FES - Consumer Transformation | Gen_BB013 | MW | NPgY | KIRKSTALL B | Total installed PV capacity - domestic (MW) | KIRKB1 | 8.375 | 8.462 | 9.369 | 10.652 | 12.274 | 14.443 | 18.985 | 23.621 | 28.266 | 32.916 | 37.561 | 42.169 | 47.141 | 52.098 | 57.083 | 62.089 | 67.189 | 72.498 | 77.893 | 83.21 | 88.528 | 94.066 | 99.632 | 105.229 | 110.855 | 116.511 | 122.198 | 127.914 | 133.661 | 139.438 | 140.189 | 140.001 | NPgY | GSP | NG FES - Consumer Transformation | Total installed PV capacity - domestic (MW)
NG FES - Consumer Transformation | Gen_BB013 | MW | NPgY | NEEPSEND | Total installed PV capacity - domestic (MW) | NEEP_3 | 3.314 | 3.353 | 3.753 | 4.318 | 5.033 | 5.988 | 7.981 | 10.024 | 12.071 | 14.12 | 16.166 | 18.196 | 20.387 | 22.571 | 24.768 | 26.973 | 29.22 | 31.559 | 33.936 | 36.279 | 38.622 | 41.062 | 43.515 | 45.98 | 48.459 | 50.951 | 53.457 | 55.976 | 58.508 | 61.053 | 61.383 | 61.301 | NPgY | GSP | NG FES - Consumer Transformation | Total installed PV capacity - domestic (MW)
NG FES - Consumer Transformation | Gen_BB013 | MW | NPgY | NORTON LEES | Total installed PV capacity - domestic (MW) | NORL_3 | 3.315 | 3.353 | 3.756 | 4.324 | 5.043 | 6.004 | 8.009 | 10.064 | 12.123 | 14.184 | 16.242 | 18.285 | 20.489 | 22.686 | 24.895 | 27.114 | 29.374 | 31.727 | 34.118 | 36.475 | 38.832 | 41.287 | 43.753 | 46.234 | 48.727 | 51.234 | 53.755 | 56.288 | 58.835 | 61.396 | 61.728 | 61.646 | NPgY | GSP | NG FES - Consumer Transformation | Total installed PV capacity - domestic (MW)
NG FES - Consumer Transformation | Gen_BB013 | MW | NPgY | PITSMOOR 3/4 | Total installed PV capacity - domestic (MW) | PITS_BB_B | 0.792 | 0.808 | 0.979 | 1.221 | 1.527 | 1.936 | 2.776 | 3.651 | 4.526 | 5.403 | 6.279 | 7.148 | 8.086 | 9.021 | 9.961 | 10.905 | 11.866 | 12.867 | 13.885 | 14.888 | 15.89 | 16.935 | 17.984 | 19.04 | 20.101 | 21.167 | 22.24 | 23.318 | 24.401 | 25.491 | 25.632 | 25.598 | NPgY | GSP | NG FES - Consumer Transformation | Total installed PV capacity - domestic (MW)
NG FES - Consumer Transformation | Gen_BB013 | MW | NPgY | SALTEND NORTH | Total installed PV capacity - domestic (MW) | SALT_1 | 3.744 | 3.775 | 4.089 | 4.533 | 5.094 | 5.845 | 7.434 | 9.039 | 10.647 | 12.256 | 13.864 | 15.459 | 17.18 | 18.896 | 20.622 | 22.354 | 24.12 | 25.957 | 27.825 | 29.665 | 31.506 | 33.423 | 35.349 | 37.286 | 39.234 | 41.192 | 43.16 | 45.139 | 47.128 | 49.128 | 49.387 | 49.321 | NPgY | GSP | NG FES - Consumer Transformation | Total installed PV capacity - domestic (MW)
NG FES - Consumer Transformation | Gen_BB013 | MW | NPgY | SHEFFIELD CITY | Total installed PV capacity - domestic (MW) | SHEC_3 | 1.172 | 1.193 | 1.403 | 1.7 | 2.076 | 2.579 | 3.616 | 4.691 | 5.768 | 6.846 | 7.923 | 8.991 | 10.144 | 11.293 | 12.449 | 13.609 | 14.792 | 16.023 | 17.273 | 18.506 | 19.739 | 21.023 | 22.313 | 23.611 | 24.915 | 26.226 | 27.545 | 28.87 | 30.202 | 31.542 | 31.716 | 31.673 | NPgY | GSP | NG FES - Consumer Transformation | Total installed PV capacity - domestic (MW)
NG FES - Consumer Transformation | Gen_BB013 | MW | NPgY | SKELTON GRANGE | Total installed PV capacity - domestic (MW) | SKLGB1 | 20.471 | 20.695 | 23.033 | 26.338 | 30.518 | 36.105 | 47.785 | 59.731 | 71.698 | 83.679 | 95.646 | 107.519 | 120.331 | 133.103 | 145.948 | 158.844 | 171.986 | 185.664 | 199.564 | 213.264 | 226.965 | 241.235 | 255.576 | 269.994 | 284.491 | 299.064 | 313.716 | 328.445 | 343.252 | 358.137 | 360.07 | 359.588 | NPgY | GSP | NG FES - Consumer Transformation | Total installed PV capacity - domestic (MW)
NG FES - Consumer Transformation | Gen_BB013 | MW | NPgY | TEMPLEBOROUGH 275/33KV | Total installed PV capacity - domestic (MW) | TEMP_3 | 0.349 | 0.352 | 0.384 | 0.428 | 0.484 | 0.559 | 0.718 | 0.878 | 1.039 | 1.199 | 1.36 | 1.519 | 1.691 | 1.863 | 2.035 | 2.208 | 2.385 | 2.568 | 2.755 | 2.939 | 3.122 | 3.314 | 3.506 | 3.7 | 3.895 | 4.09 | 4.287 | 4.485 | 4.683 | 4.883 | 4.909 | 4.902 | NPgY | GSP | NG FES - Consumer Transformation | Total installed PV capacity - domestic (MW)
NG FES - Consumer Transformation | Gen_BB013 | MW | NPgY | THURCROFT | Total installed PV capacity - domestic (MW) | THUR_6 | 18.993 | 19.073 | 19.902 | 21.075 | 22.558 | 24.541 | 28.924 | 33.163 | 37.409 | 41.66 | 45.906 | 50.119 | 54.665 | 59.197 | 63.754 | 68.33 | 72.993 | 77.846 | 82.778 | 87.64 | 92.501 | 97.564 | 102.653 | 107.769 | 112.912 | 118.083 | 123.282 | 128.508 | 133.762 | 139.044 | 139.73 | 139.543 | NPgY | GSP | NG FES - Consumer Transformation | Total installed PV capacity - domestic (MW)
NG FES - Consumer Transformation | Gen_BB013 | MW | NPgY | WEST MELTON / THORPE MARSH | Total installed PV capacity - domestic (MW) | WMEL_THOM | 29.198 | 29.358 | 31.029 | 33.39 | 36.376 | 40.368 | 49.01 | 57.545 | 66.095 | 74.655 | 83.204 | 91.687 | 100.84 | 109.965 | 119.142 | 128.356 | 137.745 | 147.517 | 157.448 | 167.236 | 177.024 | 187.22 | 197.466 | 207.767 | 218.124 | 228.536 | 239.004 | 249.527 | 260.106 | 270.74 | 272.121 | 271.757 | NPgY | GSP | NG FES - Consumer Transformation | Total installed PV capacity - domestic (MW)
NG FES - Consumer Transformation | Gen_BB013 | MW | NPgY | WEST MELTON SECTION 3 | Total installed PV capacity - domestic (MW) | WMEL_BB3 | 25.561 | 25.702 | 27.182 | 29.274 | 31.918 | 35.454 | 43.101 | 50.661 | 58.233 | 65.814 | 73.387 | 80.899 | 89.006 | 97.088 | 105.216 | 113.376 | 121.692 | 130.347 | 139.142 | 147.812 | 156.481 | 165.511 | 174.585 | 183.709 | 192.881 | 202.103 | 211.374 | 220.694 | 230.064 | 239.482 | 240.706 | 240.384 | NPgY | GSP | NG FES - Consumer Transformation | Total installed PV capacity - domestic (MW)
NG FES - Consumer Transformation | Gen_BB013 | MW | NPgY | WINCOBANK | Total installed PV capacity - domestic (MW) | WIBA_3 | 0.989 | 0.996 | 1.062 | 1.155 | 1.274 | 1.432 | 1.771 | 2.109 | 2.447 | 2.786 | 3.125 | 3.461 | 3.824 | 4.185 | 4.548 | 4.913 | 5.285 | 5.672 | 6.066 | 6.453 | 6.841 | 7.245 | 7.651 | 8.059 | 8.469 | 8.881 | 9.296 | 9.713 | 10.132 | 10.553 | 10.608 | 10.593 | NPgY | GSP | NG FES - Consumer Transformation | Total installed PV capacity - domestic (MW)
NG FES - Consumer Transformation | Gen_BB012 | MW | NPgN | BLYTH 66kV | Total installed PV capacity - I&C and large (MW) | BLYTB1 | 1 | 1.06 | 8.081 | 15.103 | 22.246 | 25.627 | 29.297 | 32.946 | 36.604 | 41.183 | 46.692 | 54.307 | 56.7 | 59.286 | 61.609 | 64.418 | 66.21 | 66.544 | 66.509 | 66.906 | 68.345 | 69.779 | 71.208 | 72.629 | 74.042 | 75.164 | 76.28 | 77.39 | 78.493 | 79.589 | 80.68 | 81.763 | NPgN | GSP | NG FES - Consumer Transformation | Total installed PV capacity - I&C and large (MW)
NG FES - Consumer Transformation | Gen_BB012 | MW | NPgN | BLYTH 132kV | Total installed PV capacity - I&C and large (MW) | BLYTH132 | 0.886 | 0.893 | 13.296 | 25.699 | 38.184 | 43.981 | 50.29 | 56.565 | 62.825 | 70.682 | 80.134 | 93.217 | 97.002 | 101.062 | 104.657 | 109.098 | 111.838 | 112.266 | 112.13 | 112.597 | 114.862 | 117.116 | 119.357 | 121.583 | 123.794 | 125.492 | 127.179 | 128.855 | 130.519 | 132.171 | 133.813 | 135.442 | NPgN | GSP | NG FES - Consumer Transformation | Total installed PV capacity - I&C and large (MW)
NG FES - Consumer Transformation | Gen_BB012 | MW | NPgN | FOURSTONES | Total installed PV capacity - I&C and large (MW) | FOUR_1 | 0.262 | 0.265 | 0.909 | 1.553 | 2.229 | 2.567 | 2.931 | 3.293 | 3.66 | 4.117 | 4.666 | 5.423 | 5.713 | 6.03 | 6.324 | 6.665 | 6.897 | 6.953 | 6.962 | 7.035 | 7.211 | 7.387 | 7.563 | 7.738 | 7.913 | 8.061 | 8.208 | 8.355 | 8.502 | 8.647 | 8.792 | 8.937 | NPgN | GSP | NG FES - Consumer Transformation | Total installed PV capacity - I&C and large (MW)
NG FES - Consumer Transformation | Gen_BB012 | MW | NPgN | HARTMOOR | Total installed PV capacity - I&C and large (MW) | HARM_6 | 0.92 | 0.926 | 4.398 | 7.869 | 11.415 | 13.103 | 14.935 | 16.757 | 18.586 | 20.873 | 23.625 | 27.427 | 28.655 | 29.985 | 31.185 | 32.627 | 33.556 | 33.737 | 33.727 | 33.948 | 34.687 | 35.424 | 36.159 | 36.89 | 37.618 | 38.201 | 38.782 | 39.359 | 39.933 | 40.504 | 41.072 | 41.637 | NPgN | GSP | NG FES - Consumer Transformation | Total installed PV capacity - I&C and large (MW)
NG FES - Consumer Transformation | Gen_BB012 | MW | NPgN | HAWTHORN PIT GRID | Total installed PV capacity - I&C and large (MW) | HAWP_6 | 6.445 | 6.451 | 10.077 | 13.704 | 17.397 | 19.148 | 21.049 | 22.939 | 24.834 | 27.206 | 30.06 | 34.004 | 35.253 | 36.604 | 37.82 | 39.286 | 40.225 | 40.402 | 40.386 | 40.599 | 41.35 | 42.099 | 42.846 | 43.589 | 44.327 | 44.915 | 45.5 | 46.082 | 46.66 | 47.235 | 47.807 | 48.376 | NPgN | GSP | NG FES - Consumer Transformation | Total installed PV capacity - I&C and large (MW)
NG FES - Consumer Transformation | Gen_BB012 | MW | NPgN | KNARESBOROUGH | Total installed PV capacity - I&C and large (MW) | KNARE_111 | 12.216 | 12.231 | 26.656 | 41.08 | 55.674 | 62.512 | 69.945 | 77.337 | 84.728 | 93.993 | 105.139 | 120.557 | 125.202 | 130.204 | 134.664 | 140.116 | 143.536 | 144.122 | 144.005 | 144.678 | 147.463 | 150.238 | 153 | 155.745 | 158.473 | 160.604 | 162.722 | 164.828 | 166.919 | 168.998 | 171.063 | 173.114 | NPgN | GSP | NG FES - Consumer Transformation | Total installed PV capacity - I&C and large (MW)
NG FES - Consumer Transformation | Gen_BB012 | MW | NPgN | LACKENBY | Total installed PV capacity - I&C and large (MW) | LACK_6 | 13.774 | 13.785 | 17.533 | 21.282 | 25.152 | 27.031 | 29.063 | 31.085 | 33.122 | 35.665 | 38.723 | 42.945 | 44.41 | 46.005 | 47.461 | 49.182 | 50.319 | 50.564 | 50.578 | 50.889 | 51.774 | 52.658 | 53.541 | 54.42 | 55.294 | 56.014 | 56.73 | 57.443 | 58.153 | 58.858 | 59.561 | 60.26 | NPgN | GSP | NG FES - Consumer Transformation | Total installed PV capacity - I&C and large (MW)
NG FES - Consumer Transformation | Gen_BB012 | MW | NPgN | NORTON | Total installed PV capacity - I&C and large (MW) | NORT_1 | 59.764 | 59.799 | 89.522 | 119.245 | 149.368 | 163.528 | 178.911 | 194.212 | 209.521 | 228.705 | 251.781 | 283.698 | 293.443 | 303.951 | 313.344 | 324.785 | 332.002 | 333.273 | 333.062 | 334.541 | 340.391 | 346.218 | 352.022 | 357.792 | 363.526 | 368.03 | 372.508 | 376.959 | 381.381 | 385.777 | 390.145 | 394.486 | NPgN | GSP | NG FES - Consumer Transformation | Total installed PV capacity - I&C and large (MW)
NG FES - Consumer Transformation | Gen_BB012 | MW | NPgN | OFFERTON | Total installed PV capacity - I&C and large (MW) | OFFE_3 | 0.15 | 0.153 | 0.414 | 0.674 | 0.977 | 1.152 | 1.337 | 1.521 | 1.713 | 1.948 | 2.231 | 2.617 | 2.83 | 3.069 | 3.298 | 3.549 | 3.735 | 3.793 | 3.813 | 3.893 | 4.024 | 4.156 | 4.289 | 4.422 | 4.554 | 4.675 | 4.797 | 4.918 | 5.039 | 5.16 | 5.28 | 5.4 | NPgN | GSP | NG FES - Consumer Transformation | Total installed PV capacity - I&C and large (MW)
NG FES - Consumer Transformation | Gen_BB012 | MW | NPgN | OSBALDWICK | Total installed PV capacity - I&C and large (MW) | OSBA_1 | 8.455 | 8.476 | 43.783 | 79.089 | 114.641 | 131.162 | 149.139 | 167.018 | 184.858 | 207.248 | 234.183 | 271.462 | 282.28 | 293.891 | 304.176 | 316.871 | 324.715 | 325.949 | 325.568 | 326.924 | 333.399 | 339.842 | 346.25 | 352.616 | 358.94 | 363.803 | 368.633 | 373.433 | 378.198 | 382.931 | 387.632 | 392.3 | NPgN | GSP | NG FES - Consumer Transformation | Total installed PV capacity - I&C and large (MW)
NG FES - Consumer Transformation | Gen_BB012 | MW | NPgN | POPPLETON | Total installed PV capacity - I&C and large (MW) | POPP_3 | 0.429 | 0.431 | 1.517 | 2.602 | 3.718 | 4.254 | 4.835 | 5.413 | 5.995 | 6.721 | 7.595 | 8.802 | 9.207 | 9.648 | 10.048 | 10.524 | 10.835 | 10.899 | 10.9 | 10.98 | 11.224 | 11.468 | 11.712 | 11.954 | 12.196 | 12.392 | 12.587 | 12.781 | 12.975 | 13.167 | 13.358 | 13.548 | NPgN | GSP | NG FES - Consumer Transformation | Total installed PV capacity - I&C and large (MW)
NG FES - Consumer Transformation | Gen_BB012 | MW | NPgN | SALTHOLME | Total installed PV capacity - I&C and large (MW) | SALH_1 | 0.056 | 0.056 | 0.327 | 0.597 | 0.873 | 1.005 | 1.147 | 1.289 | 1.432 | 1.61 | 1.824 | 2.12 | 2.215 | 2.319 | 2.412 | 2.524 | 2.597 | 2.611 | 2.61 | 2.627 | 2.684 | 2.742 | 2.799 | 2.856 | 2.912 | 2.958 | 3.003 | 3.048 | 3.092 | 3.137 | 3.181 | 3.225 | NPgN | GSP | NG FES - Consumer Transformation | Total installed PV capacity - I&C and large (MW)
NG FES - Consumer Transformation | Gen_BB012 | MW | NPgN | SOUTH SHIELDS | Total installed PV capacity - I&C and large (MW) | SSHI_3 | 0.57 | 0.574 | 0.579 | 0.585 | 0.63 | 0.685 | 0.74 | 0.794 | 0.857 | 0.93 | 1.017 | 1.134 | 1.268 | 1.422 | 1.576 | 1.734 | 1.863 | 1.912 | 1.934 | 2.005 | 2.088 | 2.173 | 2.259 | 2.345 | 2.431 | 2.518 | 2.604 | 2.69 | 2.776 | 2.862 | 2.948 | 3.034 | NPgN | GSP | NG FES - Consumer Transformation | Total installed PV capacity - I&C and large (MW)
NG FES - Consumer Transformation | Gen_BB012 | MW | NPgN | SPADEADAM | Total installed PV capacity - I&C and large (MW) | KIELD01 and SPAD20 | 0.064 | 0.065 | 0.569 | 1.072 | 1.588 | 1.836 | 2.104 | 2.371 | 2.639 | 2.974 | 3.377 | 3.933 | 4.118 | 4.318 | 4.499 | 4.715 | 4.856 | 4.885 | 4.884 | 4.92 | 5.031 | 5.141 | 5.252 | 5.362 | 5.472 | 5.56 | 5.649 | 5.736 | 5.824 | 5.91 | 5.997 | 6.083 | NPgN | GSP | NG FES - Consumer Transformation | Total installed PV capacity - I&C and large (MW)
NG FES - Consumer Transformation | Gen_BB012 | MW | NPgN | SPENNYMOOR | Total installed PV capacity - I&C and large (MW) | SPEN_1 | 3.714 | 3.735 | 27.33 | 50.925 | 74.751 | 85.879 | 97.98 | 110.014 | 122.037 | 137.116 | 155.255 | 180.353 | 187.803 | 195.817 | 202.944 | 211.688 | 217.142 | 218.048 | 217.831 | 218.854 | 223.319 | 227.764 | 232.188 | 236.584 | 240.952 | 244.345 | 247.715 | 251.064 | 254.391 | 257.696 | 260.98 | 264.241 | NPgN | GSP | NG FES - Consumer Transformation | Total installed PV capacity - I&C and large (MW)
NG FES - Consumer Transformation | Gen_BB012 | MW | NPgN | STELLA NORTH | Total installed PV capacity - I&C and large (MW) | STEN_1 | 1.976 | 1.989 | 3.634 | 5.279 | 7.071 | 8.017 | 9.03 | 10.037 | 11.072 | 12.349 | 13.886 | 15.996 | 16.947 | 18.002 | 18.996 | 20.116 | 20.911 | 21.131 | 21.19 | 21.49 | 22.071 | 22.654 | 23.24 | 23.824 | 24.406 | 24.92 | 25.433 | 25.945 | 26.454 | 26.963 | 27.47 | 27.975 | NPgN | GSP | NG FES - Consumer Transformation | Total installed PV capacity - I&C and large (MW)
NG FES - Consumer Transformation | Gen_BB012 | MW | NPgN | STELLA SOUTH | Total installed PV capacity - I&C and large (MW) | STES_1 | 6.858 | 6.87 | 18.395 | 29.921 | 41.581 | 47.044 | 52.983 | 58.89 | 64.795 | 72.198 | 81.104 | 93.423 | 97.134 | 101.131 | 104.695 | 109.051 | 111.784 | 112.252 | 112.159 | 112.696 | 114.922 | 117.139 | 119.346 | 121.54 | 123.719 | 125.423 | 127.115 | 128.797 | 130.468 | 132.129 | 133.779 | 135.419 | NPgN | GSP | NG FES - Consumer Transformation | Total installed PV capacity - I&C and large (MW)
NG FES - Consumer Transformation | Gen_BB012 | MW | NPgN | TYNEMOUTH | Total installed PV capacity - I&C and large (MW) | TYNE_1 | 1.281 | 1.289 | 1.739 | 2.189 | 2.727 | 3.046 | 3.384 | 3.72 | 4.073 | 4.503 | 5.021 | 5.727 | 6.141 | 6.607 | 7.056 | 7.544 | 7.91 | 8.027 | 8.069 | 8.233 | 8.488 | 8.745 | 9.004 | 9.263 | 9.521 | 9.761 | 10.001 | 10.24 | 10.478 | 10.717 | 10.955 | 11.192 | NPgN | GSP | NG FES - Consumer Transformation | Total installed PV capacity - I&C and large (MW)
NG FES - Consumer Transformation | Gen_BB012 | MW | NPgN | WEST BOLDON | Total installed PV capacity - I&C and large (MW) | WBOL_6 | 7.379 | 7.391 | 8.781 | 10.172 | 11.701 | 12.518 | 13.392 | 14.262 | 15.157 | 16.261 | 17.589 | 19.411 | 20.261 | 21.205 | 22.098 | 23.099 | 23.815 | 24.018 | 24.076 | 24.353 | 24.873 | 25.395 | 25.919 | 26.443 | 26.964 | 27.428 | 27.891 | 28.353 | 28.814 | 29.273 | 29.731 | 30.188 | NPgN | GSP | NG FES - Consumer Transformation | Total installed PV capacity - I&C and large (MW)
NG FES - Consumer Transformation | Gen_BB012 | MW | NPgY | BRADFORD WEST | Total installed PV capacity - I&C and large (MW) | BRAW_1 | 4.175 | 4.202 | 5.946 | 7.691 | 9.454 | 10.547 | 11.733 | 12.914 | 14.097 | 15.578 | 17.359 | 19.822 | 21.116 | 22.509 | 23.749 | 25.268 | 26.217 | 26.375 | 26.339 | 26.518 | 27.294 | 28.067 | 28.836 | 29.6 | 30.359 | 30.949 | 31.536 | 32.118 | 32.697 | 33.273 | 33.844 | 34.412 | NPgY | GSP | NG FES - Consumer Transformation | Total installed PV capacity - I&C and large (MW)
NG FES - Consumer Transformation | Gen_BB012 | MW | NPgY | CAMBLESFORTH | Total installed PV capacity - I&C and large (MW) | CAMB_01 | 0.914 | 0.941 | 1.263 | 1.585 | 1.925 | 2.158 | 2.407 | 2.656 | 2.911 | 3.227 | 3.606 | 4.126 | 4.461 | 4.831 | 5.174 | 5.569 | 5.841 | 5.91 | 5.923 | 6.013 | 6.217 | 6.422 | 6.627 | 6.831 | 7.034 | 7.208 | 7.382 | 7.555 | 7.727 | 7.899 | 8.07 | 8.24 | NPgY | GSP | NG FES - Consumer Transformation | Total installed PV capacity - I&C and large (MW)
NG FES - Consumer Transformation | Gen_BB012 | MW | NPgY | CREYKE BECK | Total installed PV capacity - I&C and large (MW) | CREB_1 | 27.198 | 27.437 | 40.157 | 52.876 | 65.758 | 73.791 | 82.501 | 91.17 | 99.868 | 110.749 | 123.838 | 141.924 | 151.553 | 161.931 | 171.193 | 182.5 | 189.608 | 190.839 | 190.61 | 192.031 | 197.81 | 203.565 | 209.296 | 214.992 | 220.654 | 225.086 | 229.492 | 233.869 | 238.22 | 242.543 | 246.84 | 251.107 | NPgY | GSP | NG FES - Consumer Transformation | Total installed PV capacity - I&C and large (MW)
NG FES - Consumer Transformation | Gen_BB012 | MW | NPgY | DRAX | Total installed PV capacity - I&C and large (MW) | DRAX_YEDL | 1.331 | 1.37 | 2.909 | 4.447 | 6.013 | 7 | 8.068 | 9.131 | 10.201 | 11.538 | 13.145 | 15.365 | 16.576 | 17.886 | 19.061 | 20.484 | 21.391 | 21.559 | 21.54 | 21.74 | 22.468 | 23.194 | 23.918 | 24.637 | 25.353 | 25.92 | 26.485 | 27.046 | 27.603 | 28.158 | 28.709 | 29.257 | NPgY | GSP | NG FES - Consumer Transformation | Total installed PV capacity - I&C and large (MW)
NG FES - Consumer Transformation | Gen_BB012 | MW | NPgY | ELLAND | Total installed PV capacity - I&C and large (MW) | ELLA_1 | 3.825 | 3.845 | 5.562 | 7.28 | 9.011 | 10.078 | 11.237 | 12.391 | 13.544 | 14.99 | 16.729 | 19.134 | 20.38 | 21.718 | 22.904 | 24.366 | 25.271 | 25.415 | 25.373 | 25.533 | 26.279 | 27.021 | 27.759 | 28.493 | 29.222 | 29.783 | 30.341 | 30.896 | 31.446 | 31.993 | 32.536 | 33.075 | NPgY | GSP | NG FES - Consumer Transformation | Total installed PV capacity - I&C and large (MW)
NG FES - Consumer Transformation | Gen_BB012 | MW | NPgY | FERRYBRIDGE A | Total installed PV capacity - I&C and large (MW) | FERRA2 | 1.199 | 1.232 | 3.721 | 6.209 | 8.72 | 10.272 | 11.957 | 13.634 | 15.312 | 17.414 | 19.943 | 23.44 | 25.263 | 27.223 | 28.963 | 31.103 | 32.433 | 32.649 | 32.592 | 32.834 | 33.926 | 35.013 | 36.095 | 37.169 | 38.237 | 39.063 | 39.884 | 40.7 | 41.51 | 42.314 | 43.114 | 43.908 | NPgY | GSP | NG FES - Consumer Transformation | Total installed PV capacity - I&C and large (MW)
NG FES - Consumer Transformation | Gen_BB012 | MW | NPgY | FERRYBRIDGE B | Total installed PV capacity - I&C and large (MW) | FERRB9 | 22.915 | 23.008 | 29.395 | 35.781 | 42.231 | 46.225 | 50.561 | 54.877 | 59.198 | 64.61 | 71.119 | 80.12 | 84.836 | 89.909 | 94.419 | 99.956 | 103.407 | 103.977 | 103.838 | 104.481 | 107.308 | 110.122 | 112.923 | 115.706 | 118.471 | 120.616 | 122.749 | 124.866 | 126.971 | 129.062 | 131.139 | 133.201 | NPgY | GSP | NG FES - Consumer Transformation | Total installed PV capacity - I&C and large (MW)
NG FES - Consumer Transformation | Gen_BB012 | MW | NPgY | GRIMSBY WEST | Total installed PV capacity - I&C and large (MW) | GRIW_1 | 3.924 | 3.977 | 8.069 | 12.162 | 16.29 | 18.84 | 21.61 | 24.366 | 27.123 | 30.579 | 34.735 | 40.482 | 43.475 | 46.692 | 49.547 | 53.06 | 55.242 | 55.595 | 55.5 | 55.895 | 57.688 | 59.472 | 61.248 | 63.012 | 64.764 | 66.119 | 67.466 | 68.803 | 70.131 | 71.451 | 72.762 | 74.064 | NPgY | GSP | NG FES - Consumer Transformation | Total installed PV capacity - I&C and large (MW)
NG FES - Consumer Transformation | Gen_BB012 | MW | NPgY | JORDANTHORPE | Total installed PV capacity - I&C and large (MW) | JORD_3 | 0.187 | 0.189 | 0.383 | 0.576 | 0.771 | 0.892 | 1.023 | 1.153 | 1.283 | 1.447 | 1.643 | 1.915 | 2.056 | 2.208 | 2.343 | 2.508 | 2.611 | 2.628 | 2.623 | 2.642 | 2.727 | 2.811 | 2.895 | 2.978 | 3.061 | 3.124 | 3.188 | 3.251 | 3.314 | 3.376 | 3.438 | 3.499 | NPgY | GSP | NG FES - Consumer Transformation | Total installed PV capacity - I&C and large (MW)
NG FES - Consumer Transformation | Gen_BB012 | MW | NPgY | KEADBY | Total installed PV capacity - I&C and large (MW) | KEAD_YEDL | 74.805 | 75.218 | 96.445 | 117.673 | 139.181 | 152.608 | 167.164 | 181.653 | 196.194 | 214.381 | 236.258 | 266.485 | 282.619 | 300.014 | 315.548 | 334.493 | 346.421 | 348.501 | 348.132 | 350.542 | 360.226 | 369.873 | 379.479 | 389.027 | 398.518 | 405.957 | 413.354 | 420.702 | 428.007 | 435.266 | 442.48 | 449.646 | NPgY | GSP | NG FES - Consumer Transformation | Total installed PV capacity - I&C and large (MW)
NG FES - Consumer Transformation | Gen_BB012 | MW | NPgY | KIRKSTALL B | Total installed PV capacity - I&C and large (MW) | KIRKB1 | 2.383 | 2.399 | 3.124 | 3.848 | 4.584 | 5.044 | 5.544 | 6.041 | 6.54 | 7.164 | 7.915 | 8.951 | 9.51 | 10.112 | 10.651 | 11.306 | 11.721 | 11.795 | 11.784 | 11.871 | 12.206 | 12.54 | 12.873 | 13.203 | 13.532 | 13.791 | 14.049 | 14.304 | 14.559 | 14.812 | 15.063 | 15.313 | NPgY | GSP | NG FES - Consumer Transformation | Total installed PV capacity - I&C and large (MW)
NG FES - Consumer Transformation | Gen_BB012 | MW | NPgY | NEEPSEND | Total installed PV capacity - I&C and large (MW) | NEEP_3 | 0.233 | 0.235 | 0.303 | 0.371 | 0.44 | 0.484 | 0.532 | 0.579 | 0.627 | 0.686 | 0.758 | 0.856 | 0.911 | 0.97 | 1.022 | 1.086 | 1.127 | 1.135 | 1.134 | 1.144 | 1.176 | 1.209 | 1.241 | 1.274 | 1.306 | 1.331 | 1.357 | 1.382 | 1.407 | 1.433 | 1.457 | 1.482 | NPgY | GSP | NG FES - Consumer Transformation | Total installed PV capacity - I&C and large (MW)
NG FES - Consumer Transformation | Gen_BB012 | MW | NPgY | NORTON LEES | Total installed PV capacity - I&C and large (MW) | NORL_3 | 0.336 | 0.338 | 0.34 | 0.342 | 0.345 | 0.349 | 0.353 | 0.357 | 0.362 | 0.367 | 0.374 | 0.382 | 0.392 | 0.403 | 0.415 | 0.426 | 0.436 | 0.439 | 0.441 | 0.446 | 0.452 | 0.459 | 0.465 | 0.471 | 0.478 | 0.484 | 0.49 | 0.497 | 0.503 | 0.509 | 0.516 | 0.522 | NPgY | GSP | NG FES - Consumer Transformation | Total installed PV capacity - I&C and large (MW)
NG FES - Consumer Transformation | Gen_BB012 | MW | NPgY | PITSMOOR 3/4 | Total installed PV capacity - I&C and large (MW) | PITS_BB_B | 0.229 | 0.23 | 0.231 | 0.232 | 0.234 | 0.236 | 0.239 | 0.241 | 0.243 | 0.246 | 0.249 | 0.253 | 0.258 | 0.263 | 0.268 | 0.274 | 0.278 | 0.28 | 0.28 | 0.282 | 0.285 | 0.288 | 0.291 | 0.294 | 0.297 | 0.3 | 0.303 | 0.306 | 0.308 | 0.311 | 0.314 | 0.317 | NPgY | GSP | NG FES - Consumer Transformation | Total installed PV capacity - I&C and large (MW)
NG FES - Consumer Transformation | Gen_BB012 | MW | NPgY | SALTEND NORTH | Total installed PV capacity - I&C and large (MW) | SALT_1 | 6.971 | 6.996 | 7.028 | 7.06 | 7.108 | 7.163 | 7.218 | 7.273 | 7.336 | 7.409 | 7.496 | 7.613 | 7.742 | 7.89 | 8.038 | 8.191 | 8.313 | 8.359 | 8.38 | 8.445 | 8.526 | 8.607 | 8.69 | 8.773 | 8.856 | 8.938 | 9.02 | 9.101 | 9.183 | 9.265 | 9.347 | 9.429 | NPgY | GSP | NG FES - Consumer Transformation | Total installed PV capacity - I&C and large (MW)
NG FES - Consumer Transformation | Gen_BB012 | MW | NPgY | SHEFFIELD CITY | Total installed PV capacity - I&C and large (MW) | SHEC_3 | 0.235 | 0.236 | 0.25 | 0.265 | 0.28 | 0.291 | 0.302 | 0.313 | 0.324 | 0.338 | 0.355 | 0.378 | 0.392 | 0.408 | 0.422 | 0.439 | 0.451 | 0.453 | 0.454 | 0.457 | 0.466 | 0.475 | 0.483 | 0.492 | 0.501 | 0.508 | 0.515 | 0.522 | 0.53 | 0.537 | 0.544 | 0.551 | NPgY | GSP | NG FES - Consumer Transformation | Total installed PV capacity - I&C and large (MW)
NG FES - Consumer Transformation | Gen_BB012 | MW | NPgY | SKELTON GRANGE | Total installed PV capacity - I&C and large (MW) | SKLGB1 | 6.02 | 6.066 | 7.952 | 9.838 | 11.756 | 12.962 | 14.269 | 15.569 | 16.877 | 18.512 | 20.477 | 23.191 | 24.667 | 26.261 | 27.69 | 29.423 | 30.525 | 30.726 | 30.702 | 30.941 | 31.828 | 32.712 | 33.592 | 34.468 | 35.338 | 36.028 | 36.713 | 37.394 | 38.071 | 38.745 | 39.414 | 40.079 | NPgY | GSP | NG FES - Consumer Transformation | Total installed PV capacity - I&C and large (MW)
NG FES - Consumer Transformation | Gen_BB012 | MW | NPgY | TEMPLEBOROUGH 275/33KV | Total installed PV capacity - I&C and large (MW) | TEMP_3 | 0.008 | 0.01 | 0.063 | 0.115 | 0.168 | 0.202 | 0.239 | 0.276 | 0.313 | 0.359 | 0.415 | 0.492 | 0.535 | 0.582 | 0.624 | 0.675 | 0.708 | 0.714 | 0.714 | 0.722 | 0.748 | 0.774 | 0.8 | 0.825 | 0.851 | 0.872 | 0.892 | 0.913 | 0.933 | 0.953 | 0.973 | 0.993 | NPgY | GSP | NG FES - Consumer Transformation | Total installed PV capacity - I&C and large (MW)
NG FES - Consumer Transformation | Gen_BB012 | MW | NPgY | THURCROFT | Total installed PV capacity - I&C and large (MW) | THUR_6 | 3.292 | 3.344 | 8.647 | 13.95 | 19.288 | 22.569 | 26.134 | 29.683 | 33.228 | 37.674 | 43.022 | 50.421 | 54.227 | 58.312 | 61.927 | 66.394 | 69.15 | 69.58 | 69.442 | 69.911 | 72.189 | 74.455 | 76.709 | 78.948 | 81.173 | 82.88 | 84.577 | 86.261 | 87.934 | 89.596 | 91.246 | 92.884 | NPgY | GSP | NG FES - Consumer Transformation | Total installed PV capacity - I&C and large (MW)
NG FES - Consumer Transformation | Gen_BB012 | MW | NPgY | WEST MELTON / THORPE MARSH | Total installed PV capacity - I&C and large (MW) | WMEL_THOM | 13.835 | 13.92 | 18.796 | 23.672 | 28.605 | 31.675 | 35.005 | 38.32 | 41.643 | 45.802 | 50.804 | 57.718 | 61.381 | 65.327 | 68.844 | 73.145 | 75.842 | 76.302 | 76.209 | 76.737 | 78.934 | 81.123 | 83.301 | 85.466 | 87.618 | 89.298 | 90.968 | 92.627 | 94.276 | 95.914 | 97.542 | 99.159 | NPgY | GSP | NG FES - Consumer Transformation | Total installed PV capacity - I&C and large (MW)
NG FES - Consumer Transformation | Gen_BB012 | MW | NPgY | WEST MELTON SECTION 3 | Total installed PV capacity - I&C and large (MW) | WMEL_BB3 | 5.607 | 5.679 | 10.879 | 16.079 | 21.328 | 24.575 | 28.1 | 31.609 | 35.121 | 39.52 | 44.812 | 52.13 | 55.953 | 60.065 | 63.719 | 68.207 | 71.001 | 71.459 | 71.342 | 71.856 | 74.148 | 76.429 | 78.699 | 80.954 | 83.195 | 84.931 | 86.656 | 88.369 | 90.072 | 91.763 | 93.443 | 95.112 | NPgY | GSP | NG FES - Consumer Transformation | Total installed PV capacity - I&C and large (MW)
NG FES - Consumer Transformation | Gen_BB012 | MW | NPgY | WINCOBANK | Total installed PV capacity - I&C and large (MW) | WIBA_3 | 0.233 | 0.237 | 0.419 | 0.601 | 0.786 | 0.901 | 1.026 | 1.15 | 1.275 | 1.431 | 1.619 | 1.878 | 2.017 | 2.166 | 2.299 | 2.462 | 2.564 | 2.582 | 2.579 | 2.599 | 2.682 | 2.765 | 2.848 | 2.929 | 3.011 | 3.075 | 3.138 | 3.201 | 3.264 | 3.326 | 3.388 | 3.449 | NPgY | GSP | NG FES - Consumer Transformation | Total installed PV capacity - I&C and large (MW)
NG FES - Consumer Transformation | Gen_BB004 | MW | NPgN | BLYTH 66kV | Total installed renewable engine capacity (MW) | BLYTB1 | 0 | 0 | 0.004 | 0.009 | 0.021 | 0.045 | 0.079 | 0.121 | 0.161 | 0.199 | 0.236 | 0.205 | 0.171 | 0.118 | 0.06 | 0.021 | 0.013 | 0 | 0 | 0 | 0 | 0 | 0 | 0 | 0 | 0 | 0 | 0 | 0 | 0 | 0 | 0 | NPgN | GSP | NG FES - Consumer Transformation | Total installed renewable engine capacity (MW)
NG FES - Consumer Transformation | Gen_BB004 | MW | NPgN | BLYTH 132kV | Total installed renewable engine capacity (MW) | BLYTH132 | 0 | 0 | 0.008 | 0.016 | 0.037 | 0.08 | 0.139 | 0.214 | 0.285 | 0.353 | 0.417 | 0.363 | 0.302 | 0.209 | 0.107 | 0.037 | 0.023 | 0 | 0 | 0 | 0 | 0 | 0 | 0 | 0 | 0 | 0 | 0 | 0 | 0 | 0 | 0 | NPgN | GSP | NG FES - Consumer Transformation | Total installed renewable engine capacity (MW)
NG FES - Consumer Transformation | Gen_BB004 | MW | NPgN | FOURSTONES | Total installed renewable engine capacity (MW) | FOUR_1 | 0 | 0 | 0 | 0.001 | 0.002 | 0.004 | 0.007 | 0.011 | 0.015 | 0.018 | 0.022 | 0.019 | 0.016 | 0.011 | 0.006 | 0.002 | 0.001 | 0 | 0 | 0 | 0 | 0 | 0 | 0 | 0 | 0 | 0 | 0 | 0 | 0 | 0 | 0 | NPgN | GSP | NG FES - Consumer Transformation | Total installed renewable engine capacity (MW)
NG FES - Consumer Transformation | Gen_BB004 | MW | NPgN | HARTMOOR | Total installed renewable engine capacity (MW) | HARM_6 | 0 | 0 | 0.002 | 0.004 | 0.01 | 0.022 | 0.039 | 0.06 | 0.08 | 0.099 | 0.117 | 0.102 | 0.085 | 0.058 | 0.03 | 0.01 | 0.007 | 0 | 0 | 0 | 0 | 0 | 0 | 0 | 0 | 0 | 0 | 0 | 0 | 0 | 0 | 0 | NPgN | GSP | NG FES - Consumer Transformation | Total installed renewable engine capacity (MW)
NG FES - Consumer Transformation | Gen_BB004 | MW | NPgN | HAWTHORN PIT GRID | Total installed renewable engine capacity (MW) | HAWP_6 | 0 | 0 | 0.002 | 0.005 | 0.011 | 0.023 | 0.041 | 0.063 | 0.083 | 0.103 | 0.122 | 0.106 | 0.088 | 0.061 | 0.031 | 0.011 | 0.007 | 0 | 0 | 0 | 0 | 0 | 0 | 0 | 0 | 0 | 0 | 0 | 0 | 0 | 0 | 0 | NPgN | GSP | NG FES - Consumer Transformation | Total installed renewable engine capacity (MW)
NG FES - Consumer Transformation | Gen_BB004 | MW | NPgN | KNARESBOROUGH | Total installed renewable engine capacity (MW) | KNARE_111 | 0 | 0 | 0.009 | 0.018 | 0.043 | 0.093 | 0.162 | 0.249 | 0.332 | 0.41 | 0.485 | 0.422 | 0.352 | 0.243 | 0.124 | 0.042 | 0.027 | 0 | 0 | 0 | 0 | 0 | 0 | 0 | 0 | 0 | 0 | 0 | 0 | 0 | 0 | 0 | NPgN | GSP | NG FES - Consumer Transformation | Total installed renewable engine capacity (MW)
NG FES - Consumer Transformation | Gen_BB004 | MW | NPgN | LACKENBY | Total installed renewable engine capacity (MW) | LACK_6 | 0.285 | 0.285 | 0.287 | 0.29 | 0.296 | 0.309 | 0.327 | 0.35 | 0.371 | 0.391 | 0.411 | 0.395 | 0.376 | 0.348 | 0.317 | 0.296 | 0.292 | 0.285 | 0.285 | 0.285 | 0.285 | 0.285 | 0.285 | 0.285 | 0.285 | 0.285 | 0.285 | 0.285 | 0.285 | 0.285 | 0.285 | 0.285 | NPgN | GSP | NG FES - Consumer Transformation | Total installed renewable engine capacity (MW)
NG FES - Consumer Transformation | Gen_BB004 | MW | NPgN | NORTON | Total installed renewable engine capacity (MW) | NORT_1 | 0 | 0 | 0.019 | 0.038 | 0.089 | 0.191 | 0.333 | 0.513 | 0.683 | 0.845 | 0.999 | 0.87 | 0.724 | 0.501 | 0.255 | 0.087 | 0.056 | 0 | 0 | 0 | 0 | 0 | 0 | 0 | 0 | 0 | 0 | 0 | 0 | 0 | 0 | 0 | NPgN | GSP | NG FES - Consumer Transformation | Total installed renewable engine capacity (MW)
NG FES - Consumer Transformation | Gen_BB004 | MW | NPgN | OFFERTON | Total installed renewable engine capacity (MW) | OFFE_3 | 0 | 0 | 0 | 0 | 0.001 | 0.002 | 0.003 | 0.004 | 0.006 | 0.007 | 0.009 | 0.008 | 0.006 | 0.004 | 0.002 | 0.001 | 0 | 0 | 0 | 0 | 0 | 0 | 0 | 0 | 0 | 0 | 0 | 0 | 0 | 0 | 0 | 0 | NPgN | GSP | NG FES - Consumer Transformation | Total installed renewable engine capacity (MW)
NG FES - Consumer Transformation | Gen_BB004 | MW | NPgN | OSBALDWICK | Total installed renewable engine capacity (MW) | OSBA_1 | 0 | 0 | 0.022 | 0.045 | 0.106 | 0.227 | 0.395 | 0.61 | 0.812 | 1.004 | 1.187 | 1.034 | 0.861 | 0.595 | 0.304 | 0.104 | 0.067 | 0 | 0 | 0 | 0 | 0 | 0 | 0 | 0 | 0 | 0 | 0 | 0 | 0 | 0 | 0 | NPgN | GSP | NG FES - Consumer Transformation | Total installed renewable engine capacity (MW)
NG FES - Consumer Transformation | Gen_BB004 | MW | NPgN | POPPLETON | Total installed renewable engine capacity (MW) | POPP_3 | 0 | 0 | 0.001 | 0.001 | 0.003 | 0.007 | 0.012 | 0.019 | 0.025 | 0.031 | 0.036 | 0.032 | 0.026 | 0.018 | 0.009 | 0.003 | 0.002 | 0 | 0 | 0 | 0 | 0 | 0 | 0 | 0 | 0 | 0 | 0 | 0 | 0 | 0 | 0 | NPgN | GSP | NG FES - Consumer Transformation | Total installed renewable engine capacity (MW)
NG FES - Consumer Transformation | Gen_BB004 | MW | NPgN | SALTHOLME | Total installed renewable engine capacity (MW) | SALH_1 | 0 | 0 | 0 | 0 | 0.001 | 0.002 | 0.003 | 0.005 | 0.006 | 0.008 | 0.009 | 0.008 | 0.007 | 0.005 | 0.002 | 0.001 | 0.001 | 0 | 0 | 0 | 0 | 0 | 0 | 0 | 0 | 0 | 0 | 0 | 0 | 0 | 0 | 0 | NPgN | GSP | NG FES - Consumer Transformation | Total installed renewable engine capacity (MW)
NG FES - Consumer Transformation | Gen_BB004 | MW | NPgN | SOUTH SHIELDS | Total installed renewable engine capacity (MW) | SSHI_3 | 0 | 0 | 0 | 0 | 0 | 0 | 0 | 0 | 0 | 0 | 0 | 0 | 0 | 0 | 0 | 0 | 0 | 0 | 0 | 0 | 0 | 0 | 0 | 0 | 0 | 0 | 0 | 0 | 0 | 0 | 0 | 0 | NPgN | GSP | NG FES - Consumer Transformation | Total installed renewable engine capacity (MW)
NG FES - Consumer Transformation | Gen_BB004 | MW | NPgN | SPADEADAM | Total installed renewable engine capacity (MW) | KIELD01 and SPAD20 | 0 | 0 | 0 | 0.001 | 0.002 | 0.003 | 0.006 | 0.009 | 0.012 | 0.014 | 0.017 | 0.015 | 0.012 | 0.008 | 0.004 | 0.001 | 0.001 | 0 | 0 | 0 | 0 | 0 | 0 | 0 | 0 | 0 | 0 | 0 | 0 | 0 | 0 | 0 | NPgN | GSP | NG FES - Consumer Transformation | Total installed renewable engine capacity (MW)
NG FES - Consumer Transformation | Gen_BB004 | MW | NPgN | SPENNYMOOR | Total installed renewable engine capacity (MW) | SPEN_1 | 0 | 0 | 0.015 | 0.03 | 0.071 | 0.152 | 0.264 | 0.407 | 0.542 | 0.671 | 0.793 | 0.691 | 0.575 | 0.398 | 0.203 | 0.069 | 0.045 | 0 | 0 | 0 | 0 | 0 | 0 | 0 | 0 | 0 | 0 | 0 | 0 | 0 | 0 | 0 | NPgN | GSP | NG FES - Consumer Transformation | Total installed renewable engine capacity (MW)
NG FES - Consumer Transformation | Gen_BB004 | MW | NPgN | STELLA NORTH | Total installed renewable engine capacity (MW) | STEN_1 | 0 | 0 | 0.001 | 0.002 | 0.005 | 0.01 | 0.018 | 0.028 | 0.038 | 0.046 | 0.055 | 0.048 | 0.04 | 0.028 | 0.014 | 0.005 | 0.003 | 0 | 0 | 0 | 0 | 0 | 0 | 0 | 0 | 0 | 0 | 0 | 0 | 0 | 0 | 0 | NPgN | GSP | NG FES - Consumer Transformation | Total installed renewable engine capacity (MW)
NG FES - Consumer Transformation | Gen_BB004 | MW | NPgN | STELLA SOUTH | Total installed renewable engine capacity (MW) | STES_1 | 0 | 0 | 0.007 | 0.015 | 0.035 | 0.074 | 0.129 | 0.199 | 0.265 | 0.328 | 0.387 | 0.337 | 0.281 | 0.194 | 0.099 | 0.034 | 0.022 | 0 | 0 | 0 | 0 | 0 | 0 | 0 | 0 | 0 | 0 | 0 | 0 | 0 | 0 | 0 | NPgN | GSP | NG FES - Consumer Transformation | Total installed renewable engine capacity (MW)
NG FES - Consumer Transformation | Gen_BB004 | MW | NPgN | TYNEMOUTH | Total installed renewable engine capacity (MW) | TYNE_1 | 0 | 0 | 0 | 0.001 | 0.001 | 0.003 | 0.005 | 0.008 | 0.01 | 0.013 | 0.015 | 0.013 | 0.011 | 0.007 | 0.004 | 0.001 | 0.001 | 0 | 0 | 0 | 0 | 0 | 0 | 0 | 0 | 0 | 0 | 0 | 0 | 0 | 0 | 0 | NPgN | GSP | NG FES - Consumer Transformation | Total installed renewable engine capacity (MW)
NG FES - Consumer Transformation | Gen_BB004 | MW | NPgN | WEST BOLDON | Total installed renewable engine capacity (MW) | WBOL_6 | 0 | 0 | 0.001 | 0.002 | 0.004 | 0.009 | 0.015 | 0.024 | 0.032 | 0.039 | 0.046 | 0.04 | 0.034 | 0.023 | 0.012 | 0.004 | 0.003 | 0 | 0 | 0 | 0 | 0 | 0 | 0 | 0 | 0 | 0 | 0 | 0 | 0 | 0 | 0 | NPgN | GSP | NG FES - Consumer Transformation | Total installed renewable engine capacity (MW)
NG FES - Consumer Transformation | Gen_BB004 | MW | NPgY | BRADFORD WEST | Total installed renewable engine capacity (MW) | BRAW_1 | 1.449 | 1.449 | 1.583 | 1.683 | 1.706 | 1.772 | 1.847 | 1.929 | 2.013 | 2.099 | 2.187 | 2.24 | 2.294 | 2.341 | 2.388 | 2.45 | 2.534 | 2.522 | 2.505 | 2.519 | 2.55 | 2.584 | 2.594 | 2.585 | 2.583 | 2.584 | 2.587 | 2.592 | 2.6 | 2.611 | 2.621 | 2.634 | NPgY | GSP | NG FES - Consumer Transformation | Total installed renewable engine capacity (MW)
NG FES - Consumer Transformation | Gen_BB004 | MW | NPgY | CAMBLESFORTH | Total installed renewable engine capacity (MW) | CAMB_01 | 0 | 0 | 0.023 | 0.04 | 0.044 | 0.056 | 0.068 | 0.082 | 0.097 | 0.112 | 0.127 | 0.136 | 0.145 | 0.153 | 0.161 | 0.172 | 0.186 | 0.184 | 0.181 | 0.184 | 0.189 | 0.195 | 0.197 | 0.195 | 0.195 | 0.195 | 0.195 | 0.196 | 0.198 | 0.199 | 0.201 | 0.203 | NPgY | GSP | NG FES - Consumer Transformation | Total installed renewable engine capacity (MW)
NG FES - Consumer Transformation | Gen_BB004 | MW | NPgY | CREYKE BECK | Total installed renewable engine capacity (MW) | CREB_1 | 15.733 | 15.733 | 16.706 | 17.435 | 17.601 | 18.083 | 18.624 | 19.223 | 19.833 | 20.456 | 21.096 | 21.481 | 21.875 | 22.213 | 22.557 | 23.003 | 23.616 | 23.532 | 23.406 | 23.511 | 23.735 | 23.983 | 24.054 | 23.989 | 23.976 | 23.982 | 24.004 | 24.04 | 24.097 | 24.173 | 24.25 | 24.339 | NPgY | GSP | NG FES - Consumer Transformation | Total installed renewable engine capacity (MW)
NG FES - Consumer Transformation | Gen_BB004 | MW | NPgY | DRAX | Total installed renewable engine capacity (MW) | DRAX_YEDL | 6 | 6 | 6.117 | 6.204 | 6.224 | 6.282 | 6.347 | 6.419 | 6.492 | 6.567 | 6.644 | 6.69 | 6.738 | 6.778 | 6.82 | 6.873 | 6.947 | 6.937 | 6.922 | 6.934 | 6.961 | 6.991 | 6.999 | 6.992 | 6.99 | 6.991 | 6.993 | 6.998 | 7.005 | 7.014 | 7.023 | 7.034 | NPgY | GSP | NG FES - Consumer Transformation | Total installed renewable engine capacity (MW)
NG FES - Consumer Transformation | Gen_BB004 | MW | NPgY | ELLAND | Total installed renewable engine capacity (MW) | ELLA_1 | 3.211 | 3.211 | 3.343 | 3.443 | 3.465 | 3.531 | 3.604 | 3.686 | 3.769 | 3.854 | 3.941 | 3.993 | 4.046 | 4.092 | 4.139 | 4.2 | 4.283 | 4.272 | 4.255 | 4.269 | 4.3 | 4.333 | 4.343 | 4.334 | 4.332 | 4.333 | 4.336 | 4.341 | 4.349 | 4.359 | 4.37 | 4.382 | NPgY | GSP | NG FES - Consumer Transformation | Total installed renewable engine capacity (MW)
NG FES - Consumer Transformation | Gen_BB004 | MW | NPgY | FERRYBRIDGE A | Total installed renewable engine capacity (MW) | FERRA2 | 2.779 | 2.779 | 2.97 | 3.114 | 3.147 | 3.241 | 3.348 | 3.466 | 3.586 | 3.708 | 3.834 | 3.91 | 3.987 | 4.054 | 4.121 | 4.209 | 4.33 | 4.313 | 4.289 | 4.309 | 4.353 | 4.402 | 4.416 | 4.403 | 4.401 | 4.402 | 4.406 | 4.413 | 4.425 | 4.439 | 4.455 | 4.472 | NPgY | GSP | NG FES - Consumer Transformation | Total installed renewable engine capacity (MW)
NG FES - Consumer Transformation | Gen_BB004 | MW | NPgY | FERRYBRIDGE B | Total installed renewable engine capacity (MW) | FERRB9 | 28.72 | 28.72 | 29.211 | 29.578 | 29.662 | 29.905 | 30.177 | 30.48 | 30.787 | 31.102 | 31.424 | 31.618 | 31.817 | 31.987 | 32.161 | 32.386 | 32.695 | 32.652 | 32.589 | 32.642 | 32.755 | 32.88 | 32.915 | 32.883 | 32.876 | 32.879 | 32.891 | 32.909 | 32.937 | 32.976 | 33.015 | 33.06 | NPgY | GSP | NG FES - Consumer Transformation | Total installed renewable engine capacity (MW)
NG FES - Consumer Transformation | Gen_BB004 | MW | NPgY | GRIMSBY WEST | Total installed renewable engine capacity (MW) | GRIW_1 | 4 | 4 | 4.315 | 4.551 | 4.605 | 4.761 | 4.936 | 5.129 | 5.327 | 5.529 | 5.736 | 5.86 | 5.988 | 6.097 | 6.209 | 6.353 | 6.551 | 6.524 | 6.484 | 6.517 | 6.59 | 6.67 | 6.693 | 6.672 | 6.668 | 6.67 | 6.677 | 6.689 | 6.707 | 6.732 | 6.757 | 6.786 | NPgY | GSP | NG FES - Consumer Transformation | Total installed renewable engine capacity (MW)
NG FES - Consumer Transformation | Gen_BB004 | MW | NPgY | JORDANTHORPE | Total installed renewable engine capacity (MW) | JORD_3 | 0 | 0 | 0.015 | 0.026 | 0.029 | 0.036 | 0.044 | 0.053 | 0.063 | 0.072 | 0.082 | 0.088 | 0.094 | 0.099 | 0.104 | 0.111 | 0.121 | 0.119 | 0.117 | 0.119 | 0.123 | 0.126 | 0.127 | 0.126 | 0.126 | 0.126 | 0.127 | 0.127 | 0.128 | 0.129 | 0.13 | 0.132 | NPgY | GSP | NG FES - Consumer Transformation | Total installed renewable engine capacity (MW)
NG FES - Consumer Transformation | Gen_BB004 | MW | NPgY | KEADBY | Total installed renewable engine capacity (MW) | KEAD_YEDL | 12.43 | 12.43 | 14.052 | 15.269 | 15.546 | 16.349 | 17.251 | 18.25 | 19.267 | 20.307 | 21.374 | 22.016 | 22.672 | 23.236 | 23.81 | 24.554 | 25.577 | 25.436 | 25.227 | 25.401 | 25.775 | 26.189 | 26.306 | 26.199 | 26.176 | 26.187 | 26.224 | 26.284 | 26.379 | 26.505 | 26.635 | 26.783 | NPgY | GSP | NG FES - Consumer Transformation | Total installed renewable engine capacity (MW)
NG FES - Consumer Transformation | Gen_BB004 | MW | NPgY | KIRKSTALL B | Total installed renewable engine capacity (MW) | KIRKB1 | 0 | 0 | 0.055 | 0.097 | 0.106 | 0.133 | 0.164 | 0.198 | 0.233 | 0.268 | 0.305 | 0.326 | 0.349 | 0.368 | 0.388 | 0.413 | 0.448 | 0.443 | 0.436 | 0.442 | 0.454 | 0.469 | 0.473 | 0.469 | 0.468 | 0.468 | 0.47 | 0.472 | 0.475 | 0.479 | 0.484 | 0.489 | NPgY | GSP | NG FES - Consumer Transformation | Total installed renewable engine capacity (MW)
NG FES - Consumer Transformation | Gen_BB004 | MW | NPgY | NEEPSEND | Total installed renewable engine capacity (MW) | NEEP_3 | 2.5 | 2.5 | 2.505 | 2.509 | 2.51 | 2.512 | 2.515 | 2.518 | 2.522 | 2.525 | 2.528 | 2.53 | 2.533 | 2.534 | 2.536 | 2.539 | 2.542 | 2.541 | 2.541 | 2.541 | 2.542 | 2.544 | 2.544 | 2.544 | 2.544 | 2.544 | 2.544 | 2.544 | 2.544 | 2.545 | 2.545 | 2.546 | NPgY | GSP | NG FES - Consumer Transformation | Total installed renewable engine capacity (MW)
NG FES - Consumer Transformation | Gen_BB004 | MW | NPgY | NORTON LEES | Total installed renewable engine capacity (MW) | NORL_3 | 0 | 0 | 0 | 0 | 0 | 0 | 0 | 0 | 0 | 0 | 0 | 0 | 0 | 0 | 0 | 0 | 0 | 0 | 0 | 0 | 0 | 0 | 0 | 0 | 0 | 0 | 0 | 0 | 0 | 0 | 0 | 0 | NPgY | GSP | NG FES - Consumer Transformation | Total installed renewable engine capacity (MW)
NG FES - Consumer Transformation | Gen_BB004 | MW | NPgY | PITSMOOR 3/4 | Total installed renewable engine capacity (MW) | PITS_BB_B | 0 | 0 | 0 | 0 | 0 | 0 | 0 | 0 | 0 | 0 | 0 | 0 | 0 | 0 | 0 | 0 | 0 | 0 | 0 | 0 | 0 | 0 | 0 | 0 | 0 | 0 | 0 | 0 | 0 | 0 | 0 | 0 | NPgY | GSP | NG FES - Consumer Transformation | Total installed renewable engine capacity (MW)
NG FES - Consumer Transformation | Gen_BB004 | MW | NPgY | SALTEND NORTH | Total installed renewable engine capacity (MW) | SALT_1 | 0 | 0 | 0.001 | 0.001 | 0.001 | 0.001 | 0.002 | 0.002 | 0.003 | 0.003 | 0.003 | 0.004 | 0.004 | 0.004 | 0.004 | 0.005 | 0.005 | 0.005 | 0.005 | 0.005 | 0.005 | 0.005 | 0.005 | 0.005 | 0.005 | 0.005 | 0.005 | 0.005 | 0.005 | 0.005 | 0.005 | 0.005 | NPgY | GSP | NG FES - Consumer Transformation | Total installed renewable engine capacity (MW)
NG FES - Consumer Transformation | Gen_BB004 | MW | NPgY | SHEFFIELD CITY | Total installed renewable engine capacity (MW) | SHEC_3 | 0 | 0 | 0.001 | 0.002 | 0.002 | 0.003 | 0.003 | 0.004 | 0.004 | 0.005 | 0.006 | 0.006 | 0.007 | 0.007 | 0.007 | 0.008 | 0.009 | 0.009 | 0.008 | 0.009 | 0.009 | 0.009 | 0.009 | 0.009 | 0.009 | 0.009 | 0.009 | 0.009 | 0.009 | 0.009 | 0.009 | 0.009 | NPgY | GSP | NG FES - Consumer Transformation | Total installed renewable engine capacity (MW)
NG FES - Consumer Transformation | Gen_BB004 | MW | NPgY | SKELTON GRANGE | Total installed renewable engine capacity (MW) | SKLGB1 | 10.765 | 10.765 | 10.908 | 11.016 | 11.04 | 11.111 | 11.191 | 11.279 | 11.369 | 11.461 | 11.556 | 11.612 | 11.67 | 11.72 | 11.771 | 11.837 | 11.927 | 11.915 | 11.896 | 11.912 | 11.945 | 11.981 | 11.992 | 11.982 | 11.98 | 11.981 | 11.984 | 11.99 | 11.998 | 12.009 | 12.021 | 12.034 | NPgY | GSP | NG FES - Consumer Transformation | Total installed renewable engine capacity (MW)
NG FES - Consumer Transformation | Gen_BB004 | MW | NPgY | TEMPLEBOROUGH 275/33KV | Total installed renewable engine capacity (MW) | TEMP_3 | 0 | 0 | 0.004 | 0.007 | 0.008 | 0.01 | 0.012 | 0.014 | 0.017 | 0.019 | 0.022 | 0.023 | 0.025 | 0.026 | 0.028 | 0.029 | 0.032 | 0.032 | 0.031 | 0.031 | 0.032 | 0.033 | 0.034 | 0.033 | 0.033 | 0.033 | 0.033 | 0.034 | 0.034 | 0.034 | 0.034 | 0.035 | NPgY | GSP | NG FES - Consumer Transformation | Total installed renewable engine capacity (MW)
NG FES - Consumer Transformation | Gen_BB004 | MW | NPgY | THURCROFT | Total installed renewable engine capacity (MW) | THUR_6 | 16.217 | 16.217 | 16.626 | 16.933 | 17.003 | 17.206 | 17.433 | 17.685 | 17.942 | 18.204 | 18.473 | 18.635 | 18.801 | 18.943 | 19.087 | 19.275 | 19.533 | 19.498 | 19.445 | 19.489 | 19.583 | 19.688 | 19.717 | 19.69 | 19.684 | 19.687 | 19.696 | 19.712 | 19.735 | 19.767 | 19.8 | 19.837 | NPgY | GSP | NG FES - Consumer Transformation | Total installed renewable engine capacity (MW)
NG FES - Consumer Transformation | Gen_BB004 | MW | NPgY | WEST MELTON / THORPE MARSH | Total installed renewable engine capacity (MW) | WMEL_THOM | 64.008 | 64.008 | 64.381 | 64.661 | 64.725 | 64.91 | 65.117 | 65.347 | 65.582 | 65.821 | 66.067 | 66.214 | 66.365 | 66.495 | 66.627 | 66.798 | 67.034 | 67.001 | 66.953 | 66.993 | 67.079 | 67.175 | 67.202 | 67.177 | 67.172 | 67.174 | 67.183 | 67.197 | 67.218 | 67.247 | 67.277 | 67.311 | NPgY | GSP | NG FES - Consumer Transformation | Total installed renewable engine capacity (MW)
NG FES - Consumer Transformation | Gen_BB004 | MW | NPgY | WEST MELTON SECTION 3 | Total installed renewable engine capacity (MW) | WMEL_BB3 | 26.6 | 26.6 | 27 | 27.299 | 27.368 | 27.565 | 27.788 | 28.034 | 28.284 | 28.541 | 28.803 | 28.962 | 29.123 | 29.262 | 29.403 | 29.587 | 29.839 | 29.804 | 29.753 | 29.796 | 29.888 | 29.99 | 30.018 | 29.992 | 29.986 | 29.989 | 29.998 | 30.013 | 30.036 | 30.068 | 30.099 | 30.136 | NPgY | GSP | NG FES - Consumer Transformation | Total installed renewable engine capacity (MW)
NG FES - Consumer Transformation | Gen_BB004 | MW | NPgY | WINCOBANK | Total installed renewable engine capacity (MW) | WIBA_3 | 0.475 | 0.475 | 0.489 | 0.499 | 0.502 | 0.509 | 0.516 | 0.525 | 0.534 | 0.543 | 0.552 | 0.557 | 0.563 | 0.568 | 0.573 | 0.579 | 0.588 | 0.587 | 0.585 | 0.586 | 0.59 | 0.593 | 0.594 | 0.593 | 0.593 | 0.593 | 0.593 | 0.594 | 0.595 | 0.596 | 0.597 | 0.598 | NPgY | GSP | NG FES - Consumer Transformation | Total installed renewable engine capacity (MW)
NG FES - Consumer Transformation | Gen_BB001_NPgAggregate | MW | NPgN | BLYTH 66kV | Total installed renewable generation capacity (MW) | BLYTB1 | 141.2 | 141.271 | 149.444 | 158.066 | 167.086 | 172.986 | 182.091 | 202.636 | 224.183 | 247.413 | 272.073 | 299.552 | 323.143 | 347.847 | 373.373 | 400.543 | 428.088 | 455.829 | 484.714 | 515.281 | 548.386 | 581.04 | 612.887 | 644.841 | 676.786 | 708.316 | 739.586 | 769.028 | 799.329 | 830.523 | 862.641 | 891.281 | NPgN | GSP | NG FES - Consumer Transformation | Total installed renewable generation capacity (MW)
NG FES - Consumer Transformation | Gen_BB001_NPgAggregate | MW | NPgN | BLYTH 132kV | Total installed renewable generation capacity (MW) | BLYTH132 | 492.747 | 492.785 | 505.557 | 518.47 | 531.559 | 538.177 | 546.218 | 556.828 | 567.643 | 580.221 | 591.142 | 605.743 | 611.37 | 617.448 | 623.299 | 630.287 | 635.95 | 639.695 | 643.246 | 647.669 | 654.225 | 660.689 | 666.961 | 673.248 | 679.523 | 685.26 | 690.932 | 696.188 | 701.629 | 707.265 | 713.102 | 721.125 | NPgN | GSP | NG FES - Consumer Transformation | Total installed renewable generation capacity (MW)
NG FES - Consumer Transformation | Gen_BB001_NPgAggregate | MW | NPgN | FOURSTONES | Total installed renewable generation capacity (MW) | FOUR_1 | 91.465 | 91.436 | 92.182 | 92.969 | 93.813 | 94.376 | 95.235 | 96.097 | 96.963 | 97.916 | 98.959 | 100.193 | 100.996 | 101.821 | 102.625 | 103.478 | 104.24 | 104.862 | 105.45 | 106.088 | 106.825 | 107.586 | 108.35 | 109.116 | 109.885 | 110.63 | 111.378 | 112.129 | 112.883 | 113.639 | 114.397 | 114.738 | NPgN | GSP | NG FES - Consumer Transformation | Total installed renewable generation capacity (MW)
NG FES - Consumer Transformation | Gen_BB001_NPgAggregate | MW | NPgN | HARTMOOR | Total installed renewable generation capacity (MW) | HARM_6 | 54.508 | 54.503 | 58.408 | 62.484 | 66.739 | 69.384 | 73.282 | 77.447 | 81.636 | 86.294 | 91.419 | 97.543 | 101.26 | 105.071 | 108.783 | 112.776 | 116.361 | 119.371 | 122.282 | 125.385 | 129.031 | 132.754 | 136.466 | 140.186 | 143.913 | 147.504 | 151.096 | 154.655 | 158.24 | 161.854 | 165.496 | 167.376 | NPgN | GSP | NG FES - Consumer Transformation | Total installed renewable generation capacity (MW)
NG FES - Consumer Transformation | Gen_BB001_NPgAggregate | MW | NPgN | HAWTHORN PIT GRID | Total installed renewable generation capacity (MW) | HAWP_6 | 37.89 | 37.807 | 42.002 | 46.421 | 51.045 | 54.047 | 58.681 | 64.292 | 69.988 | 76.22 | 82.985 | 90.832 | 96.259 | 101.835 | 107.378 | 113.286 | 118.867 | 123.988 | 129.112 | 134.496 | 140.537 | 146.641 | 152.682 | 158.741 | 164.807 | 170.725 | 176.63 | 182.385 | 188.224 | 194.15 | 200.166 | 203.921 | NPgN | GSP | NG FES - Consumer Transformation | Total installed renewable generation capacity (MW)
NG FES - Consumer Transformation | Gen_BB001_NPgAggregate | MW | NPgN | KNARESBOROUGH | Total installed renewable generation capacity (MW) | KNARE_111 | 37.882 | 37.925 | 53.256 | 68.937 | 85.011 | 93.845 | 105.509 | 117.277 | 129.029 | 142.638 | 158.09 | 177.598 | 186.632 | 195.941 | 204.722 | 214.544 | 222.529 | 227.969 | 232.848 | 238.375 | 245.995 | 253.804 | 261.617 | 269.44 | 277.27 | 284.53 | 291.803 | 299.089 | 306.387 | 313.698 | 321.021 | 324.693 | NPgN | GSP | NG FES - Consumer Transformation | Total installed renewable generation capacity (MW)
NG FES - Consumer Transformation | Gen_BB001_NPgAggregate | MW | NPgN | LACKENBY | Total installed renewable generation capacity (MW) | LACK_6 | 89.295 | 89.014 | 93.614 | 98.551 | 103.815 | 107.565 | 113.641 | 121.279 | 129.059 | 137.435 | 146.404 | 156.543 | 164.343 | 172.352 | 180.382 | 188.846 | 197.024 | 204.771 | 212.582 | 220.744 | 229.661 | 238.674 | 247.591 | 256.536 | 265.495 | 274.3 | 283.085 | 291.639 | 300.324 | 309.144 | 318.103 | 323.673 | NPgN | GSP | NG FES - Consumer Transformation | Total installed renewable generation capacity (MW)
NG FES - Consumer Transformation | Gen_BB001_NPgAggregate | MW | NPgN | NORTON | Total installed renewable generation capacity (MW) | NORT_1 | 120.563 | 120.713 | 152.701 | 185.571 | 219.399 | 238.55 | 264.66 | 292.77 | 321.023 | 353.24 | 389.404 | 434.075 | 457.484 | 481.629 | 504.873 | 530.456 | 552.471 | 569.487 | 585.588 | 603.258 | 625.5 | 648.103 | 670.586 | 693.109 | 715.654 | 737.005 | 758.344 | 779.408 | 800.645 | 822.063 | 843.665 | 856.217 | NPgN | GSP | NG FES - Consumer Transformation | Total installed renewable generation capacity (MW)
NG FES - Consumer Transformation | Gen_BB001_NPgAggregate | MW | NPgN | OFFERTON | Total installed renewable generation capacity (MW) | OFFE_3 | 5.26 | 5.289 | 5.838 | 6.501 | 7.275 | 8.082 | 9.662 | 11.673 | 13.552 | 15.49 | 17.486 | 19.579 | 21.621 | 23.698 | 25.799 | 27.952 | 30.113 | 32.276 | 34.471 | 36.716 | 39.041 | 41.414 | 43.773 | 46.142 | 48.516 | 50.884 | 53.251 | 55.579 | 57.936 | 60.321 | 62.735 | 63.975 | NPgN | GSP | NG FES - Consumer Transformation | Total installed renewable generation capacity (MW)
NG FES - Consumer Transformation | Gen_BB001_NPgAggregate | MW | NPgN | OSBALDWICK | Total installed renewable generation capacity (MW) | OSBA_1 | 29.904 | 29.653 | 66.51 | 103.965 | 142.057 | 162.01 | 187.274 | 217.299 | 247.674 | 282.887 | 322.921 | 373.194 | 397.889 | 423.618 | 448.471 | 476.308 | 500.164 | 518.413 | 535.86 | 555.394 | 580.64 | 605.901 | 630.811 | 655.757 | 680.688 | 704.138 | 727.48 | 750.071 | 773.014 | 796.324 | 820.015 | 837.887 | NPgN | GSP | NG FES - Consumer Transformation | Total installed renewable generation capacity (MW)
NG FES - Consumer Transformation | Gen_BB001_NPgAggregate | MW | NPgN | POPPLETON | Total installed renewable generation capacity (MW) | POPP_3 | 8.691 | 8.713 | 10.02 | 11.415 | 12.893 | 13.916 | 15.558 | 17.2 | 18.844 | 20.628 | 22.553 | 24.78 | 26.281 | 27.802 | 29.288 | 30.855 | 32.293 | 33.559 | 34.792 | 36.068 | 37.502 | 38.986 | 40.473 | 41.965 | 43.462 | 44.919 | 46.382 | 47.849 | 49.321 | 50.798 | 52.279 | 52.847 | NPgN | GSP | NG FES - Consumer Transformation | Total installed renewable generation capacity (MW)
NG FES - Consumer Transformation | Gen_BB001_NPgAggregate | MW | NPgN | SALTHOLME | Total installed renewable generation capacity (MW) | SALH_1 | 49.212 | 49.213 | 49.494 | 49.779 | 50.072 | 50.227 | 50.42 | 50.636 | 50.854 | 51.109 | 50.961 | 50.892 | 50.628 | 50.373 | 50.11 | 49.869 | 49.593 | 49.265 | 48.927 | 48.608 | 48.332 | 48.057 | 47.78 | 47.503 | 47.226 | 46.938 | 46.649 | 46.356 | 46.065 | 45.776 | 45.489 | 45.603 | NPgN | GSP | NG FES - Consumer Transformation | Total installed renewable generation capacity (MW)
NG FES - Consumer Transformation | Gen_BB001_NPgAggregate | MW | NPgN | SOUTH SHIELDS | Total installed renewable generation capacity (MW) | SSHI_3 | 3.818 | 3.844 | 4.099 | 4.453 | 4.907 | 5.51 | 6.757 | 8.298 | 9.75 | 11.222 | 12.712 | 14.222 | 15.851 | 17.502 | 19.176 | 20.874 | 22.597 | 24.345 | 26.121 | 27.926 | 29.761 | 31.642 | 33.517 | 35.399 | 37.287 | 39.179 | 41.073 | 42.944 | 44.834 | 46.745 | 48.676 | 49.582 | NPgN | GSP | NG FES - Consumer Transformation | Total installed renewable generation capacity (MW)
NG FES - Consumer Transformation | Gen_BB001_NPgAggregate | MW | NPgN | SPADEADAM | Total installed renewable generation capacity (MW) | KIELD01 and SPAD20 | 6.69 | 6.688 | 7.237 | 7.803 | 8.393 | 8.74 | 9.221 | 10.304 | 11.419 | 12.639 | 13.968 | 15.486 | 16.696 | 17.968 | 19.276 | 20.679 | 22.075 | 23.439 | 24.849 | 26.361 | 28.025 | 29.663 | 31.259 | 32.861 | 34.462 | 36.035 | 37.594 | 39.06 | 40.569 | 42.123 | 43.723 | 45.189 | NPgN | GSP | NG FES - Consumer Transformation | Total installed renewable generation capacity (MW)
NG FES - Consumer Transformation | Gen_BB001_NPgAggregate | MW | NPgN | SPENNYMOOR | Total installed renewable generation capacity (MW) | SPEN_1 | 113.865 | 113.493 | 138.405 | 163.828 | 189.81 | 203.848 | 222.188 | 243.831 | 265.733 | 290.889 | 319.137 | 354.259 | 372.433 | 391.329 | 409.66 | 430.008 | 447.704 | 461.633 | 475.038 | 489.889 | 508.589 | 527.355 | 545.883 | 564.442 | 582.998 | 600.568 | 618.069 | 635.05 | 652.283 | 669.781 | 687.551 | 700.428 | NPgN | GSP | NG FES - Consumer Transformation | Total installed renewable generation capacity (MW)
NG FES - Consumer Transformation | Gen_BB001_NPgAggregate | MW | NPgN | STELLA NORTH | Total installed renewable generation capacity (MW) | STEN_1 | 9.98 | 10.073 | 12.609 | 15.498 | 18.748 | 21.65 | 26.856 | 33.764 | 40.258 | 47.055 | 54.16 | 61.828 | 68.734 | 75.788 | 82.904 | 90.265 | 97.553 | 104.692 | 111.917 | 119.374 | 127.235 | 135.229 | 143.165 | 151.129 | 159.111 | 167.033 | 174.949 | 182.707 | 190.567 | 198.532 | 206.605 | 211.071 | NPgN | GSP | NG FES - Consumer Transformation | Total installed renewable generation capacity (MW)
NG FES - Consumer Transformation | Gen_BB001_NPgAggregate | MW | NPgN | STELLA SOUTH | Total installed renewable generation capacity (MW) | STES_1 | 50.184 | 49.9 | 62.216 | 74.84 | 87.794 | 95.002 | 104.702 | 118.395 | 132.429 | 148.219 | 165.741 | 186.808 | 199.857 | 213.47 | 227.034 | 241.824 | 255.574 | 267.76 | 279.977 | 293.204 | 308.634 | 323.983 | 339.045 | 354.145 | 369.239 | 383.824 | 398.319 | 412.174 | 426.332 | 440.805 | 455.603 | 467.555 | NPgN | GSP | NG FES - Consumer Transformation | Total installed renewable generation capacity (MW)
NG FES - Consumer Transformation | Gen_BB001_NPgAggregate | MW | NPgN | TYNEMOUTH | Total installed renewable generation capacity (MW) | TYNE_1 | 10.01 | 10.087 | 11.307 | 12.833 | 14.63 | 16.639 | 20.63 | 25.501 | 30.442 | 35.506 | 40.69 | 46.053 | 51.459 | 56.947 | 62.514 | 68.209 | 73.981 | 79.861 | 85.865 | 91.967 | 98.25 | 104.657 | 111.021 | 117.411 | 123.817 | 130.214 | 136.608 | 142.887 | 149.246 | 155.687 | 162.214 | 165.606 | NPgN | GSP | NG FES - Consumer Transformation | Total installed renewable generation capacity (MW)
NG FES - Consumer Transformation | Gen_BB001_NPgAggregate | MW | NPgN | WEST BOLDON | Total installed renewable generation capacity (MW) | WBOL_6 | 28.525 | 28.631 | 31.062 | 33.906 | 37.136 | 40.238 | 46.1 | 52.721 | 59.424 | 66.37 | 73.56 | 81.195 | 88.281 | 95.468 | 102.698 | 110.123 | 117.498 | 124.802 | 132.185 | 139.713 | 147.555 | 155.587 | 163.586 | 171.616 | 179.668 | 187.679 | 195.697 | 203.616 | 211.616 | 219.699 | 227.868 | 231.776 | NPgN | GSP | NG FES - Consumer Transformation | Total installed renewable generation capacity (MW)
NG FES - Consumer Transformation | Gen_BB001_NPgAggregate | MW | NPgY | BRADFORD WEST | Total installed renewable generation capacity (MW) | BRAW_1 | 50.419 | 51.749 | 56.089 | 61.289 | 67.235 | 73.852 | 86.176 | 98.816 | 111.478 | 124.453 | 137.492 | 151.091 | 168.506 | 188.603 | 209.04 | 230.271 | 251.658 | 273.162 | 295.207 | 317.709 | 341.055 | 365.06 | 389.121 | 413.122 | 437.12 | 460.866 | 484.585 | 508.345 | 532.228 | 559.398 | 567.792 | 574.601 | NPgY | GSP | NG FES - Consumer Transformation | Total installed renewable generation capacity (MW)
NG FES - Consumer Transformation | Gen_BB001_NPgAggregate | MW | NPgY | CAMBLESFORTH | Total installed renewable generation capacity (MW) | CAMB_01 | 123.144 | 123.367 | 123.982 | 124.683 | 125.472 | 126.294 | 127.733 | 129.181 | 130.638 | 132.157 | 133.699 | 135.368 | 137.238 | 139.333 | 141.441 | 143.641 | 145.779 | 147.785 | 149.794 | 151.896 | 154.132 | 156.433 | 158.74 | 161.045 | 163.354 | 165.632 | 167.912 | 170.199 | 172.498 | 175.029 | 175.865 | 176.518 | NPgY | GSP | NG FES - Consumer Transformation | Total installed renewable generation capacity (MW)
NG FES - Consumer Transformation | Gen_BB001_NPgAggregate | MW | NPgY | CREYKE BECK | Total installed renewable generation capacity (MW) | CREB_1 | 275.029 | 276.925 | 294.347 | 312.82 | 331.791 | 351.168 | 381.376 | 415.088 | 453.076 | 497.763 | 544.309 | 596.871 | 638.139 | 678.354 | 718.66 | 762.359 | 803.548 | 840.056 | 876.721 | 916.093 | 960.541 | 1005.911 | 1051.177 | 1096.034 | 1140.753 | 1183.896 | 1226.819 | 1269.703 | 1312.777 | 1364.583 | 1384.556 | 1405.376 | NPgY | GSP | NG FES - Consumer Transformation | Total installed renewable generation capacity (MW)
NG FES - Consumer Transformation | Gen_BB001_NPgAggregate | MW | NPgY | DRAX | Total installed renewable generation capacity (MW) | DRAX_YEDL | 44.052 | 44.355 | 46.432 | 48.593 | 50.818 | 52.668 | 55.292 | 57.917 | 60.553 | 63.459 | 66.439 | 69.989 | 74.683 | 80.801 | 86.998 | 93.678 | 100.12 | 106.046 | 112.067 | 118.497 | 125.578 | 132.787 | 139.986 | 147.115 | 154.213 | 161.093 | 167.928 | 174.752 | 181.604 | 190.037 | 193.584 | 197.155 | NPgY | GSP | NG FES - Consumer Transformation | Total installed renewable generation capacity (MW)
NG FES - Consumer Transformation | Gen_BB001_NPgAggregate | MW | NPgY | ELLAND | Total installed renewable generation capacity (MW) | ELLA_1 | 69.298 | 69.799 | 73.44 | 77.718 | 82.537 | 87.71 | 97.29 | 106.899 | 116.524 | 126.452 | 136.443 | 147.001 | 158.927 | 172.16 | 185.48 | 199.326 | 213.017 | 226.448 | 240.078 | 253.975 | 268.576 | 283.627 | 298.705 | 313.762 | 328.838 | 343.73 | 358.628 | 373.563 | 388.571 | 405.066 | 409.541 | 412.62 | NPgY | GSP | NG FES - Consumer Transformation | Total installed renewable generation capacity (MW)
NG FES - Consumer Transformation | Gen_BB001_NPgAggregate | MW | NPgY | FERRYBRIDGE A | Total installed renewable generation capacity (MW) | FERRA2 | 16.87 | 17.067 | 20.479 | 24.093 | 27.811 | 31.356 | 36.92 | 42.775 | 49.137 | 56.461 | 64.042 | 72.682 | 79.164 | 85.501 | 91.736 | 98.509 | 104.673 | 109.823 | 114.868 | 120.305 | 126.67 | 133.19 | 139.686 | 146.138 | 152.589 | 158.779 | 164.958 | 171.142 | 177.352 | 184.351 | 186.835 | 189.042 | NPgY | GSP | NG FES - Consumer Transformation | Total installed renewable generation capacity (MW)
NG FES - Consumer Transformation | Gen_BB001_NPgAggregate | MW | NPgY | FERRYBRIDGE B | Total installed renewable generation capacity (MW) | FERRB9 | 83.974 | 84.484 | 93.048 | 102.043 | 111.242 | 119.797 | 132.823 | 146.591 | 161.548 | 178.854 | 196.791 | 217.423 | 232.977 | 248.493 | 263.754 | 280.405 | 295.476 | 307.896 | 320.036 | 333.226 | 348.802 | 364.734 | 380.602 | 396.345 | 412.078 | 427.13 | 442.146 | 457.166 | 472.249 | 489.442 | 495.897 | 501.816 | NPgY | GSP | NG FES - Consumer Transformation | Total installed renewable generation capacity (MW)
NG FES - Consumer Transformation | Gen_BB001_NPgAggregate | MW | NPgY | GRIMSBY WEST | Total installed renewable generation capacity (MW) | GRIW_1 | 44.918 | 45.215 | 50.768 | 56.588 | 62.573 | 67.585 | 75.078 | 82.351 | 89.636 | 97.628 | 105.792 | 115.43 | 124.182 | 134.282 | 144.188 | 154.952 | 164.684 | 172.72 | 180.55 | 189.002 | 198.965 | 209.173 | 219.341 | 229.443 | 239.548 | 249.233 | 258.907 | 268.591 | 278.315 | 289.141 | 293.037 | 296.297 | NPgY | GSP | NG FES - Consumer Transformation | Total installed renewable generation capacity (MW)
NG FES - Consumer Transformation | Gen_BB001_NPgAggregate | MW | NPgY | JORDANTHORPE | Total installed renewable generation capacity (MW) | JORD_3 | 3.379 | 3.442 | 3.927 | 4.517 | 5.196 | 6.02 | 7.601 | 9.257 | 10.992 | 12.844 | 14.726 | 16.695 | 18.718 | 20.819 | 22.948 | 25.152 | 27.362 | 29.575 | 31.835 | 34.133 | 36.518 | 38.974 | 41.436 | 43.893 | 46.352 | 48.786 | 51.219 | 53.657 | 56.107 | 58.838 | 59.587 | 60.127 | NPgY | GSP | NG FES - Consumer Transformation | Total installed renewable generation capacity (MW)
NG FES - Consumer Transformation | Gen_BB001_NPgAggregate | MW | NPgY | KEADBY | Total installed renewable generation capacity (MW) | KEAD_YEDL | 324.429 | 325.805 | 351.403 | 377.074 | 402.515 | 421.092 | 444.261 | 465.913 | 487.645 | 513.054 | 539.442 | 573.709 | 601.12 | 633.721 | 665.219 | 701.079 | 731.123 | 751.266 | 769.904 | 792.26 | 822.469 | 853.17 | 883.583 | 913.548 | 943.43 | 971.049 | 998.506 | 1025.909 | 1053.415 | 1086.425 | 1101.345 | 1119.125 | NPgY | GSP | NG FES - Consumer Transformation | Total installed renewable generation capacity (MW)
NG FES - Consumer Transformation | Gen_BB001_NPgAggregate | MW | NPgY | KIRKSTALL B | Total installed renewable generation capacity (MW) | KIRKB1 | 13.323 | 13.523 | 15.358 | 17.667 | 20.295 | 24.547 | 32.636 | 42.301 | 53.589 | 66.725 | 80.383 | 94.799 | 103.951 | 110.244 | 116.546 | 123.038 | 129.444 | 135.73 | 142.071 | 148.486 | 155.181 | 162.11 | 169.057 | 176.013 | 182.992 | 189.916 | 196.859 | 203.827 | 210.831 | 218.201 | 219.827 | 220.582 | NPgY | GSP | NG FES - Consumer Transformation | Total installed renewable generation capacity (MW)
NG FES - Consumer Transformation | Gen_BB001_NPgAggregate | MW | NPgY | NEEPSEND | Total installed renewable generation capacity (MW) | NEEP_3 | 6.078 | 6.16 | 6.645 | 7.297 | 8.095 | 9.127 | 11.217 | 13.376 | 15.557 | 17.773 | 19.995 | 22.234 | 24.937 | 27.86 | 30.831 | 33.868 | 36.972 | 40.182 | 43.476 | 46.785 | 50.141 | 53.607 | 57.085 | 60.563 | 64.045 | 67.517 | 70.991 | 74.474 | 77.975 | 81.817 | 82.744 | 83.322 | NPgY | GSP | NG FES - Consumer Transformation | Total installed renewable generation capacity (MW)
NG FES - Consumer Transformation | Gen_BB001_NPgAggregate | MW | NPgY | NORTON LEES | Total installed renewable generation capacity (MW) | NORL_3 | 3.657 | 3.739 | 4.152 | 4.732 | 5.463 | 6.454 | 8.504 | 10.629 | 12.777 | 14.948 | 17.124 | 19.291 | 21.969 | 24.859 | 27.804 | 30.803 | 33.891 | 37.116 | 40.432 | 43.756 | 47.103 | 50.562 | 54.033 | 57.505 | 60.982 | 64.455 | 67.93 | 71.414 | 74.916 | 78.761 | 79.674 | 80.237 | NPgY | GSP | NG FES - Consumer Transformation | Total installed renewable generation capacity (MW)
NG FES - Consumer Transformation | Gen_BB001_NPgAggregate | MW | NPgY | PITSMOOR 3/4 | Total installed renewable generation capacity (MW) | PITS_BB_B | 1.02 | 1.056 | 1.232 | 1.479 | 1.791 | 2.213 | 3.073 | 3.979 | 4.894 | 5.819 | 6.746 | 7.67 | 8.81 | 10.04 | 11.293 | 12.57 | 13.884 | 15.256 | 16.667 | 18.081 | 19.506 | 20.977 | 22.454 | 23.932 | 25.411 | 26.889 | 28.368 | 29.85 | 31.34 | 32.976 | 33.365 | 33.605 | NPgY | GSP | NG FES - Consumer Transformation | Total installed renewable generation capacity (MW)
NG FES - Consumer Transformation | Gen_BB001_NPgAggregate | MW | NPgY | SALTEND NORTH | Total installed renewable generation capacity (MW) | SALT_1 | 48.232 | 48.461 | 48.836 | 49.341 | 49.979 | 50.813 | 52.486 | 54.2 | 55.925 | 57.662 | 59.41 | 61.175 | 64.338 | 68.291 | 72.383 | 76.626 | 81.019 | 85.563 | 90.278 | 95.131 | 100.068 | 105.122 | 110.19 | 115.231 | 120.255 | 125.237 | 130.196 | 135.154 | 140.135 | 146.132 | 148.245 | 150.23 | NPgY | GSP | NG FES - Consumer Transformation | Total installed renewable generation capacity (MW)
NG FES - Consumer Transformation | Gen_BB001_NPgAggregate | MW | NPgY | SHEFFIELD CITY | Total installed renewable generation capacity (MW) | SHEC_3 | 1.411 | 1.454 | 1.685 | 2.004 | 2.401 | 2.929 | 4 | 5.122 | 6.255 | 7.402 | 8.552 | 9.703 | 11.113 | 12.634 | 14.184 | 15.764 | 17.386 | 19.074 | 20.808 | 22.547 | 24.304 | 26.119 | 27.94 | 29.762 | 31.586 | 33.406 | 35.228 | 37.054 | 38.89 | 40.905 | 41.386 | 41.686 | NPgY | GSP | NG FES - Consumer Transformation | Total installed renewable generation capacity (MW)
NG FES - Consumer Transformation | Gen_BB001_NPgAggregate | MW | NPgY | SKELTON GRANGE | Total installed renewable generation capacity (MW) | SKLGB1 | 38.563 | 39.117 | 44.566 | 50.354 | 56.964 | 66.457 | 84.43 | 105.018 | 128.221 | 154.517 | 181.681 | 210.302 | 231.304 | 248.351 | 265.474 | 283.144 | 300.64 | 317.867 | 335.296 | 352.976 | 371.41 | 390.466 | 409.567 | 428.676 | 447.831 | 466.822 | 485.847 | 504.934 | 524.117 | 544.649 | 549.514 | 552.257 | NPgY | GSP | NG FES - Consumer Transformation | Total installed renewable generation capacity (MW)
NG FES - Consumer Transformation | Gen_BB001_NPgAggregate | MW | NPgY | TEMPLEBOROUGH 275/33KV | Total installed renewable generation capacity (MW) | TEMP_3 | 0.358 | 0.368 | 0.464 | 0.578 | 0.703 | 0.898 | 1.254 | 1.689 | 2.209 | 2.828 | 3.475 | 4.169 | 4.573 | 4.83 | 5.086 | 5.355 | 5.611 | 5.849 | 6.086 | 6.331 | 6.596 | 6.87 | 7.144 | 7.417 | 7.691 | 7.961 | 8.231 | 8.501 | 8.773 | 9.064 | 9.143 | 9.193 | NPgY | GSP | NG FES - Consumer Transformation | Total installed renewable generation capacity (MW)
NG FES - Consumer Transformation | Gen_BB001_NPgAggregate | MW | NPgY | THURCROFT | Total installed renewable generation capacity (MW) | THUR_6 | 62.578 | 62.888 | 69.838 | 77.045 | 84.362 | 90.432 | 99.404 | 108.11 | 117.04 | 127.113 | 137.467 | 149.802 | 159.818 | 170.976 | 181.843 | 193.782 | 204.336 | 212.639 | 220.625 | 229.383 | 240.08 | 251.021 | 261.903 | 272.699 | 283.497 | 293.755 | 303.997 | 314.247 | 324.537 | 336.005 | 340.406 | 344.154 | NPgY | GSP | NG FES - Consumer Transformation | Total installed renewable generation capacity (MW)
NG FES - Consumer Transformation | Gen_BB001_NPgAggregate | MW | NPgY | WEST MELTON / THORPE MARSH | Total installed renewable generation capacity (MW) | WMEL_THOM | 206.325 | 206.951 | 214.271 | 222.189 | 230.573 | 238.22 | 250.8 | 263.01 | 275.247 | 288.335 | 301.635 | 316.681 | 331.871 | 348.594 | 365.258 | 383.116 | 399.964 | 415.068 | 430.161 | 446.11 | 463.942 | 482.275 | 500.588 | 518.801 | 537.01 | 554.684 | 572.329 | 589.995 | 607.746 | 627.976 | 633.767 | 639.804 | NPgY | GSP | NG FES - Consumer Transformation | Total installed renewable generation capacity (MW)
NG FES - Consumer Transformation | Gen_BB001_NPgAggregate | MW | NPgY | WEST MELTON SECTION 3 | Total installed renewable generation capacity (MW) | WMEL_BB3 | 84.873 | 85.357 | 92.862 | 100.911 | 109.331 | 117.131 | 129.731 | 142.348 | 155.424 | 169.867 | 184.66 | 201.457 | 216.225 | 231.921 | 247.446 | 264.135 | 279.624 | 293.114 | 306.459 | 320.622 | 336.74 | 353.288 | 369.8 | 386.224 | 402.653 | 418.538 | 434.406 | 450.294 | 466.254 | 484.107 | 489.812 | 494.798 | NPgY | GSP | NG FES - Consumer Transformation | Total installed renewable generation capacity (MW)
NG FES - Consumer Transformation | Gen_BB001_NPgAggregate | MW | NPgY | WINCOBANK | Total installed renewable generation capacity (MW) | WIBA_3 | 46.3 | 46.321 | 46.602 | 46.914 | 47.245 | 47.631 | 48.292 | 49.033 | 49.87 | 50.842 | 51.851 | 52.957 | 52.965 | 51.533 | 50.093 | 48.69 | 47.242 | 45.721 | 44.191 | 42.687 | 41.25 | 39.831 | 38.411 | 36.989 | 35.569 | 34.132 | 32.696 | 31.261 | 29.829 | 28.437 | 26.597 | 26.724 | NPgY | GSP | NG FES - Consumer Transformation | Total installed renewable generation capacity (MW)
NG FES - Consumer Transformation | Gen_BB011 | MW | NPgN | BLYTH 66kV | Total installed waste incineration capacity (MW) | BLYTB1 | 7.2 | 7.2 | 7.804 | 8.407 | 9.011 | 9.614 | 10.218 | 10.474 | 10.729 | 10.984 | 11.239 | 11.409 | 11.265 | 10.985 | 10.822 | 10.711 | 10.625 | 10.533 | 10.398 | 10.209 | 10.063 | 9.91 | 9.704 | 9.44 | 9.178 | 8.908 | 8.688 | 8.442 | 8.32 | 8.221 | 8.138 | 8.004 | NPgN | GSP | NG FES - Consumer Transformation | Total installed waste incineration capacity (MW)
NG FES - Consumer Transformation | Gen_BB011 | MW | NPgN | BLYTH 132kV | Total installed waste incineration capacity (MW) | BLYTH132 | 0 | 0 | 1.067 | 2.134 | 3.201 | 4.269 | 5.336 | 5.788 | 6.239 | 6.69 | 7.142 | 7.442 | 7.188 | 6.692 | 6.404 | 6.209 | 6.056 | 5.893 | 5.654 | 5.32 | 5.062 | 4.792 | 4.428 | 3.961 | 3.497 | 3.021 | 2.63 | 2.196 | 1.979 | 1.806 | 1.658 | 1.422 | NPgN | GSP | NG FES - Consumer Transformation | Total installed waste incineration capacity (MW)
NG FES - Consumer Transformation | Gen_BB011 | MW | NPgN | FOURSTONES | Total installed waste incineration capacity (MW) | FOUR_1 | 0 | 0 | 0.055 | 0.11 | 0.166 | 0.221 | 0.276 | 0.299 | 0.323 | 0.346 | 0.369 | 0.385 | 0.372 | 0.346 | 0.331 | 0.321 | 0.313 | 0.305 | 0.292 | 0.275 | 0.262 | 0.248 | 0.229 | 0.205 | 0.181 | 0.156 | 0.136 | 0.114 | 0.102 | 0.093 | 0.086 | 0.074 | NPgN | GSP | NG FES - Consumer Transformation | Total installed waste incineration capacity (MW)
NG FES - Consumer Transformation | Gen_BB011 | MW | NPgN | HARTMOOR | Total installed waste incineration capacity (MW) | HARM_6 | 0 | 0 | 0.298 | 0.597 | 0.895 | 1.193 | 1.491 | 1.618 | 1.744 | 1.87 | 1.996 | 2.08 | 2.009 | 1.871 | 1.79 | 1.735 | 1.693 | 1.647 | 1.58 | 1.487 | 1.415 | 1.34 | 1.238 | 1.107 | 0.978 | 0.844 | 0.735 | 0.614 | 0.553 | 0.505 | 0.463 | 0.397 | NPgN | GSP | NG FES - Consumer Transformation | Total installed waste incineration capacity (MW)
NG FES - Consumer Transformation | Gen_BB011 | MW | NPgN | HAWTHORN PIT GRID | Total installed waste incineration capacity (MW) | HAWP_6 | 1.9 | 1.9 | 2.212 | 2.523 | 2.835 | 3.147 | 3.458 | 3.59 | 3.722 | 3.854 | 3.986 | 4.074 | 3.999 | 3.855 | 3.77 | 3.713 | 3.669 | 3.621 | 3.551 | 3.454 | 3.378 | 3.3 | 3.193 | 3.057 | 2.921 | 2.782 | 2.668 | 2.541 | 2.478 | 2.427 | 2.384 | 2.315 | NPgN | GSP | NG FES - Consumer Transformation | Total installed waste incineration capacity (MW)
NG FES - Consumer Transformation | Gen_BB011 | MW | NPgN | KNARESBOROUGH | Total installed waste incineration capacity (MW) | KNARE_111 | 36.135 | 36.135 | 37.376 | 38.616 | 39.857 | 41.097 | 42.338 | 42.864 | 43.388 | 43.912 | 44.438 | 44.787 | 44.49 | 43.915 | 43.58 | 43.352 | 43.175 | 42.986 | 42.707 | 42.32 | 42.019 | 41.706 | 41.283 | 40.74 | 40.2 | 39.646 | 39.193 | 38.688 | 38.436 | 38.234 | 38.062 | 37.788 | NPgN | GSP | NG FES - Consumer Transformation | Total installed waste incineration capacity (MW)
NG FES - Consumer Transformation | Gen_BB011 | MW | NPgN | LACKENBY | Total installed waste incineration capacity (MW) | LACK_6 | 6.197 | 6.197 | 6.519 | 6.841 | 7.162 | 7.484 | 7.806 | 7.942 | 8.078 | 8.214 | 8.351 | 8.441 | 8.364 | 8.215 | 8.128 | 8.069 | 8.023 | 7.974 | 7.902 | 7.801 | 7.723 | 7.642 | 7.532 | 7.391 | 7.251 | 7.108 | 6.99 | 6.859 | 6.794 | 6.742 | 6.697 | 6.626 | NPgN | GSP | NG FES - Consumer Transformation | Total installed waste incineration capacity (MW)
NG FES - Consumer Transformation | Gen_BB011 | MW | NPgN | NORTON | Total installed waste incineration capacity (MW) | NORT_1 | 72.561 | 72.561 | 75.117 | 77.672 | 80.228 | 82.784 | 85.34 | 86.423 | 87.503 | 88.584 | 89.666 | 90.385 | 89.775 | 88.589 | 87.899 | 87.43 | 87.064 | 86.676 | 86.101 | 85.303 | 84.683 | 84.038 | 83.166 | 82.047 | 80.936 | 79.795 | 78.861 | 77.821 | 77.302 | 76.886 | 76.532 | 75.966 | NPgN | GSP | NG FES - Consumer Transformation | Total installed waste incineration capacity (MW)
NG FES - Consumer Transformation | Gen_BB011 | MW | NPgN | OFFERTON | Total installed waste incineration capacity (MW) | OFFE_3 | 0 | 0 | 0.022 | 0.044 | 0.066 | 0.088 | 0.111 | 0.12 | 0.129 | 0.139 | 0.148 | 0.154 | 0.149 | 0.139 | 0.133 | 0.129 | 0.125 | 0.122 | 0.117 | 0.11 | 0.105 | 0.099 | 0.092 | 0.082 | 0.072 | 0.063 | 0.054 | 0.046 | 0.041 | 0.037 | 0.034 | 0.029 | NPgN | GSP | NG FES - Consumer Transformation | Total installed waste incineration capacity (MW)
NG FES - Consumer Transformation | Gen_BB011 | MW | NPgN | OSBALDWICK | Total installed waste incineration capacity (MW) | OSBA_1 | 1.5 | 1.5 | 4.538 | 7.575 | 10.613 | 13.651 | 16.688 | 17.976 | 19.26 | 20.544 | 21.83 | 22.685 | 21.96 | 20.55 | 19.73 | 19.173 | 18.737 | 18.276 | 17.593 | 16.644 | 15.908 | 15.141 | 14.105 | 12.775 | 11.454 | 10.098 | 8.987 | 7.752 | 7.135 | 6.64 | 6.22 | 5.548 | NPgN | GSP | NG FES - Consumer Transformation | Total installed waste incineration capacity (MW)
NG FES - Consumer Transformation | Gen_BB011 | MW | NPgN | POPPLETON | Total installed waste incineration capacity (MW) | POPP_3 | 0 | 0 | 0.093 | 0.186 | 0.28 | 0.373 | 0.466 | 0.506 | 0.545 | 0.584 | 0.624 | 0.65 | 0.628 | 0.585 | 0.56 | 0.542 | 0.529 | 0.515 | 0.494 | 0.465 | 0.442 | 0.419 | 0.387 | 0.346 | 0.306 | 0.264 | 0.23 | 0.192 | 0.173 | 0.158 | 0.145 | 0.124 | NPgN | GSP | NG FES - Consumer Transformation | Total installed waste incineration capacity (MW)
NG FES - Consumer Transformation | Gen_BB011 | MW | NPgN | SALTHOLME | Total installed waste incineration capacity (MW) | SALH_1 | 5.1 | 5.1 | 5.123 | 5.146 | 5.17 | 5.193 | 5.216 | 5.226 | 5.236 | 5.246 | 5.256 | 5.262 | 5.257 | 5.246 | 5.239 | 5.235 | 5.232 | 5.228 | 5.223 | 5.216 | 5.21 | 5.204 | 5.196 | 5.186 | 5.176 | 5.166 | 5.157 | 5.148 | 5.143 | 5.139 | 5.136 | 5.131 | NPgN | GSP | NG FES - Consumer Transformation | Total installed waste incineration capacity (MW)
NG FES - Consumer Transformation | Gen_BB011 | MW | NPgN | SOUTH SHIELDS | Total installed waste incineration capacity (MW) | SSHI_3 | 0 | 0 | 0 | 0 | 0 | 0.001 | 0.001 | 0.001 | 0.001 | 0.001 | 0.001 | 0.001 | 0.001 | 0.001 | 0.001 | 0.001 | 0.001 | 0.001 | 0.001 | 0.001 | 0.001 | 0.001 | 0.001 | 0.001 | 0 | 0 | 0 | 0 | 0 | 0 | 0 | 0 | NPgN | GSP | NG FES - Consumer Transformation | Total installed waste incineration capacity (MW)
NG FES - Consumer Transformation | Gen_BB011 | MW | NPgN | SPADEADAM | Total installed waste incineration capacity (MW) | KIELD01 and SPAD20 | 0 | 0 | 0.043 | 0.086 | 0.13 | 0.173 | 0.216 | 0.235 | 0.253 | 0.271 | 0.289 | 0.302 | 0.291 | 0.271 | 0.26 | 0.252 | 0.245 | 0.239 | 0.229 | 0.216 | 0.205 | 0.194 | 0.179 | 0.161 | 0.142 | 0.122 | 0.107 | 0.089 | 0.08 | 0.073 | 0.067 | 0.058 | NPgN | GSP | NG FES - Consumer Transformation | Total installed waste incineration capacity (MW)
NG FES - Consumer Transformation | Gen_BB011 | MW | NPgN | SPENNYMOOR | Total installed waste incineration capacity (MW) | SPEN_1 | 3.8 | 3.8 | 5.83 | 7.859 | 9.889 | 11.918 | 13.948 | 14.808 | 15.666 | 16.524 | 17.383 | 17.954 | 17.47 | 16.528 | 15.98 | 15.608 | 15.317 | 15.008 | 14.552 | 13.918 | 13.426 | 12.914 | 12.222 | 11.333 | 10.451 | 9.545 | 8.802 | 7.977 | 7.565 | 7.234 | 6.953 | 6.504 | NPgN | GSP | NG FES - Consumer Transformation | Total installed waste incineration capacity (MW)
NG FES - Consumer Transformation | Gen_BB011 | MW | NPgN | STELLA NORTH | Total installed waste incineration capacity (MW) | STEN_1 | 7.315 | 7.315 | 7.455 | 7.596 | 7.736 | 7.877 | 8.017 | 8.077 | 8.136 | 8.196 | 8.255 | 8.295 | 8.261 | 8.196 | 8.158 | 8.132 | 8.112 | 8.091 | 8.059 | 8.015 | 7.981 | 7.946 | 7.898 | 7.836 | 7.775 | 7.713 | 7.661 | 7.604 | 7.576 | 7.553 | 7.533 | 7.502 | NPgN | GSP | NG FES - Consumer Transformation | Total installed waste incineration capacity (MW)
NG FES - Consumer Transformation | Gen_BB011 | MW | NPgN | STELLA SOUTH | Total installed waste incineration capacity (MW) | STES_1 | 0 | 0 | 0.991 | 1.982 | 2.974 | 3.965 | 4.956 | 5.376 | 5.795 | 6.214 | 6.634 | 6.913 | 6.676 | 6.216 | 5.948 | 5.767 | 5.625 | 5.474 | 5.251 | 4.942 | 4.701 | 4.451 | 4.113 | 3.679 | 3.248 | 2.806 | 2.443 | 2.04 | 1.839 | 1.677 | 1.54 | 1.321 | NPgN | GSP | NG FES - Consumer Transformation | Total installed waste incineration capacity (MW)
NG FES - Consumer Transformation | Gen_BB011 | MW | NPgN | TYNEMOUTH | Total installed waste incineration capacity (MW) | TYNE_1 | 6.555 | 6.555 | 6.593 | 6.631 | 6.669 | 6.707 | 6.745 | 6.762 | 6.778 | 6.794 | 6.81 | 6.821 | 6.812 | 6.794 | 6.784 | 6.777 | 6.771 | 6.765 | 6.757 | 6.745 | 6.736 | 6.726 | 6.713 | 6.696 | 6.68 | 6.663 | 6.649 | 6.633 | 6.626 | 6.619 | 6.614 | 6.606 | NPgN | GSP | NG FES - Consumer Transformation | Total installed waste incineration capacity (MW)
NG FES - Consumer Transformation | Gen_BB011 | MW | NPgN | WEST BOLDON | Total installed waste incineration capacity (MW) | WBOL_6 | 0 | 0 | 0.119 | 0.237 | 0.356 | 0.475 | 0.593 | 0.644 | 0.694 | 0.744 | 0.794 | 0.827 | 0.799 | 0.744 | 0.712 | 0.69 | 0.673 | 0.655 | 0.629 | 0.592 | 0.563 | 0.533 | 0.492 | 0.44 | 0.389 | 0.336 | 0.292 | 0.244 | 0.22 | 0.201 | 0.184 | 0.158 | NPgN | GSP | NG FES - Consumer Transformation | Total installed waste incineration capacity (MW)
NG FES - Consumer Transformation | Gen_BB011 | MW | NPgY | BRADFORD WEST | Total installed waste incineration capacity (MW) | BRAW_1 | 0 | 0 | 0.178 | 0.356 | 0.533 | 0.711 | 0.889 | 1.025 | 1.16 | 1.296 | 1.431 | 1.498 | 1.411 | 1.195 | 1.09 | 1.029 | 0.975 | 0.901 | 0.78 | 0.612 | 0.498 | 0.39 | 0.234 | 0.003 | 0 | 0 | 0 | 0 | 0 | 0 | 0 | 0 | NPgY | GSP | NG FES - Consumer Transformation | Total installed waste incineration capacity (MW)
NG FES - Consumer Transformation | Gen_BB011 | MW | NPgY | CAMBLESFORTH | Total installed waste incineration capacity (MW) | CAMB_01 | 0 | 0 | 0.031 | 0.061 | 0.092 | 0.122 | 0.153 | 0.176 | 0.199 | 0.222 | 0.246 | 0.257 | 0.242 | 0.205 | 0.187 | 0.177 | 0.167 | 0.155 | 0.134 | 0.105 | 0.086 | 0.067 | 0.04 | 0.001 | 0 | 0 | 0 | 0 | 0 | 0 | 0 | 0 | NPgY | GSP | NG FES - Consumer Transformation | Total installed waste incineration capacity (MW)
NG FES - Consumer Transformation | Gen_BB011 | MW | NPgY | CREYKE BECK | Total installed waste incineration capacity (MW) | CREB_1 | 0 | 0 | 1.292 | 2.584 | 3.875 | 5.167 | 6.459 | 7.447 | 8.43 | 9.413 | 10.399 | 10.885 | 10.253 | 8.684 | 7.92 | 7.474 | 7.083 | 6.549 | 5.664 | 4.45 | 3.622 | 2.835 | 1.697 | 0.024 | 0 | 0 | 0 | 0 | 0 | 0 | 0 | 0 | NPgY | GSP | NG FES - Consumer Transformation | Total installed waste incineration capacity (MW)
NG FES - Consumer Transformation | Gen_BB011 | MW | NPgY | DRAX | Total installed waste incineration capacity (MW) | DRAX_YEDL | 0 | 0 | 0.155 | 0.31 | 0.465 | 0.621 | 0.776 | 0.894 | 1.012 | 1.131 | 1.249 | 1.307 | 1.231 | 1.043 | 0.951 | 0.898 | 0.851 | 0.787 | 0.68 | 0.534 | 0.435 | 0.341 | 0.204 | 0.003 | 0 | 0 | 0 | 0 | 0 | 0 | 0 | 0 | NPgY | GSP | NG FES - Consumer Transformation | Total installed waste incineration capacity (MW)
NG FES - Consumer Transformation | Gen_BB011 | MW | NPgY | ELLAND | Total installed waste incineration capacity (MW) | ELLA_1 | 0 | 0 | 0.176 | 0.351 | 0.527 | 0.703 | 0.879 | 1.013 | 1.147 | 1.281 | 1.415 | 1.481 | 1.395 | 1.181 | 1.077 | 1.017 | 0.964 | 0.891 | 0.77 | 0.605 | 0.493 | 0.386 | 0.231 | 0.003 | 0 | 0 | 0 | 0 | 0 | 0 | 0 | 0 | NPgY | GSP | NG FES - Consumer Transformation | Total installed waste incineration capacity (MW)
NG FES - Consumer Transformation | Gen_BB011 | MW | NPgY | FERRYBRIDGE A | Total installed waste incineration capacity (MW) | FERRA2 | 0 | 0 | 0.254 | 0.508 | 0.762 | 1.017 | 1.271 | 1.465 | 1.658 | 1.852 | 2.046 | 2.141 | 2.017 | 1.709 | 1.558 | 1.47 | 1.393 | 1.288 | 1.114 | 0.875 | 0.713 | 0.558 | 0.334 | 0.005 | 0 | 0 | 0 | 0 | 0 | 0 | 0 | 0 | NPgY | GSP | NG FES - Consumer Transformation | Total installed waste incineration capacity (MW)
NG FES - Consumer Transformation | Gen_BB011 | MW | NPgY | FERRYBRIDGE B | Total installed waste incineration capacity (MW) | FERRB9 | 79 | 79 | 79.651 | 80.303 | 80.954 | 81.606 | 82.257 | 82.755 | 83.25 | 83.746 | 84.244 | 84.489 | 84.17 | 83.379 | 82.994 | 82.769 | 82.571 | 82.302 | 81.856 | 81.244 | 80.826 | 80.43 | 79.856 | 79.012 | 73.375 | 67.181 | 62.182 | 56.701 | 54.343 | 52.611 | 51.281 | 48.79 | NPgY | GSP | NG FES - Consumer Transformation | Total installed waste incineration capacity (MW)
NG FES - Consumer Transformation | Gen_BB011 | MW | NPgY | GRIMSBY WEST | Total installed waste incineration capacity (MW) | GRIW_1 | 0 | 0 | 0.418 | 0.836 | 1.254 | 1.672 | 2.091 | 2.41 | 2.728 | 3.047 | 3.366 | 3.523 | 3.319 | 2.811 | 2.563 | 2.419 | 2.292 | 2.12 | 1.833 | 1.44 | 1.172 | 0.918 | 0.549 | 0.008 | 0 | 0 | 0 | 0 | 0 | 0 | 0 | 0 | NPgY | GSP | NG FES - Consumer Transformation | Total installed waste incineration capacity (MW)
NG FES - Consumer Transformation | Gen_BB011 | MW | NPgY | JORDANTHORPE | Total installed waste incineration capacity (MW) | JORD_3 | 0 | 0 | 0.02 | 0.04 | 0.059 | 0.079 | 0.099 | 0.114 | 0.129 | 0.144 | 0.159 | 0.167 | 0.157 | 0.133 | 0.121 | 0.114 | 0.108 | 0.1 | 0.087 | 0.068 | 0.055 | 0.043 | 0.026 | 0 | 0 | 0 | 0 | 0 | 0 | 0 | 0 | 0 | NPgY | GSP | NG FES - Consumer Transformation | Total installed waste incineration capacity (MW)
NG FES - Consumer Transformation | Gen_BB011 | MW | NPgY | KEADBY | Total installed waste incineration capacity (MW) | KEAD_YEDL | 2.8 | 2.8 | 4.954 | 7.109 | 9.263 | 11.418 | 13.572 | 15.219 | 16.858 | 18.498 | 20.143 | 20.953 | 19.899 | 17.283 | 16.008 | 15.264 | 14.612 | 13.722 | 12.245 | 10.221 | 8.84 | 7.529 | 5.63 | 2.84 | 2.601 | 2.381 | 2.204 | 2.01 | 1.926 | 1.865 | 1.818 | 1.729 | NPgY | GSP | NG FES - Consumer Transformation | Total installed waste incineration capacity (MW)
NG FES - Consumer Transformation | Gen_BB011 | MW | NPgY | KIRKSTALL B | Total installed waste incineration capacity (MW) | KIRKB1 | 0 | 0 | 0.073 | 0.147 | 0.22 | 0.293 | 0.367 | 0.423 | 0.479 | 0.535 | 0.591 | 0.618 | 0.582 | 0.493 | 0.45 | 0.424 | 0.402 | 0.372 | 0.322 | 0.253 | 0.206 | 0.161 | 0.096 | 0.001 | 0 | 0 | 0 | 0 | 0 | 0 | 0 | 0 | NPgY | GSP | NG FES - Consumer Transformation | Total installed waste incineration capacity (MW)
NG FES - Consumer Transformation | Gen_BB011 | MW | NPgY | NEEPSEND | Total installed waste incineration capacity (MW) | NEEP_3 | 0 | 0 | 0.007 | 0.014 | 0.021 | 0.027 | 0.034 | 0.039 | 0.045 | 0.05 | 0.055 | 0.058 | 0.054 | 0.046 | 0.042 | 0.04 | 0.038 | 0.035 | 0.03 | 0.024 | 0.019 | 0.015 | 0.009 | 0 | 0 | 0 | 0 | 0 | 0 | 0 | 0 | 0 | NPgY | GSP | NG FES - Consumer Transformation | Total installed waste incineration capacity (MW)
NG FES - Consumer Transformation | Gen_BB011 | MW | NPgY | NORTON LEES | Total installed waste incineration capacity (MW) | NORL_3 | 0 | 0 | 0 | 0 | 0 | 0 | 0 | 0 | 0 | 0 | 0 | 0 | 0 | 0 | 0 | 0 | 0 | 0 | 0 | 0 | 0 | 0 | 0 | 0 | 0 | 0 | 0 | 0 | 0 | 0 | 0 | 0 | NPgY | GSP | NG FES - Consumer Transformation | Total installed waste incineration capacity (MW)
NG FES - Consumer Transformation | Gen_BB011 | MW | NPgY | PITSMOOR 3/4 | Total installed waste incineration capacity (MW) | PITS_BB_B | 0 | 0 | 0 | 0 | 0 | 0 | 0 | 0 | 0 | 0 | 0 | 0.001 | 0 | 0 | 0 | 0 | 0 | 0 | 0 | 0 | 0 | 0 | 0 | 0 | 0 | 0 | 0 | 0 | 0 | 0 | 0 | 0 | NPgY | GSP | NG FES - Consumer Transformation | Total installed waste incineration capacity (MW)
NG FES - Consumer Transformation | Gen_BB011 | MW | NPgY | SALTEND NORTH | Total installed waste incineration capacity (MW) | SALT_1 | 0 | 0 | 0.001 | 0.002 | 0.002 | 0.003 | 0.004 | 0.005 | 0.005 | 0.006 | 0.006 | 0.007 | 0.006 | 0.005 | 0.005 | 0.005 | 0.004 | 0.004 | 0.004 | 0.003 | 0.002 | 0.002 | 0.001 | 0 | 0 | 0 | 0 | 0 | 0 | 0 | 0 | 0 | NPgY | GSP | NG FES - Consumer Transformation | Total installed waste incineration capacity (MW)
NG FES - Consumer Transformation | Gen_BB011 | MW | NPgY | SHEFFIELD CITY | Total installed waste incineration capacity (MW) | SHEC_3 | 0 | 0 | 0.001 | 0.003 | 0.004 | 0.006 | 0.007 | 0.008 | 0.009 | 0.01 | 0.011 | 0.012 | 0.011 | 0.01 | 0.009 | 0.008 | 0.008 | 0.007 | 0.006 | 0.005 | 0.004 | 0.003 | 0.002 | 0 | 0 | 0 | 0 | 0 | 0 | 0 | 0 | 0 | NPgY | GSP | NG FES - Consumer Transformation | Total installed waste incineration capacity (MW)
NG FES - Consumer Transformation | Gen_BB011 | MW | NPgY | SKELTON GRANGE | Total installed waste incineration capacity (MW) | SKLGB1 | 25.6 | 25.6 | 25.79 | 25.981 | 26.171 | 26.362 | 26.552 | 26.698 | 26.843 | 26.988 | 27.133 | 27.205 | 27.111 | 26.88 | 26.768 | 26.702 | 26.644 | 26.565 | 26.435 | 26.256 | 26.134 | 26.018 | 25.85 | 25.604 | 23.777 | 21.77 | 20.15 | 18.374 | 17.61 | 17.049 | 16.618 | 15.811 | NPgY | GSP | NG FES - Consumer Transformation | Total installed waste incineration capacity (MW)
NG FES - Consumer Transformation | Gen_BB011 | MW | NPgY | TEMPLEBOROUGH 275/33KV | Total installed waste incineration capacity (MW) | TEMP_3 | 0 | 0 | 0.005 | 0.01 | 0.016 | 0.021 | 0.026 | 0.03 | 0.034 | 0.038 | 0.042 | 0.044 | 0.041 | 0.035 | 0.032 | 0.03 | 0.029 | 0.026 | 0.023 | 0.018 | 0.015 | 0.011 | 0.007 | 0 | 0 | 0 | 0 | 0 | 0 | 0 | 0 | 0 | NPgY | GSP | NG FES - Consumer Transformation | Total installed waste incineration capacity (MW)
NG FES - Consumer Transformation | Gen_BB011 | MW | NPgY | THURCROFT | Total installed waste incineration capacity (MW) | THUR_6 | 5.7 | 5.7 | 6.243 | 6.787 | 7.33 | 7.874 | 8.417 | 8.833 | 9.246 | 9.66 | 10.075 | 10.279 | 10.013 | 9.353 | 9.032 | 8.844 | 8.679 | 8.455 | 8.082 | 7.572 | 7.224 | 6.893 | 6.414 | 5.71 | 5.294 | 4.847 | 4.487 | 4.091 | 3.921 | 3.796 | 3.7 | 3.52 | NPgY | GSP | NG FES - Consumer Transformation | Total installed waste incineration capacity (MW)
NG FES - Consumer Transformation | Gen_BB011 | MW | NPgY | WEST MELTON / THORPE MARSH | Total installed waste incineration capacity (MW) | WMEL_THOM | 19.998 | 19.998 | 20.494 | 20.99 | 21.485 | 21.981 | 22.477 | 22.856 | 23.233 | 23.611 | 23.989 | 24.176 | 23.933 | 23.331 | 23.038 | 22.867 | 22.717 | 22.512 | 22.172 | 21.706 | 21.388 | 21.086 | 20.649 | 20.007 | 18.574 | 17.006 | 15.741 | 14.353 | 13.756 | 13.318 | 12.981 | 12.351 | NPgY | GSP | NG FES - Consumer Transformation | Total installed waste incineration capacity (MW)
NG FES - Consumer Transformation | Gen_BB011 | MW | NPgY | WEST MELTON SECTION 3 | Total installed waste incineration capacity (MW) | WMEL_BB3 | 0 | 0 | 0.531 | 1.061 | 1.592 | 2.123 | 2.654 | 3.06 | 3.463 | 3.867 | 4.272 | 4.472 | 4.212 | 3.568 | 3.254 | 3.071 | 2.91 | 2.691 | 2.327 | 1.828 | 1.488 | 1.165 | 0.697 | 0.01 | 0 | 0 | 0 | 0 | 0 | 0 | 0 | 0 | NPgY | GSP | NG FES - Consumer Transformation | Total installed waste incineration capacity (MW)
NG FES - Consumer Transformation | Gen_BB011 | MW | NPgY | WINCOBANK | Total installed waste incineration capacity (MW) | WIBA_3 | 0 | 0 | 0.019 | 0.037 | 0.056 | 0.074 | 0.093 | 0.107 | 0.121 | 0.135 | 0.149 | 0.156 | 0.147 | 0.124 | 0.113 | 0.107 | 0.101 | 0.094 | 0.081 | 0.064 | 0.052 | 0.041 | 0.024 | 0 | 0 | 0 | 0 | 0 | 0 | 0 | 0 | 0 | NPgY | GSP | NG FES - Consumer Transformation | Total installed waste incineration capacity (MW)
NG FES - Consumer Transformation | Gen_BB015 | MW | NPgN | BLYTH 66kV | Total installed wind capacity (MW) | BLYTB1 | 93.8 | 93.761 | 93.775 | 93.788 | 93.801 | 93.814 | 93.828 | 105.264 | 117.709 | 130.934 | 144.987 | 159.92 | 175.802 | 192.684 | 210.629 | 229.703 | 249.977 | 271.526 | 294.428 | 318.769 | 344.637 | 369.805 | 394.15 | 418.582 | 442.983 | 467.231 | 491.198 | 513.312 | 536.265 | 560.087 | 584.811 | 610.471 | NPgN | GSP | NG FES - Consumer Transformation | Total installed wind capacity (MW)
NG FES - Consumer Transformation | Gen_BB015 | MW | NPgN | BLYTH 132kV | Total installed wind capacity (MW) | BLYTH132 | 106.969 | 106.968 | 106.973 | 106.978 | 106.983 | 106.988 | 106.993 | 109.579 | 112.392 | 115.379 | 118.553 | 121.924 | 125.51 | 129.322 | 133.373 | 137.679 | 142.255 | 147.118 | 152.286 | 157.778 | 163.614 | 169.293 | 174.789 | 180.304 | 185.814 | 191.291 | 196.705 | 201.705 | 206.893 | 212.278 | 217.866 | 223.665 | NPgN | GSP | NG FES - Consumer Transformation | Total installed wind capacity (MW)
NG FES - Consumer Transformation | Gen_BB015 | MW | NPgN | FOURSTONES | Total installed wind capacity (MW) | FOUR_1 | 89.15 | 89.108 | 89.11 | 89.111 | 89.113 | 89.114 | 89.115 | 89.129 | 89.142 | 89.155 | 89.169 | 89.182 | 89.197 | 89.212 | 89.228 | 89.245 | 89.262 | 89.28 | 89.299 | 89.318 | 89.338 | 89.359 | 89.38 | 89.402 | 89.425 | 89.448 | 89.472 | 89.497 | 89.522 | 89.548 | 89.575 | 89.602 | NPgN | GSP | NG FES - Consumer Transformation | Total installed wind capacity (MW)
NG FES - Consumer Transformation | Gen_BB015 | MW | NPgN | HARTMOOR | Total installed wind capacity (MW) | HARM_6 | 47.752 | 47.702 | 47.702 | 47.703 | 47.704 | 47.705 | 47.706 | 47.971 | 48.26 | 48.566 | 48.891 | 49.237 | 49.604 | 49.994 | 50.409 | 50.85 | 51.319 | 51.816 | 52.345 | 52.907 | 53.504 | 54.085 | 54.648 | 55.213 | 55.777 | 56.338 | 56.893 | 57.406 | 57.939 | 58.491 | 59.065 | 59.66 | NPgN | GSP | NG FES - Consumer Transformation | Total installed wind capacity (MW)
NG FES - Consumer Transformation | Gen_BB015 | MW | NPgN | HAWTHORN PIT GRID | Total installed wind capacity (MW) | HAWP_6 | 22.256 | 22.117 | 22.118 | 22.12 | 22.122 | 22.123 | 22.125 | 23.125 | 24.212 | 25.368 | 26.595 | 27.899 | 29.287 | 30.761 | 32.328 | 33.994 | 35.764 | 37.645 | 39.645 | 41.77 | 44.028 | 46.225 | 48.351 | 50.485 | 52.616 | 54.734 | 56.828 | 58.761 | 60.767 | 62.849 | 65.01 | 67.252 | NPgN | GSP | NG FES - Consumer Transformation | Total installed wind capacity (MW)
NG FES - Consumer Transformation | Gen_BB015 | MW | NPgN | KNARESBOROUGH | Total installed wind capacity (MW) | KNARE_111 | 16.51 | 16.46 | 16.467 | 16.474 | 16.481 | 16.488 | 16.495 | 16.561 | 16.627 | 16.693 | 16.759 | 16.825 | 16.898 | 16.973 | 17.053 | 17.135 | 17.221 | 17.31 | 17.402 | 17.498 | 17.597 | 17.699 | 17.805 | 17.914 | 18.026 | 18.141 | 18.26 | 18.382 | 18.507 | 18.636 | 18.768 | 18.903 | NPgN | GSP | NG FES - Consumer Transformation | Total installed wind capacity (MW)
NG FES - Consumer Transformation | Gen_BB015 | MW | NPgN | LACKENBY | Total installed wind capacity (MW) | LACK_6 | 64.603 | 64.234 | 64.236 | 64.237 | 64.239 | 64.241 | 64.242 | 65.78 | 67.455 | 69.234 | 71.124 | 73.134 | 75.27 | 77.542 | 79.956 | 82.522 | 85.25 | 88.15 | 91.231 | 94.506 | 97.987 | 101.374 | 104.649 | 107.936 | 111.219 | 114.481 | 117.706 | 120.68 | 123.768 | 126.972 | 130.298 | 133.75 | NPgN | GSP | NG FES - Consumer Transformation | Total installed wind capacity (MW)
NG FES - Consumer Transformation | Gen_BB015 | MW | NPgN | NORTON | Total installed wind capacity (MW) | NORT_1 | 31.104 | 31.02 | 31.032 | 31.044 | 31.057 | 31.069 | 31.081 | 33.086 | 35.259 | 37.563 | 40.005 | 42.594 | 45.35 | 48.279 | 51.39 | 54.694 | 58.203 | 61.93 | 65.888 | 70.091 | 74.554 | 78.904 | 83.122 | 87.359 | 91.595 | 95.811 | 99.984 | 103.853 | 107.866 | 112.029 | 116.348 | 120.828 | NPgN | GSP | NG FES - Consumer Transformation | Total installed wind capacity (MW)
NG FES - Consumer Transformation | Gen_BB015 | MW | NPgN | OFFERTON | Total installed wind capacity (MW) | OFFE_3 | 0.014 | 0.014 | 0.014 | 0.014 | 0.014 | 0.014 | 0.014 | 0.459 | 0.769 | 1.098 | 1.447 | 1.819 | 2.214 | 2.634 | 3.08 | 3.555 | 4.059 | 4.596 | 5.166 | 5.771 | 6.415 | 7.042 | 7.648 | 8.255 | 8.862 | 9.465 | 10.062 | 10.611 | 11.182 | 11.774 | 12.388 | 13.026 | NPgN | GSP | NG FES - Consumer Transformation | Total installed wind capacity (MW)
NG FES - Consumer Transformation | Gen_BB015 | MW | NPgN | OSBALDWICK | Total installed wind capacity (MW) | OSBA_1 | 2.83 | 2.423 | 2.435 | 2.447 | 2.458 | 2.47 | 2.482 | 7.244 | 12.421 | 17.919 | 23.758 | 29.959 | 36.556 | 43.567 | 51.018 | 58.937 | 67.352 | 76.294 | 85.797 | 95.893 | 106.621 | 117.064 | 127.171 | 137.317 | 147.453 | 157.529 | 167.492 | 176.696 | 186.248 | 196.16 | 206.446 | 217.12 | NPgN | GSP | NG FES - Consumer Transformation | Total installed wind capacity (MW)
NG FES - Consumer Transformation | Gen_BB015 | MW | NPgN | POPPLETON | Total installed wind capacity (MW) | POPP_3 | 5.002 | 5.002 | 5.003 | 5.003 | 5.003 | 5.004 | 5.004 | 5.008 | 5.012 | 5.016 | 5.02 | 5.025 | 5.029 | 5.034 | 5.038 | 5.044 | 5.049 | 5.054 | 5.06 | 5.066 | 5.072 | 5.078 | 5.085 | 5.091 | 5.098 | 5.105 | 5.112 | 5.12 | 5.128 | 5.136 | 5.144 | 5.152 | NPgN | GSP | NG FES - Consumer Transformation | Total installed wind capacity (MW)
NG FES - Consumer Transformation | Gen_BB015 | MW | NPgN | SALTHOLME | Total installed wind capacity (MW) | SALH_1 | 0 | 0 | 0 | 0 | 0 | 0 | 0 | 0.024 | 0.049 | 0.076 | 0.105 | 0.136 | 0.169 | 0.204 | 0.241 | 0.28 | 0.322 | 0.366 | 0.414 | 0.464 | 0.517 | 0.569 | 0.619 | 0.67 | 0.72 | 0.77 | 0.819 | 0.865 | 0.912 | 0.961 | 1.012 | 1.065 | NPgN | GSP | NG FES - Consumer Transformation | Total installed wind capacity (MW)
NG FES - Consumer Transformation | Gen_BB015 | MW | NPgN | SOUTH SHIELDS | Total installed wind capacity (MW) | SSHI_3 | 0.012 | 0.012 | 0.013 | 0.013 | 0.013 | 0.013 | 0.013 | 0.302 | 0.497 | 0.704 | 0.924 | 1.159 | 1.408 | 1.672 | 1.954 | 2.253 | 2.571 | 2.909 | 3.268 | 3.65 | 4.056 | 4.45 | 4.832 | 5.215 | 5.598 | 5.978 | 6.353 | 6.7 | 7.059 | 7.432 | 7.82 | 8.222 | NPgN | GSP | NG FES - Consumer Transformation | Total installed wind capacity (MW)
NG FES - Consumer Transformation | Gen_BB015 | MW | NPgN | SPADEADAM | Total installed wind capacity (MW) | KIELD01 and SPAD20 | 0.061 | 0.055 | 0.056 | 0.056 | 0.057 | 0.058 | 0.058 | 0.661 | 1.294 | 1.967 | 2.682 | 3.442 | 4.25 | 5.108 | 6.021 | 6.992 | 8.023 | 9.12 | 10.285 | 11.523 | 12.839 | 14.12 | 15.358 | 16.601 | 17.843 | 19.076 | 20.296 | 21.421 | 22.588 | 23.8 | 25.058 | 26.363 | NPgN | GSP | NG FES - Consumer Transformation | Total installed wind capacity (MW)
NG FES - Consumer Transformation | Gen_BB015 | MW | NPgN | SPENNYMOOR | Total installed wind capacity (MW) | SPEN_1 | 75.069 | 74.562 | 74.569 | 74.575 | 74.582 | 74.588 | 74.595 | 77.919 | 81.534 | 85.374 | 89.453 | 93.786 | 98.394 | 103.293 | 108.499 | 114.033 | 119.913 | 126.163 | 132.804 | 139.861 | 147.361 | 154.659 | 161.722 | 168.811 | 175.892 | 182.93 | 189.889 | 196.315 | 202.983 | 209.904 | 217.086 | 224.54 | NPgN | GSP | NG FES - Consumer Transformation | Total installed wind capacity (MW)
NG FES - Consumer Transformation | Gen_BB015 | MW | NPgN | STELLA NORTH | Total installed wind capacity (MW) | STEN_1 | 0 | 0 | 0.001 | 0.002 | 0.003 | 0.004 | 0.005 | 1.634 | 2.833 | 4.107 | 5.461 | 6.901 | 8.431 | 10.058 | 11.787 | 13.626 | 15.58 | 17.657 | 19.864 | 22.211 | 24.705 | 27.131 | 29.477 | 31.831 | 34.183 | 36.519 | 38.828 | 40.958 | 43.169 | 45.464 | 47.845 | 50.317 | NPgN | GSP | NG FES - Consumer Transformation | Total installed wind capacity (MW)
NG FES - Consumer Transformation | Gen_BB015 | MW | NPgN | STELLA SOUTH | Total installed wind capacity (MW) | STES_1 | 28.399 | 28.033 | 28.038 | 28.043 | 28.048 | 28.053 | 28.058 | 32.075 | 36.445 | 41.089 | 46.024 | 51.267 | 56.843 | 62.771 | 69.072 | 75.769 | 82.887 | 90.453 | 98.493 | 107.039 | 116.12 | 124.957 | 133.504 | 142.083 | 150.65 | 159.165 | 167.581 | 175.347 | 183.408 | 191.774 | 200.456 | 209.467 | NPgN | GSP | NG FES - Consumer Transformation | Total installed wind capacity (MW)
NG FES - Consumer Transformation | Gen_BB015 | MW | NPgN | TYNEMOUTH | Total installed wind capacity (MW) | TYNE_1 | 0.006 | 0.006 | 0.007 | 0.007 | 0.008 | 0.008 | 0.009 | 0.853 | 1.759 | 2.721 | 3.745 | 4.832 | 5.989 | 7.218 | 8.525 | 9.914 | 11.391 | 12.96 | 14.629 | 16.402 | 18.287 | 20.12 | 21.893 | 23.672 | 25.449 | 27.215 | 28.96 | 30.569 | 32.239 | 33.973 | 35.772 | 37.64 | NPgN | GSP | NG FES - Consumer Transformation | Total installed wind capacity (MW)
NG FES - Consumer Transformation | Gen_BB015 | MW | NPgN | WEST BOLDON | Total installed wind capacity (MW) | WBOL_6 | 6.004 | 6.004 | 6.004 | 6.005 | 6.005 | 6.006 | 6.006 | 6.769 | 7.599 | 8.482 | 9.42 | 10.418 | 11.478 | 12.605 | 13.804 | 15.078 | 16.432 | 17.871 | 19.401 | 21.027 | 22.755 | 24.437 | 26.063 | 27.694 | 29.323 | 30.942 | 32.542 | 34.017 | 35.549 | 37.138 | 38.788 | 40.501 | NPgN | GSP | NG FES - Consumer Transformation | Total installed wind capacity (MW)
NG FES - Consumer Transformation | Gen_BB015 | MW | NPgY | BRADFORD WEST | Total installed wind capacity (MW) | BRAW_1 | 25.676 | 26.773 | 26.959 | 27.145 | 27.331 | 27.517 | 27.703 | 28.063 | 28.423 | 28.783 | 29.143 | 29.503 | 33.901 | 40.78 | 48.086 | 55.844 | 64.08 | 72.824 | 82.107 | 91.782 | 101.687 | 111.727 | 121.786 | 131.736 | 141.61 | 151.327 | 160.947 | 170.537 | 180.18 | 193.04 | 199.068 | 205.738 | NPgY | GSP | NG FES - Consumer Transformation | Total installed wind capacity (MW)
NG FES - Consumer Transformation | Gen_BB015 | MW | NPgY | CAMBLESFORTH | Total installed wind capacity (MW) | CAMB_01 | 119.128 | 119.303 | 119.333 | 119.362 | 119.392 | 119.421 | 119.451 | 119.508 | 119.565 | 119.622 | 119.679 | 119.736 | 120.076 | 120.588 | 121.131 | 121.708 | 122.319 | 122.966 | 123.653 | 124.368 | 125.101 | 125.844 | 126.591 | 127.331 | 128.068 | 128.796 | 129.518 | 130.241 | 130.968 | 131.919 | 132.4 | 132.927 | NPgY | GSP | NG FES - Consumer Transformation | Total installed wind capacity (MW)
NG FES - Consumer Transformation | Gen_BB015 | MW | NPgY | CREYKE BECK | Total installed wind capacity (MW) | CREB_1 | 171.184 | 172.612 | 173.06 | 173.803 | 174.547 | 178.78 | 186.729 | 198.858 | 215.2 | 236.031 | 258.149 | 281.636 | 301.317 | 319.299 | 338.406 | 358.706 | 380.274 | 403.187 | 427.528 | 452.903 | 478.875 | 505.182 | 531.517 | 557.533 | 583.315 | 608.65 | 633.694 | 658.635 | 683.691 | 717.407 | 732.652 | 749.607 | NPgY | GSP | NG FES - Consumer Transformation | Total installed wind capacity (MW)
NG FES - Consumer Transformation | Gen_BB015 | MW | NPgY | DRAX | Total installed wind capacity (MW) | DRAX_YEDL | 35.957 | 36.194 | 36.235 | 36.275 | 36.315 | 36.355 | 36.395 | 36.472 | 36.55 | 36.627 | 36.705 | 36.783 | 38.829 | 42.087 | 45.548 | 49.227 | 53.135 | 57.286 | 61.697 | 66.295 | 71.002 | 75.768 | 80.54 | 85.254 | 89.924 | 94.514 | 99.05 | 103.567 | 108.105 | 114.214 | 116.971 | 120.037 | NPgY | GSP | NG FES - Consumer Transformation | Total installed wind capacity (MW)
NG FES - Consumer Transformation | Gen_BB015 | MW | NPgY | ELLAND | Total installed wind capacity (MW) | ELLA_1 | 41.552 | 41.878 | 41.932 | 41.987 | 42.041 | 42.096 | 42.15 | 42.255 | 42.36 | 42.465 | 42.571 | 42.676 | 44.579 | 47.589 | 50.786 | 54.182 | 57.789 | 61.621 | 65.69 | 69.931 | 74.273 | 78.672 | 83.077 | 87.431 | 91.747 | 95.991 | 100.189 | 104.37 | 108.573 | 114.209 | 116.791 | 119.657 | NPgY | GSP | NG FES - Consumer Transformation | Total installed wind capacity (MW)
NG FES - Consumer Transformation | Gen_BB015 | MW | NPgY | FERRYBRIDGE A | Total installed wind capacity (MW) | FERRA2 | 1.614 | 1.729 | 1.773 | 1.852 | 1.931 | 2.423 | 3.356 | 4.775 | 6.694 | 9.144 | 11.747 | 14.512 | 16.509 | 18.111 | 19.813 | 21.622 | 23.543 | 25.585 | 27.753 | 30.014 | 32.329 | 34.672 | 37.019 | 39.336 | 41.632 | 43.889 | 46.119 | 48.339 | 50.57 | 53.574 | 54.928 | 56.434 | NPgY | GSP | NG FES - Consumer Transformation | Total installed wind capacity (MW)
NG FES - Consumer Transformation | Gen_BB015 | MW | NPgY | FERRYBRIDGE B | Total installed wind capacity (MW) | FERRB9 | 11.423 | 11.731 | 11.842 | 12.034 | 12.227 | 13.387 | 15.578 | 18.914 | 23.419 | 29.169 | 35.276 | 41.762 | 46.785 | 51.086 | 55.656 | 60.512 | 65.671 | 71.153 | 76.976 | 83.047 | 89.26 | 95.553 | 101.853 | 108.076 | 114.242 | 120.3 | 126.288 | 132.251 | 138.241 | 146.308 | 149.945 | 153.991 | NPgY | GSP | NG FES - Consumer Transformation | Total installed wind capacity (MW)
NG FES - Consumer Transformation | Gen_BB015 | MW | NPgY | GRIMSBY WEST | Total installed wind capacity (MW) | GRIW_1 | 25.869 | 26.033 | 26.061 | 26.088 | 26.116 | 26.144 | 26.171 | 26.225 | 26.278 | 26.331 | 26.385 | 26.438 | 27.841 | 30.075 | 32.448 | 34.969 | 37.648 | 40.494 | 43.518 | 46.67 | 49.897 | 53.164 | 56.435 | 59.667 | 62.869 | 66.015 | 69.125 | 72.221 | 75.332 | 79.52 | 81.41 | 83.513 | NPgY | GSP | NG FES - Consumer Transformation | Total installed wind capacity (MW)
NG FES - Consumer Transformation | Gen_BB015 | MW | NPgY | JORDANTHORPE | Total installed wind capacity (MW) | JORD_3 | 0.026 | 0.062 | 0.072 | 0.088 | 0.103 | 0.182 | 0.33 | 0.555 | 0.858 | 1.242 | 1.65 | 2.083 | 2.591 | 3.156 | 3.756 | 4.394 | 5.071 | 5.791 | 6.556 | 7.354 | 8.17 | 8.997 | 9.824 | 10.641 | 11.451 | 12.247 | 13.033 | 13.816 | 14.602 | 15.662 | 16.138 | 16.668 | NPgY | GSP | NG FES - Consumer Transformation | Total installed wind capacity (MW)
NG FES - Consumer Transformation | Gen_BB015 | MW | NPgY | KEADBY | Total installed wind capacity (MW) | KEAD_YEDL | 145.208 | 146.061 | 146.205 | 146.348 | 146.491 | 146.635 | 146.778 | 147.056 | 147.333 | 147.611 | 147.888 | 148.166 | 155.309 | 166.677 | 178.756 | 191.591 | 205.226 | 219.713 | 235.103 | 251.147 | 267.568 | 284.2 | 300.85 | 317.297 | 333.595 | 349.61 | 365.441 | 381.205 | 397.041 | 418.358 | 427.984 | 438.691 | NPgY | GSP | NG FES - Consumer Transformation | Total installed wind capacity (MW)
NG FES - Consumer Transformation | Gen_BB015 | MW | NPgY | KIRKSTALL B | Total installed wind capacity (MW) | KIRKB1 | 2.564 | 2.663 | 2.76 | 2.971 | 3.182 | 4.727 | 7.695 | 12.191 | 18.3 | 26.126 | 34.444 | 43.286 | 46.944 | 47.657 | 48.415 | 49.22 | 50.075 | 50.982 | 51.946 | 52.951 | 53.979 | 55.021 | 56.065 | 57.097 | 58.121 | 59.128 | 60.125 | 61.118 | 62.117 | 63.452 | 64.072 | 64.759 | NPgY | GSP | NG FES - Consumer Transformation | Total installed wind capacity (MW)
NG FES - Consumer Transformation | Gen_BB015 | MW | NPgY | NEEPSEND | Total installed wind capacity (MW) | NEEP_3 | 0.03 | 0.072 | 0.08 | 0.089 | 0.099 | 0.124 | 0.165 | 0.23 | 0.315 | 0.419 | 0.529 | 0.644 | 1.106 | 1.784 | 2.504 | 3.269 | 4.082 | 4.946 | 5.863 | 6.82 | 7.799 | 8.791 | 9.783 | 10.764 | 11.735 | 12.689 | 13.632 | 14.571 | 15.514 | 16.785 | 17.356 | 17.991 | NPgY | GSP | NG FES - Consumer Transformation | Total installed wind capacity (MW)
NG FES - Consumer Transformation | Gen_BB015 | MW | NPgY | NORTON LEES | Total installed wind capacity (MW) | NORL_3 | 0.006 | 0.048 | 0.056 | 0.066 | 0.075 | 0.1 | 0.142 | 0.208 | 0.292 | 0.397 | 0.507 | 0.624 | 1.088 | 1.77 | 2.494 | 3.263 | 4.081 | 4.949 | 5.872 | 6.834 | 7.819 | 8.816 | 9.815 | 10.8 | 11.777 | 12.737 | 13.685 | 14.629 | 15.577 | 16.856 | 17.43 | 18.069 | NPgY | GSP | NG FES - Consumer Transformation | Total installed wind capacity (MW)
NG FES - Consumer Transformation | Gen_BB015 | MW | NPgY | PITSMOOR 3/4 | Total installed wind capacity (MW) | PITS_BB_B | 0 | 0.018 | 0.021 | 0.025 | 0.029 | 0.04 | 0.058 | 0.087 | 0.124 | 0.169 | 0.218 | 0.268 | 0.466 | 0.756 | 1.064 | 1.391 | 1.739 | 2.109 | 2.501 | 2.911 | 3.33 | 3.754 | 4.178 | 4.598 | 5.013 | 5.422 | 5.825 | 6.227 | 6.63 | 7.174 | 7.418 | 7.69 | NPgY | GSP | NG FES - Consumer Transformation | Total installed wind capacity (MW)
NG FES - Consumer Transformation | Gen_BB015 | MW | NPgY | SALTEND NORTH | Total installed wind capacity (MW) | SALT_1 | 37.516 | 37.691 | 37.718 | 37.746 | 37.774 | 37.802 | 37.83 | 37.883 | 37.937 | 37.991 | 38.045 | 38.099 | 39.412 | 41.5 | 43.719 | 46.077 | 48.581 | 51.242 | 54.069 | 57.016 | 60.032 | 63.087 | 66.145 | 69.166 | 72.16 | 75.103 | 78.011 | 80.908 | 83.818 | 87.733 | 89.505 | 91.474 | NPgY | GSP | NG FES - Consumer Transformation | Total installed wind capacity (MW)
NG FES - Consumer Transformation | Gen_BB015 | MW | NPgY | SHEFFIELD CITY | Total installed wind capacity (MW) | SHEC_3 | 0.004 | 0.026 | 0.03 | 0.035 | 0.04 | 0.053 | 0.074 | 0.109 | 0.153 | 0.208 | 0.266 | 0.327 | 0.57 | 0.926 | 1.305 | 1.707 | 2.135 | 2.589 | 3.072 | 3.575 | 4.09 | 4.612 | 5.134 | 5.65 | 6.161 | 6.662 | 7.158 | 7.652 | 8.148 | 8.817 | 9.117 | 9.452 | NPgY | GSP | NG FES - Consumer Transformation | Total installed wind capacity (MW)
NG FES - Consumer Transformation | Gen_BB015 | MW | NPgY | SKELTON GRANGE | Total installed wind capacity (MW) | SKLGB1 | 0.404 | 0.688 | 1.641 | 2 | 2.36 | 4.859 | 9.637 | 16.888 | 26.723 | 39.31 | 52.687 | 66.904 | 73.729 | 76.401 | 79.24 | 82.255 | 85.458 | 88.859 | 92.472 | 96.238 | 100.093 | 103.998 | 107.909 | 111.774 | 115.607 | 119.375 | 123.101 | 126.814 | 130.545 | 135.549 | 137.841 | 140.386 | NPgY | GSP | NG FES - Consumer Transformation | Total installed wind capacity (MW)
NG FES - Consumer Transformation | Gen_BB015 | MW | NPgY | TEMPLEBOROUGH 275/33KV | Total installed wind capacity (MW) | TEMP_3 | 0 | 0.005 | 0.01 | 0.021 | 0.032 | 0.113 | 0.268 | 0.503 | 0.823 | 1.232 | 1.667 | 2.13 | 2.321 | 2.359 | 2.399 | 2.441 | 2.487 | 2.534 | 2.585 | 2.638 | 2.693 | 2.748 | 2.803 | 2.857 | 2.911 | 2.964 | 3.017 | 3.069 | 3.122 | 3.192 | 3.225 | 3.261 | NPgY | GSP | NG FES - Consumer Transformation | Total installed wind capacity (MW)
NG FES - Consumer Transformation | Gen_BB015 | MW | NPgY | THURCROFT | Total installed wind capacity (MW) | THUR_6 | 24.076 | 24.254 | 24.295 | 24.352 | 24.408 | 24.644 | 25.072 | 25.731 | 26.608 | 27.715 | 28.889 | 30.133 | 32.069 | 34.462 | 37.006 | 39.708 | 42.579 | 45.629 | 48.87 | 52.248 | 55.705 | 59.207 | 62.713 | 66.176 | 69.607 | 72.979 | 76.313 | 79.632 | 82.966 | 87.455 | 89.482 | 91.736 | NPgY | GSP | NG FES - Consumer Transformation | Total installed wind capacity (MW)
NG FES - Consumer Transformation | Gen_BB015 | MW | NPgY | WEST MELTON / THORPE MARSH | Total installed wind capacity (MW) | WMEL_THOM | 67.284 | 67.665 | 67.729 | 67.794 | 67.858 | 67.923 | 67.987 | 68.112 | 68.237 | 68.361 | 68.486 | 68.611 | 71.776 | 76.812 | 82.164 | 87.849 | 93.89 | 100.307 | 107.125 | 114.232 | 121.506 | 128.874 | 136.25 | 143.536 | 150.757 | 157.852 | 164.865 | 171.849 | 178.865 | 188.309 | 192.575 | 197.32 | NPgY | GSP | NG FES - Consumer Transformation | Total installed wind capacity (MW)
NG FES - Consumer Transformation | Gen_BB015 | MW | NPgY | WEST MELTON SECTION 3 | Total installed wind capacity (MW) | WMEL_BB3 | 16.75 | 17.02 | 17.087 | 17.185 | 17.283 | 17.743 | 18.588 | 19.886 | 21.621 | 23.82 | 26.154 | 28.629 | 31.9 | 35.726 | 39.792 | 44.112 | 48.702 | 53.579 | 58.759 | 64.16 | 69.688 | 75.287 | 80.892 | 86.428 | 91.913 | 97.303 | 102.63 | 107.934 | 113.263 | 120.439 | 123.673 | 127.271 | NPgY | GSP | NG FES - Consumer Transformation | Total installed wind capacity (MW)
NG FES - Consumer Transformation | Gen_BB015 | MW | NPgY | WINCOBANK | Total installed wind capacity (MW) | WIBA_3 | 1.853 | 1.863 | 1.87 | 1.883 | 1.896 | 1.989 | 2.167 | 2.436 | 2.801 | 3.268 | 3.765 | 4.293 | 4.536 | 4.618 | 4.705 | 4.797 | 4.895 | 4.999 | 5.11 | 5.225 | 5.343 | 5.463 | 5.583 | 5.701 | 5.819 | 5.934 | 6.048 | 6.162 | 6.277 | 6.43 | 6.501 | 6.579 | NPgY | GSP | NG FES - Consumer Transformation | Total installed wind capacity (MW)
NG FES - Leading the Way | Gen_BB010 | MW | NPgN | BLYTH 66kV | Total installed biomass capacity (MW) | BLYTB1 | 31.7 | 31.666 | 31.666 | 31.666 | 31.666 | 31.666 | 31.666 | 31.666 | 31.666 | 31.666 | 31.381 | 31.095 | 30.81 | 30.525 | 30.24 | 29.954 | 29.669 | 29.384 | 29.099 | 28.813 | 28.528 | 28.243 | 27.958 | 27.672 | 27.387 | 27.102 | 26.817 | 26.531 | 26.246 | 25.961 | 25.676 | 25.676 | NPgN | GSP | NG FES - Leading the Way | Total installed biomass capacity (MW)
NG FES - Leading the Way | Gen_BB010 | MW | NPgN | BLYTH 132kV | Total installed biomass capacity (MW) | BLYTH132 | 380 | 380 | 380 | 380 | 380 | 380 | 380 | 380 | 380 | 380 | 376.577 | 373.154 | 369.731 | 366.307 | 362.884 | 359.461 | 356.038 | 352.615 | 349.192 | 345.769 | 342.346 | 338.922 | 335.499 | 332.076 | 328.653 | 325.23 | 321.807 | 318.384 | 314.961 | 311.537 | 308.114 | 308.114 | NPgN | GSP | NG FES - Leading the Way | Total installed biomass capacity (MW)
NG FES - Leading the Way | Gen_BB010 | MW | NPgN | FOURSTONES | Total installed biomass capacity (MW) | FOUR_1 | 0 | 0 | 0 | 0 | 0 | 0 | 0 | 0 | 0 | 0 | 0 | 0 | 0 | 0 | 0 | 0 | 0 | 0 | 0 | 0 | 0 | 0 | 0 | 0 | 0 | 0 | 0 | 0 | 0 | 0 | 0 | 0 | NPgN | GSP | NG FES - Leading the Way | Total installed biomass capacity (MW)
NG FES - Leading the Way | Gen_BB010 | MW | NPgN | HARTMOOR | Total installed biomass capacity (MW) | HARM_6 | 0 | 0 | 0 | 0 | 0 | 0 | 0 | 0 | 0 | 0 | 0 | 0 | 0 | 0 | 0 | 0 | 0 | 0 | 0 | 0 | 0 | 0 | 0 | 0 | 0 | 0 | 0 | 0 | 0 | 0 | 0 | 0 | NPgN | GSP | NG FES - Leading the Way | Total installed biomass capacity (MW)
NG FES - Leading the Way | Gen_BB010 | MW | NPgN | HAWTHORN PIT GRID | Total installed biomass capacity (MW) | HAWP_6 | 0 | 0 | 0 | 0 | 0 | 0 | 0 | 0 | 0 | 0 | 0 | 0 | 0 | 0 | 0 | 0 | 0 | 0 | 0 | 0 | 0 | 0 | 0 | 0 | 0 | 0 | 0 | 0 | 0 | 0 | 0 | 0 | NPgN | GSP | NG FES - Leading the Way | Total installed biomass capacity (MW)
NG FES - Leading the Way | Gen_BB010 | MW | NPgN | KNARESBOROUGH | Total installed biomass capacity (MW) | KNARE_111 | 0.475 | 0.475 | 0.475 | 0.475 | 0.475 | 0.475 | 0.475 | 0.475 | 0.475 | 0.475 | 0.471 | 0.466 | 0.462 | 0.458 | 0.454 | 0.449 | 0.445 | 0.441 | 0.436 | 0.432 | 0.428 | 0.424 | 0.419 | 0.415 | 0.411 | 0.407 | 0.402 | 0.398 | 0.394 | 0.389 | 0.385 | 0.385 | NPgN | GSP | NG FES - Leading the Way | Total installed biomass capacity (MW)
NG FES - Leading the Way | Gen_BB010 | MW | NPgN | LACKENBY | Total installed biomass capacity (MW) | LACK_6 | 0.39 | 0.39 | 0.39 | 0.39 | 0.39 | 0.39 | 0.39 | 0.39 | 0.39 | 0.39 | 0.386 | 0.383 | 0.379 | 0.376 | 0.372 | 0.369 | 0.365 | 0.362 | 0.358 | 0.355 | 0.351 | 0.348 | 0.344 | 0.341 | 0.337 | 0.334 | 0.33 | 0.327 | 0.323 | 0.32 | 0.316 | 0.316 | NPgN | GSP | NG FES - Leading the Way | Total installed biomass capacity (MW)
NG FES - Leading the Way | Gen_BB010 | MW | NPgN | NORTON | Total installed biomass capacity (MW) | NORT_1 | 0 | 0 | 0 | 0 | 0 | 0 | 0 | 0 | 0 | 0 | 0 | 0 | 0 | 0 | 0 | 0 | 0 | 0 | 0 | 0 | 0 | 0 | 0 | 0 | 0 | 0 | 0 | 0 | 0 | 0 | 0 | 0 | NPgN | GSP | NG FES - Leading the Way | Total installed biomass capacity (MW)
NG FES - Leading the Way | Gen_BB010 | MW | NPgN | OFFERTON | Total installed biomass capacity (MW) | OFFE_3 | 0 | 0 | 0 | 0 | 0 | 0 | 0 | 0 | 0 | 0 | 0 | 0 | 0 | 0 | 0 | 0 | 0 | 0 | 0 | 0 | 0 | 0 | 0 | 0 | 0 | 0 | 0 | 0 | 0 | 0 | 0 | 0 | NPgN | GSP | NG FES - Leading the Way | Total installed biomass capacity (MW)
NG FES - Leading the Way | Gen_BB010 | MW | NPgN | OSBALDWICK | Total installed biomass capacity (MW) | OSBA_1 | 0.5 | 0.5 | 0.5 | 0.5 | 0.5 | 0.5 | 0.5 | 0.5 | 0.5 | 0.5 | 0.495 | 0.491 | 0.486 | 0.482 | 0.477 | 0.473 | 0.468 | 0.464 | 0.459 | 0.455 | 0.45 | 0.446 | 0.441 | 0.437 | 0.432 | 0.428 | 0.423 | 0.419 | 0.414 | 0.41 | 0.405 | 0.405 | NPgN | GSP | NG FES - Leading the Way | Total installed biomass capacity (MW)
NG FES - Leading the Way | Gen_BB010 | MW | NPgN | POPPLETON | Total installed biomass capacity (MW) | POPP_3 | 0 | 0 | 0 | 0 | 0 | 0 | 0 | 0 | 0 | 0 | 0 | 0 | 0 | 0 | 0 | 0 | 0 | 0 | 0 | 0 | 0 | 0 | 0 | 0 | 0 | 0 | 0 | 0 | 0 | 0 | 0 | 0 | NPgN | GSP | NG FES - Leading the Way | Total installed biomass capacity (MW)
NG FES - Leading the Way | Gen_BB010 | MW | NPgN | SALTHOLME | Total installed biomass capacity (MW) | SALH_1 | 49 | 49 | 49 | 49 | 49 | 49 | 49 | 49 | 49 | 49 | 48.559 | 48.117 | 47.676 | 47.234 | 46.793 | 46.352 | 45.91 | 45.469 | 45.027 | 44.586 | 44.145 | 43.703 | 43.262 | 42.82 | 42.379 | 41.938 | 41.496 | 41.055 | 40.613 | 40.172 | 39.731 | 39.731 | NPgN | GSP | NG FES - Leading the Way | Total installed biomass capacity (MW)
NG FES - Leading the Way | Gen_BB010 | MW | NPgN | SOUTH SHIELDS | Total installed biomass capacity (MW) | SSHI_3 | 0 | 0 | 0 | 0 | 0 | 0 | 0 | 0 | 0 | 0 | 0 | 0 | 0 | 0 | 0 | 0 | 0 | 0 | 0 | 0 | 0 | 0 | 0 | 0 | 0 | 0 | 0 | 0 | 0 | 0 | 0 | 0 | NPgN | GSP | NG FES - Leading the Way | Total installed biomass capacity (MW)
NG FES - Leading the Way | Gen_BB010 | MW | NPgN | SPADEADAM | Total installed biomass capacity (MW) | KIELD01 and SPAD20 | 0 | 0 | 0 | 0 | 0 | 0 | 0 | 0 | 0 | 0 | 0 | 0 | 0 | 0 | 0 | 0 | 0 | 0 | 0 | 0 | 0 | 0 | 0 | 0 | 0 | 0 | 0 | 0 | 0 | 0 | 0 | 0 | NPgN | GSP | NG FES - Leading the Way | Total installed biomass capacity (MW)
NG FES - Leading the Way | Gen_BB010 | MW | NPgN | SPENNYMOOR | Total installed biomass capacity (MW) | SPEN_1 | 17.545 | 17.545 | 17.545 | 17.545 | 17.545 | 17.545 | 17.545 | 17.545 | 17.545 | 17.545 | 17.387 | 17.229 | 17.071 | 16.913 | 16.755 | 16.597 | 16.439 | 16.281 | 16.123 | 15.965 | 15.806 | 15.648 | 15.49 | 15.332 | 15.174 | 15.016 | 14.858 | 14.7 | 14.542 | 14.384 | 14.226 | 14.226 | NPgN | GSP | NG FES - Leading the Way | Total installed biomass capacity (MW)
NG FES - Leading the Way | Gen_BB010 | MW | NPgN | STELLA NORTH | Total installed biomass capacity (MW) | STEN_1 | 0 | 0 | 0 | 0 | 0 | 0 | 0 | 0 | 0 | 0 | 0 | 0 | 0 | 0 | 0 | 0 | 0 | 0 | 0 | 0 | 0 | 0 | 0 | 0 | 0 | 0 | 0 | 0 | 0 | 0 | 0 | 0 | NPgN | GSP | NG FES - Leading the Way | Total installed biomass capacity (MW)
NG FES - Leading the Way | Gen_BB010 | MW | NPgN | STELLA SOUTH | Total installed biomass capacity (MW) | STES_1 | 3.5 | 3.5 | 3.5 | 3.5 | 3.5 | 3.5 | 3.5 | 3.5 | 3.5 | 3.5 | 3.468 | 3.437 | 3.405 | 3.374 | 3.342 | 3.311 | 3.279 | 3.248 | 3.216 | 3.185 | 3.153 | 3.122 | 3.09 | 3.059 | 3.027 | 2.996 | 2.964 | 2.932 | 2.901 | 2.869 | 2.838 | 2.838 | NPgN | GSP | NG FES - Leading the Way | Total installed biomass capacity (MW)
NG FES - Leading the Way | Gen_BB010 | MW | NPgN | TYNEMOUTH | Total installed biomass capacity (MW) | TYNE_1 | 0 | 0 | 0 | 0 | 0 | 0 | 0 | 0 | 0 | 0 | 0 | 0 | 0 | 0 | 0 | 0 | 0 | 0 | 0 | 0 | 0 | 0 | 0 | 0 | 0 | 0 | 0 | 0 | 0 | 0 | 0 | 0 | NPgN | GSP | NG FES - Leading the Way | Total installed biomass capacity (MW)
NG FES - Leading the Way | Gen_BB010 | MW | NPgN | WEST BOLDON | Total installed biomass capacity (MW) | WBOL_6 | 0 | 0 | 0 | 0 | 0 | 0 | 0 | 0 | 0 | 0 | 0 | 0 | 0 | 0 | 0 | 0 | 0 | 0 | 0 | 0 | 0 | 0 | 0 | 0 | 0 | 0 | 0 | 0 | 0 | 0 | 0 | 0 | NPgN | GSP | NG FES - Leading the Way | Total installed biomass capacity (MW)
NG FES - Leading the Way | Gen_BB010 | MW | NPgY | BRADFORD WEST | Total installed biomass capacity (MW) | BRAW_1 | 0 | 0 | 0.268 | 0.536 | 0.804 | 1.072 | 1.34 | 1.34 | 1.34 | 1.34 | 1.083 | 0.826 | 0.57 | 0.313 | 0.056 | 0 | 0 | 0 | 0 | 0 | 0 | 0 | 0 | 0 | 0 | 0 | 0 | 0 | 0 | 0 | 0 | 0 | NPgY | GSP | NG FES - Leading the Way | Total installed biomass capacity (MW)
NG FES - Leading the Way | Gen_BB010 | MW | NPgY | CAMBLESFORTH | Total installed biomass capacity (MW) | CAMB_01 | 0 | 0 | 0.046 | 0.092 | 0.138 | 0.184 | 0.23 | 0.23 | 0.23 | 0.23 | 0.186 | 0.142 | 0.098 | 0.054 | 0.01 | 0 | 0 | 0 | 0 | 0 | 0 | 0 | 0 | 0 | 0 | 0 | 0 | 0 | 0 | 0 | 0 | 0 | NPgY | GSP | NG FES - Leading the Way | Total installed biomass capacity (MW)
NG FES - Leading the Way | Gen_BB010 | MW | NPgY | CREYKE BECK | Total installed biomass capacity (MW) | CREB_1 | 34.728 | 34.728 | 36.675 | 38.622 | 40.569 | 42.516 | 44.463 | 44.463 | 44.463 | 44.463 | 42.597 | 40.732 | 38.866 | 37 | 35.135 | 33.259 | 31.381 | 29.503 | 27.625 | 25.747 | 23.869 | 21.991 | 20.113 | 18.235 | 16.357 | 14.479 | 12.601 | 10.723 | 8.845 | 6.967 | 5.089 | 5.089 | NPgY | GSP | NG FES - Leading the Way | Total installed biomass capacity (MW)
NG FES - Leading the Way | Gen_BB010 | MW | NPgY | DRAX | Total installed biomass capacity (MW) | DRAX_YEDL | 0 | 0 | 0.234 | 0.468 | 0.702 | 0.935 | 1.169 | 1.169 | 1.169 | 1.169 | 0.945 | 0.721 | 0.497 | 0.273 | 0.049 | 0 | 0 | 0 | 0 | 0 | 0 | 0 | 0 | 0 | 0 | 0 | 0 | 0 | 0 | 0 | 0 | 0 | NPgY | GSP | NG FES - Leading the Way | Total installed biomass capacity (MW)
NG FES - Leading the Way | Gen_BB010 | MW | NPgY | ELLAND | Total installed biomass capacity (MW) | ELLA_1 | 0 | 0 | 0.265 | 0.53 | 0.795 | 1.059 | 1.324 | 1.324 | 1.324 | 1.324 | 1.071 | 0.817 | 0.563 | 0.309 | 0.055 | 0 | 0 | 0 | 0 | 0 | 0 | 0 | 0 | 0 | 0 | 0 | 0 | 0 | 0 | 0 | 0 | 0 | NPgY | GSP | NG FES - Leading the Way | Total installed biomass capacity (MW)
NG FES - Leading the Way | Gen_BB010 | MW | NPgY | FERRYBRIDGE A | Total installed biomass capacity (MW) | FERRA2 | 2.4 | 2.4 | 2.783 | 3.166 | 3.549 | 3.932 | 4.315 | 4.315 | 4.315 | 4.315 | 3.948 | 3.581 | 3.214 | 2.847 | 2.48 | 2.299 | 2.169 | 2.039 | 1.909 | 1.779 | 1.65 | 1.52 | 1.39 | 1.26 | 1.13 | 1.001 | 0.871 | 0.741 | 0.611 | 0.481 | 0.352 | 0.352 | NPgY | GSP | NG FES - Leading the Way | Total installed biomass capacity (MW)
NG FES - Leading the Way | Gen_BB010 | MW | NPgY | FERRYBRIDGE B | Total installed biomass capacity (MW) | FERRB9 | 5.11 | 5.11 | 6.092 | 7.073 | 8.055 | 9.037 | 10.019 | 10.019 | 10.019 | 10.019 | 9.078 | 8.137 | 7.197 | 6.256 | 5.315 | 4.894 | 4.618 | 4.341 | 4.065 | 3.789 | 3.512 | 3.236 | 2.96 | 2.683 | 2.407 | 2.131 | 1.854 | 1.578 | 1.301 | 1.025 | 0.749 | 0.749 | NPgY | GSP | NG FES - Leading the Way | Total installed biomass capacity (MW)
NG FES - Leading the Way | Gen_BB010 | MW | NPgY | GRIMSBY WEST | Total installed biomass capacity (MW) | GRIW_1 | 0.5 | 0.5 | 1.13 | 1.76 | 2.391 | 3.021 | 3.651 | 3.651 | 3.651 | 3.651 | 3.047 | 2.443 | 1.839 | 1.236 | 0.632 | 0.479 | 0.452 | 0.425 | 0.398 | 0.371 | 0.344 | 0.317 | 0.29 | 0.263 | 0.236 | 0.208 | 0.181 | 0.154 | 0.127 | 0.1 | 0.073 | 0.073 | NPgY | GSP | NG FES - Leading the Way | Total installed biomass capacity (MW)
NG FES - Leading the Way | Gen_BB010 | MW | NPgY | JORDANTHORPE | Total installed biomass capacity (MW) | JORD_3 | 0 | 0 | 0.03 | 0.06 | 0.089 | 0.119 | 0.149 | 0.149 | 0.149 | 0.149 | 0.121 | 0.092 | 0.063 | 0.035 | 0.006 | 0 | 0 | 0 | 0 | 0 | 0 | 0 | 0 | 0 | 0 | 0 | 0 | 0 | 0 | 0 | 0 | 0 | NPgY | GSP | NG FES - Leading the Way | Total installed biomass capacity (MW)
NG FES - Leading the Way | Gen_BB010 | MW | NPgY | KEADBY | Total installed biomass capacity (MW) | KEAD_YEDL | 63.554 | 63.554 | 66.801 | 70.048 | 73.295 | 76.542 | 79.789 | 79.789 | 79.789 | 79.789 | 76.678 | 73.567 | 70.455 | 67.344 | 64.232 | 60.866 | 57.43 | 53.993 | 50.556 | 47.119 | 43.682 | 40.245 | 36.808 | 33.371 | 29.934 | 26.497 | 23.061 | 19.624 | 16.187 | 12.75 | 9.313 | 9.313 | NPgY | GSP | NG FES - Leading the Way | Total installed biomass capacity (MW)
NG FES - Leading the Way | Gen_BB010 | MW | NPgY | KIRKSTALL B | Total installed biomass capacity (MW) | KIRKB1 | 0 | 0 | 0.111 | 0.221 | 0.332 | 0.442 | 0.553 | 0.553 | 0.553 | 0.553 | 0.447 | 0.341 | 0.235 | 0.129 | 0.023 | 0 | 0 | 0 | 0 | 0 | 0 | 0 | 0 | 0 | 0 | 0 | 0 | 0 | 0 | 0 | 0 | 0 | NPgY | GSP | NG FES - Leading the Way | Total installed biomass capacity (MW)
NG FES - Leading the Way | Gen_BB010 | MW | NPgY | NEEPSEND | Total installed biomass capacity (MW) | NEEP_3 | 0 | 0 | 0.01 | 0.021 | 0.031 | 0.041 | 0.052 | 0.052 | 0.052 | 0.052 | 0.042 | 0.032 | 0.022 | 0.012 | 0.002 | 0 | 0 | 0 | 0 | 0 | 0 | 0 | 0 | 0 | 0 | 0 | 0 | 0 | 0 | 0 | 0 | 0 | NPgY | GSP | NG FES - Leading the Way | Total installed biomass capacity (MW)
NG FES - Leading the Way | Gen_BB010 | MW | NPgY | NORTON LEES | Total installed biomass capacity (MW) | NORL_3 | 0 | 0 | 0 | 0 | 0 | 0 | 0 | 0 | 0 | 0 | 0 | 0 | 0 | 0 | 0 | 0 | 0 | 0 | 0 | 0 | 0 | 0 | 0 | 0 | 0 | 0 | 0 | 0 | 0 | 0 | 0 | 0 | NPgY | GSP | NG FES - Leading the Way | Total installed biomass capacity (MW)
NG FES - Leading the Way | Gen_BB010 | MW | NPgY | PITSMOOR 3/4 | Total installed biomass capacity (MW) | PITS_BB_B | 0 | 0 | 0 | 0 | 0 | 0 | 0 | 0 | 0 | 0 | 0 | 0 | 0 | 0 | 0 | 0 | 0 | 0 | 0 | 0 | 0 | 0 | 0 | 0 | 0 | 0 | 0 | 0 | 0 | 0 | 0 | 0 | NPgY | GSP | NG FES - Leading the Way | Total installed biomass capacity (MW)
NG FES - Leading the Way | Gen_BB010 | MW | NPgY | SALTEND NORTH | Total installed biomass capacity (MW) | SALT_1 | 0 | 0 | 0.001 | 0.002 | 0.004 | 0.005 | 0.006 | 0.006 | 0.006 | 0.006 | 0.005 | 0.004 | 0.003 | 0.001 | 0 | 0 | 0 | 0 | 0 | 0 | 0 | 0 | 0 | 0 | 0 | 0 | 0 | 0 | 0 | 0 | 0 | 0 | NPgY | GSP | NG FES - Leading the Way | Total installed biomass capacity (MW)
NG FES - Leading the Way | Gen_BB010 | MW | NPgY | SHEFFIELD CITY | Total installed biomass capacity (MW) | SHEC_3 | 0 | 0 | 0.002 | 0.004 | 0.006 | 0.009 | 0.011 | 0.011 | 0.011 | 0.011 | 0.009 | 0.007 | 0.005 | 0.002 | 0 | 0 | 0 | 0 | 0 | 0 | 0 | 0 | 0 | 0 | 0 | 0 | 0 | 0 | 0 | 0 | 0 | 0 | NPgY | GSP | NG FES - Leading the Way | Total installed biomass capacity (MW)
NG FES - Leading the Way | Gen_BB010 | MW | NPgY | SKELTON GRANGE | Total installed biomass capacity (MW) | SKLGB1 | 0.903 | 0.903 | 1.19 | 1.477 | 1.764 | 2.051 | 2.338 | 2.338 | 2.338 | 2.338 | 2.063 | 1.788 | 1.513 | 1.238 | 0.963 | 0.865 | 0.816 | 0.767 | 0.718 | 0.669 | 0.621 | 0.572 | 0.523 | 0.474 | 0.425 | 0.376 | 0.328 | 0.279 | 0.23 | 0.181 | 0.132 | 0.132 | NPgY | GSP | NG FES - Leading the Way | Total installed biomass capacity (MW)
NG FES - Leading the Way | Gen_BB010 | MW | NPgY | TEMPLEBOROUGH 275/33KV | Total installed biomass capacity (MW) | TEMP_3 | 0 | 0 | 0.008 | 0.016 | 0.024 | 0.031 | 0.039 | 0.039 | 0.039 | 0.039 | 0.032 | 0.024 | 0.017 | 0.009 | 0.002 | 0 | 0 | 0 | 0 | 0 | 0 | 0 | 0 | 0 | 0 | 0 | 0 | 0 | 0 | 0 | 0 | 0 | NPgY | GSP | NG FES - Leading the Way | Total installed biomass capacity (MW)
NG FES - Leading the Way | Gen_BB010 | MW | NPgY | THURCROFT | Total installed biomass capacity (MW) | THUR_6 | 0 | 0 | 0.819 | 1.638 | 2.457 | 3.276 | 4.095 | 4.095 | 4.095 | 4.095 | 3.31 | 2.526 | 1.741 | 0.956 | 0.171 | 0 | 0 | 0 | 0 | 0 | 0 | 0 | 0 | 0 | 0 | 0 | 0 | 0 | 0 | 0 | 0 | 0 | NPgY | GSP | NG FES - Leading the Way | Total installed biomass capacity (MW)
NG FES - Leading the Way | Gen_BB010 | MW | NPgY | WEST MELTON / THORPE MARSH | Total installed biomass capacity (MW) | WMEL_THOM | 32 | 32 | 32.747 | 33.495 | 34.242 | 34.989 | 35.737 | 35.737 | 35.737 | 35.737 | 35.02 | 34.304 | 33.588 | 32.872 | 32.156 | 30.647 | 28.916 | 27.186 | 25.455 | 23.725 | 21.994 | 20.264 | 18.533 | 16.803 | 15.072 | 13.342 | 11.611 | 9.881 | 8.15 | 6.42 | 4.689 | 4.689 | NPgY | GSP | NG FES - Leading the Way | Total installed biomass capacity (MW)
NG FES - Leading the Way | Gen_BB010 | MW | NPgY | WEST MELTON SECTION 3 | Total installed biomass capacity (MW) | WMEL_BB3 | 9.88 | 9.88 | 10.68 | 11.48 | 12.28 | 13.08 | 13.88 | 13.88 | 13.88 | 13.88 | 13.113 | 12.347 | 11.58 | 10.814 | 10.047 | 9.462 | 8.928 | 8.394 | 7.859 | 7.325 | 6.791 | 6.256 | 5.722 | 5.188 | 4.654 | 4.119 | 3.585 | 3.051 | 2.516 | 1.982 | 1.448 | 1.448 | NPgY | GSP | NG FES - Leading the Way | Total installed biomass capacity (MW)
NG FES - Leading the Way | Gen_BB010 | MW | NPgY | WINCOBANK | Total installed biomass capacity (MW) | WIBA_3 | 42.75 | 42.75 | 42.778 | 42.806 | 42.834 | 42.862 | 42.889 | 42.889 | 42.889 | 42.889 | 42.863 | 42.836 | 42.809 | 42.783 | 42.756 | 40.942 | 38.63 | 36.318 | 34.007 | 31.695 | 29.383 | 27.071 | 24.759 | 22.447 | 20.136 | 17.824 | 15.512 | 13.2 | 10.888 | 8.576 | 6.264 | 6.264 | NPgY | GSP | NG FES - Leading the Way | Total installed biomass capacity (MW)
NG FES - Leading the Way | Gen_BB000_NPgAggregate | MW | NPgN | BLYTH 66kV | Total installed generation capacity (MW) | BLYTB1 | 148.4 | 148.471 | 161.009 | 173.997 | 187.538 | 202.576 | 220.079 | 245.22 | 270.849 | 296.888 | 323.082 | 349.812 | 368.579 | 387.225 | 404.973 | 426.183 | 446.983 | 467.544 | 488.222 | 510.343 | 534.329 | 560.205 | 585.515 | 611.23 | 636.335 | 660.392 | 683.658 | 705.473 | 728.017 | 751.208 | 775.057 | 795.083 | NPgN | GSP | NG FES - Leading the Way | Total installed generation capacity (MW)
NG FES - Leading the Way | Gen_BB000_NPgAggregate | MW | NPgN | BLYTH 132kV | Total installed generation capacity (MW) | BLYTH132 | 492.747 | 492.785 | 513.295 | 533.941 | 554.927 | 578.017 | 601.176 | 625.799 | 649.947 | 674.129 | 694.93 | 715.498 | 720.556 | 724.513 | 725.813 | 732.185 | 736.749 | 739.376 | 740.819 | 743.665 | 748.429 | 754.856 | 761.036 | 767.763 | 773.356 | 777.162 | 779.987 | 782.227 | 784.603 | 787.121 | 789.786 | 794.578 | NPgN | GSP | NG FES - Leading the Way | Total installed generation capacity (MW)
NG FES - Leading the Way | Gen_BB000_NPgAggregate | MW | NPgN | FOURSTONES | Total installed generation capacity (MW) | FOUR_1 | 91.465 | 91.436 | 92.584 | 93.771 | 95.087 | 96.491 | 98.132 | 99.771 | 101.378 | 102.992 | 104.611 | 106.219 | 107.069 | 107.866 | 108.512 | 109.417 | 110.227 | 110.892 | 111.471 | 112.135 | 112.89 | 113.753 | 114.614 | 115.504 | 116.339 | 117.085 | 117.785 | 118.47 | 119.159 | 119.851 | 120.546 | 120.823 | NPgN | GSP | NG FES - Leading the Way | Total installed generation capacity (MW)
NG FES - Leading the Way | Gen_BB000_NPgAggregate | MW | NPgN | HARTMOOR | Total installed generation capacity (MW) | HARM_6 | 57.255 | 57.25 | 63.318 | 69.555 | 76.101 | 83.297 | 91.384 | 99.612 | 107.681 | 115.748 | 123.813 | 131.789 | 135.483 | 138.82 | 141.367 | 144.498 | 146.52 | 149.51 | 152.148 | 155.151 | 158.664 | 162.679 | 166.654 | 170.786 | 174.609 | 177.944 | 181.02 | 183.987 | 186.977 | 189.992 | 193.032 | 194.306 | NPgN | GSP | NG FES - Leading the Way | Total installed generation capacity (MW)
NG FES - Leading the Way | Gen_BB000_NPgAggregate | MW | NPgN | HAWTHORN PIT GRID | Total installed generation capacity (MW) | HAWP_6 | 44.635 | 44.552 | 51.004 | 57.68 | 64.656 | 72.384 | 81.363 | 90.951 | 100.43 | 109.924 | 119.437 | 128.893 | 133.853 | 138.421 | 142.179 | 146.164 | 148.606 | 153.197 | 157.507 | 162.218 | 167.519 | 173.404 | 179.215 | 185.198 | 190.863 | 196.016 | 200.857 | 205.481 | 210.203 | 214.998 | 219.864 | 222.434 | NPgN | GSP | NG FES - Leading the Way | Total installed generation capacity (MW)
NG FES - Leading the Way | Gen_BB000_NPgAggregate | MW | NPgN | KNARESBOROUGH | Total installed generation capacity (MW) | KNARE_111 | 101.417 | 101.46 | 125.785 | 150.456 | 175.887 | 203.759 | 232.917 | 261.914 | 290.152 | 318.32 | 346.416 | 374.048 | 383.675 | 391.866 | 396.806 | 396.747 | 388.74 | 394.783 | 399.264 | 405.172 | 413.098 | 422.825 | 432.413 | 442.627 | 451.537 | 458.401 | 463.547 | 467.704 | 472.531 | 477.511 | 482.593 | 483.774 | NPgN | GSP | NG FES - Leading the Way | Total installed generation capacity (MW)
NG FES - Leading the Way | Gen_BB000_NPgAggregate | MW | NPgN | LACKENBY | Total installed generation capacity (MW) | LACK_6 | 129.492 | 129.211 | 136.142 | 143.409 | 151.186 | 159.784 | 170.326 | 181.92 | 193.443 | 205.014 | 216.633 | 228.241 | 233.91 | 238.435 | 241.414 | 239.59 | 229.9 | 236.787 | 243.412 | 250.507 | 258.257 | 266.719 | 275.09 | 283.649 | 291.886 | 299.597 | 306.913 | 313.885 | 321.066 | 328.37 | 335.792 | 339.741 | NPgN | GSP | NG FES - Leading the Way | Total installed generation capacity (MW)
NG FES - Leading the Way | Gen_BB000_NPgAggregate | MW | NPgN | NORTON | Total installed generation capacity (MW) | NORT_1 | 218.008 | 218.158 | 268.675 | 320.066 | 373.175 | 431.526 | 493.662 | 556.661 | 618.243 | 679.761 | 741.222 | 801.861 | 825.221 | 845.487 | 858.949 | 876.688 | 884.613 | 901.641 | 915.602 | 932.635 | 953.978 | 979.264 | 1004.186 | 1030.42 | 1053.977 | 1073.316 | 1089.13 | 1102.754 | 1117.827 | 1133.318 | 1149.124 | 1155.33 | NPgN | GSP | NG FES - Leading the Way | Total installed generation capacity (MW)
NG FES - Leading the Way | Gen_BB000_NPgAggregate | MW | NPgN | OFFERTON | Total installed generation capacity (MW) | OFFE_3 | 6.46 | 6.489 | 7.198 | 8.021 | 9.032 | 10.128 | 11.985 | 14.206 | 16.28 | 18.368 | 20.471 | 22.589 | 24.424 | 26.207 | 27.911 | 29.652 | 31.108 | 33.091 | 35.078 | 37.113 | 39.211 | 41.423 | 43.625 | 45.848 | 48.055 | 50.23 | 52.389 | 54.519 | 56.67 | 58.844 | 61.04 | 62.055 | NPgN | GSP | NG FES - Leading the Way | Total installed generation capacity (MW)
NG FES - Leading the Way | Gen_BB000_NPgAggregate | MW | NPgN | OSBALDWICK | Total installed generation capacity (MW) | OSBA_1 | 82.74 | 82.489 | 141.366 | 200.832 | 261.548 | 328.178 | 396.3 | 466.979 | 536.127 | 605.246 | 674.345 | 742.583 | 766.472 | 786.957 | 799.671 | 807.29 | 798.93 | 815.579 | 828.774 | 845.705 | 867.915 | 894.703 | 920.911 | 948.667 | 973.21 | 992.693 | 1009.404 | 1024.703 | 1040.3 | 1056.184 | 1072.36 | 1082.612 | NPgN | GSP | NG FES - Leading the Way | Total installed generation capacity (MW)
NG FES - Leading the Way | Gen_BB000_NPgAggregate | MW | NPgN | POPPLETON | Total installed generation capacity (MW) | POPP_3 | 11.541 | 11.563 | 13.546 | 15.615 | 17.843 | 20.255 | 23.18 | 26.109 | 28.984 | 31.854 | 34.719 | 37.548 | 39.084 | 40.512 | 41.705 | 42.203 | 41.942 | 43.242 | 44.439 | 45.736 | 47.189 | 48.806 | 50.415 | 52.076 | 53.642 | 55.058 | 56.396 | 57.712 | 59.032 | 60.359 | 61.691 | 62.11 | NPgN | GSP | NG FES - Leading the Way | Total installed generation capacity (MW)
NG FES - Leading the Way | Gen_BB000_NPgAggregate | MW | NPgN | SALTHOLME | Total installed generation capacity (MW) | SALH_1 | 213.341 | 313.242 | 313.692 | 314.145 | 314.623 | 315.136 | 315.659 | 316.195 | 316.718 | 317.243 | 317.327 | 317.405 | 309.74 | 298.047 | 282.487 | 197.409 | 57.094 | 56.767 | 56.409 | 56.083 | 55.797 | 55.548 | 55.295 | 55.054 | 54.788 | 54.484 | 54.07 | 53.557 | 53.137 | 52.737 | 52.35 | 52.326 | NPgN | GSP | NG FES - Leading the Way | Total installed generation capacity (MW)
NG FES - Leading the Way | Gen_BB000_NPgAggregate | MW | NPgN | SOUTH SHIELDS | Total installed generation capacity (MW) | SSHI_3 | 3.818 | 3.844 | 4.1 | 4.456 | 5.001 | 5.553 | 6.764 | 8.25 | 9.644 | 11.051 | 12.472 | 13.911 | 15.462 | 17.028 | 18.609 | 20.208 | 21.824 | 23.457 | 25.108 | 26.778 | 28.468 | 30.23 | 31.99 | 33.758 | 35.533 | 37.312 | 39.095 | 40.866 | 42.653 | 44.455 | 46.273 | 47.061 | NPgN | GSP | NG FES - Leading the Way | Total installed generation capacity (MW)
NG FES - Leading the Way | Gen_BB000_NPgAggregate | MW | NPgN | SPADEADAM | Total installed generation capacity (MW) | KIELD01 and SPAD20 | 6.69 | 6.688 | 7.551 | 8.431 | 9.361 | 10.371 | 11.464 | 12.966 | 14.463 | 15.984 | 17.53 | 19.102 | 20.086 | 21.053 | 21.937 | 23.055 | 24.13 | 25.147 | 26.144 | 27.238 | 28.446 | 29.771 | 31.066 | 32.388 | 33.665 | 34.867 | 36.023 | 37.108 | 38.223 | 39.369 | 40.548 | 41.576 | NPgN | GSP | NG FES - Leading the Way | Total installed generation capacity (MW)
NG FES - Leading the Way | Gen_BB000_NPgAggregate | MW | NPgN | SPENNYMOOR | Total installed generation capacity (MW) | SPEN_1 | 123.404 | 123.032 | 162.658 | 202.789 | 243.906 | 289.161 | 336.166 | 384.955 | 432.737 | 480.523 | 528.164 | 575.256 | 593.009 | 608.592 | 619.061 | 636.821 | 649.867 | 662.667 | 673.148 | 686.171 | 702.738 | 722.458 | 741.793 | 762.17 | 780.408 | 795.27 | 808.236 | 820.2 | 832.429 | 844.873 | 857.533 | 865.206 | NPgN | GSP | NG FES - Leading the Way | Total installed generation capacity (MW)
NG FES - Leading the Way | Gen_BB000_NPgAggregate | MW | NPgN | STELLA NORTH | Total installed generation capacity (MW) | STEN_1 | 38.33 | 38.423 | 41.978 | 45.885 | 50.506 | 55.382 | 62.441 | 70.949 | 78.941 | 86.988 | 95.093 | 103.24 | 108.756 | 113.657 | 117.765 | 118.647 | 114.793 | 121.294 | 127.711 | 134.389 | 141.398 | 148.88 | 156.318 | 163.855 | 171.264 | 178.454 | 185.398 | 192.082 | 198.973 | 205.971 | 213.066 | 216.473 | NPgN | GSP | NG FES - Leading the Way | Total installed generation capacity (MW)
NG FES - Leading the Way | Gen_BB000_NPgAggregate | MW | NPgN | STELLA SOUTH | Total installed generation capacity (MW) | STES_1 | 54.174 | 53.89 | 73.391 | 93.198 | 113.583 | 136.008 | 159.689 | 185.861 | 211.721 | 237.683 | 263.725 | 289.666 | 301.456 | 312.312 | 320.805 | 332.531 | 341.857 | 351.942 | 361.062 | 371.598 | 384.049 | 398.265 | 412.189 | 426.644 | 440.058 | 451.813 | 462.646 | 472.78 | 483.133 | 493.713 | 504.527 | 512.398 | NPgN | GSP | NG FES - Leading the Way | Total installed generation capacity (MW)
NG FES - Leading the Way | Gen_BB000_NPgAggregate | MW | NPgN | TYNEMOUTH | Total installed generation capacity (MW) | TYNE_1 | 53.878 | 53.955 | 55.448 | 57.248 | 59.497 | 61.922 | 66.318 | 71.405 | 76.536 | 81.698 | 86.891 | 92.127 | 96.582 | 100.74 | 104.602 | 96.341 | 80.231 | 85.538 | 90.916 | 96.37 | 101.967 | 107.825 | 113.655 | 119.529 | 125.382 | 131.186 | 136.85 | 142.322 | 147.973 | 153.71 | 159.525 | 162.138 | NPgN | GSP | NG FES - Leading the Way | Total installed generation capacity (MW)
NG FES - Leading the Way | Gen_BB000_NPgAggregate | MW | NPgN | WEST BOLDON | Total installed generation capacity (MW) | WBOL_6 | 28.975 | 29.081 | 32.369 | 36.071 | 40.413 | 45.148 | 52.544 | 60.533 | 68.528 | 76.553 | 84.611 | 92.683 | 99.413 | 106.036 | 112.414 | 119.372 | 126.076 | 132.901 | 139.689 | 146.653 | 153.892 | 161.555 | 169.191 | 176.916 | 184.542 | 191.99 | 199.349 | 206.618 | 213.952 | 221.352 | 228.82 | 232.008 | NPgN | GSP | NG FES - Leading the Way | Total installed generation capacity (MW)
NG FES - Leading the Way | Gen_BB000_NPgAggregate | MW | NPgY | BRADFORD WEST | Total installed generation capacity (MW) | BRAW_1 | 68.77 | 72.158 | 77.589 | 83.941 | 91.894 | 100.942 | 115.899 | 131.01 | 145.91 | 160.793 | 175.406 | 189.624 | 202.529 | 213.781 | 226.053 | 238.168 | 245.087 | 263.476 | 281.988 | 301.056 | 321.15 | 342.438 | 363.528 | 384.877 | 406.147 | 426.898 | 447.266 | 467.111 | 487.252 | 507.711 | 516.482 | 523.301 | NPgY | GSP | NG FES - Leading the Way | Total installed generation capacity (MW)
NG FES - Leading the Way | Gen_BB000_NPgAggregate | MW | NPgY | CAMBLESFORTH | Total installed generation capacity (MW) | CAMB_01 | 136.224 | 136.447 | 137.286 | 138.203 | 139.311 | 140.699 | 142.679 | 144.623 | 146.523 | 148.442 | 150.337 | 152.183 | 153.79 | 154.156 | 153.968 | 152.494 | 147.798 | 149.645 | 151.416 | 153.31 | 155.34 | 157.547 | 159.742 | 161.974 | 164.187 | 166.308 | 168.365 | 170.373 | 172.404 | 174.462 | 175.316 | 175.96 | NPgY | GSP | NG FES - Leading the Way | Total installed generation capacity (MW)
NG FES - Leading the Way | Gen_BB000_NPgAggregate | MW | NPgY | CREYKE BECK | Total installed generation capacity (MW) | CREB_1 | 387.87 | 411.317 | 437.878 | 465.443 | 494.776 | 535.812 | 581.284 | 636.933 | 691.34 | 746.588 | 800.868 | 853.676 | 893.24 | 925.043 | 943.292 | 936.815 | 894.217 | 924.268 | 951.569 | 982.771 | 1019.356 | 1060.914 | 1101.587 | 1143.46 | 1184.203 | 1220.757 | 1254.265 | 1285.478 | 1317.303 | 1349.861 | 1369.736 | 1389.693 | NPgY | GSP | NG FES - Leading the Way | Total installed generation capacity (MW)
NG FES - Leading the Way | Gen_BB000_NPgAggregate | MW | NPgY | DRAX | Total installed generation capacity (MW) | DRAX_YEDL | 121.127 | 121.43 | 124.635 | 127.913 | 131.41 | 136.334 | 141.695 | 146.889 | 151.829 | 156.795 | 161.564 | 166.022 | 168.801 | 170.07 | 169.868 | 147.981 | 107.493 | 112.218 | 116.639 | 121.605 | 127.273 | 133.611 | 139.813 | 146.166 | 152.383 | 158.093 | 163.427 | 168.412 | 173.508 | 178.729 | 182.539 | 186.195 | NPgY | GSP | NG FES - Leading the Way | Total installed generation capacity (MW)
NG FES - Leading the Way | Gen_BB000_NPgAggregate | MW | NPgY | ELLAND | Total installed generation capacity (MW) | ELLA_1 | 129.223 | 129.724 | 134.519 | 139.997 | 146.65 | 154.54 | 166.887 | 179.159 | 191.192 | 203.203 | 214.941 | 226.281 | 236.125 | 238.472 | 238.152 | 236.454 | 219.759 | 231.847 | 243.816 | 256.19 | 269.368 | 283.435 | 297.389 | 311.555 | 325.611 | 339.14 | 352.295 | 365.148 | 378.145 | 391.306 | 395.614 | 398.363 | NPgY | GSP | NG FES - Leading the Way | Total installed generation capacity (MW)
NG FES - Leading the Way | Gen_BB000_NPgAggregate | MW | NPgY | FERRYBRIDGE A | Total installed generation capacity (MW) | FERRA2 | 32.867 | 33.064 | 38.28 | 43.697 | 49.406 | 57.503 | 66.638 | 76.757 | 86.564 | 96.466 | 106.102 | 115.341 | 121.895 | 126.359 | 128.253 | 130.265 | 127.567 | 132.286 | 136.409 | 141.173 | 146.899 | 153.487 | 159.952 | 166.643 | 173.11 | 178.761 | 183.828 | 188.574 | 193.376 | 198.255 | 200.332 | 202.06 | NPgY | GSP | NG FES - Leading the Way | Total installed generation capacity (MW)
NG FES - Leading the Way | Gen_BB000_NPgAggregate | MW | NPgY | FERRYBRIDGE B | Total installed generation capacity (MW) | FERRB9 | 309.71 | 310.22 | 323.434 | 337.066 | 351.486 | 371.789 | 394.177 | 418.896 | 442.787 | 466.911 | 490.349 | 512.746 | 528.193 | 535.773 | 534.288 | 502.228 | 433.098 | 444.386 | 454.11 | 465.523 | 479.406 | 495.489 | 511.251 | 527.285 | 537.468 | 545.067 | 552.366 | 558.344 | 567.598 | 577.681 | 582.035 | 584.497 | NPgY | GSP | NG FES - Leading the Way | Total installed generation capacity (MW)
NG FES - Leading the Way | Gen_BB000_NPgAggregate | MW | NPgY | GRIMSBY WEST | Total installed generation capacity (MW) | GRIW_1 | 164.123 | 164.42 | 172.976 | 181.799 | 191.119 | 204.317 | 219.109 | 233.276 | 246.76 | 260.259 | 273.174 | 285.2 | 292.635 | 290.361 | 282.099 | 257.618 | 203.2 | 210.725 | 217.251 | 224.812 | 233.935 | 244.448 | 254.771 | 265.464 | 275.788 | 284.768 | 292.793 | 300.315 | 307.915 | 315.627 | 318.797 | 321.216 | NPgY | GSP | NG FES - Leading the Way | Total installed generation capacity (MW)
NG FES - Leading the Way | Gen_BB000_NPgAggregate | MW | NPgY | JORDANTHORPE | Total installed generation capacity (MW) | JORD_3 | 3.379 | 3.442 | 4.048 | 4.768 | 5.648 | 6.695 | 8.443 | 10.401 | 12.35 | 14.308 | 16.248 | 18.163 | 19.951 | 21.671 | 23.343 | 25.334 | 27.279 | 29.23 | 31.189 | 33.198 | 35.312 | 37.549 | 39.768 | 42.014 | 44.25 | 46.428 | 48.564 | 50.653 | 52.768 | 54.912 | 55.677 | 56.201 | NPgY | GSP | NG FES - Leading the Way | Total installed generation capacity (MW)
NG FES - Leading the Way | Gen_BB000_NPgAggregate | MW | NPgY | KEADBY | Total installed generation capacity (MW) | KEAD_YEDL | 522.225 | 523.6 | 565.055 | 606.391 | 648.839 | 711.093 | 772.794 | 830.703 | 884.977 | 939.519 | 991.243 | 1038.554 | 1061.369 | 1073.14 | 1071.742 | 1038.453 | 951.123 | 969.174 | 981.304 | 999.354 | 1025.333 | 1058.179 | 1090.023 | 1123.657 | 1155.094 | 1179.491 | 1198.902 | 1215.61 | 1232.723 | 1250.328 | 1262.003 | 1276.296 | NPgY | GSP | NG FES - Leading the Way | Total installed generation capacity (MW)
NG FES - Leading the Way | Gen_BB000_NPgAggregate | MW | NPgY | KIRKSTALL B | Total installed generation capacity (MW) | KIRKB1 | 33.516 | 33.716 | 35.957 | 38.696 | 42.132 | 45.995 | 52.372 | 63.386 | 74.637 | 86.152 | 97.843 | 109.827 | 121.606 | 131.735 | 137.413 | 138.095 | 133.701 | 139.646 | 145.539 | 151.567 | 157.911 | 164.643 | 171.35 | 178.149 | 184.91 | 191.46 | 197.866 | 204.19 | 210.564 | 216.995 | 218.425 | 218.949 | NPgY | GSP | NG FES - Leading the Way | Total installed generation capacity (MW)
NG FES - Leading the Way | Gen_BB000_NPgAggregate | MW | NPgY | NEEPSEND | Total installed generation capacity (MW) | NEEP_3 | 6.078 | 6.16 | 6.665 | 7.349 | 8.323 | 9.271 | 11.361 | 13.576 | 15.798 | 18.015 | 20.218 | 22.406 | 24.657 | 26.877 | 29.308 | 32.045 | 34.788 | 37.646 | 40.576 | 43.518 | 46.531 | 49.663 | 52.781 | 55.921 | 59.069 | 62.206 | 65.334 | 68.424 | 71.55 | 74.713 | 75.686 | 76.275 | NPgY | GSP | NG FES - Leading the Way | Total installed generation capacity (MW)
NG FES - Leading the Way | Gen_BB000_NPgAggregate | MW | NPgY | NORTON LEES | Total installed generation capacity (MW) | NORL_3 | 3.657 | 3.739 | 4.122 | 4.685 | 5.504 | 6.305 | 8.241 | 10.308 | 12.394 | 14.475 | 16.553 | 18.63 | 20.852 | 23.071 | 25.542 | 28.228 | 30.946 | 33.809 | 36.763 | 39.715 | 42.714 | 45.816 | 48.906 | 52.013 | 55.134 | 58.266 | 61.406 | 64.514 | 67.658 | 70.839 | 71.817 | 72.409 | NPgY | GSP | NG FES - Leading the Way | Total installed generation capacity (MW)
NG FES - Leading the Way | Gen_BB000_NPgAggregate | MW | NPgY | PITSMOOR 3/4 | Total installed generation capacity (MW) | PITS_BB_B | 1.02 | 1.056 | 1.219 | 1.46 | 1.838 | 2.156 | 2.962 | 3.844 | 4.733 | 5.62 | 6.506 | 7.392 | 8.338 | 9.283 | 10.335 | 11.479 | 12.635 | 13.854 | 15.11 | 16.366 | 17.643 | 18.963 | 20.278 | 21.6 | 22.928 | 24.261 | 25.597 | 26.919 | 28.257 | 29.611 | 30.027 | 30.28 | NPgY | GSP | NG FES - Leading the Way | Total installed generation capacity (MW)
NG FES - Leading the Way | Gen_BB000_NPgAggregate | MW | NPgY | SALTEND NORTH | Total installed generation capacity (MW) | SALT_1 | 86.282 | 86.511 | 86.886 | 87.389 | 88.14 | 88.898 | 90.566 | 92.267 | 93.978 | 95.705 | 97.446 | 99.2 | 101.095 | 99.834 | 97.81 | 90.763 | 74.672 | 78.307 | 82.038 | 85.89 | 89.861 | 94.03 | 98.151 | 102.295 | 106.452 | 110.611 | 114.761 | 118.782 | 122.885 | 127.071 | 129.594 | 131.87 | NPgY | GSP | NG FES - Leading the Way | Total installed generation capacity (MW)
NG FES - Leading the Way | Gen_BB000_NPgAggregate | MW | NPgY | SHEFFIELD CITY | Total installed generation capacity (MW) | SHEC_3 | 1.411 | 1.454 | 1.679 | 2 | 2.556 | 2.926 | 3.945 | 5.059 | 6.181 | 7.3 | 8.415 | 9.527 | 10.698 | 11.861 | 13.149 | 14.567 | 15.997 | 17.497 | 19.041 | 20.586 | 22.162 | 23.794 | 25.42 | 27.056 | 28.698 | 30.341 | 31.985 | 33.61 | 35.255 | 36.919 | 37.431 | 37.741 | NPgY | GSP | NG FES - Leading the Way | Total installed generation capacity (MW)
NG FES - Leading the Way | Gen_BB000_NPgAggregate | MW | NPgY | SKELTON GRANGE | Total installed generation capacity (MW) | SKLGB1 | 110.257 | 115.81 | 122.388 | 129.362 | 138.083 | 148.028 | 164.382 | 188.234 | 212.375 | 236.935 | 261.668 | 286.712 | 310.901 | 330.225 | 341.772 | 344.839 | 335.05 | 351.043 | 366.924 | 383.207 | 400.351 | 418.553 | 436.664 | 454.922 | 471.372 | 487.115 | 502.866 | 518.192 | 534.689 | 551.566 | 555.721 | 557.251 | NPgY | GSP | NG FES - Leading the Way | Total installed generation capacity (MW)
NG FES - Leading the Way | Gen_BB000_NPgAggregate | MW | NPgY | TEMPLEBOROUGH 275/33KV | Total installed generation capacity (MW) | TEMP_3 | 0.358 | 0.368 | 0.497 | 0.645 | 0.809 | 1.031 | 1.33 | 1.862 | 2.404 | 2.961 | 3.526 | 4.105 | 4.653 | 5.198 | 5.544 | 5.806 | 6.052 | 6.278 | 6.494 | 6.723 | 6.973 | 7.245 | 7.516 | 7.792 | 8.064 | 8.32 | 8.565 | 8.804 | 9.045 | 9.288 | 9.358 | 9.398 | NPgY | GSP | NG FES - Leading the Way | Total installed generation capacity (MW)
NG FES - Leading the Way | Gen_BB000_NPgAggregate | MW | NPgY | THURCROFT | Total installed generation capacity (MW) | THUR_6 | 104.278 | 134.588 | 145.434 | 156.538 | 168.086 | 184.689 | 202.81 | 220.515 | 237.37 | 254.273 | 270.447 | 285.519 | 294.554 | 298.075 | 296.695 | 287.968 | 261.649 | 269.516 | 276.054 | 283.904 | 293.75 | 305.312 | 316.634 | 328.404 | 339.303 | 348.416 | 356.368 | 363.658 | 371.251 | 379.008 | 382.286 | 384.693 | NPgY | GSP | NG FES - Leading the Way | Total installed generation capacity (MW)
NG FES - Leading the Way | Gen_BB000_NPgAggregate | MW | NPgY | WEST MELTON / THORPE MARSH | Total installed generation capacity (MW) | WMEL_THOM | 260.17 | 260.796 | 271.642 | 283.098 | 295.739 | 312.734 | 333.879 | 354.177 | 373.691 | 393.228 | 412.078 | 429.879 | 442.51 | 452.67 | 461.102 | 465.966 | 460.898 | 474.08 | 486.253 | 499.745 | 515.234 | 532.638 | 549.767 | 567.294 | 583.075 | 597.156 | 610.411 | 622.813 | 636.204 | 649.995 | 654.82 | 659.523 | NPgY | GSP | NG FES - Leading the Way | Total installed generation capacity (MW)
NG FES - Leading the Way | Gen_BB000_NPgAggregate | MW | NPgY | WEST MELTON SECTION 3 | Total installed generation capacity (MW) | WMEL_BB3 | 101.208 | 101.692 | 112.962 | 124.789 | 137.631 | 155.172 | 176.199 | 197.573 | 218.186 | 238.887 | 258.92 | 277.943 | 291.382 | 302.75 | 311.237 | 321.328 | 325.708 | 337.995 | 349.117 | 361.569 | 376.068 | 392.458 | 408.587 | 425.205 | 441.369 | 455.839 | 469.101 | 481.673 | 494.391 | 507.301 | 512.154 | 516.138 | NPgY | GSP | NG FES - Leading the Way | Total installed generation capacity (MW)
NG FES - Leading the Way | Gen_BB000_NPgAggregate | MW | NPgY | WINCOBANK | Total installed generation capacity (MW) | WIBA_3 | 46.3 | 46.321 | 46.73 | 47.17 | 47.663 | 48.309 | 49.12 | 50.178 | 51.226 | 52.292 | 53.349 | 54.395 | 55.269 | 56.09 | 56.627 | 55.443 | 53.693 | 51.873 | 50.009 | 48.19 | 46.441 | 44.758 | 43.068 | 41.395 | 39.708 | 37.961 | 36.174 | 34.367 | 32.563 | 30.765 | 28.604 | 28.688 | NPgY | GSP | NG FES - Leading the Way | Total installed generation capacity (MW)
NG FES - Leading the Way | Gen_BB018 | MW | NPgN | BLYTH 66kV | Total installed hydro capacity (MW) | BLYTB1 | 0 | 0 | 0.003 | 0.006 | 0.009 | 0.012 | 0.015 | 0.018 | 0.021 | 0.024 | 0.027 | 0.03 | 0.033 | 0.036 | 0.039 | 0.042 | 0.045 | 0.049 | 0.052 | 0.055 | 0.058 | 0.061 | 0.064 | 0.067 | 0.07 | 0.074 | 0.077 | 0.08 | 0.083 | 0.087 | 0.09 | 0.093 | NPgN | GSP | NG FES - Leading the Way | Total installed hydro capacity (MW)
NG FES - Leading the Way | Gen_BB018 | MW | NPgN | BLYTH 132kV | Total installed hydro capacity (MW) | BLYTH132 | 0 | 0 | 0.005 | 0.011 | 0.016 | 0.021 | 0.027 | 0.032 | 0.037 | 0.043 | 0.048 | 0.053 | 0.059 | 0.064 | 0.069 | 0.075 | 0.08 | 0.086 | 0.091 | 0.097 | 0.102 | 0.108 | 0.113 | 0.119 | 0.124 | 0.13 | 0.136 | 0.142 | 0.147 | 0.153 | 0.159 | 0.165 | NPgN | GSP | NG FES - Leading the Way | Total installed hydro capacity (MW)
NG FES - Leading the Way | Gen_BB018 | MW | NPgN | FOURSTONES | Total installed hydro capacity (MW) | FOUR_1 | 0 | 0 | 0 | 0.001 | 0.001 | 0.001 | 0.001 | 0.002 | 0.002 | 0.002 | 0.002 | 0.003 | 0.003 | 0.003 | 0.004 | 0.004 | 0.004 | 0.004 | 0.005 | 0.005 | 0.005 | 0.006 | 0.006 | 0.006 | 0.006 | 0.007 | 0.007 | 0.007 | 0.008 | 0.008 | 0.008 | 0.009 | NPgN | GSP | NG FES - Leading the Way | Total installed hydro capacity (MW)
NG FES - Leading the Way | Gen_BB018 | MW | NPgN | HARTMOOR | Total installed hydro capacity (MW) | HARM_6 | 0 | 0 | 0.001 | 0.003 | 0.004 | 0.006 | 0.007 | 0.009 | 0.01 | 0.012 | 0.013 | 0.015 | 0.016 | 0.018 | 0.019 | 0.021 | 0.022 | 0.024 | 0.025 | 0.027 | 0.029 | 0.03 | 0.032 | 0.033 | 0.035 | 0.036 | 0.038 | 0.04 | 0.041 | 0.043 | 0.044 | 0.046 | NPgN | GSP | NG FES - Leading the Way | Total installed hydro capacity (MW)
NG FES - Leading the Way | Gen_BB018 | MW | NPgN | HAWTHORN PIT GRID | Total installed hydro capacity (MW) | HAWP_6 | 0 | 0 | 0.002 | 0.003 | 0.005 | 0.006 | 0.008 | 0.009 | 0.011 | 0.012 | 0.014 | 0.016 | 0.017 | 0.019 | 0.02 | 0.022 | 0.023 | 0.025 | 0.027 | 0.028 | 0.03 | 0.031 | 0.033 | 0.035 | 0.036 | 0.038 | 0.04 | 0.041 | 0.043 | 0.045 | 0.046 | 0.048 | NPgN | GSP | NG FES - Leading the Way | Total installed hydro capacity (MW)
NG FES - Leading the Way | Gen_BB018 | MW | NPgN | KNARESBOROUGH | Total installed hydro capacity (MW) | KNARE_111 | 0 | 0 | 0.006 | 0.012 | 0.019 | 0.025 | 0.031 | 0.037 | 0.043 | 0.05 | 0.056 | 0.062 | 0.068 | 0.074 | 0.081 | 0.087 | 0.093 | 0.1 | 0.106 | 0.112 | 0.119 | 0.125 | 0.132 | 0.138 | 0.145 | 0.151 | 0.158 | 0.165 | 0.171 | 0.178 | 0.185 | 0.191 | NPgN | GSP | NG FES - Leading the Way | Total installed hydro capacity (MW)
NG FES - Leading the Way | Gen_BB018 | MW | NPgN | LACKENBY | Total installed hydro capacity (MW) | LACK_6 | 0 | 0 | 0.002 | 0.003 | 0.005 | 0.006 | 0.008 | 0.01 | 0.011 | 0.013 | 0.014 | 0.016 | 0.018 | 0.019 | 0.021 | 0.023 | 0.024 | 0.026 | 0.027 | 0.029 | 0.031 | 0.033 | 0.034 | 0.036 | 0.038 | 0.039 | 0.041 | 0.043 | 0.044 | 0.046 | 0.048 | 0.05 | NPgN | GSP | NG FES - Leading the Way | Total installed hydro capacity (MW)
NG FES - Leading the Way | Gen_BB018 | MW | NPgN | NORTON | Total installed hydro capacity (MW) | NORT_1 | 0.499 | 0.499 | 0.512 | 0.525 | 0.537 | 0.55 | 0.563 | 0.576 | 0.588 | 0.601 | 0.614 | 0.627 | 0.639 | 0.652 | 0.665 | 0.678 | 0.691 | 0.704 | 0.717 | 0.731 | 0.744 | 0.757 | 0.77 | 0.784 | 0.797 | 0.811 | 0.824 | 0.838 | 0.852 | 0.866 | 0.879 | 0.893 | NPgN | GSP | NG FES - Leading the Way | Total installed hydro capacity (MW)
NG FES - Leading the Way | Gen_BB018 | MW | NPgN | OFFERTON | Total installed hydro capacity (MW) | OFFE_3 | 0 | 0 | 0 | 0 | 0 | 0 | 0.001 | 0.001 | 0.001 | 0.001 | 0.001 | 0.001 | 0.001 | 0.001 | 0.001 | 0.002 | 0.002 | 0.002 | 0.002 | 0.002 | 0.002 | 0.002 | 0.002 | 0.002 | 0.003 | 0.003 | 0.003 | 0.003 | 0.003 | 0.003 | 0.003 | 0.003 | NPgN | GSP | NG FES - Leading the Way | Total installed hydro capacity (MW)
NG FES - Leading the Way | Gen_BB018 | MW | NPgN | OSBALDWICK | Total installed hydro capacity (MW) | OSBA_1 | 0 | 0 | 0.015 | 0.03 | 0.046 | 0.061 | 0.076 | 0.091 | 0.106 | 0.121 | 0.137 | 0.152 | 0.167 | 0.182 | 0.198 | 0.213 | 0.229 | 0.244 | 0.26 | 0.275 | 0.291 | 0.307 | 0.323 | 0.338 | 0.354 | 0.371 | 0.387 | 0.403 | 0.419 | 0.436 | 0.452 | 0.469 | NPgN | GSP | NG FES - Leading the Way | Total installed hydro capacity (MW)
NG FES - Leading the Way | Gen_BB018 | MW | NPgN | POPPLETON | Total installed hydro capacity (MW) | POPP_3 | 0 | 0 | 0 | 0.001 | 0.001 | 0.002 | 0.002 | 0.003 | 0.003 | 0.004 | 0.004 | 0.005 | 0.005 | 0.006 | 0.006 | 0.007 | 0.007 | 0.007 | 0.008 | 0.008 | 0.009 | 0.009 | 0.01 | 0.01 | 0.011 | 0.011 | 0.012 | 0.012 | 0.013 | 0.013 | 0.014 | 0.014 | NPgN | GSP | NG FES - Leading the Way | Total installed hydro capacity (MW)
NG FES - Leading the Way | Gen_BB018 | MW | NPgN | SALTHOLME | Total installed hydro capacity (MW) | SALH_1 | 0 | 0 | 0 | 0 | 0 | 0 | 0.001 | 0.001 | 0.001 | 0.001 | 0.001 | 0.001 | 0.001 | 0.001 | 0.002 | 0.002 | 0.002 | 0.002 | 0.002 | 0.002 | 0.002 | 0.002 | 0.002 | 0.003 | 0.003 | 0.003 | 0.003 | 0.003 | 0.003 | 0.003 | 0.003 | 0.004 | NPgN | GSP | NG FES - Leading the Way | Total installed hydro capacity (MW)
NG FES - Leading the Way | Gen_BB018 | MW | NPgN | SOUTH SHIELDS | Total installed hydro capacity (MW) | SSHI_3 | 0 | 0 | 0 | 0 | 0 | 0 | 0 | 0 | 0 | 0 | 0 | 0 | 0 | 0 | 0 | 0 | 0 | 0 | 0 | 0 | 0 | 0 | 0 | 0 | 0 | 0 | 0 | 0 | 0 | 0 | 0 | 0 | NPgN | GSP | NG FES - Leading the Way | Total installed hydro capacity (MW)
NG FES - Leading the Way | Gen_BB018 | MW | NPgN | SPADEADAM | Total installed hydro capacity (MW) | KIELD01 and SPAD20 | 6 | 6 | 6 | 6 | 6.001 | 6.001 | 6.001 | 6.001 | 6.002 | 6.002 | 6.002 | 6.002 | 6.002 | 6.003 | 6.003 | 6.003 | 6.003 | 6.003 | 6.004 | 6.004 | 6.004 | 6.004 | 6.005 | 6.005 | 6.005 | 6.005 | 6.006 | 6.006 | 6.006 | 6.006 | 6.006 | 6.007 | NPgN | GSP | NG FES - Leading the Way | Total installed hydro capacity (MW)
NG FES - Leading the Way | Gen_BB018 | MW | NPgN | SPENNYMOOR | Total installed hydro capacity (MW) | SPEN_1 | 0 | 0 | 0.01 | 0.02 | 0.03 | 0.041 | 0.051 | 0.061 | 0.071 | 0.081 | 0.091 | 0.101 | 0.112 | 0.122 | 0.132 | 0.142 | 0.153 | 0.163 | 0.173 | 0.184 | 0.194 | 0.205 | 0.215 | 0.226 | 0.237 | 0.248 | 0.258 | 0.269 | 0.28 | 0.291 | 0.302 | 0.313 | NPgN | GSP | NG FES - Leading the Way | Total installed hydro capacity (MW)
NG FES - Leading the Way | Gen_BB018 | MW | NPgN | STELLA NORTH | Total installed hydro capacity (MW) | STEN_1 | 0 | 0 | 0.001 | 0.001 | 0.002 | 0.003 | 0.004 | 0.004 | 0.005 | 0.006 | 0.006 | 0.007 | 0.008 | 0.008 | 0.009 | 0.01 | 0.011 | 0.011 | 0.012 | 0.013 | 0.013 | 0.014 | 0.015 | 0.016 | 0.016 | 0.017 | 0.018 | 0.019 | 0.019 | 0.02 | 0.021 | 0.022 | NPgN | GSP | NG FES - Leading the Way | Total installed hydro capacity (MW)
NG FES - Leading the Way | Gen_BB018 | MW | NPgN | STELLA SOUTH | Total installed hydro capacity (MW) | STES_1 | 0 | 0 | 0.005 | 0.01 | 0.015 | 0.02 | 0.025 | 0.03 | 0.035 | 0.04 | 0.045 | 0.05 | 0.054 | 0.06 | 0.065 | 0.07 | 0.075 | 0.08 | 0.085 | 0.09 | 0.095 | 0.1 | 0.105 | 0.11 | 0.116 | 0.121 | 0.126 | 0.131 | 0.137 | 0.142 | 0.148 | 0.153 | NPgN | GSP | NG FES - Leading the Way | Total installed hydro capacity (MW)
NG FES - Leading the Way | Gen_BB018 | MW | NPgN | TYNEMOUTH | Total installed hydro capacity (MW) | TYNE_1 | 0 | 0 | 0 | 0 | 0.001 | 0.001 | 0.001 | 0.001 | 0.001 | 0.002 | 0.002 | 0.002 | 0.002 | 0.002 | 0.002 | 0.003 | 0.003 | 0.003 | 0.003 | 0.003 | 0.004 | 0.004 | 0.004 | 0.004 | 0.004 | 0.005 | 0.005 | 0.005 | 0.005 | 0.005 | 0.006 | 0.006 | NPgN | GSP | NG FES - Leading the Way | Total installed hydro capacity (MW)
NG FES - Leading the Way | Gen_BB018 | MW | NPgN | WEST BOLDON | Total installed hydro capacity (MW) | WBOL_6 | 0 | 0 | 0.001 | 0.001 | 0.002 | 0.002 | 0.003 | 0.004 | 0.004 | 0.005 | 0.005 | 0.006 | 0.007 | 0.007 | 0.008 | 0.008 | 0.009 | 0.01 | 0.01 | 0.011 | 0.011 | 0.012 | 0.013 | 0.013 | 0.014 | 0.014 | 0.015 | 0.016 | 0.016 | 0.017 | 0.018 | 0.018 | NPgN | GSP | NG FES - Leading the Way | Total installed hydro capacity (MW)
NG FES - Leading the Way | Gen_BB018 | MW | NPgY | BRADFORD WEST | Total installed hydro capacity (MW) | BRAW_1 | 0.798 | 0.798 | 0.799 | 0.799 | 0.8 | 0.8 | 0.801 | 0.801 | 0.802 | 0.802 | 0.803 | 0.803 | 0.804 | 0.804 | 0.805 | 0.806 | 0.806 | 0.807 | 0.807 | 0.808 | 0.808 | 0.809 | 0.809 | 0.81 | 0.81 | 0.811 | 0.812 | 0.812 | 0.813 | 0.813 | 0.814 | 0.815 | NPgY | GSP | NG FES - Leading the Way | Total installed hydro capacity (MW)
NG FES - Leading the Way | Gen_BB018 | MW | NPgY | CAMBLESFORTH | Total installed hydro capacity (MW) | CAMB_01 | 0 | 0 | 0 | 0 | 0 | 0 | 0 | 0.001 | 0.001 | 0.001 | 0.001 | 0.001 | 0.001 | 0.001 | 0.001 | 0.001 | 0.001 | 0.001 | 0.002 | 0.002 | 0.002 | 0.002 | 0.002 | 0.002 | 0.002 | 0.002 | 0.002 | 0.002 | 0.003 | 0.003 | 0.003 | 0.003 | NPgY | GSP | NG FES - Leading the Way | Total installed hydro capacity (MW)
NG FES - Leading the Way | Gen_BB018 | MW | NPgY | CREYKE BECK | Total installed hydro capacity (MW) | CREB_1 | 0 | 0 | 0.004 | 0.008 | 0.012 | 0.016 | 0.019 | 0.023 | 0.027 | 0.031 | 0.035 | 0.039 | 0.043 | 0.047 | 0.051 | 0.055 | 0.059 | 0.062 | 0.066 | 0.07 | 0.074 | 0.079 | 0.083 | 0.087 | 0.091 | 0.095 | 0.099 | 0.103 | 0.107 | 0.112 | 0.116 | 0.12 | NPgY | GSP | NG FES - Leading the Way | Total installed hydro capacity (MW)
NG FES - Leading the Way | Gen_BB018 | MW | NPgY | DRAX | Total installed hydro capacity (MW) | DRAX_YEDL | 0 | 0 | 0 | 0.001 | 0.001 | 0.002 | 0.002 | 0.003 | 0.003 | 0.004 | 0.004 | 0.005 | 0.005 | 0.006 | 0.006 | 0.007 | 0.007 | 0.008 | 0.008 | 0.008 | 0.009 | 0.009 | 0.01 | 0.01 | 0.011 | 0.011 | 0.012 | 0.012 | 0.013 | 0.013 | 0.014 | 0.014 | NPgY | GSP | NG FES - Leading the Way | Total installed hydro capacity (MW)
NG FES - Leading the Way | Gen_BB018 | MW | NPgY | ELLAND | Total installed hydro capacity (MW) | ELLA_1 | 2 | 2 | 2.001 | 2.001 | 2.002 | 2.002 | 2.003 | 2.003 | 2.004 | 2.004 | 2.005 | 2.005 | 2.006 | 2.006 | 2.007 | 2.007 | 2.008 | 2.008 | 2.009 | 2.01 | 2.01 | 2.011 | 2.011 | 2.012 | 2.012 | 2.013 | 2.013 | 2.014 | 2.015 | 2.015 | 2.016 | 2.016 | NPgY | GSP | NG FES - Leading the Way | Total installed hydro capacity (MW)
NG FES - Leading the Way | Gen_BB018 | MW | NPgY | FERRYBRIDGE A | Total installed hydro capacity (MW) | FERRA2 | 0 | 0 | 0.001 | 0.002 | 0.002 | 0.003 | 0.004 | 0.005 | 0.005 | 0.006 | 0.007 | 0.008 | 0.008 | 0.009 | 0.01 | 0.011 | 0.012 | 0.012 | 0.013 | 0.014 | 0.015 | 0.015 | 0.016 | 0.017 | 0.018 | 0.019 | 0.019 | 0.02 | 0.021 | 0.022 | 0.023 | 0.024 | NPgY | GSP | NG FES - Leading the Way | Total installed hydro capacity (MW)
NG FES - Leading the Way | Gen_BB018 | MW | NPgY | FERRYBRIDGE B | Total installed hydro capacity (MW) | FERRB9 | 0.5 | 0.5 | 0.502 | 0.504 | 0.506 | 0.508 | 0.51 | 0.512 | 0.514 | 0.516 | 0.518 | 0.52 | 0.522 | 0.524 | 0.526 | 0.527 | 0.53 | 0.532 | 0.533 | 0.536 | 0.538 | 0.54 | 0.542 | 0.544 | 0.546 | 0.548 | 0.55 | 0.552 | 0.554 | 0.556 | 0.558 | 0.561 | NPgY | GSP | NG FES - Leading the Way | Total installed hydro capacity (MW)
NG FES - Leading the Way | Gen_BB018 | MW | NPgY | GRIMSBY WEST | Total installed hydro capacity (MW) | GRIW_1 | 0 | 0 | 0.001 | 0.003 | 0.004 | 0.005 | 0.006 | 0.008 | 0.009 | 0.01 | 0.011 | 0.013 | 0.014 | 0.015 | 0.016 | 0.018 | 0.019 | 0.02 | 0.022 | 0.023 | 0.024 | 0.025 | 0.027 | 0.028 | 0.029 | 0.031 | 0.032 | 0.033 | 0.035 | 0.036 | 0.037 | 0.039 | NPgY | GSP | NG FES - Leading the Way | Total installed hydro capacity (MW)
NG FES - Leading the Way | Gen_BB018 | MW | NPgY | JORDANTHORPE | Total installed hydro capacity (MW) | JORD_3 | 0 | 0 | 0 | 0 | 0 | 0 | 0 | 0 | 0 | 0 | 0.001 | 0.001 | 0.001 | 0.001 | 0.001 | 0.001 | 0.001 | 0.001 | 0.001 | 0.001 | 0.001 | 0.001 | 0.001 | 0.001 | 0.001 | 0.001 | 0.002 | 0.002 | 0.002 | 0.002 | 0.002 | 0.002 | NPgY | GSP | NG FES - Leading the Way | Total installed hydro capacity (MW)
NG FES - Leading the Way | Gen_BB018 | MW | NPgY | KEADBY | Total installed hydro capacity (MW) | KEAD_YEDL | 0 | 0 | 0.006 | 0.013 | 0.019 | 0.026 | 0.032 | 0.039 | 0.045 | 0.052 | 0.058 | 0.065 | 0.071 | 0.078 | 0.084 | 0.091 | 0.098 | 0.104 | 0.111 | 0.117 | 0.124 | 0.131 | 0.138 | 0.144 | 0.151 | 0.158 | 0.165 | 0.172 | 0.179 | 0.186 | 0.193 | 0.2 | NPgY | GSP | NG FES - Leading the Way | Total installed hydro capacity (MW)
NG FES - Leading the Way | Gen_BB018 | MW | NPgY | KIRKSTALL B | Total installed hydro capacity (MW) | KIRKB1 | 0 | 0 | 0 | 0 | 0.001 | 0.001 | 0.001 | 0.001 | 0.002 | 0.002 | 0.002 | 0.002 | 0.002 | 0.003 | 0.003 | 0.003 | 0.003 | 0.004 | 0.004 | 0.004 | 0.004 | 0.004 | 0.005 | 0.005 | 0.005 | 0.005 | 0.006 | 0.006 | 0.006 | 0.006 | 0.007 | 0.007 | NPgY | GSP | NG FES - Leading the Way | Total installed hydro capacity (MW)
NG FES - Leading the Way | Gen_BB018 | MW | NPgY | NEEPSEND | Total installed hydro capacity (MW) | NEEP_3 | 0 | 0 | 0 | 0 | 0 | 0 | 0 | 0 | 0 | 0 | 0 | 0 | 0 | 0 | 0 | 0 | 0 | 0 | 0 | 0 | 0 | 0 | 0 | 0 | 0 | 0.001 | 0.001 | 0.001 | 0.001 | 0.001 | 0.001 | 0.001 | NPgY | GSP | NG FES - Leading the Way | Total installed hydro capacity (MW)
NG FES - Leading the Way | Gen_BB018 | MW | NPgY | NORTON LEES | Total installed hydro capacity (MW) | NORL_3 | 0 | 0 | 0 | 0 | 0 | 0 | 0 | 0 | 0 | 0 | 0 | 0 | 0 | 0 | 0 | 0 | 0 | 0 | 0 | 0 | 0 | 0 | 0 | 0 | 0 | 0 | 0 | 0 | 0 | 0 | 0 | 0 | NPgY | GSP | NG FES - Leading the Way | Total installed hydro capacity (MW)
NG FES - Leading the Way | Gen_BB018 | MW | NPgY | PITSMOOR 3/4 | Total installed hydro capacity (MW) | PITS_BB_B | 0 | 0 | 0 | 0 | 0 | 0 | 0 | 0 | 0 | 0 | 0 | 0 | 0 | 0 | 0 | 0 | 0 | 0 | 0 | 0 | 0 | 0 | 0 | 0 | 0 | 0 | 0 | 0 | 0 | 0 | 0 | 0 | NPgY | GSP | NG FES - Leading the Way | Total installed hydro capacity (MW)
NG FES - Leading the Way | Gen_BB018 | MW | NPgY | SALTEND NORTH | Total installed hydro capacity (MW) | SALT_1 | 0 | 0 | 0 | 0 | 0 | 0 | 0 | 0 | 0 | 0 | 0 | 0 | 0 | 0 | 0 | 0 | 0 | 0 | 0 | 0 | 0 | 0 | 0 | 0 | 0 | 0 | 0 | 0 | 0 | 0 | 0 | 0 | NPgY | GSP | NG FES - Leading the Way | Total installed hydro capacity (MW)
NG FES - Leading the Way | Gen_BB018 | MW | NPgY | SHEFFIELD CITY | Total installed hydro capacity (MW) | SHEC_3 | 0 | 0 | 0 | 0 | 0 | 0 | 0 | 0 | 0 | 0 | 0 | 0 | 0 | 0 | 0 | 0 | 0 | 0 | 0 | 0 | 0 | 0 | 0 | 0 | 0 | 0 | 0 | 0 | 0 | 0 | 0 | 0 | NPgY | GSP | NG FES - Leading the Way | Total installed hydro capacity (MW)
NG FES - Leading the Way | Gen_BB018 | MW | NPgY | SKELTON GRANGE | Total installed hydro capacity (MW) | SKLGB1 | 0 | 0 | 0.001 | 0.001 | 0.002 | 0.002 | 0.003 | 0.003 | 0.004 | 0.005 | 0.005 | 0.006 | 0.006 | 0.007 | 0.007 | 0.008 | 0.009 | 0.009 | 0.01 | 0.01 | 0.011 | 0.012 | 0.012 | 0.013 | 0.013 | 0.014 | 0.015 | 0.015 | 0.016 | 0.016 | 0.017 | 0.018 | NPgY | GSP | NG FES - Leading the Way | Total installed hydro capacity (MW)
NG FES - Leading the Way | Gen_BB018 | MW | NPgY | TEMPLEBOROUGH 275/33KV | Total installed hydro capacity (MW) | TEMP_3 | 0 | 0 | 0 | 0 | 0 | 0 | 0 | 0 | 0 | 0 | 0 | 0 | 0 | 0 | 0 | 0 | 0 | 0 | 0 | 0 | 0 | 0 | 0 | 0 | 0 | 0 | 0 | 0 | 0 | 0 | 0 | 0 | NPgY | GSP | NG FES - Leading the Way | Total installed hydro capacity (MW)
NG FES - Leading the Way | Gen_BB018 | MW | NPgY | THURCROFT | Total installed hydro capacity (MW) | THUR_6 | 0 | 0 | 0.002 | 0.003 | 0.005 | 0.007 | 0.008 | 0.01 | 0.011 | 0.013 | 0.015 | 0.016 | 0.018 | 0.02 | 0.021 | 0.023 | 0.025 | 0.026 | 0.028 | 0.03 | 0.031 | 0.033 | 0.035 | 0.036 | 0.038 | 0.04 | 0.042 | 0.043 | 0.045 | 0.047 | 0.049 | 0.05 | NPgY | GSP | NG FES - Leading the Way | Total installed hydro capacity (MW)
NG FES - Leading the Way | Gen_BB018 | MW | NPgY | WEST MELTON / THORPE MARSH | Total installed hydro capacity (MW) | WMEL_THOM | 0 | 0 | 0.001 | 0.003 | 0.004 | 0.006 | 0.007 | 0.009 | 0.01 | 0.012 | 0.013 | 0.015 | 0.016 | 0.018 | 0.019 | 0.021 | 0.022 | 0.024 | 0.025 | 0.027 | 0.029 | 0.03 | 0.032 | 0.033 | 0.035 | 0.036 | 0.038 | 0.04 | 0.041 | 0.043 | 0.044 | 0.046 | NPgY | GSP | NG FES - Leading the Way | Total installed hydro capacity (MW)
NG FES - Leading the Way | Gen_BB018 | MW | NPgY | WEST MELTON SECTION 3 | Total installed hydro capacity (MW) | WMEL_BB3 | 0.475 | 0.475 | 0.477 | 0.478 | 0.48 | 0.481 | 0.483 | 0.485 | 0.486 | 0.488 | 0.489 | 0.491 | 0.493 | 0.494 | 0.496 | 0.497 | 0.499 | 0.501 | 0.502 | 0.504 | 0.506 | 0.507 | 0.509 | 0.511 | 0.512 | 0.514 | 0.516 | 0.517 | 0.519 | 0.521 | 0.523 | 0.524 | NPgY | GSP | NG FES - Leading the Way | Total installed hydro capacity (MW)
NG FES - Leading the Way | Gen_BB018 | MW | NPgY | WINCOBANK | Total installed hydro capacity (MW) | WIBA_3 | 0 | 0 | 0 | 0 | 0 | 0 | 0 | 0 | 0 | 0 | 0.001 | 0.001 | 0.001 | 0.001 | 0.001 | 0.001 | 0.001 | 0.001 | 0.001 | 0.001 | 0.001 | 0.001 | 0.001 | 0.001 | 0.001 | 0.001 | 0.001 | 0.001 | 0.002 | 0.002 | 0.002 | 0.002 | NPgY | GSP | NG FES - Leading the Way | Total installed hydro capacity (MW)
NG FES - Leading the Way | Gen_BB001 | MW | NPgN | BLYTH 66kV | Total installed large & mini CHP capacity (MW) | BLYTB1 | 0 | 0 | 0 | 0 | 0.222 | 0.091 | 0 | 0 | 0 | 0 | 0 | 0 | 0 | 0 | 0 | 0 | 0 | 0 | 0 | 0 | 0 | 0 | 0 | 0 | 0 | 0 | 0 | 0 | 0 | 0 | 0 | 0 | NPgN | GSP | NG FES - Leading the Way | Total installed large & mini CHP capacity (MW)
NG FES - Leading the Way | Gen_BB001 | MW | NPgN | BLYTH 132kV | Total installed large & mini CHP capacity (MW) | BLYTH132 | 0 | 0 | 0 | 0 | 0.135 | 0.055 | 0 | 0 | 0 | 0 | 0 | 0 | 0 | 0 | 0 | 0 | 0 | 0 | 0 | 0 | 0 | 0 | 0 | 0 | 0 | 0 | 0 | 0 | 0 | 0 | 0 | 0 | NPgN | GSP | NG FES - Leading the Way | Total installed large & mini CHP capacity (MW)
NG FES - Leading the Way | Gen_BB001 | MW | NPgN | FOURSTONES | Total installed large & mini CHP capacity (MW) | FOUR_1 | 0 | 0 | 0 | 0 | 0.054 | 0.022 | 0 | 0 | 0 | 0 | 0 | 0 | 0 | 0 | 0 | 0 | 0 | 0 | 0 | 0 | 0 | 0 | 0 | 0 | 0 | 0 | 0 | 0 | 0 | 0 | 0 | 0 | NPgN | GSP | NG FES - Leading the Way | Total installed large & mini CHP capacity (MW)
NG FES - Leading the Way | Gen_BB001 | MW | NPgN | HARTMOOR | Total installed large & mini CHP capacity (MW) | HARM_6 | 0.847 | 0.847 | 0.847 | 0.847 | 0.97 | 0.897 | 0.847 | 0.847 | 0.847 | 0.847 | 0.847 | 0.847 | 0.786 | 0.691 | 0.566 | 0.377 | 0 | 0 | 0 | 0 | 0 | 0 | 0 | 0 | 0 | 0 | 0 | 0 | 0 | 0 | 0 | 0 | NPgN | GSP | NG FES - Leading the Way | Total installed large & mini CHP capacity (MW)
NG FES - Leading the Way | Gen_BB001 | MW | NPgN | HAWTHORN PIT GRID | Total installed large & mini CHP capacity (MW) | HAWP_6 | 1.995 | 1.995 | 1.995 | 1.995 | 2.117 | 2.045 | 1.995 | 1.995 | 1.995 | 1.995 | 1.995 | 1.995 | 1.851 | 1.629 | 1.333 | 0.888 | 0 | 0 | 0 | 0 | 0 | 0 | 0 | 0 | 0 | 0 | 0 | 0 | 0 | 0 | 0 | 0 | NPgN | GSP | NG FES - Leading the Way | Total installed large & mini CHP capacity (MW)
NG FES - Leading the Way | Gen_BB001 | MW | NPgN | KNARESBOROUGH | Total installed large & mini CHP capacity (MW) | KNARE_111 | 0.4 | 0.4 | 0.4 | 0.4 | 0.737 | 0.538 | 0.4 | 0.4 | 0.4 | 0.4 | 0.4 | 0.4 | 0.371 | 0.327 | 0.267 | 0.178 | 0 | 0 | 0 | 0 | 0 | 0 | 0 | 0 | 0 | 0 | 0 | 0 | 0 | 0 | 0 | 0 | NPgN | GSP | NG FES - Leading the Way | Total installed large & mini CHP capacity (MW)
NG FES - Leading the Way | Gen_BB001 | MW | NPgN | LACKENBY | Total installed large & mini CHP capacity (MW) | LACK_6 | 22 | 22 | 22 | 22 | 22.198 | 22.081 | 22 | 22 | 22 | 22 | 22 | 22 | 20.41 | 17.961 | 14.695 | 9.797 | 0 | 0 | 0 | 0 | 0 | 0 | 0 | 0 | 0 | 0 | 0 | 0 | 0 | 0 | 0 | 0 | NPgN | GSP | NG FES - Leading the Way | Total installed large & mini CHP capacity (MW)
NG FES - Leading the Way | Gen_BB001 | MW | NPgN | NORTON | Total installed large & mini CHP capacity (MW) | NORT_1 | 6.847 | 6.847 | 6.847 | 6.847 | 7.558 | 7.137 | 6.847 | 6.847 | 6.847 | 6.847 | 6.847 | 6.847 | 6.352 | 5.59 | 4.574 | 3.049 | 0 | 0 | 0 | 0 | 0 | 0 | 0 | 0 | 0 | 0 | 0 | 0 | 0 | 0 | 0 | 0 | NPgN | GSP | NG FES - Leading the Way | Total installed large & mini CHP capacity (MW)
NG FES - Leading the Way | Gen_BB001 | MW | NPgN | OFFERTON | Total installed large & mini CHP capacity (MW) | OFFE_3 | 1.2 | 1.2 | 1.2 | 1.2 | 1.282 | 1.233 | 1.2 | 1.2 | 1.2 | 1.2 | 1.2 | 1.2 | 1.113 | 0.98 | 0.802 | 0.534 | 0 | 0 | 0 | 0 | 0 | 0 | 0 | 0 | 0 | 0 | 0 | 0 | 0 | 0 | 0 | 0 | NPgN | GSP | NG FES - Leading the Way | Total installed large & mini CHP capacity (MW)
NG FES - Leading the Way | Gen_BB001 | MW | NPgN | OSBALDWICK | Total installed large & mini CHP capacity (MW) | OSBA_1 | 3 | 3 | 3 | 3 | 3.609 | 3.249 | 3 | 3 | 3 | 3 | 3 | 3 | 2.783 | 2.449 | 2.004 | 1.336 | 0 | 0 | 0 | 0 | 0 | 0 | 0 | 0 | 0 | 0 | 0 | 0 | 0 | 0 | 0 | 0 | NPgN | GSP | NG FES - Leading the Way | Total installed large & mini CHP capacity (MW)
NG FES - Leading the Way | Gen_BB001 | MW | NPgN | POPPLETON | Total installed large & mini CHP capacity (MW) | POPP_3 | 0 | 0 | 0 | 0 | 0.082 | 0.033 | 0 | 0 | 0 | 0 | 0 | 0 | 0 | 0 | 0 | 0 | 0 | 0 | 0 | 0 | 0 | 0 | 0 | 0 | 0 | 0 | 0 | 0 | 0 | 0 | 0 | 0 | NPgN | GSP | NG FES - Leading the Way | Total installed large & mini CHP capacity (MW)
NG FES - Leading the Way | Gen_BB001 | MW | NPgN | SALTHOLME | Total installed large & mini CHP capacity (MW) | SALH_1 | 102.524 | 102.524 | 102.524 | 102.524 | 102.535 | 102.528 | 102.524 | 102.524 | 102.524 | 102.524 | 102.524 | 102.524 | 95.115 | 83.701 | 68.483 | 45.655 | 0 | 0 | 0 | 0 | 0 | 0 | 0 | 0 | 0 | 0 | 0 | 0 | 0 | 0 | 0 | 0 | NPgN | GSP | NG FES - Leading the Way | Total installed large & mini CHP capacity (MW)
NG FES - Leading the Way | Gen_BB001 | MW | NPgN | SOUTH SHIELDS | Total installed large & mini CHP capacity (MW) | SSHI_3 | 0 | 0 | 0 | 0 | 0.09 | 0.037 | 0 | 0 | 0 | 0 | 0 | 0 | 0 | 0 | 0 | 0 | 0 | 0 | 0 | 0 | 0 | 0 | 0 | 0 | 0 | 0 | 0 | 0 | 0 | 0 | 0 | 0 | NPgN | GSP | NG FES - Leading the Way | Total installed large & mini CHP capacity (MW)
NG FES - Leading the Way | Gen_BB001 | MW | NPgN | SPADEADAM | Total installed large & mini CHP capacity (MW) | KIELD01 and SPAD20 | 0 | 0 | 0 | 0 | 0.021 | 0.008 | 0 | 0 | 0 | 0 | 0 | 0 | 0 | 0 | 0 | 0 | 0 | 0 | 0 | 0 | 0 | 0 | 0 | 0 | 0 | 0 | 0 | 0 | 0 | 0 | 0 | 0 | NPgN | GSP | NG FES - Leading the Way | Total installed large & mini CHP capacity (MW)
NG FES - Leading the Way | Gen_BB001 | MW | NPgN | SPENNYMOOR | Total installed large & mini CHP capacity (MW) | SPEN_1 | 0 | 0 | 0 | 0 | 0.399 | 0.163 | 0 | 0 | 0 | 0 | 0 | 0 | 0 | 0 | 0 | 0 | 0 | 0 | 0 | 0 | 0 | 0 | 0 | 0 | 0 | 0 | 0 | 0 | 0 | 0 | 0 | 0 | NPgN | GSP | NG FES - Leading the Way | Total installed large & mini CHP capacity (MW)
NG FES - Leading the Way | Gen_BB001 | MW | NPgN | STELLA NORTH | Total installed large & mini CHP capacity (MW) | STEN_1 | 13.6 | 13.6 | 13.6 | 13.6 | 13.949 | 13.743 | 13.6 | 13.6 | 13.6 | 13.6 | 13.6 | 13.6 | 12.617 | 11.103 | 9.084 | 6.056 | 0 | 0 | 0 | 0 | 0 | 0 | 0 | 0 | 0 | 0 | 0 | 0 | 0 | 0 | 0 | 0 | NPgN | GSP | NG FES - Leading the Way | Total installed large & mini CHP capacity (MW)
NG FES - Leading the Way | Gen_BB001 | MW | NPgN | STELLA SOUTH | Total installed large & mini CHP capacity (MW) | STES_1 | 0 | 0 | 0 | 0 | 0.237 | 0.097 | 0 | 0 | 0 | 0 | 0 | 0 | 0 | 0 | 0 | 0 | 0 | 0 | 0 | 0 | 0 | 0 | 0 | 0 | 0 | 0 | 0 | 0 | 0 | 0 | 0 | 0 | NPgN | GSP | NG FES - Leading the Way | Total installed large & mini CHP capacity (MW)
NG FES - Leading the Way | Gen_BB001 | MW | NPgN | TYNEMOUTH | Total installed large & mini CHP capacity (MW) | TYNE_1 | 7.549 | 7.549 | 7.549 | 7.549 | 7.769 | 7.639 | 7.549 | 7.549 | 7.549 | 7.549 | 7.549 | 7.549 | 7.003 | 6.163 | 5.043 | 3.362 | 0 | 0 | 0 | 0 | 0 | 0 | 0 | 0 | 0 | 0 | 0 | 0 | 0 | 0 | 0 | 0 | NPgN | GSP | NG FES - Leading the Way | Total installed large & mini CHP capacity (MW)
NG FES - Leading the Way | Gen_BB001 | MW | NPgN | WEST BOLDON | Total installed large & mini CHP capacity (MW) | WBOL_6 | 0.45 | 0.45 | 0.45 | 0.45 | 0.736 | 0.567 | 0.45 | 0.45 | 0.45 | 0.45 | 0.45 | 0.45 | 0.417 | 0.367 | 0.301 | 0.2 | 0 | 0 | 0 | 0 | 0 | 0 | 0 | 0 | 0 | 0 | 0 | 0 | 0 | 0 | 0 | 0 | NPgN | GSP | NG FES - Leading the Way | Total installed large & mini CHP capacity (MW)
NG FES - Leading the Way | Gen_BB001 | MW | NPgY | BRADFORD WEST | Total installed large & mini CHP capacity (MW) | BRAW_1 | 6.132 | 8.19 | 8.19 | 8.19 | 9.198 | 8.349 | 8.19 | 8.19 | 8.19 | 8.19 | 8.19 | 8.19 | 8.19 | 7.265 | 5.944 | 3.963 | 0 | 0 | 0 | 0 | 0 | 0 | 0 | 0 | 0 | 0 | 0 | 0 | 0 | 0 | 0 | 0 | NPgY | GSP | NG FES - Leading the Way | Total installed large & mini CHP capacity (MW)
NG FES - Leading the Way | Gen_BB001 | MW | NPgY | CAMBLESFORTH | Total installed large & mini CHP capacity (MW) | CAMB_01 | 10.08 | 10.08 | 10.08 | 10.08 | 10.159 | 10.092 | 10.08 | 10.08 | 10.08 | 10.08 | 10.08 | 10.08 | 10.08 | 8.941 | 7.316 | 4.877 | 0 | 0 | 0 | 0 | 0 | 0 | 0 | 0 | 0 | 0 | 0 | 0 | 0 | 0 | 0 | 0 | NPgY | GSP | NG FES - Leading the Way | Total installed large & mini CHP capacity (MW)
NG FES - Leading the Way | Gen_BB001 | MW | NPgY | CREYKE BECK | Total installed large & mini CHP capacity (MW) | CREB_1 | 31.36 | 31.91 | 31.91 | 31.91 | 32.896 | 32.066 | 31.91 | 31.91 | 31.91 | 31.91 | 31.91 | 31.91 | 31.91 | 28.305 | 23.159 | 15.439 | 0 | 0 | 0 | 0 | 0 | 0 | 0 | 0 | 0 | 0 | 0 | 0 | 0 | 0 | 0 | 0 | NPgY | GSP | NG FES - Leading the Way | Total installed large & mini CHP capacity (MW)
NG FES - Leading the Way | Gen_BB001 | MW | NPgY | DRAX | Total installed large & mini CHP capacity (MW) | DRAX_YEDL | 8.075 | 8.075 | 8.075 | 8.075 | 8.18 | 8.092 | 8.075 | 8.075 | 8.075 | 8.075 | 8.075 | 8.075 | 8.075 | 7.163 | 5.86 | 3.907 | 0 | 0 | 0 | 0 | 0 | 0 | 0 | 0 | 0 | 0 | 0 | 0 | 0 | 0 | 0 | 0 | NPgY | GSP | NG FES - Leading the Way | Total installed large & mini CHP capacity (MW)
NG FES - Leading the Way | Gen_BB001 | MW | NPgY | ELLAND | Total installed large & mini CHP capacity (MW) | ELLA_1 | 59.925 | 59.925 | 59.925 | 59.925 | 60.668 | 60.042 | 59.925 | 59.925 | 59.925 | 59.925 | 59.925 | 59.925 | 59.925 | 53.155 | 43.491 | 28.994 | 0 | 0 | 0 | 0 | 0 | 0 | 0 | 0 | 0 | 0 | 0 | 0 | 0 | 0 | 0 | 0 | NPgY | GSP | NG FES - Leading the Way | Total installed large & mini CHP capacity (MW)
NG FES - Leading the Way | Gen_BB001 | MW | NPgY | FERRYBRIDGE A | Total installed large & mini CHP capacity (MW) | FERRA2 | 10.498 | 10.498 | 10.498 | 10.498 | 10.656 | 10.523 | 10.498 | 10.498 | 10.498 | 10.498 | 10.498 | 10.498 | 10.498 | 9.312 | 7.619 | 5.079 | 0 | 0 | 0 | 0 | 0 | 0 | 0 | 0 | 0 | 0 | 0 | 0 | 0 | 0 | 0 | 0 | NPgY | GSP | NG FES - Leading the Way | Total installed large & mini CHP capacity (MW)
NG FES - Leading the Way | Gen_BB001 | MW | NPgY | FERRYBRIDGE B | Total installed large & mini CHP capacity (MW) | FERRB9 | 49.02 | 49.02 | 49.02 | 49.02 | 49.495 | 49.095 | 49.02 | 49.02 | 49.02 | 49.02 | 49.02 | 49.02 | 49.02 | 43.482 | 35.576 | 23.718 | 0 | 0 | 0 | 0 | 0 | 0 | 0 | 0 | 0 | 0 | 0 | 0 | 0 | 0 | 0 | 0 | NPgY | GSP | NG FES - Leading the Way | Total installed large & mini CHP capacity (MW)
NG FES - Leading the Way | Gen_BB001 | MW | NPgY | GRIMSBY WEST | Total installed large & mini CHP capacity (MW) | GRIW_1 | 71.205 | 71.205 | 71.205 | 71.205 | 71.487 | 71.25 | 71.205 | 71.205 | 71.205 | 71.205 | 71.205 | 71.205 | 71.205 | 63.161 | 51.677 | 34.452 | 0 | 0 | 0 | 0 | 0 | 0 | 0 | 0 | 0 | 0 | 0 | 0 | 0 | 0 | 0 | 0 | NPgY | GSP | NG FES - Leading the Way | Total installed large & mini CHP capacity (MW)
NG FES - Leading the Way | Gen_BB001 | MW | NPgY | JORDANTHORPE | Total installed large & mini CHP capacity (MW) | JORD_3 | 0 | 0 | 0 | 0 | 0.091 | 0.014 | 0 | 0 | 0 | 0 | 0 | 0 | 0 | 0 | 0 | 0 | 0 | 0 | 0 | 0 | 0 | 0 | 0 | 0 | 0 | 0 | 0 | 0 | 0 | 0 | 0 | 0 | NPgY | GSP | NG FES - Leading the Way | Total installed large & mini CHP capacity (MW)
NG FES - Leading the Way | Gen_BB001 | MW | NPgY | KEADBY | Total installed large & mini CHP capacity (MW) | KEAD_YEDL | 23.495 | 23.495 | 23.495 | 23.495 | 24.053 | 23.583 | 23.495 | 23.495 | 23.495 | 23.495 | 23.495 | 23.495 | 23.495 | 20.841 | 17.052 | 11.368 | 0 | 0 | 0 | 0 | 0 | 0 | 0 | 0 | 0 | 0 | 0 | 0 | 0 | 0 | 0 | 0 | NPgY | GSP | NG FES - Leading the Way | Total installed large & mini CHP capacity (MW)
NG FES - Leading the Way | Gen_BB001 | MW | NPgY | KIRKSTALL B | Total installed large & mini CHP capacity (MW) | KIRKB1 | 15 | 15 | 15 | 15 | 15.436 | 15.069 | 15 | 15 | 15 | 15 | 15 | 15 | 15 | 13.305 | 10.886 | 7.258 | 0 | 0 | 0 | 0 | 0 | 0 | 0 | 0 | 0 | 0 | 0 | 0 | 0 | 0 | 0 | 0 | NPgY | GSP | NG FES - Leading the Way | Total installed large & mini CHP capacity (MW)
NG FES - Leading the Way | Gen_BB001 | MW | NPgY | NEEPSEND | Total installed large & mini CHP capacity (MW) | NEEP_3 | 0 | 0 | 0 | 0 | 0.179 | 0.028 | 0 | 0 | 0 | 0 | 0 | 0 | 0 | 0 | 0 | 0 | 0 | 0 | 0 | 0 | 0 | 0 | 0 | 0 | 0 | 0 | 0 | 0 | 0 | 0 | 0 | 0 | NPgY | GSP | NG FES - Leading the Way | Total installed large & mini CHP capacity (MW)
NG FES - Leading the Way | Gen_BB001 | MW | NPgY | NORTON LEES | Total installed large & mini CHP capacity (MW) | NORL_3 | 0 | 0 | 0 | 0 | 0.141 | 0.022 | 0 | 0 | 0 | 0 | 0 | 0 | 0 | 0 | 0 | 0 | 0 | 0 | 0 | 0 | 0 | 0 | 0 | 0 | 0 | 0 | 0 | 0 | 0 | 0 | 0 | 0 | NPgY | GSP | NG FES - Leading the Way | Total installed large & mini CHP capacity (MW)
NG FES - Leading the Way | Gen_BB001 | MW | NPgY | PITSMOOR 3/4 | Total installed large & mini CHP capacity (MW) | PITS_BB_B | 0 | 0 | 0 | 0 | 0.088 | 0.014 | 0 | 0 | 0 | 0 | 0 | 0 | 0 | 0 | 0 | 0 | 0 | 0 | 0 | 0 | 0 | 0 | 0 | 0 | 0 | 0 | 0 | 0 | 0 | 0 | 0 | 0 | NPgY | GSP | NG FES - Leading the Way | Total installed large & mini CHP capacity (MW)
NG FES - Leading the Way | Gen_BB001 | MW | NPgY | SALTEND NORTH | Total installed large & mini CHP capacity (MW) | SALT_1 | 28.05 | 28.05 | 28.05 | 28.05 | 28.157 | 28.067 | 28.05 | 28.05 | 28.05 | 28.05 | 28.05 | 28.05 | 28.05 | 24.881 | 20.357 | 13.572 | 0 | 0 | 0 | 0 | 0 | 0 | 0 | 0 | 0 | 0 | 0 | 0 | 0 | 0 | 0 | 0 | NPgY | GSP | NG FES - Leading the Way | Total installed large & mini CHP capacity (MW)
NG FES - Leading the Way | Gen_BB001 | MW | NPgY | SHEFFIELD CITY | Total installed large & mini CHP capacity (MW) | SHEC_3 | 0 | 0 | 0 | 0 | 0.176 | 0.028 | 0 | 0 | 0 | 0 | 0 | 0 | 0 | 0 | 0 | 0 | 0 | 0 | 0 | 0 | 0 | 0 | 0 | 0 | 0 | 0 | 0 | 0 | 0 | 0 | 0 | 0 | NPgY | GSP | NG FES - Leading the Way | Total installed large & mini CHP capacity (MW)
NG FES - Leading the Way | Gen_BB001 | MW | NPgY | SKELTON GRANGE | Total installed large & mini CHP capacity (MW) | SKLGB1 | 36.065 | 41.065 | 41.065 | 41.065 | 42.13 | 41.233 | 41.065 | 41.065 | 41.065 | 41.065 | 41.065 | 41.065 | 41.065 | 36.426 | 29.803 | 19.869 | 0 | 0 | 0 | 0 | 0 | 0 | 0 | 0 | 0 | 0 | 0 | 0 | 0 | 0 | 0 | 0 | NPgY | GSP | NG FES - Leading the Way | Total installed large & mini CHP capacity (MW)
NG FES - Leading the Way | Gen_BB001 | MW | NPgY | TEMPLEBOROUGH 275/33KV | Total installed large & mini CHP capacity (MW) | TEMP_3 | 0 | 0 | 0 | 0 | 0.006 | 0.001 | 0 | 0 | 0 | 0 | 0 | 0 | 0 | 0 | 0 | 0 | 0 | 0 | 0 | 0 | 0 | 0 | 0 | 0 | 0 | 0 | 0 | 0 | 0 | 0 | 0 | 0 | NPgY | GSP | NG FES - Leading the Way | Total installed large & mini CHP capacity (MW)
NG FES - Leading the Way | Gen_BB001 | MW | NPgY | THURCROFT | Total installed large & mini CHP capacity (MW) | THUR_6 | 0 | 30 | 30 | 30 | 30.273 | 30.043 | 30 | 30 | 30 | 30 | 30 | 30 | 30 | 26.611 | 21.773 | 14.515 | 0 | 0 | 0 | 0 | 0 | 0 | 0 | 0 | 0 | 0 | 0 | 0 | 0 | 0 | 0 | 0 | NPgY | GSP | NG FES - Leading the Way | Total installed large & mini CHP capacity (MW)
NG FES - Leading the Way | Gen_BB001 | MW | NPgY | WEST MELTON / THORPE MARSH | Total installed large & mini CHP capacity (MW) | WMEL_THOM | 4.447 | 4.447 | 4.447 | 4.447 | 5.141 | 4.556 | 4.447 | 4.447 | 4.447 | 4.447 | 4.447 | 4.447 | 4.447 | 3.945 | 3.227 | 2.152 | 0 | 0 | 0 | 0 | 0 | 0 | 0 | 0 | 0 | 0 | 0 | 0 | 0 | 0 | 0 | 0 | NPgY | GSP | NG FES - Leading the Way | Total installed large & mini CHP capacity (MW)
NG FES - Leading the Way | Gen_BB001 | MW | NPgY | WEST MELTON SECTION 3 | Total installed large & mini CHP capacity (MW) | WMEL_BB3 | 0.415 | 0.415 | 0.415 | 0.415 | 1.033 | 0.512 | 0.415 | 0.415 | 0.415 | 0.415 | 0.415 | 0.415 | 0.415 | 0.368 | 0.301 | 0.201 | 0 | 0 | 0 | 0 | 0 | 0 | 0 | 0 | 0 | 0 | 0 | 0 | 0 | 0 | 0 | 0 | NPgY | GSP | NG FES - Leading the Way | Total installed large & mini CHP capacity (MW)
NG FES - Leading the Way | Gen_BB001 | MW | NPgY | WINCOBANK | Total installed large & mini CHP capacity (MW) | WIBA_3 | 0 | 0 | 0 | 0 | 0.033 | 0.005 | 0 | 0 | 0 | 0 | 0 | 0 | 0 | 0 | 0 | 0 | 0 | 0 | 0 | 0 | 0 | 0 | 0 | 0 | 0 | 0 | 0 | 0 | 0 | 0 | 0 | 0 | NPgY | GSP | NG FES - Leading the Way | Total installed large & mini CHP capacity (MW)
NG FES - Leading the Way | Gen_BB002_NPgAggregate | MW | NPgN | BLYTH 66kV | Total installed non-renewable generation capacity (MW) | BLYTB1 | 7.2 | 7.2 | 7.684 | 8.169 | 8.875 | 10.24 | 11.212 | 12.138 | 12.742 | 13.353 | 13.972 | 14.069 | 13.529 | 12.022 | 9.211 | 9.057 | 8.974 | 8.886 | 8.754 | 8.569 | 8.426 | 8.278 | 8.077 | 7.817 | 7.559 | 7.295 | 7.074 | 6.823 | 6.701 | 6.605 | 6.524 | 6.391 | NPgN | GSP | NG FES - Leading the Way | Total installed non-renewable generation capacity (MW)
NG FES - Leading the Way | Gen_BB002_NPgAggregate | MW | NPgN | BLYTH 132kV | Total installed non-renewable generation capacity (MW) | BLYTH132 | 0 | 0 | 0.856 | 1.713 | 2.704 | 5.269 | 7.094 | 8.731 | 9.799 | 10.88 | 11.974 | 12.145 | 11.19 | 8.526 | 3.556 | 3.283 | 3.136 | 2.98 | 2.747 | 2.42 | 2.168 | 1.906 | 1.55 | 1.091 | 0.636 | 0.168 | 0 | 0 | 0 | 0 | 0 | 0 | NPgN | GSP | NG FES - Leading the Way | Total installed non-renewable generation capacity (MW)
NG FES - Leading the Way | Gen_BB002_NPgAggregate | MW | NPgN | FOURSTONES | Total installed non-renewable generation capacity (MW) | FOUR_1 | 0 | 0 | 0.044 | 0.089 | 0.187 | 0.292 | 0.367 | 0.452 | 0.507 | 0.563 | 0.619 | 0.628 | 0.579 | 0.441 | 0.184 | 0.17 | 0.162 | 0.154 | 0.142 | 0.125 | 0.112 | 0.099 | 0.08 | 0.056 | 0.033 | 0.009 | 0 | 0 | 0 | 0 | 0 | 0 | NPgN | GSP | NG FES - Leading the Way | Total installed non-renewable generation capacity (MW)
NG FES - Leading the Way | Gen_BB002_NPgAggregate | MW | NPgN | HARTMOOR | Total installed non-renewable generation capacity (MW) | HARM_6 | 2.747 | 2.747 | 2.986 | 3.226 | 3.588 | 4.255 | 4.73 | 5.187 | 5.486 | 5.788 | 6.094 | 6.142 | 5.814 | 4.975 | 3.46 | 2.442 | 0.877 | 0.833 | 0.768 | 0.676 | 0.606 | 0.533 | 0.433 | 0.305 | 0.178 | 0.047 | 0 | 0 | 0 | 0 | 0 | 0 | NPgN | GSP | NG FES - Leading the Way | Total installed non-renewable generation capacity (MW)
NG FES - Leading the Way | Gen_BB002_NPgAggregate | MW | NPgN | HAWTHORN PIT GRID | Total installed non-renewable generation capacity (MW) | HAWP_6 | 6.745 | 6.745 | 6.995 | 7.245 | 7.617 | 8.318 | 8.817 | 9.295 | 9.607 | 9.923 | 10.242 | 10.292 | 9.869 | 8.869 | 7.121 | 5.467 | 2.816 | 2.77 | 2.702 | 2.607 | 2.533 | 2.457 | 2.353 | 2.219 | 2.086 | 1.949 | 1.867 | 1.801 | 1.768 | 1.743 | 1.722 | 1.686 | NPgN | GSP | NG FES - Leading the Way | Total installed non-renewable generation capacity (MW)
NG FES - Leading the Way | Gen_BB002_NPgAggregate | MW | NPgN | KNARESBOROUGH | Total installed non-renewable generation capacity (MW) | KNARE_111 | 63.535 | 63.535 | 64.531 | 65.526 | 66.859 | 69.735 | 71.782 | 73.684 | 74.926 | 76.183 | 77.455 | 77.653 | 76.514 | 73.373 | 67.536 | 56.424 | 39.781 | 39.6 | 39.328 | 38.948 | 38.656 | 38.351 | 37.937 | 37.403 | 36.874 | 36.33 | 35.503 | 34.244 | 33.631 | 33.147 | 32.741 | 32.074 | NPgN | GSP | NG FES - Leading the Way | Total installed non-renewable generation capacity (MW)
NG FES - Leading the Way | Gen_BB002_NPgAggregate | MW | NPgN | LACKENBY | Total installed non-renewable generation capacity (MW) | LACK_6 | 40.197 | 40.197 | 40.455 | 40.713 | 41.17 | 41.85 | 42.336 | 42.829 | 43.152 | 43.477 | 43.807 | 43.859 | 41.981 | 38.729 | 33.965 | 24.226 | 7.143 | 7.096 | 7.025 | 6.927 | 6.851 | 6.772 | 6.664 | 6.526 | 6.389 | 6.248 | 6.089 | 5.873 | 5.768 | 5.685 | 5.615 | 5.501 | NPgN | GSP | NG FES - Leading the Way | Total installed non-renewable generation capacity (MW)
NG FES - Leading the Way | Gen_BB002_NPgAggregate | MW | NPgN | NORTON | Total installed non-renewable generation capacity (MW) | NORT_1 | 97.445 | 97.445 | 99.496 | 101.547 | 104.309 | 110.224 | 114.435 | 118.354 | 120.913 | 123.502 | 126.123 | 126.532 | 123.75 | 116.608 | 103.689 | 94.359 | 80.072 | 79.699 | 79.14 | 78.357 | 77.754 | 77.126 | 76.273 | 75.174 | 74.083 | 72.963 | 71.292 | 68.764 | 67.532 | 66.561 | 65.745 | 64.407 | NPgN | GSP | NG FES - Leading the Way | Total installed non-renewable generation capacity (MW)
NG FES - Leading the Way | Gen_BB002_NPgAggregate | MW | NPgN | OFFERTON | Total installed non-renewable generation capacity (MW) | OFFE_3 | 1.2 | 1.2 | 1.218 | 1.235 | 1.335 | 1.341 | 1.347 | 1.381 | 1.403 | 1.425 | 1.448 | 1.452 | 1.345 | 1.156 | 0.875 | 0.602 | 0.065 | 0.062 | 0.057 | 0.05 | 0.045 | 0.039 | 0.032 | 0.023 | 0.013 | 0.003 | 0 | 0 | 0 | 0 | 0 | 0 | NPgN | GSP | NG FES - Leading the Way | Total installed non-renewable generation capacity (MW)
NG FES - Leading the Way | Gen_BB002_NPgAggregate | MW | NPgN | OSBALDWICK | Total installed non-renewable generation capacity (MW) | OSBA_1 | 52.836 | 52.836 | 55.274 | 57.711 | 60.758 | 67.928 | 73.029 | 77.688 | 80.729 | 83.806 | 86.921 | 87.407 | 84.472 | 76.556 | 61.963 | 41.352 | 10.428 | 9.984 | 9.319 | 8.389 | 7.672 | 6.926 | 5.912 | 4.605 | 3.309 | 1.978 | 1.474 | 1.422 | 1.396 | 1.376 | 1.359 | 1.331 | NPgN | GSP | NG FES - Leading the Way | Total installed non-renewable generation capacity (MW)
NG FES - Leading the Way | Gen_BB002_NPgAggregate | MW | NPgN | POPPLETON | Total installed non-renewable generation capacity (MW) | POPP_3 | 2.85 | 2.85 | 2.925 | 3 | 3.156 | 3.339 | 3.47 | 3.613 | 3.706 | 3.801 | 3.896 | 3.911 | 3.828 | 3.595 | 3.161 | 2.007 | 0.274 | 0.26 | 0.24 | 0.211 | 0.189 | 0.167 | 0.135 | 0.095 | 0.056 | 0.015 | 0 | 0 | 0 | 0 | 0 | 0 | NPgN | GSP | NG FES - Leading the Way | Total installed non-renewable generation capacity (MW)
NG FES - Leading the Way | Gen_BB002_NPgAggregate | MW | NPgN | SALTHOLME | Total installed non-renewable generation capacity (MW) | SALH_1 | 164.129 | 264.029 | 264.048 | 264.066 | 264.096 | 264.147 | 264.183 | 264.219 | 264.242 | 264.266 | 264.29 | 264.293 | 256.864 | 245.392 | 230.065 | 145.213 | 5.168 | 5.165 | 5.16 | 5.153 | 5.147 | 5.142 | 5.134 | 5.124 | 5.114 | 5.104 | 5.011 | 4.833 | 4.747 | 4.678 | 4.621 | 4.527 | NPgN | GSP | NG FES - Leading the Way | Total installed non-renewable generation capacity (MW)
NG FES - Leading the Way | Gen_BB002_NPgAggregate | MW | NPgN | SOUTH SHIELDS | Total installed non-renewable generation capacity (MW) | SSHI_3 | 0 | 0 | 0 | 0 | 0.091 | 0.038 | 0.001 | 0.001 | 0.001 | 0.002 | 0.002 | 0.002 | 0.002 | 0.001 | 0.001 | 0 | 0 | 0 | 0 | 0 | 0 | 0 | 0 | 0 | 0 | 0 | 0 | 0 | 0 | 0 | 0 | 0 | NPgN | GSP | NG FES - Leading the Way | Total installed non-renewable generation capacity (MW)
NG FES - Leading the Way | Gen_BB002_NPgAggregate | MW | NPgN | SPADEADAM | Total installed non-renewable generation capacity (MW) | KIELD01 and SPAD20 | 0 | 0 | 0.035 | 0.069 | 0.125 | 0.22 | 0.288 | 0.354 | 0.397 | 0.441 | 0.485 | 0.492 | 0.454 | 0.346 | 0.144 | 0.133 | 0.127 | 0.121 | 0.111 | 0.098 | 0.088 | 0.077 | 0.063 | 0.044 | 0.026 | 0.007 | 0 | 0 | 0 | 0 | 0 | 0 | NPgN | GSP | NG FES - Leading the Way | Total installed non-renewable generation capacity (MW)
NG FES - Leading the Way | Gen_BB002_NPgAggregate | MW | NPgN | SPENNYMOOR | Total installed non-renewable generation capacity (MW) | SPEN_1 | 9.539 | 9.539 | 11.168 | 12.796 | 14.824 | 19.619 | 23.031 | 26.143 | 28.175 | 30.231 | 32.312 | 32.637 | 30.821 | 25.755 | 16.303 | 13.508 | 9.765 | 9.468 | 9.024 | 8.403 | 7.924 | 7.425 | 6.748 | 5.875 | 5.009 | 4.12 | 3.734 | 3.601 | 3.537 | 3.486 | 3.443 | 3.373 | NPgN | GSP | NG FES - Leading the Way | Total installed non-renewable generation capacity (MW)
NG FES - Leading the Way | Gen_BB002_NPgAggregate | MW | NPgN | STELLA NORTH | Total installed non-renewable generation capacity (MW) | STEN_1 | 28.35 | 28.35 | 28.463 | 28.575 | 29.037 | 29.179 | 29.284 | 29.499 | 29.64 | 29.782 | 29.926 | 29.949 | 28.84 | 26.976 | 24.303 | 18.29 | 7.728 | 7.707 | 7.677 | 7.634 | 7.6 | 7.566 | 7.519 | 7.459 | 7.399 | 7.337 | 7.187 | 6.932 | 6.808 | 6.71 | 6.628 | 6.493 | NPgN | GSP | NG FES - Leading the Way | Total installed non-renewable generation capacity (MW)
NG FES - Leading the Way | Gen_BB002_NPgAggregate | MW | NPgN | STELLA SOUTH | Total installed non-renewable generation capacity (MW) | STES_1 | 3.99 | 3.99 | 4.785 | 5.581 | 6.613 | 8.93 | 10.579 | 12.099 | 13.091 | 14.095 | 15.112 | 15.27 | 14.383 | 11.909 | 7.293 | 5.458 | 2.913 | 2.768 | 2.551 | 2.248 | 2.014 | 1.771 | 1.44 | 1.013 | 0.59 | 0.156 | 0 | 0 | 0 | 0 | 0 | 0 | NPgN | GSP | NG FES - Leading the Way | Total installed non-renewable generation capacity (MW)
NG FES - Leading the Way | Gen_BB002_NPgAggregate | MW | NPgN | TYNEMOUTH | Total installed non-renewable generation capacity (MW) | TYNE_1 | 43.868 | 43.868 | 43.899 | 43.929 | 44.18 | 44.144 | 44.121 | 44.18 | 44.218 | 44.256 | 44.295 | 44.302 | 43.722 | 42.786 | 41.488 | 27.996 | 6.667 | 6.661 | 6.653 | 6.641 | 6.632 | 6.623 | 6.61 | 6.594 | 6.578 | 6.561 | 6.44 | 6.212 | 6.101 | 6.013 | 5.939 | 5.818 | NPgN | GSP | NG FES - Leading the Way | Total installed non-renewable generation capacity (MW)
NG FES - Leading the Way | Gen_BB002_NPgAggregate | MW | NPgN | WEST BOLDON | Total installed non-renewable generation capacity (MW) | WBOL_6 | 0.45 | 0.45 | 0.545 | 0.64 | 1.021 | 1.146 | 1.239 | 1.421 | 1.539 | 1.66 | 1.781 | 1.8 | 1.662 | 1.315 | 0.696 | 0.565 | 0.349 | 0.331 | 0.305 | 0.269 | 0.241 | 0.212 | 0.172 | 0.121 | 0.071 | 0.019 | 0 | 0 | 0 | 0 | 0 | 0 | NPgN | GSP | NG FES - Leading the Way | Total installed non-renewable generation capacity (MW)
NG FES - Leading the Way | Gen_BB002_NPgAggregate | MW | NPgY | BRADFORD WEST | Total installed non-renewable generation capacity (MW) | BRAW_1 | 18.351 | 20.409 | 20.588 | 20.767 | 21.954 | 22.254 | 22.892 | 23.665 | 24.148 | 24.638 | 25.134 | 25.167 | 24.755 | 22.539 | 18.787 | 12.232 | 0.822 | 0.778 | 0.682 | 0.54 | 0.446 | 0.354 | 0.212 | 0 | 0 | 0 | 0 | 0 | 0 | 0 | 0 | 0 | NPgY | GSP | NG FES - Leading the Way | Total installed non-renewable generation capacity (MW)
NG FES - Leading the Way | Gen_BB002_NPgAggregate | MW | NPgY | CAMBLESFORTH | Total installed non-renewable generation capacity (MW) | CAMB_01 | 13.08 | 13.08 | 13.111 | 13.142 | 13.251 | 13.382 | 13.506 | 13.639 | 13.722 | 13.806 | 13.891 | 13.897 | 13.826 | 12.466 | 10.404 | 6.845 | 0.141 | 0.134 | 0.117 | 0.093 | 0.077 | 0.061 | 0.036 | 0 | 0 | 0 | 0 | 0 | 0 | 0 | 0 | 0 | NPgY | GSP | NG FES - Leading the Way | Total installed non-renewable generation capacity (MW)
NG FES - Leading the Way | Gen_BB002_NPgAggregate | MW | NPgY | CREYKE BECK | Total installed non-renewable generation capacity (MW) | CREB_1 | 112.842 | 134.392 | 135.694 | 136.996 | 139.283 | 146.8 | 152.434 | 158.052 | 161.56 | 165.116 | 168.721 | 168.963 | 165.968 | 152.984 | 129.897 | 83.843 | 5.974 | 5.654 | 4.953 | 3.924 | 3.244 | 2.569 | 1.543 | 0 | 0 | 0 | 0 | 0 | 0 | 0 | 0 | 0 | NPgY | GSP | NG FES - Leading the Way | Total installed non-renewable generation capacity (MW)
NG FES - Leading the Way | Gen_BB002_NPgAggregate | MW | NPgY | DRAX | Total installed non-renewable generation capacity (MW) | DRAX_YEDL | 77.075 | 77.075 | 77.231 | 77.388 | 77.649 | 78.563 | 79.242 | 79.917 | 80.338 | 80.765 | 81.198 | 81.227 | 80.868 | 78.829 | 74.219 | 46.559 | 0.718 | 0.679 | 0.595 | 0.471 | 0.39 | 0.309 | 0.185 | 0 | 0 | 0 | 0 | 0 | 0 | 0 | 0 | 0 | NPgY | GSP | NG FES - Leading the Way | Total installed non-renewable generation capacity (MW)
NG FES - Leading the Way | Gen_BB002_NPgAggregate | MW | NPgY | ELLAND | Total installed non-renewable generation capacity (MW) | ELLA_1 | 59.925 | 59.925 | 60.102 | 60.279 | 61.2 | 61.709 | 62.379 | 63.144 | 63.621 | 64.105 | 64.595 | 64.628 | 64.221 | 56.175 | 44.353 | 29.831 | 0.813 | 0.769 | 0.674 | 0.534 | 0.441 | 0.349 | 0.21 | 0 | 0 | 0 | 0 | 0 | 0 | 0 | 0 | 0 | NPgY | GSP | NG FES - Leading the Way | Total installed non-renewable generation capacity (MW)
NG FES - Leading the Way | Gen_BB002_NPgAggregate | MW | NPgY | FERRYBRIDGE A | Total installed non-renewable generation capacity (MW) | FERRA2 | 15.997 | 15.997 | 16.253 | 16.509 | 16.923 | 18.432 | 19.547 | 20.652 | 21.342 | 22.042 | 22.751 | 22.799 | 22.209 | 19.178 | 14.254 | 9.63 | 1.175 | 1.112 | 0.974 | 0.772 | 0.638 | 0.505 | 0.304 | 0 | 0 | 0 | 0 | 0 | 0 | 0 | 0 | 0 | NPgY | GSP | NG FES - Leading the Way | Total installed non-renewable generation capacity (MW)
NG FES - Leading the Way | Gen_BB002_NPgAggregate | MW | NPgY | FERRYBRIDGE B | Total installed non-renewable generation capacity (MW) | FERRB9 | 225.736 | 225.736 | 226.393 | 227.049 | 228.181 | 231.989 | 234.834 | 237.666 | 239.436 | 241.228 | 243.046 | 243.168 | 241.658 | 231.391 | 213.503 | 165.177 | 82.012 | 81.851 | 81.498 | 80.979 | 80.636 | 80.295 | 79.778 | 78.697 | 73.122 | 67.064 | 62.207 | 56.873 | 54.67 | 53.099 | 51.936 | 49.619 | NPgY | GSP | NG FES - Leading the Way | Total installed non-renewable generation capacity (MW)
NG FES - Leading the Way | Gen_BB002_NPgAggregate | MW | NPgY | GRIMSBY WEST | Total installed non-renewable generation capacity (MW) | GRIW_1 | 119.205 | 119.205 | 119.626 | 120.048 | 120.751 | 123.215 | 125.044 | 126.863 | 127.999 | 129.149 | 130.316 | 130.394 | 129.425 | 118.345 | 100.753 | 65.6 | 1.934 | 1.83 | 1.603 | 1.27 | 1.05 | 0.831 | 0.499 | 0 | 0 | 0 | 0 | 0 | 0 | 0 | 0 | 0 | NPgY | GSP | NG FES - Leading the Way | Total installed non-renewable generation capacity (MW)
NG FES - Leading the Way | Gen_BB002_NPgAggregate | MW | NPgY | JORDANTHORPE | Total installed non-renewable generation capacity (MW) | JORD_3 | 0 | 0 | 0.02 | 0.04 | 0.151 | 0.202 | 0.276 | 0.362 | 0.416 | 0.47 | 0.526 | 0.529 | 0.484 | 0.34 | 0.097 | 0.094 | 0.091 | 0.087 | 0.076 | 0.06 | 0.05 | 0.039 | 0.024 | 0 | 0 | 0 | 0 | 0 | 0 | 0 | 0 | 0 | NPgY | GSP | NG FES - Leading the Way | Total installed non-renewable generation capacity (MW)
NG FES - Leading the Way | Gen_BB002_NPgAggregate | MW | NPgY | KEADBY | Total installed non-renewable generation capacity (MW) | KEAD_YEDL | 197.795 | 197.795 | 199.967 | 202.138 | 204.867 | 218.317 | 227.884 | 237.253 | 243.105 | 249.034 | 255.047 | 255.45 | 250.455 | 232.159 | 198.44 | 128.605 | 12.763 | 12.23 | 11.06 | 9.344 | 8.209 | 7.084 | 5.374 | 2.789 | 2.592 | 2.377 | 2.205 | 2.016 | 1.938 | 1.882 | 1.841 | 1.759 | NPgY | GSP | NG FES - Leading the Way | Total installed non-renewable generation capacity (MW)
NG FES - Leading the Way | Gen_BB002_NPgAggregate | MW | NPgY | KIRKSTALL B | Total installed non-renewable generation capacity (MW) | KIRKB1 | 20.193 | 20.193 | 20.267 | 20.341 | 20.851 | 20.958 | 21.218 | 21.537 | 21.736 | 21.938 | 22.143 | 22.156 | 21.986 | 19.759 | 16.334 | 10.761 | 0.339 | 0.321 | 0.281 | 0.223 | 0.184 | 0.146 | 0.088 | 0 | 0 | 0 | 0 | 0 | 0 | 0 | 0 | 0 | NPgY | GSP | NG FES - Leading the Way | Total installed non-renewable generation capacity (MW)
NG FES - Leading the Way | Gen_BB002_NPgAggregate | MW | NPgY | NEEPSEND | Total installed non-renewable generation capacity (MW) | NEEP_3 | 0 | 0 | 0.007 | 0.014 | 0.199 | 0.093 | 0.096 | 0.125 | 0.144 | 0.163 | 0.182 | 0.183 | 0.167 | 0.118 | 0.034 | 0.033 | 0.032 | 0.03 | 0.026 | 0.021 | 0.017 | 0.014 | 0.008 | 0 | 0 | 0 | 0 | 0 | 0 | 0 | 0 | 0 | NPgY | GSP | NG FES - Leading the Way | Total installed non-renewable generation capacity (MW)
NG FES - Leading the Way | Gen_BB002_NPgAggregate | MW | NPgY | NORTON LEES | Total installed non-renewable generation capacity (MW) | NORL_3 | 0 | 0 | 0 | 0 | 0.141 | 0.022 | 0 | 0 | 0 | 0 | 0 | 0 | 0 | 0 | 0 | 0 | 0 | 0 | 0 | 0 | 0 | 0 | 0 | 0 | 0 | 0 | 0 | 0 | 0 | 0 | 0 | 0 | NPgY | GSP | NG FES - Leading the Way | Total installed non-renewable generation capacity (MW)
NG FES - Leading the Way | Gen_BB002_NPgAggregate | MW | NPgY | PITSMOOR 3/4 | Total installed non-renewable generation capacity (MW) | PITS_BB_B | 0 | 0 | 0 | 0 | 0.089 | 0.015 | 0.001 | 0.001 | 0.001 | 0.001 | 0.002 | 0.002 | 0.001 | 0.001 | 0 | 0 | 0 | 0 | 0 | 0 | 0 | 0 | 0 | 0 | 0 | 0 | 0 | 0 | 0 | 0 | 0 | 0 | NPgY | GSP | NG FES - Leading the Way | Total installed non-renewable generation capacity (MW)
NG FES - Leading the Way | Gen_BB002_NPgAggregate | MW | NPgY | SALTEND NORTH | Total installed non-renewable generation capacity (MW) | SALT_1 | 38.05 | 38.05 | 38.051 | 38.052 | 38.16 | 38.075 | 38.061 | 38.065 | 38.067 | 38.069 | 38.071 | 38.071 | 38.07 | 34.895 | 30.158 | 19.65 | 0.004 | 0.004 | 0.003 | 0.002 | 0.002 | 0.002 | 0.001 | 0 | 0 | 0 | 0 | 0 | 0 | 0 | 0 | 0 | NPgY | GSP | NG FES - Leading the Way | Total installed non-renewable generation capacity (MW)
NG FES - Leading the Way | Gen_BB002_NPgAggregate | MW | NPgY | SHEFFIELD CITY | Total installed non-renewable generation capacity (MW) | SHEC_3 | 0 | 0 | 0.001 | 0.003 | 0.181 | 0.041 | 0.02 | 0.026 | 0.03 | 0.034 | 0.038 | 0.038 | 0.035 | 0.024 | 0.007 | 0.007 | 0.007 | 0.006 | 0.005 | 0.004 | 0.004 | 0.003 | 0.002 | 0 | 0 | 0 | 0 | 0 | 0 | 0 | 0 | 0 | NPgY | GSP | NG FES - Leading the Way | Total installed non-renewable generation capacity (MW)
NG FES - Leading the Way | Gen_BB002_NPgAggregate | MW | NPgY | SKELTON GRANGE | Total installed non-renewable generation capacity (MW) | SKLGB1 | 71.694 | 76.694 | 76.886 | 77.077 | 78.335 | 78.668 | 79.353 | 80.182 | 80.699 | 81.223 | 81.754 | 81.79 | 81.349 | 75.327 | 66.162 | 52.468 | 26.481 | 26.434 | 26.33 | 26.178 | 26.078 | 25.979 | 25.827 | 25.502 | 23.695 | 21.732 | 20.158 | 18.43 | 17.716 | 17.207 | 16.83 | 16.079 | NPgY | GSP | NG FES - Leading the Way | Total installed non-renewable generation capacity (MW)
NG FES - Leading the Way | Gen_BB002_NPgAggregate | MW | NPgY | TEMPLEBOROUGH 275/33KV | Total installed non-renewable generation capacity (MW) | TEMP_3 | 0 | 0 | 0.005 | 0.011 | 0.021 | 0.05 | 0.073 | 0.096 | 0.11 | 0.124 | 0.139 | 0.14 | 0.128 | 0.09 | 0.026 | 0.025 | 0.024 | 0.023 | 0.02 | 0.016 | 0.013 | 0.01 | 0.006 | 0 | 0 | 0 | 0 | 0 | 0 | 0 | 0 | 0 | NPgY | GSP | NG FES - Leading the Way | Total installed non-renewable generation capacity (MW)
NG FES - Leading the Way | Gen_BB002_NPgAggregate | MW | NPgY | THURCROFT | Total installed non-renewable generation capacity (MW) | THUR_6 | 41.7 | 71.7 | 72.248 | 72.795 | 73.616 | 76.897 | 79.289 | 81.653 | 83.129 | 84.624 | 86.141 | 86.243 | 84.983 | 77.648 | 65.408 | 44.671 | 8.213 | 8.079 | 7.784 | 7.351 | 7.064 | 6.78 | 6.349 | 5.678 | 5.276 | 4.839 | 4.488 | 4.104 | 3.945 | 3.831 | 3.747 | 3.58 | NPgY | GSP | NG FES - Leading the Way | Total installed non-renewable generation capacity (MW)
NG FES - Leading the Way | Gen_BB002_NPgAggregate | MW | NPgY | WEST MELTON / THORPE MARSH | Total installed non-renewable generation capacity (MW) | WMEL_THOM | 53.845 | 53.845 | 54.345 | 54.844 | 56.038 | 58.657 | 60.77 | 62.926 | 64.273 | 65.638 | 67.022 | 67.114 | 65.965 | 61.862 | 54.461 | 42.37 | 22.291 | 22.168 | 21.899 | 21.504 | 21.243 | 20.984 | 20.59 | 19.921 | 18.51 | 16.976 | 15.747 | 14.397 | 13.839 | 13.441 | 13.147 | 12.561 | NPgY | GSP | NG FES - Leading the Way | Total installed non-renewable generation capacity (MW)
NG FES - Leading the Way | Gen_BB002_NPgAggregate | MW | NPgY | WEST MELTON SECTION 3 | Total installed non-renewable generation capacity (MW) | WMEL_BB3 | 16.335 | 16.335 | 16.87 | 17.405 | 18.558 | 21.466 | 23.747 | 26.056 | 27.497 | 28.958 | 30.439 | 30.538 | 29.308 | 25.408 | 18.503 | 12.399 | 2.454 | 2.323 | 2.035 | 1.612 | 1.333 | 1.055 | 0.634 | 0 | 0 | 0 | 0 | 0 | 0 | 0 | 0 | 0 | NPgY | GSP | NG FES - Leading the Way | Total installed non-renewable generation capacity (MW)
NG FES - Leading the Way | Gen_BB002_NPgAggregate | MW | NPgY | WINCOBANK | Total installed non-renewable generation capacity (MW) | WIBA_3 | 0 | 0 | 0.019 | 0.037 | 0.089 | 0.181 | 0.258 | 0.339 | 0.389 | 0.44 | 0.492 | 0.495 | 0.452 | 0.318 | 0.091 | 0.088 | 0.086 | 0.081 | 0.071 | 0.056 | 0.046 | 0.037 | 0.022 | 0 | 0 | 0 | 0 | 0 | 0 | 0 | 0 | 0 | NPgY | GSP | NG FES - Leading the Way | Total installed non-renewable generation capacity (MW)
NG FES - Leading the Way | Gen_BB006 | MW | NPgN | BLYTH 66kV | Total installed other non-renewable capacity (MW) | BLYTB1 | 0 | 0 | 0.216 | 0.432 | 0.648 | 1.876 | 2.671 | 3.339 | 3.686 | 4.04 | 4.401 | 4.325 | 3.927 | 2.698 | 0.047 | 0 | 0 | 0 | 0 | 0 | 0 | 0 | 0 | 0 | 0 | 0 | 0 | 0 | 0 | 0 | 0 | 0 | NPgN | GSP | NG FES - Leading the Way | Total installed other non-renewable capacity (MW)
NG FES - Leading the Way | Gen_BB006 | MW | NPgN | BLYTH 132kV | Total installed other non-renewable capacity (MW) | BLYTH132 | 0 | 0 | 0.382 | 0.764 | 1.146 | 3.317 | 4.723 | 5.903 | 6.517 | 7.143 | 7.781 | 7.648 | 6.944 | 4.77 | 0.083 | 0 | 0 | 0 | 0 | 0 | 0 | 0 | 0 | 0 | 0 | 0 | 0 | 0 | 0 | 0 | 0 | 0 | NPgN | GSP | NG FES - Leading the Way | Total installed other non-renewable capacity (MW)
NG FES - Leading the Way | Gen_BB006 | MW | NPgN | FOURSTONES | Total installed other non-renewable capacity (MW) | FOUR_1 | 0 | 0 | 0.02 | 0.04 | 0.059 | 0.172 | 0.244 | 0.305 | 0.337 | 0.369 | 0.402 | 0.396 | 0.359 | 0.247 | 0.004 | 0 | 0 | 0 | 0 | 0 | 0 | 0 | 0 | 0 | 0 | 0 | 0 | 0 | 0 | 0 | 0 | 0 | NPgN | GSP | NG FES - Leading the Way | Total installed other non-renewable capacity (MW)
NG FES - Leading the Way | Gen_BB006 | MW | NPgN | HARTMOOR | Total installed other non-renewable capacity (MW) | HARM_6 | 1.9 | 1.9 | 2.007 | 2.114 | 2.22 | 2.827 | 3.22 | 3.55 | 3.722 | 3.897 | 4.075 | 4.038 | 3.841 | 3.233 | 1.923 | 1.147 | 0 | 0 | 0 | 0 | 0 | 0 | 0 | 0 | 0 | 0 | 0 | 0 | 0 | 0 | 0 | 0 | NPgN | GSP | NG FES - Leading the Way | Total installed other non-renewable capacity (MW)
NG FES - Leading the Way | Gen_BB006 | MW | NPgN | HAWTHORN PIT GRID | Total installed other non-renewable capacity (MW) | HAWP_6 | 2.85 | 2.85 | 2.962 | 3.073 | 3.185 | 3.819 | 4.229 | 4.574 | 4.753 | 4.936 | 5.123 | 5.084 | 4.878 | 4.243 | 2.874 | 1.72 | 0 | 0 | 0 | 0 | 0 | 0 | 0 | 0 | 0 | 0 | 0 | 0 | 0 | 0 | 0 | 0 | NPgN | GSP | NG FES - Leading the Way | Total installed other non-renewable capacity (MW)
NG FES - Leading the Way | Gen_BB006 | MW | NPgN | KNARESBOROUGH | Total installed other non-renewable capacity (MW) | KNARE_111 | 27 | 27 | 27.444 | 27.888 | 28.333 | 30.856 | 32.49 | 33.862 | 34.576 | 35.303 | 36.046 | 35.891 | 35.072 | 32.546 | 27.097 | 16.294 | 0 | 0 | 0 | 0 | 0 | 0 | 0 | 0 | 0 | 0 | 0 | 0 | 0 | 0 | 0 | 0 | NPgN | GSP | NG FES - Leading the Way | Total installed other non-renewable capacity (MW)
NG FES - Leading the Way | Gen_BB006 | MW | NPgN | LACKENBY | Total installed other non-renewable capacity (MW) | LACK_6 | 12 | 12 | 12.115 | 12.23 | 12.346 | 13 | 13.424 | 13.78 | 13.965 | 14.154 | 14.346 | 14.306 | 14.094 | 13.438 | 12.025 | 7.242 | 0 | 0 | 0 | 0 | 0 | 0 | 0 | 0 | 0 | 0 | 0 | 0 | 0 | 0 | 0 | 0 | NPgN | GSP | NG FES - Leading the Way | Total installed other non-renewable capacity (MW)
NG FES - Leading the Way | Gen_BB006 | MW | NPgN | NORTON | Total installed other non-renewable capacity (MW) | NORT_1 | 18.037 | 18.037 | 18.952 | 19.867 | 20.782 | 25.982 | 29.347 | 32.174 | 33.644 | 35.144 | 36.673 | 36.354 | 34.667 | 29.462 | 18.236 | 10.885 | 0 | 0 | 0 | 0 | 0 | 0 | 0 | 0 | 0 | 0 | 0 | 0 | 0 | 0 | 0 | 0 | NPgN | GSP | NG FES - Leading the Way | Total installed other non-renewable capacity (MW)
NG FES - Leading the Way | Gen_BB006 | MW | NPgN | OFFERTON | Total installed other non-renewable capacity (MW) | OFFE_3 | 0 | 0 | 0.008 | 0.016 | 0.024 | 0.069 | 0.098 | 0.122 | 0.135 | 0.148 | 0.161 | 0.158 | 0.144 | 0.099 | 0.002 | 0 | 0 | 0 | 0 | 0 | 0 | 0 | 0 | 0 | 0 | 0 | 0 | 0 | 0 | 0 | 0 | 0 | NPgN | GSP | NG FES - Leading the Way | Total installed other non-renewable capacity (MW)
NG FES - Leading the Way | Gen_BB006 | MW | NPgN | OSBALDWICK | Total installed other non-renewable capacity (MW) | OSBA_1 | 48.336 | 48.336 | 49.424 | 50.511 | 51.599 | 57.779 | 61.779 | 65.139 | 66.886 | 68.668 | 70.486 | 70.106 | 68.101 | 61.915 | 48.572 | 29.17 | 0 | 0 | 0 | 0 | 0 | 0 | 0 | 0 | 0 | 0 | 0 | 0 | 0 | 0 | 0 | 0 | NPgN | GSP | NG FES - Leading the Way | Total installed other non-renewable capacity (MW)
NG FES - Leading the Way | Gen_BB006 | MW | NPgN | POPPLETON | Total installed other non-renewable capacity (MW) | POPP_3 | 2.85 | 2.85 | 2.883 | 2.917 | 2.95 | 3.14 | 3.263 | 3.366 | 3.419 | 3.474 | 3.53 | 3.518 | 3.457 | 3.267 | 2.857 | 1.72 | 0 | 0 | 0 | 0 | 0 | 0 | 0 | 0 | 0 | 0 | 0 | 0 | 0 | 0 | 0 | 0 | NPgN | GSP | NG FES - Leading the Way | Total installed other non-renewable capacity (MW)
NG FES - Leading the Way | Gen_BB006 | MW | NPgN | SALTHOLME | Total installed other non-renewable capacity (MW) | SALH_1 | 56.505 | 156.405 | 156.413 | 156.422 | 156.43 | 156.477 | 156.508 | 156.534 | 156.547 | 156.561 | 156.574 | 156.572 | 156.556 | 156.509 | 156.407 | 94.387 | 0 | 0 | 0 | 0 | 0 | 0 | 0 | 0 | 0 | 0 | 0 | 0 | 0 | 0 | 0 | 0 | NPgN | GSP | NG FES - Leading the Way | Total installed other non-renewable capacity (MW)
NG FES - Leading the Way | Gen_BB006 | MW | NPgN | SOUTH SHIELDS | Total installed other non-renewable capacity (MW) | SSHI_3 | 0 | 0 | 0 | 0 | 0 | 0 | 0.001 | 0.001 | 0.001 | 0.001 | 0.001 | 0.001 | 0.001 | 0.001 | 0 | 0 | 0 | 0 | 0 | 0 | 0 | 0 | 0 | 0 | 0 | 0 | 0 | 0 | 0 | 0 | 0 | 0 | NPgN | GSP | NG FES - Leading the Way | Total installed other non-renewable capacity (MW)
NG FES - Leading the Way | Gen_BB006 | MW | NPgN | SPADEADAM | Total installed other non-renewable capacity (MW) | KIELD01 and SPAD20 | 0 | 0 | 0.015 | 0.031 | 0.046 | 0.134 | 0.191 | 0.239 | 0.264 | 0.289 | 0.315 | 0.31 | 0.281 | 0.193 | 0.003 | 0 | 0 | 0 | 0 | 0 | 0 | 0 | 0 | 0 | 0 | 0 | 0 | 0 | 0 | 0 | 0 | 0 | NPgN | GSP | NG FES - Leading the Way | Total installed other non-renewable capacity (MW)
NG FES - Leading the Way | Gen_BB006 | MW | NPgN | SPENNYMOOR | Total installed other non-renewable capacity (MW) | SPEN_1 | 5.739 | 5.739 | 6.466 | 7.192 | 7.919 | 12.048 | 14.721 | 16.966 | 18.133 | 19.324 | 20.538 | 20.284 | 18.945 | 14.812 | 5.897 | 3.463 | 0 | 0 | 0 | 0 | 0 | 0 | 0 | 0 | 0 | 0 | 0 | 0 | 0 | 0 | 0 | 0 | NPgN | GSP | NG FES - Leading the Way | Total installed other non-renewable capacity (MW)
NG FES - Leading the Way | Gen_BB006 | MW | NPgN | STELLA NORTH | Total installed other non-renewable capacity (MW) | STEN_1 | 7.435 | 7.435 | 7.485 | 7.536 | 7.586 | 7.872 | 8.057 | 8.212 | 8.293 | 8.375 | 8.459 | 8.442 | 8.349 | 8.063 | 7.446 | 4.487 | 0 | 0 | 0 | 0 | 0 | 0 | 0 | 0 | 0 | 0 | 0 | 0 | 0 | 0 | 0 | 0 | NPgN | GSP | NG FES - Leading the Way | Total installed other non-renewable capacity (MW)
NG FES - Leading the Way | Gen_BB006 | MW | NPgN | STELLA SOUTH | Total installed other non-renewable capacity (MW) | STES_1 | 3.99 | 3.99 | 4.345 | 4.7 | 5.055 | 7.071 | 8.376 | 9.473 | 10.043 | 10.624 | 11.217 | 11.094 | 10.439 | 8.421 | 4.067 | 2.408 | 0 | 0 | 0 | 0 | 0 | 0 | 0 | 0 | 0 | 0 | 0 | 0 | 0 | 0 | 0 | 0 | NPgN | GSP | NG FES - Leading the Way | Total installed other non-renewable capacity (MW)
NG FES - Leading the Way | Gen_BB006 | MW | NPgN | TYNEMOUTH | Total installed other non-renewable capacity (MW) | TYNE_1 | 29.764 | 29.764 | 29.778 | 29.791 | 29.805 | 29.882 | 29.933 | 29.975 | 29.997 | 30.019 | 30.042 | 30.037 | 30.012 | 29.934 | 29.767 | 17.962 | 0 | 0 | 0 | 0 | 0 | 0 | 0 | 0 | 0 | 0 | 0 | 0 | 0 | 0 | 0 | 0 | NPgN | GSP | NG FES - Leading the Way | Total installed other non-renewable capacity (MW)
NG FES - Leading the Way | Gen_BB006 | MW | NPgN | WEST BOLDON | Total installed other non-renewable capacity (MW) | WBOL_6 | 0 | 0 | 0.042 | 0.085 | 0.127 | 0.369 | 0.525 | 0.656 | 0.725 | 0.794 | 0.865 | 0.85 | 0.772 | 0.53 | 0.009 | 0 | 0 | 0 | 0 | 0 | 0 | 0 | 0 | 0 | 0 | 0 | 0 | 0 | 0 | 0 | 0 | 0 | NPgN | GSP | NG FES - Leading the Way | Total installed other non-renewable capacity (MW)
NG FES - Leading the Way | Gen_BB006 | MW | NPgY | BRADFORD WEST | Total installed other non-renewable capacity (MW) | BRAW_1 | 12.219 | 12.219 | 12.319 | 12.419 | 12.52 | 13.589 | 14.307 | 14.91 | 15.223 | 15.543 | 15.869 | 15.801 | 15.441 | 14.331 | 11.971 | 7.422 | 0 | 0 | 0 | 0 | 0 | 0 | 0 | 0 | 0 | 0 | 0 | 0 | 0 | 0 | 0 | 0 | NPgY | GSP | NG FES - Leading the Way | Total installed other non-renewable capacity (MW)
NG FES - Leading the Way | Gen_BB006 | MW | NPgY | CAMBLESFORTH | Total installed other non-renewable capacity (MW) | CAMB_01 | 3 | 3 | 3.017 | 3.034 | 3.052 | 3.235 | 3.358 | 3.462 | 3.516 | 3.571 | 3.627 | 3.615 | 3.553 | 3.363 | 2.939 | 1.822 | 0 | 0 | 0 | 0 | 0 | 0 | 0 | 0 | 0 | 0 | 0 | 0 | 0 | 0 | 0 | 0 | NPgY | GSP | NG FES - Leading the Way | Total installed other non-renewable capacity (MW)
NG FES - Leading the Way | Gen_BB006 | MW | NPgY | CREYKE BECK | Total installed other non-renewable capacity (MW) | CREB_1 | 81.481 | 102.481 | 103.209 | 103.937 | 104.665 | 112.437 | 117.652 | 122.033 | 124.311 | 126.635 | 129.004 | 128.51 | 125.895 | 117.83 | 100.398 | 62.251 | 0 | 0 | 0 | 0 | 0 | 0 | 0 | 0 | 0 | 0 | 0 | 0 | 0 | 0 | 0 | 0 | NPgY | GSP | NG FES - Leading the Way | Total installed other non-renewable capacity (MW)
NG FES - Leading the Way | Gen_BB006 | MW | NPgY | DRAX | Total installed other non-renewable capacity (MW) | DRAX_YEDL | 69 | 69 | 69.087 | 69.175 | 69.262 | 70.196 | 70.822 | 71.348 | 71.622 | 71.901 | 72.186 | 72.126 | 71.812 | 70.844 | 67.597 | 41.913 | 0 | 0 | 0 | 0 | 0 | 0 | 0 | 0 | 0 | 0 | 0 | 0 | 0 | 0 | 0 | 0 | NPgY | GSP | NG FES - Leading the Way | Total installed other non-renewable capacity (MW)
NG FES - Leading the Way | Gen_BB006 | MW | NPgY | ELLAND | Total installed other non-renewable capacity (MW) | ELLA_1 | 0 | 0 | 0.099 | 0.198 | 0.297 | 1.354 | 2.064 | 2.66 | 2.97 | 3.286 | 3.608 | 3.541 | 3.185 | 2.088 | 0 | 0 | 0 | 0 | 0 | 0 | 0 | 0 | 0 | 0 | 0 | 0 | 0 | 0 | 0 | 0 | 0 | 0 | NPgY | GSP | NG FES - Leading the Way | Total installed other non-renewable capacity (MW)
NG FES - Leading the Way | Gen_BB006 | MW | NPgY | FERRYBRIDGE A | Total installed other non-renewable capacity (MW) | FERRA2 | 5.499 | 5.499 | 5.642 | 5.785 | 5.929 | 7.458 | 8.484 | 9.346 | 9.794 | 10.251 | 10.717 | 10.62 | 10.105 | 8.519 | 5.387 | 3.34 | 0 | 0 | 0 | 0 | 0 | 0 | 0 | 0 | 0 | 0 | 0 | 0 | 0 | 0 | 0 | 0 | NPgY | GSP | NG FES - Leading the Way | Total installed other non-renewable capacity (MW)
NG FES - Leading the Way | Gen_BB006 | MW | NPgY | FERRYBRIDGE B | Total installed other non-renewable capacity (MW) | FERRB9 | 97.716 | 97.716 | 98.083 | 98.45 | 98.817 | 102.736 | 105.366 | 107.575 | 108.723 | 109.895 | 111.09 | 110.84 | 109.522 | 105.456 | 95.73 | 59.357 | 0 | 0 | 0 | 0 | 0 | 0 | 0 | 0 | 0 | 0 | 0 | 0 | 0 | 0 | 0 | 0 | NPgY | GSP | NG FES - Leading the Way | Total installed other non-renewable capacity (MW)
NG FES - Leading the Way | Gen_BB006 | MW | NPgY | GRIMSBY WEST | Total installed other non-renewable capacity (MW) | GRIW_1 | 48 | 48 | 48.236 | 48.471 | 48.707 | 51.222 | 52.91 | 54.328 | 55.065 | 55.818 | 56.585 | 56.424 | 55.578 | 52.968 | 47.024 | 29.157 | 0 | 0 | 0 | 0 | 0 | 0 | 0 | 0 | 0 | 0 | 0 | 0 | 0 | 0 | 0 | 0 | NPgY | GSP | NG FES - Leading the Way | Total installed other non-renewable capacity (MW)
NG FES - Leading the Way | Gen_BB006 | MW | NPgY | JORDANTHORPE | Total installed other non-renewable capacity (MW) | JORD_3 | 0 | 0 | 0.011 | 0.022 | 0.033 | 0.152 | 0.232 | 0.299 | 0.334 | 0.37 | 0.406 | 0.399 | 0.359 | 0.235 | 0 | 0 | 0 | 0 | 0 | 0 | 0 | 0 | 0 | 0 | 0 | 0 | 0 | 0 | 0 | 0 | 0 | 0 | NPgY | GSP | NG FES - Leading the Way | Total installed other non-renewable capacity (MW)
NG FES - Leading the Way | Gen_BB006 | MW | NPgY | KEADBY | Total installed other non-renewable capacity (MW) | KEAD_YEDL | 171.5 | 171.5 | 172.714 | 173.928 | 175.142 | 188.104 | 196.801 | 204.107 | 207.906 | 211.781 | 215.733 | 214.908 | 210.548 | 197.097 | 168.013 | 104.176 | 0 | 0 | 0 | 0 | 0 | 0 | 0 | 0 | 0 | 0 | 0 | 0 | 0 | 0 | 0 | 0 | NPgY | GSP | NG FES - Leading the Way | Total installed other non-renewable capacity (MW)
NG FES - Leading the Way | Gen_BB006 | MW | NPgY | KIRKSTALL B | Total installed other non-renewable capacity (MW) | KIRKB1 | 5.193 | 5.193 | 5.234 | 5.276 | 5.317 | 5.758 | 6.055 | 6.303 | 6.433 | 6.565 | 6.699 | 6.671 | 6.523 | 6.065 | 5.087 | 3.154 | 0 | 0 | 0 | 0 | 0 | 0 | 0 | 0 | 0 | 0 | 0 | 0 | 0 | 0 | 0 | 0 | NPgY | GSP | NG FES - Leading the Way | Total installed other non-renewable capacity (MW)
NG FES - Leading the Way | Gen_BB006 | MW | NPgY | NEEPSEND | Total installed other non-renewable capacity (MW) | NEEP_3 | 0 | 0 | 0.004 | 0.008 | 0.012 | 0.053 | 0.08 | 0.104 | 0.116 | 0.128 | 0.141 | 0.138 | 0.124 | 0.081 | 0 | 0 | 0 | 0 | 0 | 0 | 0 | 0 | 0 | 0 | 0 | 0 | 0 | 0 | 0 | 0 | 0 | 0 | NPgY | GSP | NG FES - Leading the Way | Total installed other non-renewable capacity (MW)
NG FES - Leading the Way | Gen_BB006 | MW | NPgY | NORTON LEES | Total installed other non-renewable capacity (MW) | NORL_3 | 0 | 0 | 0 | 0 | 0 | 0 | 0 | 0 | 0 | 0 | 0 | 0 | 0 | 0 | 0 | 0 | 0 | 0 | 0 | 0 | 0 | 0 | 0 | 0 | 0 | 0 | 0 | 0 | 0 | 0 | 0 | 0 | NPgY | GSP | NG FES - Leading the Way | Total installed other non-renewable capacity (MW)
NG FES - Leading the Way | Gen_BB006 | MW | NPgY | PITSMOOR 3/4 | Total installed other non-renewable capacity (MW) | PITS_BB_B | 0 | 0 | 0 | 0 | 0 | 0 | 0.001 | 0.001 | 0.001 | 0.001 | 0.001 | 0.001 | 0.001 | 0.001 | 0 | 0 | 0 | 0 | 0 | 0 | 0 | 0 | 0 | 0 | 0 | 0 | 0 | 0 | 0 | 0 | 0 | 0 | NPgY | GSP | NG FES - Leading the Way | Total installed other non-renewable capacity (MW)
NG FES - Leading the Way | Gen_BB006 | MW | NPgY | SALTEND NORTH | Total installed other non-renewable capacity (MW) | SALT_1 | 10 | 10 | 10 | 10.001 | 10.001 | 10.006 | 10.009 | 10.012 | 10.014 | 10.015 | 10.016 | 10.016 | 10.015 | 10.01 | 9.797 | 6.074 | 0 | 0 | 0 | 0 | 0 | 0 | 0 | 0 | 0 | 0 | 0 | 0 | 0 | 0 | 0 | 0 | NPgY | GSP | NG FES - Leading the Way | Total installed other non-renewable capacity (MW)
NG FES - Leading the Way | Gen_BB006 | MW | NPgY | SHEFFIELD CITY | Total installed other non-renewable capacity (MW) | SHEC_3 | 0 | 0 | 0.001 | 0.002 | 0.002 | 0.011 | 0.017 | 0.021 | 0.024 | 0.026 | 0.029 | 0.029 | 0.026 | 0.017 | 0 | 0 | 0 | 0 | 0 | 0 | 0 | 0 | 0 | 0 | 0 | 0 | 0 | 0 | 0 | 0 | 0 | 0 | NPgY | GSP | NG FES - Leading the Way | Total installed other non-renewable capacity (MW)
NG FES - Leading the Way | Gen_BB006 | MW | NPgY | SKELTON GRANGE | Total installed other non-renewable capacity (MW) | SKLGB1 | 10.029 | 10.029 | 10.136 | 10.243 | 10.35 | 11.496 | 12.265 | 12.911 | 13.247 | 13.589 | 13.939 | 13.866 | 13.48 | 12.291 | 9.825 | 6.092 | 0 | 0 | 0 | 0 | 0 | 0 | 0 | 0 | 0 | 0 | 0 | 0 | 0 | 0 | 0 | 0 | NPgY | GSP | NG FES - Leading the Way | Total installed other non-renewable capacity (MW)
NG FES - Leading the Way | Gen_BB006 | MW | NPgY | TEMPLEBOROUGH 275/33KV | Total installed other non-renewable capacity (MW) | TEMP_3 | 0 | 0 | 0.003 | 0.006 | 0.009 | 0.04 | 0.061 | 0.079 | 0.088 | 0.098 | 0.107 | 0.105 | 0.095 | 0.062 | 0 | 0 | 0 | 0 | 0 | 0 | 0 | 0 | 0 | 0 | 0 | 0 | 0 | 0 | 0 | 0 | 0 | 0 | NPgY | GSP | NG FES - Leading the Way | Total installed other non-renewable capacity (MW)
NG FES - Leading the Way | Gen_BB006 | MW | NPgY | THURCROFT | Total installed other non-renewable capacity (MW) | THUR_6 | 36 | 36 | 36.306 | 36.612 | 36.918 | 40.188 | 42.382 | 44.225 | 45.183 | 46.16 | 47.157 | 46.949 | 45.849 | 42.457 | 35.268 | 21.868 | 0 | 0 | 0 | 0 | 0 | 0 | 0 | 0 | 0 | 0 | 0 | 0 | 0 | 0 | 0 | 0 | NPgY | GSP | NG FES - Leading the Way | Total installed other non-renewable capacity (MW)
NG FES - Leading the Way | Gen_BB006 | MW | NPgY | WEST MELTON / THORPE MARSH | Total installed other non-renewable capacity (MW) | WMEL_THOM | 29.4 | 29.4 | 29.679 | 29.959 | 30.238 | 33.221 | 35.223 | 36.904 | 37.779 | 38.671 | 39.58 | 39.39 | 38.387 | 35.291 | 28.802 | 17.859 | 0 | 0 | 0 | 0 | 0 | 0 | 0 | 0 | 0 | 0 | 0 | 0 | 0 | 0 | 0 | 0 | NPgY | GSP | NG FES - Leading the Way | Total installed other non-renewable capacity (MW)
NG FES - Leading the Way | Gen_BB006 | MW | NPgY | WEST MELTON SECTION 3 | Total installed other non-renewable capacity (MW) | WMEL_BB3 | 15.92 | 15.92 | 16.219 | 16.518 | 16.817 | 20.01 | 22.153 | 23.953 | 24.889 | 25.843 | 26.817 | 26.614 | 25.539 | 22.226 | 15.596 | 9.67 | 0 | 0 | 0 | 0 | 0 | 0 | 0 | 0 | 0 | 0 | 0 | 0 | 0 | 0 | 0 | 0 | NPgY | GSP | NG FES - Leading the Way | Total installed other non-renewable capacity (MW)
NG FES - Leading the Way | Gen_BB006 | MW | NPgY | WINCOBANK | Total installed other non-renewable capacity (MW) | WIBA_3 | 0 | 0 | 0.01 | 0.021 | 0.031 | 0.143 | 0.217 | 0.28 | 0.313 | 0.346 | 0.38 | 0.373 | 0.335 | 0.22 | 0 | 0 | 0 | 0 | 0 | 0 | 0 | 0 | 0 | 0 | 0 | 0 | 0 | 0 | 0 | 0 | 0 | 0 | NPgY | GSP | NG FES - Leading the Way | Total installed other non-renewable capacity (MW)
NG FES - Leading the Way | Gen_BB013 | MW | NPgN | BLYTH 66kV | Total installed PV capacity - domestic (MW) | BLYTB1 | 14.7 | 14.783 | 15.893 | 17.459 | 19.087 | 21.344 | 26.508 | 31.698 | 36.922 | 42.082 | 47.176 | 52.212 | 57.545 | 62.813 | 68.202 | 73.605 | 78.996 | 84.881 | 91.006 | 96.938 | 102.901 | 108.968 | 115.038 | 121.137 | 127.265 | 133.422 | 139.608 | 145.822 | 152.065 | 158.337 | 164.638 | 166.246 | NPgN | GSP | NG FES - Leading the Way | Total installed PV capacity - domestic (MW)
NG FES - Leading the Way | Gen_BB013 | MW | NPgN | BLYTH 132kV | Total installed PV capacity - domestic (MW) | BLYTH132 | 4.892 | 4.923 | 5.263 | 5.743 | 6.241 | 6.932 | 8.52 | 10.109 | 11.709 | 13.289 | 14.849 | 16.391 | 18.024 | 19.637 | 21.287 | 22.941 | 24.592 | 26.394 | 28.269 | 30.086 | 31.912 | 33.769 | 35.628 | 37.496 | 39.372 | 41.257 | 43.151 | 45.054 | 46.966 | 48.887 | 50.816 | 51.308 | NPgN | GSP | NG FES - Leading the Way | Total installed PV capacity - domestic (MW)
NG FES - Leading the Way | Gen_BB013 | MW | NPgN | FOURSTONES | Total installed PV capacity - domestic (MW) | FOUR_1 | 2.054 | 2.063 | 2.162 | 2.301 | 2.446 | 2.647 | 3.119 | 3.581 | 4.047 | 4.506 | 4.96 | 5.408 | 5.883 | 6.352 | 6.832 | 7.313 | 7.794 | 8.318 | 8.863 | 9.392 | 9.923 | 10.463 | 11.004 | 11.547 | 12.093 | 12.641 | 13.192 | 13.745 | 14.301 | 14.86 | 15.421 | 15.564 | NPgN | GSP | NG FES - Leading the Way | Total installed PV capacity - domestic (MW)
NG FES - Leading the Way | Gen_BB013 | MW | NPgN | HARTMOOR | Total installed PV capacity - domestic (MW) | HARM_6 | 5.836 | 5.875 | 6.296 | 6.89 | 7.507 | 8.364 | 10.327 | 12.296 | 14.278 | 16.236 | 18.169 | 20.079 | 22.103 | 24.101 | 26.146 | 28.196 | 30.241 | 32.474 | 34.798 | 37.048 | 39.311 | 41.612 | 43.915 | 46.23 | 48.555 | 50.89 | 53.237 | 55.595 | 57.964 | 60.343 | 62.734 | 63.344 | NPgN | GSP | NG FES - Leading the Way | Total installed PV capacity - domestic (MW)
NG FES - Leading the Way | Gen_BB013 | MW | NPgN | HAWTHORN PIT GRID | Total installed PV capacity - domestic (MW) | HAWP_6 | 9.188 | 9.239 | 9.792 | 10.572 | 11.383 | 12.508 | 15.112 | 17.698 | 20.301 | 22.872 | 25.41 | 27.919 | 30.577 | 33.201 | 35.887 | 38.579 | 41.265 | 44.197 | 47.25 | 50.205 | 53.177 | 56.199 | 59.224 | 62.263 | 65.317 | 68.384 | 71.467 | 74.563 | 77.674 | 80.799 | 83.939 | 84.74 | NPgN | GSP | NG FES - Leading the Way | Total installed PV capacity - domestic (MW)
NG FES - Leading the Way | Gen_BB013 | MW | NPgN | KNARESBOROUGH | Total installed PV capacity - domestic (MW) | KNARE_111 | 8.681 | 8.76 | 9.622 | 10.839 | 12.103 | 13.857 | 17.825 | 21.857 | 25.916 | 29.924 | 33.883 | 37.795 | 41.938 | 46.031 | 50.217 | 54.415 | 58.604 | 63.176 | 67.935 | 72.544 | 77.176 | 81.889 | 86.606 | 91.344 | 96.105 | 100.889 | 105.694 | 110.523 | 115.373 | 120.246 | 125.141 | 126.39 | NPgN | GSP | NG FES - Leading the Way | Total installed PV capacity - domestic (MW)
NG FES - Leading the Way | Gen_BB013 | MW | NPgN | LACKENBY | Total installed PV capacity - domestic (MW) | LACK_6 | 10.243 | 10.32 | 11.151 | 12.324 | 13.544 | 15.235 | 19.091 | 22.98 | 26.894 | 30.759 | 34.576 | 38.349 | 42.345 | 46.291 | 50.329 | 54.377 | 58.416 | 62.825 | 67.414 | 71.858 | 76.326 | 80.871 | 85.419 | 89.988 | 94.579 | 99.192 | 103.826 | 108.482 | 113.16 | 117.859 | 122.579 | 123.784 | NPgN | GSP | NG FES - Leading the Way | Total installed PV capacity - domestic (MW)
NG FES - Leading the Way | Gen_BB013 | MW | NPgN | NORTON | Total installed PV capacity - domestic (MW) | NORT_1 | 29.196 | 29.395 | 31.567 | 34.631 | 37.817 | 42.235 | 52.348 | 62.505 | 72.729 | 82.826 | 92.796 | 102.651 | 113.088 | 123.397 | 133.943 | 144.517 | 155.067 | 166.584 | 178.572 | 190.181 | 201.851 | 213.722 | 225.602 | 237.538 | 249.531 | 261.58 | 273.685 | 285.847 | 298.065 | 310.339 | 322.67 | 325.816 | NPgN | GSP | NG FES - Leading the Way | Total installed PV capacity - domestic (MW)
NG FES - Leading the Way | Gen_BB013 | MW | NPgN | OFFERTON | Total installed PV capacity - domestic (MW) | OFFE_3 | 5.096 | 5.122 | 5.405 | 5.805 | 6.22 | 6.796 | 8.136 | 9.46 | 10.793 | 12.11 | 13.41 | 14.695 | 16.056 | 17.4 | 18.775 | 20.154 | 21.529 | 23.031 | 24.594 | 26.108 | 27.629 | 29.177 | 30.726 | 32.283 | 33.846 | 35.417 | 36.996 | 38.582 | 40.175 | 41.775 | 43.383 | 43.793 | NPgN | GSP | NG FES - Leading the Way | Total installed PV capacity - domestic (MW)
NG FES - Leading the Way | Gen_BB013 | MW | NPgN | OSBALDWICK | Total installed PV capacity - domestic (MW) | OSBA_1 | 18.12 | 18.254 | 19.714 | 21.776 | 23.919 | 26.891 | 33.669 | 40.502 | 47.379 | 54.171 | 60.878 | 67.507 | 74.528 | 81.463 | 88.557 | 95.669 | 102.767 | 110.514 | 118.578 | 126.387 | 134.237 | 142.223 | 150.215 | 158.244 | 166.311 | 174.416 | 182.56 | 190.74 | 198.959 | 207.216 | 215.511 | 217.627 | NPgN | GSP | NG FES - Leading the Way | Total installed PV capacity - domestic (MW)
NG FES - Leading the Way | Gen_BB013 | MW | NPgN | POPPLETON | Total installed PV capacity - domestic (MW) | POPP_3 | 3.26 | 3.28 | 3.496 | 3.801 | 4.118 | 4.557 | 5.569 | 6.579 | 7.596 | 8.6 | 9.592 | 10.573 | 11.611 | 12.636 | 13.685 | 14.737 | 15.786 | 16.932 | 18.124 | 19.279 | 20.44 | 21.621 | 22.803 | 23.99 | 25.183 | 26.381 | 27.586 | 28.795 | 30.011 | 31.232 | 32.458 | 32.771 | NPgN | GSP | NG FES - Leading the Way | Total installed PV capacity - domestic (MW)
NG FES - Leading the Way | Gen_BB013 | MW | NPgN | SALTHOLME | Total installed PV capacity - domestic (MW) | SALH_1 | 0.156 | 0.157 | 0.167 | 0.181 | 0.195 | 0.216 | 0.262 | 0.309 | 0.355 | 0.401 | 0.447 | 0.492 | 0.539 | 0.587 | 0.635 | 0.683 | 0.731 | 0.784 | 0.838 | 0.891 | 0.945 | 0.999 | 1.053 | 1.108 | 1.162 | 1.217 | 1.273 | 1.328 | 1.384 | 1.44 | 1.496 | 1.511 | NPgN | GSP | NG FES - Leading the Way | Total installed PV capacity - domestic (MW)
NG FES - Leading the Way | Gen_BB013 | MW | NPgN | SOUTH SHIELDS | Total installed PV capacity - domestic (MW) | SSHI_3 | 3.235 | 3.258 | 3.503 | 3.85 | 4.211 | 4.711 | 5.855 | 7.004 | 8.162 | 9.305 | 10.433 | 11.549 | 12.73 | 13.897 | 15.091 | 16.288 | 17.482 | 18.786 | 20.143 | 21.457 | 22.778 | 24.122 | 25.467 | 26.818 | 28.175 | 29.539 | 30.91 | 32.286 | 33.669 | 35.059 | 36.455 | 36.811 | NPgN | GSP | NG FES - Leading the Way | Total installed PV capacity - domestic (MW)
NG FES - Leading the Way | Gen_BB013 | MW | NPgN | SPADEADAM | Total installed PV capacity - domestic (MW) | KIELD01 and SPAD20 | 0.564 | 0.568 | 0.611 | 0.672 | 0.735 | 0.823 | 1.024 | 1.226 | 1.429 | 1.629 | 1.827 | 2.023 | 2.23 | 2.435 | 2.645 | 2.855 | 3.064 | 3.293 | 3.531 | 3.762 | 3.994 | 4.23 | 4.466 | 4.703 | 4.941 | 5.181 | 5.421 | 5.663 | 5.905 | 6.149 | 6.394 | 6.457 | NPgN | GSP | NG FES - Leading the Way | Total installed PV capacity - domestic (MW)
NG FES - Leading the Way | Gen_BB013 | MW | NPgN | SPENNYMOOR | Total installed PV capacity - domestic (MW) | SPEN_1 | 17.536 | 17.651 | 18.904 | 20.673 | 22.512 | 25.062 | 30.909 | 36.772 | 42.672 | 48.5 | 54.254 | 59.942 | 65.966 | 71.916 | 78.002 | 84.105 | 90.194 | 96.841 | 103.76 | 110.46 | 117.195 | 124.047 | 130.903 | 137.792 | 144.714 | 151.668 | 158.655 | 165.674 | 172.725 | 179.81 | 186.926 | 188.742 | NPgN | GSP | NG FES - Leading the Way | Total installed PV capacity - domestic (MW)
NG FES - Leading the Way | Gen_BB013 | MW | NPgN | STELLA NORTH | Total installed PV capacity - domestic (MW) | STEN_1 | 8.004 | 8.084 | 8.958 | 10.191 | 11.473 | 13.251 | 17.26 | 21.348 | 25.463 | 29.526 | 33.539 | 37.505 | 41.706 | 45.855 | 50.099 | 54.355 | 58.601 | 63.236 | 68.06 | 72.732 | 77.429 | 82.207 | 86.988 | 91.792 | 96.619 | 101.468 | 106.34 | 111.234 | 116.152 | 121.091 | 126.054 | 127.32 | NPgN | GSP | NG FES - Leading the Way | Total installed PV capacity - domestic (MW)
NG FES - Leading the Way | Gen_BB013 | MW | NPgN | STELLA SOUTH | Total installed PV capacity - domestic (MW) | STES_1 | 11.428 | 11.497 | 12.253 | 13.32 | 14.429 | 15.967 | 19.508 | 23.044 | 26.603 | 30.117 | 33.588 | 37.019 | 40.652 | 44.241 | 47.912 | 51.593 | 55.266 | 59.275 | 63.448 | 67.489 | 71.552 | 75.684 | 79.82 | 83.975 | 88.15 | 92.344 | 96.558 | 100.792 | 105.045 | 109.318 | 113.611 | 114.706 | NPgN | GSP | NG FES - Leading the Way | Total installed PV capacity - domestic (MW)
NG FES - Leading the Way | Gen_BB013 | MW | NPgN | TYNEMOUTH | Total installed PV capacity - domestic (MW) | TYNE_1 | 8.723 | 8.792 | 9.549 | 10.617 | 11.727 | 13.267 | 16.769 | 20.309 | 23.873 | 27.392 | 30.867 | 34.302 | 37.94 | 41.534 | 45.209 | 48.895 | 52.572 | 56.587 | 60.765 | 64.812 | 68.879 | 73.017 | 77.158 | 81.318 | 85.499 | 89.698 | 93.918 | 98.157 | 102.416 | 106.694 | 110.992 | 112.088 | NPgN | GSP | NG FES - Leading the Way | Total installed PV capacity - domestic (MW)
NG FES - Leading the Way | Gen_BB013 | MW | NPgN | WEST BOLDON | Total installed PV capacity - domestic (MW) | WBOL_6 | 15.143 | 15.236 | 16.258 | 17.7 | 19.199 | 21.278 | 26.059 | 30.838 | 35.649 | 40.4 | 45.091 | 49.728 | 54.639 | 59.49 | 64.452 | 69.427 | 74.391 | 79.81 | 85.451 | 90.913 | 96.404 | 101.99 | 107.58 | 113.196 | 118.839 | 124.508 | 130.204 | 135.927 | 141.676 | 147.451 | 153.253 | 154.733 | NPgN | GSP | NG FES - Leading the Way | Total installed PV capacity - domestic (MW)
NG FES - Leading the Way | Gen_BB013 | MW | NPgY | BRADFORD WEST | Total installed PV capacity - domestic (MW) | BRAW_1 | 18.321 | 18.527 | 20.528 | 23.499 | 27.059 | 31.911 | 42.34 | 53.056 | 63.846 | 74.584 | 85.271 | 95.914 | 107.294 | 118.625 | 130.144 | 141.714 | 153.303 | 165.556 | 178.149 | 190.529 | 202.983 | 215.77 | 228.598 | 241.498 | 254.469 | 267.512 | 280.626 | 293.812 | 307.07 | 320.399 | 321.788 | 320.962 | NPgY | GSP | NG FES - Leading the Way | Total installed PV capacity - domestic (MW)
NG FES - Leading the Way | Gen_BB013 | MW | NPgY | CAMBLESFORTH | Total installed PV capacity - domestic (MW) | CAMB_01 | 3.101 | 3.122 | 3.327 | 3.631 | 3.996 | 4.492 | 5.589 | 6.686 | 7.791 | 8.891 | 9.985 | 11.075 | 12.24 | 13.4 | 14.58 | 15.765 | 16.951 | 18.206 | 19.495 | 20.763 | 22.038 | 23.348 | 24.661 | 25.982 | 27.31 | 28.646 | 29.989 | 31.339 | 32.696 | 34.061 | 34.203 | 34.116 | NPgY | GSP | NG FES - Leading the Way | Total installed PV capacity - domestic (MW)
NG FES - Leading the Way | Gen_BB013 | MW | NPgY | CREYKE BECK | Total installed PV capacity - domestic (MW) | CREB_1 | 26.185 | 26.416 | 28.65 | 31.968 | 35.945 | 41.363 | 53.146 | 65.114 | 77.165 | 89.159 | 101.096 | 112.983 | 125.693 | 138.349 | 151.214 | 164.137 | 177.081 | 190.766 | 204.831 | 218.659 | 232.568 | 246.85 | 261.178 | 275.585 | 290.073 | 304.64 | 319.288 | 334.015 | 348.823 | 363.711 | 365.261 | 364.325 | NPgY | GSP | NG FES - Leading the Way | Total installed PV capacity - domestic (MW)
NG FES - Leading the Way | Gen_BB013 | MW | NPgY | DRAX | Total installed PV capacity - domestic (MW) | DRAX_YEDL | 0.764 | 0.79 | 1.046 | 1.427 | 1.883 | 2.505 | 3.804 | 5.176 | 6.558 | 7.934 | 9.303 | 10.666 | 12.124 | 13.575 | 15.051 | 16.533 | 18.018 | 19.587 | 21.2 | 22.786 | 24.382 | 26.02 | 27.663 | 29.315 | 30.977 | 32.648 | 34.328 | 36.017 | 37.715 | 39.422 | 39.6 | 39.499 | NPgY | GSP | NG FES - Leading the Way | Total installed PV capacity - domestic (MW)
NG FES - Leading the Way | Gen_BB013 | MW | NPgY | ELLAND | Total installed PV capacity - domestic (MW) | ELLA_1 | 18.71 | 18.865 | 20.367 | 22.597 | 25.268 | 28.91 | 36.853 | 44.896 | 52.994 | 61.053 | 69.074 | 77.062 | 85.604 | 94.107 | 102.753 | 111.437 | 120.135 | 129.33 | 138.782 | 148.074 | 157.421 | 167.018 | 176.646 | 186.327 | 196.062 | 205.851 | 215.694 | 225.591 | 235.541 | 245.545 | 246.587 | 245.955 | NPgY | GSP | NG FES - Leading the Way | Total installed PV capacity - domestic (MW)
NG FES - Leading the Way | Gen_BB013 | MW | NPgY | FERRYBRIDGE A | Total installed PV capacity - domestic (MW) | FERRA2 | 8.878 | 8.927 | 9.406 | 10.118 | 10.971 | 12.133 | 14.736 | 17.302 | 19.887 | 22.459 | 25.019 | 27.568 | 30.293 | 33.007 | 35.766 | 38.538 | 41.313 | 44.248 | 47.264 | 50.23 | 53.213 | 56.275 | 59.348 | 62.438 | 65.544 | 68.668 | 71.81 | 74.968 | 78.143 | 81.336 | 81.668 | 81.459 | NPgY | GSP | NG FES - Leading the Way | Total installed PV capacity - domestic (MW)
NG FES - Leading the Way | Gen_BB013 | MW | NPgY | FERRYBRIDGE B | Total installed PV capacity - domestic (MW) | FERRB9 | 15.306 | 15.414 | 16.469 | 18.035 | 19.912 | 22.469 | 28.099 | 33.748 | 39.436 | 45.096 | 50.73 | 56.34 | 62.339 | 68.312 | 74.384 | 80.483 | 86.592 | 93.051 | 99.69 | 106.216 | 112.781 | 119.521 | 126.284 | 133.083 | 139.921 | 146.796 | 153.71 | 160.661 | 167.649 | 174.676 | 175.408 | 174.958 | NPgY | GSP | NG FES - Leading the Way | Total installed PV capacity - domestic (MW)
NG FES - Leading the Way | Gen_BB013 | MW | NPgY | GRIMSBY WEST | Total installed PV capacity - domestic (MW) | GRIW_1 | 10.625 | 10.705 | 11.48 | 12.63 | 14.009 | 15.888 | 20.008 | 24.158 | 28.336 | 32.494 | 36.632 | 40.753 | 45.159 | 49.547 | 54.007 | 58.487 | 62.974 | 67.719 | 72.595 | 77.389 | 82.211 | 87.162 | 92.129 | 97.124 | 102.147 | 107.197 | 112.275 | 117.381 | 122.514 | 127.676 | 128.213 | 127.884 | NPgY | GSP | NG FES - Leading the Way | Total installed PV capacity - domestic (MW)
NG FES - Leading the Way | Gen_BB013 | MW | NPgY | JORDANTHORPE | Total installed PV capacity - domestic (MW) | JORD_3 | 3.167 | 3.191 | 3.425 | 3.774 | 4.191 | 4.759 | 6.005 | 7.261 | 8.525 | 9.783 | 11.036 | 12.283 | 13.616 | 14.944 | 16.294 | 17.65 | 19.008 | 20.443 | 21.919 | 23.37 | 24.829 | 26.327 | 27.83 | 29.342 | 30.862 | 32.39 | 33.927 | 35.472 | 37.026 | 38.587 | 38.75 | 38.651 | NPgY | GSP | NG FES - Leading the Way | Total installed PV capacity - domestic (MW)
NG FES - Leading the Way | Gen_BB013 | MW | NPgY | KEADBY | Total installed PV capacity - domestic (MW) | KEAD_YEDL | 28.432 | 28.542 | 29.607 | 31.189 | 33.084 | 35.667 | 41.655 | 47.36 | 53.104 | 58.82 | 64.509 | 70.175 | 76.233 | 82.265 | 88.397 | 94.556 | 100.725 | 107.248 | 113.952 | 120.542 | 127.172 | 133.979 | 140.808 | 147.675 | 154.58 | 161.523 | 168.504 | 175.524 | 182.581 | 189.677 | 190.416 | 189.928 | NPgY | GSP | NG FES - Leading the Way | Total installed PV capacity - domestic (MW)
NG FES - Leading the Way | Gen_BB013 | MW | NPgY | KIRKSTALL B | Total installed PV capacity - domestic (MW) | KIRKB1 | 8.375 | 8.462 | 9.304 | 10.554 | 12.053 | 14.095 | 18.501 | 23.012 | 27.554 | 32.075 | 36.574 | 41.054 | 45.845 | 50.615 | 55.464 | 60.334 | 65.213 | 70.371 | 75.672 | 80.884 | 86.126 | 91.509 | 96.909 | 102.34 | 107.8 | 113.291 | 118.811 | 124.362 | 129.943 | 135.554 | 136.139 | 135.79 | NPgY | GSP | NG FES - Leading the Way | Total installed PV capacity - domestic (MW)
NG FES - Leading the Way | Gen_BB013 | MW | NPgY | NEEPSEND | Total installed PV capacity - domestic (MW) | NEEP_3 | 3.314 | 3.353 | 3.724 | 4.275 | 4.935 | 5.835 | 7.767 | 9.755 | 11.756 | 13.748 | 15.73 | 17.704 | 19.815 | 21.916 | 24.053 | 26.199 | 28.348 | 30.621 | 32.957 | 35.253 | 37.563 | 39.934 | 42.314 | 44.706 | 47.112 | 49.531 | 51.964 | 54.409 | 56.868 | 59.341 | 59.598 | 59.445 | NPgY | GSP | NG FES - Leading the Way | Total installed PV capacity - domestic (MW)
NG FES - Leading the Way | Gen_BB013 | MW | NPgY | NORTON LEES | Total installed PV capacity - domestic (MW) | NORL_3 | 3.315 | 3.353 | 3.727 | 4.281 | 4.945 | 5.85 | 7.794 | 9.793 | 11.806 | 13.81 | 15.804 | 17.79 | 19.913 | 22.027 | 24.176 | 26.335 | 28.497 | 30.783 | 33.133 | 35.443 | 37.766 | 40.152 | 42.545 | 44.952 | 47.372 | 49.806 | 52.253 | 54.713 | 57.186 | 59.673 | 59.932 | 59.779 | NPgY | GSP | NG FES - Leading the Way | Total installed PV capacity - domestic (MW)
NG FES - Leading the Way | Gen_BB013 | MW | NPgY | PITSMOOR 3/4 | Total installed PV capacity - domestic (MW) | PITS_BB_B | 0.792 | 0.808 | 0.967 | 1.203 | 1.485 | 1.87 | 2.683 | 3.533 | 4.39 | 5.242 | 6.091 | 6.936 | 7.839 | 8.738 | 9.653 | 10.571 | 11.491 | 12.464 | 13.464 | 14.446 | 15.435 | 16.45 | 17.468 | 18.492 | 19.522 | 20.558 | 21.599 | 22.645 | 23.698 | 24.756 | 24.866 | 24.802 | NPgY | GSP | NG FES - Leading the Way | Total installed PV capacity - domestic (MW)
NG FES - Leading the Way | Gen_BB013 | MW | NPgY | SALTEND NORTH | Total installed PV capacity - domestic (MW) | SALT_1 | 3.744 | 3.775 | 4.066 | 4.499 | 5.018 | 5.725 | 7.269 | 8.831 | 10.403 | 11.968 | 13.525 | 15.076 | 16.734 | 18.385 | 20.063 | 21.749 | 23.438 | 25.223 | 27.058 | 28.862 | 30.677 | 32.54 | 34.409 | 36.289 | 38.179 | 40.079 | 41.99 | 43.912 | 45.844 | 47.786 | 47.988 | 47.865 | NPgY | GSP | NG FES - Leading the Way | Total installed PV capacity - domestic (MW)
NG FES - Leading the Way | Gen_BB013 | MW | NPgY | SHEFFIELD CITY | Total installed PV capacity - domestic (MW) | SHEC_3 | 1.172 | 1.193 | 1.388 | 1.678 | 2.025 | 2.499 | 3.502 | 4.548 | 5.601 | 6.649 | 7.692 | 8.731 | 9.841 | 10.947 | 12.071 | 13.2 | 14.331 | 15.527 | 16.756 | 17.964 | 19.18 | 20.428 | 21.68 | 22.939 | 24.205 | 25.477 | 26.757 | 28.044 | 29.338 | 30.639 | 30.774 | 30.695 | NPgY | GSP | NG FES - Leading the Way | Total installed PV capacity - domestic (MW)
NG FES - Leading the Way | Gen_BB013 | MW | NPgY | SKELTON GRANGE | Total installed PV capacity - domestic (MW) | SKLGB1 | 20.471 | 20.695 | 22.865 | 26.087 | 29.948 | 35.21 | 46.536 | 58.159 | 69.862 | 81.509 | 93.101 | 104.644 | 116.988 | 129.277 | 141.77 | 154.32 | 166.89 | 180.179 | 193.838 | 207.266 | 220.774 | 234.643 | 248.557 | 262.548 | 276.617 | 290.763 | 304.988 | 319.289 | 333.669 | 348.126 | 349.632 | 348.736 | NPgY | GSP | NG FES - Leading the Way | Total installed PV capacity - domestic (MW)
NG FES - Leading the Way | Gen_BB013 | MW | NPgY | TEMPLEBOROUGH 275/33KV | Total installed PV capacity - domestic (MW) | TEMP_3 | 0.349 | 0.352 | 0.382 | 0.425 | 0.477 | 0.547 | 0.701 | 0.857 | 1.014 | 1.17 | 1.326 | 1.481 | 1.647 | 1.812 | 1.979 | 2.148 | 2.316 | 2.495 | 2.678 | 2.858 | 3.04 | 3.226 | 3.413 | 3.6 | 3.789 | 3.979 | 4.17 | 4.362 | 4.555 | 4.749 | 4.769 | 4.757 | NPgY | GSP | NG FES - Leading the Way | Total installed PV capacity - domestic (MW)
NG FES - Leading the Way | Gen_BB013 | MW | NPgY | THURCROFT | Total installed PV capacity - domestic (MW) | THUR_6 | 18.993 | 19.073 | 19.843 | 20.986 | 22.356 | 24.223 | 28.516 | 32.64 | 36.793 | 40.925 | 45.038 | 49.134 | 53.514 | 57.874 | 62.307 | 66.76 | 71.22 | 75.936 | 80.782 | 85.547 | 90.339 | 95.261 | 100.197 | 105.162 | 110.154 | 115.173 | 120.22 | 125.295 | 130.397 | 135.527 | 136.061 | 135.712 | NPgY | GSP | NG FES - Leading the Way | Total installed PV capacity - domestic (MW)
NG FES - Leading the Way | Gen_BB013 | MW | NPgY | WEST MELTON / THORPE MARSH | Total installed PV capacity - domestic (MW) | WMEL_THOM | 29.198 | 29.358 | 30.909 | 33.211 | 35.969 | 39.729 | 48.162 | 56.465 | 64.826 | 73.148 | 81.429 | 89.677 | 98.495 | 107.275 | 116.201 | 125.167 | 134.148 | 143.642 | 153.401 | 162.995 | 172.645 | 182.554 | 192.494 | 202.49 | 212.542 | 222.649 | 232.811 | 243.029 | 253.303 | 263.632 | 264.708 | 264.029 | NPgY | GSP | NG FES - Leading the Way | Total installed PV capacity - domestic (MW)
NG FES - Leading the Way | Gen_BB013 | MW | NPgY | WEST MELTON SECTION 3 | Total installed PV capacity - domestic (MW) | WMEL_BB3 | 25.561 | 25.702 | 27.076 | 29.115 | 31.558 | 34.888 | 42.349 | 49.704 | 57.109 | 64.479 | 71.814 | 79.118 | 86.929 | 94.705 | 102.61 | 110.551 | 118.505 | 126.914 | 135.557 | 144.054 | 152.601 | 161.377 | 170.181 | 179.034 | 187.937 | 196.888 | 205.889 | 214.939 | 224.038 | 233.186 | 234.139 | 233.538 | NPgY | GSP | NG FES - Leading the Way | Total installed PV capacity - domestic (MW)
NG FES - Leading the Way | Gen_BB013 | MW | NPgY | WINCOBANK | Total installed PV capacity - domestic (MW) | WIBA_3 | 0.989 | 0.996 | 1.057 | 1.148 | 1.258 | 1.406 | 1.737 | 2.065 | 2.397 | 2.726 | 3.054 | 3.381 | 3.73 | 4.078 | 4.431 | 4.787 | 5.142 | 5.518 | 5.905 | 6.285 | 6.667 | 7.06 | 7.453 | 7.849 | 8.247 | 8.648 | 9.05 | 9.455 | 9.862 | 10.271 | 10.313 | 10.287 | NPgY | GSP | NG FES - Leading the Way | Total installed PV capacity - domestic (MW)
NG FES - Leading the Way | Gen_BB012 | MW | NPgN | BLYTH 66kV | Total installed PV capacity - I&C and large (MW) | BLYTB1 | 1 | 1.06 | 11.988 | 22.91 | 34.093 | 45.473 | 56.795 | 68.059 | 79.262 | 90.469 | 101.679 | 113.292 | 116.726 | 120.497 | 123.935 | 127.486 | 129.84 | 130.735 | 130.762 | 131.655 | 133.475 | 136.169 | 138.851 | 141.884 | 144.268 | 145.651 | 146.323 | 146.712 | 147.1 | 147.487 | 147.873 | 148.258 | NPgN | GSP | NG FES - Leading the Way | Total installed PV capacity - I&C and large (MW)
NG FES - Leading the Way | Gen_BB012 | MW | NPgN | BLYTH 132kV | Total installed PV capacity - I&C and large (MW) | BLYTH132 | 0.886 | 0.893 | 20.191 | 39.485 | 58.951 | 78.733 | 98.412 | 117.991 | 137.466 | 156.881 | 176.235 | 196.24 | 201.649 | 207.586 | 213.003 | 218.609 | 222.07 | 223.296 | 223.143 | 224.361 | 227.217 | 231.506 | 235.756 | 240.625 | 244.346 | 246.298 | 246.993 | 247.187 | 247.38 | 247.572 | 247.761 | 247.95 | NPgN | GSP | NG FES - Leading the Way | Total installed PV capacity - I&C and large (MW)
NG FES - Leading the Way | Gen_BB012 | MW | NPgN | FOURSTONES | Total installed PV capacity - I&C and large (MW) | FOUR_1 | 0.262 | 0.265 | 1.268 | 2.27 | 3.341 | 4.435 | 5.524 | 6.608 | 7.685 | 8.774 | 9.873 | 11.019 | 11.438 | 11.899 | 12.318 | 12.749 | 13.076 | 13.214 | 13.248 | 13.388 | 13.611 | 13.933 | 14.257 | 14.612 | 14.908 | 15.113 | 15.253 | 15.367 | 15.48 | 15.594 | 15.708 | 15.821 | NPgN | GSP | NG FES - Leading the Way | Total installed PV capacity - I&C and large (MW)
NG FES - Leading the Way | Gen_BB012 | MW | NPgN | HARTMOOR | Total installed PV capacity - I&C and large (MW) | HARM_6 | 0.92 | 0.926 | 6.33 | 11.73 | 17.288 | 22.946 | 28.576 | 34.178 | 39.748 | 45.327 | 50.915 | 56.708 | 58.472 | 60.41 | 62.176 | 63.999 | 65.234 | 65.712 | 65.745 | 66.224 | 67.159 | 68.539 | 69.915 | 71.464 | 72.692 | 73.425 | 73.807 | 74.049 | 74.291 | 74.532 | 74.773 | 75.013 | NPgN | GSP | NG FES - Leading the Way | Total installed PV capacity - I&C and large (MW)
NG FES - Leading the Way | Gen_BB012 | MW | NPgN | HAWTHORN PIT GRID | Total installed PV capacity - I&C and large (MW) | HAWP_6 | 6.445 | 6.451 | 12.095 | 17.736 | 23.52 | 29.407 | 35.264 | 41.092 | 46.887 | 52.686 | 58.49 | 64.503 | 66.297 | 68.266 | 70.062 | 71.916 | 73.153 | 73.627 | 73.646 | 74.119 | 75.069 | 76.475 | 77.875 | 79.457 | 80.703 | 81.432 | 81.794 | 82.01 | 82.225 | 82.44 | 82.655 | 82.869 | NPgN | GSP | NG FES - Leading the Way | Total installed PV capacity - I&C and large (MW)
NG FES - Leading the Way | Gen_BB012 | MW | NPgN | KNARESBOROUGH | Total installed PV capacity - I&C and large (MW) | KNARE_111 | 12.216 | 12.231 | 34.678 | 57.116 | 79.914 | 103.097 | 126.16 | 149.106 | 171.928 | 194.717 | 217.473 | 241.018 | 247.67 | 254.973 | 261.634 | 268.52 | 272.928 | 274.549 | 274.481 | 276.095 | 279.614 | 284.861 | 290.072 | 296.003 | 300.6 | 303.139 | 304.218 | 304.715 | 305.21 | 305.703 | 306.194 | 306.684 | NPgN | GSP | NG FES - Leading the Way | Total installed PV capacity - I&C and large (MW)
NG FES - Leading the Way | Gen_BB012 | MW | NPgN | LACKENBY | Total installed PV capacity - I&C and large (MW) | LACK_6 | 13.774 | 13.785 | 19.622 | 25.453 | 31.544 | 37.755 | 43.935 | 50.083 | 56.197 | 62.341 | 68.515 | 74.93 | 77.041 | 79.362 | 81.475 | 83.653 | 85.205 | 85.833 | 85.931 | 86.561 | 87.684 | 89.322 | 90.96 | 92.786 | 94.266 | 95.212 | 95.779 | 96.195 | 96.611 | 97.026 | 97.441 | 97.855 | NPgN | GSP | NG FES - Leading the Way | Total installed PV capacity - I&C and large (MW)
NG FES - Leading the Way | Gen_BB012 | MW | NPgN | NORTON | Total installed PV capacity - I&C and large (MW) | NORT_1 | 59.764 | 59.799 | 106.054 | 152.29 | 199.379 | 247.275 | 294.924 | 342.331 | 389.482 | 436.59 | 483.656 | 532.375 | 546.343 | 561.678 | 575.664 | 590.117 | 599.477 | 602.959 | 602.897 | 606.368 | 613.759 | 624.758 | 635.689 | 648.104 | 657.77 | 663.198 | 665.616 | 666.836 | 668.052 | 669.264 | 670.472 | 671.676 | NPgN | GSP | NG FES - Leading the Way | Total installed PV capacity - I&C and large (MW)
NG FES - Leading the Way | Gen_BB012 | MW | NPgN | OFFERTON | Total installed PV capacity - I&C and large (MW) | OFFE_3 | 0.15 | 0.153 | 0.561 | 0.966 | 1.462 | 1.974 | 2.484 | 2.992 | 3.496 | 4.019 | 4.561 | 5.135 | 5.447 | 5.791 | 6.103 | 6.422 | 6.706 | 6.839 | 6.896 | 7.031 | 7.199 | 7.431 | 7.668 | 7.918 | 8.144 | 8.333 | 8.496 | 8.649 | 8.802 | 8.955 | 9.108 | 9.261 | NPgN | GSP | NG FES - Leading the Way | Total installed PV capacity - I&C and large (MW)
NG FES - Leading the Way | Gen_BB012 | MW | NPgN | OSBALDWICK | Total installed PV capacity - I&C and large (MW) | OSBA_1 | 8.455 | 8.476 | 63.41 | 118.331 | 173.774 | 230.119 | 286.17 | 341.934 | 397.404 | 452.71 | 507.85 | 564.847 | 580.312 | 597.286 | 612.773 | 628.798 | 638.721 | 642.248 | 641.833 | 645.336 | 653.503 | 665.761 | 677.907 | 691.818 | 702.461 | 708.067 | 710.095 | 710.699 | 711.298 | 711.893 | 712.484 | 713.069 | NPgN | GSP | NG FES - Leading the Way | Total installed PV capacity - I&C and large (MW)
NG FES - Leading the Way | Gen_BB012 | MW | NPgN | POPPLETON | Total installed PV capacity - I&C and large (MW) | POPP_3 | 0.429 | 0.431 | 2.121 | 3.81 | 5.562 | 7.347 | 9.123 | 10.89 | 12.647 | 14.41 | 16.179 | 18.015 | 18.599 | 19.24 | 19.824 | 20.426 | 20.846 | 21.012 | 21.032 | 21.199 | 21.509 | 21.963 | 22.417 | 22.925 | 23.333 | 23.586 | 23.729 | 23.828 | 23.928 | 24.027 | 24.126 | 24.225 | NPgN | GSP | NG FES - Leading the Way | Total installed PV capacity - I&C and large (MW)
NG FES - Leading the Way | Gen_BB012 | MW | NPgN | SALTHOLME | Total installed PV capacity - I&C and large (MW) | SALH_1 | 0.056 | 0.056 | 0.477 | 0.898 | 1.331 | 1.771 | 2.21 | 2.646 | 3.08 | 3.514 | 3.95 | 4.401 | 4.538 | 4.689 | 4.826 | 4.968 | 5.064 | 5.101 | 5.103 | 5.141 | 5.213 | 5.321 | 5.428 | 5.548 | 5.644 | 5.701 | 5.73 | 5.749 | 5.767 | 5.786 | 5.805 | 5.823 | NPgN | GSP | NG FES - Leading the Way | Total installed PV capacity - I&C and large (MW)
NG FES - Leading the Way | Gen_BB012 | MW | NPgN | SOUTH SHIELDS | Total installed PV capacity - I&C and large (MW) | SSHI_3 | 0.57 | 0.574 | 0.584 | 0.593 | 0.687 | 0.792 | 0.896 | 1 | 1.103 | 1.225 | 1.368 | 1.529 | 1.728 | 1.948 | 2.148 | 2.35 | 2.56 | 2.667 | 2.727 | 2.836 | 2.944 | 3.087 | 3.236 | 3.384 | 3.532 | 3.681 | 3.828 | 3.976 | 4.124 | 4.272 | 4.42 | 4.567 | NPgN | GSP | NG FES - Leading the Way | Total installed PV capacity - I&C and large (MW)
NG FES - Leading the Way | Gen_BB012 | MW | NPgN | SPADEADAM | Total installed PV capacity - I&C and large (MW) | KIELD01 and SPAD20 | 0.064 | 0.065 | 0.849 | 1.632 | 2.442 | 3.268 | 4.089 | 4.906 | 5.718 | 6.533 | 7.349 | 8.197 | 8.462 | 8.753 | 9.018 | 9.292 | 9.481 | 9.556 | 9.563 | 9.638 | 9.778 | 9.985 | 10.191 | 10.423 | 10.608 | 10.721 | 10.784 | 10.826 | 10.868 | 10.91 | 10.951 | 10.993 | NPgN | GSP | NG FES - Leading the Way | Total installed PV capacity - I&C and large (MW)
NG FES - Leading the Way | Gen_BB012 | MW | NPgN | SPENNYMOOR | Total installed PV capacity - I&C and large (MW) | SPEN_1 | 3.714 | 3.735 | 40.45 | 77.153 | 114.349 | 152.164 | 189.783 | 227.209 | 264.437 | 301.587 | 338.661 | 377.006 | 387.669 | 399.374 | 410.052 | 421.094 | 428.074 | 430.608 | 430.43 | 432.951 | 438.588 | 447.015 | 455.376 | 464.916 | 472.273 | 476.264 | 477.865 | 478.515 | 479.161 | 479.805 | 480.445 | 481.083 | NPgN | GSP | NG FES - Leading the Way | Total installed PV capacity - I&C and large (MW)
NG FES - Leading the Way | Gen_BB012 | MW | NPgN | STELLA NORTH | Total installed PV capacity - I&C and large (MW) | STEN_1 | 1.976 | 1.989 | 4.555 | 7.114 | 9.987 | 12.936 | 15.872 | 18.793 | 21.695 | 24.657 | 27.679 | 30.85 | 32.235 | 33.759 | 35.145 | 36.565 | 37.733 | 38.257 | 38.439 | 38.968 | 39.71 | 40.757 | 41.817 | 42.959 | 43.95 | 44.708 | 45.3 | 45.827 | 46.353 | 46.879 | 47.405 | 47.931 | NPgN | GSP | NG FES - Leading the Way | Total installed PV capacity - I&C and large (MW)
NG FES - Leading the Way | Gen_BB012 | MW | NPgN | STELLA SOUTH | Total installed PV capacity - I&C and large (MW) | STES_1 | 6.858 | 6.87 | 24.805 | 42.733 | 60.949 | 79.472 | 97.899 | 116.232 | 134.467 | 152.676 | 170.857 | 189.67 | 194.986 | 200.821 | 206.143 | 211.645 | 215.168 | 216.463 | 216.409 | 217.699 | 220.51 | 224.703 | 228.866 | 233.606 | 237.279 | 239.308 | 240.17 | 240.567 | 240.963 | 241.358 | 241.751 | 242.142 | NPgN | GSP | NG FES - Leading the Way | Total installed PV capacity - I&C and large (MW)
NG FES - Leading the Way | Gen_BB012 | MW | NPgN | TYNEMOUTH | Total installed PV capacity - I&C and large (MW) | TYNE_1 | 1.281 | 1.289 | 1.993 | 2.694 | 3.58 | 4.499 | 5.414 | 6.325 | 7.229 | 8.172 | 9.155 | 10.201 | 10.808 | 11.478 | 12.086 | 12.707 | 13.27 | 13.537 | 13.656 | 13.927 | 14.254 | 14.705 | 15.165 | 15.648 | 16.09 | 16.468 | 16.802 | 17.118 | 17.433 | 17.749 | 18.064 | 18.38 | NPgN | GSP | NG FES - Leading the Way | Total installed PV capacity - I&C and large (MW)
NG FES - Leading the Way | Gen_BB012 | MW | NPgN | WEST BOLDON | Total installed PV capacity - I&C and large (MW) | WBOL_6 | 7.379 | 7.391 | 9.561 | 11.724 | 14.182 | 16.708 | 19.223 | 21.725 | 24.211 | 26.754 | 29.355 | 32.088 | 33.327 | 34.69 | 35.93 | 37.2 | 38.26 | 38.739 | 38.914 | 39.398 | 40.062 | 40.996 | 41.943 | 42.959 | 43.848 | 44.539 | 45.091 | 45.587 | 46.083 | 46.579 | 47.075 | 47.57 | NPgN | GSP | NG FES - Leading the Way | Total installed PV capacity - I&C and large (MW)
NG FES - Leading the Way | Gen_BB012 | MW | NPgY | BRADFORD WEST | Total installed PV capacity - I&C and large (MW) | BRAW_1 | 4.175 | 4.202 | 6.93 | 9.644 | 12.418 | 15.835 | 19.235 | 22.617 | 25.981 | 29.35 | 32.724 | 36.223 | 38.092 | 40.145 | 42.017 | 43.953 | 45.187 | 45.638 | 45.614 | 46.063 | 47.052 | 48.528 | 49.993 | 51.663 | 52.954 | 53.662 | 53.957 | 54.086 | 54.216 | 54.344 | 54.472 | 54.6 | NPgY | GSP | NG FES - Leading the Way | Total installed PV capacity - I&C and large (MW)
NG FES - Leading the Way | Gen_BB012 | MW | NPgY | CAMBLESFORTH | Total installed PV capacity - I&C and large (MW) | CAMB_01 | 0.914 | 0.941 | 1.457 | 1.957 | 2.517 | 3.198 | 3.875 | 4.549 | 5.218 | 5.906 | 6.614 | 7.361 | 7.864 | 8.418 | 8.922 | 9.44 | 9.845 | 10.02 | 10.071 | 10.248 | 10.517 | 10.902 | 11.289 | 11.712 | 12.069 | 12.327 | 12.513 | 12.672 | 12.83 | 12.988 | 13.146 | 13.304 | NPgY | GSP | NG FES - Leading the Way | Total installed PV capacity - I&C and large (MW)
NG FES - Leading the Way | Gen_BB012 | MW | NPgY | CREYKE BECK | Total installed PV capacity - I&C and large (MW) | CREB_1 | 27.198 | 27.437 | 47.355 | 67.142 | 87.46 | 112.474 | 137.361 | 162.123 | 186.745 | 211.438 | 236.208 | 261.914 | 275.86 | 291.173 | 305.138 | 319.569 | 328.911 | 332.384 | 332.318 | 335.781 | 343.161 | 354.144 | 365.058 | 377.456 | 387.108 | 392.522 | 394.931 | 396.141 | 397.348 | 398.551 | 399.749 | 400.945 | NPgY | GSP | NG FES - Leading the Way | Total installed PV capacity - I&C and large (MW)
NG FES - Leading the Way | Gen_BB012 | MW | NPgY | DRAX | Total installed PV capacity - I&C and large (MW) | DRAX_YEDL | 1.331 | 1.37 | 3.786 | 6.179 | 8.66 | 11.71 | 14.744 | 17.763 | 20.765 | 23.784 | 26.821 | 29.98 | 31.743 | 33.68 | 35.445 | 37.268 | 38.484 | 38.948 | 38.967 | 39.431 | 40.366 | 41.748 | 43.125 | 44.68 | 45.905 | 46.621 | 46.976 | 47.187 | 47.397 | 47.608 | 47.817 | 48.027 | NPgY | GSP | NG FES - Leading the Way | Total installed PV capacity - I&C and large (MW)
NG FES - Leading the Way | Gen_BB012 | MW | NPgY | ELLAND | Total installed PV capacity - I&C and large (MW) | ELLA_1 | 3.825 | 3.845 | 6.528 | 9.2 | 11.916 | 15.266 | 18.599 | 21.914 | 25.212 | 28.509 | 31.805 | 35.22 | 37.014 | 38.983 | 40.779 | 42.637 | 43.799 | 44.215 | 44.175 | 44.59 | 45.537 | 46.957 | 48.365 | 49.975 | 51.211 | 51.87 | 52.121 | 52.209 | 52.296 | 52.383 | 52.469 | 52.554 | NPgY | GSP | NG FES - Leading the Way | Total installed PV capacity - I&C and large (MW)
NG FES - Leading the Way | Gen_BB012 | MW | NPgY | FERRYBRIDGE A | Total installed PV capacity - I&C and large (MW) | FERRA2 | 1.199 | 1.232 | 5.122 | 8.993 | 12.937 | 17.799 | 22.637 | 27.45 | 32.236 | 37.025 | 41.817 | 46.783 | 49.412 | 52.297 | 54.93 | 57.653 | 59.369 | 59.99 | 59.943 | 60.561 | 61.951 | 64.029 | 66.091 | 68.444 | 70.258 | 71.237 | 71.626 | 71.778 | 71.93 | 72.081 | 72.232 | 72.381 | NPgY | GSP | NG FES - Leading the Way | Total installed PV capacity - I&C and large (MW)
NG FES - Leading the Way | Gen_BB012 | MW | NPgY | FERRYBRIDGE B | Total installed PV capacity - I&C and large (MW) | FERRB9 | 22.915 | 23.008 | 32.994 | 42.929 | 53.071 | 65.569 | 78.003 | 90.374 | 102.677 | 114.993 | 127.325 | 140.108 | 146.916 | 154.39 | 161.208 | 168.258 | 172.732 | 174.363 | 174.263 | 175.886 | 179.486 | 184.863 | 190.2 | 196.285 | 200.985 | 203.549 | 204.597 | 205.04 | 205.483 | 205.923 | 206.361 | 206.797 | NPgY | GSP | NG FES - Leading the Way | Total installed PV capacity - I&C and large (MW)
NG FES - Leading the Way | Gen_BB012 | MW | NPgY | GRIMSBY WEST | Total installed PV capacity - I&C and large (MW) | GRIW_1 | 3.924 | 3.977 | 10.372 | 16.739 | 23.223 | 31.217 | 39.17 | 47.082 | 54.951 | 62.823 | 70.7 | 78.861 | 83.175 | 87.911 | 92.232 | 96.701 | 99.513 | 100.53 | 100.449 | 101.461 | 103.741 | 107.153 | 110.537 | 114.401 | 117.377 | 118.981 | 119.612 | 119.855 | 120.097 | 120.338 | 120.578 | 120.816 | NPgY | GSP | NG FES - Leading the Way | Total installed PV capacity - I&C and large (MW)
NG FES - Leading the Way | Gen_BB012 | MW | NPgY | JORDANTHORPE | Total installed PV capacity - I&C and large (MW) | JORD_3 | 0.187 | 0.189 | 0.492 | 0.793 | 1.099 | 1.477 | 1.853 | 2.227 | 2.599 | 2.971 | 3.344 | 3.729 | 3.933 | 4.156 | 4.36 | 4.571 | 4.704 | 4.752 | 4.748 | 4.795 | 4.903 | 5.064 | 5.224 | 5.406 | 5.547 | 5.622 | 5.652 | 5.663 | 5.674 | 5.685 | 5.696 | 5.707 | NPgY | GSP | NG FES - Leading the Way | Total installed PV capacity - I&C and large (MW)
NG FES - Leading the Way | Gen_BB012 | MW | NPgY | KEADBY | Total installed PV capacity - I&C and large (MW) | KEAD_YEDL | 74.805 | 75.218 | 108.468 | 141.489 | 175.43 | 217.209 | 258.775 | 300.133 | 341.256 | 382.511 | 423.905 | 466.873 | 490.254 | 515.925 | 539.336 | 563.527 | 579.236 | 585.094 | 585.021 | 590.862 | 603.236 | 621.64 | 639.932 | 660.699 | 676.887 | 686.007 | 690.115 | 692.224 | 694.327 | 696.425 | 698.514 | 700.598 | NPgY | GSP | NG FES - Leading the Way | Total installed PV capacity - I&C and large (MW)
NG FES - Leading the Way | Gen_BB012 | MW | NPgY | KIRKSTALL B | Total installed PV capacity - I&C and large (MW) | KIRKB1 | 2.383 | 2.399 | 3.535 | 4.662 | 5.825 | 7.255 | 8.677 | 10.093 | 11.5 | 12.914 | 14.333 | 15.808 | 16.618 | 17.508 | 18.319 | 19.157 | 19.707 | 19.914 | 19.916 | 20.122 | 20.551 | 21.188 | 21.821 | 22.539 | 23.101 | 23.422 | 23.572 | 23.654 | 23.736 | 23.818 | 23.9 | 23.981 | NPgY | GSP | NG FES - Leading the Way | Total installed PV capacity - I&C and large (MW)
NG FES - Leading the Way | Gen_BB012 | MW | NPgY | NEEPSEND | Total installed PV capacity - I&C and large (MW) | NEEP_3 | 0.233 | 0.235 | 0.342 | 0.448 | 0.558 | 0.693 | 0.828 | 0.962 | 1.095 | 1.229 | 1.364 | 1.504 | 1.584 | 1.671 | 1.75 | 1.832 | 1.887 | 1.908 | 1.91 | 1.931 | 1.973 | 2.035 | 2.097 | 2.167 | 2.222 | 2.254 | 2.271 | 2.282 | 2.292 | 2.302 | 2.313 | 2.323 | NPgY | GSP | NG FES - Leading the Way | Total installed PV capacity - I&C and large (MW)
NG FES - Leading the Way | Gen_BB012 | MW | NPgY | NORTON LEES | Total installed PV capacity - I&C and large (MW) | NORL_3 | 0.336 | 0.338 | 0.342 | 0.345 | 0.353 | 0.361 | 0.369 | 0.378 | 0.386 | 0.395 | 0.407 | 0.42 | 0.436 | 0.453 | 0.469 | 0.485 | 0.502 | 0.51 | 0.515 | 0.524 | 0.532 | 0.544 | 0.555 | 0.567 | 0.579 | 0.591 | 0.603 | 0.614 | 0.626 | 0.638 | 0.649 | 0.661 | NPgY | GSP | NG FES - Leading the Way | Total installed PV capacity - I&C and large (MW)
NG FES - Leading the Way | Gen_BB012 | MW | NPgY | PITSMOOR 3/4 | Total installed PV capacity - I&C and large (MW) | PITS_BB_B | 0.229 | 0.23 | 0.232 | 0.234 | 0.238 | 0.243 | 0.248 | 0.252 | 0.257 | 0.262 | 0.268 | 0.274 | 0.281 | 0.29 | 0.297 | 0.304 | 0.312 | 0.315 | 0.317 | 0.321 | 0.325 | 0.33 | 0.336 | 0.341 | 0.347 | 0.352 | 0.357 | 0.362 | 0.367 | 0.372 | 0.377 | 0.382 | NPgY | GSP | NG FES - Leading the Way | Total installed PV capacity - I&C and large (MW)
NG FES - Leading the Way | Gen_BB012 | MW | NPgY | SALTEND NORTH | Total installed PV capacity - I&C and large (MW) | SALT_1 | 6.971 | 6.996 | 7.059 | 7.109 | 7.213 | 7.33 | 7.447 | 7.564 | 7.679 | 7.814 | 7.969 | 8.143 | 8.35 | 8.578 | 8.785 | 8.995 | 9.211 | 9.32 | 9.379 | 9.49 | 9.602 | 9.751 | 9.906 | 10.061 | 10.215 | 10.366 | 10.515 | 10.663 | 10.811 | 10.96 | 11.108 | 11.256 | NPgY | GSP | NG FES - Leading the Way | Total installed PV capacity - I&C and large (MW)
NG FES - Leading the Way | Gen_BB012 | MW | NPgY | SHEFFIELD CITY | Total installed PV capacity - I&C and large (MW) | SHEC_3 | 0.235 | 0.236 | 0.259 | 0.282 | 0.307 | 0.337 | 0.368 | 0.398 | 0.428 | 0.459 | 0.49 | 0.523 | 0.545 | 0.568 | 0.589 | 0.611 | 0.628 | 0.635 | 0.637 | 0.644 | 0.655 | 0.672 | 0.688 | 0.706 | 0.722 | 0.732 | 0.739 | 0.745 | 0.751 | 0.757 | 0.763 | 0.768 | NPgY | GSP | NG FES - Leading the Way | Total installed PV capacity - I&C and large (MW)
NG FES - Leading the Way | Gen_BB012 | MW | NPgY | SKELTON GRANGE | Total installed PV capacity - I&C and large (MW) | SKLGB1 | 6.02 | 6.066 | 9.025 | 11.959 | 14.996 | 18.73 | 22.445 | 26.141 | 29.816 | 33.51 | 37.225 | 41.086 | 43.232 | 45.589 | 47.737 | 49.956 | 51.428 | 51.989 | 52.006 | 52.565 | 53.702 | 55.386 | 57.062 | 58.956 | 60.446 | 61.311 | 61.733 | 61.978 | 62.223 | 62.467 | 62.711 | 62.954 | NPgY | GSP | NG FES - Leading the Way | Total installed PV capacity - I&C and large (MW)
NG FES - Leading the Way | Gen_BB012 | MW | NPgY | TEMPLEBOROUGH 275/33KV | Total installed PV capacity - I&C and large (MW) | TEMP_3 | 0.008 | 0.01 | 0.093 | 0.174 | 0.259 | 0.364 | 0.468 | 0.571 | 0.674 | 0.778 | 0.883 | 0.993 | 1.056 | 1.125 | 1.188 | 1.254 | 1.299 | 1.316 | 1.318 | 1.336 | 1.369 | 1.419 | 1.468 | 1.523 | 1.567 | 1.594 | 1.609 | 1.619 | 1.629 | 1.639 | 1.648 | 1.658 | NPgY | GSP | NG FES - Leading the Way | Total installed PV capacity - I&C and large (MW)
NG FES - Leading the Way | Gen_BB012 | MW | NPgY | THURCROFT | Total installed PV capacity - I&C and large (MW) | THUR_6 | 3.292 | 3.344 | 11.622 | 19.871 | 28.236 | 38.557 | 48.825 | 59.04 | 69.2 | 79.35 | 89.493 | 99.993 | 105.466 | 111.474 | 116.955 | 122.627 | 126.141 | 127.39 | 127.245 | 128.486 | 131.377 | 135.715 | 140.013 | 144.936 | 148.704 | 150.689 | 151.409 | 151.626 | 151.841 | 152.054 | 152.266 | 152.476 | NPgY | GSP | NG FES - Leading the Way | Total installed PV capacity - I&C and large (MW)
NG FES - Leading the Way | Gen_BB012 | MW | NPgY | WEST MELTON / THORPE MARSH | Total installed PV capacity - I&C and large (MW) | WMEL_THOM | 13.835 | 13.92 | 21.552 | 29.137 | 36.911 | 46.485 | 56.01 | 65.487 | 74.911 | 84.357 | 93.827 | 103.652 | 108.952 | 114.771 | 120.078 | 125.563 | 129.093 | 130.398 | 130.357 | 131.657 | 134.461 | 138.638 | 142.788 | 147.507 | 151.173 | 153.212 | 154.097 | 154.522 | 154.946 | 155.369 | 155.789 | 156.209 | NPgY | GSP | NG FES - Leading the Way | Total installed PV capacity - I&C and large (MW)
NG FES - Leading the Way | Gen_BB012 | MW | NPgY | WEST MELTON SECTION 3 | Total installed PV capacity - I&C and large (MW) | WMEL_BB3 | 5.607 | 5.679 | 13.808 | 21.897 | 30.146 | 40.314 | 50.43 | 60.494 | 70.503 | 80.52 | 90.547 | 100.938 | 106.455 | 112.512 | 118.036 | 123.75 | 127.363 | 128.675 | 128.584 | 129.89 | 132.807 | 137.166 | 141.492 | 146.427 | 150.235 | 152.301 | 153.132 | 153.471 | 153.808 | 154.144 | 154.478 | 154.811 | NPgY | GSP | NG FES - Leading the Way | Total installed PV capacity - I&C and large (MW)
NG FES - Leading the Way | Gen_BB012 | MW | NPgY | WINCOBANK | Total installed PV capacity - I&C and large (MW) | WIBA_3 | 0.233 | 0.237 | 0.522 | 0.806 | 1.097 | 1.456 | 1.812 | 2.167 | 2.52 | 2.875 | 3.23 | 3.599 | 3.799 | 4.019 | 4.22 | 4.428 | 4.562 | 4.613 | 4.612 | 4.662 | 4.768 | 4.926 | 5.083 | 5.261 | 5.4 | 5.478 | 5.513 | 5.531 | 5.549 | 5.567 | 5.585 | 5.602 | NPgY | GSP | NG FES - Leading the Way | Total installed PV capacity - I&C and large (MW)
NG FES - Leading the Way | Gen_BB004 | MW | NPgN | BLYTH 66kV | Total installed renewable engine capacity (MW) | BLYTB1 | 0 | 0 | 0.004 | 0.009 | 0.021 | 0.045 | 0.079 | 0.121 | 0.161 | 0.199 | 0.236 | 0.205 | 0.171 | 0.118 | 0.06 | 0.021 | 0.013 | 0 | 0 | 0 | 0 | 0 | 0 | 0 | 0 | 0 | 0 | 0 | 0 | 0 | 0 | 0 | NPgN | GSP | NG FES - Leading the Way | Total installed renewable engine capacity (MW)
NG FES - Leading the Way | Gen_BB004 | MW | NPgN | BLYTH 132kV | Total installed renewable engine capacity (MW) | BLYTH132 | 0 | 0 | 0.008 | 0.016 | 0.037 | 0.08 | 0.139 | 0.214 | 0.285 | 0.353 | 0.417 | 0.363 | 0.302 | 0.209 | 0.107 | 0.037 | 0.023 | 0 | 0 | 0 | 0 | 0 | 0 | 0 | 0 | 0 | 0 | 0 | 0 | 0 | 0 | 0 | NPgN | GSP | NG FES - Leading the Way | Total installed renewable engine capacity (MW)
NG FES - Leading the Way | Gen_BB004 | MW | NPgN | FOURSTONES | Total installed renewable engine capacity (MW) | FOUR_1 | 0 | 0 | 0 | 0.001 | 0.002 | 0.004 | 0.007 | 0.011 | 0.015 | 0.018 | 0.022 | 0.019 | 0.016 | 0.011 | 0.006 | 0.002 | 0.001 | 0 | 0 | 0 | 0 | 0 | 0 | 0 | 0 | 0 | 0 | 0 | 0 | 0 | 0 | 0 | NPgN | GSP | NG FES - Leading the Way | Total installed renewable engine capacity (MW)
NG FES - Leading the Way | Gen_BB004 | MW | NPgN | HARTMOOR | Total installed renewable engine capacity (MW) | HARM_6 | 0 | 0 | 0.002 | 0.004 | 0.01 | 0.022 | 0.039 | 0.06 | 0.08 | 0.099 | 0.117 | 0.102 | 0.085 | 0.058 | 0.03 | 0.01 | 0.007 | 0 | 0 | 0 | 0 | 0 | 0 | 0 | 0 | 0 | 0 | 0 | 0 | 0 | 0 | 0 | NPgN | GSP | NG FES - Leading the Way | Total installed renewable engine capacity (MW)
NG FES - Leading the Way | Gen_BB004 | MW | NPgN | HAWTHORN PIT GRID | Total installed renewable engine capacity (MW) | HAWP_6 | 0 | 0 | 0.002 | 0.005 | 0.011 | 0.023 | 0.041 | 0.063 | 0.083 | 0.103 | 0.122 | 0.106 | 0.088 | 0.061 | 0.031 | 0.011 | 0.007 | 0 | 0 | 0 | 0 | 0 | 0 | 0 | 0 | 0 | 0 | 0 | 0 | 0 | 0 | 0 | NPgN | GSP | NG FES - Leading the Way | Total installed renewable engine capacity (MW)
NG FES - Leading the Way | Gen_BB004 | MW | NPgN | KNARESBOROUGH | Total installed renewable engine capacity (MW) | KNARE_111 | 0 | 0 | 0.009 | 0.018 | 0.043 | 0.093 | 0.162 | 0.249 | 0.332 | 0.41 | 0.485 | 0.422 | 0.352 | 0.243 | 0.124 | 0.042 | 0.027 | 0 | 0 | 0 | 0 | 0 | 0 | 0 | 0 | 0 | 0 | 0 | 0 | 0 | 0 | 0 | NPgN | GSP | NG FES - Leading the Way | Total installed renewable engine capacity (MW)
NG FES - Leading the Way | Gen_BB004 | MW | NPgN | LACKENBY | Total installed renewable engine capacity (MW) | LACK_6 | 0.285 | 0.285 | 0.287 | 0.29 | 0.296 | 0.309 | 0.327 | 0.35 | 0.371 | 0.391 | 0.411 | 0.395 | 0.376 | 0.348 | 0.317 | 0.296 | 0.292 | 0.285 | 0.285 | 0.285 | 0.285 | 0.285 | 0.285 | 0.285 | 0.285 | 0.285 | 0.285 | 0.285 | 0.285 | 0.285 | 0.285 | 0.285 | NPgN | GSP | NG FES - Leading the Way | Total installed renewable engine capacity (MW)
NG FES - Leading the Way | Gen_BB004 | MW | NPgN | NORTON | Total installed renewable engine capacity (MW) | NORT_1 | 0 | 0 | 0.019 | 0.038 | 0.089 | 0.191 | 0.333 | 0.513 | 0.683 | 0.845 | 0.999 | 0.87 | 0.724 | 0.501 | 0.255 | 0.087 | 0.056 | 0 | 0 | 0 | 0 | 0 | 0 | 0 | 0 | 0 | 0 | 0 | 0 | 0 | 0 | 0 | NPgN | GSP | NG FES - Leading the Way | Total installed renewable engine capacity (MW)
NG FES - Leading the Way | Gen_BB004 | MW | NPgN | OFFERTON | Total installed renewable engine capacity (MW) | OFFE_3 | 0 | 0 | 0 | 0 | 0.001 | 0.002 | 0.003 | 0.004 | 0.006 | 0.007 | 0.009 | 0.008 | 0.006 | 0.004 | 0.002 | 0.001 | 0 | 0 | 0 | 0 | 0 | 0 | 0 | 0 | 0 | 0 | 0 | 0 | 0 | 0 | 0 | 0 | NPgN | GSP | NG FES - Leading the Way | Total installed renewable engine capacity (MW)
NG FES - Leading the Way | Gen_BB004 | MW | NPgN | OSBALDWICK | Total installed renewable engine capacity (MW) | OSBA_1 | 0 | 0 | 0.022 | 0.045 | 0.106 | 0.227 | 0.395 | 0.61 | 0.812 | 1.004 | 1.187 | 1.034 | 0.861 | 0.595 | 0.304 | 0.104 | 0.067 | 0 | 0 | 0 | 0 | 0 | 0 | 0 | 0 | 0 | 0 | 0 | 0 | 0 | 0 | 0 | NPgN | GSP | NG FES - Leading the Way | Total installed renewable engine capacity (MW)
NG FES - Leading the Way | Gen_BB004 | MW | NPgN | POPPLETON | Total installed renewable engine capacity (MW) | POPP_3 | 0 | 0 | 0.001 | 0.001 | 0.003 | 0.007 | 0.012 | 0.019 | 0.025 | 0.031 | 0.036 | 0.032 | 0.026 | 0.018 | 0.009 | 0.003 | 0.002 | 0 | 0 | 0 | 0 | 0 | 0 | 0 | 0 | 0 | 0 | 0 | 0 | 0 | 0 | 0 | NPgN | GSP | NG FES - Leading the Way | Total installed renewable engine capacity (MW)
NG FES - Leading the Way | Gen_BB004 | MW | NPgN | SALTHOLME | Total installed renewable engine capacity (MW) | SALH_1 | 0 | 0 | 0 | 0 | 0.001 | 0.002 | 0.003 | 0.005 | 0.006 | 0.008 | 0.009 | 0.008 | 0.007 | 0.005 | 0.002 | 0.001 | 0.001 | 0 | 0 | 0 | 0 | 0 | 0 | 0 | 0 | 0 | 0 | 0 | 0 | 0 | 0 | 0 | NPgN | GSP | NG FES - Leading the Way | Total installed renewable engine capacity (MW)
NG FES - Leading the Way | Gen_BB004 | MW | NPgN | SOUTH SHIELDS | Total installed renewable engine capacity (MW) | SSHI_3 | 0 | 0 | 0 | 0 | 0 | 0 | 0 | 0 | 0 | 0 | 0 | 0 | 0 | 0 | 0 | 0 | 0 | 0 | 0 | 0 | 0 | 0 | 0 | 0 | 0 | 0 | 0 | 0 | 0 | 0 | 0 | 0 | NPgN | GSP | NG FES - Leading the Way | Total installed renewable engine capacity (MW)
NG FES - Leading the Way | Gen_BB004 | MW | NPgN | SPADEADAM | Total installed renewable engine capacity (MW) | KIELD01 and SPAD20 | 0 | 0 | 0 | 0.001 | 0.002 | 0.003 | 0.006 | 0.009 | 0.012 | 0.014 | 0.017 | 0.015 | 0.012 | 0.008 | 0.004 | 0.001 | 0.001 | 0 | 0 | 0 | 0 | 0 | 0 | 0 | 0 | 0 | 0 | 0 | 0 | 0 | 0 | 0 | NPgN | GSP | NG FES - Leading the Way | Total installed renewable engine capacity (MW)
NG FES - Leading the Way | Gen_BB004 | MW | NPgN | SPENNYMOOR | Total installed renewable engine capacity (MW) | SPEN_1 | 0 | 0 | 0.015 | 0.03 | 0.071 | 0.152 | 0.264 | 0.407 | 0.542 | 0.671 | 0.793 | 0.691 | 0.575 | 0.398 | 0.203 | 0.069 | 0.045 | 0 | 0 | 0 | 0 | 0 | 0 | 0 | 0 | 0 | 0 | 0 | 0 | 0 | 0 | 0 | NPgN | GSP | NG FES - Leading the Way | Total installed renewable engine capacity (MW)
NG FES - Leading the Way | Gen_BB004 | MW | NPgN | STELLA NORTH | Total installed renewable engine capacity (MW) | STEN_1 | 0 | 0 | 0.001 | 0.002 | 0.005 | 0.01 | 0.018 | 0.028 | 0.038 | 0.046 | 0.055 | 0.048 | 0.04 | 0.028 | 0.014 | 0.005 | 0.003 | 0 | 0 | 0 | 0 | 0 | 0 | 0 | 0 | 0 | 0 | 0 | 0 | 0 | 0 | 0 | NPgN | GSP | NG FES - Leading the Way | Total installed renewable engine capacity (MW)
NG FES - Leading the Way | Gen_BB004 | MW | NPgN | STELLA SOUTH | Total installed renewable engine capacity (MW) | STES_1 | 0 | 0 | 0.007 | 0.015 | 0.035 | 0.074 | 0.129 | 0.199 | 0.265 | 0.328 | 0.387 | 0.337 | 0.281 | 0.194 | 0.099 | 0.034 | 0.022 | 0 | 0 | 0 | 0 | 0 | 0 | 0 | 0 | 0 | 0 | 0 | 0 | 0 | 0 | 0 | NPgN | GSP | NG FES - Leading the Way | Total installed renewable engine capacity (MW)
NG FES - Leading the Way | Gen_BB004 | MW | NPgN | TYNEMOUTH | Total installed renewable engine capacity (MW) | TYNE_1 | 0 | 0 | 0 | 0.001 | 0.001 | 0.003 | 0.005 | 0.008 | 0.01 | 0.013 | 0.015 | 0.013 | 0.011 | 0.007 | 0.004 | 0.001 | 0.001 | 0 | 0 | 0 | 0 | 0 | 0 | 0 | 0 | 0 | 0 | 0 | 0 | 0 | 0 | 0 | NPgN | GSP | NG FES - Leading the Way | Total installed renewable engine capacity (MW)
NG FES - Leading the Way | Gen_BB004 | MW | NPgN | WEST BOLDON | Total installed renewable engine capacity (MW) | WBOL_6 | 0 | 0 | 0.001 | 0.002 | 0.004 | 0.009 | 0.015 | 0.024 | 0.032 | 0.039 | 0.046 | 0.04 | 0.034 | 0.023 | 0.012 | 0.004 | 0.003 | 0 | 0 | 0 | 0 | 0 | 0 | 0 | 0 | 0 | 0 | 0 | 0 | 0 | 0 | 0 | NPgN | GSP | NG FES - Leading the Way | Total installed renewable engine capacity (MW)
NG FES - Leading the Way | Gen_BB004 | MW | NPgY | BRADFORD WEST | Total installed renewable engine capacity (MW) | BRAW_1 | 1.449 | 1.449 | 1.583 | 1.683 | 1.728 | 1.818 | 1.92 | 2.033 | 2.152 | 2.277 | 2.408 | 2.509 | 2.617 | 2.724 | 2.837 | 2.923 | 3.012 | 3.024 | 3.032 | 3.05 | 3.084 | 3.121 | 3.157 | 3.201 | 3.24 | 3.282 | 3.327 | 3.375 | 3.413 | 3.453 | 3.495 | 3.538 | NPgY | GSP | NG FES - Leading the Way | Total installed renewable engine capacity (MW)
NG FES - Leading the Way | Gen_BB004 | MW | NPgY | CAMBLESFORTH | Total installed renewable engine capacity (MW) | CAMB_01 | 0 | 0 | 0.023 | 0.04 | 0.048 | 0.063 | 0.081 | 0.1 | 0.121 | 0.142 | 0.165 | 0.182 | 0.201 | 0.219 | 0.238 | 0.253 | 0.268 | 0.27 | 0.272 | 0.275 | 0.281 | 0.287 | 0.293 | 0.301 | 0.307 | 0.315 | 0.322 | 0.331 | 0.337 | 0.344 | 0.351 | 0.359 | NPgY | GSP | NG FES - Leading the Way | Total installed renewable engine capacity (MW)
NG FES - Leading the Way | Gen_BB004 | MW | NPgY | CREYKE BECK | Total installed renewable engine capacity (MW) | CREB_1 | 15.733 | 15.733 | 16.706 | 17.435 | 17.757 | 18.415 | 19.154 | 19.978 | 20.84 | 21.746 | 22.701 | 23.437 | 24.222 | 24.995 | 25.82 | 26.441 | 27.086 | 27.179 | 27.237 | 27.365 | 27.611 | 27.879 | 28.145 | 28.461 | 28.743 | 29.05 | 29.379 | 29.727 | 30 | 30.296 | 30.595 | 30.909 | NPgY | GSP | NG FES - Leading the Way | Total installed renewable engine capacity (MW)
NG FES - Leading the Way | Gen_BB004 | MW | NPgY | DRAX | Total installed renewable engine capacity (MW) | DRAX_YEDL | 6 | 6 | 6.117 | 6.204 | 6.243 | 6.322 | 6.411 | 6.51 | 6.613 | 6.722 | 6.837 | 6.925 | 7.02 | 7.112 | 7.212 | 7.286 | 7.364 | 7.375 | 7.382 | 7.397 | 7.427 | 7.459 | 7.491 | 7.529 | 7.563 | 7.6 | 7.639 | 7.681 | 7.714 | 7.749 | 7.785 | 7.823 | NPgY | GSP | NG FES - Leading the Way | Total installed renewable engine capacity (MW)
NG FES - Leading the Way | Gen_BB004 | MW | NPgY | ELLAND | Total installed renewable engine capacity (MW) | ELLA_1 | 3.211 | 3.211 | 3.343 | 3.443 | 3.486 | 3.576 | 3.676 | 3.788 | 3.906 | 4.029 | 4.159 | 4.259 | 4.366 | 4.471 | 4.583 | 4.668 | 4.755 | 4.768 | 4.776 | 4.793 | 4.827 | 4.863 | 4.899 | 4.943 | 4.981 | 5.023 | 5.067 | 5.115 | 5.152 | 5.192 | 5.233 | 5.276 | NPgY | GSP | NG FES - Leading the Way | Total installed renewable engine capacity (MW)
NG FES - Leading the Way | Gen_BB004 | MW | NPgY | FERRYBRIDGE A | Total installed renewable engine capacity (MW) | FERRA2 | 2.779 | 2.779 | 2.97 | 3.114 | 3.177 | 3.307 | 3.452 | 3.614 | 3.784 | 3.962 | 4.15 | 4.295 | 4.449 | 4.601 | 4.764 | 4.886 | 5.013 | 5.031 | 5.042 | 5.068 | 5.116 | 5.169 | 5.221 | 5.283 | 5.339 | 5.399 | 5.464 | 5.532 | 5.586 | 5.644 | 5.703 | 5.765 | NPgY | GSP | NG FES - Leading the Way | Total installed renewable engine capacity (MW)
NG FES - Leading the Way | Gen_BB004 | MW | NPgY | FERRYBRIDGE B | Total installed renewable engine capacity (MW) | FERRB9 | 28.72 | 28.72 | 29.211 | 29.578 | 29.741 | 30.072 | 30.445 | 30.86 | 31.295 | 31.752 | 32.234 | 32.605 | 33 | 33.39 | 33.806 | 34.119 | 34.444 | 34.491 | 34.521 | 34.585 | 34.709 | 34.845 | 34.978 | 35.138 | 35.28 | 35.435 | 35.601 | 35.776 | 35.914 | 36.063 | 36.214 | 36.372 | NPgY | GSP | NG FES - Leading the Way | Total installed renewable engine capacity (MW)
NG FES - Leading the Way | Gen_BB004 | MW | NPgY | GRIMSBY WEST | Total installed renewable engine capacity (MW) | GRIW_1 | 4 | 4 | 4.315 | 4.551 | 4.655 | 4.868 | 5.107 | 5.374 | 5.653 | 5.946 | 6.255 | 6.494 | 6.748 | 6.998 | 7.265 | 7.466 | 7.675 | 7.704 | 7.724 | 7.765 | 7.845 | 7.931 | 8.017 | 8.12 | 8.211 | 8.31 | 8.417 | 8.529 | 8.618 | 8.713 | 8.81 | 8.912 | NPgY | GSP | NG FES - Leading the Way | Total installed renewable engine capacity (MW)
NG FES - Leading the Way | Gen_BB004 | MW | NPgY | JORDANTHORPE | Total installed renewable engine capacity (MW) | JORD_3 | 0 | 0 | 0.015 | 0.026 | 0.031 | 0.041 | 0.052 | 0.065 | 0.078 | 0.092 | 0.107 | 0.118 | 0.13 | 0.142 | 0.154 | 0.164 | 0.174 | 0.175 | 0.176 | 0.178 | 0.182 | 0.186 | 0.19 | 0.195 | 0.199 | 0.204 | 0.209 | 0.214 | 0.218 | 0.223 | 0.228 | 0.232 | NPgY | GSP | NG FES - Leading the Way | Total installed renewable engine capacity (MW)
NG FES - Leading the Way | Gen_BB004 | MW | NPgY | KEADBY | Total installed renewable engine capacity (MW) | KEAD_YEDL | 12.43 | 12.43 | 14.052 | 15.269 | 15.805 | 16.902 | 18.136 | 19.509 | 20.947 | 22.458 | 24.051 | 25.279 | 26.587 | 27.876 | 29.252 | 30.287 | 31.363 | 31.518 | 31.616 | 31.829 | 32.239 | 32.687 | 33.129 | 33.657 | 34.127 | 34.639 | 35.187 | 35.768 | 36.223 | 36.716 | 37.216 | 37.74 | NPgY | GSP | NG FES - Leading the Way | Total installed renewable engine capacity (MW)
NG FES - Leading the Way | Gen_BB004 | MW | NPgY | KIRKSTALL B | Total installed renewable engine capacity (MW) | KIRKB1 | 0 | 0 | 0.055 | 0.097 | 0.115 | 0.152 | 0.194 | 0.241 | 0.29 | 0.342 | 0.396 | 0.438 | 0.482 | 0.526 | 0.573 | 0.608 | 0.645 | 0.65 | 0.653 | 0.661 | 0.675 | 0.69 | 0.705 | 0.723 | 0.739 | 0.756 | 0.775 | 0.795 | 0.81 | 0.827 | 0.844 | 0.862 | NPgY | GSP | NG FES - Leading the Way | Total installed renewable engine capacity (MW)
NG FES - Leading the Way | Gen_BB004 | MW | NPgY | NEEPSEND | Total installed renewable engine capacity (MW) | NEEP_3 | 2.5 | 2.5 | 2.505 | 2.509 | 2.511 | 2.514 | 2.518 | 2.522 | 2.527 | 2.532 | 2.537 | 2.541 | 2.545 | 2.549 | 2.553 | 2.557 | 2.56 | 2.561 | 2.561 | 2.562 | 2.563 | 2.564 | 2.566 | 2.567 | 2.569 | 2.571 | 2.572 | 2.574 | 2.576 | 2.577 | 2.579 | 2.58 | NPgY | GSP | NG FES - Leading the Way | Total installed renewable engine capacity (MW)
NG FES - Leading the Way | Gen_BB004 | MW | NPgY | NORTON LEES | Total installed renewable engine capacity (MW) | NORL_3 | 0 | 0 | 0 | 0 | 0 | 0 | 0 | 0 | 0 | 0 | 0 | 0 | 0 | 0 | 0 | 0 | 0 | 0 | 0 | 0 | 0 | 0 | 0 | 0 | 0 | 0 | 0 | 0 | 0 | 0 | 0 | 0 | NPgY | GSP | NG FES - Leading the Way | Total installed renewable engine capacity (MW)
NG FES - Leading the Way | Gen_BB004 | MW | NPgY | PITSMOOR 3/4 | Total installed renewable engine capacity (MW) | PITS_BB_B | 0 | 0 | 0 | 0 | 0 | 0 | 0 | 0 | 0 | 0 | 0 | 0 | 0 | 0 | 0 | 0.001 | 0.001 | 0.001 | 0.001 | 0.001 | 0.001 | 0.001 | 0.001 | 0.001 | 0.001 | 0.001 | 0.001 | 0.001 | 0.001 | 0.001 | 0.001 | 0.001 | NPgY | GSP | NG FES - Leading the Way | Total installed renewable engine capacity (MW)
NG FES - Leading the Way | Gen_BB004 | MW | NPgY | SALTEND NORTH | Total installed renewable engine capacity (MW) | SALT_1 | 0 | 0 | 0.001 | 0.001 | 0.001 | 0.002 | 0.002 | 0.003 | 0.003 | 0.004 | 0.004 | 0.005 | 0.005 | 0.006 | 0.006 | 0.007 | 0.007 | 0.007 | 0.007 | 0.007 | 0.007 | 0.008 | 0.008 | 0.008 | 0.008 | 0.008 | 0.008 | 0.009 | 0.009 | 0.009 | 0.009 | 0.009 | NPgY | GSP | NG FES - Leading the Way | Total installed renewable engine capacity (MW)
NG FES - Leading the Way | Gen_BB004 | MW | NPgY | SHEFFIELD CITY | Total installed renewable engine capacity (MW) | SHEC_3 | 0 | 0 | 0.001 | 0.002 | 0.002 | 0.003 | 0.004 | 0.005 | 0.006 | 0.007 | 0.008 | 0.008 | 0.009 | 0.01 | 0.011 | 0.012 | 0.012 | 0.013 | 0.013 | 0.013 | 0.013 | 0.013 | 0.014 | 0.014 | 0.014 | 0.015 | 0.015 | 0.015 | 0.016 | 0.016 | 0.016 | 0.017 | NPgY | GSP | NG FES - Leading the Way | Total installed renewable engine capacity (MW)
NG FES - Leading the Way | Gen_BB004 | MW | NPgY | SKELTON GRANGE | Total installed renewable engine capacity (MW) | SKLGB1 | 10.765 | 10.765 | 10.908 | 11.016 | 11.063 | 11.16 | 11.269 | 11.391 | 11.518 | 11.651 | 11.792 | 11.901 | 12.016 | 12.13 | 12.252 | 12.344 | 12.439 | 12.452 | 12.461 | 12.48 | 12.516 | 12.556 | 12.595 | 12.641 | 12.683 | 12.728 | 12.777 | 12.828 | 12.868 | 12.912 | 12.956 | 13.002 | NPgY | GSP | NG FES - Leading the Way | Total installed renewable engine capacity (MW)
NG FES - Leading the Way | Gen_BB004 | MW | NPgY | TEMPLEBOROUGH 275/33KV | Total installed renewable engine capacity (MW) | TEMP_3 | 0 | 0 | 0.004 | 0.007 | 0.008 | 0.011 | 0.014 | 0.017 | 0.021 | 0.024 | 0.028 | 0.031 | 0.034 | 0.037 | 0.041 | 0.043 | 0.046 | 0.046 | 0.047 | 0.047 | 0.048 | 0.049 | 0.05 | 0.051 | 0.053 | 0.054 | 0.055 | 0.057 | 0.058 | 0.059 | 0.06 | 0.061 | NPgY | GSP | NG FES - Leading the Way | Total installed renewable engine capacity (MW)
NG FES - Leading the Way | Gen_BB004 | MW | NPgY | THURCROFT | Total installed renewable engine capacity (MW) | THUR_6 | 16.217 | 16.217 | 16.626 | 16.933 | 17.068 | 17.345 | 17.656 | 18.003 | 18.365 | 18.746 | 19.148 | 19.458 | 19.788 | 20.113 | 20.46 | 20.721 | 20.993 | 21.032 | 21.056 | 21.11 | 21.214 | 21.326 | 21.438 | 21.571 | 21.69 | 21.819 | 21.957 | 22.104 | 22.219 | 22.343 | 22.469 | 22.601 | NPgY | GSP | NG FES - Leading the Way | Total installed renewable engine capacity (MW)
NG FES - Leading the Way | Gen_BB004 | MW | NPgY | WEST MELTON / THORPE MARSH | Total installed renewable engine capacity (MW) | WMEL_THOM | 64.008 | 64.008 | 64.381 | 64.661 | 64.785 | 65.037 | 65.321 | 65.637 | 65.968 | 66.316 | 66.683 | 66.965 | 67.266 | 67.563 | 67.88 | 68.118 | 68.366 | 68.401 | 68.424 | 68.473 | 68.567 | 68.67 | 68.772 | 68.893 | 69.001 | 69.119 | 69.246 | 69.379 | 69.484 | 69.598 | 69.712 | 69.833 | NPgY | GSP | NG FES - Leading the Way | Total installed renewable engine capacity (MW)
NG FES - Leading the Way | Gen_BB004 | MW | NPgY | WEST MELTON SECTION 3 | Total installed renewable engine capacity (MW) | WMEL_BB3 | 26.6 | 26.6 | 27 | 27.299 | 27.432 | 27.702 | 28.006 | 28.344 | 28.698 | 29.07 | 29.463 | 29.765 | 30.088 | 30.405 | 30.744 | 30.999 | 31.264 | 31.302 | 31.327 | 31.379 | 31.48 | 31.59 | 31.699 | 31.829 | 31.945 | 32.071 | 32.206 | 32.349 | 32.462 | 32.583 | 32.706 | 32.835 | NPgY | GSP | NG FES - Leading the Way | Total installed renewable engine capacity (MW)
NG FES - Leading the Way | Gen_BB004 | MW | NPgY | WINCOBANK | Total installed renewable engine capacity (MW) | WIBA_3 | 0.475 | 0.475 | 0.489 | 0.499 | 0.504 | 0.513 | 0.524 | 0.536 | 0.548 | 0.561 | 0.575 | 0.585 | 0.597 | 0.608 | 0.619 | 0.628 | 0.638 | 0.639 | 0.64 | 0.642 | 0.645 | 0.649 | 0.653 | 0.657 | 0.661 | 0.666 | 0.67 | 0.675 | 0.679 | 0.684 | 0.688 | 0.692 | NPgY | GSP | NG FES - Leading the Way | Total installed renewable engine capacity (MW)
NG FES - Leading the Way | Gen_BB001_NPgAggregate | MW | NPgN | BLYTH 66kV | Total installed renewable generation capacity (MW) | BLYTB1 | 141.2 | 141.271 | 153.324 | 165.829 | 178.663 | 192.336 | 208.866 | 233.082 | 258.107 | 283.535 | 309.11 | 335.743 | 355.05 | 375.203 | 395.762 | 417.126 | 438.009 | 458.658 | 479.469 | 501.774 | 525.903 | 551.927 | 577.438 | 603.413 | 628.776 | 653.097 | 676.584 | 698.65 | 721.316 | 744.603 | 768.533 | 788.692 | NPgN | GSP | NG FES - Leading the Way | Total installed renewable generation capacity (MW)
NG FES - Leading the Way | Gen_BB001_NPgAggregate | MW | NPgN | BLYTH 132kV | Total installed renewable generation capacity (MW) | BLYTH132 | 492.747 | 492.785 | 512.438 | 532.228 | 552.223 | 572.747 | 594.082 | 617.069 | 640.148 | 663.249 | 682.956 | 703.353 | 709.366 | 715.987 | 722.257 | 728.902 | 733.612 | 736.395 | 738.072 | 741.244 | 746.261 | 752.949 | 759.486 | 766.672 | 772.721 | 776.994 | 779.987 | 782.227 | 784.603 | 787.121 | 789.786 | 794.578 | NPgN | GSP | NG FES - Leading the Way | Total installed renewable generation capacity (MW)
NG FES - Leading the Way | Gen_BB001_NPgAggregate | MW | NPgN | FOURSTONES | Total installed renewable generation capacity (MW) | FOUR_1 | 91.465 | 91.436 | 92.539 | 93.682 | 94.901 | 96.2 | 97.765 | 99.32 | 100.872 | 102.429 | 103.992 | 105.591 | 106.491 | 107.425 | 108.328 | 109.248 | 110.065 | 110.738 | 111.329 | 112.01 | 112.778 | 113.654 | 114.534 | 115.448 | 116.306 | 117.076 | 117.785 | 118.47 | 119.159 | 119.851 | 120.546 | 120.823 | NPgN | GSP | NG FES - Leading the Way | Total installed renewable generation capacity (MW)
NG FES - Leading the Way | Gen_BB001_NPgAggregate | MW | NPgN | HARTMOOR | Total installed renewable generation capacity (MW) | HARM_6 | 54.508 | 54.503 | 60.331 | 66.33 | 72.513 | 79.042 | 86.654 | 94.425 | 102.195 | 109.96 | 117.719 | 125.647 | 129.669 | 133.845 | 137.908 | 142.056 | 145.644 | 148.677 | 151.38 | 154.475 | 158.058 | 162.146 | 166.22 | 170.481 | 174.431 | 177.897 | 181.02 | 183.987 | 186.977 | 189.992 | 193.032 | 194.306 | NPgN | GSP | NG FES - Leading the Way | Total installed renewable generation capacity (MW)
NG FES - Leading the Way | Gen_BB001_NPgAggregate | MW | NPgN | HAWTHORN PIT GRID | Total installed renewable generation capacity (MW) | HAWP_6 | 37.89 | 37.807 | 44.009 | 50.435 | 57.039 | 64.066 | 72.546 | 81.656 | 90.823 | 100.002 | 109.194 | 118.601 | 123.984 | 129.552 | 135.058 | 140.697 | 145.79 | 150.427 | 154.805 | 159.611 | 164.986 | 170.948 | 176.862 | 182.98 | 188.777 | 194.067 | 198.99 | 203.681 | 208.435 | 213.255 | 218.143 | 220.747 | NPgN | GSP | NG FES - Leading the Way | Total installed renewable generation capacity (MW)
NG FES - Leading the Way | Gen_BB001_NPgAggregate | MW | NPgN | KNARESBOROUGH | Total installed renewable generation capacity (MW) | KNARE_111 | 37.882 | 37.925 | 61.254 | 84.93 | 109.028 | 134.025 | 161.135 | 188.23 | 215.226 | 242.138 | 268.961 | 296.395 | 307.161 | 318.493 | 329.269 | 340.323 | 348.959 | 355.183 | 359.936 | 366.224 | 374.443 | 384.474 | 394.476 | 405.224 | 414.663 | 422.071 | 428.043 | 433.46 | 438.9 | 444.364 | 449.852 | 451.7 | NPgN | GSP | NG FES - Leading the Way | Total installed renewable generation capacity (MW)
NG FES - Leading the Way | Gen_BB001_NPgAggregate | MW | NPgN | LACKENBY | Total installed renewable generation capacity (MW) | LACK_6 | 89.295 | 89.014 | 95.687 | 102.696 | 110.016 | 117.934 | 127.99 | 139.09 | 150.292 | 161.537 | 172.826 | 184.382 | 191.929 | 199.707 | 207.449 | 215.365 | 222.757 | 229.691 | 236.387 | 243.58 | 251.406 | 259.948 | 268.425 | 277.123 | 285.497 | 293.35 | 300.824 | 308.013 | 315.299 | 322.686 | 330.177 | 334.24 | NPgN | GSP | NG FES - Leading the Way | Total installed renewable generation capacity (MW)
NG FES - Leading the Way | Gen_BB001_NPgAggregate | MW | NPgN | NORTON | Total installed renewable generation capacity (MW) | NORT_1 | 120.563 | 120.713 | 169.179 | 218.519 | 268.866 | 321.302 | 379.227 | 438.306 | 497.33 | 556.259 | 615.1 | 675.33 | 701.471 | 728.879 | 755.26 | 782.329 | 804.541 | 821.943 | 836.462 | 854.278 | 876.224 | 902.138 | 927.912 | 955.247 | 979.894 | 1000.353 | 1017.837 | 1033.99 | 1050.295 | 1066.757 | 1083.378 | 1090.923 | NPgN | GSP | NG FES - Leading the Way | Total installed renewable generation capacity (MW)
NG FES - Leading the Way | Gen_BB001_NPgAggregate | MW | NPgN | OFFERTON | Total installed renewable generation capacity (MW) | OFFE_3 | 5.26 | 5.289 | 5.98 | 6.785 | 7.697 | 8.787 | 10.638 | 12.825 | 14.877 | 16.942 | 19.022 | 21.137 | 23.079 | 25.05 | 27.036 | 29.049 | 31.043 | 33.03 | 35.022 | 37.062 | 39.166 | 41.383 | 43.593 | 45.825 | 48.042 | 50.226 | 52.389 | 54.519 | 56.67 | 58.844 | 61.04 | 62.055 | NPgN | GSP | NG FES - Leading the Way | Total installed renewable generation capacity (MW)
NG FES - Leading the Way | Gen_BB001_NPgAggregate | MW | NPgN | OSBALDWICK | Total installed renewable generation capacity (MW) | OSBA_1 | 29.904 | 29.653 | 86.092 | 143.12 | 200.79 | 260.25 | 323.271 | 389.292 | 455.398 | 521.44 | 587.425 | 655.177 | 682.001 | 710.401 | 737.708 | 765.938 | 788.502 | 805.596 | 819.455 | 837.316 | 860.243 | 887.777 | 914.999 | 944.061 | 969.9 | 990.715 | 1007.93 | 1023.281 | 1038.904 | 1054.808 | 1071.001 | 1081.281 | NPgN | GSP | NG FES - Leading the Way | Total installed renewable generation capacity (MW)
NG FES - Leading the Way | Gen_BB001_NPgAggregate | MW | NPgN | POPPLETON | Total installed renewable generation capacity (MW) | POPP_3 | 8.691 | 8.713 | 10.621 | 12.616 | 14.687 | 16.916 | 19.71 | 22.496 | 25.278 | 28.054 | 30.822 | 33.637 | 35.256 | 36.917 | 38.545 | 40.196 | 41.668 | 42.982 | 44.199 | 45.525 | 47 | 48.64 | 50.28 | 51.98 | 53.586 | 55.043 | 56.396 | 57.712 | 59.032 | 60.359 | 61.691 | 62.11 | NPgN | GSP | NG FES - Leading the Way | Total installed renewable generation capacity (MW)
NG FES - Leading the Way | Gen_BB001_NPgAggregate | MW | NPgN | SALTHOLME | Total installed renewable generation capacity (MW) | SALH_1 | 49.212 | 49.213 | 49.644 | 50.079 | 50.527 | 50.989 | 51.476 | 51.976 | 52.476 | 52.977 | 53.037 | 53.112 | 52.877 | 52.655 | 52.422 | 52.195 | 51.925 | 51.602 | 51.249 | 50.931 | 50.65 | 50.406 | 50.161 | 49.93 | 49.674 | 49.38 | 49.059 | 48.724 | 48.391 | 48.059 | 47.729 | 47.799 | NPgN | GSP | NG FES - Leading the Way | Total installed renewable generation capacity (MW)
NG FES - Leading the Way | Gen_BB001_NPgAggregate | MW | NPgN | SOUTH SHIELDS | Total installed renewable generation capacity (MW) | SSHI_3 | 3.818 | 3.844 | 4.1 | 4.455 | 4.91 | 5.515 | 6.763 | 8.249 | 9.643 | 11.05 | 12.47 | 13.909 | 15.46 | 17.026 | 18.609 | 20.208 | 21.823 | 23.456 | 25.107 | 26.777 | 28.468 | 30.23 | 31.99 | 33.758 | 35.533 | 37.312 | 39.095 | 40.866 | 42.653 | 44.455 | 46.273 | 47.061 | NPgN | GSP | NG FES - Leading the Way | Total installed renewable generation capacity (MW)
NG FES - Leading the Way | Gen_BB001_NPgAggregate | MW | NPgN | SPADEADAM | Total installed renewable generation capacity (MW) | KIELD01 and SPAD20 | 6.69 | 6.688 | 7.516 | 8.361 | 9.236 | 10.152 | 11.176 | 12.612 | 14.066 | 15.543 | 17.045 | 18.61 | 19.633 | 20.708 | 21.793 | 22.922 | 24.003 | 25.026 | 26.032 | 27.14 | 28.358 | 29.694 | 31.004 | 32.344 | 33.639 | 34.86 | 36.023 | 37.108 | 38.223 | 39.369 | 40.548 | 41.576 | NPgN | GSP | NG FES - Leading the Way | Total installed renewable generation capacity (MW)
NG FES - Leading the Way | Gen_BB001_NPgAggregate | MW | NPgN | SPENNYMOOR | Total installed renewable generation capacity (MW) | SPEN_1 | 113.865 | 113.493 | 151.49 | 189.992 | 229.082 | 269.542 | 313.135 | 358.812 | 404.562 | 450.292 | 495.852 | 542.619 | 562.189 | 582.837 | 602.758 | 623.313 | 640.103 | 653.198 | 664.124 | 677.768 | 694.814 | 715.032 | 735.045 | 756.296 | 775.399 | 791.151 | 804.502 | 816.599 | 828.892 | 841.387 | 854.09 | 861.833 | NPgN | GSP | NG FES - Leading the Way | Total installed renewable generation capacity (MW)
NG FES - Leading the Way | Gen_BB001_NPgAggregate | MW | NPgN | STELLA NORTH | Total installed renewable generation capacity (MW) | STEN_1 | 9.98 | 10.073 | 13.515 | 17.309 | 21.469 | 26.203 | 33.157 | 41.449 | 49.301 | 57.206 | 65.167 | 73.291 | 79.916 | 86.681 | 93.462 | 100.357 | 107.065 | 113.586 | 120.034 | 126.755 | 133.797 | 141.314 | 148.799 | 156.396 | 163.865 | 171.117 | 178.211 | 185.15 | 192.165 | 199.261 | 206.438 | 209.98 | NPgN | GSP | NG FES - Leading the Way | Total installed renewable generation capacity (MW)
NG FES - Leading the Way | Gen_BB001_NPgAggregate | MW | NPgN | STELLA SOUTH | Total installed renewable generation capacity (MW) | STES_1 | 50.184 | 49.9 | 68.606 | 87.617 | 106.969 | 127.078 | 149.109 | 173.762 | 198.63 | 223.587 | 248.614 | 274.396 | 287.072 | 300.402 | 313.512 | 327.073 | 338.944 | 349.173 | 358.511 | 369.35 | 382.035 | 396.494 | 410.75 | 425.631 | 439.468 | 451.657 | 462.646 | 472.78 | 483.133 | 493.713 | 504.527 | 512.398 | NPgN | GSP | NG FES - Leading the Way | Total installed renewable generation capacity (MW)
NG FES - Leading the Way | Gen_BB001_NPgAggregate | MW | NPgN | TYNEMOUTH | Total installed renewable generation capacity (MW) | TYNE_1 | 10.01 | 10.087 | 11.549 | 13.318 | 15.317 | 17.778 | 22.197 | 27.225 | 32.319 | 37.442 | 42.596 | 47.825 | 52.86 | 57.954 | 63.114 | 68.346 | 73.564 | 78.876 | 84.263 | 89.728 | 95.335 | 101.202 | 107.045 | 112.935 | 118.805 | 124.625 | 130.41 | 136.11 | 141.872 | 147.697 | 153.586 | 156.319 | NPgN | GSP | NG FES - Leading the Way | Total installed renewable generation capacity (MW)
NG FES - Leading the Way | Gen_BB001_NPgAggregate | MW | NPgN | WEST BOLDON | Total installed renewable generation capacity (MW) | WBOL_6 | 28.525 | 28.631 | 31.824 | 35.431 | 39.391 | 44.002 | 51.305 | 59.112 | 66.988 | 74.893 | 82.829 | 90.882 | 97.751 | 104.721 | 111.718 | 118.807 | 125.727 | 132.57 | 139.383 | 146.384 | 153.651 | 161.343 | 169.019 | 176.795 | 184.471 | 191.972 | 199.349 | 206.618 | 213.952 | 221.352 | 228.82 | 232.008 | NPgN | GSP | NG FES - Leading the Way | Total installed renewable generation capacity (MW)
NG FES - Leading the Way | Gen_BB001_NPgAggregate | MW | NPgY | BRADFORD WEST | Total installed renewable generation capacity (MW) | BRAW_1 | 50.419 | 51.749 | 57.001 | 63.174 | 69.94 | 78.687 | 93.006 | 107.345 | 121.761 | 136.156 | 150.272 | 164.457 | 177.774 | 191.242 | 207.266 | 225.936 | 244.265 | 262.698 | 281.306 | 300.516 | 320.704 | 342.084 | 363.315 | 384.877 | 406.147 | 426.898 | 447.266 | 467.111 | 487.252 | 507.711 | 516.482 | 523.301 | NPgY | GSP | NG FES - Leading the Way | Total installed renewable generation capacity (MW)
NG FES - Leading the Way | Gen_BB001_NPgAggregate | MW | NPgY | CAMBLESFORTH | Total installed renewable generation capacity (MW) | CAMB_01 | 123.144 | 123.367 | 124.175 | 125.062 | 126.059 | 127.317 | 129.173 | 130.984 | 132.801 | 134.636 | 136.446 | 138.287 | 139.964 | 141.69 | 143.563 | 145.65 | 147.657 | 149.512 | 151.299 | 153.217 | 155.263 | 157.486 | 159.706 | 161.974 | 164.187 | 166.308 | 168.365 | 170.373 | 172.404 | 174.462 | 175.316 | 175.96 | NPgY | GSP | NG FES - Leading the Way | Total installed renewable generation capacity (MW)
NG FES - Leading the Way | Gen_BB001_NPgAggregate | MW | NPgY | CREYKE BECK | Total installed renewable generation capacity (MW) | CREB_1 | 275.029 | 276.925 | 302.185 | 328.448 | 355.493 | 389.012 | 428.851 | 478.881 | 529.779 | 581.472 | 632.146 | 684.713 | 727.272 | 772.059 | 813.394 | 852.972 | 888.243 | 918.614 | 946.616 | 978.847 | 1016.113 | 1058.346 | 1100.043 | 1143.46 | 1184.203 | 1220.757 | 1254.265 | 1285.478 | 1317.303 | 1349.861 | 1369.736 | 1389.693 | NPgY | GSP | NG FES - Leading the Way | Total installed renewable generation capacity (MW)
NG FES - Leading the Way | Gen_BB001_NPgAggregate | MW | NPgY | DRAX | Total installed renewable generation capacity (MW) | DRAX_YEDL | 44.052 | 44.355 | 47.403 | 50.525 | 53.761 | 57.771 | 62.453 | 66.972 | 71.491 | 76.03 | 80.366 | 84.795 | 87.933 | 91.241 | 95.649 | 101.422 | 106.775 | 111.538 | 116.044 | 121.134 | 126.884 | 133.303 | 139.628 | 146.166 | 152.383 | 158.093 | 163.427 | 168.412 | 173.508 | 178.729 | 182.539 | 186.195 | NPgY | GSP | NG FES - Leading the Way | Total installed renewable generation capacity (MW)
NG FES - Leading the Way | Gen_BB001_NPgAggregate | MW | NPgY | ELLAND | Total installed renewable generation capacity (MW) | ELLA_1 | 69.298 | 69.799 | 74.416 | 79.718 | 85.45 | 92.831 | 104.508 | 116.016 | 127.571 | 139.098 | 150.346 | 161.653 | 171.904 | 182.297 | 193.799 | 206.623 | 218.946 | 231.078 | 243.142 | 255.656 | 268.927 | 283.086 | 297.179 | 311.555 | 325.611 | 339.14 | 352.295 | 365.148 | 378.145 | 391.306 | 395.614 | 398.363 | NPgY | GSP | NG FES - Leading the Way | Total installed renewable generation capacity (MW)
NG FES - Leading the Way | Gen_BB001_NPgAggregate | MW | NPgY | FERRYBRIDGE A | Total installed renewable generation capacity (MW) | FERRA2 | 16.87 | 17.067 | 22.027 | 27.187 | 32.482 | 39.071 | 47.091 | 56.105 | 65.222 | 74.424 | 83.351 | 92.542 | 99.686 | 107.181 | 113.999 | 120.635 | 126.392 | 131.173 | 135.434 | 140.401 | 146.261 | 152.981 | 159.648 | 166.643 | 173.11 | 178.761 | 183.828 | 188.574 | 193.376 | 198.255 | 200.332 | 202.06 | NPgY | GSP | NG FES - Leading the Way | Total installed renewable generation capacity (MW)
NG FES - Leading the Way | Gen_BB001_NPgAggregate | MW | NPgY | FERRYBRIDGE B | Total installed renewable generation capacity (MW) | FERRB9 | 83.974 | 84.484 | 97.041 | 110.016 | 123.305 | 139.799 | 159.344 | 181.23 | 203.351 | 225.683 | 247.303 | 269.579 | 286.535 | 304.382 | 320.784 | 337.051 | 351.085 | 362.535 | 372.613 | 384.545 | 398.771 | 415.193 | 431.473 | 448.589 | 464.346 | 478.003 | 490.159 | 501.471 | 512.927 | 524.582 | 530.098 | 534.878 | NPgY | GSP | NG FES - Leading the Way | Total installed renewable generation capacity (MW)
NG FES - Leading the Way | Gen_BB001_NPgAggregate | MW | NPgY | GRIMSBY WEST | Total installed renewable generation capacity (MW) | GRIW_1 | 44.918 | 45.215 | 53.35 | 61.752 | 70.368 | 81.102 | 94.065 | 106.413 | 118.762 | 131.11 | 142.858 | 154.805 | 163.21 | 172.015 | 181.346 | 192.018 | 201.267 | 208.895 | 215.648 | 223.542 | 232.885 | 243.617 | 254.272 | 265.464 | 275.788 | 284.768 | 292.793 | 300.315 | 307.915 | 315.627 | 318.797 | 321.216 | NPgY | GSP | NG FES - Leading the Way | Total installed renewable generation capacity (MW)
NG FES - Leading the Way | Gen_BB001_NPgAggregate | MW | NPgY | JORDANTHORPE | Total installed renewable generation capacity (MW) | JORD_3 | 3.379 | 3.442 | 4.028 | 4.729 | 5.497 | 6.493 | 8.166 | 10.038 | 11.934 | 13.837 | 15.722 | 17.634 | 19.467 | 21.331 | 23.246 | 25.24 | 27.187 | 29.143 | 31.113 | 33.138 | 35.262 | 37.509 | 39.744 | 42.014 | 44.25 | 46.428 | 48.564 | 50.653 | 52.768 | 54.912 | 55.677 | 56.201 | NPgY | GSP | NG FES - Leading the Way | Total installed renewable generation capacity (MW)
NG FES - Leading the Way | Gen_BB001_NPgAggregate | MW | NPgY | KEADBY | Total installed renewable generation capacity (MW) | KEAD_YEDL | 324.429 | 325.805 | 365.088 | 404.253 | 443.972 | 492.776 | 544.91 | 593.449 | 641.872 | 690.485 | 736.196 | 783.105 | 810.913 | 840.98 | 873.303 | 909.848 | 938.359 | 956.944 | 970.244 | 990.01 | 1017.124 | 1051.095 | 1084.65 | 1120.867 | 1152.502 | 1177.114 | 1196.697 | 1213.594 | 1230.785 | 1248.446 | 1260.162 | 1274.537 | NPgY | GSP | NG FES - Leading the Way | Total installed renewable generation capacity (MW)
NG FES - Leading the Way | Gen_BB001_NPgAggregate | MW | NPgY | KIRKSTALL B | Total installed renewable generation capacity (MW) | KIRKB1 | 13.323 | 13.523 | 15.69 | 18.355 | 21.281 | 25.037 | 31.154 | 41.849 | 52.901 | 64.214 | 75.7 | 87.671 | 99.62 | 111.976 | 121.079 | 127.334 | 133.361 | 139.325 | 145.258 | 151.344 | 157.727 | 164.497 | 171.262 | 178.149 | 184.91 | 191.46 | 197.866 | 204.19 | 210.564 | 216.995 | 218.425 | 218.949 | NPgY | GSP | NG FES - Leading the Way | Total installed renewable generation capacity (MW)
NG FES - Leading the Way | Gen_BB001_NPgAggregate | MW | NPgY | NEEPSEND | Total installed renewable generation capacity (MW) | NEEP_3 | 6.078 | 6.16 | 6.658 | 7.335 | 8.123 | 9.178 | 11.266 | 13.451 | 15.654 | 17.852 | 20.036 | 22.223 | 24.489 | 26.759 | 29.275 | 32.012 | 34.756 | 37.616 | 40.55 | 43.497 | 46.514 | 49.649 | 52.773 | 55.921 | 59.069 | 62.206 | 65.334 | 68.424 | 71.55 | 74.713 | 75.686 | 76.275 | NPgY | GSP | NG FES - Leading the Way | Total installed renewable generation capacity (MW)
NG FES - Leading the Way | Gen_BB001_NPgAggregate | MW | NPgY | NORTON LEES | Total installed renewable generation capacity (MW) | NORL_3 | 3.657 | 3.739 | 4.122 | 4.685 | 5.363 | 6.283 | 8.24 | 10.308 | 12.393 | 14.475 | 16.553 | 18.629 | 20.851 | 23.07 | 25.542 | 28.228 | 30.946 | 33.809 | 36.763 | 39.715 | 42.714 | 45.816 | 48.906 | 52.013 | 55.134 | 58.266 | 61.406 | 64.514 | 67.658 | 70.839 | 71.817 | 72.409 | NPgY | GSP | NG FES - Leading the Way | Total installed renewable generation capacity (MW)
NG FES - Leading the Way | Gen_BB001_NPgAggregate | MW | NPgY | PITSMOOR 3/4 | Total installed renewable generation capacity (MW) | PITS_BB_B | 1.02 | 1.056 | 1.219 | 1.46 | 1.749 | 2.142 | 2.961 | 3.843 | 4.732 | 5.619 | 6.505 | 7.39 | 8.337 | 9.282 | 10.335 | 11.478 | 12.635 | 13.853 | 15.11 | 16.366 | 17.642 | 18.962 | 20.278 | 21.6 | 22.928 | 24.261 | 25.597 | 26.919 | 28.257 | 29.611 | 30.027 | 30.28 | NPgY | GSP | NG FES - Leading the Way | Total installed renewable generation capacity (MW)
NG FES - Leading the Way | Gen_BB001_NPgAggregate | MW | NPgY | SALTEND NORTH | Total installed renewable generation capacity (MW) | SALT_1 | 48.232 | 48.461 | 48.835 | 49.338 | 49.98 | 50.823 | 52.505 | 54.202 | 55.911 | 57.636 | 59.374 | 61.128 | 63.025 | 64.939 | 67.652 | 71.113 | 74.668 | 78.304 | 82.035 | 85.888 | 89.859 | 94.029 | 98.15 | 102.295 | 106.452 | 110.611 | 114.761 | 118.782 | 122.885 | 127.071 | 129.594 | 131.87 | NPgY | GSP | NG FES - Leading the Way | Total installed renewable generation capacity (MW)
NG FES - Leading the Way | Gen_BB001_NPgAggregate | MW | NPgY | SHEFFIELD CITY | Total installed renewable generation capacity (MW) | SHEC_3 | 1.411 | 1.454 | 1.678 | 1.997 | 2.375 | 2.885 | 3.925 | 5.033 | 6.151 | 7.266 | 8.377 | 9.489 | 10.663 | 11.837 | 13.142 | 14.56 | 15.991 | 17.491 | 19.036 | 20.582 | 22.158 | 23.791 | 25.418 | 27.056 | 28.698 | 30.341 | 31.985 | 33.61 | 35.255 | 36.919 | 37.431 | 37.741 | NPgY | GSP | NG FES - Leading the Way | Total installed renewable generation capacity (MW)
NG FES - Leading the Way | Gen_BB001_NPgAggregate | MW | NPgY | SKELTON GRANGE | Total installed renewable generation capacity (MW) | SKLGB1 | 38.563 | 39.117 | 45.502 | 52.284 | 59.748 | 69.36 | 85.028 | 108.053 | 131.676 | 155.712 | 179.913 | 204.922 | 229.552 | 254.899 | 275.61 | 292.371 | 308.569 | 324.61 | 340.594 | 357.029 | 374.273 | 392.574 | 410.837 | 429.42 | 447.677 | 465.383 | 482.708 | 499.762 | 516.973 | 534.359 | 538.891 | 541.172 | NPgY | GSP | NG FES - Leading the Way | Total installed renewable generation capacity (MW)
NG FES - Leading the Way | Gen_BB001_NPgAggregate | MW | NPgY | TEMPLEBOROUGH 275/33KV | Total installed renewable generation capacity (MW) | TEMP_3 | 0.358 | 0.368 | 0.492 | 0.635 | 0.788 | 0.981 | 1.257 | 1.766 | 2.294 | 2.837 | 3.388 | 3.965 | 4.525 | 5.109 | 5.519 | 5.781 | 6.027 | 6.255 | 6.474 | 6.707 | 6.96 | 7.235 | 7.51 | 7.792 | 8.064 | 8.32 | 8.565 | 8.804 | 9.045 | 9.288 | 9.358 | 9.398 | NPgY | GSP | NG FES - Leading the Way | Total installed renewable generation capacity (MW)
NG FES - Leading the Way | Gen_BB001_NPgAggregate | MW | NPgY | THURCROFT | Total installed renewable generation capacity (MW) | THUR_6 | 62.578 | 62.888 | 73.187 | 83.742 | 94.471 | 107.792 | 123.521 | 138.863 | 154.241 | 169.648 | 184.306 | 199.276 | 209.572 | 220.426 | 231.287 | 243.297 | 253.436 | 261.437 | 268.27 | 276.553 | 286.685 | 298.532 | 310.285 | 322.726 | 334.027 | 343.577 | 351.88 | 359.555 | 367.306 | 375.177 | 378.539 | 381.113 | NPgY | GSP | NG FES - Leading the Way | Total installed renewable generation capacity (MW)
NG FES - Leading the Way | Gen_BB001_NPgAggregate | MW | NPgY | WEST MELTON / THORPE MARSH | Total installed renewable generation capacity (MW) | WMEL_THOM | 206.325 | 206.951 | 217.297 | 228.254 | 239.701 | 254.077 | 273.109 | 291.251 | 309.418 | 327.591 | 345.057 | 362.765 | 376.546 | 390.808 | 406.64 | 423.596 | 438.606 | 451.912 | 464.354 | 478.241 | 493.992 | 511.654 | 529.177 | 547.373 | 564.565 | 580.179 | 594.664 | 608.416 | 622.365 | 636.554 | 641.673 | 646.962 | NPgY | GSP | NG FES - Leading the Way | Total installed renewable generation capacity (MW)
NG FES - Leading the Way | Gen_BB001_NPgAggregate | MW | NPgY | WEST MELTON SECTION 3 | Total installed renewable generation capacity (MW) | WMEL_BB3 | 84.873 | 85.357 | 96.092 | 107.384 | 119.074 | 133.706 | 152.452 | 171.518 | 190.689 | 209.929 | 228.48 | 247.405 | 262.075 | 277.343 | 292.734 | 308.928 | 323.253 | 335.672 | 347.082 | 359.957 | 374.736 | 391.403 | 407.953 | 425.205 | 441.369 | 455.839 | 469.101 | 481.673 | 494.391 | 507.301 | 512.154 | 516.138 | NPgY | GSP | NG FES - Leading the Way | Total installed renewable generation capacity (MW)
NG FES - Leading the Way | Gen_BB001_NPgAggregate | MW | NPgY | WINCOBANK | Total installed renewable generation capacity (MW) | WIBA_3 | 46.3 | 46.321 | 46.711 | 47.133 | 47.574 | 48.128 | 48.862 | 49.839 | 50.837 | 51.852 | 52.858 | 53.9 | 54.817 | 55.772 | 56.536 | 55.355 | 53.608 | 51.792 | 49.938 | 48.134 | 46.394 | 44.721 | 43.046 | 41.395 | 39.708 | 37.961 | 36.174 | 34.367 | 32.563 | 30.765 | 28.604 | 28.688 | NPgY | GSP | NG FES - Leading the Way | Total installed renewable generation capacity (MW)
NG FES - Leading the Way | Gen_BB011 | MW | NPgN | BLYTH 66kV | Total installed waste incineration capacity (MW) | BLYTB1 | 7.2 | 7.2 | 7.468 | 7.736 | 8.005 | 8.273 | 8.541 | 8.799 | 9.056 | 9.314 | 9.571 | 9.743 | 9.602 | 9.324 | 9.164 | 9.057 | 8.974 | 8.886 | 8.754 | 8.569 | 8.426 | 8.278 | 8.077 | 7.817 | 7.559 | 7.295 | 7.074 | 6.823 | 6.701 | 6.605 | 6.524 | 6.391 | NPgN | GSP | NG FES - Leading the Way | Total installed waste incineration capacity (MW)
NG FES - Leading the Way | Gen_BB011 | MW | NPgN | BLYTH 132kV | Total installed waste incineration capacity (MW) | BLYTH132 | 0 | 0 | 0.474 | 0.949 | 1.423 | 1.897 | 2.371 | 2.828 | 3.282 | 3.737 | 4.193 | 4.497 | 4.246 | 3.756 | 3.473 | 3.283 | 3.136 | 2.98 | 2.747 | 2.42 | 2.168 | 1.906 | 1.55 | 1.091 | 0.636 | 0.168 | 0 | 0 | 0 | 0 | 0 | 0 | NPgN | GSP | NG FES - Leading the Way | Total installed waste incineration capacity (MW)
NG FES - Leading the Way | Gen_BB011 | MW | NPgN | FOURSTONES | Total installed waste incineration capacity (MW) | FOUR_1 | 0 | 0 | 0.025 | 0.049 | 0.074 | 0.098 | 0.123 | 0.146 | 0.17 | 0.193 | 0.217 | 0.233 | 0.22 | 0.194 | 0.18 | 0.17 | 0.162 | 0.154 | 0.142 | 0.125 | 0.112 | 0.099 | 0.08 | 0.056 | 0.033 | 0.009 | 0 | 0 | 0 | 0 | 0 | 0 | NPgN | GSP | NG FES - Leading the Way | Total installed waste incineration capacity (MW)
NG FES - Leading the Way | Gen_BB011 | MW | NPgN | HARTMOOR | Total installed waste incineration capacity (MW) | HARM_6 | 0 | 0 | 0.133 | 0.265 | 0.398 | 0.53 | 0.663 | 0.79 | 0.917 | 1.045 | 1.172 | 1.257 | 1.187 | 1.05 | 0.971 | 0.918 | 0.877 | 0.833 | 0.768 | 0.676 | 0.606 | 0.533 | 0.433 | 0.305 | 0.178 | 0.047 | 0 | 0 | 0 | 0 | 0 | 0 | NPgN | GSP | NG FES - Leading the Way | Total installed waste incineration capacity (MW)
NG FES - Leading the Way | Gen_BB011 | MW | NPgN | HAWTHORN PIT GRID | Total installed waste incineration capacity (MW) | HAWP_6 | 1.9 | 1.9 | 2.039 | 2.177 | 2.316 | 2.454 | 2.593 | 2.726 | 2.859 | 2.991 | 3.125 | 3.213 | 3.14 | 2.997 | 2.914 | 2.859 | 2.816 | 2.77 | 2.702 | 2.607 | 2.533 | 2.457 | 2.353 | 2.219 | 2.086 | 1.949 | 1.867 | 1.801 | 1.768 | 1.743 | 1.722 | 1.686 | NPgN | GSP | NG FES - Leading the Way | Total installed waste incineration capacity (MW)
NG FES - Leading the Way | Gen_BB011 | MW | NPgN | KNARESBOROUGH | Total installed waste incineration capacity (MW) | KNARE_111 | 36.135 | 36.135 | 36.686 | 37.238 | 37.789 | 38.34 | 38.892 | 39.422 | 39.951 | 40.479 | 41.009 | 41.363 | 41.071 | 40.501 | 40.173 | 39.952 | 39.781 | 39.6 | 39.328 | 38.948 | 38.656 | 38.351 | 37.937 | 37.403 | 36.874 | 36.33 | 35.503 | 34.244 | 33.631 | 33.147 | 32.741 | 32.074 | NPgN | GSP | NG FES - Leading the Way | Total installed waste incineration capacity (MW)
NG FES - Leading the Way | Gen_BB011 | MW | NPgN | LACKENBY | Total installed waste incineration capacity (MW) | LACK_6 | 6.197 | 6.197 | 6.34 | 6.483 | 6.626 | 6.769 | 6.912 | 7.05 | 7.187 | 7.324 | 7.461 | 7.553 | 7.477 | 7.33 | 7.244 | 7.187 | 7.143 | 7.096 | 7.025 | 6.927 | 6.851 | 6.772 | 6.664 | 6.526 | 6.389 | 6.248 | 6.089 | 5.873 | 5.768 | 5.685 | 5.615 | 5.501 | NPgN | GSP | NG FES - Leading the Way | Total installed waste incineration capacity (MW)
NG FES - Leading the Way | Gen_BB011 | MW | NPgN | NORTON | Total installed waste incineration capacity (MW) | NORT_1 | 72.561 | 72.561 | 73.697 | 74.833 | 75.969 | 77.105 | 78.24 | 79.333 | 80.422 | 81.511 | 82.602 | 83.331 | 82.731 | 81.556 | 80.879 | 80.425 | 80.072 | 79.699 | 79.14 | 78.357 | 77.754 | 77.126 | 76.273 | 75.174 | 74.083 | 72.963 | 71.292 | 68.764 | 67.532 | 66.561 | 65.745 | 64.407 | NPgN | GSP | NG FES - Leading the Way | Total installed waste incineration capacity (MW)
NG FES - Leading the Way | Gen_BB011 | MW | NPgN | OFFERTON | Total installed waste incineration capacity (MW) | OFFE_3 | 0 | 0 | 0.01 | 0.02 | 0.029 | 0.039 | 0.049 | 0.059 | 0.068 | 0.077 | 0.087 | 0.093 | 0.088 | 0.078 | 0.072 | 0.068 | 0.065 | 0.062 | 0.057 | 0.05 | 0.045 | 0.039 | 0.032 | 0.023 | 0.013 | 0.003 | 0 | 0 | 0 | 0 | 0 | 0 | NPgN | GSP | NG FES - Leading the Way | Total installed waste incineration capacity (MW)
NG FES - Leading the Way | Gen_BB011 | MW | NPgN | OSBALDWICK | Total installed waste incineration capacity (MW) | OSBA_1 | 1.5 | 1.5 | 2.85 | 4.2 | 5.55 | 6.9 | 8.25 | 9.549 | 10.843 | 12.137 | 13.435 | 14.3 | 13.587 | 12.191 | 11.387 | 10.846 | 10.428 | 9.984 | 9.319 | 8.389 | 7.672 | 6.926 | 5.912 | 4.605 | 3.309 | 1.978 | 1.474 | 1.422 | 1.396 | 1.376 | 1.359 | 1.331 | NPgN | GSP | NG FES - Leading the Way | Total installed waste incineration capacity (MW)
NG FES - Leading the Way | Gen_BB011 | MW | NPgN | POPPLETON | Total installed waste incineration capacity (MW) | POPP_3 | 0 | 0 | 0.041 | 0.083 | 0.124 | 0.166 | 0.207 | 0.247 | 0.287 | 0.326 | 0.366 | 0.393 | 0.371 | 0.328 | 0.303 | 0.287 | 0.274 | 0.26 | 0.24 | 0.211 | 0.189 | 0.167 | 0.135 | 0.095 | 0.056 | 0.015 | 0 | 0 | 0 | 0 | 0 | 0 | NPgN | GSP | NG FES - Leading the Way | Total installed waste incineration capacity (MW)
NG FES - Leading the Way | Gen_BB011 | MW | NPgN | SALTHOLME | Total installed waste incineration capacity (MW) | SALH_1 | 5.1 | 5.1 | 5.11 | 5.121 | 5.131 | 5.141 | 5.152 | 5.162 | 5.171 | 5.181 | 5.191 | 5.198 | 5.192 | 5.182 | 5.176 | 5.172 | 5.168 | 5.165 | 5.16 | 5.153 | 5.147 | 5.142 | 5.134 | 5.124 | 5.114 | 5.104 | 5.011 | 4.833 | 4.747 | 4.678 | 4.621 | 4.527 | NPgN | GSP | NG FES - Leading the Way | Total installed waste incineration capacity (MW)
NG FES - Leading the Way | Gen_BB011 | MW | NPgN | SOUTH SHIELDS | Total installed waste incineration capacity (MW) | SSHI_3 | 0 | 0 | 0 | 0 | 0 | 0 | 0 | 0 | 0 | 0.001 | 0.001 | 0.001 | 0.001 | 0.001 | 0 | 0 | 0 | 0 | 0 | 0 | 0 | 0 | 0 | 0 | 0 | 0 | 0 | 0 | 0 | 0 | 0 | 0 | NPgN | GSP | NG FES - Leading the Way | Total installed waste incineration capacity (MW)
NG FES - Leading the Way | Gen_BB011 | MW | NPgN | SPADEADAM | Total installed waste incineration capacity (MW) | KIELD01 and SPAD20 | 0 | 0 | 0.019 | 0.038 | 0.058 | 0.077 | 0.096 | 0.115 | 0.133 | 0.151 | 0.17 | 0.182 | 0.172 | 0.152 | 0.141 | 0.133 | 0.127 | 0.121 | 0.111 | 0.098 | 0.088 | 0.077 | 0.063 | 0.044 | 0.026 | 0.007 | 0 | 0 | 0 | 0 | 0 | 0 | NPgN | GSP | NG FES - Leading the Way | Total installed waste incineration capacity (MW)
NG FES - Leading the Way | Gen_BB011 | MW | NPgN | SPENNYMOOR | Total installed waste incineration capacity (MW) | SPEN_1 | 3.8 | 3.8 | 4.702 | 5.604 | 6.506 | 7.408 | 8.31 | 9.178 | 10.042 | 10.907 | 11.774 | 12.352 | 11.876 | 10.943 | 10.406 | 10.044 | 9.765 | 9.468 | 9.024 | 8.403 | 7.924 | 7.425 | 6.748 | 5.875 | 5.009 | 4.12 | 3.734 | 3.601 | 3.537 | 3.486 | 3.443 | 3.373 | NPgN | GSP | NG FES - Leading the Way | Total installed waste incineration capacity (MW)
NG FES - Leading the Way | Gen_BB011 | MW | NPgN | STELLA NORTH | Total installed waste incineration capacity (MW) | STEN_1 | 7.315 | 7.315 | 7.377 | 7.44 | 7.502 | 7.565 | 7.627 | 7.687 | 7.747 | 7.807 | 7.867 | 7.907 | 7.874 | 7.809 | 7.772 | 7.747 | 7.728 | 7.707 | 7.677 | 7.634 | 7.6 | 7.566 | 7.519 | 7.459 | 7.399 | 7.337 | 7.187 | 6.932 | 6.808 | 6.71 | 6.628 | 6.493 | NPgN | GSP | NG FES - Leading the Way | Total installed waste incineration capacity (MW)
NG FES - Leading the Way | Gen_BB011 | MW | NPgN | STELLA SOUTH | Total installed waste incineration capacity (MW) | STES_1 | 0 | 0 | 0.441 | 0.881 | 1.322 | 1.762 | 2.203 | 2.626 | 3.049 | 3.471 | 3.894 | 4.177 | 3.944 | 3.489 | 3.226 | 3.05 | 2.913 | 2.768 | 2.551 | 2.248 | 2.014 | 1.771 | 1.44 | 1.013 | 0.59 | 0.156 | 0 | 0 | 0 | 0 | 0 | 0 | NPgN | GSP | NG FES - Leading the Way | Total installed waste incineration capacity (MW)
NG FES - Leading the Way | Gen_BB011 | MW | NPgN | TYNEMOUTH | Total installed waste incineration capacity (MW) | TYNE_1 | 6.555 | 6.555 | 6.572 | 6.589 | 6.606 | 6.623 | 6.64 | 6.656 | 6.672 | 6.688 | 6.705 | 6.716 | 6.707 | 6.689 | 6.679 | 6.672 | 6.667 | 6.661 | 6.653 | 6.641 | 6.632 | 6.623 | 6.61 | 6.594 | 6.578 | 6.561 | 6.44 | 6.212 | 6.101 | 6.013 | 5.939 | 5.818 | NPgN | GSP | NG FES - Leading the Way | Total installed waste incineration capacity (MW)
NG FES - Leading the Way | Gen_BB011 | MW | NPgN | WEST BOLDON | Total installed waste incineration capacity (MW) | WBOL_6 | 0 | 0 | 0.053 | 0.105 | 0.158 | 0.211 | 0.264 | 0.314 | 0.365 | 0.415 | 0.466 | 0.5 | 0.472 | 0.418 | 0.386 | 0.365 | 0.349 | 0.331 | 0.305 | 0.269 | 0.241 | 0.212 | 0.172 | 0.121 | 0.071 | 0.019 | 0 | 0 | 0 | 0 | 0 | 0 | NPgN | GSP | NG FES - Leading the Way | Total installed waste incineration capacity (MW)
NG FES - Leading the Way | Gen_BB011 | MW | NPgY | BRADFORD WEST | Total installed waste incineration capacity (MW) | BRAW_1 | 0 | 0 | 0.079 | 0.158 | 0.237 | 0.316 | 0.395 | 0.565 | 0.735 | 0.904 | 1.074 | 1.176 | 1.123 | 0.943 | 0.873 | 0.847 | 0.822 | 0.778 | 0.682 | 0.54 | 0.446 | 0.354 | 0.212 | 0 | 0 | 0 | 0 | 0 | 0 | 0 | 0 | 0 | NPgY | GSP | NG FES - Leading the Way | Total installed waste incineration capacity (MW)
NG FES - Leading the Way | Gen_BB011 | MW | NPgY | CAMBLESFORTH | Total installed waste incineration capacity (MW) | CAMB_01 | 0 | 0 | 0.014 | 0.027 | 0.041 | 0.054 | 0.068 | 0.097 | 0.126 | 0.155 | 0.184 | 0.202 | 0.193 | 0.162 | 0.15 | 0.145 | 0.141 | 0.134 | 0.117 | 0.093 | 0.077 | 0.061 | 0.036 | 0 | 0 | 0 | 0 | 0 | 0 | 0 | 0 | 0 | NPgY | GSP | NG FES - Leading the Way | Total installed waste incineration capacity (MW)
NG FES - Leading the Way | Gen_BB011 | MW | NPgY | CREYKE BECK | Total installed waste incineration capacity (MW) | CREB_1 | 0 | 0 | 0.574 | 1.148 | 1.722 | 2.297 | 2.871 | 4.108 | 5.339 | 6.571 | 7.807 | 8.543 | 8.162 | 6.848 | 6.341 | 6.153 | 5.974 | 5.654 | 4.953 | 3.924 | 3.244 | 2.569 | 1.543 | 0 | 0 | 0 | 0 | 0 | 0 | 0 | 0 | 0 | NPgY | GSP | NG FES - Leading the Way | Total installed waste incineration capacity (MW)
NG FES - Leading the Way | Gen_BB011 | MW | NPgY | DRAX | Total installed waste incineration capacity (MW) | DRAX_YEDL | 0 | 0 | 0.069 | 0.138 | 0.207 | 0.276 | 0.345 | 0.493 | 0.641 | 0.789 | 0.938 | 1.026 | 0.98 | 0.823 | 0.762 | 0.739 | 0.718 | 0.679 | 0.595 | 0.471 | 0.39 | 0.309 | 0.185 | 0 | 0 | 0 | 0 | 0 | 0 | 0 | 0 | 0 | NPgY | GSP | NG FES - Leading the Way | Total installed waste incineration capacity (MW)
NG FES - Leading the Way | Gen_BB011 | MW | NPgY | ELLAND | Total installed waste incineration capacity (MW) | ELLA_1 | 0 | 0 | 0.078 | 0.156 | 0.234 | 0.312 | 0.391 | 0.559 | 0.726 | 0.894 | 1.062 | 1.162 | 1.11 | 0.932 | 0.863 | 0.837 | 0.813 | 0.769 | 0.674 | 0.534 | 0.441 | 0.349 | 0.21 | 0 | 0 | 0 | 0 | 0 | 0 | 0 | 0 | 0 | NPgY | GSP | NG FES - Leading the Way | Total installed waste incineration capacity (MW)
NG FES - Leading the Way | Gen_BB011 | MW | NPgY | FERRYBRIDGE A | Total installed waste incineration capacity (MW) | FERRA2 | 0 | 0 | 0.113 | 0.226 | 0.339 | 0.452 | 0.565 | 0.808 | 1.05 | 1.293 | 1.536 | 1.681 | 1.606 | 1.347 | 1.248 | 1.211 | 1.175 | 1.112 | 0.974 | 0.772 | 0.638 | 0.505 | 0.304 | 0 | 0 | 0 | 0 | 0 | 0 | 0 | 0 | 0 | NPgY | GSP | NG FES - Leading the Way | Total installed waste incineration capacity (MW)
NG FES - Leading the Way | Gen_BB011 | MW | NPgY | FERRYBRIDGE B | Total installed waste incineration capacity (MW) | FERRB9 | 79 | 79 | 79.29 | 79.579 | 79.869 | 80.158 | 80.448 | 81.072 | 81.692 | 82.313 | 82.936 | 83.308 | 83.116 | 82.453 | 82.197 | 82.102 | 82.012 | 81.851 | 81.498 | 80.979 | 80.636 | 80.295 | 79.778 | 78.697 | 73.122 | 67.064 | 62.207 | 56.873 | 54.67 | 53.099 | 51.936 | 49.619 | NPgY | GSP | NG FES - Leading the Way | Total installed waste incineration capacity (MW)
NG FES - Leading the Way | Gen_BB011 | MW | NPgY | GRIMSBY WEST | Total installed waste incineration capacity (MW) | GRIW_1 | 0 | 0 | 0.186 | 0.372 | 0.557 | 0.743 | 0.929 | 1.33 | 1.728 | 2.127 | 2.527 | 2.765 | 2.642 | 2.217 | 2.052 | 1.991 | 1.934 | 1.83 | 1.603 | 1.27 | 1.05 | 0.831 | 0.499 | 0 | 0 | 0 | 0 | 0 | 0 | 0 | 0 | 0 | NPgY | GSP | NG FES - Leading the Way | Total installed waste incineration capacity (MW)
NG FES - Leading the Way | Gen_BB011 | MW | NPgY | JORDANTHORPE | Total installed waste incineration capacity (MW) | JORD_3 | 0 | 0 | 0.009 | 0.018 | 0.026 | 0.035 | 0.044 | 0.063 | 0.082 | 0.101 | 0.12 | 0.131 | 0.125 | 0.105 | 0.097 | 0.094 | 0.091 | 0.087 | 0.076 | 0.06 | 0.05 | 0.039 | 0.024 | 0 | 0 | 0 | 0 | 0 | 0 | 0 | 0 | 0 | NPgY | GSP | NG FES - Leading the Way | Total installed waste incineration capacity (MW)
NG FES - Leading the Way | Gen_BB011 | MW | NPgY | KEADBY | Total installed waste incineration capacity (MW) | KEAD_YEDL | 2.8 | 2.8 | 3.758 | 4.715 | 5.673 | 6.63 | 7.588 | 9.651 | 11.704 | 13.758 | 15.819 | 17.047 | 16.412 | 14.221 | 13.375 | 13.061 | 12.763 | 12.23 | 11.06 | 9.344 | 8.209 | 7.084 | 5.374 | 2.789 | 2.592 | 2.377 | 2.205 | 2.016 | 1.938 | 1.882 | 1.841 | 1.759 | NPgY | GSP | NG FES - Leading the Way | Total installed waste incineration capacity (MW)
NG FES - Leading the Way | Gen_BB011 | MW | NPgY | KIRKSTALL B | Total installed waste incineration capacity (MW) | KIRKB1 | 0 | 0 | 0.033 | 0.065 | 0.098 | 0.13 | 0.163 | 0.233 | 0.303 | 0.373 | 0.443 | 0.485 | 0.464 | 0.389 | 0.36 | 0.349 | 0.339 | 0.321 | 0.281 | 0.223 | 0.184 | 0.146 | 0.088 | 0 | 0 | 0 | 0 | 0 | 0 | 0 | 0 | 0 | NPgY | GSP | NG FES - Leading the Way | Total installed waste incineration capacity (MW)
NG FES - Leading the Way | Gen_BB011 | MW | NPgY | NEEPSEND | Total installed waste incineration capacity (MW) | NEEP_3 | 0 | 0 | 0.003 | 0.006 | 0.009 | 0.012 | 0.015 | 0.022 | 0.028 | 0.035 | 0.041 | 0.045 | 0.043 | 0.036 | 0.034 | 0.033 | 0.032 | 0.03 | 0.026 | 0.021 | 0.017 | 0.014 | 0.008 | 0 | 0 | 0 | 0 | 0 | 0 | 0 | 0 | 0 | NPgY | GSP | NG FES - Leading the Way | Total installed waste incineration capacity (MW)
NG FES - Leading the Way | Gen_BB011 | MW | NPgY | NORTON LEES | Total installed waste incineration capacity (MW) | NORL_3 | 0 | 0 | 0 | 0 | 0 | 0 | 0 | 0 | 0 | 0 | 0 | 0 | 0 | 0 | 0 | 0 | 0 | 0 | 0 | 0 | 0 | 0 | 0 | 0 | 0 | 0 | 0 | 0 | 0 | 0 | 0 | 0 | NPgY | GSP | NG FES - Leading the Way | Total installed waste incineration capacity (MW)
NG FES - Leading the Way | Gen_BB011 | MW | NPgY | PITSMOOR 3/4 | Total installed waste incineration capacity (MW) | PITS_BB_B | 0 | 0 | 0 | 0 | 0 | 0 | 0 | 0 | 0 | 0 | 0 | 0 | 0 | 0 | 0 | 0 | 0 | 0 | 0 | 0 | 0 | 0 | 0 | 0 | 0 | 0 | 0 | 0 | 0 | 0 | 0 | 0 | NPgY | GSP | NG FES - Leading the Way | Total installed waste incineration capacity (MW)
NG FES - Leading the Way | Gen_BB011 | MW | NPgY | SALTEND NORTH | Total installed waste incineration capacity (MW) | SALT_1 | 0 | 0 | 0 | 0.001 | 0.001 | 0.001 | 0.002 | 0.003 | 0.003 | 0.004 | 0.005 | 0.005 | 0.005 | 0.004 | 0.004 | 0.004 | 0.004 | 0.004 | 0.003 | 0.002 | 0.002 | 0.002 | 0.001 | 0 | 0 | 0 | 0 | 0 | 0 | 0 | 0 | 0 | NPgY | GSP | NG FES - Leading the Way | Total installed waste incineration capacity (MW)
NG FES - Leading the Way | Gen_BB011 | MW | NPgY | SHEFFIELD CITY | Total installed waste incineration capacity (MW) | SHEC_3 | 0 | 0 | 0.001 | 0.001 | 0.002 | 0.003 | 0.003 | 0.004 | 0.006 | 0.007 | 0.009 | 0.009 | 0.009 | 0.008 | 0.007 | 0.007 | 0.007 | 0.006 | 0.005 | 0.004 | 0.004 | 0.003 | 0.002 | 0 | 0 | 0 | 0 | 0 | 0 | 0 | 0 | 0 | NPgY | GSP | NG FES - Leading the Way | Total installed waste incineration capacity (MW)
NG FES - Leading the Way | Gen_BB011 | MW | NPgY | SKELTON GRANGE | Total installed waste incineration capacity (MW) | SKLGB1 | 25.6 | 25.6 | 25.685 | 25.769 | 25.854 | 25.939 | 26.023 | 26.206 | 26.387 | 26.569 | 26.751 | 26.859 | 26.803 | 26.61 | 26.535 | 26.507 | 26.481 | 26.434 | 26.33 | 26.178 | 26.078 | 25.979 | 25.827 | 25.502 | 23.695 | 21.732 | 20.158 | 18.43 | 17.716 | 17.207 | 16.83 | 16.079 | NPgY | GSP | NG FES - Leading the Way | Total installed waste incineration capacity (MW)
NG FES - Leading the Way | Gen_BB011 | MW | NPgY | TEMPLEBOROUGH 275/33KV | Total installed waste incineration capacity (MW) | TEMP_3 | 0 | 0 | 0.002 | 0.005 | 0.007 | 0.009 | 0.012 | 0.017 | 0.022 | 0.027 | 0.032 | 0.035 | 0.033 | 0.028 | 0.026 | 0.025 | 0.024 | 0.023 | 0.02 | 0.016 | 0.013 | 0.01 | 0.006 | 0 | 0 | 0 | 0 | 0 | 0 | 0 | 0 | 0 | NPgY | GSP | NG FES - Leading the Way | Total installed waste incineration capacity (MW)
NG FES - Leading the Way | Gen_BB011 | MW | NPgY | THURCROFT | Total installed waste incineration capacity (MW) | THUR_6 | 5.7 | 5.7 | 5.942 | 6.183 | 6.425 | 6.666 | 6.908 | 7.428 | 7.946 | 8.464 | 8.984 | 9.294 | 9.134 | 8.581 | 8.367 | 8.288 | 8.213 | 8.079 | 7.784 | 7.351 | 7.064 | 6.78 | 6.349 | 5.678 | 5.276 | 4.839 | 4.488 | 4.104 | 3.945 | 3.831 | 3.747 | 3.58 | NPgY | GSP | NG FES - Leading the Way | Total installed waste incineration capacity (MW)
NG FES - Leading the Way | Gen_BB011 | MW | NPgY | WEST MELTON / THORPE MARSH | Total installed waste incineration capacity (MW) | WMEL_THOM | 19.998 | 19.998 | 20.218 | 20.439 | 20.659 | 20.879 | 21.1 | 21.575 | 22.047 | 22.52 | 22.994 | 23.277 | 23.131 | 22.627 | 22.432 | 22.36 | 22.291 | 22.168 | 21.899 | 21.504 | 21.243 | 20.984 | 20.59 | 19.921 | 18.51 | 16.976 | 15.747 | 14.397 | 13.839 | 13.441 | 13.147 | 12.561 | NPgY | GSP | NG FES - Leading the Way | Total installed waste incineration capacity (MW)
NG FES - Leading the Way | Gen_BB011 | MW | NPgY | WEST MELTON SECTION 3 | Total installed waste incineration capacity (MW) | WMEL_BB3 | 0 | 0 | 0.236 | 0.472 | 0.708 | 0.944 | 1.179 | 1.688 | 2.194 | 2.7 | 3.207 | 3.51 | 3.353 | 2.814 | 2.605 | 2.528 | 2.454 | 2.323 | 2.035 | 1.612 | 1.333 | 1.055 | 0.634 | 0 | 0 | 0 | 0 | 0 | 0 | 0 | 0 | 0 | NPgY | GSP | NG FES - Leading the Way | Total installed waste incineration capacity (MW)
NG FES - Leading the Way | Gen_BB011 | MW | NPgY | WINCOBANK | Total installed waste incineration capacity (MW) | WIBA_3 | 0 | 0 | 0.008 | 0.016 | 0.025 | 0.033 | 0.041 | 0.059 | 0.076 | 0.094 | 0.112 | 0.122 | 0.117 | 0.098 | 0.091 | 0.088 | 0.086 | 0.081 | 0.071 | 0.056 | 0.046 | 0.037 | 0.022 | 0 | 0 | 0 | 0 | 0 | 0 | 0 | 0 | 0 | NPgY | GSP | NG FES - Leading the Way | Total installed waste incineration capacity (MW)
NG FES - Leading the Way | Gen_BB015 | MW | NPgN | BLYTH 66kV | Total installed wind capacity (MW) | BLYTB1 | 93.8 | 93.761 | 93.77 | 93.778 | 93.787 | 93.795 | 93.804 | 101.519 | 110.074 | 119.095 | 128.611 | 138.908 | 149.765 | 161.213 | 173.285 | 186.017 | 199.446 | 213.61 | 228.551 | 244.312 | 260.941 | 278.487 | 295.527 | 312.652 | 329.785 | 346.849 | 363.76 | 379.505 | 395.821 | 412.731 | 430.256 | 448.42 | NPgN | GSP | NG FES - Leading the Way | Total installed wind capacity (MW)
NG FES - Leading the Way | Gen_BB015 | MW | NPgN | BLYTH 132kV | Total installed wind capacity (MW) | BLYTH132 | 106.969 | 106.968 | 106.971 | 106.974 | 106.978 | 106.981 | 106.984 | 108.723 | 110.651 | 112.685 | 114.83 | 117.152 | 119.601 | 122.183 | 124.907 | 127.779 | 130.809 | 134.005 | 137.376 | 140.933 | 144.685 | 148.643 | 152.49 | 156.356 | 160.225 | 164.079 | 167.9 | 171.46 | 175.149 | 178.973 | 182.935 | 187.042 | NPgN | GSP | NG FES - Leading the Way | Total installed wind capacity (MW)
NG FES - Leading the Way | Gen_BB015 | MW | NPgN | FOURSTONES | Total installed wind capacity (MW) | FOUR_1 | 89.15 | 89.108 | 89.109 | 89.11 | 89.111 | 89.112 | 89.113 | 89.118 | 89.123 | 89.129 | 89.136 | 89.143 | 89.151 | 89.16 | 89.169 | 89.179 | 89.19 | 89.201 | 89.213 | 89.226 | 89.239 | 89.253 | 89.268 | 89.283 | 89.299 | 89.316 | 89.333 | 89.351 | 89.37 | 89.389 | 89.409 | 89.43 | NPgN | GSP | NG FES - Leading the Way | Total installed wind capacity (MW)
NG FES - Leading the Way | Gen_BB015 | MW | NPgN | HARTMOOR | Total installed wind capacity (MW) | HARM_6 | 47.752 | 47.702 | 47.702 | 47.703 | 47.703 | 47.704 | 47.704 | 47.882 | 48.079 | 48.287 | 48.506 | 48.743 | 48.994 | 49.258 | 49.536 | 49.83 | 50.14 | 50.467 | 50.812 | 51.176 | 51.56 | 51.965 | 52.358 | 52.754 | 53.151 | 53.546 | 53.938 | 54.303 | 54.682 | 55.074 | 55.481 | 55.903 | NPgN | GSP | NG FES - Leading the Way | Total installed wind capacity (MW)
NG FES - Leading the Way | Gen_BB015 | MW | NPgN | HAWTHORN PIT GRID | Total installed wind capacity (MW) | HAWP_6 | 22.256 | 22.117 | 22.118 | 22.119 | 22.12 | 22.121 | 22.122 | 22.795 | 23.541 | 24.328 | 25.159 | 26.057 | 27.005 | 28.004 | 29.058 | 30.169 | 31.342 | 32.578 | 33.882 | 35.258 | 36.71 | 38.242 | 39.73 | 41.225 | 42.722 | 44.212 | 45.69 | 47.066 | 48.493 | 49.971 | 51.503 | 53.091 | NPgN | GSP | NG FES - Leading the Way | Total installed wind capacity (MW)
NG FES - Leading the Way | Gen_BB015 | MW | NPgN | KNARESBOROUGH | Total installed wind capacity (MW) | KNARE_111 | 16.51 | 16.46 | 16.464 | 16.469 | 16.473 | 16.478 | 16.482 | 16.506 | 16.532 | 16.562 | 16.595 | 16.631 | 16.67 | 16.713 | 16.76 | 16.809 | 16.862 | 16.918 | 16.977 | 17.04 | 17.106 | 17.175 | 17.248 | 17.324 | 17.403 | 17.485 | 17.571 | 17.66 | 17.752 | 17.848 | 17.947 | 18.049 | NPgN | GSP | NG FES - Leading the Way | Total installed wind capacity (MW)
NG FES - Leading the Way | Gen_BB015 | MW | NPgN | LACKENBY | Total installed wind capacity (MW) | LACK_6 | 64.603 | 64.234 | 64.235 | 64.236 | 64.237 | 64.238 | 64.239 | 65.278 | 66.429 | 67.643 | 68.923 | 70.309 | 71.77 | 73.31 | 74.935 | 76.648 | 78.455 | 80.361 | 82.371 | 84.492 | 86.729 | 89.09 | 91.383 | 93.687 | 95.992 | 98.288 | 100.563 | 102.681 | 104.875 | 107.15 | 109.507 | 111.95 | NPgN | GSP | NG FES - Leading the Way | Total installed wind capacity (MW)
NG FES - Leading the Way | Gen_BB015 | MW | NPgN | NORTON | Total installed wind capacity (MW) | NORT_1 | 31.104 | 31.02 | 31.028 | 31.035 | 31.043 | 31.051 | 31.059 | 32.381 | 33.848 | 35.397 | 37.034 | 38.806 | 40.676 | 42.65 | 44.733 | 46.93 | 49.249 | 51.695 | 54.276 | 56.999 | 59.871 | 62.901 | 65.851 | 68.82 | 71.796 | 74.764 | 77.712 | 80.469 | 83.326 | 86.288 | 89.357 | 92.537 | NPgN | GSP | NG FES - Leading the Way | Total installed wind capacity (MW)
NG FES - Leading the Way | Gen_BB015 | MW | NPgN | OFFERTON | Total installed wind capacity (MW) | OFFE_3 | 0.014 | 0.014 | 0.014 | 0.014 | 0.014 | 0.014 | 0.014 | 0.367 | 0.58 | 0.805 | 1.042 | 1.298 | 1.568 | 1.853 | 2.154 | 2.471 | 2.805 | 3.158 | 3.53 | 3.922 | 4.336 | 4.773 | 5.197 | 5.623 | 6.049 | 6.473 | 6.894 | 7.285 | 7.69 | 8.111 | 8.546 | 8.998 | NPgN | GSP | NG FES - Leading the Way | Total installed wind capacity (MW)
NG FES - Leading the Way | Gen_BB015 | MW | NPgN | OSBALDWICK | Total installed wind capacity (MW) | OSBA_1 | 2.83 | 2.423 | 2.431 | 2.438 | 2.446 | 2.453 | 2.461 | 5.655 | 9.197 | 12.934 | 16.878 | 21.145 | 25.646 | 30.393 | 35.4 | 40.68 | 46.251 | 52.126 | 58.325 | 64.863 | 71.762 | 79.04 | 86.113 | 93.224 | 100.342 | 107.433 | 114.465 | 121.02 | 127.813 | 134.853 | 142.149 | 149.71 | NPgN | GSP | NG FES - Leading the Way | Total installed wind capacity (MW)
NG FES - Leading the Way | Gen_BB015 | MW | NPgN | POPPLETON | Total installed wind capacity (MW) | POPP_3 | 5.002 | 5.002 | 5.002 | 5.003 | 5.003 | 5.003 | 5.004 | 5.005 | 5.007 | 5.008 | 5.01 | 5.013 | 5.015 | 5.018 | 5.021 | 5.024 | 5.027 | 5.03 | 5.034 | 5.038 | 5.042 | 5.046 | 5.05 | 5.055 | 5.06 | 5.065 | 5.07 | 5.076 | 5.081 | 5.087 | 5.093 | 5.1 | NPgN | GSP | NG FES - Leading the Way | Total installed wind capacity (MW)
NG FES - Leading the Way | Gen_BB015 | MW | NPgN | SALTHOLME | Total installed wind capacity (MW) | SALH_1 | 0 | 0 | 0 | 0 | 0 | 0 | 0 | 0.016 | 0.034 | 0.052 | 0.072 | 0.093 | 0.116 | 0.139 | 0.164 | 0.19 | 0.218 | 0.247 | 0.278 | 0.311 | 0.345 | 0.381 | 0.416 | 0.451 | 0.487 | 0.522 | 0.557 | 0.589 | 0.623 | 0.658 | 0.694 | 0.731 | NPgN | GSP | NG FES - Leading the Way | Total installed wind capacity (MW)
NG FES - Leading the Way | Gen_BB015 | MW | NPgN | SOUTH SHIELDS | Total installed wind capacity (MW) | SSHI_3 | 0.012 | 0.012 | 0.013 | 0.013 | 0.013 | 0.013 | 0.013 | 0.244 | 0.378 | 0.52 | 0.669 | 0.831 | 1.001 | 1.181 | 1.37 | 1.57 | 1.781 | 2.003 | 2.237 | 2.484 | 2.745 | 3.021 | 3.288 | 3.556 | 3.825 | 4.092 | 4.357 | 4.604 | 4.859 | 5.124 | 5.399 | 5.683 | NPgN | GSP | NG FES - Leading the Way | Total installed wind capacity (MW)
NG FES - Leading the Way | Gen_BB015 | MW | NPgN | SPADEADAM | Total installed wind capacity (MW) | KIELD01 and SPAD20 | 0.061 | 0.055 | 0.056 | 0.056 | 0.056 | 0.057 | 0.057 | 0.471 | 0.906 | 1.365 | 1.849 | 2.373 | 2.926 | 3.508 | 4.122 | 4.77 | 5.453 | 6.174 | 6.934 | 7.736 | 8.582 | 9.475 | 10.342 | 11.213 | 12.085 | 12.953 | 13.813 | 14.614 | 15.444 | 16.304 | 17.195 | 18.119 | NPgN | GSP | NG FES - Leading the Way | Total installed wind capacity (MW)
NG FES - Leading the Way | Gen_BB015 | MW | NPgN | SPENNYMOOR | Total installed wind capacity (MW) | SPEN_1 | 75.069 | 74.562 | 74.566 | 74.571 | 74.575 | 74.579 | 74.583 | 76.817 | 79.295 | 81.908 | 84.665 | 87.649 | 90.796 | 94.114 | 97.614 | 101.306 | 105.199 | 109.306 | 113.638 | 118.208 | 123.03 | 128.117 | 133.06 | 138.029 | 143.001 | 147.954 | 152.865 | 157.441 | 162.183 | 167.097 | 172.191 | 177.469 | NPgN | GSP | NG FES - Leading the Way | Total installed wind capacity (MW)
NG FES - Leading the Way | Gen_BB015 | MW | NPgN | STELLA NORTH | Total installed wind capacity (MW) | STEN_1 | 0 | 0 | 0.001 | 0.001 | 0.002 | 0.002 | 0.003 | 1.275 | 2.1 | 2.97 | 3.888 | 4.881 | 5.927 | 7.031 | 8.195 | 9.422 | 10.717 | 12.082 | 13.523 | 15.042 | 16.645 | 18.336 | 19.979 | 21.629 | 23.28 | 24.924 | 26.553 | 28.07 | 29.641 | 31.27 | 32.958 | 34.707 | NPgN | GSP | NG FES - Leading the Way | Total installed wind capacity (MW)
NG FES - Leading the Way | Gen_BB015 | MW | NPgN | STELLA SOUTH | Total installed wind capacity (MW) | STES_1 | 28.399 | 28.033 | 28.036 | 28.039 | 28.043 | 28.046 | 28.049 | 30.757 | 33.76 | 36.927 | 40.267 | 43.882 | 47.694 | 51.713 | 55.951 | 60.421 | 65.135 | 70.108 | 75.354 | 80.887 | 86.725 | 92.885 | 98.868 | 104.881 | 110.897 | 116.889 | 122.827 | 128.357 | 134.087 | 140.026 | 146.18 | 152.559 | NPgN | GSP | NG FES - Leading the Way | Total installed wind capacity (MW)
NG FES - Leading the Way | Gen_BB015 | MW | NPgN | TYNEMOUTH | Total installed wind capacity (MW) | TYNE_1 | 0.006 | 0.006 | 0.006 | 0.007 | 0.007 | 0.008 | 0.008 | 0.582 | 1.206 | 1.863 | 2.557 | 3.307 | 4.098 | 4.932 | 5.812 | 6.74 | 7.718 | 8.75 | 9.838 | 10.986 | 12.198 | 13.476 | 14.717 | 15.964 | 17.212 | 18.454 | 19.685 | 20.831 | 22.018 | 23.248 | 24.524 | 25.845 | NPgN | GSP | NG FES - Leading the Way | Total installed wind capacity (MW)
NG FES - Leading the Way | Gen_BB015 | MW | NPgN | WEST BOLDON | Total installed wind capacity (MW) | WBOL_6 | 6.004 | 6.004 | 6.004 | 6.004 | 6.005 | 6.005 | 6.005 | 6.521 | 7.093 | 7.696 | 8.332 | 9.02 | 9.745 | 10.51 | 11.317 | 12.168 | 13.065 | 14.011 | 15.009 | 16.062 | 17.173 | 18.345 | 19.483 | 20.627 | 21.771 | 22.91 | 24.038 | 25.089 | 26.177 | 27.305 | 28.475 | 29.686 | NPgN | GSP | NG FES - Leading the Way | Total installed wind capacity (MW)
NG FES - Leading the Way | Gen_BB015 | MW | NPgY | BRADFORD WEST | Total installed wind capacity (MW) | BRAW_1 | 25.676 | 26.773 | 26.893 | 27.012 | 27.132 | 27.251 | 27.371 | 27.497 | 27.641 | 27.803 | 27.983 | 28.181 | 28.397 | 28.631 | 31.407 | 36.541 | 41.958 | 47.674 | 53.704 | 60.066 | 66.777 | 73.857 | 80.757 | 87.706 | 94.674 | 101.631 | 108.545 | 115.025 | 121.741 | 128.701 | 135.914 | 143.387 | NPgY | GSP | NG FES - Leading the Way | Total installed wind capacity (MW)
NG FES - Leading the Way | Gen_BB015 | MW | NPgY | CAMBLESFORTH | Total installed wind capacity (MW) | CAMB_01 | 119.128 | 119.303 | 119.322 | 119.341 | 119.36 | 119.379 | 119.398 | 119.418 | 119.441 | 119.467 | 119.495 | 119.527 | 119.561 | 119.598 | 119.812 | 120.191 | 120.591 | 121.014 | 121.459 | 121.929 | 122.425 | 122.948 | 123.46 | 123.978 | 124.498 | 125.019 | 125.538 | 126.029 | 126.538 | 127.066 | 127.613 | 128.179 | NPgY | GSP | NG FES - Leading the Way | Total installed wind capacity (MW)
NG FES - Leading the Way | Gen_BB015 | MW | NPgY | CREYKE BECK | Total installed wind capacity (MW) | CREB_1 | 171.184 | 172.612 | 172.794 | 173.272 | 173.75 | 174.228 | 174.707 | 187.18 | 200.538 | 214.635 | 229.509 | 245.608 | 262.587 | 280.496 | 296.037 | 309.511 | 323.725 | 338.719 | 354.537 | 371.225 | 388.829 | 407.403 | 425.467 | 443.636 | 461.831 | 479.97 | 497.967 | 514.768 | 532.18 | 550.225 | 568.925 | 588.305 | NPgY | GSP | NG FES - Leading the Way | Total installed wind capacity (MW)
NG FES - Leading the Way | Gen_BB015 | MW | NPgY | DRAX | Total installed wind capacity (MW) | DRAX_YEDL | 35.957 | 36.194 | 36.22 | 36.246 | 36.272 | 36.297 | 36.323 | 36.35 | 36.381 | 36.416 | 36.455 | 36.498 | 36.544 | 36.595 | 37.886 | 40.328 | 42.903 | 45.621 | 48.487 | 51.511 | 54.701 | 58.067 | 61.34 | 64.632 | 67.928 | 71.214 | 74.473 | 77.516 | 80.669 | 83.936 | 87.323 | 90.832 | NPgY | GSP | NG FES - Leading the Way | Total installed wind capacity (MW)
NG FES - Leading the Way | Gen_BB015 | MW | NPgY | ELLAND | Total installed wind capacity (MW) | ELLA_1 | 41.552 | 41.878 | 41.913 | 41.948 | 41.983 | 42.018 | 42.053 | 42.09 | 42.132 | 42.179 | 42.232 | 42.289 | 42.353 | 42.421 | 43.622 | 45.874 | 48.25 | 50.756 | 53.4 | 56.189 | 59.132 | 62.236 | 65.258 | 68.298 | 71.345 | 74.383 | 77.399 | 80.22 | 83.142 | 86.171 | 89.31 | 92.562 | NPgY | GSP | NG FES - Leading the Way | Total installed wind capacity (MW)
NG FES - Leading the Way | Gen_BB015 | MW | NPgY | FERRYBRIDGE A | Total installed wind capacity (MW) | FERRA2 | 1.614 | 1.729 | 1.744 | 1.795 | 1.846 | 1.897 | 1.948 | 3.419 | 4.995 | 6.657 | 8.41 | 10.308 | 12.309 | 14.419 | 16.049 | 17.25 | 18.517 | 19.853 | 21.262 | 22.749 | 24.318 | 25.973 | 27.582 | 29.201 | 30.821 | 32.437 | 34.039 | 35.535 | 37.084 | 38.69 | 40.355 | 42.08 | NPgY | GSP | NG FES - Leading the Way | Total installed wind capacity (MW)
NG FES - Leading the Way | Gen_BB015 | MW | NPgY | FERRYBRIDGE B | Total installed wind capacity (MW) | FERRB9 | 11.423 | 11.731 | 11.773 | 11.897 | 12.02 | 12.144 | 12.268 | 15.717 | 19.411 | 23.308 | 27.419 | 31.869 | 36.561 | 41.51 | 45.545 | 48.769 | 52.169 | 55.757 | 59.541 | 63.534 | 67.745 | 72.189 | 76.51 | 80.856 | 85.207 | 89.545 | 93.848 | 97.864 | 102.026 | 106.339 | 110.809 | 115.442 | NPgY | GSP | NG FES - Leading the Way | Total installed wind capacity (MW)
NG FES - Leading the Way | Gen_BB015 | MW | NPgY | GRIMSBY WEST | Total installed wind capacity (MW) | GRIW_1 | 25.869 | 26.033 | 26.051 | 26.069 | 26.087 | 26.104 | 26.122 | 26.141 | 26.162 | 26.186 | 26.213 | 26.242 | 26.274 | 26.309 | 27.194 | 28.868 | 30.634 | 32.496 | 34.461 | 36.534 | 38.721 | 41.029 | 43.272 | 45.529 | 47.789 | 50.041 | 52.276 | 54.362 | 56.523 | 58.763 | 61.085 | 63.491 | NPgY | GSP | NG FES - Leading the Way | Total installed wind capacity (MW)
NG FES - Leading the Way | Gen_BB015 | MW | NPgY | JORDANTHORPE | Total installed wind capacity (MW) | JORD_3 | 0.026 | 0.062 | 0.067 | 0.077 | 0.087 | 0.097 | 0.106 | 0.336 | 0.582 | 0.841 | 1.115 | 1.411 | 1.724 | 2.054 | 2.431 | 2.854 | 3.301 | 3.772 | 4.269 | 4.794 | 5.347 | 5.931 | 6.499 | 7.069 | 7.641 | 8.21 | 8.775 | 9.302 | 9.849 | 10.415 | 11.002 | 11.61 | NPgY | GSP | NG FES - Leading the Way | Total installed wind capacity (MW)
NG FES - Leading the Way | Gen_BB015 | MW | NPgY | KEADBY | Total installed wind capacity (MW) | KEAD_YEDL | 145.208 | 146.061 | 146.153 | 146.246 | 146.338 | 146.43 | 146.522 | 146.619 | 146.73 | 146.855 | 146.994 | 147.146 | 147.313 | 147.493 | 152.001 | 160.52 | 169.507 | 178.988 | 188.989 | 199.54 | 210.671 | 222.414 | 233.835 | 245.322 | 256.824 | 268.29 | 279.665 | 290.284 | 301.288 | 312.692 | 324.51 | 336.758 | NPgY | GSP | NG FES - Leading the Way | Total installed wind capacity (MW)
NG FES - Leading the Way | Gen_BB015 | MW | NPgY | KIRKSTALL B | Total installed wind capacity (MW) | KIRKB1 | 2.564 | 2.663 | 2.685 | 2.82 | 2.956 | 3.092 | 3.227 | 7.948 | 13.002 | 18.33 | 23.948 | 30.028 | 36.437 | 43.195 | 46.698 | 47.231 | 47.793 | 48.387 | 49.013 | 49.673 | 50.37 | 51.105 | 51.821 | 52.542 | 53.265 | 53.986 | 54.702 | 55.373 | 56.068 | 56.789 | 57.535 | 58.309 | NPgY | GSP | NG FES - Leading the Way | Total installed wind capacity (MW)
NG FES - Leading the Way | Gen_BB015 | MW | NPgY | NEEPSEND | Total installed wind capacity (MW) | NEEP_3 | 0.03 | 0.072 | 0.077 | 0.083 | 0.089 | 0.095 | 0.101 | 0.16 | 0.224 | 0.292 | 0.364 | 0.441 | 0.524 | 0.611 | 0.916 | 1.424 | 1.96 | 2.525 | 3.122 | 3.751 | 4.415 | 5.115 | 5.796 | 6.481 | 7.166 | 7.849 | 8.527 | 9.159 | 9.814 | 10.493 | 11.196 | 11.925 | NPgY | GSP | NG FES - Leading the Way | Total installed wind capacity (MW)
NG FES - Leading the Way | Gen_BB015 | MW | NPgY | NORTON LEES | Total installed wind capacity (MW) | NORL_3 | 0.006 | 0.048 | 0.053 | 0.059 | 0.065 | 0.071 | 0.077 | 0.137 | 0.201 | 0.269 | 0.342 | 0.42 | 0.503 | 0.59 | 0.897 | 1.408 | 1.947 | 2.516 | 3.115 | 3.748 | 4.416 | 5.12 | 5.805 | 6.493 | 7.182 | 7.869 | 8.551 | 9.187 | 9.845 | 10.528 | 11.235 | 11.969 | NPgY | GSP | NG FES - Leading the Way | Total installed wind capacity (MW)
NG FES - Leading the Way | Gen_BB015 | MW | NPgY | PITSMOOR 3/4 | Total installed wind capacity (MW) | PITS_BB_B | 0 | 0.018 | 0.02 | 0.022 | 0.025 | 0.028 | 0.03 | 0.056 | 0.084 | 0.114 | 0.146 | 0.18 | 0.216 | 0.254 | 0.385 | 0.602 | 0.832 | 1.073 | 1.329 | 1.598 | 1.882 | 2.181 | 2.473 | 2.765 | 3.059 | 3.351 | 3.641 | 3.911 | 4.191 | 4.482 | 4.783 | 5.095 | NPgY | GSP | NG FES - Leading the Way | Total installed wind capacity (MW)
NG FES - Leading the Way | Gen_BB015 | MW | NPgY | SALTEND NORTH | Total installed wind capacity (MW) | SALT_1 | 37.516 | 37.691 | 37.708 | 37.726 | 37.744 | 37.762 | 37.78 | 37.799 | 37.82 | 37.844 | 37.871 | 37.901 | 37.933 | 37.968 | 38.797 | 40.362 | 42.012 | 43.754 | 45.59 | 47.528 | 49.573 | 51.73 | 53.827 | 55.937 | 58.05 | 60.157 | 62.247 | 64.199 | 66.221 | 68.317 | 70.489 | 72.739 | NPgY | GSP | NG FES - Leading the Way | Total installed wind capacity (MW)
NG FES - Leading the Way | Gen_BB015 | MW | NPgY | SHEFFIELD CITY | Total installed wind capacity (MW) | SHEC_3 | 0.004 | 0.026 | 0.028 | 0.031 | 0.034 | 0.038 | 0.041 | 0.072 | 0.106 | 0.141 | 0.179 | 0.22 | 0.263 | 0.309 | 0.47 | 0.737 | 1.019 | 1.316 | 1.63 | 1.961 | 2.31 | 2.678 | 3.037 | 3.397 | 3.757 | 4.117 | 4.473 | 4.806 | 5.15 | 5.507 | 5.877 | 6.261 | NPgY | GSP | NG FES - Leading the Way | Total installed wind capacity (MW)
NG FES - Leading the Way | Gen_BB015 | MW | NPgY | SKELTON GRANGE | Total installed wind capacity (MW) | SKLGB1 | 0.404 | 0.688 | 1.513 | 1.744 | 1.975 | 2.206 | 2.437 | 10.021 | 18.138 | 26.698 | 35.727 | 45.497 | 55.797 | 66.658 | 72.88 | 74.879 | 76.988 | 79.213 | 81.561 | 84.037 | 86.65 | 89.406 | 92.089 | 94.788 | 97.493 | 100.19 | 102.868 | 105.372 | 107.967 | 110.656 | 113.442 | 116.33 | NPgY | GSP | NG FES - Leading the Way | Total installed wind capacity (MW)
NG FES - Leading the Way | Gen_BB015 | MW | NPgY | TEMPLEBOROUGH 275/33KV | Total installed wind capacity (MW) | TEMP_3 | 0 | 0.005 | 0.006 | 0.013 | 0.02 | 0.027 | 0.034 | 0.281 | 0.546 | 0.824 | 1.118 | 1.436 | 1.772 | 2.125 | 2.308 | 2.337 | 2.366 | 2.398 | 2.431 | 2.466 | 2.502 | 2.541 | 2.579 | 2.617 | 2.655 | 2.693 | 2.731 | 2.766 | 2.803 | 2.841 | 2.88 | 2.921 | NPgY | GSP | NG FES - Leading the Way | Total installed wind capacity (MW)
NG FES - Leading the Way | Gen_BB015 | MW | NPgY | THURCROFT | Total installed wind capacity (MW) | THUR_6 | 24.076 | 24.254 | 24.275 | 24.311 | 24.348 | 24.384 | 24.42 | 25.075 | 25.777 | 26.518 | 27.301 | 28.15 | 29.045 | 29.99 | 31.371 | 33.165 | 35.057 | 37.054 | 39.159 | 41.381 | 43.724 | 46.197 | 48.602 | 51.02 | 53.442 | 55.856 | 58.252 | 60.487 | 62.804 | 65.206 | 67.694 | 70.273 | NPgY | GSP | NG FES - Leading the Way | Total installed wind capacity (MW)
NG FES - Leading the Way | Gen_BB015 | MW | NPgY | WEST MELTON / THORPE MARSH | Total installed wind capacity (MW) | WMEL_THOM | 67.284 | 67.665 | 67.706 | 67.748 | 67.789 | 67.831 | 67.872 | 67.916 | 67.966 | 68.022 | 68.084 | 68.153 | 68.228 | 68.309 | 70.306 | 74.08 | 78.061 | 82.261 | 86.691 | 91.365 | 96.296 | 101.498 | 106.558 | 111.646 | 116.742 | 121.821 | 126.861 | 131.566 | 136.441 | 141.494 | 146.73 | 152.157 | NPgY | GSP | NG FES - Leading the Way | Total installed wind capacity (MW)
NG FES - Leading the Way | Gen_BB015 | MW | NPgY | WEST MELTON SECTION 3 | Total installed wind capacity (MW) | WMEL_BB3 | 16.75 | 17.02 | 17.052 | 17.115 | 17.178 | 17.241 | 17.304 | 18.612 | 20.013 | 21.492 | 23.054 | 24.746 | 26.53 | 28.413 | 30.8 | 33.669 | 36.694 | 39.886 | 43.253 | 46.804 | 50.552 | 54.505 | 58.349 | 62.216 | 66.087 | 69.946 | 73.774 | 77.346 | 81.048 | 84.885 | 88.861 | 92.982 | NPgY | GSP | NG FES - Leading the Way | Total installed wind capacity (MW)
NG FES - Leading the Way | Gen_BB015 | MW | NPgY | WINCOBANK | Total installed wind capacity (MW) | WIBA_3 | 1.853 | 1.863 | 1.865 | 1.874 | 1.882 | 1.891 | 1.899 | 2.181 | 2.482 | 2.8 | 3.136 | 3.498 | 3.881 | 4.284 | 4.508 | 4.57 | 4.634 | 4.702 | 4.774 | 4.85 | 4.93 | 5.014 | 5.097 | 5.179 | 5.262 | 5.345 | 5.427 | 5.504 | 5.584 | 5.666 | 5.752 | 5.84 | NPgY | GSP | NG FES - Leading the Way | Total installed wind capacity (MW)
NG FES - Steady Progression | Gen_BB010 | MW | NPgN | BLYTH 66kV | Total installed biomass capacity (MW) | BLYTB1 | 31.7 | 31.666 | 31.666 | 31.666 | 31.666 | 31.666 | 31.666 | 31.666 | 31.666 | 31.666 | 31.666 | 31.666 | 31.666 | 31.666 | 31.666 | 31.666 | 31.666 | 31.666 | 31.666 | 31.666 | 31.666 | 31.666 | 31.666 | 31.666 | 31.666 | 31.666 | 31.666 | 31.666 | 31.666 | 31.666 | 31.666 | 31.666 | NPgN | GSP | NG FES - Steady Progression | Total installed biomass capacity (MW)
NG FES - Steady Progression | Gen_BB010 | MW | NPgN | BLYTH 132kV | Total installed biomass capacity (MW) | BLYTH132 | 380 | 380 | 380 | 380 | 380 | 380 | 380 | 380 | 380 | 380 | 380 | 380 | 380 | 380 | 380 | 380 | 380 | 380 | 380 | 380 | 380 | 380 | 380 | 380 | 380 | 380 | 380 | 380 | 380 | 380 | 380 | 380 | NPgN | GSP | NG FES - Steady Progression | Total installed biomass capacity (MW)
NG FES - Steady Progression | Gen_BB010 | MW | NPgN | FOURSTONES | Total installed biomass capacity (MW) | FOUR_1 | 0 | 0 | 0 | 0 | 0 | 0 | 0 | 0 | 0 | 0 | 0 | 0 | 0 | 0 | 0 | 0 | 0 | 0 | 0 | 0 | 0 | 0 | 0 | 0 | 0 | 0 | 0 | 0 | 0 | 0 | 0 | 0 | NPgN | GSP | NG FES - Steady Progression | Total installed biomass capacity (MW)
NG FES - Steady Progression | Gen_BB010 | MW | NPgN | HARTMOOR | Total installed biomass capacity (MW) | HARM_6 | 0 | 0 | 0 | 0 | 0 | 0 | 0 | 0 | 0 | 0 | 0 | 0 | 0 | 0 | 0 | 0 | 0 | 0 | 0 | 0 | 0 | 0 | 0 | 0 | 0 | 0 | 0 | 0 | 0 | 0 | 0 | 0 | NPgN | GSP | NG FES - Steady Progression | Total installed biomass capacity (MW)
NG FES - Steady Progression | Gen_BB010 | MW | NPgN | HAWTHORN PIT GRID | Total installed biomass capacity (MW) | HAWP_6 | 0 | 0 | 0 | 0 | 0 | 0 | 0 | 0 | 0 | 0 | 0 | 0 | 0 | 0 | 0 | 0 | 0 | 0 | 0 | 0 | 0 | 0 | 0 | 0 | 0 | 0 | 0 | 0 | 0 | 0 | 0 | 0 | NPgN | GSP | NG FES - Steady Progression | Total installed biomass capacity (MW)
NG FES - Steady Progression | Gen_BB010 | MW | NPgN | KNARESBOROUGH | Total installed biomass capacity (MW) | KNARE_111 | 0.475 | 0.475 | 0.475 | 0.475 | 0.475 | 0.475 | 0.475 | 0.475 | 0.475 | 0.475 | 0.475 | 0.475 | 0.475 | 0.475 | 0.475 | 0.475 | 0.475 | 0.475 | 0.475 | 0.475 | 0.475 | 0.475 | 0.475 | 0.475 | 0.475 | 0.475 | 0.475 | 0.475 | 0.475 | 0.475 | 0.475 | 0.475 | NPgN | GSP | NG FES - Steady Progression | Total installed biomass capacity (MW)
NG FES - Steady Progression | Gen_BB010 | MW | NPgN | LACKENBY | Total installed biomass capacity (MW) | LACK_6 | 0.39 | 0.39 | 0.39 | 0.39 | 0.39 | 0.39 | 0.39 | 0.39 | 0.39 | 0.39 | 0.39 | 0.39 | 0.39 | 0.39 | 0.39 | 0.39 | 0.39 | 0.39 | 0.39 | 0.39 | 0.39 | 0.39 | 0.39 | 0.39 | 0.39 | 0.39 | 0.39 | 0.39 | 0.39 | 0.39 | 0.39 | 0.39 | NPgN | GSP | NG FES - Steady Progression | Total installed biomass capacity (MW)
NG FES - Steady Progression | Gen_BB010 | MW | NPgN | NORTON | Total installed biomass capacity (MW) | NORT_1 | 0 | 0 | 0 | 0 | 0 | 0 | 0 | 0 | 0 | 0 | 0 | 0 | 0 | 0 | 0 | 0 | 0 | 0 | 0 | 0 | 0 | 0 | 0 | 0 | 0 | 0 | 0 | 0 | 0 | 0 | 0 | 0 | NPgN | GSP | NG FES - Steady Progression | Total installed biomass capacity (MW)
NG FES - Steady Progression | Gen_BB010 | MW | NPgN | OFFERTON | Total installed biomass capacity (MW) | OFFE_3 | 0 | 0 | 0 | 0 | 0 | 0 | 0 | 0 | 0 | 0 | 0 | 0 | 0 | 0 | 0 | 0 | 0 | 0 | 0 | 0 | 0 | 0 | 0 | 0 | 0 | 0 | 0 | 0 | 0 | 0 | 0 | 0 | NPgN | GSP | NG FES - Steady Progression | Total installed biomass capacity (MW)
NG FES - Steady Progression | Gen_BB010 | MW | NPgN | OSBALDWICK | Total installed biomass capacity (MW) | OSBA_1 | 0.5 | 0.5 | 0.5 | 0.5 | 0.5 | 0.5 | 0.5 | 0.5 | 0.5 | 0.5 | 0.5 | 0.5 | 0.5 | 0.5 | 0.5 | 0.5 | 0.5 | 0.5 | 0.5 | 0.5 | 0.5 | 0.5 | 0.5 | 0.5 | 0.5 | 0.5 | 0.5 | 0.5 | 0.5 | 0.5 | 0.5 | 0.5 | NPgN | GSP | NG FES - Steady Progression | Total installed biomass capacity (MW)
NG FES - Steady Progression | Gen_BB010 | MW | NPgN | POPPLETON | Total installed biomass capacity (MW) | POPP_3 | 0 | 0 | 0 | 0 | 0 | 0 | 0 | 0 | 0 | 0 | 0 | 0 | 0 | 0 | 0 | 0 | 0 | 0 | 0 | 0 | 0 | 0 | 0 | 0 | 0 | 0 | 0 | 0 | 0 | 0 | 0 | 0 | NPgN | GSP | NG FES - Steady Progression | Total installed biomass capacity (MW)
NG FES - Steady Progression | Gen_BB010 | MW | NPgN | SALTHOLME | Total installed biomass capacity (MW) | SALH_1 | 49 | 49 | 49 | 49 | 49 | 49 | 49 | 49 | 49 | 49 | 49 | 49 | 49 | 49 | 49 | 49 | 49 | 49 | 49 | 49 | 49 | 49 | 49 | 49 | 49 | 49 | 49 | 49 | 49 | 49 | 49 | 49 | NPgN | GSP | NG FES - Steady Progression | Total installed biomass capacity (MW)
NG FES - Steady Progression | Gen_BB010 | MW | NPgN | SOUTH SHIELDS | Total installed biomass capacity (MW) | SSHI_3 | 0 | 0 | 0 | 0 | 0 | 0 | 0 | 0 | 0 | 0 | 0 | 0 | 0 | 0 | 0 | 0 | 0 | 0 | 0 | 0 | 0 | 0 | 0 | 0 | 0 | 0 | 0 | 0 | 0 | 0 | 0 | 0 | NPgN | GSP | NG FES - Steady Progression | Total installed biomass capacity (MW)
NG FES - Steady Progression | Gen_BB010 | MW | NPgN | SPADEADAM | Total installed biomass capacity (MW) | KIELD01 and SPAD20 | 0 | 0 | 0 | 0 | 0 | 0 | 0 | 0 | 0 | 0 | 0 | 0 | 0 | 0 | 0 | 0 | 0 | 0 | 0 | 0 | 0 | 0 | 0 | 0 | 0 | 0 | 0 | 0 | 0 | 0 | 0 | 0 | NPgN | GSP | NG FES - Steady Progression | Total installed biomass capacity (MW)
NG FES - Steady Progression | Gen_BB010 | MW | NPgN | SPENNYMOOR | Total installed biomass capacity (MW) | SPEN_1 | 17.545 | 17.545 | 17.545 | 17.545 | 17.545 | 17.545 | 17.545 | 17.545 | 17.545 | 17.545 | 17.545 | 17.545 | 17.545 | 17.545 | 17.545 | 17.545 | 17.545 | 17.545 | 17.545 | 17.545 | 17.545 | 17.545 | 17.545 | 17.545 | 17.545 | 17.545 | 17.545 | 17.545 | 17.545 | 17.545 | 17.545 | 17.545 | NPgN | GSP | NG FES - Steady Progression | Total installed biomass capacity (MW)
NG FES - Steady Progression | Gen_BB010 | MW | NPgN | STELLA NORTH | Total installed biomass capacity (MW) | STEN_1 | 0 | 0 | 0 | 0 | 0 | 0 | 0 | 0 | 0 | 0 | 0 | 0 | 0 | 0 | 0 | 0 | 0 | 0 | 0 | 0 | 0 | 0 | 0 | 0 | 0 | 0 | 0 | 0 | 0 | 0 | 0 | 0 | NPgN | GSP | NG FES - Steady Progression | Total installed biomass capacity (MW)
NG FES - Steady Progression | Gen_BB010 | MW | NPgN | STELLA SOUTH | Total installed biomass capacity (MW) | STES_1 | 3.5 | 3.5 | 3.5 | 3.5 | 3.5 | 3.5 | 3.5 | 3.5 | 3.5 | 3.5 | 3.5 | 3.5 | 3.5 | 3.5 | 3.5 | 3.5 | 3.5 | 3.5 | 3.5 | 3.5 | 3.5 | 3.5 | 3.5 | 3.5 | 3.5 | 3.5 | 3.5 | 3.5 | 3.5 | 3.5 | 3.5 | 3.5 | NPgN | GSP | NG FES - Steady Progression | Total installed biomass capacity (MW)
NG FES - Steady Progression | Gen_BB010 | MW | NPgN | TYNEMOUTH | Total installed biomass capacity (MW) | TYNE_1 | 0 | 0 | 0 | 0 | 0 | 0 | 0 | 0 | 0 | 0 | 0 | 0 | 0 | 0 | 0 | 0 | 0 | 0 | 0 | 0 | 0 | 0 | 0 | 0 | 0 | 0 | 0 | 0 | 0 | 0 | 0 | 0 | NPgN | GSP | NG FES - Steady Progression | Total installed biomass capacity (MW)
NG FES - Steady Progression | Gen_BB010 | MW | NPgN | WEST BOLDON | Total installed biomass capacity (MW) | WBOL_6 | 0 | 0 | 0 | 0 | 0 | 0 | 0 | 0 | 0 | 0 | 0 | 0 | 0 | 0 | 0 | 0 | 0 | 0 | 0 | 0 | 0 | 0 | 0 | 0 | 0 | 0 | 0 | 0 | 0 | 0 | 0 | 0 | NPgN | GSP | NG FES - Steady Progression | Total installed biomass capacity (MW)
NG FES - Steady Progression | Gen_BB010 | MW | NPgY | BRADFORD WEST | Total installed biomass capacity (MW) | BRAW_1 | 0 | 0 | 0.417 | 0.834 | 1.251 | 1.667 | 2.084 | 2.084 | 2.084 | 2.084 | 2.084 | 2.084 | 2.084 | 2.084 | 2.084 | 2.084 | 2.084 | 2.084 | 2.084 | 2.084 | 2.084 | 2.084 | 2.084 | 2.084 | 2.084 | 2.084 | 2.084 | 2.084 | 2.084 | 2.084 | 2.084 | 2.084 | NPgY | GSP | NG FES - Steady Progression | Total installed biomass capacity (MW)
NG FES - Steady Progression | Gen_BB010 | MW | NPgY | CAMBLESFORTH | Total installed biomass capacity (MW) | CAMB_01 | 0 | 0 | 0.072 | 0.143 | 0.215 | 0.286 | 0.358 | 0.358 | 0.358 | 0.358 | 0.358 | 0.358 | 0.358 | 0.358 | 0.358 | 0.358 | 0.358 | 0.358 | 0.358 | 0.358 | 0.358 | 0.358 | 0.358 | 0.358 | 0.358 | 0.358 | 0.358 | 0.358 | 0.358 | 0.358 | 0.358 | 0.358 | NPgY | GSP | NG FES - Steady Progression | Total installed biomass capacity (MW)
NG FES - Steady Progression | Gen_BB010 | MW | NPgY | CREYKE BECK | Total installed biomass capacity (MW) | CREB_1 | 34.728 | 34.728 | 37.757 | 40.785 | 43.814 | 46.843 | 49.872 | 49.872 | 49.872 | 49.872 | 49.872 | 49.872 | 49.872 | 49.872 | 49.872 | 49.872 | 49.872 | 49.872 | 49.872 | 49.872 | 49.872 | 49.872 | 49.872 | 49.872 | 49.872 | 49.872 | 49.872 | 49.872 | 49.872 | 49.872 | 49.872 | 49.872 | NPgY | GSP | NG FES - Steady Progression | Total installed biomass capacity (MW)
NG FES - Steady Progression | Gen_BB010 | MW | NPgY | DRAX | Total installed biomass capacity (MW) | DRAX_YEDL | 0 | 0 | 0.364 | 0.728 | 1.091 | 1.455 | 1.819 | 1.819 | 1.819 | 1.819 | 1.819 | 1.819 | 1.819 | 1.819 | 1.819 | 1.819 | 1.819 | 1.819 | 1.819 | 1.819 | 1.819 | 1.819 | 1.819 | 1.819 | 1.819 | 1.819 | 1.819 | 1.819 | 1.819 | 1.819 | 1.819 | 1.819 | NPgY | GSP | NG FES - Steady Progression | Total installed biomass capacity (MW)
NG FES - Steady Progression | Gen_BB010 | MW | NPgY | ELLAND | Total installed biomass capacity (MW) | ELLA_1 | 0 | 0 | 0.412 | 0.824 | 1.236 | 1.648 | 2.06 | 2.06 | 2.06 | 2.06 | 2.06 | 2.06 | 2.06 | 2.06 | 2.06 | 2.06 | 2.06 | 2.06 | 2.06 | 2.06 | 2.06 | 2.06 | 2.06 | 2.06 | 2.06 | 2.06 | 2.06 | 2.06 | 2.06 | 2.06 | 2.06 | 2.06 | NPgY | GSP | NG FES - Steady Progression | Total installed biomass capacity (MW)
NG FES - Steady Progression | Gen_BB010 | MW | NPgY | FERRYBRIDGE A | Total installed biomass capacity (MW) | FERRA2 | 2.4 | 2.4 | 2.996 | 3.592 | 4.188 | 4.783 | 5.379 | 5.379 | 5.379 | 5.379 | 5.379 | 5.379 | 5.379 | 5.379 | 5.379 | 5.379 | 5.379 | 5.379 | 5.379 | 5.379 | 5.379 | 5.379 | 5.379 | 5.379 | 5.379 | 5.379 | 5.379 | 5.379 | 5.379 | 5.379 | 5.379 | 5.379 | NPgY | GSP | NG FES - Steady Progression | Total installed biomass capacity (MW)
NG FES - Steady Progression | Gen_BB010 | MW | NPgY | FERRYBRIDGE B | Total installed biomass capacity (MW) | FERRB9 | 5.11 | 5.11 | 6.637 | 8.164 | 9.691 | 11.219 | 12.746 | 12.746 | 12.746 | 12.746 | 12.746 | 12.746 | 12.746 | 12.746 | 12.746 | 12.746 | 12.746 | 12.746 | 12.746 | 12.746 | 12.746 | 12.746 | 12.746 | 12.746 | 12.746 | 12.746 | 12.746 | 12.746 | 12.746 | 12.746 | 12.746 | 12.746 | NPgY | GSP | NG FES - Steady Progression | Total installed biomass capacity (MW)
NG FES - Steady Progression | Gen_BB010 | MW | NPgY | GRIMSBY WEST | Total installed biomass capacity (MW) | GRIW_1 | 0.5 | 0.5 | 1.48 | 2.461 | 3.441 | 4.421 | 5.401 | 5.401 | 5.401 | 5.401 | 5.401 | 5.401 | 5.401 | 5.401 | 5.401 | 5.401 | 5.401 | 5.401 | 5.401 | 5.401 | 5.401 | 5.401 | 5.401 | 5.401 | 5.401 | 5.401 | 5.401 | 5.401 | 5.401 | 5.401 | 5.401 | 5.401 | NPgY | GSP | NG FES - Steady Progression | Total installed biomass capacity (MW)
NG FES - Steady Progression | Gen_BB010 | MW | NPgY | JORDANTHORPE | Total installed biomass capacity (MW) | JORD_3 | 0 | 0 | 0.046 | 0.093 | 0.139 | 0.186 | 0.232 | 0.232 | 0.232 | 0.232 | 0.232 | 0.232 | 0.232 | 0.232 | 0.232 | 0.232 | 0.232 | 0.232 | 0.232 | 0.232 | 0.232 | 0.232 | 0.232 | 0.232 | 0.232 | 0.232 | 0.232 | 0.232 | 0.232 | 0.232 | 0.232 | 0.232 | NPgY | GSP | NG FES - Steady Progression | Total installed biomass capacity (MW)
NG FES - Steady Progression | Gen_BB010 | MW | NPgY | KEADBY | Total installed biomass capacity (MW) | KEAD_YEDL | 63.554 | 63.554 | 68.605 | 73.656 | 78.707 | 83.758 | 88.809 | 88.809 | 88.809 | 88.809 | 88.809 | 88.809 | 88.809 | 88.809 | 88.809 | 88.809 | 88.809 | 88.809 | 88.809 | 88.809 | 88.809 | 88.809 | 88.809 | 88.809 | 88.809 | 88.809 | 88.809 | 88.809 | 88.809 | 88.809 | 88.809 | 88.809 | NPgY | GSP | NG FES - Steady Progression | Total installed biomass capacity (MW)
NG FES - Steady Progression | Gen_BB010 | MW | NPgY | KIRKSTALL B | Total installed biomass capacity (MW) | KIRKB1 | 0 | 0 | 0.172 | 0.344 | 0.516 | 0.688 | 0.86 | 0.86 | 0.86 | 0.86 | 0.86 | 0.86 | 0.86 | 0.86 | 0.86 | 0.86 | 0.86 | 0.86 | 0.86 | 0.86 | 0.86 | 0.86 | 0.86 | 0.86 | 0.86 | 0.86 | 0.86 | 0.86 | 0.86 | 0.86 | 0.86 | 0.86 | NPgY | GSP | NG FES - Steady Progression | Total installed biomass capacity (MW)
NG FES - Steady Progression | Gen_BB010 | MW | NPgY | NEEPSEND | Total installed biomass capacity (MW) | NEEP_3 | 0 | 0 | 0.016 | 0.032 | 0.048 | 0.064 | 0.08 | 0.08 | 0.08 | 0.08 | 0.08 | 0.08 | 0.08 | 0.08 | 0.08 | 0.08 | 0.08 | 0.08 | 0.08 | 0.08 | 0.08 | 0.08 | 0.08 | 0.08 | 0.08 | 0.08 | 0.08 | 0.08 | 0.08 | 0.08 | 0.08 | 0.08 | NPgY | GSP | NG FES - Steady Progression | Total installed biomass capacity (MW)
NG FES - Steady Progression | Gen_BB010 | MW | NPgY | NORTON LEES | Total installed biomass capacity (MW) | NORL_3 | 0 | 0 | 0 | 0 | 0 | 0 | 0 | 0 | 0 | 0 | 0 | 0 | 0 | 0 | 0 | 0 | 0 | 0 | 0 | 0 | 0 | 0 | 0 | 0 | 0 | 0 | 0 | 0 | 0 | 0 | 0 | 0 | NPgY | GSP | NG FES - Steady Progression | Total installed biomass capacity (MW)
NG FES - Steady Progression | Gen_BB010 | MW | NPgY | PITSMOOR 3/4 | Total installed biomass capacity (MW) | PITS_BB_B | 0 | 0 | 0 | 0 | 0 | 0.001 | 0.001 | 0.001 | 0.001 | 0.001 | 0.001 | 0.001 | 0.001 | 0.001 | 0.001 | 0.001 | 0.001 | 0.001 | 0.001 | 0.001 | 0.001 | 0.001 | 0.001 | 0.001 | 0.001 | 0.001 | 0.001 | 0.001 | 0.001 | 0.001 | 0.001 | 0.001 | NPgY | GSP | NG FES - Steady Progression | Total installed biomass capacity (MW)
NG FES - Steady Progression | Gen_BB010 | MW | NPgY | SALTEND NORTH | Total installed biomass capacity (MW) | SALT_1 | 0 | 0 | 0.002 | 0.004 | 0.006 | 0.008 | 0.009 | 0.009 | 0.009 | 0.009 | 0.009 | 0.009 | 0.009 | 0.009 | 0.009 | 0.009 | 0.009 | 0.009 | 0.009 | 0.009 | 0.009 | 0.009 | 0.009 | 0.009 | 0.009 | 0.009 | 0.009 | 0.009 | 0.009 | 0.009 | 0.009 | 0.009 | NPgY | GSP | NG FES - Steady Progression | Total installed biomass capacity (MW)
NG FES - Steady Progression | Gen_BB010 | MW | NPgY | SHEFFIELD CITY | Total installed biomass capacity (MW) | SHEC_3 | 0 | 0 | 0.003 | 0.007 | 0.01 | 0.013 | 0.017 | 0.017 | 0.017 | 0.017 | 0.017 | 0.017 | 0.017 | 0.017 | 0.017 | 0.017 | 0.017 | 0.017 | 0.017 | 0.017 | 0.017 | 0.017 | 0.017 | 0.017 | 0.017 | 0.017 | 0.017 | 0.017 | 0.017 | 0.017 | 0.017 | 0.017 | NPgY | GSP | NG FES - Steady Progression | Total installed biomass capacity (MW)
NG FES - Steady Progression | Gen_BB010 | MW | NPgY | SKELTON GRANGE | Total installed biomass capacity (MW) | SKLGB1 | 0.903 | 0.903 | 1.349 | 1.796 | 2.242 | 2.689 | 3.135 | 3.135 | 3.135 | 3.135 | 3.135 | 3.135 | 3.135 | 3.135 | 3.135 | 3.135 | 3.135 | 3.135 | 3.135 | 3.135 | 3.135 | 3.135 | 3.135 | 3.135 | 3.135 | 3.135 | 3.135 | 3.135 | 3.135 | 3.135 | 3.135 | 3.135 | NPgY | GSP | NG FES - Steady Progression | Total installed biomass capacity (MW)
NG FES - Steady Progression | Gen_BB010 | MW | NPgY | TEMPLEBOROUGH 275/33KV | Total installed biomass capacity (MW) | TEMP_3 | 0 | 0 | 0.012 | 0.024 | 0.037 | 0.049 | 0.061 | 0.061 | 0.061 | 0.061 | 0.061 | 0.061 | 0.061 | 0.061 | 0.061 | 0.061 | 0.061 | 0.061 | 0.061 | 0.061 | 0.061 | 0.061 | 0.061 | 0.061 | 0.061 | 0.061 | 0.061 | 0.061 | 0.061 | 0.061 | 0.061 | 0.061 | NPgY | GSP | NG FES - Steady Progression | Total installed biomass capacity (MW)
NG FES - Steady Progression | Gen_BB010 | MW | NPgY | THURCROFT | Total installed biomass capacity (MW) | THUR_6 | 0 | 0 | 1.274 | 2.548 | 3.822 | 5.096 | 6.37 | 6.37 | 6.37 | 6.37 | 6.37 | 6.37 | 6.37 | 6.37 | 6.37 | 6.37 | 6.37 | 6.37 | 6.37 | 6.37 | 6.37 | 6.37 | 6.37 | 6.37 | 6.37 | 6.37 | 6.37 | 6.37 | 6.37 | 6.37 | 6.37 | 6.37 | NPgY | GSP | NG FES - Steady Progression | Total installed biomass capacity (MW)
NG FES - Steady Progression | Gen_BB010 | MW | NPgY | WEST MELTON / THORPE MARSH | Total installed biomass capacity (MW) | WMEL_THOM | 32 | 32 | 33.162 | 34.325 | 35.487 | 36.65 | 37.812 | 37.812 | 37.812 | 37.812 | 37.812 | 37.812 | 37.812 | 37.812 | 37.812 | 37.812 | 37.812 | 37.812 | 37.812 | 37.812 | 37.812 | 37.812 | 37.812 | 37.812 | 37.812 | 37.812 | 37.812 | 37.812 | 37.812 | 37.812 | 37.812 | 37.812 | NPgY | GSP | NG FES - Steady Progression | Total installed biomass capacity (MW)
NG FES - Steady Progression | Gen_BB010 | MW | NPgY | WEST MELTON SECTION 3 | Total installed biomass capacity (MW) | WMEL_BB3 | 9.88 | 9.88 | 11.124 | 12.369 | 13.613 | 14.857 | 16.102 | 16.102 | 16.102 | 16.102 | 16.102 | 16.102 | 16.102 | 16.102 | 16.102 | 16.102 | 16.102 | 16.102 | 16.102 | 16.102 | 16.102 | 16.102 | 16.102 | 16.102 | 16.102 | 16.102 | 16.102 | 16.102 | 16.102 | 16.102 | 16.102 | 16.102 | NPgY | GSP | NG FES - Steady Progression | Total installed biomass capacity (MW)
NG FES - Steady Progression | Gen_BB010 | MW | NPgY | WINCOBANK | Total installed biomass capacity (MW) | WIBA_3 | 42.75 | 42.75 | 42.793 | 42.837 | 42.88 | 42.923 | 42.967 | 42.967 | 42.967 | 42.967 | 42.967 | 42.967 | 42.967 | 42.967 | 42.967 | 42.967 | 42.967 | 42.967 | 42.967 | 42.967 | 42.967 | 42.967 | 42.967 | 42.967 | 42.967 | 42.967 | 42.967 | 42.967 | 42.967 | 42.967 | 42.967 | 42.967 | NPgY | GSP | NG FES - Steady Progression | Total installed biomass capacity (MW)
NG FES - Steady Progression | Gen_BB000_NPgAggregate | MW | NPgN | BLYTH 66kV | Total installed generation capacity (MW) | BLYTB1 | 148.4 | 148.471 | 153.171 | 158.152 | 163.697 | 166.98 | 170.978 | 175.349 | 180.378 | 185.574 | 190.997 | 196.972 | 201.72 | 206.358 | 210.198 | 214.222 | 217.515 | 219.347 | 221.167 | 222.865 | 224.487 | 226.384 | 228.231 | 229.919 | 231.639 | 233.356 | 235.016 | 236.719 | 238.715 | 240.552 | 242.579 | 244.775 | NPgN | GSP | NG FES - Steady Progression | Total installed generation capacity (MW)
NG FES - Steady Progression | Gen_BB000_NPgAggregate | MW | NPgN | BLYTH 132kV | Total installed generation capacity (MW) | BLYTH132 | 492.747 | 492.785 | 500.706 | 508.8 | 517.251 | 522.624 | 529.259 | 535.068 | 541.452 | 548.06 | 555.136 | 562.885 | 568.494 | 573.938 | 577.946 | 582.331 | 585.291 | 585.49 | 585.678 | 585.633 | 585.497 | 585.86 | 586.138 | 586.133 | 586.186 | 586.238 | 586.201 | 586.195 | 586.545 | 586.599 | 586.976 | 587.636 | NPgN | GSP | NG FES - Steady Progression | Total installed generation capacity (MW)
NG FES - Steady Progression | Gen_BB000_NPgAggregate | MW | NPgN | FOURSTONES | Total installed generation capacity (MW) | FOUR_1 | 91.465 | 91.436 | 91.865 | 92.363 | 93.006 | 93.323 | 93.704 | 94.071 | 94.475 | 94.886 | 95.317 | 95.803 | 96.183 | 96.558 | 96.858 | 97.184 | 97.422 | 97.499 | 97.577 | 97.642 | 97.706 | 97.797 | 97.883 | 97.953 | 98.024 | 98.091 | 98.15 | 98.215 | 98.327 | 98.423 | 98.536 | 98.664 | NPgN | GSP | NG FES - Steady Progression | Total installed generation capacity (MW)
NG FES - Steady Progression | Gen_BB000_NPgAggregate | MW | NPgN | HARTMOOR | Total installed generation capacity (MW) | HARM_6 | 57.255 | 57.25 | 59.541 | 61.989 | 64.758 | 66.363 | 68.321 | 70.158 | 72.178 | 74.268 | 76.473 | 78.932 | 80.793 | 82.607 | 84.021 | 85.539 | 86.661 | 87.014 | 87.363 | 87.646 | 87.902 | 88.296 | 88.664 | 88.951 | 89.25 | 89.544 | 89.806 | 90.087 | 90.519 | 90.869 | 91.31 | 91.778 | NPgN | GSP | NG FES - Steady Progression | Total installed generation capacity (MW)
NG FES - Steady Progression | Gen_BB000_NPgAggregate | MW | NPgN | HAWTHORN PIT GRID | Total installed generation capacity (MW) | HAWP_6 | 44.635 | 44.552 | 46.972 | 49.547 | 52.434 | 54.127 | 56.19 | 58.205 | 60.439 | 62.755 | 65.186 | 67.899 | 69.978 | 72.001 | 73.609 | 75.313 | 76.632 | 77.18 | 77.723 | 78.201 | 78.64 | 79.22 | 79.772 | 80.24 | 80.723 | 81.201 | 81.647 | 82.115 | 82.735 | 83.271 | 83.904 | 84.494 | NPgN | GSP | NG FES - Steady Progression | Total installed generation capacity (MW)
NG FES - Steady Progression | Gen_BB000_NPgAggregate | MW | NPgN | KNARESBOROUGH | Total installed generation capacity (MW) | KNARE_111 | 101.417 | 101.46 | 110.778 | 120.529 | 131.166 | 137.578 | 145.458 | 152.431 | 160.047 | 167.915 | 176.292 | 185.546 | 192.31 | 198.88 | 203.781 | 209.117 | 212.798 | 213.265 | 213.723 | 213.906 | 213.979 | 214.627 | 215.17 | 215.378 | 215.643 | 215.894 | 216.025 | 216.215 | 216.922 | 217.287 | 218.028 | 219.073 | NPgN | GSP | NG FES - Steady Progression | Total installed generation capacity (MW)
NG FES - Steady Progression | Gen_BB000_NPgAggregate | MW | NPgN | LACKENBY | Total installed generation capacity (MW) | LACK_6 | 129.492 | 129.211 | 131.772 | 134.585 | 137.911 | 139.746 | 141.963 | 144.26 | 146.823 | 149.477 | 152.24 | 155.35 | 157.81 | 160.215 | 162.191 | 164.272 | 165.945 | 166.815 | 167.678 | 168.472 | 169.229 | 170.133 | 171.007 | 171.793 | 172.59 | 173.379 | 174.13 | 174.912 | 175.894 | 176.792 | 177.79 | 177.469 | NPgN | GSP | NG FES - Steady Progression | Total installed generation capacity (MW)
NG FES - Steady Progression | Gen_BB000_NPgAggregate | MW | NPgN | NORTON | Total installed generation capacity (MW) | NORT_1 | 218.008 | 218.158 | 237.448 | 257.65 | 279.716 | 293.022 | 309.352 | 324.057 | 340.174 | 356.846 | 374.563 | 394.166 | 408.636 | 422.708 | 433.342 | 444.871 | 453.003 | 454.536 | 456.043 | 456.987 | 457.703 | 459.603 | 461.288 | 462.284 | 463.4 | 464.489 | 465.331 | 466.298 | 468.344 | 469.686 | 471.806 | 474.17 | NPgN | GSP | NG FES - Steady Progression | Total installed generation capacity (MW)
NG FES - Steady Progression | Gen_BB000_NPgAggregate | MW | NPgN | OFFERTON | Total installed generation capacity (MW) | OFFE_3 | 6.46 | 6.489 | 6.719 | 7.052 | 7.597 | 7.797 | 8.024 | 8.516 | 8.893 | 9.279 | 9.659 | 10.109 | 10.513 | 10.913 | 11.284 | 11.661 | 12.013 | 12.315 | 12.614 | 12.909 | 13.199 | 13.498 | 13.793 | 14.08 | 14.365 | 14.646 | 14.918 | 15.201 | 15.539 | 15.871 | 16.212 | 16.483 | NPgN | GSP | NG FES - Steady Progression | Total installed generation capacity (MW)
NG FES - Steady Progression | Gen_BB000_NPgAggregate | MW | NPgN | OSBALDWICK | Total installed generation capacity (MW) | OSBA_1 | 82.74 | 82.489 | 105.152 | 128.594 | 153.624 | 169.084 | 188.137 | 204.915 | 223.312 | 242.316 | 262.594 | 284.87 | 301.03 | 316.7 | 328.288 | 340.915 | 349.549 | 350.393 | 351.201 | 351.344 | 351.2 | 352.46 | 353.465 | 353.658 | 354.003 | 354.33 | 354.381 | 354.551 | 355.862 | 356.333 | 357.724 | 359.731 | NPgN | GSP | NG FES - Steady Progression | Total installed generation capacity (MW)
NG FES - Steady Progression | Gen_BB000_NPgAggregate | MW | NPgN | POPPLETON | Total installed generation capacity (MW) | POPP_3 | 11.541 | 11.563 | 12.299 | 13.14 | 14.191 | 14.724 | 15.368 | 16.004 | 16.703 | 17.418 | 18.16 | 18.996 | 19.643 | 20.273 | 20.778 | 21.312 | 21.729 | 21.914 | 22.096 | 22.258 | 22.408 | 22.598 | 22.779 | 22.933 | 23.089 | 23.24 | 23.377 | 23.526 | 23.746 | 23.942 | 24.166 | 24.417 | NPgN | GSP | NG FES - Steady Progression | Total installed generation capacity (MW)
NG FES - Steady Progression | Gen_BB000_NPgAggregate | MW | NPgN | SALTHOLME | Total installed generation capacity (MW) | SALH_1 | 213.341 | 313.242 | 313.415 | 313.602 | 313.818 | 313.939 | 314.087 | 314.217 | 314.359 | 314.505 | 314.66 | 314.832 | 314.957 | 315.08 | 315.172 | 315.273 | 315.339 | 315.341 | 315.344 | 315.34 | 315.336 | 315.343 | 315.348 | 315.347 | 315.346 | 315.345 | 315.341 | 315.339 | 315.349 | 315.352 | 315.363 | 308.813 | NPgN | GSP | NG FES - Steady Progression | Total installed generation capacity (MW)
NG FES - Steady Progression | Gen_BB000_NPgAggregate | MW | NPgN | SOUTH SHIELDS | Total installed generation capacity (MW) | SSHI_3 | 3.818 | 3.844 | 3.903 | 4.077 | 4.487 | 4.574 | 4.661 | 4.966 | 5.191 | 5.414 | 5.621 | 5.877 | 6.134 | 6.392 | 6.649 | 6.906 | 7.162 | 7.419 | 7.674 | 7.929 | 8.182 | 8.435 | 8.684 | 8.931 | 9.174 | 9.412 | 9.641 | 9.883 | 10.177 | 10.472 | 10.769 | 11.067 | NPgN | GSP | NG FES - Steady Progression | Total installed generation capacity (MW)
NG FES - Steady Progression | Gen_BB000_NPgAggregate | MW | NPgN | SPADEADAM | Total installed generation capacity (MW) | KIELD01 and SPAD20 | 6.69 | 6.688 | 7.016 | 7.371 | 7.782 | 8.013 | 8.295 | 8.599 | 8.92 | 9.25 | 9.597 | 9.979 | 10.275 | 10.567 | 10.8 | 11.05 | 11.239 | 11.311 | 11.382 | 11.444 | 11.504 | 11.585 | 11.662 | 11.727 | 11.794 | 11.86 | 11.922 | 11.986 | 12.075 | 12.151 | 12.241 | 12.343 | NPgN | GSP | NG FES - Steady Progression | Total installed generation capacity (MW)
NG FES - Steady Progression | Gen_BB000_NPgAggregate | MW | NPgN | SPENNYMOOR | Total installed generation capacity (MW) | SPEN_1 | 123.404 | 123.032 | 138.239 | 153.956 | 170.719 | 181.118 | 193.918 | 205.316 | 217.829 | 230.784 | 244.597 | 259.809 | 270.942 | 281.756 | 289.843 | 298.635 | 304.74 | 305.617 | 306.473 | 306.885 | 307.115 | 308.287 | 309.293 | 309.758 | 310.325 | 310.883 | 311.259 | 311.714 | 312.929 | 313.583 | 314.854 | 316.665 | NPgN | GSP | NG FES - Steady Progression | Total installed generation capacity (MW)
NG FES - Steady Progression | Gen_BB000_NPgAggregate | MW | NPgN | STELLA NORTH | Total installed generation capacity (MW) | STEN_1 | 38.33 | 38.423 | 39.661 | 41.346 | 43.942 | 44.949 | 46.124 | 48.087 | 49.703 | 51.333 | 52.965 | 54.855 | 56.464 | 58.053 | 59.452 | 60.901 | 62.161 | 63.055 | 63.946 | 64.803 | 65.643 | 66.543 | 67.424 | 68.256 | 69.081 | 69.886 | 70.65 | 71.46 | 72.511 | 73.528 | 74.591 | 74.824 | NPgN | GSP | NG FES - Steady Progression | Total installed generation capacity (MW)
NG FES - Steady Progression | Gen_BB000_NPgAggregate | MW | NPgN | STELLA SOUTH | Total installed generation capacity (MW) | STES_1 | 54.174 | 53.89 | 61.351 | 69.116 | 77.502 | 82.628 | 88.926 | 94.711 | 101.113 | 107.734 | 114.767 | 122.513 | 128.267 | 133.866 | 138.134 | 142.747 | 146.051 | 146.804 | 147.548 | 148.076 | 148.515 | 149.414 | 150.231 | 150.784 | 151.386 | 151.982 | 152.486 | 153.036 | 153.982 | 154.657 | 155.634 | 156.876 | NPgN | GSP | NG FES - Steady Progression | Total installed generation capacity (MW)
NG FES - Steady Progression | Gen_BB000_NPgAggregate | MW | NPgN | TYNEMOUTH | Total installed generation capacity (MW) | TYNE_1 | 53.878 | 53.955 | 54.414 | 55.152 | 56.455 | 56.88 | 57.35 | 58.137 | 59.025 | 59.925 | 60.797 | 61.834 | 62.784 | 63.719 | 64.607 | 65.491 | 66.361 | 67.177 | 67.988 | 68.792 | 69.576 | 70.37 | 71.154 | 71.922 | 72.683 | 73.432 | 74.16 | 74.917 | 75.815 | 76.706 | 77.612 | 78.048 | NPgN | GSP | NG FES - Steady Progression | Total installed generation capacity (MW)
NG FES - Steady Progression | Gen_BB000_NPgAggregate | MW | NPgN | WEST BOLDON | Total installed generation capacity (MW) | WBOL_6 | 28.975 | 29.081 | 30.194 | 31.671 | 33.886 | 34.791 | 35.838 | 37.212 | 38.761 | 40.347 | 41.932 | 43.784 | 45.39 | 46.969 | 48.394 | 49.846 | 51.171 | 52.226 | 53.277 | 54.302 | 55.302 | 56.35 | 57.38 | 58.372 | 59.359 | 60.331 | 61.27 | 62.249 | 63.428 | 64.579 | 65.77 | 66.969 | NPgN | GSP | NG FES - Steady Progression | Total installed generation capacity (MW)
NG FES - Steady Progression | Gen_BB000_NPgAggregate | MW | NPgY | BRADFORD WEST | Total installed generation capacity (MW) | BRAW_1 | 68.77 | 72.158 | 74.471 | 78.145 | 87.964 | 91.266 | 95.125 | 99.377 | 103.947 | 108.345 | 112.533 | 117.173 | 121.395 | 125.437 | 128.777 | 132.128 | 135.016 | 136.972 | 138.902 | 140.699 | 142.291 | 144.04 | 145.701 | 147.166 | 148.596 | 149.942 | 151.125 | 152.132 | 153.079 | 155.819 | 158.574 | 161.338 | NPgY | GSP | NG FES - Steady Progression | Total installed generation capacity (MW)
NG FES - Steady Progression | Gen_BB000_NPgAggregate | MW | NPgY | CAMBLESFORTH | Total installed generation capacity (MW) | CAMB_01 | 136.224 | 136.447 | 136.804 | 137.265 | 138.207 | 138.704 | 139.296 | 139.894 | 140.532 | 141.169 | 141.799 | 142.484 | 143.105 | 143.703 | 144.179 | 144.67 | 145.059 | 145.259 | 145.459 | 145.637 | 145.793 | 145.981 | 146.16 | 146.311 | 146.463 | 146.61 | 146.74 | 146.858 | 146.984 | 147.288 | 147.593 | 147.899 | NPgY | GSP | NG FES - Steady Progression | Total installed generation capacity (MW)
NG FES - Steady Progression | Gen_BB000_NPgAggregate | MW | NPgY | CREYKE BECK | Total installed generation capacity (MW) | CREB_1 | 387.87 | 411.317 | 424.414 | 438.083 | 458.09 | 476.119 | 498.188 | 518.71 | 540.191 | 561.766 | 583.59 | 606.172 | 625.936 | 644.65 | 658.221 | 672.258 | 682.321 | 684.755 | 687.176 | 688.716 | 689.204 | 691.137 | 692.738 | 693.262 | 693.973 | 694.669 | 694.987 | 695.195 | 696.226 | 701.47 | 706.75 | 712.027 | NPgY | GSP | NG FES - Steady Progression | Total installed generation capacity (MW)
NG FES - Steady Progression | Gen_BB000_NPgAggregate | MW | NPgY | DRAX | Total installed generation capacity (MW) | DRAX_YEDL | 121.127 | 121.43 | 123.005 | 124.631 | 126.916 | 129.061 | 131.691 | 133.999 | 136.42 | 138.858 | 141.33 | 143.893 | 146.12 | 148.223 | 149.706 | 151.249 | 152.306 | 152.437 | 152.566 | 152.589 | 152.488 | 152.562 | 152.596 | 152.501 | 152.429 | 152.355 | 152.237 | 152.108 | 152.079 | 152.537 | 152.998 | 153.457 | NPgY | GSP | NG FES - Steady Progression | Total installed generation capacity (MW)
NG FES - Steady Progression | Gen_BB000_NPgAggregate | MW | NPgY | ELLAND | Total installed generation capacity (MW) | ELLA_1 | 129.223 | 129.724 | 131.841 | 134.929 | 142.557 | 145.554 | 149.103 | 152.826 | 156.811 | 160.678 | 164.408 | 168.485 | 172.154 | 175.654 | 178.459 | 181.286 | 183.638 | 185.035 | 186.413 | 187.663 | 188.724 | 189.952 | 191.104 | 192.076 | 193.031 | 193.927 | 194.694 | 195.333 | 195.962 | 198.012 | 200.074 | 202.142 | NPgY | GSP | NG FES - Steady Progression | Total installed generation capacity (MW)
NG FES - Steady Progression | Gen_BB000_NPgAggregate | MW | NPgY | FERRYBRIDGE A | Total installed generation capacity (MW) | FERRA2 | 32.867 | 33.064 | 35.648 | 38.277 | 41.926 | 45.446 | 49.761 | 53.702 | 57.836 | 62.005 | 66.229 | 70.607 | 74.428 | 78.038 | 80.638 | 83.323 | 85.24 | 85.671 | 86.097 | 86.351 | 86.395 | 86.722 | 86.985 | 87.038 | 87.131 | 87.224 | 87.247 | 87.256 | 87.434 | 88.39 | 89.353 | 90.316 | NPgY | GSP | NG FES - Steady Progression | Total installed generation capacity (MW)
NG FES - Steady Progression | Gen_BB000_NPgAggregate | MW | NPgY | FERRYBRIDGE B | Total installed generation capacity (MW) | FERRB9 | 309.71 | 310.22 | 316.794 | 323.603 | 333.45 | 342.454 | 353.495 | 363.476 | 373.928 | 384.424 | 395.045 | 406.026 | 415.58 | 424.596 | 431.02 | 437.669 | 442.329 | 443.158 | 443.974 | 444.347 | 444.18 | 444.739 | 445.129 | 444.974 | 444.914 | 444.847 | 444.59 | 444.28 | 444.388 | 446.587 | 448.803 | 451.015 | NPgY | GSP | NG FES - Steady Progression | Total installed generation capacity (MW)
NG FES - Steady Progression | Gen_BB000_NPgAggregate | MW | NPgY | GRIMSBY WEST | Total installed generation capacity (MW) | GRIW_1 | 164.123 | 164.42 | 168.662 | 173.016 | 179.161 | 184.928 | 192.002 | 198.244 | 204.798 | 211.397 | 218.08 | 225.013 | 231.025 | 236.69 | 240.691 | 244.832 | 247.706 | 248.131 | 248.549 | 248.682 | 248.466 | 248.715 | 248.854 | 248.646 | 248.499 | 248.35 | 248.081 | 247.782 | 247.756 | 249.04 | 250.334 | 251.625 | NPgY | GSP | NG FES - Steady Progression | Total installed generation capacity (MW)
NG FES - Steady Progression | Gen_BB000_NPgAggregate | MW | NPgY | JORDANTHORPE | Total installed generation capacity (MW) | JORD_3 | 3.379 | 3.442 | 3.699 | 4.074 | 5.006 | 5.366 | 5.788 | 6.279 | 6.807 | 7.326 | 7.827 | 8.381 | 8.888 | 9.376 | 9.787 | 10.198 | 10.56 | 10.819 | 11.076 | 11.318 | 11.539 | 11.778 | 12.008 | 12.218 | 12.426 | 12.628 | 12.814 | 12.985 | 13.154 | 13.493 | 13.834 | 14.177 | NPgY | GSP | NG FES - Steady Progression | Total installed generation capacity (MW)
NG FES - Steady Progression | Gen_BB000_NPgAggregate | MW | NPgY | KEADBY | Total installed generation capacity (MW) | KEAD_YEDL | 522.225 | 523.6 | 544.667 | 565.084 | 589.239 | 617.859 | 653.217 | 682.975 | 714.029 | 745.402 | 777.487 | 810.274 | 838.397 | 864.807 | 882.614 | 901.267 | 913.139 | 912.087 | 911.021 | 908.484 | 904.266 | 902.496 | 900.215 | 896.18 | 892.516 | 888.914 | 884.803 | 880.693 | 878.157 | 881.118 | 884.112 | 887.071 | NPgY | GSP | NG FES - Steady Progression | Total installed generation capacity (MW)
NG FES - Steady Progression | Gen_BB000_NPgAggregate | MW | NPgY | KIRKSTALL B | Total installed generation capacity (MW) | KIRKB1 | 33.516 | 33.716 | 34.658 | 36.193 | 40.438 | 41.852 | 43.497 | 45.73 | 48.099 | 50.393 | 52.599 | 54.998 | 57.227 | 59.386 | 61.256 | 63.135 | 64.822 | 66.117 | 67.405 | 68.639 | 69.791 | 71.011 | 72.195 | 73.301 | 74.393 | 75.451 | 76.441 | 77.358 | 78.248 | 79.909 | 81.578 | 83.255 | NPgY | GSP | NG FES - Steady Progression | Total installed generation capacity (MW)
NG FES - Steady Progression | Gen_BB000_NPgAggregate | MW | NPgY | NEEPSEND | Total installed generation capacity (MW) | NEEP_3 | 6.078 | 6.16 | 6.33 | 6.758 | 8.271 | 8.533 | 8.816 | 9.251 | 9.73 | 10.176 | 10.575 | 11.053 | 11.51 | 11.955 | 12.375 | 12.786 | 13.193 | 13.582 | 13.965 | 14.342 | 14.701 | 15.061 | 15.41 | 15.745 | 16.069 | 16.376 | 16.661 | 16.912 | 17.134 | 17.62 | 18.108 | 18.599 | NPgY | GSP | NG FES - Steady Progression | Total installed generation capacity (MW)
NG FES - Steady Progression | Gen_BB000_NPgAggregate | MW | NPgY | NORTON LEES | Total installed generation capacity (MW) | NORL_3 | 3.657 | 3.739 | 3.844 | 4.154 | 5.319 | 5.477 | 5.635 | 5.965 | 6.336 | 6.689 | 7.002 | 7.393 | 7.78 | 8.16 | 8.543 | 8.916 | 9.307 | 9.719 | 10.128 | 10.537 | 10.935 | 11.326 | 11.711 | 12.09 | 12.459 | 12.817 | 13.157 | 13.472 | 13.759 | 14.244 | 14.73 | 15.22 | NPgY | GSP | NG FES - Steady Progression | Total installed generation capacity (MW)
NG FES - Steady Progression | Gen_BB000_NPgAggregate | MW | NPgY | PITSMOOR 3/4 | Total installed generation capacity (MW) | PITS_BB_B | 1.02 | 1.056 | 1.101 | 1.277 | 1.989 | 2.068 | 2.148 | 2.301 | 2.472 | 2.623 | 2.749 | 2.909 | 3.065 | 3.219 | 3.373 | 3.523 | 3.679 | 3.843 | 4.005 | 4.166 | 4.322 | 4.473 | 4.62 | 4.763 | 4.899 | 5.027 | 5.144 | 5.245 | 5.328 | 5.534 | 5.741 | 5.95 | NPgY | GSP | NG FES - Steady Progression | Total installed generation capacity (MW)
NG FES - Steady Progression | Gen_BB000_NPgAggregate | MW | NPgY | SALTEND NORTH | Total installed generation capacity (MW) | SALT_1 | 86.282 | 86.511 | 86.602 | 86.864 | 87.773 | 87.916 | 88.063 | 88.337 | 88.646 | 88.945 | 89.218 | 89.557 | 89.896 | 90.236 | 90.572 | 90.91 | 91.242 | 91.566 | 91.891 | 92.214 | 92.535 | 92.854 | 93.169 | 93.479 | 93.782 | 94.076 | 94.357 | 94.618 | 94.859 | 95.253 | 95.647 | 96.044 | NPgY | GSP | NG FES - Steady Progression | Total installed generation capacity (MW)
NG FES - Steady Progression | Gen_BB000_NPgAggregate | MW | NPgY | SHEFFIELD CITY | Total installed generation capacity (MW) | SHEC_3 | 1.411 | 1.454 | 1.522 | 1.855 | 3.255 | 3.398 | 3.546 | 3.78 | 4.036 | 4.24 | 4.397 | 4.594 | 4.783 | 4.967 | 5.144 | 5.315 | 5.488 | 5.663 | 5.832 | 5.997 | 6.152 | 6.301 | 6.44 | 6.568 | 6.683 | 6.781 | 6.856 | 6.897 | 6.903 | 7.158 | 7.413 | 7.67 | NPgY | GSP | NG FES - Steady Progression | Total installed generation capacity (MW)
NG FES - Steady Progression | Gen_BB000_NPgAggregate | MW | NPgY | SKELTON GRANGE | Total installed generation capacity (MW) | SKLGB1 | 110.257 | 115.81 | 118.63 | 122.894 | 133.373 | 136.96 | 141.144 | 146.433 | 152.071 | 157.54 | 162.793 | 168.546 | 173.858 | 178.986 | 183.365 | 187.766 | 191.663 | 194.538 | 197.391 | 200.106 | 202.61 | 205.289 | 207.879 | 210.265 | 212.619 | 214.889 | 216.99 | 218.91 | 220.773 | 224.541 | 228.33 | 232.133 | NPgY | GSP | NG FES - Steady Progression | Total installed generation capacity (MW)
NG FES - Steady Progression | Gen_BB000_NPgAggregate | MW | NPgY | TEMPLEBOROUGH 275/33KV | Total installed generation capacity (MW) | TEMP_3 | 0.358 | 0.368 | 0.426 | 0.489 | 0.589 | 0.671 | 0.768 | 0.886 | 1.01 | 1.136 | 1.263 | 1.397 | 1.52 | 1.639 | 1.738 | 1.838 | 1.923 | 1.978 | 2.032 | 2.084 | 2.131 | 2.184 | 2.236 | 2.284 | 2.332 | 2.381 | 2.428 | 2.474 | 2.524 | 2.593 | 2.663 | 2.733 | NPgY | GSP | NG FES - Steady Progression | Total installed generation capacity (MW)
NG FES - Steady Progression | Gen_BB000_NPgAggregate | MW | NPgY | THURCROFT | Total installed generation capacity (MW) | THUR_6 | 104.278 | 134.588 | 140.039 | 145.488 | 152.702 | 160.099 | 169.195 | 177.159 | 185.503 | 193.917 | 202.465 | 211.283 | 218.907 | 226.078 | 231.088 | 236.279 | 239.826 | 240.191 | 240.547 | 240.534 | 240.071 | 240.213 | 240.218 | 239.776 | 239.42 | 239.07 | 238.577 | 238.061 | 237.918 | 239.347 | 240.789 | 242.225 | NPgY | GSP | NG FES - Steady Progression | Total installed generation capacity (MW)
NG FES - Steady Progression | Gen_BB000_NPgAggregate | MW | NPgY | WEST MELTON / THORPE MARSH | Total installed generation capacity (MW) | WMEL_THOM | 260.17 | 260.796 | 266.013 | 271.902 | 282.089 | 289.253 | 297.969 | 305.98 | 314.432 | 322.859 | 331.29 | 340.152 | 347.917 | 355.263 | 360.635 | 366.162 | 370.2 | 371.354 | 372.49 | 373.282 | 373.644 | 374.542 | 375.296 | 375.616 | 375.985 | 376.318 | 376.463 | 376.505 | 376.799 | 379.147 | 381.512 | 383.876 | NPgY | GSP | NG FES - Steady Progression | Total installed generation capacity (MW)
NG FES - Steady Progression | Gen_BB000_NPgAggregate | MW | NPgY | WEST MELTON SECTION 3 | Total installed generation capacity (MW) | WMEL_BB3 | 101.208 | 101.692 | 107.191 | 113.218 | 123.103 | 130.65 | 139.858 | 148.296 | 157.175 | 166.046 | 174.953 | 184.259 | 192.391 | 200.076 | 205.649 | 211.389 | 215.536 | 216.595 | 217.636 | 218.313 | 218.533 | 219.331 | 219.98 | 220.173 | 220.427 | 220.653 | 220.695 | 220.651 | 220.901 | 223.176 | 225.467 | 227.758 | NPgY | GSP | NG FES - Steady Progression | Total installed generation capacity (MW)
NG FES - Steady Progression | Gen_BB000_NPgAggregate | MW | NPgY | WINCOBANK | Total installed generation capacity (MW) | WIBA_3 | 46.3 | 46.321 | 46.516 | 46.747 | 47.182 | 47.456 | 47.789 | 48.121 | 48.47 | 48.817 | 49.161 | 49.523 | 49.844 | 50.149 | 50.381 | 50.619 | 50.801 | 50.875 | 50.948 | 51.009 | 51.054 | 51.118 | 51.177 | 51.219 | 51.263 | 51.305 | 51.34 | 51.369 | 51.406 | 51.53 | 51.654 | 51.779 | NPgY | GSP | NG FES - Steady Progression | Total installed generation capacity (MW)
NG FES - Steady Progression | Gen_BB018 | MW | NPgN | BLYTH 66kV | Total installed hydro capacity (MW) | BLYTB1 | 0 | 0 | 0.001 | 0.002 | 0.003 | 0.004 | 0.004 | 0.005 | 0.006 | 0.007 | 0.007 | 0.008 | 0.009 | 0.009 | 0.01 | 0.011 | 0.011 | 0.012 | 0.012 | 0.013 | 0.013 | 0.014 | 0.014 | 0.015 | 0.015 | 0.016 | 0.016 | 0.017 | 0.017 | 0.018 | 0.018 | 0.019 | NPgN | GSP | NG FES - Steady Progression | Total installed hydro capacity (MW)
NG FES - Steady Progression | Gen_BB018 | MW | NPgN | BLYTH 132kV | Total installed hydro capacity (MW) | BLYTH132 | 0 | 0 | 0.002 | 0.003 | 0.005 | 0.006 | 0.008 | 0.009 | 0.01 | 0.012 | 0.013 | 0.014 | 0.015 | 0.016 | 0.018 | 0.019 | 0.02 | 0.021 | 0.022 | 0.023 | 0.024 | 0.025 | 0.025 | 0.026 | 0.027 | 0.028 | 0.029 | 0.03 | 0.031 | 0.031 | 0.032 | 0.033 | NPgN | GSP | NG FES - Steady Progression | Total installed hydro capacity (MW)
NG FES - Steady Progression | Gen_BB018 | MW | NPgN | FOURSTONES | Total installed hydro capacity (MW) | FOUR_1 | 0 | 0 | 0 | 0 | 0 | 0 | 0 | 0 | 0.001 | 0.001 | 0.001 | 0.001 | 0.001 | 0.001 | 0.001 | 0.001 | 0.001 | 0.001 | 0.001 | 0.001 | 0.001 | 0.001 | 0.001 | 0.001 | 0.001 | 0.001 | 0.001 | 0.002 | 0.002 | 0.002 | 0.002 | 0.002 | NPgN | GSP | NG FES - Steady Progression | Total installed hydro capacity (MW)
NG FES - Steady Progression | Gen_BB018 | MW | NPgN | HARTMOOR | Total installed hydro capacity (MW) | HARM_6 | 0 | 0 | 0 | 0.001 | 0.001 | 0.002 | 0.002 | 0.003 | 0.003 | 0.003 | 0.004 | 0.004 | 0.004 | 0.005 | 0.005 | 0.005 | 0.005 | 0.006 | 0.006 | 0.006 | 0.007 | 0.007 | 0.007 | 0.007 | 0.008 | 0.008 | 0.008 | 0.008 | 0.009 | 0.009 | 0.009 | 0.009 | NPgN | GSP | NG FES - Steady Progression | Total installed hydro capacity (MW)
NG FES - Steady Progression | Gen_BB018 | MW | NPgN | HAWTHORN PIT GRID | Total installed hydro capacity (MW) | HAWP_6 | 0 | 0 | 0 | 0.001 | 0.001 | 0.002 | 0.002 | 0.003 | 0.003 | 0.003 | 0.004 | 0.004 | 0.004 | 0.005 | 0.005 | 0.005 | 0.006 | 0.006 | 0.006 | 0.007 | 0.007 | 0.007 | 0.007 | 0.008 | 0.008 | 0.008 | 0.008 | 0.009 | 0.009 | 0.009 | 0.009 | 0.01 | NPgN | GSP | NG FES - Steady Progression | Total installed hydro capacity (MW)
NG FES - Steady Progression | Gen_BB018 | MW | NPgN | KNARESBOROUGH | Total installed hydro capacity (MW) | KNARE_111 | 0 | 0 | 0.002 | 0.004 | 0.005 | 0.007 | 0.009 | 0.01 | 0.012 | 0.014 | 0.015 | 0.016 | 0.018 | 0.019 | 0.02 | 0.022 | 0.023 | 0.024 | 0.025 | 0.026 | 0.027 | 0.029 | 0.03 | 0.031 | 0.032 | 0.033 | 0.034 | 0.035 | 0.036 | 0.036 | 0.037 | 0.038 | NPgN | GSP | NG FES - Steady Progression | Total installed hydro capacity (MW)
NG FES - Steady Progression | Gen_BB018 | MW | NPgN | LACKENBY | Total installed hydro capacity (MW) | LACK_6 | 0 | 0 | 0.001 | 0.001 | 0.001 | 0.002 | 0.002 | 0.003 | 0.003 | 0.004 | 0.004 | 0.004 | 0.005 | 0.005 | 0.005 | 0.006 | 0.006 | 0.006 | 0.007 | 0.007 | 0.007 | 0.007 | 0.008 | 0.008 | 0.008 | 0.008 | 0.009 | 0.009 | 0.009 | 0.009 | 0.01 | 0.01 | NPgN | GSP | NG FES - Steady Progression | Total installed hydro capacity (MW)
NG FES - Steady Progression | Gen_BB018 | MW | NPgN | NORTON | Total installed hydro capacity (MW) | NORT_1 | 0.499 | 0.499 | 0.503 | 0.507 | 0.51 | 0.514 | 0.517 | 0.521 | 0.524 | 0.527 | 0.53 | 0.533 | 0.536 | 0.538 | 0.541 | 0.544 | 0.546 | 0.549 | 0.551 | 0.553 | 0.556 | 0.558 | 0.56 | 0.562 | 0.564 | 0.566 | 0.568 | 0.57 | 0.572 | 0.574 | 0.576 | 0.578 | NPgN | GSP | NG FES - Steady Progression | Total installed hydro capacity (MW)
NG FES - Steady Progression | Gen_BB018 | MW | NPgN | OFFERTON | Total installed hydro capacity (MW) | OFFE_3 | 0 | 0 | 0 | 0 | 0 | 0 | 0 | 0 | 0 | 0 | 0 | 0 | 0 | 0 | 0 | 0 | 0 | 0 | 0 | 0 | 0 | 0.001 | 0.001 | 0.001 | 0.001 | 0.001 | 0.001 | 0.001 | 0.001 | 0.001 | 0.001 | 0.001 | NPgN | GSP | NG FES - Steady Progression | Total installed hydro capacity (MW)
NG FES - Steady Progression | Gen_BB018 | MW | NPgN | OSBALDWICK | Total installed hydro capacity (MW) | OSBA_1 | 0 | 0 | 0.005 | 0.009 | 0.013 | 0.018 | 0.022 | 0.026 | 0.03 | 0.033 | 0.037 | 0.04 | 0.044 | 0.047 | 0.05 | 0.053 | 0.056 | 0.059 | 0.062 | 0.064 | 0.067 | 0.07 | 0.072 | 0.075 | 0.078 | 0.08 | 0.082 | 0.085 | 0.087 | 0.089 | 0.091 | 0.094 | NPgN | GSP | NG FES - Steady Progression | Total installed hydro capacity (MW)
NG FES - Steady Progression | Gen_BB018 | MW | NPgN | POPPLETON | Total installed hydro capacity (MW) | POPP_3 | 0 | 0 | 0 | 0 | 0 | 0.001 | 0.001 | 0.001 | 0.001 | 0.001 | 0.001 | 0.001 | 0.001 | 0.001 | 0.002 | 0.002 | 0.002 | 0.002 | 0.002 | 0.002 | 0.002 | 0.002 | 0.002 | 0.002 | 0.002 | 0.002 | 0.003 | 0.003 | 0.003 | 0.003 | 0.003 | 0.003 | NPgN | GSP | NG FES - Steady Progression | Total installed hydro capacity (MW)
NG FES - Steady Progression | Gen_BB018 | MW | NPgN | SALTHOLME | Total installed hydro capacity (MW) | SALH_1 | 0 | 0 | 0 | 0 | 0 | 0 | 0 | 0 | 0 | 0 | 0 | 0 | 0 | 0 | 0 | 0 | 0 | 0 | 0 | 0 | 0.001 | 0.001 | 0.001 | 0.001 | 0.001 | 0.001 | 0.001 | 0.001 | 0.001 | 0.001 | 0.001 | 0.001 | NPgN | GSP | NG FES - Steady Progression | Total installed hydro capacity (MW)
NG FES - Steady Progression | Gen_BB018 | MW | NPgN | SOUTH SHIELDS | Total installed hydro capacity (MW) | SSHI_3 | 0 | 0 | 0 | 0 | 0 | 0 | 0 | 0 | 0 | 0 | 0 | 0 | 0 | 0 | 0 | 0 | 0 | 0 | 0 | 0 | 0 | 0 | 0 | 0 | 0 | 0 | 0 | 0 | 0 | 0 | 0 | 0 | NPgN | GSP | NG FES - Steady Progression | Total installed hydro capacity (MW)
NG FES - Steady Progression | Gen_BB018 | MW | NPgN | SPADEADAM | Total installed hydro capacity (MW) | KIELD01 and SPAD20 | 6 | 6 | 6 | 6 | 6 | 6 | 6 | 6 | 6 | 6 | 6.001 | 6.001 | 6.001 | 6.001 | 6.001 | 6.001 | 6.001 | 6.001 | 6.001 | 6.001 | 6.001 | 6.001 | 6.001 | 6.001 | 6.001 | 6.001 | 6.001 | 6.001 | 6.001 | 6.001 | 6.001 | 6.001 | NPgN | GSP | NG FES - Steady Progression | Total installed hydro capacity (MW)
NG FES - Steady Progression | Gen_BB018 | MW | NPgN | SPENNYMOOR | Total installed hydro capacity (MW) | SPEN_1 | 0 | 0 | 0.003 | 0.006 | 0.009 | 0.012 | 0.015 | 0.017 | 0.02 | 0.022 | 0.025 | 0.027 | 0.029 | 0.031 | 0.033 | 0.035 | 0.037 | 0.039 | 0.041 | 0.043 | 0.045 | 0.047 | 0.048 | 0.05 | 0.052 | 0.053 | 0.055 | 0.057 | 0.058 | 0.06 | 0.061 | 0.063 | NPgN | GSP | NG FES - Steady Progression | Total installed hydro capacity (MW)
NG FES - Steady Progression | Gen_BB018 | MW | NPgN | STELLA NORTH | Total installed hydro capacity (MW) | STEN_1 | 0 | 0 | 0 | 0 | 0.001 | 0.001 | 0.001 | 0.001 | 0.001 | 0.002 | 0.002 | 0.002 | 0.002 | 0.002 | 0.002 | 0.002 | 0.003 | 0.003 | 0.003 | 0.003 | 0.003 | 0.003 | 0.003 | 0.003 | 0.004 | 0.004 | 0.004 | 0.004 | 0.004 | 0.004 | 0.004 | 0.004 | NPgN | GSP | NG FES - Steady Progression | Total installed hydro capacity (MW)
NG FES - Steady Progression | Gen_BB018 | MW | NPgN | STELLA SOUTH | Total installed hydro capacity (MW) | STES_1 | 0 | 0 | 0.002 | 0.003 | 0.004 | 0.006 | 0.007 | 0.008 | 0.01 | 0.011 | 0.012 | 0.013 | 0.014 | 0.015 | 0.016 | 0.017 | 0.018 | 0.019 | 0.02 | 0.021 | 0.022 | 0.023 | 0.024 | 0.025 | 0.025 | 0.026 | 0.027 | 0.028 | 0.028 | 0.029 | 0.03 | 0.031 | NPgN | GSP | NG FES - Steady Progression | Total installed hydro capacity (MW)
NG FES - Steady Progression | Gen_BB018 | MW | NPgN | TYNEMOUTH | Total installed hydro capacity (MW) | TYNE_1 | 0 | 0 | 0 | 0 | 0 | 0 | 0 | 0 | 0 | 0 | 0 | 0.001 | 0.001 | 0.001 | 0.001 | 0.001 | 0.001 | 0.001 | 0.001 | 0.001 | 0.001 | 0.001 | 0.001 | 0.001 | 0.001 | 0.001 | 0.001 | 0.001 | 0.001 | 0.001 | 0.001 | 0.001 | NPgN | GSP | NG FES - Steady Progression | Total installed hydro capacity (MW)
NG FES - Steady Progression | Gen_BB018 | MW | NPgN | WEST BOLDON | Total installed hydro capacity (MW) | WBOL_6 | 0 | 0 | 0 | 0 | 0.001 | 0.001 | 0.001 | 0.001 | 0.001 | 0.001 | 0.001 | 0.002 | 0.002 | 0.002 | 0.002 | 0.002 | 0.002 | 0.002 | 0.002 | 0.003 | 0.003 | 0.003 | 0.003 | 0.003 | 0.003 | 0.003 | 0.003 | 0.003 | 0.003 | 0.003 | 0.004 | 0.004 | NPgN | GSP | NG FES - Steady Progression | Total installed hydro capacity (MW)
NG FES - Steady Progression | Gen_BB018 | MW | NPgY | BRADFORD WEST | Total installed hydro capacity (MW) | BRAW_1 | 0.798 | 0.798 | 0.798 | 0.798 | 0.798 | 0.799 | 0.799 | 0.799 | 0.799 | 0.799 | 0.799 | 0.799 | 0.8 | 0.8 | 0.8 | 0.8 | 0.8 | 0.8 | 0.8 | 0.8 | 0.8 | 0.8 | 0.801 | 0.801 | 0.801 | 0.801 | 0.801 | 0.801 | 0.801 | 0.801 | 0.801 | 0.801 | NPgY | GSP | NG FES - Steady Progression | Total installed hydro capacity (MW)
NG FES - Steady Progression | Gen_BB018 | MW | NPgY | CAMBLESFORTH | Total installed hydro capacity (MW) | CAMB_01 | 0 | 0 | 0 | 0 | 0 | 0 | 0 | 0 | 0 | 0 | 0 | 0 | 0 | 0 | 0 | 0 | 0 | 0 | 0 | 0 | 0 | 0 | 0 | 0 | 0 | 0 | 0 | 0.001 | 0.001 | 0.001 | 0.001 | 0.001 | NPgY | GSP | NG FES - Steady Progression | Total installed hydro capacity (MW)
NG FES - Steady Progression | Gen_BB018 | MW | NPgY | CREYKE BECK | Total installed hydro capacity (MW) | CREB_1 | 0 | 0 | 0.001 | 0.002 | 0.003 | 0.005 | 0.006 | 0.007 | 0.008 | 0.008 | 0.009 | 0.01 | 0.011 | 0.012 | 0.013 | 0.014 | 0.014 | 0.015 | 0.016 | 0.016 | 0.017 | 0.018 | 0.019 | 0.019 | 0.02 | 0.02 | 0.021 | 0.022 | 0.022 | 0.023 | 0.023 | 0.024 | NPgY | GSP | NG FES - Steady Progression | Total installed hydro capacity (MW)
NG FES - Steady Progression | Gen_BB018 | MW | NPgY | DRAX | Total installed hydro capacity (MW) | DRAX_YEDL | 0 | 0 | 0 | 0 | 0 | 0.001 | 0.001 | 0.001 | 0.001 | 0.001 | 0.001 | 0.001 | 0.001 | 0.001 | 0.002 | 0.002 | 0.002 | 0.002 | 0.002 | 0.002 | 0.002 | 0.002 | 0.002 | 0.002 | 0.002 | 0.002 | 0.003 | 0.003 | 0.003 | 0.003 | 0.003 | 0.003 | NPgY | GSP | NG FES - Steady Progression | Total installed hydro capacity (MW)
NG FES - Steady Progression | Gen_BB018 | MW | NPgY | ELLAND | Total installed hydro capacity (MW) | ELLA_1 | 2 | 2 | 2 | 2 | 2 | 2.001 | 2.001 | 2.001 | 2.001 | 2.001 | 2.001 | 2.001 | 2.002 | 2.002 | 2.002 | 2.002 | 2.002 | 2.002 | 2.002 | 2.002 | 2.002 | 2.002 | 2.003 | 2.003 | 2.003 | 2.003 | 2.003 | 2.003 | 2.003 | 2.003 | 2.003 | 2.003 | NPgY | GSP | NG FES - Steady Progression | Total installed hydro capacity (MW)
NG FES - Steady Progression | Gen_BB018 | MW | NPgY | FERRYBRIDGE A | Total installed hydro capacity (MW) | FERRA2 | 0 | 0 | 0 | 0 | 0.001 | 0.001 | 0.001 | 0.001 | 0.001 | 0.002 | 0.002 | 0.002 | 0.002 | 0.002 | 0.003 | 0.003 | 0.003 | 0.003 | 0.003 | 0.003 | 0.003 | 0.004 | 0.004 | 0.004 | 0.004 | 0.004 | 0.004 | 0.004 | 0.004 | 0.004 | 0.005 | 0.005 | NPgY | GSP | NG FES - Steady Progression | Total installed hydro capacity (MW)
NG FES - Steady Progression | Gen_BB018 | MW | NPgY | FERRYBRIDGE B | Total installed hydro capacity (MW) | FERRB9 | 0.5 | 0.5 | 0.501 | 0.501 | 0.502 | 0.502 | 0.503 | 0.503 | 0.504 | 0.504 | 0.505 | 0.505 | 0.506 | 0.506 | 0.506 | 0.507 | 0.507 | 0.508 | 0.508 | 0.508 | 0.509 | 0.509 | 0.509 | 0.51 | 0.51 | 0.51 | 0.511 | 0.511 | 0.511 | 0.512 | 0.512 | 0.512 | NPgY | GSP | NG FES - Steady Progression | Total installed hydro capacity (MW)
NG FES - Steady Progression | Gen_BB018 | MW | NPgY | GRIMSBY WEST | Total installed hydro capacity (MW) | GRIW_1 | 0 | 0 | 0 | 0.001 | 0.001 | 0.001 | 0.002 | 0.002 | 0.002 | 0.003 | 0.003 | 0.003 | 0.004 | 0.004 | 0.004 | 0.004 | 0.005 | 0.005 | 0.005 | 0.005 | 0.006 | 0.006 | 0.006 | 0.006 | 0.006 | 0.007 | 0.007 | 0.007 | 0.007 | 0.007 | 0.008 | 0.008 | NPgY | GSP | NG FES - Steady Progression | Total installed hydro capacity (MW)
NG FES - Steady Progression | Gen_BB018 | MW | NPgY | JORDANTHORPE | Total installed hydro capacity (MW) | JORD_3 | 0 | 0 | 0 | 0 | 0 | 0 | 0 | 0 | 0 | 0 | 0 | 0 | 0 | 0 | 0 | 0 | 0 | 0 | 0 | 0 | 0 | 0 | 0 | 0 | 0 | 0 | 0 | 0 | 0 | 0 | 0 | 0 | NPgY | GSP | NG FES - Steady Progression | Total installed hydro capacity (MW)
NG FES - Steady Progression | Gen_BB018 | MW | NPgY | KEADBY | Total installed hydro capacity (MW) | KEAD_YEDL | 0 | 0 | 0.002 | 0.004 | 0.006 | 0.008 | 0.009 | 0.011 | 0.013 | 0.014 | 0.016 | 0.017 | 0.019 | 0.02 | 0.021 | 0.023 | 0.024 | 0.025 | 0.026 | 0.028 | 0.029 | 0.03 | 0.031 | 0.032 | 0.033 | 0.034 | 0.035 | 0.036 | 0.037 | 0.038 | 0.039 | 0.04 | NPgY | GSP | NG FES - Steady Progression | Total installed hydro capacity (MW)
NG FES - Steady Progression | Gen_BB018 | MW | NPgY | KIRKSTALL B | Total installed hydro capacity (MW) | KIRKB1 | 0 | 0 | 0 | 0 | 0 | 0 | 0 | 0 | 0 | 0 | 0.001 | 0.001 | 0.001 | 0.001 | 0.001 | 0.001 | 0.001 | 0.001 | 0.001 | 0.001 | 0.001 | 0.001 | 0.001 | 0.001 | 0.001 | 0.001 | 0.001 | 0.001 | 0.001 | 0.001 | 0.001 | 0.001 | NPgY | GSP | NG FES - Steady Progression | Total installed hydro capacity (MW)
NG FES - Steady Progression | Gen_BB018 | MW | NPgY | NEEPSEND | Total installed hydro capacity (MW) | NEEP_3 | 0 | 0 | 0 | 0 | 0 | 0 | 0 | 0 | 0 | 0 | 0 | 0 | 0 | 0 | 0 | 0 | 0 | 0 | 0 | 0 | 0 | 0 | 0 | 0 | 0 | 0 | 0 | 0 | 0 | 0 | 0 | 0 | NPgY | GSP | NG FES - Steady Progression | Total installed hydro capacity (MW)
NG FES - Steady Progression | Gen_BB018 | MW | NPgY | NORTON LEES | Total installed hydro capacity (MW) | NORL_3 | 0 | 0 | 0 | 0 | 0 | 0 | 0 | 0 | 0 | 0 | 0 | 0 | 0 | 0 | 0 | 0 | 0 | 0 | 0 | 0 | 0 | 0 | 0 | 0 | 0 | 0 | 0 | 0 | 0 | 0 | 0 | 0 | NPgY | GSP | NG FES - Steady Progression | Total installed hydro capacity (MW)
NG FES - Steady Progression | Gen_BB018 | MW | NPgY | PITSMOOR 3/4 | Total installed hydro capacity (MW) | PITS_BB_B | 0 | 0 | 0 | 0 | 0 | 0 | 0 | 0 | 0 | 0 | 0 | 0 | 0 | 0 | 0 | 0 | 0 | 0 | 0 | 0 | 0 | 0 | 0 | 0 | 0 | 0 | 0 | 0 | 0 | 0 | 0 | 0 | NPgY | GSP | NG FES - Steady Progression | Total installed hydro capacity (MW)
NG FES - Steady Progression | Gen_BB018 | MW | NPgY | SALTEND NORTH | Total installed hydro capacity (MW) | SALT_1 | 0 | 0 | 0 | 0 | 0 | 0 | 0 | 0 | 0 | 0 | 0 | 0 | 0 | 0 | 0 | 0 | 0 | 0 | 0 | 0 | 0 | 0 | 0 | 0 | 0 | 0 | 0 | 0 | 0 | 0 | 0 | 0 | NPgY | GSP | NG FES - Steady Progression | Total installed hydro capacity (MW)
NG FES - Steady Progression | Gen_BB018 | MW | NPgY | SHEFFIELD CITY | Total installed hydro capacity (MW) | SHEC_3 | 0 | 0 | 0 | 0 | 0 | 0 | 0 | 0 | 0 | 0 | 0 | 0 | 0 | 0 | 0 | 0 | 0 | 0 | 0 | 0 | 0 | 0 | 0 | 0 | 0 | 0 | 0 | 0 | 0 | 0 | 0 | 0 | NPgY | GSP | NG FES - Steady Progression | Total installed hydro capacity (MW)
NG FES - Steady Progression | Gen_BB018 | MW | NPgY | SKELTON GRANGE | Total installed hydro capacity (MW) | SKLGB1 | 0 | 0 | 0 | 0 | 0.001 | 0.001 | 0.001 | 0.001 | 0.001 | 0.001 | 0.001 | 0.002 | 0.002 | 0.002 | 0.002 | 0.002 | 0.002 | 0.002 | 0.002 | 0.002 | 0.003 | 0.003 | 0.003 | 0.003 | 0.003 | 0.003 | 0.003 | 0.003 | 0.003 | 0.003 | 0.003 | 0.004 | NPgY | GSP | NG FES - Steady Progression | Total installed hydro capacity (MW)
NG FES - Steady Progression | Gen_BB018 | MW | NPgY | TEMPLEBOROUGH 275/33KV | Total installed hydro capacity (MW) | TEMP_3 | 0 | 0 | 0 | 0 | 0 | 0 | 0 | 0 | 0 | 0 | 0 | 0 | 0 | 0 | 0 | 0 | 0 | 0 | 0 | 0 | 0 | 0 | 0 | 0 | 0 | 0 | 0 | 0 | 0 | 0 | 0 | 0 | NPgY | GSP | NG FES - Steady Progression | Total installed hydro capacity (MW)
NG FES - Steady Progression | Gen_BB018 | MW | NPgY | THURCROFT | Total installed hydro capacity (MW) | THUR_6 | 0 | 0 | 0.001 | 0.001 | 0.001 | 0.002 | 0.002 | 0.003 | 0.003 | 0.004 | 0.004 | 0.004 | 0.005 | 0.005 | 0.005 | 0.006 | 0.006 | 0.006 | 0.007 | 0.007 | 0.007 | 0.008 | 0.008 | 0.008 | 0.008 | 0.009 | 0.009 | 0.009 | 0.009 | 0.01 | 0.01 | 0.01 | NPgY | GSP | NG FES - Steady Progression | Total installed hydro capacity (MW)
NG FES - Steady Progression | Gen_BB018 | MW | NPgY | WEST MELTON / THORPE MARSH | Total installed hydro capacity (MW) | WMEL_THOM | 0 | 0 | 0 | 0.001 | 0.001 | 0.002 | 0.002 | 0.003 | 0.003 | 0.003 | 0.004 | 0.004 | 0.004 | 0.005 | 0.005 | 0.005 | 0.006 | 0.006 | 0.006 | 0.006 | 0.007 | 0.007 | 0.007 | 0.007 | 0.008 | 0.008 | 0.008 | 0.008 | 0.009 | 0.009 | 0.009 | 0.009 | NPgY | GSP | NG FES - Steady Progression | Total installed hydro capacity (MW)
NG FES - Steady Progression | Gen_BB018 | MW | NPgY | WEST MELTON SECTION 3 | Total installed hydro capacity (MW) | WMEL_BB3 | 0.475 | 0.475 | 0.475 | 0.476 | 0.476 | 0.477 | 0.477 | 0.478 | 0.478 | 0.478 | 0.479 | 0.479 | 0.48 | 0.48 | 0.48 | 0.481 | 0.481 | 0.481 | 0.481 | 0.482 | 0.482 | 0.482 | 0.483 | 0.483 | 0.483 | 0.483 | 0.484 | 0.484 | 0.484 | 0.484 | 0.485 | 0.485 | NPgY | GSP | NG FES - Steady Progression | Total installed hydro capacity (MW)
NG FES - Steady Progression | Gen_BB018 | MW | NPgY | WINCOBANK | Total installed hydro capacity (MW) | WIBA_3 | 0 | 0 | 0 | 0 | 0 | 0 | 0 | 0 | 0 | 0 | 0 | 0 | 0 | 0 | 0 | 0 | 0 | 0 | 0 | 0 | 0 | 0 | 0 | 0 | 0 | 0 | 0 | 0 | 0 | 0 | 0 | 0 | NPgY | GSP | NG FES - Steady Progression | Total installed hydro capacity (MW)
NG FES - Steady Progression | Gen_BB001 | MW | NPgN | BLYTH 66kV | Total installed large & mini CHP capacity (MW) | BLYTB1 | 0 | 0 | 0 | 0.284 | 1.146 | 1.214 | 1.283 | 1.351 | 1.419 | 1.419 | 1.377 | 1.333 | 1.287 | 1.239 | 1.187 | 1.133 | 1.075 | 1.014 | 0.949 | 0.878 | 0.802 | 0.719 | 0.628 | 0.526 | 0.411 | 0.28 | 0.128 | 0 | 0 | 0 | 0 | 0 | NPgN | GSP | NG FES - Steady Progression | Total installed large & mini CHP capacity (MW)
NG FES - Steady Progression | Gen_BB001 | MW | NPgN | BLYTH 132kV | Total installed large & mini CHP capacity (MW) | BLYTH132 | 0 | 0 | 0 | 0.172 | 0.694 | 0.735 | 0.777 | 0.818 | 0.86 | 0.86 | 0.834 | 0.808 | 0.78 | 0.75 | 0.719 | 0.686 | 0.651 | 0.614 | 0.575 | 0.532 | 0.486 | 0.436 | 0.38 | 0.318 | 0.249 | 0.17 | 0.077 | 0 | 0 | 0 | 0 | 0 | NPgN | GSP | NG FES - Steady Progression | Total installed large & mini CHP capacity (MW)
NG FES - Steady Progression | Gen_BB001 | MW | NPgN | FOURSTONES | Total installed large & mini CHP capacity (MW) | FOUR_1 | 0 | 0 | 0 | 0.069 | 0.277 | 0.294 | 0.31 | 0.327 | 0.343 | 0.343 | 0.333 | 0.323 | 0.311 | 0.3 | 0.287 | 0.274 | 0.26 | 0.245 | 0.229 | 0.212 | 0.194 | 0.174 | 0.152 | 0.127 | 0.1 | 0.068 | 0.031 | 0 | 0 | 0 | 0 | 0 | NPgN | GSP | NG FES - Steady Progression | Total installed large & mini CHP capacity (MW)
NG FES - Steady Progression | Gen_BB001 | MW | NPgN | HARTMOOR | Total installed large & mini CHP capacity (MW) | HARM_6 | 0.847 | 0.847 | 0.847 | 1.004 | 1.48 | 1.518 | 1.556 | 1.593 | 1.631 | 1.631 | 1.608 | 1.584 | 1.558 | 1.531 | 1.503 | 1.473 | 1.441 | 1.407 | 1.371 | 1.332 | 1.29 | 1.244 | 1.194 | 1.138 | 1.074 | 1.002 | 0.917 | 0.847 | 0.847 | 0.847 | 0.847 | 0.793 | NPgN | GSP | NG FES - Steady Progression | Total installed large & mini CHP capacity (MW)
NG FES - Steady Progression | Gen_BB001 | MW | NPgN | HAWTHORN PIT GRID | Total installed large & mini CHP capacity (MW) | HAWP_6 | 1.995 | 1.995 | 1.995 | 2.15 | 2.622 | 2.66 | 2.697 | 2.735 | 2.772 | 2.772 | 2.749 | 2.725 | 2.7 | 2.673 | 2.645 | 2.615 | 2.584 | 2.55 | 2.515 | 2.476 | 2.434 | 2.389 | 2.339 | 2.283 | 2.22 | 2.149 | 2.065 | 1.995 | 1.995 | 1.995 | 1.995 | 1.867 | NPgN | GSP | NG FES - Steady Progression | Total installed large & mini CHP capacity (MW)
NG FES - Steady Progression | Gen_BB001 | MW | NPgN | KNARESBOROUGH | Total installed large & mini CHP capacity (MW) | KNARE_111 | 0.4 | 0.4 | 0.4 | 0.831 | 2.14 | 2.244 | 2.347 | 2.451 | 2.555 | 2.555 | 2.491 | 2.425 | 2.354 | 2.281 | 2.203 | 2.12 | 2.033 | 1.94 | 1.841 | 1.734 | 1.618 | 1.492 | 1.353 | 1.198 | 1.025 | 0.826 | 0.594 | 0.4 | 0.4 | 0.4 | 0.4 | 0.374 | NPgN | GSP | NG FES - Steady Progression | Total installed large & mini CHP capacity (MW)
NG FES - Steady Progression | Gen_BB001 | MW | NPgN | LACKENBY | Total installed large & mini CHP capacity (MW) | LACK_6 | 22 | 22 | 22 | 22.253 | 23.021 | 23.082 | 23.143 | 23.204 | 23.265 | 23.265 | 23.228 | 23.188 | 23.147 | 23.104 | 23.058 | 23.01 | 22.958 | 22.904 | 22.846 | 22.783 | 22.715 | 22.641 | 22.559 | 22.469 | 22.367 | 22.25 | 22.114 | 22 | 22 | 22 | 22 | 20.591 | NPgN | GSP | NG FES - Steady Progression | Total installed large & mini CHP capacity (MW)
NG FES - Steady Progression | Gen_BB001 | MW | NPgN | NORTON | Total installed large & mini CHP capacity (MW) | NORT_1 | 6.847 | 6.847 | 6.847 | 7.755 | 10.514 | 10.732 | 10.951 | 11.17 | 11.389 | 11.389 | 11.254 | 11.113 | 10.966 | 10.81 | 10.646 | 10.472 | 10.288 | 10.092 | 9.883 | 9.658 | 9.414 | 9.148 | 8.855 | 8.53 | 8.163 | 7.744 | 7.255 | 6.847 | 6.847 | 6.847 | 6.847 | 6.408 | NPgN | GSP | NG FES - Steady Progression | Total installed large & mini CHP capacity (MW)
NG FES - Steady Progression | Gen_BB001 | MW | NPgN | OFFERTON | Total installed large & mini CHP capacity (MW) | OFFE_3 | 1.2 | 1.2 | 1.2 | 1.304 | 1.621 | 1.646 | 1.671 | 1.696 | 1.721 | 1.721 | 1.706 | 1.69 | 1.673 | 1.655 | 1.636 | 1.616 | 1.595 | 1.572 | 1.548 | 1.523 | 1.495 | 1.464 | 1.43 | 1.393 | 1.351 | 1.303 | 1.247 | 1.2 | 1.2 | 1.2 | 1.2 | 1.123 | NPgN | GSP | NG FES - Steady Progression | Total installed large & mini CHP capacity (MW)
NG FES - Steady Progression | Gen_BB001 | MW | NPgN | OSBALDWICK | Total installed large & mini CHP capacity (MW) | OSBA_1 | 3 | 3 | 3 | 3.778 | 6.141 | 6.328 | 6.516 | 6.703 | 6.891 | 6.891 | 6.775 | 6.655 | 6.528 | 6.395 | 6.254 | 6.106 | 5.947 | 5.78 | 5.601 | 5.408 | 5.199 | 4.971 | 4.72 | 4.441 | 4.128 | 3.769 | 3.35 | 3 | 3 | 3 | 3 | 2.808 | NPgN | GSP | NG FES - Steady Progression | Total installed large & mini CHP capacity (MW)
NG FES - Steady Progression | Gen_BB001 | MW | NPgN | POPPLETON | Total installed large & mini CHP capacity (MW) | POPP_3 | 0 | 0 | 0 | 0.104 | 0.422 | 0.447 | 0.472 | 0.497 | 0.522 | 0.522 | 0.507 | 0.491 | 0.474 | 0.456 | 0.437 | 0.417 | 0.396 | 0.373 | 0.349 | 0.323 | 0.295 | 0.265 | 0.231 | 0.193 | 0.151 | 0.103 | 0.047 | 0 | 0 | 0 | 0 | 0 | NPgN | GSP | NG FES - Steady Progression | Total installed large & mini CHP capacity (MW)
NG FES - Steady Progression | Gen_BB001 | MW | NPgN | SALTHOLME | Total installed large & mini CHP capacity (MW) | SALH_1 | 102.524 | 102.524 | 102.524 | 102.538 | 102.579 | 102.582 | 102.586 | 102.589 | 102.592 | 102.592 | 102.59 | 102.588 | 102.586 | 102.584 | 102.581 | 102.579 | 102.576 | 102.573 | 102.57 | 102.566 | 102.563 | 102.559 | 102.554 | 102.549 | 102.544 | 102.537 | 102.53 | 102.524 | 102.524 | 102.524 | 102.524 | 95.958 | NPgN | GSP | NG FES - Steady Progression | Total installed large & mini CHP capacity (MW)
NG FES - Steady Progression | Gen_BB001 | MW | NPgN | SOUTH SHIELDS | Total installed large & mini CHP capacity (MW) | SSHI_3 | 0 | 0 | 0 | 0.115 | 0.465 | 0.493 | 0.52 | 0.548 | 0.576 | 0.576 | 0.559 | 0.541 | 0.522 | 0.503 | 0.482 | 0.46 | 0.436 | 0.411 | 0.385 | 0.356 | 0.325 | 0.292 | 0.255 | 0.213 | 0.167 | 0.114 | 0.052 | 0 | 0 | 0 | 0 | 0 | NPgN | GSP | NG FES - Steady Progression | Total installed large & mini CHP capacity (MW)
NG FES - Steady Progression | Gen_BB001 | MW | NPgN | SPADEADAM | Total installed large & mini CHP capacity (MW) | KIELD01 and SPAD20 | 0 | 0 | 0 | 0.027 | 0.107 | 0.114 | 0.12 | 0.126 | 0.133 | 0.133 | 0.129 | 0.125 | 0.12 | 0.116 | 0.111 | 0.106 | 0.101 | 0.095 | 0.089 | 0.082 | 0.075 | 0.067 | 0.059 | 0.049 | 0.038 | 0.026 | 0.012 | 0 | 0 | 0 | 0 | 0 | NPgN | GSP | NG FES - Steady Progression | Total installed large & mini CHP capacity (MW)
NG FES - Steady Progression | Gen_BB001 | MW | NPgN | SPENNYMOOR | Total installed large & mini CHP capacity (MW) | SPEN_1 | 0 | 0 | 0 | 0.509 | 2.055 | 2.178 | 2.301 | 2.423 | 2.546 | 2.546 | 2.47 | 2.392 | 2.309 | 2.222 | 2.13 | 2.032 | 1.929 | 1.819 | 1.702 | 1.576 | 1.439 | 1.29 | 1.126 | 0.943 | 0.738 | 0.503 | 0.229 | 0 | 0 | 0 | 0 | 0 | NPgN | GSP | NG FES - Steady Progression | Total installed large & mini CHP capacity (MW)
NG FES - Steady Progression | Gen_BB001 | MW | NPgN | STELLA NORTH | Total installed large & mini CHP capacity (MW) | STEN_1 | 13.6 | 13.6 | 13.6 | 14.046 | 15.401 | 15.508 | 15.615 | 15.723 | 15.83 | 15.83 | 15.764 | 15.695 | 15.623 | 15.546 | 15.466 | 15.38 | 15.29 | 15.194 | 15.091 | 14.98 | 14.861 | 14.73 | 14.586 | 14.426 | 14.246 | 14.041 | 13.8 | 13.6 | 13.6 | 13.6 | 13.6 | 12.729 | NPgN | GSP | NG FES - Steady Progression | Total installed large & mini CHP capacity (MW)
NG FES - Steady Progression | Gen_BB001 | MW | NPgN | STELLA SOUTH | Total installed large & mini CHP capacity (MW) | STES_1 | 0 | 0 | 0 | 0.303 | 1.223 | 1.296 | 1.369 | 1.442 | 1.515 | 1.515 | 1.47 | 1.423 | 1.374 | 1.322 | 1.267 | 1.209 | 1.148 | 1.082 | 1.013 | 0.938 | 0.856 | 0.767 | 0.67 | 0.561 | 0.439 | 0.299 | 0.136 | 0 | 0 | 0 | 0 | 0 | NPgN | GSP | NG FES - Steady Progression | Total installed large & mini CHP capacity (MW)
NG FES - Steady Progression | Gen_BB001 | MW | NPgN | TYNEMOUTH | Total installed large & mini CHP capacity (MW) | TYNE_1 | 7.549 | 7.549 | 7.549 | 7.83 | 8.684 | 8.752 | 8.82 | 8.887 | 8.955 | 8.955 | 8.913 | 8.87 | 8.824 | 8.776 | 8.725 | 8.671 | 8.614 | 8.554 | 8.489 | 8.419 | 8.344 | 8.261 | 8.171 | 8.07 | 7.956 | 7.827 | 7.675 | 7.549 | 7.549 | 7.549 | 7.549 | 7.066 | NPgN | GSP | NG FES - Steady Progression | Total installed large & mini CHP capacity (MW)
NG FES - Steady Progression | Gen_BB001 | MW | NPgN | WEST BOLDON | Total installed large & mini CHP capacity (MW) | WBOL_6 | 0.45 | 0.45 | 0.45 | 0.815 | 1.924 | 2.012 | 2.1 | 2.188 | 2.276 | 2.276 | 2.222 | 2.165 | 2.106 | 2.043 | 1.977 | 1.907 | 1.833 | 1.754 | 1.67 | 1.58 | 1.482 | 1.375 | 1.257 | 1.126 | 0.979 | 0.811 | 0.614 | 0.45 | 0.45 | 0.45 | 0.45 | 0.421 | NPgN | GSP | NG FES - Steady Progression | Total installed large & mini CHP capacity (MW)
NG FES - Steady Progression | Gen_BB001 | MW | NPgY | BRADFORD WEST | Total installed large & mini CHP capacity (MW) | BRAW_1 | 6.132 | 8.19 | 8.19 | 9.743 | 17.381 | 17.799 | 18.216 | 18.634 | 19.052 | 19.052 | 18.783 | 18.502 | 18.207 | 17.896 | 17.567 | 17.22 | 16.85 | 16.458 | 16.037 | 15.585 | 15.095 | 14.56 | 13.972 | 13.318 | 12.583 | 11.741 | 10.76 | 9.581 | 8.19 | 8.19 | 8.19 | 8.19 | NPgY | GSP | NG FES - Steady Progression | Total installed large & mini CHP capacity (MW)
NG FES - Steady Progression | Gen_BB001 | MW | NPgY | CAMBLESFORTH | Total installed large & mini CHP capacity (MW) | CAMB_01 | 10.08 | 10.08 | 10.08 | 10.202 | 10.8 | 10.833 | 10.865 | 10.898 | 10.931 | 10.931 | 10.91 | 10.888 | 10.865 | 10.84 | 10.814 | 10.787 | 10.758 | 10.728 | 10.695 | 10.659 | 10.621 | 10.579 | 10.533 | 10.482 | 10.424 | 10.358 | 10.281 | 10.189 | 10.08 | 10.08 | 10.08 | 10.08 | NPgY | GSP | NG FES - Steady Progression | Total installed large & mini CHP capacity (MW)
NG FES - Steady Progression | Gen_BB001 | MW | NPgY | CREYKE BECK | Total installed large & mini CHP capacity (MW) | CREB_1 | 31.36 | 31.91 | 31.91 | 33.43 | 40.902 | 41.31 | 41.719 | 42.128 | 42.537 | 42.537 | 42.274 | 41.998 | 41.709 | 41.405 | 41.084 | 40.744 | 40.383 | 39.998 | 39.587 | 39.145 | 38.665 | 38.142 | 37.567 | 36.927 | 36.208 | 35.385 | 34.424 | 33.271 | 31.91 | 31.91 | 31.91 | 31.91 | NPgY | GSP | NG FES - Steady Progression | Total installed large & mini CHP capacity (MW)
NG FES - Steady Progression | Gen_BB001 | MW | NPgY | DRAX | Total installed large & mini CHP capacity (MW) | DRAX_YEDL | 8.075 | 8.075 | 8.075 | 8.236 | 9.029 | 9.073 | 9.116 | 9.159 | 9.203 | 9.203 | 9.175 | 9.146 | 9.115 | 9.083 | 9.049 | 9.013 | 8.974 | 8.933 | 8.89 | 8.843 | 8.792 | 8.736 | 8.675 | 8.607 | 8.531 | 8.444 | 8.342 | 8.219 | 8.075 | 8.075 | 8.075 | 8.075 | NPgY | GSP | NG FES - Steady Progression | Total installed large & mini CHP capacity (MW)
NG FES - Steady Progression | Gen_BB001 | MW | NPgY | ELLAND | Total installed large & mini CHP capacity (MW) | ELLA_1 | 59.925 | 59.925 | 59.925 | 61.07 | 66.703 | 67.011 | 67.319 | 67.627 | 67.936 | 67.936 | 67.737 | 67.53 | 67.312 | 67.083 | 66.84 | 66.584 | 66.312 | 66.022 | 65.712 | 65.379 | 65.017 | 64.623 | 64.189 | 63.707 | 63.164 | 62.544 | 61.82 | 60.951 | 59.925 | 59.925 | 59.925 | 59.925 | NPgY | GSP | NG FES - Steady Progression | Total installed large & mini CHP capacity (MW)
NG FES - Steady Progression | Gen_BB001 | MW | NPgY | FERRYBRIDGE A | Total installed large & mini CHP capacity (MW) | FERRA2 | 10.498 | 10.498 | 10.498 | 10.741 | 11.936 | 12.002 | 12.067 | 12.133 | 12.198 | 12.198 | 12.156 | 12.112 | 12.066 | 12.017 | 11.966 | 11.911 | 11.853 | 11.792 | 11.726 | 11.655 | 11.579 | 11.495 | 11.403 | 11.301 | 11.185 | 11.054 | 10.9 | 10.716 | 10.498 | 10.498 | 10.498 | 10.498 | NPgY | GSP | NG FES - Steady Progression | Total installed large & mini CHP capacity (MW)
NG FES - Steady Progression | Gen_BB001 | MW | NPgY | FERRYBRIDGE B | Total installed large & mini CHP capacity (MW) | FERRB9 | 49.02 | 49.02 | 49.02 | 49.752 | 53.353 | 53.55 | 53.747 | 53.944 | 54.141 | 54.141 | 54.015 | 53.882 | 53.743 | 53.596 | 53.441 | 53.277 | 53.103 | 52.918 | 52.72 | 52.507 | 52.276 | 52.024 | 51.746 | 51.438 | 51.091 | 50.694 | 50.232 | 49.676 | 49.02 | 49.02 | 49.02 | 49.02 | NPgY | GSP | NG FES - Steady Progression | Total installed large & mini CHP capacity (MW)
NG FES - Steady Progression | Gen_BB001 | MW | NPgY | GRIMSBY WEST | Total installed large & mini CHP capacity (MW) | GRIW_1 | 71.205 | 71.205 | 71.205 | 71.64 | 73.779 | 73.896 | 74.013 | 74.13 | 74.247 | 74.247 | 74.172 | 74.093 | 74.01 | 73.923 | 73.831 | 73.734 | 73.63 | 73.52 | 73.403 | 73.276 | 73.139 | 72.989 | 72.824 | 72.641 | 72.435 | 72.2 | 71.925 | 71.595 | 71.205 | 71.205 | 71.205 | 71.205 | NPgY | GSP | NG FES - Steady Progression | Total installed large & mini CHP capacity (MW)
NG FES - Steady Progression | Gen_BB001 | MW | NPgY | JORDANTHORPE | Total installed large & mini CHP capacity (MW) | JORD_3 | 0 | 0 | 0 | 0.14 | 0.829 | 0.866 | 0.904 | 0.942 | 0.979 | 0.979 | 0.955 | 0.93 | 0.903 | 0.875 | 0.846 | 0.814 | 0.781 | 0.746 | 0.708 | 0.667 | 0.623 | 0.574 | 0.521 | 0.462 | 0.396 | 0.32 | 0.232 | 0.125 | 0 | 0 | 0 | 0 | NPgY | GSP | NG FES - Steady Progression | Total installed large & mini CHP capacity (MW)
NG FES - Steady Progression | Gen_BB001 | MW | NPgY | KEADBY | Total installed large & mini CHP capacity (MW) | KEAD_YEDL | 23.495 | 23.495 | 23.495 | 24.355 | 28.586 | 28.818 | 29.049 | 29.28 | 29.512 | 29.512 | 29.363 | 29.207 | 29.043 | 28.871 | 28.689 | 28.497 | 28.292 | 28.075 | 27.842 | 27.591 | 27.32 | 27.024 | 26.698 | 26.336 | 25.928 | 25.462 | 24.919 | 24.266 | 23.495 | 23.495 | 23.495 | 23.495 | NPgY | GSP | NG FES - Steady Progression | Total installed large & mini CHP capacity (MW)
NG FES - Steady Progression | Gen_BB001 | MW | NPgY | KIRKSTALL B | Total installed large & mini CHP capacity (MW) | KIRKB1 | 15 | 15 | 15 | 15.672 | 18.974 | 19.155 | 19.336 | 19.516 | 19.697 | 19.697 | 19.581 | 19.459 | 19.331 | 19.197 | 19.055 | 18.905 | 18.745 | 18.575 | 18.393 | 18.198 | 17.986 | 17.755 | 17.5 | 17.218 | 16.899 | 16.536 | 16.111 | 15.602 | 15 | 15 | 15 | 15 | NPgY | GSP | NG FES - Steady Progression | Total installed large & mini CHP capacity (MW)
NG FES - Steady Progression | Gen_BB001 | MW | NPgY | NEEPSEND | Total installed large & mini CHP capacity (MW) | NEEP_3 | 0 | 0 | 0 | 0.275 | 1.628 | 1.702 | 1.776 | 1.85 | 1.924 | 1.924 | 1.877 | 1.827 | 1.774 | 1.719 | 1.661 | 1.6 | 1.534 | 1.465 | 1.39 | 1.31 | 1.223 | 1.128 | 1.024 | 0.908 | 0.778 | 0.629 | 0.455 | 0.246 | 0 | 0 | 0 | 0 | NPgY | GSP | NG FES - Steady Progression | Total installed large & mini CHP capacity (MW)
NG FES - Steady Progression | Gen_BB001 | MW | NPgY | NORTON LEES | Total installed large & mini CHP capacity (MW) | NORL_3 | 0 | 0 | 0 | 0.217 | 1.283 | 1.341 | 1.4 | 1.458 | 1.516 | 1.516 | 1.479 | 1.44 | 1.398 | 1.355 | 1.309 | 1.261 | 1.209 | 1.154 | 1.096 | 1.032 | 0.964 | 0.889 | 0.807 | 0.716 | 0.613 | 0.496 | 0.359 | 0.194 | 0 | 0 | 0 | 0 | NPgY | GSP | NG FES - Steady Progression | Total installed large & mini CHP capacity (MW)
NG FES - Steady Progression | Gen_BB001 | MW | NPgY | PITSMOOR 3/4 | Total installed large & mini CHP capacity (MW) | PITS_BB_B | 0 | 0 | 0 | 0.136 | 0.805 | 0.842 | 0.879 | 0.915 | 0.952 | 0.952 | 0.928 | 0.904 | 0.878 | 0.851 | 0.822 | 0.791 | 0.759 | 0.725 | 0.688 | 0.648 | 0.605 | 0.558 | 0.507 | 0.449 | 0.385 | 0.311 | 0.225 | 0.122 | 0 | 0 | 0 | 0 | NPgY | GSP | NG FES - Steady Progression | Total installed large & mini CHP capacity (MW)
NG FES - Steady Progression | Gen_BB001 | MW | NPgY | SALTEND NORTH | Total installed large & mini CHP capacity (MW) | SALT_1 | 28.05 | 28.05 | 28.05 | 28.215 | 29.028 | 29.073 | 29.117 | 29.162 | 29.206 | 29.206 | 29.178 | 29.148 | 29.116 | 29.083 | 29.048 | 29.011 | 28.972 | 28.93 | 28.885 | 28.837 | 28.785 | 28.728 | 28.666 | 28.596 | 28.518 | 28.428 | 28.324 | 28.198 | 28.05 | 28.05 | 28.05 | 28.05 | NPgY | GSP | NG FES - Steady Progression | Total installed large & mini CHP capacity (MW)
NG FES - Steady Progression | Gen_BB001 | MW | NPgY | SHEFFIELD CITY | Total installed large & mini CHP capacity (MW) | SHEC_3 | 0 | 0 | 0 | 0.272 | 1.607 | 1.681 | 1.754 | 1.827 | 1.9 | 1.9 | 1.853 | 1.804 | 1.752 | 1.697 | 1.64 | 1.579 | 1.515 | 1.446 | 1.373 | 1.293 | 1.208 | 1.114 | 1.011 | 0.897 | 0.768 | 0.621 | 0.449 | 0.243 | 0 | 0 | 0 | 0 | NPgY | GSP | NG FES - Steady Progression | Total installed large & mini CHP capacity (MW)
NG FES - Steady Progression | Gen_BB001 | MW | NPgY | SKELTON GRANGE | Total installed large & mini CHP capacity (MW) | SKLGB1 | 36.065 | 41.065 | 41.065 | 42.707 | 50.78 | 51.221 | 51.663 | 52.104 | 52.546 | 52.546 | 52.262 | 51.965 | 51.652 | 51.324 | 50.977 | 50.609 | 50.219 | 49.804 | 49.36 | 48.881 | 48.363 | 47.798 | 47.177 | 46.485 | 45.708 | 44.819 | 43.781 | 42.535 | 41.065 | 41.065 | 41.065 | 41.065 | NPgY | GSP | NG FES - Steady Progression | Total installed large & mini CHP capacity (MW)
NG FES - Steady Progression | Gen_BB001 | MW | NPgY | TEMPLEBOROUGH 275/33KV | Total installed large & mini CHP capacity (MW) | TEMP_3 | 0 | 0 | 0 | 0.009 | 0.05 | 0.053 | 0.055 | 0.057 | 0.06 | 0.06 | 0.058 | 0.057 | 0.055 | 0.053 | 0.052 | 0.05 | 0.048 | 0.045 | 0.043 | 0.041 | 0.038 | 0.035 | 0.032 | 0.028 | 0.024 | 0.02 | 0.014 | 0.008 | 0 | 0 | 0 | 0 | NPgY | GSP | NG FES - Steady Progression | Total installed large & mini CHP capacity (MW)
NG FES - Steady Progression | Gen_BB001 | MW | NPgY | THURCROFT | Total installed large & mini CHP capacity (MW) | THUR_6 | 0 | 30 | 30 | 30.42 | 32.487 | 32.6 | 32.713 | 32.826 | 32.939 | 32.939 | 32.867 | 32.791 | 32.711 | 32.626 | 32.538 | 32.444 | 32.344 | 32.237 | 32.124 | 32.001 | 31.869 | 31.724 | 31.565 | 31.388 | 31.189 | 30.961 | 30.695 | 30.376 | 30 | 30 | 30 | 30 | NPgY | GSP | NG FES - Steady Progression | Total installed large & mini CHP capacity (MW)
NG FES - Steady Progression | Gen_BB001 | MW | NPgY | WEST MELTON / THORPE MARSH | Total installed large & mini CHP capacity (MW) | WMEL_THOM | 4.447 | 4.447 | 4.447 | 5.517 | 10.777 | 11.065 | 11.352 | 11.64 | 11.928 | 11.928 | 11.743 | 11.549 | 11.345 | 11.131 | 10.905 | 10.666 | 10.411 | 10.141 | 9.852 | 9.54 | 9.202 | 8.834 | 8.429 | 7.979 | 7.472 | 6.893 | 6.217 | 5.405 | 4.447 | 4.447 | 4.447 | 4.447 | NPgY | GSP | NG FES - Steady Progression | Total installed large & mini CHP capacity (MW)
NG FES - Steady Progression | Gen_BB001 | MW | NPgY | WEST MELTON SECTION 3 | Total installed large & mini CHP capacity (MW) | WMEL_BB3 | 0.415 | 0.415 | 0.415 | 1.367 | 6.05 | 6.306 | 6.562 | 6.818 | 7.075 | 7.075 | 6.91 | 6.737 | 6.556 | 6.365 | 6.164 | 5.951 | 5.725 | 5.484 | 5.226 | 4.949 | 4.648 | 4.321 | 3.96 | 3.559 | 3.108 | 2.592 | 1.991 | 1.268 | 0.415 | 0.415 | 0.415 | 0.415 | NPgY | GSP | NG FES - Steady Progression | Total installed large & mini CHP capacity (MW)
NG FES - Steady Progression | Gen_BB001 | MW | NPgY | WINCOBANK | Total installed large & mini CHP capacity (MW) | WIBA_3 | 0 | 0 | 0 | 0.05 | 0.298 | 0.312 | 0.325 | 0.339 | 0.352 | 0.352 | 0.344 | 0.334 | 0.325 | 0.315 | 0.304 | 0.293 | 0.281 | 0.268 | 0.254 | 0.24 | 0.224 | 0.207 | 0.188 | 0.166 | 0.142 | 0.115 | 0.083 | 0.045 | 0 | 0 | 0 | 0 | NPgY | GSP | NG FES - Steady Progression | Total installed large & mini CHP capacity (MW)
NG FES - Steady Progression | Gen_BB002_NPgAggregate | MW | NPgN | BLYTH 66kV | Total installed non-renewable generation capacity (MW) | BLYTB1 | 7.2 | 7.2 | 8.517 | 10.118 | 12.297 | 14.936 | 18.196 | 20.845 | 23.388 | 25.807 | 28.089 | 30.153 | 31.983 | 33.5 | 34.242 | 34.781 | 35.084 | 34.906 | 34.717 | 34.392 | 33.575 | 32.891 | 32.156 | 31.256 | 30.382 | 29.5 | 28.555 | 27.646 | 27.025 | 26.238 | 25.637 | 25.198 | NPgN | GSP | NG FES - Steady Progression | Total installed non-renewable generation capacity (MW)
NG FES - Steady Progression | Gen_BB002_NPgAggregate | MW | NPgN | BLYTH 132kV | Total installed non-renewable generation capacity (MW) | BLYTH132 | 0 | 0 | 2.329 | 4.829 | 7.68 | 12.267 | 17.951 | 22.555 | 26.972 | 31.249 | 35.333 | 39.034 | 42.324 | 45.062 | 46.433 | 47.449 | 48.053 | 47.809 | 47.551 | 47.058 | 45.702 | 44.59 | 43.396 | 41.923 | 40.511 | 39.103 | 37.61 | 36.152 | 35.053 | 33.662 | 32.599 | 31.822 | NPgN | GSP | NG FES - Steady Progression | Total installed non-renewable generation capacity (MW)
NG FES - Steady Progression | Gen_BB002_NPgAggregate | MW | NPgN | FOURSTONES | Total installed non-renewable generation capacity (MW) | FOUR_1 | 0 | 0 | 0.12 | 0.31 | 0.638 | 0.89 | 1.198 | 1.451 | 1.694 | 1.915 | 2.117 | 2.299 | 2.46 | 2.591 | 2.651 | 2.692 | 2.712 | 2.686 | 2.659 | 2.619 | 2.532 | 2.457 | 2.376 | 2.279 | 2.182 | 2.081 | 1.972 | 1.87 | 1.813 | 1.741 | 1.686 | 1.646 | NPgN | GSP | NG FES - Steady Progression | Total installed non-renewable generation capacity (MW)
NG FES - Steady Progression | Gen_BB002_NPgAggregate | MW | NPgN | HARTMOOR | Total installed non-renewable generation capacity (MW) | HARM_6 | 2.747 | 2.747 | 3.398 | 4.206 | 5.333 | 6.641 | 8.256 | 9.569 | 10.83 | 12.026 | 13.151 | 14.169 | 15.071 | 15.817 | 16.181 | 16.444 | 16.591 | 16.499 | 16.402 | 16.237 | 15.829 | 15.486 | 15.117 | 14.667 | 14.228 | 13.785 | 13.308 | 12.852 | 12.545 | 12.156 | 11.859 | 11.588 | NPgN | GSP | NG FES - Steady Progression | Total installed non-renewable generation capacity (MW)
NG FES - Steady Progression | Gen_BB002_NPgAggregate | MW | NPgN | HAWTHORN PIT GRID | Total installed non-renewable generation capacity (MW) | HAWP_6 | 6.745 | 6.745 | 7.425 | 8.261 | 9.413 | 10.778 | 12.463 | 13.833 | 15.149 | 16.398 | 17.575 | 18.64 | 19.583 | 20.365 | 20.747 | 21.023 | 21.178 | 21.084 | 20.985 | 20.815 | 20.39 | 20.035 | 19.652 | 19.184 | 18.729 | 18.27 | 17.777 | 17.304 | 16.983 | 16.577 | 16.266 | 15.911 | NPgN | GSP | NG FES - Steady Progression | Total installed non-renewable generation capacity (MW)
NG FES - Steady Progression | Gen_BB002_NPgAggregate | MW | NPgN | KNARESBOROUGH | Total installed non-renewable generation capacity (MW) | KNARE_111 | 63.535 | 63.535 | 66.242 | 69.38 | 73.396 | 78.784 | 85.448 | 90.855 | 96.046 | 101.018 | 105.731 | 109.997 | 113.785 | 116.928 | 118.48 | 119.617 | 120.272 | 119.939 | 119.585 | 118.955 | 117.316 | 115.956 | 114.493 | 112.698 | 110.964 | 109.22 | 107.359 | 105.561 | 104.284 | 102.667 | 101.431 | 100.502 | NPgN | GSP | NG FES - Steady Progression | Total installed non-renewable generation capacity (MW)
NG FES - Steady Progression | Gen_BB002_NPgAggregate | MW | NPgN | LACKENBY | Total installed non-renewable generation capacity (MW) | LACK_6 | 40.197 | 40.197 | 40.899 | 41.854 | 43.325 | 44.756 | 46.519 | 47.955 | 49.335 | 50.625 | 51.827 | 52.911 | 53.871 | 54.662 | 55.039 | 55.307 | 55.448 | 55.331 | 55.207 | 55.008 | 54.546 | 54.151 | 53.726 | 53.21 | 52.703 | 52.186 | 51.627 | 51.097 | 50.766 | 50.347 | 50.026 | 48.383 | NPgN | GSP | NG FES - Steady Progression | Total installed non-renewable generation capacity (MW)
NG FES - Steady Progression | Gen_BB002_NPgAggregate | MW | NPgN | NORTON | Total installed non-renewable generation capacity (MW) | NORT_1 | 97.445 | 97.445 | 103.022 | 109.507 | 117.843 | 128.947 | 142.681 | 153.826 | 164.525 | 174.768 | 184.475 | 193.261 | 201.061 | 207.534 | 210.728 | 213.066 | 214.411 | 213.72 | 212.987 | 211.684 | 208.302 | 205.493 | 202.473 | 198.768 | 195.187 | 191.586 | 187.741 | 184.026 | 181.395 | 178.065 | 175.518 | 173.219 | NPgN | GSP | NG FES - Steady Progression | Total installed non-renewable generation capacity (MW)
NG FES - Steady Progression | Gen_BB002_NPgAggregate | MW | NPgN | OFFERTON | Total installed non-renewable generation capacity (MW) | OFFE_3 | 1.2 | 1.2 | 1.248 | 1.401 | 1.766 | 1.885 | 2.027 | 2.146 | 2.262 | 2.351 | 2.421 | 2.482 | 2.533 | 2.573 | 2.583 | 2.585 | 2.577 | 2.55 | 2.522 | 2.487 | 2.431 | 2.379 | 2.322 | 2.255 | 2.185 | 2.11 | 2.024 | 1.949 | 1.926 | 1.897 | 1.875 | 1.782 | NPgN | GSP | NG FES - Steady Progression | Total installed non-renewable generation capacity (MW)
NG FES - Steady Progression | Gen_BB002_NPgAggregate | MW | NPgN | OSBALDWICK | Total installed non-renewable generation capacity (MW) | OSBA_1 | 52.836 | 52.836 | 59.465 | 66.871 | 75.863 | 88.988 | 105.239 | 118.412 | 131.056 | 143.231 | 154.813 | 165.302 | 174.621 | 182.366 | 186.217 | 189.053 | 190.714 | 189.958 | 189.155 | 187.681 | 183.743 | 180.493 | 177 | 172.705 | 168.57 | 164.429 | 160.022 | 155.742 | 152.615 | 148.657 | 145.629 | 143.226 | NPgN | GSP | NG FES - Steady Progression | Total installed non-renewable generation capacity (MW)
NG FES - Steady Progression | Gen_BB002_NPgAggregate | MW | NPgN | POPPLETON | Total installed non-renewable generation capacity (MW) | POPP_3 | 2.85 | 2.85 | 3.053 | 3.361 | 3.882 | 4.304 | 4.822 | 5.246 | 5.654 | 6.027 | 6.371 | 6.68 | 6.953 | 7.177 | 7.281 | 7.352 | 7.387 | 7.346 | 7.303 | 7.238 | 7.095 | 6.972 | 6.839 | 6.678 | 6.519 | 6.355 | 6.176 | 6.008 | 5.912 | 5.791 | 5.698 | 5.63 | NPgN | GSP | NG FES - Steady Progression | Total installed non-renewable generation capacity (MW)
NG FES - Steady Progression | Gen_BB002_NPgAggregate | MW | NPgN | SALTHOLME | Total installed non-renewable generation capacity (MW) | SALH_1 | 164.129 | 264.029 | 264.08 | 264.144 | 264.236 | 264.339 | 264.465 | 264.567 | 264.666 | 264.759 | 264.847 | 264.926 | 264.996 | 265.054 | 265.082 | 265.102 | 265.113 | 265.106 | 265.098 | 265.084 | 265.052 | 265.025 | 264.996 | 264.96 | 264.926 | 264.89 | 264.852 | 264.816 | 264.792 | 264.762 | 264.739 | 258.156 | NPgN | GSP | NG FES - Steady Progression | Total installed non-renewable generation capacity (MW)
NG FES - Steady Progression | Gen_BB002_NPgAggregate | MW | NPgN | SOUTH SHIELDS | Total installed non-renewable generation capacity (MW) | SSHI_3 | 0 | 0 | 0 | 0.116 | 0.466 | 0.494 | 0.523 | 0.551 | 0.58 | 0.58 | 0.564 | 0.546 | 0.528 | 0.509 | 0.488 | 0.466 | 0.443 | 0.418 | 0.392 | 0.363 | 0.332 | 0.298 | 0.261 | 0.219 | 0.173 | 0.119 | 0.057 | 0.005 | 0.005 | 0.005 | 0.005 | 0.005 | NPgN | GSP | NG FES - Steady Progression | Total installed non-renewable generation capacity (MW)
NG FES - Steady Progression | Gen_BB002_NPgAggregate | MW | NPgN | SPADEADAM | Total installed non-renewable generation capacity (MW) | KIELD01 and SPAD20 | 0 | 0 | 0.094 | 0.215 | 0.39 | 0.581 | 0.816 | 1.007 | 1.191 | 1.364 | 1.527 | 1.674 | 1.804 | 1.912 | 1.964 | 2.001 | 2.022 | 2.008 | 1.993 | 1.968 | 1.908 | 1.857 | 1.802 | 1.735 | 1.67 | 1.604 | 1.533 | 1.465 | 1.421 | 1.364 | 1.321 | 1.29 | NPgN | GSP | NG FES - Steady Progression | Total installed non-renewable generation capacity (MW)
NG FES - Steady Progression | Gen_BB002_NPgAggregate | MW | NPgN | SPENNYMOOR | Total installed non-renewable generation capacity (MW) | SPEN_1 | 9.539 | 9.539 | 13.968 | 18.905 | 24.881 | 33.647 | 44.503 | 53.301 | 61.747 | 69.881 | 77.621 | 84.631 | 90.859 | 96.035 | 98.61 | 100.507 | 101.618 | 101.116 | 100.582 | 99.6 | 96.972 | 94.803 | 92.473 | 89.607 | 86.849 | 84.087 | 81.148 | 78.293 | 76.204 | 73.56 | 71.537 | 70.06 | NPgN | GSP | NG FES - Steady Progression | Total installed non-renewable generation capacity (MW)
NG FES - Steady Progression | Gen_BB002_NPgAggregate | MW | NPgN | STELLA NORTH | Total installed non-renewable generation capacity (MW) | STEN_1 | 28.35 | 28.35 | 28.657 | 29.409 | 31.07 | 31.776 | 32.626 | 33.334 | 34.018 | 34.581 | 35.056 | 35.478 | 35.842 | 36.13 | 36.234 | 36.287 | 36.28 | 36.157 | 36.025 | 35.855 | 35.563 | 35.293 | 34.999 | 34.653 | 34.297 | 33.916 | 33.491 | 33.109 | 32.965 | 32.782 | 32.642 | 31.668 | NPgN | GSP | NG FES - Steady Progression | Total installed non-renewable generation capacity (MW)
NG FES - Steady Progression | Gen_BB002_NPgAggregate | MW | NPgN | STELLA SOUTH | Total installed non-renewable generation capacity (MW) | STES_1 | 3.99 | 3.99 | 6.153 | 8.619 | 11.702 | 15.996 | 21.311 | 25.621 | 29.759 | 33.731 | 37.503 | 40.918 | 43.951 | 46.47 | 47.717 | 48.634 | 49.165 | 48.908 | 48.635 | 48.142 | 46.844 | 45.769 | 44.613 | 43.194 | 41.825 | 40.451 | 38.987 | 37.568 | 36.548 | 35.256 | 34.268 | 33.547 | NPgN | GSP | NG FES - Steady Progression | Total installed non-renewable generation capacity (MW)
NG FES - Steady Progression | Gen_BB002_NPgAggregate | MW | NPgN | TYNEMOUTH | Total installed non-renewable generation capacity (MW) | TYNE_1 | 43.868 | 43.868 | 43.951 | 44.315 | 45.253 | 45.483 | 45.752 | 45.982 | 46.206 | 46.359 | 46.464 | 46.553 | 46.626 | 46.677 | 46.676 | 46.66 | 46.625 | 46.557 | 46.485 | 46.399 | 46.277 | 46.157 | 46.025 | 45.874 | 45.713 | 45.536 | 45.334 | 45.159 | 45.119 | 45.07 | 45.032 | 44.521 | NPgN | GSP | NG FES - Steady Progression | Total installed non-renewable generation capacity (MW)
NG FES - Steady Progression | Gen_BB002_NPgAggregate | MW | NPgN | WEST BOLDON | Total installed non-renewable generation capacity (MW) | WBOL_6 | 0.45 | 0.45 | 0.709 | 1.333 | 2.701 | 3.294 | 4.009 | 4.604 | 5.179 | 5.654 | 6.057 | 6.415 | 6.725 | 6.97 | 7.06 | 7.106 | 7.103 | 7.002 | 6.893 | 6.753 | 6.509 | 6.284 | 6.04 | 5.752 | 5.455 | 5.139 | 4.787 | 4.469 | 4.347 | 4.193 | 4.074 | 3.959 | NPgN | GSP | NG FES - Steady Progression | Total installed non-renewable generation capacity (MW)
NG FES - Steady Progression | Gen_BB002_NPgAggregate | MW | NPgY | BRADFORD WEST | Total installed non-renewable generation capacity (MW) | BRAW_1 | 18.351 | 20.409 | 20.861 | 22.866 | 30.955 | 33.113 | 35.791 | 38.385 | 40.93 | 43.016 | 44.757 | 46.303 | 47.633 | 48.676 | 49.017 | 49.161 | 49.072 | 48.54 | 47.978 | 47.265 | 46.118 | 45.045 | 43.879 | 42.507 | 41.089 | 39.577 | 37.891 | 36.018 | 34.074 | 33.913 | 33.756 | 33.598 | NPgY | GSP | NG FES - Steady Progression | Total installed non-renewable generation capacity (MW)
NG FES - Steady Progression | Gen_BB002_NPgAggregate | MW | NPgY | CAMBLESFORTH | Total installed non-renewable generation capacity (MW) | CAMB_01 | 13.08 | 13.08 | 13.158 | 13.357 | 14.033 | 14.364 | 14.785 | 15.191 | 15.589 | 15.947 | 16.271 | 16.562 | 16.818 | 17.026 | 17.115 | 17.173 | 17.192 | 17.137 | 17.08 | 17 | 16.849 | 16.714 | 16.569 | 16.395 | 16.22 | 16.039 | 15.841 | 15.629 | 15.426 | 15.398 | 15.371 | 15.344 | NPgY | GSP | NG FES - Steady Progression | Total installed non-renewable generation capacity (MW)
NG FES - Steady Progression | Gen_BB002_NPgAggregate | MW | NPgY | CREYKE BECK | Total installed non-renewable generation capacity (MW) | CREB_1 | 112.842 | 134.392 | 137.675 | 142.478 | 153.232 | 166.282 | 183.11 | 199.333 | 215.192 | 230.352 | 244.691 | 257.691 | 269.218 | 278.75 | 283.288 | 286.523 | 288.197 | 286.802 | 285.362 | 283.026 | 277.771 | 273.337 | 268.562 | 262.704 | 257.028 | 251.332 | 245.253 | 239.056 | 233.68 | 232.508 | 231.369 | 230.22 | NPgY | GSP | NG FES - Steady Progression | Total installed non-renewable generation capacity (MW)
NG FES - Steady Progression | Gen_BB002_NPgAggregate | MW | NPgY | DRAX | Total installed non-renewable generation capacity (MW) | DRAX_YEDL | 77.075 | 77.075 | 77.469 | 78.025 | 79.212 | 80.774 | 82.789 | 84.732 | 86.631 | 88.452 | 90.178 | 91.744 | 93.132 | 94.281 | 94.831 | 95.224 | 95.43 | 95.268 | 95.101 | 94.826 | 94.202 | 93.677 | 93.111 | 92.417 | 91.745 | 91.072 | 90.355 | 89.627 | 89.001 | 88.86 | 88.723 | 88.585 | NPgY | GSP | NG FES - Steady Progression | Total installed non-renewable generation capacity (MW)
NG FES - Steady Progression | Gen_BB002_NPgAggregate | MW | NPgY | ELLAND | Total installed non-renewable generation capacity (MW) | ELLA_1 | 59.925 | 59.925 | 60.372 | 61.964 | 68.043 | 70.071 | 72.612 | 75.072 | 77.482 | 79.544 | 81.332 | 82.931 | 84.32 | 85.429 | 85.848 | 86.078 | 86.083 | 85.655 | 85.206 | 84.614 | 83.603 | 82.677 | 81.672 | 80.48 | 79.263 | 77.98 | 76.56 | 75.004 | 73.432 | 73.273 | 73.118 | 72.961 | NPgY | GSP | NG FES - Steady Progression | Total installed non-renewable generation capacity (MW)
NG FES - Steady Progression | Gen_BB002_NPgAggregate | MW | NPgY | FERRYBRIDGE A | Total installed non-renewable generation capacity (MW) | FERRA2 | 15.997 | 15.997 | 16.643 | 17.532 | 19.373 | 21.926 | 25.221 | 28.398 | 31.503 | 34.486 | 37.317 | 39.884 | 42.163 | 44.049 | 44.954 | 45.603 | 45.945 | 45.685 | 45.417 | 44.974 | 43.957 | 43.104 | 42.186 | 41.057 | 39.967 | 38.876 | 37.716 | 36.539 | 35.531 | 35.301 | 35.076 | 34.85 | NPgY | GSP | NG FES - Steady Progression | Total installed non-renewable generation capacity (MW)
NG FES - Steady Progression | Gen_BB002_NPgAggregate | MW | NPgY | FERRYBRIDGE B | Total installed non-renewable generation capacity (MW) | FERRB9 | 225.736 | 225.736 | 227.392 | 229.78 | 235.036 | 241.607 | 250.083 | 258.254 | 266.242 | 273.886 | 281.122 | 287.683 | 293.501 | 298.314 | 300.609 | 302.248 | 303.1 | 302.405 | 301.689 | 300.52 | 297.882 | 295.657 | 293.263 | 290.323 | 287.477 | 284.623 | 281.58 | 278.481 | 275.8 | 275.209 | 274.635 | 274.055 | NPgY | GSP | NG FES - Steady Progression | Total installed non-renewable generation capacity (MW)
NG FES - Steady Progression | Gen_BB002_NPgAggregate | MW | NPgY | GRIMSBY WEST | Total installed non-renewable generation capacity (MW) | GRIW_1 | 119.205 | 119.205 | 120.268 | 121.765 | 124.967 | 129.175 | 134.607 | 139.842 | 144.96 | 149.867 | 154.518 | 158.735 | 162.477 | 165.573 | 167.054 | 168.114 | 168.669 | 168.232 | 167.782 | 167.042 | 165.359 | 163.943 | 162.42 | 160.547 | 158.737 | 156.924 | 154.993 | 153.03 | 151.341 | 150.962 | 150.593 | 150.221 | NPgY | GSP | NG FES - Steady Progression | Total installed non-renewable generation capacity (MW)
NG FES - Steady Progression | Gen_BB002_NPgAggregate | MW | NPgY | JORDANTHORPE | Total installed non-renewable generation capacity (MW) | JORD_3 | 0 | 0 | 0.05 | 0.241 | 0.98 | 1.211 | 1.5 | 1.78 | 2.054 | 2.286 | 2.486 | 2.663 | 2.818 | 2.94 | 2.985 | 3.008 | 3.006 | 2.955 | 2.902 | 2.832 | 2.715 | 2.607 | 2.489 | 2.35 | 2.208 | 2.058 | 1.891 | 1.707 | 1.52 | 1.502 | 1.485 | 1.467 | NPgY | GSP | NG FES - Steady Progression | Total installed non-renewable generation capacity (MW)
NG FES - Steady Progression | Gen_BB002_NPgAggregate | MW | NPgY | KEADBY | Total installed non-renewable generation capacity (MW) | KEAD_YEDL | 197.795 | 197.795 | 203.271 | 209.607 | 219.313 | 240.625 | 268.239 | 294.843 | 320.843 | 346.125 | 370.328 | 392.311 | 411.853 | 428.084 | 436.006 | 441.775 | 444.966 | 443.062 | 441.114 | 437.705 | 429.47 | 422.651 | 415.322 | 406.257 | 397.584 | 388.991 | 379.911 | 370.846 | 363.379 | 361.425 | 359.525 | 357.609 | NPgY | GSP | NG FES - Steady Progression | Total installed non-renewable generation capacity (MW)
NG FES - Steady Progression | Gen_BB002_NPgAggregate | MW | NPgY | KIRKSTALL B | Total installed non-renewable generation capacity (MW) | KIRKB1 | 20.193 | 20.193 | 20.379 | 21.238 | 24.727 | 25.625 | 26.738 | 27.817 | 28.876 | 29.737 | 30.45 | 31.082 | 31.625 | 32.049 | 32.183 | 32.236 | 32.192 | 31.965 | 31.725 | 31.422 | 30.938 | 30.485 | 29.992 | 29.413 | 28.814 | 28.173 | 27.458 | 26.662 | 25.832 | 25.765 | 25.701 | 25.636 | NPgY | GSP | NG FES - Steady Progression | Total installed non-renewable generation capacity (MW)
NG FES - Steady Progression | Gen_BB002_NPgAggregate | MW | NPgY | NEEPSEND | Total installed non-renewable generation capacity (MW) | NEEP_3 | 0 | 0 | 0.017 | 0.31 | 1.68 | 1.821 | 1.982 | 2.14 | 2.296 | 2.376 | 2.406 | 2.427 | 2.437 | 2.434 | 2.401 | 2.359 | 2.304 | 2.229 | 2.149 | 2.059 | 1.947 | 1.832 | 1.705 | 1.562 | 1.405 | 1.23 | 1.029 | 0.794 | 0.526 | 0.52 | 0.514 | 0.508 | NPgY | GSP | NG FES - Steady Progression | Total installed non-renewable generation capacity (MW)
NG FES - Steady Progression | Gen_BB002_NPgAggregate | MW | NPgY | NORTON LEES | Total installed non-renewable generation capacity (MW) | NORL_3 | 0 | 0 | 0 | 0.217 | 1.283 | 1.342 | 1.4 | 1.459 | 1.517 | 1.517 | 1.48 | 1.441 | 1.4 | 1.356 | 1.311 | 1.262 | 1.211 | 1.156 | 1.097 | 1.034 | 0.965 | 0.891 | 0.809 | 0.717 | 0.615 | 0.497 | 0.36 | 0.195 | 0.001 | 0.001 | 0.001 | 0.001 | NPgY | GSP | NG FES - Steady Progression | Total installed non-renewable generation capacity (MW)
NG FES - Steady Progression | Gen_BB002_NPgAggregate | MW | NPgY | PITSMOOR 3/4 | Total installed non-renewable generation capacity (MW) | PITS_BB_B | 0 | 0 | 0 | 0.136 | 0.806 | 0.843 | 0.881 | 0.918 | 0.955 | 0.956 | 0.933 | 0.909 | 0.884 | 0.857 | 0.828 | 0.798 | 0.766 | 0.731 | 0.694 | 0.655 | 0.612 | 0.565 | 0.513 | 0.455 | 0.391 | 0.317 | 0.23 | 0.127 | 0.005 | 0.005 | 0.005 | 0.004 | NPgY | GSP | NG FES - Steady Progression | Total installed non-renewable generation capacity (MW)
NG FES - Steady Progression | Gen_BB002_NPgAggregate | MW | NPgY | SALTEND NORTH | Total installed non-renewable generation capacity (MW) | SALT_1 | 38.05 | 38.05 | 38.052 | 38.219 | 39.035 | 39.087 | 39.142 | 39.196 | 39.25 | 39.259 | 39.24 | 39.218 | 39.194 | 39.167 | 39.135 | 39.1 | 39.062 | 39.02 | 38.974 | 38.925 | 38.87 | 38.81 | 38.745 | 38.672 | 38.591 | 38.498 | 38.391 | 38.262 | 38.112 | 38.111 | 38.11 | 38.109 | NPgY | GSP | NG FES - Steady Progression | Total installed non-renewable generation capacity (MW)
NG FES - Steady Progression | Gen_BB002_NPgAggregate | MW | NPgY | SHEFFIELD CITY | Total installed non-renewable generation capacity (MW) | SHEC_3 | 0 | 0 | 0.004 | 0.279 | 1.618 | 1.705 | 1.796 | 1.887 | 1.977 | 1.993 | 1.962 | 1.928 | 1.889 | 1.845 | 1.793 | 1.736 | 1.674 | 1.604 | 1.529 | 1.448 | 1.357 | 1.26 | 1.152 | 1.032 | 0.898 | 0.745 | 0.568 | 0.356 | 0.109 | 0.107 | 0.106 | 0.105 | NPgY | GSP | NG FES - Steady Progression | Total installed non-renewable generation capacity (MW)
NG FES - Steady Progression | Gen_BB002_NPgAggregate | MW | NPgY | SKELTON GRANGE | Total installed non-renewable generation capacity (MW) | SKLGB1 | 71.694 | 76.694 | 77.178 | 79.303 | 87.86 | 90.165 | 93.027 | 95.8 | 98.52 | 100.755 | 102.623 | 104.283 | 105.712 | 106.834 | 107.203 | 107.363 | 107.272 | 106.708 | 106.112 | 105.355 | 104.133 | 102.991 | 101.751 | 100.29 | 98.782 | 97.174 | 95.382 | 93.393 | 91.331 | 91.158 | 90.99 | 90.821 | NPgY | GSP | NG FES - Steady Progression | Total installed non-renewable generation capacity (MW)
NG FES - Steady Progression | Gen_BB002_NPgAggregate | MW | NPgY | TEMPLEBOROUGH 275/33KV | Total installed non-renewable generation capacity (MW) | TEMP_3 | 0 | 0 | 0.013 | 0.035 | 0.09 | 0.144 | 0.212 | 0.279 | 0.343 | 0.405 | 0.462 | 0.514 | 0.56 | 0.599 | 0.616 | 0.629 | 0.635 | 0.629 | 0.622 | 0.612 | 0.59 | 0.572 | 0.551 | 0.527 | 0.503 | 0.478 | 0.452 | 0.425 | 0.401 | 0.397 | 0.392 | 0.387 | NPgY | GSP | NG FES - Steady Progression | Total installed non-renewable generation capacity (MW)
NG FES - Steady Progression | Gen_BB002_NPgAggregate | MW | NPgY | THURCROFT | Total installed non-renewable generation capacity (MW) | THUR_6 | 41.7 | 71.7 | 73.081 | 74.883 | 78.33 | 83.761 | 90.781 | 97.546 | 104.159 | 110.536 | 116.606 | 122.114 | 127.005 | 131.058 | 133.013 | 134.423 | 135.179 | 134.648 | 134.101 | 133.182 | 131.041 | 129.251 | 127.325 | 124.953 | 122.669 | 120.392 | 117.973 | 115.532 | 113.467 | 112.974 | 112.494 | 112.011 | NPgY | GSP | NG FES - Steady Progression | Total installed non-renewable generation capacity (MW)
NG FES - Steady Progression | Gen_BB002_NPgAggregate | MW | NPgY | WEST MELTON / THORPE MARSH | Total installed non-renewable generation capacity (MW) | WMEL_THOM | 53.845 | 53.845 | 55.105 | 57.435 | 63.955 | 69.095 | 75.685 | 82.042 | 88.261 | 94.079 | 99.499 | 104.4 | 108.732 | 112.293 | 113.932 | 115.065 | 115.592 | 114.933 | 114.249 | 113.211 | 111.04 | 109.171 | 107.154 | 104.701 | 102.292 | 99.842 | 97.201 | 94.453 | 91.954 | 91.504 | 91.067 | 90.626 | NPgY | GSP | NG FES - Steady Progression | Total installed non-renewable generation capacity (MW)
NG FES - Steady Progression | Gen_BB002_NPgAggregate | MW | NPgY | WEST MELTON SECTION 3 | Total installed non-renewable generation capacity (MW) | WMEL_BB3 | 16.335 | 16.335 | 17.684 | 19.985 | 26.017 | 31.466 | 38.468 | 45.221 | 51.826 | 58.054 | 63.888 | 69.17 | 73.843 | 77.693 | 79.489 | 80.744 | 81.354 | 80.698 | 80.018 | 78.962 | 76.7 | 74.765 | 72.679 | 70.135 | 67.647 | 65.129 | 62.425 | 59.63 | 57.127 | 56.646 | 56.178 | 55.706 | NPgY | GSP | NG FES - Steady Progression | Total installed non-renewable generation capacity (MW)
NG FES - Steady Progression | Gen_BB002_NPgAggregate | MW | NPgY | WINCOBANK | Total installed non-renewable generation capacity (MW) | WIBA_3 | 0 | 0 | 0.047 | 0.144 | 0.439 | 0.634 | 0.882 | 1.122 | 1.357 | 1.574 | 1.775 | 1.956 | 2.115 | 2.246 | 2.305 | 2.345 | 2.362 | 2.335 | 2.307 | 2.265 | 2.181 | 2.107 | 2.028 | 1.932 | 1.837 | 1.74 | 1.635 | 1.525 | 1.422 | 1.405 | 1.389 | 1.372 | NPgY | GSP | NG FES - Steady Progression | Total installed non-renewable generation capacity (MW)
NG FES - Steady Progression | Gen_BB006 | MW | NPgN | BLYTH 66kV | Total installed other non-renewable capacity (MW) | BLYTB1 | 0 | 0 | 0.378 | 0.756 | 1.135 | 2.766 | 5.019 | 7.203 | 9.325 | 11.426 | 13.462 | 15.342 | 17.013 | 18.393 | 19.061 | 19.54 | 19.792 | 19.65 | 19.519 | 19.23 | 18.644 | 18.182 | 17.653 | 17.01 | 16.413 | 15.834 | 15.233 | 14.639 | 14.213 | 13.636 | 13.235 | 12.998 | NPgN | GSP | NG FES - Steady Progression | Total installed other non-renewable capacity (MW)
NG FES - Steady Progression | Gen_BB006 | MW | NPgN | BLYTH 132kV | Total installed other non-renewable capacity (MW) | BLYTH132 | 0 | 0 | 0.669 | 1.337 | 2.006 | 4.891 | 8.875 | 12.736 | 16.488 | 20.203 | 23.802 | 27.126 | 30.081 | 32.522 | 33.703 | 34.55 | 34.996 | 34.745 | 34.512 | 34.002 | 32.965 | 32.149 | 31.213 | 30.075 | 29.021 | 27.997 | 26.934 | 25.883 | 25.131 | 24.11 | 23.401 | 22.982 | NPgN | GSP | NG FES - Steady Progression | Total installed other non-renewable capacity (MW)
NG FES - Steady Progression | Gen_BB006 | MW | NPgN | FOURSTONES | Total installed other non-renewable capacity (MW) | FOUR_1 | 0 | 0 | 0.035 | 0.069 | 0.104 | 0.253 | 0.459 | 0.659 | 0.853 | 1.045 | 1.231 | 1.403 | 1.556 | 1.682 | 1.743 | 1.787 | 1.81 | 1.797 | 1.785 | 1.758 | 1.705 | 1.663 | 1.614 | 1.555 | 1.501 | 1.448 | 1.393 | 1.339 | 1.3 | 1.247 | 1.21 | 1.189 | NPgN | GSP | NG FES - Steady Progression | Total installed other non-renewable capacity (MW)
NG FES - Steady Progression | Gen_BB006 | MW | NPgN | HARTMOOR | Total installed other non-renewable capacity (MW) | HARM_6 | 1.9 | 1.9 | 2.087 | 2.274 | 2.461 | 3.267 | 4.381 | 5.46 | 6.509 | 7.547 | 8.553 | 9.482 | 10.308 | 10.99 | 11.321 | 11.557 | 11.682 | 11.612 | 11.547 | 11.404 | 11.114 | 10.886 | 10.625 | 10.307 | 10.012 | 9.726 | 9.428 | 9.135 | 8.925 | 8.639 | 8.441 | 8.324 | NPgN | GSP | NG FES - Steady Progression | Total installed other non-renewable capacity (MW)
NG FES - Steady Progression | Gen_BB006 | MW | NPgN | HAWTHORN PIT GRID | Total installed other non-renewable capacity (MW) | HAWP_6 | 2.85 | 2.85 | 3.045 | 3.241 | 3.436 | 4.279 | 5.442 | 6.57 | 7.666 | 8.75 | 9.802 | 10.772 | 11.635 | 12.348 | 12.693 | 12.941 | 13.071 | 12.998 | 12.93 | 12.781 | 12.478 | 12.239 | 11.966 | 11.634 | 11.326 | 11.027 | 10.716 | 10.409 | 10.19 | 9.892 | 9.685 | 9.562 | NPgN | GSP | NG FES - Steady Progression | Total installed other non-renewable capacity (MW)
NG FES - Steady Progression | Gen_BB006 | MW | NPgN | KNARESBOROUGH | Total installed other non-renewable capacity (MW) | KNARE_111 | 27 | 27 | 27.777 | 28.555 | 29.332 | 32.686 | 37.317 | 41.805 | 46.167 | 50.485 | 54.669 | 58.534 | 61.969 | 64.806 | 66.179 | 67.164 | 67.682 | 67.39 | 67.12 | 66.527 | 65.321 | 64.373 | 63.285 | 61.962 | 60.737 | 59.546 | 58.31 | 57.089 | 56.215 | 55.028 | 54.204 | 53.716 | NPgN | GSP | NG FES - Steady Progression | Total installed other non-renewable capacity (MW)
NG FES - Steady Progression | Gen_BB006 | MW | NPgN | LACKENBY | Total installed other non-renewable capacity (MW) | LACK_6 | 12 | 12 | 12.202 | 12.403 | 12.605 | 13.475 | 14.676 | 15.84 | 16.971 | 18.092 | 19.177 | 20.179 | 21.07 | 21.806 | 22.162 | 22.417 | 22.552 | 22.476 | 22.406 | 22.252 | 21.94 | 21.694 | 21.411 | 21.068 | 20.75 | 20.442 | 20.121 | 19.804 | 19.578 | 19.27 | 19.056 | 18.929 | NPgN | GSP | NG FES - Steady Progression | Total installed other non-renewable capacity (MW)
NG FES - Steady Progression | Gen_BB006 | MW | NPgN | NORTON | Total installed other non-renewable capacity (MW) | NORT_1 | 18.037 | 18.037 | 19.638 | 21.24 | 22.841 | 29.751 | 39.291 | 48.538 | 57.525 | 66.421 | 75.041 | 83.002 | 90.079 | 95.925 | 98.754 | 100.782 | 101.85 | 101.249 | 100.691 | 99.47 | 96.986 | 95.032 | 92.791 | 90.066 | 87.541 | 85.088 | 82.542 | 80.026 | 78.225 | 75.779 | 74.082 | 73.077 | NPgN | GSP | NG FES - Steady Progression | Total installed other non-renewable capacity (MW)
NG FES - Steady Progression | Gen_BB006 | MW | NPgN | OFFERTON | Total installed other non-renewable capacity (MW) | OFFE_3 | 0 | 0 | 0.014 | 0.028 | 0.042 | 0.101 | 0.184 | 0.264 | 0.342 | 0.419 | 0.493 | 0.562 | 0.623 | 0.674 | 0.698 | 0.716 | 0.725 | 0.72 | 0.715 | 0.705 | 0.683 | 0.666 | 0.647 | 0.623 | 0.601 | 0.58 | 0.558 | 0.536 | 0.521 | 0.5 | 0.485 | 0.476 | NPgN | GSP | NG FES - Steady Progression | Total installed other non-renewable capacity (MW)
NG FES - Steady Progression | Gen_BB006 | MW | NPgN | OSBALDWICK | Total installed other non-renewable capacity (MW) | OSBA_1 | 48.336 | 48.336 | 50.239 | 52.143 | 54.046 | 62.259 | 73.598 | 84.588 | 95.269 | 105.843 | 116.088 | 125.55 | 133.961 | 140.909 | 144.272 | 146.683 | 147.952 | 147.237 | 146.575 | 145.123 | 142.171 | 139.848 | 137.185 | 133.945 | 130.945 | 128.029 | 125.003 | 122.013 | 119.872 | 116.966 | 114.948 | 113.754 | NPgN | GSP | NG FES - Steady Progression | Total installed other non-renewable capacity (MW)
NG FES - Steady Progression | Gen_BB006 | MW | NPgN | POPPLETON | Total installed other non-renewable capacity (MW) | POPP_3 | 2.85 | 2.85 | 2.908 | 2.967 | 3.025 | 3.277 | 3.625 | 3.963 | 4.29 | 4.615 | 4.929 | 5.22 | 5.478 | 5.691 | 5.794 | 5.868 | 5.907 | 5.885 | 5.865 | 5.821 | 5.73 | 5.659 | 5.577 | 5.478 | 5.385 | 5.296 | 5.203 | 5.111 | 5.046 | 4.956 | 4.894 | 4.858 | NPgN | GSP | NG FES - Steady Progression | Total installed other non-renewable capacity (MW)
NG FES - Steady Progression | Gen_BB006 | MW | NPgN | SALTHOLME | Total installed other non-renewable capacity (MW) | SALH_1 | 56.505 | 156.405 | 156.42 | 156.434 | 156.449 | 156.512 | 156.598 | 156.682 | 156.764 | 156.845 | 156.923 | 156.996 | 157.06 | 157.113 | 157.139 | 157.157 | 157.167 | 157.162 | 157.157 | 157.145 | 157.123 | 157.105 | 157.085 | 157.06 | 157.037 | 157.015 | 156.992 | 156.969 | 156.952 | 156.93 | 156.915 | 156.905 | NPgN | GSP | NG FES - Steady Progression | Total installed other non-renewable capacity (MW)
NG FES - Steady Progression | Gen_BB006 | MW | NPgN | SOUTH SHIELDS | Total installed other non-renewable capacity (MW) | SSHI_3 | 0 | 0 | 0 | 0 | 0 | 0.001 | 0.001 | 0.002 | 0.002 | 0.003 | 0.003 | 0.004 | 0.004 | 0.005 | 0.005 | 0.005 | 0.005 | 0.005 | 0.005 | 0.005 | 0.005 | 0.005 | 0.004 | 0.004 | 0.004 | 0.004 | 0.004 | 0.004 | 0.004 | 0.003 | 0.003 | 0.003 | NPgN | GSP | NG FES - Steady Progression | Total installed other non-renewable capacity (MW)
NG FES - Steady Progression | Gen_BB006 | MW | NPgN | SPADEADAM | Total installed other non-renewable capacity (MW) | KIELD01 and SPAD20 | 0 | 0 | 0.027 | 0.054 | 0.081 | 0.198 | 0.36 | 0.516 | 0.668 | 0.819 | 0.965 | 1.099 | 1.219 | 1.318 | 1.366 | 1.4 | 1.418 | 1.408 | 1.399 | 1.378 | 1.336 | 1.303 | 1.265 | 1.219 | 1.176 | 1.135 | 1.092 | 1.049 | 1.019 | 0.977 | 0.948 | 0.931 | NPgN | GSP | NG FES - Steady Progression | Total installed other non-renewable capacity (MW)
NG FES - Steady Progression | Gen_BB006 | MW | NPgN | SPENNYMOOR | Total installed other non-renewable capacity (MW) | SPEN_1 | 5.739 | 5.739 | 7.011 | 8.282 | 9.554 | 15.041 | 22.617 | 29.96 | 37.096 | 44.161 | 51.006 | 57.328 | 62.948 | 67.59 | 69.837 | 71.447 | 72.295 | 71.817 | 71.375 | 70.405 | 68.433 | 66.881 | 65.102 | 62.937 | 60.932 | 58.985 | 56.963 | 54.964 | 53.534 | 51.592 | 50.244 | 49.446 | NPgN | GSP | NG FES - Steady Progression | Total installed other non-renewable capacity (MW)
NG FES - Steady Progression | Gen_BB006 | MW | NPgN | STELLA NORTH | Total installed other non-renewable capacity (MW) | STEN_1 | 7.435 | 7.435 | 7.523 | 7.611 | 7.699 | 8.079 | 8.603 | 9.112 | 9.606 | 10.095 | 10.568 | 11.006 | 11.395 | 11.716 | 11.872 | 11.983 | 12.042 | 12.009 | 11.978 | 11.911 | 11.775 | 11.667 | 11.544 | 11.394 | 11.256 | 11.121 | 10.981 | 10.842 | 10.743 | 10.609 | 10.516 | 10.46 | NPgN | GSP | NG FES - Steady Progression | Total installed other non-renewable capacity (MW)
NG FES - Steady Progression | Gen_BB006 | MW | NPgN | STELLA SOUTH | Total installed other non-renewable capacity (MW) | STES_1 | 3.99 | 3.99 | 4.611 | 5.232 | 5.853 | 8.533 | 12.233 | 15.819 | 19.304 | 22.755 | 26.097 | 29.185 | 31.929 | 34.197 | 35.294 | 36.08 | 36.495 | 36.261 | 36.045 | 35.572 | 34.608 | 33.85 | 32.981 | 31.924 | 30.945 | 29.994 | 29.006 | 28.031 | 27.332 | 26.384 | 25.725 | 25.336 | NPgN | GSP | NG FES - Steady Progression | Total installed other non-renewable capacity (MW)
NG FES - Steady Progression | Gen_BB006 | MW | NPgN | TYNEMOUTH | Total installed other non-renewable capacity (MW) | TYNE_1 | 29.764 | 29.764 | 29.788 | 29.812 | 29.836 | 29.939 | 30.081 | 30.219 | 30.353 | 30.485 | 30.614 | 30.732 | 30.838 | 30.925 | 30.967 | 30.997 | 31.013 | 31.004 | 30.996 | 30.978 | 30.941 | 30.912 | 30.878 | 30.838 | 30.8 | 30.763 | 30.726 | 30.688 | 30.661 | 30.625 | 30.599 | 30.584 | NPgN | GSP | NG FES - Steady Progression | Total installed other non-renewable capacity (MW)
NG FES - Steady Progression | Gen_BB006 | MW | NPgN | WEST BOLDON | Total installed other non-renewable capacity (MW) | WBOL_6 | 0 | 0 | 0.074 | 0.149 | 0.223 | 0.544 | 0.987 | 1.416 | 1.833 | 2.246 | 2.646 | 3.016 | 3.344 | 3.616 | 3.747 | 3.841 | 3.891 | 3.863 | 3.837 | 3.78 | 3.665 | 3.574 | 3.47 | 3.344 | 3.227 | 3.113 | 2.994 | 2.878 | 2.794 | 2.681 | 2.602 | 2.555 | NPgN | GSP | NG FES - Steady Progression | Total installed other non-renewable capacity (MW)
NG FES - Steady Progression | Gen_BB006 | MW | NPgY | BRADFORD WEST | Total installed other non-renewable capacity (MW) | BRAW_1 | 12.219 | 12.219 | 12.394 | 12.57 | 12.745 | 14.208 | 16.191 | 18.118 | 20.02 | 21.904 | 23.73 | 25.415 | 26.914 | 28.152 | 28.751 | 29.18 | 29.406 | 29.279 | 29.161 | 28.903 | 28.376 | 27.963 | 27.488 | 26.911 | 26.377 | 25.857 | 25.318 | 24.785 | 24.404 | 24.428 | 24.452 | 24.476 | NPgY | GSP | NG FES - Steady Progression | Total installed other non-renewable capacity (MW)
NG FES - Steady Progression | Gen_BB006 | MW | NPgY | CAMBLESFORTH | Total installed other non-renewable capacity (MW) | CAMB_01 | 3 | 3 | 3.03 | 3.06 | 3.09 | 3.341 | 3.682 | 4.012 | 4.339 | 4.663 | 4.976 | 5.265 | 5.522 | 5.735 | 5.838 | 5.911 | 5.95 | 5.928 | 5.908 | 5.864 | 5.773 | 5.702 | 5.621 | 5.522 | 5.43 | 5.341 | 5.248 | 5.157 | 5.092 | 5.096 | 5.1 | 5.104 | NPgY | GSP | NG FES - Steady Progression | Total installed other non-renewable capacity (MW)
NG FES - Steady Progression | Gen_BB006 | MW | NPgY | CREYKE BECK | Total installed other non-renewable capacity (MW) | CREB_1 | 81.481 | 102.481 | 103.755 | 105.029 | 106.302 | 116.933 | 131.343 | 145.339 | 159.165 | 172.853 | 186.115 | 198.363 | 209.251 | 218.244 | 222.598 | 225.718 | 227.361 | 226.436 | 225.578 | 223.7 | 219.878 | 216.871 | 213.424 | 209.23 | 205.346 | 201.572 | 197.655 | 193.784 | 191.013 | 191.189 | 191.361 | 191.539 | NPgY | GSP | NG FES - Steady Progression | Total installed other non-renewable capacity (MW)
NG FES - Steady Progression | Gen_BB006 | MW | NPgY | DRAX | Total installed other non-renewable capacity (MW) | DRAX_YEDL | 69 | 69 | 69.153 | 69.306 | 69.459 | 70.736 | 72.467 | 74.148 | 75.808 | 77.452 | 79.045 | 80.516 | 81.824 | 82.904 | 83.427 | 83.802 | 83.999 | 83.888 | 83.785 | 83.56 | 83.1 | 82.739 | 82.325 | 81.822 | 81.355 | 80.902 | 80.431 | 79.966 | 79.634 | 79.655 | 79.675 | 79.697 | NPgY | GSP | NG FES - Steady Progression | Total installed other non-renewable capacity (MW)
NG FES - Steady Progression | Gen_BB006 | MW | NPgY | ELLAND | Total installed other non-renewable capacity (MW) | ELLA_1 | 0 | 0 | 0.173 | 0.347 | 0.52 | 1.966 | 3.926 | 5.83 | 7.711 | 9.573 | 11.377 | 13.044 | 14.525 | 15.748 | 16.34 | 16.765 | 16.988 | 16.863 | 16.746 | 16.49 | 15.97 | 15.561 | 15.092 | 14.522 | 13.994 | 13.48 | 12.947 | 12.421 | 12.044 | 12.068 | 12.091 | 12.115 | NPgY | GSP | NG FES - Steady Progression | Total installed other non-renewable capacity (MW)
NG FES - Steady Progression | Gen_BB006 | MW | NPgY | FERRYBRIDGE A | Total installed other non-renewable capacity (MW) | FERRA2 | 5.499 | 5.499 | 5.75 | 6 | 6.251 | 8.342 | 11.177 | 13.931 | 16.651 | 19.344 | 21.953 | 24.363 | 26.505 | 28.274 | 29.131 | 29.745 | 30.068 | 29.886 | 29.717 | 29.348 | 28.596 | 28.004 | 27.326 | 26.501 | 25.737 | 24.994 | 24.224 | 23.462 | 22.917 | 22.951 | 22.985 | 23.02 | NPgY | GSP | NG FES - Steady Progression | Total installed other non-renewable capacity (MW)
NG FES - Steady Progression | Gen_BB006 | MW | NPgY | FERRYBRIDGE B | Total installed other non-renewable capacity (MW) | FERRB9 | 97.716 | 97.716 | 98.359 | 99.001 | 99.643 | 105.003 | 112.269 | 119.326 | 126.298 | 133.199 | 139.886 | 146.062 | 151.552 | 156.087 | 158.282 | 159.856 | 160.684 | 160.217 | 159.785 | 158.838 | 156.911 | 155.395 | 153.656 | 151.542 | 149.583 | 147.68 | 145.705 | 143.753 | 142.356 | 142.445 | 142.532 | 142.621 | NPgY | GSP | NG FES - Steady Progression | Total installed other non-renewable capacity (MW)
NG FES - Steady Progression | Gen_BB006 | MW | NPgY | GRIMSBY WEST | Total installed other non-renewable capacity (MW) | GRIW_1 | 48 | 48 | 48.412 | 48.824 | 49.237 | 52.678 | 57.342 | 61.871 | 66.346 | 70.777 | 75.069 | 79.033 | 82.557 | 85.468 | 86.877 | 87.887 | 88.419 | 88.119 | 87.842 | 87.234 | 85.997 | 85.024 | 83.908 | 82.551 | 81.294 | 80.072 | 78.804 | 77.551 | 76.654 | 76.711 | 76.767 | 76.825 | NPgY | GSP | NG FES - Steady Progression | Total installed other non-renewable capacity (MW)
NG FES - Steady Progression | Gen_BB006 | MW | NPgY | JORDANTHORPE | Total installed other non-renewable capacity (MW) | JORD_3 | 0 | 0 | 0.02 | 0.039 | 0.059 | 0.221 | 0.442 | 0.656 | 0.868 | 1.078 | 1.281 | 1.468 | 1.635 | 1.773 | 1.839 | 1.887 | 1.912 | 1.898 | 1.885 | 1.856 | 1.798 | 1.752 | 1.699 | 1.635 | 1.575 | 1.517 | 1.457 | 1.398 | 1.356 | 1.358 | 1.361 | 1.364 | NPgY | GSP | NG FES - Steady Progression | Total installed other non-renewable capacity (MW)
NG FES - Steady Progression | Gen_BB006 | MW | NPgY | KEADBY | Total installed other non-renewable capacity (MW) | KEAD_YEDL | 171.5 | 171.5 | 173.624 | 175.749 | 177.873 | 195.602 | 219.634 | 242.974 | 266.032 | 288.859 | 310.976 | 331.403 | 349.56 | 364.56 | 371.82 | 377.024 | 379.764 | 378.22 | 376.79 | 373.658 | 367.283 | 362.269 | 356.52 | 349.526 | 343.049 | 336.755 | 330.222 | 323.766 | 319.145 | 319.439 | 319.726 | 320.022 | NPgY | GSP | NG FES - Steady Progression | Total installed other non-renewable capacity (MW)
NG FES - Steady Progression | Gen_BB006 | MW | NPgY | KIRKSTALL B | Total installed other non-renewable capacity (MW) | KIRKB1 | 5.193 | 5.193 | 5.265 | 5.338 | 5.41 | 6.014 | 6.832 | 7.627 | 8.412 | 9.19 | 9.943 | 10.639 | 11.257 | 11.768 | 12.015 | 12.192 | 12.286 | 12.233 | 12.184 | 12.078 | 11.86 | 11.69 | 11.494 | 11.256 | 11.035 | 10.821 | 10.598 | 10.378 | 10.221 | 10.231 | 10.241 | 10.251 | NPgY | GSP | NG FES - Steady Progression | Total installed other non-renewable capacity (MW)
NG FES - Steady Progression | Gen_BB006 | MW | NPgY | NEEPSEND | Total installed other non-renewable capacity (MW) | NEEP_3 | 0 | 0 | 0.007 | 0.013 | 0.02 | 0.077 | 0.153 | 0.227 | 0.3 | 0.373 | 0.443 | 0.508 | 0.566 | 0.613 | 0.636 | 0.653 | 0.662 | 0.657 | 0.652 | 0.642 | 0.622 | 0.606 | 0.588 | 0.566 | 0.545 | 0.525 | 0.504 | 0.484 | 0.469 | 0.47 | 0.471 | 0.472 | NPgY | GSP | NG FES - Steady Progression | Total installed other non-renewable capacity (MW)
NG FES - Steady Progression | Gen_BB006 | MW | NPgY | NORTON LEES | Total installed other non-renewable capacity (MW) | NORL_3 | 0 | 0 | 0 | 0 | 0 | 0 | 0 | 0 | 0.001 | 0.001 | 0.001 | 0.001 | 0.001 | 0.001 | 0.001 | 0.001 | 0.001 | 0.001 | 0.001 | 0.001 | 0.001 | 0.001 | 0.001 | 0.001 | 0.001 | 0.001 | 0.001 | 0.001 | 0.001 | 0.001 | 0.001 | 0.001 | NPgY | GSP | NG FES - Steady Progression | Total installed other non-renewable capacity (MW)
NG FES - Steady Progression | Gen_BB006 | MW | NPgY | PITSMOOR 3/4 | Total installed other non-renewable capacity (MW) | PITS_BB_B | 0 | 0 | 0 | 0 | 0 | 0.001 | 0.001 | 0.002 | 0.003 | 0.003 | 0.004 | 0.004 | 0.005 | 0.005 | 0.006 | 0.006 | 0.006 | 0.006 | 0.006 | 0.006 | 0.005 | 0.005 | 0.005 | 0.005 | 0.005 | 0.005 | 0.004 | 0.004 | 0.004 | 0.004 | 0.004 | 0.004 | NPgY | GSP | NG FES - Steady Progression | Total installed other non-renewable capacity (MW)
NG FES - Steady Progression | Gen_BB006 | MW | NPgY | SALTEND NORTH | Total installed other non-renewable capacity (MW) | SALT_1 | 10 | 10 | 10.001 | 10.002 | 10.002 | 10.009 | 10.018 | 10.027 | 10.035 | 10.044 | 10.052 | 10.059 | 10.066 | 10.072 | 10.075 | 10.076 | 10.077 | 10.077 | 10.076 | 10.075 | 10.073 | 10.071 | 10.069 | 10.066 | 10.064 | 10.061 | 10.059 | 10.057 | 10.055 | 10.055 | 10.055 | 10.055 | NPgY | GSP | NG FES - Steady Progression | Total installed other non-renewable capacity (MW)
NG FES - Steady Progression | Gen_BB006 | MW | NPgY | SHEFFIELD CITY | Total installed other non-renewable capacity (MW) | SHEC_3 | 0 | 0 | 0.001 | 0.003 | 0.004 | 0.016 | 0.032 | 0.047 | 0.062 | 0.077 | 0.092 | 0.105 | 0.117 | 0.127 | 0.132 | 0.135 | 0.137 | 0.136 | 0.135 | 0.133 | 0.129 | 0.125 | 0.122 | 0.117 | 0.113 | 0.109 | 0.104 | 0.1 | 0.097 | 0.097 | 0.097 | 0.098 | NPgY | GSP | NG FES - Steady Progression | Total installed other non-renewable capacity (MW)
NG FES - Steady Progression | Gen_BB006 | MW | NPgY | SKELTON GRANGE | Total installed other non-renewable capacity (MW) | SKLGB1 | 10.029 | 10.029 | 10.216 | 10.404 | 10.592 | 12.159 | 14.283 | 16.347 | 18.385 | 20.403 | 22.358 | 24.163 | 25.768 | 27.094 | 27.736 | 28.196 | 28.438 | 28.302 | 28.176 | 27.899 | 27.335 | 26.892 | 26.384 | 25.765 | 25.193 | 24.637 | 24.059 | 23.488 | 23.08 | 23.106 | 23.131 | 23.157 | NPgY | GSP | NG FES - Steady Progression | Total installed other non-renewable capacity (MW)
NG FES - Steady Progression | Gen_BB006 | MW | NPgY | TEMPLEBOROUGH 275/33KV | Total installed other non-renewable capacity (MW) | TEMP_3 | 0 | 0 | 0.005 | 0.01 | 0.015 | 0.058 | 0.117 | 0.173 | 0.229 | 0.284 | 0.338 | 0.388 | 0.432 | 0.468 | 0.486 | 0.498 | 0.505 | 0.501 | 0.498 | 0.49 | 0.475 | 0.462 | 0.449 | 0.432 | 0.416 | 0.401 | 0.385 | 0.369 | 0.358 | 0.359 | 0.359 | 0.36 | NPgY | GSP | NG FES - Steady Progression | Total installed other non-renewable capacity (MW)
NG FES - Steady Progression | Gen_BB006 | MW | NPgY | THURCROFT | Total installed other non-renewable capacity (MW) | THUR_6 | 36 | 36 | 36.536 | 37.072 | 37.607 | 42.079 | 48.141 | 54.028 | 59.845 | 65.602 | 71.181 | 76.334 | 80.913 | 84.697 | 86.528 | 87.841 | 88.532 | 88.142 | 87.782 | 86.992 | 85.384 | 84.119 | 82.669 | 80.905 | 79.271 | 77.684 | 76.036 | 74.407 | 73.242 | 73.316 | 73.388 | 73.463 | NPgY | GSP | NG FES - Steady Progression | Total installed other non-renewable capacity (MW)
NG FES - Steady Progression | Gen_BB006 | MW | NPgY | WEST MELTON / THORPE MARSH | Total installed other non-renewable capacity (MW) | WMEL_THOM | 29.4 | 29.4 | 29.889 | 30.378 | 30.867 | 34.947 | 40.478 | 45.85 | 51.157 | 56.41 | 61.5 | 66.202 | 70.381 | 73.833 | 75.504 | 76.701 | 77.332 | 76.977 | 76.648 | 75.927 | 74.46 | 73.305 | 71.982 | 70.373 | 68.882 | 67.433 | 65.93 | 64.444 | 63.381 | 63.448 | 63.514 | 63.582 | NPgY | GSP | NG FES - Steady Progression | Total installed other non-renewable capacity (MW)
NG FES - Steady Progression | Gen_BB006 | MW | NPgY | WEST MELTON SECTION 3 | Total installed other non-renewable capacity (MW) | WMEL_BB3 | 15.92 | 15.92 | 16.443 | 16.967 | 17.49 | 21.858 | 27.778 | 33.528 | 39.208 | 44.832 | 50.28 | 55.313 | 59.786 | 63.481 | 65.269 | 66.551 | 67.226 | 66.846 | 66.494 | 65.722 | 64.152 | 62.917 | 61.5 | 59.777 | 58.182 | 56.631 | 55.022 | 53.431 | 52.293 | 52.365 | 52.436 | 52.509 | NPgY | GSP | NG FES - Steady Progression | Total installed other non-renewable capacity (MW)
NG FES - Steady Progression | Gen_BB006 | MW | NPgY | WINCOBANK | Total installed other non-renewable capacity (MW) | WIBA_3 | 0 | 0 | 0.018 | 0.036 | 0.055 | 0.207 | 0.413 | 0.614 | 0.812 | 1.008 | 1.198 | 1.373 | 1.529 | 1.658 | 1.72 | 1.765 | 1.788 | 1.775 | 1.763 | 1.736 | 1.681 | 1.638 | 1.589 | 1.529 | 1.473 | 1.419 | 1.363 | 1.308 | 1.268 | 1.27 | 1.273 | 1.275 | NPgY | GSP | NG FES - Steady Progression | Total installed other non-renewable capacity (MW)
NG FES - Steady Progression | Gen_BB013 | MW | NPgN | BLYTH 66kV | Total installed PV capacity - domestic (MW) | BLYTB1 | 14.7 | 14.783 | 15.047 | 15.302 | 15.511 | 15.721 | 15.932 | 16.59 | 17.349 | 18.186 | 18.99 | 19.971 | 20.902 | 21.781 | 22.684 | 23.505 | 24.505 | 25.724 | 26.927 | 28.145 | 29.299 | 30.433 | 31.561 | 32.693 | 33.83 | 34.973 | 36.121 | 37.274 | 38.432 | 39.595 | 40.763 | 41.937 | NPgN | GSP | NG FES - Steady Progression | Total installed PV capacity - domestic (MW)
NG FES - Steady Progression | Gen_BB013 | MW | NPgN | BLYTH 132kV | Total installed PV capacity - domestic (MW) | BLYTH132 | 4.892 | 4.923 | 5.004 | 5.082 | 5.146 | 5.21 | 5.275 | 5.477 | 5.709 | 5.965 | 6.212 | 6.512 | 6.797 | 7.066 | 7.343 | 7.594 | 7.9 | 8.273 | 8.642 | 9.015 | 9.368 | 9.715 | 10.061 | 10.407 | 10.756 | 11.106 | 11.457 | 11.81 | 12.165 | 12.521 | 12.879 | 13.238 | NPgN | GSP | NG FES - Steady Progression | Total installed PV capacity - domestic (MW)
NG FES - Steady Progression | Gen_BB013 | MW | NPgN | FOURSTONES | Total installed PV capacity - domestic (MW) | FOUR_1 | 2.054 | 2.063 | 2.086 | 2.109 | 2.128 | 2.146 | 2.165 | 2.224 | 2.291 | 2.366 | 2.437 | 2.525 | 2.608 | 2.686 | 2.766 | 2.84 | 2.929 | 3.037 | 3.144 | 3.253 | 3.356 | 3.457 | 3.557 | 3.658 | 3.759 | 3.861 | 3.963 | 4.066 | 4.169 | 4.272 | 4.377 | 4.481 | NPgN | GSP | NG FES - Steady Progression | Total installed PV capacity - domestic (MW)
NG FES - Steady Progression | Gen_BB013 | MW | NPgN | HARTMOOR | Total installed PV capacity - domestic (MW) | HARM_6 | 5.836 | 5.875 | 5.975 | 6.071 | 6.151 | 6.23 | 6.31 | 6.56 | 6.848 | 7.166 | 7.471 | 7.843 | 8.196 | 8.529 | 8.872 | 9.184 | 9.563 | 10.026 | 10.482 | 10.944 | 11.382 | 11.812 | 12.24 | 12.67 | 13.101 | 13.535 | 13.97 | 14.407 | 14.847 | 15.288 | 15.731 | 16.177 | NPgN | GSP | NG FES - Steady Progression | Total installed PV capacity - domestic (MW)
NG FES - Steady Progression | Gen_BB013 | MW | NPgN | HAWTHORN PIT GRID | Total installed PV capacity - domestic (MW) | HAWP_6 | 9.188 | 9.239 | 9.37 | 9.497 | 9.602 | 9.706 | 9.811 | 10.139 | 10.517 | 10.934 | 11.335 | 11.824 | 12.288 | 12.726 | 13.176 | 13.585 | 14.083 | 14.691 | 15.29 | 15.897 | 16.472 | 17.037 | 17.599 | 18.163 | 18.73 | 19.299 | 19.871 | 20.445 | 21.022 | 21.602 | 22.184 | 22.769 | NPgN | GSP | NG FES - Steady Progression | Total installed PV capacity - domestic (MW)
NG FES - Steady Progression | Gen_BB013 | MW | NPgN | KNARESBOROUGH | Total installed PV capacity - domestic (MW) | KNARE_111 | 8.681 | 8.76 | 8.965 | 9.163 | 9.325 | 9.488 | 9.652 | 10.164 | 10.753 | 11.404 | 12.029 | 12.79 | 13.514 | 14.196 | 14.898 | 15.536 | 16.313 | 17.26 | 18.194 | 19.141 | 20.037 | 20.919 | 21.795 | 22.674 | 23.558 | 24.446 | 25.338 | 26.233 | 27.133 | 28.037 | 28.944 | 29.856 | NPgN | GSP | NG FES - Steady Progression | Total installed PV capacity - domestic (MW)
NG FES - Steady Progression | Gen_BB013 | MW | NPgN | LACKENBY | Total installed PV capacity - domestic (MW) | LACK_6 | 10.243 | 10.32 | 10.517 | 10.708 | 10.865 | 11.022 | 11.18 | 11.673 | 12.242 | 12.869 | 13.472 | 14.206 | 14.904 | 15.562 | 16.239 | 16.854 | 17.603 | 18.516 | 19.417 | 20.331 | 21.195 | 22.045 | 22.889 | 23.738 | 24.59 | 25.446 | 26.306 | 27.17 | 28.037 | 28.909 | 29.784 | 30.663 | NPgN | GSP | NG FES - Steady Progression | Total installed PV capacity - domestic (MW)
NG FES - Steady Progression | Gen_BB013 | MW | NPgN | NORTON | Total installed PV capacity - domestic (MW) | NORT_1 | 29.196 | 29.395 | 29.911 | 30.41 | 30.819 | 31.23 | 31.642 | 32.931 | 34.416 | 36.054 | 37.629 | 39.547 | 41.369 | 43.089 | 44.857 | 46.464 | 48.42 | 50.806 | 53.16 | 55.545 | 57.802 | 60.023 | 62.228 | 64.445 | 66.671 | 68.907 | 71.153 | 73.409 | 75.675 | 77.952 | 80.238 | 82.535 | NPgN | GSP | NG FES - Steady Progression | Total installed PV capacity - domestic (MW)
NG FES - Steady Progression | Gen_BB013 | MW | NPgN | OFFERTON | Total installed PV capacity - domestic (MW) | OFFE_3 | 5.096 | 5.122 | 5.189 | 5.255 | 5.308 | 5.361 | 5.415 | 5.583 | 5.777 | 5.991 | 6.196 | 6.446 | 6.684 | 6.908 | 7.138 | 7.348 | 7.603 | 7.914 | 8.221 | 8.532 | 8.826 | 9.116 | 9.403 | 9.692 | 9.983 | 10.274 | 10.567 | 10.861 | 11.157 | 11.454 | 11.752 | 12.051 | NPgN | GSP | NG FES - Steady Progression | Total installed PV capacity - domestic (MW)
NG FES - Steady Progression | Gen_BB013 | MW | NPgN | OSBALDWICK | Total installed PV capacity - domestic (MW) | OSBA_1 | 18.12 | 18.254 | 18.6 | 18.936 | 19.211 | 19.487 | 19.765 | 20.632 | 21.631 | 22.733 | 23.792 | 25.083 | 26.308 | 27.465 | 28.655 | 29.735 | 31.051 | 32.657 | 34.24 | 35.844 | 37.363 | 38.856 | 40.34 | 41.831 | 43.328 | 44.832 | 46.343 | 47.861 | 49.386 | 50.917 | 52.455 | 54 | NPgN | GSP | NG FES - Steady Progression | Total installed PV capacity - domestic (MW)
NG FES - Steady Progression | Gen_BB013 | MW | NPgN | POPPLETON | Total installed PV capacity - domestic (MW) | POPP_3 | 3.26 | 3.28 | 3.331 | 3.381 | 3.422 | 3.462 | 3.503 | 3.632 | 3.779 | 3.942 | 4.099 | 4.29 | 4.471 | 4.642 | 4.818 | 4.978 | 5.172 | 5.41 | 5.644 | 5.881 | 6.106 | 6.326 | 6.546 | 6.766 | 6.988 | 7.21 | 7.434 | 7.658 | 7.883 | 8.11 | 8.337 | 8.566 | NPgN | GSP | NG FES - Steady Progression | Total installed PV capacity - domestic (MW)
NG FES - Steady Progression | Gen_BB013 | MW | NPgN | SALTHOLME | Total installed PV capacity - domestic (MW) | SALH_1 | 0.156 | 0.157 | 0.159 | 0.162 | 0.163 | 0.165 | 0.167 | 0.173 | 0.18 | 0.187 | 0.195 | 0.203 | 0.212 | 0.219 | 0.228 | 0.235 | 0.244 | 0.255 | 0.265 | 0.276 | 0.287 | 0.297 | 0.307 | 0.317 | 0.327 | 0.337 | 0.348 | 0.358 | 0.368 | 0.379 | 0.389 | 0.4 | NPgN | GSP | NG FES - Steady Progression | Total installed PV capacity - domestic (MW)
NG FES - Steady Progression | Gen_BB013 | MW | NPgN | SOUTH SHIELDS | Total installed PV capacity - domestic (MW) | SSHI_3 | 3.235 | 3.258 | 3.316 | 3.372 | 3.419 | 3.465 | 3.512 | 3.658 | 3.826 | 4.011 | 4.19 | 4.407 | 4.613 | 4.808 | 5.008 | 5.19 | 5.411 | 5.681 | 5.948 | 6.218 | 6.473 | 6.724 | 6.974 | 7.225 | 7.477 | 7.73 | 7.984 | 8.24 | 8.496 | 8.754 | 9.013 | 9.273 | NPgN | GSP | NG FES - Steady Progression | Total installed PV capacity - domestic (MW)
NG FES - Steady Progression | Gen_BB013 | MW | NPgN | SPADEADAM | Total installed PV capacity - domestic (MW) | KIELD01 and SPAD20 | 0.564 | 0.568 | 0.578 | 0.588 | 0.596 | 0.604 | 0.613 | 0.638 | 0.668 | 0.7 | 0.732 | 0.77 | 0.806 | 0.84 | 0.875 | 0.907 | 0.946 | 0.993 | 1.04 | 1.088 | 1.132 | 1.177 | 1.22 | 1.264 | 1.309 | 1.353 | 1.398 | 1.442 | 1.487 | 1.533 | 1.578 | 1.624 | NPgN | GSP | NG FES - Steady Progression | Total installed PV capacity - domestic (MW)
NG FES - Steady Progression | Gen_BB013 | MW | NPgN | SPENNYMOOR | Total installed PV capacity - domestic (MW) | SPEN_1 | 17.536 | 17.651 | 17.949 | 18.237 | 18.473 | 18.71 | 18.948 | 19.692 | 20.549 | 21.494 | 22.403 | 23.511 | 24.562 | 25.555 | 26.575 | 27.502 | 28.631 | 30.009 | 31.367 | 32.743 | 34.046 | 35.328 | 36.601 | 37.88 | 39.165 | 40.455 | 41.752 | 43.054 | 44.362 | 45.676 | 46.995 | 48.321 | NPgN | GSP | NG FES - Steady Progression | Total installed PV capacity - domestic (MW)
NG FES - Steady Progression | Gen_BB013 | MW | NPgN | STELLA NORTH | Total installed PV capacity - domestic (MW) | STEN_1 | 8.004 | 8.084 | 8.291 | 8.492 | 8.657 | 8.822 | 8.988 | 9.507 | 10.104 | 10.764 | 11.397 | 12.17 | 12.903 | 13.595 | 14.307 | 14.953 | 15.741 | 16.701 | 17.648 | 18.608 | 19.516 | 20.41 | 21.298 | 22.19 | 23.086 | 23.985 | 24.89 | 25.798 | 26.71 | 27.626 | 28.546 | 29.47 | NPgN | GSP | NG FES - Steady Progression | Total installed PV capacity - domestic (MW)
NG FES - Steady Progression | Gen_BB013 | MW | NPgN | STELLA SOUTH | Total installed PV capacity - domestic (MW) | STES_1 | 11.428 | 11.497 | 11.676 | 11.85 | 11.993 | 12.136 | 12.279 | 12.728 | 13.245 | 13.815 | 14.363 | 15.031 | 15.665 | 16.264 | 16.88 | 17.439 | 18.12 | 18.95 | 19.77 | 20.6 | 21.386 | 22.159 | 22.927 | 23.698 | 24.473 | 25.251 | 26.033 | 26.819 | 27.608 | 28.4 | 29.196 | 29.996 | NPgN | GSP | NG FES - Steady Progression | Total installed PV capacity - domestic (MW)
NG FES - Steady Progression | Gen_BB013 | MW | NPgN | TYNEMOUTH | Total installed PV capacity - domestic (MW) | TYNE_1 | 8.723 | 8.792 | 8.972 | 9.146 | 9.288 | 9.431 | 9.575 | 10.024 | 10.542 | 11.113 | 11.662 | 12.331 | 12.966 | 13.565 | 14.182 | 14.741 | 15.423 | 16.255 | 17.075 | 17.907 | 18.694 | 19.467 | 20.236 | 21.009 | 21.785 | 22.564 | 23.347 | 24.133 | 24.923 | 25.717 | 26.514 | 27.314 | NPgN | GSP | NG FES - Steady Progression | Total installed PV capacity - domestic (MW)
NG FES - Steady Progression | Gen_BB013 | MW | NPgN | WEST BOLDON | Total installed PV capacity - domestic (MW) | WBOL_6 | 15.143 | 15.236 | 15.479 | 15.714 | 15.906 | 16.099 | 16.294 | 16.9 | 17.599 | 18.37 | 19.11 | 20.013 | 20.87 | 21.68 | 22.512 | 23.268 | 24.188 | 25.311 | 26.418 | 27.54 | 28.603 | 29.647 | 30.685 | 31.728 | 32.775 | 33.827 | 34.884 | 35.946 | 37.012 | 38.084 | 39.159 | 40.24 | NPgN | GSP | NG FES - Steady Progression | Total installed PV capacity - domestic (MW)
NG FES - Steady Progression | Gen_BB013 | MW | NPgY | BRADFORD WEST | Total installed PV capacity - domestic (MW) | BRAW_1 | 18.321 | 18.527 | 19.083 | 19.564 | 20.077 | 20.592 | 21.109 | 22.52 | 24.152 | 25.994 | 27.824 | 30.083 | 32.321 | 34.537 | 36.778 | 38.979 | 41.297 | 43.758 | 46.219 | 48.699 | 51.149 | 53.597 | 56.051 | 58.517 | 60.997 | 63.489 | 65.993 | 68.511 | 71.041 | 73.584 | 76.14 | 78.709 | NPgY | GSP | NG FES - Steady Progression | Total installed PV capacity - domestic (MW)
NG FES - Steady Progression | Gen_BB013 | MW | NPgY | CAMBLESFORTH | Total installed PV capacity - domestic (MW) | CAMB_01 | 3.101 | 3.122 | 3.179 | 3.228 | 3.281 | 3.333 | 3.386 | 3.531 | 3.698 | 3.887 | 4.074 | 4.305 | 4.534 | 4.761 | 4.991 | 5.216 | 5.454 | 5.706 | 5.957 | 6.211 | 6.462 | 6.713 | 6.964 | 7.217 | 7.471 | 7.726 | 7.982 | 8.24 | 8.499 | 8.76 | 9.021 | 9.284 | NPgY | GSP | NG FES - Steady Progression | Total installed PV capacity - domestic (MW)
NG FES - Steady Progression | Gen_BB013 | MW | NPgY | CREYKE BECK | Total installed PV capacity - domestic (MW) | CREB_1 | 26.185 | 26.416 | 27.036 | 27.574 | 28.146 | 28.721 | 29.299 | 30.875 | 32.698 | 34.755 | 36.8 | 39.322 | 41.822 | 44.297 | 46.8 | 49.258 | 51.847 | 54.596 | 57.344 | 60.114 | 62.851 | 65.585 | 68.326 | 71.08 | 73.849 | 76.633 | 79.43 | 82.242 | 85.069 | 87.909 | 90.764 | 93.633 | NPgY | GSP | NG FES - Steady Progression | Total installed PV capacity - domestic (MW)
NG FES - Steady Progression | Gen_BB013 | MW | NPgY | DRAX | Total installed PV capacity - domestic (MW) | DRAX_YEDL | 0.764 | 0.79 | 0.861 | 0.923 | 0.989 | 1.055 | 1.121 | 1.302 | 1.511 | 1.747 | 1.981 | 2.27 | 2.557 | 2.841 | 3.128 | 3.41 | 3.707 | 4.022 | 4.337 | 4.655 | 4.969 | 5.283 | 5.597 | 5.913 | 6.23 | 6.55 | 6.87 | 7.193 | 7.517 | 7.843 | 8.17 | 8.499 | NPgY | GSP | NG FES - Steady Progression | Total installed PV capacity - domestic (MW)
NG FES - Steady Progression | Gen_BB013 | MW | NPgY | ELLAND | Total installed PV capacity - domestic (MW) | ELLA_1 | 18.71 | 18.865 | 19.282 | 19.644 | 20.028 | 20.415 | 20.803 | 21.862 | 23.087 | 24.469 | 25.843 | 27.538 | 29.218 | 30.881 | 32.563 | 34.215 | 35.955 | 37.802 | 39.648 | 41.51 | 43.349 | 45.186 | 47.028 | 48.879 | 50.74 | 52.61 | 54.49 | 56.379 | 58.279 | 60.187 | 62.106 | 64.034 | NPgY | GSP | NG FES - Steady Progression | Total installed PV capacity - domestic (MW)
NG FES - Steady Progression | Gen_BB013 | MW | NPgY | FERRYBRIDGE A | Total installed PV capacity - domestic (MW) | FERRA2 | 8.878 | 8.927 | 9.06 | 9.176 | 9.298 | 9.422 | 9.546 | 9.883 | 10.274 | 10.716 | 11.154 | 11.695 | 12.231 | 12.762 | 13.299 | 13.826 | 14.381 | 14.97 | 15.56 | 16.154 | 16.741 | 17.327 | 17.915 | 18.506 | 19.099 | 19.696 | 20.296 | 20.899 | 21.505 | 22.114 | 22.727 | 23.342 | NPgY | GSP | NG FES - Steady Progression | Total installed PV capacity - domestic (MW)
NG FES - Steady Progression | Gen_BB013 | MW | NPgY | FERRYBRIDGE B | Total installed PV capacity - domestic (MW) | FERRB9 | 15.306 | 15.414 | 15.707 | 15.961 | 16.231 | 16.503 | 16.775 | 17.519 | 18.379 | 19.35 | 20.315 | 21.506 | 22.686 | 23.854 | 25.035 | 26.195 | 27.417 | 28.715 | 30.012 | 31.319 | 32.61 | 33.901 | 35.195 | 36.495 | 37.802 | 39.115 | 40.436 | 41.763 | 43.097 | 44.437 | 45.785 | 47.139 | NPgY | GSP | NG FES - Steady Progression | Total installed PV capacity - domestic (MW)
NG FES - Steady Progression | Gen_BB013 | MW | NPgY | GRIMSBY WEST | Total installed PV capacity - domestic (MW) | GRIW_1 | 10.625 | 10.705 | 10.921 | 11.107 | 11.305 | 11.505 | 11.705 | 12.251 | 12.883 | 13.597 | 14.305 | 15.18 | 16.046 | 16.905 | 17.772 | 18.624 | 19.522 | 20.475 | 21.428 | 22.388 | 23.337 | 24.285 | 25.235 | 26.19 | 27.15 | 28.115 | 29.085 | 30.06 | 31.039 | 32.024 | 33.014 | 34.008 | NPgY | GSP | NG FES - Steady Progression | Total installed PV capacity - domestic (MW)
NG FES - Steady Progression | Gen_BB013 | MW | NPgY | JORDANTHORPE | Total installed PV capacity - domestic (MW) | JORD_3 | 3.167 | 3.191 | 3.256 | 3.312 | 3.373 | 3.433 | 3.494 | 3.659 | 3.85 | 4.066 | 4.28 | 4.545 | 4.807 | 5.067 | 5.33 | 5.587 | 5.859 | 6.147 | 6.436 | 6.726 | 7.013 | 7.3 | 7.588 | 7.877 | 8.167 | 8.459 | 8.753 | 9.048 | 9.344 | 9.642 | 9.942 | 10.243 | NPgY | GSP | NG FES - Steady Progression | Total installed PV capacity - domestic (MW)
NG FES - Steady Progression | Gen_BB013 | MW | NPgY | KEADBY | Total installed PV capacity - domestic (MW) | KEAD_YEDL | 28.432 | 28.542 | 28.838 | 29.094 | 29.367 | 29.641 | 29.917 | 30.667 | 31.536 | 32.517 | 33.491 | 34.694 | 35.885 | 37.065 | 38.258 | 39.429 | 40.663 | 41.973 | 43.283 | 44.603 | 45.908 | 47.211 | 48.517 | 49.83 | 51.15 | 52.477 | 53.81 | 55.15 | 56.497 | 57.851 | 59.212 | 60.579 | NPgY | GSP | NG FES - Steady Progression | Total installed PV capacity - domestic (MW)
NG FES - Steady Progression | Gen_BB013 | MW | NPgY | KIRKSTALL B | Total installed PV capacity - domestic (MW) | KIRKB1 | 8.375 | 8.462 | 8.696 | 8.898 | 9.114 | 9.331 | 9.549 | 10.142 | 10.829 | 11.605 | 12.375 | 13.326 | 14.268 | 15.201 | 16.145 | 17.071 | 18.047 | 19.083 | 20.119 | 21.163 | 22.194 | 23.225 | 24.258 | 25.296 | 26.34 | 27.389 | 28.443 | 29.503 | 30.568 | 31.639 | 32.715 | 33.796 | NPgY | GSP | NG FES - Steady Progression | Total installed PV capacity - domestic (MW)
NG FES - Steady Progression | Gen_BB013 | MW | NPgY | NEEPSEND | Total installed PV capacity - domestic (MW) | NEEP_3 | 3.314 | 3.353 | 3.456 | 3.545 | 3.64 | 3.736 | 3.832 | 4.093 | 4.396 | 4.738 | 5.077 | 5.496 | 5.911 | 6.322 | 6.738 | 7.146 | 7.576 | 8.032 | 8.489 | 8.949 | 9.403 | 9.857 | 10.312 | 10.77 | 11.23 | 11.692 | 12.157 | 12.623 | 13.093 | 13.565 | 14.039 | 14.515 | NPgY | GSP | NG FES - Steady Progression | Total installed PV capacity - domestic (MW)
NG FES - Steady Progression | Gen_BB013 | MW | NPgY | NORTON LEES | Total installed PV capacity - domestic (MW) | NORL_3 | 3.315 | 3.353 | 3.457 | 3.547 | 3.643 | 3.739 | 3.835 | 4.098 | 4.403 | 4.747 | 5.088 | 5.509 | 5.927 | 6.341 | 6.759 | 7.169 | 7.602 | 8.061 | 8.52 | 8.983 | 9.44 | 9.897 | 10.354 | 10.815 | 11.277 | 11.742 | 12.209 | 12.679 | 13.151 | 13.626 | 14.103 | 14.582 | NPgY | GSP | NG FES - Steady Progression | Total installed PV capacity - domestic (MW)
NG FES - Steady Progression | Gen_BB013 | MW | NPgY | PITSMOOR 3/4 | Total installed PV capacity - domestic (MW) | PITS_BB_B | 0.792 | 0.808 | 0.852 | 0.89 | 0.931 | 0.972 | 1.013 | 1.125 | 1.254 | 1.401 | 1.546 | 1.725 | 1.903 | 2.079 | 2.257 | 2.431 | 2.616 | 2.811 | 3.006 | 3.203 | 3.398 | 3.592 | 3.787 | 3.982 | 4.179 | 4.377 | 4.576 | 4.776 | 4.977 | 5.179 | 5.381 | 5.585 | NPgY | GSP | NG FES - Steady Progression | Total installed PV capacity - domestic (MW)
NG FES - Steady Progression | Gen_BB013 | MW | NPgY | SALTEND NORTH | Total installed PV capacity - domestic (MW) | SALT_1 | 3.744 | 3.775 | 3.856 | 3.926 | 4 | 4.075 | 4.151 | 4.356 | 4.594 | 4.863 | 5.129 | 5.458 | 5.784 | 6.107 | 6.434 | 6.755 | 7.092 | 7.451 | 7.809 | 8.171 | 8.528 | 8.885 | 9.242 | 9.602 | 9.963 | 10.326 | 10.691 | 11.058 | 11.426 | 11.797 | 12.169 | 12.544 | NPgY | GSP | NG FES - Steady Progression | Total installed PV capacity - domestic (MW)
NG FES - Steady Progression | Gen_BB013 | MW | NPgY | SHEFFIELD CITY | Total installed PV capacity - domestic (MW) | SHEC_3 | 1.172 | 1.193 | 1.247 | 1.294 | 1.344 | 1.394 | 1.445 | 1.582 | 1.741 | 1.921 | 2.1 | 2.32 | 2.539 | 2.755 | 2.974 | 3.188 | 3.415 | 3.655 | 3.895 | 4.137 | 4.376 | 4.615 | 4.855 | 5.095 | 5.337 | 5.58 | 5.825 | 6.071 | 6.318 | 6.566 | 6.815 | 7.066 | NPgY | GSP | NG FES - Steady Progression | Total installed PV capacity - domestic (MW)
NG FES - Steady Progression | Gen_BB013 | MW | NPgY | SKELTON GRANGE | Total installed PV capacity - domestic (MW) | SKLGB1 | 20.471 | 20.695 | 21.298 | 21.819 | 22.375 | 22.934 | 23.495 | 25.025 | 26.795 | 28.793 | 30.778 | 33.228 | 35.656 | 38.059 | 40.49 | 42.877 | 45.391 | 48.061 | 50.729 | 53.419 | 56.077 | 58.732 | 61.394 | 64.069 | 66.758 | 69.461 | 72.177 | 74.908 | 77.653 | 80.411 | 83.183 | 85.969 | NPgY | GSP | NG FES - Steady Progression | Total installed PV capacity - domestic (MW)
NG FES - Steady Progression | Gen_BB013 | MW | NPgY | TEMPLEBOROUGH 275/33KV | Total installed PV capacity - domestic (MW) | TEMP_3 | 0.349 | 0.352 | 0.361 | 0.368 | 0.375 | 0.383 | 0.39 | 0.411 | 0.434 | 0.461 | 0.488 | 0.521 | 0.553 | 0.586 | 0.618 | 0.65 | 0.684 | 0.72 | 0.756 | 0.792 | 0.827 | 0.863 | 0.899 | 0.935 | 0.971 | 1.007 | 1.043 | 1.08 | 1.117 | 1.154 | 1.191 | 1.229 | NPgY | GSP | NG FES - Steady Progression | Total installed PV capacity - domestic (MW)
NG FES - Steady Progression | Gen_BB013 | MW | NPgY | THURCROFT | Total installed PV capacity - domestic (MW) | THUR_6 | 18.993 | 19.073 | 19.287 | 19.472 | 19.669 | 19.867 | 20.066 | 20.609 | 21.237 | 21.946 | 22.651 | 23.52 | 24.381 | 25.234 | 26.096 | 26.943 | 27.836 | 28.783 | 29.73 | 30.684 | 31.627 | 32.569 | 33.513 | 34.463 | 35.417 | 36.376 | 37.34 | 38.309 | 39.283 | 40.261 | 41.245 | 42.233 | NPgY | GSP | NG FES - Steady Progression | Total installed PV capacity - domestic (MW)
NG FES - Steady Progression | Gen_BB013 | MW | NPgY | WEST MELTON / THORPE MARSH | Total installed PV capacity - domestic (MW) | WMEL_THOM | 29.198 | 29.358 | 29.789 | 30.162 | 30.559 | 30.958 | 31.359 | 32.452 | 33.717 | 35.144 | 36.563 | 38.313 | 40.047 | 41.764 | 43.501 | 45.206 | 47.003 | 48.91 | 50.816 | 52.738 | 54.637 | 56.534 | 58.435 | 60.347 | 62.268 | 64.199 | 66.14 | 68.091 | 70.052 | 72.022 | 74.003 | 75.994 | NPgY | GSP | NG FES - Steady Progression | Total installed PV capacity - domestic (MW)
NG FES - Steady Progression | Gen_BB013 | MW | NPgY | WEST MELTON SECTION 3 | Total installed PV capacity - domestic (MW) | WMEL_BB3 | 25.561 | 25.702 | 26.084 | 26.414 | 26.766 | 27.119 | 27.475 | 28.442 | 29.563 | 30.827 | 32.083 | 33.633 | 35.169 | 36.69 | 38.228 | 39.739 | 41.33 | 43.019 | 44.707 | 46.41 | 48.091 | 49.772 | 51.455 | 53.148 | 54.85 | 56.56 | 58.279 | 60.007 | 61.744 | 63.489 | 65.243 | 67.006 | NPgY | GSP | NG FES - Steady Progression | Total installed PV capacity - domestic (MW)
NG FES - Steady Progression | Gen_BB013 | MW | NPgY | WINCOBANK | Total installed PV capacity - domestic (MW) | WIBA_3 | 0.989 | 0.996 | 1.013 | 1.028 | 1.043 | 1.059 | 1.075 | 1.118 | 1.168 | 1.225 | 1.281 | 1.35 | 1.419 | 1.487 | 1.556 | 1.623 | 1.695 | 1.77 | 1.846 | 1.922 | 1.997 | 2.072 | 2.147 | 2.223 | 2.299 | 2.376 | 2.453 | 2.53 | 2.607 | 2.686 | 2.764 | 2.843 | NPgY | GSP | NG FES - Steady Progression | Total installed PV capacity - domestic (MW)
NG FES - Steady Progression | Gen_BB012 | MW | NPgN | BLYTH 66kV | Total installed PV capacity - I&C and large (MW) | BLYTB1 | 1 | 1.06 | 4.175 | 7.296 | 10.448 | 10.878 | 11.4 | 11.919 | 12.822 | 13.932 | 15.437 | 17.531 | 18.677 | 20.074 | 21.42 | 23.231 | 24.364 | 24.287 | 24.223 | 24.151 | 24.556 | 25.118 | 25.684 | 26.247 | 26.806 | 27.362 | 27.913 | 28.461 | 29.006 | 29.546 | 30.083 | 30.617 | NPgN | GSP | NG FES - Steady Progression | Total installed PV capacity - I&C and large (MW)
NG FES - Steady Progression | Gen_BB012 | MW | NPgN | BLYTH 132kV | Total installed PV capacity - I&C and large (MW) | BLYTH132 | 0.886 | 0.893 | 6.402 | 11.915 | 17.448 | 18.167 | 19.05 | 19.928 | 21.472 | 23.358 | 25.912 | 29.469 | 31.31 | 33.553 | 35.719 | 38.642 | 40.496 | 40.365 | 40.244 | 40.117 | 40.783 | 41.707 | 42.63 | 43.546 | 44.456 | 45.36 | 46.257 | 47.147 | 48.031 | 48.909 | 49.78 | 50.644 | NPgN | GSP | NG FES - Steady Progression | Total installed PV capacity - I&C and large (MW)
NG FES - Steady Progression | Gen_BB012 | MW | NPgN | FOURSTONES | Total installed PV capacity - I&C and large (MW) | FOUR_1 | 0.262 | 0.265 | 0.549 | 0.836 | 1.13 | 1.176 | 1.23 | 1.284 | 1.375 | 1.489 | 1.643 | 1.858 | 1.992 | 2.156 | 2.313 | 2.523 | 2.65 | 2.642 | 2.637 | 2.631 | 2.676 | 2.738 | 2.803 | 2.866 | 2.93 | 2.993 | 3.056 | 3.119 | 3.181 | 3.243 | 3.304 | 3.366 | NPgN | GSP | NG FES - Steady Progression | Total installed PV capacity - I&C and large (MW)
NG FES - Steady Progression | Gen_BB012 | MW | NPgN | HARTMOOR | Total installed PV capacity - I&C and large (MW) | HARM_6 | 0.92 | 0.926 | 2.466 | 4.009 | 5.571 | 5.787 | 6.049 | 6.31 | 6.761 | 7.318 | 8.072 | 9.122 | 9.707 | 10.421 | 11.108 | 12.031 | 12.606 | 12.567 | 12.536 | 12.501 | 12.706 | 12.991 | 13.279 | 13.565 | 13.849 | 14.132 | 14.412 | 14.691 | 14.968 | 15.243 | 15.517 | 15.788 | NPgN | GSP | NG FES - Steady Progression | Total installed PV capacity - I&C and large (MW)
NG FES - Steady Progression | Gen_BB012 | MW | NPgN | HAWTHORN PIT GRID | Total installed PV capacity - I&C and large (MW) | HAWP_6 | 6.445 | 6.451 | 8.059 | 9.671 | 11.3 | 11.523 | 11.794 | 12.063 | 12.531 | 13.107 | 13.887 | 14.973 | 15.57 | 16.299 | 17 | 17.944 | 18.534 | 18.492 | 18.459 | 18.421 | 18.632 | 18.925 | 19.219 | 19.512 | 19.804 | 20.093 | 20.38 | 20.665 | 20.949 | 21.23 | 21.51 | 21.788 | NPgN | GSP | NG FES - Steady Progression | Total installed PV capacity - I&C and large (MW)
NG FES - Steady Progression | Gen_BB012 | MW | NPgN | KNARESBOROUGH | Total installed PV capacity - I&C and large (MW) | KNARE_111 | 12.216 | 12.231 | 18.632 | 25.043 | 31.499 | 32.357 | 33.405 | 34.447 | 36.271 | 38.506 | 41.533 | 45.748 | 47.99 | 50.723 | 53.358 | 56.909 | 59.147 | 58.985 | 58.848 | 58.7 | 59.502 | 60.614 | 61.73 | 62.839 | 63.94 | 65.033 | 66.119 | 67.197 | 68.268 | 69.331 | 70.387 | 71.435 | NPgN | GSP | NG FES - Steady Progression | Total installed PV capacity - I&C and large (MW)
NG FES - Steady Progression | Gen_BB012 | MW | NPgN | LACKENBY | Total installed PV capacity - I&C and large (MW) | LACK_6 | 13.774 | 13.785 | 15.446 | 17.112 | 18.809 | 19.056 | 19.351 | 19.645 | 20.148 | 20.773 | 21.62 | 22.798 | 23.487 | 24.329 | 25.137 | 26.22 | 26.888 | 26.844 | 26.813 | 26.775 | 27.013 | 27.341 | 27.677 | 28.01 | 28.341 | 28.671 | 28.998 | 29.323 | 29.647 | 29.968 | 30.288 | 30.605 | NPgN | GSP | NG FES - Steady Progression | Total installed PV capacity - I&C and large (MW)
NG FES - Steady Progression | Gen_BB012 | MW | NPgN | NORTON | Total installed PV capacity - I&C and large (MW) | NORT_1 | 59.764 | 59.799 | 72.989 | 86.199 | 99.514 | 101.298 | 103.474 | 105.637 | 109.415 | 114.05 | 120.33 | 129.071 | 133.762 | 139.484 | 144.998 | 152.423 | 157.094 | 156.764 | 156.485 | 156.18 | 157.852 | 160.171 | 162.502 | 164.816 | 167.116 | 169.4 | 171.668 | 173.921 | 176.158 | 178.379 | 180.585 | 182.776 | NPgN | GSP | NG FES - Steady Progression | Total installed PV capacity - I&C and large (MW)
NG FES - Steady Progression | Gen_BB012 | MW | NPgN | OFFERTON | Total installed PV capacity - I&C and large (MW) | OFFE_3 | 0.15 | 0.153 | 0.267 | 0.383 | 0.51 | 0.537 | 0.568 | 0.598 | 0.645 | 0.708 | 0.793 | 0.911 | 1.005 | 1.12 | 1.23 | 1.374 | 1.458 | 1.454 | 1.454 | 1.451 | 1.48 | 1.52 | 1.563 | 1.606 | 1.648 | 1.691 | 1.733 | 1.775 | 1.817 | 1.859 | 1.901 | 1.942 | NPgN | GSP | NG FES - Steady Progression | Total installed PV capacity - I&C and large (MW)
NG FES - Steady Progression | Gen_BB012 | MW | NPgN | OSBALDWICK | Total installed PV capacity - I&C and large (MW) | OSBA_1 | 8.455 | 8.476 | 24.155 | 39.847 | 55.603 | 57.654 | 60.17 | 62.673 | 67.075 | 72.449 | 79.732 | 89.872 | 95.13 | 101.539 | 107.726 | 116.074 | 121.368 | 120.991 | 120.646 | 120.284 | 122.184 | 124.822 | 127.457 | 130.073 | 132.672 | 135.252 | 137.813 | 140.356 | 142.88 | 145.386 | 147.873 | 150.342 | NPgN | GSP | NG FES - Steady Progression | Total installed PV capacity - I&C and large (MW)
NG FES - Steady Progression | Gen_BB012 | MW | NPgN | POPPLETON | Total installed PV capacity - I&C and large (MW) | POPP_3 | 0.429 | 0.431 | 0.912 | 1.395 | 1.885 | 1.955 | 2.038 | 2.122 | 2.265 | 2.443 | 2.684 | 3.019 | 3.211 | 3.445 | 3.67 | 3.972 | 4.159 | 4.146 | 4.137 | 4.126 | 4.192 | 4.285 | 4.379 | 4.472 | 4.564 | 4.656 | 4.748 | 4.839 | 4.929 | 5.019 | 5.108 | 5.197 | NPgN | GSP | NG FES - Steady Progression | Total installed PV capacity - I&C and large (MW)
NG FES - Steady Progression | Gen_BB012 | MW | NPgN | SALTHOLME | Total installed PV capacity - I&C and large (MW) | SALH_1 | 0.056 | 0.056 | 0.176 | 0.296 | 0.418 | 0.435 | 0.455 | 0.475 | 0.511 | 0.554 | 0.613 | 0.694 | 0.74 | 0.795 | 0.849 | 0.921 | 0.965 | 0.962 | 0.96 | 0.957 | 0.973 | 0.995 | 1.018 | 1.04 | 1.062 | 1.084 | 1.106 | 1.128 | 1.149 | 1.171 | 1.192 | 1.213 | NPgN | GSP | NG FES - Steady Progression | Total installed PV capacity - I&C and large (MW)
NG FES - Steady Progression | Gen_BB012 | MW | NPgN | SOUTH SHIELDS | Total installed PV capacity - I&C and large (MW) | SSHI_3 | 0.57 | 0.574 | 0.574 | 0.577 | 0.59 | 0.602 | 0.614 | 0.626 | 0.642 | 0.666 | 0.698 | 0.742 | 0.798 | 0.866 | 0.931 | 1.015 | 1.06 | 1.057 | 1.059 | 1.059 | 1.075 | 1.096 | 1.119 | 1.143 | 1.167 | 1.19 | 1.214 | 1.238 | 1.261 | 1.285 | 1.308 | 1.332 | NPgN | GSP | NG FES - Steady Progression | Total installed PV capacity - I&C and large (MW)
NG FES - Steady Progression | Gen_BB012 | MW | NPgN | SPADEADAM | Total installed PV capacity - I&C and large (MW) | KIELD01 and SPAD20 | 0.064 | 0.065 | 0.289 | 0.512 | 0.739 | 0.771 | 0.81 | 0.848 | 0.914 | 0.996 | 1.107 | 1.261 | 1.349 | 1.455 | 1.558 | 1.696 | 1.781 | 1.776 | 1.771 | 1.766 | 1.797 | 1.839 | 1.882 | 1.924 | 1.967 | 2.009 | 2.051 | 2.092 | 2.133 | 2.174 | 2.215 | 2.256 | NPgN | GSP | NG FES - Steady Progression | Total installed PV capacity - I&C and large (MW)
NG FES - Steady Progression | Gen_BB012 | MW | NPgN | SPENNYMOOR | Total installed PV capacity - I&C and large (MW) | SPEN_1 | 3.714 | 3.735 | 14.21 | 24.697 | 35.244 | 36.635 | 38.336 | 40.028 | 42.995 | 46.625 | 51.543 | 58.39 | 61.996 | 66.392 | 70.632 | 76.348 | 79.96 | 79.706 | 79.479 | 79.237 | 80.532 | 82.329 | 84.129 | 85.916 | 87.691 | 89.454 | 91.204 | 92.943 | 94.668 | 96.381 | 98.082 | 99.771 | NPgN | GSP | NG FES - Steady Progression | Total installed PV capacity - I&C and large (MW)
NG FES - Steady Progression | Gen_BB012 | MW | NPgN | STELLA NORTH | Total installed PV capacity - I&C and large (MW) | STEN_1 | 1.976 | 1.989 | 2.713 | 3.444 | 4.214 | 4.349 | 4.507 | 4.663 | 4.918 | 5.246 | 5.69 | 6.306 | 6.737 | 7.264 | 7.766 | 8.434 | 8.83 | 8.805 | 8.796 | 8.779 | 8.919 | 9.111 | 9.312 | 9.512 | 9.712 | 9.911 | 10.108 | 10.305 | 10.501 | 10.697 | 10.891 | 11.085 | NPgN | GSP | NG FES - Steady Progression | Total installed PV capacity - I&C and large (MW)
NG FES - Steady Progression | Gen_BB012 | MW | NPgN | STELLA SOUTH | Total installed PV capacity - I&C and large (MW) | STES_1 | 6.858 | 6.87 | 11.986 | 17.108 | 22.266 | 22.951 | 23.789 | 24.622 | 26.079 | 27.865 | 30.284 | 33.652 | 35.442 | 37.626 | 39.732 | 42.569 | 44.357 | 44.232 | 44.122 | 44.004 | 44.645 | 45.534 | 46.425 | 47.311 | 48.191 | 49.064 | 49.932 | 50.794 | 51.649 | 52.499 | 53.342 | 54.18 | NPgN | GSP | NG FES - Steady Progression | Total installed PV capacity - I&C and large (MW)
NG FES - Steady Progression | Gen_BB012 | MW | NPgN | TYNEMOUTH | Total installed PV capacity - I&C and large (MW) | TYNE_1 | 1.281 | 1.289 | 1.485 | 1.685 | 1.908 | 1.959 | 2.015 | 2.072 | 2.159 | 2.276 | 2.433 | 2.651 | 2.833 | 3.056 | 3.267 | 3.546 | 3.706 | 3.696 | 3.696 | 3.691 | 3.747 | 3.823 | 3.906 | 3.987 | 4.069 | 4.15 | 4.232 | 4.313 | 4.393 | 4.474 | 4.554 | 4.634 | NPgN | GSP | NG FES - Steady Progression | Total installed PV capacity - I&C and large (MW)
NG FES - Steady Progression | Gen_BB012 | MW | NPgN | WEST BOLDON | Total installed PV capacity - I&C and large (MW) | WBOL_6 | 7.379 | 7.391 | 8.002 | 8.62 | 9.274 | 9.393 | 9.53 | 9.666 | 9.887 | 10.172 | 10.558 | 11.093 | 11.477 | 11.946 | 12.392 | 12.985 | 13.336 | 13.312 | 13.306 | 13.291 | 13.414 | 13.584 | 13.762 | 13.939 | 14.116 | 14.292 | 14.467 | 14.642 | 14.816 | 14.989 | 15.161 | 15.333 | NPgN | GSP | NG FES - Steady Progression | Total installed PV capacity - I&C and large (MW)
NG FES - Steady Progression | Gen_BB012 | MW | NPgY | BRADFORD WEST | Total installed PV capacity - I&C and large (MW) | BRAW_1 | 4.175 | 4.202 | 4.956 | 5.732 | 6.502 | 6.66 | 6.854 | 7.047 | 7.387 | 7.802 | 8.364 | 9.146 | 9.745 | 10.474 | 11.179 | 12.13 | 12.735 | 12.689 | 12.649 | 12.607 | 12.824 | 13.126 | 13.427 | 13.725 | 14.022 | 14.316 | 14.608 | 14.898 | 15.186 | 15.472 | 15.756 | 16.037 | NPgY | GSP | NG FES - Steady Progression | Total installed PV capacity - I&C and large (MW)
NG FES - Steady Progression | Gen_BB012 | MW | NPgY | CAMBLESFORTH | Total installed PV capacity - I&C and large (MW) | CAMB_01 | 0.914 | 0.941 | 1.07 | 1.213 | 1.351 | 1.383 | 1.422 | 1.46 | 1.525 | 1.606 | 1.717 | 1.87 | 1.997 | 2.152 | 2.301 | 2.501 | 2.624 | 2.616 | 2.61 | 2.603 | 2.647 | 2.707 | 2.769 | 2.831 | 2.892 | 2.953 | 3.013 | 3.073 | 3.133 | 3.192 | 3.251 | 3.31 | NPgY | GSP | NG FES - Steady Progression | Total installed PV capacity - I&C and large (MW)
NG FES - Steady Progression | Gen_BB012 | MW | NPgY | CREYKE BECK | Total installed PV capacity - I&C and large (MW) | CREB_1 | 27.198 | 27.437 | 32.95 | 38.604 | 44.208 | 45.369 | 46.791 | 48.203 | 50.684 | 53.719 | 57.829 | 63.553 | 67.948 | 73.307 | 78.482 | 85.465 | 89.897 | 89.58 | 89.289 | 88.985 | 90.576 | 92.784 | 94.99 | 97.18 | 99.355 | 101.514 | 103.656 | 105.785 | 107.896 | 109.994 | 112.075 | 114.14 | NPgY | GSP | NG FES - Steady Progression | Total installed PV capacity - I&C and large (MW)
NG FES - Steady Progression | Gen_BB012 | MW | NPgY | DRAX | Total installed PV capacity - I&C and large (MW) | DRAX_YEDL | 1.331 | 1.37 | 2.035 | 2.719 | 3.394 | 3.536 | 3.71 | 3.882 | 4.183 | 4.552 | 5.053 | 5.749 | 6.289 | 6.947 | 7.582 | 8.439 | 8.98 | 8.943 | 8.909 | 8.872 | 9.066 | 9.336 | 9.606 | 9.874 | 10.14 | 10.404 | 10.667 | 10.927 | 11.186 | 11.443 | 11.698 | 11.951 | NPgY | GSP | NG FES - Steady Progression | Total installed PV capacity - I&C and large (MW)
NG FES - Steady Progression | Gen_BB012 | MW | NPgY | ELLAND | Total installed PV capacity - I&C and large (MW) | ELLA_1 | 3.825 | 3.845 | 4.591 | 5.355 | 6.114 | 6.269 | 6.46 | 6.649 | 6.983 | 7.39 | 7.941 | 8.709 | 9.293 | 10.005 | 10.693 | 11.623 | 12.214 | 12.17 | 12.13 | 12.089 | 12.301 | 12.597 | 12.891 | 13.183 | 13.473 | 13.761 | 14.046 | 14.33 | 14.612 | 14.891 | 15.168 | 15.444 | NPgY | GSP | NG FES - Steady Progression | Total installed PV capacity - I&C and large (MW)
NG FES - Steady Progression | Gen_BB012 | MW | NPgY | FERRYBRIDGE A | Total installed PV capacity - I&C and large (MW) | FERRA2 | 1.199 | 1.232 | 2.321 | 3.427 | 4.526 | 4.751 | 5.028 | 5.302 | 5.786 | 6.377 | 7.177 | 8.291 | 9.14 | 10.176 | 11.176 | 12.527 | 13.387 | 13.326 | 13.268 | 13.209 | 13.517 | 13.946 | 14.374 | 14.798 | 15.219 | 15.638 | 16.053 | 16.465 | 16.874 | 17.28 | 17.683 | 18.083 | NPgY | GSP | NG FES - Steady Progression | Total installed PV capacity - I&C and large (MW)
NG FES - Steady Progression | Gen_BB012 | MW | NPgY | FERRYBRIDGE B | Total installed PV capacity - I&C and large (MW) | FERRB9 | 22.915 | 23.008 | 25.797 | 28.636 | 31.455 | 32.034 | 32.744 | 33.45 | 34.693 | 36.211 | 38.266 | 41.129 | 43.316 | 45.981 | 48.556 | 52.033 | 54.243 | 54.087 | 53.939 | 53.786 | 54.58 | 55.683 | 56.782 | 57.874 | 58.958 | 60.034 | 61.102 | 62.163 | 63.215 | 64.26 | 65.296 | 66.325 | NPgY | GSP | NG FES - Steady Progression | Total installed PV capacity - I&C and large (MW)
NG FES - Steady Progression | Gen_BB012 | MW | NPgY | GRIMSBY WEST | Total installed PV capacity - I&C and large (MW) | GRIW_1 | 3.924 | 3.977 | 5.763 | 7.582 | 9.39 | 9.76 | 10.214 | 10.666 | 11.462 | 12.433 | 13.748 | 15.58 | 16.976 | 18.678 | 20.322 | 22.543 | 23.956 | 23.854 | 23.759 | 23.661 | 24.168 | 24.873 | 25.576 | 26.273 | 26.966 | 27.654 | 28.336 | 29.014 | 29.686 | 30.354 | 31.016 | 31.673 | NPgY | GSP | NG FES - Steady Progression | Total installed PV capacity - I&C and large (MW)
NG FES - Steady Progression | Gen_BB012 | MW | NPgY | JORDANTHORPE | Total installed PV capacity - I&C and large (MW) | JORD_3 | 0.187 | 0.189 | 0.274 | 0.36 | 0.445 | 0.463 | 0.484 | 0.505 | 0.543 | 0.589 | 0.651 | 0.738 | 0.804 | 0.884 | 0.962 | 1.067 | 1.134 | 1.129 | 1.124 | 1.12 | 1.144 | 1.177 | 1.21 | 1.243 | 1.276 | 1.308 | 1.341 | 1.373 | 1.405 | 1.436 | 1.467 | 1.498 | NPgY | GSP | NG FES - Steady Progression | Total installed PV capacity - I&C and large (MW)
NG FES - Steady Progression | Gen_BB012 | MW | NPgY | KEADBY | Total installed PV capacity - I&C and large (MW) | KEAD_YEDL | 74.805 | 75.218 | 84.448 | 93.883 | 103.233 | 105.173 | 107.547 | 109.907 | 114.049 | 119.116 | 125.98 | 135.538 | 142.885 | 151.841 | 160.491 | 172.161 | 179.565 | 179.049 | 178.565 | 178.06 | 180.716 | 184.406 | 188.091 | 191.75 | 195.383 | 198.991 | 202.571 | 206.128 | 209.656 | 213.161 | 216.638 | 220.09 | NPgY | GSP | NG FES - Steady Progression | Total installed PV capacity - I&C and large (MW)
NG FES - Steady Progression | Gen_BB012 | MW | NPgY | KIRKSTALL B | Total installed PV capacity - I&C and large (MW) | KIRKB1 | 2.383 | 2.399 | 2.71 | 3.032 | 3.351 | 3.417 | 3.499 | 3.579 | 3.721 | 3.894 | 4.129 | 4.456 | 4.708 | 5.015 | 5.312 | 5.712 | 5.966 | 5.947 | 5.931 | 5.913 | 6.004 | 6.131 | 6.257 | 6.382 | 6.507 | 6.631 | 6.753 | 6.875 | 6.996 | 7.116 | 7.236 | 7.354 | NPgY | GSP | NG FES - Steady Progression | Total installed PV capacity - I&C and large (MW)
NG FES - Steady Progression | Gen_BB012 | MW | NPgY | NEEPSEND | Total installed PV capacity - I&C and large (MW) | NEEP_3 | 0.233 | 0.235 | 0.264 | 0.294 | 0.324 | 0.33 | 0.338 | 0.346 | 0.359 | 0.375 | 0.397 | 0.428 | 0.452 | 0.482 | 0.51 | 0.548 | 0.572 | 0.57 | 0.569 | 0.567 | 0.576 | 0.588 | 0.6 | 0.611 | 0.623 | 0.635 | 0.647 | 0.658 | 0.67 | 0.681 | 0.693 | 0.704 | NPgY | GSP | NG FES - Steady Progression | Total installed PV capacity - I&C and large (MW)
NG FES - Steady Progression | Gen_BB012 | MW | NPgY | NORTON LEES | Total installed PV capacity - I&C and large (MW) | NORL_3 | 0.336 | 0.338 | 0.337 | 0.338 | 0.338 | 0.339 | 0.339 | 0.34 | 0.34 | 0.341 | 0.342 | 0.344 | 0.346 | 0.349 | 0.351 | 0.355 | 0.356 | 0.356 | 0.356 | 0.356 | 0.357 | 0.357 | 0.358 | 0.359 | 0.36 | 0.361 | 0.362 | 0.363 | 0.364 | 0.365 | 0.366 | 0.367 | NPgY | GSP | NG FES - Steady Progression | Total installed PV capacity - I&C and large (MW)
NG FES - Steady Progression | Gen_BB012 | MW | NPgY | PITSMOOR 3/4 | Total installed PV capacity - I&C and large (MW) | PITS_BB_B | 0.229 | 0.23 | 0.229 | 0.23 | 0.23 | 0.231 | 0.231 | 0.231 | 0.232 | 0.232 | 0.233 | 0.234 | 0.235 | 0.236 | 0.237 | 0.239 | 0.24 | 0.24 | 0.24 | 0.24 | 0.24 | 0.241 | 0.241 | 0.241 | 0.242 | 0.242 | 0.243 | 0.243 | 0.244 | 0.244 | 0.245 | 0.245 | NPgY | GSP | NG FES - Steady Progression | Total installed PV capacity - I&C and large (MW)
NG FES - Steady Progression | Gen_BB012 | MW | NPgY | SALTEND NORTH | Total installed PV capacity - I&C and large (MW) | SALT_1 | 6.971 | 6.996 | 6.994 | 7.008 | 7.018 | 7.024 | 7.031 | 7.037 | 7.046 | 7.059 | 7.077 | 7.101 | 7.13 | 7.166 | 7.199 | 7.243 | 7.267 | 7.265 | 7.266 | 7.265 | 7.273 | 7.285 | 7.297 | 7.31 | 7.322 | 7.335 | 7.347 | 7.36 | 7.372 | 7.384 | 7.397 | 7.409 | NPgY | GSP | NG FES - Steady Progression | Total installed PV capacity - I&C and large (MW)
NG FES - Steady Progression | Gen_BB012 | MW | NPgY | SHEFFIELD CITY | Total installed PV capacity - I&C and large (MW) | SHEC_3 | 0.235 | 0.236 | 0.241 | 0.248 | 0.254 | 0.255 | 0.257 | 0.259 | 0.262 | 0.265 | 0.27 | 0.277 | 0.283 | 0.29 | 0.296 | 0.305 | 0.311 | 0.31 | 0.31 | 0.31 | 0.312 | 0.314 | 0.317 | 0.32 | 0.323 | 0.325 | 0.328 | 0.331 | 0.333 | 0.336 | 0.339 | 0.341 | NPgY | GSP | NG FES - Steady Progression | Total installed PV capacity - I&C and large (MW)
NG FES - Steady Progression | Gen_BB012 | MW | NPgY | SKELTON GRANGE | Total installed PV capacity - I&C and large (MW) | SKLGB1 | 6.02 | 6.066 | 6.873 | 7.711 | 8.54 | 8.713 | 8.926 | 9.136 | 9.505 | 9.958 | 10.571 | 11.424 | 12.084 | 12.888 | 13.665 | 14.712 | 15.375 | 15.326 | 15.284 | 15.239 | 15.476 | 15.806 | 16.137 | 16.465 | 16.79 | 17.113 | 17.434 | 17.753 | 18.07 | 18.384 | 18.696 | 19.005 | NPgY | GSP | NG FES - Steady Progression | Total installed PV capacity - I&C and large (MW)
NG FES - Steady Progression | Gen_BB012 | MW | NPgY | TEMPLEBOROUGH 275/33KV | Total installed PV capacity - I&C and large (MW) | TEMP_3 | 0.008 | 0.01 | 0.033 | 0.056 | 0.079 | 0.084 | 0.09 | 0.096 | 0.106 | 0.118 | 0.136 | 0.159 | 0.178 | 0.201 | 0.223 | 0.252 | 0.271 | 0.27 | 0.269 | 0.267 | 0.274 | 0.283 | 0.293 | 0.302 | 0.311 | 0.32 | 0.329 | 0.338 | 0.347 | 0.356 | 0.365 | 0.374 | NPgY | GSP | NG FES - Steady Progression | Total installed PV capacity - I&C and large (MW)
NG FES - Steady Progression | Gen_BB012 | MW | NPgY | THURCROFT | Total installed PV capacity - I&C and large (MW) | THUR_6 | 3.292 | 3.344 | 5.672 | 8.029 | 10.375 | 10.852 | 11.439 | 12.022 | 13.051 | 14.305 | 16.005 | 18.372 | 20.168 | 22.358 | 24.475 | 27.334 | 29.156 | 29.027 | 28.902 | 28.775 | 29.429 | 30.339 | 31.245 | 32.144 | 33.037 | 33.923 | 34.802 | 35.676 | 36.542 | 37.402 | 38.255 | 39.102 | NPgY | GSP | NG FES - Steady Progression | Total installed PV capacity - I&C and large (MW)
NG FES - Steady Progression | Gen_BB012 | MW | NPgY | WEST MELTON / THORPE MARSH | Total installed PV capacity - I&C and large (MW) | WMEL_THOM | 13.835 | 13.92 | 16.042 | 18.209 | 20.358 | 20.802 | 21.346 | 21.887 | 22.837 | 23.999 | 25.573 | 27.764 | 29.444 | 31.492 | 33.471 | 36.14 | 37.836 | 37.716 | 37.604 | 37.488 | 38.096 | 38.941 | 39.785 | 40.623 | 41.454 | 42.28 | 43.099 | 43.914 | 44.721 | 45.523 | 46.319 | 47.109 | NPgY | GSP | NG FES - Steady Progression | Total installed PV capacity - I&C and large (MW)
NG FES - Steady Progression | Gen_BB012 | MW | NPgY | WEST MELTON SECTION 3 | Total installed PV capacity - I&C and large (MW) | WMEL_BB3 | 5.607 | 5.679 | 7.951 | 10.262 | 12.558 | 13.029 | 13.607 | 14.182 | 15.193 | 16.428 | 18.101 | 20.43 | 22.208 | 24.374 | 26.468 | 29.295 | 31.093 | 30.965 | 30.844 | 30.72 | 31.365 | 32.262 | 33.156 | 34.044 | 34.926 | 35.801 | 36.669 | 37.532 | 38.387 | 39.237 | 40.08 | 40.917 | NPgY | GSP | NG FES - Steady Progression | Total installed PV capacity - I&C and large (MW)
NG FES - Steady Progression | Gen_BB012 | MW | NPgY | WINCOBANK | Total installed PV capacity - I&C and large (MW) | WIBA_3 | 0.233 | 0.237 | 0.315 | 0.396 | 0.477 | 0.493 | 0.514 | 0.534 | 0.57 | 0.613 | 0.672 | 0.754 | 0.817 | 0.894 | 0.968 | 1.068 | 1.132 | 1.127 | 1.123 | 1.119 | 1.142 | 1.173 | 1.205 | 1.236 | 1.268 | 1.299 | 1.329 | 1.36 | 1.39 | 1.42 | 1.45 | 1.48 | NPgY | GSP | NG FES - Steady Progression | Total installed PV capacity - I&C and large (MW)
NG FES - Steady Progression | Gen_BB004 | MW | NPgN | BLYTH 66kV | Total installed renewable engine capacity (MW) | BLYTB1 | 0 | 0 | 0 | 0 | 0 | 0 | 0 | 0 | 0 | 0 | 0 | 0 | 0 | 0 | 0 | 0 | 0 | 0 | 0 | 0 | 0 | 0 | 0 | 0 | 0 | 0 | 0 | 0 | 0 | 0 | 0 | 0 | NPgN | GSP | NG FES - Steady Progression | Total installed renewable engine capacity (MW)
NG FES - Steady Progression | Gen_BB004 | MW | NPgN | BLYTH 132kV | Total installed renewable engine capacity (MW) | BLYTH132 | 0 | 0 | 0 | 0 | 0 | 0 | 0 | 0 | 0 | 0 | 0 | 0 | 0 | 0 | 0 | 0 | 0 | 0 | 0 | 0 | 0 | 0 | 0 | 0 | 0 | 0 | 0 | 0 | 0 | 0 | 0 | 0 | NPgN | GSP | NG FES - Steady Progression | Total installed renewable engine capacity (MW)
NG FES - Steady Progression | Gen_BB004 | MW | NPgN | FOURSTONES | Total installed renewable engine capacity (MW) | FOUR_1 | 0 | 0 | 0 | 0 | 0 | 0 | 0 | 0 | 0 | 0 | 0 | 0 | 0 | 0 | 0 | 0 | 0 | 0 | 0 | 0 | 0 | 0 | 0 | 0 | 0 | 0 | 0 | 0 | 0 | 0 | 0 | 0 | NPgN | GSP | NG FES - Steady Progression | Total installed renewable engine capacity (MW)
NG FES - Steady Progression | Gen_BB004 | MW | NPgN | HARTMOOR | Total installed renewable engine capacity (MW) | HARM_6 | 0 | 0 | 0 | 0 | 0 | 0 | 0 | 0 | 0 | 0 | 0 | 0 | 0 | 0 | 0 | 0 | 0 | 0 | 0 | 0 | 0 | 0 | 0 | 0 | 0 | 0 | 0 | 0 | 0 | 0 | 0 | 0 | NPgN | GSP | NG FES - Steady Progression | Total installed renewable engine capacity (MW)
NG FES - Steady Progression | Gen_BB004 | MW | NPgN | HAWTHORN PIT GRID | Total installed renewable engine capacity (MW) | HAWP_6 | 0 | 0 | 0 | 0 | 0 | 0 | 0 | 0 | 0 | 0 | 0 | 0 | 0 | 0 | 0 | 0 | 0 | 0 | 0 | 0 | 0 | 0 | 0 | 0 | 0 | 0 | 0 | 0 | 0 | 0 | 0 | 0 | NPgN | GSP | NG FES - Steady Progression | Total installed renewable engine capacity (MW)
NG FES - Steady Progression | Gen_BB004 | MW | NPgN | KNARESBOROUGH | Total installed renewable engine capacity (MW) | KNARE_111 | 0 | 0 | 0 | 0 | 0 | 0 | 0 | 0 | 0 | 0 | 0 | 0 | 0 | 0 | 0 | 0 | 0 | 0 | 0 | 0 | 0 | 0 | 0 | 0 | 0 | 0 | 0 | 0 | 0 | 0 | 0 | 0 | NPgN | GSP | NG FES - Steady Progression | Total installed renewable engine capacity (MW)
NG FES - Steady Progression | Gen_BB004 | MW | NPgN | LACKENBY | Total installed renewable engine capacity (MW) | LACK_6 | 0.285 | 0.285 | 0.285 | 0.285 | 0.285 | 0.285 | 0.285 | 0.285 | 0.285 | 0.285 | 0.285 | 0.285 | 0.285 | 0.285 | 0.285 | 0.285 | 0.285 | 0.285 | 0.285 | 0.285 | 0.285 | 0.285 | 0.285 | 0.285 | 0.285 | 0.285 | 0.285 | 0.285 | 0.285 | 0.285 | 0.285 | 0.285 | NPgN | GSP | NG FES - Steady Progression | Total installed renewable engine capacity (MW)
NG FES - Steady Progression | Gen_BB004 | MW | NPgN | NORTON | Total installed renewable engine capacity (MW) | NORT_1 | 0 | 0 | 0 | 0 | 0 | 0 | 0 | 0 | 0 | 0 | 0 | 0 | 0 | 0 | 0 | 0 | 0 | 0 | 0 | 0 | 0 | 0 | 0 | 0 | 0 | 0 | 0 | 0 | 0 | 0 | 0 | 0 | NPgN | GSP | NG FES - Steady Progression | Total installed renewable engine capacity (MW)
NG FES - Steady Progression | Gen_BB004 | MW | NPgN | OFFERTON | Total installed renewable engine capacity (MW) | OFFE_3 | 0 | 0 | 0 | 0 | 0 | 0 | 0 | 0 | 0 | 0 | 0 | 0 | 0 | 0 | 0 | 0 | 0 | 0 | 0 | 0 | 0 | 0 | 0 | 0 | 0 | 0 | 0 | 0 | 0 | 0 | 0 | 0 | NPgN | GSP | NG FES - Steady Progression | Total installed renewable engine capacity (MW)
NG FES - Steady Progression | Gen_BB004 | MW | NPgN | OSBALDWICK | Total installed renewable engine capacity (MW) | OSBA_1 | 0 | 0 | 0 | 0 | 0 | 0 | 0 | 0 | 0 | 0 | 0 | 0 | 0 | 0 | 0 | 0 | 0 | 0 | 0 | 0 | 0 | 0 | 0 | 0 | 0 | 0 | 0 | 0 | 0 | 0 | 0 | 0 | NPgN | GSP | NG FES - Steady Progression | Total installed renewable engine capacity (MW)
NG FES - Steady Progression | Gen_BB004 | MW | NPgN | POPPLETON | Total installed renewable engine capacity (MW) | POPP_3 | 0 | 0 | 0 | 0 | 0 | 0 | 0 | 0 | 0 | 0 | 0 | 0 | 0 | 0 | 0 | 0 | 0 | 0 | 0 | 0 | 0 | 0 | 0 | 0 | 0 | 0 | 0 | 0 | 0 | 0 | 0 | 0 | NPgN | GSP | NG FES - Steady Progression | Total installed renewable engine capacity (MW)
NG FES - Steady Progression | Gen_BB004 | MW | NPgN | SALTHOLME | Total installed renewable engine capacity (MW) | SALH_1 | 0 | 0 | 0 | 0 | 0 | 0 | 0 | 0 | 0 | 0 | 0 | 0 | 0 | 0 | 0 | 0 | 0 | 0 | 0 | 0 | 0 | 0 | 0 | 0 | 0 | 0 | 0 | 0 | 0 | 0 | 0 | 0 | NPgN | GSP | NG FES - Steady Progression | Total installed renewable engine capacity (MW)
NG FES - Steady Progression | Gen_BB004 | MW | NPgN | SOUTH SHIELDS | Total installed renewable engine capacity (MW) | SSHI_3 | 0 | 0 | 0 | 0 | 0 | 0 | 0 | 0 | 0 | 0 | 0 | 0 | 0 | 0 | 0 | 0 | 0 | 0 | 0 | 0 | 0 | 0 | 0 | 0 | 0 | 0 | 0 | 0 | 0 | 0 | 0 | 0 | NPgN | GSP | NG FES - Steady Progression | Total installed renewable engine capacity (MW)
NG FES - Steady Progression | Gen_BB004 | MW | NPgN | SPADEADAM | Total installed renewable engine capacity (MW) | KIELD01 and SPAD20 | 0 | 0 | 0 | 0 | 0 | 0 | 0 | 0 | 0 | 0 | 0 | 0 | 0 | 0 | 0 | 0 | 0 | 0 | 0 | 0 | 0 | 0 | 0 | 0 | 0 | 0 | 0 | 0 | 0 | 0 | 0 | 0 | NPgN | GSP | NG FES - Steady Progression | Total installed renewable engine capacity (MW)
NG FES - Steady Progression | Gen_BB004 | MW | NPgN | SPENNYMOOR | Total installed renewable engine capacity (MW) | SPEN_1 | 0 | 0 | 0 | 0 | 0 | 0 | 0 | 0 | 0 | 0 | 0 | 0 | 0 | 0 | 0 | 0 | 0 | 0 | 0 | 0 | 0 | 0 | 0 | 0 | 0 | 0 | 0 | 0 | 0 | 0 | 0 | 0 | NPgN | GSP | NG FES - Steady Progression | Total installed renewable engine capacity (MW)
NG FES - Steady Progression | Gen_BB004 | MW | NPgN | STELLA NORTH | Total installed renewable engine capacity (MW) | STEN_1 | 0 | 0 | 0 | 0 | 0 | 0 | 0 | 0 | 0 | 0 | 0 | 0 | 0 | 0 | 0 | 0 | 0 | 0 | 0 | 0 | 0 | 0 | 0 | 0 | 0 | 0 | 0 | 0 | 0 | 0 | 0 | 0 | NPgN | GSP | NG FES - Steady Progression | Total installed renewable engine capacity (MW)
NG FES - Steady Progression | Gen_BB004 | MW | NPgN | STELLA SOUTH | Total installed renewable engine capacity (MW) | STES_1 | 0 | 0 | 0 | 0 | 0 | 0 | 0 | 0 | 0 | 0 | 0 | 0 | 0 | 0 | 0 | 0 | 0 | 0 | 0 | 0 | 0 | 0 | 0 | 0 | 0 | 0 | 0 | 0 | 0 | 0 | 0 | 0 | NPgN | GSP | NG FES - Steady Progression | Total installed renewable engine capacity (MW)
NG FES - Steady Progression | Gen_BB004 | MW | NPgN | TYNEMOUTH | Total installed renewable engine capacity (MW) | TYNE_1 | 0 | 0 | 0 | 0 | 0 | 0 | 0 | 0 | 0 | 0 | 0 | 0 | 0 | 0 | 0 | 0 | 0 | 0 | 0 | 0 | 0 | 0 | 0 | 0 | 0 | 0 | 0 | 0 | 0 | 0 | 0 | 0 | NPgN | GSP | NG FES - Steady Progression | Total installed renewable engine capacity (MW)
NG FES - Steady Progression | Gen_BB004 | MW | NPgN | WEST BOLDON | Total installed renewable engine capacity (MW) | WBOL_6 | 0 | 0 | 0 | 0 | 0 | 0 | 0 | 0 | 0 | 0 | 0 | 0 | 0 | 0 | 0 | 0 | 0 | 0 | 0 | 0 | 0 | 0 | 0 | 0 | 0 | 0 | 0 | 0 | 0 | 0 | 0 | 0 | NPgN | GSP | NG FES - Steady Progression | Total installed renewable engine capacity (MW)
NG FES - Steady Progression | Gen_BB004 | MW | NPgY | BRADFORD WEST | Total installed renewable engine capacity (MW) | BRAW_1 | 1.449 | 1.449 | 1.529 | 1.471 | 1.449 | 1.449 | 1.449 | 1.449 | 1.449 | 1.449 | 1.449 | 1.449 | 1.449 | 1.449 | 1.449 | 1.449 | 1.449 | 1.449 | 1.449 | 1.449 | 1.449 | 1.449 | 1.449 | 1.449 | 1.449 | 1.449 | 1.449 | 1.449 | 1.449 | 1.449 | 1.449 | 1.449 | NPgY | GSP | NG FES - Steady Progression | Total installed renewable engine capacity (MW)
NG FES - Steady Progression | Gen_BB004 | MW | NPgY | CAMBLESFORTH | Total installed renewable engine capacity (MW) | CAMB_01 | 0 | 0 | 0.014 | 0.004 | 0 | 0 | 0 | 0 | 0 | 0 | 0 | 0 | 0 | 0 | 0 | 0 | 0 | 0 | 0 | 0 | 0 | 0 | 0 | 0 | 0 | 0 | 0 | 0 | 0 | 0 | 0 | 0 | NPgY | GSP | NG FES - Steady Progression | Total installed renewable engine capacity (MW)
NG FES - Steady Progression | Gen_BB004 | MW | NPgY | CREYKE BECK | Total installed renewable engine capacity (MW) | CREB_1 | 15.733 | 15.733 | 16.315 | 15.893 | 15.733 | 15.733 | 15.733 | 15.733 | 15.733 | 15.733 | 15.733 | 15.733 | 15.733 | 15.733 | 15.733 | 15.733 | 15.733 | 15.733 | 15.733 | 15.733 | 15.733 | 15.733 | 15.733 | 15.733 | 15.733 | 15.733 | 15.733 | 15.733 | 15.733 | 15.733 | 15.733 | 15.733 | NPgY | GSP | NG FES - Steady Progression | Total installed renewable engine capacity (MW)
NG FES - Steady Progression | Gen_BB004 | MW | NPgY | DRAX | Total installed renewable engine capacity (MW) | DRAX_YEDL | 6 | 6 | 6.07 | 6.019 | 6 | 6 | 6 | 6 | 6 | 6 | 6 | 6 | 6 | 6 | 6 | 6 | 6 | 6 | 6 | 6 | 6 | 6 | 6 | 6 | 6 | 6 | 6 | 6 | 6 | 6 | 6 | 6 | NPgY | GSP | NG FES - Steady Progression | Total installed renewable engine capacity (MW)
NG FES - Steady Progression | Gen_BB004 | MW | NPgY | ELLAND | Total installed renewable engine capacity (MW) | ELLA_1 | 3.211 | 3.211 | 3.29 | 3.233 | 3.211 | 3.211 | 3.211 | 3.211 | 3.211 | 3.211 | 3.211 | 3.211 | 3.211 | 3.211 | 3.211 | 3.211 | 3.211 | 3.211 | 3.211 | 3.211 | 3.211 | 3.211 | 3.211 | 3.211 | 3.211 | 3.211 | 3.211 | 3.211 | 3.211 | 3.211 | 3.211 | 3.211 | NPgY | GSP | NG FES - Steady Progression | Total installed renewable engine capacity (MW)
NG FES - Steady Progression | Gen_BB004 | MW | NPgY | FERRYBRIDGE A | Total installed renewable engine capacity (MW) | FERRA2 | 2.779 | 2.779 | 2.893 | 2.81 | 2.779 | 2.779 | 2.779 | 2.779 | 2.779 | 2.779 | 2.779 | 2.779 | 2.779 | 2.779 | 2.779 | 2.779 | 2.779 | 2.779 | 2.779 | 2.779 | 2.779 | 2.779 | 2.779 | 2.779 | 2.779 | 2.779 | 2.779 | 2.779 | 2.779 | 2.779 | 2.779 | 2.779 | NPgY | GSP | NG FES - Steady Progression | Total installed renewable engine capacity (MW)
NG FES - Steady Progression | Gen_BB004 | MW | NPgY | FERRYBRIDGE B | Total installed renewable engine capacity (MW) | FERRB9 | 28.72 | 28.72 | 29.013 | 28.801 | 28.72 | 28.72 | 28.72 | 28.72 | 28.72 | 28.72 | 28.72 | 28.72 | 28.72 | 28.72 | 28.72 | 28.72 | 28.72 | 28.72 | 28.72 | 28.72 | 28.72 | 28.72 | 28.72 | 28.72 | 28.72 | 28.72 | 28.72 | 28.72 | 28.72 | 28.72 | 28.72 | 28.72 | NPgY | GSP | NG FES - Steady Progression | Total installed renewable engine capacity (MW)
NG FES - Steady Progression | Gen_BB004 | MW | NPgY | GRIMSBY WEST | Total installed renewable engine capacity (MW) | GRIW_1 | 4 | 4 | 4.188 | 4.052 | 4 | 4 | 4 | 4 | 4 | 4 | 4 | 4 | 4 | 4 | 4 | 4 | 4 | 4 | 4 | 4 | 4 | 4 | 4 | 4 | 4 | 4 | 4 | 4 | 4 | 4 | 4 | 4 | NPgY | GSP | NG FES - Steady Progression | Total installed renewable engine capacity (MW)
NG FES - Steady Progression | Gen_BB004 | MW | NPgY | JORDANTHORPE | Total installed renewable engine capacity (MW) | JORD_3 | 0 | 0 | 0.009 | 0.002 | 0 | 0 | 0 | 0 | 0 | 0 | 0 | 0 | 0 | 0 | 0 | 0 | 0 | 0 | 0 | 0 | 0 | 0 | 0 | 0 | 0 | 0 | 0 | 0 | 0 | 0 | 0 | 0 | NPgY | GSP | NG FES - Steady Progression | Total installed renewable engine capacity (MW)
NG FES - Steady Progression | Gen_BB004 | MW | NPgY | KEADBY | Total installed renewable engine capacity (MW) | KEAD_YEDL | 12.43 | 12.43 | 13.4 | 12.697 | 12.43 | 12.43 | 12.43 | 12.43 | 12.43 | 12.43 | 12.43 | 12.43 | 12.43 | 12.43 | 12.43 | 12.43 | 12.43 | 12.43 | 12.43 | 12.43 | 12.43 | 12.43 | 12.43 | 12.43 | 12.43 | 12.43 | 12.43 | 12.43 | 12.43 | 12.43 | 12.43 | 12.43 | NPgY | GSP | NG FES - Steady Progression | Total installed renewable engine capacity (MW)
NG FES - Steady Progression | Gen_BB004 | MW | NPgY | KIRKSTALL B | Total installed renewable engine capacity (MW) | KIRKB1 | 0 | 0 | 0.033 | 0.009 | 0 | 0 | 0 | 0 | 0 | 0 | 0 | 0 | 0 | 0 | 0 | 0 | 0 | 0 | 0 | 0 | 0 | 0 | 0 | 0 | 0 | 0 | 0 | 0 | 0 | 0 | 0 | 0 | NPgY | GSP | NG FES - Steady Progression | Total installed renewable engine capacity (MW)
NG FES - Steady Progression | Gen_BB004 | MW | NPgY | NEEPSEND | Total installed renewable engine capacity (MW) | NEEP_3 | 2.5 | 2.5 | 2.503 | 2.501 | 2.5 | 2.5 | 2.5 | 2.5 | 2.5 | 2.5 | 2.5 | 2.5 | 2.5 | 2.5 | 2.5 | 2.5 | 2.5 | 2.5 | 2.5 | 2.5 | 2.5 | 2.5 | 2.5 | 2.5 | 2.5 | 2.5 | 2.5 | 2.5 | 2.5 | 2.5 | 2.5 | 2.5 | NPgY | GSP | NG FES - Steady Progression | Total installed renewable engine capacity (MW)
NG FES - Steady Progression | Gen_BB004 | MW | NPgY | NORTON LEES | Total installed renewable engine capacity (MW) | NORL_3 | 0 | 0 | 0 | 0 | 0 | 0 | 0 | 0 | 0 | 0 | 0 | 0 | 0 | 0 | 0 | 0 | 0 | 0 | 0 | 0 | 0 | 0 | 0 | 0 | 0 | 0 | 0 | 0 | 0 | 0 | 0 | 0 | NPgY | GSP | NG FES - Steady Progression | Total installed renewable engine capacity (MW)
NG FES - Steady Progression | Gen_BB004 | MW | NPgY | PITSMOOR 3/4 | Total installed renewable engine capacity (MW) | PITS_BB_B | 0 | 0 | 0 | 0 | 0 | 0 | 0 | 0 | 0 | 0 | 0 | 0 | 0 | 0 | 0 | 0 | 0 | 0 | 0 | 0 | 0 | 0 | 0 | 0 | 0 | 0 | 0 | 0 | 0 | 0 | 0 | 0 | NPgY | GSP | NG FES - Steady Progression | Total installed renewable engine capacity (MW)
NG FES - Steady Progression | Gen_BB004 | MW | NPgY | SALTEND NORTH | Total installed renewable engine capacity (MW) | SALT_1 | 0 | 0 | 0 | 0 | 0 | 0 | 0 | 0 | 0 | 0 | 0 | 0 | 0 | 0 | 0 | 0 | 0 | 0 | 0 | 0 | 0 | 0 | 0 | 0 | 0 | 0 | 0 | 0 | 0 | 0 | 0 | 0 | NPgY | GSP | NG FES - Steady Progression | Total installed renewable engine capacity (MW)
NG FES - Steady Progression | Gen_BB004 | MW | NPgY | SHEFFIELD CITY | Total installed renewable engine capacity (MW) | SHEC_3 | 0 | 0 | 0.001 | 0 | 0 | 0 | 0 | 0 | 0 | 0 | 0 | 0 | 0 | 0 | 0 | 0 | 0 | 0 | 0 | 0 | 0 | 0 | 0 | 0 | 0 | 0 | 0 | 0 | 0 | 0 | 0 | 0 | NPgY | GSP | NG FES - Steady Progression | Total installed renewable engine capacity (MW)
NG FES - Steady Progression | Gen_BB004 | MW | NPgY | SKELTON GRANGE | Total installed renewable engine capacity (MW) | SKLGB1 | 10.765 | 10.765 | 10.851 | 10.789 | 10.765 | 10.765 | 10.765 | 10.765 | 10.765 | 10.765 | 10.765 | 10.765 | 10.765 | 10.765 | 10.765 | 10.765 | 10.765 | 10.765 | 10.765 | 10.765 | 10.765 | 10.765 | 10.765 | 10.765 | 10.765 | 10.765 | 10.765 | 10.765 | 10.765 | 10.765 | 10.765 | 10.765 | NPgY | GSP | NG FES - Steady Progression | Total installed renewable engine capacity (MW)
NG FES - Steady Progression | Gen_BB004 | MW | NPgY | TEMPLEBOROUGH 275/33KV | Total installed renewable engine capacity (MW) | TEMP_3 | 0 | 0 | 0.002 | 0.001 | 0 | 0 | 0 | 0 | 0 | 0 | 0 | 0 | 0 | 0 | 0 | 0 | 0 | 0 | 0 | 0 | 0 | 0 | 0 | 0 | 0 | 0 | 0 | 0 | 0 | 0 | 0 | 0 | NPgY | GSP | NG FES - Steady Progression | Total installed renewable engine capacity (MW)
NG FES - Steady Progression | Gen_BB004 | MW | NPgY | THURCROFT | Total installed renewable engine capacity (MW) | THUR_6 | 16.217 | 16.217 | 16.462 | 16.284 | 16.217 | 16.217 | 16.217 | 16.217 | 16.217 | 16.217 | 16.217 | 16.217 | 16.217 | 16.217 | 16.217 | 16.217 | 16.217 | 16.217 | 16.217 | 16.217 | 16.217 | 16.217 | 16.217 | 16.217 | 16.217 | 16.217 | 16.217 | 16.217 | 16.217 | 16.217 | 16.217 | 16.217 | NPgY | GSP | NG FES - Steady Progression | Total installed renewable engine capacity (MW)
NG FES - Steady Progression | Gen_BB004 | MW | NPgY | WEST MELTON / THORPE MARSH | Total installed renewable engine capacity (MW) | WMEL_THOM | 64.008 | 64.008 | 64.231 | 64.069 | 64.008 | 64.008 | 64.008 | 64.008 | 64.008 | 64.008 | 64.008 | 64.008 | 64.008 | 64.008 | 64.008 | 64.008 | 64.008 | 64.008 | 64.008 | 64.008 | 64.008 | 64.008 | 64.008 | 64.008 | 64.008 | 64.008 | 64.008 | 64.008 | 64.008 | 64.008 | 64.008 | 64.008 | NPgY | GSP | NG FES - Steady Progression | Total installed renewable engine capacity (MW)
NG FES - Steady Progression | Gen_BB004 | MW | NPgY | WEST MELTON SECTION 3 | Total installed renewable engine capacity (MW) | WMEL_BB3 | 26.6 | 26.6 | 26.839 | 26.666 | 26.6 | 26.6 | 26.6 | 26.6 | 26.6 | 26.6 | 26.6 | 26.6 | 26.6 | 26.6 | 26.6 | 26.6 | 26.6 | 26.6 | 26.6 | 26.6 | 26.6 | 26.6 | 26.6 | 26.6 | 26.6 | 26.6 | 26.6 | 26.6 | 26.6 | 26.6 | 26.6 | 26.6 | NPgY | GSP | NG FES - Steady Progression | Total installed renewable engine capacity (MW)
NG FES - Steady Progression | Gen_BB004 | MW | NPgY | WINCOBANK | Total installed renewable engine capacity (MW) | WIBA_3 | 0.475 | 0.475 | 0.483 | 0.477 | 0.475 | 0.475 | 0.475 | 0.475 | 0.475 | 0.475 | 0.475 | 0.475 | 0.475 | 0.475 | 0.475 | 0.475 | 0.475 | 0.475 | 0.475 | 0.475 | 0.475 | 0.475 | 0.475 | 0.475 | 0.475 | 0.475 | 0.475 | 0.475 | 0.475 | 0.475 | 0.475 | 0.475 | NPgY | GSP | NG FES - Steady Progression | Total installed renewable engine capacity (MW)
NG FES - Steady Progression | Gen_BB001_NPgAggregate | MW | NPgN | BLYTH 66kV | Total installed renewable generation capacity (MW) | BLYTB1 | 141.2 | 141.271 | 144.654 | 148.034 | 151.4 | 152.044 | 152.782 | 154.505 | 156.99 | 159.767 | 162.908 | 166.819 | 169.737 | 172.858 | 175.956 | 179.441 | 182.431 | 184.441 | 186.45 | 188.473 | 190.912 | 193.493 | 196.075 | 198.663 | 201.257 | 203.856 | 206.462 | 209.073 | 211.69 | 214.314 | 216.942 | 219.577 | NPgN | GSP | NG FES - Steady Progression | Total installed renewable generation capacity (MW)
NG FES - Steady Progression | Gen_BB001_NPgAggregate | MW | NPgN | BLYTH 132kV | Total installed renewable generation capacity (MW) | BLYTH132 | 492.747 | 492.785 | 498.377 | 503.971 | 509.571 | 510.358 | 511.308 | 512.513 | 514.479 | 516.811 | 519.802 | 523.851 | 526.169 | 528.875 | 531.512 | 534.882 | 537.238 | 537.68 | 538.127 | 538.575 | 539.795 | 541.27 | 542.742 | 544.21 | 545.675 | 547.135 | 548.591 | 550.044 | 551.492 | 552.936 | 554.377 | 555.813 | NPgN | GSP | NG FES - Steady Progression | Total installed renewable generation capacity (MW)
NG FES - Steady Progression | Gen_BB001_NPgAggregate | MW | NPgN | FOURSTONES | Total installed renewable generation capacity (MW) | FOUR_1 | 91.465 | 91.436 | 91.744 | 92.054 | 92.368 | 92.433 | 92.506 | 92.62 | 92.781 | 92.971 | 93.2 | 93.503 | 93.723 | 93.967 | 94.206 | 94.491 | 94.71 | 94.813 | 94.918 | 95.023 | 95.174 | 95.34 | 95.507 | 95.675 | 95.842 | 96.01 | 96.178 | 96.346 | 96.514 | 96.682 | 96.85 | 97.019 | NPgN | GSP | NG FES - Steady Progression | Total installed renewable generation capacity (MW)
NG FES - Steady Progression | Gen_BB001_NPgAggregate | MW | NPgN | HARTMOOR | Total installed renewable generation capacity (MW) | HARM_6 | 54.508 | 54.503 | 56.143 | 57.783 | 59.425 | 59.722 | 60.065 | 60.589 | 61.348 | 62.242 | 63.322 | 64.763 | 65.722 | 66.79 | 67.839 | 69.094 | 70.07 | 70.514 | 70.961 | 71.409 | 72.073 | 72.81 | 73.547 | 74.284 | 75.022 | 75.759 | 76.497 | 77.235 | 77.974 | 78.712 | 79.451 | 80.19 | NPgN | GSP | NG FES - Steady Progression | Total installed renewable generation capacity (MW)
NG FES - Steady Progression | Gen_BB001_NPgAggregate | MW | NPgN | HAWTHORN PIT GRID | Total installed renewable generation capacity (MW) | HAWP_6 | 37.89 | 37.807 | 39.547 | 41.287 | 43.021 | 43.349 | 43.726 | 44.372 | 45.291 | 46.357 | 47.611 | 49.259 | 50.395 | 51.636 | 52.863 | 54.29 | 55.454 | 56.096 | 56.739 | 57.386 | 58.25 | 59.185 | 60.12 | 61.056 | 61.994 | 62.932 | 63.871 | 64.811 | 65.752 | 66.695 | 67.638 | 68.582 | NPgN | GSP | NG FES - Steady Progression | Total installed renewable generation capacity (MW)
NG FES - Steady Progression | Gen_BB001_NPgAggregate | MW | NPgN | KNARESBOROUGH | Total installed renewable generation capacity (MW) | KNARE_111 | 37.882 | 37.925 | 44.536 | 51.149 | 57.77 | 58.795 | 60.011 | 61.576 | 64.001 | 66.897 | 70.561 | 75.549 | 78.525 | 81.952 | 85.301 | 89.5 | 92.526 | 93.326 | 94.138 | 94.951 | 96.663 | 98.671 | 100.677 | 102.68 | 104.679 | 106.674 | 108.666 | 110.654 | 112.638 | 114.619 | 116.597 | 118.571 | NPgN | GSP | NG FES - Steady Progression | Total installed renewable generation capacity (MW)
NG FES - Steady Progression | Gen_BB001_NPgAggregate | MW | NPgN | LACKENBY | Total installed renewable generation capacity (MW) | LACK_6 | 89.295 | 89.014 | 90.873 | 92.731 | 94.586 | 94.99 | 95.445 | 96.305 | 97.488 | 98.852 | 100.414 | 102.439 | 103.939 | 105.553 | 107.152 | 108.965 | 110.498 | 111.484 | 112.471 | 113.463 | 114.684 | 115.982 | 117.281 | 118.583 | 119.887 | 121.193 | 122.503 | 123.814 | 125.128 | 126.445 | 127.764 | 129.086 | NPgN | GSP | NG FES - Steady Progression | Total installed renewable generation capacity (MW)
NG FES - Steady Progression | Gen_BB001_NPgAggregate | MW | NPgN | NORTON | Total installed renewable generation capacity (MW) | NORT_1 | 120.563 | 120.713 | 134.426 | 148.143 | 161.874 | 164.075 | 166.671 | 170.231 | 175.649 | 182.077 | 190.088 | 200.904 | 207.575 | 215.174 | 222.615 | 231.806 | 238.592 | 240.815 | 243.056 | 245.303 | 249.401 | 254.109 | 258.815 | 263.516 | 268.213 | 272.903 | 277.59 | 282.272 | 286.949 | 291.621 | 296.288 | 300.951 | NPgN | GSP | NG FES - Steady Progression | Total installed renewable generation capacity (MW)
NG FES - Steady Progression | Gen_BB001_NPgAggregate | MW | NPgN | OFFERTON | Total installed renewable generation capacity (MW) | OFFE_3 | 5.26 | 5.289 | 5.471 | 5.652 | 5.832 | 5.913 | 5.997 | 6.369 | 6.631 | 6.928 | 7.238 | 7.627 | 7.979 | 8.34 | 8.701 | 9.076 | 9.436 | 9.764 | 10.092 | 10.422 | 10.768 | 11.119 | 11.471 | 11.825 | 12.18 | 12.536 | 12.894 | 13.252 | 13.613 | 13.974 | 14.337 | 14.7 | NPgN | GSP | NG FES - Steady Progression | Total installed renewable generation capacity (MW)
NG FES - Steady Progression | Gen_BB001_NPgAggregate | MW | NPgN | OSBALDWICK | Total installed renewable generation capacity (MW) | OSBA_1 | 29.904 | 29.653 | 45.687 | 61.723 | 77.761 | 80.096 | 82.898 | 86.503 | 92.256 | 99.085 | 107.781 | 119.568 | 126.408 | 134.333 | 142.071 | 151.862 | 158.836 | 160.435 | 162.045 | 163.663 | 167.457 | 171.967 | 176.465 | 180.954 | 185.433 | 189.901 | 194.36 | 198.809 | 203.247 | 207.676 | 212.095 | 216.504 | NPgN | GSP | NG FES - Steady Progression | Total installed renewable generation capacity (MW)
NG FES - Steady Progression | Gen_BB001_NPgAggregate | MW | NPgN | POPPLETON | Total installed renewable generation capacity (MW) | POPP_3 | 8.691 | 8.713 | 9.246 | 9.778 | 10.309 | 10.42 | 10.545 | 10.758 | 11.05 | 11.391 | 11.789 | 12.316 | 12.69 | 13.096 | 13.497 | 13.96 | 14.342 | 14.567 | 14.793 | 15.02 | 15.312 | 15.626 | 15.94 | 16.255 | 16.57 | 16.885 | 17.201 | 17.517 | 17.834 | 18.151 | 18.468 | 18.786 | NPgN | GSP | NG FES - Steady Progression | Total installed renewable generation capacity (MW)
NG FES - Steady Progression | Gen_BB001_NPgAggregate | MW | NPgN | SALTHOLME | Total installed renewable generation capacity (MW) | SALH_1 | 49.212 | 49.213 | 49.335 | 49.458 | 49.581 | 49.6 | 49.623 | 49.65 | 49.693 | 49.746 | 49.814 | 49.906 | 49.961 | 50.027 | 50.09 | 50.171 | 50.226 | 50.236 | 50.246 | 50.256 | 50.284 | 50.318 | 50.352 | 50.387 | 50.421 | 50.455 | 50.489 | 50.523 | 50.556 | 50.59 | 50.624 | 50.657 | NPgN | GSP | NG FES - Steady Progression | Total installed renewable generation capacity (MW)
NG FES - Steady Progression | Gen_BB001_NPgAggregate | MW | NPgN | SOUTH SHIELDS | Total installed renewable generation capacity (MW) | SSHI_3 | 3.818 | 3.844 | 3.903 | 3.962 | 4.021 | 4.08 | 4.139 | 4.415 | 4.611 | 4.834 | 5.057 | 5.331 | 5.606 | 5.883 | 6.16 | 6.439 | 6.719 | 7 | 7.283 | 7.566 | 7.851 | 8.137 | 8.424 | 8.712 | 9.002 | 9.292 | 9.584 | 9.877 | 10.172 | 10.467 | 10.764 | 11.062 | NPgN | GSP | NG FES - Steady Progression | Total installed renewable generation capacity (MW)
NG FES - Steady Progression | Gen_BB001_NPgAggregate | MW | NPgN | SPADEADAM | Total installed renewable generation capacity (MW) | KIELD01 and SPAD20 | 6.69 | 6.688 | 6.922 | 7.156 | 7.391 | 7.432 | 7.479 | 7.592 | 7.729 | 7.886 | 8.07 | 8.305 | 8.471 | 8.655 | 8.836 | 9.049 | 9.217 | 9.303 | 9.39 | 9.476 | 9.596 | 9.728 | 9.86 | 9.992 | 10.124 | 10.256 | 10.389 | 10.521 | 10.654 | 10.787 | 10.92 | 11.053 | NPgN | GSP | NG FES - Steady Progression | Total installed renewable generation capacity (MW)
NG FES - Steady Progression | Gen_BB001_NPgAggregate | MW | NPgN | SPENNYMOOR | Total installed renewable generation capacity (MW) | SPEN_1 | 113.865 | 113.493 | 124.271 | 135.051 | 145.839 | 147.471 | 149.415 | 152.014 | 156.082 | 160.903 | 166.976 | 175.178 | 180.083 | 185.721 | 191.233 | 198.128 | 203.122 | 204.502 | 205.891 | 207.286 | 210.144 | 213.484 | 216.82 | 220.151 | 223.477 | 226.796 | 230.111 | 233.421 | 236.725 | 240.024 | 243.317 | 246.605 | NPgN | GSP | NG FES - Steady Progression | Total installed renewable generation capacity (MW)
NG FES - Steady Progression | Gen_BB001_NPgAggregate | MW | NPgN | STELLA NORTH | Total installed renewable generation capacity (MW) | STEN_1 | 9.98 | 10.073 | 11.005 | 11.937 | 12.872 | 13.173 | 13.497 | 14.753 | 15.685 | 16.752 | 17.909 | 19.378 | 20.623 | 21.923 | 23.218 | 24.615 | 25.881 | 26.899 | 27.921 | 28.948 | 30.08 | 31.251 | 32.425 | 33.603 | 34.784 | 35.969 | 37.158 | 38.351 | 39.546 | 40.746 | 41.949 | 43.156 | NPgN | GSP | NG FES - Steady Progression | Total installed renewable generation capacity (MW)
NG FES - Steady Progression | Gen_BB001_NPgAggregate | MW | NPgN | STELLA SOUTH | Total installed renewable generation capacity (MW) | STES_1 | 50.184 | 49.9 | 55.198 | 60.497 | 65.8 | 66.631 | 67.615 | 69.09 | 71.355 | 74.003 | 77.264 | 81.594 | 84.316 | 87.396 | 90.417 | 94.114 | 96.885 | 97.896 | 98.913 | 99.935 | 101.671 | 103.645 | 105.618 | 107.59 | 109.561 | 111.531 | 113.5 | 115.468 | 117.434 | 119.4 | 121.365 | 123.329 | NPgN | GSP | NG FES - Steady Progression | Total installed renewable generation capacity (MW)
NG FES - Steady Progression | Gen_BB001_NPgAggregate | MW | NPgN | TYNEMOUTH | Total installed renewable generation capacity (MW) | TYNE_1 | 10.01 | 10.087 | 10.463 | 10.837 | 11.203 | 11.397 | 11.598 | 12.155 | 12.819 | 13.567 | 14.333 | 15.28 | 16.158 | 17.042 | 17.931 | 18.831 | 19.735 | 20.62 | 21.503 | 22.393 | 23.299 | 24.214 | 25.129 | 26.048 | 26.97 | 27.896 | 28.826 | 29.759 | 30.696 | 31.636 | 32.58 | 33.528 | NPgN | GSP | NG FES - Steady Progression | Total installed renewable generation capacity (MW)
NG FES - Steady Progression | Gen_BB001_NPgAggregate | MW | NPgN | WEST BOLDON | Total installed renewable generation capacity (MW) | WBOL_6 | 28.525 | 28.631 | 29.485 | 30.338 | 31.185 | 31.497 | 31.829 | 32.608 | 33.582 | 34.693 | 35.875 | 37.369 | 38.665 | 40 | 41.334 | 42.74 | 44.068 | 45.225 | 46.383 | 47.549 | 48.793 | 50.066 | 51.341 | 52.62 | 53.904 | 55.191 | 56.484 | 57.78 | 59.081 | 60.386 | 61.696 | 63.009 | NPgN | GSP | NG FES - Steady Progression | Total installed renewable generation capacity (MW)
NG FES - Steady Progression | Gen_BB001_NPgAggregate | MW | NPgY | BRADFORD WEST | Total installed renewable generation capacity (MW) | BRAW_1 | 50.419 | 51.749 | 53.61 | 55.279 | 57.009 | 58.153 | 59.334 | 60.992 | 63.018 | 65.329 | 67.776 | 70.871 | 73.761 | 76.761 | 79.761 | 82.967 | 85.944 | 88.432 | 90.924 | 93.434 | 96.173 | 98.996 | 101.822 | 104.659 | 107.507 | 110.365 | 113.234 | 116.114 | 119.005 | 121.906 | 124.817 | 127.74 | NPgY | GSP | NG FES - Steady Progression | Total installed renewable generation capacity (MW)
NG FES - Steady Progression | Gen_BB001_NPgAggregate | MW | NPgY | CAMBLESFORTH | Total installed renewable generation capacity (MW) | CAMB_01 | 123.144 | 123.367 | 123.646 | 123.908 | 124.175 | 124.34 | 124.511 | 124.703 | 124.944 | 125.222 | 125.529 | 125.922 | 126.286 | 126.677 | 127.064 | 127.497 | 127.867 | 128.122 | 128.38 | 128.638 | 128.944 | 129.267 | 129.591 | 129.917 | 130.243 | 130.571 | 130.899 | 131.228 | 131.559 | 131.89 | 132.222 | 132.555 | NPgY | GSP | NG FES - Steady Progression | Total installed renewable generation capacity (MW)
NG FES - Steady Progression | Gen_BB001_NPgAggregate | MW | NPgY | CREYKE BECK | Total installed renewable generation capacity (MW) | CREB_1 | 275.029 | 276.925 | 286.739 | 295.605 | 304.858 | 309.837 | 315.079 | 319.378 | 324.999 | 331.414 | 338.899 | 348.48 | 356.718 | 365.9 | 374.933 | 385.736 | 394.124 | 397.953 | 401.813 | 405.69 | 411.433 | 417.8 | 424.176 | 430.558 | 436.944 | 443.337 | 449.734 | 456.138 | 462.546 | 468.962 | 475.381 | 481.807 | NPgY | GSP | NG FES - Steady Progression | Total installed renewable generation capacity (MW)
NG FES - Steady Progression | Gen_BB001_NPgAggregate | MW | NPgY | DRAX | Total installed renewable generation capacity (MW) | DRAX_YEDL | 44.052 | 44.355 | 45.536 | 46.606 | 47.703 | 48.287 | 48.902 | 49.266 | 49.788 | 50.406 | 51.152 | 52.15 | 52.988 | 53.942 | 54.875 | 56.025 | 56.876 | 57.169 | 57.466 | 57.763 | 58.286 | 58.885 | 59.485 | 60.084 | 60.684 | 61.283 | 61.882 | 62.48 | 63.079 | 63.677 | 64.275 | 64.872 | NPgY | GSP | NG FES - Steady Progression | Total installed renewable generation capacity (MW)
NG FES - Steady Progression | Gen_BB001_NPgAggregate | MW | NPgY | ELLAND | Total installed renewable generation capacity (MW) | ELLA_1 | 69.298 | 69.799 | 71.47 | 72.965 | 74.515 | 75.484 | 76.49 | 77.754 | 79.329 | 81.134 | 83.075 | 85.554 | 87.834 | 90.225 | 92.611 | 95.208 | 97.556 | 99.38 | 101.207 | 103.048 | 105.121 | 107.275 | 109.432 | 111.596 | 113.768 | 115.948 | 118.134 | 120.329 | 122.53 | 124.74 | 126.956 | 129.181 | NPgY | GSP | NG FES - Steady Progression | Total installed renewable generation capacity (MW)
NG FES - Steady Progression | Gen_BB001_NPgAggregate | MW | NPgY | FERRYBRIDGE A | Total installed renewable generation capacity (MW) | FERRA2 | 16.87 | 17.067 | 19.005 | 20.745 | 22.553 | 23.52 | 24.539 | 25.304 | 26.333 | 27.519 | 28.912 | 30.723 | 32.265 | 33.988 | 35.684 | 37.72 | 39.295 | 39.986 | 40.68 | 41.378 | 42.438 | 43.618 | 44.799 | 45.981 | 47.164 | 48.347 | 49.532 | 50.717 | 51.903 | 53.09 | 54.277 | 55.465 | NPgY | GSP | NG FES - Steady Progression | Total installed renewable generation capacity (MW)
NG FES - Steady Progression | Gen_BB001_NPgAggregate | MW | NPgY | FERRYBRIDGE B | Total installed renewable generation capacity (MW) | FERRB9 | 83.974 | 84.484 | 89.402 | 93.824 | 98.413 | 100.847 | 103.413 | 105.222 | 107.686 | 110.538 | 113.924 | 118.344 | 122.078 | 126.282 | 130.411 | 135.421 | 139.229 | 140.752 | 142.286 | 143.826 | 146.299 | 149.082 | 151.866 | 154.651 | 157.437 | 160.224 | 163.011 | 165.8 | 168.588 | 171.378 | 174.169 | 176.96 | NPgY | GSP | NG FES - Steady Progression | Total installed renewable generation capacity (MW)
NG FES - Steady Progression | Gen_BB001_NPgAggregate | MW | NPgY | GRIMSBY WEST | Total installed renewable generation capacity (MW) | GRIW_1 | 44.918 | 45.215 | 48.394 | 51.251 | 54.194 | 55.752 | 57.396 | 58.402 | 59.838 | 61.53 | 63.563 | 66.277 | 68.548 | 71.116 | 73.637 | 76.718 | 79.037 | 79.899 | 80.767 | 81.64 | 83.107 | 84.771 | 86.435 | 88.098 | 89.762 | 91.425 | 93.088 | 94.752 | 96.415 | 98.078 | 99.741 | 101.404 | NPgY | GSP | NG FES - Steady Progression | Total installed renewable generation capacity (MW)
NG FES - Steady Progression | Gen_BB001_NPgAggregate | MW | NPgY | JORDANTHORPE | Total installed renewable generation capacity (MW) | JORD_3 | 3.379 | 3.442 | 3.649 | 3.833 | 4.027 | 4.155 | 4.288 | 4.5 | 4.753 | 5.04 | 5.341 | 5.717 | 6.071 | 6.436 | 6.802 | 7.19 | 7.554 | 7.864 | 8.174 | 8.486 | 8.824 | 9.171 | 9.519 | 9.868 | 10.218 | 10.57 | 10.923 | 11.278 | 11.633 | 11.991 | 12.349 | 12.709 | NPgY | GSP | NG FES - Steady Progression | Total installed renewable generation capacity (MW)
NG FES - Steady Progression | Gen_BB001_NPgAggregate | MW | NPgY | KEADBY | Total installed renewable generation capacity (MW) | KEAD_YEDL | 324.429 | 325.805 | 341.396 | 355.477 | 369.926 | 377.235 | 384.978 | 388.132 | 393.186 | 399.277 | 407.159 | 417.962 | 426.543 | 436.723 | 446.608 | 459.492 | 468.173 | 469.025 | 469.907 | 470.778 | 474.796 | 479.846 | 484.893 | 489.922 | 494.932 | 499.923 | 504.893 | 509.846 | 514.778 | 519.693 | 524.587 | 529.463 | NPgY | GSP | NG FES - Steady Progression | Total installed renewable generation capacity (MW)
NG FES - Steady Progression | Gen_BB001_NPgAggregate | MW | NPgY | KIRKSTALL B | Total installed renewable generation capacity (MW) | KIRKB1 | 13.323 | 13.523 | 14.278 | 14.956 | 15.711 | 16.227 | 16.758 | 17.912 | 19.223 | 20.657 | 22.149 | 23.916 | 25.602 | 27.336 | 29.073 | 30.899 | 32.63 | 34.153 | 35.68 | 37.217 | 38.853 | 40.526 | 42.203 | 43.888 | 45.579 | 47.278 | 48.983 | 50.696 | 52.416 | 54.144 | 55.878 | 57.619 | NPgY | GSP | NG FES - Steady Progression | Total installed renewable generation capacity (MW)
NG FES - Steady Progression | Gen_BB001_NPgAggregate | MW | NPgY | NEEPSEND | Total installed renewable generation capacity (MW) | NEEP_3 | 6.078 | 6.16 | 6.313 | 6.448 | 6.591 | 6.711 | 6.834 | 7.111 | 7.434 | 7.8 | 8.169 | 8.627 | 9.074 | 9.522 | 9.973 | 10.427 | 10.889 | 11.352 | 11.816 | 12.283 | 12.754 | 13.229 | 13.705 | 14.183 | 14.663 | 15.146 | 15.631 | 16.119 | 16.608 | 17.1 | 17.595 | 18.091 | NPgY | GSP | NG FES - Steady Progression | Total installed renewable generation capacity (MW)
NG FES - Steady Progression | Gen_BB001_NPgAggregate | MW | NPgY | NORTON LEES | Total installed renewable generation capacity (MW) | NORL_3 | 3.657 | 3.739 | 3.844 | 3.937 | 4.036 | 4.135 | 4.235 | 4.506 | 4.819 | 5.171 | 5.522 | 5.952 | 6.38 | 6.804 | 7.232 | 7.654 | 8.096 | 8.563 | 9.031 | 9.503 | 9.969 | 10.435 | 10.903 | 11.373 | 11.845 | 12.32 | 12.797 | 13.276 | 13.758 | 14.243 | 14.729 | 15.218 | NPgY | GSP | NG FES - Steady Progression | Total installed renewable generation capacity (MW)
NG FES - Steady Progression | Gen_BB001_NPgAggregate | MW | NPgY | PITSMOOR 3/4 | Total installed renewable generation capacity (MW) | PITS_BB_B | 1.02 | 1.056 | 1.1 | 1.14 | 1.183 | 1.225 | 1.268 | 1.383 | 1.516 | 1.667 | 1.816 | 1.999 | 2.182 | 2.362 | 2.545 | 2.725 | 2.913 | 3.112 | 3.311 | 3.511 | 3.71 | 3.909 | 4.108 | 4.308 | 4.509 | 4.711 | 4.914 | 5.118 | 5.323 | 5.53 | 5.737 | 5.945 | NPgY | GSP | NG FES - Steady Progression | Total installed renewable generation capacity (MW)
NG FES - Steady Progression | Gen_BB001_NPgAggregate | MW | NPgY | SALTEND NORTH | Total installed renewable generation capacity (MW) | SALT_1 | 48.232 | 48.461 | 48.55 | 48.644 | 48.738 | 48.829 | 48.921 | 49.141 | 49.396 | 49.686 | 49.978 | 50.339 | 50.702 | 51.069 | 51.437 | 51.81 | 52.18 | 52.547 | 52.917 | 53.289 | 53.665 | 54.043 | 54.424 | 54.807 | 55.191 | 55.578 | 55.966 | 56.356 | 56.748 | 57.142 | 57.537 | 57.935 | NPgY | GSP | NG FES - Steady Progression | Total installed renewable generation capacity (MW)
NG FES - Steady Progression | Gen_BB001_NPgAggregate | MW | NPgY | SHEFFIELD CITY | Total installed renewable generation capacity (MW) | SHEC_3 | 1.411 | 1.454 | 1.518 | 1.576 | 1.637 | 1.693 | 1.75 | 1.893 | 2.06 | 2.247 | 2.435 | 2.666 | 2.894 | 3.121 | 3.351 | 3.579 | 3.814 | 4.059 | 4.303 | 4.549 | 4.795 | 5.041 | 5.288 | 5.536 | 5.785 | 6.036 | 6.287 | 6.54 | 6.795 | 7.05 | 7.307 | 7.565 | NPgY | GSP | NG FES - Steady Progression | Total installed renewable generation capacity (MW)
NG FES - Steady Progression | Gen_BB001_NPgAggregate | MW | NPgY | SKELTON GRANGE | Total installed renewable generation capacity (MW) | SKLGB1 | 38.563 | 39.117 | 41.452 | 43.591 | 45.512 | 46.794 | 48.117 | 50.633 | 53.551 | 56.785 | 60.17 | 64.263 | 68.146 | 72.153 | 76.162 | 80.403 | 84.391 | 87.83 | 91.279 | 94.751 | 98.477 | 102.298 | 106.129 | 109.975 | 113.837 | 117.714 | 121.608 | 125.517 | 129.442 | 133.383 | 137.34 | 141.312 | NPgY | GSP | NG FES - Steady Progression | Total installed renewable generation capacity (MW)
NG FES - Steady Progression | Gen_BB001_NPgAggregate | MW | NPgY | TEMPLEBOROUGH 275/33KV | Total installed renewable generation capacity (MW) | TEMP_3 | 0.358 | 0.368 | 0.413 | 0.454 | 0.499 | 0.527 | 0.556 | 0.607 | 0.666 | 0.731 | 0.801 | 0.883 | 0.96 | 1.041 | 1.121 | 1.209 | 1.288 | 1.349 | 1.41 | 1.471 | 1.541 | 1.613 | 1.685 | 1.757 | 1.83 | 1.903 | 1.976 | 2.049 | 2.123 | 2.197 | 2.271 | 2.345 | NPgY | GSP | NG FES - Steady Progression | Total installed renewable generation capacity (MW)
NG FES - Steady Progression | Gen_BB001_NPgAggregate | MW | NPgY | THURCROFT | Total installed renewable generation capacity (MW) | THUR_6 | 62.578 | 62.888 | 66.958 | 70.605 | 74.372 | 76.338 | 78.414 | 79.613 | 81.344 | 83.381 | 85.859 | 89.169 | 91.902 | 95.02 | 98.075 | 101.856 | 104.646 | 105.543 | 106.445 | 107.352 | 109.03 | 110.962 | 112.893 | 114.823 | 116.751 | 118.678 | 120.604 | 122.529 | 124.452 | 126.374 | 128.294 | 130.214 | NPgY | GSP | NG FES - Steady Progression | Total installed renewable generation capacity (MW)
NG FES - Steady Progression | Gen_BB001_NPgAggregate | MW | NPgY | WEST MELTON / THORPE MARSH | Total installed renewable generation capacity (MW) | WMEL_THOM | 206.325 | 206.951 | 210.908 | 214.467 | 218.134 | 220.158 | 222.285 | 223.937 | 226.172 | 228.78 | 231.791 | 235.752 | 239.185 | 242.97 | 246.704 | 251.098 | 254.608 | 256.421 | 258.241 | 260.072 | 262.604 | 265.371 | 268.142 | 270.916 | 273.694 | 276.476 | 279.261 | 282.052 | 284.845 | 287.643 | 290.445 | 293.25 | NPgY | GSP | NG FES - Steady Progression | Total installed renewable generation capacity (MW)
NG FES - Steady Progression | Gen_BB001_NPgAggregate | MW | NPgY | WEST MELTON SECTION 3 | Total installed renewable generation capacity (MW) | WMEL_BB3 | 84.873 | 85.357 | 89.507 | 93.233 | 97.087 | 99.184 | 101.39 | 103.074 | 105.349 | 107.992 | 111.065 | 115.089 | 118.548 | 122.382 | 126.161 | 130.645 | 134.182 | 135.897 | 137.619 | 139.351 | 141.833 | 144.566 | 147.301 | 150.039 | 152.78 | 155.524 | 158.27 | 161.021 | 163.774 | 166.53 | 169.29 | 172.052 | NPgY | GSP | NG FES - Steady Progression | Total installed renewable generation capacity (MW)
NG FES - Steady Progression | Gen_BB001_NPgAggregate | MW | NPgY | WINCOBANK | Total installed renewable generation capacity (MW) | WIBA_3 | 46.3 | 46.321 | 46.469 | 46.602 | 46.743 | 46.823 | 46.906 | 46.999 | 47.113 | 47.242 | 47.387 | 47.567 | 47.729 | 47.903 | 48.076 | 48.274 | 48.438 | 48.54 | 48.642 | 48.744 | 48.873 | 49.011 | 49.149 | 49.287 | 49.426 | 49.565 | 49.705 | 49.844 | 49.984 | 50.125 | 50.265 | 50.406 | NPgY | GSP | NG FES - Steady Progression | Total installed renewable generation capacity (MW)
NG FES - Steady Progression | Gen_BB011 | MW | NPgN | BLYTH 66kV | Total installed waste incineration capacity (MW) | BLYTB1 | 7.2 | 7.2 | 8.139 | 9.078 | 10.017 | 10.955 | 11.894 | 12.291 | 12.643 | 12.961 | 13.25 | 13.478 | 13.684 | 13.868 | 13.993 | 14.107 | 14.217 | 14.242 | 14.249 | 14.283 | 14.129 | 13.99 | 13.875 | 13.721 | 13.558 | 13.385 | 13.194 | 13.008 | 12.811 | 12.603 | 12.402 | 12.2 | NPgN | GSP | NG FES - Steady Progression | Total installed waste incineration capacity (MW)
NG FES - Steady Progression | Gen_BB011 | MW | NPgN | BLYTH 132kV | Total installed waste incineration capacity (MW) | BLYTH132 | 0 | 0 | 1.66 | 3.32 | 4.98 | 6.64 | 8.3 | 9.001 | 9.625 | 10.187 | 10.697 | 11.1 | 11.464 | 11.791 | 12.011 | 12.213 | 12.406 | 12.451 | 12.464 | 12.524 | 12.251 | 12.006 | 11.802 | 11.529 | 11.241 | 10.937 | 10.599 | 10.268 | 9.922 | 9.552 | 9.198 | 8.841 | NPgN | GSP | NG FES - Steady Progression | Total installed waste incineration capacity (MW)
NG FES - Steady Progression | Gen_BB011 | MW | NPgN | FOURSTONES | Total installed waste incineration capacity (MW) | FOUR_1 | 0 | 0 | 0.086 | 0.172 | 0.258 | 0.343 | 0.429 | 0.465 | 0.498 | 0.527 | 0.553 | 0.574 | 0.593 | 0.61 | 0.621 | 0.632 | 0.642 | 0.644 | 0.645 | 0.648 | 0.634 | 0.621 | 0.61 | 0.596 | 0.581 | 0.566 | 0.548 | 0.531 | 0.513 | 0.494 | 0.476 | 0.457 | NPgN | GSP | NG FES - Steady Progression | Total installed waste incineration capacity (MW)
NG FES - Steady Progression | Gen_BB011 | MW | NPgN | HARTMOOR | Total installed waste incineration capacity (MW) | HARM_6 | 0 | 0 | 0.464 | 0.928 | 1.392 | 1.856 | 2.32 | 2.516 | 2.69 | 2.847 | 2.99 | 3.103 | 3.204 | 3.296 | 3.357 | 3.414 | 3.468 | 3.48 | 3.484 | 3.501 | 3.424 | 3.356 | 3.299 | 3.223 | 3.142 | 3.057 | 2.962 | 2.87 | 2.773 | 2.67 | 2.571 | 2.471 | NPgN | GSP | NG FES - Steady Progression | Total installed waste incineration capacity (MW)
NG FES - Steady Progression | Gen_BB011 | MW | NPgN | HAWTHORN PIT GRID | Total installed waste incineration capacity (MW) | HAWP_6 | 1.9 | 1.9 | 2.385 | 2.87 | 3.354 | 3.839 | 4.324 | 4.529 | 4.711 | 4.875 | 5.024 | 5.142 | 5.248 | 5.344 | 5.408 | 5.467 | 5.523 | 5.536 | 5.54 | 5.558 | 5.478 | 5.406 | 5.347 | 5.267 | 5.183 | 5.094 | 4.995 | 4.899 | 4.798 | 4.69 | 4.586 | 4.482 | NPgN | GSP | NG FES - Steady Progression | Total installed waste incineration capacity (MW)
NG FES - Steady Progression | Gen_BB011 | MW | NPgN | KNARESBOROUGH | Total installed waste incineration capacity (MW) | KNARE_111 | 36.135 | 36.135 | 38.065 | 39.994 | 41.924 | 43.854 | 45.784 | 46.598 | 47.324 | 47.977 | 48.57 | 49.039 | 49.462 | 49.841 | 50.098 | 50.333 | 50.557 | 50.609 | 50.625 | 50.694 | 50.377 | 50.091 | 49.855 | 49.538 | 49.203 | 48.849 | 48.456 | 48.072 | 47.669 | 47.24 | 46.827 | 46.412 | NPgN | GSP | NG FES - Steady Progression | Total installed waste incineration capacity (MW)
NG FES - Steady Progression | Gen_BB011 | MW | NPgN | LACKENBY | Total installed waste incineration capacity (MW) | LACK_6 | 6.197 | 6.197 | 6.698 | 7.198 | 7.699 | 8.199 | 8.7 | 8.911 | 9.099 | 9.269 | 9.422 | 9.544 | 9.654 | 9.752 | 9.819 | 9.88 | 9.938 | 9.951 | 9.955 | 9.973 | 9.891 | 9.817 | 9.756 | 9.673 | 9.586 | 9.495 | 9.393 | 9.293 | 9.189 | 9.077 | 8.97 | 8.863 | NPgN | GSP | NG FES - Steady Progression | Total installed waste incineration capacity (MW)
NG FES - Steady Progression | Gen_BB011 | MW | NPgN | NORTON | Total installed waste incineration capacity (MW) | NORT_1 | 72.561 | 72.561 | 76.537 | 80.512 | 84.488 | 88.463 | 92.439 | 94.118 | 95.611 | 96.958 | 98.18 | 99.146 | 100.016 | 100.799 | 101.328 | 101.811 | 102.273 | 102.38 | 102.413 | 102.555 | 101.902 | 101.314 | 100.827 | 100.173 | 99.483 | 98.754 | 97.944 | 97.153 | 96.323 | 95.439 | 94.589 | 93.734 | NPgN | GSP | NG FES - Steady Progression | Total installed waste incineration capacity (MW)
NG FES - Steady Progression | Gen_BB011 | MW | NPgN | OFFERTON | Total installed waste incineration capacity (MW) | OFFE_3 | 0 | 0 | 0.034 | 0.069 | 0.103 | 0.138 | 0.172 | 0.186 | 0.199 | 0.211 | 0.222 | 0.23 | 0.238 | 0.244 | 0.249 | 0.253 | 0.257 | 0.258 | 0.258 | 0.259 | 0.254 | 0.249 | 0.245 | 0.239 | 0.233 | 0.227 | 0.22 | 0.213 | 0.206 | 0.198 | 0.191 | 0.183 | NPgN | GSP | NG FES - Steady Progression | Total installed waste incineration capacity (MW)
NG FES - Steady Progression | Gen_BB011 | MW | NPgN | OSBALDWICK | Total installed waste incineration capacity (MW) | OSBA_1 | 1.5 | 1.5 | 6.225 | 10.95 | 15.676 | 20.401 | 25.126 | 27.121 | 28.897 | 30.497 | 31.95 | 33.097 | 34.132 | 35.062 | 35.69 | 36.265 | 36.814 | 36.941 | 36.98 | 37.15 | 36.374 | 35.674 | 35.095 | 34.318 | 33.498 | 32.631 | 31.669 | 30.729 | 29.743 | 28.691 | 27.681 | 26.665 | NPgN | GSP | NG FES - Steady Progression | Total installed waste incineration capacity (MW)
NG FES - Steady Progression | Gen_BB011 | MW | NPgN | POPPLETON | Total installed waste incineration capacity (MW) | POPP_3 | 0 | 0 | 0.145 | 0.29 | 0.435 | 0.58 | 0.725 | 0.786 | 0.841 | 0.89 | 0.935 | 0.97 | 1.002 | 1.03 | 1.049 | 1.067 | 1.084 | 1.088 | 1.089 | 1.094 | 1.07 | 1.049 | 1.031 | 1.007 | 0.982 | 0.955 | 0.926 | 0.897 | 0.867 | 0.835 | 0.804 | 0.772 | NPgN | GSP | NG FES - Steady Progression | Total installed waste incineration capacity (MW)
NG FES - Steady Progression | Gen_BB011 | MW | NPgN | SALTHOLME | Total installed waste incineration capacity (MW) | SALH_1 | 5.1 | 5.1 | 5.136 | 5.172 | 5.208 | 5.245 | 5.281 | 5.296 | 5.31 | 5.322 | 5.333 | 5.342 | 5.35 | 5.357 | 5.362 | 5.366 | 5.37 | 5.371 | 5.371 | 5.373 | 5.367 | 5.361 | 5.357 | 5.351 | 5.345 | 5.338 | 5.331 | 5.324 | 5.316 | 5.308 | 5.3 | 5.293 | NPgN | GSP | NG FES - Steady Progression | Total installed waste incineration capacity (MW)
NG FES - Steady Progression | Gen_BB011 | MW | NPgN | SOUTH SHIELDS | Total installed waste incineration capacity (MW) | SSHI_3 | 0 | 0 | 0 | 0 | 0.001 | 0.001 | 0.001 | 0.001 | 0.001 | 0.001 | 0.002 | 0.002 | 0.002 | 0.002 | 0.002 | 0.002 | 0.002 | 0.002 | 0.002 | 0.002 | 0.002 | 0.002 | 0.002 | 0.002 | 0.002 | 0.002 | 0.002 | 0.001 | 0.001 | 0.001 | 0.001 | 0.001 | NPgN | GSP | NG FES - Steady Progression | Total installed waste incineration capacity (MW)
NG FES - Steady Progression | Gen_BB011 | MW | NPgN | SPADEADAM | Total installed waste incineration capacity (MW) | KIELD01 and SPAD20 | 0 | 0 | 0.067 | 0.135 | 0.202 | 0.269 | 0.336 | 0.365 | 0.39 | 0.413 | 0.434 | 0.45 | 0.465 | 0.478 | 0.487 | 0.495 | 0.503 | 0.505 | 0.505 | 0.508 | 0.497 | 0.487 | 0.478 | 0.467 | 0.456 | 0.443 | 0.43 | 0.416 | 0.402 | 0.387 | 0.373 | 0.358 | NPgN | GSP | NG FES - Steady Progression | Total installed waste incineration capacity (MW)
NG FES - Steady Progression | Gen_BB011 | MW | NPgN | SPENNYMOOR | Total installed waste incineration capacity (MW) | SPEN_1 | 3.8 | 3.8 | 6.957 | 10.114 | 13.271 | 16.428 | 19.585 | 20.918 | 22.104 | 23.174 | 24.144 | 24.911 | 25.602 | 26.224 | 26.644 | 27.028 | 27.394 | 27.479 | 27.505 | 27.619 | 27.1 | 26.633 | 26.246 | 25.727 | 25.179 | 24.6 | 23.957 | 23.329 | 22.67 | 21.967 | 21.293 | 20.614 | NPgN | GSP | NG FES - Steady Progression | Total installed waste incineration capacity (MW)
NG FES - Steady Progression | Gen_BB011 | MW | NPgN | STELLA NORTH | Total installed waste incineration capacity (MW) | STEN_1 | 7.315 | 7.315 | 7.534 | 7.752 | 7.971 | 8.189 | 8.408 | 8.5 | 8.582 | 8.656 | 8.723 | 8.776 | 8.824 | 8.867 | 8.896 | 8.923 | 8.948 | 8.954 | 8.956 | 8.964 | 8.928 | 8.896 | 8.869 | 8.833 | 8.795 | 8.755 | 8.71 | 8.667 | 8.621 | 8.573 | 8.526 | 8.479 | NPgN | GSP | NG FES - Steady Progression | Total installed waste incineration capacity (MW)
NG FES - Steady Progression | Gen_BB011 | MW | NPgN | STELLA SOUTH | Total installed waste incineration capacity (MW) | STES_1 | 0 | 0 | 1.542 | 3.084 | 4.625 | 6.167 | 7.709 | 8.36 | 8.939 | 9.462 | 9.936 | 10.31 | 10.648 | 10.951 | 11.156 | 11.344 | 11.523 | 11.564 | 11.577 | 11.633 | 11.379 | 11.151 | 10.962 | 10.709 | 10.441 | 10.158 | 9.844 | 9.538 | 9.216 | 8.872 | 8.543 | 8.211 | NPgN | GSP | NG FES - Steady Progression | Total installed waste incineration capacity (MW)
NG FES - Steady Progression | Gen_BB011 | MW | NPgN | TYNEMOUTH | Total installed waste incineration capacity (MW) | TYNE_1 | 6.555 | 6.555 | 6.614 | 6.674 | 6.733 | 6.792 | 6.851 | 6.876 | 6.899 | 6.919 | 6.937 | 6.951 | 6.964 | 6.976 | 6.984 | 6.991 | 6.998 | 6.999 | 7 | 7.002 | 6.992 | 6.984 | 6.976 | 6.967 | 6.956 | 6.945 | 6.933 | 6.922 | 6.909 | 6.896 | 6.883 | 6.871 | NPgN | GSP | NG FES - Steady Progression | Total installed waste incineration capacity (MW)
NG FES - Steady Progression | Gen_BB011 | MW | NPgN | WEST BOLDON | Total installed waste incineration capacity (MW) | WBOL_6 | 0 | 0 | 0.185 | 0.369 | 0.554 | 0.738 | 0.923 | 1.001 | 1.07 | 1.133 | 1.189 | 1.234 | 1.275 | 1.311 | 1.335 | 1.358 | 1.379 | 1.384 | 1.386 | 1.392 | 1.362 | 1.335 | 1.312 | 1.282 | 1.25 | 1.216 | 1.178 | 1.142 | 1.103 | 1.062 | 1.023 | 0.983 | NPgN | GSP | NG FES - Steady Progression | Total installed waste incineration capacity (MW)
NG FES - Steady Progression | Gen_BB011 | MW | NPgY | BRADFORD WEST | Total installed waste incineration capacity (MW) | BRAW_1 | 0 | 0 | 0.277 | 0.553 | 0.83 | 1.106 | 1.383 | 1.633 | 1.857 | 2.059 | 2.244 | 2.385 | 2.513 | 2.629 | 2.698 | 2.761 | 2.815 | 2.803 | 2.78 | 2.778 | 2.646 | 2.522 | 2.418 | 2.277 | 2.13 | 1.978 | 1.813 | 1.652 | 1.48 | 1.295 | 1.114 | 0.932 | NPgY | GSP | NG FES - Steady Progression | Total installed waste incineration capacity (MW)
NG FES - Steady Progression | Gen_BB011 | MW | NPgY | CAMBLESFORTH | Total installed waste incineration capacity (MW) | CAMB_01 | 0 | 0 | 0.047 | 0.095 | 0.142 | 0.19 | 0.237 | 0.28 | 0.319 | 0.353 | 0.385 | 0.409 | 0.431 | 0.451 | 0.463 | 0.474 | 0.483 | 0.481 | 0.477 | 0.477 | 0.454 | 0.433 | 0.415 | 0.391 | 0.366 | 0.34 | 0.311 | 0.284 | 0.254 | 0.222 | 0.191 | 0.16 | NPgY | GSP | NG FES - Steady Progression | Total installed waste incineration capacity (MW)
NG FES - Steady Progression | Gen_BB011 | MW | NPgY | CREYKE BECK | Total installed waste incineration capacity (MW) | CREB_1 | 0 | 0 | 2.01 | 4.019 | 6.029 | 8.038 | 10.048 | 11.866 | 13.491 | 14.963 | 16.303 | 17.33 | 18.258 | 19.1 | 19.606 | 20.06 | 20.453 | 20.368 | 20.196 | 20.181 | 19.228 | 18.323 | 17.572 | 16.547 | 15.474 | 14.375 | 13.174 | 12.001 | 10.757 | 9.409 | 8.098 | 6.771 | NPgY | GSP | NG FES - Steady Progression | Total installed waste incineration capacity (MW)
NG FES - Steady Progression | Gen_BB011 | MW | NPgY | DRAX | Total installed waste incineration capacity (MW) | DRAX_YEDL | 0 | 0 | 0.241 | 0.483 | 0.724 | 0.965 | 1.207 | 1.425 | 1.62 | 1.797 | 1.958 | 2.081 | 2.193 | 2.294 | 2.355 | 2.409 | 2.457 | 2.446 | 2.426 | 2.424 | 2.309 | 2.201 | 2.111 | 1.987 | 1.859 | 1.727 | 1.582 | 1.441 | 1.292 | 1.13 | 0.973 | 0.813 | NPgY | GSP | NG FES - Steady Progression | Total installed waste incineration capacity (MW)
NG FES - Steady Progression | Gen_BB011 | MW | NPgY | ELLAND | Total installed waste incineration capacity (MW) | ELLA_1 | 0 | 0 | 0.273 | 0.547 | 0.82 | 1.093 | 1.367 | 1.614 | 1.835 | 2.036 | 2.218 | 2.358 | 2.484 | 2.598 | 2.667 | 2.729 | 2.782 | 2.771 | 2.747 | 2.745 | 2.616 | 2.493 | 2.39 | 2.251 | 2.105 | 1.956 | 1.792 | 1.633 | 1.463 | 1.28 | 1.102 | 0.921 | NPgY | GSP | NG FES - Steady Progression | Total installed waste incineration capacity (MW)
NG FES - Steady Progression | Gen_BB011 | MW | NPgY | FERRYBRIDGE A | Total installed waste incineration capacity (MW) | FERRA2 | 0 | 0 | 0.395 | 0.791 | 1.186 | 1.581 | 1.977 | 2.334 | 2.654 | 2.944 | 3.207 | 3.409 | 3.592 | 3.758 | 3.857 | 3.947 | 4.024 | 4.007 | 3.973 | 3.97 | 3.783 | 3.605 | 3.457 | 3.255 | 3.044 | 2.828 | 2.592 | 2.361 | 2.116 | 1.851 | 1.593 | 1.332 | NPgY | GSP | NG FES - Steady Progression | Total installed waste incineration capacity (MW)
NG FES - Steady Progression | Gen_BB011 | MW | NPgY | FERRYBRIDGE B | Total installed waste incineration capacity (MW) | FERRB9 | 79 | 79 | 80.013 | 81.027 | 82.04 | 83.053 | 84.066 | 84.983 | 85.803 | 86.545 | 87.221 | 87.738 | 88.206 | 88.631 | 88.886 | 89.115 | 89.313 | 89.27 | 89.184 | 89.176 | 88.695 | 88.239 | 87.86 | 87.343 | 86.803 | 86.248 | 85.643 | 85.051 | 84.424 | 83.744 | 83.083 | 82.414 | NPgY | GSP | NG FES - Steady Progression | Total installed waste incineration capacity (MW)
NG FES - Steady Progression | Gen_BB011 | MW | NPgY | GRIMSBY WEST | Total installed waste incineration capacity (MW) | GRIW_1 | 0 | 0 | 0.65 | 1.301 | 1.951 | 2.602 | 3.252 | 3.841 | 4.366 | 4.843 | 5.277 | 5.609 | 5.91 | 6.182 | 6.346 | 6.493 | 6.62 | 6.592 | 6.537 | 6.532 | 6.223 | 5.931 | 5.687 | 5.356 | 5.008 | 4.653 | 4.264 | 3.884 | 3.481 | 3.045 | 2.621 | 2.191 | NPgY | GSP | NG FES - Steady Progression | Total installed waste incineration capacity (MW)
NG FES - Steady Progression | Gen_BB011 | MW | NPgY | JORDANTHORPE | Total installed waste incineration capacity (MW) | JORD_3 | 0 | 0 | 0.031 | 0.062 | 0.092 | 0.123 | 0.154 | 0.182 | 0.207 | 0.229 | 0.25 | 0.265 | 0.28 | 0.292 | 0.3 | 0.307 | 0.313 | 0.312 | 0.309 | 0.309 | 0.294 | 0.281 | 0.269 | 0.253 | 0.237 | 0.22 | 0.202 | 0.184 | 0.165 | 0.144 | 0.124 | 0.104 | NPgY | GSP | NG FES - Steady Progression | Total installed waste incineration capacity (MW)
NG FES - Steady Progression | Gen_BB011 | MW | NPgY | KEADBY | Total installed waste incineration capacity (MW) | KEAD_YEDL | 2.8 | 2.8 | 6.151 | 9.503 | 12.854 | 16.205 | 19.556 | 22.589 | 25.299 | 27.754 | 29.989 | 31.701 | 33.25 | 34.653 | 35.497 | 36.255 | 36.91 | 36.768 | 36.482 | 36.456 | 34.867 | 33.358 | 32.104 | 30.396 | 28.606 | 26.774 | 24.77 | 22.815 | 20.739 | 18.491 | 16.305 | 14.091 | NPgY | GSP | NG FES - Steady Progression | Total installed waste incineration capacity (MW)
NG FES - Steady Progression | Gen_BB011 | MW | NPgY | KIRKSTALL B | Total installed waste incineration capacity (MW) | KIRKB1 | 0 | 0 | 0.114 | 0.228 | 0.342 | 0.457 | 0.571 | 0.674 | 0.766 | 0.85 | 0.926 | 0.984 | 1.037 | 1.085 | 1.114 | 1.139 | 1.162 | 1.157 | 1.147 | 1.146 | 1.092 | 1.041 | 0.998 | 0.94 | 0.879 | 0.816 | 0.748 | 0.682 | 0.611 | 0.534 | 0.46 | 0.385 | NPgY | GSP | NG FES - Steady Progression | Total installed waste incineration capacity (MW)
NG FES - Steady Progression | Gen_BB011 | MW | NPgY | NEEPSEND | Total installed waste incineration capacity (MW) | NEEP_3 | 0 | 0 | 0.011 | 0.021 | 0.032 | 0.043 | 0.053 | 0.063 | 0.071 | 0.079 | 0.086 | 0.092 | 0.097 | 0.101 | 0.104 | 0.106 | 0.108 | 0.108 | 0.107 | 0.107 | 0.102 | 0.097 | 0.093 | 0.088 | 0.082 | 0.076 | 0.07 | 0.064 | 0.057 | 0.05 | 0.043 | 0.036 | NPgY | GSP | NG FES - Steady Progression | Total installed waste incineration capacity (MW)
NG FES - Steady Progression | Gen_BB011 | MW | NPgY | NORTON LEES | Total installed waste incineration capacity (MW) | NORL_3 | 0 | 0 | 0 | 0 | 0 | 0 | 0 | 0 | 0 | 0 | 0 | 0 | 0 | 0 | 0 | 0 | 0 | 0 | 0 | 0 | 0 | 0 | 0 | 0 | 0 | 0 | 0 | 0 | 0 | 0 | 0 | 0 | NPgY | GSP | NG FES - Steady Progression | Total installed waste incineration capacity (MW)
NG FES - Steady Progression | Gen_BB011 | MW | NPgY | PITSMOOR 3/4 | Total installed waste incineration capacity (MW) | PITS_BB_B | 0 | 0 | 0 | 0 | 0 | 0 | 0 | 0.001 | 0.001 | 0.001 | 0.001 | 0.001 | 0.001 | 0.001 | 0.001 | 0.001 | 0.001 | 0.001 | 0.001 | 0.001 | 0.001 | 0.001 | 0.001 | 0.001 | 0.001 | 0.001 | 0.001 | 0.001 | 0.001 | 0 | 0 | 0 | NPgY | GSP | NG FES - Steady Progression | Total installed waste incineration capacity (MW)
NG FES - Steady Progression | Gen_BB011 | MW | NPgY | SALTEND NORTH | Total installed waste incineration capacity (MW) | SALT_1 | 0 | 0 | 0.001 | 0.002 | 0.004 | 0.005 | 0.006 | 0.007 | 0.008 | 0.009 | 0.01 | 0.011 | 0.011 | 0.012 | 0.012 | 0.012 | 0.013 | 0.013 | 0.013 | 0.013 | 0.012 | 0.011 | 0.011 | 0.01 | 0.01 | 0.009 | 0.008 | 0.007 | 0.007 | 0.006 | 0.005 | 0.004 | NPgY | GSP | NG FES - Steady Progression | Total installed waste incineration capacity (MW)
NG FES - Steady Progression | Gen_BB011 | MW | NPgY | SHEFFIELD CITY | Total installed waste incineration capacity (MW) | SHEC_3 | 0 | 0 | 0.002 | 0.004 | 0.007 | 0.009 | 0.011 | 0.013 | 0.015 | 0.016 | 0.018 | 0.019 | 0.02 | 0.021 | 0.021 | 0.022 | 0.022 | 0.022 | 0.022 | 0.022 | 0.021 | 0.02 | 0.019 | 0.018 | 0.017 | 0.016 | 0.014 | 0.013 | 0.012 | 0.01 | 0.009 | 0.007 | NPgY | GSP | NG FES - Steady Progression | Total installed waste incineration capacity (MW)
NG FES - Steady Progression | Gen_BB011 | MW | NPgY | SKELTON GRANGE | Total installed waste incineration capacity (MW) | SKLGB1 | 25.6 | 25.6 | 25.896 | 26.192 | 26.489 | 26.785 | 27.081 | 27.349 | 27.589 | 27.806 | 28.003 | 28.155 | 28.292 | 28.416 | 28.49 | 28.557 | 28.615 | 28.603 | 28.577 | 28.575 | 28.435 | 28.301 | 28.19 | 28.039 | 27.881 | 27.719 | 27.542 | 27.369 | 27.186 | 26.987 | 26.794 | 26.598 | NPgY | GSP | NG FES - Steady Progression | Total installed waste incineration capacity (MW)
NG FES - Steady Progression | Gen_BB011 | MW | NPgY | TEMPLEBOROUGH 275/33KV | Total installed waste incineration capacity (MW) | TEMP_3 | 0 | 0 | 0.008 | 0.016 | 0.024 | 0.032 | 0.041 | 0.048 | 0.055 | 0.06 | 0.066 | 0.07 | 0.074 | 0.077 | 0.079 | 0.081 | 0.083 | 0.082 | 0.082 | 0.082 | 0.078 | 0.074 | 0.071 | 0.067 | 0.063 | 0.058 | 0.053 | 0.049 | 0.043 | 0.038 | 0.033 | 0.027 | NPgY | GSP | NG FES - Steady Progression | Total installed waste incineration capacity (MW)
NG FES - Steady Progression | Gen_BB011 | MW | NPgY | THURCROFT | Total installed waste incineration capacity (MW) | THUR_6 | 5.7 | 5.7 | 6.545 | 7.391 | 8.236 | 9.081 | 9.927 | 10.691 | 11.375 | 11.994 | 12.558 | 12.99 | 13.381 | 13.735 | 13.947 | 14.139 | 14.304 | 14.268 | 14.196 | 14.189 | 13.789 | 13.408 | 13.092 | 12.661 | 12.209 | 11.747 | 11.242 | 10.748 | 10.225 | 9.658 | 9.106 | 8.548 | NPgY | GSP | NG FES - Steady Progression | Total installed waste incineration capacity (MW)
NG FES - Steady Progression | Gen_BB011 | MW | NPgY | WEST MELTON / THORPE MARSH | Total installed waste incineration capacity (MW) | WMEL_THOM | 19.998 | 19.998 | 20.769 | 21.541 | 22.312 | 23.083 | 23.854 | 24.552 | 25.176 | 25.741 | 26.256 | 26.65 | 27.006 | 27.329 | 27.523 | 27.698 | 27.848 | 27.816 | 27.75 | 27.744 | 27.378 | 27.031 | 26.742 | 26.349 | 25.937 | 25.516 | 25.054 | 24.604 | 24.127 | 23.609 | 23.106 | 22.597 | NPgY | GSP | NG FES - Steady Progression | Total installed waste incineration capacity (MW)
NG FES - Steady Progression | Gen_BB011 | MW | NPgY | WEST MELTON SECTION 3 | Total installed waste incineration capacity (MW) | WMEL_BB3 | 0 | 0 | 0.826 | 1.651 | 2.477 | 3.302 | 4.128 | 4.875 | 5.543 | 6.147 | 6.698 | 7.12 | 7.501 | 7.847 | 8.055 | 8.242 | 8.403 | 8.368 | 8.298 | 8.291 | 7.9 | 7.528 | 7.219 | 6.798 | 6.358 | 5.906 | 5.412 | 4.931 | 4.419 | 3.866 | 3.327 | 2.782 | NPgY | GSP | NG FES - Steady Progression | Total installed waste incineration capacity (MW)
NG FES - Steady Progression | Gen_BB011 | MW | NPgY | WINCOBANK | Total installed waste incineration capacity (MW) | WIBA_3 | 0 | 0 | 0.029 | 0.058 | 0.086 | 0.115 | 0.144 | 0.17 | 0.193 | 0.214 | 0.233 | 0.248 | 0.261 | 0.274 | 0.281 | 0.287 | 0.293 | 0.292 | 0.289 | 0.289 | 0.275 | 0.262 | 0.252 | 0.237 | 0.222 | 0.206 | 0.189 | 0.172 | 0.154 | 0.135 | 0.116 | 0.097 | NPgY | GSP | NG FES - Steady Progression | Total installed waste incineration capacity (MW)
NG FES - Steady Progression | Gen_BB015 | MW | NPgN | BLYTH 66kV | Total installed wind capacity (MW) | BLYTB1 | 93.8 | 93.761 | 93.765 | 93.769 | 93.773 | 93.776 | 93.78 | 94.324 | 95.148 | 95.976 | 96.808 | 97.644 | 98.484 | 99.328 | 100.176 | 101.028 | 101.885 | 102.752 | 103.622 | 104.498 | 105.377 | 106.261 | 107.149 | 108.042 | 108.939 | 109.84 | 110.745 | 111.655 | 112.569 | 113.488 | 114.411 | 115.339 | NPgN | GSP | NG FES - Steady Progression | Total installed wind capacity (MW)
NG FES - Steady Progression | Gen_BB015 | MW | NPgN | BLYTH 132kV | Total installed wind capacity (MW) | BLYTH132 | 106.969 | 106.968 | 106.969 | 106.971 | 106.972 | 106.974 | 106.975 | 107.1 | 107.288 | 107.476 | 107.666 | 107.856 | 108.048 | 108.24 | 108.433 | 108.627 | 108.822 | 109.021 | 109.22 | 109.42 | 109.621 | 109.823 | 110.026 | 110.23 | 110.435 | 110.641 | 110.848 | 111.056 | 111.265 | 111.475 | 111.686 | 111.898 | NPgN | GSP | NG FES - Steady Progression | Total installed wind capacity (MW)
NG FES - Steady Progression | Gen_BB015 | MW | NPgN | FOURSTONES | Total installed wind capacity (MW) | FOUR_1 | 89.15 | 89.108 | 89.109 | 89.109 | 89.109 | 89.11 | 89.11 | 89.112 | 89.114 | 89.116 | 89.118 | 89.12 | 89.122 | 89.124 | 89.126 | 89.128 | 89.13 | 89.133 | 89.136 | 89.138 | 89.141 | 89.144 | 89.146 | 89.149 | 89.152 | 89.154 | 89.157 | 89.16 | 89.162 | 89.165 | 89.168 | 89.17 | NPgN | GSP | NG FES - Steady Progression | Total installed wind capacity (MW)
NG FES - Steady Progression | Gen_BB015 | MW | NPgN | HARTMOOR | Total installed wind capacity (MW) | HARM_6 | 47.752 | 47.702 | 47.702 | 47.702 | 47.702 | 47.703 | 47.703 | 47.716 | 47.735 | 47.755 | 47.775 | 47.795 | 47.814 | 47.834 | 47.854 | 47.875 | 47.895 | 47.916 | 47.937 | 47.957 | 47.979 | 48 | 48.021 | 48.042 | 48.064 | 48.085 | 48.107 | 48.129 | 48.15 | 48.172 | 48.194 | 48.216 | NPgN | GSP | NG FES - Steady Progression | Total installed wind capacity (MW)
NG FES - Steady Progression | Gen_BB015 | MW | NPgN | HAWTHORN PIT GRID | Total installed wind capacity (MW) | HAWP_6 | 22.256 | 22.117 | 22.117 | 22.118 | 22.118 | 22.118 | 22.119 | 22.167 | 22.239 | 22.312 | 22.385 | 22.459 | 22.532 | 22.607 | 22.681 | 22.756 | 22.831 | 22.907 | 22.984 | 23.061 | 23.139 | 23.217 | 23.295 | 23.373 | 23.452 | 23.532 | 23.611 | 23.692 | 23.772 | 23.853 | 23.934 | 24.016 | NPgN | GSP | NG FES - Steady Progression | Total installed wind capacity (MW)
NG FES - Steady Progression | Gen_BB015 | MW | NPgN | KNARESBOROUGH | Total installed wind capacity (MW) | KNARE_111 | 16.51 | 16.46 | 16.462 | 16.464 | 16.466 | 16.468 | 16.47 | 16.48 | 16.49 | 16.499 | 16.509 | 16.519 | 16.529 | 16.539 | 16.549 | 16.559 | 16.569 | 16.582 | 16.595 | 16.608 | 16.621 | 16.635 | 16.648 | 16.661 | 16.674 | 16.687 | 16.701 | 16.714 | 16.727 | 16.74 | 16.753 | 16.767 | NPgN | GSP | NG FES - Steady Progression | Total installed wind capacity (MW)
NG FES - Steady Progression | Gen_BB015 | MW | NPgN | LACKENBY | Total installed wind capacity (MW) | LACK_6 | 64.603 | 64.234 | 64.235 | 64.235 | 64.236 | 64.236 | 64.236 | 64.309 | 64.42 | 64.531 | 64.643 | 64.755 | 64.868 | 64.982 | 65.096 | 65.21 | 65.325 | 65.442 | 65.559 | 65.676 | 65.794 | 65.913 | 66.032 | 66.152 | 66.273 | 66.393 | 66.515 | 66.637 | 66.76 | 66.884 | 67.007 | 67.132 | NPgN | GSP | NG FES - Steady Progression | Total installed wind capacity (MW)
NG FES - Steady Progression | Gen_BB015 | MW | NPgN | NORTON | Total installed wind capacity (MW) | NORT_1 | 31.104 | 31.02 | 31.023 | 31.027 | 31.03 | 31.034 | 31.037 | 31.142 | 31.294 | 31.446 | 31.599 | 31.753 | 31.908 | 32.063 | 32.219 | 32.375 | 32.532 | 32.696 | 32.86 | 33.025 | 33.191 | 33.358 | 33.525 | 33.693 | 33.861 | 34.031 | 34.201 | 34.372 | 34.543 | 34.716 | 34.889 | 35.062 | NPgN | GSP | NG FES - Steady Progression | Total installed wind capacity (MW)
NG FES - Steady Progression | Gen_BB015 | MW | NPgN | OFFERTON | Total installed wind capacity (MW) | OFFE_3 | 0.014 | 0.014 | 0.014 | 0.014 | 0.014 | 0.014 | 0.014 | 0.188 | 0.208 | 0.229 | 0.249 | 0.27 | 0.291 | 0.312 | 0.332 | 0.354 | 0.375 | 0.396 | 0.418 | 0.439 | 0.461 | 0.483 | 0.504 | 0.526 | 0.549 | 0.571 | 0.593 | 0.616 | 0.638 | 0.661 | 0.683 | 0.706 | NPgN | GSP | NG FES - Steady Progression | Total installed wind capacity (MW)
NG FES - Steady Progression | Gen_BB015 | MW | NPgN | OSBALDWICK | Total installed wind capacity (MW) | OSBA_1 | 2.83 | 2.423 | 2.427 | 2.43 | 2.433 | 2.437 | 2.44 | 2.673 | 3.02 | 3.369 | 3.72 | 4.073 | 4.427 | 4.783 | 5.14 | 5.5 | 5.861 | 6.229 | 6.599 | 6.97 | 7.344 | 7.719 | 8.096 | 8.474 | 8.855 | 9.237 | 9.621 | 10.007 | 10.395 | 10.784 | 11.176 | 11.569 | NPgN | GSP | NG FES - Steady Progression | Total installed wind capacity (MW)
NG FES - Steady Progression | Gen_BB015 | MW | NPgN | POPPLETON | Total installed wind capacity (MW) | POPP_3 | 5.002 | 5.002 | 5.002 | 5.002 | 5.003 | 5.003 | 5.003 | 5.003 | 5.004 | 5.005 | 5.005 | 5.006 | 5.006 | 5.007 | 5.008 | 5.008 | 5.009 | 5.01 | 5.01 | 5.011 | 5.012 | 5.013 | 5.014 | 5.014 | 5.015 | 5.016 | 5.017 | 5.018 | 5.019 | 5.019 | 5.02 | 5.021 | NPgN | GSP | NG FES - Steady Progression | Total installed wind capacity (MW)
NG FES - Steady Progression | Gen_BB015 | MW | NPgN | SALTHOLME | Total installed wind capacity (MW) | SALH_1 | 0 | 0 | 0 | 0 | 0 | 0 | 0 | 0.001 | 0.003 | 0.004 | 0.006 | 0.008 | 0.01 | 0.011 | 0.013 | 0.015 | 0.017 | 0.018 | 0.02 | 0.022 | 0.024 | 0.025 | 0.027 | 0.029 | 0.031 | 0.033 | 0.035 | 0.036 | 0.038 | 0.04 | 0.042 | 0.044 | NPgN | GSP | NG FES - Steady Progression | Total installed wind capacity (MW)
NG FES - Steady Progression | Gen_BB015 | MW | NPgN | SOUTH SHIELDS | Total installed wind capacity (MW) | SSHI_3 | 0.012 | 0.012 | 0.012 | 0.013 | 0.013 | 0.013 | 0.013 | 0.131 | 0.144 | 0.157 | 0.17 | 0.183 | 0.196 | 0.209 | 0.222 | 0.235 | 0.249 | 0.262 | 0.275 | 0.289 | 0.303 | 0.316 | 0.33 | 0.344 | 0.358 | 0.372 | 0.386 | 0.4 | 0.414 | 0.429 | 0.443 | 0.457 | NPgN | GSP | NG FES - Steady Progression | Total installed wind capacity (MW)
NG FES - Steady Progression | Gen_BB015 | MW | NPgN | SPADEADAM | Total installed wind capacity (MW) | KIELD01 and SPAD20 | 0.061 | 0.055 | 0.055 | 0.055 | 0.056 | 0.056 | 0.056 | 0.105 | 0.147 | 0.189 | 0.231 | 0.273 | 0.316 | 0.359 | 0.402 | 0.445 | 0.489 | 0.533 | 0.577 | 0.622 | 0.666 | 0.711 | 0.756 | 0.802 | 0.847 | 0.893 | 0.939 | 0.985 | 1.032 | 1.079 | 1.125 | 1.173 | NPgN | GSP | NG FES - Steady Progression | Total installed wind capacity (MW)
NG FES - Steady Progression | Gen_BB015 | MW | NPgN | SPENNYMOOR | Total installed wind capacity (MW) | SPEN_1 | 75.069 | 74.562 | 74.564 | 74.566 | 74.568 | 74.57 | 74.571 | 74.732 | 74.974 | 75.216 | 75.46 | 75.705 | 75.951 | 76.199 | 76.447 | 76.697 | 76.948 | 77.203 | 77.459 | 77.717 | 77.976 | 78.236 | 78.497 | 78.76 | 79.024 | 79.289 | 79.555 | 79.823 | 80.092 | 80.362 | 80.633 | 80.906 | NPgN | GSP | NG FES - Steady Progression | Total installed wind capacity (MW)
NG FES - Steady Progression | Gen_BB015 | MW | NPgN | STELLA NORTH | Total installed wind capacity (MW) | STEN_1 | 0 | 0 | 0 | 0.001 | 0.001 | 0.001 | 0.001 | 0.582 | 0.661 | 0.74 | 0.82 | 0.9 | 0.981 | 1.062 | 1.143 | 1.225 | 1.307 | 1.39 | 1.474 | 1.558 | 1.642 | 1.727 | 1.812 | 1.897 | 1.983 | 2.07 | 2.156 | 2.244 | 2.331 | 2.419 | 2.508 | 2.597 | NPgN | GSP | NG FES - Steady Progression | Total installed wind capacity (MW)
NG FES - Steady Progression | Gen_BB015 | MW | NPgN | STELLA SOUTH | Total installed wind capacity (MW) | STES_1 | 28.399 | 28.033 | 28.034 | 28.036 | 28.037 | 28.039 | 28.04 | 28.232 | 28.521 | 28.812 | 29.105 | 29.399 | 29.694 | 29.991 | 30.289 | 30.589 | 30.89 | 31.195 | 31.501 | 31.809 | 32.119 | 32.43 | 32.742 | 33.056 | 33.372 | 33.689 | 34.007 | 34.328 | 34.649 | 34.973 | 35.297 | 35.624 | NPgN | GSP | NG FES - Steady Progression | Total installed wind capacity (MW)
NG FES - Steady Progression | Gen_BB015 | MW | NPgN | TYNEMOUTH | Total installed wind capacity (MW) | TYNE_1 | 0.006 | 0.006 | 0.006 | 0.006 | 0.007 | 0.007 | 0.007 | 0.058 | 0.118 | 0.177 | 0.238 | 0.298 | 0.359 | 0.42 | 0.482 | 0.544 | 0.606 | 0.668 | 0.731 | 0.794 | 0.858 | 0.922 | 0.986 | 1.051 | 1.115 | 1.181 | 1.246 | 1.312 | 1.378 | 1.444 | 1.511 | 1.578 | NPgN | GSP | NG FES - Steady Progression | Total installed wind capacity (MW)
NG FES - Steady Progression | Gen_BB015 | MW | NPgN | WEST BOLDON | Total installed wind capacity (MW) | WBOL_6 | 6.004 | 6.004 | 6.004 | 6.004 | 6.004 | 6.004 | 6.004 | 6.04 | 6.095 | 6.15 | 6.205 | 6.261 | 6.316 | 6.372 | 6.429 | 6.485 | 6.542 | 6.6 | 6.657 | 6.715 | 6.773 | 6.832 | 6.891 | 6.95 | 7.009 | 7.069 | 7.129 | 7.189 | 7.25 | 7.311 | 7.372 | 7.433 | NPgN | GSP | NG FES - Steady Progression | Total installed wind capacity (MW)
NG FES - Steady Progression | Gen_BB015 | MW | NPgY | BRADFORD WEST | Total installed wind capacity (MW) | BRAW_1 | 25.676 | 26.773 | 26.826 | 26.879 | 26.933 | 26.986 | 27.039 | 27.093 | 27.147 | 27.201 | 27.255 | 27.309 | 27.363 | 27.417 | 27.471 | 27.525 | 27.579 | 27.651 | 27.723 | 27.795 | 27.867 | 27.939 | 28.011 | 28.083 | 28.155 | 28.227 | 28.299 | 28.371 | 28.443 | 28.515 | 28.587 | 28.659 | NPgY | GSP | NG FES - Steady Progression | Total installed wind capacity (MW)
NG FES - Steady Progression | Gen_BB015 | MW | NPgY | CAMBLESFORTH | Total installed wind capacity (MW) | CAMB_01 | 119.128 | 119.303 | 119.312 | 119.32 | 119.329 | 119.337 | 119.346 | 119.354 | 119.363 | 119.371 | 119.38 | 119.388 | 119.397 | 119.406 | 119.414 | 119.423 | 119.431 | 119.443 | 119.454 | 119.465 | 119.477 | 119.488 | 119.5 | 119.511 | 119.523 | 119.534 | 119.545 | 119.557 | 119.568 | 119.58 | 119.591 | 119.602 | NPgY | GSP | NG FES - Steady Progression | Total installed wind capacity (MW)
NG FES - Steady Progression | Gen_BB015 | MW | NPgY | CREYKE BECK | Total installed wind capacity (MW) | CREB_1 | 171.184 | 172.612 | 172.679 | 172.747 | 172.953 | 173.166 | 173.378 | 174.689 | 176.005 | 177.327 | 178.656 | 179.991 | 181.332 | 182.68 | 184.034 | 185.394 | 186.761 | 188.157 | 189.56 | 190.97 | 192.385 | 193.808 | 195.237 | 196.673 | 198.116 | 199.565 | 201.021 | 202.485 | 203.954 | 205.432 | 206.915 | 208.406 | NPgY | GSP | NG FES - Steady Progression | Total installed wind capacity (MW)
NG FES - Steady Progression | Gen_BB015 | MW | NPgY | DRAX | Total installed wind capacity (MW) | DRAX_YEDL | 35.957 | 36.194 | 36.206 | 36.217 | 36.229 | 36.24 | 36.252 | 36.263 | 36.275 | 36.287 | 36.298 | 36.31 | 36.321 | 36.333 | 36.345 | 36.356 | 36.368 | 36.384 | 36.399 | 36.415 | 36.43 | 36.446 | 36.461 | 36.477 | 36.492 | 36.508 | 36.523 | 36.539 | 36.554 | 36.57 | 36.585 | 36.601 | NPgY | GSP | NG FES - Steady Progression | Total installed wind capacity (MW)
NG FES - Steady Progression | Gen_BB015 | MW | NPgY | ELLAND | Total installed wind capacity (MW) | ELLA_1 | 41.552 | 41.878 | 41.894 | 41.909 | 41.925 | 41.94 | 41.956 | 41.972 | 41.987 | 42.003 | 42.019 | 42.035 | 42.05 | 42.066 | 42.082 | 42.098 | 42.114 | 42.135 | 42.156 | 42.177 | 42.198 | 42.219 | 42.24 | 42.261 | 42.282 | 42.303 | 42.324 | 42.345 | 42.366 | 42.387 | 42.408 | 42.429 | NPgY | GSP | NG FES - Steady Progression | Total installed wind capacity (MW)
NG FES - Steady Progression | Gen_BB015 | MW | NPgY | FERRYBRIDGE A | Total installed wind capacity (MW) | FERRA2 | 1.614 | 1.729 | 1.734 | 1.739 | 1.761 | 1.784 | 1.807 | 1.959 | 2.112 | 2.266 | 2.421 | 2.577 | 2.733 | 2.89 | 3.048 | 3.206 | 3.366 | 3.528 | 3.69 | 3.854 | 4.018 | 4.183 | 4.349 | 4.515 | 4.683 | 4.851 | 5.02 | 5.19 | 5.36 | 5.532 | 5.704 | 5.877 | NPgY | GSP | NG FES - Steady Progression | Total installed wind capacity (MW)
NG FES - Steady Progression | Gen_BB015 | MW | NPgY | FERRYBRIDGE B | Total installed wind capacity (MW) | FERRB9 | 11.423 | 11.731 | 11.746 | 11.761 | 11.814 | 11.869 | 11.924 | 12.283 | 12.644 | 13.007 | 13.372 | 13.738 | 14.106 | 14.476 | 14.847 | 15.22 | 15.595 | 15.977 | 16.361 | 16.747 | 17.134 | 17.523 | 17.914 | 18.307 | 18.702 | 19.098 | 19.497 | 19.897 | 20.3 | 20.704 | 21.11 | 21.518 | NPgY | GSP | NG FES - Steady Progression | Total installed wind capacity (MW)
NG FES - Steady Progression | Gen_BB015 | MW | NPgY | GRIMSBY WEST | Total installed wind capacity (MW) | GRIW_1 | 25.869 | 26.033 | 26.041 | 26.049 | 26.057 | 26.065 | 26.073 | 26.081 | 26.089 | 26.097 | 26.105 | 26.113 | 26.121 | 26.129 | 26.137 | 26.145 | 26.153 | 26.163 | 26.174 | 26.185 | 26.196 | 26.206 | 26.217 | 26.228 | 26.238 | 26.249 | 26.26 | 26.27 | 26.281 | 26.292 | 26.302 | 26.313 | NPgY | GSP | NG FES - Steady Progression | Total installed wind capacity (MW)
NG FES - Steady Progression | Gen_BB015 | MW | NPgY | JORDANTHORPE | Total installed wind capacity (MW) | JORD_3 | 0.026 | 0.062 | 0.064 | 0.066 | 0.07 | 0.074 | 0.079 | 0.103 | 0.128 | 0.153 | 0.178 | 0.202 | 0.228 | 0.253 | 0.278 | 0.303 | 0.329 | 0.355 | 0.382 | 0.408 | 0.435 | 0.462 | 0.488 | 0.515 | 0.543 | 0.57 | 0.597 | 0.625 | 0.652 | 0.68 | 0.708 | 0.736 | NPgY | GSP | NG FES - Steady Progression | Total installed wind capacity (MW)
NG FES - Steady Progression | Gen_BB015 | MW | NPgY | KEADBY | Total installed wind capacity (MW) | KEAD_YEDL | 145.208 | 146.061 | 146.102 | 146.143 | 146.184 | 146.225 | 146.266 | 146.308 | 146.349 | 146.391 | 146.433 | 146.474 | 146.516 | 146.557 | 146.599 | 146.641 | 146.682 | 146.738 | 146.793 | 146.849 | 146.904 | 146.96 | 147.015 | 147.071 | 147.126 | 147.182 | 147.237 | 147.293 | 147.348 | 147.404 | 147.459 | 147.515 | NPgY | GSP | NG FES - Steady Progression | Total installed wind capacity (MW)
NG FES - Steady Progression | Gen_BB015 | MW | NPgY | KIRKSTALL B | Total installed wind capacity (MW) | KIRKB1 | 2.564 | 2.663 | 2.667 | 2.672 | 2.73 | 2.79 | 2.851 | 3.33 | 3.812 | 4.297 | 4.784 | 5.273 | 5.765 | 6.259 | 6.755 | 7.255 | 7.756 | 8.262 | 8.77 | 9.28 | 9.793 | 10.309 | 10.827 | 11.348 | 11.871 | 12.397 | 12.926 | 13.457 | 13.991 | 14.527 | 15.066 | 15.608 | NPgY | GSP | NG FES - Steady Progression | Total installed wind capacity (MW)
NG FES - Steady Progression | Gen_BB015 | MW | NPgY | NEEPSEND | Total installed wind capacity (MW) | NEEP_3 | 0.03 | 0.072 | 0.074 | 0.076 | 0.079 | 0.081 | 0.084 | 0.092 | 0.099 | 0.107 | 0.114 | 0.122 | 0.13 | 0.138 | 0.145 | 0.153 | 0.161 | 0.169 | 0.178 | 0.187 | 0.195 | 0.204 | 0.213 | 0.221 | 0.23 | 0.239 | 0.248 | 0.257 | 0.265 | 0.274 | 0.283 | 0.292 | NPgY | GSP | NG FES - Steady Progression | Total installed wind capacity (MW)
NG FES - Steady Progression | Gen_BB015 | MW | NPgY | NORTON LEES | Total installed wind capacity (MW) | NORL_3 | 0.006 | 0.048 | 0.05 | 0.052 | 0.055 | 0.058 | 0.06 | 0.068 | 0.076 | 0.083 | 0.091 | 0.099 | 0.106 | 0.114 | 0.122 | 0.13 | 0.138 | 0.146 | 0.155 | 0.164 | 0.172 | 0.181 | 0.19 | 0.199 | 0.207 | 0.216 | 0.225 | 0.234 | 0.243 | 0.252 | 0.261 | 0.27 | NPgY | GSP | NG FES - Steady Progression | Total installed wind capacity (MW)
NG FES - Steady Progression | Gen_BB015 | MW | NPgY | PITSMOOR 3/4 | Total installed wind capacity (MW) | PITS_BB_B | 0 | 0.018 | 0.019 | 0.02 | 0.021 | 0.022 | 0.023 | 0.026 | 0.03 | 0.033 | 0.036 | 0.04 | 0.043 | 0.046 | 0.05 | 0.053 | 0.057 | 0.06 | 0.064 | 0.068 | 0.072 | 0.075 | 0.079 | 0.083 | 0.087 | 0.091 | 0.094 | 0.098 | 0.102 | 0.106 | 0.11 | 0.114 | NPgY | GSP | NG FES - Steady Progression | Total installed wind capacity (MW)
NG FES - Steady Progression | Gen_BB015 | MW | NPgY | SALTEND NORTH | Total installed wind capacity (MW) | SALT_1 | 37.516 | 37.691 | 37.698 | 37.706 | 37.714 | 37.722 | 37.73 | 37.738 | 37.746 | 37.754 | 37.763 | 37.771 | 37.779 | 37.787 | 37.795 | 37.803 | 37.811 | 37.822 | 37.832 | 37.843 | 37.854 | 37.865 | 37.875 | 37.886 | 37.897 | 37.908 | 37.919 | 37.929 | 37.94 | 37.951 | 37.962 | 37.972 | NPgY | GSP | NG FES - Steady Progression | Total installed wind capacity (MW)
NG FES - Steady Progression | Gen_BB015 | MW | NPgY | SHEFFIELD CITY | Total installed wind capacity (MW) | SHEC_3 | 0.004 | 0.026 | 0.027 | 0.028 | 0.029 | 0.03 | 0.032 | 0.036 | 0.04 | 0.044 | 0.048 | 0.052 | 0.056 | 0.06 | 0.064 | 0.068 | 0.072 | 0.077 | 0.081 | 0.086 | 0.09 | 0.095 | 0.1 | 0.104 | 0.109 | 0.113 | 0.118 | 0.123 | 0.127 | 0.132 | 0.137 | 0.141 | NPgY | GSP | NG FES - Steady Progression | Total installed wind capacity (MW)
NG FES - Steady Progression | Gen_BB015 | MW | NPgY | SKELTON GRANGE | Total installed wind capacity (MW) | SKLGB1 | 0.404 | 0.688 | 1.082 | 1.476 | 1.59 | 1.692 | 1.795 | 2.57 | 3.349 | 4.132 | 4.919 | 5.71 | 6.504 | 7.303 | 8.105 | 8.911 | 9.721 | 10.54 | 11.363 | 12.19 | 13.021 | 13.856 | 14.695 | 15.538 | 16.386 | 17.237 | 18.092 | 18.952 | 19.816 | 20.685 | 21.557 | 22.434 | NPgY | GSP | NG FES - Steady Progression | Total installed wind capacity (MW)
NG FES - Steady Progression | Gen_BB015 | MW | NPgY | TEMPLEBOROUGH 275/33KV | Total installed wind capacity (MW) | TEMP_3 | 0 | 0.005 | 0.005 | 0.005 | 0.008 | 0.012 | 0.015 | 0.04 | 0.065 | 0.09 | 0.116 | 0.141 | 0.167 | 0.193 | 0.219 | 0.245 | 0.271 | 0.298 | 0.324 | 0.351 | 0.378 | 0.405 | 0.432 | 0.459 | 0.487 | 0.514 | 0.542 | 0.569 | 0.597 | 0.625 | 0.654 | 0.682 | NPgY | GSP | NG FES - Steady Progression | Total installed wind capacity (MW)
NG FES - Steady Progression | Gen_BB015 | MW | NPgY | THURCROFT | Total installed wind capacity (MW) | THUR_6 | 24.076 | 24.254 | 24.263 | 24.271 | 24.287 | 24.303 | 24.32 | 24.392 | 24.465 | 24.539 | 24.612 | 24.686 | 24.761 | 24.835 | 24.91 | 24.986 | 25.061 | 25.14 | 25.219 | 25.299 | 25.379 | 25.459 | 25.54 | 25.621 | 25.702 | 25.784 | 25.866 | 25.948 | 26.031 | 26.114 | 26.197 | 26.281 | NPgY | GSP | NG FES - Steady Progression | Total installed wind capacity (MW)
NG FES - Steady Progression | Gen_BB015 | MW | NPgY | WEST MELTON / THORPE MARSH | Total installed wind capacity (MW) | WMEL_THOM | 67.284 | 67.665 | 67.683 | 67.702 | 67.72 | 67.738 | 67.757 | 67.776 | 67.794 | 67.813 | 67.832 | 67.85 | 67.869 | 67.888 | 67.907 | 67.925 | 67.944 | 67.969 | 67.994 | 68.019 | 68.044 | 68.069 | 68.094 | 68.119 | 68.144 | 68.169 | 68.194 | 68.218 | 68.243 | 68.268 | 68.293 | 68.318 | NPgY | GSP | NG FES - Steady Progression | Total installed wind capacity (MW)
NG FES - Steady Progression | Gen_BB015 | MW | NPgY | WEST MELTON SECTION 3 | Total installed wind capacity (MW) | WMEL_BB3 | 16.75 | 17.02 | 17.033 | 17.046 | 17.073 | 17.101 | 17.129 | 17.271 | 17.414 | 17.557 | 17.701 | 17.845 | 17.99 | 18.136 | 18.282 | 18.43 | 18.577 | 18.73 | 18.884 | 19.038 | 19.193 | 19.348 | 19.505 | 19.662 | 19.819 | 19.978 | 20.137 | 20.296 | 20.457 | 20.618 | 20.78 | 20.943 | NPgY | GSP | NG FES - Steady Progression | Total installed wind capacity (MW)
NG FES - Steady Progression | Gen_BB015 | MW | NPgY | WINCOBANK | Total installed wind capacity (MW) | WIBA_3 | 1.853 | 1.863 | 1.864 | 1.864 | 1.868 | 1.872 | 1.875 | 1.904 | 1.933 | 1.962 | 1.991 | 2.021 | 2.05 | 2.08 | 2.11 | 2.14 | 2.17 | 2.2 | 2.231 | 2.261 | 2.292 | 2.323 | 2.354 | 2.386 | 2.417 | 2.449 | 2.48 | 2.512 | 2.544 | 2.577 | 2.609 | 2.642 | NPgY | GSP | NG FES - Steady Progression | Total installed wind capacity (MW)
NG FES - System Transformation | Gen_BB010 | MW | NPgN | BLYTH 66kV | Total installed biomass capacity (MW) | BLYTB1 | 31.7 | 31.666 | 31.666 | 31.666 | 31.666 | 31.666 | 31.666 | 31.666 | 31.666 | 31.666 | 31.453 | 31.24 | 31.026 | 30.813 | 30.6 | 30.387 | 30.174 | 29.96 | 29.747 | 29.534 | 29.321 | 29.108 | 28.894 | 28.681 | 28.468 | 28.255 | 28.042 | 27.829 | 27.615 | 27.402 | 27.189 | 27.189 | NPgN | GSP | NG FES - System Transformation | Total installed biomass capacity (MW)
NG FES - System Transformation | Gen_BB010 | MW | NPgN | BLYTH 132kV | Total installed biomass capacity (MW) | BLYTH132 | 380 | 380 | 380 | 380 | 380 | 380 | 380 | 380 | 380 | 380 | 377.442 | 374.883 | 372.325 | 369.766 | 367.208 | 364.65 | 362.091 | 359.533 | 356.975 | 354.416 | 351.858 | 349.299 | 346.741 | 344.183 | 341.624 | 339.066 | 336.508 | 333.949 | 331.391 | 328.832 | 326.274 | 326.274 | NPgN | GSP | NG FES - System Transformation | Total installed biomass capacity (MW)
NG FES - System Transformation | Gen_BB010 | MW | NPgN | FOURSTONES | Total installed biomass capacity (MW) | FOUR_1 | 0 | 0 | 0 | 0 | 0 | 0 | 0 | 0 | 0 | 0 | 0 | 0 | 0 | 0 | 0 | 0 | 0 | 0 | 0 | 0 | 0 | 0 | 0 | 0 | 0 | 0 | 0 | 0 | 0 | 0 | 0 | 0 | NPgN | GSP | NG FES - System Transformation | Total installed biomass capacity (MW)
NG FES - System Transformation | Gen_BB010 | MW | NPgN | HARTMOOR | Total installed biomass capacity (MW) | HARM_6 | 0 | 0 | 0 | 0 | 0 | 0 | 0 | 0 | 0 | 0 | 0 | 0 | 0 | 0 | 0 | 0 | 0 | 0 | 0 | 0 | 0 | 0 | 0 | 0 | 0 | 0 | 0 | 0 | 0 | 0 | 0 | 0 | NPgN | GSP | NG FES - System Transformation | Total installed biomass capacity (MW)
NG FES - System Transformation | Gen_BB010 | MW | NPgN | HAWTHORN PIT GRID | Total installed biomass capacity (MW) | HAWP_6 | 0 | 0 | 0 | 0 | 0 | 0 | 0 | 0 | 0 | 0 | 0 | 0 | 0 | 0 | 0 | 0 | 0 | 0 | 0 | 0 | 0 | 0 | 0 | 0 | 0 | 0 | 0 | 0 | 0 | 0 | 0 | 0 | NPgN | GSP | NG FES - System Transformation | Total installed biomass capacity (MW)
NG FES - System Transformation | Gen_BB010 | MW | NPgN | KNARESBOROUGH | Total installed biomass capacity (MW) | KNARE_111 | 0.475 | 0.475 | 0.475 | 0.475 | 0.475 | 0.475 | 0.475 | 0.475 | 0.475 | 0.475 | 0.472 | 0.469 | 0.465 | 0.462 | 0.459 | 0.456 | 0.453 | 0.449 | 0.446 | 0.443 | 0.44 | 0.437 | 0.433 | 0.43 | 0.427 | 0.424 | 0.421 | 0.417 | 0.414 | 0.411 | 0.408 | 0.408 | NPgN | GSP | NG FES - System Transformation | Total installed biomass capacity (MW)
NG FES - System Transformation | Gen_BB010 | MW | NPgN | LACKENBY | Total installed biomass capacity (MW) | LACK_6 | 0.39 | 0.39 | 0.39 | 0.39 | 0.39 | 0.39 | 0.39 | 0.39 | 0.39 | 0.39 | 0.387 | 0.385 | 0.382 | 0.379 | 0.377 | 0.374 | 0.372 | 0.369 | 0.366 | 0.364 | 0.361 | 0.358 | 0.356 | 0.353 | 0.351 | 0.348 | 0.345 | 0.343 | 0.34 | 0.337 | 0.335 | 0.335 | NPgN | GSP | NG FES - System Transformation | Total installed biomass capacity (MW)
NG FES - System Transformation | Gen_BB010 | MW | NPgN | NORTON | Total installed biomass capacity (MW) | NORT_1 | 0 | 0 | 0 | 0 | 0 | 0 | 0 | 0 | 0 | 0 | 0 | 0 | 0 | 0 | 0 | 0 | 0 | 0 | 0 | 0 | 0 | 0 | 0 | 0 | 0 | 0 | 0 | 0 | 0 | 0 | 0 | 0 | NPgN | GSP | NG FES - System Transformation | Total installed biomass capacity (MW)
NG FES - System Transformation | Gen_BB010 | MW | NPgN | OFFERTON | Total installed biomass capacity (MW) | OFFE_3 | 0 | 0 | 0 | 0 | 0 | 0 | 0 | 0 | 0 | 0 | 0 | 0 | 0 | 0 | 0 | 0 | 0 | 0 | 0 | 0 | 0 | 0 | 0 | 0 | 0 | 0 | 0 | 0 | 0 | 0 | 0 | 0 | NPgN | GSP | NG FES - System Transformation | Total installed biomass capacity (MW)
NG FES - System Transformation | Gen_BB010 | MW | NPgN | OSBALDWICK | Total installed biomass capacity (MW) | OSBA_1 | 0.5 | 0.5 | 0.5 | 0.5 | 0.5 | 0.5 | 0.5 | 0.5 | 0.5 | 0.5 | 0.497 | 0.493 | 0.49 | 0.487 | 0.483 | 0.48 | 0.476 | 0.473 | 0.47 | 0.466 | 0.463 | 0.46 | 0.456 | 0.453 | 0.45 | 0.446 | 0.443 | 0.439 | 0.436 | 0.433 | 0.429 | 0.429 | NPgN | GSP | NG FES - System Transformation | Total installed biomass capacity (MW)
NG FES - System Transformation | Gen_BB010 | MW | NPgN | POPPLETON | Total installed biomass capacity (MW) | POPP_3 | 0 | 0 | 0 | 0 | 0 | 0 | 0 | 0 | 0 | 0 | 0 | 0 | 0 | 0 | 0 | 0 | 0 | 0 | 0 | 0 | 0 | 0 | 0 | 0 | 0 | 0 | 0 | 0 | 0 | 0 | 0 | 0 | NPgN | GSP | NG FES - System Transformation | Total installed biomass capacity (MW)
NG FES - System Transformation | Gen_BB010 | MW | NPgN | SALTHOLME | Total installed biomass capacity (MW) | SALH_1 | 49 | 49 | 49 | 49 | 49 | 49 | 49 | 49 | 49 | 49 | 48.67 | 48.34 | 48.01 | 47.68 | 47.351 | 47.021 | 46.691 | 46.361 | 46.031 | 45.701 | 45.371 | 45.041 | 44.711 | 44.381 | 44.052 | 43.722 | 43.392 | 43.062 | 42.732 | 42.402 | 42.072 | 42.072 | NPgN | GSP | NG FES - System Transformation | Total installed biomass capacity (MW)
NG FES - System Transformation | Gen_BB010 | MW | NPgN | SOUTH SHIELDS | Total installed biomass capacity (MW) | SSHI_3 | 0 | 0 | 0 | 0 | 0 | 0 | 0 | 0 | 0 | 0 | 0 | 0 | 0 | 0 | 0 | 0 | 0 | 0 | 0 | 0 | 0 | 0 | 0 | 0 | 0 | 0 | 0 | 0 | 0 | 0 | 0 | 0 | NPgN | GSP | NG FES - System Transformation | Total installed biomass capacity (MW)
NG FES - System Transformation | Gen_BB010 | MW | NPgN | SPADEADAM | Total installed biomass capacity (MW) | KIELD01 and SPAD20 | 0 | 0 | 0 | 0 | 0 | 0 | 0 | 0 | 0 | 0 | 0 | 0 | 0 | 0 | 0 | 0 | 0 | 0 | 0 | 0 | 0 | 0 | 0 | 0 | 0 | 0 | 0 | 0 | 0 | 0 | 0 | 0 | NPgN | GSP | NG FES - System Transformation | Total installed biomass capacity (MW)
NG FES - System Transformation | Gen_BB010 | MW | NPgN | SPENNYMOOR | Total installed biomass capacity (MW) | SPEN_1 | 17.545 | 17.545 | 17.545 | 17.545 | 17.545 | 17.545 | 17.545 | 17.545 | 17.545 | 17.545 | 17.427 | 17.309 | 17.191 | 17.073 | 16.954 | 16.836 | 16.718 | 16.6 | 16.482 | 16.364 | 16.246 | 16.128 | 16.009 | 15.891 | 15.773 | 15.655 | 15.537 | 15.419 | 15.301 | 15.183 | 15.064 | 15.064 | NPgN | GSP | NG FES - System Transformation | Total installed biomass capacity (MW)
NG FES - System Transformation | Gen_BB010 | MW | NPgN | STELLA NORTH | Total installed biomass capacity (MW) | STEN_1 | 0 | 0 | 0 | 0 | 0 | 0 | 0 | 0 | 0 | 0 | 0 | 0 | 0 | 0 | 0 | 0 | 0 | 0 | 0 | 0 | 0 | 0 | 0 | 0 | 0 | 0 | 0 | 0 | 0 | 0 | 0 | 0 | NPgN | GSP | NG FES - System Transformation | Total installed biomass capacity (MW)
NG FES - System Transformation | Gen_BB010 | MW | NPgN | STELLA SOUTH | Total installed biomass capacity (MW) | STES_1 | 3.5 | 3.5 | 3.5 | 3.5 | 3.5 | 3.5 | 3.5 | 3.5 | 3.5 | 3.5 | 3.476 | 3.453 | 3.429 | 3.406 | 3.382 | 3.359 | 3.335 | 3.311 | 3.288 | 3.264 | 3.241 | 3.217 | 3.194 | 3.17 | 3.147 | 3.123 | 3.099 | 3.076 | 3.052 | 3.029 | 3.005 | 3.005 | NPgN | GSP | NG FES - System Transformation | Total installed biomass capacity (MW)
NG FES - System Transformation | Gen_BB010 | MW | NPgN | TYNEMOUTH | Total installed biomass capacity (MW) | TYNE_1 | 0 | 0 | 0 | 0 | 0 | 0 | 0 | 0 | 0 | 0 | 0 | 0 | 0 | 0 | 0 | 0 | 0 | 0 | 0 | 0 | 0 | 0 | 0 | 0 | 0 | 0 | 0 | 0 | 0 | 0 | 0 | 0 | NPgN | GSP | NG FES - System Transformation | Total installed biomass capacity (MW)
NG FES - System Transformation | Gen_BB010 | MW | NPgN | WEST BOLDON | Total installed biomass capacity (MW) | WBOL_6 | 0 | 0 | 0 | 0 | 0 | 0 | 0 | 0 | 0 | 0 | 0 | 0 | 0 | 0 | 0 | 0 | 0 | 0 | 0 | 0 | 0 | 0 | 0 | 0 | 0 | 0 | 0 | 0 | 0 | 0 | 0 | 0 | NPgN | GSP | NG FES - System Transformation | Total installed biomass capacity (MW)
NG FES - System Transformation | Gen_BB010 | MW | NPgY | BRADFORD WEST | Total installed biomass capacity (MW) | BRAW_1 | 0 | 0 | 0.268 | 0.536 | 0.804 | 1.072 | 1.34 | 1.34 | 1.34 | 1.34 | 1.148 | 0.956 | 0.764 | 0.572 | 0.38 | 0.188 | 0 | 0 | 0 | 0 | 0 | 0 | 0 | 0 | 0 | 0 | 0 | 0 | 0 | 0 | 0 | 0 | NPgY | GSP | NG FES - System Transformation | Total installed biomass capacity (MW)
NG FES - System Transformation | Gen_BB010 | MW | NPgY | CAMBLESFORTH | Total installed biomass capacity (MW) | CAMB_01 | 0 | 0 | 0.046 | 0.092 | 0.138 | 0.184 | 0.23 | 0.23 | 0.23 | 0.23 | 0.197 | 0.164 | 0.131 | 0.098 | 0.065 | 0.032 | 0 | 0 | 0 | 0 | 0 | 0 | 0 | 0 | 0 | 0 | 0 | 0 | 0 | 0 | 0 | 0 | NPgY | GSP | NG FES - System Transformation | Total installed biomass capacity (MW)
NG FES - System Transformation | Gen_BB010 | MW | NPgY | CREYKE BECK | Total installed biomass capacity (MW) | CREB_1 | 34.728 | 34.728 | 36.675 | 38.622 | 40.569 | 42.516 | 44.463 | 44.463 | 44.463 | 44.463 | 43.069 | 41.674 | 40.28 | 38.886 | 37.491 | 36.097 | 34.702 | 33.299 | 31.895 | 30.492 | 29.088 | 27.684 | 26.281 | 24.877 | 23.474 | 22.07 | 20.666 | 19.263 | 17.859 | 16.456 | 15.052 | 15.052 | NPgY | GSP | NG FES - System Transformation | Total installed biomass capacity (MW)
NG FES - System Transformation | Gen_BB010 | MW | NPgY | DRAX | Total installed biomass capacity (MW) | DRAX_YEDL | 0 | 0 | 0.234 | 0.468 | 0.702 | 0.935 | 1.169 | 1.169 | 1.169 | 1.169 | 1.002 | 0.834 | 0.667 | 0.499 | 0.332 | 0.164 | 0 | 0 | 0 | 0 | 0 | 0 | 0 | 0 | 0 | 0 | 0 | 0 | 0 | 0 | 0 | 0 | NPgY | GSP | NG FES - System Transformation | Total installed biomass capacity (MW)
NG FES - System Transformation | Gen_BB010 | MW | NPgY | ELLAND | Total installed biomass capacity (MW) | ELLA_1 | 0 | 0 | 0.265 | 0.53 | 0.795 | 1.059 | 1.324 | 1.324 | 1.324 | 1.324 | 1.135 | 0.945 | 0.755 | 0.566 | 0.376 | 0.186 | 0 | 0 | 0 | 0 | 0 | 0 | 0 | 0 | 0 | 0 | 0 | 0 | 0 | 0 | 0 | 0 | NPgY | GSP | NG FES - System Transformation | Total installed biomass capacity (MW)
NG FES - System Transformation | Gen_BB010 | MW | NPgY | FERRYBRIDGE A | Total installed biomass capacity (MW) | FERRA2 | 2.4 | 2.4 | 2.783 | 3.166 | 3.549 | 3.932 | 4.315 | 4.315 | 4.315 | 4.315 | 4.041 | 3.767 | 3.492 | 3.218 | 2.944 | 2.669 | 2.398 | 2.301 | 2.204 | 2.107 | 2.01 | 1.913 | 1.816 | 1.719 | 1.622 | 1.525 | 1.428 | 1.331 | 1.234 | 1.137 | 1.04 | 1.04 | NPgY | GSP | NG FES - System Transformation | Total installed biomass capacity (MW)
NG FES - System Transformation | Gen_BB010 | MW | NPgY | FERRYBRIDGE B | Total installed biomass capacity (MW) | FERRB9 | 5.11 | 5.11 | 6.092 | 7.073 | 8.055 | 9.037 | 10.019 | 10.019 | 10.019 | 10.019 | 9.316 | 8.613 | 7.909 | 7.206 | 6.503 | 5.8 | 5.106 | 4.9 | 4.693 | 4.487 | 4.28 | 4.074 | 3.867 | 3.661 | 3.454 | 3.247 | 3.041 | 2.834 | 2.628 | 2.421 | 2.215 | 2.215 | NPgY | GSP | NG FES - System Transformation | Total installed biomass capacity (MW)
NG FES - System Transformation | Gen_BB010 | MW | NPgY | GRIMSBY WEST | Total installed biomass capacity (MW) | GRIW_1 | 0.5 | 0.5 | 1.13 | 1.76 | 2.391 | 3.021 | 3.651 | 3.651 | 3.651 | 3.651 | 3.2 | 2.748 | 2.297 | 1.846 | 1.394 | 0.943 | 0.5 | 0.479 | 0.459 | 0.439 | 0.419 | 0.399 | 0.378 | 0.358 | 0.338 | 0.318 | 0.298 | 0.277 | 0.257 | 0.237 | 0.217 | 0.217 | NPgY | GSP | NG FES - System Transformation | Total installed biomass capacity (MW)
NG FES - System Transformation | Gen_BB010 | MW | NPgY | JORDANTHORPE | Total installed biomass capacity (MW) | JORD_3 | 0 | 0 | 0.03 | 0.06 | 0.089 | 0.119 | 0.149 | 0.149 | 0.149 | 0.149 | 0.128 | 0.106 | 0.085 | 0.064 | 0.042 | 0.021 | 0 | 0 | 0 | 0 | 0 | 0 | 0 | 0 | 0 | 0 | 0 | 0 | 0 | 0 | 0 | 0 | NPgY | GSP | NG FES - System Transformation | Total installed biomass capacity (MW)
NG FES - System Transformation | Gen_BB010 | MW | NPgY | KEADBY | Total installed biomass capacity (MW) | KEAD_YEDL | 63.554 | 63.554 | 66.801 | 70.048 | 73.295 | 76.542 | 79.789 | 79.789 | 79.789 | 79.789 | 77.464 | 75.139 | 72.813 | 70.488 | 68.162 | 65.837 | 63.507 | 60.938 | 58.37 | 55.801 | 53.232 | 50.664 | 48.095 | 45.526 | 42.958 | 40.389 | 37.821 | 35.252 | 32.683 | 30.115 | 27.546 | 27.546 | NPgY | GSP | NG FES - System Transformation | Total installed biomass capacity (MW)
NG FES - System Transformation | Gen_BB010 | MW | NPgY | KIRKSTALL B | Total installed biomass capacity (MW) | KIRKB1 | 0 | 0 | 0.111 | 0.221 | 0.332 | 0.442 | 0.553 | 0.553 | 0.553 | 0.553 | 0.474 | 0.395 | 0.315 | 0.236 | 0.157 | 0.078 | 0 | 0 | 0 | 0 | 0 | 0 | 0 | 0 | 0 | 0 | 0 | 0 | 0 | 0 | 0 | 0 | NPgY | GSP | NG FES - System Transformation | Total installed biomass capacity (MW)
NG FES - System Transformation | Gen_BB010 | MW | NPgY | NEEPSEND | Total installed biomass capacity (MW) | NEEP_3 | 0 | 0 | 0.01 | 0.021 | 0.031 | 0.041 | 0.052 | 0.052 | 0.052 | 0.052 | 0.044 | 0.037 | 0.029 | 0.022 | 0.015 | 0.007 | 0 | 0 | 0 | 0 | 0 | 0 | 0 | 0 | 0 | 0 | 0 | 0 | 0 | 0 | 0 | 0 | NPgY | GSP | NG FES - System Transformation | Total installed biomass capacity (MW)
NG FES - System Transformation | Gen_BB010 | MW | NPgY | NORTON LEES | Total installed biomass capacity (MW) | NORL_3 | 0 | 0 | 0 | 0 | 0 | 0 | 0 | 0 | 0 | 0 | 0 | 0 | 0 | 0 | 0 | 0 | 0 | 0 | 0 | 0 | 0 | 0 | 0 | 0 | 0 | 0 | 0 | 0 | 0 | 0 | 0 | 0 | NPgY | GSP | NG FES - System Transformation | Total installed biomass capacity (MW)
NG FES - System Transformation | Gen_BB010 | MW | NPgY | PITSMOOR 3/4 | Total installed biomass capacity (MW) | PITS_BB_B | 0 | 0 | 0 | 0 | 0 | 0 | 0 | 0 | 0 | 0 | 0 | 0 | 0 | 0 | 0 | 0 | 0 | 0 | 0 | 0 | 0 | 0 | 0 | 0 | 0 | 0 | 0 | 0 | 0 | 0 | 0 | 0 | NPgY | GSP | NG FES - System Transformation | Total installed biomass capacity (MW)
NG FES - System Transformation | Gen_BB010 | MW | NPgY | SALTEND NORTH | Total installed biomass capacity (MW) | SALT_1 | 0 | 0 | 0.001 | 0.002 | 0.004 | 0.005 | 0.006 | 0.006 | 0.006 | 0.006 | 0.005 | 0.004 | 0.003 | 0.003 | 0.002 | 0.001 | 0 | 0 | 0 | 0 | 0 | 0 | 0 | 0 | 0 | 0 | 0 | 0 | 0 | 0 | 0 | 0 | NPgY | GSP | NG FES - System Transformation | Total installed biomass capacity (MW)
NG FES - System Transformation | Gen_BB010 | MW | NPgY | SHEFFIELD CITY | Total installed biomass capacity (MW) | SHEC_3 | 0 | 0 | 0.002 | 0.004 | 0.006 | 0.009 | 0.011 | 0.011 | 0.011 | 0.011 | 0.009 | 0.008 | 0.006 | 0.005 | 0.003 | 0.001 | 0 | 0 | 0 | 0 | 0 | 0 | 0 | 0 | 0 | 0 | 0 | 0 | 0 | 0 | 0 | 0 | NPgY | GSP | NG FES - System Transformation | Total installed biomass capacity (MW)
NG FES - System Transformation | Gen_BB010 | MW | NPgY | SKELTON GRANGE | Total installed biomass capacity (MW) | SKLGB1 | 0.903 | 0.903 | 1.19 | 1.477 | 1.764 | 2.051 | 2.338 | 2.338 | 2.338 | 2.338 | 2.133 | 1.927 | 1.721 | 1.516 | 1.31 | 1.105 | 0.902 | 0.866 | 0.829 | 0.793 | 0.756 | 0.72 | 0.683 | 0.647 | 0.61 | 0.574 | 0.537 | 0.501 | 0.464 | 0.428 | 0.391 | 0.391 | NPgY | GSP | NG FES - System Transformation | Total installed biomass capacity (MW)
NG FES - System Transformation | Gen_BB010 | MW | NPgY | TEMPLEBOROUGH 275/33KV | Total installed biomass capacity (MW) | TEMP_3 | 0 | 0 | 0.008 | 0.016 | 0.024 | 0.031 | 0.039 | 0.039 | 0.039 | 0.039 | 0.034 | 0.028 | 0.022 | 0.017 | 0.011 | 0.006 | 0 | 0 | 0 | 0 | 0 | 0 | 0 | 0 | 0 | 0 | 0 | 0 | 0 | 0 | 0 | 0 | NPgY | GSP | NG FES - System Transformation | Total installed biomass capacity (MW)
NG FES - System Transformation | Gen_BB010 | MW | NPgY | THURCROFT | Total installed biomass capacity (MW) | THUR_6 | 0 | 0 | 0.819 | 1.638 | 2.457 | 3.276 | 4.095 | 4.095 | 4.095 | 4.095 | 3.509 | 2.922 | 2.336 | 1.749 | 1.162 | 0.576 | 0 | 0 | 0 | 0 | 0 | 0 | 0 | 0 | 0 | 0 | 0 | 0 | 0 | 0 | 0 | 0 | NPgY | GSP | NG FES - System Transformation | Total installed biomass capacity (MW)
NG FES - System Transformation | Gen_BB010 | MW | NPgY | WEST MELTON / THORPE MARSH | Total installed biomass capacity (MW) | WMEL_THOM | 32 | 32 | 32.747 | 33.495 | 34.242 | 34.989 | 35.737 | 35.737 | 35.737 | 35.737 | 35.201 | 34.666 | 34.131 | 33.596 | 33.061 | 32.525 | 31.976 | 30.683 | 29.39 | 28.096 | 26.803 | 25.51 | 24.216 | 22.923 | 21.63 | 20.336 | 19.043 | 17.75 | 16.456 | 15.163 | 13.87 | 13.87 | NPgY | GSP | NG FES - System Transformation | Total installed biomass capacity (MW)
NG FES - System Transformation | Gen_BB010 | MW | NPgY | WEST MELTON SECTION 3 | Total installed biomass capacity (MW) | WMEL_BB3 | 9.88 | 9.88 | 10.68 | 11.48 | 12.28 | 13.08 | 13.88 | 13.88 | 13.88 | 13.88 | 13.307 | 12.734 | 12.161 | 11.588 | 11.015 | 10.442 | 9.873 | 9.473 | 9.074 | 8.675 | 8.275 | 7.876 | 7.477 | 7.077 | 6.678 | 6.279 | 5.88 | 5.48 | 5.081 | 4.682 | 4.282 | 4.282 | NPgY | GSP | NG FES - System Transformation | Total installed biomass capacity (MW)
NG FES - System Transformation | Gen_BB010 | MW | NPgY | WINCOBANK | Total installed biomass capacity (MW) | WIBA_3 | 42.75 | 42.75 | 42.778 | 42.806 | 42.834 | 42.862 | 42.889 | 42.889 | 42.889 | 42.889 | 42.869 | 42.849 | 42.83 | 42.81 | 42.79 | 42.77 | 42.718 | 40.991 | 39.263 | 37.535 | 35.807 | 34.079 | 32.352 | 30.624 | 28.896 | 27.168 | 25.44 | 23.712 | 21.985 | 20.257 | 18.529 | 18.529 | NPgY | GSP | NG FES - System Transformation | Total installed biomass capacity (MW)
NG FES - System Transformation | Gen_BB000_NPgAggregate | MW | NPgN | BLYTH 66kV | Total installed generation capacity (MW) | BLYTB1 | 148.4 | 148.471 | 156.542 | 164.793 | 173.386 | 179.289 | 186.429 | 195.627 | 205.89 | 216.978 | 228.511 | 242.48 | 250.876 | 259.173 | 266.524 | 273.756 | 279.942 | 284.831 | 289.573 | 294.662 | 302.069 | 310.126 | 318.246 | 326.449 | 334.735 | 342.818 | 351.011 | 359.331 | 367.785 | 376.354 | 385.022 | 394.046 | NPgN | GSP | NG FES - System Transformation | Total installed generation capacity (MW)
NG FES - System Transformation | Gen_BB000_NPgAggregate | MW | NPgN | BLYTH 132kV | Total installed generation capacity (MW) | BLYTH132 | 492.747 | 492.785 | 506.222 | 519.715 | 533.423 | 542.398 | 552.512 | 562.84 | 573.305 | 585.176 | 595.756 | 609.31 | 612.493 | 615.437 | 616.579 | 617.389 | 616.119 | 612.147 | 607.694 | 603.866 | 604.034 | 605.207 | 606.337 | 607.46 | 608.578 | 609.175 | 609.808 | 610.863 | 611.954 | 613.06 | 614.181 | 617.875 | NPgN | GSP | NG FES - System Transformation | Total installed generation capacity (MW)
NG FES - System Transformation | Gen_BB000_NPgAggregate | MW | NPgN | FOURSTONES | Total installed generation capacity (MW) | FOUR_1 | 91.465 | 91.436 | 92.174 | 92.929 | 93.77 | 94.337 | 95.014 | 95.717 | 96.455 | 97.271 | 98.134 | 99.153 | 99.682 | 100.206 | 100.638 | 101.053 | 101.351 | 101.479 | 101.574 | 101.718 | 102.074 | 102.482 | 102.889 | 103.295 | 103.702 | 104.081 | 104.462 | 104.866 | 105.271 | 105.676 | 106.083 | 106.49 | NPgN | GSP | NG FES - System Transformation | Total installed generation capacity (MW)
NG FES - System Transformation | Gen_BB000_NPgAggregate | MW | NPgN | HARTMOOR | Total installed generation capacity (MW) | HARM_6 | 57.255 | 57.25 | 61.173 | 65.164 | 69.351 | 72.183 | 75.544 | 79.027 | 82.654 | 86.675 | 91.008 | 96.14 | 98.481 | 100.755 | 102.526 | 104.206 | 105.301 | 105.613 | 105.79 | 106.135 | 107.444 | 108.93 | 110.417 | 111.919 | 113.426 | 114.795 | 116.183 | 117.73 | 119.305 | 120.952 | 122.629 | 124.296 | NPgN | GSP | NG FES - System Transformation | Total installed generation capacity (MW)
NG FES - System Transformation | Gen_BB000_NPgAggregate | MW | NPgN | HAWTHORN PIT GRID | Total installed generation capacity (MW) | HAWP_6 | 44.635 | 44.552 | 48.707 | 52.951 | 57.384 | 60.419 | 64.079 | 68.027 | 72.209 | 76.802 | 81.717 | 87.506 | 90.389 | 93.195 | 95.481 | 97.675 | 99.277 | 100.082 | 100.766 | 101.593 | 103.351 | 105.248 | 107.155 | 109.089 | 111.032 | 112.836 | 114.662 | 116.642 | 118.665 | 120.843 | 123.065 | 125.284 | NPgN | GSP | NG FES - System Transformation | Total installed generation capacity (MW)
NG FES - System Transformation | Gen_BB000_NPgAggregate | MW | NPgN | KNARESBOROUGH | Total installed generation capacity (MW) | KNARE_111 | 101.417 | 101.46 | 117.322 | 133.323 | 149.829 | 160.728 | 173.252 | 185.756 | 198.424 | 212.722 | 228.392 | 247.29 | 254.301 | 261.02 | 265.631 | 269.842 | 271.621 | 270.234 | 268.275 | 267.02 | 268.271 | 269.263 | 270.428 | 271.839 | 273.392 | 274.537 | 275.94 | 277.086 | 278.701 | 280.769 | 283.186 | 285.667 | NPgN | GSP | NG FES - System Transformation | Total installed generation capacity (MW)
NG FES - System Transformation | Gen_BB000_NPgAggregate | MW | NPgN | LACKENBY | Total installed generation capacity (MW) | LACK_6 | 129.492 | 129.211 | 133.635 | 138.194 | 143.072 | 146.479 | 150.701 | 155.405 | 160.494 | 166.012 | 171.833 | 178.606 | 182.481 | 186.286 | 189.561 | 192.748 | 195.189 | 196.031 | 196.676 | 197.391 | 198.255 | 198.688 | 199.13 | 199.617 | 200.037 | 200.218 | 200.306 | 200.991 | 201.684 | 203.677 | 205.776 | 207.742 | NPgN | GSP | NG FES - System Transformation | Total installed generation capacity (MW)
NG FES - System Transformation | Gen_BB000_NPgAggregate | MW | NPgN | NORTON | Total installed generation capacity (MW) | NORT_1 | 218.008 | 218.158 | 251.037 | 284.267 | 318.605 | 341.439 | 367.877 | 394.729 | 422.196 | 453.031 | 486.697 | 527.162 | 543.237 | 558.719 | 569.876 | 580.226 | 585.549 | 584.16 | 581.594 | 580.455 | 587.414 | 595.787 | 604.169 | 612.676 | 621.218 | 628.581 | 636.103 | 642.864 | 650.067 | 657.992 | 666.095 | 674.45 | NPgN | GSP | NG FES - System Transformation | Total installed generation capacity (MW)
NG FES - System Transformation | Gen_BB000_NPgAggregate | MW | NPgN | OFFERTON | Total installed generation capacity (MW) | OFFE_3 | 6.46 | 6.489 | 6.909 | 7.375 | 7.964 | 8.421 | 9.079 | 10.052 | 10.994 | 11.969 | 12.931 | 13.975 | 14.902 | 15.825 | 16.717 | 17.605 | 18.451 | 19.209 | 19.96 | 20.718 | 21.556 | 22.413 | 23.269 | 24.124 | 24.976 | 25.812 | 26.642 | 27.513 | 28.379 | 29.311 | 30.244 | 31.175 | NPgN | GSP | NG FES - System Transformation | Total installed generation capacity (MW)
NG FES - System Transformation | Gen_BB000_NPgAggregate | MW | NPgN | OSBALDWICK | Total installed generation capacity (MW) | OSBA_1 | 82.74 | 82.489 | 120.986 | 159.718 | 199.302 | 225.254 | 254.766 | 284.684 | 315.015 | 349.331 | 387.108 | 433.108 | 449.755 | 465.677 | 476.459 | 486.28 | 490.197 | 486.429 | 481.312 | 477.866 | 481.946 | 486.334 | 490.999 | 496.108 | 501.467 | 505.695 | 510.407 | 516.892 | 524.071 | 532.109 | 540.86 | 549.432 | NPgN | GSP | NG FES - System Transformation | Total installed generation capacity (MW)
NG FES - System Transformation | Gen_BB000_NPgAggregate | MW | NPgN | POPPLETON | Total installed generation capacity (MW) | POPP_3 | 11.541 | 11.563 | 12.832 | 14.136 | 15.551 | 16.511 | 17.691 | 18.932 | 20.245 | 21.681 | 23.19 | 24.939 | 25.851 | 26.739 | 27.47 | 28.172 | 28.7 | 29.008 | 29.279 | 29.597 | 30.037 | 30.417 | 30.819 | 31.25 | 31.699 | 32.125 | 32.581 | 33.107 | 33.674 | 34.282 | 34.933 | 35.575 | NPgN | GSP | NG FES - System Transformation | Total installed generation capacity (MW)
NG FES - System Transformation | Gen_BB000_NPgAggregate | MW | NPgN | SALTHOLME | Total installed generation capacity (MW) | SALH_1 | 213.341 | 313.242 | 313.536 | 313.832 | 314.144 | 314.347 | 314.576 | 314.805 | 315.038 | 315.301 | 315.26 | 315.284 | 315.087 | 314.887 | 314.647 | 314.401 | 313.415 | 308.443 | 303.084 | 297.243 | 278.642 | 251.327 | 224.954 | 199.743 | 174.789 | 150.183 | 125.907 | 105.634 | 86.522 | 74.751 | 64.856 | 54.046 | NPgN | GSP | NG FES - System Transformation | Total installed generation capacity (MW)
NG FES - System Transformation | Gen_BB000_NPgAggregate | MW | NPgN | SOUTH SHIELDS | Total installed generation capacity (MW) | SSHI_3 | 3.818 | 3.844 | 3.972 | 4.14 | 4.438 | 4.686 | 5.093 | 5.738 | 6.386 | 7.037 | 7.646 | 8.275 | 9 | 9.728 | 10.461 | 11.198 | 11.939 | 12.683 | 13.431 | 14.184 | 14.942 | 15.704 | 16.47 | 17.241 | 18.016 | 18.795 | 19.579 | 20.367 | 21.16 | 21.957 | 22.759 | 23.565 | NPgN | GSP | NG FES - System Transformation | Total installed generation capacity (MW)
NG FES - System Transformation | Gen_BB000_NPgAggregate | MW | NPgN | SPADEADAM | Total installed generation capacity (MW) | KIELD01 and SPAD20 | 6.69 | 6.688 | 7.249 | 7.816 | 8.417 | 8.816 | 9.281 | 9.862 | 10.47 | 11.139 | 11.855 | 12.732 | 13.209 | 13.681 | 14.084 | 14.477 | 14.786 | 14.98 | 15.156 | 15.366 | 15.743 | 16.164 | 16.589 | 17.016 | 17.448 | 17.863 | 18.283 | 18.725 | 19.173 | 19.626 | 20.084 | 20.547 | NPgN | GSP | NG FES - System Transformation | Total installed generation capacity (MW)
NG FES - System Transformation | Gen_BB000_NPgAggregate | MW | NPgN | SPENNYMOOR | Total installed generation capacity (MW) | SPEN_1 | 123.404 | 123.032 | 148.896 | 174.963 | 201.657 | 219.302 | 239.505 | 260.116 | 281.131 | 304.817 | 330.714 | 362.136 | 374.014 | 385.421 | 393.4 | 400.742 | 404.142 | 402.445 | 399.845 | 398.4 | 404.094 | 411.396 | 418.659 | 425.963 | 433.288 | 439.664 | 446.154 | 453.395 | 460.784 | 468.282 | 475.881 | 483.615 | NPgN | GSP | NG FES - System Transformation | Total installed generation capacity (MW)
NG FES - System Transformation | Gen_BB000_NPgAggregate | MW | NPgN | STELLA NORTH | Total installed generation capacity (MW) | STEN_1 | 38.33 | 38.423 | 40.618 | 42.955 | 45.787 | 47.801 | 50.5 | 54.215 | 57.809 | 61.601 | 65.402 | 69.673 | 72.923 | 76.157 | 79.168 | 82.151 | 84.783 | 86.553 | 88.224 | 89.928 | 91.515 | 92.787 | 94.074 | 95.397 | 96.686 | 97.862 | 98.985 | 100.361 | 101.756 | 103.966 | 106.245 | 108.463 | NPgN | GSP | NG FES - System Transformation | Total installed generation capacity (MW)
NG FES - System Transformation | Gen_BB000_NPgAggregate | MW | NPgN | STELLA SOUTH | Total installed generation capacity (MW) | STES_1 | 54.174 | 53.89 | 66.596 | 79.425 | 92.624 | 101.385 | 111.487 | 122.223 | 133.365 | 145.821 | 159.379 | 175.827 | 182.794 | 189.548 | 194.645 | 199.447 | 202.343 | 202.772 | 202.779 | 203.367 | 207.366 | 212.107 | 216.86 | 221.666 | 226.508 | 230.918 | 235.415 | 240.369 | 245.428 | 250.575 | 255.814 | 261.093 | NPgN | GSP | NG FES - System Transformation | Total installed generation capacity (MW)
NG FES - System Transformation | Gen_BB000_NPgAggregate | MW | NPgN | TYNEMOUTH | Total installed generation capacity (MW) | TYNE_1 | 53.878 | 53.955 | 54.814 | 55.796 | 57.084 | 58.1 | 59.639 | 61.618 | 63.936 | 66.305 | 68.608 | 71.062 | 73.397 | 75.719 | 77.989 | 80.258 | 82.444 | 84.333 | 86.215 | 88.053 | 87.655 | 85.71 | 84.01 | 82.594 | 81.326 | 80.227 | 79.33 | 78.792 | 78.609 | 79.249 | 80.3 | 81.232 | NPgN | GSP | NG FES - System Transformation | Total installed generation capacity (MW)
NG FES - System Transformation | Gen_BB000_NPgAggregate | MW | NPgN | WEST BOLDON | Total installed generation capacity (MW) | WBOL_6 | 28.975 | 29.081 | 31.078 | 33.24 | 35.825 | 37.766 | 40.47 | 43.675 | 47.325 | 51.136 | 54.951 | 59.129 | 62.485 | 65.814 | 68.957 | 72.076 | 74.998 | 77.68 | 80.343 | 83.05 | 86.205 | 89.483 | 92.769 | 96.068 | 99.378 | 102.642 | 105.922 | 109.274 | 112.642 | 116.05 | 119.475 | 122.914 | NPgN | GSP | NG FES - System Transformation | Total installed generation capacity (MW)
NG FES - System Transformation | Gen_BB000_NPgAggregate | MW | NPgY | BRADFORD WEST | Total installed generation capacity (MW) | BRAW_1 | 68.77 | 72.158 | 75.6 | 79.357 | 84.32 | 89.058 | 95.571 | 102.601 | 110.436 | 118.475 | 125.78 | 133.545 | 140.369 | 146.941 | 152.683 | 158.125 | 162.997 | 167.354 | 171.561 | 174.769 | 179.452 | 184.125 | 188.857 | 193.825 | 198.83 | 203.714 | 209.264 | 216.395 | 223.659 | 231.579 | 239.694 | 247.763 | NPgY | GSP | NG FES - System Transformation | Total installed generation capacity (MW)
NG FES - System Transformation | Gen_BB000_NPgAggregate | MW | NPgY | CAMBLESFORTH | Total installed generation capacity (MW) | CAMB_01 | 136.224 | 136.447 | 136.988 | 137.558 | 138.238 | 138.961 | 139.888 | 140.842 | 141.881 | 142.964 | 143.999 | 145.115 | 146.028 | 146.919 | 147.665 | 148.363 | 148.925 | 149.298 | 149.5 | 149.161 | 148.966 | 148.718 | 148.443 | 148.173 | 147.844 | 147.415 | 146.942 | 146.835 | 146.671 | 147.086 | 147.502 | 147.818 | NPgY | GSP | NG FES - System Transformation | Total installed generation capacity (MW)
NG FES - System Transformation | Gen_BB000_NPgAggregate | MW | NPgY | CREYKE BECK | Total installed generation capacity (MW) | CREB_1 | 387.87 | 411.317 | 429.437 | 447.947 | 467.272 | 489.391 | 515.605 | 543.11 | 571.786 | 602.044 | 631.529 | 664.485 | 686.265 | 706.8 | 721.221 | 733.513 | 740.536 | 739.495 | 736.764 | 728.979 | 731.344 | 733.817 | 736.839 | 741.758 | 747.174 | 752.016 | 756.661 | 761.74 | 767.845 | 777.052 | 787.59 | 799.034 | NPgY | GSP | NG FES - System Transformation | Total installed generation capacity (MW)
NG FES - System Transformation | Gen_BB000_NPgAggregate | MW | NPgY | DRAX | Total installed generation capacity (MW) | DRAX_YEDL | 121.127 | 121.43 | 123.615 | 125.809 | 128.093 | 130.728 | 133.847 | 136.77 | 139.75 | 142.918 | 146.001 | 149.341 | 151.327 | 153.158 | 154.242 | 155.057 | 155.216 | 154.523 | 153.545 | 149.366 | 141.861 | 134.527 | 127.684 | 121.55 | 115.747 | 110.232 | 105.49 | 102.272 | 99.81 | 98.676 | 98.432 | 97.885 | NPgY | GSP | NG FES - System Transformation | Total installed generation capacity (MW)
NG FES - System Transformation | Gen_BB000_NPgAggregate | MW | NPgY | ELLAND | Total installed generation capacity (MW) | ELLA_1 | 129.223 | 129.724 | 132.794 | 136.092 | 140.26 | 144.381 | 149.917 | 155.781 | 162.229 | 168.87 | 174.96 | 181.444 | 186.817 | 191.953 | 196.261 | 200.268 | 203.675 | 206.471 | 208.413 | 207.614 | 208.933 | 209.879 | 210.497 | 210.987 | 211.031 | 210.353 | 209.307 | 210.277 | 210.709 | 214.359 | 217.788 | 220.694 | NPgY | GSP | NG FES - System Transformation | Total installed generation capacity (MW)
NG FES - System Transformation | Gen_BB000_NPgAggregate | MW | NPgY | FERRYBRIDGE A | Total installed generation capacity (MW) | FERRA2 | 32.867 | 33.064 | 36.615 | 40.227 | 43.958 | 48.276 | 53.429 | 58.637 | 64.036 | 69.732 | 75.288 | 81.387 | 85.264 | 88.876 | 91.276 | 93.246 | 94.194 | 93.771 | 92.968 | 91.568 | 93.288 | 94.943 | 96.551 | 98.369 | 100.159 | 101.677 | 102.997 | 104.365 | 105.712 | 107.696 | 109.721 | 111.748 | NPgY | GSP | NG FES - System Transformation | Total installed generation capacity (MW)
NG FES - System Transformation | Gen_BB000_NPgAggregate | MW | NPgY | FERRYBRIDGE B | Total installed generation capacity (MW) | FERRB9 | 309.71 | 310.22 | 319.243 | 328.382 | 337.882 | 348.792 | 361.714 | 374.626 | 387.933 | 402.01 | 415.684 | 430.757 | 440.13 | 448.832 | 454.425 | 458.913 | 460.751 | 459.049 | 456.061 | 447.028 | 439.216 | 431.389 | 423.727 | 412.973 | 402.004 | 389.976 | 378.251 | 369.038 | 361.449 | 358.013 | 355.551 | 353.406 | NPgY | GSP | NG FES - System Transformation | Total installed generation capacity (MW)
NG FES - System Transformation | Gen_BB000_NPgAggregate | MW | NPgY | GRIMSBY WEST | Total installed generation capacity (MW) | GRIW_1 | 164.123 | 164.42 | 170.246 | 176.111 | 182.193 | 189.215 | 197.6 | 205.517 | 213.607 | 222.175 | 230.485 | 239.422 | 244.687 | 249.493 | 252.285 | 254.346 | 254.706 | 252.924 | 249.795 | 241.598 | 235.094 | 228.265 | 221.372 | 214.9 | 208.152 | 200.688 | 193.031 | 188.019 | 182.909 | 182.203 | 181.838 | 180.678 | NPgY | GSP | NG FES - System Transformation | Total installed generation capacity (MW)
NG FES - System Transformation | Gen_BB000_NPgAggregate | MW | NPgY | JORDANTHORPE | Total installed generation capacity (MW) | JORD_3 | 3.379 | 3.442 | 3.822 | 4.244 | 4.78 | 5.315 | 6.055 | 6.914 | 7.88 | 8.868 | 9.789 | 10.778 | 11.66 | 12.514 | 13.279 | 14.012 | 14.685 | 15.307 | 15.927 | 16.535 | 17.422 | 18.311 | 19.201 | 20.113 | 21.03 | 21.936 | 22.856 | 23.796 | 24.743 | 25.696 | 26.656 | 27.625 | NPgY | GSP | NG FES - System Transformation | Total installed generation capacity (MW)
NG FES - System Transformation | Gen_BB000_NPgAggregate | MW | NPgY | KEADBY | Total installed generation capacity (MW) | KEAD_YEDL | 522.225 | 523.6 | 552.271 | 580.623 | 608.905 | 642.522 | 681.063 | 715.861 | 750.316 | 787.323 | 823.732 | 863.409 | 883.41 | 901.256 | 908.679 | 912.346 | 906.76 | 886.623 | 863.612 | 833.585 | 820.457 | 807.443 | 795.216 | 785.879 | 777.321 | 767.795 | 760.471 | 757.601 | 756.622 | 759.107 | 763.793 | 770.379 | NPgY | GSP | NG FES - System Transformation | Total installed generation capacity (MW)
NG FES - System Transformation | Gen_BB000_NPgAggregate | MW | NPgY | KIRKSTALL B | Total installed generation capacity (MW) | KIRKB1 | 33.516 | 33.716 | 35.123 | 36.775 | 38.951 | 41.018 | 43.83 | 47.967 | 52.706 | 57.547 | 62.097 | 67.384 | 72.337 | 77.231 | 81.825 | 86.341 | 90.661 | 94.799 | 98.767 | 101.853 | 105.517 | 109.157 | 112.807 | 116.552 | 120.275 | 123.889 | 126.544 | 127.956 | 129.301 | 131.525 | 133.769 | 135.871 | NPgY | GSP | NG FES - System Transformation | Total installed generation capacity (MW)
NG FES - System Transformation | Gen_BB000_NPgAggregate | MW | NPgY | NEEPSEND | Total installed generation capacity (MW) | NEEP_3 | 6.078 | 6.16 | 6.442 | 6.791 | 7.366 | 7.838 | 8.59 | 9.507 | 10.588 | 11.674 | 12.632 | 13.644 | 14.724 | 15.784 | 16.818 | 17.842 | 18.872 | 19.948 | 21.046 | 22.11 | 23.265 | 24.425 | 25.589 | 26.766 | 27.949 | 29.132 | 30.375 | 31.728 | 33.09 | 34.462 | 35.844 | 37.236 | NPgY | GSP | NG FES - System Transformation | Total installed generation capacity (MW)
NG FES - System Transformation | Gen_BB000_NPgAggregate | MW | NPgY | NORTON LEES | Total installed generation capacity (MW) | NORL_3 | 3.657 | 3.739 | 3.935 | 4.2 | 4.656 | 5.03 | 5.672 | 6.494 | 7.483 | 8.47 | 9.356 | 10.274 | 11.312 | 12.339 | 13.372 | 14.408 | 15.478 | 16.629 | 17.809 | 18.953 | 20.092 | 21.237 | 22.387 | 23.545 | 24.709 | 25.881 | 27.112 | 28.454 | 29.805 | 31.166 | 32.538 | 33.92 | NPgY | GSP | NG FES - System Transformation | Total installed generation capacity (MW)
NG FES - System Transformation | Gen_BB000_NPgAggregate | MW | NPgY | PITSMOOR 3/4 | Total installed generation capacity (MW) | PITS_BB_B | 1.02 | 1.056 | 1.14 | 1.253 | 1.476 | 1.636 | 1.91 | 2.261 | 2.683 | 3.104 | 3.463 | 3.845 | 4.287 | 4.725 | 5.165 | 5.606 | 6.061 | 6.55 | 7.052 | 7.539 | 8.024 | 8.511 | 9.002 | 9.495 | 9.991 | 10.49 | 11.014 | 11.585 | 12.16 | 12.739 | 13.323 | 13.911 | NPgY | GSP | NG FES - System Transformation | Total installed generation capacity (MW)
NG FES - System Transformation | Gen_BB000_NPgAggregate | MW | NPgY | SALTEND NORTH | Total installed generation capacity (MW) | SALT_1 | 86.282 | 86.511 | 86.711 | 86.964 | 87.378 | 87.742 | 88.316 | 89.014 | 89.847 | 90.69 | 91.467 | 92.29 | 93.214 | 94.146 | 95.078 | 96.015 | 96.948 | 97.873 | 98.434 | 97.332 | 95.288 | 93.114 | 90.884 | 88.618 | 86.193 | 83.573 | 80.919 | 79.436 | 77.818 | 77.832 | 77.872 | 77.625 | NPgY | GSP | NG FES - System Transformation | Total installed generation capacity (MW)
NG FES - System Transformation | Gen_BB000_NPgAggregate | MW | NPgY | SHEFFIELD CITY | Total installed generation capacity (MW) | SHEC_3 | 1.411 | 1.454 | 1.574 | 1.73 | 2.089 | 2.305 | 2.664 | 3.115 | 3.652 | 4.19 | 4.607 | 5.075 | 5.628 | 6.174 | 6.715 | 7.256 | 7.809 | 8.396 | 8.998 | 9.582 | 10.182 | 10.785 | 11.392 | 12.002 | 12.617 | 13.233 | 13.881 | 14.587 | 15.298 | 16.013 | 16.735 | 17.461 | NPgY | GSP | NG FES - System Transformation | Total installed generation capacity (MW)
NG FES - System Transformation | Gen_BB000_NPgAggregate | MW | NPgY | SKELTON GRANGE | Total installed generation capacity (MW) | SKLGB1 | 110.257 | 115.81 | 120.224 | 124.388 | 129.844 | 135.083 | 142.244 | 151.756 | 162.565 | 173.621 | 183.944 | 195.633 | 206.394 | 216.964 | 226.713 | 236.215 | 245.159 | 253.528 | 261.377 | 266.952 | 274.246 | 281.402 | 288.406 | 294.178 | 299.662 | 304.522 | 307.923 | 310.313 | 312.768 | 317.668 | 322.528 | 327.337 | NPgY | GSP | NG FES - System Transformation | Total installed generation capacity (MW)
NG FES - System Transformation | Gen_BB000_NPgAggregate | MW | NPgY | TEMPLEBOROUGH 275/33KV | Total installed generation capacity (MW) | TEMP_3 | 0.358 | 0.368 | 0.452 | 0.547 | 0.65 | 0.766 | 0.912 | 1.119 | 1.35 | 1.589 | 1.825 | 2.097 | 2.33 | 2.561 | 2.768 | 2.969 | 3.152 | 3.312 | 3.469 | 3.631 | 3.869 | 4.11 | 4.352 | 4.601 | 4.854 | 5.105 | 5.312 | 5.432 | 5.553 | 5.674 | 5.796 | 5.919 | NPgY | GSP | NG FES - System Transformation | Total installed generation capacity (MW)
NG FES - System Transformation | Gen_BB000_NPgAggregate | MW | NPgY | THURCROFT | Total installed generation capacity (MW) | THUR_6 | 104.278 | 134.588 | 142.02 | 149.477 | 157.08 | 165.955 | 176.432 | 186.341 | 196.4 | 207.082 | 217.488 | 228.748 | 235.152 | 240.962 | 244.155 | 246.402 | 246.438 | 243.719 | 240.061 | 233.728 | 232.065 | 230.27 | 228.483 | 226.99 | 225.451 | 223.348 | 221.332 | 220.676 | 220.243 | 221.893 | 223.895 | 225.586 | NPgY | GSP | NG FES - System Transformation | Total installed generation capacity (MW)
NG FES - System Transformation | Gen_BB000_NPgAggregate | MW | NPgY | WEST MELTON / THORPE MARSH | Total installed generation capacity (MW) | WMEL_THOM | 260.17 | 260.796 | 268.068 | 275.499 | 283.647 | 292.657 | 303.735 | 314.538 | 325.828 | 337.692 | 349.007 | 361.17 | 369.236 | 376.752 | 381.889 | 386.168 | 388.44 | 387.006 | 385.043 | 381.775 | 383.174 | 384.588 | 386.058 | 387.078 | 388.143 | 388.757 | 390.135 | 393.068 | 396.585 | 400.823 | 405.444 | 411.5 | NPgY | GSP | NG FES - System Transformation | Total installed generation capacity (MW)
NG FES - System Transformation | Gen_BB000_NPgAggregate | MW | NPgY | WEST MELTON SECTION 3 | Total installed generation capacity (MW) | WMEL_BB3 | 101.208 | 101.692 | 109.298 | 117.056 | 125.405 | 134.749 | 146.102 | 157.332 | 169.022 | 181.326 | 193.129 | 205.94 | 214.266 | 222.011 | 227.217 | 231.511 | 233.68 | 232.853 | 231.522 | 229.66 | 234.065 | 238.466 | 242.904 | 247.91 | 253.036 | 257.823 | 262.868 | 268.311 | 273.978 | 279.899 | 286.066 | 292.633 | NPgY | GSP | NG FES - System Transformation | Total installed generation capacity (MW)
NG FES - System Transformation | Gen_BB000_NPgAggregate | MW | NPgY | WINCOBANK | Total installed generation capacity (MW) | WIBA_3 | 46.3 | 46.321 | 46.594 | 46.881 | 47.203 | 47.55 | 47.977 | 48.46 | 48.979 | 49.521 | 50.039 | 50.623 | 51.06 | 51.479 | 51.811 | 52.115 | 52.315 | 50.731 | 49.132 | 47.541 | 46.216 | 44.891 | 43.566 | 42.258 | 40.955 | 39.639 | 38.277 | 36.822 | 35.37 | 33.918 | 32.467 | 32.746 | NPgY | GSP | NG FES - System Transformation | Total installed generation capacity (MW)
NG FES - System Transformation | Gen_BB018 | MW | NPgN | BLYTH 66kV | Total installed hydro capacity (MW) | BLYTB1 | 0 | 0 | 0.003 | 0.006 | 0.009 | 0.012 | 0.015 | 0.018 | 0.021 | 0.024 | 0.027 | 0.03 | 0.033 | 0.036 | 0.039 | 0.042 | 0.045 | 0.049 | 0.052 | 0.055 | 0.058 | 0.061 | 0.064 | 0.067 | 0.07 | 0.074 | 0.077 | 0.08 | 0.083 | 0.087 | 0.09 | 0.093 | NPgN | GSP | NG FES - System Transformation | Total installed hydro capacity (MW)
NG FES - System Transformation | Gen_BB018 | MW | NPgN | BLYTH 132kV | Total installed hydro capacity (MW) | BLYTH132 | 0 | 0 | 0.005 | 0.011 | 0.016 | 0.021 | 0.027 | 0.032 | 0.037 | 0.043 | 0.048 | 0.053 | 0.059 | 0.064 | 0.069 | 0.075 | 0.08 | 0.086 | 0.091 | 0.097 | 0.102 | 0.108 | 0.113 | 0.119 | 0.124 | 0.13 | 0.136 | 0.142 | 0.147 | 0.153 | 0.159 | 0.165 | NPgN | GSP | NG FES - System Transformation | Total installed hydro capacity (MW)
NG FES - System Transformation | Gen_BB018 | MW | NPgN | FOURSTONES | Total installed hydro capacity (MW) | FOUR_1 | 0 | 0 | 0 | 0.001 | 0.001 | 0.001 | 0.001 | 0.002 | 0.002 | 0.002 | 0.002 | 0.003 | 0.003 | 0.003 | 0.004 | 0.004 | 0.004 | 0.004 | 0.005 | 0.005 | 0.005 | 0.006 | 0.006 | 0.006 | 0.006 | 0.007 | 0.007 | 0.007 | 0.008 | 0.008 | 0.008 | 0.009 | NPgN | GSP | NG FES - System Transformation | Total installed hydro capacity (MW)
NG FES - System Transformation | Gen_BB018 | MW | NPgN | HARTMOOR | Total installed hydro capacity (MW) | HARM_6 | 0 | 0 | 0.001 | 0.003 | 0.004 | 0.006 | 0.007 | 0.009 | 0.01 | 0.012 | 0.013 | 0.015 | 0.016 | 0.018 | 0.019 | 0.021 | 0.022 | 0.024 | 0.025 | 0.027 | 0.029 | 0.03 | 0.032 | 0.033 | 0.035 | 0.036 | 0.038 | 0.04 | 0.041 | 0.043 | 0.044 | 0.046 | NPgN | GSP | NG FES - System Transformation | Total installed hydro capacity (MW)
NG FES - System Transformation | Gen_BB018 | MW | NPgN | HAWTHORN PIT GRID | Total installed hydro capacity (MW) | HAWP_6 | 0 | 0 | 0.002 | 0.003 | 0.005 | 0.006 | 0.008 | 0.009 | 0.011 | 0.012 | 0.014 | 0.016 | 0.017 | 0.019 | 0.02 | 0.022 | 0.023 | 0.025 | 0.027 | 0.028 | 0.03 | 0.031 | 0.033 | 0.035 | 0.036 | 0.038 | 0.04 | 0.041 | 0.043 | 0.045 | 0.046 | 0.048 | NPgN | GSP | NG FES - System Transformation | Total installed hydro capacity (MW)
NG FES - System Transformation | Gen_BB018 | MW | NPgN | KNARESBOROUGH | Total installed hydro capacity (MW) | KNARE_111 | 0 | 0 | 0.006 | 0.012 | 0.019 | 0.025 | 0.031 | 0.037 | 0.043 | 0.05 | 0.056 | 0.062 | 0.068 | 0.074 | 0.081 | 0.087 | 0.093 | 0.1 | 0.106 | 0.112 | 0.119 | 0.125 | 0.132 | 0.138 | 0.145 | 0.151 | 0.158 | 0.165 | 0.171 | 0.178 | 0.185 | 0.191 | NPgN | GSP | NG FES - System Transformation | Total installed hydro capacity (MW)
NG FES - System Transformation | Gen_BB018 | MW | NPgN | LACKENBY | Total installed hydro capacity (MW) | LACK_6 | 0 | 0 | 0.002 | 0.003 | 0.005 | 0.006 | 0.008 | 0.01 | 0.011 | 0.013 | 0.014 | 0.016 | 0.018 | 0.019 | 0.021 | 0.023 | 0.024 | 0.026 | 0.027 | 0.029 | 0.031 | 0.033 | 0.034 | 0.036 | 0.038 | 0.039 | 0.041 | 0.043 | 0.044 | 0.046 | 0.048 | 0.05 | NPgN | GSP | NG FES - System Transformation | Total installed hydro capacity (MW)
NG FES - System Transformation | Gen_BB018 | MW | NPgN | NORTON | Total installed hydro capacity (MW) | NORT_1 | 0.499 | 0.499 | 0.512 | 0.525 | 0.537 | 0.55 | 0.563 | 0.576 | 0.588 | 0.601 | 0.614 | 0.627 | 0.639 | 0.652 | 0.665 | 0.678 | 0.691 | 0.704 | 0.717 | 0.731 | 0.744 | 0.757 | 0.77 | 0.784 | 0.797 | 0.811 | 0.824 | 0.838 | 0.852 | 0.866 | 0.879 | 0.893 | NPgN | GSP | NG FES - System Transformation | Total installed hydro capacity (MW)
NG FES - System Transformation | Gen_BB018 | MW | NPgN | OFFERTON | Total installed hydro capacity (MW) | OFFE_3 | 0 | 0 | 0 | 0 | 0 | 0 | 0.001 | 0.001 | 0.001 | 0.001 | 0.001 | 0.001 | 0.001 | 0.001 | 0.001 | 0.002 | 0.002 | 0.002 | 0.002 | 0.002 | 0.002 | 0.002 | 0.002 | 0.002 | 0.003 | 0.003 | 0.003 | 0.003 | 0.003 | 0.003 | 0.003 | 0.003 | NPgN | GSP | NG FES - System Transformation | Total installed hydro capacity (MW)
NG FES - System Transformation | Gen_BB018 | MW | NPgN | OSBALDWICK | Total installed hydro capacity (MW) | OSBA_1 | 0 | 0 | 0.015 | 0.03 | 0.046 | 0.061 | 0.076 | 0.091 | 0.106 | 0.121 | 0.137 | 0.152 | 0.167 | 0.182 | 0.198 | 0.213 | 0.229 | 0.244 | 0.26 | 0.275 | 0.291 | 0.307 | 0.323 | 0.338 | 0.354 | 0.371 | 0.387 | 0.403 | 0.419 | 0.436 | 0.452 | 0.469 | NPgN | GSP | NG FES - System Transformation | Total installed hydro capacity (MW)
NG FES - System Transformation | Gen_BB018 | MW | NPgN | POPPLETON | Total installed hydro capacity (MW) | POPP_3 | 0 | 0 | 0 | 0.001 | 0.001 | 0.002 | 0.002 | 0.003 | 0.003 | 0.004 | 0.004 | 0.005 | 0.005 | 0.006 | 0.006 | 0.007 | 0.007 | 0.007 | 0.008 | 0.008 | 0.009 | 0.009 | 0.01 | 0.01 | 0.011 | 0.011 | 0.012 | 0.012 | 0.013 | 0.013 | 0.014 | 0.014 | NPgN | GSP | NG FES - System Transformation | Total installed hydro capacity (MW)
NG FES - System Transformation | Gen_BB018 | MW | NPgN | SALTHOLME | Total installed hydro capacity (MW) | SALH_1 | 0 | 0 | 0 | 0 | 0 | 0 | 0.001 | 0.001 | 0.001 | 0.001 | 0.001 | 0.001 | 0.001 | 0.001 | 0.002 | 0.002 | 0.002 | 0.002 | 0.002 | 0.002 | 0.002 | 0.002 | 0.002 | 0.003 | 0.003 | 0.003 | 0.003 | 0.003 | 0.003 | 0.003 | 0.003 | 0.004 | NPgN | GSP | NG FES - System Transformation | Total installed hydro capacity (MW)
NG FES - System Transformation | Gen_BB018 | MW | NPgN | SOUTH SHIELDS | Total installed hydro capacity (MW) | SSHI_3 | 0 | 0 | 0 | 0 | 0 | 0 | 0 | 0 | 0 | 0 | 0 | 0 | 0 | 0 | 0 | 0 | 0 | 0 | 0 | 0 | 0 | 0 | 0 | 0 | 0 | 0 | 0 | 0 | 0 | 0 | 0 | 0 | NPgN | GSP | NG FES - System Transformation | Total installed hydro capacity (MW)
NG FES - System Transformation | Gen_BB018 | MW | NPgN | SPADEADAM | Total installed hydro capacity (MW) | KIELD01 and SPAD20 | 6 | 6 | 6 | 6 | 6.001 | 6.001 | 6.001 | 6.001 | 6.002 | 6.002 | 6.002 | 6.002 | 6.002 | 6.003 | 6.003 | 6.003 | 6.003 | 6.003 | 6.004 | 6.004 | 6.004 | 6.004 | 6.005 | 6.005 | 6.005 | 6.005 | 6.006 | 6.006 | 6.006 | 6.006 | 6.006 | 6.007 | NPgN | GSP | NG FES - System Transformation | Total installed hydro capacity (MW)
NG FES - System Transformation | Gen_BB018 | MW | NPgN | SPENNYMOOR | Total installed hydro capacity (MW) | SPEN_1 | 0 | 0 | 0.01 | 0.02 | 0.03 | 0.041 | 0.051 | 0.061 | 0.071 | 0.081 | 0.091 | 0.101 | 0.112 | 0.122 | 0.132 | 0.142 | 0.153 | 0.163 | 0.173 | 0.184 | 0.194 | 0.205 | 0.215 | 0.226 | 0.237 | 0.248 | 0.258 | 0.269 | 0.28 | 0.291 | 0.302 | 0.313 | NPgN | GSP | NG FES - System Transformation | Total installed hydro capacity (MW)
NG FES - System Transformation | Gen_BB018 | MW | NPgN | STELLA NORTH | Total installed hydro capacity (MW) | STEN_1 | 0 | 0 | 0.001 | 0.001 | 0.002 | 0.003 | 0.004 | 0.004 | 0.005 | 0.006 | 0.006 | 0.007 | 0.008 | 0.008 | 0.009 | 0.01 | 0.011 | 0.011 | 0.012 | 0.013 | 0.013 | 0.014 | 0.015 | 0.016 | 0.016 | 0.017 | 0.018 | 0.019 | 0.019 | 0.02 | 0.021 | 0.022 | NPgN | GSP | NG FES - System Transformation | Total installed hydro capacity (MW)
NG FES - System Transformation | Gen_BB018 | MW | NPgN | STELLA SOUTH | Total installed hydro capacity (MW) | STES_1 | 0 | 0 | 0.005 | 0.01 | 0.015 | 0.02 | 0.025 | 0.03 | 0.035 | 0.04 | 0.045 | 0.05 | 0.054 | 0.06 | 0.065 | 0.07 | 0.075 | 0.08 | 0.085 | 0.09 | 0.095 | 0.1 | 0.105 | 0.11 | 0.116 | 0.121 | 0.126 | 0.131 | 0.137 | 0.142 | 0.148 | 0.153 | NPgN | GSP | NG FES - System Transformation | Total installed hydro capacity (MW)
NG FES - System Transformation | Gen_BB018 | MW | NPgN | TYNEMOUTH | Total installed hydro capacity (MW) | TYNE_1 | 0 | 0 | 0 | 0 | 0.001 | 0.001 | 0.001 | 0.001 | 0.001 | 0.002 | 0.002 | 0.002 | 0.002 | 0.002 | 0.002 | 0.003 | 0.003 | 0.003 | 0.003 | 0.003 | 0.004 | 0.004 | 0.004 | 0.004 | 0.004 | 0.005 | 0.005 | 0.005 | 0.005 | 0.005 | 0.006 | 0.006 | NPgN | GSP | NG FES - System Transformation | Total installed hydro capacity (MW)
NG FES - System Transformation | Gen_BB018 | MW | NPgN | WEST BOLDON | Total installed hydro capacity (MW) | WBOL_6 | 0 | 0 | 0.001 | 0.001 | 0.002 | 0.002 | 0.003 | 0.004 | 0.004 | 0.005 | 0.005 | 0.006 | 0.007 | 0.007 | 0.008 | 0.008 | 0.009 | 0.01 | 0.01 | 0.011 | 0.011 | 0.012 | 0.013 | 0.013 | 0.014 | 0.014 | 0.015 | 0.016 | 0.016 | 0.017 | 0.018 | 0.018 | NPgN | GSP | NG FES - System Transformation | Total installed hydro capacity (MW)
NG FES - System Transformation | Gen_BB018 | MW | NPgY | BRADFORD WEST | Total installed hydro capacity (MW) | BRAW_1 | 0.798 | 0.798 | 0.799 | 0.799 | 0.8 | 0.8 | 0.801 | 0.801 | 0.802 | 0.802 | 0.803 | 0.803 | 0.804 | 0.804 | 0.805 | 0.806 | 0.806 | 0.807 | 0.807 | 0.808 | 0.808 | 0.809 | 0.809 | 0.81 | 0.81 | 0.811 | 0.812 | 0.812 | 0.813 | 0.813 | 0.814 | 0.815 | NPgY | GSP | NG FES - System Transformation | Total installed hydro capacity (MW)
NG FES - System Transformation | Gen_BB018 | MW | NPgY | CAMBLESFORTH | Total installed hydro capacity (MW) | CAMB_01 | 0 | 0 | 0 | 0 | 0 | 0 | 0 | 0.001 | 0.001 | 0.001 | 0.001 | 0.001 | 0.001 | 0.001 | 0.001 | 0.001 | 0.001 | 0.001 | 0.002 | 0.002 | 0.002 | 0.002 | 0.002 | 0.002 | 0.002 | 0.002 | 0.002 | 0.002 | 0.003 | 0.003 | 0.003 | 0.003 | NPgY | GSP | NG FES - System Transformation | Total installed hydro capacity (MW)
NG FES - System Transformation | Gen_BB018 | MW | NPgY | CREYKE BECK | Total installed hydro capacity (MW) | CREB_1 | 0 | 0 | 0.004 | 0.008 | 0.012 | 0.016 | 0.019 | 0.023 | 0.027 | 0.031 | 0.035 | 0.039 | 0.043 | 0.047 | 0.051 | 0.055 | 0.059 | 0.062 | 0.066 | 0.07 | 0.074 | 0.079 | 0.083 | 0.087 | 0.091 | 0.095 | 0.099 | 0.103 | 0.107 | 0.112 | 0.116 | 0.12 | NPgY | GSP | NG FES - System Transformation | Total installed hydro capacity (MW)
NG FES - System Transformation | Gen_BB018 | MW | NPgY | DRAX | Total installed hydro capacity (MW) | DRAX_YEDL | 0 | 0 | 0 | 0.001 | 0.001 | 0.002 | 0.002 | 0.003 | 0.003 | 0.004 | 0.004 | 0.005 | 0.005 | 0.006 | 0.006 | 0.007 | 0.007 | 0.008 | 0.008 | 0.008 | 0.009 | 0.009 | 0.01 | 0.01 | 0.011 | 0.011 | 0.012 | 0.012 | 0.013 | 0.013 | 0.014 | 0.014 | NPgY | GSP | NG FES - System Transformation | Total installed hydro capacity (MW)
NG FES - System Transformation | Gen_BB018 | MW | NPgY | ELLAND | Total installed hydro capacity (MW) | ELLA_1 | 2 | 2 | 2.001 | 2.001 | 2.002 | 2.002 | 2.003 | 2.003 | 2.004 | 2.004 | 2.005 | 2.005 | 2.006 | 2.006 | 2.007 | 2.007 | 2.008 | 2.008 | 2.009 | 2.01 | 2.01 | 2.011 | 2.011 | 2.012 | 2.012 | 2.013 | 2.013 | 2.014 | 2.015 | 2.015 | 2.016 | 2.016 | NPgY | GSP | NG FES - System Transformation | Total installed hydro capacity (MW)
NG FES - System Transformation | Gen_BB018 | MW | NPgY | FERRYBRIDGE A | Total installed hydro capacity (MW) | FERRA2 | 0 | 0 | 0.001 | 0.002 | 0.002 | 0.003 | 0.004 | 0.005 | 0.005 | 0.006 | 0.007 | 0.008 | 0.008 | 0.009 | 0.01 | 0.011 | 0.012 | 0.012 | 0.013 | 0.014 | 0.015 | 0.015 | 0.016 | 0.017 | 0.018 | 0.019 | 0.019 | 0.02 | 0.021 | 0.022 | 0.023 | 0.024 | NPgY | GSP | NG FES - System Transformation | Total installed hydro capacity (MW)
NG FES - System Transformation | Gen_BB018 | MW | NPgY | FERRYBRIDGE B | Total installed hydro capacity (MW) | FERRB9 | 0.5 | 0.5 | 0.502 | 0.504 | 0.506 | 0.508 | 0.51 | 0.512 | 0.514 | 0.516 | 0.518 | 0.52 | 0.522 | 0.524 | 0.526 | 0.527 | 0.53 | 0.532 | 0.533 | 0.536 | 0.538 | 0.54 | 0.542 | 0.544 | 0.546 | 0.548 | 0.55 | 0.552 | 0.554 | 0.556 | 0.558 | 0.561 | NPgY | GSP | NG FES - System Transformation | Total installed hydro capacity (MW)
NG FES - System Transformation | Gen_BB018 | MW | NPgY | GRIMSBY WEST | Total installed hydro capacity (MW) | GRIW_1 | 0 | 0 | 0.001 | 0.003 | 0.004 | 0.005 | 0.006 | 0.008 | 0.009 | 0.01 | 0.011 | 0.013 | 0.014 | 0.015 | 0.016 | 0.018 | 0.019 | 0.02 | 0.022 | 0.023 | 0.024 | 0.025 | 0.027 | 0.028 | 0.029 | 0.031 | 0.032 | 0.033 | 0.035 | 0.036 | 0.037 | 0.039 | NPgY | GSP | NG FES - System Transformation | Total installed hydro capacity (MW)
NG FES - System Transformation | Gen_BB018 | MW | NPgY | JORDANTHORPE | Total installed hydro capacity (MW) | JORD_3 | 0 | 0 | 0 | 0 | 0 | 0 | 0 | 0 | 0 | 0 | 0.001 | 0.001 | 0.001 | 0.001 | 0.001 | 0.001 | 0.001 | 0.001 | 0.001 | 0.001 | 0.001 | 0.001 | 0.001 | 0.001 | 0.001 | 0.001 | 0.002 | 0.002 | 0.002 | 0.002 | 0.002 | 0.002 | NPgY | GSP | NG FES - System Transformation | Total installed hydro capacity (MW)
NG FES - System Transformation | Gen_BB018 | MW | NPgY | KEADBY | Total installed hydro capacity (MW) | KEAD_YEDL | 0 | 0 | 0.006 | 0.013 | 0.019 | 0.026 | 0.032 | 0.039 | 0.045 | 0.052 | 0.058 | 0.065 | 0.071 | 0.078 | 0.084 | 0.091 | 0.098 | 0.104 | 0.111 | 0.117 | 0.124 | 0.131 | 0.138 | 0.144 | 0.151 | 0.158 | 0.165 | 0.172 | 0.179 | 0.186 | 0.193 | 0.2 | NPgY | GSP | NG FES - System Transformation | Total installed hydro capacity (MW)
NG FES - System Transformation | Gen_BB018 | MW | NPgY | KIRKSTALL B | Total installed hydro capacity (MW) | KIRKB1 | 0 | 0 | 0 | 0 | 0.001 | 0.001 | 0.001 | 0.001 | 0.002 | 0.002 | 0.002 | 0.002 | 0.002 | 0.003 | 0.003 | 0.003 | 0.003 | 0.004 | 0.004 | 0.004 | 0.004 | 0.004 | 0.005 | 0.005 | 0.005 | 0.005 | 0.006 | 0.006 | 0.006 | 0.006 | 0.007 | 0.007 | NPgY | GSP | NG FES - System Transformation | Total installed hydro capacity (MW)
NG FES - System Transformation | Gen_BB018 | MW | NPgY | NEEPSEND | Total installed hydro capacity (MW) | NEEP_3 | 0 | 0 | 0 | 0 | 0 | 0 | 0 | 0 | 0 | 0 | 0 | 0 | 0 | 0 | 0 | 0 | 0 | 0 | 0 | 0 | 0 | 0 | 0 | 0 | 0 | 0.001 | 0.001 | 0.001 | 0.001 | 0.001 | 0.001 | 0.001 | NPgY | GSP | NG FES - System Transformation | Total installed hydro capacity (MW)
NG FES - System Transformation | Gen_BB018 | MW | NPgY | NORTON LEES | Total installed hydro capacity (MW) | NORL_3 | 0 | 0 | 0 | 0 | 0 | 0 | 0 | 0 | 0 | 0 | 0 | 0 | 0 | 0 | 0 | 0 | 0 | 0 | 0 | 0 | 0 | 0 | 0 | 0 | 0 | 0 | 0 | 0 | 0 | 0 | 0 | 0 | NPgY | GSP | NG FES - System Transformation | Total installed hydro capacity (MW)
NG FES - System Transformation | Gen_BB018 | MW | NPgY | PITSMOOR 3/4 | Total installed hydro capacity (MW) | PITS_BB_B | 0 | 0 | 0 | 0 | 0 | 0 | 0 | 0 | 0 | 0 | 0 | 0 | 0 | 0 | 0 | 0 | 0 | 0 | 0 | 0 | 0 | 0 | 0 | 0 | 0 | 0 | 0 | 0 | 0 | 0 | 0 | 0 | NPgY | GSP | NG FES - System Transformation | Total installed hydro capacity (MW)
NG FES - System Transformation | Gen_BB018 | MW | NPgY | SALTEND NORTH | Total installed hydro capacity (MW) | SALT_1 | 0 | 0 | 0 | 0 | 0 | 0 | 0 | 0 | 0 | 0 | 0 | 0 | 0 | 0 | 0 | 0 | 0 | 0 | 0 | 0 | 0 | 0 | 0 | 0 | 0 | 0 | 0 | 0 | 0 | 0 | 0 | 0 | NPgY | GSP | NG FES - System Transformation | Total installed hydro capacity (MW)
NG FES - System Transformation | Gen_BB018 | MW | NPgY | SHEFFIELD CITY | Total installed hydro capacity (MW) | SHEC_3 | 0 | 0 | 0 | 0 | 0 | 0 | 0 | 0 | 0 | 0 | 0 | 0 | 0 | 0 | 0 | 0 | 0 | 0 | 0 | 0 | 0 | 0 | 0 | 0 | 0 | 0 | 0 | 0 | 0 | 0 | 0 | 0 | NPgY | GSP | NG FES - System Transformation | Total installed hydro capacity (MW)
NG FES - System Transformation | Gen_BB018 | MW | NPgY | SKELTON GRANGE | Total installed hydro capacity (MW) | SKLGB1 | 0 | 0 | 0.001 | 0.001 | 0.002 | 0.002 | 0.003 | 0.003 | 0.004 | 0.005 | 0.005 | 0.006 | 0.006 | 0.007 | 0.007 | 0.008 | 0.009 | 0.009 | 0.01 | 0.01 | 0.011 | 0.012 | 0.012 | 0.013 | 0.013 | 0.014 | 0.015 | 0.015 | 0.016 | 0.016 | 0.017 | 0.018 | NPgY | GSP | NG FES - System Transformation | Total installed hydro capacity (MW)
NG FES - System Transformation | Gen_BB018 | MW | NPgY | TEMPLEBOROUGH 275/33KV | Total installed hydro capacity (MW) | TEMP_3 | 0 | 0 | 0 | 0 | 0 | 0 | 0 | 0 | 0 | 0 | 0 | 0 | 0 | 0 | 0 | 0 | 0 | 0 | 0 | 0 | 0 | 0 | 0 | 0 | 0 | 0 | 0 | 0 | 0 | 0 | 0 | 0 | NPgY | GSP | NG FES - System Transformation | Total installed hydro capacity (MW)
NG FES - System Transformation | Gen_BB018 | MW | NPgY | THURCROFT | Total installed hydro capacity (MW) | THUR_6 | 0 | 0 | 0.002 | 0.003 | 0.005 | 0.007 | 0.008 | 0.01 | 0.011 | 0.013 | 0.015 | 0.016 | 0.018 | 0.02 | 0.021 | 0.023 | 0.025 | 0.026 | 0.028 | 0.03 | 0.031 | 0.033 | 0.035 | 0.036 | 0.038 | 0.04 | 0.042 | 0.043 | 0.045 | 0.047 | 0.049 | 0.05 | NPgY | GSP | NG FES - System Transformation | Total installed hydro capacity (MW)
NG FES - System Transformation | Gen_BB018 | MW | NPgY | WEST MELTON / THORPE MARSH | Total installed hydro capacity (MW) | WMEL_THOM | 0 | 0 | 0.001 | 0.003 | 0.004 | 0.006 | 0.007 | 0.009 | 0.01 | 0.012 | 0.013 | 0.015 | 0.016 | 0.018 | 0.019 | 0.021 | 0.022 | 0.024 | 0.025 | 0.027 | 0.029 | 0.03 | 0.032 | 0.033 | 0.035 | 0.036 | 0.038 | 0.04 | 0.041 | 0.043 | 0.044 | 0.046 | NPgY | GSP | NG FES - System Transformation | Total installed hydro capacity (MW)
NG FES - System Transformation | Gen_BB018 | MW | NPgY | WEST MELTON SECTION 3 | Total installed hydro capacity (MW) | WMEL_BB3 | 0.475 | 0.475 | 0.477 | 0.478 | 0.48 | 0.481 | 0.483 | 0.485 | 0.486 | 0.488 | 0.489 | 0.491 | 0.493 | 0.494 | 0.496 | 0.497 | 0.499 | 0.501 | 0.502 | 0.504 | 0.506 | 0.507 | 0.509 | 0.511 | 0.512 | 0.514 | 0.516 | 0.517 | 0.519 | 0.521 | 0.523 | 0.524 | NPgY | GSP | NG FES - System Transformation | Total installed hydro capacity (MW)
NG FES - System Transformation | Gen_BB018 | MW | NPgY | WINCOBANK | Total installed hydro capacity (MW) | WIBA_3 | 0 | 0 | 0 | 0 | 0 | 0 | 0 | 0 | 0 | 0 | 0.001 | 0.001 | 0.001 | 0.001 | 0.001 | 0.001 | 0.001 | 0.001 | 0.001 | 0.001 | 0.001 | 0.001 | 0.001 | 0.001 | 0.001 | 0.001 | 0.001 | 0.001 | 0.002 | 0.002 | 0.002 | 0.002 | NPgY | GSP | NG FES - System Transformation | Total installed hydro capacity (MW)
NG FES - System Transformation | Gen_BB001 | MW | NPgN | BLYTH 66kV | Total installed large & mini CHP capacity (MW) | BLYTB1 | 0 | 0 | 0 | 0 | 0.222 | 0.222 | 0.222 | 0.222 | 0.222 | 0.222 | 0.109 | 0 | 0 | 0 | 0 | 0 | 0 | 0 | 0 | 0 | 0 | 0 | 0 | 0 | 0 | 0 | 0 | 0 | 0 | 0 | 0 | 0 | NPgN | GSP | NG FES - System Transformation | Total installed large & mini CHP capacity (MW)
NG FES - System Transformation | Gen_BB001 | MW | NPgN | BLYTH 132kV | Total installed large & mini CHP capacity (MW) | BLYTH132 | 0 | 0 | 0 | 0 | 0.135 | 0.135 | 0.135 | 0.135 | 0.135 | 0.135 | 0.066 | 0 | 0 | 0 | 0 | 0 | 0 | 0 | 0 | 0 | 0 | 0 | 0 | 0 | 0 | 0 | 0 | 0 | 0 | 0 | 0 | 0 | NPgN | GSP | NG FES - System Transformation | Total installed large & mini CHP capacity (MW)
NG FES - System Transformation | Gen_BB001 | MW | NPgN | FOURSTONES | Total installed large & mini CHP capacity (MW) | FOUR_1 | 0 | 0 | 0 | 0 | 0.054 | 0.054 | 0.054 | 0.054 | 0.054 | 0.054 | 0.026 | 0 | 0 | 0 | 0 | 0 | 0 | 0 | 0 | 0 | 0 | 0 | 0 | 0 | 0 | 0 | 0 | 0 | 0 | 0 | 0 | 0 | NPgN | GSP | NG FES - System Transformation | Total installed large & mini CHP capacity (MW)
NG FES - System Transformation | Gen_BB001 | MW | NPgN | HARTMOOR | Total installed large & mini CHP capacity (MW) | HARM_6 | 0.847 | 0.847 | 0.847 | 0.847 | 0.97 | 0.97 | 0.97 | 0.97 | 0.97 | 0.97 | 0.907 | 0.847 | 0.847 | 0.847 | 0.847 | 0.847 | 0.841 | 0.803 | 0.762 | 0.717 | 0.667 | 0.612 | 0.554 | 0.492 | 0.424 | 0.349 | 0.265 | 0.2 | 0.128 | 0.098 | 0.065 | 0.027 | NPgN | GSP | NG FES - System Transformation | Total installed large & mini CHP capacity (MW)
NG FES - System Transformation | Gen_BB001 | MW | NPgN | HAWTHORN PIT GRID | Total installed large & mini CHP capacity (MW) | HAWP_6 | 1.995 | 1.995 | 1.995 | 1.995 | 2.117 | 2.117 | 2.117 | 2.117 | 2.117 | 2.117 | 2.055 | 1.995 | 1.995 | 1.995 | 1.995 | 1.995 | 1.982 | 1.892 | 1.795 | 1.688 | 1.571 | 1.442 | 1.304 | 1.159 | 0.999 | 0.822 | 0.624 | 0.472 | 0.302 | 0.232 | 0.154 | 0.064 | NPgN | GSP | NG FES - System Transformation | Total installed large & mini CHP capacity (MW)
NG FES - System Transformation | Gen_BB001 | MW | NPgN | KNARESBOROUGH | Total installed large & mini CHP capacity (MW) | KNARE_111 | 0.4 | 0.4 | 0.4 | 0.4 | 0.737 | 0.737 | 0.737 | 0.737 | 0.737 | 0.737 | 0.565 | 0.4 | 0.4 | 0.4 | 0.4 | 0.4 | 0.397 | 0.379 | 0.36 | 0.338 | 0.315 | 0.289 | 0.262 | 0.232 | 0.2 | 0.165 | 0.125 | 0.095 | 0.061 | 0.046 | 0.031 | 0.013 | NPgN | GSP | NG FES - System Transformation | Total installed large & mini CHP capacity (MW)
NG FES - System Transformation | Gen_BB001 | MW | NPgN | LACKENBY | Total installed large & mini CHP capacity (MW) | LACK_6 | 22 | 22 | 22 | 22 | 22.198 | 22.198 | 22.198 | 22.198 | 22.198 | 22.198 | 22.097 | 22 | 22 | 22 | 22 | 22 | 21.852 | 20.862 | 19.792 | 18.615 | 17.32 | 15.902 | 14.385 | 12.779 | 11.02 | 9.066 | 6.886 | 5.202 | 3.328 | 2.555 | 1.7 | 0.709 | NPgN | GSP | NG FES - System Transformation | Total installed large & mini CHP capacity (MW)
NG FES - System Transformation | Gen_BB001 | MW | NPgN | NORTON | Total installed large & mini CHP capacity (MW) | NORT_1 | 6.847 | 6.847 | 6.847 | 6.847 | 7.558 | 7.558 | 7.558 | 7.558 | 7.558 | 7.558 | 7.195 | 6.847 | 6.847 | 6.847 | 6.847 | 6.847 | 6.801 | 6.493 | 6.16 | 5.794 | 5.39 | 4.949 | 4.477 | 3.977 | 3.43 | 2.821 | 2.143 | 1.619 | 1.036 | 0.795 | 0.529 | 0.221 | NPgN | GSP | NG FES - System Transformation | Total installed large & mini CHP capacity (MW)
NG FES - System Transformation | Gen_BB001 | MW | NPgN | OFFERTON | Total installed large & mini CHP capacity (MW) | OFFE_3 | 1.2 | 1.2 | 1.2 | 1.2 | 1.282 | 1.282 | 1.282 | 1.282 | 1.282 | 1.282 | 1.24 | 1.2 | 1.2 | 1.2 | 1.2 | 1.2 | 1.192 | 1.138 | 1.08 | 1.015 | 0.945 | 0.867 | 0.785 | 0.697 | 0.601 | 0.494 | 0.376 | 0.284 | 0.182 | 0.139 | 0.093 | 0.039 | NPgN | GSP | NG FES - System Transformation | Total installed large & mini CHP capacity (MW)
NG FES - System Transformation | Gen_BB001 | MW | NPgN | OSBALDWICK | Total installed large & mini CHP capacity (MW) | OSBA_1 | 3 | 3 | 3 | 3 | 3.609 | 3.609 | 3.609 | 3.609 | 3.609 | 3.609 | 3.298 | 3 | 3 | 3 | 3 | 3 | 2.98 | 2.845 | 2.699 | 2.538 | 2.362 | 2.168 | 1.962 | 1.743 | 1.503 | 1.236 | 0.939 | 0.709 | 0.454 | 0.348 | 0.232 | 0.097 | NPgN | GSP | NG FES - System Transformation | Total installed large & mini CHP capacity (MW)
NG FES - System Transformation | Gen_BB001 | MW | NPgN | POPPLETON | Total installed large & mini CHP capacity (MW) | POPP_3 | 0 | 0 | 0 | 0 | 0.082 | 0.082 | 0.082 | 0.082 | 0.082 | 0.082 | 0.04 | 0 | 0 | 0 | 0 | 0 | 0 | 0 | 0 | 0 | 0 | 0 | 0 | 0 | 0 | 0 | 0 | 0 | 0 | 0 | 0 | 0 | NPgN | GSP | NG FES - System Transformation | Total installed large & mini CHP capacity (MW)
NG FES - System Transformation | Gen_BB001 | MW | NPgN | SALTHOLME | Total installed large & mini CHP capacity (MW) | SALH_1 | 102.524 | 102.524 | 102.524 | 102.524 | 102.535 | 102.535 | 102.535 | 102.535 | 102.535 | 102.535 | 102.529 | 102.524 | 102.524 | 102.524 | 102.524 | 102.524 | 101.833 | 97.221 | 92.236 | 86.751 | 80.713 | 74.105 | 67.035 | 59.554 | 51.354 | 42.248 | 32.092 | 24.243 | 15.508 | 11.905 | 7.922 | 3.305 | NPgN | GSP | NG FES - System Transformation | Total installed large & mini CHP capacity (MW)
NG FES - System Transformation | Gen_BB001 | MW | NPgN | SOUTH SHIELDS | Total installed large & mini CHP capacity (MW) | SSHI_3 | 0 | 0 | 0 | 0 | 0.09 | 0.09 | 0.09 | 0.09 | 0.09 | 0.09 | 0.044 | 0 | 0 | 0 | 0 | 0 | 0 | 0 | 0 | 0 | 0 | 0 | 0 | 0 | 0 | 0 | 0 | 0 | 0 | 0 | 0 | 0 | NPgN | GSP | NG FES - System Transformation | Total installed large & mini CHP capacity (MW)
NG FES - System Transformation | Gen_BB001 | MW | NPgN | SPADEADAM | Total installed large & mini CHP capacity (MW) | KIELD01 and SPAD20 | 0 | 0 | 0 | 0 | 0.021 | 0.021 | 0.021 | 0.021 | 0.021 | 0.021 | 0.01 | 0 | 0 | 0 | 0 | 0 | 0 | 0 | 0 | 0 | 0 | 0 | 0 | 0 | 0 | 0 | 0 | 0 | 0 | 0 | 0 | 0 | NPgN | GSP | NG FES - System Transformation | Total installed large & mini CHP capacity (MW)
NG FES - System Transformation | Gen_BB001 | MW | NPgN | SPENNYMOOR | Total installed large & mini CHP capacity (MW) | SPEN_1 | 0 | 0 | 0 | 0 | 0.399 | 0.399 | 0.399 | 0.399 | 0.399 | 0.399 | 0.195 | 0 | 0 | 0 | 0 | 0 | 0 | 0 | 0 | 0 | 0 | 0 | 0 | 0 | 0 | 0 | 0 | 0 | 0 | 0 | 0 | 0 | NPgN | GSP | NG FES - System Transformation | Total installed large & mini CHP capacity (MW)
NG FES - System Transformation | Gen_BB001 | MW | NPgN | STELLA NORTH | Total installed large & mini CHP capacity (MW) | STEN_1 | 13.6 | 13.6 | 13.6 | 13.6 | 13.949 | 13.949 | 13.949 | 13.949 | 13.949 | 13.949 | 13.771 | 13.6 | 13.6 | 13.6 | 13.6 | 13.6 | 13.508 | 12.897 | 12.235 | 11.508 | 10.707 | 9.83 | 8.892 | 7.9 | 6.812 | 5.604 | 4.257 | 3.216 | 2.057 | 1.579 | 1.051 | 0.438 | NPgN | GSP | NG FES - System Transformation | Total installed large & mini CHP capacity (MW)
NG FES - System Transformation | Gen_BB001 | MW | NPgN | STELLA SOUTH | Total installed large & mini CHP capacity (MW) | STES_1 | 0 | 0 | 0 | 0 | 0.237 | 0.237 | 0.237 | 0.237 | 0.237 | 0.237 | 0.116 | 0 | 0 | 0 | 0 | 0 | 0 | 0 | 0 | 0 | 0 | 0 | 0 | 0 | 0 | 0 | 0 | 0 | 0 | 0 | 0 | 0 | NPgN | GSP | NG FES - System Transformation | Total installed large & mini CHP capacity (MW)
NG FES - System Transformation | Gen_BB001 | MW | NPgN | TYNEMOUTH | Total installed large & mini CHP capacity (MW) | TYNE_1 | 7.549 | 7.549 | 7.549 | 7.549 | 7.769 | 7.769 | 7.769 | 7.769 | 7.769 | 7.769 | 7.657 | 7.549 | 7.549 | 7.549 | 7.549 | 7.549 | 7.498 | 7.159 | 6.792 | 6.388 | 5.943 | 5.456 | 4.936 | 4.385 | 3.781 | 3.111 | 2.363 | 1.785 | 1.142 | 0.877 | 0.583 | 0.243 | NPgN | GSP | NG FES - System Transformation | Total installed large & mini CHP capacity (MW)
NG FES - System Transformation | Gen_BB001 | MW | NPgN | WEST BOLDON | Total installed large & mini CHP capacity (MW) | WBOL_6 | 0.45 | 0.45 | 0.45 | 0.45 | 0.736 | 0.736 | 0.736 | 0.736 | 0.736 | 0.736 | 0.59 | 0.45 | 0.45 | 0.45 | 0.45 | 0.45 | 0.447 | 0.427 | 0.405 | 0.381 | 0.354 | 0.325 | 0.294 | 0.261 | 0.225 | 0.185 | 0.141 | 0.106 | 0.068 | 0.052 | 0.035 | 0.015 | NPgN | GSP | NG FES - System Transformation | Total installed large & mini CHP capacity (MW)
NG FES - System Transformation | Gen_BB001 | MW | NPgY | BRADFORD WEST | Total installed large & mini CHP capacity (MW) | BRAW_1 | 6.132 | 8.19 | 8.19 | 8.19 | 9.198 | 9.198 | 9.198 | 9.198 | 9.198 | 9.198 | 8.53 | 8.19 | 8.19 | 8.19 | 8.19 | 8.19 | 8.19 | 8.19 | 8.084 | 7.613 | 7.094 | 6.525 | 5.914 | 5.264 | 4.55 | 3.756 | 2.87 | 2.183 | 1.416 | 1.084 | 0.717 | 0.272 | NPgY | GSP | NG FES - System Transformation | Total installed large & mini CHP capacity (MW)
NG FES - System Transformation | Gen_BB001 | MW | NPgY | CAMBLESFORTH | Total installed large & mini CHP capacity (MW) | CAMB_01 | 10.08 | 10.08 | 10.08 | 10.08 | 10.159 | 10.159 | 10.159 | 10.159 | 10.159 | 10.159 | 10.107 | 10.08 | 10.08 | 10.08 | 10.08 | 10.08 | 10.08 | 10.08 | 9.949 | 9.37 | 8.731 | 8.031 | 7.278 | 6.478 | 5.6 | 4.623 | 3.532 | 2.686 | 1.743 | 1.335 | 0.883 | 0.335 | NPgY | GSP | NG FES - System Transformation | Total installed large & mini CHP capacity (MW)
NG FES - System Transformation | Gen_BB001 | MW | NPgY | CREYKE BECK | Total installed large & mini CHP capacity (MW) | CREB_1 | 31.36 | 31.91 | 31.91 | 31.91 | 32.896 | 32.896 | 32.896 | 32.896 | 32.896 | 32.896 | 32.243 | 31.91 | 31.91 | 31.91 | 31.91 | 31.91 | 31.91 | 31.91 | 31.497 | 29.662 | 27.639 | 25.423 | 23.041 | 20.509 | 17.727 | 14.634 | 11.182 | 8.504 | 5.518 | 4.225 | 2.794 | 1.059 | NPgY | GSP | NG FES - System Transformation | Total installed large & mini CHP capacity (MW)
NG FES - System Transformation | Gen_BB001 | MW | NPgY | DRAX | Total installed large & mini CHP capacity (MW) | DRAX_YEDL | 8.075 | 8.075 | 8.075 | 8.075 | 8.18 | 8.18 | 8.18 | 8.18 | 8.18 | 8.18 | 8.11 | 8.075 | 8.075 | 8.075 | 8.075 | 8.075 | 8.075 | 8.075 | 7.97 | 7.506 | 6.994 | 6.433 | 5.831 | 5.19 | 4.486 | 3.703 | 2.83 | 2.152 | 1.396 | 1.069 | 0.707 | 0.268 | NPgY | GSP | NG FES - System Transformation | Total installed large & mini CHP capacity (MW)
NG FES - System Transformation | Gen_BB001 | MW | NPgY | ELLAND | Total installed large & mini CHP capacity (MW) | ELLA_1 | 59.925 | 59.925 | 59.925 | 59.925 | 60.668 | 60.668 | 60.668 | 60.668 | 60.668 | 60.668 | 60.176 | 59.925 | 59.925 | 59.925 | 59.925 | 59.925 | 59.925 | 59.925 | 59.148 | 55.702 | 51.904 | 47.742 | 43.269 | 38.514 | 33.29 | 27.481 | 20.999 | 15.969 | 10.362 | 7.935 | 5.248 | 1.989 | NPgY | GSP | NG FES - System Transformation | Total installed large & mini CHP capacity (MW)
NG FES - System Transformation | Gen_BB001 | MW | NPgY | FERRYBRIDGE A | Total installed large & mini CHP capacity (MW) | FERRA2 | 10.498 | 10.498 | 10.498 | 10.498 | 10.656 | 10.656 | 10.656 | 10.656 | 10.656 | 10.656 | 10.551 | 10.498 | 10.498 | 10.498 | 10.498 | 10.498 | 10.498 | 10.498 | 10.362 | 9.758 | 9.093 | 8.364 | 7.58 | 6.747 | 5.832 | 4.814 | 3.679 | 2.798 | 1.815 | 1.39 | 0.919 | 0.348 | NPgY | GSP | NG FES - System Transformation | Total installed large & mini CHP capacity (MW)
NG FES - System Transformation | Gen_BB001 | MW | NPgY | FERRYBRIDGE B | Total installed large & mini CHP capacity (MW) | FERRB9 | 49.02 | 49.02 | 49.02 | 49.02 | 49.495 | 49.495 | 49.495 | 49.495 | 49.495 | 49.495 | 49.18 | 49.02 | 49.02 | 49.02 | 49.02 | 49.02 | 49.02 | 49.02 | 48.385 | 45.566 | 42.459 | 39.054 | 35.395 | 31.506 | 27.232 | 22.48 | 17.178 | 13.063 | 8.476 | 6.491 | 4.293 | 1.627 | NPgY | GSP | NG FES - System Transformation | Total installed large & mini CHP capacity (MW)
NG FES - System Transformation | Gen_BB001 | MW | NPgY | GRIMSBY WEST | Total installed large & mini CHP capacity (MW) | GRIW_1 | 71.205 | 71.205 | 71.205 | 71.205 | 71.487 | 71.487 | 71.487 | 71.487 | 71.487 | 71.487 | 71.3 | 71.205 | 71.205 | 71.205 | 71.205 | 71.205 | 71.205 | 71.205 | 70.282 | 66.187 | 61.674 | 56.728 | 51.414 | 45.764 | 39.556 | 32.654 | 24.952 | 18.975 | 12.312 | 9.429 | 6.235 | 2.364 | NPgY | GSP | NG FES - System Transformation | Total installed large & mini CHP capacity (MW)
NG FES - System Transformation | Gen_BB001 | MW | NPgY | JORDANTHORPE | Total installed large & mini CHP capacity (MW) | JORD_3 | 0 | 0 | 0 | 0 | 0.091 | 0.091 | 0.091 | 0.091 | 0.091 | 0.091 | 0.031 | 0 | 0 | 0 | 0 | 0 | 0 | 0 | 0 | 0 | 0 | 0 | 0 | 0 | 0 | 0 | 0 | 0 | 0 | 0 | 0 | 0 | NPgY | GSP | NG FES - System Transformation | Total installed large & mini CHP capacity (MW)
NG FES - System Transformation | Gen_BB001 | MW | NPgY | KEADBY | Total installed large & mini CHP capacity (MW) | KEAD_YEDL | 23.495 | 23.495 | 23.495 | 23.495 | 24.053 | 24.053 | 24.053 | 24.053 | 24.053 | 24.053 | 23.683 | 23.495 | 23.495 | 23.495 | 23.495 | 23.495 | 23.495 | 23.495 | 23.19 | 21.839 | 20.35 | 18.718 | 16.965 | 15.1 | 13.052 | 10.775 | 8.233 | 6.261 | 4.063 | 3.111 | 2.057 | 0.78 | NPgY | GSP | NG FES - System Transformation | Total installed large & mini CHP capacity (MW)
NG FES - System Transformation | Gen_BB001 | MW | NPgY | KIRKSTALL B | Total installed large & mini CHP capacity (MW) | KIRKB1 | 15 | 15 | 15 | 15 | 15.436 | 15.436 | 15.436 | 15.436 | 15.436 | 15.436 | 15.147 | 15 | 15 | 15 | 15 | 15 | 15 | 15 | 14.806 | 13.943 | 12.992 | 11.95 | 10.831 | 9.641 | 8.333 | 6.879 | 5.256 | 3.997 | 2.594 | 1.986 | 1.314 | 0.498 | NPgY | GSP | NG FES - System Transformation | Total installed large & mini CHP capacity (MW)
NG FES - System Transformation | Gen_BB001 | MW | NPgY | NEEPSEND | Total installed large & mini CHP capacity (MW) | NEEP_3 | 0 | 0 | 0 | 0 | 0.179 | 0.179 | 0.179 | 0.179 | 0.179 | 0.179 | 0.06 | 0 | 0 | 0 | 0 | 0 | 0 | 0 | 0 | 0 | 0 | 0 | 0 | 0 | 0 | 0 | 0 | 0 | 0 | 0 | 0 | 0 | NPgY | GSP | NG FES - System Transformation | Total installed large & mini CHP capacity (MW)
NG FES - System Transformation | Gen_BB001 | MW | NPgY | NORTON LEES | Total installed large & mini CHP capacity (MW) | NORL_3 | 0 | 0 | 0 | 0 | 0.141 | 0.141 | 0.141 | 0.141 | 0.141 | 0.141 | 0.047 | 0 | 0 | 0 | 0 | 0 | 0 | 0 | 0 | 0 | 0 | 0 | 0 | 0 | 0 | 0 | 0 | 0 | 0 | 0 | 0 | 0 | NPgY | GSP | NG FES - System Transformation | Total installed large & mini CHP capacity (MW)
NG FES - System Transformation | Gen_BB001 | MW | NPgY | PITSMOOR 3/4 | Total installed large & mini CHP capacity (MW) | PITS_BB_B | 0 | 0 | 0 | 0 | 0.088 | 0.088 | 0.088 | 0.088 | 0.088 | 0.088 | 0.03 | 0 | 0 | 0 | 0 | 0 | 0 | 0 | 0 | 0 | 0 | 0 | 0 | 0 | 0 | 0 | 0 | 0 | 0 | 0 | 0 | 0 | NPgY | GSP | NG FES - System Transformation | Total installed large & mini CHP capacity (MW)
NG FES - System Transformation | Gen_BB001 | MW | NPgY | SALTEND NORTH | Total installed large & mini CHP capacity (MW) | SALT_1 | 28.05 | 28.05 | 28.05 | 28.05 | 28.157 | 28.157 | 28.157 | 28.157 | 28.157 | 28.157 | 28.086 | 28.05 | 28.05 | 28.05 | 28.05 | 28.05 | 28.05 | 28.05 | 27.686 | 26.073 | 24.295 | 22.347 | 20.253 | 18.028 | 15.582 | 12.864 | 9.829 | 7.475 | 4.85 | 3.714 | 2.456 | 0.931 | NPgY | GSP | NG FES - System Transformation | Total installed large & mini CHP capacity (MW)
NG FES - System Transformation | Gen_BB001 | MW | NPgY | SHEFFIELD CITY | Total installed large & mini CHP capacity (MW) | SHEC_3 | 0 | 0 | 0 | 0 | 0.176 | 0.176 | 0.176 | 0.176 | 0.176 | 0.176 | 0.059 | 0 | 0 | 0 | 0 | 0 | 0 | 0 | 0 | 0 | 0 | 0 | 0 | 0 | 0 | 0 | 0 | 0 | 0 | 0 | 0 | 0 | NPgY | GSP | NG FES - System Transformation | Total installed large & mini CHP capacity (MW)
NG FES - System Transformation | Gen_BB001 | MW | NPgY | SKELTON GRANGE | Total installed large & mini CHP capacity (MW) | SKLGB1 | 36.065 | 41.065 | 41.065 | 41.065 | 42.13 | 42.13 | 42.13 | 42.13 | 42.13 | 42.13 | 41.424 | 41.065 | 41.065 | 41.065 | 41.065 | 41.065 | 41.065 | 41.065 | 40.533 | 38.171 | 35.568 | 32.716 | 29.651 | 26.393 | 22.813 | 18.832 | 14.39 | 10.943 | 7.101 | 5.438 | 3.596 | 1.363 | NPgY | GSP | NG FES - System Transformation | Total installed large & mini CHP capacity (MW)
NG FES - System Transformation | Gen_BB001 | MW | NPgY | TEMPLEBOROUGH 275/33KV | Total installed large & mini CHP capacity (MW) | TEMP_3 | 0 | 0 | 0 | 0 | 0.006 | 0.006 | 0.006 | 0.006 | 0.006 | 0.006 | 0.002 | 0 | 0 | 0 | 0 | 0 | 0 | 0 | 0 | 0 | 0 | 0 | 0 | 0 | 0 | 0 | 0 | 0 | 0 | 0 | 0 | 0 | NPgY | GSP | NG FES - System Transformation | Total installed large & mini CHP capacity (MW)
NG FES - System Transformation | Gen_BB001 | MW | NPgY | THURCROFT | Total installed large & mini CHP capacity (MW) | THUR_6 | 0 | 30 | 30 | 30 | 30.273 | 30.273 | 30.273 | 30.273 | 30.273 | 30.273 | 30.092 | 30 | 30 | 30 | 30 | 30 | 30 | 30 | 29.611 | 27.886 | 25.984 | 23.901 | 21.661 | 19.281 | 16.666 | 13.758 | 10.513 | 7.995 | 5.187 | 3.972 | 2.627 | 0.996 | NPgY | GSP | NG FES - System Transformation | Total installed large & mini CHP capacity (MW)
NG FES - System Transformation | Gen_BB001 | MW | NPgY | WEST MELTON / THORPE MARSH | Total installed large & mini CHP capacity (MW) | WMEL_THOM | 4.447 | 4.447 | 4.447 | 4.447 | 5.141 | 5.141 | 5.141 | 5.141 | 5.141 | 5.141 | 4.681 | 4.447 | 4.447 | 4.447 | 4.447 | 4.447 | 4.447 | 4.447 | 4.389 | 4.134 | 3.852 | 3.543 | 3.211 | 2.858 | 2.47 | 2.039 | 1.558 | 1.185 | 0.769 | 0.589 | 0.389 | 0.148 | NPgY | GSP | NG FES - System Transformation | Total installed large & mini CHP capacity (MW)
NG FES - System Transformation | Gen_BB001 | MW | NPgY | WEST MELTON SECTION 3 | Total installed large & mini CHP capacity (MW) | WMEL_BB3 | 0.415 | 0.415 | 0.415 | 0.415 | 1.033 | 1.033 | 1.033 | 1.033 | 1.033 | 1.033 | 0.623 | 0.415 | 0.415 | 0.415 | 0.415 | 0.415 | 0.415 | 0.415 | 0.41 | 0.386 | 0.359 | 0.331 | 0.3 | 0.267 | 0.231 | 0.19 | 0.145 | 0.111 | 0.072 | 0.055 | 0.036 | 0.014 | NPgY | GSP | NG FES - System Transformation | Total installed large & mini CHP capacity (MW)
NG FES - System Transformation | Gen_BB001 | MW | NPgY | WINCOBANK | Total installed large & mini CHP capacity (MW) | WIBA_3 | 0 | 0 | 0 | 0 | 0.033 | 0.033 | 0.033 | 0.033 | 0.033 | 0.033 | 0.011 | 0 | 0 | 0 | 0 | 0 | 0 | 0 | 0 | 0 | 0 | 0 | 0 | 0 | 0 | 0 | 0 | 0 | 0 | 0 | 0 | 0 | NPgY | GSP | NG FES - System Transformation | Total installed large & mini CHP capacity (MW)
NG FES - System Transformation | Gen_BB002_NPgAggregate | MW | NPgN | BLYTH 66kV | Total installed non-renewable generation capacity (MW) | BLYTB1 | 7.2 | 7.2 | 7.684 | 8.169 | 8.875 | 10.517 | 12.389 | 14.095 | 15.723 | 17.242 | 18.505 | 19.305 | 19.535 | 19.477 | 18.653 | 17.154 | 15.405 | 13.36 | 11.331 | 9.337 | 8.585 | 8.396 | 8.175 | 7.947 | 7.71 | 7.455 | 7.213 | 6.99 | 6.8 | 6.62 | 6.433 | 6.282 | NPgN | GSP | NG FES - System Transformation | Total installed non-renewable generation capacity (MW)
NG FES - System Transformation | Gen_BB002_NPgAggregate | MW | NPgN | BLYTH 132kV | Total installed non-renewable generation capacity (MW) | BLYTH132 | 0 | 0 | 0.856 | 1.713 | 2.704 | 5.607 | 8.917 | 11.933 | 14.811 | 17.497 | 19.863 | 21.404 | 21.81 | 21.708 | 20.25 | 17.6 | 14.508 | 10.892 | 7.304 | 3.779 | 2.448 | 2.114 | 1.725 | 1.32 | 0.901 | 0.451 | 0.023 | 0 | 0 | 0 | 0 | 0 | NPgN | GSP | NG FES - System Transformation | Total installed non-renewable generation capacity (MW)
NG FES - System Transformation | Gen_BB002_NPgAggregate | MW | NPgN | FOURSTONES | Total installed non-renewable generation capacity (MW) | FOUR_1 | 0 | 0 | 0.044 | 0.089 | 0.187 | 0.337 | 0.508 | 0.664 | 0.813 | 0.952 | 1.05 | 1.107 | 1.128 | 1.123 | 1.047 | 0.91 | 0.75 | 0.563 | 0.378 | 0.195 | 0.127 | 0.109 | 0.089 | 0.068 | 0.047 | 0.023 | 0.001 | 0 | 0 | 0 | 0 | 0 | NPgN | GSP | NG FES - System Transformation | Total installed non-renewable generation capacity (MW)
NG FES - System Transformation | Gen_BB002_NPgAggregate | MW | NPgN | HARTMOOR | Total installed non-renewable generation capacity (MW) | HARM_6 | 2.747 | 2.747 | 2.986 | 3.226 | 3.588 | 4.399 | 5.325 | 6.168 | 6.972 | 7.723 | 8.341 | 8.73 | 8.843 | 8.815 | 8.407 | 7.666 | 6.796 | 5.748 | 4.704 | 3.673 | 3.102 | 2.705 | 2.307 | 1.919 | 1.534 | 1.148 | 0.776 | 0.558 | 0.365 | 0.24 | 0.14 | 0.027 | NPgN | GSP | NG FES - System Transformation | Total installed non-renewable generation capacity (MW)
NG FES - System Transformation | Gen_BB002_NPgAggregate | MW | NPgN | HAWTHORN PIT GRID | Total installed non-renewable generation capacity (MW) | HAWP_6 | 6.745 | 6.745 | 6.995 | 7.245 | 7.617 | 8.465 | 9.432 | 10.313 | 11.153 | 11.937 | 12.586 | 12.996 | 13.115 | 13.085 | 12.659 | 11.885 | 10.969 | 9.823 | 8.678 | 7.542 | 6.812 | 6.213 | 5.614 | 5.032 | 4.449 | 3.863 | 3.287 | 2.854 | 2.451 | 2.192 | 1.964 | 1.722 | NPgN | GSP | NG FES - System Transformation | Total installed non-renewable generation capacity (MW)
NG FES - System Transformation | Gen_BB002_NPgAggregate | MW | NPgN | KNARESBOROUGH | Total installed non-renewable generation capacity (MW) | KNARE_111 | 63.535 | 63.535 | 64.531 | 65.526 | 66.859 | 70.234 | 74.082 | 77.588 | 80.933 | 84.056 | 86.714 | 88.417 | 88.889 | 88.77 | 87.076 | 83.994 | 80.397 | 76.176 | 71.985 | 67.866 | 64.173 | 60.227 | 56.457 | 52.94 | 49.572 | 46.382 | 43.452 | 40.265 | 37.55 | 35.29 | 33.383 | 31.539 | NPgN | GSP | NG FES - System Transformation | Total installed non-renewable generation capacity (MW)
NG FES - System Transformation | Gen_BB002_NPgAggregate | MW | NPgN | LACKENBY | Total installed non-renewable generation capacity (MW) | LACK_6 | 40.197 | 40.197 | 40.455 | 40.713 | 41.17 | 42.045 | 43.043 | 43.953 | 44.82 | 45.63 | 46.263 | 46.651 | 46.773 | 46.742 | 46.303 | 45.504 | 44.423 | 42.343 | 40.192 | 37.952 | 35.312 | 32.223 | 29.127 | 26.058 | 22.906 | 19.646 | 16.275 | 13.48 | 10.675 | 9.15 | 7.71 | 6.116 | NPgN | GSP | NG FES - System Transformation | Total installed non-renewable generation capacity (MW)
NG FES - System Transformation | Gen_BB002_NPgAggregate | MW | NPgN | NORTON | Total installed non-renewable generation capacity (MW) | NORT_1 | 97.445 | 97.445 | 99.496 | 101.547 | 104.309 | 111.261 | 119.19 | 126.414 | 133.305 | 139.737 | 145.205 | 148.707 | 149.679 | 149.435 | 145.944 | 139.595 | 132.144 | 123.177 | 114.25 | 105.441 | 100.434 | 96.833 | 93.231 | 89.746 | 86.292 | 82.847 | 79.546 | 75.463 | 71.809 | 68.861 | 66.076 | 63.527 | NPgN | GSP | NG FES - System Transformation | Total installed non-renewable generation capacity (MW)
NG FES - System Transformation | Gen_BB002_NPgAggregate | MW | NPgN | OFFERTON | Total installed non-renewable generation capacity (MW) | OFFE_3 | 1.2 | 1.2 | 1.218 | 1.235 | 1.335 | 1.395 | 1.464 | 1.526 | 1.586 | 1.641 | 1.65 | 1.643 | 1.652 | 1.65 | 1.62 | 1.565 | 1.493 | 1.364 | 1.231 | 1.094 | 0.995 | 0.911 | 0.82 | 0.724 | 0.62 | 0.504 | 0.376 | 0.284 | 0.182 | 0.139 | 0.093 | 0.039 | NPgN | GSP | NG FES - System Transformation | Total installed non-renewable generation capacity (MW)
NG FES - System Transformation | Gen_BB002_NPgAggregate | MW | NPgN | OSBALDWICK | Total installed non-renewable generation capacity (MW) | OSBA_1 | 52.836 | 52.836 | 55.274 | 57.711 | 60.758 | 69.021 | 78.445 | 87.031 | 95.221 | 102.866 | 109.486 | 113.763 | 114.919 | 114.628 | 110.479 | 102.934 | 94.112 | 83.685 | 73.325 | 63.13 | 55.367 | 47.9 | 40.695 | 33.922 | 27.389 | 21.13 | 15.331 | 11.276 | 7.893 | 5.342 | 3.478 | 1.405 | NPgN | GSP | NG FES - System Transformation | Total installed non-renewable generation capacity (MW)
NG FES - System Transformation | Gen_BB002_NPgAggregate | MW | NPgN | POPPLETON | Total installed non-renewable generation capacity (MW) | POPP_3 | 2.85 | 2.85 | 2.925 | 3 | 3.156 | 3.41 | 3.699 | 3.963 | 4.214 | 4.449 | 4.62 | 4.72 | 4.755 | 4.747 | 4.619 | 4.388 | 4.117 | 3.802 | 3.488 | 3.18 | 2.84 | 2.438 | 2.057 | 1.703 | 1.365 | 1.048 | 0.758 | 0.537 | 0.355 | 0.213 | 0.112 | 0 | NPgN | GSP | NG FES - System Transformation | Total installed non-renewable generation capacity (MW)
NG FES - System Transformation | Gen_BB002_NPgAggregate | MW | NPgN | SALTHOLME | Total installed non-renewable generation capacity (MW) | SALH_1 | 164.129 | 264.029 | 264.048 | 264.066 | 264.096 | 264.159 | 264.231 | 264.297 | 264.359 | 264.418 | 264.465 | 264.495 | 264.504 | 264.502 | 264.47 | 264.412 | 263.654 | 258.964 | 253.9 | 248.339 | 229.977 | 202.901 | 176.767 | 151.794 | 127.08 | 102.723 | 78.697 | 58.674 | 39.811 | 28.291 | 18.645 | 7.754 | NPgN | GSP | NG FES - System Transformation | Total installed non-renewable generation capacity (MW)
NG FES - System Transformation | Gen_BB002_NPgAggregate | MW | NPgN | SOUTH SHIELDS | Total installed non-renewable generation capacity (MW) | SSHI_3 | 0 | 0 | 0 | 0 | 0.091 | 0.091 | 0.091 | 0.092 | 0.092 | 0.093 | 0.047 | 0.003 | 0.003 | 0.003 | 0.003 | 0.002 | 0.002 | 0.002 | 0.001 | 0.001 | 0 | 0 | 0 | 0 | 0 | 0 | 0 | 0 | 0 | 0 | 0 | 0 | NPgN | GSP | NG FES - System Transformation | Total installed non-renewable generation capacity (MW)
NG FES - System Transformation | Gen_BB002_NPgAggregate | MW | NPgN | SPADEADAM | Total installed non-renewable generation capacity (MW) | KIELD01 and SPAD20 | 0 | 0 | 0.035 | 0.069 | 0.125 | 0.243 | 0.377 | 0.499 | 0.616 | 0.724 | 0.812 | 0.867 | 0.884 | 0.88 | 0.821 | 0.713 | 0.588 | 0.441 | 0.296 | 0.153 | 0.099 | 0.086 | 0.07 | 0.054 | 0.037 | 0.018 | 0.001 | 0 | 0 | 0 | 0 | 0 | NPgN | GSP | NG FES - System Transformation | Total installed non-renewable generation capacity (MW)
NG FES - System Transformation | Gen_BB002_NPgAggregate | MW | NPgN | SPENNYMOOR | Total installed non-renewable generation capacity (MW) | SPEN_1 | 9.539 | 9.539 | 11.168 | 12.796 | 14.824 | 20.345 | 26.641 | 32.377 | 37.849 | 42.957 | 47.384 | 50.246 | 51.018 | 50.824 | 48.052 | 43.011 | 37.13 | 30.254 | 23.429 | 16.725 | 13.744 | 12.358 | 10.918 | 9.507 | 8.105 | 6.689 | 5.367 | 4.771 | 4.304 | 3.923 | 3.622 | 3.315 | NPgN | GSP | NG FES - System Transformation | Total installed non-renewable generation capacity (MW)
NG FES - System Transformation | Gen_BB002_NPgAggregate | MW | NPgN | STELLA NORTH | Total installed non-renewable generation capacity (MW) | STEN_1 | 28.35 | 28.35 | 28.463 | 28.575 | 29.037 | 29.42 | 29.855 | 30.252 | 30.631 | 30.985 | 31.127 | 31.168 | 31.221 | 31.208 | 31.016 | 30.667 | 30.168 | 29.081 | 27.947 | 26.755 | 25.195 | 23.301 | 21.406 | 19.53 | 17.602 | 15.61 | 13.548 | 11.719 | 9.892 | 8.861 | 7.88 | 6.82 | NPgN | GSP | NG FES - System Transformation | Total installed non-renewable generation capacity (MW)
NG FES - System Transformation | Gen_BB002_NPgAggregate | MW | NPgN | STELLA SOUTH | Total installed non-renewable generation capacity (MW) | STES_1 | 3.99 | 3.99 | 4.785 | 5.581 | 6.613 | 9.31 | 12.385 | 15.186 | 17.859 | 20.353 | 22.494 | 23.87 | 24.248 | 24.153 | 22.799 | 20.337 | 17.465 | 14.107 | 10.774 | 7.5 | 5.95 | 5.118 | 4.27 | 3.449 | 2.638 | 1.831 | 1.08 | 0.752 | 0.497 | 0.298 | 0.157 | 0 | NPgN | GSP | NG FES - System Transformation | Total installed non-renewable generation capacity (MW)
NG FES - System Transformation | Gen_BB002_NPgAggregate | MW | NPgN | TYNEMOUTH | Total installed non-renewable generation capacity (MW) | TYNE_1 | 43.868 | 43.868 | 43.899 | 43.929 | 44.18 | 44.283 | 44.402 | 44.509 | 44.612 | 44.708 | 44.682 | 44.632 | 44.647 | 44.643 | 44.591 | 44.496 | 44.335 | 43.866 | 43.371 | 42.842 | 40.01 | 35.618 | 31.457 | 27.565 | 23.805 | 20.218 | 16.817 | 13.759 | 11.041 | 9.129 | 7.614 | 5.962 | NPgN | GSP | NG FES - System Transformation | Total installed non-renewable generation capacity (MW)
NG FES - System Transformation | Gen_BB002_NPgAggregate | MW | NPgN | WEST BOLDON | Total installed non-renewable generation capacity (MW) | WBOL_6 | 0.45 | 0.45 | 0.545 | 0.64 | 1.021 | 1.344 | 1.712 | 2.048 | 2.368 | 2.666 | 2.791 | 2.83 | 2.875 | 2.863 | 2.701 | 2.407 | 2.06 | 1.638 | 1.217 | 0.801 | 0.626 | 0.56 | 0.486 | 0.408 | 0.326 | 0.236 | 0.143 | 0.106 | 0.068 | 0.052 | 0.035 | 0.015 | NPgN | GSP | NG FES - System Transformation | Total installed non-renewable generation capacity (MW)
NG FES - System Transformation | Gen_BB002_NPgAggregate | MW | NPgY | BRADFORD WEST | Total installed non-renewable generation capacity (MW) | BRAW_1 | 18.351 | 20.409 | 20.588 | 20.767 | 21.954 | 23.241 | 24.776 | 26.238 | 27.629 | 28.921 | 29.416 | 29.823 | 30.08 | 30.083 | 29.383 | 28.064 | 26.502 | 24.663 | 22.725 | 19.72 | 17.596 | 15.438 | 13.322 | 11.434 | 9.551 | 7.677 | 5.81 | 4.271 | 2.796 | 1.913 | 1.154 | 0.272 | NPgY | GSP | NG FES - System Transformation | Total installed non-renewable generation capacity (MW)
NG FES - System Transformation | Gen_BB002_NPgAggregate | MW | NPgY | CAMBLESFORTH | Total installed non-renewable generation capacity (MW) | CAMB_01 | 13.08 | 13.08 | 13.111 | 13.142 | 13.251 | 13.472 | 13.736 | 13.987 | 14.225 | 14.447 | 14.594 | 14.696 | 14.74 | 14.74 | 14.62 | 14.394 | 14.126 | 13.81 | 13.365 | 12.312 | 11.287 | 10.208 | 9.097 | 7.993 | 6.828 | 5.585 | 4.254 | 3.199 | 2.082 | 1.538 | 0.99 | 0.335 | NPgY | GSP | NG FES - System Transformation | Total installed non-renewable generation capacity (MW)
NG FES - System Transformation | Gen_BB002_NPgAggregate | MW | NPgY | CREYKE BECK | Total installed non-renewable generation capacity (MW) | CREB_1 | 112.842 | 134.392 | 135.694 | 136.996 | 139.283 | 148.631 | 159.783 | 170.409 | 180.514 | 189.899 | 197.695 | 202.794 | 204.662 | 204.678 | 199.597 | 190.012 | 178.662 | 165.301 | 151.573 | 130.75 | 115.388 | 100.005 | 85.174 | 72.257 | 59.67 | 47.524 | 35.838 | 26.016 | 17.094 | 11.174 | 6.457 | 1.059 | NPgY | GSP | NG FES - System Transformation | Total installed non-renewable generation capacity (MW)
NG FES - System Transformation | Gen_BB002_NPgAggregate | MW | NPgY | DRAX | Total installed non-renewable generation capacity (MW) | DRAX_YEDL | 77.075 | 77.075 | 77.231 | 77.388 | 77.649 | 78.771 | 80.111 | 81.387 | 82.601 | 83.728 | 84.674 | 85.291 | 85.515 | 85.517 | 84.907 | 83.756 | 82.392 | 80.787 | 79.084 | 73.926 | 64.891 | 56.025 | 47.665 | 40.032 | 32.726 | 25.848 | 19.43 | 13.943 | 9.19 | 5.747 | 3.173 | 0.268 | NPgY | GSP | NG FES - System Transformation | Total installed non-renewable generation capacity (MW)
NG FES - System Transformation | Gen_BB002_NPgAggregate | MW | NPgY | ELLAND | Total installed non-renewable generation capacity (MW) | ELLA_1 | 59.925 | 59.925 | 60.102 | 60.279 | 61.2 | 62.471 | 63.988 | 65.434 | 66.808 | 68.085 | 68.742 | 69.23 | 69.484 | 69.487 | 68.795 | 67.492 | 65.947 | 64.13 | 61.542 | 56.106 | 52.195 | 47.895 | 43.269 | 38.514 | 33.29 | 27.481 | 20.999 | 15.969 | 10.362 | 7.935 | 5.248 | 1.989 | NPgY | GSP | NG FES - System Transformation | Total installed non-renewable generation capacity (MW)
NG FES - System Transformation | Gen_BB002_NPgAggregate | MW | NPgY | FERRYBRIDGE A | Total installed non-renewable generation capacity (MW) | FERRA2 | 15.997 | 15.997 | 16.253 | 16.509 | 16.923 | 18.762 | 20.956 | 23.047 | 25.035 | 26.881 | 28.439 | 29.454 | 29.822 | 29.825 | 28.826 | 26.94 | 24.707 | 22.078 | 19.323 | 15.607 | 14.108 | 12.527 | 10.914 | 9.524 | 8.083 | 6.579 | 5.002 | 3.737 | 2.436 | 1.763 | 1.116 | 0.348 | NPgY | GSP | NG FES - System Transformation | Total installed non-renewable generation capacity (MW)
NG FES - System Transformation | Gen_BB002_NPgAggregate | MW | NPgY | FERRYBRIDGE B | Total installed non-renewable generation capacity (MW) | FERRB9 | 225.736 | 225.736 | 226.393 | 227.049 | 228.181 | 232.894 | 238.517 | 243.875 | 248.97 | 253.703 | 257.648 | 260.226 | 261.169 | 261.176 | 258.615 | 253.782 | 248.059 | 241.322 | 233.973 | 219.621 | 204.166 | 188.661 | 173.362 | 155.011 | 136.393 | 117.261 | 98.67 | 83.114 | 69.144 | 59.305 | 50.405 | 41.551 | NPgY | GSP | NG FES - System Transformation | Total installed non-renewable generation capacity (MW)
NG FES - System Transformation | Gen_BB002_NPgAggregate | MW | NPgY | GRIMSBY WEST | Total installed non-renewable generation capacity (MW) | GRIW_1 | 119.205 | 119.205 | 119.626 | 120.048 | 120.751 | 123.777 | 127.386 | 130.825 | 134.096 | 137.134 | 139.681 | 141.344 | 141.949 | 141.954 | 140.31 | 137.207 | 133.534 | 129.209 | 123.977 | 113.105 | 102.464 | 91.498 | 80.516 | 70.002 | 59.201 | 48.059 | 36.5 | 27.178 | 17.734 | 12.683 | 7.951 | 2.364 | NPgY | GSP | NG FES - System Transformation | Total installed non-renewable generation capacity (MW)
NG FES - System Transformation | Gen_BB002_NPgAggregate | MW | NPgY | JORDANTHORPE | Total installed non-renewable generation capacity (MW) | JORD_3 | 0 | 0 | 0.02 | 0.04 | 0.151 | 0.294 | 0.465 | 0.627 | 0.782 | 0.926 | 0.995 | 1.047 | 1.076 | 1.076 | 0.998 | 0.852 | 0.678 | 0.473 | 0.269 | 0.045 | 0.033 | 0.017 | 0 | 0 | 0 | 0 | 0 | 0 | 0 | 0 | 0 | 0 | NPgY | GSP | NG FES - System Transformation | Total installed non-renewable generation capacity (MW)
NG FES - System Transformation | Gen_BB002_NPgAggregate | MW | NPgY | KEADBY | Total installed non-renewable generation capacity (MW) | KEAD_YEDL | 197.795 | 197.795 | 199.967 | 202.138 | 204.867 | 220.456 | 239.055 | 256.775 | 273.628 | 289.28 | 303 | 311.87 | 314.986 | 315.012 | 306.539 | 290.554 | 271.625 | 249.343 | 226.834 | 193.791 | 169.985 | 146.323 | 123.734 | 104.329 | 85.695 | 68.063 | 51.549 | 37.459 | 25.194 | 16.376 | 9.698 | 2.195 | NPgY | GSP | NG FES - System Transformation | Total installed non-renewable generation capacity (MW)
NG FES - System Transformation | Gen_BB002_NPgAggregate | MW | NPgY | KIRKSTALL B | Total installed non-renewable generation capacity (MW) | KIRKB1 | 20.193 | 20.193 | 20.267 | 20.341 | 20.851 | 21.381 | 22.015 | 22.618 | 23.192 | 23.725 | 23.916 | 24.078 | 24.184 | 24.185 | 23.896 | 23.352 | 22.707 | 21.948 | 20.998 | 19.084 | 17.452 | 15.737 | 13.979 | 12.263 | 10.458 | 8.546 | 6.506 | 4.885 | 3.18 | 2.338 | 1.499 | 0.498 | NPgY | GSP | NG FES - System Transformation | Total installed non-renewable generation capacity (MW)
NG FES - System Transformation | Gen_BB002_NPgAggregate | MW | NPgY | NEEPSEND | Total installed non-renewable generation capacity (MW) | NEEP_3 | 0 | 0 | 0.007 | 0.014 | 0.199 | 0.249 | 0.308 | 0.364 | 0.418 | 0.467 | 0.394 | 0.362 | 0.372 | 0.372 | 0.345 | 0.295 | 0.235 | 0.164 | 0.093 | 0.016 | 0.011 | 0.006 | 0 | 0 | 0 | 0 | 0 | 0 | 0 | 0 | 0 | 0 | NPgY | GSP | NG FES - System Transformation | Total installed non-renewable generation capacity (MW)
NG FES - System Transformation | Gen_BB002_NPgAggregate | MW | NPgY | NORTON LEES | Total installed non-renewable generation capacity (MW) | NORL_3 | 0 | 0 | 0 | 0 | 0.141 | 0.141 | 0.141 | 0.141 | 0.141 | 0.141 | 0.048 | 0.001 | 0.001 | 0.001 | 0.001 | 0.001 | 0 | 0 | 0 | 0 | 0 | 0 | 0 | 0 | 0 | 0 | 0 | 0 | 0 | 0 | 0 | 0 | NPgY | GSP | NG FES - System Transformation | Total installed non-renewable generation capacity (MW)
NG FES - System Transformation | Gen_BB002_NPgAggregate | MW | NPgY | PITSMOOR 3/4 | Total installed non-renewable generation capacity (MW) | PITS_BB_B | 0 | 0 | 0 | 0 | 0.089 | 0.089 | 0.089 | 0.09 | 0.09 | 0.091 | 0.033 | 0.003 | 0.003 | 0.003 | 0.003 | 0.003 | 0.002 | 0.001 | 0.001 | 0 | 0 | 0 | 0 | 0 | 0 | 0 | 0 | 0 | 0 | 0 | 0 | 0 | NPgY | GSP | NG FES - System Transformation | Total installed non-renewable generation capacity (MW)
NG FES - System Transformation | Gen_BB002_NPgAggregate | MW | NPgY | SALTEND NORTH | Total installed non-renewable generation capacity (MW) | SALT_1 | 38.05 | 38.05 | 38.051 | 38.052 | 38.16 | 38.166 | 38.172 | 38.179 | 38.185 | 38.191 | 38.125 | 38.092 | 38.094 | 38.094 | 38.09 | 38.085 | 38.077 | 38.069 | 37.697 | 35.65 | 32.65 | 29.515 | 26.316 | 23.077 | 19.675 | 16.073 | 12.235 | 9.184 | 5.98 | 4.392 | 2.814 | 0.931 | NPgY | GSP | NG FES - System Transformation | Total installed non-renewable generation capacity (MW)
NG FES - System Transformation | Gen_BB002_NPgAggregate | MW | NPgY | SHEFFIELD CITY | Total installed non-renewable generation capacity (MW) | SHEC_3 | 0 | 0 | 0.001 | 0.003 | 0.181 | 0.191 | 0.203 | 0.215 | 0.226 | 0.236 | 0.128 | 0.075 | 0.077 | 0.077 | 0.071 | 0.061 | 0.048 | 0.034 | 0.019 | 0.003 | 0.002 | 0.001 | 0 | 0 | 0 | 0 | 0 | 0 | 0 | 0 | 0 | 0 | NPgY | GSP | NG FES - System Transformation | Total installed non-renewable generation capacity (MW)
NG FES - System Transformation | Gen_BB002_NPgAggregate | MW | NPgY | SKELTON GRANGE | Total installed non-renewable generation capacity (MW) | SKLGB1 | 71.694 | 76.694 | 76.886 | 77.077 | 78.335 | 79.713 | 81.357 | 82.923 | 84.413 | 85.796 | 86.336 | 86.777 | 87.053 | 87.055 | 86.306 | 84.893 | 83.22 | 81.25 | 78.755 | 73.811 | 69.861 | 65.67 | 61.241 | 55.489 | 49.331 | 42.602 | 35.592 | 29.946 | 24.316 | 21.085 | 17.765 | 14.3 | NPgY | GSP | NG FES - System Transformation | Total installed non-renewable generation capacity (MW)
NG FES - System Transformation | Gen_BB002_NPgAggregate | MW | NPgY | TEMPLEBOROUGH 275/33KV | Total installed non-renewable generation capacity (MW) | TEMP_3 | 0 | 0 | 0.005 | 0.011 | 0.021 | 0.059 | 0.104 | 0.147 | 0.188 | 0.226 | 0.256 | 0.277 | 0.284 | 0.284 | 0.264 | 0.225 | 0.179 | 0.125 | 0.071 | 0.012 | 0.009 | 0.005 | 0 | 0 | 0 | 0 | 0 | 0 | 0 | 0 | 0 | 0 | NPgY | GSP | NG FES - System Transformation | Total installed non-renewable generation capacity (MW)
NG FES - System Transformation | Gen_BB002_NPgAggregate | MW | NPgY | THURCROFT | Total installed non-renewable generation capacity (MW) | THUR_6 | 41.7 | 71.7 | 72.248 | 72.795 | 73.616 | 77.548 | 82.239 | 86.709 | 90.96 | 94.908 | 98.281 | 100.474 | 101.26 | 101.266 | 99.129 | 95.097 | 90.323 | 84.702 | 78.713 | 69.302 | 62.658 | 55.878 | 49.168 | 42.811 | 36.39 | 29.887 | 23.357 | 17.996 | 12.835 | 9.746 | 6.989 | 3.876 | NPgY | GSP | NG FES - System Transformation | Total installed non-renewable generation capacity (MW)
NG FES - System Transformation | Gen_BB002_NPgAggregate | MW | NPgY | WEST MELTON / THORPE MARSH | Total installed non-renewable generation capacity (MW) | WMEL_THOM | 53.845 | 53.845 | 54.345 | 54.844 | 56.038 | 59.626 | 63.906 | 67.985 | 71.863 | 75.466 | 78.249 | 80.099 | 80.816 | 80.822 | 78.872 | 75.193 | 70.837 | 65.709 | 60.541 | 53.42 | 49.231 | 45.047 | 40.964 | 36.477 | 32.012 | 27.529 | 23.309 | 19.715 | 16.653 | 14.274 | 12.229 | 10.254 | NPgY | GSP | NG FES - System Transformation | Total installed non-renewable generation capacity (MW)
NG FES - System Transformation | Gen_BB002_NPgAggregate | MW | NPgY | WEST MELTON SECTION 3 | Total installed non-renewable generation capacity (MW) | WMEL_BB3 | 16.335 | 16.335 | 16.87 | 17.405 | 18.558 | 22.398 | 26.98 | 31.345 | 35.497 | 39.353 | 42.415 | 44.438 | 45.205 | 45.212 | 43.124 | 39.186 | 34.523 | 29.034 | 23.559 | 16.848 | 14.538 | 12.205 | 9.952 | 8.306 | 6.746 | 5.3 | 3.976 | 2.831 | 1.87 | 1.134 | 0.605 | 0.014 | NPgY | GSP | NG FES - System Transformation | Total installed non-renewable generation capacity (MW)
NG FES - System Transformation | Gen_BB002_NPgAggregate | MW | NPgY | WINCOBANK | Total installed non-renewable generation capacity (MW) | WIBA_3 | 0 | 0 | 0.019 | 0.037 | 0.089 | 0.222 | 0.382 | 0.534 | 0.679 | 0.813 | 0.913 | 0.98 | 1.006 | 1.007 | 0.934 | 0.797 | 0.634 | 0.443 | 0.252 | 0.042 | 0.031 | 0.016 | 0 | 0 | 0 | 0 | 0 | 0 | 0 | 0 | 0 | 0 | NPgY | GSP | NG FES - System Transformation | Total installed non-renewable generation capacity (MW)
NG FES - System Transformation | Gen_BB006 | MW | NPgN | BLYTH 66kV | Total installed other non-renewable capacity (MW) | BLYTB1 | 0 | 0 | 0.216 | 0.432 | 0.648 | 2.022 | 3.626 | 5.037 | 6.371 | 7.595 | 8.675 | 9.374 | 9.757 | 9.896 | 9.245 | 7.897 | 6.273 | 4.325 | 2.437 | 0.601 | 0 | 0 | 0 | 0 | 0 | 0 | 0 | 0 | 0 | 0 | 0 | 0 | NPgN | GSP | NG FES - System Transformation | Total installed other non-renewable capacity (MW)
NG FES - System Transformation | Gen_BB006 | MW | NPgN | BLYTH 132kV | Total installed other non-renewable capacity (MW) | BLYTH132 | 0 | 0 | 0.382 | 0.764 | 1.146 | 3.575 | 6.411 | 8.907 | 11.266 | 13.429 | 15.339 | 16.575 | 17.252 | 17.498 | 16.347 | 13.963 | 11.092 | 7.648 | 4.308 | 1.062 | 0 | 0 | 0 | 0 | 0 | 0 | 0 | 0 | 0 | 0 | 0 | 0 | NPgN | GSP | NG FES - System Transformation | Total installed other non-renewable capacity (MW)
NG FES - System Transformation | Gen_BB006 | MW | NPgN | FOURSTONES | Total installed other non-renewable capacity (MW) | FOUR_1 | 0 | 0 | 0.02 | 0.04 | 0.059 | 0.185 | 0.332 | 0.461 | 0.583 | 0.694 | 0.793 | 0.857 | 0.892 | 0.905 | 0.845 | 0.722 | 0.574 | 0.396 | 0.223 | 0.055 | 0 | 0 | 0 | 0 | 0 | 0 | 0 | 0 | 0 | 0 | 0 | 0 | NPgN | GSP | NG FES - System Transformation | Total installed other non-renewable capacity (MW)
NG FES - System Transformation | Gen_BB006 | MW | NPgN | HARTMOOR | Total installed other non-renewable capacity (MW) | HARM_6 | 1.9 | 1.9 | 2.007 | 2.114 | 2.22 | 2.899 | 3.692 | 4.39 | 5.049 | 5.654 | 6.188 | 6.533 | 6.722 | 6.791 | 6.469 | 5.803 | 5 | 4.038 | 3.104 | 2.197 | 1.751 | 1.502 | 1.271 | 1.058 | 0.858 | 0.673 | 0.504 | 0.358 | 0.237 | 0.142 | 0.075 | 0 | NPgN | GSP | NG FES - System Transformation | Total installed other non-renewable capacity (MW)
NG FES - System Transformation | Gen_BB006 | MW | NPgN | HAWTHORN PIT GRID | Total installed other non-renewable capacity (MW) | HAWP_6 | 2.85 | 2.85 | 2.962 | 3.073 | 3.185 | 3.894 | 4.722 | 5.451 | 6.14 | 6.772 | 7.33 | 7.691 | 7.889 | 7.96 | 7.624 | 6.928 | 6.09 | 5.084 | 4.108 | 3.16 | 2.626 | 2.253 | 1.906 | 1.587 | 1.287 | 1.009 | 0.756 | 0.537 | 0.355 | 0.213 | 0.112 | 0 | NPgN | GSP | NG FES - System Transformation | Total installed other non-renewable capacity (MW)
NG FES - System Transformation | Gen_BB006 | MW | NPgN | KNARESBOROUGH | Total installed other non-renewable capacity (MW) | KNARE_111 | 27 | 27 | 27.444 | 27.888 | 28.333 | 31.156 | 34.453 | 37.354 | 40.096 | 42.611 | 44.832 | 46.268 | 47.055 | 47.341 | 46.003 | 43.232 | 39.895 | 35.891 | 32.008 | 28.235 | 24.878 | 21.346 | 18.056 | 15.038 | 12.189 | 9.558 | 7.165 | 5.089 | 3.364 | 2.019 | 1.064 | 0 | NPgN | GSP | NG FES - System Transformation | Total installed other non-renewable capacity (MW)
NG FES - System Transformation | Gen_BB006 | MW | NPgN | LACKENBY | Total installed other non-renewable capacity (MW) | LACK_6 | 12 | 12 | 12.115 | 12.23 | 12.346 | 13.078 | 13.933 | 14.686 | 15.397 | 16.049 | 16.625 | 16.998 | 17.202 | 17.276 | 16.929 | 16.21 | 15.345 | 14.306 | 13.299 | 12.32 | 11.057 | 9.487 | 8.025 | 6.684 | 5.417 | 4.248 | 3.184 | 2.262 | 1.495 | 0.897 | 0.473 | 0 | NPgN | GSP | NG FES - System Transformation | Total installed other non-renewable capacity (MW)
NG FES - System Transformation | Gen_BB006 | MW | NPgN | NORTON | Total installed other non-renewable capacity (MW) | NORT_1 | 18.037 | 18.037 | 18.952 | 19.867 | 20.782 | 26.599 | 33.391 | 39.369 | 45.017 | 50.198 | 54.774 | 57.733 | 59.355 | 59.944 | 57.186 | 51.478 | 44.602 | 36.353 | 28.355 | 20.581 | 16.619 | 14.26 | 12.062 | 10.046 | 8.142 | 6.385 | 4.786 | 3.4 | 2.247 | 1.349 | 0.711 | 0 | NPgN | GSP | NG FES - System Transformation | Total installed other non-renewable capacity (MW)
NG FES - System Transformation | Gen_BB006 | MW | NPgN | OFFERTON | Total installed other non-renewable capacity (MW) | OFFE_3 | 0 | 0 | 0.008 | 0.016 | 0.024 | 0.074 | 0.133 | 0.185 | 0.233 | 0.278 | 0.318 | 0.343 | 0.357 | 0.363 | 0.339 | 0.289 | 0.23 | 0.158 | 0.089 | 0.022 | 0 | 0 | 0 | 0 | 0 | 0 | 0 | 0 | 0 | 0 | 0 | 0 | NPgN | GSP | NG FES - System Transformation | Total installed other non-renewable capacity (MW)
NG FES - System Transformation | Gen_BB006 | MW | NPgN | OSBALDWICK | Total installed other non-renewable capacity (MW) | OSBA_1 | 48.336 | 48.336 | 49.424 | 50.511 | 51.599 | 58.512 | 66.585 | 73.69 | 80.404 | 86.561 | 92 | 95.517 | 97.444 | 98.144 | 94.867 | 88.083 | 79.91 | 70.106 | 60.6 | 51.359 | 44.536 | 38.213 | 32.324 | 26.921 | 21.82 | 17.111 | 12.827 | 9.111 | 6.022 | 3.615 | 1.906 | 0 | NPgN | GSP | NG FES - System Transformation | Total installed other non-renewable capacity (MW)
NG FES - System Transformation | Gen_BB006 | MW | NPgN | POPPLETON | Total installed other non-renewable capacity (MW) | POPP_3 | 2.85 | 2.85 | 2.883 | 2.917 | 2.95 | 3.162 | 3.41 | 3.628 | 3.834 | 4.023 | 4.19 | 4.298 | 4.357 | 4.379 | 4.278 | 4.07 | 3.819 | 3.518 | 3.226 | 2.943 | 2.626 | 2.253 | 1.906 | 1.587 | 1.287 | 1.009 | 0.756 | 0.537 | 0.355 | 0.213 | 0.112 | 0 | NPgN | GSP | NG FES - System Transformation | Total installed other non-renewable capacity (MW)
NG FES - System Transformation | Gen_BB006 | MW | NPgN | SALTHOLME | Total installed other non-renewable capacity (MW) | SALH_1 | 56.505 | 156.405 | 156.413 | 156.422 | 156.43 | 156.483 | 156.545 | 156.599 | 156.65 | 156.697 | 156.739 | 156.766 | 156.781 | 156.786 | 156.761 | 156.709 | 156.647 | 156.572 | 156.499 | 156.428 | 144.11 | 123.65 | 104.594 | 87.112 | 70.606 | 55.366 | 41.505 | 29.48 | 19.486 | 11.696 | 6.166 | 0 | NPgN | GSP | NG FES - System Transformation | Total installed other non-renewable capacity (MW)
NG FES - System Transformation | Gen_BB006 | MW | NPgN | SOUTH SHIELDS | Total installed other non-renewable capacity (MW) | SSHI_3 | 0 | 0 | 0 | 0 | 0 | 0.001 | 0.001 | 0.001 | 0.002 | 0.002 | 0.002 | 0.002 | 0.002 | 0.002 | 0.002 | 0.002 | 0.002 | 0.001 | 0.001 | 0 | 0 | 0 | 0 | 0 | 0 | 0 | 0 | 0 | 0 | 0 | 0 | 0 | NPgN | GSP | NG FES - System Transformation | Total installed other non-renewable capacity (MW)
NG FES - System Transformation | Gen_BB006 | MW | NPgN | SPADEADAM | Total installed other non-renewable capacity (MW) | KIELD01 and SPAD20 | 0 | 0 | 0.015 | 0.031 | 0.046 | 0.145 | 0.26 | 0.361 | 0.457 | 0.544 | 0.622 | 0.672 | 0.699 | 0.709 | 0.662 | 0.566 | 0.45 | 0.31 | 0.175 | 0.043 | 0 | 0 | 0 | 0 | 0 | 0 | 0 | 0 | 0 | 0 | 0 | 0 | NPgN | GSP | NG FES - System Transformation | Total installed other non-renewable capacity (MW)
NG FES - System Transformation | Gen_BB006 | MW | NPgN | SPENNYMOOR | Total installed other non-renewable capacity (MW) | SPEN_1 | 5.739 | 5.739 | 6.466 | 7.192 | 7.919 | 12.538 | 17.932 | 22.679 | 27.164 | 31.278 | 34.912 | 37.262 | 38.55 | 39.017 | 36.828 | 32.295 | 26.835 | 20.284 | 13.933 | 7.759 | 5.288 | 4.537 | 3.838 | 3.196 | 2.591 | 2.032 | 1.523 | 1.082 | 0.715 | 0.429 | 0.226 | 0 | NPgN | GSP | NG FES - System Transformation | Total installed other non-renewable capacity (MW)
NG FES - System Transformation | Gen_BB006 | MW | NPgN | STELLA NORTH | Total installed other non-renewable capacity (MW) | STEN_1 | 7.435 | 7.435 | 7.485 | 7.536 | 7.586 | 7.906 | 8.279 | 8.608 | 8.918 | 9.203 | 9.454 | 9.617 | 9.706 | 9.739 | 9.587 | 9.273 | 8.895 | 8.442 | 8.002 | 7.575 | 6.851 | 5.878 | 4.972 | 4.141 | 3.356 | 2.632 | 1.973 | 1.401 | 0.926 | 0.556 | 0.293 | 0 | NPgN | GSP | NG FES - System Transformation | Total installed other non-renewable capacity (MW)
NG FES - System Transformation | Gen_BB006 | MW | NPgN | STELLA SOUTH | Total installed other non-renewable capacity (MW) | STES_1 | 3.99 | 3.99 | 4.345 | 4.7 | 5.055 | 7.31 | 9.945 | 12.263 | 14.454 | 16.463 | 18.238 | 19.385 | 20.014 | 20.242 | 19.173 | 16.959 | 14.293 | 11.094 | 7.992 | 4.976 | 3.676 | 3.154 | 2.668 | 2.222 | 1.801 | 1.412 | 1.059 | 0.752 | 0.497 | 0.298 | 0.157 | 0 | NPgN | GSP | NG FES - System Transformation | Total installed other non-renewable capacity (MW)
NG FES - System Transformation | Gen_BB006 | MW | NPgN | TYNEMOUTH | Total installed other non-renewable capacity (MW) | TYNE_1 | 29.764 | 29.764 | 29.778 | 29.791 | 29.805 | 29.892 | 29.993 | 30.082 | 30.166 | 30.243 | 30.312 | 30.356 | 30.38 | 30.389 | 30.348 | 30.262 | 30.16 | 30.037 | 29.918 | 29.802 | 27.424 | 23.531 | 19.904 | 16.577 | 13.436 | 10.536 | 7.898 | 5.61 | 3.708 | 2.226 | 1.173 | 0 | NPgN | GSP | NG FES - System Transformation | Total installed other non-renewable capacity (MW)
NG FES - System Transformation | Gen_BB006 | MW | NPgN | WEST BOLDON | Total installed other non-renewable capacity (MW) | WBOL_6 | 0 | 0 | 0.042 | 0.085 | 0.127 | 0.397 | 0.713 | 0.99 | 1.252 | 1.493 | 1.705 | 1.843 | 1.918 | 1.945 | 1.817 | 1.552 | 1.233 | 0.85 | 0.479 | 0.118 | 0 | 0 | 0 | 0 | 0 | 0 | 0 | 0 | 0 | 0 | 0 | 0 | NPgN | GSP | NG FES - System Transformation | Total installed other non-renewable capacity (MW)
NG FES - System Transformation | Gen_BB006 | MW | NPgY | BRADFORD WEST | Total installed other non-renewable capacity (MW) | BRAW_1 | 12.219 | 12.219 | 12.319 | 12.419 | 12.52 | 13.727 | 15.183 | 16.464 | 17.675 | 18.785 | 19.766 | 20.4 | 20.748 | 20.874 | 20.283 | 19.059 | 17.586 | 15.818 | 14.103 | 11.699 | 10.207 | 8.758 | 7.408 | 6.17 | 5.001 | 3.922 | 2.94 | 2.088 | 1.38 | 0.828 | 0.437 | 0 | NPgY | GSP | NG FES - System Transformation | Total installed other non-renewable capacity (MW)
NG FES - System Transformation | Gen_BB006 | MW | NPgY | CAMBLESFORTH | Total installed other non-renewable capacity (MW) | CAMB_01 | 3 | 3 | 3.017 | 3.034 | 3.052 | 3.259 | 3.509 | 3.729 | 3.936 | 4.127 | 4.295 | 4.404 | 4.464 | 4.486 | 4.384 | 4.174 | 3.921 | 3.618 | 3.323 | 2.872 | 2.506 | 2.15 | 1.819 | 1.515 | 1.228 | 0.963 | 0.722 | 0.513 | 0.339 | 0.203 | 0.107 | 0 | NPgY | GSP | NG FES - System Transformation | Total installed other non-renewable capacity (MW)
NG FES - System Transformation | Gen_BB006 | MW | NPgY | CREYKE BECK | Total installed other non-renewable capacity (MW) | CREB_1 | 81.481 | 102.481 | 103.209 | 103.937 | 104.665 | 113.438 | 124.016 | 133.324 | 142.121 | 150.188 | 157.315 | 161.922 | 164.448 | 165.365 | 161.071 | 152.182 | 141.474 | 128.629 | 116.173 | 98.121 | 85.608 | 73.453 | 62.133 | 51.748 | 41.943 | 32.89 | 24.656 | 17.513 | 11.576 | 6.948 | 3.663 | 0 | NPgY | GSP | NG FES - System Transformation | Total installed other non-renewable capacity (MW)
NG FES - System Transformation | Gen_BB006 | MW | NPgY | DRAX | Total installed other non-renewable capacity (MW) | DRAX_YEDL | 69 | 69 | 69.087 | 69.175 | 69.262 | 70.316 | 71.587 | 72.705 | 73.761 | 74.73 | 75.586 | 76.139 | 76.443 | 76.553 | 76.037 | 74.97 | 73.683 | 72.141 | 70.645 | 66.064 | 57.639 | 49.456 | 41.834 | 34.842 | 28.24 | 22.145 | 16.601 | 11.791 | 7.794 | 4.678 | 2.466 | 0 | NPgY | GSP | NG FES - System Transformation | Total installed other non-renewable capacity (MW)
NG FES - System Transformation | Gen_BB006 | MW | NPgY | ELLAND | Total installed other non-renewable capacity (MW) | ELLA_1 | 0 | 0 | 0.099 | 0.198 | 0.297 | 1.491 | 2.93 | 4.196 | 5.392 | 6.49 | 7.459 | 8.086 | 8.43 | 8.555 | 7.97 | 6.761 | 5.305 | 3.557 | 1.863 | 0 | 0 | 0 | 0 | 0 | 0 | 0 | 0 | 0 | 0 | 0 | 0 | 0 | NPgY | GSP | NG FES - System Transformation | Total installed other non-renewable capacity (MW)
NG FES - System Transformation | Gen_BB006 | MW | NPgY | FERRYBRIDGE A | Total installed other non-renewable capacity (MW) | FERRA2 | 5.499 | 5.499 | 5.642 | 5.785 | 5.929 | 7.655 | 9.736 | 11.567 | 13.298 | 14.885 | 16.287 | 17.194 | 17.69 | 17.871 | 17.026 | 15.277 | 13.171 | 10.643 | 8.193 | 5.265 | 4.594 | 3.941 | 3.334 | 2.777 | 2.251 | 1.765 | 1.323 | 0.94 | 0.621 | 0.373 | 0.197 | 0 | NPgY | GSP | NG FES - System Transformation | Total installed other non-renewable capacity (MW)
NG FES - System Transformation | Gen_BB006 | MW | NPgY | FERRYBRIDGE B | Total installed other non-renewable capacity (MW) | FERRB9 | 97.716 | 97.716 | 98.083 | 98.45 | 98.817 | 103.241 | 108.575 | 113.268 | 117.704 | 121.772 | 125.365 | 127.688 | 128.962 | 129.424 | 127.259 | 122.777 | 117.378 | 110.9 | 104.62 | 93.559 | 81.627 | 70.038 | 59.245 | 49.342 | 39.993 | 31.361 | 23.509 | 16.698 | 11.038 | 6.625 | 3.493 | 0 | NPgY | GSP | NG FES - System Transformation | Total installed other non-renewable capacity (MW)
NG FES - System Transformation | Gen_BB006 | MW | NPgY | GRIMSBY WEST | Total installed other non-renewable capacity (MW) | GRIW_1 | 48 | 48 | 48.236 | 48.471 | 48.707 | 51.546 | 54.97 | 57.983 | 60.83 | 63.441 | 65.748 | 67.239 | 68.056 | 68.353 | 66.963 | 64.086 | 60.621 | 56.463 | 52.432 | 45.958 | 40.097 | 34.404 | 29.102 | 24.238 | 19.645 | 15.405 | 11.548 | 8.203 | 5.422 | 3.254 | 1.716 | 0 | NPgY | GSP | NG FES - System Transformation | Total installed other non-renewable capacity (MW)
NG FES - System Transformation | Gen_BB006 | MW | NPgY | JORDANTHORPE | Total installed other non-renewable capacity (MW) | JORD_3 | 0 | 0 | 0.011 | 0.022 | 0.033 | 0.168 | 0.33 | 0.472 | 0.607 | 0.731 | 0.84 | 0.91 | 0.949 | 0.963 | 0.897 | 0.761 | 0.597 | 0.4 | 0.21 | 0 | 0 | 0 | 0 | 0 | 0 | 0 | 0 | 0 | 0 | 0 | 0 | 0 | NPgY | GSP | NG FES - System Transformation | Total installed other non-renewable capacity (MW)
NG FES - System Transformation | Gen_BB006 | MW | NPgY | KEADBY | Total installed other non-renewable capacity (MW) | KEAD_YEDL | 171.5 | 171.5 | 172.714 | 173.928 | 175.142 | 189.773 | 207.414 | 222.937 | 237.608 | 251.062 | 262.947 | 270.631 | 274.843 | 276.372 | 269.211 | 254.387 | 236.53 | 215.106 | 194.335 | 164.203 | 143.263 | 122.923 | 103.979 | 86.6 | 70.191 | 55.04 | 41.261 | 29.307 | 19.372 | 11.628 | 6.13 | 0 | NPgY | GSP | NG FES - System Transformation | Total installed other non-renewable capacity (MW)
NG FES - System Transformation | Gen_BB006 | MW | NPgY | KIRKSTALL B | Total installed other non-renewable capacity (MW) | KIRKB1 | 5.193 | 5.193 | 5.234 | 5.276 | 5.317 | 5.815 | 6.416 | 6.945 | 7.444 | 7.903 | 8.307 | 8.569 | 8.712 | 8.764 | 8.521 | 8.016 | 7.408 | 6.678 | 5.971 | 4.972 | 4.338 | 3.722 | 3.148 | 2.622 | 2.125 | 1.667 | 1.249 | 0.887 | 0.587 | 0.352 | 0.186 | 0 | NPgY | GSP | NG FES - System Transformation | Total installed other non-renewable capacity (MW)
NG FES - System Transformation | Gen_BB006 | MW | NPgY | NEEPSEND | Total installed other non-renewable capacity (MW) | NEEP_3 | 0 | 0 | 0.004 | 0.008 | 0.012 | 0.058 | 0.114 | 0.163 | 0.21 | 0.253 | 0.291 | 0.315 | 0.328 | 0.333 | 0.31 | 0.263 | 0.207 | 0.139 | 0.073 | 0 | 0 | 0 | 0 | 0 | 0 | 0 | 0 | 0 | 0 | 0 | 0 | 0 | NPgY | GSP | NG FES - System Transformation | Total installed other non-renewable capacity (MW)
NG FES - System Transformation | Gen_BB006 | MW | NPgY | NORTON LEES | Total installed other non-renewable capacity (MW) | NORL_3 | 0 | 0 | 0 | 0 | 0 | 0 | 0 | 0 | 0 | 0.001 | 0.001 | 0.001 | 0.001 | 0.001 | 0.001 | 0.001 | 0 | 0 | 0 | 0 | 0 | 0 | 0 | 0 | 0 | 0 | 0 | 0 | 0 | 0 | 0 | 0 | NPgY | GSP | NG FES - System Transformation | Total installed other non-renewable capacity (MW)
NG FES - System Transformation | Gen_BB006 | MW | NPgY | PITSMOOR 3/4 | Total installed other non-renewable capacity (MW) | PITS_BB_B | 0 | 0 | 0 | 0 | 0 | 0.001 | 0.001 | 0.001 | 0.002 | 0.002 | 0.003 | 0.003 | 0.003 | 0.003 | 0.003 | 0.002 | 0.002 | 0.001 | 0.001 | 0 | 0 | 0 | 0 | 0 | 0 | 0 | 0 | 0 | 0 | 0 | 0 | 0 | NPgY | GSP | NG FES - System Transformation | Total installed other non-renewable capacity (MW)
NG FES - System Transformation | Gen_BB006 | MW | NPgY | SALTEND NORTH | Total installed other non-renewable capacity (MW) | SALT_1 | 10 | 10 | 10 | 10.001 | 10.001 | 10.007 | 10.013 | 10.019 | 10.025 | 10.03 | 10.034 | 10.037 | 10.038 | 10.039 | 10.036 | 10.031 | 10.024 | 10.016 | 10.008 | 9.575 | 8.354 | 7.167 | 6.063 | 5.05 | 4.093 | 3.209 | 2.406 | 1.709 | 1.13 | 0.678 | 0.357 | 0 | NPgY | GSP | NG FES - System Transformation | Total installed other non-renewable capacity (MW)
NG FES - System Transformation | Gen_BB006 | MW | NPgY | SHEFFIELD CITY | Total installed other non-renewable capacity (MW) | SHEC_3 | 0 | 0 | 0.001 | 0.002 | 0.002 | 0.012 | 0.024 | 0.034 | 0.043 | 0.052 | 0.06 | 0.065 | 0.068 | 0.069 | 0.064 | 0.054 | 0.043 | 0.029 | 0.015 | 0 | 0 | 0 | 0 | 0 | 0 | 0 | 0 | 0 | 0 | 0 | 0 | 0 | NPgY | GSP | NG FES - System Transformation | Total installed other non-renewable capacity (MW)
NG FES - System Transformation | Gen_BB006 | MW | NPgY | SKELTON GRANGE | Total installed other non-renewable capacity (MW) | SKLGB1 | 10.029 | 10.029 | 10.136 | 10.243 | 10.35 | 11.644 | 13.203 | 14.575 | 15.872 | 17.062 | 18.112 | 18.791 | 19.164 | 19.299 | 18.666 | 17.355 | 15.777 | 13.883 | 12.047 | 9.602 | 8.377 | 7.188 | 6.08 | 5.064 | 4.104 | 3.219 | 2.413 | 1.714 | 1.133 | 0.68 | 0.358 | 0 | NPgY | GSP | NG FES - System Transformation | Total installed other non-renewable capacity (MW)
NG FES - System Transformation | Gen_BB006 | MW | NPgY | TEMPLEBOROUGH 275/33KV | Total installed other non-renewable capacity (MW) | TEMP_3 | 0 | 0 | 0.003 | 0.006 | 0.009 | 0.044 | 0.087 | 0.125 | 0.16 | 0.193 | 0.222 | 0.24 | 0.251 | 0.254 | 0.237 | 0.201 | 0.158 | 0.106 | 0.055 | 0 | 0 | 0 | 0 | 0 | 0 | 0 | 0 | 0 | 0 | 0 | 0 | 0 | NPgY | GSP | NG FES - System Transformation | Total installed other non-renewable capacity (MW)
NG FES - System Transformation | Gen_BB006 | MW | NPgY | THURCROFT | Total installed other non-renewable capacity (MW) | THUR_6 | 36 | 36 | 36.306 | 36.612 | 36.918 | 40.609 | 45.059 | 48.974 | 52.675 | 56.068 | 59.066 | 61.004 | 62.067 | 62.453 | 60.646 | 56.907 | 52.403 | 46.999 | 41.76 | 34.468 | 30.073 | 25.803 | 21.826 | 18.178 | 14.734 | 11.554 | 8.661 | 6.152 | 4.066 | 2.441 | 1.287 | 0 | NPgY | GSP | NG FES - System Transformation | Total installed other non-renewable capacity (MW)
NG FES - System Transformation | Gen_BB006 | MW | NPgY | WEST MELTON / THORPE MARSH | Total installed other non-renewable capacity (MW) | WMEL_THOM | 29.4 | 29.4 | 29.679 | 29.959 | 30.238 | 33.605 | 37.666 | 41.238 | 44.615 | 47.711 | 50.446 | 52.215 | 53.184 | 53.536 | 51.888 | 48.476 | 44.367 | 39.436 | 34.655 | 28.149 | 24.559 | 21.072 | 17.825 | 14.846 | 12.033 | 9.435 | 7.073 | 5.024 | 3.321 | 1.993 | 1.051 | 0 | NPgY | GSP | NG FES - System Transformation | Total installed other non-renewable capacity (MW)
NG FES - System Transformation | Gen_BB006 | MW | NPgY | WEST MELTON SECTION 3 | Total installed other non-renewable capacity (MW) | WMEL_BB3 | 15.92 | 15.92 | 16.219 | 16.518 | 16.817 | 20.422 | 24.767 | 28.592 | 32.206 | 35.52 | 38.448 | 40.341 | 41.379 | 41.756 | 39.991 | 36.339 | 31.94 | 26.663 | 21.545 | 15.243 | 13.299 | 11.411 | 9.652 | 8.039 | 6.516 | 5.109 | 3.83 | 2.721 | 1.798 | 1.079 | 0.569 | 0 | NPgY | GSP | NG FES - System Transformation | Total installed other non-renewable capacity (MW)
NG FES - System Transformation | Gen_BB006 | MW | NPgY | WINCOBANK | Total installed other non-renewable capacity (MW) | WIBA_3 | 0 | 0 | 0.01 | 0.021 | 0.031 | 0.157 | 0.308 | 0.442 | 0.568 | 0.683 | 0.785 | 0.851 | 0.887 | 0.901 | 0.839 | 0.712 | 0.558 | 0.374 | 0.196 | 0 | 0 | 0 | 0 | 0 | 0 | 0 | 0 | 0 | 0 | 0 | 0 | 0 | NPgY | GSP | NG FES - System Transformation | Total installed other non-renewable capacity (MW)
NG FES - System Transformation | Gen_BB013 | MW | NPgN | BLYTH 66kV | Total installed PV capacity - domestic (MW) | BLYTB1 | 14.7 | 14.783 | 15.338 | 16.071 | 16.803 | 17.672 | 19.259 | 21.3 | 23.761 | 26.191 | 28.568 | 30.83 | 33.243 | 35.581 | 37.93 | 40.275 | 42.766 | 45.631 | 48.625 | 51.417 | 54.164 | 56.919 | 59.682 | 62.458 | 65.247 | 68.05 | 70.866 | 73.695 | 76.538 | 79.394 | 82.264 | 85.147 | NPgN | GSP | NG FES - System Transformation | Total installed PV capacity - domestic (MW)
NG FES - System Transformation | Gen_BB013 | MW | NPgN | BLYTH 132kV | Total installed PV capacity - domestic (MW) | BLYTH132 | 4.892 | 4.923 | 5.093 | 5.318 | 5.542 | 5.808 | 6.294 | 6.919 | 7.672 | 8.416 | 9.144 | 9.837 | 10.576 | 11.292 | 12.011 | 12.729 | 13.492 | 14.369 | 15.286 | 16.141 | 16.982 | 17.825 | 18.671 | 19.521 | 20.376 | 21.234 | 22.096 | 22.962 | 23.833 | 24.708 | 25.586 | 26.469 | NPgN | GSP | NG FES - System Transformation | Total installed PV capacity - domestic (MW)
NG FES - System Transformation | Gen_BB013 | MW | NPgN | FOURSTONES | Total installed PV capacity - domestic (MW) | FOUR_1 | 2.054 | 2.063 | 2.112 | 2.177 | 2.243 | 2.32 | 2.461 | 2.643 | 2.862 | 3.079 | 3.29 | 3.492 | 3.707 | 3.915 | 4.124 | 4.333 | 4.555 | 4.81 | 5.077 | 5.325 | 5.57 | 5.815 | 6.061 | 6.309 | 6.557 | 6.807 | 7.057 | 7.309 | 7.563 | 7.817 | 8.073 | 8.329 | NPgN | GSP | NG FES - System Transformation | Total installed PV capacity - domestic (MW)
NG FES - System Transformation | Gen_BB013 | MW | NPgN | HARTMOOR | Total installed PV capacity - domestic (MW) | HARM_6 | 5.836 | 5.875 | 6.085 | 6.363 | 6.641 | 6.971 | 7.573 | 8.347 | 9.281 | 10.203 | 11.104 | 11.963 | 12.878 | 13.765 | 14.657 | 15.546 | 16.491 | 17.578 | 18.714 | 19.773 | 20.816 | 21.861 | 22.909 | 23.962 | 25.021 | 26.084 | 27.152 | 28.226 | 29.304 | 30.388 | 31.477 | 32.571 | NPgN | GSP | NG FES - System Transformation | Total installed PV capacity - domestic (MW)
NG FES - System Transformation | Gen_BB013 | MW | NPgN | HAWTHORN PIT GRID | Total installed PV capacity - domestic (MW) | HAWP_6 | 9.188 | 9.239 | 9.515 | 9.881 | 10.245 | 10.678 | 11.469 | 12.486 | 13.712 | 14.923 | 16.108 | 17.234 | 18.437 | 19.602 | 20.773 | 21.941 | 23.182 | 24.61 | 26.101 | 27.493 | 28.861 | 30.234 | 31.611 | 32.994 | 34.384 | 35.78 | 37.184 | 38.594 | 40.01 | 41.433 | 42.863 | 44.3 | NPgN | GSP | NG FES - System Transformation | Total installed PV capacity - domestic (MW)
NG FES - System Transformation | Gen_BB013 | MW | NPgN | KNARESBOROUGH | Total installed PV capacity - domestic (MW) | KNARE_111 | 8.681 | 8.76 | 9.191 | 9.76 | 10.329 | 11.004 | 12.237 | 13.823 | 15.735 | 17.623 | 19.47 | 21.227 | 23.102 | 24.918 | 26.743 | 28.565 | 30.5 | 32.726 | 35.052 | 37.221 | 39.356 | 41.496 | 43.642 | 45.799 | 47.966 | 50.144 | 52.332 | 54.53 | 56.739 | 58.958 | 61.187 | 63.427 | NPgN | GSP | NG FES - System Transformation | Total installed PV capacity - domestic (MW)
NG FES - System Transformation | Gen_BB013 | MW | NPgN | LACKENBY | Total installed PV capacity - domestic (MW) | LACK_6 | 10.243 | 10.32 | 10.735 | 11.284 | 11.833 | 12.484 | 13.673 | 15.202 | 17.046 | 18.866 | 20.647 | 22.342 | 24.15 | 25.901 | 27.661 | 29.418 | 31.284 | 33.431 | 35.674 | 37.766 | 39.824 | 41.888 | 43.958 | 46.037 | 48.127 | 50.227 | 52.337 | 54.457 | 56.587 | 58.727 | 60.876 | 63.036 | NPgN | GSP | NG FES - System Transformation | Total installed PV capacity - domestic (MW)
NG FES - System Transformation | Gen_BB013 | MW | NPgN | NORTON | Total installed PV capacity - domestic (MW) | NORT_1 | 29.196 | 29.395 | 30.48 | 31.915 | 33.347 | 35.048 | 38.153 | 42.149 | 46.965 | 51.72 | 56.372 | 60.798 | 65.521 | 70.096 | 74.694 | 79.283 | 84.157 | 89.764 | 95.623 | 101.087 | 106.463 | 111.855 | 117.262 | 122.694 | 128.153 | 133.638 | 139.149 | 144.687 | 150.25 | 155.84 | 161.456 | 167.098 | NPgN | GSP | NG FES - System Transformation | Total installed PV capacity - domestic (MW)
NG FES - System Transformation | Gen_BB013 | MW | NPgN | OFFERTON | Total installed PV capacity - domestic (MW) | OFFE_3 | 5.096 | 5.122 | 5.264 | 5.451 | 5.638 | 5.859 | 6.264 | 6.785 | 7.413 | 8.033 | 8.64 | 9.217 | 9.833 | 10.429 | 11.029 | 11.627 | 12.263 | 12.994 | 13.758 | 14.47 | 15.171 | 15.874 | 16.579 | 17.287 | 17.999 | 18.714 | 19.433 | 20.155 | 20.88 | 21.609 | 22.341 | 23.077 | NPgN | GSP | NG FES - System Transformation | Total installed PV capacity - domestic (MW)
NG FES - System Transformation | Gen_BB013 | MW | NPgN | OSBALDWICK | Total installed PV capacity - domestic (MW) | OSBA_1 | 18.12 | 18.254 | 18.983 | 19.949 | 20.912 | 22.056 | 24.145 | 26.833 | 30.072 | 33.271 | 36.4 | 39.378 | 42.555 | 45.632 | 48.725 | 51.812 | 55.091 | 58.863 | 62.804 | 66.48 | 70.096 | 73.723 | 77.36 | 81.015 | 84.687 | 88.376 | 92.084 | 95.809 | 99.551 | 103.311 | 107.089 | 110.884 | NPgN | GSP | NG FES - System Transformation | Total installed PV capacity - domestic (MW)
NG FES - System Transformation | Gen_BB013 | MW | NPgN | POPPLETON | Total installed PV capacity - domestic (MW) | POPP_3 | 3.26 | 3.28 | 3.388 | 3.531 | 3.673 | 3.842 | 4.151 | 4.549 | 5.028 | 5.501 | 5.963 | 6.404 | 6.873 | 7.328 | 7.786 | 8.242 | 8.727 | 9.285 | 9.868 | 10.411 | 10.946 | 11.482 | 12.02 | 12.56 | 13.103 | 13.649 | 14.197 | 14.748 | 15.302 | 15.858 | 16.416 | 16.977 | NPgN | GSP | NG FES - System Transformation | Total installed PV capacity - domestic (MW)
NG FES - System Transformation | Gen_BB013 | MW | NPgN | SALTHOLME | Total installed PV capacity - domestic (MW) | SALH_1 | 0.156 | 0.157 | 0.162 | 0.168 | 0.175 | 0.183 | 0.197 | 0.215 | 0.237 | 0.259 | 0.28 | 0.3 | 0.322 | 0.343 | 0.364 | 0.385 | 0.407 | 0.433 | 0.459 | 0.484 | 0.509 | 0.533 | 0.558 | 0.583 | 0.608 | 0.633 | 0.658 | 0.683 | 0.709 | 0.734 | 0.76 | 0.786 | NPgN | GSP | NG FES - System Transformation | Total installed PV capacity - domestic (MW)
NG FES - System Transformation | Gen_BB013 | MW | NPgN | SOUTH SHIELDS | Total installed PV capacity - domestic (MW) | SSHI_3 | 3.235 | 3.258 | 3.38 | 3.543 | 3.705 | 3.897 | 4.249 | 4.701 | 5.246 | 5.785 | 6.311 | 6.812 | 7.347 | 7.865 | 8.385 | 8.905 | 9.456 | 10.091 | 10.754 | 11.373 | 11.982 | 12.592 | 13.204 | 13.819 | 14.437 | 15.058 | 15.682 | 16.308 | 16.938 | 17.571 | 18.207 | 18.845 | NPgN | GSP | NG FES - System Transformation | Total installed PV capacity - domestic (MW)
NG FES - System Transformation | Gen_BB013 | MW | NPgN | SPADEADAM | Total installed PV capacity - domestic (MW) | KIELD01 and SPAD20 | 0.564 | 0.568 | 0.59 | 0.618 | 0.647 | 0.68 | 0.742 | 0.821 | 0.917 | 1.012 | 1.104 | 1.192 | 1.286 | 1.377 | 1.468 | 1.559 | 1.656 | 1.767 | 1.884 | 1.992 | 2.099 | 2.206 | 2.314 | 2.422 | 2.53 | 2.639 | 2.749 | 2.859 | 2.969 | 3.08 | 3.192 | 3.304 | NPgN | GSP | NG FES - System Transformation | Total installed PV capacity - domestic (MW)
NG FES - System Transformation | Gen_BB013 | MW | NPgN | SPENNYMOOR | Total installed PV capacity - domestic (MW) | SPEN_1 | 17.536 | 17.651 | 18.277 | 19.105 | 19.932 | 20.914 | 22.706 | 25.012 | 27.792 | 30.536 | 33.221 | 35.775 | 38.501 | 41.142 | 43.795 | 46.444 | 49.257 | 52.493 | 55.874 | 59.028 | 62.131 | 65.243 | 68.363 | 71.499 | 74.649 | 77.815 | 80.996 | 84.192 | 87.403 | 90.629 | 93.87 | 97.126 | NPgN | GSP | NG FES - System Transformation | Total installed PV capacity - domestic (MW)
NG FES - System Transformation | Gen_BB013 | MW | NPgN | STELLA NORTH | Total installed PV capacity - domestic (MW) | STEN_1 | 8.004 | 8.084 | 8.52 | 9.098 | 9.674 | 10.359 | 11.609 | 13.217 | 15.155 | 17.069 | 18.941 | 20.722 | 22.623 | 24.464 | 26.315 | 28.161 | 30.123 | 32.38 | 34.738 | 36.937 | 39.101 | 41.271 | 43.446 | 45.633 | 47.83 | 50.037 | 52.255 | 54.484 | 56.723 | 58.973 | 61.233 | 63.503 | NPgN | GSP | NG FES - System Transformation | Total installed PV capacity - domestic (MW)
NG FES - System Transformation | Gen_BB013 | MW | NPgN | STELLA SOUTH | Total installed PV capacity - domestic (MW) | STES_1 | 11.428 | 11.497 | 11.875 | 12.374 | 12.873 | 13.465 | 14.546 | 15.937 | 17.613 | 19.269 | 20.888 | 22.429 | 24.073 | 25.665 | 27.266 | 28.864 | 30.56 | 32.512 | 34.552 | 36.454 | 38.325 | 40.202 | 42.084 | 43.976 | 45.876 | 47.785 | 49.704 | 51.632 | 53.568 | 55.514 | 57.469 | 59.433 | NPgN | GSP | NG FES - System Transformation | Total installed PV capacity - domestic (MW)
NG FES - System Transformation | Gen_BB013 | MW | NPgN | TYNEMOUTH | Total installed PV capacity - domestic (MW) | TYNE_1 | 8.723 | 8.792 | 9.17 | 9.67 | 10.17 | 10.762 | 11.845 | 13.237 | 14.916 | 16.574 | 18.195 | 19.738 | 21.384 | 22.979 | 24.581 | 26.181 | 27.88 | 29.834 | 31.876 | 33.781 | 35.655 | 37.534 | 39.419 | 41.312 | 43.215 | 45.127 | 47.048 | 48.978 | 50.917 | 52.865 | 54.823 | 56.789 | NPgN | GSP | NG FES - System Transformation | Total installed PV capacity - domestic (MW)
NG FES - System Transformation | Gen_BB013 | MW | NPgN | WEST BOLDON | Total installed PV capacity - domestic (MW) | WBOL_6 | 15.143 | 15.236 | 15.747 | 16.422 | 17.096 | 17.896 | 19.357 | 21.237 | 23.503 | 25.741 | 27.929 | 30.012 | 32.235 | 34.387 | 36.551 | 38.71 | 41.003 | 43.642 | 46.398 | 48.969 | 51.499 | 54.036 | 56.58 | 59.136 | 61.705 | 64.285 | 66.879 | 69.484 | 72.102 | 74.732 | 77.374 | 80.029 | NPgN | GSP | NG FES - System Transformation | Total installed PV capacity - domestic (MW)
NG FES - System Transformation | Gen_BB013 | MW | NPgY | BRADFORD WEST | Total installed PV capacity - domestic (MW) | BRAW_1 | 18.321 | 18.527 | 19.543 | 20.916 | 22.556 | 24.507 | 27.891 | 32.186 | 37.354 | 42.501 | 47.602 | 52.584 | 57.946 | 63.236 | 68.557 | 73.89 | 79.413 | 85.395 | 91.546 | 97.477 | 103.372 | 109.294 | 115.242 | 121.224 | 127.239 | 133.287 | 139.369 | 145.483 | 151.631 | 157.813 | 164.027 | 170.275 | NPgY | GSP | NG FES - System Transformation | Total installed PV capacity - domestic (MW)
NG FES - System Transformation | Gen_BB013 | MW | NPgY | CAMBLESFORTH | Total installed PV capacity - domestic (MW) | CAMB_01 | 3.101 | 3.122 | 3.226 | 3.367 | 3.534 | 3.734 | 4.081 | 4.521 | 5.05 | 5.577 | 6.099 | 6.609 | 7.158 | 7.7 | 8.245 | 8.791 | 9.356 | 9.969 | 10.599 | 11.206 | 11.81 | 12.416 | 13.025 | 13.638 | 14.254 | 14.873 | 15.496 | 16.122 | 16.751 | 17.384 | 18.021 | 18.66 | NPgY | GSP | NG FES - System Transformation | Total installed PV capacity - domestic (MW)
NG FES - System Transformation | Gen_BB013 | MW | NPgY | CREYKE BECK | Total installed PV capacity - domestic (MW) | CREB_1 | 26.185 | 26.416 | 27.55 | 29.083 | 30.915 | 33.095 | 36.874 | 41.671 | 47.443 | 53.192 | 58.89 | 64.453 | 70.442 | 76.35 | 82.294 | 88.25 | 94.419 | 101.1 | 107.97 | 114.594 | 121.178 | 127.793 | 134.437 | 141.118 | 147.836 | 154.591 | 161.383 | 168.213 | 175.08 | 181.984 | 188.925 | 195.903 | NPgY | GSP | NG FES - System Transformation | Total installed PV capacity - domestic (MW)
NG FES - System Transformation | Gen_BB013 | MW | NPgY | DRAX | Total installed PV capacity - domestic (MW) | DRAX_YEDL | 0.764 | 0.79 | 0.92 | 1.096 | 1.306 | 1.556 | 1.99 | 2.54 | 3.202 | 3.861 | 4.515 | 5.153 | 5.84 | 6.517 | 7.199 | 7.882 | 8.59 | 9.356 | 10.144 | 10.903 | 11.659 | 12.417 | 13.179 | 13.945 | 14.716 | 15.491 | 16.27 | 17.053 | 17.841 | 18.632 | 19.428 | 20.229 | NPgY | GSP | NG FES - System Transformation | Total installed PV capacity - domestic (MW)
NG FES - System Transformation | Gen_BB013 | MW | NPgY | ELLAND | Total installed PV capacity - domestic (MW) | ELLA_1 | 18.71 | 18.865 | 19.627 | 20.658 | 21.889 | 23.353 | 25.893 | 29.117 | 32.995 | 36.858 | 40.687 | 44.426 | 48.45 | 52.42 | 56.414 | 60.417 | 64.562 | 69.051 | 73.668 | 78.119 | 82.543 | 86.988 | 91.453 | 95.942 | 100.456 | 104.996 | 109.56 | 114.149 | 118.764 | 123.403 | 128.067 | 132.756 | NPgY | GSP | NG FES - System Transformation | Total installed PV capacity - domestic (MW)
NG FES - System Transformation | Gen_BB013 | MW | NPgY | FERRYBRIDGE A | Total installed PV capacity - domestic (MW) | FERRA2 | 8.878 | 8.927 | 9.17 | 9.499 | 9.892 | 10.359 | 11.17 | 12.199 | 13.436 | 14.669 | 15.891 | 17.084 | 18.369 | 19.636 | 20.91 | 22.188 | 23.51 | 24.943 | 26.416 | 27.837 | 29.249 | 30.667 | 32.092 | 33.525 | 34.966 | 36.414 | 37.871 | 39.335 | 40.808 | 42.289 | 43.777 | 45.273 | NPgY | GSP | NG FES - System Transformation | Total installed PV capacity - domestic (MW)
NG FES - System Transformation | Gen_BB013 | MW | NPgY | FERRYBRIDGE B | Total installed PV capacity - domestic (MW) | FERRB9 | 15.306 | 15.414 | 15.95 | 16.673 | 17.538 | 18.567 | 20.35 | 22.614 | 25.339 | 28.052 | 30.741 | 33.367 | 36.193 | 38.982 | 41.787 | 44.598 | 47.51 | 50.663 | 53.905 | 57.032 | 60.139 | 63.261 | 66.397 | 69.55 | 72.721 | 75.909 | 79.115 | 82.338 | 85.579 | 88.837 | 92.113 | 95.407 | NPgY | GSP | NG FES - System Transformation | Total installed PV capacity - domestic (MW)
NG FES - System Transformation | Gen_BB013 | MW | NPgY | GRIMSBY WEST | Total installed PV capacity - domestic (MW) | GRIW_1 | 10.625 | 10.705 | 11.099 | 11.63 | 12.265 | 13.021 | 14.331 | 15.994 | 17.995 | 19.988 | 21.964 | 23.892 | 25.969 | 28.017 | 30.077 | 32.142 | 34.281 | 36.597 | 38.979 | 41.275 | 43.558 | 45.851 | 48.154 | 50.471 | 52.8 | 55.141 | 57.496 | 59.864 | 62.245 | 64.638 | 67.044 | 69.463 | NPgY | GSP | NG FES - System Transformation | Total installed PV capacity - domestic (MW)
NG FES - System Transformation | Gen_BB013 | MW | NPgY | JORDANTHORPE | Total installed PV capacity - domestic (MW) | JORD_3 | 3.167 | 3.191 | 3.31 | 3.471 | 3.663 | 3.892 | 4.288 | 4.791 | 5.397 | 6 | 6.598 | 7.182 | 7.81 | 8.43 | 9.053 | 9.678 | 10.325 | 11.026 | 11.747 | 12.442 | 13.133 | 13.827 | 14.524 | 15.225 | 15.93 | 16.638 | 17.351 | 18.067 | 18.788 | 19.512 | 20.24 | 20.972 | NPgY | GSP | NG FES - System Transformation | Total installed PV capacity - domestic (MW)
NG FES - System Transformation | Gen_BB013 | MW | NPgY | KEADBY | Total installed PV capacity - domestic (MW) | KEAD_YEDL | 28.432 | 28.542 | 29.083 | 29.814 | 30.686 | 31.725 | 33.527 | 35.813 | 38.564 | 41.304 | 44.02 | 46.672 | 49.526 | 52.342 | 55.175 | 58.014 | 60.954 | 64.138 | 67.413 | 70.57 | 73.708 | 76.861 | 80.027 | 83.211 | 86.413 | 89.633 | 92.87 | 96.126 | 99.398 | 102.689 | 105.997 | 109.323 | NPgY | GSP | NG FES - System Transformation | Total installed PV capacity - domestic (MW)
NG FES - System Transformation | Gen_BB013 | MW | NPgY | KIRKSTALL B | Total installed PV capacity - domestic (MW) | KIRKB1 | 8.375 | 8.462 | 8.889 | 9.467 | 10.157 | 10.979 | 12.403 | 14.211 | 16.387 | 18.554 | 20.701 | 22.798 | 25.055 | 27.282 | 29.522 | 31.767 | 34.092 | 36.61 | 39.2 | 41.696 | 44.178 | 46.671 | 49.175 | 51.693 | 54.225 | 56.771 | 59.331 | 61.906 | 64.494 | 67.096 | 69.712 | 72.342 | NPgY | GSP | NG FES - System Transformation | Total installed PV capacity - domestic (MW)
NG FES - System Transformation | Gen_BB013 | MW | NPgY | NEEPSEND | Total installed PV capacity - domestic (MW) | NEEP_3 | 3.314 | 3.353 | 3.541 | 3.796 | 4.1 | 4.462 | 5.09 | 5.886 | 6.845 | 7.799 | 8.745 | 9.669 | 10.664 | 11.645 | 12.632 | 13.621 | 14.646 | 15.755 | 16.896 | 17.996 | 19.089 | 20.188 | 21.291 | 22.4 | 23.516 | 24.638 | 25.766 | 26.9 | 28.04 | 29.187 | 30.339 | 31.498 | NPgY | GSP | NG FES - System Transformation | Total installed PV capacity - domestic (MW)
NG FES - System Transformation | Gen_BB013 | MW | NPgY | NORTON LEES | Total installed PV capacity - domestic (MW) | NORL_3 | 3.315 | 3.353 | 3.543 | 3.799 | 4.105 | 4.469 | 5.1 | 5.902 | 6.866 | 7.826 | 8.778 | 9.708 | 10.708 | 11.695 | 12.688 | 13.683 | 14.713 | 15.829 | 16.977 | 18.084 | 19.183 | 20.288 | 21.398 | 22.514 | 23.636 | 24.765 | 25.9 | 27.04 | 28.188 | 29.341 | 30.5 | 31.666 | NPgY | GSP | NG FES - System Transformation | Total installed PV capacity - domestic (MW)
NG FES - System Transformation | Gen_BB013 | MW | NPgY | PITSMOOR 3/4 | Total installed PV capacity - domestic (MW) | PITS_BB_B | 0.792 | 0.808 | 0.889 | 0.998 | 1.128 | 1.283 | 1.551 | 1.892 | 2.302 | 2.711 | 3.116 | 3.511 | 3.937 | 4.357 | 4.779 | 5.203 | 5.641 | 6.116 | 6.604 | 7.075 | 7.543 | 8.013 | 8.485 | 8.96 | 9.438 | 9.918 | 10.401 | 10.886 | 11.374 | 11.865 | 12.358 | 12.854 | NPgY | GSP | NG FES - System Transformation | Total installed PV capacity - domestic (MW)
NG FES - System Transformation | Gen_BB013 | MW | NPgY | SALTEND NORTH | Total installed PV capacity - domestic (MW) | SALT_1 | 3.744 | 3.775 | 3.923 | 4.123 | 4.362 | 4.646 | 5.139 | 5.765 | 6.518 | 7.268 | 8.011 | 8.737 | 9.518 | 10.289 | 11.064 | 11.842 | 12.646 | 13.518 | 14.414 | 15.278 | 16.137 | 17 | 17.867 | 18.739 | 19.615 | 20.496 | 21.382 | 22.273 | 23.169 | 24.07 | 24.976 | 25.886 | NPgY | GSP | NG FES - System Transformation | Total installed PV capacity - domestic (MW)
NG FES - System Transformation | Gen_BB013 | MW | NPgY | SHEFFIELD CITY | Total installed PV capacity - domestic (MW) | SHEC_3 | 1.172 | 1.193 | 1.292 | 1.426 | 1.586 | 1.776 | 2.106 | 2.526 | 3.03 | 3.532 | 4.03 | 4.516 | 5.04 | 5.556 | 6.075 | 6.596 | 7.135 | 7.718 | 8.319 | 8.897 | 9.473 | 10.051 | 10.631 | 11.215 | 11.802 | 12.392 | 12.986 | 13.583 | 14.183 | 14.786 | 15.392 | 16.002 | NPgY | GSP | NG FES - System Transformation | Total installed PV capacity - domestic (MW)
NG FES - System Transformation | Gen_BB013 | MW | NPgY | SKELTON GRANGE | Total installed PV capacity - domestic (MW) | SKLGB1 | 20.471 | 20.695 | 21.796 | 23.285 | 25.064 | 27.181 | 30.851 | 35.509 | 41.114 | 46.697 | 52.23 | 57.633 | 63.449 | 69.186 | 74.958 | 80.743 | 86.733 | 93.221 | 99.892 | 106.325 | 112.719 | 119.142 | 125.594 | 132.082 | 138.606 | 145.166 | 151.762 | 158.394 | 165.063 | 171.767 | 178.507 | 185.284 | NPgY | GSP | NG FES - System Transformation | Total installed PV capacity - domestic (MW)
NG FES - System Transformation | Gen_BB013 | MW | NPgY | TEMPLEBOROUGH 275/33KV | Total installed PV capacity - domestic (MW) | TEMP_3 | 0.349 | 0.352 | 0.367 | 0.387 | 0.411 | 0.44 | 0.489 | 0.551 | 0.627 | 0.701 | 0.776 | 0.848 | 0.926 | 1.003 | 1.081 | 1.158 | 1.239 | 1.326 | 1.415 | 1.502 | 1.588 | 1.674 | 1.76 | 1.847 | 1.935 | 2.023 | 2.112 | 2.201 | 2.29 | 2.38 | 2.471 | 2.562 | NPgY | GSP | NG FES - System Transformation | Total installed PV capacity - domestic (MW)
NG FES - System Transformation | Gen_BB013 | MW | NPgY | THURCROFT | Total installed PV capacity - domestic (MW) | THUR_6 | 18.993 | 19.073 | 19.463 | 19.992 | 20.623 | 21.374 | 22.676 | 24.329 | 26.318 | 28.299 | 30.262 | 32.179 | 34.243 | 36.278 | 38.326 | 40.379 | 42.504 | 44.806 | 47.174 | 49.456 | 51.725 | 54.004 | 56.293 | 58.595 | 60.91 | 63.238 | 65.578 | 67.931 | 70.297 | 72.676 | 75.068 | 77.472 | NPgY | GSP | NG FES - System Transformation | Total installed PV capacity - domestic (MW)
NG FES - System Transformation | Gen_BB013 | MW | NPgY | WEST MELTON / THORPE MARSH | Total installed PV capacity - domestic (MW) | WMEL_THOM | 29.198 | 29.358 | 30.145 | 31.209 | 32.48 | 33.992 | 36.614 | 39.942 | 43.947 | 47.936 | 51.889 | 55.749 | 59.904 | 64.003 | 68.126 | 72.259 | 76.539 | 81.174 | 85.941 | 90.537 | 95.105 | 99.694 | 104.303 | 108.939 | 113.6 | 118.286 | 122.999 | 127.737 | 132.501 | 137.291 | 142.107 | 146.948 | NPgY | GSP | NG FES - System Transformation | Total installed PV capacity - domestic (MW)
NG FES - System Transformation | Gen_BB013 | MW | NPgY | WEST MELTON SECTION 3 | Total installed PV capacity - domestic (MW) | WMEL_BB3 | 25.561 | 25.702 | 26.399 | 27.342 | 28.467 | 29.807 | 32.129 | 35.077 | 38.623 | 42.156 | 45.657 | 49.076 | 52.756 | 56.386 | 60.039 | 63.699 | 67.489 | 71.595 | 75.816 | 79.887 | 83.933 | 87.997 | 92.08 | 96.185 | 100.313 | 104.464 | 108.638 | 112.835 | 117.054 | 121.296 | 125.561 | 129.849 | NPgY | GSP | NG FES - System Transformation | Total installed PV capacity - domestic (MW)
NG FES - System Transformation | Gen_BB013 | MW | NPgY | WINCOBANK | Total installed PV capacity - domestic (MW) | WIBA_3 | 0.989 | 0.996 | 1.027 | 1.069 | 1.119 | 1.179 | 1.283 | 1.415 | 1.574 | 1.732 | 1.888 | 2.041 | 2.206 | 2.368 | 2.531 | 2.695 | 2.864 | 3.048 | 3.237 | 3.419 | 3.6 | 3.782 | 3.964 | 4.148 | 4.332 | 4.518 | 4.705 | 4.892 | 5.081 | 5.271 | 5.461 | 5.653 | NPgY | GSP | NG FES - System Transformation | Total installed PV capacity - domestic (MW)
NG FES - System Transformation | Gen_BB012 | MW | NPgN | BLYTH 66kV | Total installed PV capacity - I&C and large (MW) | BLYTB1 | 1 | 1.06 | 8.081 | 15.103 | 22.246 | 25.627 | 29.297 | 32.946 | 36.604 | 41.183 | 46.692 | 54.307 | 56.7 | 59.286 | 61.609 | 64.418 | 66.21 | 66.544 | 66.509 | 66.906 | 68.345 | 69.779 | 71.208 | 72.629 | 74.042 | 75.164 | 76.28 | 77.39 | 78.493 | 79.589 | 80.68 | 81.763 | NPgN | GSP | NG FES - System Transformation | Total installed PV capacity - I&C and large (MW)
NG FES - System Transformation | Gen_BB012 | MW | NPgN | BLYTH 132kV | Total installed PV capacity - I&C and large (MW) | BLYTH132 | 0.886 | 0.893 | 13.296 | 25.699 | 38.184 | 43.981 | 50.29 | 56.565 | 62.825 | 70.682 | 80.134 | 93.217 | 97.002 | 101.062 | 104.657 | 109.098 | 111.838 | 112.266 | 112.13 | 112.597 | 114.862 | 117.116 | 119.357 | 121.583 | 123.794 | 125.492 | 127.179 | 128.855 | 130.519 | 132.171 | 133.813 | 135.442 | NPgN | GSP | NG FES - System Transformation | Total installed PV capacity - I&C and large (MW)
NG FES - System Transformation | Gen_BB012 | MW | NPgN | FOURSTONES | Total installed PV capacity - I&C and large (MW) | FOUR_1 | 0.262 | 0.265 | 0.909 | 1.553 | 2.229 | 2.567 | 2.931 | 3.293 | 3.66 | 4.117 | 4.666 | 5.423 | 5.713 | 6.03 | 6.324 | 6.665 | 6.897 | 6.953 | 6.962 | 7.035 | 7.211 | 7.387 | 7.563 | 7.738 | 7.913 | 8.061 | 8.208 | 8.355 | 8.502 | 8.647 | 8.792 | 8.937 | NPgN | GSP | NG FES - System Transformation | Total installed PV capacity - I&C and large (MW)
NG FES - System Transformation | Gen_BB012 | MW | NPgN | HARTMOOR | Total installed PV capacity - I&C and large (MW) | HARM_6 | 0.92 | 0.926 | 4.398 | 7.869 | 11.415 | 13.103 | 14.935 | 16.757 | 18.586 | 20.873 | 23.625 | 27.427 | 28.655 | 29.985 | 31.185 | 32.627 | 33.556 | 33.737 | 33.727 | 33.948 | 34.687 | 35.424 | 36.159 | 36.89 | 37.618 | 38.201 | 38.782 | 39.359 | 39.933 | 40.504 | 41.072 | 41.637 | NPgN | GSP | NG FES - System Transformation | Total installed PV capacity - I&C and large (MW)
NG FES - System Transformation | Gen_BB012 | MW | NPgN | HAWTHORN PIT GRID | Total installed PV capacity - I&C and large (MW) | HAWP_6 | 6.445 | 6.451 | 10.077 | 13.704 | 17.397 | 19.148 | 21.049 | 22.939 | 24.834 | 27.206 | 30.06 | 34.004 | 35.253 | 36.604 | 37.82 | 39.286 | 40.225 | 40.402 | 40.386 | 40.599 | 41.35 | 42.099 | 42.846 | 43.589 | 44.327 | 44.915 | 45.5 | 46.082 | 46.66 | 47.235 | 47.807 | 48.376 | NPgN | GSP | NG FES - System Transformation | Total installed PV capacity - I&C and large (MW)
NG FES - System Transformation | Gen_BB012 | MW | NPgN | KNARESBOROUGH | Total installed PV capacity - I&C and large (MW) | KNARE_111 | 12.216 | 12.231 | 26.656 | 41.08 | 55.674 | 62.512 | 69.945 | 77.337 | 84.728 | 93.993 | 105.139 | 120.557 | 125.202 | 130.204 | 134.664 | 140.116 | 143.536 | 144.122 | 144.005 | 144.678 | 147.463 | 150.238 | 153 | 155.745 | 158.473 | 160.604 | 162.722 | 164.828 | 166.919 | 168.998 | 171.063 | 173.114 | NPgN | GSP | NG FES - System Transformation | Total installed PV capacity - I&C and large (MW)
NG FES - System Transformation | Gen_BB012 | MW | NPgN | LACKENBY | Total installed PV capacity - I&C and large (MW) | LACK_6 | 13.774 | 13.785 | 17.533 | 21.282 | 25.152 | 27.031 | 29.063 | 31.085 | 33.122 | 35.665 | 38.723 | 42.945 | 44.41 | 46.005 | 47.461 | 49.182 | 50.319 | 50.564 | 50.578 | 50.889 | 51.774 | 52.658 | 53.541 | 54.42 | 55.294 | 56.014 | 56.73 | 57.443 | 58.153 | 58.858 | 59.561 | 60.26 | NPgN | GSP | NG FES - System Transformation | Total installed PV capacity - I&C and large (MW)
NG FES - System Transformation | Gen_BB012 | MW | NPgN | NORTON | Total installed PV capacity - I&C and large (MW) | NORT_1 | 59.764 | 59.799 | 89.522 | 119.245 | 149.368 | 163.528 | 178.911 | 194.212 | 209.521 | 228.705 | 251.781 | 283.698 | 293.443 | 303.951 | 313.344 | 324.785 | 332.002 | 333.273 | 333.062 | 334.541 | 340.391 | 346.218 | 352.022 | 357.792 | 363.526 | 368.03 | 372.508 | 376.959 | 381.381 | 385.777 | 390.145 | 394.486 | NPgN | GSP | NG FES - System Transformation | Total installed PV capacity - I&C and large (MW)
NG FES - System Transformation | Gen_BB012 | MW | NPgN | OFFERTON | Total installed PV capacity - I&C and large (MW) | OFFE_3 | 0.15 | 0.153 | 0.414 | 0.674 | 0.977 | 1.152 | 1.337 | 1.521 | 1.713 | 1.948 | 2.231 | 2.617 | 2.83 | 3.069 | 3.298 | 3.549 | 3.735 | 3.793 | 3.813 | 3.893 | 4.024 | 4.156 | 4.289 | 4.422 | 4.554 | 4.675 | 4.797 | 4.918 | 5.039 | 5.16 | 5.28 | 5.4 | NPgN | GSP | NG FES - System Transformation | Total installed PV capacity - I&C and large (MW)
NG FES - System Transformation | Gen_BB012 | MW | NPgN | OSBALDWICK | Total installed PV capacity - I&C and large (MW) | OSBA_1 | 8.455 | 8.476 | 43.783 | 79.089 | 114.641 | 131.162 | 149.139 | 167.018 | 184.858 | 207.248 | 234.183 | 271.462 | 282.28 | 293.891 | 304.176 | 316.871 | 324.715 | 325.949 | 325.568 | 326.924 | 333.399 | 339.842 | 346.25 | 352.616 | 358.94 | 363.803 | 368.633 | 373.433 | 378.198 | 382.931 | 387.632 | 392.3 | NPgN | GSP | NG FES - System Transformation | Total installed PV capacity - I&C and large (MW)
NG FES - System Transformation | Gen_BB012 | MW | NPgN | POPPLETON | Total installed PV capacity - I&C and large (MW) | POPP_3 | 0.429 | 0.431 | 1.517 | 2.602 | 3.718 | 4.254 | 4.835 | 5.413 | 5.995 | 6.721 | 7.595 | 8.802 | 9.207 | 9.648 | 10.048 | 10.524 | 10.835 | 10.899 | 10.9 | 10.98 | 11.224 | 11.468 | 11.712 | 11.954 | 12.196 | 12.392 | 12.587 | 12.781 | 12.975 | 13.167 | 13.358 | 13.548 | NPgN | GSP | NG FES - System Transformation | Total installed PV capacity - I&C and large (MW)
NG FES - System Transformation | Gen_BB012 | MW | NPgN | SALTHOLME | Total installed PV capacity - I&C and large (MW) | SALH_1 | 0.056 | 0.056 | 0.327 | 0.597 | 0.873 | 1.005 | 1.147 | 1.289 | 1.432 | 1.61 | 1.824 | 2.12 | 2.215 | 2.319 | 2.412 | 2.524 | 2.597 | 2.611 | 2.61 | 2.627 | 2.684 | 2.742 | 2.799 | 2.856 | 2.912 | 2.958 | 3.003 | 3.048 | 3.092 | 3.137 | 3.181 | 3.225 | NPgN | GSP | NG FES - System Transformation | Total installed PV capacity - I&C and large (MW)
NG FES - System Transformation | Gen_BB012 | MW | NPgN | SOUTH SHIELDS | Total installed PV capacity - I&C and large (MW) | SSHI_3 | 0.57 | 0.574 | 0.579 | 0.585 | 0.63 | 0.685 | 0.74 | 0.794 | 0.857 | 0.93 | 1.017 | 1.134 | 1.268 | 1.422 | 1.576 | 1.734 | 1.863 | 1.912 | 1.934 | 2.005 | 2.088 | 2.173 | 2.259 | 2.345 | 2.431 | 2.518 | 2.604 | 2.69 | 2.776 | 2.862 | 2.948 | 3.034 | NPgN | GSP | NG FES - System Transformation | Total installed PV capacity - I&C and large (MW)
NG FES - System Transformation | Gen_BB012 | MW | NPgN | SPADEADAM | Total installed PV capacity - I&C and large (MW) | KIELD01 and SPAD20 | 0.064 | 0.065 | 0.569 | 1.072 | 1.588 | 1.836 | 2.104 | 2.371 | 2.639 | 2.974 | 3.377 | 3.933 | 4.118 | 4.318 | 4.499 | 4.715 | 4.856 | 4.885 | 4.884 | 4.92 | 5.031 | 5.141 | 5.252 | 5.362 | 5.472 | 5.56 | 5.649 | 5.736 | 5.824 | 5.91 | 5.997 | 6.083 | NPgN | GSP | NG FES - System Transformation | Total installed PV capacity - I&C and large (MW)
NG FES - System Transformation | Gen_BB012 | MW | NPgN | SPENNYMOOR | Total installed PV capacity - I&C and large (MW) | SPEN_1 | 3.714 | 3.735 | 27.33 | 50.925 | 74.751 | 85.879 | 97.98 | 110.014 | 122.037 | 137.116 | 155.255 | 180.353 | 187.803 | 195.817 | 202.944 | 211.688 | 217.142 | 218.048 | 217.831 | 218.854 | 223.319 | 227.764 | 232.188 | 236.584 | 240.952 | 244.345 | 247.715 | 251.064 | 254.391 | 257.696 | 260.98 | 264.241 | NPgN | GSP | NG FES - System Transformation | Total installed PV capacity - I&C and large (MW)
NG FES - System Transformation | Gen_BB012 | MW | NPgN | STELLA NORTH | Total installed PV capacity - I&C and large (MW) | STEN_1 | 1.976 | 1.989 | 3.634 | 5.279 | 7.071 | 8.017 | 9.03 | 10.037 | 11.072 | 12.349 | 13.886 | 15.996 | 16.947 | 18.002 | 18.996 | 20.116 | 20.911 | 21.131 | 21.19 | 21.49 | 22.071 | 22.654 | 23.24 | 23.824 | 24.406 | 24.92 | 25.433 | 25.945 | 26.454 | 26.963 | 27.47 | 27.975 | NPgN | GSP | NG FES - System Transformation | Total installed PV capacity - I&C and large (MW)
NG FES - System Transformation | Gen_BB012 | MW | NPgN | STELLA SOUTH | Total installed PV capacity - I&C and large (MW) | STES_1 | 6.858 | 6.87 | 18.395 | 29.921 | 41.581 | 47.044 | 52.983 | 58.89 | 64.795 | 72.198 | 81.104 | 93.423 | 97.134 | 101.131 | 104.695 | 109.051 | 111.784 | 112.252 | 112.159 | 112.696 | 114.922 | 117.139 | 119.346 | 121.54 | 123.719 | 125.423 | 127.115 | 128.797 | 130.468 | 132.129 | 133.779 | 135.419 | NPgN | GSP | NG FES - System Transformation | Total installed PV capacity - I&C and large (MW)
NG FES - System Transformation | Gen_BB012 | MW | NPgN | TYNEMOUTH | Total installed PV capacity - I&C and large (MW) | TYNE_1 | 1.281 | 1.289 | 1.739 | 2.189 | 2.727 | 3.046 | 3.384 | 3.72 | 4.073 | 4.503 | 5.021 | 5.727 | 6.141 | 6.607 | 7.056 | 7.544 | 7.91 | 8.027 | 8.069 | 8.233 | 8.488 | 8.745 | 9.004 | 9.263 | 9.521 | 9.761 | 10.001 | 10.24 | 10.478 | 10.717 | 10.955 | 11.192 | NPgN | GSP | NG FES - System Transformation | Total installed PV capacity - I&C and large (MW)
NG FES - System Transformation | Gen_BB012 | MW | NPgN | WEST BOLDON | Total installed PV capacity - I&C and large (MW) | WBOL_6 | 7.379 | 7.391 | 8.781 | 10.172 | 11.701 | 12.518 | 13.392 | 14.262 | 15.157 | 16.261 | 17.589 | 19.411 | 20.261 | 21.205 | 22.098 | 23.099 | 23.815 | 24.018 | 24.076 | 24.353 | 24.873 | 25.395 | 25.919 | 26.443 | 26.964 | 27.428 | 27.891 | 28.353 | 28.814 | 29.273 | 29.731 | 30.188 | NPgN | GSP | NG FES - System Transformation | Total installed PV capacity - I&C and large (MW)
NG FES - System Transformation | Gen_BB012 | MW | NPgY | BRADFORD WEST | Total installed PV capacity - I&C and large (MW) | BRAW_1 | 4.175 | 4.202 | 5.946 | 7.691 | 9.454 | 10.547 | 11.733 | 12.914 | 14.097 | 15.578 | 17.359 | 19.822 | 21.116 | 22.509 | 23.749 | 25.268 | 26.217 | 26.375 | 26.339 | 26.518 | 27.294 | 28.067 | 28.836 | 29.6 | 30.359 | 30.949 | 31.536 | 32.118 | 32.697 | 33.273 | 33.844 | 34.412 | NPgY | GSP | NG FES - System Transformation | Total installed PV capacity - I&C and large (MW)
NG FES - System Transformation | Gen_BB012 | MW | NPgY | CAMBLESFORTH | Total installed PV capacity - I&C and large (MW) | CAMB_01 | 0.914 | 0.941 | 1.263 | 1.585 | 1.925 | 2.158 | 2.407 | 2.656 | 2.911 | 3.227 | 3.606 | 4.126 | 4.461 | 4.831 | 5.174 | 5.569 | 5.841 | 5.91 | 5.923 | 6.013 | 6.217 | 6.422 | 6.627 | 6.831 | 7.034 | 7.208 | 7.382 | 7.555 | 7.727 | 7.899 | 8.07 | 8.24 | NPgY | GSP | NG FES - System Transformation | Total installed PV capacity - I&C and large (MW)
NG FES - System Transformation | Gen_BB012 | MW | NPgY | CREYKE BECK | Total installed PV capacity - I&C and large (MW) | CREB_1 | 27.198 | 27.437 | 40.157 | 52.876 | 65.758 | 73.791 | 82.501 | 91.17 | 99.868 | 110.749 | 123.838 | 141.924 | 151.553 | 161.931 | 171.193 | 182.5 | 189.608 | 190.839 | 190.61 | 192.031 | 197.81 | 203.565 | 209.296 | 214.992 | 220.654 | 225.086 | 229.492 | 233.869 | 238.22 | 242.543 | 246.84 | 251.107 | NPgY | GSP | NG FES - System Transformation | Total installed PV capacity - I&C and large (MW)
NG FES - System Transformation | Gen_BB012 | MW | NPgY | DRAX | Total installed PV capacity - I&C and large (MW) | DRAX_YEDL | 1.331 | 1.37 | 2.909 | 4.447 | 6.013 | 7 | 8.068 | 9.131 | 10.201 | 11.538 | 13.145 | 15.365 | 16.576 | 17.886 | 19.061 | 20.484 | 21.391 | 21.559 | 21.54 | 21.74 | 22.468 | 23.194 | 23.918 | 24.637 | 25.353 | 25.92 | 26.485 | 27.046 | 27.603 | 28.158 | 28.709 | 29.257 | NPgY | GSP | NG FES - System Transformation | Total installed PV capacity - I&C and large (MW)
NG FES - System Transformation | Gen_BB012 | MW | NPgY | ELLAND | Total installed PV capacity - I&C and large (MW) | ELLA_1 | 3.825 | 3.845 | 5.562 | 7.28 | 9.011 | 10.078 | 11.237 | 12.391 | 13.544 | 14.99 | 16.729 | 19.134 | 20.38 | 21.718 | 22.904 | 24.366 | 25.271 | 25.415 | 25.373 | 25.533 | 26.279 | 27.021 | 27.759 | 28.493 | 29.222 | 29.783 | 30.341 | 30.896 | 31.446 | 31.993 | 32.536 | 33.075 | NPgY | GSP | NG FES - System Transformation | Total installed PV capacity - I&C and large (MW)
NG FES - System Transformation | Gen_BB012 | MW | NPgY | FERRYBRIDGE A | Total installed PV capacity - I&C and large (MW) | FERRA2 | 1.199 | 1.232 | 3.721 | 6.209 | 8.72 | 10.272 | 11.957 | 13.634 | 15.312 | 17.414 | 19.943 | 23.44 | 25.263 | 27.223 | 28.963 | 31.103 | 32.433 | 32.649 | 32.592 | 32.834 | 33.926 | 35.013 | 36.095 | 37.169 | 38.237 | 39.063 | 39.884 | 40.7 | 41.51 | 42.314 | 43.114 | 43.908 | NPgY | GSP | NG FES - System Transformation | Total installed PV capacity - I&C and large (MW)
NG FES - System Transformation | Gen_BB012 | MW | NPgY | FERRYBRIDGE B | Total installed PV capacity - I&C and large (MW) | FERRB9 | 22.915 | 23.008 | 29.395 | 35.781 | 42.231 | 46.225 | 50.561 | 54.877 | 59.198 | 64.61 | 71.119 | 80.12 | 84.836 | 89.909 | 94.419 | 99.956 | 103.407 | 103.977 | 103.838 | 104.481 | 107.308 | 110.122 | 112.923 | 115.706 | 118.471 | 120.616 | 122.749 | 124.866 | 126.971 | 129.062 | 131.139 | 133.201 | NPgY | GSP | NG FES - System Transformation | Total installed PV capacity - I&C and large (MW)
NG FES - System Transformation | Gen_BB012 | MW | NPgY | GRIMSBY WEST | Total installed PV capacity - I&C and large (MW) | GRIW_1 | 3.924 | 3.977 | 8.069 | 12.162 | 16.29 | 18.84 | 21.61 | 24.366 | 27.123 | 30.579 | 34.735 | 40.482 | 43.475 | 46.692 | 49.547 | 53.06 | 55.242 | 55.595 | 55.5 | 55.895 | 57.688 | 59.472 | 61.248 | 63.012 | 64.764 | 66.119 | 67.466 | 68.803 | 70.131 | 71.451 | 72.762 | 74.064 | NPgY | GSP | NG FES - System Transformation | Total installed PV capacity - I&C and large (MW)
NG FES - System Transformation | Gen_BB012 | MW | NPgY | JORDANTHORPE | Total installed PV capacity - I&C and large (MW) | JORD_3 | 0.187 | 0.189 | 0.383 | 0.576 | 0.771 | 0.892 | 1.023 | 1.153 | 1.283 | 1.447 | 1.643 | 1.915 | 2.056 | 2.208 | 2.343 | 2.508 | 2.611 | 2.628 | 2.623 | 2.642 | 2.727 | 2.811 | 2.895 | 2.978 | 3.061 | 3.124 | 3.188 | 3.251 | 3.314 | 3.376 | 3.438 | 3.499 | NPgY | GSP | NG FES - System Transformation | Total installed PV capacity - I&C and large (MW)
NG FES - System Transformation | Gen_BB012 | MW | NPgY | KEADBY | Total installed PV capacity - I&C and large (MW) | KEAD_YEDL | 74.805 | 75.218 | 96.445 | 117.673 | 139.181 | 152.608 | 167.164 | 181.653 | 196.194 | 214.381 | 236.258 | 266.485 | 282.619 | 300.014 | 315.548 | 334.493 | 346.421 | 348.501 | 348.132 | 350.542 | 360.226 | 369.873 | 379.479 | 389.027 | 398.518 | 405.957 | 413.354 | 420.702 | 428.007 | 435.266 | 442.48 | 449.646 | NPgY | GSP | NG FES - System Transformation | Total installed PV capacity - I&C and large (MW)
NG FES - System Transformation | Gen_BB012 | MW | NPgY | KIRKSTALL B | Total installed PV capacity - I&C and large (MW) | KIRKB1 | 2.383 | 2.399 | 3.124 | 3.848 | 4.584 | 5.044 | 5.544 | 6.041 | 6.54 | 7.164 | 7.915 | 8.951 | 9.51 | 10.112 | 10.651 | 11.306 | 11.721 | 11.795 | 11.784 | 11.871 | 12.206 | 12.54 | 12.873 | 13.203 | 13.532 | 13.791 | 14.049 | 14.304 | 14.559 | 14.812 | 15.063 | 15.313 | NPgY | GSP | NG FES - System Transformation | Total installed PV capacity - I&C and large (MW)
NG FES - System Transformation | Gen_BB012 | MW | NPgY | NEEPSEND | Total installed PV capacity - I&C and large (MW) | NEEP_3 | 0.233 | 0.235 | 0.303 | 0.371 | 0.44 | 0.484 | 0.532 | 0.579 | 0.627 | 0.686 | 0.758 | 0.856 | 0.911 | 0.97 | 1.022 | 1.086 | 1.127 | 1.135 | 1.134 | 1.144 | 1.176 | 1.209 | 1.241 | 1.274 | 1.306 | 1.331 | 1.357 | 1.382 | 1.407 | 1.433 | 1.457 | 1.482 | NPgY | GSP | NG FES - System Transformation | Total installed PV capacity - I&C and large (MW)
NG FES - System Transformation | Gen_BB012 | MW | NPgY | NORTON LEES | Total installed PV capacity - I&C and large (MW) | NORL_3 | 0.336 | 0.338 | 0.34 | 0.342 | 0.345 | 0.349 | 0.353 | 0.357 | 0.362 | 0.367 | 0.374 | 0.382 | 0.392 | 0.403 | 0.415 | 0.426 | 0.436 | 0.439 | 0.441 | 0.446 | 0.452 | 0.459 | 0.465 | 0.471 | 0.478 | 0.484 | 0.49 | 0.497 | 0.503 | 0.509 | 0.516 | 0.522 | NPgY | GSP | NG FES - System Transformation | Total installed PV capacity - I&C and large (MW)
NG FES - System Transformation | Gen_BB012 | MW | NPgY | PITSMOOR 3/4 | Total installed PV capacity - I&C and large (MW) | PITS_BB_B | 0.229 | 0.23 | 0.231 | 0.232 | 0.234 | 0.236 | 0.239 | 0.241 | 0.243 | 0.246 | 0.249 | 0.253 | 0.258 | 0.263 | 0.268 | 0.274 | 0.278 | 0.28 | 0.28 | 0.282 | 0.285 | 0.288 | 0.291 | 0.294 | 0.297 | 0.3 | 0.303 | 0.306 | 0.308 | 0.311 | 0.314 | 0.317 | NPgY | GSP | NG FES - System Transformation | Total installed PV capacity - I&C and large (MW)
NG FES - System Transformation | Gen_BB012 | MW | NPgY | SALTEND NORTH | Total installed PV capacity - I&C and large (MW) | SALT_1 | 6.971 | 6.996 | 7.028 | 7.06 | 7.108 | 7.163 | 7.218 | 7.273 | 7.336 | 7.409 | 7.496 | 7.613 | 7.742 | 7.89 | 8.038 | 8.191 | 8.313 | 8.359 | 8.38 | 8.445 | 8.526 | 8.607 | 8.69 | 8.773 | 8.856 | 8.938 | 9.02 | 9.101 | 9.183 | 9.265 | 9.347 | 9.429 | NPgY | GSP | NG FES - System Transformation | Total installed PV capacity - I&C and large (MW)
NG FES - System Transformation | Gen_BB012 | MW | NPgY | SHEFFIELD CITY | Total installed PV capacity - I&C and large (MW) | SHEC_3 | 0.235 | 0.236 | 0.25 | 0.265 | 0.28 | 0.291 | 0.302 | 0.313 | 0.324 | 0.338 | 0.355 | 0.378 | 0.392 | 0.408 | 0.422 | 0.439 | 0.451 | 0.453 | 0.454 | 0.457 | 0.466 | 0.475 | 0.483 | 0.492 | 0.501 | 0.508 | 0.515 | 0.522 | 0.53 | 0.537 | 0.544 | 0.551 | NPgY | GSP | NG FES - System Transformation | Total installed PV capacity - I&C and large (MW)
NG FES - System Transformation | Gen_BB012 | MW | NPgY | SKELTON GRANGE | Total installed PV capacity - I&C and large (MW) | SKLGB1 | 6.02 | 6.066 | 7.952 | 9.838 | 11.756 | 12.962 | 14.269 | 15.569 | 16.877 | 18.512 | 20.477 | 23.191 | 24.667 | 26.261 | 27.69 | 29.423 | 30.525 | 30.726 | 30.702 | 30.941 | 31.828 | 32.712 | 33.592 | 34.468 | 35.338 | 36.028 | 36.713 | 37.394 | 38.071 | 38.745 | 39.414 | 40.079 | NPgY | GSP | NG FES - System Transformation | Total installed PV capacity - I&C and large (MW)
NG FES - System Transformation | Gen_BB012 | MW | NPgY | TEMPLEBOROUGH 275/33KV | Total installed PV capacity - I&C and large (MW) | TEMP_3 | 0.008 | 0.01 | 0.063 | 0.115 | 0.168 | 0.202 | 0.239 | 0.276 | 0.313 | 0.359 | 0.415 | 0.492 | 0.535 | 0.582 | 0.624 | 0.675 | 0.708 | 0.714 | 0.714 | 0.722 | 0.748 | 0.774 | 0.8 | 0.825 | 0.851 | 0.872 | 0.892 | 0.913 | 0.933 | 0.953 | 0.973 | 0.993 | NPgY | GSP | NG FES - System Transformation | Total installed PV capacity - I&C and large (MW)
NG FES - System Transformation | Gen_BB012 | MW | NPgY | THURCROFT | Total installed PV capacity - I&C and large (MW) | THUR_6 | 3.292 | 3.344 | 8.647 | 13.95 | 19.288 | 22.569 | 26.134 | 29.683 | 33.228 | 37.674 | 43.022 | 50.421 | 54.227 | 58.312 | 61.927 | 66.394 | 69.15 | 69.58 | 69.442 | 69.911 | 72.189 | 74.455 | 76.709 | 78.948 | 81.173 | 82.88 | 84.577 | 86.261 | 87.934 | 89.596 | 91.246 | 92.884 | NPgY | GSP | NG FES - System Transformation | Total installed PV capacity - I&C and large (MW)
NG FES - System Transformation | Gen_BB012 | MW | NPgY | WEST MELTON / THORPE MARSH | Total installed PV capacity - I&C and large (MW) | WMEL_THOM | 13.835 | 13.92 | 18.796 | 23.672 | 28.605 | 31.675 | 35.005 | 38.32 | 41.643 | 45.802 | 50.804 | 57.718 | 61.381 | 65.327 | 68.844 | 73.145 | 75.842 | 76.302 | 76.209 | 76.737 | 78.934 | 81.123 | 83.301 | 85.466 | 87.618 | 89.298 | 90.968 | 92.627 | 94.276 | 95.914 | 97.542 | 99.159 | NPgY | GSP | NG FES - System Transformation | Total installed PV capacity - I&C and large (MW)
NG FES - System Transformation | Gen_BB012 | MW | NPgY | WEST MELTON SECTION 3 | Total installed PV capacity - I&C and large (MW) | WMEL_BB3 | 5.607 | 5.679 | 10.879 | 16.079 | 21.328 | 24.575 | 28.1 | 31.609 | 35.121 | 39.52 | 44.812 | 52.13 | 55.953 | 60.065 | 63.719 | 68.207 | 71.001 | 71.459 | 71.342 | 71.856 | 74.148 | 76.429 | 78.699 | 80.954 | 83.195 | 84.931 | 86.656 | 88.369 | 90.072 | 91.763 | 93.443 | 95.112 | NPgY | GSP | NG FES - System Transformation | Total installed PV capacity - I&C and large (MW)
NG FES - System Transformation | Gen_BB012 | MW | NPgY | WINCOBANK | Total installed PV capacity - I&C and large (MW) | WIBA_3 | 0.233 | 0.237 | 0.419 | 0.601 | 0.786 | 0.901 | 1.026 | 1.15 | 1.275 | 1.431 | 1.619 | 1.878 | 2.017 | 2.166 | 2.299 | 2.462 | 2.564 | 2.582 | 2.579 | 2.599 | 2.682 | 2.765 | 2.848 | 2.929 | 3.011 | 3.075 | 3.138 | 3.201 | 3.264 | 3.326 | 3.388 | 3.449 | NPgY | GSP | NG FES - System Transformation | Total installed PV capacity - I&C and large (MW)
NG FES - System Transformation | Gen_BB004 | MW | NPgN | BLYTH 66kV | Total installed renewable engine capacity (MW) | BLYTB1 | 0 | 0 | 0 | 0 | 0 | 0 | 0 | 0 | 0 | 0 | 0 | 0 | 0 | 0 | 0 | 0 | 0 | 0 | 0 | 0 | 0 | 0 | 0 | 0 | 0 | 0 | 0 | 0 | 0 | 0 | 0 | 0 | NPgN | GSP | NG FES - System Transformation | Total installed renewable engine capacity (MW)
NG FES - System Transformation | Gen_BB004 | MW | NPgN | BLYTH 132kV | Total installed renewable engine capacity (MW) | BLYTH132 | 0 | 0 | 0 | 0 | 0 | 0 | 0 | 0 | 0 | 0 | 0 | 0 | 0 | 0 | 0 | 0 | 0 | 0 | 0 | 0 | 0 | 0 | 0 | 0 | 0 | 0 | 0 | 0 | 0 | 0 | 0 | 0 | NPgN | GSP | NG FES - System Transformation | Total installed renewable engine capacity (MW)
NG FES - System Transformation | Gen_BB004 | MW | NPgN | FOURSTONES | Total installed renewable engine capacity (MW) | FOUR_1 | 0 | 0 | 0 | 0 | 0 | 0 | 0 | 0 | 0 | 0 | 0 | 0 | 0 | 0 | 0 | 0 | 0 | 0 | 0 | 0 | 0 | 0 | 0 | 0 | 0 | 0 | 0 | 0 | 0 | 0 | 0 | 0 | NPgN | GSP | NG FES - System Transformation | Total installed renewable engine capacity (MW)
NG FES - System Transformation | Gen_BB004 | MW | NPgN | HARTMOOR | Total installed renewable engine capacity (MW) | HARM_6 | 0 | 0 | 0 | 0 | 0 | 0 | 0 | 0 | 0 | 0 | 0 | 0 | 0 | 0 | 0 | 0 | 0 | 0 | 0 | 0 | 0 | 0 | 0 | 0 | 0 | 0 | 0 | 0 | 0 | 0 | 0 | 0 | NPgN | GSP | NG FES - System Transformation | Total installed renewable engine capacity (MW)
NG FES - System Transformation | Gen_BB004 | MW | NPgN | HAWTHORN PIT GRID | Total installed renewable engine capacity (MW) | HAWP_6 | 0 | 0 | 0 | 0 | 0 | 0 | 0 | 0 | 0 | 0 | 0 | 0 | 0 | 0 | 0 | 0 | 0 | 0 | 0 | 0 | 0 | 0 | 0 | 0 | 0 | 0 | 0 | 0 | 0 | 0 | 0 | 0 | NPgN | GSP | NG FES - System Transformation | Total installed renewable engine capacity (MW)
NG FES - System Transformation | Gen_BB004 | MW | NPgN | KNARESBOROUGH | Total installed renewable engine capacity (MW) | KNARE_111 | 0 | 0 | 0 | 0 | 0 | 0 | 0 | 0 | 0 | 0 | 0 | 0 | 0 | 0 | 0 | 0 | 0 | 0 | 0 | 0 | 0 | 0 | 0 | 0 | 0 | 0 | 0 | 0 | 0 | 0 | 0 | 0 | NPgN | GSP | NG FES - System Transformation | Total installed renewable engine capacity (MW)
NG FES - System Transformation | Gen_BB004 | MW | NPgN | LACKENBY | Total installed renewable engine capacity (MW) | LACK_6 | 0.285 | 0.285 | 0.285 | 0.285 | 0.285 | 0.285 | 0.285 | 0.285 | 0.285 | 0.285 | 0.285 | 0.285 | 0.285 | 0.285 | 0.285 | 0.285 | 0.285 | 0.285 | 0.285 | 0.285 | 0.285 | 0.285 | 0.285 | 0.285 | 0.285 | 0.285 | 0.285 | 0.285 | 0.285 | 0.285 | 0.285 | 0.285 | NPgN | GSP | NG FES - System Transformation | Total installed renewable engine capacity (MW)
NG FES - System Transformation | Gen_BB004 | MW | NPgN | NORTON | Total installed renewable engine capacity (MW) | NORT_1 | 0 | 0 | 0 | 0 | 0 | 0 | 0 | 0 | 0 | 0 | 0 | 0 | 0 | 0 | 0 | 0 | 0 | 0 | 0 | 0 | 0 | 0 | 0 | 0 | 0 | 0 | 0 | 0 | 0 | 0 | 0 | 0 | NPgN | GSP | NG FES - System Transformation | Total installed renewable engine capacity (MW)
NG FES - System Transformation | Gen_BB004 | MW | NPgN | OFFERTON | Total installed renewable engine capacity (MW) | OFFE_3 | 0 | 0 | 0 | 0 | 0 | 0 | 0 | 0 | 0 | 0 | 0 | 0 | 0 | 0 | 0 | 0 | 0 | 0 | 0 | 0 | 0 | 0 | 0 | 0 | 0 | 0 | 0 | 0 | 0 | 0 | 0 | 0 | NPgN | GSP | NG FES - System Transformation | Total installed renewable engine capacity (MW)
NG FES - System Transformation | Gen_BB004 | MW | NPgN | OSBALDWICK | Total installed renewable engine capacity (MW) | OSBA_1 | 0 | 0 | 0 | 0 | 0 | 0 | 0 | 0 | 0 | 0 | 0 | 0 | 0 | 0 | 0 | 0 | 0 | 0 | 0 | 0 | 0 | 0 | 0 | 0 | 0 | 0 | 0 | 0 | 0 | 0 | 0 | 0 | NPgN | GSP | NG FES - System Transformation | Total installed renewable engine capacity (MW)
NG FES - System Transformation | Gen_BB004 | MW | NPgN | POPPLETON | Total installed renewable engine capacity (MW) | POPP_3 | 0 | 0 | 0 | 0 | 0 | 0 | 0 | 0 | 0 | 0 | 0 | 0 | 0 | 0 | 0 | 0 | 0 | 0 | 0 | 0 | 0 | 0 | 0 | 0 | 0 | 0 | 0 | 0 | 0 | 0 | 0 | 0 | NPgN | GSP | NG FES - System Transformation | Total installed renewable engine capacity (MW)
NG FES - System Transformation | Gen_BB004 | MW | NPgN | SALTHOLME | Total installed renewable engine capacity (MW) | SALH_1 | 0 | 0 | 0 | 0 | 0 | 0 | 0 | 0 | 0 | 0 | 0 | 0 | 0 | 0 | 0 | 0 | 0 | 0 | 0 | 0 | 0 | 0 | 0 | 0 | 0 | 0 | 0 | 0 | 0 | 0 | 0 | 0 | NPgN | GSP | NG FES - System Transformation | Total installed renewable engine capacity (MW)
NG FES - System Transformation | Gen_BB004 | MW | NPgN | SOUTH SHIELDS | Total installed renewable engine capacity (MW) | SSHI_3 | 0 | 0 | 0 | 0 | 0 | 0 | 0 | 0 | 0 | 0 | 0 | 0 | 0 | 0 | 0 | 0 | 0 | 0 | 0 | 0 | 0 | 0 | 0 | 0 | 0 | 0 | 0 | 0 | 0 | 0 | 0 | 0 | NPgN | GSP | NG FES - System Transformation | Total installed renewable engine capacity (MW)
NG FES - System Transformation | Gen_BB004 | MW | NPgN | SPADEADAM | Total installed renewable engine capacity (MW) | KIELD01 and SPAD20 | 0 | 0 | 0 | 0 | 0 | 0 | 0 | 0 | 0 | 0 | 0 | 0 | 0 | 0 | 0 | 0 | 0 | 0 | 0 | 0 | 0 | 0 | 0 | 0 | 0 | 0 | 0 | 0 | 0 | 0 | 0 | 0 | NPgN | GSP | NG FES - System Transformation | Total installed renewable engine capacity (MW)
NG FES - System Transformation | Gen_BB004 | MW | NPgN | SPENNYMOOR | Total installed renewable engine capacity (MW) | SPEN_1 | 0 | 0 | 0 | 0 | 0 | 0 | 0 | 0 | 0 | 0 | 0 | 0 | 0 | 0 | 0 | 0 | 0 | 0 | 0 | 0 | 0 | 0 | 0 | 0 | 0 | 0 | 0 | 0 | 0 | 0 | 0 | 0 | NPgN | GSP | NG FES - System Transformation | Total installed renewable engine capacity (MW)
NG FES - System Transformation | Gen_BB004 | MW | NPgN | STELLA NORTH | Total installed renewable engine capacity (MW) | STEN_1 | 0 | 0 | 0 | 0 | 0 | 0 | 0 | 0 | 0 | 0 | 0 | 0 | 0 | 0 | 0 | 0 | 0 | 0 | 0 | 0 | 0 | 0 | 0 | 0 | 0 | 0 | 0 | 0 | 0 | 0 | 0 | 0 | NPgN | GSP | NG FES - System Transformation | Total installed renewable engine capacity (MW)
NG FES - System Transformation | Gen_BB004 | MW | NPgN | STELLA SOUTH | Total installed renewable engine capacity (MW) | STES_1 | 0 | 0 | 0 | 0 | 0 | 0 | 0 | 0 | 0 | 0 | 0 | 0 | 0 | 0 | 0 | 0 | 0 | 0 | 0 | 0 | 0 | 0 | 0 | 0 | 0 | 0 | 0 | 0 | 0 | 0 | 0 | 0 | NPgN | GSP | NG FES - System Transformation | Total installed renewable engine capacity (MW)
NG FES - System Transformation | Gen_BB004 | MW | NPgN | TYNEMOUTH | Total installed renewable engine capacity (MW) | TYNE_1 | 0 | 0 | 0 | 0 | 0 | 0 | 0 | 0 | 0 | 0 | 0 | 0 | 0 | 0 | 0 | 0 | 0 | 0 | 0 | 0 | 0 | 0 | 0 | 0 | 0 | 0 | 0 | 0 | 0 | 0 | 0 | 0 | NPgN | GSP | NG FES - System Transformation | Total installed renewable engine capacity (MW)
NG FES - System Transformation | Gen_BB004 | MW | NPgN | WEST BOLDON | Total installed renewable engine capacity (MW) | WBOL_6 | 0 | 0 | 0 | 0 | 0 | 0 | 0 | 0 | 0 | 0 | 0 | 0 | 0 | 0 | 0 | 0 | 0 | 0 | 0 | 0 | 0 | 0 | 0 | 0 | 0 | 0 | 0 | 0 | 0 | 0 | 0 | 0 | NPgN | GSP | NG FES - System Transformation | Total installed renewable engine capacity (MW)
NG FES - System Transformation | Gen_BB004 | MW | NPgY | BRADFORD WEST | Total installed renewable engine capacity (MW) | BRAW_1 | 1.449 | 1.449 | 1.563 | 1.636 | 1.621 | 1.639 | 1.659 | 1.679 | 1.699 | 1.728 | 1.757 | 1.772 | 1.784 | 1.772 | 1.754 | 1.763 | 1.823 | 1.771 | 1.694 | 1.688 | 1.716 | 1.743 | 1.747 | 1.731 | 1.718 | 1.711 | 1.706 | 1.701 | 1.698 | 1.694 | 1.691 | 1.698 | NPgY | GSP | NG FES - System Transformation | Total installed renewable engine capacity (MW)
NG FES - System Transformation | Gen_BB004 | MW | NPgY | CAMBLESFORTH | Total installed renewable engine capacity (MW) | CAMB_01 | 0 | 0 | 0.02 | 0.032 | 0.03 | 0.033 | 0.036 | 0.039 | 0.043 | 0.048 | 0.053 | 0.055 | 0.057 | 0.055 | 0.052 | 0.054 | 0.064 | 0.055 | 0.042 | 0.041 | 0.046 | 0.05 | 0.051 | 0.048 | 0.046 | 0.045 | 0.044 | 0.043 | 0.043 | 0.042 | 0.042 | 0.043 | NPgY | GSP | NG FES - System Transformation | Total installed renewable engine capacity (MW)
NG FES - System Transformation | Gen_BB004 | MW | NPgY | CREYKE BECK | Total installed renewable engine capacity (MW) | CREB_1 | 15.733 | 15.733 | 16.564 | 17.089 | 16.985 | 17.114 | 17.258 | 17.402 | 17.552 | 17.762 | 17.97 | 18.076 | 18.164 | 18.079 | 17.946 | 18.017 | 18.454 | 18.07 | 17.513 | 17.47 | 17.67 | 17.866 | 17.899 | 17.779 | 17.688 | 17.635 | 17.604 | 17.565 | 17.543 | 17.51 | 17.491 | 17.544 | NPgY | GSP | NG FES - System Transformation | Total installed renewable engine capacity (MW)
NG FES - System Transformation | Gen_BB004 | MW | NPgY | DRAX | Total installed renewable engine capacity (MW) | DRAX_YEDL | 6 | 6 | 6.1 | 6.163 | 6.15 | 6.166 | 6.183 | 6.2 | 6.218 | 6.244 | 6.269 | 6.281 | 6.292 | 6.282 | 6.266 | 6.274 | 6.327 | 6.281 | 6.214 | 6.209 | 6.233 | 6.256 | 6.26 | 6.246 | 6.235 | 6.228 | 6.225 | 6.22 | 6.217 | 6.213 | 6.211 | 6.218 | NPgY | GSP | NG FES - System Transformation | Total installed renewable engine capacity (MW)
NG FES - System Transformation | Gen_BB004 | MW | NPgY | ELLAND | Total installed renewable engine capacity (MW) | ELLA_1 | 3.211 | 3.211 | 3.324 | 3.396 | 3.381 | 3.399 | 3.419 | 3.438 | 3.458 | 3.487 | 3.515 | 3.53 | 3.542 | 3.53 | 3.512 | 3.522 | 3.581 | 3.529 | 3.453 | 3.447 | 3.474 | 3.501 | 3.506 | 3.489 | 3.477 | 3.47 | 3.465 | 3.46 | 3.457 | 3.453 | 3.45 | 3.457 | NPgY | GSP | NG FES - System Transformation | Total installed renewable engine capacity (MW)
NG FES - System Transformation | Gen_BB004 | MW | NPgY | FERRYBRIDGE A | Total installed renewable engine capacity (MW) | FERRA2 | 2.779 | 2.779 | 2.942 | 3.046 | 3.025 | 3.051 | 3.079 | 3.107 | 3.137 | 3.178 | 3.219 | 3.24 | 3.257 | 3.241 | 3.214 | 3.228 | 3.314 | 3.239 | 3.129 | 3.121 | 3.16 | 3.199 | 3.205 | 3.182 | 3.164 | 3.153 | 3.147 | 3.139 | 3.135 | 3.129 | 3.125 | 3.135 | NPgY | GSP | NG FES - System Transformation | Total installed renewable engine capacity (MW)
NG FES - System Transformation | Gen_BB004 | MW | NPgY | FERRYBRIDGE B | Total installed renewable engine capacity (MW) | FERRB9 | 28.72 | 28.72 | 29.139 | 29.404 | 29.351 | 29.416 | 29.489 | 29.562 | 29.637 | 29.743 | 29.848 | 29.902 | 29.946 | 29.903 | 29.836 | 29.871 | 30.092 | 29.898 | 29.617 | 29.596 | 29.697 | 29.796 | 29.812 | 29.752 | 29.706 | 29.679 | 29.663 | 29.644 | 29.633 | 29.616 | 29.607 | 29.633 | NPgY | GSP | NG FES - System Transformation | Total installed renewable engine capacity (MW)
NG FES - System Transformation | Gen_BB004 | MW | NPgY | GRIMSBY WEST | Total installed renewable engine capacity (MW) | GRIW_1 | 4 | 4 | 4.269 | 4.439 | 4.405 | 4.447 | 4.494 | 4.54 | 4.589 | 4.657 | 4.724 | 4.758 | 4.787 | 4.759 | 4.716 | 4.739 | 4.881 | 4.756 | 4.576 | 4.562 | 4.627 | 4.69 | 4.701 | 4.662 | 4.633 | 4.616 | 4.605 | 4.593 | 4.586 | 4.575 | 4.569 | 4.586 | NPgY | GSP | NG FES - System Transformation | Total installed renewable engine capacity (MW)
NG FES - System Transformation | Gen_BB004 | MW | NPgY | JORDANTHORPE | Total installed renewable engine capacity (MW) | JORD_3 | 0 | 0 | 0.013 | 0.021 | 0.019 | 0.021 | 0.023 | 0.026 | 0.028 | 0.031 | 0.034 | 0.036 | 0.037 | 0.036 | 0.034 | 0.035 | 0.042 | 0.036 | 0.027 | 0.027 | 0.03 | 0.033 | 0.033 | 0.031 | 0.03 | 0.029 | 0.029 | 0.028 | 0.028 | 0.027 | 0.027 | 0.028 | NPgY | GSP | NG FES - System Transformation | Total installed renewable engine capacity (MW)
NG FES - System Transformation | Gen_BB004 | MW | NPgY | KEADBY | Total installed renewable engine capacity (MW) | KEAD_YEDL | 12.43 | 12.43 | 13.816 | 14.692 | 14.517 | 14.733 | 14.974 | 15.214 | 15.463 | 15.814 | 16.161 | 16.338 | 16.484 | 16.343 | 16.121 | 16.239 | 16.968 | 16.327 | 15.398 | 15.326 | 15.66 | 15.988 | 16.042 | 15.843 | 15.69 | 15.601 | 15.55 | 15.485 | 15.448 | 15.394 | 15.363 | 15.451 | NPgY | GSP | NG FES - System Transformation | Total installed renewable engine capacity (MW)
NG FES - System Transformation | Gen_BB004 | MW | NPgY | KIRKSTALL B | Total installed renewable engine capacity (MW) | KIRKB1 | 0 | 0 | 0.047 | 0.077 | 0.071 | 0.078 | 0.087 | 0.095 | 0.103 | 0.115 | 0.127 | 0.133 | 0.138 | 0.133 | 0.126 | 0.13 | 0.155 | 0.133 | 0.101 | 0.099 | 0.11 | 0.121 | 0.123 | 0.116 | 0.111 | 0.108 | 0.106 | 0.104 | 0.103 | 0.101 | 0.1 | 0.103 | NPgY | GSP | NG FES - System Transformation | Total installed renewable engine capacity (MW)
NG FES - System Transformation | Gen_BB004 | MW | NPgY | NEEPSEND | Total installed renewable engine capacity (MW) | NEEP_3 | 2.5 | 2.5 | 2.504 | 2.507 | 2.507 | 2.507 | 2.508 | 2.509 | 2.51 | 2.511 | 2.512 | 2.512 | 2.513 | 2.512 | 2.512 | 2.512 | 2.514 | 2.512 | 2.509 | 2.509 | 2.51 | 2.511 | 2.511 | 2.511 | 2.51 | 2.51 | 2.51 | 2.51 | 2.51 | 2.509 | 2.509 | 2.51 | NPgY | GSP | NG FES - System Transformation | Total installed renewable engine capacity (MW)
NG FES - System Transformation | Gen_BB004 | MW | NPgY | NORTON LEES | Total installed renewable engine capacity (MW) | NORL_3 | 0 | 0 | 0 | 0 | 0 | 0 | 0 | 0 | 0 | 0 | 0 | 0 | 0 | 0 | 0 | 0 | 0 | 0 | 0 | 0 | 0 | 0 | 0 | 0 | 0 | 0 | 0 | 0 | 0 | 0 | 0 | 0 | NPgY | GSP | NG FES - System Transformation | Total installed renewable engine capacity (MW)
NG FES - System Transformation | Gen_BB004 | MW | NPgY | PITSMOOR 3/4 | Total installed renewable engine capacity (MW) | PITS_BB_B | 0 | 0 | 0 | 0 | 0 | 0 | 0 | 0 | 0 | 0 | 0 | 0 | 0 | 0 | 0 | 0 | 0 | 0 | 0 | 0 | 0 | 0 | 0 | 0 | 0 | 0 | 0 | 0 | 0 | 0 | 0 | 0 | NPgY | GSP | NG FES - System Transformation | Total installed renewable engine capacity (MW)
NG FES - System Transformation | Gen_BB004 | MW | NPgY | SALTEND NORTH | Total installed renewable engine capacity (MW) | SALT_1 | 0 | 0 | 0.001 | 0.001 | 0.001 | 0.001 | 0.001 | 0.001 | 0.001 | 0.001 | 0.001 | 0.001 | 0.002 | 0.001 | 0.001 | 0.001 | 0.002 | 0.001 | 0.001 | 0.001 | 0.001 | 0.001 | 0.001 | 0.001 | 0.001 | 0.001 | 0.001 | 0.001 | 0.001 | 0.001 | 0.001 | 0.001 | NPgY | GSP | NG FES - System Transformation | Total installed renewable engine capacity (MW)
NG FES - System Transformation | Gen_BB004 | MW | NPgY | SHEFFIELD CITY | Total installed renewable engine capacity (MW) | SHEC_3 | 0 | 0 | 0.001 | 0.001 | 0.001 | 0.002 | 0.002 | 0.002 | 0.002 | 0.002 | 0.002 | 0.003 | 0.003 | 0.003 | 0.002 | 0.003 | 0.003 | 0.003 | 0.002 | 0.002 | 0.002 | 0.002 | 0.002 | 0.002 | 0.002 | 0.002 | 0.002 | 0.002 | 0.002 | 0.002 | 0.002 | 0.002 | NPgY | GSP | NG FES - System Transformation | Total installed renewable engine capacity (MW)
NG FES - System Transformation | Gen_BB004 | MW | NPgY | SKELTON GRANGE | Total installed renewable engine capacity (MW) | SKLGB1 | 10.765 | 10.765 | 10.887 | 10.965 | 10.95 | 10.969 | 10.99 | 11.011 | 11.033 | 11.064 | 11.095 | 11.11 | 11.123 | 11.111 | 11.091 | 11.102 | 11.166 | 11.109 | 11.027 | 11.021 | 11.051 | 11.079 | 11.084 | 11.067 | 11.053 | 11.045 | 11.041 | 11.035 | 11.032 | 11.027 | 11.024 | 11.032 | NPgY | GSP | NG FES - System Transformation | Total installed renewable engine capacity (MW)
NG FES - System Transformation | Gen_BB004 | MW | NPgY | TEMPLEBOROUGH 275/33KV | Total installed renewable engine capacity (MW) | TEMP_3 | 0 | 0 | 0.003 | 0.005 | 0.005 | 0.006 | 0.006 | 0.007 | 0.007 | 0.008 | 0.009 | 0.009 | 0.01 | 0.009 | 0.009 | 0.009 | 0.011 | 0.009 | 0.007 | 0.007 | 0.008 | 0.009 | 0.009 | 0.008 | 0.008 | 0.008 | 0.008 | 0.007 | 0.007 | 0.007 | 0.007 | 0.007 | NPgY | GSP | NG FES - System Transformation | Total installed renewable engine capacity (MW)
NG FES - System Transformation | Gen_BB004 | MW | NPgY | THURCROFT | Total installed renewable engine capacity (MW) | THUR_6 | 16.217 | 16.217 | 16.566 | 16.788 | 16.744 | 16.798 | 16.859 | 16.919 | 16.982 | 17.07 | 17.158 | 17.203 | 17.24 | 17.204 | 17.148 | 17.178 | 17.362 | 17.2 | 16.966 | 16.947 | 17.032 | 17.114 | 17.128 | 17.078 | 17.039 | 17.017 | 17.004 | 16.988 | 16.978 | 16.965 | 16.957 | 16.979 | NPgY | GSP | NG FES - System Transformation | Total installed renewable engine capacity (MW)
NG FES - System Transformation | Gen_BB004 | MW | NPgY | WEST MELTON / THORPE MARSH | Total installed renewable engine capacity (MW) | WMEL_THOM | 64.008 | 64.008 | 64.327 | 64.529 | 64.488 | 64.538 | 64.593 | 64.649 | 64.706 | 64.787 | 64.867 | 64.907 | 64.941 | 64.909 | 64.858 | 64.885 | 65.052 | 64.905 | 64.691 | 64.675 | 64.751 | 64.827 | 64.839 | 64.793 | 64.758 | 64.738 | 64.726 | 64.711 | 64.703 | 64.69 | 64.683 | 64.703 | NPgY | GSP | NG FES - System Transformation | Total installed renewable engine capacity (MW)
NG FES - System Transformation | Gen_BB004 | MW | NPgY | WEST MELTON SECTION 3 | Total installed renewable engine capacity (MW) | WMEL_BB3 | 26.6 | 26.6 | 26.941 | 27.157 | 27.114 | 27.167 | 27.227 | 27.286 | 27.347 | 27.434 | 27.519 | 27.563 | 27.599 | 27.564 | 27.509 | 27.538 | 27.718 | 27.56 | 27.331 | 27.313 | 27.396 | 27.476 | 27.49 | 27.441 | 27.403 | 27.381 | 27.369 | 27.353 | 27.344 | 27.33 | 27.322 | 27.344 | NPgY | GSP | NG FES - System Transformation | Total installed renewable engine capacity (MW)
NG FES - System Transformation | Gen_BB004 | MW | NPgY | WINCOBANK | Total installed renewable engine capacity (MW) | WIBA_3 | 0.475 | 0.475 | 0.487 | 0.494 | 0.493 | 0.495 | 0.497 | 0.499 | 0.501 | 0.504 | 0.507 | 0.509 | 0.51 | 0.509 | 0.507 | 0.508 | 0.514 | 0.508 | 0.5 | 0.5 | 0.503 | 0.506 | 0.506 | 0.504 | 0.503 | 0.502 | 0.502 | 0.501 | 0.501 | 0.5 | 0.5 | 0.501 | NPgY | GSP | NG FES - System Transformation | Total installed renewable engine capacity (MW)
NG FES - System Transformation | Gen_BB001_NPgAggregate | MW | NPgN | BLYTH 66kV | Total installed renewable generation capacity (MW) | BLYTB1 | 141.2 | 141.271 | 148.858 | 156.624 | 164.511 | 168.772 | 174.04 | 181.532 | 190.167 | 199.737 | 210.006 | 223.174 | 231.34 | 239.696 | 247.871 | 256.603 | 264.537 | 271.471 | 278.243 | 285.325 | 293.485 | 301.731 | 310.07 | 318.502 | 327.026 | 335.363 | 343.798 | 352.341 | 360.985 | 369.734 | 378.588 | 387.764 | NPgN | GSP | NG FES - System Transformation | Total installed renewable generation capacity (MW)
NG FES - System Transformation | Gen_BB001_NPgAggregate | MW | NPgN | BLYTH 132kV | Total installed renewable generation capacity (MW) | BLYTH132 | 492.747 | 492.785 | 505.366 | 518.002 | 530.719 | 536.791 | 543.595 | 550.907 | 558.494 | 567.679 | 575.893 | 587.906 | 590.683 | 593.729 | 596.328 | 599.789 | 601.611 | 601.255 | 600.39 | 600.087 | 601.585 | 603.093 | 604.612 | 606.14 | 607.676 | 608.724 | 609.785 | 610.863 | 611.954 | 613.06 | 614.181 | 617.875 | NPgN | GSP | NG FES - System Transformation | Total installed renewable generation capacity (MW)
NG FES - System Transformation | Gen_BB001_NPgAggregate | MW | NPgN | FOURSTONES | Total installed renewable generation capacity (MW) | FOUR_1 | 91.465 | 91.436 | 92.13 | 92.841 | 93.584 | 94 | 94.506 | 95.053 | 95.643 | 96.319 | 97.084 | 98.046 | 98.554 | 99.084 | 99.59 | 100.143 | 100.601 | 100.916 | 101.196 | 101.522 | 101.947 | 102.372 | 102.8 | 103.227 | 103.655 | 104.058 | 104.461 | 104.866 | 105.271 | 105.676 | 106.083 | 106.49 | NPgN | GSP | NG FES - System Transformation | Total installed renewable generation capacity (MW)
NG FES - System Transformation | Gen_BB001_NPgAggregate | MW | NPgN | HARTMOOR | Total installed renewable generation capacity (MW) | HARM_6 | 54.508 | 54.503 | 58.186 | 61.938 | 65.763 | 67.784 | 70.219 | 72.86 | 75.682 | 78.952 | 82.667 | 87.41 | 89.637 | 91.94 | 94.119 | 96.539 | 98.504 | 99.865 | 101.086 | 102.462 | 104.342 | 106.225 | 108.111 | 110 | 111.892 | 113.648 | 115.407 | 117.172 | 118.94 | 120.712 | 122.488 | 124.269 | NPgN | GSP | NG FES - System Transformation | Total installed renewable generation capacity (MW)
NG FES - System Transformation | Gen_BB001_NPgAggregate | MW | NPgN | HAWTHORN PIT GRID | Total installed renewable generation capacity (MW) | HAWP_6 | 37.89 | 37.807 | 41.712 | 45.706 | 49.767 | 51.954 | 54.647 | 57.714 | 61.056 | 64.864 | 69.131 | 74.509 | 77.274 | 80.11 | 82.822 | 85.79 | 88.308 | 90.259 | 92.088 | 94.052 | 96.539 | 99.035 | 101.541 | 104.057 | 106.583 | 108.973 | 111.375 | 113.789 | 116.214 | 118.652 | 121.101 | 123.562 | NPgN | GSP | NG FES - System Transformation | Total installed renewable generation capacity (MW)
NG FES - System Transformation | Gen_BB001_NPgAggregate | MW | NPgN | KNARESBOROUGH | Total installed renewable generation capacity (MW) | KNARE_111 | 37.882 | 37.925 | 52.792 | 67.797 | 82.97 | 90.494 | 99.17 | 108.168 | 117.49 | 128.666 | 141.678 | 158.873 | 165.412 | 172.249 | 178.555 | 185.848 | 191.223 | 194.058 | 196.29 | 199.155 | 204.098 | 209.035 | 213.97 | 218.899 | 223.82 | 228.156 | 232.488 | 236.821 | 241.151 | 245.479 | 249.803 | 254.128 | NPgN | GSP | NG FES - System Transformation | Total installed renewable generation capacity (MW)
NG FES - System Transformation | Gen_BB001_NPgAggregate | MW | NPgN | LACKENBY | Total installed renewable generation capacity (MW) | LACK_6 | 89.295 | 89.014 | 93.18 | 97.481 | 101.902 | 104.434 | 107.658 | 111.452 | 115.674 | 120.382 | 125.57 | 131.956 | 135.708 | 139.544 | 143.258 | 147.244 | 150.766 | 153.688 | 156.485 | 159.439 | 162.944 | 166.465 | 170.003 | 173.559 | 177.132 | 180.572 | 184.031 | 187.511 | 191.009 | 194.527 | 198.066 | 201.627 | NPgN | GSP | NG FES - System Transformation | Total installed renewable generation capacity (MW)
NG FES - System Transformation | Gen_BB001_NPgAggregate | MW | NPgN | NORTON | Total installed renewable generation capacity (MW) | NORT_1 | 120.563 | 120.713 | 151.541 | 182.72 | 214.296 | 230.177 | 248.687 | 268.315 | 288.892 | 313.294 | 341.492 | 378.456 | 393.557 | 409.285 | 423.933 | 440.631 | 453.404 | 460.983 | 467.344 | 475.014 | 486.98 | 498.954 | 510.939 | 522.93 | 534.926 | 545.735 | 556.557 | 567.401 | 578.258 | 589.131 | 600.02 | 610.923 | NPgN | GSP | NG FES - System Transformation | Total installed renewable generation capacity (MW)
NG FES - System Transformation | Gen_BB001_NPgAggregate | MW | NPgN | OFFERTON | Total installed renewable generation capacity (MW) | OFFE_3 | 5.26 | 5.289 | 5.691 | 6.139 | 6.629 | 7.026 | 7.616 | 8.526 | 9.409 | 10.327 | 11.281 | 12.332 | 13.25 | 14.176 | 15.097 | 16.041 | 16.959 | 17.845 | 18.729 | 19.625 | 20.561 | 21.502 | 22.448 | 23.4 | 24.357 | 25.309 | 26.266 | 27.229 | 28.197 | 29.171 | 30.151 | 31.137 | NPgN | GSP | NG FES - System Transformation | Total installed renewable generation capacity (MW)
NG FES - System Transformation | Gen_BB001_NPgAggregate | MW | NPgN | OSBALDWICK | Total installed renewable generation capacity (MW) | OSBA_1 | 29.904 | 29.653 | 65.712 | 102.007 | 138.544 | 156.232 | 176.321 | 197.653 | 219.794 | 246.465 | 277.622 | 319.345 | 334.836 | 351.049 | 365.98 | 383.346 | 396.084 | 402.743 | 407.987 | 414.736 | 426.579 | 438.434 | 450.303 | 462.185 | 474.078 | 484.566 | 495.075 | 505.615 | 516.178 | 526.767 | 537.382 | 548.027 | NPgN | GSP | NG FES - System Transformation | Total installed renewable generation capacity (MW)
NG FES - System Transformation | Gen_BB001_NPgAggregate | MW | NPgN | POPPLETON | Total installed renewable generation capacity (MW) | POPP_3 | 8.691 | 8.713 | 9.908 | 11.137 | 12.395 | 13.102 | 13.992 | 14.969 | 16.031 | 17.232 | 18.57 | 20.219 | 21.095 | 21.992 | 22.851 | 23.785 | 24.582 | 25.206 | 25.791 | 26.416 | 27.197 | 27.979 | 28.763 | 29.547 | 30.333 | 31.077 | 31.823 | 32.57 | 33.319 | 34.069 | 34.821 | 35.575 | NPgN | GSP | NG FES - System Transformation | Total installed renewable generation capacity (MW)
NG FES - System Transformation | Gen_BB001_NPgAggregate | MW | NPgN | SALTHOLME | Total installed renewable generation capacity (MW) | SALH_1 | 49.212 | 49.213 | 49.489 | 49.766 | 50.048 | 50.188 | 50.345 | 50.509 | 50.678 | 50.884 | 50.795 | 50.788 | 50.583 | 50.385 | 50.177 | 49.988 | 49.761 | 49.479 | 49.184 | 48.904 | 48.665 | 48.426 | 48.187 | 47.948 | 47.709 | 47.459 | 47.21 | 46.96 | 46.71 | 46.461 | 46.211 | 46.292 | NPgN | GSP | NG FES - System Transformation | Total installed renewable generation capacity (MW)
NG FES - System Transformation | Gen_BB001_NPgAggregate | MW | NPgN | SOUTH SHIELDS | Total installed renewable generation capacity (MW) | SSHI_3 | 3.818 | 3.844 | 3.972 | 4.14 | 4.348 | 4.595 | 5.001 | 5.646 | 6.294 | 6.945 | 7.599 | 8.272 | 8.996 | 9.725 | 10.458 | 11.196 | 11.937 | 12.681 | 13.43 | 14.184 | 14.941 | 15.704 | 16.47 | 17.241 | 18.016 | 18.795 | 19.579 | 20.367 | 21.16 | 21.957 | 22.759 | 23.565 | NPgN | GSP | NG FES - System Transformation | Total installed renewable generation capacity (MW)
NG FES - System Transformation | Gen_BB001_NPgAggregate | MW | NPgN | SPADEADAM | Total installed renewable generation capacity (MW) | KIELD01 and SPAD20 | 6.69 | 6.688 | 7.214 | 7.747 | 8.292 | 8.574 | 8.904 | 9.363 | 9.855 | 10.414 | 11.042 | 11.865 | 12.325 | 12.801 | 13.263 | 13.764 | 14.198 | 14.539 | 14.86 | 15.212 | 15.643 | 16.079 | 16.519 | 16.963 | 17.412 | 17.845 | 18.282 | 18.725 | 19.173 | 19.626 | 20.084 | 20.547 | NPgN | GSP | NG FES - System Transformation | Total installed renewable generation capacity (MW)
NG FES - System Transformation | Gen_BB001_NPgAggregate | MW | NPgN | SPENNYMOOR | Total installed renewable generation capacity (MW) | SPEN_1 | 113.865 | 113.493 | 137.728 | 162.166 | 186.834 | 198.958 | 212.864 | 227.739 | 243.282 | 261.859 | 283.33 | 311.89 | 322.995 | 334.597 | 345.348 | 357.732 | 367.011 | 372.191 | 376.415 | 381.675 | 390.35 | 399.038 | 407.741 | 416.456 | 425.183 | 432.976 | 440.788 | 448.624 | 456.48 | 464.359 | 472.259 | 480.3 | NPgN | GSP | NG FES - System Transformation | Total installed renewable generation capacity (MW)
NG FES - System Transformation | Gen_BB001_NPgAggregate | MW | NPgN | STELLA NORTH | Total installed renewable generation capacity (MW) | STEN_1 | 9.98 | 10.073 | 12.155 | 14.379 | 16.749 | 18.381 | 20.645 | 23.962 | 27.178 | 30.616 | 34.275 | 38.505 | 41.702 | 44.949 | 48.153 | 51.484 | 54.615 | 57.472 | 60.277 | 63.173 | 66.321 | 69.486 | 72.668 | 75.867 | 79.084 | 82.252 | 85.437 | 88.642 | 91.864 | 95.105 | 98.365 | 101.643 | NPgN | GSP | NG FES - System Transformation | Total installed renewable generation capacity (MW)
NG FES - System Transformation | Gen_BB001_NPgAggregate | MW | NPgN | STELLA SOUTH | Total installed renewable generation capacity (MW) | STES_1 | 50.184 | 49.9 | 61.811 | 73.844 | 86.011 | 92.075 | 99.103 | 107.037 | 115.506 | 125.468 | 136.885 | 151.956 | 158.547 | 165.396 | 171.846 | 179.11 | 184.878 | 188.665 | 192.005 | 195.867 | 201.415 | 206.989 | 212.59 | 218.217 | 223.87 | 229.087 | 234.335 | 239.617 | 244.93 | 250.277 | 255.656 | 261.093 | NPgN | GSP | NG FES - System Transformation | Total installed renewable generation capacity (MW)
NG FES - System Transformation | Gen_BB001_NPgAggregate | MW | NPgN | TYNEMOUTH | Total installed renewable generation capacity (MW) | TYNE_1 | 10.01 | 10.087 | 10.916 | 11.867 | 12.904 | 13.817 | 15.237 | 17.109 | 19.324 | 21.598 | 23.925 | 26.429 | 28.75 | 31.076 | 33.399 | 35.762 | 38.109 | 40.467 | 42.844 | 45.211 | 47.645 | 50.092 | 52.554 | 55.03 | 57.521 | 60.009 | 62.513 | 65.033 | 67.568 | 70.119 | 72.686 | 75.269 | NPgN | GSP | NG FES - System Transformation | Total installed renewable generation capacity (MW)
NG FES - System Transformation | Gen_BB001_NPgAggregate | MW | NPgN | WEST BOLDON | Total installed renewable generation capacity (MW) | WBOL_6 | 28.525 | 28.631 | 30.533 | 32.599 | 34.803 | 36.422 | 38.758 | 41.628 | 44.958 | 48.47 | 52.16 | 56.299 | 59.61 | 62.951 | 66.256 | 69.669 | 72.938 | 76.043 | 79.126 | 82.25 | 85.579 | 88.923 | 92.283 | 95.66 | 99.053 | 102.407 | 105.778 | 109.168 | 112.574 | 115.998 | 119.44 | 122.899 | NPgN | GSP | NG FES - System Transformation | Total installed renewable generation capacity (MW)
NG FES - System Transformation | Gen_BB001_NPgAggregate | MW | NPgY | BRADFORD WEST | Total installed renewable generation capacity (MW) | BRAW_1 | 50.419 | 51.749 | 55.012 | 58.59 | 62.366 | 65.817 | 70.795 | 76.363 | 82.807 | 89.555 | 96.364 | 103.722 | 110.289 | 116.858 | 123.3 | 130.061 | 136.495 | 142.69 | 148.836 | 155.049 | 161.856 | 168.687 | 175.535 | 182.391 | 189.279 | 196.037 | 203.455 | 212.124 | 220.863 | 229.666 | 238.54 | 247.491 | NPgY | GSP | NG FES - System Transformation | Total installed renewable generation capacity (MW)
NG FES - System Transformation | Gen_BB001_NPgAggregate | MW | NPgY | CAMBLESFORTH | Total installed renewable generation capacity (MW) | CAMB_01 | 123.144 | 123.367 | 123.877 | 124.417 | 124.987 | 125.489 | 126.153 | 126.856 | 127.656 | 128.517 | 129.405 | 130.419 | 131.287 | 132.178 | 133.045 | 133.969 | 134.799 | 135.488 | 136.134 | 136.849 | 137.678 | 138.511 | 139.346 | 140.18 | 141.017 | 141.829 | 142.688 | 143.636 | 144.59 | 145.548 | 146.512 | 147.484 | NPgY | GSP | NG FES - System Transformation | Total installed renewable generation capacity (MW)
NG FES - System Transformation | Gen_BB001_NPgAggregate | MW | NPgY | CREYKE BECK | Total installed renewable generation capacity (MW) | CREB_1 | 275.029 | 276.925 | 293.743 | 310.951 | 327.989 | 340.76 | 355.822 | 372.702 | 391.272 | 412.145 | 433.835 | 461.691 | 481.603 | 502.123 | 521.624 | 543.5 | 561.874 | 574.195 | 585.191 | 598.229 | 615.955 | 633.812 | 651.665 | 669.501 | 687.504 | 704.492 | 720.823 | 735.724 | 750.751 | 765.878 | 781.132 | 797.975 | NPgY | GSP | NG FES - System Transformation | Total installed renewable generation capacity (MW)
NG FES - System Transformation | Gen_BB001_NPgAggregate | MW | NPgY | DRAX | Total installed renewable generation capacity (MW) | DRAX_YEDL | 44.052 | 44.355 | 46.383 | 48.421 | 50.444 | 51.957 | 53.736 | 55.382 | 57.149 | 59.189 | 61.328 | 64.05 | 65.812 | 67.641 | 69.335 | 71.302 | 72.824 | 73.735 | 74.462 | 75.439 | 76.971 | 78.503 | 80.02 | 81.519 | 83.021 | 84.385 | 86.06 | 88.329 | 90.62 | 92.928 | 95.258 | 97.617 | NPgY | GSP | NG FES - System Transformation | Total installed renewable generation capacity (MW)
NG FES - System Transformation | Gen_BB001_NPgAggregate | MW | NPgY | ELLAND | Total installed renewable generation capacity (MW) | ELLA_1 | 69.298 | 69.799 | 72.692 | 75.812 | 79.06 | 81.91 | 85.929 | 90.347 | 95.421 | 100.785 | 106.218 | 112.214 | 117.333 | 122.466 | 127.465 | 132.777 | 137.727 | 142.341 | 146.872 | 151.508 | 156.738 | 161.984 | 167.229 | 172.473 | 177.741 | 182.872 | 188.308 | 194.308 | 200.347 | 206.424 | 212.54 | 218.705 | NPgY | GSP | NG FES - System Transformation | Total installed renewable generation capacity (MW)
NG FES - System Transformation | Gen_BB001_NPgAggregate | MW | NPgY | FERRYBRIDGE A | Total installed renewable generation capacity (MW) | FERRA2 | 16.87 | 17.067 | 20.362 | 23.717 | 27.035 | 29.514 | 32.473 | 35.591 | 39.001 | 42.851 | 46.849 | 51.932 | 55.442 | 59.05 | 62.45 | 66.307 | 69.487 | 71.693 | 73.646 | 75.961 | 79.18 | 82.416 | 85.637 | 88.845 | 92.076 | 95.098 | 97.995 | 100.628 | 103.276 | 105.933 | 108.605 | 111.4 | NPgY | GSP | NG FES - System Transformation | Total installed renewable generation capacity (MW)
NG FES - System Transformation | Gen_BB001_NPgAggregate | MW | NPgY | FERRYBRIDGE B | Total installed renewable generation capacity (MW) | FERRB9 | 83.974 | 84.484 | 92.85 | 101.333 | 109.701 | 115.897 | 123.197 | 130.751 | 138.963 | 148.307 | 158.036 | 170.53 | 178.962 | 187.656 | 195.81 | 205.131 | 212.693 | 217.727 | 222.087 | 227.407 | 235.05 | 242.728 | 250.365 | 257.962 | 265.611 | 272.715 | 279.58 | 285.924 | 292.305 | 298.708 | 305.146 | 311.856 | NPgY | GSP | NG FES - System Transformation | Total installed renewable generation capacity (MW)
NG FES - System Transformation | Gen_BB001_NPgAggregate | MW | NPgY | GRIMSBY WEST | Total installed renewable generation capacity (MW) | GRIW_1 | 44.918 | 45.215 | 50.619 | 56.063 | 61.442 | 65.438 | 70.214 | 74.691 | 79.51 | 85.041 | 90.804 | 98.078 | 102.738 | 107.539 | 111.975 | 117.139 | 121.172 | 123.715 | 125.818 | 128.492 | 132.63 | 136.768 | 140.857 | 144.898 | 148.95 | 152.629 | 156.531 | 160.842 | 165.174 | 169.52 | 173.887 | 178.315 | NPgY | GSP | NG FES - System Transformation | Total installed renewable generation capacity (MW)
NG FES - System Transformation | Gen_BB001_NPgAggregate | MW | NPgY | JORDANTHORPE | Total installed renewable generation capacity (MW) | JORD_3 | 3.379 | 3.442 | 3.802 | 4.204 | 4.63 | 5.021 | 5.59 | 6.286 | 7.098 | 7.942 | 8.794 | 9.731 | 10.583 | 11.438 | 12.28 | 13.16 | 14.007 | 14.834 | 15.658 | 16.489 | 17.389 | 18.294 | 19.201 | 20.113 | 21.03 | 21.936 | 22.856 | 23.796 | 24.743 | 25.696 | 26.656 | 27.625 | NPgY | GSP | NG FES - System Transformation | Total installed renewable generation capacity (MW)
NG FES - System Transformation | Gen_BB001_NPgAggregate | MW | NPgY | KEADBY | Total installed renewable generation capacity (MW) | KEAD_YEDL | 324.429 | 325.805 | 352.305 | 378.485 | 404.038 | 422.065 | 442.009 | 459.086 | 476.688 | 498.043 | 520.732 | 551.539 | 568.424 | 586.244 | 602.14 | 621.792 | 635.135 | 637.281 | 636.778 | 639.794 | 650.472 | 661.12 | 671.482 | 681.55 | 691.626 | 699.732 | 708.922 | 720.142 | 731.428 | 742.731 | 754.095 | 768.184 | NPgY | GSP | NG FES - System Transformation | Total installed renewable generation capacity (MW)
NG FES - System Transformation | Gen_BB001_NPgAggregate | MW | NPgY | KIRKSTALL B | Total installed renewable generation capacity (MW) | KIRKB1 | 13.323 | 13.523 | 14.856 | 16.435 | 18.101 | 19.637 | 21.815 | 25.349 | 29.513 | 33.822 | 38.18 | 43.306 | 48.153 | 53.046 | 57.929 | 62.989 | 67.954 | 72.85 | 77.769 | 82.769 | 88.065 | 93.42 | 98.827 | 104.289 | 109.817 | 115.344 | 120.038 | 123.071 | 126.121 | 129.187 | 132.27 | 135.373 | NPgY | GSP | NG FES - System Transformation | Total installed renewable generation capacity (MW)
NG FES - System Transformation | Gen_BB001_NPgAggregate | MW | NPgY | NEEPSEND | Total installed renewable generation capacity (MW) | NEEP_3 | 6.078 | 6.16 | 6.435 | 6.777 | 7.167 | 7.59 | 8.282 | 9.143 | 10.17 | 11.206 | 12.239 | 13.282 | 14.351 | 15.412 | 16.472 | 17.548 | 18.638 | 19.784 | 20.953 | 22.094 | 23.254 | 24.419 | 25.589 | 26.766 | 27.949 | 29.132 | 30.375 | 31.728 | 33.09 | 34.462 | 35.844 | 37.236 | NPgY | GSP | NG FES - System Transformation | Total installed renewable generation capacity (MW)
NG FES - System Transformation | Gen_BB001_NPgAggregate | MW | NPgY | NORTON LEES | Total installed renewable generation capacity (MW) | NORL_3 | 3.657 | 3.739 | 3.935 | 4.2 | 4.515 | 4.889 | 5.531 | 6.353 | 7.342 | 8.329 | 9.308 | 10.273 | 11.312 | 12.338 | 13.371 | 14.408 | 15.477 | 16.628 | 17.809 | 18.953 | 20.092 | 21.237 | 22.387 | 23.545 | 24.709 | 25.881 | 27.112 | 28.454 | 29.805 | 31.166 | 32.538 | 33.92 | NPgY | GSP | NG FES - System Transformation | Total installed renewable generation capacity (MW)
NG FES - System Transformation | Gen_BB001_NPgAggregate | MW | NPgY | PITSMOOR 3/4 | Total installed renewable generation capacity (MW) | PITS_BB_B | 1.02 | 1.056 | 1.14 | 1.253 | 1.388 | 1.547 | 1.821 | 2.171 | 2.592 | 3.013 | 3.43 | 3.842 | 4.284 | 4.722 | 5.162 | 5.603 | 6.059 | 6.549 | 7.052 | 7.539 | 8.024 | 8.511 | 9.002 | 9.495 | 9.991 | 10.49 | 11.014 | 11.585 | 12.16 | 12.739 | 13.323 | 13.911 | NPgY | GSP | NG FES - System Transformation | Total installed renewable generation capacity (MW)
NG FES - System Transformation | Gen_BB001_NPgAggregate | MW | NPgY | SALTEND NORTH | Total installed renewable generation capacity (MW) | SALT_1 | 48.232 | 48.461 | 48.66 | 48.912 | 49.219 | 49.577 | 50.144 | 50.835 | 51.662 | 52.499 | 53.342 | 54.198 | 55.121 | 56.052 | 56.988 | 57.93 | 58.871 | 59.803 | 60.736 | 61.682 | 62.638 | 63.599 | 64.567 | 65.54 | 66.518 | 67.5 | 68.684 | 70.253 | 71.838 | 73.44 | 75.058 | 76.694 | NPgY | GSP | NG FES - System Transformation | Total installed renewable generation capacity (MW)
NG FES - System Transformation | Gen_BB001_NPgAggregate | MW | NPgY | SHEFFIELD CITY | Total installed renewable generation capacity (MW) | SHEC_3 | 1.411 | 1.454 | 1.573 | 1.728 | 1.908 | 2.114 | 2.461 | 2.9 | 3.427 | 3.954 | 4.478 | 5.001 | 5.551 | 6.097 | 6.644 | 7.195 | 7.76 | 8.363 | 8.979 | 9.578 | 10.18 | 10.784 | 11.392 | 12.002 | 12.617 | 13.233 | 13.881 | 14.587 | 15.298 | 16.013 | 16.735 | 17.461 | NPgY | GSP | NG FES - System Transformation | Total installed renewable generation capacity (MW)
NG FES - System Transformation | Gen_BB001_NPgAggregate | MW | NPgY | SKELTON GRANGE | Total installed renewable generation capacity (MW) | SKLGB1 | 38.563 | 39.117 | 43.339 | 47.31 | 51.509 | 55.371 | 60.887 | 68.833 | 78.152 | 87.825 | 97.608 | 108.856 | 119.341 | 129.908 | 140.407 | 151.322 | 161.94 | 172.278 | 182.622 | 193.142 | 204.385 | 215.731 | 227.165 | 238.689 | 250.331 | 261.92 | 272.33 | 280.367 | 288.452 | 296.583 | 304.763 | 313.037 | NPgY | GSP | NG FES - System Transformation | Total installed renewable generation capacity (MW)
NG FES - System Transformation | Gen_BB001_NPgAggregate | MW | NPgY | TEMPLEBOROUGH 275/33KV | Total installed renewable generation capacity (MW) | TEMP_3 | 0.358 | 0.368 | 0.447 | 0.537 | 0.628 | 0.706 | 0.808 | 0.972 | 1.162 | 1.363 | 1.568 | 1.82 | 2.046 | 2.276 | 2.505 | 2.745 | 2.973 | 3.187 | 3.398 | 3.619 | 3.86 | 4.105 | 4.352 | 4.601 | 4.854 | 5.105 | 5.312 | 5.432 | 5.553 | 5.674 | 5.796 | 5.919 | NPgY | GSP | NG FES - System Transformation | Total installed renewable generation capacity (MW)
NG FES - System Transformation | Gen_BB001_NPgAggregate | MW | NPgY | THURCROFT | Total installed renewable generation capacity (MW) | THUR_6 | 62.578 | 62.888 | 69.772 | 76.682 | 83.464 | 88.407 | 94.193 | 99.632 | 105.441 | 112.174 | 119.207 | 128.274 | 133.892 | 139.695 | 145.026 | 151.304 | 156.116 | 159.017 | 161.349 | 164.426 | 169.407 | 174.392 | 179.315 | 184.179 | 189.06 | 193.46 | 197.975 | 202.68 | 207.409 | 212.147 | 216.906 | 221.71 | NPgY | GSP | NG FES - System Transformation | Total installed renewable generation capacity (MW)
NG FES - System Transformation | Gen_BB001_NPgAggregate | MW | NPgY | WEST MELTON / THORPE MARSH | Total installed renewable generation capacity (MW) | WMEL_THOM | 206.325 | 206.951 | 213.723 | 220.655 | 227.609 | 233.031 | 239.829 | 246.553 | 253.965 | 262.226 | 270.759 | 281.07 | 288.42 | 295.93 | 303.017 | 310.975 | 317.603 | 321.297 | 324.502 | 328.355 | 333.943 | 339.542 | 345.094 | 350.601 | 356.13 | 361.229 | 366.826 | 373.354 | 379.931 | 386.548 | 393.215 | 401.247 | NPgY | GSP | NG FES - System Transformation | Total installed renewable generation capacity (MW)
NG FES - System Transformation | Gen_BB001_NPgAggregate | MW | NPgY | WEST MELTON SECTION 3 | Total installed renewable generation capacity (MW) | WMEL_BB3 | 84.873 | 85.357 | 92.429 | 99.651 | 106.847 | 112.351 | 119.123 | 125.987 | 133.525 | 141.974 | 150.714 | 161.502 | 169.061 | 176.799 | 184.092 | 192.324 | 199.157 | 203.819 | 207.964 | 212.812 | 219.527 | 226.261 | 232.953 | 239.604 | 246.29 | 252.523 | 258.892 | 265.48 | 272.108 | 278.765 | 285.461 | 292.619 | NPgY | GSP | NG FES - System Transformation | Total installed renewable generation capacity (MW)
NG FES - System Transformation | Gen_BB001_NPgAggregate | MW | NPgY | WINCOBANK | Total installed renewable generation capacity (MW) | WIBA_3 | 46.3 | 46.321 | 46.576 | 46.844 | 47.114 | 47.327 | 47.595 | 47.926 | 48.3 | 48.707 | 49.126 | 49.643 | 50.053 | 50.472 | 50.878 | 51.318 | 51.681 | 50.288 | 48.88 | 47.499 | 46.185 | 44.875 | 43.566 | 42.258 | 40.955 | 39.639 | 38.277 | 36.822 | 35.37 | 33.918 | 32.467 | 32.746 | NPgY | GSP | NG FES - System Transformation | Total installed renewable generation capacity (MW)
NG FES - System Transformation | Gen_BB011 | MW | NPgN | BLYTH 66kV | Total installed waste incineration capacity (MW) | BLYTB1 | 7.2 | 7.2 | 7.468 | 7.736 | 8.005 | 8.273 | 8.541 | 8.836 | 9.129 | 9.425 | 9.721 | 9.931 | 9.778 | 9.581 | 9.408 | 9.257 | 9.132 | 9.035 | 8.894 | 8.736 | 8.585 | 8.396 | 8.175 | 7.947 | 7.71 | 7.455 | 7.213 | 6.99 | 6.8 | 6.62 | 6.433 | 6.282 | NPgN | GSP | NG FES - System Transformation | Total installed waste incineration capacity (MW)
NG FES - System Transformation | Gen_BB011 | MW | NPgN | BLYTH 132kV | Total installed waste incineration capacity (MW) | BLYTH132 | 0 | 0 | 0.474 | 0.949 | 1.423 | 1.897 | 2.371 | 2.892 | 3.411 | 3.933 | 4.457 | 4.829 | 4.558 | 4.21 | 3.904 | 3.636 | 3.416 | 3.244 | 2.995 | 2.716 | 2.448 | 2.114 | 1.725 | 1.32 | 0.901 | 0.451 | 0.023 | 0 | 0 | 0 | 0 | 0 | NPgN | GSP | NG FES - System Transformation | Total installed waste incineration capacity (MW)
NG FES - System Transformation | Gen_BB011 | MW | NPgN | FOURSTONES | Total installed waste incineration capacity (MW) | FOUR_1 | 0 | 0 | 0.025 | 0.049 | 0.074 | 0.098 | 0.123 | 0.15 | 0.176 | 0.203 | 0.231 | 0.25 | 0.236 | 0.218 | 0.202 | 0.188 | 0.177 | 0.168 | 0.155 | 0.14 | 0.127 | 0.109 | 0.089 | 0.068 | 0.047 | 0.023 | 0.001 | 0 | 0 | 0 | 0 | 0 | NPgN | GSP | NG FES - System Transformation | Total installed waste incineration capacity (MW)
NG FES - System Transformation | Gen_BB011 | MW | NPgN | HARTMOOR | Total installed waste incineration capacity (MW) | HARM_6 | 0 | 0 | 0.133 | 0.265 | 0.398 | 0.53 | 0.663 | 0.808 | 0.953 | 1.099 | 1.246 | 1.35 | 1.274 | 1.177 | 1.091 | 1.016 | 0.955 | 0.907 | 0.837 | 0.759 | 0.684 | 0.591 | 0.482 | 0.369 | 0.252 | 0.126 | 0.006 | 0 | 0 | 0 | 0 | 0 | NPgN | GSP | NG FES - System Transformation | Total installed waste incineration capacity (MW)
NG FES - System Transformation | Gen_BB011 | MW | NPgN | HAWTHORN PIT GRID | Total installed waste incineration capacity (MW) | HAWP_6 | 1.9 | 1.9 | 2.039 | 2.177 | 2.316 | 2.454 | 2.593 | 2.745 | 2.896 | 3.049 | 3.202 | 3.31 | 3.231 | 3.13 | 3.04 | 2.962 | 2.898 | 2.847 | 2.775 | 2.693 | 2.615 | 2.518 | 2.404 | 2.286 | 2.163 | 2.032 | 1.907 | 1.845 | 1.794 | 1.747 | 1.698 | 1.658 | NPgN | GSP | NG FES - System Transformation | Total installed waste incineration capacity (MW)
NG FES - System Transformation | Gen_BB011 | MW | NPgN | KNARESBOROUGH | Total installed waste incineration capacity (MW) | KNARE_111 | 36.135 | 36.135 | 36.686 | 37.238 | 37.789 | 38.34 | 38.892 | 39.497 | 40.1 | 40.708 | 41.317 | 41.749 | 41.434 | 41.029 | 40.673 | 40.362 | 40.106 | 39.906 | 39.617 | 39.293 | 38.981 | 38.593 | 38.14 | 37.67 | 37.183 | 36.659 | 36.162 | 35.081 | 34.126 | 33.225 | 32.288 | 31.526 | NPgN | GSP | NG FES - System Transformation | Total installed waste incineration capacity (MW)
NG FES - System Transformation | Gen_BB011 | MW | NPgN | LACKENBY | Total installed waste incineration capacity (MW) | LACK_6 | 6.197 | 6.197 | 6.34 | 6.483 | 6.626 | 6.769 | 6.912 | 7.069 | 7.225 | 7.383 | 7.541 | 7.653 | 7.571 | 7.466 | 7.374 | 7.293 | 7.227 | 7.175 | 7.1 | 7.016 | 6.935 | 6.834 | 6.717 | 6.595 | 6.469 | 6.333 | 6.204 | 6.016 | 5.852 | 5.698 | 5.537 | 5.407 | NPgN | GSP | NG FES - System Transformation | Total installed waste incineration capacity (MW)
NG FES - System Transformation | Gen_BB011 | MW | NPgN | NORTON | Total installed waste incineration capacity (MW) | NORT_1 | 72.561 | 72.561 | 73.697 | 74.833 | 75.969 | 77.105 | 78.24 | 79.487 | 80.729 | 81.981 | 83.236 | 84.127 | 83.477 | 82.644 | 81.91 | 81.27 | 80.741 | 80.331 | 79.735 | 79.067 | 78.424 | 77.625 | 76.692 | 75.723 | 74.72 | 73.64 | 72.616 | 70.445 | 68.526 | 66.717 | 64.836 | 63.306 | NPgN | GSP | NG FES - System Transformation | Total installed waste incineration capacity (MW)
NG FES - System Transformation | Gen_BB011 | MW | NPgN | OFFERTON | Total installed waste incineration capacity (MW) | OFFE_3 | 0 | 0 | 0.01 | 0.02 | 0.029 | 0.039 | 0.049 | 0.06 | 0.071 | 0.081 | 0.092 | 0.1 | 0.094 | 0.087 | 0.081 | 0.075 | 0.071 | 0.067 | 0.062 | 0.056 | 0.051 | 0.044 | 0.036 | 0.027 | 0.019 | 0.009 | 0 | 0 | 0 | 0 | 0 | 0 | NPgN | GSP | NG FES - System Transformation | Total installed waste incineration capacity (MW)
NG FES - System Transformation | Gen_BB011 | MW | NPgN | OSBALDWICK | Total installed waste incineration capacity (MW) | OSBA_1 | 1.5 | 1.5 | 2.85 | 4.2 | 5.55 | 6.9 | 8.25 | 9.732 | 11.208 | 12.696 | 14.188 | 15.246 | 14.475 | 13.484 | 12.612 | 11.851 | 11.222 | 10.734 | 10.026 | 9.232 | 8.469 | 7.518 | 6.409 | 5.258 | 4.066 | 2.783 | 1.565 | 1.456 | 1.417 | 1.379 | 1.34 | 1.309 | NPgN | GSP | NG FES - System Transformation | Total installed waste incineration capacity (MW)
NG FES - System Transformation | Gen_BB011 | MW | NPgN | POPPLETON | Total installed waste incineration capacity (MW) | POPP_3 | 0 | 0 | 0.041 | 0.083 | 0.124 | 0.166 | 0.207 | 0.253 | 0.298 | 0.344 | 0.389 | 0.422 | 0.398 | 0.368 | 0.341 | 0.318 | 0.298 | 0.283 | 0.262 | 0.237 | 0.214 | 0.185 | 0.151 | 0.115 | 0.079 | 0.039 | 0.002 | 0 | 0 | 0 | 0 | 0 | NPgN | GSP | NG FES - System Transformation | Total installed waste incineration capacity (MW)
NG FES - System Transformation | Gen_BB011 | MW | NPgN | SALTHOLME | Total installed waste incineration capacity (MW) | SALH_1 | 5.1 | 5.1 | 5.11 | 5.121 | 5.131 | 5.141 | 5.152 | 5.163 | 5.174 | 5.186 | 5.197 | 5.205 | 5.199 | 5.192 | 5.185 | 5.179 | 5.174 | 5.171 | 5.165 | 5.159 | 5.153 | 5.146 | 5.138 | 5.129 | 5.12 | 5.11 | 5.101 | 4.951 | 4.816 | 4.689 | 4.557 | 4.449 | NPgN | GSP | NG FES - System Transformation | Total installed waste incineration capacity (MW)
NG FES - System Transformation | Gen_BB011 | MW | NPgN | SOUTH SHIELDS | Total installed waste incineration capacity (MW) | SSHI_3 | 0 | 0 | 0 | 0 | 0 | 0 | 0 | 0 | 0 | 0.001 | 0.001 | 0.001 | 0.001 | 0.001 | 0.001 | 0.001 | 0 | 0 | 0 | 0 | 0 | 0 | 0 | 0 | 0 | 0 | 0 | 0 | 0 | 0 | 0 | 0 | NPgN | GSP | NG FES - System Transformation | Total installed waste incineration capacity (MW)
NG FES - System Transformation | Gen_BB011 | MW | NPgN | SPADEADAM | Total installed waste incineration capacity (MW) | KIELD01 and SPAD20 | 0 | 0 | 0.019 | 0.038 | 0.058 | 0.077 | 0.096 | 0.117 | 0.138 | 0.159 | 0.181 | 0.196 | 0.185 | 0.171 | 0.158 | 0.147 | 0.138 | 0.131 | 0.121 | 0.11 | 0.099 | 0.086 | 0.07 | 0.054 | 0.037 | 0.018 | 0.001 | 0 | 0 | 0 | 0 | 0 | NPgN | GSP | NG FES - System Transformation | Total installed waste incineration capacity (MW)
NG FES - System Transformation | Gen_BB011 | MW | NPgN | SPENNYMOOR | Total installed waste incineration capacity (MW) | SPEN_1 | 3.8 | 3.8 | 4.702 | 5.604 | 6.506 | 7.408 | 8.31 | 9.3 | 10.286 | 11.281 | 12.277 | 12.984 | 12.469 | 11.807 | 11.224 | 10.716 | 10.296 | 9.97 | 9.497 | 8.966 | 8.456 | 7.821 | 7.08 | 6.311 | 5.514 | 4.657 | 3.844 | 3.689 | 3.589 | 3.494 | 3.395 | 3.315 | NPgN | GSP | NG FES - System Transformation | Total installed waste incineration capacity (MW)
NG FES - System Transformation | Gen_BB011 | MW | NPgN | STELLA NORTH | Total installed waste incineration capacity (MW) | STEN_1 | 7.315 | 7.315 | 7.377 | 7.44 | 7.502 | 7.565 | 7.627 | 7.696 | 7.764 | 7.833 | 7.902 | 7.951 | 7.915 | 7.869 | 7.829 | 7.794 | 7.765 | 7.742 | 7.709 | 7.673 | 7.637 | 7.593 | 7.542 | 7.489 | 7.434 | 7.374 | 7.318 | 7.102 | 6.908 | 6.726 | 6.536 | 6.382 | NPgN | GSP | NG FES - System Transformation | Total installed waste incineration capacity (MW)
NG FES - System Transformation | Gen_BB011 | MW | NPgN | STELLA SOUTH | Total installed waste incineration capacity (MW) | STES_1 | 0 | 0 | 0.441 | 0.881 | 1.322 | 1.762 | 2.203 | 2.686 | 3.168 | 3.653 | 4.14 | 4.485 | 4.234 | 3.91 | 3.626 | 3.378 | 3.172 | 3.013 | 2.782 | 2.523 | 2.274 | 1.964 | 1.602 | 1.226 | 0.837 | 0.419 | 0.021 | 0 | 0 | 0 | 0 | 0 | NPgN | GSP | NG FES - System Transformation | Total installed waste incineration capacity (MW)
NG FES - System Transformation | Gen_BB011 | MW | NPgN | TYNEMOUTH | Total installed waste incineration capacity (MW) | TYNE_1 | 6.555 | 6.555 | 6.572 | 6.589 | 6.606 | 6.623 | 6.64 | 6.658 | 6.677 | 6.695 | 6.714 | 6.727 | 6.718 | 6.705 | 6.694 | 6.685 | 6.677 | 6.671 | 6.662 | 6.652 | 6.642 | 6.63 | 6.617 | 6.602 | 6.587 | 6.571 | 6.556 | 6.364 | 6.191 | 6.027 | 5.857 | 5.719 | NPgN | GSP | NG FES - System Transformation | Total installed waste incineration capacity (MW)
NG FES - System Transformation | Gen_BB011 | MW | NPgN | WEST BOLDON | Total installed waste incineration capacity (MW) | WBOL_6 | 0 | 0 | 0.053 | 0.105 | 0.158 | 0.211 | 0.264 | 0.322 | 0.379 | 0.437 | 0.496 | 0.537 | 0.507 | 0.468 | 0.434 | 0.404 | 0.38 | 0.361 | 0.333 | 0.302 | 0.272 | 0.235 | 0.192 | 0.147 | 0.1 | 0.05 | 0.003 | 0 | 0 | 0 | 0 | 0 | NPgN | GSP | NG FES - System Transformation | Total installed waste incineration capacity (MW)
NG FES - System Transformation | Gen_BB011 | MW | NPgY | BRADFORD WEST | Total installed waste incineration capacity (MW) | BRAW_1 | 0 | 0 | 0.079 | 0.158 | 0.237 | 0.316 | 0.395 | 0.576 | 0.757 | 0.938 | 1.12 | 1.233 | 1.143 | 1.019 | 0.911 | 0.815 | 0.726 | 0.655 | 0.537 | 0.408 | 0.295 | 0.155 | 0 | 0 | 0 | 0 | 0 | 0 | 0 | 0 | 0 | 0 | NPgY | GSP | NG FES - System Transformation | Total installed waste incineration capacity (MW)
NG FES - System Transformation | Gen_BB011 | MW | NPgY | CAMBLESFORTH | Total installed waste incineration capacity (MW) | CAMB_01 | 0 | 0 | 0.014 | 0.027 | 0.041 | 0.054 | 0.068 | 0.099 | 0.13 | 0.161 | 0.192 | 0.212 | 0.196 | 0.175 | 0.156 | 0.14 | 0.125 | 0.112 | 0.092 | 0.07 | 0.051 | 0.027 | 0 | 0 | 0 | 0 | 0 | 0 | 0 | 0 | 0 | 0 | NPgY | GSP | NG FES - System Transformation | Total installed waste incineration capacity (MW)
NG FES - System Transformation | Gen_BB011 | MW | NPgY | CREYKE BECK | Total installed waste incineration capacity (MW) | CREB_1 | 0 | 0 | 0.574 | 1.148 | 1.722 | 2.297 | 2.871 | 4.188 | 5.497 | 6.815 | 8.137 | 8.961 | 8.304 | 7.402 | 6.616 | 5.92 | 5.277 | 4.762 | 3.903 | 2.968 | 2.141 | 1.129 | 0 | 0 | 0 | 0 | 0 | 0 | 0 | 0 | 0 | 0 | NPgY | GSP | NG FES - System Transformation | Total installed waste incineration capacity (MW)
NG FES - System Transformation | Gen_BB011 | MW | NPgY | DRAX | Total installed waste incineration capacity (MW) | DRAX_YEDL | 0 | 0 | 0.069 | 0.138 | 0.207 | 0.276 | 0.345 | 0.503 | 0.66 | 0.819 | 0.977 | 1.076 | 0.997 | 0.889 | 0.795 | 0.711 | 0.634 | 0.572 | 0.469 | 0.356 | 0.257 | 0.136 | 0 | 0 | 0 | 0 | 0 | 0 | 0 | 0 | 0 | 0 | NPgY | GSP | NG FES - System Transformation | Total installed waste incineration capacity (MW)
NG FES - System Transformation | Gen_BB011 | MW | NPgY | ELLAND | Total installed waste incineration capacity (MW) | ELLA_1 | 0 | 0 | 0.078 | 0.156 | 0.234 | 0.312 | 0.391 | 0.57 | 0.748 | 0.927 | 1.107 | 1.219 | 1.13 | 1.007 | 0.9 | 0.805 | 0.718 | 0.648 | 0.531 | 0.404 | 0.291 | 0.154 | 0 | 0 | 0 | 0 | 0 | 0 | 0 | 0 | 0 | 0 | NPgY | GSP | NG FES - System Transformation | Total installed waste incineration capacity (MW)
NG FES - System Transformation | Gen_BB011 | MW | NPgY | FERRYBRIDGE A | Total installed waste incineration capacity (MW) | FERRA2 | 0 | 0 | 0.113 | 0.226 | 0.339 | 0.452 | 0.565 | 0.824 | 1.081 | 1.341 | 1.601 | 1.763 | 1.634 | 1.456 | 1.302 | 1.165 | 1.038 | 0.937 | 0.768 | 0.584 | 0.421 | 0.222 | 0 | 0 | 0 | 0 | 0 | 0 | 0 | 0 | 0 | 0 | NPgY | GSP | NG FES - System Transformation | Total installed waste incineration capacity (MW)
NG FES - System Transformation | Gen_BB011 | MW | NPgY | FERRYBRIDGE B | Total installed waste incineration capacity (MW) | FERRB9 | 79 | 79 | 79.29 | 79.579 | 79.869 | 80.158 | 80.448 | 81.112 | 81.772 | 82.436 | 83.103 | 83.518 | 83.187 | 82.733 | 82.336 | 81.985 | 81.661 | 81.401 | 80.968 | 80.496 | 80.08 | 79.569 | 78.723 | 74.163 | 69.168 | 63.42 | 57.983 | 53.353 | 49.631 | 46.189 | 42.619 | 39.923 | NPgY | GSP | NG FES - System Transformation | Total installed waste incineration capacity (MW)
NG FES - System Transformation | Gen_BB011 | MW | NPgY | GRIMSBY WEST | Total installed waste incineration capacity (MW) | GRIW_1 | 0 | 0 | 0.186 | 0.372 | 0.557 | 0.743 | 0.929 | 1.355 | 1.779 | 2.206 | 2.634 | 2.9 | 2.688 | 2.396 | 2.141 | 1.916 | 1.708 | 1.541 | 1.263 | 0.961 | 0.693 | 0.365 | 0 | 0 | 0 | 0 | 0 | 0 | 0 | 0 | 0 | 0 | NPgY | GSP | NG FES - System Transformation | Total installed waste incineration capacity (MW)
NG FES - System Transformation | Gen_BB011 | MW | NPgY | JORDANTHORPE | Total installed waste incineration capacity (MW) | JORD_3 | 0 | 0 | 0.009 | 0.018 | 0.026 | 0.035 | 0.044 | 0.064 | 0.084 | 0.104 | 0.125 | 0.137 | 0.127 | 0.113 | 0.101 | 0.091 | 0.081 | 0.073 | 0.06 | 0.045 | 0.033 | 0.017 | 0 | 0 | 0 | 0 | 0 | 0 | 0 | 0 | 0 | 0 | NPgY | GSP | NG FES - System Transformation | Total installed waste incineration capacity (MW)
NG FES - System Transformation | Gen_BB011 | MW | NPgY | KEADBY | Total installed waste incineration capacity (MW) | KEAD_YEDL | 2.8 | 2.8 | 3.758 | 4.715 | 5.673 | 6.63 | 7.588 | 9.784 | 11.967 | 14.165 | 16.37 | 17.744 | 16.648 | 15.145 | 13.833 | 12.672 | 11.6 | 10.741 | 9.309 | 7.749 | 6.371 | 4.682 | 2.79 | 2.629 | 2.452 | 2.248 | 2.055 | 1.891 | 1.759 | 1.637 | 1.511 | 1.415 | NPgY | GSP | NG FES - System Transformation | Total installed waste incineration capacity (MW)
NG FES - System Transformation | Gen_BB011 | MW | NPgY | KIRKSTALL B | Total installed waste incineration capacity (MW) | KIRKB1 | 0 | 0 | 0.033 | 0.065 | 0.098 | 0.13 | 0.163 | 0.238 | 0.312 | 0.387 | 0.462 | 0.509 | 0.472 | 0.42 | 0.376 | 0.336 | 0.3 | 0.27 | 0.222 | 0.169 | 0.122 | 0.064 | 0 | 0 | 0 | 0 | 0 | 0 | 0 | 0 | 0 | 0 | NPgY | GSP | NG FES - System Transformation | Total installed waste incineration capacity (MW)
NG FES - System Transformation | Gen_BB011 | MW | NPgY | NEEPSEND | Total installed waste incineration capacity (MW) | NEEP_3 | 0 | 0 | 0.003 | 0.006 | 0.009 | 0.012 | 0.015 | 0.022 | 0.029 | 0.036 | 0.043 | 0.047 | 0.044 | 0.039 | 0.035 | 0.031 | 0.028 | 0.025 | 0.021 | 0.016 | 0.011 | 0.006 | 0 | 0 | 0 | 0 | 0 | 0 | 0 | 0 | 0 | 0 | NPgY | GSP | NG FES - System Transformation | Total installed waste incineration capacity (MW)
NG FES - System Transformation | Gen_BB011 | MW | NPgY | NORTON LEES | Total installed waste incineration capacity (MW) | NORL_3 | 0 | 0 | 0 | 0 | 0 | 0 | 0 | 0 | 0 | 0 | 0 | 0 | 0 | 0 | 0 | 0 | 0 | 0 | 0 | 0 | 0 | 0 | 0 | 0 | 0 | 0 | 0 | 0 | 0 | 0 | 0 | 0 | NPgY | GSP | NG FES - System Transformation | Total installed waste incineration capacity (MW)
NG FES - System Transformation | Gen_BB011 | MW | NPgY | PITSMOOR 3/4 | Total installed waste incineration capacity (MW) | PITS_BB_B | 0 | 0 | 0 | 0 | 0 | 0 | 0 | 0 | 0 | 0 | 0 | 0 | 0 | 0 | 0 | 0 | 0 | 0 | 0 | 0 | 0 | 0 | 0 | 0 | 0 | 0 | 0 | 0 | 0 | 0 | 0 | 0 | NPgY | GSP | NG FES - System Transformation | Total installed waste incineration capacity (MW)
NG FES - System Transformation | Gen_BB011 | MW | NPgY | SALTEND NORTH | Total installed waste incineration capacity (MW) | SALT_1 | 0 | 0 | 0 | 0.001 | 0.001 | 0.001 | 0.002 | 0.003 | 0.003 | 0.004 | 0.005 | 0.006 | 0.005 | 0.005 | 0.004 | 0.004 | 0.003 | 0.003 | 0.002 | 0.002 | 0.001 | 0.001 | 0 | 0 | 0 | 0 | 0 | 0 | 0 | 0 | 0 | 0 | NPgY | GSP | NG FES - System Transformation | Total installed waste incineration capacity (MW)
NG FES - System Transformation | Gen_BB011 | MW | NPgY | SHEFFIELD CITY | Total installed waste incineration capacity (MW) | SHEC_3 | 0 | 0 | 0.001 | 0.001 | 0.002 | 0.003 | 0.003 | 0.005 | 0.006 | 0.007 | 0.009 | 0.01 | 0.009 | 0.008 | 0.007 | 0.006 | 0.006 | 0.005 | 0.004 | 0.003 | 0.002 | 0.001 | 0 | 0 | 0 | 0 | 0 | 0 | 0 | 0 | 0 | 0 | NPgY | GSP | NG FES - System Transformation | Total installed waste incineration capacity (MW)
NG FES - System Transformation | Gen_BB011 | MW | NPgY | SKELTON GRANGE | Total installed waste incineration capacity (MW) | SKLGB1 | 25.6 | 25.6 | 25.685 | 25.769 | 25.854 | 25.939 | 26.023 | 26.217 | 26.41 | 26.605 | 26.8 | 26.921 | 26.824 | 26.691 | 26.575 | 26.473 | 26.378 | 26.302 | 26.175 | 26.037 | 25.916 | 25.766 | 25.51 | 24.033 | 22.414 | 20.551 | 18.79 | 17.289 | 16.083 | 14.968 | 13.811 | 12.937 | NPgY | GSP | NG FES - System Transformation | Total installed waste incineration capacity (MW)
NG FES - System Transformation | Gen_BB011 | MW | NPgY | TEMPLEBOROUGH 275/33KV | Total installed waste incineration capacity (MW) | TEMP_3 | 0 | 0 | 0.002 | 0.005 | 0.007 | 0.009 | 0.012 | 0.017 | 0.022 | 0.028 | 0.033 | 0.036 | 0.034 | 0.03 | 0.027 | 0.024 | 0.021 | 0.019 | 0.016 | 0.012 | 0.009 | 0.005 | 0 | 0 | 0 | 0 | 0 | 0 | 0 | 0 | 0 | 0 | NPgY | GSP | NG FES - System Transformation | Total installed waste incineration capacity (MW)
NG FES - System Transformation | Gen_BB011 | MW | NPgY | THURCROFT | Total installed waste incineration capacity (MW) | THUR_6 | 5.7 | 5.7 | 5.942 | 6.183 | 6.425 | 6.666 | 6.908 | 7.462 | 8.012 | 8.567 | 9.123 | 9.469 | 9.193 | 8.814 | 8.483 | 8.19 | 7.92 | 7.703 | 7.342 | 6.948 | 6.601 | 6.175 | 5.68 | 5.351 | 4.991 | 4.576 | 4.184 | 3.849 | 3.581 | 3.333 | 3.075 | 2.881 | NPgY | GSP | NG FES - System Transformation | Total installed waste incineration capacity (MW)
NG FES - System Transformation | Gen_BB011 | MW | NPgY | WEST MELTON / THORPE MARSH | Total installed waste incineration capacity (MW) | WMEL_THOM | 19.998 | 19.998 | 20.218 | 20.439 | 20.659 | 20.879 | 21.1 | 21.605 | 22.108 | 22.614 | 23.121 | 23.437 | 23.185 | 22.839 | 22.537 | 22.27 | 22.023 | 21.826 | 21.496 | 21.137 | 20.82 | 20.431 | 19.928 | 18.774 | 17.509 | 16.054 | 14.678 | 13.506 | 12.563 | 11.692 | 10.789 | 10.106 | NPgY | GSP | NG FES - System Transformation | Total installed waste incineration capacity (MW)
NG FES - System Transformation | Gen_BB011 | MW | NPgY | WEST MELTON SECTION 3 | Total installed waste incineration capacity (MW) | WMEL_BB3 | 0 | 0 | 0.236 | 0.472 | 0.708 | 0.944 | 1.179 | 1.721 | 2.258 | 2.8 | 3.343 | 3.681 | 3.412 | 3.041 | 2.718 | 2.432 | 2.168 | 1.956 | 1.604 | 1.219 | 0.88 | 0.464 | 0 | 0 | 0 | 0 | 0 | 0 | 0 | 0 | 0 | 0 | NPgY | GSP | NG FES - System Transformation | Total installed waste incineration capacity (MW)
NG FES - System Transformation | Gen_BB011 | MW | NPgY | WINCOBANK | Total installed waste incineration capacity (MW) | WIBA_3 | 0 | 0 | 0.008 | 0.016 | 0.025 | 0.033 | 0.041 | 0.06 | 0.079 | 0.098 | 0.117 | 0.128 | 0.119 | 0.106 | 0.095 | 0.085 | 0.076 | 0.068 | 0.056 | 0.042 | 0.031 | 0.016 | 0 | 0 | 0 | 0 | 0 | 0 | 0 | 0 | 0 | 0 | NPgY | GSP | NG FES - System Transformation | Total installed waste incineration capacity (MW)
NG FES - System Transformation | Gen_BB015 | MW | NPgN | BLYTH 66kV | Total installed wind capacity (MW) | BLYTB1 | 93.8 | 93.761 | 93.77 | 93.778 | 93.787 | 93.795 | 93.804 | 95.601 | 98.115 | 100.672 | 103.267 | 106.768 | 110.338 | 113.98 | 117.693 | 121.48 | 125.342 | 129.287 | 133.31 | 137.413 | 141.597 | 145.864 | 150.222 | 154.666 | 159.198 | 163.82 | 168.534 | 173.347 | 178.255 | 183.261 | 188.366 | 193.571 | NPgN | GSP | NG FES - System Transformation | Total installed wind capacity (MW)
NG FES - System Transformation | Gen_BB015 | MW | NPgN | BLYTH 132kV | Total installed wind capacity (MW) | BLYTH132 | 106.969 | 106.968 | 106.971 | 106.974 | 106.978 | 106.981 | 106.984 | 107.391 | 107.959 | 108.538 | 109.125 | 109.916 | 110.722 | 111.544 | 112.383 | 113.237 | 114.109 | 115.001 | 115.909 | 116.836 | 117.781 | 118.745 | 119.73 | 120.734 | 121.758 | 122.802 | 123.867 | 124.955 | 126.064 | 127.195 | 128.349 | 129.525 | NPgN | GSP | NG FES - System Transformation | Total installed wind capacity (MW)
NG FES - System Transformation | Gen_BB015 | MW | NPgN | FOURSTONES | Total installed wind capacity (MW) | FOUR_1 | 89.15 | 89.108 | 89.109 | 89.11 | 89.111 | 89.112 | 89.113 | 89.116 | 89.118 | 89.122 | 89.125 | 89.128 | 89.132 | 89.135 | 89.138 | 89.142 | 89.145 | 89.149 | 89.153 | 89.157 | 89.161 | 89.165 | 89.17 | 89.174 | 89.179 | 89.184 | 89.188 | 89.194 | 89.199 | 89.204 | 89.21 | 89.215 | NPgN | GSP | NG FES - System Transformation | Total installed wind capacity (MW)
NG FES - System Transformation | Gen_BB015 | MW | NPgN | HARTMOOR | Total installed wind capacity (MW) | HARM_6 | 47.752 | 47.702 | 47.702 | 47.703 | 47.703 | 47.704 | 47.704 | 47.746 | 47.804 | 47.864 | 47.924 | 48.005 | 48.088 | 48.172 | 48.258 | 48.346 | 48.435 | 48.526 | 48.619 | 48.714 | 48.811 | 48.91 | 49.011 | 49.114 | 49.219 | 49.326 | 49.435 | 49.547 | 49.661 | 49.777 | 49.895 | 50.016 | NPgN | GSP | NG FES - System Transformation | Total installed wind capacity (MW)
NG FES - System Transformation | Gen_BB015 | MW | NPgN | HAWTHORN PIT GRID | Total installed wind capacity (MW) | HAWP_6 | 22.256 | 22.117 | 22.118 | 22.119 | 22.12 | 22.121 | 22.122 | 22.279 | 22.499 | 22.723 | 22.95 | 23.255 | 23.567 | 23.885 | 24.21 | 24.54 | 24.877 | 25.222 | 25.574 | 25.932 | 26.298 | 26.67 | 27.051 | 27.439 | 27.835 | 28.239 | 28.651 | 29.072 | 29.501 | 29.938 | 30.384 | 30.839 | NPgN | GSP | NG FES - System Transformation | Total installed wind capacity (MW)
NG FES - System Transformation | Gen_BB015 | MW | NPgN | KNARESBOROUGH | Total installed wind capacity (MW) | KNARE_111 | 16.51 | 16.46 | 16.464 | 16.469 | 16.473 | 16.478 | 16.482 | 16.496 | 16.509 | 16.525 | 16.542 | 16.558 | 16.575 | 16.591 | 16.608 | 16.624 | 16.641 | 16.661 | 16.68 | 16.7 | 16.72 | 16.74 | 16.763 | 16.786 | 16.809 | 16.832 | 16.855 | 16.882 | 16.908 | 16.934 | 16.961 | 16.987 | NPgN | GSP | NG FES - System Transformation | Total installed wind capacity (MW)
NG FES - System Transformation | Gen_BB015 | MW | NPgN | LACKENBY | Total installed wind capacity (MW) | LACK_6 | 64.603 | 64.234 | 64.235 | 64.236 | 64.237 | 64.238 | 64.239 | 64.481 | 64.819 | 65.163 | 65.512 | 65.983 | 66.463 | 66.953 | 67.453 | 67.962 | 68.482 | 69.013 | 69.554 | 70.106 | 70.669 | 71.243 | 71.829 | 72.427 | 73.037 | 73.659 | 74.293 | 74.94 | 75.6 | 76.274 | 76.96 | 77.661 | NPgN | GSP | NG FES - System Transformation | Total installed wind capacity (MW)
NG FES - System Transformation | Gen_BB015 | MW | NPgN | NORTON | Total installed wind capacity (MW) | NORT_1 | 31.104 | 31.02 | 31.028 | 31.035 | 31.043 | 31.051 | 31.059 | 31.378 | 31.817 | 32.268 | 32.725 | 33.333 | 33.953 | 34.585 | 35.229 | 35.885 | 36.554 | 37.241 | 37.942 | 38.655 | 39.383 | 40.124 | 40.885 | 41.66 | 42.45 | 43.255 | 44.076 | 44.917 | 45.775 | 46.649 | 47.539 | 48.447 | NPgN | GSP | NG FES - System Transformation | Total installed wind capacity (MW)
NG FES - System Transformation | Gen_BB015 | MW | NPgN | OFFERTON | Total installed wind capacity (MW) | OFFE_3 | 0.014 | 0.014 | 0.014 | 0.014 | 0.014 | 0.014 | 0.014 | 0.219 | 0.282 | 0.345 | 0.41 | 0.497 | 0.586 | 0.676 | 0.769 | 0.863 | 0.959 | 1.057 | 1.157 | 1.259 | 1.363 | 1.469 | 1.578 | 1.688 | 1.801 | 1.916 | 2.033 | 2.153 | 2.275 | 2.399 | 2.526 | 2.656 | NPgN | GSP | NG FES - System Transformation | Total installed wind capacity (MW)
NG FES - System Transformation | Gen_BB015 | MW | NPgN | OSBALDWICK | Total installed wind capacity (MW) | OSBA_1 | 2.83 | 2.423 | 2.431 | 2.438 | 2.446 | 2.453 | 2.461 | 3.212 | 4.257 | 5.324 | 6.406 | 7.86 | 9.343 | 10.856 | 12.398 | 13.97 | 15.573 | 17.214 | 18.886 | 20.591 | 22.33 | 24.102 | 25.915 | 27.764 | 29.648 | 31.57 | 33.529 | 35.532 | 37.574 | 39.656 | 41.779 | 43.944 | NPgN | GSP | NG FES - System Transformation | Total installed wind capacity (MW)
NG FES - System Transformation | Gen_BB015 | MW | NPgN | POPPLETON | Total installed wind capacity (MW) | POPP_3 | 5.002 | 5.002 | 5.002 | 5.003 | 5.003 | 5.003 | 5.004 | 5.004 | 5.005 | 5.006 | 5.007 | 5.008 | 5.009 | 5.01 | 5.011 | 5.012 | 5.013 | 5.014 | 5.016 | 5.017 | 5.018 | 5.019 | 5.021 | 5.022 | 5.024 | 5.025 | 5.026 | 5.028 | 5.03 | 5.031 | 5.033 | 5.034 | NPgN | GSP | NG FES - System Transformation | Total installed wind capacity (MW)
NG FES - System Transformation | Gen_BB015 | MW | NPgN | SALTHOLME | Total installed wind capacity (MW) | SALH_1 | 0 | 0 | 0 | 0 | 0 | 0 | 0 | 0.004 | 0.009 | 0.014 | 0.02 | 0.027 | 0.034 | 0.042 | 0.049 | 0.057 | 0.065 | 0.073 | 0.081 | 0.09 | 0.098 | 0.107 | 0.116 | 0.125 | 0.135 | 0.144 | 0.154 | 0.164 | 0.174 | 0.184 | 0.195 | 0.206 | NPgN | GSP | NG FES - System Transformation | Total installed wind capacity (MW)
NG FES - System Transformation | Gen_BB015 | MW | NPgN | SOUTH SHIELDS | Total installed wind capacity (MW) | SSHI_3 | 0.012 | 0.012 | 0.013 | 0.013 | 0.013 | 0.013 | 0.013 | 0.151 | 0.19 | 0.23 | 0.271 | 0.326 | 0.382 | 0.439 | 0.497 | 0.556 | 0.617 | 0.679 | 0.742 | 0.806 | 0.872 | 0.939 | 1.007 | 1.076 | 1.147 | 1.22 | 1.294 | 1.369 | 1.446 | 1.524 | 1.604 | 1.686 | NPgN | GSP | NG FES - System Transformation | Total installed wind capacity (MW)
NG FES - System Transformation | Gen_BB015 | MW | NPgN | SPADEADAM | Total installed wind capacity (MW) | KIELD01 and SPAD20 | 0.061 | 0.055 | 0.056 | 0.056 | 0.056 | 0.057 | 0.057 | 0.17 | 0.297 | 0.428 | 0.56 | 0.738 | 0.919 | 1.105 | 1.293 | 1.486 | 1.683 | 1.883 | 2.088 | 2.297 | 2.51 | 2.727 | 2.948 | 3.174 | 3.405 | 3.64 | 3.88 | 4.125 | 4.374 | 4.629 | 4.889 | 5.153 | NPgN | GSP | NG FES - System Transformation | Total installed wind capacity (MW)
NG FES - System Transformation | Gen_BB015 | MW | NPgN | SPENNYMOOR | Total installed wind capacity (MW) | SPEN_1 | 75.069 | 74.562 | 74.566 | 74.571 | 74.575 | 74.579 | 74.583 | 75.107 | 75.837 | 76.581 | 77.336 | 78.352 | 79.388 | 80.445 | 81.522 | 82.621 | 83.741 | 84.887 | 86.055 | 87.246 | 88.46 | 89.699 | 90.964 | 92.255 | 93.571 | 94.913 | 96.282 | 97.68 | 99.106 | 100.56 | 102.043 | 103.554 | NPgN | GSP | NG FES - System Transformation | Total installed wind capacity (MW)
NG FES - System Transformation | Gen_BB015 | MW | NPgN | STELLA NORTH | Total installed wind capacity (MW) | STEN_1 | 0 | 0 | 0.001 | 0.001 | 0.002 | 0.002 | 0.003 | 0.704 | 0.946 | 1.193 | 1.442 | 1.78 | 2.124 | 2.475 | 2.832 | 3.197 | 3.57 | 3.95 | 4.337 | 4.733 | 5.136 | 5.547 | 5.967 | 6.395 | 6.832 | 7.277 | 7.731 | 8.195 | 8.667 | 9.15 | 9.641 | 10.143 | NPgN | GSP | NG FES - System Transformation | Total installed wind capacity (MW)
NG FES - System Transformation | Gen_BB015 | MW | NPgN | STELLA SOUTH | Total installed wind capacity (MW) | STES_1 | 28.399 | 28.033 | 28.036 | 28.039 | 28.043 | 28.046 | 28.049 | 28.681 | 29.563 | 30.462 | 31.373 | 32.602 | 33.856 | 35.135 | 36.438 | 37.768 | 39.124 | 40.509 | 41.922 | 43.363 | 44.832 | 46.33 | 47.861 | 49.421 | 51.013 | 52.636 | 54.291 | 55.981 | 57.705 | 59.463 | 61.255 | 63.083 | NPgN | GSP | NG FES - System Transformation | Total installed wind capacity (MW)
NG FES - System Transformation | Gen_BB015 | MW | NPgN | TYNEMOUTH | Total installed wind capacity (MW) | TYNE_1 | 0.006 | 0.006 | 0.006 | 0.007 | 0.007 | 0.008 | 0.008 | 0.15 | 0.333 | 0.519 | 0.708 | 0.963 | 1.223 | 1.488 | 1.758 | 2.034 | 2.316 | 2.603 | 2.896 | 3.194 | 3.499 | 3.81 | 4.127 | 4.45 | 4.78 | 5.117 | 5.46 | 5.81 | 6.167 | 6.532 | 6.903 | 7.282 | NPgN | GSP | NG FES - System Transformation | Total installed wind capacity (MW)
NG FES - System Transformation | Gen_BB015 | MW | NPgN | WEST BOLDON | Total installed wind capacity (MW) | WBOL_6 | 6.004 | 6.004 | 6.004 | 6.004 | 6.005 | 6.005 | 6.005 | 6.125 | 6.293 | 6.463 | 6.636 | 6.87 | 7.108 | 7.351 | 7.599 | 7.852 | 8.11 | 8.374 | 8.642 | 8.916 | 9.195 | 9.48 | 9.771 | 10.068 | 10.37 | 10.679 | 10.993 | 11.315 | 11.642 | 11.976 | 12.317 | 12.664 | NPgN | GSP | NG FES - System Transformation | Total installed wind capacity (MW)
NG FES - System Transformation | Gen_BB015 | MW | NPgY | BRADFORD WEST | Total installed wind capacity (MW) | BRAW_1 | 25.676 | 26.773 | 26.893 | 27.012 | 27.132 | 27.251 | 27.371 | 27.443 | 27.515 | 27.605 | 27.695 | 27.785 | 27.875 | 27.965 | 28.055 | 28.145 | 28.235 | 28.343 | 28.451 | 28.559 | 28.667 | 28.775 | 28.901 | 29.027 | 29.153 | 29.279 | 30.032 | 32.009 | 34.023 | 36.074 | 38.163 | 40.292 | NPgY | GSP | NG FES - System Transformation | Total installed wind capacity (MW)
NG FES - System Transformation | Gen_BB015 | MW | NPgY | CAMBLESFORTH | Total installed wind capacity (MW) | CAMB_01 | 119.128 | 119.303 | 119.322 | 119.341 | 119.36 | 119.379 | 119.398 | 119.41 | 119.421 | 119.435 | 119.45 | 119.464 | 119.478 | 119.492 | 119.507 | 119.521 | 119.535 | 119.552 | 119.57 | 119.587 | 119.604 | 119.621 | 119.641 | 119.661 | 119.681 | 119.701 | 119.764 | 119.914 | 120.066 | 120.22 | 120.377 | 120.537 | NPgY | GSP | NG FES - System Transformation | Total installed wind capacity (MW)
NG FES - System Transformation | Gen_BB015 | MW | NPgY | CREYKE BECK | Total installed wind capacity (MW) | CREB_1 | 171.184 | 172.612 | 172.794 | 173.272 | 173.75 | 174.228 | 174.707 | 177.972 | 181.919 | 185.947 | 190.033 | 195.524 | 201.122 | 206.83 | 212.649 | 218.582 | 224.632 | 230.824 | 237.136 | 243.572 | 250.135 | 256.825 | 263.67 | 270.648 | 277.762 | 285.016 | 291.579 | 296.711 | 301.942 | 307.274 | 312.709 | 318.249 | NPgY | GSP | NG FES - System Transformation | Total installed wind capacity (MW)
NG FES - System Transformation | Gen_BB015 | MW | NPgY | DRAX | Total installed wind capacity (MW) | DRAX_YEDL | 35.957 | 36.194 | 36.22 | 36.246 | 36.272 | 36.297 | 36.323 | 36.339 | 36.354 | 36.374 | 36.393 | 36.412 | 36.432 | 36.451 | 36.471 | 36.49 | 36.509 | 36.533 | 36.556 | 36.579 | 36.602 | 36.626 | 36.653 | 36.68 | 36.707 | 36.734 | 37.069 | 37.998 | 38.946 | 39.911 | 40.896 | 41.899 | NPgY | GSP | NG FES - System Transformation | Total installed wind capacity (MW)
NG FES - System Transformation | Gen_BB015 | MW | NPgY | ELLAND | Total installed wind capacity (MW) | ELLA_1 | 41.552 | 41.878 | 41.913 | 41.948 | 41.983 | 42.018 | 42.053 | 42.074 | 42.095 | 42.121 | 42.147 | 42.174 | 42.2 | 42.226 | 42.253 | 42.279 | 42.305 | 42.337 | 42.368 | 42.4 | 42.431 | 42.463 | 42.5 | 42.537 | 42.573 | 42.61 | 42.927 | 43.788 | 44.666 | 45.56 | 46.471 | 47.4 | NPgY | GSP | NG FES - System Transformation | Total installed wind capacity (MW)
NG FES - System Transformation | Gen_BB015 | MW | NPgY | FERRYBRIDGE A | Total installed wind capacity (MW) | FERRA2 | 1.614 | 1.729 | 1.744 | 1.795 | 1.846 | 1.897 | 1.948 | 2.331 | 2.795 | 3.268 | 3.748 | 4.394 | 5.053 | 5.724 | 6.409 | 7.108 | 7.82 | 8.549 | 9.291 | 10.048 | 10.82 | 11.608 | 12.413 | 13.233 | 14.07 | 14.923 | 15.645 | 16.102 | 16.568 | 17.042 | 17.526 | 18.019 | NPgY | GSP | NG FES - System Transformation | Total installed wind capacity (MW)
NG FES - System Transformation | Gen_BB015 | MW | NPgY | FERRYBRIDGE B | Total installed wind capacity (MW) | FERRB9 | 11.423 | 11.731 | 11.773 | 11.897 | 12.02 | 12.144 | 12.268 | 13.168 | 14.257 | 15.368 | 16.494 | 18.01 | 19.556 | 21.132 | 22.739 | 24.378 | 26.049 | 27.758 | 29.5 | 31.277 | 33.088 | 34.936 | 36.824 | 38.75 | 40.713 | 42.716 | 44.463 | 45.69 | 46.94 | 48.215 | 49.514 | 50.839 | NPgY | GSP | NG FES - System Transformation | Total installed wind capacity (MW)
NG FES - System Transformation | Gen_BB015 | MW | NPgY | GRIMSBY WEST | Total installed wind capacity (MW) | GRIW_1 | 25.869 | 26.033 | 26.051 | 26.069 | 26.087 | 26.104 | 26.122 | 26.133 | 26.143 | 26.157 | 26.17 | 26.183 | 26.197 | 26.21 | 26.223 | 26.237 | 26.25 | 26.266 | 26.282 | 26.298 | 26.314 | 26.33 | 26.349 | 26.368 | 26.386 | 26.405 | 26.634 | 27.272 | 27.921 | 28.583 | 29.258 | 29.946 | NPgY | GSP | NG FES - System Transformation | Total installed wind capacity (MW)
NG FES - System Transformation | Gen_BB015 | MW | NPgY | JORDANTHORPE | Total installed wind capacity (MW) | JORD_3 | 0.026 | 0.062 | 0.067 | 0.077 | 0.087 | 0.097 | 0.106 | 0.167 | 0.24 | 0.314 | 0.39 | 0.491 | 0.595 | 0.7 | 0.807 | 0.917 | 1.028 | 1.142 | 1.259 | 1.378 | 1.499 | 1.622 | 1.749 | 1.878 | 2.009 | 2.143 | 2.287 | 2.448 | 2.612 | 2.779 | 2.95 | 3.124 | NPgY | GSP | NG FES - System Transformation | Total installed wind capacity (MW)
NG FES - System Transformation | Gen_BB015 | MW | NPgY | KEADBY | Total installed wind capacity (MW) | KEAD_YEDL | 145.208 | 146.061 | 146.153 | 146.246 | 146.338 | 146.43 | 146.522 | 146.578 | 146.633 | 146.702 | 146.772 | 146.841 | 146.911 | 146.98 | 147.049 | 147.119 | 147.188 | 147.271 | 147.355 | 147.438 | 147.521 | 147.604 | 147.701 | 147.798 | 147.896 | 147.993 | 149.162 | 152.405 | 155.712 | 159.082 | 162.517 | 166.019 | NPgY | GSP | NG FES - System Transformation | Total installed wind capacity (MW)
NG FES - System Transformation | Gen_BB015 | MW | NPgY | KIRKSTALL B | Total installed wind capacity (MW) | KIRKB1 | 2.564 | 2.663 | 2.685 | 2.82 | 2.956 | 3.092 | 3.227 | 4.448 | 5.929 | 7.434 | 8.962 | 11.026 | 13.132 | 15.28 | 17.47 | 19.704 | 21.983 | 24.309 | 26.68 | 29.1 | 31.567 | 34.084 | 36.652 | 39.271 | 41.943 | 44.668 | 46.546 | 46.751 | 46.96 | 47.172 | 47.388 | 47.609 | NPgY | GSP | NG FES - System Transformation | Total installed wind capacity (MW)
NG FES - System Transformation | Gen_BB015 | MW | NPgY | NEEPSEND | Total installed wind capacity (MW) | NEEP_3 | 0.03 | 0.072 | 0.077 | 0.083 | 0.089 | 0.095 | 0.101 | 0.118 | 0.137 | 0.158 | 0.179 | 0.207 | 0.234 | 0.263 | 0.291 | 0.32 | 0.35 | 0.381 | 0.413 | 0.445 | 0.477 | 0.511 | 0.545 | 0.58 | 0.616 | 0.652 | 0.742 | 0.935 | 1.132 | 1.333 | 1.537 | 1.746 | NPgY | GSP | NG FES - System Transformation | Total installed wind capacity (MW)
NG FES - System Transformation | Gen_BB015 | MW | NPgY | NORTON LEES | Total installed wind capacity (MW) | NORL_3 | 0.006 | 0.048 | 0.053 | 0.059 | 0.065 | 0.071 | 0.077 | 0.094 | 0.114 | 0.135 | 0.156 | 0.184 | 0.212 | 0.24 | 0.269 | 0.298 | 0.328 | 0.359 | 0.391 | 0.423 | 0.456 | 0.489 | 0.524 | 0.559 | 0.595 | 0.632 | 0.722 | 0.916 | 1.114 | 1.316 | 1.522 | 1.732 | NPgY | GSP | NG FES - System Transformation | Total installed wind capacity (MW)
NG FES - System Transformation | Gen_BB015 | MW | NPgY | PITSMOOR 3/4 | Total installed wind capacity (MW) | PITS_BB_B | 0 | 0.018 | 0.02 | 0.022 | 0.025 | 0.028 | 0.03 | 0.038 | 0.046 | 0.055 | 0.065 | 0.077 | 0.089 | 0.101 | 0.114 | 0.127 | 0.14 | 0.153 | 0.167 | 0.181 | 0.195 | 0.21 | 0.225 | 0.24 | 0.256 | 0.272 | 0.31 | 0.393 | 0.477 | 0.563 | 0.651 | 0.74 | NPgY | GSP | NG FES - System Transformation | Total installed wind capacity (MW)
NG FES - System Transformation | Gen_BB015 | MW | NPgY | SALTEND NORTH | Total installed wind capacity (MW) | SALT_1 | 37.516 | 37.691 | 37.708 | 37.726 | 37.744 | 37.762 | 37.78 | 37.791 | 37.801 | 37.815 | 37.828 | 37.842 | 37.855 | 37.869 | 37.882 | 37.896 | 37.909 | 37.925 | 37.941 | 37.957 | 37.974 | 37.99 | 38.009 | 38.027 | 38.046 | 38.065 | 38.281 | 38.877 | 39.484 | 40.103 | 40.735 | 41.378 | NPgY | GSP | NG FES - System Transformation | Total installed wind capacity (MW)
NG FES - System Transformation | Gen_BB015 | MW | NPgY | SHEFFIELD CITY | Total installed wind capacity (MW) | SHEC_3 | 0.004 | 0.026 | 0.028 | 0.031 | 0.034 | 0.038 | 0.041 | 0.05 | 0.06 | 0.071 | 0.082 | 0.096 | 0.111 | 0.126 | 0.141 | 0.156 | 0.172 | 0.188 | 0.205 | 0.222 | 0.239 | 0.256 | 0.274 | 0.293 | 0.312 | 0.331 | 0.378 | 0.48 | 0.583 | 0.689 | 0.796 | 0.906 | NPgY | GSP | NG FES - System Transformation | Total installed wind capacity (MW)
NG FES - System Transformation | Gen_BB015 | MW | NPgY | SKELTON GRANGE | Total installed wind capacity (MW) | SKLGB1 | 0.404 | 0.688 | 1.513 | 1.744 | 1.975 | 2.206 | 2.437 | 4.402 | 6.785 | 9.209 | 11.668 | 14.988 | 18.374 | 21.828 | 25.35 | 28.942 | 32.605 | 36.346 | 40.161 | 44.052 | 48.02 | 52.067 | 56.199 | 60.413 | 64.71 | 69.093 | 72.263 | 73.027 | 73.806 | 74.6 | 75.409 | 76.233 | NPgY | GSP | NG FES - System Transformation | Total installed wind capacity (MW)
NG FES - System Transformation | Gen_BB015 | MW | NPgY | TEMPLEBOROUGH 275/33KV | Total installed wind capacity (MW) | TEMP_3 | 0 | 0.005 | 0.006 | 0.013 | 0.02 | 0.027 | 0.034 | 0.098 | 0.176 | 0.254 | 0.334 | 0.442 | 0.553 | 0.665 | 0.779 | 0.896 | 1.015 | 1.137 | 1.261 | 1.388 | 1.517 | 1.648 | 1.783 | 1.92 | 2.06 | 2.202 | 2.3 | 2.311 | 2.322 | 2.333 | 2.345 | 2.356 | NPgY | GSP | NG FES - System Transformation | Total installed wind capacity (MW)
NG FES - System Transformation | Gen_BB015 | MW | NPgY | THURCROFT | Total installed wind capacity (MW) | THUR_6 | 24.076 | 24.254 | 24.275 | 24.311 | 24.348 | 24.384 | 24.42 | 24.596 | 24.806 | 25.022 | 25.241 | 25.533 | 25.829 | 26.132 | 26.44 | 26.755 | 27.075 | 27.404 | 27.74 | 28.082 | 28.43 | 28.785 | 29.15 | 29.521 | 29.9 | 30.286 | 30.774 | 31.457 | 32.153 | 32.863 | 33.586 | 34.324 | NPgY | GSP | NG FES - System Transformation | Total installed wind capacity (MW)
NG FES - System Transformation | Gen_BB015 | MW | NPgY | WEST MELTON / THORPE MARSH | Total installed wind capacity (MW) | WMEL_THOM | 67.284 | 67.665 | 67.706 | 67.748 | 67.789 | 67.831 | 67.872 | 67.897 | 67.922 | 67.953 | 67.984 | 68.015 | 68.047 | 68.078 | 68.109 | 68.14 | 68.171 | 68.209 | 68.246 | 68.284 | 68.321 | 68.359 | 68.402 | 68.446 | 68.49 | 68.533 | 69.052 | 70.489 | 71.953 | 73.447 | 74.968 | 76.52 | NPgY | GSP | NG FES - System Transformation | Total installed wind capacity (MW)
NG FES - System Transformation | Gen_BB015 | MW | NPgY | WEST MELTON SECTION 3 | Total installed wind capacity (MW) | WMEL_BB3 | 16.75 | 17.02 | 17.052 | 17.115 | 17.178 | 17.241 | 17.304 | 17.651 | 18.068 | 18.496 | 18.93 | 19.509 | 20.099 | 20.701 | 21.315 | 21.94 | 22.577 | 23.231 | 23.898 | 24.577 | 25.27 | 25.975 | 26.699 | 27.437 | 28.188 | 28.954 | 29.835 | 30.926 | 32.039 | 33.173 | 34.329 | 35.507 | NPgY | GSP | NG FES - System Transformation | Total installed wind capacity (MW)
NG FES - System Transformation | Gen_BB015 | MW | NPgY | WINCOBANK | Total installed wind capacity (MW) | WIBA_3 | 1.853 | 1.863 | 1.865 | 1.874 | 1.882 | 1.891 | 1.899 | 1.972 | 2.061 | 2.151 | 2.242 | 2.365 | 2.491 | 2.619 | 2.75 | 2.883 | 3.02 | 3.158 | 3.3 | 3.445 | 3.592 | 3.742 | 3.896 | 4.052 | 4.212 | 4.374 | 4.49 | 4.514 | 4.538 | 4.562 | 4.587 | 4.612 | NPgY | GSP | NG FES - System Transformation | Total installed wind capacity (MW)
NPg Planning Scenario | Gen_BB010 | MW | NPgN | BLYTH 66kV | Total installed biomass capacity (MW) | BLYTB1 | 31.7 | 31.666 | 31.666 | 31.666 | 31.666 | 31.666 | 31.666 | 31.666 | 31.666 | 31.666 | 31.381 | 31.095 | 30.81 | 30.525 | 30.24 | 29.954 | 29.669 | 29.384 | 29.099 | 28.813 | 28.528 | 28.243 | 27.958 | 27.672 | 27.387 | 27.102 | 26.817 | 26.531 | 26.246 | 25.961 | 25.676 | 25.676 | NPgN | GSP | NPg Planning Scenario | Total installed biomass capacity (MW)
NPg Planning Scenario | Gen_BB010 | MW | NPgN | BLYTH 132kV | Total installed biomass capacity (MW) | BLYTH132 | 380 | 380 | 380 | 380 | 380 | 380 | 380 | 380 | 380 | 380 | 376.577 | 373.154 | 369.731 | 366.307 | 362.884 | 359.461 | 356.038 | 352.615 | 349.192 | 345.769 | 342.346 | 338.922 | 335.499 | 332.076 | 328.653 | 325.23 | 321.807 | 318.384 | 314.961 | 311.537 | 308.114 | 308.114 | NPgN | GSP | NPg Planning Scenario | Total installed biomass capacity (MW)
NPg Planning Scenario | Gen_BB010 | MW | NPgN | FOURSTONES | Total installed biomass capacity (MW) | FOUR_1 | 0 | 0 | 0 | 0 | 0 | 0 | 0 | 0 | 0 | 0 | 0 | 0 | 0 | 0 | 0 | 0 | 0 | 0 | 0 | 0 | 0 | 0 | 0 | 0 | 0 | 0 | 0 | 0 | 0 | 0 | 0 | 0 | NPgN | GSP | NPg Planning Scenario | Total installed biomass capacity (MW)
NPg Planning Scenario | Gen_BB010 | MW | NPgN | HARTMOOR | Total installed biomass capacity (MW) | HARM_6 | 0 | 0 | 0 | 0 | 0 | 0 | 0 | 0 | 0 | 0 | 0 | 0 | 0 | 0 | 0 | 0 | 0 | 0 | 0 | 0 | 0 | 0 | 0 | 0 | 0 | 0 | 0 | 0 | 0 | 0 | 0 | 0 | NPgN | GSP | NPg Planning Scenario | Total installed biomass capacity (MW)
NPg Planning Scenario | Gen_BB010 | MW | NPgN | HAWTHORN PIT GRID | Total installed biomass capacity (MW) | HAWP_6 | 0 | 0 | 0 | 0 | 0 | 0 | 0 | 0 | 0 | 0 | 0 | 0 | 0 | 0 | 0 | 0 | 0 | 0 | 0 | 0 | 0 | 0 | 0 | 0 | 0 | 0 | 0 | 0 | 0 | 0 | 0 | 0 | NPgN | GSP | NPg Planning Scenario | Total installed biomass capacity (MW)
NPg Planning Scenario | Gen_BB010 | MW | NPgN | KNARESBOROUGH | Total installed biomass capacity (MW) | KNARE_111 | 0.475 | 0.475 | 0.475 | 0.475 | 0.475 | 0.475 | 0.475 | 0.475 | 0.475 | 0.475 | 0.471 | 0.466 | 0.462 | 0.458 | 0.454 | 0.449 | 0.445 | 0.441 | 0.436 | 0.432 | 0.428 | 0.424 | 0.419 | 0.415 | 0.411 | 0.407 | 0.402 | 0.398 | 0.394 | 0.389 | 0.385 | 0.385 | NPgN | GSP | NPg Planning Scenario | Total installed biomass capacity (MW)
NPg Planning Scenario | Gen_BB010 | MW | NPgN | LACKENBY | Total installed biomass capacity (MW) | LACK_6 | 0.39 | 0.39 | 0.39 | 0.39 | 0.39 | 0.39 | 0.39 | 0.39 | 0.39 | 0.39 | 0.386 | 0.383 | 0.379 | 0.376 | 0.372 | 0.369 | 0.365 | 0.362 | 0.358 | 0.355 | 0.351 | 0.348 | 0.344 | 0.341 | 0.337 | 0.334 | 0.33 | 0.327 | 0.323 | 0.32 | 0.316 | 0.316 | NPgN | GSP | NPg Planning Scenario | Total installed biomass capacity (MW)
NPg Planning Scenario | Gen_BB010 | MW | NPgN | NORTON | Total installed biomass capacity (MW) | NORT_1 | 0 | 0 | 0 | 0 | 0 | 0 | 0 | 0 | 0 | 0 | 0 | 0 | 0 | 0 | 0 | 0 | 0 | 0 | 0 | 0 | 0 | 0 | 0 | 0 | 0 | 0 | 0 | 0 | 0 | 0 | 0 | 0 | NPgN | GSP | NPg Planning Scenario | Total installed biomass capacity (MW)
NPg Planning Scenario | Gen_BB010 | MW | NPgN | OFFERTON | Total installed biomass capacity (MW) | OFFE_3 | 0 | 0 | 0 | 0 | 0 | 0 | 0 | 0 | 0 | 0 | 0 | 0 | 0 | 0 | 0 | 0 | 0 | 0 | 0 | 0 | 0 | 0 | 0 | 0 | 0 | 0 | 0 | 0 | 0 | 0 | 0 | 0 | NPgN | GSP | NPg Planning Scenario | Total installed biomass capacity (MW)
NPg Planning Scenario | Gen_BB010 | MW | NPgN | OSBALDWICK | Total installed biomass capacity (MW) | OSBA_1 | 0.5 | 0.5 | 0.5 | 0.5 | 0.5 | 0.5 | 0.5 | 0.5 | 0.5 | 0.5 | 0.495 | 0.491 | 0.486 | 0.482 | 0.477 | 0.473 | 0.468 | 0.464 | 0.459 | 0.455 | 0.45 | 0.446 | 0.441 | 0.437 | 0.432 | 0.428 | 0.423 | 0.419 | 0.414 | 0.41 | 0.405 | 0.405 | NPgN | GSP | NPg Planning Scenario | Total installed biomass capacity (MW)
NPg Planning Scenario | Gen_BB010 | MW | NPgN | POPPLETON | Total installed biomass capacity (MW) | POPP_3 | 0 | 0 | 0 | 0 | 0 | 0 | 0 | 0 | 0 | 0 | 0 | 0 | 0 | 0 | 0 | 0 | 0 | 0 | 0 | 0 | 0 | 0 | 0 | 0 | 0 | 0 | 0 | 0 | 0 | 0 | 0 | 0 | NPgN | GSP | NPg Planning Scenario | Total installed biomass capacity (MW)
NPg Planning Scenario | Gen_BB010 | MW | NPgN | SALTHOLME | Total installed biomass capacity (MW) | SALH_1 | 49 | 49 | 49 | 49 | 49 | 49 | 49 | 49 | 49 | 49 | 48.559 | 48.117 | 47.676 | 47.234 | 46.793 | 46.352 | 45.91 | 45.469 | 45.027 | 44.586 | 44.145 | 43.703 | 43.262 | 42.82 | 42.379 | 41.938 | 41.496 | 41.055 | 40.613 | 40.172 | 39.731 | 39.731 | NPgN | GSP | NPg Planning Scenario | Total installed biomass capacity (MW)
NPg Planning Scenario | Gen_BB010 | MW | NPgN | SOUTH SHIELDS | Total installed biomass capacity (MW) | SSHI_3 | 0 | 0 | 0 | 0 | 0 | 0 | 0 | 0 | 0 | 0 | 0 | 0 | 0 | 0 | 0 | 0 | 0 | 0 | 0 | 0 | 0 | 0 | 0 | 0 | 0 | 0 | 0 | 0 | 0 | 0 | 0 | 0 | NPgN | GSP | NPg Planning Scenario | Total installed biomass capacity (MW)
NPg Planning Scenario | Gen_BB010 | MW | NPgN | SPADEADAM | Total installed biomass capacity (MW) | KIELD01 and SPAD20 | 0 | 0 | 0 | 0 | 0 | 0 | 0 | 0 | 0 | 0 | 0 | 0 | 0 | 0 | 0 | 0 | 0 | 0 | 0 | 0 | 0 | 0 | 0 | 0 | 0 | 0 | 0 | 0 | 0 | 0 | 0 | 0 | NPgN | GSP | NPg Planning Scenario | Total installed biomass capacity (MW)
NPg Planning Scenario | Gen_BB010 | MW | NPgN | SPENNYMOOR | Total installed biomass capacity (MW) | SPEN_1 | 17.545 | 17.545 | 17.545 | 17.545 | 17.545 | 17.545 | 17.545 | 17.545 | 17.545 | 17.545 | 17.387 | 17.229 | 17.071 | 16.913 | 16.755 | 16.597 | 16.439 | 16.281 | 16.123 | 15.965 | 15.806 | 15.648 | 15.49 | 15.332 | 15.174 | 15.016 | 14.858 | 14.7 | 14.542 | 14.384 | 14.226 | 14.226 | NPgN | GSP | NPg Planning Scenario | Total installed biomass capacity (MW)
NPg Planning Scenario | Gen_BB010 | MW | NPgN | STELLA NORTH | Total installed biomass capacity (MW) | STEN_1 | 0 | 0 | 0 | 0 | 0 | 0 | 0 | 0 | 0 | 0 | 0 | 0 | 0 | 0 | 0 | 0 | 0 | 0 | 0 | 0 | 0 | 0 | 0 | 0 | 0 | 0 | 0 | 0 | 0 | 0 | 0 | 0 | NPgN | GSP | NPg Planning Scenario | Total installed biomass capacity (MW)
NPg Planning Scenario | Gen_BB010 | MW | NPgN | STELLA SOUTH | Total installed biomass capacity (MW) | STES_1 | 3.5 | 3.5 | 3.5 | 3.5 | 3.5 | 3.5 | 3.5 | 3.5 | 3.5 | 3.5 | 3.468 | 3.437 | 3.405 | 3.374 | 3.342 | 3.311 | 3.279 | 3.248 | 3.216 | 3.185 | 3.153 | 3.122 | 3.09 | 3.059 | 3.027 | 2.996 | 2.964 | 2.932 | 2.901 | 2.869 | 2.838 | 2.838 | NPgN | GSP | NPg Planning Scenario | Total installed biomass capacity (MW)
NPg Planning Scenario | Gen_BB010 | MW | NPgN | TYNEMOUTH | Total installed biomass capacity (MW) | TYNE_1 | 0 | 0 | 0 | 0 | 0 | 0 | 0 | 0 | 0 | 0 | 0 | 0 | 0 | 0 | 0 | 0 | 0 | 0 | 0 | 0 | 0 | 0 | 0 | 0 | 0 | 0 | 0 | 0 | 0 | 0 | 0 | 0 | NPgN | GSP | NPg Planning Scenario | Total installed biomass capacity (MW)
NPg Planning Scenario | Gen_BB010 | MW | NPgN | WEST BOLDON | Total installed biomass capacity (MW) | WBOL_6 | 0 | 0 | 0 | 0 | 0 | 0 | 0 | 0 | 0 | 0 | 0 | 0 | 0 | 0 | 0 | 0 | 0 | 0 | 0 | 0 | 0 | 0 | 0 | 0 | 0 | 0 | 0 | 0 | 0 | 0 | 0 | 0 | NPgN | GSP | NPg Planning Scenario | Total installed biomass capacity (MW)
NPg Planning Scenario | Gen_BB010 | MW | NPgY | BRADFORD WEST | Total installed biomass capacity (MW) | BRAW_1 | 0 | 0 | 0.268 | 0.536 | 0.804 | 1.072 | 1.34 | 1.34 | 1.34 | 1.34 | 1.083 | 0.826 | 0.57 | 0.313 | 0.056 | 0 | 0 | 0 | 0 | 0 | 0 | 0 | 0 | 0 | 0 | 0 | 0 | 0 | 0 | 0 | 0 | 0 | NPgY | GSP | NPg Planning Scenario | Total installed biomass capacity (MW)
NPg Planning Scenario | Gen_BB010 | MW | NPgY | CAMBLESFORTH | Total installed biomass capacity (MW) | CAMB_01 | 0 | 0 | 0.046 | 0.092 | 0.138 | 0.184 | 0.23 | 0.23 | 0.23 | 0.23 | 0.186 | 0.142 | 0.098 | 0.054 | 0.01 | 0 | 0 | 0 | 0 | 0 | 0 | 0 | 0 | 0 | 0 | 0 | 0 | 0 | 0 | 0 | 0 | 0 | NPgY | GSP | NPg Planning Scenario | Total installed biomass capacity (MW)
NPg Planning Scenario | Gen_BB010 | MW | NPgY | CREYKE BECK | Total installed biomass capacity (MW) | CREB_1 | 34.728 | 34.728 | 36.675 | 38.622 | 40.569 | 42.516 | 44.463 | 44.463 | 44.463 | 44.463 | 42.597 | 40.732 | 38.866 | 37 | 35.135 | 33.259 | 31.381 | 29.503 | 27.625 | 25.747 | 23.869 | 21.991 | 20.113 | 18.235 | 16.357 | 14.479 | 12.601 | 10.723 | 8.845 | 6.967 | 5.089 | 5.089 | NPgY | GSP | NPg Planning Scenario | Total installed biomass capacity (MW)
NPg Planning Scenario | Gen_BB010 | MW | NPgY | DRAX | Total installed biomass capacity (MW) | DRAX_YEDL | 0 | 0 | 0.234 | 0.468 | 0.702 | 0.935 | 1.169 | 1.169 | 1.169 | 1.169 | 0.945 | 0.721 | 0.497 | 0.273 | 0.049 | 0 | 0 | 0 | 0 | 0 | 0 | 0 | 0 | 0 | 0 | 0 | 0 | 0 | 0 | 0 | 0 | 0 | NPgY | GSP | NPg Planning Scenario | Total installed biomass capacity (MW)
NPg Planning Scenario | Gen_BB010 | MW | NPgY | ELLAND | Total installed biomass capacity (MW) | ELLA_1 | 0 | 0 | 0.265 | 0.53 | 0.795 | 1.059 | 1.324 | 1.324 | 1.324 | 1.324 | 1.071 | 0.817 | 0.563 | 0.309 | 0.055 | 0 | 0 | 0 | 0 | 0 | 0 | 0 | 0 | 0 | 0 | 0 | 0 | 0 | 0 | 0 | 0 | 0 | NPgY | GSP | NPg Planning Scenario | Total installed biomass capacity (MW)
NPg Planning Scenario | Gen_BB010 | MW | NPgY | FERRYBRIDGE A | Total installed biomass capacity (MW) | FERRA2 | 2.4 | 2.4 | 2.783 | 3.166 | 3.549 | 3.932 | 4.315 | 4.315 | 4.315 | 4.315 | 3.948 | 3.581 | 3.214 | 2.847 | 2.48 | 2.299 | 2.169 | 2.039 | 1.909 | 1.779 | 1.65 | 1.52 | 1.39 | 1.26 | 1.13 | 1.001 | 0.871 | 0.741 | 0.611 | 0.481 | 0.352 | 0.352 | NPgY | GSP | NPg Planning Scenario | Total installed biomass capacity (MW)
NPg Planning Scenario | Gen_BB010 | MW | NPgY | FERRYBRIDGE B | Total installed biomass capacity (MW) | FERRB9 | 5.11 | 5.11 | 6.092 | 7.073 | 8.055 | 9.037 | 10.019 | 10.019 | 10.019 | 10.019 | 9.078 | 8.137 | 7.197 | 6.256 | 5.315 | 4.894 | 4.618 | 4.341 | 4.065 | 3.789 | 3.512 | 3.236 | 2.96 | 2.683 | 2.407 | 2.131 | 1.854 | 1.578 | 1.301 | 1.025 | 0.749 | 0.749 | NPgY | GSP | NPg Planning Scenario | Total installed biomass capacity (MW)
NPg Planning Scenario | Gen_BB010 | MW | NPgY | GRIMSBY WEST | Total installed biomass capacity (MW) | GRIW_1 | 0.5 | 0.5 | 1.13 | 1.76 | 2.391 | 3.021 | 3.651 | 3.651 | 3.651 | 3.651 | 3.047 | 2.443 | 1.839 | 1.236 | 0.632 | 0.479 | 0.452 | 0.425 | 0.398 | 0.371 | 0.344 | 0.317 | 0.29 | 0.263 | 0.236 | 0.208 | 0.181 | 0.154 | 0.127 | 0.1 | 0.073 | 0.073 | NPgY | GSP | NPg Planning Scenario | Total installed biomass capacity (MW)
NPg Planning Scenario | Gen_BB010 | MW | NPgY | JORDANTHORPE | Total installed biomass capacity (MW) | JORD_3 | 0 | 0 | 0.03 | 0.06 | 0.089 | 0.119 | 0.149 | 0.149 | 0.149 | 0.149 | 0.121 | 0.092 | 0.063 | 0.035 | 0.006 | 0 | 0 | 0 | 0 | 0 | 0 | 0 | 0 | 0 | 0 | 0 | 0 | 0 | 0 | 0 | 0 | 0 | NPgY | GSP | NPg Planning Scenario | Total installed biomass capacity (MW)
NPg Planning Scenario | Gen_BB010 | MW | NPgY | KEADBY | Total installed biomass capacity (MW) | KEAD_YEDL | 63.554 | 63.554 | 66.801 | 70.048 | 73.295 | 76.542 | 79.789 | 79.789 | 79.789 | 79.789 | 76.678 | 73.567 | 70.455 | 67.344 | 64.232 | 60.866 | 57.43 | 53.993 | 50.556 | 47.119 | 43.682 | 40.245 | 36.808 | 33.371 | 29.934 | 26.497 | 23.061 | 19.624 | 16.187 | 12.75 | 9.313 | 9.313 | NPgY | GSP | NPg Planning Scenario | Total installed biomass capacity (MW)
NPg Planning Scenario | Gen_BB010 | MW | NPgY | KIRKSTALL B | Total installed biomass capacity (MW) | KIRKB1 | 0 | 0 | 0.111 | 0.221 | 0.332 | 0.442 | 0.553 | 0.553 | 0.553 | 0.553 | 0.447 | 0.341 | 0.235 | 0.129 | 0.023 | 0 | 0 | 0 | 0 | 0 | 0 | 0 | 0 | 0 | 0 | 0 | 0 | 0 | 0 | 0 | 0 | 0 | NPgY | GSP | NPg Planning Scenario | Total installed biomass capacity (MW)
NPg Planning Scenario | Gen_BB010 | MW | NPgY | NEEPSEND | Total installed biomass capacity (MW) | NEEP_3 | 0 | 0 | 0.01 | 0.021 | 0.031 | 0.041 | 0.052 | 0.052 | 0.052 | 0.052 | 0.042 | 0.032 | 0.022 | 0.012 | 0.002 | 0 | 0 | 0 | 0 | 0 | 0 | 0 | 0 | 0 | 0 | 0 | 0 | 0 | 0 | 0 | 0 | 0 | NPgY | GSP | NPg Planning Scenario | Total installed biomass capacity (MW)
NPg Planning Scenario | Gen_BB010 | MW | NPgY | NORTON LEES | Total installed biomass capacity (MW) | NORL_3 | 0 | 0 | 0 | 0 | 0 | 0 | 0 | 0 | 0 | 0 | 0 | 0 | 0 | 0 | 0 | 0 | 0 | 0 | 0 | 0 | 0 | 0 | 0 | 0 | 0 | 0 | 0 | 0 | 0 | 0 | 0 | 0 | NPgY | GSP | NPg Planning Scenario | Total installed biomass capacity (MW)
NPg Planning Scenario | Gen_BB010 | MW | NPgY | PITSMOOR 3/4 | Total installed biomass capacity (MW) | PITS_BB_B | 0 | 0 | 0 | 0 | 0 | 0 | 0 | 0 | 0 | 0 | 0 | 0 | 0 | 0 | 0 | 0 | 0 | 0 | 0 | 0 | 0 | 0 | 0 | 0 | 0 | 0 | 0 | 0 | 0 | 0 | 0 | 0 | NPgY | GSP | NPg Planning Scenario | Total installed biomass capacity (MW)
NPg Planning Scenario | Gen_BB010 | MW | NPgY | SALTEND NORTH | Total installed biomass capacity (MW) | SALT_1 | 0 | 0 | 0.001 | 0.002 | 0.004 | 0.005 | 0.006 | 0.006 | 0.006 | 0.006 | 0.005 | 0.004 | 0.003 | 0.001 | 0 | 0 | 0 | 0 | 0 | 0 | 0 | 0 | 0 | 0 | 0 | 0 | 0 | 0 | 0 | 0 | 0 | 0 | NPgY | GSP | NPg Planning Scenario | Total installed biomass capacity (MW)
NPg Planning Scenario | Gen_BB010 | MW | NPgY | SHEFFIELD CITY | Total installed biomass capacity (MW) | SHEC_3 | 0 | 0 | 0.002 | 0.004 | 0.006 | 0.009 | 0.011 | 0.011 | 0.011 | 0.011 | 0.009 | 0.007 | 0.005 | 0.002 | 0 | 0 | 0 | 0 | 0 | 0 | 0 | 0 | 0 | 0 | 0 | 0 | 0 | 0 | 0 | 0 | 0 | 0 | NPgY | GSP | NPg Planning Scenario | Total installed biomass capacity (MW)
NPg Planning Scenario | Gen_BB010 | MW | NPgY | SKELTON GRANGE | Total installed biomass capacity (MW) | SKLGB1 | 0.903 | 0.903 | 1.19 | 1.477 | 1.764 | 2.051 | 2.338 | 2.338 | 2.338 | 2.338 | 2.063 | 1.788 | 1.513 | 1.238 | 0.963 | 0.865 | 0.816 | 0.767 | 0.718 | 0.669 | 0.621 | 0.572 | 0.523 | 0.474 | 0.425 | 0.376 | 0.328 | 0.279 | 0.23 | 0.181 | 0.132 | 0.132 | NPgY | GSP | NPg Planning Scenario | Total installed biomass capacity (MW)
NPg Planning Scenario | Gen_BB010 | MW | NPgY | TEMPLEBOROUGH 275/33KV | Total installed biomass capacity (MW) | TEMP_3 | 0 | 0 | 0.008 | 0.016 | 0.024 | 0.031 | 0.039 | 0.039 | 0.039 | 0.039 | 0.032 | 0.024 | 0.017 | 0.009 | 0.002 | 0 | 0 | 0 | 0 | 0 | 0 | 0 | 0 | 0 | 0 | 0 | 0 | 0 | 0 | 0 | 0 | 0 | NPgY | GSP | NPg Planning Scenario | Total installed biomass capacity (MW)
NPg Planning Scenario | Gen_BB010 | MW | NPgY | THURCROFT | Total installed biomass capacity (MW) | THUR_6 | 0 | 0 | 0.819 | 1.638 | 2.457 | 3.276 | 4.095 | 4.095 | 4.095 | 4.095 | 3.31 | 2.526 | 1.741 | 0.956 | 0.171 | 0 | 0 | 0 | 0 | 0 | 0 | 0 | 0 | 0 | 0 | 0 | 0 | 0 | 0 | 0 | 0 | 0 | NPgY | GSP | NPg Planning Scenario | Total installed biomass capacity (MW)
NPg Planning Scenario | Gen_BB010 | MW | NPgY | WEST MELTON / THORPE MARSH | Total installed biomass capacity (MW) | WMEL_THOM | 32 | 32 | 32.747 | 33.495 | 34.242 | 34.989 | 35.737 | 35.737 | 35.737 | 35.737 | 35.02 | 34.304 | 33.588 | 32.872 | 32.156 | 30.647 | 28.916 | 27.186 | 25.455 | 23.725 | 21.994 | 20.264 | 18.533 | 16.803 | 15.072 | 13.342 | 11.611 | 9.881 | 8.15 | 6.42 | 4.689 | 4.689 | NPgY | GSP | NPg Planning Scenario | Total installed biomass capacity (MW)
NPg Planning Scenario | Gen_BB010 | MW | NPgY | WEST MELTON SECTION 3 | Total installed biomass capacity (MW) | WMEL_BB3 | 9.88 | 9.88 | 10.68 | 11.48 | 12.28 | 13.08 | 13.88 | 13.88 | 13.88 | 13.88 | 13.113 | 12.347 | 11.58 | 10.814 | 10.047 | 9.462 | 8.928 | 8.394 | 7.859 | 7.325 | 6.791 | 6.256 | 5.722 | 5.188 | 4.654 | 4.119 | 3.585 | 3.051 | 2.516 | 1.982 | 1.448 | 1.448 | NPgY | GSP | NPg Planning Scenario | Total installed biomass capacity (MW)
NPg Planning Scenario | Gen_BB010 | MW | NPgY | WINCOBANK | Total installed biomass capacity (MW) | WIBA_3 | 42.75 | 42.75 | 42.778 | 42.806 | 42.834 | 42.862 | 42.889 | 42.889 | 42.889 | 42.889 | 42.863 | 42.836 | 42.809 | 42.783 | 42.756 | 40.942 | 38.63 | 36.318 | 34.007 | 31.695 | 29.383 | 27.071 | 24.759 | 22.447 | 20.136 | 17.824 | 15.512 | 13.2 | 10.888 | 8.576 | 6.264 | 6.264 | NPgY | GSP | NPg Planning Scenario | Total installed biomass capacity (MW)
NPg Planning Scenario | Gen_BB000_NPgAggregate | MW | NPgN | BLYTH 66kV | Total installed generation capacity (MW) | BLYTB1 | 148.4 | 148.471 | 161.009 | 173.997 | 187.538 | 202.576 | 220.079 | 245.22 | 270.849 | 296.888 | 323.082 | 349.812 | 368.579 | 387.225 | 404.973 | 426.183 | 446.983 | 467.544 | 488.222 | 510.343 | 534.329 | 560.205 | 585.515 | 611.23 | 636.335 | 660.392 | 683.658 | 705.473 | 728.017 | 751.208 | 775.057 | 795.083 | NPgN | GSP | NPg Planning Scenario | Total installed generation capacity (MW)
NPg Planning Scenario | Gen_BB000_NPgAggregate | MW | NPgN | BLYTH 132kV | Total installed generation capacity (MW) | BLYTH132 | 492.747 | 492.785 | 513.295 | 533.941 | 554.927 | 578.017 | 601.176 | 625.799 | 649.947 | 674.129 | 694.93 | 715.498 | 720.556 | 724.513 | 725.813 | 732.185 | 736.749 | 739.376 | 740.819 | 743.665 | 748.429 | 754.856 | 761.036 | 767.763 | 773.356 | 777.162 | 779.987 | 782.227 | 784.603 | 787.121 | 789.786 | 794.578 | NPgN | GSP | NPg Planning Scenario | Total installed generation capacity (MW)
NPg Planning Scenario | Gen_BB000_NPgAggregate | MW | NPgN | FOURSTONES | Total installed generation capacity (MW) | FOUR_1 | 91.465 | 91.436 | 92.584 | 93.771 | 95.087 | 96.491 | 98.132 | 99.771 | 101.378 | 102.992 | 104.611 | 106.219 | 107.069 | 107.866 | 108.512 | 109.417 | 110.227 | 110.892 | 111.471 | 112.135 | 112.89 | 113.753 | 114.614 | 115.504 | 116.339 | 117.085 | 117.785 | 118.47 | 119.159 | 119.851 | 120.546 | 120.823 | NPgN | GSP | NPg Planning Scenario | Total installed generation capacity (MW)
NPg Planning Scenario | Gen_BB000_NPgAggregate | MW | NPgN | HARTMOOR | Total installed generation capacity (MW) | HARM_6 | 57.255 | 57.25 | 63.318 | 69.555 | 76.101 | 83.297 | 91.384 | 99.612 | 107.681 | 115.748 | 123.813 | 131.789 | 135.483 | 138.82 | 141.367 | 144.498 | 146.52 | 149.51 | 152.148 | 155.151 | 158.664 | 162.679 | 166.654 | 170.786 | 174.609 | 177.944 | 181.02 | 183.987 | 186.977 | 189.992 | 193.032 | 194.306 | NPgN | GSP | NPg Planning Scenario | Total installed generation capacity (MW)
NPg Planning Scenario | Gen_BB000_NPgAggregate | MW | NPgN | HAWTHORN PIT GRID | Total installed generation capacity (MW) | HAWP_6 | 44.635 | 44.552 | 51.004 | 57.68 | 64.656 | 72.384 | 81.363 | 90.951 | 100.43 | 109.924 | 119.437 | 128.893 | 133.853 | 138.421 | 142.179 | 146.164 | 148.606 | 153.197 | 157.507 | 162.218 | 167.519 | 173.404 | 179.215 | 185.198 | 190.863 | 196.016 | 200.857 | 205.481 | 210.203 | 214.998 | 219.864 | 222.434 | NPgN | GSP | NPg Planning Scenario | Total installed generation capacity (MW)
NPg Planning Scenario | Gen_BB000_NPgAggregate | MW | NPgN | KNARESBOROUGH | Total installed generation capacity (MW) | KNARE_111 | 101.417 | 101.46 | 125.785 | 150.456 | 175.887 | 203.759 | 232.917 | 261.914 | 290.152 | 318.32 | 346.416 | 374.048 | 383.675 | 391.866 | 396.806 | 396.747 | 388.74 | 394.783 | 399.264 | 405.172 | 413.098 | 422.825 | 432.413 | 442.627 | 451.537 | 458.401 | 463.547 | 467.704 | 472.531 | 477.511 | 482.593 | 483.774 | NPgN | GSP | NPg Planning Scenario | Total installed generation capacity (MW)
NPg Planning Scenario | Gen_BB000_NPgAggregate | MW | NPgN | LACKENBY | Total installed generation capacity (MW) | LACK_6 | 129.492 | 129.211 | 136.142 | 143.409 | 151.186 | 159.784 | 170.326 | 181.92 | 193.443 | 205.014 | 216.633 | 228.241 | 233.91 | 238.435 | 241.414 | 239.59 | 229.9 | 236.787 | 243.412 | 250.507 | 258.257 | 266.719 | 275.09 | 283.649 | 291.886 | 299.597 | 306.913 | 313.885 | 321.066 | 328.37 | 335.792 | 339.741 | NPgN | GSP | NPg Planning Scenario | Total installed generation capacity (MW)
NPg Planning Scenario | Gen_BB000_NPgAggregate | MW | NPgN | NORTON | Total installed generation capacity (MW) | NORT_1 | 218.008 | 218.158 | 268.675 | 320.066 | 373.175 | 431.526 | 493.662 | 556.661 | 618.243 | 679.761 | 741.222 | 801.861 | 825.221 | 845.487 | 858.949 | 876.688 | 884.613 | 901.641 | 915.602 | 932.635 | 953.978 | 979.264 | 1004.186 | 1030.42 | 1053.977 | 1073.316 | 1089.13 | 1102.754 | 1117.827 | 1133.318 | 1149.124 | 1155.33 | NPgN | GSP | NPg Planning Scenario | Total installed generation capacity (MW)
NPg Planning Scenario | Gen_BB000_NPgAggregate | MW | NPgN | OFFERTON | Total installed generation capacity (MW) | OFFE_3 | 6.46 | 6.489 | 7.198 | 8.021 | 9.032 | 10.128 | 11.985 | 14.206 | 16.28 | 18.368 | 20.471 | 22.589 | 24.424 | 26.207 | 27.911 | 29.652 | 31.108 | 33.091 | 35.078 | 37.113 | 39.211 | 41.423 | 43.625 | 45.848 | 48.055 | 50.23 | 52.389 | 54.519 | 56.67 | 58.844 | 61.04 | 62.055 | NPgN | GSP | NPg Planning Scenario | Total installed generation capacity (MW)
NPg Planning Scenario | Gen_BB000_NPgAggregate | MW | NPgN | OSBALDWICK | Total installed generation capacity (MW) | OSBA_1 | 82.74 | 82.489 | 141.366 | 200.832 | 261.548 | 328.178 | 396.3 | 466.979 | 536.127 | 605.246 | 674.345 | 742.583 | 766.472 | 786.957 | 799.671 | 807.29 | 798.93 | 815.579 | 828.774 | 845.705 | 867.915 | 894.703 | 920.911 | 948.667 | 973.21 | 992.693 | 1009.404 | 1024.703 | 1040.3 | 1056.184 | 1072.36 | 1082.612 | NPgN | GSP | NPg Planning Scenario | Total installed generation capacity (MW)
NPg Planning Scenario | Gen_BB000_NPgAggregate | MW | NPgN | POPPLETON | Total installed generation capacity (MW) | POPP_3 | 11.541 | 11.563 | 13.546 | 15.615 | 17.843 | 20.255 | 23.18 | 26.109 | 28.984 | 31.854 | 34.719 | 37.548 | 39.084 | 40.512 | 41.705 | 42.203 | 41.942 | 43.242 | 44.439 | 45.736 | 47.189 | 48.806 | 50.415 | 52.076 | 53.642 | 55.058 | 56.396 | 57.712 | 59.032 | 60.359 | 61.691 | 62.11 | NPgN | GSP | NPg Planning Scenario | Total installed generation capacity (MW)
NPg Planning Scenario | Gen_BB000_NPgAggregate | MW | NPgN | SALTHOLME | Total installed generation capacity (MW) | SALH_1 | 213.341 | 313.242 | 313.692 | 314.145 | 314.623 | 315.136 | 315.659 | 316.195 | 316.718 | 317.243 | 317.327 | 317.405 | 309.74 | 298.047 | 282.487 | 197.409 | 57.094 | 56.767 | 56.409 | 56.083 | 55.797 | 55.548 | 55.295 | 55.054 | 54.788 | 54.484 | 54.07 | 53.557 | 53.137 | 52.737 | 52.35 | 52.326 | NPgN | GSP | NPg Planning Scenario | Total installed generation capacity (MW)
NPg Planning Scenario | Gen_BB000_NPgAggregate | MW | NPgN | SOUTH SHIELDS | Total installed generation capacity (MW) | SSHI_3 | 3.818 | 3.844 | 4.1 | 4.456 | 5.001 | 5.553 | 6.764 | 8.25 | 9.644 | 11.051 | 12.472 | 13.911 | 15.462 | 17.028 | 18.609 | 20.208 | 21.824 | 23.457 | 25.108 | 26.778 | 28.468 | 30.23 | 31.99 | 33.758 | 35.533 | 37.312 | 39.095 | 40.866 | 42.653 | 44.455 | 46.273 | 47.061 | NPgN | GSP | NPg Planning Scenario | Total installed generation capacity (MW)
NPg Planning Scenario | Gen_BB000_NPgAggregate | MW | NPgN | SPADEADAM | Total installed generation capacity (MW) | KIELD01 and SPAD20 | 6.69 | 6.688 | 7.551 | 8.431 | 9.361 | 10.371 | 11.464 | 12.966 | 14.463 | 15.984 | 17.53 | 19.102 | 20.086 | 21.053 | 21.937 | 23.055 | 24.13 | 25.147 | 26.144 | 27.238 | 28.446 | 29.771 | 31.066 | 32.388 | 33.665 | 34.867 | 36.023 | 37.108 | 38.223 | 39.369 | 40.548 | 41.576 | NPgN | GSP | NPg Planning Scenario | Total installed generation capacity (MW)
NPg Planning Scenario | Gen_BB000_NPgAggregate | MW | NPgN | SPENNYMOOR | Total installed generation capacity (MW) | SPEN_1 | 123.404 | 123.032 | 162.658 | 202.789 | 243.906 | 289.161 | 336.166 | 384.955 | 432.737 | 480.523 | 528.164 | 575.256 | 593.009 | 608.592 | 619.061 | 636.821 | 649.867 | 662.667 | 673.148 | 686.171 | 702.738 | 722.458 | 741.793 | 762.17 | 780.408 | 795.27 | 808.236 | 820.2 | 832.429 | 844.873 | 857.533 | 865.206 | NPgN | GSP | NPg Planning Scenario | Total installed generation capacity (MW)
NPg Planning Scenario | Gen_BB000_NPgAggregate | MW | NPgN | STELLA NORTH | Total installed generation capacity (MW) | STEN_1 | 38.33 | 38.423 | 41.978 | 45.885 | 50.506 | 55.382 | 62.441 | 70.949 | 78.941 | 86.988 | 95.093 | 103.24 | 108.756 | 113.657 | 117.765 | 118.647 | 114.793 | 121.294 | 127.711 | 134.389 | 141.398 | 148.88 | 156.318 | 163.855 | 171.264 | 178.454 | 185.398 | 192.082 | 198.973 | 205.971 | 213.066 | 216.473 | NPgN | GSP | NPg Planning Scenario | Total installed generation capacity (MW)
NPg Planning Scenario | Gen_BB000_NPgAggregate | MW | NPgN | STELLA SOUTH | Total installed generation capacity (MW) | STES_1 | 54.174 | 53.89 | 73.391 | 93.198 | 113.583 | 136.008 | 159.689 | 185.861 | 211.721 | 237.683 | 263.725 | 289.666 | 301.456 | 312.312 | 320.805 | 332.531 | 341.857 | 351.942 | 361.062 | 371.598 | 384.049 | 398.265 | 412.189 | 426.644 | 440.058 | 451.813 | 462.646 | 472.78 | 483.133 | 493.713 | 504.527 | 512.398 | NPgN | GSP | NPg Planning Scenario | Total installed generation capacity (MW)
NPg Planning Scenario | Gen_BB000_NPgAggregate | MW | NPgN | TYNEMOUTH | Total installed generation capacity (MW) | TYNE_1 | 53.878 | 53.955 | 55.448 | 57.248 | 59.497 | 61.922 | 66.318 | 71.405 | 76.536 | 81.698 | 86.891 | 92.127 | 96.582 | 100.74 | 104.602 | 96.341 | 80.231 | 85.538 | 90.916 | 96.37 | 101.967 | 107.825 | 113.655 | 119.529 | 125.382 | 131.186 | 136.85 | 142.322 | 147.973 | 153.71 | 159.525 | 162.138 | NPgN | GSP | NPg Planning Scenario | Total installed generation capacity (MW)
NPg Planning Scenario | Gen_BB000_NPgAggregate | MW | NPgN | WEST BOLDON | Total installed generation capacity (MW) | WBOL_6 | 28.975 | 29.081 | 32.369 | 36.071 | 40.413 | 45.148 | 52.544 | 60.533 | 68.528 | 76.553 | 84.611 | 92.683 | 99.413 | 106.036 | 112.414 | 119.372 | 126.076 | 132.901 | 139.689 | 146.653 | 153.892 | 161.555 | 169.191 | 176.916 | 184.542 | 191.99 | 199.349 | 206.618 | 213.952 | 221.352 | 228.82 | 232.008 | NPgN | GSP | NPg Planning Scenario | Total installed generation capacity (MW)
NPg Planning Scenario | Gen_BB000_NPgAggregate | MW | NPgY | BRADFORD WEST | Total installed generation capacity (MW) | BRAW_1 | 68.77 | 72.158 | 77.589 | 83.941 | 91.894 | 100.942 | 115.899 | 131.01 | 145.91 | 160.793 | 175.406 | 189.624 | 202.529 | 213.781 | 226.053 | 238.168 | 245.087 | 263.476 | 281.988 | 301.056 | 321.15 | 342.438 | 363.528 | 384.877 | 406.147 | 426.898 | 447.266 | 467.111 | 487.252 | 507.711 | 516.482 | 523.301 | NPgY | GSP | NPg Planning Scenario | Total installed generation capacity (MW)
NPg Planning Scenario | Gen_BB000_NPgAggregate | MW | NPgY | CAMBLESFORTH | Total installed generation capacity (MW) | CAMB_01 | 136.224 | 136.447 | 137.286 | 138.203 | 139.311 | 140.699 | 142.679 | 144.623 | 146.523 | 148.442 | 150.337 | 152.183 | 153.79 | 154.156 | 153.968 | 152.494 | 147.798 | 149.645 | 151.416 | 153.31 | 155.34 | 157.547 | 159.742 | 161.974 | 164.187 | 166.308 | 168.365 | 170.373 | 172.404 | 174.462 | 175.316 | 175.96 | NPgY | GSP | NPg Planning Scenario | Total installed generation capacity (MW)
NPg Planning Scenario | Gen_BB000_NPgAggregate | MW | NPgY | CREYKE BECK | Total installed generation capacity (MW) | CREB_1 | 387.87 | 411.317 | 437.878 | 465.443 | 494.776 | 535.812 | 581.284 | 636.933 | 691.34 | 746.588 | 800.868 | 853.676 | 893.24 | 925.043 | 943.292 | 936.815 | 894.217 | 924.268 | 951.569 | 982.771 | 1019.356 | 1060.914 | 1101.587 | 1143.46 | 1184.203 | 1220.757 | 1254.265 | 1285.478 | 1317.303 | 1349.861 | 1369.736 | 1389.693 | NPgY | GSP | NPg Planning Scenario | Total installed generation capacity (MW)
NPg Planning Scenario | Gen_BB000_NPgAggregate | MW | NPgY | DRAX | Total installed generation capacity (MW) | DRAX_YEDL | 121.127 | 121.43 | 124.635 | 127.913 | 131.41 | 136.334 | 141.695 | 146.889 | 151.829 | 156.795 | 161.564 | 166.022 | 168.801 | 170.07 | 169.868 | 147.981 | 107.493 | 112.218 | 116.639 | 121.605 | 127.273 | 133.611 | 139.813 | 146.166 | 152.383 | 158.093 | 163.427 | 168.412 | 173.508 | 178.729 | 182.539 | 186.195 | NPgY | GSP | NPg Planning Scenario | Total installed generation capacity (MW)
NPg Planning Scenario | Gen_BB000_NPgAggregate | MW | NPgY | ELLAND | Total installed generation capacity (MW) | ELLA_1 | 129.223 | 129.724 | 134.519 | 139.997 | 146.65 | 154.54 | 166.887 | 179.159 | 191.192 | 203.203 | 214.941 | 226.281 | 236.125 | 238.472 | 238.152 | 236.454 | 219.759 | 231.847 | 243.816 | 256.19 | 269.368 | 283.435 | 297.389 | 311.555 | 325.611 | 339.14 | 352.295 | 365.148 | 378.145 | 391.306 | 395.614 | 398.363 | NPgY | GSP | NPg Planning Scenario | Total installed generation capacity (MW)
NPg Planning Scenario | Gen_BB000_NPgAggregate | MW | NPgY | FERRYBRIDGE A | Total installed generation capacity (MW) | FERRA2 | 32.867 | 33.064 | 38.28 | 43.697 | 49.406 | 57.503 | 66.638 | 76.757 | 86.564 | 96.466 | 106.102 | 115.341 | 121.895 | 126.359 | 128.253 | 130.265 | 127.567 | 132.286 | 136.409 | 141.173 | 146.899 | 153.487 | 159.952 | 166.643 | 173.11 | 178.761 | 183.828 | 188.574 | 193.376 | 198.255 | 200.332 | 202.06 | NPgY | GSP | NPg Planning Scenario | Total installed generation capacity (MW)
NPg Planning Scenario | Gen_BB000_NPgAggregate | MW | NPgY | FERRYBRIDGE B | Total installed generation capacity (MW) | FERRB9 | 309.71 | 310.22 | 323.434 | 337.066 | 351.486 | 371.789 | 394.177 | 418.896 | 442.787 | 466.911 | 490.349 | 512.746 | 528.193 | 535.773 | 534.288 | 502.228 | 433.098 | 444.386 | 454.11 | 465.523 | 479.406 | 495.489 | 511.251 | 527.285 | 537.468 | 545.067 | 552.366 | 558.344 | 567.598 | 577.681 | 582.035 | 584.497 | NPgY | GSP | NPg Planning Scenario | Total installed generation capacity (MW)
NPg Planning Scenario | Gen_BB000_NPgAggregate | MW | NPgY | GRIMSBY WEST | Total installed generation capacity (MW) | GRIW_1 | 164.123 | 164.42 | 172.976 | 181.799 | 191.119 | 204.317 | 219.109 | 233.276 | 246.76 | 260.259 | 273.174 | 285.2 | 292.635 | 290.361 | 282.099 | 257.618 | 203.2 | 210.725 | 217.251 | 224.812 | 233.935 | 244.448 | 254.771 | 265.464 | 275.788 | 284.768 | 292.793 | 300.315 | 307.915 | 315.627 | 318.797 | 321.216 | NPgY | GSP | NPg Planning Scenario | Total installed generation capacity (MW)
NPg Planning Scenario | Gen_BB000_NPgAggregate | MW | NPgY | JORDANTHORPE | Total installed generation capacity (MW) | JORD_3 | 3.379 | 3.442 | 4.048 | 4.768 | 5.648 | 6.695 | 8.443 | 10.401 | 12.35 | 14.308 | 16.248 | 18.163 | 19.951 | 21.671 | 23.343 | 25.334 | 27.279 | 29.23 | 31.189 | 33.198 | 35.312 | 37.549 | 39.768 | 42.014 | 44.25 | 46.428 | 48.564 | 50.653 | 52.768 | 54.912 | 55.677 | 56.201 | NPgY | GSP | NPg Planning Scenario | Total installed generation capacity (MW)
NPg Planning Scenario | Gen_BB000_NPgAggregate | MW | NPgY | KEADBY | Total installed generation capacity (MW) | KEAD_YEDL | 522.225 | 523.6 | 565.055 | 606.391 | 648.839 | 711.093 | 772.794 | 830.703 | 884.977 | 939.519 | 991.243 | 1038.554 | 1061.369 | 1073.14 | 1071.742 | 1038.453 | 951.123 | 969.174 | 981.304 | 999.354 | 1025.333 | 1058.179 | 1090.023 | 1123.657 | 1155.094 | 1179.491 | 1198.902 | 1215.61 | 1232.723 | 1250.328 | 1262.003 | 1276.296 | NPgY | GSP | NPg Planning Scenario | Total installed generation capacity (MW)
NPg Planning Scenario | Gen_BB000_NPgAggregate | MW | NPgY | KIRKSTALL B | Total installed generation capacity (MW) | KIRKB1 | 33.516 | 33.716 | 35.957 | 38.696 | 42.132 | 45.995 | 52.372 | 63.386 | 74.637 | 86.152 | 97.843 | 109.827 | 121.606 | 131.735 | 137.413 | 138.095 | 133.701 | 139.646 | 145.539 | 151.567 | 157.911 | 164.643 | 171.35 | 178.149 | 184.91 | 191.46 | 197.866 | 204.19 | 210.564 | 216.995 | 218.425 | 218.949 | NPgY | GSP | NPg Planning Scenario | Total installed generation capacity (MW)
NPg Planning Scenario | Gen_BB000_NPgAggregate | MW | NPgY | NEEPSEND | Total installed generation capacity (MW) | NEEP_3 | 6.078 | 6.16 | 6.665 | 7.349 | 8.323 | 9.271 | 11.361 | 13.576 | 15.798 | 18.015 | 20.218 | 22.406 | 24.657 | 26.877 | 29.308 | 32.045 | 34.788 | 37.646 | 40.576 | 43.518 | 46.531 | 49.663 | 52.781 | 55.921 | 59.069 | 62.206 | 65.334 | 68.424 | 71.55 | 74.713 | 75.686 | 76.275 | NPgY | GSP | NPg Planning Scenario | Total installed generation capacity (MW)
NPg Planning Scenario | Gen_BB000_NPgAggregate | MW | NPgY | NORTON LEES | Total installed generation capacity (MW) | NORL_3 | 3.657 | 3.739 | 4.122 | 4.685 | 5.504 | 6.305 | 8.241 | 10.308 | 12.394 | 14.475 | 16.553 | 18.63 | 20.852 | 23.071 | 25.542 | 28.228 | 30.946 | 33.809 | 36.763 | 39.715 | 42.714 | 45.816 | 48.906 | 52.013 | 55.134 | 58.266 | 61.406 | 64.514 | 67.658 | 70.839 | 71.817 | 72.409 | NPgY | GSP | NPg Planning Scenario | Total installed generation capacity (MW)
NPg Planning Scenario | Gen_BB000_NPgAggregate | MW | NPgY | PITSMOOR 3/4 | Total installed generation capacity (MW) | PITS_BB_B | 1.02 | 1.056 | 1.219 | 1.46 | 1.838 | 2.156 | 2.962 | 3.844 | 4.733 | 5.62 | 6.506 | 7.392 | 8.338 | 9.283 | 10.335 | 11.479 | 12.635 | 13.854 | 15.11 | 16.366 | 17.643 | 18.963 | 20.278 | 21.6 | 22.928 | 24.261 | 25.597 | 26.919 | 28.257 | 29.611 | 30.027 | 30.28 | NPgY | GSP | NPg Planning Scenario | Total installed generation capacity (MW)
NPg Planning Scenario | Gen_BB000_NPgAggregate | MW | NPgY | SALTEND NORTH | Total installed generation capacity (MW) | SALT_1 | 86.282 | 86.511 | 86.886 | 87.389 | 88.14 | 88.898 | 90.566 | 92.267 | 93.978 | 95.705 | 97.446 | 99.2 | 101.095 | 99.834 | 97.81 | 90.763 | 74.672 | 78.307 | 82.038 | 85.89 | 89.861 | 94.03 | 98.151 | 102.295 | 106.452 | 110.611 | 114.761 | 118.782 | 122.885 | 127.071 | 129.594 | 131.87 | NPgY | GSP | NPg Planning Scenario | Total installed generation capacity (MW)
NPg Planning Scenario | Gen_BB000_NPgAggregate | MW | NPgY | SHEFFIELD CITY | Total installed generation capacity (MW) | SHEC_3 | 1.411 | 1.454 | 1.679 | 2 | 2.556 | 2.926 | 3.945 | 5.059 | 6.181 | 7.3 | 8.415 | 9.527 | 10.698 | 11.861 | 13.149 | 14.567 | 15.997 | 17.497 | 19.041 | 20.586 | 22.162 | 23.794 | 25.42 | 27.056 | 28.698 | 30.341 | 31.985 | 33.61 | 35.255 | 36.919 | 37.431 | 37.741 | NPgY | GSP | NPg Planning Scenario | Total installed generation capacity (MW)
NPg Planning Scenario | Gen_BB000_NPgAggregate | MW | NPgY | SKELTON GRANGE | Total installed generation capacity (MW) | SKLGB1 | 110.257 | 115.81 | 122.388 | 129.362 | 138.083 | 148.028 | 164.382 | 188.234 | 212.375 | 236.935 | 261.668 | 286.712 | 310.901 | 330.225 | 341.772 | 344.839 | 335.05 | 351.043 | 366.924 | 383.207 | 400.351 | 418.553 | 436.664 | 454.922 | 471.372 | 487.115 | 502.866 | 518.192 | 534.689 | 551.566 | 555.721 | 557.251 | NPgY | GSP | NPg Planning Scenario | Total installed generation capacity (MW)
NPg Planning Scenario | Gen_BB000_NPgAggregate | MW | NPgY | TEMPLEBOROUGH 275/33KV | Total installed generation capacity (MW) | TEMP_3 | 0.358 | 0.368 | 0.497 | 0.645 | 0.809 | 1.031 | 1.33 | 1.862 | 2.404 | 2.961 | 3.526 | 4.105 | 4.653 | 5.198 | 5.544 | 5.806 | 6.052 | 6.278 | 6.494 | 6.723 | 6.973 | 7.245 | 7.516 | 7.792 | 8.064 | 8.32 | 8.565 | 8.804 | 9.045 | 9.288 | 9.358 | 9.398 | NPgY | GSP | NPg Planning Scenario | Total installed generation capacity (MW)
NPg Planning Scenario | Gen_BB000_NPgAggregate | MW | NPgY | THURCROFT | Total installed generation capacity (MW) | THUR_6 | 104.278 | 134.588 | 145.434 | 156.538 | 168.086 | 184.689 | 202.81 | 220.515 | 237.37 | 254.273 | 270.447 | 285.519 | 294.554 | 298.075 | 296.695 | 287.968 | 261.649 | 269.516 | 276.054 | 283.904 | 293.75 | 305.312 | 316.634 | 328.404 | 339.303 | 348.416 | 356.368 | 363.658 | 371.251 | 379.008 | 382.286 | 384.693 | NPgY | GSP | NPg Planning Scenario | Total installed generation capacity (MW)
NPg Planning Scenario | Gen_BB000_NPgAggregate | MW | NPgY | WEST MELTON / THORPE MARSH | Total installed generation capacity (MW) | WMEL_THOM | 260.17 | 260.796 | 271.642 | 283.098 | 295.739 | 312.734 | 333.879 | 354.177 | 373.691 | 393.228 | 412.078 | 429.879 | 442.51 | 452.67 | 461.102 | 465.966 | 460.898 | 474.08 | 486.253 | 499.745 | 515.234 | 532.638 | 549.767 | 567.294 | 583.075 | 597.156 | 610.411 | 622.813 | 636.204 | 649.995 | 654.82 | 659.523 | NPgY | GSP | NPg Planning Scenario | Total installed generation capacity (MW)
NPg Planning Scenario | Gen_BB000_NPgAggregate | MW | NPgY | WEST MELTON SECTION 3 | Total installed generation capacity (MW) | WMEL_BB3 | 101.208 | 101.692 | 112.962 | 124.789 | 137.631 | 155.172 | 176.199 | 197.573 | 218.186 | 238.887 | 258.92 | 277.943 | 291.382 | 302.75 | 311.237 | 321.328 | 325.708 | 337.995 | 349.117 | 361.569 | 376.068 | 392.458 | 408.587 | 425.205 | 441.369 | 455.839 | 469.101 | 481.673 | 494.391 | 507.301 | 512.154 | 516.138 | NPgY | GSP | NPg Planning Scenario | Total installed generation capacity (MW)
NPg Planning Scenario | Gen_BB000_NPgAggregate | MW | NPgY | WINCOBANK | Total installed generation capacity (MW) | WIBA_3 | 46.3 | 46.321 | 46.73 | 47.17 | 47.663 | 48.309 | 49.12 | 50.178 | 51.226 | 52.292 | 53.349 | 54.395 | 55.269 | 56.09 | 56.627 | 55.443 | 53.693 | 51.873 | 50.009 | 48.19 | 46.441 | 44.758 | 43.068 | 41.395 | 39.708 | 37.961 | 36.174 | 34.367 | 32.563 | 30.765 | 28.604 | 28.688 | NPgY | GSP | NPg Planning Scenario | Total installed generation capacity (MW)
NPg Planning Scenario | Gen_BB018 | MW | NPgN | BLYTH 66kV | Total installed hydro capacity (MW) | BLYTB1 | 0 | 0 | 0.003 | 0.006 | 0.009 | 0.012 | 0.015 | 0.018 | 0.021 | 0.024 | 0.027 | 0.03 | 0.033 | 0.036 | 0.039 | 0.042 | 0.045 | 0.049 | 0.052 | 0.055 | 0.058 | 0.061 | 0.064 | 0.067 | 0.07 | 0.074 | 0.077 | 0.08 | 0.083 | 0.087 | 0.09 | 0.093 | NPgN | GSP | NPg Planning Scenario | Total installed hydro capacity (MW)
NPg Planning Scenario | Gen_BB018 | MW | NPgN | BLYTH 132kV | Total installed hydro capacity (MW) | BLYTH132 | 0 | 0 | 0.005 | 0.011 | 0.016 | 0.021 | 0.027 | 0.032 | 0.037 | 0.043 | 0.048 | 0.053 | 0.059 | 0.064 | 0.069 | 0.075 | 0.08 | 0.086 | 0.091 | 0.097 | 0.102 | 0.108 | 0.113 | 0.119 | 0.124 | 0.13 | 0.136 | 0.142 | 0.147 | 0.153 | 0.159 | 0.165 | NPgN | GSP | NPg Planning Scenario | Total installed hydro capacity (MW)
NPg Planning Scenario | Gen_BB018 | MW | NPgN | FOURSTONES | Total installed hydro capacity (MW) | FOUR_1 | 0 | 0 | 0 | 0.001 | 0.001 | 0.001 | 0.001 | 0.002 | 0.002 | 0.002 | 0.002 | 0.003 | 0.003 | 0.003 | 0.004 | 0.004 | 0.004 | 0.004 | 0.005 | 0.005 | 0.005 | 0.006 | 0.006 | 0.006 | 0.006 | 0.007 | 0.007 | 0.007 | 0.008 | 0.008 | 0.008 | 0.009 | NPgN | GSP | NPg Planning Scenario | Total installed hydro capacity (MW)
NPg Planning Scenario | Gen_BB018 | MW | NPgN | HARTMOOR | Total installed hydro capacity (MW) | HARM_6 | 0 | 0 | 0.001 | 0.003 | 0.004 | 0.006 | 0.007 | 0.009 | 0.01 | 0.012 | 0.013 | 0.015 | 0.016 | 0.018 | 0.019 | 0.021 | 0.022 | 0.024 | 0.025 | 0.027 | 0.029 | 0.03 | 0.032 | 0.033 | 0.035 | 0.036 | 0.038 | 0.04 | 0.041 | 0.043 | 0.044 | 0.046 | NPgN | GSP | NPg Planning Scenario | Total installed hydro capacity (MW)
NPg Planning Scenario | Gen_BB018 | MW | NPgN | HAWTHORN PIT GRID | Total installed hydro capacity (MW) | HAWP_6 | 0 | 0 | 0.002 | 0.003 | 0.005 | 0.006 | 0.008 | 0.009 | 0.011 | 0.012 | 0.014 | 0.016 | 0.017 | 0.019 | 0.02 | 0.022 | 0.023 | 0.025 | 0.027 | 0.028 | 0.03 | 0.031 | 0.033 | 0.035 | 0.036 | 0.038 | 0.04 | 0.041 | 0.043 | 0.045 | 0.046 | 0.048 | NPgN | GSP | NPg Planning Scenario | Total installed hydro capacity (MW)
NPg Planning Scenario | Gen_BB018 | MW | NPgN | KNARESBOROUGH | Total installed hydro capacity (MW) | KNARE_111 | 0 | 0 | 0.006 | 0.012 | 0.019 | 0.025 | 0.031 | 0.037 | 0.043 | 0.05 | 0.056 | 0.062 | 0.068 | 0.074 | 0.081 | 0.087 | 0.093 | 0.1 | 0.106 | 0.112 | 0.119 | 0.125 | 0.132 | 0.138 | 0.145 | 0.151 | 0.158 | 0.165 | 0.171 | 0.178 | 0.185 | 0.191 | NPgN | GSP | NPg Planning Scenario | Total installed hydro capacity (MW)
NPg Planning Scenario | Gen_BB018 | MW | NPgN | LACKENBY | Total installed hydro capacity (MW) | LACK_6 | 0 | 0 | 0.002 | 0.003 | 0.005 | 0.006 | 0.008 | 0.01 | 0.011 | 0.013 | 0.014 | 0.016 | 0.018 | 0.019 | 0.021 | 0.023 | 0.024 | 0.026 | 0.027 | 0.029 | 0.031 | 0.033 | 0.034 | 0.036 | 0.038 | 0.039 | 0.041 | 0.043 | 0.044 | 0.046 | 0.048 | 0.05 | NPgN | GSP | NPg Planning Scenario | Total installed hydro capacity (MW)
NPg Planning Scenario | Gen_BB018 | MW | NPgN | NORTON | Total installed hydro capacity (MW) | NORT_1 | 0.499 | 0.499 | 0.512 | 0.525 | 0.537 | 0.55 | 0.563 | 0.576 | 0.588 | 0.601 | 0.614 | 0.627 | 0.639 | 0.652 | 0.665 | 0.678 | 0.691 | 0.704 | 0.717 | 0.731 | 0.744 | 0.757 | 0.77 | 0.784 | 0.797 | 0.811 | 0.824 | 0.838 | 0.852 | 0.866 | 0.879 | 0.893 | NPgN | GSP | NPg Planning Scenario | Total installed hydro capacity (MW)
NPg Planning Scenario | Gen_BB018 | MW | NPgN | OFFERTON | Total installed hydro capacity (MW) | OFFE_3 | 0 | 0 | 0 | 0 | 0 | 0 | 0.001 | 0.001 | 0.001 | 0.001 | 0.001 | 0.001 | 0.001 | 0.001 | 0.001 | 0.002 | 0.002 | 0.002 | 0.002 | 0.002 | 0.002 | 0.002 | 0.002 | 0.002 | 0.003 | 0.003 | 0.003 | 0.003 | 0.003 | 0.003 | 0.003 | 0.003 | NPgN | GSP | NPg Planning Scenario | Total installed hydro capacity (MW)
NPg Planning Scenario | Gen_BB018 | MW | NPgN | OSBALDWICK | Total installed hydro capacity (MW) | OSBA_1 | 0 | 0 | 0.015 | 0.03 | 0.046 | 0.061 | 0.076 | 0.091 | 0.106 | 0.121 | 0.137 | 0.152 | 0.167 | 0.182 | 0.198 | 0.213 | 0.229 | 0.244 | 0.26 | 0.275 | 0.291 | 0.307 | 0.323 | 0.338 | 0.354 | 0.371 | 0.387 | 0.403 | 0.419 | 0.436 | 0.452 | 0.469 | NPgN | GSP | NPg Planning Scenario | Total installed hydro capacity (MW)
NPg Planning Scenario | Gen_BB018 | MW | NPgN | POPPLETON | Total installed hydro capacity (MW) | POPP_3 | 0 | 0 | 0 | 0.001 | 0.001 | 0.002 | 0.002 | 0.003 | 0.003 | 0.004 | 0.004 | 0.005 | 0.005 | 0.006 | 0.006 | 0.007 | 0.007 | 0.007 | 0.008 | 0.008 | 0.009 | 0.009 | 0.01 | 0.01 | 0.011 | 0.011 | 0.012 | 0.012 | 0.013 | 0.013 | 0.014 | 0.014 | NPgN | GSP | NPg Planning Scenario | Total installed hydro capacity (MW)
NPg Planning Scenario | Gen_BB018 | MW | NPgN | SALTHOLME | Total installed hydro capacity (MW) | SALH_1 | 0 | 0 | 0 | 0 | 0 | 0 | 0.001 | 0.001 | 0.001 | 0.001 | 0.001 | 0.001 | 0.001 | 0.001 | 0.002 | 0.002 | 0.002 | 0.002 | 0.002 | 0.002 | 0.002 | 0.002 | 0.002 | 0.003 | 0.003 | 0.003 | 0.003 | 0.003 | 0.003 | 0.003 | 0.003 | 0.004 | NPgN | GSP | NPg Planning Scenario | Total installed hydro capacity (MW)
NPg Planning Scenario | Gen_BB018 | MW | NPgN | SOUTH SHIELDS | Total installed hydro capacity (MW) | SSHI_3 | 0 | 0 | 0 | 0 | 0 | 0 | 0 | 0 | 0 | 0 | 0 | 0 | 0 | 0 | 0 | 0 | 0 | 0 | 0 | 0 | 0 | 0 | 0 | 0 | 0 | 0 | 0 | 0 | 0 | 0 | 0 | 0 | NPgN | GSP | NPg Planning Scenario | Total installed hydro capacity (MW)
NPg Planning Scenario | Gen_BB018 | MW | NPgN | SPADEADAM | Total installed hydro capacity (MW) | KIELD01 and SPAD20 | 6 | 6 | 6 | 6 | 6.001 | 6.001 | 6.001 | 6.001 | 6.002 | 6.002 | 6.002 | 6.002 | 6.002 | 6.003 | 6.003 | 6.003 | 6.003 | 6.003 | 6.004 | 6.004 | 6.004 | 6.004 | 6.005 | 6.005 | 6.005 | 6.005 | 6.006 | 6.006 | 6.006 | 6.006 | 6.006 | 6.007 | NPgN | GSP | NPg Planning Scenario | Total installed hydro capacity (MW)
NPg Planning Scenario | Gen_BB018 | MW | NPgN | SPENNYMOOR | Total installed hydro capacity (MW) | SPEN_1 | 0 | 0 | 0.01 | 0.02 | 0.03 | 0.041 | 0.051 | 0.061 | 0.071 | 0.081 | 0.091 | 0.101 | 0.112 | 0.122 | 0.132 | 0.142 | 0.153 | 0.163 | 0.173 | 0.184 | 0.194 | 0.205 | 0.215 | 0.226 | 0.237 | 0.248 | 0.258 | 0.269 | 0.28 | 0.291 | 0.302 | 0.313 | NPgN | GSP | NPg Planning Scenario | Total installed hydro capacity (MW)
NPg Planning Scenario | Gen_BB018 | MW | NPgN | STELLA NORTH | Total installed hydro capacity (MW) | STEN_1 | 0 | 0 | 0.001 | 0.001 | 0.002 | 0.003 | 0.004 | 0.004 | 0.005 | 0.006 | 0.006 | 0.007 | 0.008 | 0.008 | 0.009 | 0.01 | 0.011 | 0.011 | 0.012 | 0.013 | 0.013 | 0.014 | 0.015 | 0.016 | 0.016 | 0.017 | 0.018 | 0.019 | 0.019 | 0.02 | 0.021 | 0.022 | NPgN | GSP | NPg Planning Scenario | Total installed hydro capacity (MW)
NPg Planning Scenario | Gen_BB018 | MW | NPgN | STELLA SOUTH | Total installed hydro capacity (MW) | STES_1 | 0 | 0 | 0.005 | 0.01 | 0.015 | 0.02 | 0.025 | 0.03 | 0.035 | 0.04 | 0.045 | 0.05 | 0.054 | 0.06 | 0.065 | 0.07 | 0.075 | 0.08 | 0.085 | 0.09 | 0.095 | 0.1 | 0.105 | 0.11 | 0.116 | 0.121 | 0.126 | 0.131 | 0.137 | 0.142 | 0.148 | 0.153 | NPgN | GSP | NPg Planning Scenario | Total installed hydro capacity (MW)
NPg Planning Scenario | Gen_BB018 | MW | NPgN | TYNEMOUTH | Total installed hydro capacity (MW) | TYNE_1 | 0 | 0 | 0 | 0 | 0.001 | 0.001 | 0.001 | 0.001 | 0.001 | 0.002 | 0.002 | 0.002 | 0.002 | 0.002 | 0.002 | 0.003 | 0.003 | 0.003 | 0.003 | 0.003 | 0.004 | 0.004 | 0.004 | 0.004 | 0.004 | 0.005 | 0.005 | 0.005 | 0.005 | 0.005 | 0.006 | 0.006 | NPgN | GSP | NPg Planning Scenario | Total installed hydro capacity (MW)
NPg Planning Scenario | Gen_BB018 | MW | NPgN | WEST BOLDON | Total installed hydro capacity (MW) | WBOL_6 | 0 | 0 | 0.001 | 0.001 | 0.002 | 0.002 | 0.003 | 0.004 | 0.004 | 0.005 | 0.005 | 0.006 | 0.007 | 0.007 | 0.008 | 0.008 | 0.009 | 0.01 | 0.01 | 0.011 | 0.011 | 0.012 | 0.013 | 0.013 | 0.014 | 0.014 | 0.015 | 0.016 | 0.016 | 0.017 | 0.018 | 0.018 | NPgN | GSP | NPg Planning Scenario | Total installed hydro capacity (MW)
NPg Planning Scenario | Gen_BB018 | MW | NPgY | BRADFORD WEST | Total installed hydro capacity (MW) | BRAW_1 | 0.798 | 0.798 | 0.799 | 0.799 | 0.8 | 0.8 | 0.801 | 0.801 | 0.802 | 0.802 | 0.803 | 0.803 | 0.804 | 0.804 | 0.805 | 0.806 | 0.806 | 0.807 | 0.807 | 0.808 | 0.808 | 0.809 | 0.809 | 0.81 | 0.81 | 0.811 | 0.812 | 0.812 | 0.813 | 0.813 | 0.814 | 0.815 | NPgY | GSP | NPg Planning Scenario | Total installed hydro capacity (MW)
NPg Planning Scenario | Gen_BB018 | MW | NPgY | CAMBLESFORTH | Total installed hydro capacity (MW) | CAMB_01 | 0 | 0 | 0 | 0 | 0 | 0 | 0 | 0.001 | 0.001 | 0.001 | 0.001 | 0.001 | 0.001 | 0.001 | 0.001 | 0.001 | 0.001 | 0.001 | 0.002 | 0.002 | 0.002 | 0.002 | 0.002 | 0.002 | 0.002 | 0.002 | 0.002 | 0.002 | 0.003 | 0.003 | 0.003 | 0.003 | NPgY | GSP | NPg Planning Scenario | Total installed hydro capacity (MW)
NPg Planning Scenario | Gen_BB018 | MW | NPgY | CREYKE BECK | Total installed hydro capacity (MW) | CREB_1 | 0 | 0 | 0.004 | 0.008 | 0.012 | 0.016 | 0.019 | 0.023 | 0.027 | 0.031 | 0.035 | 0.039 | 0.043 | 0.047 | 0.051 | 0.055 | 0.059 | 0.062 | 0.066 | 0.07 | 0.074 | 0.079 | 0.083 | 0.087 | 0.091 | 0.095 | 0.099 | 0.103 | 0.107 | 0.112 | 0.116 | 0.12 | NPgY | GSP | NPg Planning Scenario | Total installed hydro capacity (MW)
NPg Planning Scenario | Gen_BB018 | MW | NPgY | DRAX | Total installed hydro capacity (MW) | DRAX_YEDL | 0 | 0 | 0 | 0.001 | 0.001 | 0.002 | 0.002 | 0.003 | 0.003 | 0.004 | 0.004 | 0.005 | 0.005 | 0.006 | 0.006 | 0.007 | 0.007 | 0.008 | 0.008 | 0.008 | 0.009 | 0.009 | 0.01 | 0.01 | 0.011 | 0.011 | 0.012 | 0.012 | 0.013 | 0.013 | 0.014 | 0.014 | NPgY | GSP | NPg Planning Scenario | Total installed hydro capacity (MW)
NPg Planning Scenario | Gen_BB018 | MW | NPgY | ELLAND | Total installed hydro capacity (MW) | ELLA_1 | 2 | 2 | 2.001 | 2.001 | 2.002 | 2.002 | 2.003 | 2.003 | 2.004 | 2.004 | 2.005 | 2.005 | 2.006 | 2.006 | 2.007 | 2.007 | 2.008 | 2.008 | 2.009 | 2.01 | 2.01 | 2.011 | 2.011 | 2.012 | 2.012 | 2.013 | 2.013 | 2.014 | 2.015 | 2.015 | 2.016 | 2.016 | NPgY | GSP | NPg Planning Scenario | Total installed hydro capacity (MW)
NPg Planning Scenario | Gen_BB018 | MW | NPgY | FERRYBRIDGE A | Total installed hydro capacity (MW) | FERRA2 | 0 | 0 | 0.001 | 0.002 | 0.002 | 0.003 | 0.004 | 0.005 | 0.005 | 0.006 | 0.007 | 0.008 | 0.008 | 0.009 | 0.01 | 0.011 | 0.012 | 0.012 | 0.013 | 0.014 | 0.015 | 0.015 | 0.016 | 0.017 | 0.018 | 0.019 | 0.019 | 0.02 | 0.021 | 0.022 | 0.023 | 0.024 | NPgY | GSP | NPg Planning Scenario | Total installed hydro capacity (MW)
NPg Planning Scenario | Gen_BB018 | MW | NPgY | FERRYBRIDGE B | Total installed hydro capacity (MW) | FERRB9 | 0.5 | 0.5 | 0.502 | 0.504 | 0.506 | 0.508 | 0.51 | 0.512 | 0.514 | 0.516 | 0.518 | 0.52 | 0.522 | 0.524 | 0.526 | 0.527 | 0.53 | 0.532 | 0.533 | 0.536 | 0.538 | 0.54 | 0.542 | 0.544 | 0.546 | 0.548 | 0.55 | 0.552 | 0.554 | 0.556 | 0.558 | 0.561 | NPgY | GSP | NPg Planning Scenario | Total installed hydro capacity (MW)
NPg Planning Scenario | Gen_BB018 | MW | NPgY | GRIMSBY WEST | Total installed hydro capacity (MW) | GRIW_1 | 0 | 0 | 0.001 | 0.003 | 0.004 | 0.005 | 0.006 | 0.008 | 0.009 | 0.01 | 0.011 | 0.013 | 0.014 | 0.015 | 0.016 | 0.018 | 0.019 | 0.02 | 0.022 | 0.023 | 0.024 | 0.025 | 0.027 | 0.028 | 0.029 | 0.031 | 0.032 | 0.033 | 0.035 | 0.036 | 0.037 | 0.039 | NPgY | GSP | NPg Planning Scenario | Total installed hydro capacity (MW)
NPg Planning Scenario | Gen_BB018 | MW | NPgY | JORDANTHORPE | Total installed hydro capacity (MW) | JORD_3 | 0 | 0 | 0 | 0 | 0 | 0 | 0 | 0 | 0 | 0 | 0.001 | 0.001 | 0.001 | 0.001 | 0.001 | 0.001 | 0.001 | 0.001 | 0.001 | 0.001 | 0.001 | 0.001 | 0.001 | 0.001 | 0.001 | 0.001 | 0.002 | 0.002 | 0.002 | 0.002 | 0.002 | 0.002 | NPgY | GSP | NPg Planning Scenario | Total installed hydro capacity (MW)
NPg Planning Scenario | Gen_BB018 | MW | NPgY | KEADBY | Total installed hydro capacity (MW) | KEAD_YEDL | 0 | 0 | 0.006 | 0.013 | 0.019 | 0.026 | 0.032 | 0.039 | 0.045 | 0.052 | 0.058 | 0.065 | 0.071 | 0.078 | 0.084 | 0.091 | 0.098 | 0.104 | 0.111 | 0.117 | 0.124 | 0.131 | 0.138 | 0.144 | 0.151 | 0.158 | 0.165 | 0.172 | 0.179 | 0.186 | 0.193 | 0.2 | NPgY | GSP | NPg Planning Scenario | Total installed hydro capacity (MW)
NPg Planning Scenario | Gen_BB018 | MW | NPgY | KIRKSTALL B | Total installed hydro capacity (MW) | KIRKB1 | 0 | 0 | 0 | 0 | 0.001 | 0.001 | 0.001 | 0.001 | 0.002 | 0.002 | 0.002 | 0.002 | 0.002 | 0.003 | 0.003 | 0.003 | 0.003 | 0.004 | 0.004 | 0.004 | 0.004 | 0.004 | 0.005 | 0.005 | 0.005 | 0.005 | 0.006 | 0.006 | 0.006 | 0.006 | 0.007 | 0.007 | NPgY | GSP | NPg Planning Scenario | Total installed hydro capacity (MW)
NPg Planning Scenario | Gen_BB018 | MW | NPgY | NEEPSEND | Total installed hydro capacity (MW) | NEEP_3 | 0 | 0 | 0 | 0 | 0 | 0 | 0 | 0 | 0 | 0 | 0 | 0 | 0 | 0 | 0 | 0 | 0 | 0 | 0 | 0 | 0 | 0 | 0 | 0 | 0 | 0.001 | 0.001 | 0.001 | 0.001 | 0.001 | 0.001 | 0.001 | NPgY | GSP | NPg Planning Scenario | Total installed hydro capacity (MW)
NPg Planning Scenario | Gen_BB018 | MW | NPgY | NORTON LEES | Total installed hydro capacity (MW) | NORL_3 | 0 | 0 | 0 | 0 | 0 | 0 | 0 | 0 | 0 | 0 | 0 | 0 | 0 | 0 | 0 | 0 | 0 | 0 | 0 | 0 | 0 | 0 | 0 | 0 | 0 | 0 | 0 | 0 | 0 | 0 | 0 | 0 | NPgY | GSP | NPg Planning Scenario | Total installed hydro capacity (MW)
NPg Planning Scenario | Gen_BB018 | MW | NPgY | PITSMOOR 3/4 | Total installed hydro capacity (MW) | PITS_BB_B | 0 | 0 | 0 | 0 | 0 | 0 | 0 | 0 | 0 | 0 | 0 | 0 | 0 | 0 | 0 | 0 | 0 | 0 | 0 | 0 | 0 | 0 | 0 | 0 | 0 | 0 | 0 | 0 | 0 | 0 | 0 | 0 | NPgY | GSP | NPg Planning Scenario | Total installed hydro capacity (MW)
NPg Planning Scenario | Gen_BB018 | MW | NPgY | SALTEND NORTH | Total installed hydro capacity (MW) | SALT_1 | 0 | 0 | 0 | 0 | 0 | 0 | 0 | 0 | 0 | 0 | 0 | 0 | 0 | 0 | 0 | 0 | 0 | 0 | 0 | 0 | 0 | 0 | 0 | 0 | 0 | 0 | 0 | 0 | 0 | 0 | 0 | 0 | NPgY | GSP | NPg Planning Scenario | Total installed hydro capacity (MW)
NPg Planning Scenario | Gen_BB018 | MW | NPgY | SHEFFIELD CITY | Total installed hydro capacity (MW) | SHEC_3 | 0 | 0 | 0 | 0 | 0 | 0 | 0 | 0 | 0 | 0 | 0 | 0 | 0 | 0 | 0 | 0 | 0 | 0 | 0 | 0 | 0 | 0 | 0 | 0 | 0 | 0 | 0 | 0 | 0 | 0 | 0 | 0 | NPgY | GSP | NPg Planning Scenario | Total installed hydro capacity (MW)
NPg Planning Scenario | Gen_BB018 | MW | NPgY | SKELTON GRANGE | Total installed hydro capacity (MW) | SKLGB1 | 0 | 0 | 0.001 | 0.001 | 0.002 | 0.002 | 0.003 | 0.003 | 0.004 | 0.005 | 0.005 | 0.006 | 0.006 | 0.007 | 0.007 | 0.008 | 0.009 | 0.009 | 0.01 | 0.01 | 0.011 | 0.012 | 0.012 | 0.013 | 0.013 | 0.014 | 0.015 | 0.015 | 0.016 | 0.016 | 0.017 | 0.018 | NPgY | GSP | NPg Planning Scenario | Total installed hydro capacity (MW)
NPg Planning Scenario | Gen_BB018 | MW | NPgY | TEMPLEBOROUGH 275/33KV | Total installed hydro capacity (MW) | TEMP_3 | 0 | 0 | 0 | 0 | 0 | 0 | 0 | 0 | 0 | 0 | 0 | 0 | 0 | 0 | 0 | 0 | 0 | 0 | 0 | 0 | 0 | 0 | 0 | 0 | 0 | 0 | 0 | 0 | 0 | 0 | 0 | 0 | NPgY | GSP | NPg Planning Scenario | Total installed hydro capacity (MW)
NPg Planning Scenario | Gen_BB018 | MW | NPgY | THURCROFT | Total installed hydro capacity (MW) | THUR_6 | 0 | 0 | 0.002 | 0.003 | 0.005 | 0.007 | 0.008 | 0.01 | 0.011 | 0.013 | 0.015 | 0.016 | 0.018 | 0.02 | 0.021 | 0.023 | 0.025 | 0.026 | 0.028 | 0.03 | 0.031 | 0.033 | 0.035 | 0.036 | 0.038 | 0.04 | 0.042 | 0.043 | 0.045 | 0.047 | 0.049 | 0.05 | NPgY | GSP | NPg Planning Scenario | Total installed hydro capacity (MW)
NPg Planning Scenario | Gen_BB018 | MW | NPgY | WEST MELTON / THORPE MARSH | Total installed hydro capacity (MW) | WMEL_THOM | 0 | 0 | 0.001 | 0.003 | 0.004 | 0.006 | 0.007 | 0.009 | 0.01 | 0.012 | 0.013 | 0.015 | 0.016 | 0.018 | 0.019 | 0.021 | 0.022 | 0.024 | 0.025 | 0.027 | 0.029 | 0.03 | 0.032 | 0.033 | 0.035 | 0.036 | 0.038 | 0.04 | 0.041 | 0.043 | 0.044 | 0.046 | NPgY | GSP | NPg Planning Scenario | Total installed hydro capacity (MW)
NPg Planning Scenario | Gen_BB018 | MW | NPgY | WEST MELTON SECTION 3 | Total installed hydro capacity (MW) | WMEL_BB3 | 0.475 | 0.475 | 0.477 | 0.478 | 0.48 | 0.481 | 0.483 | 0.485 | 0.486 | 0.488 | 0.489 | 0.491 | 0.493 | 0.494 | 0.496 | 0.497 | 0.499 | 0.501 | 0.502 | 0.504 | 0.506 | 0.507 | 0.509 | 0.511 | 0.512 | 0.514 | 0.516 | 0.517 | 0.519 | 0.521 | 0.523 | 0.524 | NPgY | GSP | NPg Planning Scenario | Total installed hydro capacity (MW)
NPg Planning Scenario | Gen_BB018 | MW | NPgY | WINCOBANK | Total installed hydro capacity (MW) | WIBA_3 | 0 | 0 | 0 | 0 | 0 | 0 | 0 | 0 | 0 | 0 | 0.001 | 0.001 | 0.001 | 0.001 | 0.001 | 0.001 | 0.001 | 0.001 | 0.001 | 0.001 | 0.001 | 0.001 | 0.001 | 0.001 | 0.001 | 0.001 | 0.001 | 0.001 | 0.002 | 0.002 | 0.002 | 0.002 | NPgY | GSP | NPg Planning Scenario | Total installed hydro capacity (MW)
NPg Planning Scenario | Gen_BB001 | MW | NPgN | BLYTH 66kV | Total installed large & mini CHP capacity (MW) | BLYTB1 | 0 | 0 | 0 | 0 | 0.222 | 0.091 | 0 | 0 | 0 | 0 | 0 | 0 | 0 | 0 | 0 | 0 | 0 | 0 | 0 | 0 | 0 | 0 | 0 | 0 | 0 | 0 | 0 | 0 | 0 | 0 | 0 | 0 | NPgN | GSP | NPg Planning Scenario | Total installed large & mini CHP capacity (MW)
NPg Planning Scenario | Gen_BB001 | MW | NPgN | BLYTH 132kV | Total installed large & mini CHP capacity (MW) | BLYTH132 | 0 | 0 | 0 | 0 | 0.135 | 0.055 | 0 | 0 | 0 | 0 | 0 | 0 | 0 | 0 | 0 | 0 | 0 | 0 | 0 | 0 | 0 | 0 | 0 | 0 | 0 | 0 | 0 | 0 | 0 | 0 | 0 | 0 | NPgN | GSP | NPg Planning Scenario | Total installed large & mini CHP capacity (MW)
NPg Planning Scenario | Gen_BB001 | MW | NPgN | FOURSTONES | Total installed large & mini CHP capacity (MW) | FOUR_1 | 0 | 0 | 0 | 0 | 0.054 | 0.022 | 0 | 0 | 0 | 0 | 0 | 0 | 0 | 0 | 0 | 0 | 0 | 0 | 0 | 0 | 0 | 0 | 0 | 0 | 0 | 0 | 0 | 0 | 0 | 0 | 0 | 0 | NPgN | GSP | NPg Planning Scenario | Total installed large & mini CHP capacity (MW)
NPg Planning Scenario | Gen_BB001 | MW | NPgN | HARTMOOR | Total installed large & mini CHP capacity (MW) | HARM_6 | 0.847 | 0.847 | 0.847 | 0.847 | 0.97 | 0.897 | 0.847 | 0.847 | 0.847 | 0.847 | 0.847 | 0.847 | 0.786 | 0.691 | 0.566 | 0.377 | 0 | 0 | 0 | 0 | 0 | 0 | 0 | 0 | 0 | 0 | 0 | 0 | 0 | 0 | 0 | 0 | NPgN | GSP | NPg Planning Scenario | Total installed large & mini CHP capacity (MW)
NPg Planning Scenario | Gen_BB001 | MW | NPgN | HAWTHORN PIT GRID | Total installed large & mini CHP capacity (MW) | HAWP_6 | 1.995 | 1.995 | 1.995 | 1.995 | 2.117 | 2.045 | 1.995 | 1.995 | 1.995 | 1.995 | 1.995 | 1.995 | 1.851 | 1.629 | 1.333 | 0.888 | 0 | 0 | 0 | 0 | 0 | 0 | 0 | 0 | 0 | 0 | 0 | 0 | 0 | 0 | 0 | 0 | NPgN | GSP | NPg Planning Scenario | Total installed large & mini CHP capacity (MW)
NPg Planning Scenario | Gen_BB001 | MW | NPgN | KNARESBOROUGH | Total installed large & mini CHP capacity (MW) | KNARE_111 | 0.4 | 0.4 | 0.4 | 0.4 | 0.737 | 0.538 | 0.4 | 0.4 | 0.4 | 0.4 | 0.4 | 0.4 | 0.371 | 0.327 | 0.267 | 0.178 | 0 | 0 | 0 | 0 | 0 | 0 | 0 | 0 | 0 | 0 | 0 | 0 | 0 | 0 | 0 | 0 | NPgN | GSP | NPg Planning Scenario | Total installed large & mini CHP capacity (MW)
NPg Planning Scenario | Gen_BB001 | MW | NPgN | LACKENBY | Total installed large & mini CHP capacity (MW) | LACK_6 | 22 | 22 | 22 | 22 | 22.198 | 22.081 | 22 | 22 | 22 | 22 | 22 | 22 | 20.41 | 17.961 | 14.695 | 9.797 | 0 | 0 | 0 | 0 | 0 | 0 | 0 | 0 | 0 | 0 | 0 | 0 | 0 | 0 | 0 | 0 | NPgN | GSP | NPg Planning Scenario | Total installed large & mini CHP capacity (MW)
NPg Planning Scenario | Gen_BB001 | MW | NPgN | NORTON | Total installed large & mini CHP capacity (MW) | NORT_1 | 6.847 | 6.847 | 6.847 | 6.847 | 7.558 | 7.137 | 6.847 | 6.847 | 6.847 | 6.847 | 6.847 | 6.847 | 6.352 | 5.59 | 4.574 | 3.049 | 0 | 0 | 0 | 0 | 0 | 0 | 0 | 0 | 0 | 0 | 0 | 0 | 0 | 0 | 0 | 0 | NPgN | GSP | NPg Planning Scenario | Total installed large & mini CHP capacity (MW)
NPg Planning Scenario | Gen_BB001 | MW | NPgN | OFFERTON | Total installed large & mini CHP capacity (MW) | OFFE_3 | 1.2 | 1.2 | 1.2 | 1.2 | 1.282 | 1.233 | 1.2 | 1.2 | 1.2 | 1.2 | 1.2 | 1.2 | 1.113 | 0.98 | 0.802 | 0.534 | 0 | 0 | 0 | 0 | 0 | 0 | 0 | 0 | 0 | 0 | 0 | 0 | 0 | 0 | 0 | 0 | NPgN | GSP | NPg Planning Scenario | Total installed large & mini CHP capacity (MW)
NPg Planning Scenario | Gen_BB001 | MW | NPgN | OSBALDWICK | Total installed large & mini CHP capacity (MW) | OSBA_1 | 3 | 3 | 3 | 3 | 3.609 | 3.249 | 3 | 3 | 3 | 3 | 3 | 3 | 2.783 | 2.449 | 2.004 | 1.336 | 0 | 0 | 0 | 0 | 0 | 0 | 0 | 0 | 0 | 0 | 0 | 0 | 0 | 0 | 0 | 0 | NPgN | GSP | NPg Planning Scenario | Total installed large & mini CHP capacity (MW)
NPg Planning Scenario | Gen_BB001 | MW | NPgN | POPPLETON | Total installed large & mini CHP capacity (MW) | POPP_3 | 0 | 0 | 0 | 0 | 0.082 | 0.033 | 0 | 0 | 0 | 0 | 0 | 0 | 0 | 0 | 0 | 0 | 0 | 0 | 0 | 0 | 0 | 0 | 0 | 0 | 0 | 0 | 0 | 0 | 0 | 0 | 0 | 0 | NPgN | GSP | NPg Planning Scenario | Total installed large & mini CHP capacity (MW)
NPg Planning Scenario | Gen_BB001 | MW | NPgN | SALTHOLME | Total installed large & mini CHP capacity (MW) | SALH_1 | 102.524 | 102.524 | 102.524 | 102.524 | 102.535 | 102.528 | 102.524 | 102.524 | 102.524 | 102.524 | 102.524 | 102.524 | 95.115 | 83.701 | 68.483 | 45.655 | 0 | 0 | 0 | 0 | 0 | 0 | 0 | 0 | 0 | 0 | 0 | 0 | 0 | 0 | 0 | 0 | NPgN | GSP | NPg Planning Scenario | Total installed large & mini CHP capacity (MW)
NPg Planning Scenario | Gen_BB001 | MW | NPgN | SOUTH SHIELDS | Total installed large & mini CHP capacity (MW) | SSHI_3 | 0 | 0 | 0 | 0 | 0.09 | 0.037 | 0 | 0 | 0 | 0 | 0 | 0 | 0 | 0 | 0 | 0 | 0 | 0 | 0 | 0 | 0 | 0 | 0 | 0 | 0 | 0 | 0 | 0 | 0 | 0 | 0 | 0 | NPgN | GSP | NPg Planning Scenario | Total installed large & mini CHP capacity (MW)
NPg Planning Scenario | Gen_BB001 | MW | NPgN | SPADEADAM | Total installed large & mini CHP capacity (MW) | KIELD01 and SPAD20 | 0 | 0 | 0 | 0 | 0.021 | 0.008 | 0 | 0 | 0 | 0 | 0 | 0 | 0 | 0 | 0 | 0 | 0 | 0 | 0 | 0 | 0 | 0 | 0 | 0 | 0 | 0 | 0 | 0 | 0 | 0 | 0 | 0 | NPgN | GSP | NPg Planning Scenario | Total installed large & mini CHP capacity (MW)
NPg Planning Scenario | Gen_BB001 | MW | NPgN | SPENNYMOOR | Total installed large & mini CHP capacity (MW) | SPEN_1 | 0 | 0 | 0 | 0 | 0.399 | 0.163 | 0 | 0 | 0 | 0 | 0 | 0 | 0 | 0 | 0 | 0 | 0 | 0 | 0 | 0 | 0 | 0 | 0 | 0 | 0 | 0 | 0 | 0 | 0 | 0 | 0 | 0 | NPgN | GSP | NPg Planning Scenario | Total installed large & mini CHP capacity (MW)
NPg Planning Scenario | Gen_BB001 | MW | NPgN | STELLA NORTH | Total installed large & mini CHP capacity (MW) | STEN_1 | 13.6 | 13.6 | 13.6 | 13.6 | 13.949 | 13.743 | 13.6 | 13.6 | 13.6 | 13.6 | 13.6 | 13.6 | 12.617 | 11.103 | 9.084 | 6.056 | 0 | 0 | 0 | 0 | 0 | 0 | 0 | 0 | 0 | 0 | 0 | 0 | 0 | 0 | 0 | 0 | NPgN | GSP | NPg Planning Scenario | Total installed large & mini CHP capacity (MW)
NPg Planning Scenario | Gen_BB001 | MW | NPgN | STELLA SOUTH | Total installed large & mini CHP capacity (MW) | STES_1 | 0 | 0 | 0 | 0 | 0.237 | 0.097 | 0 | 0 | 0 | 0 | 0 | 0 | 0 | 0 | 0 | 0 | 0 | 0 | 0 | 0 | 0 | 0 | 0 | 0 | 0 | 0 | 0 | 0 | 0 | 0 | 0 | 0 | NPgN | GSP | NPg Planning Scenario | Total installed large & mini CHP capacity (MW)
NPg Planning Scenario | Gen_BB001 | MW | NPgN | TYNEMOUTH | Total installed large & mini CHP capacity (MW) | TYNE_1 | 7.549 | 7.549 | 7.549 | 7.549 | 7.769 | 7.639 | 7.549 | 7.549 | 7.549 | 7.549 | 7.549 | 7.549 | 7.003 | 6.163 | 5.043 | 3.362 | 0 | 0 | 0 | 0 | 0 | 0 | 0 | 0 | 0 | 0 | 0 | 0 | 0 | 0 | 0 | 0 | NPgN | GSP | NPg Planning Scenario | Total installed large & mini CHP capacity (MW)
NPg Planning Scenario | Gen_BB001 | MW | NPgN | WEST BOLDON | Total installed large & mini CHP capacity (MW) | WBOL_6 | 0.45 | 0.45 | 0.45 | 0.45 | 0.736 | 0.567 | 0.45 | 0.45 | 0.45 | 0.45 | 0.45 | 0.45 | 0.417 | 0.367 | 0.301 | 0.2 | 0 | 0 | 0 | 0 | 0 | 0 | 0 | 0 | 0 | 0 | 0 | 0 | 0 | 0 | 0 | 0 | NPgN | GSP | NPg Planning Scenario | Total installed large & mini CHP capacity (MW)
NPg Planning Scenario | Gen_BB001 | MW | NPgY | BRADFORD WEST | Total installed large & mini CHP capacity (MW) | BRAW_1 | 6.132 | 8.19 | 8.19 | 8.19 | 9.198 | 8.349 | 8.19 | 8.19 | 8.19 | 8.19 | 8.19 | 8.19 | 8.19 | 7.265 | 5.944 | 3.963 | 0 | 0 | 0 | 0 | 0 | 0 | 0 | 0 | 0 | 0 | 0 | 0 | 0 | 0 | 0 | 0 | NPgY | GSP | NPg Planning Scenario | Total installed large & mini CHP capacity (MW)
NPg Planning Scenario | Gen_BB001 | MW | NPgY | CAMBLESFORTH | Total installed large & mini CHP capacity (MW) | CAMB_01 | 10.08 | 10.08 | 10.08 | 10.08 | 10.159 | 10.092 | 10.08 | 10.08 | 10.08 | 10.08 | 10.08 | 10.08 | 10.08 | 8.941 | 7.316 | 4.877 | 0 | 0 | 0 | 0 | 0 | 0 | 0 | 0 | 0 | 0 | 0 | 0 | 0 | 0 | 0 | 0 | NPgY | GSP | NPg Planning Scenario | Total installed large & mini CHP capacity (MW)
NPg Planning Scenario | Gen_BB001 | MW | NPgY | CREYKE BECK | Total installed large & mini CHP capacity (MW) | CREB_1 | 31.36 | 31.91 | 31.91 | 31.91 | 32.896 | 32.066 | 31.91 | 31.91 | 31.91 | 31.91 | 31.91 | 31.91 | 31.91 | 28.305 | 23.159 | 15.439 | 0 | 0 | 0 | 0 | 0 | 0 | 0 | 0 | 0 | 0 | 0 | 0 | 0 | 0 | 0 | 0 | NPgY | GSP | NPg Planning Scenario | Total installed large & mini CHP capacity (MW)
NPg Planning Scenario | Gen_BB001 | MW | NPgY | DRAX | Total installed large & mini CHP capacity (MW) | DRAX_YEDL | 8.075 | 8.075 | 8.075 | 8.075 | 8.18 | 8.092 | 8.075 | 8.075 | 8.075 | 8.075 | 8.075 | 8.075 | 8.075 | 7.163 | 5.86 | 3.907 | 0 | 0 | 0 | 0 | 0 | 0 | 0 | 0 | 0 | 0 | 0 | 0 | 0 | 0 | 0 | 0 | NPgY | GSP | NPg Planning Scenario | Total installed large & mini CHP capacity (MW)
NPg Planning Scenario | Gen_BB001 | MW | NPgY | ELLAND | Total installed large & mini CHP capacity (MW) | ELLA_1 | 59.925 | 59.925 | 59.925 | 59.925 | 60.668 | 60.042 | 59.925 | 59.925 | 59.925 | 59.925 | 59.925 | 59.925 | 59.925 | 53.155 | 43.491 | 28.994 | 0 | 0 | 0 | 0 | 0 | 0 | 0 | 0 | 0 | 0 | 0 | 0 | 0 | 0 | 0 | 0 | NPgY | GSP | NPg Planning Scenario | Total installed large & mini CHP capacity (MW)
NPg Planning Scenario | Gen_BB001 | MW | NPgY | FERRYBRIDGE A | Total installed large & mini CHP capacity (MW) | FERRA2 | 10.498 | 10.498 | 10.498 | 10.498 | 10.656 | 10.523 | 10.498 | 10.498 | 10.498 | 10.498 | 10.498 | 10.498 | 10.498 | 9.312 | 7.619 | 5.079 | 0 | 0 | 0 | 0 | 0 | 0 | 0 | 0 | 0 | 0 | 0 | 0 | 0 | 0 | 0 | 0 | NPgY | GSP | NPg Planning Scenario | Total installed large & mini CHP capacity (MW)
NPg Planning Scenario | Gen_BB001 | MW | NPgY | FERRYBRIDGE B | Total installed large & mini CHP capacity (MW) | FERRB9 | 49.02 | 49.02 | 49.02 | 49.02 | 49.495 | 49.095 | 49.02 | 49.02 | 49.02 | 49.02 | 49.02 | 49.02 | 49.02 | 43.482 | 35.576 | 23.718 | 0 | 0 | 0 | 0 | 0 | 0 | 0 | 0 | 0 | 0 | 0 | 0 | 0 | 0 | 0 | 0 | NPgY | GSP | NPg Planning Scenario | Total installed large & mini CHP capacity (MW)
NPg Planning Scenario | Gen_BB001 | MW | NPgY | GRIMSBY WEST | Total installed large & mini CHP capacity (MW) | GRIW_1 | 71.205 | 71.205 | 71.205 | 71.205 | 71.487 | 71.25 | 71.205 | 71.205 | 71.205 | 71.205 | 71.205 | 71.205 | 71.205 | 63.161 | 51.677 | 34.452 | 0 | 0 | 0 | 0 | 0 | 0 | 0 | 0 | 0 | 0 | 0 | 0 | 0 | 0 | 0 | 0 | NPgY | GSP | NPg Planning Scenario | Total installed large & mini CHP capacity (MW)
NPg Planning Scenario | Gen_BB001 | MW | NPgY | JORDANTHORPE | Total installed large & mini CHP capacity (MW) | JORD_3 | 0 | 0 | 0 | 0 | 0.091 | 0.014 | 0 | 0 | 0 | 0 | 0 | 0 | 0 | 0 | 0 | 0 | 0 | 0 | 0 | 0 | 0 | 0 | 0 | 0 | 0 | 0 | 0 | 0 | 0 | 0 | 0 | 0 | NPgY | GSP | NPg Planning Scenario | Total installed large & mini CHP capacity (MW)
NPg Planning Scenario | Gen_BB001 | MW | NPgY | KEADBY | Total installed large & mini CHP capacity (MW) | KEAD_YEDL | 23.495 | 23.495 | 23.495 | 23.495 | 24.053 | 23.583 | 23.495 | 23.495 | 23.495 | 23.495 | 23.495 | 23.495 | 23.495 | 20.841 | 17.052 | 11.368 | 0 | 0 | 0 | 0 | 0 | 0 | 0 | 0 | 0 | 0 | 0 | 0 | 0 | 0 | 0 | 0 | NPgY | GSP | NPg Planning Scenario | Total installed large & mini CHP capacity (MW)
NPg Planning Scenario | Gen_BB001 | MW | NPgY | KIRKSTALL B | Total installed large & mini CHP capacity (MW) | KIRKB1 | 15 | 15 | 15 | 15 | 15.436 | 15.069 | 15 | 15 | 15 | 15 | 15 | 15 | 15 | 13.305 | 10.886 | 7.258 | 0 | 0 | 0 | 0 | 0 | 0 | 0 | 0 | 0 | 0 | 0 | 0 | 0 | 0 | 0 | 0 | NPgY | GSP | NPg Planning Scenario | Total installed large & mini CHP capacity (MW)
NPg Planning Scenario | Gen_BB001 | MW | NPgY | NEEPSEND | Total installed large & mini CHP capacity (MW) | NEEP_3 | 0 | 0 | 0 | 0 | 0.179 | 0.028 | 0 | 0 | 0 | 0 | 0 | 0 | 0 | 0 | 0 | 0 | 0 | 0 | 0 | 0 | 0 | 0 | 0 | 0 | 0 | 0 | 0 | 0 | 0 | 0 | 0 | 0 | NPgY | GSP | NPg Planning Scenario | Total installed large & mini CHP capacity (MW)
NPg Planning Scenario | Gen_BB001 | MW | NPgY | NORTON LEES | Total installed large & mini CHP capacity (MW) | NORL_3 | 0 | 0 | 0 | 0 | 0.141 | 0.022 | 0 | 0 | 0 | 0 | 0 | 0 | 0 | 0 | 0 | 0 | 0 | 0 | 0 | 0 | 0 | 0 | 0 | 0 | 0 | 0 | 0 | 0 | 0 | 0 | 0 | 0 | NPgY | GSP | NPg Planning Scenario | Total installed large & mini CHP capacity (MW)
NPg Planning Scenario | Gen_BB001 | MW | NPgY | PITSMOOR 3/4 | Total installed large & mini CHP capacity (MW) | PITS_BB_B | 0 | 0 | 0 | 0 | 0.088 | 0.014 | 0 | 0 | 0 | 0 | 0 | 0 | 0 | 0 | 0 | 0 | 0 | 0 | 0 | 0 | 0 | 0 | 0 | 0 | 0 | 0 | 0 | 0 | 0 | 0 | 0 | 0 | NPgY | GSP | NPg Planning Scenario | Total installed large & mini CHP capacity (MW)
NPg Planning Scenario | Gen_BB001 | MW | NPgY | SALTEND NORTH | Total installed large & mini CHP capacity (MW) | SALT_1 | 28.05 | 28.05 | 28.05 | 28.05 | 28.157 | 28.067 | 28.05 | 28.05 | 28.05 | 28.05 | 28.05 | 28.05 | 28.05 | 24.881 | 20.357 | 13.572 | 0 | 0 | 0 | 0 | 0 | 0 | 0 | 0 | 0 | 0 | 0 | 0 | 0 | 0 | 0 | 0 | NPgY | GSP | NPg Planning Scenario | Total installed large & mini CHP capacity (MW)
NPg Planning Scenario | Gen_BB001 | MW | NPgY | SHEFFIELD CITY | Total installed large & mini CHP capacity (MW) | SHEC_3 | 0 | 0 | 0 | 0 | 0.176 | 0.028 | 0 | 0 | 0 | 0 | 0 | 0 | 0 | 0 | 0 | 0 | 0 | 0 | 0 | 0 | 0 | 0 | 0 | 0 | 0 | 0 | 0 | 0 | 0 | 0 | 0 | 0 | NPgY | GSP | NPg Planning Scenario | Total installed large & mini CHP capacity (MW)
NPg Planning Scenario | Gen_BB001 | MW | NPgY | SKELTON GRANGE | Total installed large & mini CHP capacity (MW) | SKLGB1 | 36.065 | 41.065 | 41.065 | 41.065 | 42.13 | 41.233 | 41.065 | 41.065 | 41.065 | 41.065 | 41.065 | 41.065 | 41.065 | 36.426 | 29.803 | 19.869 | 0 | 0 | 0 | 0 | 0 | 0 | 0 | 0 | 0 | 0 | 0 | 0 | 0 | 0 | 0 | 0 | NPgY | GSP | NPg Planning Scenario | Total installed large & mini CHP capacity (MW)
NPg Planning Scenario | Gen_BB001 | MW | NPgY | TEMPLEBOROUGH 275/33KV | Total installed large & mini CHP capacity (MW) | TEMP_3 | 0 | 0 | 0 | 0 | 0.006 | 0.001 | 0 | 0 | 0 | 0 | 0 | 0 | 0 | 0 | 0 | 0 | 0 | 0 | 0 | 0 | 0 | 0 | 0 | 0 | 0 | 0 | 0 | 0 | 0 | 0 | 0 | 0 | NPgY | GSP | NPg Planning Scenario | Total installed large & mini CHP capacity (MW)
NPg Planning Scenario | Gen_BB001 | MW | NPgY | THURCROFT | Total installed large & mini CHP capacity (MW) | THUR_6 | 0 | 30 | 30 | 30 | 30.273 | 30.043 | 30 | 30 | 30 | 30 | 30 | 30 | 30 | 26.611 | 21.773 | 14.515 | 0 | 0 | 0 | 0 | 0 | 0 | 0 | 0 | 0 | 0 | 0 | 0 | 0 | 0 | 0 | 0 | NPgY | GSP | NPg Planning Scenario | Total installed large & mini CHP capacity (MW)
NPg Planning Scenario | Gen_BB001 | MW | NPgY | WEST MELTON / THORPE MARSH | Total installed large & mini CHP capacity (MW) | WMEL_THOM | 4.447 | 4.447 | 4.447 | 4.447 | 5.141 | 4.556 | 4.447 | 4.447 | 4.447 | 4.447 | 4.447 | 4.447 | 4.447 | 3.945 | 3.227 | 2.152 | 0 | 0 | 0 | 0 | 0 | 0 | 0 | 0 | 0 | 0 | 0 | 0 | 0 | 0 | 0 | 0 | NPgY | GSP | NPg Planning Scenario | Total installed large & mini CHP capacity (MW)
NPg Planning Scenario | Gen_BB001 | MW | NPgY | WEST MELTON SECTION 3 | Total installed large & mini CHP capacity (MW) | WMEL_BB3 | 0.415 | 0.415 | 0.415 | 0.415 | 1.033 | 0.512 | 0.415 | 0.415 | 0.415 | 0.415 | 0.415 | 0.415 | 0.415 | 0.368 | 0.301 | 0.201 | 0 | 0 | 0 | 0 | 0 | 0 | 0 | 0 | 0 | 0 | 0 | 0 | 0 | 0 | 0 | 0 | NPgY | GSP | NPg Planning Scenario | Total installed large & mini CHP capacity (MW)
NPg Planning Scenario | Gen_BB001 | MW | NPgY | WINCOBANK | Total installed large & mini CHP capacity (MW) | WIBA_3 | 0 | 0 | 0 | 0 | 0.033 | 0.005 | 0 | 0 | 0 | 0 | 0 | 0 | 0 | 0 | 0 | 0 | 0 | 0 | 0 | 0 | 0 | 0 | 0 | 0 | 0 | 0 | 0 | 0 | 0 | 0 | 0 | 0 | NPgY | GSP | NPg Planning Scenario | Total installed large & mini CHP capacity (MW)
NPg Planning Scenario | Gen_BB002_NPgAggregate | MW | NPgN | BLYTH 66kV | Total installed non-renewable generation capacity (MW) | BLYTB1 | 7.2 | 7.2 | 7.684 | 8.169 | 8.875 | 10.24 | 11.212 | 12.138 | 12.742 | 13.353 | 13.972 | 14.069 | 13.529 | 12.022 | 9.211 | 9.057 | 8.974 | 8.886 | 8.754 | 8.569 | 8.426 | 8.278 | 8.077 | 7.817 | 7.559 | 7.295 | 7.074 | 6.823 | 6.701 | 6.605 | 6.524 | 6.391 | NPgN | GSP | NPg Planning Scenario | Total installed non-renewable generation capacity (MW)
NPg Planning Scenario | Gen_BB002_NPgAggregate | MW | NPgN | BLYTH 132kV | Total installed non-renewable generation capacity (MW) | BLYTH132 | 0 | 0 | 0.856 | 1.713 | 2.704 | 5.269 | 7.094 | 8.731 | 9.799 | 10.88 | 11.974 | 12.145 | 11.19 | 8.526 | 3.556 | 3.283 | 3.136 | 2.98 | 2.747 | 2.42 | 2.168 | 1.906 | 1.55 | 1.091 | 0.636 | 0.168 | 0 | 0 | 0 | 0 | 0 | 0 | NPgN | GSP | NPg Planning Scenario | Total installed non-renewable generation capacity (MW)
NPg Planning Scenario | Gen_BB002_NPgAggregate | MW | NPgN | FOURSTONES | Total installed non-renewable generation capacity (MW) | FOUR_1 | 0 | 0 | 0.044 | 0.089 | 0.187 | 0.292 | 0.367 | 0.452 | 0.507 | 0.563 | 0.619 | 0.628 | 0.579 | 0.441 | 0.184 | 0.17 | 0.162 | 0.154 | 0.142 | 0.125 | 0.112 | 0.099 | 0.08 | 0.056 | 0.033 | 0.009 | 0 | 0 | 0 | 0 | 0 | 0 | NPgN | GSP | NPg Planning Scenario | Total installed non-renewable generation capacity (MW)
NPg Planning Scenario | Gen_BB002_NPgAggregate | MW | NPgN | HARTMOOR | Total installed non-renewable generation capacity (MW) | HARM_6 | 2.747 | 2.747 | 2.986 | 3.226 | 3.588 | 4.255 | 4.73 | 5.187 | 5.486 | 5.788 | 6.094 | 6.142 | 5.814 | 4.975 | 3.46 | 2.442 | 0.877 | 0.833 | 0.768 | 0.676 | 0.606 | 0.533 | 0.433 | 0.305 | 0.178 | 0.047 | 0 | 0 | 0 | 0 | 0 | 0 | NPgN | GSP | NPg Planning Scenario | Total installed non-renewable generation capacity (MW)
NPg Planning Scenario | Gen_BB002_NPgAggregate | MW | NPgN | HAWTHORN PIT GRID | Total installed non-renewable generation capacity (MW) | HAWP_6 | 6.745 | 6.745 | 6.995 | 7.245 | 7.617 | 8.318 | 8.817 | 9.295 | 9.607 | 9.923 | 10.242 | 10.292 | 9.869 | 8.869 | 7.121 | 5.467 | 2.816 | 2.77 | 2.702 | 2.607 | 2.533 | 2.457 | 2.353 | 2.219 | 2.086 | 1.949 | 1.867 | 1.801 | 1.768 | 1.743 | 1.722 | 1.686 | NPgN | GSP | NPg Planning Scenario | Total installed non-renewable generation capacity (MW)
NPg Planning Scenario | Gen_BB002_NPgAggregate | MW | NPgN | KNARESBOROUGH | Total installed non-renewable generation capacity (MW) | KNARE_111 | 63.535 | 63.535 | 64.531 | 65.526 | 66.859 | 69.735 | 71.782 | 73.684 | 74.926 | 76.183 | 77.455 | 77.653 | 76.514 | 73.373 | 67.536 | 56.424 | 39.781 | 39.6 | 39.328 | 38.948 | 38.656 | 38.351 | 37.937 | 37.403 | 36.874 | 36.33 | 35.503 | 34.244 | 33.631 | 33.147 | 32.741 | 32.074 | NPgN | GSP | NPg Planning Scenario | Total installed non-renewable generation capacity (MW)
NPg Planning Scenario | Gen_BB002_NPgAggregate | MW | NPgN | LACKENBY | Total installed non-renewable generation capacity (MW) | LACK_6 | 40.197 | 40.197 | 40.455 | 40.713 | 41.17 | 41.85 | 42.336 | 42.829 | 43.152 | 43.477 | 43.807 | 43.859 | 41.981 | 38.729 | 33.965 | 24.226 | 7.143 | 7.096 | 7.025 | 6.927 | 6.851 | 6.772 | 6.664 | 6.526 | 6.389 | 6.248 | 6.089 | 5.873 | 5.768 | 5.685 | 5.615 | 5.501 | NPgN | GSP | NPg Planning Scenario | Total installed non-renewable generation capacity (MW)
NPg Planning Scenario | Gen_BB002_NPgAggregate | MW | NPgN | NORTON | Total installed non-renewable generation capacity (MW) | NORT_1 | 97.445 | 97.445 | 99.496 | 101.547 | 104.309 | 110.224 | 114.435 | 118.354 | 120.913 | 123.502 | 126.123 | 126.532 | 123.75 | 116.608 | 103.689 | 94.359 | 80.072 | 79.699 | 79.14 | 78.357 | 77.754 | 77.126 | 76.273 | 75.174 | 74.083 | 72.963 | 71.292 | 68.764 | 67.532 | 66.561 | 65.745 | 64.407 | NPgN | GSP | NPg Planning Scenario | Total installed non-renewable generation capacity (MW)
NPg Planning Scenario | Gen_BB002_NPgAggregate | MW | NPgN | OFFERTON | Total installed non-renewable generation capacity (MW) | OFFE_3 | 1.2 | 1.2 | 1.218 | 1.235 | 1.335 | 1.341 | 1.347 | 1.381 | 1.403 | 1.425 | 1.448 | 1.452 | 1.345 | 1.156 | 0.875 | 0.602 | 0.065 | 0.062 | 0.057 | 0.05 | 0.045 | 0.039 | 0.032 | 0.023 | 0.013 | 0.003 | 0 | 0 | 0 | 0 | 0 | 0 | NPgN | GSP | NPg Planning Scenario | Total installed non-renewable generation capacity (MW)
NPg Planning Scenario | Gen_BB002_NPgAggregate | MW | NPgN | OSBALDWICK | Total installed non-renewable generation capacity (MW) | OSBA_1 | 52.836 | 52.836 | 55.274 | 57.711 | 60.758 | 67.928 | 73.029 | 77.688 | 80.729 | 83.806 | 86.921 | 87.407 | 84.472 | 76.556 | 61.963 | 41.352 | 10.428 | 9.984 | 9.319 | 8.389 | 7.672 | 6.926 | 5.912 | 4.605 | 3.309 | 1.978 | 1.474 | 1.422 | 1.396 | 1.376 | 1.359 | 1.331 | NPgN | GSP | NPg Planning Scenario | Total installed non-renewable generation capacity (MW)
NPg Planning Scenario | Gen_BB002_NPgAggregate | MW | NPgN | POPPLETON | Total installed non-renewable generation capacity (MW) | POPP_3 | 2.85 | 2.85 | 2.925 | 3 | 3.156 | 3.339 | 3.47 | 3.613 | 3.706 | 3.801 | 3.896 | 3.911 | 3.828 | 3.595 | 3.161 | 2.007 | 0.274 | 0.26 | 0.24 | 0.211 | 0.189 | 0.167 | 0.135 | 0.095 | 0.056 | 0.015 | 0 | 0 | 0 | 0 | 0 | 0 | NPgN | GSP | NPg Planning Scenario | Total installed non-renewable generation capacity (MW)
NPg Planning Scenario | Gen_BB002_NPgAggregate | MW | NPgN | SALTHOLME | Total installed non-renewable generation capacity (MW) | SALH_1 | 164.129 | 264.029 | 264.048 | 264.066 | 264.096 | 264.147 | 264.183 | 264.219 | 264.242 | 264.266 | 264.29 | 264.293 | 256.864 | 245.392 | 230.065 | 145.213 | 5.168 | 5.165 | 5.16 | 5.153 | 5.147 | 5.142 | 5.134 | 5.124 | 5.114 | 5.104 | 5.011 | 4.833 | 4.747 | 4.678 | 4.621 | 4.527 | NPgN | GSP | NPg Planning Scenario | Total installed non-renewable generation capacity (MW)
NPg Planning Scenario | Gen_BB002_NPgAggregate | MW | NPgN | SOUTH SHIELDS | Total installed non-renewable generation capacity (MW) | SSHI_3 | 0 | 0 | 0 | 0 | 0.091 | 0.038 | 0.001 | 0.001 | 0.001 | 0.002 | 0.002 | 0.002 | 0.002 | 0.001 | 0.001 | 0 | 0 | 0 | 0 | 0 | 0 | 0 | 0 | 0 | 0 | 0 | 0 | 0 | 0 | 0 | 0 | 0 | NPgN | GSP | NPg Planning Scenario | Total installed non-renewable generation capacity (MW)
NPg Planning Scenario | Gen_BB002_NPgAggregate | MW | NPgN | SPADEADAM | Total installed non-renewable generation capacity (MW) | KIELD01 and SPAD20 | 0 | 0 | 0.035 | 0.069 | 0.125 | 0.22 | 0.288 | 0.354 | 0.397 | 0.441 | 0.485 | 0.492 | 0.454 | 0.346 | 0.144 | 0.133 | 0.127 | 0.121 | 0.111 | 0.098 | 0.088 | 0.077 | 0.063 | 0.044 | 0.026 | 0.007 | 0 | 0 | 0 | 0 | 0 | 0 | NPgN | GSP | NPg Planning Scenario | Total installed non-renewable generation capacity (MW)
NPg Planning Scenario | Gen_BB002_NPgAggregate | MW | NPgN | SPENNYMOOR | Total installed non-renewable generation capacity (MW) | SPEN_1 | 9.539 | 9.539 | 11.168 | 12.796 | 14.824 | 19.619 | 23.031 | 26.143 | 28.175 | 30.231 | 32.312 | 32.637 | 30.821 | 25.755 | 16.303 | 13.508 | 9.765 | 9.468 | 9.024 | 8.403 | 7.924 | 7.425 | 6.748 | 5.875 | 5.009 | 4.12 | 3.734 | 3.601 | 3.537 | 3.486 | 3.443 | 3.373 | NPgN | GSP | NPg Planning Scenario | Total installed non-renewable generation capacity (MW)
NPg Planning Scenario | Gen_BB002_NPgAggregate | MW | NPgN | STELLA NORTH | Total installed non-renewable generation capacity (MW) | STEN_1 | 28.35 | 28.35 | 28.463 | 28.575 | 29.037 | 29.179 | 29.284 | 29.499 | 29.64 | 29.782 | 29.926 | 29.949 | 28.84 | 26.976 | 24.303 | 18.29 | 7.728 | 7.707 | 7.677 | 7.634 | 7.6 | 7.566 | 7.519 | 7.459 | 7.399 | 7.337 | 7.187 | 6.932 | 6.808 | 6.71 | 6.628 | 6.493 | NPgN | GSP | NPg Planning Scenario | Total installed non-renewable generation capacity (MW)
NPg Planning Scenario | Gen_BB002_NPgAggregate | MW | NPgN | STELLA SOUTH | Total installed non-renewable generation capacity (MW) | STES_1 | 3.99 | 3.99 | 4.785 | 5.581 | 6.613 | 8.93 | 10.579 | 12.099 | 13.091 | 14.095 | 15.112 | 15.27 | 14.383 | 11.909 | 7.293 | 5.458 | 2.913 | 2.768 | 2.551 | 2.248 | 2.014 | 1.771 | 1.44 | 1.013 | 0.59 | 0.156 | 0 | 0 | 0 | 0 | 0 | 0 | NPgN | GSP | NPg Planning Scenario | Total installed non-renewable generation capacity (MW)
NPg Planning Scenario | Gen_BB002_NPgAggregate | MW | NPgN | TYNEMOUTH | Total installed non-renewable generation capacity (MW) | TYNE_1 | 43.868 | 43.868 | 43.899 | 43.929 | 44.18 | 44.144 | 44.121 | 44.18 | 44.218 | 44.256 | 44.295 | 44.302 | 43.722 | 42.786 | 41.488 | 27.996 | 6.667 | 6.661 | 6.653 | 6.641 | 6.632 | 6.623 | 6.61 | 6.594 | 6.578 | 6.561 | 6.44 | 6.212 | 6.101 | 6.013 | 5.939 | 5.818 | NPgN | GSP | NPg Planning Scenario | Total installed non-renewable generation capacity (MW)
NPg Planning Scenario | Gen_BB002_NPgAggregate | MW | NPgN | WEST BOLDON | Total installed non-renewable generation capacity (MW) | WBOL_6 | 0.45 | 0.45 | 0.545 | 0.64 | 1.021 | 1.146 | 1.239 | 1.421 | 1.539 | 1.66 | 1.781 | 1.8 | 1.662 | 1.315 | 0.696 | 0.565 | 0.349 | 0.331 | 0.305 | 0.269 | 0.241 | 0.212 | 0.172 | 0.121 | 0.071 | 0.019 | 0 | 0 | 0 | 0 | 0 | 0 | NPgN | GSP | NPg Planning Scenario | Total installed non-renewable generation capacity (MW)
NPg Planning Scenario | Gen_BB002_NPgAggregate | MW | NPgY | BRADFORD WEST | Total installed non-renewable generation capacity (MW) | BRAW_1 | 18.351 | 20.409 | 20.588 | 20.767 | 21.954 | 22.254 | 22.892 | 23.665 | 24.148 | 24.638 | 25.134 | 25.167 | 24.755 | 22.539 | 18.787 | 12.232 | 0.822 | 0.778 | 0.682 | 0.54 | 0.446 | 0.354 | 0.212 | 0 | 0 | 0 | 0 | 0 | 0 | 0 | 0 | 0 | NPgY | GSP | NPg Planning Scenario | Total installed non-renewable generation capacity (MW)
NPg Planning Scenario | Gen_BB002_NPgAggregate | MW | NPgY | CAMBLESFORTH | Total installed non-renewable generation capacity (MW) | CAMB_01 | 13.08 | 13.08 | 13.111 | 13.142 | 13.251 | 13.382 | 13.506 | 13.639 | 13.722 | 13.806 | 13.891 | 13.897 | 13.826 | 12.466 | 10.404 | 6.845 | 0.141 | 0.134 | 0.117 | 0.093 | 0.077 | 0.061 | 0.036 | 0 | 0 | 0 | 0 | 0 | 0 | 0 | 0 | 0 | NPgY | GSP | NPg Planning Scenario | Total installed non-renewable generation capacity (MW)
NPg Planning Scenario | Gen_BB002_NPgAggregate | MW | NPgY | CREYKE BECK | Total installed non-renewable generation capacity (MW) | CREB_1 | 112.842 | 134.392 | 135.694 | 136.996 | 139.283 | 146.8 | 152.434 | 158.052 | 161.56 | 165.116 | 168.721 | 168.963 | 165.968 | 152.984 | 129.897 | 83.843 | 5.974 | 5.654 | 4.953 | 3.924 | 3.244 | 2.569 | 1.543 | 0 | 0 | 0 | 0 | 0 | 0 | 0 | 0 | 0 | NPgY | GSP | NPg Planning Scenario | Total installed non-renewable generation capacity (MW)
NPg Planning Scenario | Gen_BB002_NPgAggregate | MW | NPgY | DRAX | Total installed non-renewable generation capacity (MW) | DRAX_YEDL | 77.075 | 77.075 | 77.231 | 77.388 | 77.649 | 78.563 | 79.242 | 79.917 | 80.338 | 80.765 | 81.198 | 81.227 | 80.868 | 78.829 | 74.219 | 46.559 | 0.718 | 0.679 | 0.595 | 0.471 | 0.39 | 0.309 | 0.185 | 0 | 0 | 0 | 0 | 0 | 0 | 0 | 0 | 0 | NPgY | GSP | NPg Planning Scenario | Total installed non-renewable generation capacity (MW)
NPg Planning Scenario | Gen_BB002_NPgAggregate | MW | NPgY | ELLAND | Total installed non-renewable generation capacity (MW) | ELLA_1 | 59.925 | 59.925 | 60.102 | 60.279 | 61.2 | 61.709 | 62.379 | 63.144 | 63.621 | 64.105 | 64.595 | 64.628 | 64.221 | 56.175 | 44.353 | 29.831 | 0.813 | 0.769 | 0.674 | 0.534 | 0.441 | 0.349 | 0.21 | 0 | 0 | 0 | 0 | 0 | 0 | 0 | 0 | 0 | NPgY | GSP | NPg Planning Scenario | Total installed non-renewable generation capacity (MW)
NPg Planning Scenario | Gen_BB002_NPgAggregate | MW | NPgY | FERRYBRIDGE A | Total installed non-renewable generation capacity (MW) | FERRA2 | 15.997 | 15.997 | 16.253 | 16.509 | 16.923 | 18.432 | 19.547 | 20.652 | 21.342 | 22.042 | 22.751 | 22.799 | 22.209 | 19.178 | 14.254 | 9.63 | 1.175 | 1.112 | 0.974 | 0.772 | 0.638 | 0.505 | 0.304 | 0 | 0 | 0 | 0 | 0 | 0 | 0 | 0 | 0 | NPgY | GSP | NPg Planning Scenario | Total installed non-renewable generation capacity (MW)
NPg Planning Scenario | Gen_BB002_NPgAggregate | MW | NPgY | FERRYBRIDGE B | Total installed non-renewable generation capacity (MW) | FERRB9 | 225.736 | 225.736 | 226.393 | 227.049 | 228.181 | 231.989 | 234.834 | 237.666 | 239.436 | 241.228 | 243.046 | 243.168 | 241.658 | 231.391 | 213.503 | 165.177 | 82.012 | 81.851 | 81.498 | 80.979 | 80.636 | 80.295 | 79.778 | 78.697 | 73.122 | 67.064 | 62.207 | 56.873 | 54.67 | 53.099 | 51.936 | 49.619 | NPgY | GSP | NPg Planning Scenario | Total installed non-renewable generation capacity (MW)
NPg Planning Scenario | Gen_BB002_NPgAggregate | MW | NPgY | GRIMSBY WEST | Total installed non-renewable generation capacity (MW) | GRIW_1 | 119.205 | 119.205 | 119.626 | 120.048 | 120.751 | 123.215 | 125.044 | 126.863 | 127.999 | 129.149 | 130.316 | 130.394 | 129.425 | 118.345 | 100.753 | 65.6 | 1.934 | 1.83 | 1.603 | 1.27 | 1.05 | 0.831 | 0.499 | 0 | 0 | 0 | 0 | 0 | 0 | 0 | 0 | 0 | NPgY | GSP | NPg Planning Scenario | Total installed non-renewable generation capacity (MW)
NPg Planning Scenario | Gen_BB002_NPgAggregate | MW | NPgY | JORDANTHORPE | Total installed non-renewable generation capacity (MW) | JORD_3 | 0 | 0 | 0.02 | 0.04 | 0.151 | 0.202 | 0.276 | 0.362 | 0.416 | 0.47 | 0.526 | 0.529 | 0.484 | 0.34 | 0.097 | 0.094 | 0.091 | 0.087 | 0.076 | 0.06 | 0.05 | 0.039 | 0.024 | 0 | 0 | 0 | 0 | 0 | 0 | 0 | 0 | 0 | NPgY | GSP | NPg Planning Scenario | Total installed non-renewable generation capacity (MW)
NPg Planning Scenario | Gen_BB002_NPgAggregate | MW | NPgY | KEADBY | Total installed non-renewable generation capacity (MW) | KEAD_YEDL | 197.795 | 197.795 | 199.967 | 202.138 | 204.867 | 218.317 | 227.884 | 237.253 | 243.105 | 249.034 | 255.047 | 255.45 | 250.455 | 232.159 | 198.44 | 128.605 | 12.763 | 12.23 | 11.06 | 9.344 | 8.209 | 7.084 | 5.374 | 2.789 | 2.592 | 2.377 | 2.205 | 2.016 | 1.938 | 1.882 | 1.841 | 1.759 | NPgY | GSP | NPg Planning Scenario | Total installed non-renewable generation capacity (MW)
NPg Planning Scenario | Gen_BB002_NPgAggregate | MW | NPgY | KIRKSTALL B | Total installed non-renewable generation capacity (MW) | KIRKB1 | 20.193 | 20.193 | 20.267 | 20.341 | 20.851 | 20.958 | 21.218 | 21.537 | 21.736 | 21.938 | 22.143 | 22.156 | 21.986 | 19.759 | 16.334 | 10.761 | 0.339 | 0.321 | 0.281 | 0.223 | 0.184 | 0.146 | 0.088 | 0 | 0 | 0 | 0 | 0 | 0 | 0 | 0 | 0 | NPgY | GSP | NPg Planning Scenario | Total installed non-renewable generation capacity (MW)
NPg Planning Scenario | Gen_BB002_NPgAggregate | MW | NPgY | NEEPSEND | Total installed non-renewable generation capacity (MW) | NEEP_3 | 0 | 0 | 0.007 | 0.014 | 0.199 | 0.093 | 0.096 | 0.125 | 0.144 | 0.163 | 0.182 | 0.183 | 0.167 | 0.118 | 0.034 | 0.033 | 0.032 | 0.03 | 0.026 | 0.021 | 0.017 | 0.014 | 0.008 | 0 | 0 | 0 | 0 | 0 | 0 | 0 | 0 | 0 | NPgY | GSP | NPg Planning Scenario | Total installed non-renewable generation capacity (MW)
NPg Planning Scenario | Gen_BB002_NPgAggregate | MW | NPgY | NORTON LEES | Total installed non-renewable generation capacity (MW) | NORL_3 | 0 | 0 | 0 | 0 | 0.141 | 0.022 | 0 | 0 | 0 | 0 | 0 | 0 | 0 | 0 | 0 | 0 | 0 | 0 | 0 | 0 | 0 | 0 | 0 | 0 | 0 | 0 | 0 | 0 | 0 | 0 | 0 | 0 | NPgY | GSP | NPg Planning Scenario | Total installed non-renewable generation capacity (MW)
NPg Planning Scenario | Gen_BB002_NPgAggregate | MW | NPgY | PITSMOOR 3/4 | Total installed non-renewable generation capacity (MW) | PITS_BB_B | 0 | 0 | 0 | 0 | 0.089 | 0.015 | 0.001 | 0.001 | 0.001 | 0.001 | 0.002 | 0.002 | 0.001 | 0.001 | 0 | 0 | 0 | 0 | 0 | 0 | 0 | 0 | 0 | 0 | 0 | 0 | 0 | 0 | 0 | 0 | 0 | 0 | NPgY | GSP | NPg Planning Scenario | Total installed non-renewable generation capacity (MW)
NPg Planning Scenario | Gen_BB002_NPgAggregate | MW | NPgY | SALTEND NORTH | Total installed non-renewable generation capacity (MW) | SALT_1 | 38.05 | 38.05 | 38.051 | 38.052 | 38.16 | 38.075 | 38.061 | 38.065 | 38.067 | 38.069 | 38.071 | 38.071 | 38.07 | 34.895 | 30.158 | 19.65 | 0.004 | 0.004 | 0.003 | 0.002 | 0.002 | 0.002 | 0.001 | 0 | 0 | 0 | 0 | 0 | 0 | 0 | 0 | 0 | NPgY | GSP | NPg Planning Scenario | Total installed non-renewable generation capacity (MW)
NPg Planning Scenario | Gen_BB002_NPgAggregate | MW | NPgY | SHEFFIELD CITY | Total installed non-renewable generation capacity (MW) | SHEC_3 | 0 | 0 | 0.001 | 0.003 | 0.181 | 0.041 | 0.02 | 0.026 | 0.03 | 0.034 | 0.038 | 0.038 | 0.035 | 0.024 | 0.007 | 0.007 | 0.007 | 0.006 | 0.005 | 0.004 | 0.004 | 0.003 | 0.002 | 0 | 0 | 0 | 0 | 0 | 0 | 0 | 0 | 0 | NPgY | GSP | NPg Planning Scenario | Total installed non-renewable generation capacity (MW)
NPg Planning Scenario | Gen_BB002_NPgAggregate | MW | NPgY | SKELTON GRANGE | Total installed non-renewable generation capacity (MW) | SKLGB1 | 71.694 | 76.694 | 76.886 | 77.077 | 78.335 | 78.668 | 79.353 | 80.182 | 80.699 | 81.223 | 81.754 | 81.79 | 81.349 | 75.327 | 66.162 | 52.468 | 26.481 | 26.434 | 26.33 | 26.178 | 26.078 | 25.979 | 25.827 | 25.502 | 23.695 | 21.732 | 20.158 | 18.43 | 17.716 | 17.207 | 16.83 | 16.079 | NPgY | GSP | NPg Planning Scenario | Total installed non-renewable generation capacity (MW)
NPg Planning Scenario | Gen_BB002_NPgAggregate | MW | NPgY | TEMPLEBOROUGH 275/33KV | Total installed non-renewable generation capacity (MW) | TEMP_3 | 0 | 0 | 0.005 | 0.011 | 0.021 | 0.05 | 0.073 | 0.096 | 0.11 | 0.124 | 0.139 | 0.14 | 0.128 | 0.09 | 0.026 | 0.025 | 0.024 | 0.023 | 0.02 | 0.016 | 0.013 | 0.01 | 0.006 | 0 | 0 | 0 | 0 | 0 | 0 | 0 | 0 | 0 | NPgY | GSP | NPg Planning Scenario | Total installed non-renewable generation capacity (MW)
NPg Planning Scenario | Gen_BB002_NPgAggregate | MW | NPgY | THURCROFT | Total installed non-renewable generation capacity (MW) | THUR_6 | 41.7 | 71.7 | 72.248 | 72.795 | 73.616 | 76.897 | 79.289 | 81.653 | 83.129 | 84.624 | 86.141 | 86.243 | 84.983 | 77.648 | 65.408 | 44.671 | 8.213 | 8.079 | 7.784 | 7.351 | 7.064 | 6.78 | 6.349 | 5.678 | 5.276 | 4.839 | 4.488 | 4.104 | 3.945 | 3.831 | 3.747 | 3.58 | NPgY | GSP | NPg Planning Scenario | Total installed non-renewable generation capacity (MW)
NPg Planning Scenario | Gen_BB002_NPgAggregate | MW | NPgY | WEST MELTON / THORPE MARSH | Total installed non-renewable generation capacity (MW) | WMEL_THOM | 53.845 | 53.845 | 54.345 | 54.844 | 56.038 | 58.657 | 60.77 | 62.926 | 64.273 | 65.638 | 67.022 | 67.114 | 65.965 | 61.862 | 54.461 | 42.37 | 22.291 | 22.168 | 21.899 | 21.504 | 21.243 | 20.984 | 20.59 | 19.921 | 18.51 | 16.976 | 15.747 | 14.397 | 13.839 | 13.441 | 13.147 | 12.561 | NPgY | GSP | NPg Planning Scenario | Total installed non-renewable generation capacity (MW)
NPg Planning Scenario | Gen_BB002_NPgAggregate | MW | NPgY | WEST MELTON SECTION 3 | Total installed non-renewable generation capacity (MW) | WMEL_BB3 | 16.335 | 16.335 | 16.87 | 17.405 | 18.558 | 21.466 | 23.747 | 26.056 | 27.497 | 28.958 | 30.439 | 30.538 | 29.308 | 25.408 | 18.503 | 12.399 | 2.454 | 2.323 | 2.035 | 1.612 | 1.333 | 1.055 | 0.634 | 0 | 0 | 0 | 0 | 0 | 0 | 0 | 0 | 0 | NPgY | GSP | NPg Planning Scenario | Total installed non-renewable generation capacity (MW)
NPg Planning Scenario | Gen_BB002_NPgAggregate | MW | NPgY | WINCOBANK | Total installed non-renewable generation capacity (MW) | WIBA_3 | 0 | 0 | 0.019 | 0.037 | 0.089 | 0.181 | 0.258 | 0.339 | 0.389 | 0.44 | 0.492 | 0.495 | 0.452 | 0.318 | 0.091 | 0.088 | 0.086 | 0.081 | 0.071 | 0.056 | 0.046 | 0.037 | 0.022 | 0 | 0 | 0 | 0 | 0 | 0 | 0 | 0 | 0 | NPgY | GSP | NPg Planning Scenario | Total installed non-renewable generation capacity (MW)
NPg Planning Scenario | Gen_BB006 | MW | NPgN | BLYTH 66kV | Total installed other non-renewable capacity (MW) | BLYTB1 | 0 | 0 | 0.216 | 0.432 | 0.648 | 1.876 | 2.671 | 3.339 | 3.686 | 4.04 | 4.401 | 4.325 | 3.927 | 2.698 | 0.047 | 0 | 0 | 0 | 0 | 0 | 0 | 0 | 0 | 0 | 0 | 0 | 0 | 0 | 0 | 0 | 0 | 0 | NPgN | GSP | NPg Planning Scenario | Total installed other non-renewable capacity (MW)
NPg Planning Scenario | Gen_BB006 | MW | NPgN | BLYTH 132kV | Total installed other non-renewable capacity (MW) | BLYTH132 | 0 | 0 | 0.382 | 0.764 | 1.146 | 3.317 | 4.723 | 5.903 | 6.517 | 7.143 | 7.781 | 7.648 | 6.944 | 4.77 | 0.083 | 0 | 0 | 0 | 0 | 0 | 0 | 0 | 0 | 0 | 0 | 0 | 0 | 0 | 0 | 0 | 0 | 0 | NPgN | GSP | NPg Planning Scenario | Total installed other non-renewable capacity (MW)
NPg Planning Scenario | Gen_BB006 | MW | NPgN | FOURSTONES | Total installed other non-renewable capacity (MW) | FOUR_1 | 0 | 0 | 0.02 | 0.04 | 0.059 | 0.172 | 0.244 | 0.305 | 0.337 | 0.369 | 0.402 | 0.396 | 0.359 | 0.247 | 0.004 | 0 | 0 | 0 | 0 | 0 | 0 | 0 | 0 | 0 | 0 | 0 | 0 | 0 | 0 | 0 | 0 | 0 | NPgN | GSP | NPg Planning Scenario | Total installed other non-renewable capacity (MW)
NPg Planning Scenario | Gen_BB006 | MW | NPgN | HARTMOOR | Total installed other non-renewable capacity (MW) | HARM_6 | 1.9 | 1.9 | 2.007 | 2.114 | 2.22 | 2.827 | 3.22 | 3.55 | 3.722 | 3.897 | 4.075 | 4.038 | 3.841 | 3.233 | 1.923 | 1.147 | 0 | 0 | 0 | 0 | 0 | 0 | 0 | 0 | 0 | 0 | 0 | 0 | 0 | 0 | 0 | 0 | NPgN | GSP | NPg Planning Scenario | Total installed other non-renewable capacity (MW)
NPg Planning Scenario | Gen_BB006 | MW | NPgN | HAWTHORN PIT GRID | Total installed other non-renewable capacity (MW) | HAWP_6 | 2.85 | 2.85 | 2.962 | 3.073 | 3.185 | 3.819 | 4.229 | 4.574 | 4.753 | 4.936 | 5.123 | 5.084 | 4.878 | 4.243 | 2.874 | 1.72 | 0 | 0 | 0 | 0 | 0 | 0 | 0 | 0 | 0 | 0 | 0 | 0 | 0 | 0 | 0 | 0 | NPgN | GSP | NPg Planning Scenario | Total installed other non-renewable capacity (MW)
NPg Planning Scenario | Gen_BB006 | MW | NPgN | KNARESBOROUGH | Total installed other non-renewable capacity (MW) | KNARE_111 | 27 | 27 | 27.444 | 27.888 | 28.333 | 30.856 | 32.49 | 33.862 | 34.576 | 35.303 | 36.046 | 35.891 | 35.072 | 32.546 | 27.097 | 16.294 | 0 | 0 | 0 | 0 | 0 | 0 | 0 | 0 | 0 | 0 | 0 | 0 | 0 | 0 | 0 | 0 | NPgN | GSP | NPg Planning Scenario | Total installed other non-renewable capacity (MW)
NPg Planning Scenario | Gen_BB006 | MW | NPgN | LACKENBY | Total installed other non-renewable capacity (MW) | LACK_6 | 12 | 12 | 12.115 | 12.23 | 12.346 | 13 | 13.424 | 13.78 | 13.965 | 14.154 | 14.346 | 14.306 | 14.094 | 13.438 | 12.025 | 7.242 | 0 | 0 | 0 | 0 | 0 | 0 | 0 | 0 | 0 | 0 | 0 | 0 | 0 | 0 | 0 | 0 | NPgN | GSP | NPg Planning Scenario | Total installed other non-renewable capacity (MW)
NPg Planning Scenario | Gen_BB006 | MW | NPgN | NORTON | Total installed other non-renewable capacity (MW) | NORT_1 | 18.037 | 18.037 | 18.952 | 19.867 | 20.782 | 25.982 | 29.347 | 32.174 | 33.644 | 35.144 | 36.673 | 36.354 | 34.667 | 29.462 | 18.236 | 10.885 | 0 | 0 | 0 | 0 | 0 | 0 | 0 | 0 | 0 | 0 | 0 | 0 | 0 | 0 | 0 | 0 | NPgN | GSP | NPg Planning Scenario | Total installed other non-renewable capacity (MW)
NPg Planning Scenario | Gen_BB006 | MW | NPgN | OFFERTON | Total installed other non-renewable capacity (MW) | OFFE_3 | 0 | 0 | 0.008 | 0.016 | 0.024 | 0.069 | 0.098 | 0.122 | 0.135 | 0.148 | 0.161 | 0.158 | 0.144 | 0.099 | 0.002 | 0 | 0 | 0 | 0 | 0 | 0 | 0 | 0 | 0 | 0 | 0 | 0 | 0 | 0 | 0 | 0 | 0 | NPgN | GSP | NPg Planning Scenario | Total installed other non-renewable capacity (MW)
NPg Planning Scenario | Gen_BB006 | MW | NPgN | OSBALDWICK | Total installed other non-renewable capacity (MW) | OSBA_1 | 48.336 | 48.336 | 49.424 | 50.511 | 51.599 | 57.779 | 61.779 | 65.139 | 66.886 | 68.668 | 70.486 | 70.106 | 68.101 | 61.915 | 48.572 | 29.17 | 0 | 0 | 0 | 0 | 0 | 0 | 0 | 0 | 0 | 0 | 0 | 0 | 0 | 0 | 0 | 0 | NPgN | GSP | NPg Planning Scenario | Total installed other non-renewable capacity (MW)
NPg Planning Scenario | Gen_BB006 | MW | NPgN | POPPLETON | Total installed other non-renewable capacity (MW) | POPP_3 | 2.85 | 2.85 | 2.883 | 2.917 | 2.95 | 3.14 | 3.263 | 3.366 | 3.419 | 3.474 | 3.53 | 3.518 | 3.457 | 3.267 | 2.857 | 1.72 | 0 | 0 | 0 | 0 | 0 | 0 | 0 | 0 | 0 | 0 | 0 | 0 | 0 | 0 | 0 | 0 | NPgN | GSP | NPg Planning Scenario | Total installed other non-renewable capacity (MW)
NPg Planning Scenario | Gen_BB006 | MW | NPgN | SALTHOLME | Total installed other non-renewable capacity (MW) | SALH_1 | 56.505 | 156.405 | 156.413 | 156.422 | 156.43 | 156.477 | 156.508 | 156.534 | 156.547 | 156.561 | 156.574 | 156.572 | 156.556 | 156.509 | 156.407 | 94.387 | 0 | 0 | 0 | 0 | 0 | 0 | 0 | 0 | 0 | 0 | 0 | 0 | 0 | 0 | 0 | 0 | NPgN | GSP | NPg Planning Scenario | Total installed other non-renewable capacity (MW)
NPg Planning Scenario | Gen_BB006 | MW | NPgN | SOUTH SHIELDS | Total installed other non-renewable capacity (MW) | SSHI_3 | 0 | 0 | 0 | 0 | 0 | 0 | 0.001 | 0.001 | 0.001 | 0.001 | 0.001 | 0.001 | 0.001 | 0.001 | 0 | 0 | 0 | 0 | 0 | 0 | 0 | 0 | 0 | 0 | 0 | 0 | 0 | 0 | 0 | 0 | 0 | 0 | NPgN | GSP | NPg Planning Scenario | Total installed other non-renewable capacity (MW)
NPg Planning Scenario | Gen_BB006 | MW | NPgN | SPADEADAM | Total installed other non-renewable capacity (MW) | KIELD01 and SPAD20 | 0 | 0 | 0.015 | 0.031 | 0.046 | 0.134 | 0.191 | 0.239 | 0.264 | 0.289 | 0.315 | 0.31 | 0.281 | 0.193 | 0.003 | 0 | 0 | 0 | 0 | 0 | 0 | 0 | 0 | 0 | 0 | 0 | 0 | 0 | 0 | 0 | 0 | 0 | NPgN | GSP | NPg Planning Scenario | Total installed other non-renewable capacity (MW)
NPg Planning Scenario | Gen_BB006 | MW | NPgN | SPENNYMOOR | Total installed other non-renewable capacity (MW) | SPEN_1 | 5.739 | 5.739 | 6.466 | 7.192 | 7.919 | 12.048 | 14.721 | 16.966 | 18.133 | 19.324 | 20.538 | 20.284 | 18.945 | 14.812 | 5.897 | 3.463 | 0 | 0 | 0 | 0 | 0 | 0 | 0 | 0 | 0 | 0 | 0 | 0 | 0 | 0 | 0 | 0 | NPgN | GSP | NPg Planning Scenario | Total installed other non-renewable capacity (MW)
NPg Planning Scenario | Gen_BB006 | MW | NPgN | STELLA NORTH | Total installed other non-renewable capacity (MW) | STEN_1 | 7.435 | 7.435 | 7.485 | 7.536 | 7.586 | 7.872 | 8.057 | 8.212 | 8.293 | 8.375 | 8.459 | 8.442 | 8.349 | 8.063 | 7.446 | 4.487 | 0 | 0 | 0 | 0 | 0 | 0 | 0 | 0 | 0 | 0 | 0 | 0 | 0 | 0 | 0 | 0 | NPgN | GSP | NPg Planning Scenario | Total installed other non-renewable capacity (MW)
NPg Planning Scenario | Gen_BB006 | MW | NPgN | STELLA SOUTH | Total installed other non-renewable capacity (MW) | STES_1 | 3.99 | 3.99 | 4.345 | 4.7 | 5.055 | 7.071 | 8.376 | 9.473 | 10.043 | 10.624 | 11.217 | 11.094 | 10.439 | 8.421 | 4.067 | 2.408 | 0 | 0 | 0 | 0 | 0 | 0 | 0 | 0 | 0 | 0 | 0 | 0 | 0 | 0 | 0 | 0 | NPgN | GSP | NPg Planning Scenario | Total installed other non-renewable capacity (MW)
NPg Planning Scenario | Gen_BB006 | MW | NPgN | TYNEMOUTH | Total installed other non-renewable capacity (MW) | TYNE_1 | 29.764 | 29.764 | 29.778 | 29.791 | 29.805 | 29.882 | 29.933 | 29.975 | 29.997 | 30.019 | 30.042 | 30.037 | 30.012 | 29.934 | 29.767 | 17.962 | 0 | 0 | 0 | 0 | 0 | 0 | 0 | 0 | 0 | 0 | 0 | 0 | 0 | 0 | 0 | 0 | NPgN | GSP | NPg Planning Scenario | Total installed other non-renewable capacity (MW)
NPg Planning Scenario | Gen_BB006 | MW | NPgN | WEST BOLDON | Total installed other non-renewable capacity (MW) | WBOL_6 | 0 | 0 | 0.042 | 0.085 | 0.127 | 0.369 | 0.525 | 0.656 | 0.725 | 0.794 | 0.865 | 0.85 | 0.772 | 0.53 | 0.009 | 0 | 0 | 0 | 0 | 0 | 0 | 0 | 0 | 0 | 0 | 0 | 0 | 0 | 0 | 0 | 0 | 0 | NPgN | GSP | NPg Planning Scenario | Total installed other non-renewable capacity (MW)
NPg Planning Scenario | Gen_BB006 | MW | NPgY | BRADFORD WEST | Total installed other non-renewable capacity (MW) | BRAW_1 | 12.219 | 12.219 | 12.319 | 12.419 | 12.52 | 13.589 | 14.307 | 14.91 | 15.223 | 15.543 | 15.869 | 15.801 | 15.441 | 14.331 | 11.971 | 7.422 | 0 | 0 | 0 | 0 | 0 | 0 | 0 | 0 | 0 | 0 | 0 | 0 | 0 | 0 | 0 | 0 | NPgY | GSP | NPg Planning Scenario | Total installed other non-renewable capacity (MW)
NPg Planning Scenario | Gen_BB006 | MW | NPgY | CAMBLESFORTH | Total installed other non-renewable capacity (MW) | CAMB_01 | 3 | 3 | 3.017 | 3.034 | 3.052 | 3.235 | 3.358 | 3.462 | 3.516 | 3.571 | 3.627 | 3.615 | 3.553 | 3.363 | 2.939 | 1.822 | 0 | 0 | 0 | 0 | 0 | 0 | 0 | 0 | 0 | 0 | 0 | 0 | 0 | 0 | 0 | 0 | NPgY | GSP | NPg Planning Scenario | Total installed other non-renewable capacity (MW)
NPg Planning Scenario | Gen_BB006 | MW | NPgY | CREYKE BECK | Total installed other non-renewable capacity (MW) | CREB_1 | 81.481 | 102.481 | 103.209 | 103.937 | 104.665 | 112.437 | 117.652 | 122.033 | 124.311 | 126.635 | 129.004 | 128.51 | 125.895 | 117.83 | 100.398 | 62.251 | 0 | 0 | 0 | 0 | 0 | 0 | 0 | 0 | 0 | 0 | 0 | 0 | 0 | 0 | 0 | 0 | NPgY | GSP | NPg Planning Scenario | Total installed other non-renewable capacity (MW)
NPg Planning Scenario | Gen_BB006 | MW | NPgY | DRAX | Total installed other non-renewable capacity (MW) | DRAX_YEDL | 69 | 69 | 69.087 | 69.175 | 69.262 | 70.196 | 70.822 | 71.348 | 71.622 | 71.901 | 72.186 | 72.126 | 71.812 | 70.844 | 67.597 | 41.913 | 0 | 0 | 0 | 0 | 0 | 0 | 0 | 0 | 0 | 0 | 0 | 0 | 0 | 0 | 0 | 0 | NPgY | GSP | NPg Planning Scenario | Total installed other non-renewable capacity (MW)
NPg Planning Scenario | Gen_BB006 | MW | NPgY | ELLAND | Total installed other non-renewable capacity (MW) | ELLA_1 | 0 | 0 | 0.099 | 0.198 | 0.297 | 1.354 | 2.064 | 2.66 | 2.97 | 3.286 | 3.608 | 3.541 | 3.185 | 2.088 | 0 | 0 | 0 | 0 | 0 | 0 | 0 | 0 | 0 | 0 | 0 | 0 | 0 | 0 | 0 | 0 | 0 | 0 | NPgY | GSP | NPg Planning Scenario | Total installed other non-renewable capacity (MW)
NPg Planning Scenario | Gen_BB006 | MW | NPgY | FERRYBRIDGE A | Total installed other non-renewable capacity (MW) | FERRA2 | 5.499 | 5.499 | 5.642 | 5.785 | 5.929 | 7.458 | 8.484 | 9.346 | 9.794 | 10.251 | 10.717 | 10.62 | 10.105 | 8.519 | 5.387 | 3.34 | 0 | 0 | 0 | 0 | 0 | 0 | 0 | 0 | 0 | 0 | 0 | 0 | 0 | 0 | 0 | 0 | NPgY | GSP | NPg Planning Scenario | Total installed other non-renewable capacity (MW)
NPg Planning Scenario | Gen_BB006 | MW | NPgY | FERRYBRIDGE B | Total installed other non-renewable capacity (MW) | FERRB9 | 97.716 | 97.716 | 98.083 | 98.45 | 98.817 | 102.736 | 105.366 | 107.575 | 108.723 | 109.895 | 111.09 | 110.84 | 109.522 | 105.456 | 95.73 | 59.357 | 0 | 0 | 0 | 0 | 0 | 0 | 0 | 0 | 0 | 0 | 0 | 0 | 0 | 0 | 0 | 0 | NPgY | GSP | NPg Planning Scenario | Total installed other non-renewable capacity (MW)
NPg Planning Scenario | Gen_BB006 | MW | NPgY | GRIMSBY WEST | Total installed other non-renewable capacity (MW) | GRIW_1 | 48 | 48 | 48.236 | 48.471 | 48.707 | 51.222 | 52.91 | 54.328 | 55.065 | 55.818 | 56.585 | 56.424 | 55.578 | 52.968 | 47.024 | 29.157 | 0 | 0 | 0 | 0 | 0 | 0 | 0 | 0 | 0 | 0 | 0 | 0 | 0 | 0 | 0 | 0 | NPgY | GSP | NPg Planning Scenario | Total installed other non-renewable capacity (MW)
NPg Planning Scenario | Gen_BB006 | MW | NPgY | JORDANTHORPE | Total installed other non-renewable capacity (MW) | JORD_3 | 0 | 0 | 0.011 | 0.022 | 0.033 | 0.152 | 0.232 | 0.299 | 0.334 | 0.37 | 0.406 | 0.399 | 0.359 | 0.235 | 0 | 0 | 0 | 0 | 0 | 0 | 0 | 0 | 0 | 0 | 0 | 0 | 0 | 0 | 0 | 0 | 0 | 0 | NPgY | GSP | NPg Planning Scenario | Total installed other non-renewable capacity (MW)
NPg Planning Scenario | Gen_BB006 | MW | NPgY | KEADBY | Total installed other non-renewable capacity (MW) | KEAD_YEDL | 171.5 | 171.5 | 172.714 | 173.928 | 175.142 | 188.104 | 196.801 | 204.107 | 207.906 | 211.781 | 215.733 | 214.908 | 210.548 | 197.097 | 168.013 | 104.176 | 0 | 0 | 0 | 0 | 0 | 0 | 0 | 0 | 0 | 0 | 0 | 0 | 0 | 0 | 0 | 0 | NPgY | GSP | NPg Planning Scenario | Total installed other non-renewable capacity (MW)
NPg Planning Scenario | Gen_BB006 | MW | NPgY | KIRKSTALL B | Total installed other non-renewable capacity (MW) | KIRKB1 | 5.193 | 5.193 | 5.234 | 5.276 | 5.317 | 5.758 | 6.055 | 6.303 | 6.433 | 6.565 | 6.699 | 6.671 | 6.523 | 6.065 | 5.087 | 3.154 | 0 | 0 | 0 | 0 | 0 | 0 | 0 | 0 | 0 | 0 | 0 | 0 | 0 | 0 | 0 | 0 | NPgY | GSP | NPg Planning Scenario | Total installed other non-renewable capacity (MW)
NPg Planning Scenario | Gen_BB006 | MW | NPgY | NEEPSEND | Total installed other non-renewable capacity (MW) | NEEP_3 | 0 | 0 | 0.004 | 0.008 | 0.012 | 0.053 | 0.08 | 0.104 | 0.116 | 0.128 | 0.141 | 0.138 | 0.124 | 0.081 | 0 | 0 | 0 | 0 | 0 | 0 | 0 | 0 | 0 | 0 | 0 | 0 | 0 | 0 | 0 | 0 | 0 | 0 | NPgY | GSP | NPg Planning Scenario | Total installed other non-renewable capacity (MW)
NPg Planning Scenario | Gen_BB006 | MW | NPgY | NORTON LEES | Total installed other non-renewable capacity (MW) | NORL_3 | 0 | 0 | 0 | 0 | 0 | 0 | 0 | 0 | 0 | 0 | 0 | 0 | 0 | 0 | 0 | 0 | 0 | 0 | 0 | 0 | 0 | 0 | 0 | 0 | 0 | 0 | 0 | 0 | 0 | 0 | 0 | 0 | NPgY | GSP | NPg Planning Scenario | Total installed other non-renewable capacity (MW)
NPg Planning Scenario | Gen_BB006 | MW | NPgY | PITSMOOR 3/4 | Total installed other non-renewable capacity (MW) | PITS_BB_B | 0 | 0 | 0 | 0 | 0 | 0 | 0.001 | 0.001 | 0.001 | 0.001 | 0.001 | 0.001 | 0.001 | 0.001 | 0 | 0 | 0 | 0 | 0 | 0 | 0 | 0 | 0 | 0 | 0 | 0 | 0 | 0 | 0 | 0 | 0 | 0 | NPgY | GSP | NPg Planning Scenario | Total installed other non-renewable capacity (MW)
NPg Planning Scenario | Gen_BB006 | MW | NPgY | SALTEND NORTH | Total installed other non-renewable capacity (MW) | SALT_1 | 10 | 10 | 10 | 10.001 | 10.001 | 10.006 | 10.009 | 10.012 | 10.014 | 10.015 | 10.016 | 10.016 | 10.015 | 10.01 | 9.797 | 6.074 | 0 | 0 | 0 | 0 | 0 | 0 | 0 | 0 | 0 | 0 | 0 | 0 | 0 | 0 | 0 | 0 | NPgY | GSP | NPg Planning Scenario | Total installed other non-renewable capacity (MW)
NPg Planning Scenario | Gen_BB006 | MW | NPgY | SHEFFIELD CITY | Total installed other non-renewable capacity (MW) | SHEC_3 | 0 | 0 | 0.001 | 0.002 | 0.002 | 0.011 | 0.017 | 0.021 | 0.024 | 0.026 | 0.029 | 0.029 | 0.026 | 0.017 | 0 | 0 | 0 | 0 | 0 | 0 | 0 | 0 | 0 | 0 | 0 | 0 | 0 | 0 | 0 | 0 | 0 | 0 | NPgY | GSP | NPg Planning Scenario | Total installed other non-renewable capacity (MW)
NPg Planning Scenario | Gen_BB006 | MW | NPgY | SKELTON GRANGE | Total installed other non-renewable capacity (MW) | SKLGB1 | 10.029 | 10.029 | 10.136 | 10.243 | 10.35 | 11.496 | 12.265 | 12.911 | 13.247 | 13.589 | 13.939 | 13.866 | 13.48 | 12.291 | 9.825 | 6.092 | 0 | 0 | 0 | 0 | 0 | 0 | 0 | 0 | 0 | 0 | 0 | 0 | 0 | 0 | 0 | 0 | NPgY | GSP | NPg Planning Scenario | Total installed other non-renewable capacity (MW)
NPg Planning Scenario | Gen_BB006 | MW | NPgY | TEMPLEBOROUGH 275/33KV | Total installed other non-renewable capacity (MW) | TEMP_3 | 0 | 0 | 0.003 | 0.006 | 0.009 | 0.04 | 0.061 | 0.079 | 0.088 | 0.098 | 0.107 | 0.105 | 0.095 | 0.062 | 0 | 0 | 0 | 0 | 0 | 0 | 0 | 0 | 0 | 0 | 0 | 0 | 0 | 0 | 0 | 0 | 0 | 0 | NPgY | GSP | NPg Planning Scenario | Total installed other non-renewable capacity (MW)
NPg Planning Scenario | Gen_BB006 | MW | NPgY | THURCROFT | Total installed other non-renewable capacity (MW) | THUR_6 | 36 | 36 | 36.306 | 36.612 | 36.918 | 40.188 | 42.382 | 44.225 | 45.183 | 46.16 | 47.157 | 46.949 | 45.849 | 42.457 | 35.268 | 21.868 | 0 | 0 | 0 | 0 | 0 | 0 | 0 | 0 | 0 | 0 | 0 | 0 | 0 | 0 | 0 | 0 | NPgY | GSP | NPg Planning Scenario | Total installed other non-renewable capacity (MW)
NPg Planning Scenario | Gen_BB006 | MW | NPgY | WEST MELTON / THORPE MARSH | Total installed other non-renewable capacity (MW) | WMEL_THOM | 29.4 | 29.4 | 29.679 | 29.959 | 30.238 | 33.221 | 35.223 | 36.904 | 37.779 | 38.671 | 39.58 | 39.39 | 38.387 | 35.291 | 28.802 | 17.859 | 0 | 0 | 0 | 0 | 0 | 0 | 0 | 0 | 0 | 0 | 0 | 0 | 0 | 0 | 0 | 0 | NPgY | GSP | NPg Planning Scenario | Total installed other non-renewable capacity (MW)
NPg Planning Scenario | Gen_BB006 | MW | NPgY | WEST MELTON SECTION 3 | Total installed other non-renewable capacity (MW) | WMEL_BB3 | 15.92 | 15.92 | 16.219 | 16.518 | 16.817 | 20.01 | 22.153 | 23.953 | 24.889 | 25.843 | 26.817 | 26.614 | 25.539 | 22.226 | 15.596 | 9.67 | 0 | 0 | 0 | 0 | 0 | 0 | 0 | 0 | 0 | 0 | 0 | 0 | 0 | 0 | 0 | 0 | NPgY | GSP | NPg Planning Scenario | Total installed other non-renewable capacity (MW)
NPg Planning Scenario | Gen_BB006 | MW | NPgY | WINCOBANK | Total installed other non-renewable capacity (MW) | WIBA_3 | 0 | 0 | 0.01 | 0.021 | 0.031 | 0.143 | 0.217 | 0.28 | 0.313 | 0.346 | 0.38 | 0.373 | 0.335 | 0.22 | 0 | 0 | 0 | 0 | 0 | 0 | 0 | 0 | 0 | 0 | 0 | 0 | 0 | 0 | 0 | 0 | 0 | 0 | NPgY | GSP | NPg Planning Scenario | Total installed other non-renewable capacity (MW)
NPg Planning Scenario | Gen_BB013 | MW | NPgN | BLYTH 66kV | Total installed PV capacity - domestic (MW) | BLYTB1 | 14.7 | 14.783 | 15.893 | 17.459 | 19.087 | 21.344 | 26.508 | 31.698 | 36.922 | 42.082 | 47.176 | 52.212 | 57.545 | 62.813 | 68.202 | 73.605 | 78.996 | 84.881 | 91.006 | 96.938 | 102.901 | 108.968 | 115.038 | 121.137 | 127.265 | 133.422 | 139.608 | 145.822 | 152.065 | 158.337 | 164.638 | 166.246 | NPgN | GSP | NPg Planning Scenario | Total installed PV capacity - domestic (MW)
NPg Planning Scenario | Gen_BB013 | MW | NPgN | BLYTH 132kV | Total installed PV capacity - domestic (MW) | BLYTH132 | 4.892 | 4.923 | 5.263 | 5.743 | 6.241 | 6.932 | 8.52 | 10.109 | 11.709 | 13.289 | 14.849 | 16.391 | 18.024 | 19.637 | 21.287 | 22.941 | 24.592 | 26.394 | 28.269 | 30.086 | 31.912 | 33.769 | 35.628 | 37.496 | 39.372 | 41.257 | 43.151 | 45.054 | 46.966 | 48.887 | 50.816 | 51.308 | NPgN | GSP | NPg Planning Scenario | Total installed PV capacity - domestic (MW)
NPg Planning Scenario | Gen_BB013 | MW | NPgN | FOURSTONES | Total installed PV capacity - domestic (MW) | FOUR_1 | 2.054 | 2.063 | 2.162 | 2.301 | 2.446 | 2.647 | 3.119 | 3.581 | 4.047 | 4.506 | 4.96 | 5.408 | 5.883 | 6.352 | 6.832 | 7.313 | 7.794 | 8.318 | 8.863 | 9.392 | 9.923 | 10.463 | 11.004 | 11.547 | 12.093 | 12.641 | 13.192 | 13.745 | 14.301 | 14.86 | 15.421 | 15.564 | NPgN | GSP | NPg Planning Scenario | Total installed PV capacity - domestic (MW)
NPg Planning Scenario | Gen_BB013 | MW | NPgN | HARTMOOR | Total installed PV capacity - domestic (MW) | HARM_6 | 5.836 | 5.875 | 6.296 | 6.89 | 7.507 | 8.364 | 10.327 | 12.296 | 14.278 | 16.236 | 18.169 | 20.079 | 22.103 | 24.101 | 26.146 | 28.196 | 30.241 | 32.474 | 34.798 | 37.048 | 39.311 | 41.612 | 43.915 | 46.23 | 48.555 | 50.89 | 53.237 | 55.595 | 57.964 | 60.343 | 62.734 | 63.344 | NPgN | GSP | NPg Planning Scenario | Total installed PV capacity - domestic (MW)
NPg Planning Scenario | Gen_BB013 | MW | NPgN | HAWTHORN PIT GRID | Total installed PV capacity - domestic (MW) | HAWP_6 | 9.188 | 9.239 | 9.792 | 10.572 | 11.383 | 12.508 | 15.112 | 17.698 | 20.301 | 22.872 | 25.41 | 27.919 | 30.577 | 33.201 | 35.887 | 38.579 | 41.265 | 44.197 | 47.25 | 50.205 | 53.177 | 56.199 | 59.224 | 62.263 | 65.317 | 68.384 | 71.467 | 74.563 | 77.674 | 80.799 | 83.939 | 84.74 | NPgN | GSP | NPg Planning Scenario | Total installed PV capacity - domestic (MW)
NPg Planning Scenario | Gen_BB013 | MW | NPgN | KNARESBOROUGH | Total installed PV capacity - domestic (MW) | KNARE_111 | 8.681 | 8.76 | 9.622 | 10.839 | 12.103 | 13.857 | 17.825 | 21.857 | 25.916 | 29.924 | 33.883 | 37.795 | 41.938 | 46.031 | 50.217 | 54.415 | 58.604 | 63.176 | 67.935 | 72.544 | 77.176 | 81.889 | 86.606 | 91.344 | 96.105 | 100.889 | 105.694 | 110.523 | 115.373 | 120.246 | 125.141 | 126.39 | NPgN | GSP | NPg Planning Scenario | Total installed PV capacity - domestic (MW)
NPg Planning Scenario | Gen_BB013 | MW | NPgN | LACKENBY | Total installed PV capacity - domestic (MW) | LACK_6 | 10.243 | 10.32 | 11.151 | 12.324 | 13.544 | 15.235 | 19.091 | 22.98 | 26.894 | 30.759 | 34.576 | 38.349 | 42.345 | 46.291 | 50.329 | 54.377 | 58.416 | 62.825 | 67.414 | 71.858 | 76.326 | 80.871 | 85.419 | 89.988 | 94.579 | 99.192 | 103.826 | 108.482 | 113.16 | 117.859 | 122.579 | 123.784 | NPgN | GSP | NPg Planning Scenario | Total installed PV capacity - domestic (MW)
NPg Planning Scenario | Gen_BB013 | MW | NPgN | NORTON | Total installed PV capacity - domestic (MW) | NORT_1 | 29.196 | 29.395 | 31.567 | 34.631 | 37.817 | 42.235 | 52.348 | 62.505 | 72.729 | 82.826 | 92.796 | 102.651 | 113.088 | 123.397 | 133.943 | 144.517 | 155.067 | 166.584 | 178.572 | 190.181 | 201.851 | 213.722 | 225.602 | 237.538 | 249.531 | 261.58 | 273.685 | 285.847 | 298.065 | 310.339 | 322.67 | 325.816 | NPgN | GSP | NPg Planning Scenario | Total installed PV capacity - domestic (MW)
NPg Planning Scenario | Gen_BB013 | MW | NPgN | OFFERTON | Total installed PV capacity - domestic (MW) | OFFE_3 | 5.096 | 5.122 | 5.405 | 5.805 | 6.22 | 6.796 | 8.136 | 9.46 | 10.793 | 12.11 | 13.41 | 14.695 | 16.056 | 17.4 | 18.775 | 20.154 | 21.529 | 23.031 | 24.594 | 26.108 | 27.629 | 29.177 | 30.726 | 32.283 | 33.846 | 35.417 | 36.996 | 38.582 | 40.175 | 41.775 | 43.383 | 43.793 | NPgN | GSP | NPg Planning Scenario | Total installed PV capacity - domestic (MW)
NPg Planning Scenario | Gen_BB013 | MW | NPgN | OSBALDWICK | Total installed PV capacity - domestic (MW) | OSBA_1 | 18.12 | 18.254 | 19.714 | 21.776 | 23.919 | 26.891 | 33.669 | 40.502 | 47.379 | 54.171 | 60.878 | 67.507 | 74.528 | 81.463 | 88.557 | 95.669 | 102.767 | 110.514 | 118.578 | 126.387 | 134.237 | 142.223 | 150.215 | 158.244 | 166.311 | 174.416 | 182.56 | 190.74 | 198.959 | 207.216 | 215.511 | 217.627 | NPgN | GSP | NPg Planning Scenario | Total installed PV capacity - domestic (MW)
NPg Planning Scenario | Gen_BB013 | MW | NPgN | POPPLETON | Total installed PV capacity - domestic (MW) | POPP_3 | 3.26 | 3.28 | 3.496 | 3.801 | 4.118 | 4.557 | 5.569 | 6.579 | 7.596 | 8.6 | 9.592 | 10.573 | 11.611 | 12.636 | 13.685 | 14.737 | 15.786 | 16.932 | 18.124 | 19.279 | 20.44 | 21.621 | 22.803 | 23.99 | 25.183 | 26.381 | 27.586 | 28.795 | 30.011 | 31.232 | 32.458 | 32.771 | NPgN | GSP | NPg Planning Scenario | Total installed PV capacity - domestic (MW)
NPg Planning Scenario | Gen_BB013 | MW | NPgN | SALTHOLME | Total installed PV capacity - domestic (MW) | SALH_1 | 0.156 | 0.157 | 0.167 | 0.181 | 0.195 | 0.216 | 0.262 | 0.309 | 0.355 | 0.401 | 0.447 | 0.492 | 0.539 | 0.587 | 0.635 | 0.683 | 0.731 | 0.784 | 0.838 | 0.891 | 0.945 | 0.999 | 1.053 | 1.108 | 1.162 | 1.217 | 1.273 | 1.328 | 1.384 | 1.44 | 1.496 | 1.511 | NPgN | GSP | NPg Planning Scenario | Total installed PV capacity - domestic (MW)
NPg Planning Scenario | Gen_BB013 | MW | NPgN | SOUTH SHIELDS | Total installed PV capacity - domestic (MW) | SSHI_3 | 3.235 | 3.258 | 3.503 | 3.85 | 4.211 | 4.711 | 5.855 | 7.004 | 8.162 | 9.305 | 10.433 | 11.549 | 12.73 | 13.897 | 15.091 | 16.288 | 17.482 | 18.786 | 20.143 | 21.457 | 22.778 | 24.122 | 25.467 | 26.818 | 28.175 | 29.539 | 30.91 | 32.286 | 33.669 | 35.059 | 36.455 | 36.811 | NPgN | GSP | NPg Planning Scenario | Total installed PV capacity - domestic (MW)
NPg Planning Scenario | Gen_BB013 | MW | NPgN | SPADEADAM | Total installed PV capacity - domestic (MW) | KIELD01 and SPAD20 | 0.564 | 0.568 | 0.611 | 0.672 | 0.735 | 0.823 | 1.024 | 1.226 | 1.429 | 1.629 | 1.827 | 2.023 | 2.23 | 2.435 | 2.645 | 2.855 | 3.064 | 3.293 | 3.531 | 3.762 | 3.994 | 4.23 | 4.466 | 4.703 | 4.941 | 5.181 | 5.421 | 5.663 | 5.905 | 6.149 | 6.394 | 6.457 | NPgN | GSP | NPg Planning Scenario | Total installed PV capacity - domestic (MW)
NPg Planning Scenario | Gen_BB013 | MW | NPgN | SPENNYMOOR | Total installed PV capacity - domestic (MW) | SPEN_1 | 17.536 | 17.651 | 18.904 | 20.673 | 22.512 | 25.062 | 30.909 | 36.772 | 42.672 | 48.5 | 54.254 | 59.942 | 65.966 | 71.916 | 78.002 | 84.105 | 90.194 | 96.841 | 103.76 | 110.46 | 117.195 | 124.047 | 130.903 | 137.792 | 144.714 | 151.668 | 158.655 | 165.674 | 172.725 | 179.81 | 186.926 | 188.742 | NPgN | GSP | NPg Planning Scenario | Total installed PV capacity - domestic (MW)
NPg Planning Scenario | Gen_BB013 | MW | NPgN | STELLA NORTH | Total installed PV capacity - domestic (MW) | STEN_1 | 8.004 | 8.084 | 8.958 | 10.191 | 11.473 | 13.251 | 17.26 | 21.348 | 25.463 | 29.526 | 33.539 | 37.505 | 41.706 | 45.855 | 50.099 | 54.355 | 58.601 | 63.236 | 68.06 | 72.732 | 77.429 | 82.207 | 86.988 | 91.792 | 96.619 | 101.468 | 106.34 | 111.234 | 116.152 | 121.091 | 126.054 | 127.32 | NPgN | GSP | NPg Planning Scenario | Total installed PV capacity - domestic (MW)
NPg Planning Scenario | Gen_BB013 | MW | NPgN | STELLA SOUTH | Total installed PV capacity - domestic (MW) | STES_1 | 11.428 | 11.497 | 12.253 | 13.32 | 14.429 | 15.967 | 19.508 | 23.044 | 26.603 | 30.117 | 33.588 | 37.019 | 40.652 | 44.241 | 47.912 | 51.593 | 55.266 | 59.275 | 63.448 | 67.489 | 71.552 | 75.684 | 79.82 | 83.975 | 88.15 | 92.344 | 96.558 | 100.792 | 105.045 | 109.318 | 113.611 | 114.706 | NPgN | GSP | NPg Planning Scenario | Total installed PV capacity - domestic (MW)
NPg Planning Scenario | Gen_BB013 | MW | NPgN | TYNEMOUTH | Total installed PV capacity - domestic (MW) | TYNE_1 | 8.723 | 8.792 | 9.549 | 10.617 | 11.727 | 13.267 | 16.769 | 20.309 | 23.873 | 27.392 | 30.867 | 34.302 | 37.94 | 41.534 | 45.209 | 48.895 | 52.572 | 56.587 | 60.765 | 64.812 | 68.879 | 73.017 | 77.158 | 81.318 | 85.499 | 89.698 | 93.918 | 98.157 | 102.416 | 106.694 | 110.992 | 112.088 | NPgN | GSP | NPg Planning Scenario | Total installed PV capacity - domestic (MW)
NPg Planning Scenario | Gen_BB013 | MW | NPgN | WEST BOLDON | Total installed PV capacity - domestic (MW) | WBOL_6 | 15.143 | 15.236 | 16.258 | 17.7 | 19.199 | 21.278 | 26.059 | 30.838 | 35.649 | 40.4 | 45.091 | 49.728 | 54.639 | 59.49 | 64.452 | 69.427 | 74.391 | 79.81 | 85.451 | 90.913 | 96.404 | 101.99 | 107.58 | 113.196 | 118.839 | 124.508 | 130.204 | 135.927 | 141.676 | 147.451 | 153.253 | 154.733 | NPgN | GSP | NPg Planning Scenario | Total installed PV capacity - domestic (MW)
NPg Planning Scenario | Gen_BB013 | MW | NPgY | BRADFORD WEST | Total installed PV capacity - domestic (MW) | BRAW_1 | 18.321 | 18.527 | 20.528 | 23.499 | 27.059 | 31.911 | 42.34 | 53.056 | 63.846 | 74.584 | 85.271 | 95.914 | 107.294 | 118.625 | 130.144 | 141.714 | 153.303 | 165.556 | 178.149 | 190.529 | 202.983 | 215.77 | 228.598 | 241.498 | 254.469 | 267.512 | 280.626 | 293.812 | 307.07 | 320.399 | 321.788 | 320.962 | NPgY | GSP | NPg Planning Scenario | Total installed PV capacity - domestic (MW)
NPg Planning Scenario | Gen_BB013 | MW | NPgY | CAMBLESFORTH | Total installed PV capacity - domestic (MW) | CAMB_01 | 3.101 | 3.122 | 3.327 | 3.631 | 3.996 | 4.492 | 5.589 | 6.686 | 7.791 | 8.891 | 9.985 | 11.075 | 12.24 | 13.4 | 14.58 | 15.765 | 16.951 | 18.206 | 19.495 | 20.763 | 22.038 | 23.348 | 24.661 | 25.982 | 27.31 | 28.646 | 29.989 | 31.339 | 32.696 | 34.061 | 34.203 | 34.116 | NPgY | GSP | NPg Planning Scenario | Total installed PV capacity - domestic (MW)
NPg Planning Scenario | Gen_BB013 | MW | NPgY | CREYKE BECK | Total installed PV capacity - domestic (MW) | CREB_1 | 26.185 | 26.416 | 28.65 | 31.968 | 35.945 | 41.363 | 53.146 | 65.114 | 77.165 | 89.159 | 101.096 | 112.983 | 125.693 | 138.349 | 151.214 | 164.137 | 177.081 | 190.766 | 204.831 | 218.659 | 232.568 | 246.85 | 261.178 | 275.585 | 290.073 | 304.64 | 319.288 | 334.015 | 348.823 | 363.711 | 365.261 | 364.325 | NPgY | GSP | NPg Planning Scenario | Total installed PV capacity - domestic (MW)
NPg Planning Scenario | Gen_BB013 | MW | NPgY | DRAX | Total installed PV capacity - domestic (MW) | DRAX_YEDL | 0.764 | 0.79 | 1.046 | 1.427 | 1.883 | 2.505 | 3.804 | 5.176 | 6.558 | 7.934 | 9.303 | 10.666 | 12.124 | 13.575 | 15.051 | 16.533 | 18.018 | 19.587 | 21.2 | 22.786 | 24.382 | 26.02 | 27.663 | 29.315 | 30.977 | 32.648 | 34.328 | 36.017 | 37.715 | 39.422 | 39.6 | 39.499 | NPgY | GSP | NPg Planning Scenario | Total installed PV capacity - domestic (MW)
NPg Planning Scenario | Gen_BB013 | MW | NPgY | ELLAND | Total installed PV capacity - domestic (MW) | ELLA_1 | 18.71 | 18.865 | 20.367 | 22.597 | 25.268 | 28.91 | 36.853 | 44.896 | 52.994 | 61.053 | 69.074 | 77.062 | 85.604 | 94.107 | 102.753 | 111.437 | 120.135 | 129.33 | 138.782 | 148.074 | 157.421 | 167.018 | 176.646 | 186.327 | 196.062 | 205.851 | 215.694 | 225.591 | 235.541 | 245.545 | 246.587 | 245.955 | NPgY | GSP | NPg Planning Scenario | Total installed PV capacity - domestic (MW)
NPg Planning Scenario | Gen_BB013 | MW | NPgY | FERRYBRIDGE A | Total installed PV capacity - domestic (MW) | FERRA2 | 8.878 | 8.927 | 9.406 | 10.118 | 10.971 | 12.133 | 14.736 | 17.302 | 19.887 | 22.459 | 25.019 | 27.568 | 30.293 | 33.007 | 35.766 | 38.538 | 41.313 | 44.248 | 47.264 | 50.23 | 53.213 | 56.275 | 59.348 | 62.438 | 65.544 | 68.668 | 71.81 | 74.968 | 78.143 | 81.336 | 81.668 | 81.459 | NPgY | GSP | NPg Planning Scenario | Total installed PV capacity - domestic (MW)
NPg Planning Scenario | Gen_BB013 | MW | NPgY | FERRYBRIDGE B | Total installed PV capacity - domestic (MW) | FERRB9 | 15.306 | 15.414 | 16.469 | 18.035 | 19.912 | 22.469 | 28.099 | 33.748 | 39.436 | 45.096 | 50.73 | 56.34 | 62.339 | 68.312 | 74.384 | 80.483 | 86.592 | 93.051 | 99.69 | 106.216 | 112.781 | 119.521 | 126.284 | 133.083 | 139.921 | 146.796 | 153.71 | 160.661 | 167.649 | 174.676 | 175.408 | 174.958 | NPgY | GSP | NPg Planning Scenario | Total installed PV capacity - domestic (MW)
NPg Planning Scenario | Gen_BB013 | MW | NPgY | GRIMSBY WEST | Total installed PV capacity - domestic (MW) | GRIW_1 | 10.625 | 10.705 | 11.48 | 12.63 | 14.009 | 15.888 | 20.008 | 24.158 | 28.336 | 32.494 | 36.632 | 40.753 | 45.159 | 49.547 | 54.007 | 58.487 | 62.974 | 67.719 | 72.595 | 77.389 | 82.211 | 87.162 | 92.129 | 97.124 | 102.147 | 107.197 | 112.275 | 117.381 | 122.514 | 127.676 | 128.213 | 127.884 | NPgY | GSP | NPg Planning Scenario | Total installed PV capacity - domestic (MW)
NPg Planning Scenario | Gen_BB013 | MW | NPgY | JORDANTHORPE | Total installed PV capacity - domestic (MW) | JORD_3 | 3.167 | 3.191 | 3.425 | 3.774 | 4.191 | 4.759 | 6.005 | 7.261 | 8.525 | 9.783 | 11.036 | 12.283 | 13.616 | 14.944 | 16.294 | 17.65 | 19.008 | 20.443 | 21.919 | 23.37 | 24.829 | 26.327 | 27.83 | 29.342 | 30.862 | 32.39 | 33.927 | 35.472 | 37.026 | 38.587 | 38.75 | 38.651 | NPgY | GSP | NPg Planning Scenario | Total installed PV capacity - domestic (MW)
NPg Planning Scenario | Gen_BB013 | MW | NPgY | KEADBY | Total installed PV capacity - domestic (MW) | KEAD_YEDL | 28.432 | 28.542 | 29.607 | 31.189 | 33.084 | 35.667 | 41.655 | 47.36 | 53.104 | 58.82 | 64.509 | 70.175 | 76.233 | 82.265 | 88.397 | 94.556 | 100.725 | 107.248 | 113.952 | 120.542 | 127.172 | 133.979 | 140.808 | 147.675 | 154.58 | 161.523 | 168.504 | 175.524 | 182.581 | 189.677 | 190.416 | 189.928 | NPgY | GSP | NPg Planning Scenario | Total installed PV capacity - domestic (MW)
NPg Planning Scenario | Gen_BB013 | MW | NPgY | KIRKSTALL B | Total installed PV capacity - domestic (MW) | KIRKB1 | 8.375 | 8.462 | 9.304 | 10.554 | 12.053 | 14.095 | 18.501 | 23.012 | 27.554 | 32.075 | 36.574 | 41.054 | 45.845 | 50.615 | 55.464 | 60.334 | 65.213 | 70.371 | 75.672 | 80.884 | 86.126 | 91.509 | 96.909 | 102.34 | 107.8 | 113.291 | 118.811 | 124.362 | 129.943 | 135.554 | 136.139 | 135.79 | NPgY | GSP | NPg Planning Scenario | Total installed PV capacity - domestic (MW)
NPg Planning Scenario | Gen_BB013 | MW | NPgY | NEEPSEND | Total installed PV capacity - domestic (MW) | NEEP_3 | 3.314 | 3.353 | 3.724 | 4.275 | 4.935 | 5.835 | 7.767 | 9.755 | 11.756 | 13.748 | 15.73 | 17.704 | 19.815 | 21.916 | 24.053 | 26.199 | 28.348 | 30.621 | 32.957 | 35.253 | 37.563 | 39.934 | 42.314 | 44.706 | 47.112 | 49.531 | 51.964 | 54.409 | 56.868 | 59.341 | 59.598 | 59.445 | NPgY | GSP | NPg Planning Scenario | Total installed PV capacity - domestic (MW)
NPg Planning Scenario | Gen_BB013 | MW | NPgY | NORTON LEES | Total installed PV capacity - domestic (MW) | NORL_3 | 3.315 | 3.353 | 3.727 | 4.281 | 4.945 | 5.85 | 7.794 | 9.793 | 11.806 | 13.81 | 15.804 | 17.79 | 19.913 | 22.027 | 24.176 | 26.335 | 28.497 | 30.783 | 33.133 | 35.443 | 37.766 | 40.152 | 42.545 | 44.952 | 47.372 | 49.806 | 52.253 | 54.713 | 57.186 | 59.673 | 59.932 | 59.779 | NPgY | GSP | NPg Planning Scenario | Total installed PV capacity - domestic (MW)
NPg Planning Scenario | Gen_BB013 | MW | NPgY | PITSMOOR 3/4 | Total installed PV capacity - domestic (MW) | PITS_BB_B | 0.792 | 0.808 | 0.967 | 1.203 | 1.485 | 1.87 | 2.683 | 3.533 | 4.39 | 5.242 | 6.091 | 6.936 | 7.839 | 8.738 | 9.653 | 10.571 | 11.491 | 12.464 | 13.464 | 14.446 | 15.435 | 16.45 | 17.468 | 18.492 | 19.522 | 20.558 | 21.599 | 22.645 | 23.698 | 24.756 | 24.866 | 24.802 | NPgY | GSP | NPg Planning Scenario | Total installed PV capacity - domestic (MW)
NPg Planning Scenario | Gen_BB013 | MW | NPgY | SALTEND NORTH | Total installed PV capacity - domestic (MW) | SALT_1 | 3.744 | 3.775 | 4.066 | 4.499 | 5.018 | 5.725 | 7.269 | 8.831 | 10.403 | 11.968 | 13.525 | 15.076 | 16.734 | 18.385 | 20.063 | 21.749 | 23.438 | 25.223 | 27.058 | 28.862 | 30.677 | 32.54 | 34.409 | 36.289 | 38.179 | 40.079 | 41.99 | 43.912 | 45.844 | 47.786 | 47.988 | 47.865 | NPgY | GSP | NPg Planning Scenario | Total installed PV capacity - domestic (MW)
NPg Planning Scenario | Gen_BB013 | MW | NPgY | SHEFFIELD CITY | Total installed PV capacity - domestic (MW) | SHEC_3 | 1.172 | 1.193 | 1.388 | 1.678 | 2.025 | 2.499 | 3.502 | 4.548 | 5.601 | 6.649 | 7.692 | 8.731 | 9.841 | 10.947 | 12.071 | 13.2 | 14.331 | 15.527 | 16.756 | 17.964 | 19.18 | 20.428 | 21.68 | 22.939 | 24.205 | 25.477 | 26.757 | 28.044 | 29.338 | 30.639 | 30.774 | 30.695 | NPgY | GSP | NPg Planning Scenario | Total installed PV capacity - domestic (MW)
NPg Planning Scenario | Gen_BB013 | MW | NPgY | SKELTON GRANGE | Total installed PV capacity - domestic (MW) | SKLGB1 | 20.471 | 20.695 | 22.865 | 26.087 | 29.948 | 35.21 | 46.536 | 58.159 | 69.862 | 81.509 | 93.101 | 104.644 | 116.988 | 129.277 | 141.77 | 154.32 | 166.89 | 180.179 | 193.838 | 207.266 | 220.774 | 234.643 | 248.557 | 262.548 | 276.617 | 290.763 | 304.988 | 319.289 | 333.669 | 348.126 | 349.632 | 348.736 | NPgY | GSP | NPg Planning Scenario | Total installed PV capacity - domestic (MW)
NPg Planning Scenario | Gen_BB013 | MW | NPgY | TEMPLEBOROUGH 275/33KV | Total installed PV capacity - domestic (MW) | TEMP_3 | 0.349 | 0.352 | 0.382 | 0.425 | 0.477 | 0.547 | 0.701 | 0.857 | 1.014 | 1.17 | 1.326 | 1.481 | 1.647 | 1.812 | 1.979 | 2.148 | 2.316 | 2.495 | 2.678 | 2.858 | 3.04 | 3.226 | 3.413 | 3.6 | 3.789 | 3.979 | 4.17 | 4.362 | 4.555 | 4.749 | 4.769 | 4.757 | NPgY | GSP | NPg Planning Scenario | Total installed PV capacity - domestic (MW)
NPg Planning Scenario | Gen_BB013 | MW | NPgY | THURCROFT | Total installed PV capacity - domestic (MW) | THUR_6 | 18.993 | 19.073 | 19.843 | 20.986 | 22.356 | 24.223 | 28.516 | 32.64 | 36.793 | 40.925 | 45.038 | 49.134 | 53.514 | 57.874 | 62.307 | 66.76 | 71.22 | 75.936 | 80.782 | 85.547 | 90.339 | 95.261 | 100.197 | 105.162 | 110.154 | 115.173 | 120.22 | 125.295 | 130.397 | 135.527 | 136.061 | 135.712 | NPgY | GSP | NPg Planning Scenario | Total installed PV capacity - domestic (MW)
NPg Planning Scenario | Gen_BB013 | MW | NPgY | WEST MELTON / THORPE MARSH | Total installed PV capacity - domestic (MW) | WMEL_THOM | 29.198 | 29.358 | 30.909 | 33.211 | 35.969 | 39.729 | 48.162 | 56.465 | 64.826 | 73.148 | 81.429 | 89.677 | 98.495 | 107.275 | 116.201 | 125.167 | 134.148 | 143.642 | 153.401 | 162.995 | 172.645 | 182.554 | 192.494 | 202.49 | 212.542 | 222.649 | 232.811 | 243.029 | 253.303 | 263.632 | 264.708 | 264.029 | NPgY | GSP | NPg Planning Scenario | Total installed PV capacity - domestic (MW)
NPg Planning Scenario | Gen_BB013 | MW | NPgY | WEST MELTON SECTION 3 | Total installed PV capacity - domestic (MW) | WMEL_BB3 | 25.561 | 25.702 | 27.076 | 29.115 | 31.558 | 34.888 | 42.349 | 49.704 | 57.109 | 64.479 | 71.814 | 79.118 | 86.929 | 94.705 | 102.61 | 110.551 | 118.505 | 126.914 | 135.557 | 144.054 | 152.601 | 161.377 | 170.181 | 179.034 | 187.937 | 196.888 | 205.889 | 214.939 | 224.038 | 233.186 | 234.139 | 233.538 | NPgY | GSP | NPg Planning Scenario | Total installed PV capacity - domestic (MW)
NPg Planning Scenario | Gen_BB013 | MW | NPgY | WINCOBANK | Total installed PV capacity - domestic (MW) | WIBA_3 | 0.989 | 0.996 | 1.057 | 1.148 | 1.258 | 1.406 | 1.737 | 2.065 | 2.397 | 2.726 | 3.054 | 3.381 | 3.73 | 4.078 | 4.431 | 4.787 | 5.142 | 5.518 | 5.905 | 6.285 | 6.667 | 7.06 | 7.453 | 7.849 | 8.247 | 8.648 | 9.05 | 9.455 | 9.862 | 10.271 | 10.313 | 10.287 | NPgY | GSP | NPg Planning Scenario | Total installed PV capacity - domestic (MW)
NPg Planning Scenario | Gen_BB012 | MW | NPgN | BLYTH 66kV | Total installed PV capacity - I&C and large (MW) | BLYTB1 | 1 | 1.06 | 11.988 | 22.91 | 34.093 | 45.473 | 56.795 | 68.059 | 79.262 | 90.469 | 101.679 | 113.292 | 116.726 | 120.497 | 123.935 | 127.486 | 129.84 | 130.735 | 130.762 | 131.655 | 133.475 | 136.169 | 138.851 | 141.884 | 144.268 | 145.651 | 146.323 | 146.712 | 147.1 | 147.487 | 147.873 | 148.258 | NPgN | GSP | NPg Planning Scenario | Total installed PV capacity - I&C and large (MW)
NPg Planning Scenario | Gen_BB012 | MW | NPgN | BLYTH 132kV | Total installed PV capacity - I&C and large (MW) | BLYTH132 | 0.886 | 0.893 | 20.191 | 39.485 | 58.951 | 78.733 | 98.412 | 117.991 | 137.466 | 156.881 | 176.235 | 196.24 | 201.649 | 207.586 | 213.003 | 218.609 | 222.07 | 223.296 | 223.143 | 224.361 | 227.217 | 231.506 | 235.756 | 240.625 | 244.346 | 246.298 | 246.993 | 247.187 | 247.38 | 247.572 | 247.761 | 247.95 | NPgN | GSP | NPg Planning Scenario | Total installed PV capacity - I&C and large (MW)
NPg Planning Scenario | Gen_BB012 | MW | NPgN | FOURSTONES | Total installed PV capacity - I&C and large (MW) | FOUR_1 | 0.262 | 0.265 | 1.268 | 2.27 | 3.341 | 4.435 | 5.524 | 6.608 | 7.685 | 8.774 | 9.873 | 11.019 | 11.438 | 11.899 | 12.318 | 12.749 | 13.076 | 13.214 | 13.248 | 13.388 | 13.611 | 13.933 | 14.257 | 14.612 | 14.908 | 15.113 | 15.253 | 15.367 | 15.48 | 15.594 | 15.708 | 15.821 | NPgN | GSP | NPg Planning Scenario | Total installed PV capacity - I&C and large (MW)
NPg Planning Scenario | Gen_BB012 | MW | NPgN | HARTMOOR | Total installed PV capacity - I&C and large (MW) | HARM_6 | 0.92 | 0.926 | 6.33 | 11.73 | 17.288 | 22.946 | 28.576 | 34.178 | 39.748 | 45.327 | 50.915 | 56.708 | 58.472 | 60.41 | 62.176 | 63.999 | 65.234 | 65.712 | 65.745 | 66.224 | 67.159 | 68.539 | 69.915 | 71.464 | 72.692 | 73.425 | 73.807 | 74.049 | 74.291 | 74.532 | 74.773 | 75.013 | NPgN | GSP | NPg Planning Scenario | Total installed PV capacity - I&C and large (MW)
NPg Planning Scenario | Gen_BB012 | MW | NPgN | HAWTHORN PIT GRID | Total installed PV capacity - I&C and large (MW) | HAWP_6 | 6.445 | 6.451 | 12.095 | 17.736 | 23.52 | 29.407 | 35.264 | 41.092 | 46.887 | 52.686 | 58.49 | 64.503 | 66.297 | 68.266 | 70.062 | 71.916 | 73.153 | 73.627 | 73.646 | 74.119 | 75.069 | 76.475 | 77.875 | 79.457 | 80.703 | 81.432 | 81.794 | 82.01 | 82.225 | 82.44 | 82.655 | 82.869 | NPgN | GSP | NPg Planning Scenario | Total installed PV capacity - I&C and large (MW)
NPg Planning Scenario | Gen_BB012 | MW | NPgN | KNARESBOROUGH | Total installed PV capacity - I&C and large (MW) | KNARE_111 | 12.216 | 12.231 | 34.678 | 57.116 | 79.914 | 103.097 | 126.16 | 149.106 | 171.928 | 194.717 | 217.473 | 241.018 | 247.67 | 254.973 | 261.634 | 268.52 | 272.928 | 274.549 | 274.481 | 276.095 | 279.614 | 284.861 | 290.072 | 296.003 | 300.6 | 303.139 | 304.218 | 304.715 | 305.21 | 305.703 | 306.194 | 306.684 | NPgN | GSP | NPg Planning Scenario | Total installed PV capacity - I&C and large (MW)
NPg Planning Scenario | Gen_BB012 | MW | NPgN | LACKENBY | Total installed PV capacity - I&C and large (MW) | LACK_6 | 13.774 | 13.785 | 19.622 | 25.453 | 31.544 | 37.755 | 43.935 | 50.083 | 56.197 | 62.341 | 68.515 | 74.93 | 77.041 | 79.362 | 81.475 | 83.653 | 85.205 | 85.833 | 85.931 | 86.561 | 87.684 | 89.322 | 90.96 | 92.786 | 94.266 | 95.212 | 95.779 | 96.195 | 96.611 | 97.026 | 97.441 | 97.855 | NPgN | GSP | NPg Planning Scenario | Total installed PV capacity - I&C and large (MW)
NPg Planning Scenario | Gen_BB012 | MW | NPgN | NORTON | Total installed PV capacity - I&C and large (MW) | NORT_1 | 59.764 | 59.799 | 106.054 | 152.29 | 199.379 | 247.275 | 294.924 | 342.331 | 389.482 | 436.59 | 483.656 | 532.375 | 546.343 | 561.678 | 575.664 | 590.117 | 599.477 | 602.959 | 602.897 | 606.368 | 613.759 | 624.758 | 635.689 | 648.104 | 657.77 | 663.198 | 665.616 | 666.836 | 668.052 | 669.264 | 670.472 | 671.676 | NPgN | GSP | NPg Planning Scenario | Total installed PV capacity - I&C and large (MW)
NPg Planning Scenario | Gen_BB012 | MW | NPgN | OFFERTON | Total installed PV capacity - I&C and large (MW) | OFFE_3 | 0.15 | 0.153 | 0.561 | 0.966 | 1.462 | 1.974 | 2.484 | 2.992 | 3.496 | 4.019 | 4.561 | 5.135 | 5.447 | 5.791 | 6.103 | 6.422 | 6.706 | 6.839 | 6.896 | 7.031 | 7.199 | 7.431 | 7.668 | 7.918 | 8.144 | 8.333 | 8.496 | 8.649 | 8.802 | 8.955 | 9.108 | 9.261 | NPgN | GSP | NPg Planning Scenario | Total installed PV capacity - I&C and large (MW)
NPg Planning Scenario | Gen_BB012 | MW | NPgN | OSBALDWICK | Total installed PV capacity - I&C and large (MW) | OSBA_1 | 8.455 | 8.476 | 63.41 | 118.331 | 173.774 | 230.119 | 286.17 | 341.934 | 397.404 | 452.71 | 507.85 | 564.847 | 580.312 | 597.286 | 612.773 | 628.798 | 638.721 | 642.248 | 641.833 | 645.336 | 653.503 | 665.761 | 677.907 | 691.818 | 702.461 | 708.067 | 710.095 | 710.699 | 711.298 | 711.893 | 712.484 | 713.069 | NPgN | GSP | NPg Planning Scenario | Total installed PV capacity - I&C and large (MW)
NPg Planning Scenario | Gen_BB012 | MW | NPgN | POPPLETON | Total installed PV capacity - I&C and large (MW) | POPP_3 | 0.429 | 0.431 | 2.121 | 3.81 | 5.562 | 7.347 | 9.123 | 10.89 | 12.647 | 14.41 | 16.179 | 18.015 | 18.599 | 19.24 | 19.824 | 20.426 | 20.846 | 21.012 | 21.032 | 21.199 | 21.509 | 21.963 | 22.417 | 22.925 | 23.333 | 23.586 | 23.729 | 23.828 | 23.928 | 24.027 | 24.126 | 24.225 | NPgN | GSP | NPg Planning Scenario | Total installed PV capacity - I&C and large (MW)
NPg Planning Scenario | Gen_BB012 | MW | NPgN | SALTHOLME | Total installed PV capacity - I&C and large (MW) | SALH_1 | 0.056 | 0.056 | 0.477 | 0.898 | 1.331 | 1.771 | 2.21 | 2.646 | 3.08 | 3.514 | 3.95 | 4.401 | 4.538 | 4.689 | 4.826 | 4.968 | 5.064 | 5.101 | 5.103 | 5.141 | 5.213 | 5.321 | 5.428 | 5.548 | 5.644 | 5.701 | 5.73 | 5.749 | 5.767 | 5.786 | 5.805 | 5.823 | NPgN | GSP | NPg Planning Scenario | Total installed PV capacity - I&C and large (MW)
NPg Planning Scenario | Gen_BB012 | MW | NPgN | SOUTH SHIELDS | Total installed PV capacity - I&C and large (MW) | SSHI_3 | 0.57 | 0.574 | 0.584 | 0.593 | 0.687 | 0.792 | 0.896 | 1 | 1.103 | 1.225 | 1.368 | 1.529 | 1.728 | 1.948 | 2.148 | 2.35 | 2.56 | 2.667 | 2.727 | 2.836 | 2.944 | 3.087 | 3.236 | 3.384 | 3.532 | 3.681 | 3.828 | 3.976 | 4.124 | 4.272 | 4.42 | 4.567 | NPgN | GSP | NPg Planning Scenario | Total installed PV capacity - I&C and large (MW)
NPg Planning Scenario | Gen_BB012 | MW | NPgN | SPADEADAM | Total installed PV capacity - I&C and large (MW) | KIELD01 and SPAD20 | 0.064 | 0.065 | 0.849 | 1.632 | 2.442 | 3.268 | 4.089 | 4.906 | 5.718 | 6.533 | 7.349 | 8.197 | 8.462 | 8.753 | 9.018 | 9.292 | 9.481 | 9.556 | 9.563 | 9.638 | 9.778 | 9.985 | 10.191 | 10.423 | 10.608 | 10.721 | 10.784 | 10.826 | 10.868 | 10.91 | 10.951 | 10.993 | NPgN | GSP | NPg Planning Scenario | Total installed PV capacity - I&C and large (MW)
NPg Planning Scenario | Gen_BB012 | MW | NPgN | SPENNYMOOR | Total installed PV capacity - I&C and large (MW) | SPEN_1 | 3.714 | 3.735 | 40.45 | 77.153 | 114.349 | 152.164 | 189.783 | 227.209 | 264.437 | 301.587 | 338.661 | 377.006 | 387.669 | 399.374 | 410.052 | 421.094 | 428.074 | 430.608 | 430.43 | 432.951 | 438.588 | 447.015 | 455.376 | 464.916 | 472.273 | 476.264 | 477.865 | 478.515 | 479.161 | 479.805 | 480.445 | 481.083 | NPgN | GSP | NPg Planning Scenario | Total installed PV capacity - I&C and large (MW)
NPg Planning Scenario | Gen_BB012 | MW | NPgN | STELLA NORTH | Total installed PV capacity - I&C and large (MW) | STEN_1 | 1.976 | 1.989 | 4.555 | 7.114 | 9.987 | 12.936 | 15.872 | 18.793 | 21.695 | 24.657 | 27.679 | 30.85 | 32.235 | 33.759 | 35.145 | 36.565 | 37.733 | 38.257 | 38.439 | 38.968 | 39.71 | 40.757 | 41.817 | 42.959 | 43.95 | 44.708 | 45.3 | 45.827 | 46.353 | 46.879 | 47.405 | 47.931 | NPgN | GSP | NPg Planning Scenario | Total installed PV capacity - I&C and large (MW)
NPg Planning Scenario | Gen_BB012 | MW | NPgN | STELLA SOUTH | Total installed PV capacity - I&C and large (MW) | STES_1 | 6.858 | 6.87 | 24.805 | 42.733 | 60.949 | 79.472 | 97.899 | 116.232 | 134.467 | 152.676 | 170.857 | 189.67 | 194.986 | 200.821 | 206.143 | 211.645 | 215.168 | 216.463 | 216.409 | 217.699 | 220.51 | 224.703 | 228.866 | 233.606 | 237.279 | 239.308 | 240.17 | 240.567 | 240.963 | 241.358 | 241.751 | 242.142 | NPgN | GSP | NPg Planning Scenario | Total installed PV capacity - I&C and large (MW)
NPg Planning Scenario | Gen_BB012 | MW | NPgN | TYNEMOUTH | Total installed PV capacity - I&C and large (MW) | TYNE_1 | 1.281 | 1.289 | 1.993 | 2.694 | 3.58 | 4.499 | 5.414 | 6.325 | 7.229 | 8.172 | 9.155 | 10.201 | 10.808 | 11.478 | 12.086 | 12.707 | 13.27 | 13.537 | 13.656 | 13.927 | 14.254 | 14.705 | 15.165 | 15.648 | 16.09 | 16.468 | 16.802 | 17.118 | 17.433 | 17.749 | 18.064 | 18.38 | NPgN | GSP | NPg Planning Scenario | Total installed PV capacity - I&C and large (MW)
NPg Planning Scenario | Gen_BB012 | MW | NPgN | WEST BOLDON | Total installed PV capacity - I&C and large (MW) | WBOL_6 | 7.379 | 7.391 | 9.561 | 11.724 | 14.182 | 16.708 | 19.223 | 21.725 | 24.211 | 26.754 | 29.355 | 32.088 | 33.327 | 34.69 | 35.93 | 37.2 | 38.26 | 38.739 | 38.914 | 39.398 | 40.062 | 40.996 | 41.943 | 42.959 | 43.848 | 44.539 | 45.091 | 45.587 | 46.083 | 46.579 | 47.075 | 47.57 | NPgN | GSP | NPg Planning Scenario | Total installed PV capacity - I&C and large (MW)
NPg Planning Scenario | Gen_BB012 | MW | NPgY | BRADFORD WEST | Total installed PV capacity - I&C and large (MW) | BRAW_1 | 4.175 | 4.202 | 6.93 | 9.644 | 12.418 | 15.835 | 19.235 | 22.617 | 25.981 | 29.35 | 32.724 | 36.223 | 38.092 | 40.145 | 42.017 | 43.953 | 45.187 | 45.638 | 45.614 | 46.063 | 47.052 | 48.528 | 49.993 | 51.663 | 52.954 | 53.662 | 53.957 | 54.086 | 54.216 | 54.344 | 54.472 | 54.6 | NPgY | GSP | NPg Planning Scenario | Total installed PV capacity - I&C and large (MW)
NPg Planning Scenario | Gen_BB012 | MW | NPgY | CAMBLESFORTH | Total installed PV capacity - I&C and large (MW) | CAMB_01 | 0.914 | 0.941 | 1.457 | 1.957 | 2.517 | 3.198 | 3.875 | 4.549 | 5.218 | 5.906 | 6.614 | 7.361 | 7.864 | 8.418 | 8.922 | 9.44 | 9.845 | 10.02 | 10.071 | 10.248 | 10.517 | 10.902 | 11.289 | 11.712 | 12.069 | 12.327 | 12.513 | 12.672 | 12.83 | 12.988 | 13.146 | 13.304 | NPgY | GSP | NPg Planning Scenario | Total installed PV capacity - I&C and large (MW)
NPg Planning Scenario | Gen_BB012 | MW | NPgY | CREYKE BECK | Total installed PV capacity - I&C and large (MW) | CREB_1 | 27.198 | 27.437 | 47.355 | 67.142 | 87.46 | 112.474 | 137.361 | 162.123 | 186.745 | 211.438 | 236.208 | 261.914 | 275.86 | 291.173 | 305.138 | 319.569 | 328.911 | 332.384 | 332.318 | 335.781 | 343.161 | 354.144 | 365.058 | 377.456 | 387.108 | 392.522 | 394.931 | 396.141 | 397.348 | 398.551 | 399.749 | 400.945 | NPgY | GSP | NPg Planning Scenario | Total installed PV capacity - I&C and large (MW)
NPg Planning Scenario | Gen_BB012 | MW | NPgY | DRAX | Total installed PV capacity - I&C and large (MW) | DRAX_YEDL | 1.331 | 1.37 | 3.786 | 6.179 | 8.66 | 11.71 | 14.744 | 17.763 | 20.765 | 23.784 | 26.821 | 29.98 | 31.743 | 33.68 | 35.445 | 37.268 | 38.484 | 38.948 | 38.967 | 39.431 | 40.366 | 41.748 | 43.125 | 44.68 | 45.905 | 46.621 | 46.976 | 47.187 | 47.397 | 47.608 | 47.817 | 48.027 | NPgY | GSP | NPg Planning Scenario | Total installed PV capacity - I&C and large (MW)
NPg Planning Scenario | Gen_BB012 | MW | NPgY | ELLAND | Total installed PV capacity - I&C and large (MW) | ELLA_1 | 3.825 | 3.845 | 6.528 | 9.2 | 11.916 | 15.266 | 18.599 | 21.914 | 25.212 | 28.509 | 31.805 | 35.22 | 37.014 | 38.983 | 40.779 | 42.637 | 43.799 | 44.215 | 44.175 | 44.59 | 45.537 | 46.957 | 48.365 | 49.975 | 51.211 | 51.87 | 52.121 | 52.209 | 52.296 | 52.383 | 52.469 | 52.554 | NPgY | GSP | NPg Planning Scenario | Total installed PV capacity - I&C and large (MW)
NPg Planning Scenario | Gen_BB012 | MW | NPgY | FERRYBRIDGE A | Total installed PV capacity - I&C and large (MW) | FERRA2 | 1.199 | 1.232 | 5.122 | 8.993 | 12.937 | 17.799 | 22.637 | 27.45 | 32.236 | 37.025 | 41.817 | 46.783 | 49.412 | 52.297 | 54.93 | 57.653 | 59.369 | 59.99 | 59.943 | 60.561 | 61.951 | 64.029 | 66.091 | 68.444 | 70.258 | 71.237 | 71.626 | 71.778 | 71.93 | 72.081 | 72.232 | 72.381 | NPgY | GSP | NPg Planning Scenario | Total installed PV capacity - I&C and large (MW)
NPg Planning Scenario | Gen_BB012 | MW | NPgY | FERRYBRIDGE B | Total installed PV capacity - I&C and large (MW) | FERRB9 | 22.915 | 23.008 | 32.994 | 42.929 | 53.071 | 65.569 | 78.003 | 90.374 | 102.677 | 114.993 | 127.325 | 140.108 | 146.916 | 154.39 | 161.208 | 168.258 | 172.732 | 174.363 | 174.263 | 175.886 | 179.486 | 184.863 | 190.2 | 196.285 | 200.985 | 203.549 | 204.597 | 205.04 | 205.483 | 205.923 | 206.361 | 206.797 | NPgY | GSP | NPg Planning Scenario | Total installed PV capacity - I&C and large (MW)
NPg Planning Scenario | Gen_BB012 | MW | NPgY | GRIMSBY WEST | Total installed PV capacity - I&C and large (MW) | GRIW_1 | 3.924 | 3.977 | 10.372 | 16.739 | 23.223 | 31.217 | 39.17 | 47.082 | 54.951 | 62.823 | 70.7 | 78.861 | 83.175 | 87.911 | 92.232 | 96.701 | 99.513 | 100.53 | 100.449 | 101.461 | 103.741 | 107.153 | 110.537 | 114.401 | 117.377 | 118.981 | 119.612 | 119.855 | 120.097 | 120.338 | 120.578 | 120.816 | NPgY | GSP | NPg Planning Scenario | Total installed PV capacity - I&C and large (MW)
NPg Planning Scenario | Gen_BB012 | MW | NPgY | JORDANTHORPE | Total installed PV capacity - I&C and large (MW) | JORD_3 | 0.187 | 0.189 | 0.492 | 0.793 | 1.099 | 1.477 | 1.853 | 2.227 | 2.599 | 2.971 | 3.344 | 3.729 | 3.933 | 4.156 | 4.36 | 4.571 | 4.704 | 4.752 | 4.748 | 4.795 | 4.903 | 5.064 | 5.224 | 5.406 | 5.547 | 5.622 | 5.652 | 5.663 | 5.674 | 5.685 | 5.696 | 5.707 | NPgY | GSP | NPg Planning Scenario | Total installed PV capacity - I&C and large (MW)
NPg Planning Scenario | Gen_BB012 | MW | NPgY | KEADBY | Total installed PV capacity - I&C and large (MW) | KEAD_YEDL | 74.805 | 75.218 | 108.468 | 141.489 | 175.43 | 217.209 | 258.775 | 300.133 | 341.256 | 382.511 | 423.905 | 466.873 | 490.254 | 515.925 | 539.336 | 563.527 | 579.236 | 585.094 | 585.021 | 590.862 | 603.236 | 621.64 | 639.932 | 660.699 | 676.887 | 686.007 | 690.115 | 692.224 | 694.327 | 696.425 | 698.514 | 700.598 | NPgY | GSP | NPg Planning Scenario | Total installed PV capacity - I&C and large (MW)
NPg Planning Scenario | Gen_BB012 | MW | NPgY | KIRKSTALL B | Total installed PV capacity - I&C and large (MW) | KIRKB1 | 2.383 | 2.399 | 3.535 | 4.662 | 5.825 | 7.255 | 8.677 | 10.093 | 11.5 | 12.914 | 14.333 | 15.808 | 16.618 | 17.508 | 18.319 | 19.157 | 19.707 | 19.914 | 19.916 | 20.122 | 20.551 | 21.188 | 21.821 | 22.539 | 23.101 | 23.422 | 23.572 | 23.654 | 23.736 | 23.818 | 23.9 | 23.981 | NPgY | GSP | NPg Planning Scenario | Total installed PV capacity - I&C and large (MW)
NPg Planning Scenario | Gen_BB012 | MW | NPgY | NEEPSEND | Total installed PV capacity - I&C and large (MW) | NEEP_3 | 0.233 | 0.235 | 0.342 | 0.448 | 0.558 | 0.693 | 0.828 | 0.962 | 1.095 | 1.229 | 1.364 | 1.504 | 1.584 | 1.671 | 1.75 | 1.832 | 1.887 | 1.908 | 1.91 | 1.931 | 1.973 | 2.035 | 2.097 | 2.167 | 2.222 | 2.254 | 2.271 | 2.282 | 2.292 | 2.302 | 2.313 | 2.323 | NPgY | GSP | NPg Planning Scenario | Total installed PV capacity - I&C and large (MW)
NPg Planning Scenario | Gen_BB012 | MW | NPgY | NORTON LEES | Total installed PV capacity - I&C and large (MW) | NORL_3 | 0.336 | 0.338 | 0.342 | 0.345 | 0.353 | 0.361 | 0.369 | 0.378 | 0.386 | 0.395 | 0.407 | 0.42 | 0.436 | 0.453 | 0.469 | 0.485 | 0.502 | 0.51 | 0.515 | 0.524 | 0.532 | 0.544 | 0.555 | 0.567 | 0.579 | 0.591 | 0.603 | 0.614 | 0.626 | 0.638 | 0.649 | 0.661 | NPgY | GSP | NPg Planning Scenario | Total installed PV capacity - I&C and large (MW)
NPg Planning Scenario | Gen_BB012 | MW | NPgY | PITSMOOR 3/4 | Total installed PV capacity - I&C and large (MW) | PITS_BB_B | 0.229 | 0.23 | 0.232 | 0.234 | 0.238 | 0.243 | 0.248 | 0.252 | 0.257 | 0.262 | 0.268 | 0.274 | 0.281 | 0.29 | 0.297 | 0.304 | 0.312 | 0.315 | 0.317 | 0.321 | 0.325 | 0.33 | 0.336 | 0.341 | 0.347 | 0.352 | 0.357 | 0.362 | 0.367 | 0.372 | 0.377 | 0.382 | NPgY | GSP | NPg Planning Scenario | Total installed PV capacity - I&C and large (MW)
NPg Planning Scenario | Gen_BB012 | MW | NPgY | SALTEND NORTH | Total installed PV capacity - I&C and large (MW) | SALT_1 | 6.971 | 6.996 | 7.059 | 7.109 | 7.213 | 7.33 | 7.447 | 7.564 | 7.679 | 7.814 | 7.969 | 8.143 | 8.35 | 8.578 | 8.785 | 8.995 | 9.211 | 9.32 | 9.379 | 9.49 | 9.602 | 9.751 | 9.906 | 10.061 | 10.215 | 10.366 | 10.515 | 10.663 | 10.811 | 10.96 | 11.108 | 11.256 | NPgY | GSP | NPg Planning Scenario | Total installed PV capacity - I&C and large (MW)
NPg Planning Scenario | Gen_BB012 | MW | NPgY | SHEFFIELD CITY | Total installed PV capacity - I&C and large (MW) | SHEC_3 | 0.235 | 0.236 | 0.259 | 0.282 | 0.307 | 0.337 | 0.368 | 0.398 | 0.428 | 0.459 | 0.49 | 0.523 | 0.545 | 0.568 | 0.589 | 0.611 | 0.628 | 0.635 | 0.637 | 0.644 | 0.655 | 0.672 | 0.688 | 0.706 | 0.722 | 0.732 | 0.739 | 0.745 | 0.751 | 0.757 | 0.763 | 0.768 | NPgY | GSP | NPg Planning Scenario | Total installed PV capacity - I&C and large (MW)
NPg Planning Scenario | Gen_BB012 | MW | NPgY | SKELTON GRANGE | Total installed PV capacity - I&C and large (MW) | SKLGB1 | 6.02 | 6.066 | 9.025 | 11.959 | 14.996 | 18.73 | 22.445 | 26.141 | 29.816 | 33.51 | 37.225 | 41.086 | 43.232 | 45.589 | 47.737 | 49.956 | 51.428 | 51.989 | 52.006 | 52.565 | 53.702 | 55.386 | 57.062 | 58.956 | 60.446 | 61.311 | 61.733 | 61.978 | 62.223 | 62.467 | 62.711 | 62.954 | NPgY | GSP | NPg Planning Scenario | Total installed PV capacity - I&C and large (MW)
NPg Planning Scenario | Gen_BB012 | MW | NPgY | TEMPLEBOROUGH 275/33KV | Total installed PV capacity - I&C and large (MW) | TEMP_3 | 0.008 | 0.01 | 0.093 | 0.174 | 0.259 | 0.364 | 0.468 | 0.571 | 0.674 | 0.778 | 0.883 | 0.993 | 1.056 | 1.125 | 1.188 | 1.254 | 1.299 | 1.316 | 1.318 | 1.336 | 1.369 | 1.419 | 1.468 | 1.523 | 1.567 | 1.594 | 1.609 | 1.619 | 1.629 | 1.639 | 1.648 | 1.658 | NPgY | GSP | NPg Planning Scenario | Total installed PV capacity - I&C and large (MW)
NPg Planning Scenario | Gen_BB012 | MW | NPgY | THURCROFT | Total installed PV capacity - I&C and large (MW) | THUR_6 | 3.292 | 3.344 | 11.622 | 19.871 | 28.236 | 38.557 | 48.825 | 59.04 | 69.2 | 79.35 | 89.493 | 99.993 | 105.466 | 111.474 | 116.955 | 122.627 | 126.141 | 127.39 | 127.245 | 128.486 | 131.377 | 135.715 | 140.013 | 144.936 | 148.704 | 150.689 | 151.409 | 151.626 | 151.841 | 152.054 | 152.266 | 152.476 | NPgY | GSP | NPg Planning Scenario | Total installed PV capacity - I&C and large (MW)
NPg Planning Scenario | Gen_BB012 | MW | NPgY | WEST MELTON / THORPE MARSH | Total installed PV capacity - I&C and large (MW) | WMEL_THOM | 13.835 | 13.92 | 21.552 | 29.137 | 36.911 | 46.485 | 56.01 | 65.487 | 74.911 | 84.357 | 93.827 | 103.652 | 108.952 | 114.771 | 120.078 | 125.563 | 129.093 | 130.398 | 130.357 | 131.657 | 134.461 | 138.638 | 142.788 | 147.507 | 151.173 | 153.212 | 154.097 | 154.522 | 154.946 | 155.369 | 155.789 | 156.209 | NPgY | GSP | NPg Planning Scenario | Total installed PV capacity - I&C and large (MW)
NPg Planning Scenario | Gen_BB012 | MW | NPgY | WEST MELTON SECTION 3 | Total installed PV capacity - I&C and large (MW) | WMEL_BB3 | 5.607 | 5.679 | 13.808 | 21.897 | 30.146 | 40.314 | 50.43 | 60.494 | 70.503 | 80.52 | 90.547 | 100.938 | 106.455 | 112.512 | 118.036 | 123.75 | 127.363 | 128.675 | 128.584 | 129.89 | 132.807 | 137.166 | 141.492 | 146.427 | 150.235 | 152.301 | 153.132 | 153.471 | 153.808 | 154.144 | 154.478 | 154.811 | NPgY | GSP | NPg Planning Scenario | Total installed PV capacity - I&C and large (MW)
NPg Planning Scenario | Gen_BB012 | MW | NPgY | WINCOBANK | Total installed PV capacity - I&C and large (MW) | WIBA_3 | 0.233 | 0.237 | 0.522 | 0.806 | 1.097 | 1.456 | 1.812 | 2.167 | 2.52 | 2.875 | 3.23 | 3.599 | 3.799 | 4.019 | 4.22 | 4.428 | 4.562 | 4.613 | 4.612 | 4.662 | 4.768 | 4.926 | 5.083 | 5.261 | 5.4 | 5.478 | 5.513 | 5.531 | 5.549 | 5.567 | 5.585 | 5.602 | NPgY | GSP | NPg Planning Scenario | Total installed PV capacity - I&C and large (MW)
NPg Planning Scenario | Gen_BB004 | MW | NPgN | BLYTH 66kV | Total installed renewable engine capacity (MW) | BLYTB1 | 0 | 0 | 0.004 | 0.009 | 0.021 | 0.045 | 0.079 | 0.121 | 0.161 | 0.199 | 0.236 | 0.205 | 0.171 | 0.118 | 0.06 | 0.021 | 0.013 | 0 | 0 | 0 | 0 | 0 | 0 | 0 | 0 | 0 | 0 | 0 | 0 | 0 | 0 | 0 | NPgN | GSP | NPg Planning Scenario | Total installed renewable engine capacity (MW)
NPg Planning Scenario | Gen_BB004 | MW | NPgN | BLYTH 132kV | Total installed renewable engine capacity (MW) | BLYTH132 | 0 | 0 | 0.008 | 0.016 | 0.037 | 0.08 | 0.139 | 0.214 | 0.285 | 0.353 | 0.417 | 0.363 | 0.302 | 0.209 | 0.107 | 0.037 | 0.023 | 0 | 0 | 0 | 0 | 0 | 0 | 0 | 0 | 0 | 0 | 0 | 0 | 0 | 0 | 0 | NPgN | GSP | NPg Planning Scenario | Total installed renewable engine capacity (MW)
NPg Planning Scenario | Gen_BB004 | MW | NPgN | FOURSTONES | Total installed renewable engine capacity (MW) | FOUR_1 | 0 | 0 | 0 | 0.001 | 0.002 | 0.004 | 0.007 | 0.011 | 0.015 | 0.018 | 0.022 | 0.019 | 0.016 | 0.011 | 0.006 | 0.002 | 0.001 | 0 | 0 | 0 | 0 | 0 | 0 | 0 | 0 | 0 | 0 | 0 | 0 | 0 | 0 | 0 | NPgN | GSP | NPg Planning Scenario | Total installed renewable engine capacity (MW)
NPg Planning Scenario | Gen_BB004 | MW | NPgN | HARTMOOR | Total installed renewable engine capacity (MW) | HARM_6 | 0 | 0 | 0.002 | 0.004 | 0.01 | 0.022 | 0.039 | 0.06 | 0.08 | 0.099 | 0.117 | 0.102 | 0.085 | 0.058 | 0.03 | 0.01 | 0.007 | 0 | 0 | 0 | 0 | 0 | 0 | 0 | 0 | 0 | 0 | 0 | 0 | 0 | 0 | 0 | NPgN | GSP | NPg Planning Scenario | Total installed renewable engine capacity (MW)
NPg Planning Scenario | Gen_BB004 | MW | NPgN | HAWTHORN PIT GRID | Total installed renewable engine capacity (MW) | HAWP_6 | 0 | 0 | 0.002 | 0.005 | 0.011 | 0.023 | 0.041 | 0.063 | 0.083 | 0.103 | 0.122 | 0.106 | 0.088 | 0.061 | 0.031 | 0.011 | 0.007 | 0 | 0 | 0 | 0 | 0 | 0 | 0 | 0 | 0 | 0 | 0 | 0 | 0 | 0 | 0 | NPgN | GSP | NPg Planning Scenario | Total installed renewable engine capacity (MW)
NPg Planning Scenario | Gen_BB004 | MW | NPgN | KNARESBOROUGH | Total installed renewable engine capacity (MW) | KNARE_111 | 0 | 0 | 0.009 | 0.018 | 0.043 | 0.093 | 0.162 | 0.249 | 0.332 | 0.41 | 0.485 | 0.422 | 0.352 | 0.243 | 0.124 | 0.042 | 0.027 | 0 | 0 | 0 | 0 | 0 | 0 | 0 | 0 | 0 | 0 | 0 | 0 | 0 | 0 | 0 | NPgN | GSP | NPg Planning Scenario | Total installed renewable engine capacity (MW)
NPg Planning Scenario | Gen_BB004 | MW | NPgN | LACKENBY | Total installed renewable engine capacity (MW) | LACK_6 | 0.285 | 0.285 | 0.287 | 0.29 | 0.296 | 0.309 | 0.327 | 0.35 | 0.371 | 0.391 | 0.411 | 0.395 | 0.376 | 0.348 | 0.317 | 0.296 | 0.292 | 0.285 | 0.285 | 0.285 | 0.285 | 0.285 | 0.285 | 0.285 | 0.285 | 0.285 | 0.285 | 0.285 | 0.285 | 0.285 | 0.285 | 0.285 | NPgN | GSP | NPg Planning Scenario | Total installed renewable engine capacity (MW)
NPg Planning Scenario | Gen_BB004 | MW | NPgN | NORTON | Total installed renewable engine capacity (MW) | NORT_1 | 0 | 0 | 0.019 | 0.038 | 0.089 | 0.191 | 0.333 | 0.513 | 0.683 | 0.845 | 0.999 | 0.87 | 0.724 | 0.501 | 0.255 | 0.087 | 0.056 | 0 | 0 | 0 | 0 | 0 | 0 | 0 | 0 | 0 | 0 | 0 | 0 | 0 | 0 | 0 | NPgN | GSP | NPg Planning Scenario | Total installed renewable engine capacity (MW)
NPg Planning Scenario | Gen_BB004 | MW | NPgN | OFFERTON | Total installed renewable engine capacity (MW) | OFFE_3 | 0 | 0 | 0 | 0 | 0.001 | 0.002 | 0.003 | 0.004 | 0.006 | 0.007 | 0.009 | 0.008 | 0.006 | 0.004 | 0.002 | 0.001 | 0 | 0 | 0 | 0 | 0 | 0 | 0 | 0 | 0 | 0 | 0 | 0 | 0 | 0 | 0 | 0 | NPgN | GSP | NPg Planning Scenario | Total installed renewable engine capacity (MW)
NPg Planning Scenario | Gen_BB004 | MW | NPgN | OSBALDWICK | Total installed renewable engine capacity (MW) | OSBA_1 | 0 | 0 | 0.022 | 0.045 | 0.106 | 0.227 | 0.395 | 0.61 | 0.812 | 1.004 | 1.187 | 1.034 | 0.861 | 0.595 | 0.304 | 0.104 | 0.067 | 0 | 0 | 0 | 0 | 0 | 0 | 0 | 0 | 0 | 0 | 0 | 0 | 0 | 0 | 0 | NPgN | GSP | NPg Planning Scenario | Total installed renewable engine capacity (MW)
NPg Planning Scenario | Gen_BB004 | MW | NPgN | POPPLETON | Total installed renewable engine capacity (MW) | POPP_3 | 0 | 0 | 0.001 | 0.001 | 0.003 | 0.007 | 0.012 | 0.019 | 0.025 | 0.031 | 0.036 | 0.032 | 0.026 | 0.018 | 0.009 | 0.003 | 0.002 | 0 | 0 | 0 | 0 | 0 | 0 | 0 | 0 | 0 | 0 | 0 | 0 | 0 | 0 | 0 | NPgN | GSP | NPg Planning Scenario | Total installed renewable engine capacity (MW)
NPg Planning Scenario | Gen_BB004 | MW | NPgN | SALTHOLME | Total installed renewable engine capacity (MW) | SALH_1 | 0 | 0 | 0 | 0 | 0.001 | 0.002 | 0.003 | 0.005 | 0.006 | 0.008 | 0.009 | 0.008 | 0.007 | 0.005 | 0.002 | 0.001 | 0.001 | 0 | 0 | 0 | 0 | 0 | 0 | 0 | 0 | 0 | 0 | 0 | 0 | 0 | 0 | 0 | NPgN | GSP | NPg Planning Scenario | Total installed renewable engine capacity (MW)
NPg Planning Scenario | Gen_BB004 | MW | NPgN | SOUTH SHIELDS | Total installed renewable engine capacity (MW) | SSHI_3 | 0 | 0 | 0 | 0 | 0 | 0 | 0 | 0 | 0 | 0 | 0 | 0 | 0 | 0 | 0 | 0 | 0 | 0 | 0 | 0 | 0 | 0 | 0 | 0 | 0 | 0 | 0 | 0 | 0 | 0 | 0 | 0 | NPgN | GSP | NPg Planning Scenario | Total installed renewable engine capacity (MW)
NPg Planning Scenario | Gen_BB004 | MW | NPgN | SPADEADAM | Total installed renewable engine capacity (MW) | KIELD01 and SPAD20 | 0 | 0 | 0 | 0.001 | 0.002 | 0.003 | 0.006 | 0.009 | 0.012 | 0.014 | 0.017 | 0.015 | 0.012 | 0.008 | 0.004 | 0.001 | 0.001 | 0 | 0 | 0 | 0 | 0 | 0 | 0 | 0 | 0 | 0 | 0 | 0 | 0 | 0 | 0 | NPgN | GSP | NPg Planning Scenario | Total installed renewable engine capacity (MW)
NPg Planning Scenario | Gen_BB004 | MW | NPgN | SPENNYMOOR | Total installed renewable engine capacity (MW) | SPEN_1 | 0 | 0 | 0.015 | 0.03 | 0.071 | 0.152 | 0.264 | 0.407 | 0.542 | 0.671 | 0.793 | 0.691 | 0.575 | 0.398 | 0.203 | 0.069 | 0.045 | 0 | 0 | 0 | 0 | 0 | 0 | 0 | 0 | 0 | 0 | 0 | 0 | 0 | 0 | 0 | NPgN | GSP | NPg Planning Scenario | Total installed renewable engine capacity (MW)
NPg Planning Scenario | Gen_BB004 | MW | NPgN | STELLA NORTH | Total installed renewable engine capacity (MW) | STEN_1 | 0 | 0 | 0.001 | 0.002 | 0.005 | 0.01 | 0.018 | 0.028 | 0.038 | 0.046 | 0.055 | 0.048 | 0.04 | 0.028 | 0.014 | 0.005 | 0.003 | 0 | 0 | 0 | 0 | 0 | 0 | 0 | 0 | 0 | 0 | 0 | 0 | 0 | 0 | 0 | NPgN | GSP | NPg Planning Scenario | Total installed renewable engine capacity (MW)
NPg Planning Scenario | Gen_BB004 | MW | NPgN | STELLA SOUTH | Total installed renewable engine capacity (MW) | STES_1 | 0 | 0 | 0.007 | 0.015 | 0.035 | 0.074 | 0.129 | 0.199 | 0.265 | 0.328 | 0.387 | 0.337 | 0.281 | 0.194 | 0.099 | 0.034 | 0.022 | 0 | 0 | 0 | 0 | 0 | 0 | 0 | 0 | 0 | 0 | 0 | 0 | 0 | 0 | 0 | NPgN | GSP | NPg Planning Scenario | Total installed renewable engine capacity (MW)
NPg Planning Scenario | Gen_BB004 | MW | NPgN | TYNEMOUTH | Total installed renewable engine capacity (MW) | TYNE_1 | 0 | 0 | 0 | 0.001 | 0.001 | 0.003 | 0.005 | 0.008 | 0.01 | 0.013 | 0.015 | 0.013 | 0.011 | 0.007 | 0.004 | 0.001 | 0.001 | 0 | 0 | 0 | 0 | 0 | 0 | 0 | 0 | 0 | 0 | 0 | 0 | 0 | 0 | 0 | NPgN | GSP | NPg Planning Scenario | Total installed renewable engine capacity (MW)
NPg Planning Scenario | Gen_BB004 | MW | NPgN | WEST BOLDON | Total installed renewable engine capacity (MW) | WBOL_6 | 0 | 0 | 0.001 | 0.002 | 0.004 | 0.009 | 0.015 | 0.024 | 0.032 | 0.039 | 0.046 | 0.04 | 0.034 | 0.023 | 0.012 | 0.004 | 0.003 | 0 | 0 | 0 | 0 | 0 | 0 | 0 | 0 | 0 | 0 | 0 | 0 | 0 | 0 | 0 | NPgN | GSP | NPg Planning Scenario | Total installed renewable engine capacity (MW)
NPg Planning Scenario | Gen_BB004 | MW | NPgY | BRADFORD WEST | Total installed renewable engine capacity (MW) | BRAW_1 | 1.449 | 1.449 | 1.583 | 1.683 | 1.728 | 1.818 | 1.92 | 2.033 | 2.152 | 2.277 | 2.408 | 2.509 | 2.617 | 2.724 | 2.837 | 2.923 | 3.012 | 3.024 | 3.032 | 3.05 | 3.084 | 3.121 | 3.157 | 3.201 | 3.24 | 3.282 | 3.327 | 3.375 | 3.413 | 3.453 | 3.495 | 3.538 | NPgY | GSP | NPg Planning Scenario | Total installed renewable engine capacity (MW)
NPg Planning Scenario | Gen_BB004 | MW | NPgY | CAMBLESFORTH | Total installed renewable engine capacity (MW) | CAMB_01 | 0 | 0 | 0.023 | 0.04 | 0.048 | 0.063 | 0.081 | 0.1 | 0.121 | 0.142 | 0.165 | 0.182 | 0.201 | 0.219 | 0.238 | 0.253 | 0.268 | 0.27 | 0.272 | 0.275 | 0.281 | 0.287 | 0.293 | 0.301 | 0.307 | 0.315 | 0.322 | 0.331 | 0.337 | 0.344 | 0.351 | 0.359 | NPgY | GSP | NPg Planning Scenario | Total installed renewable engine capacity (MW)
NPg Planning Scenario | Gen_BB004 | MW | NPgY | CREYKE BECK | Total installed renewable engine capacity (MW) | CREB_1 | 15.733 | 15.733 | 16.706 | 17.435 | 17.757 | 18.415 | 19.154 | 19.978 | 20.84 | 21.746 | 22.701 | 23.437 | 24.222 | 24.995 | 25.82 | 26.441 | 27.086 | 27.179 | 27.237 | 27.365 | 27.611 | 27.879 | 28.145 | 28.461 | 28.743 | 29.05 | 29.379 | 29.727 | 30 | 30.296 | 30.595 | 30.909 | NPgY | GSP | NPg Planning Scenario | Total installed renewable engine capacity (MW)
NPg Planning Scenario | Gen_BB004 | MW | NPgY | DRAX | Total installed renewable engine capacity (MW) | DRAX_YEDL | 6 | 6 | 6.117 | 6.204 | 6.243 | 6.322 | 6.411 | 6.51 | 6.613 | 6.722 | 6.837 | 6.925 | 7.02 | 7.112 | 7.212 | 7.286 | 7.364 | 7.375 | 7.382 | 7.397 | 7.427 | 7.459 | 7.491 | 7.529 | 7.563 | 7.6 | 7.639 | 7.681 | 7.714 | 7.749 | 7.785 | 7.823 | NPgY | GSP | NPg Planning Scenario | Total installed renewable engine capacity (MW)
NPg Planning Scenario | Gen_BB004 | MW | NPgY | ELLAND | Total installed renewable engine capacity (MW) | ELLA_1 | 3.211 | 3.211 | 3.343 | 3.443 | 3.486 | 3.576 | 3.676 | 3.788 | 3.906 | 4.029 | 4.159 | 4.259 | 4.366 | 4.471 | 4.583 | 4.668 | 4.755 | 4.768 | 4.776 | 4.793 | 4.827 | 4.863 | 4.899 | 4.943 | 4.981 | 5.023 | 5.067 | 5.115 | 5.152 | 5.192 | 5.233 | 5.276 | NPgY | GSP | NPg Planning Scenario | Total installed renewable engine capacity (MW)
NPg Planning Scenario | Gen_BB004 | MW | NPgY | FERRYBRIDGE A | Total installed renewable engine capacity (MW) | FERRA2 | 2.779 | 2.779 | 2.97 | 3.114 | 3.177 | 3.307 | 3.452 | 3.614 | 3.784 | 3.962 | 4.15 | 4.295 | 4.449 | 4.601 | 4.764 | 4.886 | 5.013 | 5.031 | 5.042 | 5.068 | 5.116 | 5.169 | 5.221 | 5.283 | 5.339 | 5.399 | 5.464 | 5.532 | 5.586 | 5.644 | 5.703 | 5.765 | NPgY | GSP | NPg Planning Scenario | Total installed renewable engine capacity (MW)
NPg Planning Scenario | Gen_BB004 | MW | NPgY | FERRYBRIDGE B | Total installed renewable engine capacity (MW) | FERRB9 | 28.72 | 28.72 | 29.211 | 29.578 | 29.741 | 30.072 | 30.445 | 30.86 | 31.295 | 31.752 | 32.234 | 32.605 | 33 | 33.39 | 33.806 | 34.119 | 34.444 | 34.491 | 34.521 | 34.585 | 34.709 | 34.845 | 34.978 | 35.138 | 35.28 | 35.435 | 35.601 | 35.776 | 35.914 | 36.063 | 36.214 | 36.372 | NPgY | GSP | NPg Planning Scenario | Total installed renewable engine capacity (MW)
NPg Planning Scenario | Gen_BB004 | MW | NPgY | GRIMSBY WEST | Total installed renewable engine capacity (MW) | GRIW_1 | 4 | 4 | 4.315 | 4.551 | 4.655 | 4.868 | 5.107 | 5.374 | 5.653 | 5.946 | 6.255 | 6.494 | 6.748 | 6.998 | 7.265 | 7.466 | 7.675 | 7.704 | 7.724 | 7.765 | 7.845 | 7.931 | 8.017 | 8.12 | 8.211 | 8.31 | 8.417 | 8.529 | 8.618 | 8.713 | 8.81 | 8.912 | NPgY | GSP | NPg Planning Scenario | Total installed renewable engine capacity (MW)
NPg Planning Scenario | Gen_BB004 | MW | NPgY | JORDANTHORPE | Total installed renewable engine capacity (MW) | JORD_3 | 0 | 0 | 0.015 | 0.026 | 0.031 | 0.041 | 0.052 | 0.065 | 0.078 | 0.092 | 0.107 | 0.118 | 0.13 | 0.142 | 0.154 | 0.164 | 0.174 | 0.175 | 0.176 | 0.178 | 0.182 | 0.186 | 0.19 | 0.195 | 0.199 | 0.204 | 0.209 | 0.214 | 0.218 | 0.223 | 0.228 | 0.232 | NPgY | GSP | NPg Planning Scenario | Total installed renewable engine capacity (MW)
NPg Planning Scenario | Gen_BB004 | MW | NPgY | KEADBY | Total installed renewable engine capacity (MW) | KEAD_YEDL | 12.43 | 12.43 | 14.052 | 15.269 | 15.805 | 16.902 | 18.136 | 19.509 | 20.947 | 22.458 | 24.051 | 25.279 | 26.587 | 27.876 | 29.252 | 30.287 | 31.363 | 31.518 | 31.616 | 31.829 | 32.239 | 32.687 | 33.129 | 33.657 | 34.127 | 34.639 | 35.187 | 35.768 | 36.223 | 36.716 | 37.216 | 37.74 | NPgY | GSP | NPg Planning Scenario | Total installed renewable engine capacity (MW)
NPg Planning Scenario | Gen_BB004 | MW | NPgY | KIRKSTALL B | Total installed renewable engine capacity (MW) | KIRKB1 | 0 | 0 | 0.055 | 0.097 | 0.115 | 0.152 | 0.194 | 0.241 | 0.29 | 0.342 | 0.396 | 0.438 | 0.482 | 0.526 | 0.573 | 0.608 | 0.645 | 0.65 | 0.653 | 0.661 | 0.675 | 0.69 | 0.705 | 0.723 | 0.739 | 0.756 | 0.775 | 0.795 | 0.81 | 0.827 | 0.844 | 0.862 | NPgY | GSP | NPg Planning Scenario | Total installed renewable engine capacity (MW)
NPg Planning Scenario | Gen_BB004 | MW | NPgY | NEEPSEND | Total installed renewable engine capacity (MW) | NEEP_3 | 2.5 | 2.5 | 2.505 | 2.509 | 2.511 | 2.514 | 2.518 | 2.522 | 2.527 | 2.532 | 2.537 | 2.541 | 2.545 | 2.549 | 2.553 | 2.557 | 2.56 | 2.561 | 2.561 | 2.562 | 2.563 | 2.564 | 2.566 | 2.567 | 2.569 | 2.571 | 2.572 | 2.574 | 2.576 | 2.577 | 2.579 | 2.58 | NPgY | GSP | NPg Planning Scenario | Total installed renewable engine capacity (MW)
NPg Planning Scenario | Gen_BB004 | MW | NPgY | NORTON LEES | Total installed renewable engine capacity (MW) | NORL_3 | 0 | 0 | 0 | 0 | 0 | 0 | 0 | 0 | 0 | 0 | 0 | 0 | 0 | 0 | 0 | 0 | 0 | 0 | 0 | 0 | 0 | 0 | 0 | 0 | 0 | 0 | 0 | 0 | 0 | 0 | 0 | 0 | NPgY | GSP | NPg Planning Scenario | Total installed renewable engine capacity (MW)
NPg Planning Scenario | Gen_BB004 | MW | NPgY | PITSMOOR 3/4 | Total installed renewable engine capacity (MW) | PITS_BB_B | 0 | 0 | 0 | 0 | 0 | 0 | 0 | 0 | 0 | 0 | 0 | 0 | 0 | 0 | 0 | 0.001 | 0.001 | 0.001 | 0.001 | 0.001 | 0.001 | 0.001 | 0.001 | 0.001 | 0.001 | 0.001 | 0.001 | 0.001 | 0.001 | 0.001 | 0.001 | 0.001 | NPgY | GSP | NPg Planning Scenario | Total installed renewable engine capacity (MW)
NPg Planning Scenario | Gen_BB004 | MW | NPgY | SALTEND NORTH | Total installed renewable engine capacity (MW) | SALT_1 | 0 | 0 | 0.001 | 0.001 | 0.001 | 0.002 | 0.002 | 0.003 | 0.003 | 0.004 | 0.004 | 0.005 | 0.005 | 0.006 | 0.006 | 0.007 | 0.007 | 0.007 | 0.007 | 0.007 | 0.007 | 0.008 | 0.008 | 0.008 | 0.008 | 0.008 | 0.008 | 0.009 | 0.009 | 0.009 | 0.009 | 0.009 | NPgY | GSP | NPg Planning Scenario | Total installed renewable engine capacity (MW)
NPg Planning Scenario | Gen_BB004 | MW | NPgY | SHEFFIELD CITY | Total installed renewable engine capacity (MW) | SHEC_3 | 0 | 0 | 0.001 | 0.002 | 0.002 | 0.003 | 0.004 | 0.005 | 0.006 | 0.007 | 0.008 | 0.008 | 0.009 | 0.01 | 0.011 | 0.012 | 0.012 | 0.013 | 0.013 | 0.013 | 0.013 | 0.013 | 0.014 | 0.014 | 0.014 | 0.015 | 0.015 | 0.015 | 0.016 | 0.016 | 0.016 | 0.017 | NPgY | GSP | NPg Planning Scenario | Total installed renewable engine capacity (MW)
NPg Planning Scenario | Gen_BB004 | MW | NPgY | SKELTON GRANGE | Total installed renewable engine capacity (MW) | SKLGB1 | 10.765 | 10.765 | 10.908 | 11.016 | 11.063 | 11.16 | 11.269 | 11.391 | 11.518 | 11.651 | 11.792 | 11.901 | 12.016 | 12.13 | 12.252 | 12.344 | 12.439 | 12.452 | 12.461 | 12.48 | 12.516 | 12.556 | 12.595 | 12.641 | 12.683 | 12.728 | 12.777 | 12.828 | 12.868 | 12.912 | 12.956 | 13.002 | NPgY | GSP | NPg Planning Scenario | Total installed renewable engine capacity (MW)
NPg Planning Scenario | Gen_BB004 | MW | NPgY | TEMPLEBOROUGH 275/33KV | Total installed renewable engine capacity (MW) | TEMP_3 | 0 | 0 | 0.004 | 0.007 | 0.008 | 0.011 | 0.014 | 0.017 | 0.021 | 0.024 | 0.028 | 0.031 | 0.034 | 0.037 | 0.041 | 0.043 | 0.046 | 0.046 | 0.047 | 0.047 | 0.048 | 0.049 | 0.05 | 0.051 | 0.053 | 0.054 | 0.055 | 0.057 | 0.058 | 0.059 | 0.06 | 0.061 | NPgY | GSP | NPg Planning Scenario | Total installed renewable engine capacity (MW)
NPg Planning Scenario | Gen_BB004 | MW | NPgY | THURCROFT | Total installed renewable engine capacity (MW) | THUR_6 | 16.217 | 16.217 | 16.626 | 16.933 | 17.068 | 17.345 | 17.656 | 18.003 | 18.365 | 18.746 | 19.148 | 19.458 | 19.788 | 20.113 | 20.46 | 20.721 | 20.993 | 21.032 | 21.056 | 21.11 | 21.214 | 21.326 | 21.438 | 21.571 | 21.69 | 21.819 | 21.957 | 22.104 | 22.219 | 22.343 | 22.469 | 22.601 | NPgY | GSP | NPg Planning Scenario | Total installed renewable engine capacity (MW)
NPg Planning Scenario | Gen_BB004 | MW | NPgY | WEST MELTON / THORPE MARSH | Total installed renewable engine capacity (MW) | WMEL_THOM | 64.008 | 64.008 | 64.381 | 64.661 | 64.785 | 65.037 | 65.321 | 65.637 | 65.968 | 66.316 | 66.683 | 66.965 | 67.266 | 67.563 | 67.88 | 68.118 | 68.366 | 68.401 | 68.424 | 68.473 | 68.567 | 68.67 | 68.772 | 68.893 | 69.001 | 69.119 | 69.246 | 69.379 | 69.484 | 69.598 | 69.712 | 69.833 | NPgY | GSP | NPg Planning Scenario | Total installed renewable engine capacity (MW)
NPg Planning Scenario | Gen_BB004 | MW | NPgY | WEST MELTON SECTION 3 | Total installed renewable engine capacity (MW) | WMEL_BB3 | 26.6 | 26.6 | 27 | 27.299 | 27.432 | 27.702 | 28.006 | 28.344 | 28.698 | 29.07 | 29.463 | 29.765 | 30.088 | 30.405 | 30.744 | 30.999 | 31.264 | 31.302 | 31.327 | 31.379 | 31.48 | 31.59 | 31.699 | 31.829 | 31.945 | 32.071 | 32.206 | 32.349 | 32.462 | 32.583 | 32.706 | 32.835 | NPgY | GSP | NPg Planning Scenario | Total installed renewable engine capacity (MW)
NPg Planning Scenario | Gen_BB004 | MW | NPgY | WINCOBANK | Total installed renewable engine capacity (MW) | WIBA_3 | 0.475 | 0.475 | 0.489 | 0.499 | 0.504 | 0.513 | 0.524 | 0.536 | 0.548 | 0.561 | 0.575 | 0.585 | 0.597 | 0.608 | 0.619 | 0.628 | 0.638 | 0.639 | 0.64 | 0.642 | 0.645 | 0.649 | 0.653 | 0.657 | 0.661 | 0.666 | 0.67 | 0.675 | 0.679 | 0.684 | 0.688 | 0.692 | NPgY | GSP | NPg Planning Scenario | Total installed renewable engine capacity (MW)
NPg Planning Scenario | Gen_BB001_NPgAggregate | MW | NPgN | BLYTH 66kV | Total installed renewable generation capacity (MW) | BLYTB1 | 141.2 | 141.271 | 153.324 | 165.829 | 178.663 | 192.336 | 208.866 | 233.082 | 258.107 | 283.535 | 309.11 | 335.743 | 355.05 | 375.203 | 395.762 | 417.126 | 438.009 | 458.658 | 479.469 | 501.774 | 525.903 | 551.927 | 577.438 | 603.413 | 628.776 | 653.097 | 676.584 | 698.65 | 721.316 | 744.603 | 768.533 | 788.692 | NPgN | GSP | NPg Planning Scenario | Total installed renewable generation capacity (MW)
NPg Planning Scenario | Gen_BB001_NPgAggregate | MW | NPgN | BLYTH 132kV | Total installed renewable generation capacity (MW) | BLYTH132 | 492.747 | 492.785 | 512.438 | 532.228 | 552.223 | 572.747 | 594.082 | 617.069 | 640.148 | 663.249 | 682.956 | 703.353 | 709.366 | 715.987 | 722.257 | 728.902 | 733.612 | 736.395 | 738.072 | 741.244 | 746.261 | 752.949 | 759.486 | 766.672 | 772.721 | 776.994 | 779.987 | 782.227 | 784.603 | 787.121 | 789.786 | 794.578 | NPgN | GSP | NPg Planning Scenario | Total installed renewable generation capacity (MW)
NPg Planning Scenario | Gen_BB001_NPgAggregate | MW | NPgN | FOURSTONES | Total installed renewable generation capacity (MW) | FOUR_1 | 91.465 | 91.436 | 92.539 | 93.682 | 94.901 | 96.2 | 97.765 | 99.32 | 100.872 | 102.429 | 103.992 | 105.591 | 106.491 | 107.425 | 108.328 | 109.248 | 110.065 | 110.738 | 111.329 | 112.01 | 112.778 | 113.654 | 114.534 | 115.448 | 116.306 | 117.076 | 117.785 | 118.47 | 119.159 | 119.851 | 120.546 | 120.823 | NPgN | GSP | NPg Planning Scenario | Total installed renewable generation capacity (MW)
NPg Planning Scenario | Gen_BB001_NPgAggregate | MW | NPgN | HARTMOOR | Total installed renewable generation capacity (MW) | HARM_6 | 54.508 | 54.503 | 60.331 | 66.33 | 72.513 | 79.042 | 86.654 | 94.425 | 102.195 | 109.96 | 117.719 | 125.647 | 129.669 | 133.845 | 137.908 | 142.056 | 145.644 | 148.677 | 151.38 | 154.475 | 158.058 | 162.146 | 166.22 | 170.481 | 174.431 | 177.897 | 181.02 | 183.987 | 186.977 | 189.992 | 193.032 | 194.306 | NPgN | GSP | NPg Planning Scenario | Total installed renewable generation capacity (MW)
NPg Planning Scenario | Gen_BB001_NPgAggregate | MW | NPgN | HAWTHORN PIT GRID | Total installed renewable generation capacity (MW) | HAWP_6 | 37.89 | 37.807 | 44.009 | 50.435 | 57.039 | 64.066 | 72.546 | 81.656 | 90.823 | 100.002 | 109.194 | 118.601 | 123.984 | 129.552 | 135.058 | 140.697 | 145.79 | 150.427 | 154.805 | 159.611 | 164.986 | 170.948 | 176.862 | 182.98 | 188.777 | 194.067 | 198.99 | 203.681 | 208.435 | 213.255 | 218.143 | 220.747 | NPgN | GSP | NPg Planning Scenario | Total installed renewable generation capacity (MW)
NPg Planning Scenario | Gen_BB001_NPgAggregate | MW | NPgN | KNARESBOROUGH | Total installed renewable generation capacity (MW) | KNARE_111 | 37.882 | 37.925 | 61.254 | 84.93 | 109.028 | 134.025 | 161.135 | 188.23 | 215.226 | 242.138 | 268.961 | 296.395 | 307.161 | 318.493 | 329.269 | 340.323 | 348.959 | 355.183 | 359.936 | 366.224 | 374.443 | 384.474 | 394.476 | 405.224 | 414.663 | 422.071 | 428.043 | 433.46 | 438.9 | 444.364 | 449.852 | 451.7 | NPgN | GSP | NPg Planning Scenario | Total installed renewable generation capacity (MW)
NPg Planning Scenario | Gen_BB001_NPgAggregate | MW | NPgN | LACKENBY | Total installed renewable generation capacity (MW) | LACK_6 | 89.295 | 89.014 | 95.687 | 102.696 | 110.016 | 117.934 | 127.99 | 139.09 | 150.292 | 161.537 | 172.826 | 184.382 | 191.929 | 199.707 | 207.449 | 215.365 | 222.757 | 229.691 | 236.387 | 243.58 | 251.406 | 259.948 | 268.425 | 277.123 | 285.497 | 293.35 | 300.824 | 308.013 | 315.299 | 322.686 | 330.177 | 334.24 | NPgN | GSP | NPg Planning Scenario | Total installed renewable generation capacity (MW)
NPg Planning Scenario | Gen_BB001_NPgAggregate | MW | NPgN | NORTON | Total installed renewable generation capacity (MW) | NORT_1 | 120.563 | 120.713 | 169.179 | 218.519 | 268.866 | 321.302 | 379.227 | 438.306 | 497.33 | 556.259 | 615.1 | 675.33 | 701.471 | 728.879 | 755.26 | 782.329 | 804.541 | 821.943 | 836.462 | 854.278 | 876.224 | 902.138 | 927.912 | 955.247 | 979.894 | 1000.353 | 1017.837 | 1033.99 | 1050.295 | 1066.757 | 1083.378 | 1090.923 | NPgN | GSP | NPg Planning Scenario | Total installed renewable generation capacity (MW)
NPg Planning Scenario | Gen_BB001_NPgAggregate | MW | NPgN | OFFERTON | Total installed renewable generation capacity (MW) | OFFE_3 | 5.26 | 5.289 | 5.98 | 6.785 | 7.697 | 8.787 | 10.638 | 12.825 | 14.877 | 16.942 | 19.022 | 21.137 | 23.079 | 25.05 | 27.036 | 29.049 | 31.043 | 33.03 | 35.022 | 37.062 | 39.166 | 41.383 | 43.593 | 45.825 | 48.042 | 50.226 | 52.389 | 54.519 | 56.67 | 58.844 | 61.04 | 62.055 | NPgN | GSP | NPg Planning Scenario | Total installed renewable generation capacity (MW)
NPg Planning Scenario | Gen_BB001_NPgAggregate | MW | NPgN | OSBALDWICK | Total installed renewable generation capacity (MW) | OSBA_1 | 29.904 | 29.653 | 86.092 | 143.12 | 200.79 | 260.25 | 323.271 | 389.292 | 455.398 | 521.44 | 587.425 | 655.177 | 682.001 | 710.401 | 737.708 | 765.938 | 788.502 | 805.596 | 819.455 | 837.316 | 860.243 | 887.777 | 914.999 | 944.061 | 969.9 | 990.715 | 1007.93 | 1023.281 | 1038.904 | 1054.808 | 1071.001 | 1081.281 | NPgN | GSP | NPg Planning Scenario | Total installed renewable generation capacity (MW)
NPg Planning Scenario | Gen_BB001_NPgAggregate | MW | NPgN | POPPLETON | Total installed renewable generation capacity (MW) | POPP_3 | 8.691 | 8.713 | 10.621 | 12.616 | 14.687 | 16.916 | 19.71 | 22.496 | 25.278 | 28.054 | 30.822 | 33.637 | 35.256 | 36.917 | 38.545 | 40.196 | 41.668 | 42.982 | 44.199 | 45.525 | 47 | 48.64 | 50.28 | 51.98 | 53.586 | 55.043 | 56.396 | 57.712 | 59.032 | 60.359 | 61.691 | 62.11 | NPgN | GSP | NPg Planning Scenario | Total installed renewable generation capacity (MW)
NPg Planning Scenario | Gen_BB001_NPgAggregate | MW | NPgN | SALTHOLME | Total installed renewable generation capacity (MW) | SALH_1 | 49.212 | 49.213 | 49.644 | 50.079 | 50.527 | 50.989 | 51.476 | 51.976 | 52.476 | 52.977 | 53.037 | 53.112 | 52.877 | 52.655 | 52.422 | 52.195 | 51.925 | 51.602 | 51.249 | 50.931 | 50.65 | 50.406 | 50.161 | 49.93 | 49.674 | 49.38 | 49.059 | 48.724 | 48.391 | 48.059 | 47.729 | 47.799 | NPgN | GSP | NPg Planning Scenario | Total installed renewable generation capacity (MW)
NPg Planning Scenario | Gen_BB001_NPgAggregate | MW | NPgN | SOUTH SHIELDS | Total installed renewable generation capacity (MW) | SSHI_3 | 3.818 | 3.844 | 4.1 | 4.455 | 4.91 | 5.515 | 6.763 | 8.249 | 9.643 | 11.05 | 12.47 | 13.909 | 15.46 | 17.026 | 18.609 | 20.208 | 21.823 | 23.456 | 25.107 | 26.777 | 28.468 | 30.23 | 31.99 | 33.758 | 35.533 | 37.312 | 39.095 | 40.866 | 42.653 | 44.455 | 46.273 | 47.061 | NPgN | GSP | NPg Planning Scenario | Total installed renewable generation capacity (MW)
NPg Planning Scenario | Gen_BB001_NPgAggregate | MW | NPgN | SPADEADAM | Total installed renewable generation capacity (MW) | KIELD01 and SPAD20 | 6.69 | 6.688 | 7.516 | 8.361 | 9.236 | 10.152 | 11.176 | 12.612 | 14.066 | 15.543 | 17.045 | 18.61 | 19.633 | 20.708 | 21.793 | 22.922 | 24.003 | 25.026 | 26.032 | 27.14 | 28.358 | 29.694 | 31.004 | 32.344 | 33.639 | 34.86 | 36.023 | 37.108 | 38.223 | 39.369 | 40.548 | 41.576 | NPgN | GSP | NPg Planning Scenario | Total installed renewable generation capacity (MW)
NPg Planning Scenario | Gen_BB001_NPgAggregate | MW | NPgN | SPENNYMOOR | Total installed renewable generation capacity (MW) | SPEN_1 | 113.865 | 113.493 | 151.49 | 189.992 | 229.082 | 269.542 | 313.135 | 358.812 | 404.562 | 450.292 | 495.852 | 542.619 | 562.189 | 582.837 | 602.758 | 623.313 | 640.103 | 653.198 | 664.124 | 677.768 | 694.814 | 715.032 | 735.045 | 756.296 | 775.399 | 791.151 | 804.502 | 816.599 | 828.892 | 841.387 | 854.09 | 861.833 | NPgN | GSP | NPg Planning Scenario | Total installed renewable generation capacity (MW)
NPg Planning Scenario | Gen_BB001_NPgAggregate | MW | NPgN | STELLA NORTH | Total installed renewable generation capacity (MW) | STEN_1 | 9.98 | 10.073 | 13.515 | 17.309 | 21.469 | 26.203 | 33.157 | 41.449 | 49.301 | 57.206 | 65.167 | 73.291 | 79.916 | 86.681 | 93.462 | 100.357 | 107.065 | 113.586 | 120.034 | 126.755 | 133.797 | 141.314 | 148.799 | 156.396 | 163.865 | 171.117 | 178.211 | 185.15 | 192.165 | 199.261 | 206.438 | 209.98 | NPgN | GSP | NPg Planning Scenario | Total installed renewable generation capacity (MW)
NPg Planning Scenario | Gen_BB001_NPgAggregate | MW | NPgN | STELLA SOUTH | Total installed renewable generation capacity (MW) | STES_1 | 50.184 | 49.9 | 68.606 | 87.617 | 106.969 | 127.078 | 149.109 | 173.762 | 198.63 | 223.587 | 248.614 | 274.396 | 287.072 | 300.402 | 313.512 | 327.073 | 338.944 | 349.173 | 358.511 | 369.35 | 382.035 | 396.494 | 410.75 | 425.631 | 439.468 | 451.657 | 462.646 | 472.78 | 483.133 | 493.713 | 504.527 | 512.398 | NPgN | GSP | NPg Planning Scenario | Total installed renewable generation capacity (MW)
NPg Planning Scenario | Gen_BB001_NPgAggregate | MW | NPgN | TYNEMOUTH | Total installed renewable generation capacity (MW) | TYNE_1 | 10.01 | 10.087 | 11.549 | 13.318 | 15.317 | 17.778 | 22.197 | 27.225 | 32.319 | 37.442 | 42.596 | 47.825 | 52.86 | 57.954 | 63.114 | 68.346 | 73.564 | 78.876 | 84.263 | 89.728 | 95.335 | 101.202 | 107.045 | 112.935 | 118.805 | 124.625 | 130.41 | 136.11 | 141.872 | 147.697 | 153.586 | 156.319 | NPgN | GSP | NPg Planning Scenario | Total installed renewable generation capacity (MW)
NPg Planning Scenario | Gen_BB001_NPgAggregate | MW | NPgN | WEST BOLDON | Total installed renewable generation capacity (MW) | WBOL_6 | 28.525 | 28.631 | 31.824 | 35.431 | 39.391 | 44.002 | 51.305 | 59.112 | 66.988 | 74.893 | 82.829 | 90.882 | 97.751 | 104.721 | 111.718 | 118.807 | 125.727 | 132.57 | 139.383 | 146.384 | 153.651 | 161.343 | 169.019 | 176.795 | 184.471 | 191.972 | 199.349 | 206.618 | 213.952 | 221.352 | 228.82 | 232.008 | NPgN | GSP | NPg Planning Scenario | Total installed renewable generation capacity (MW)
NPg Planning Scenario | Gen_BB001_NPgAggregate | MW | NPgY | BRADFORD WEST | Total installed renewable generation capacity (MW) | BRAW_1 | 50.419 | 51.749 | 57.001 | 63.174 | 69.94 | 78.687 | 93.006 | 107.345 | 121.761 | 136.156 | 150.272 | 164.457 | 177.774 | 191.242 | 207.266 | 225.936 | 244.265 | 262.698 | 281.306 | 300.516 | 320.704 | 342.084 | 363.315 | 384.877 | 406.147 | 426.898 | 447.266 | 467.111 | 487.252 | 507.711 | 516.482 | 523.301 | NPgY | GSP | NPg Planning Scenario | Total installed renewable generation capacity (MW)
NPg Planning Scenario | Gen_BB001_NPgAggregate | MW | NPgY | CAMBLESFORTH | Total installed renewable generation capacity (MW) | CAMB_01 | 123.144 | 123.367 | 124.175 | 125.062 | 126.059 | 127.317 | 129.173 | 130.984 | 132.801 | 134.636 | 136.446 | 138.287 | 139.964 | 141.69 | 143.563 | 145.65 | 147.657 | 149.512 | 151.299 | 153.217 | 155.263 | 157.486 | 159.706 | 161.974 | 164.187 | 166.308 | 168.365 | 170.373 | 172.404 | 174.462 | 175.316 | 175.96 | NPgY | GSP | NPg Planning Scenario | Total installed renewable generation capacity (MW)
NPg Planning Scenario | Gen_BB001_NPgAggregate | MW | NPgY | CREYKE BECK | Total installed renewable generation capacity (MW) | CREB_1 | 275.029 | 276.925 | 302.185 | 328.448 | 355.493 | 389.012 | 428.851 | 478.881 | 529.779 | 581.472 | 632.146 | 684.713 | 727.272 | 772.059 | 813.394 | 852.972 | 888.243 | 918.614 | 946.616 | 978.847 | 1016.113 | 1058.346 | 1100.043 | 1143.46 | 1184.203 | 1220.757 | 1254.265 | 1285.478 | 1317.303 | 1349.861 | 1369.736 | 1389.693 | NPgY | GSP | NPg Planning Scenario | Total installed renewable generation capacity (MW)
NPg Planning Scenario | Gen_BB001_NPgAggregate | MW | NPgY | DRAX | Total installed renewable generation capacity (MW) | DRAX_YEDL | 44.052 | 44.355 | 47.403 | 50.525 | 53.761 | 57.771 | 62.453 | 66.972 | 71.491 | 76.03 | 80.366 | 84.795 | 87.933 | 91.241 | 95.649 | 101.422 | 106.775 | 111.538 | 116.044 | 121.134 | 126.884 | 133.303 | 139.628 | 146.166 | 152.383 | 158.093 | 163.427 | 168.412 | 173.508 | 178.729 | 182.539 | 186.195 | NPgY | GSP | NPg Planning Scenario | Total installed renewable generation capacity (MW)
NPg Planning Scenario | Gen_BB001_NPgAggregate | MW | NPgY | ELLAND | Total installed renewable generation capacity (MW) | ELLA_1 | 69.298 | 69.799 | 74.416 | 79.718 | 85.45 | 92.831 | 104.508 | 116.016 | 127.571 | 139.098 | 150.346 | 161.653 | 171.904 | 182.297 | 193.799 | 206.623 | 218.946 | 231.078 | 243.142 | 255.656 | 268.927 | 283.086 | 297.179 | 311.555 | 325.611 | 339.14 | 352.295 | 365.148 | 378.145 | 391.306 | 395.614 | 398.363 | NPgY | GSP | NPg Planning Scenario | Total installed renewable generation capacity (MW)
NPg Planning Scenario | Gen_BB001_NPgAggregate | MW | NPgY | FERRYBRIDGE A | Total installed renewable generation capacity (MW) | FERRA2 | 16.87 | 17.067 | 22.027 | 27.187 | 32.482 | 39.071 | 47.091 | 56.105 | 65.222 | 74.424 | 83.351 | 92.542 | 99.686 | 107.181 | 113.999 | 120.635 | 126.392 | 131.173 | 135.434 | 140.401 | 146.261 | 152.981 | 159.648 | 166.643 | 173.11 | 178.761 | 183.828 | 188.574 | 193.376 | 198.255 | 200.332 | 202.06 | NPgY | GSP | NPg Planning Scenario | Total installed renewable generation capacity (MW)
NPg Planning Scenario | Gen_BB001_NPgAggregate | MW | NPgY | FERRYBRIDGE B | Total installed renewable generation capacity (MW) | FERRB9 | 83.974 | 84.484 | 97.041 | 110.016 | 123.305 | 139.799 | 159.344 | 181.23 | 203.351 | 225.683 | 247.303 | 269.579 | 286.535 | 304.382 | 320.784 | 337.051 | 351.085 | 362.535 | 372.613 | 384.545 | 398.771 | 415.193 | 431.473 | 448.589 | 464.346 | 478.003 | 490.159 | 501.471 | 512.927 | 524.582 | 530.098 | 534.878 | NPgY | GSP | NPg Planning Scenario | Total installed renewable generation capacity (MW)
NPg Planning Scenario | Gen_BB001_NPgAggregate | MW | NPgY | GRIMSBY WEST | Total installed renewable generation capacity (MW) | GRIW_1 | 44.918 | 45.215 | 53.35 | 61.752 | 70.368 | 81.102 | 94.065 | 106.413 | 118.762 | 131.11 | 142.858 | 154.805 | 163.21 | 172.015 | 181.346 | 192.018 | 201.267 | 208.895 | 215.648 | 223.542 | 232.885 | 243.617 | 254.272 | 265.464 | 275.788 | 284.768 | 292.793 | 300.315 | 307.915 | 315.627 | 318.797 | 321.216 | NPgY | GSP | NPg Planning Scenario | Total installed renewable generation capacity (MW)
NPg Planning Scenario | Gen_BB001_NPgAggregate | MW | NPgY | JORDANTHORPE | Total installed renewable generation capacity (MW) | JORD_3 | 3.379 | 3.442 | 4.028 | 4.729 | 5.497 | 6.493 | 8.166 | 10.038 | 11.934 | 13.837 | 15.722 | 17.634 | 19.467 | 21.331 | 23.246 | 25.24 | 27.187 | 29.143 | 31.113 | 33.138 | 35.262 | 37.509 | 39.744 | 42.014 | 44.25 | 46.428 | 48.564 | 50.653 | 52.768 | 54.912 | 55.677 | 56.201 | NPgY | GSP | NPg Planning Scenario | Total installed renewable generation capacity (MW)
NPg Planning Scenario | Gen_BB001_NPgAggregate | MW | NPgY | KEADBY | Total installed renewable generation capacity (MW) | KEAD_YEDL | 324.429 | 325.805 | 365.088 | 404.253 | 443.972 | 492.776 | 544.91 | 593.449 | 641.872 | 690.485 | 736.196 | 783.105 | 810.913 | 840.98 | 873.303 | 909.848 | 938.359 | 956.944 | 970.244 | 990.01 | 1017.124 | 1051.095 | 1084.65 | 1120.867 | 1152.502 | 1177.114 | 1196.697 | 1213.594 | 1230.785 | 1248.446 | 1260.162 | 1274.537 | NPgY | GSP | NPg Planning Scenario | Total installed renewable generation capacity (MW)
NPg Planning Scenario | Gen_BB001_NPgAggregate | MW | NPgY | KIRKSTALL B | Total installed renewable generation capacity (MW) | KIRKB1 | 13.323 | 13.523 | 15.69 | 18.355 | 21.281 | 25.037 | 31.154 | 41.849 | 52.901 | 64.214 | 75.7 | 87.671 | 99.62 | 111.976 | 121.079 | 127.334 | 133.361 | 139.325 | 145.258 | 151.344 | 157.727 | 164.497 | 171.262 | 178.149 | 184.91 | 191.46 | 197.866 | 204.19 | 210.564 | 216.995 | 218.425 | 218.949 | NPgY | GSP | NPg Planning Scenario | Total installed renewable generation capacity (MW)
NPg Planning Scenario | Gen_BB001_NPgAggregate | MW | NPgY | NEEPSEND | Total installed renewable generation capacity (MW) | NEEP_3 | 6.078 | 6.16 | 6.658 | 7.335 | 8.123 | 9.178 | 11.266 | 13.451 | 15.654 | 17.852 | 20.036 | 22.223 | 24.489 | 26.759 | 29.275 | 32.012 | 34.756 | 37.616 | 40.55 | 43.497 | 46.514 | 49.649 | 52.773 | 55.921 | 59.069 | 62.206 | 65.334 | 68.424 | 71.55 | 74.713 | 75.686 | 76.275 | NPgY | GSP | NPg Planning Scenario | Total installed renewable generation capacity (MW)
NPg Planning Scenario | Gen_BB001_NPgAggregate | MW | NPgY | NORTON LEES | Total installed renewable generation capacity (MW) | NORL_3 | 3.657 | 3.739 | 4.122 | 4.685 | 5.363 | 6.283 | 8.24 | 10.308 | 12.393 | 14.475 | 16.553 | 18.629 | 20.851 | 23.07 | 25.542 | 28.228 | 30.946 | 33.809 | 36.763 | 39.715 | 42.714 | 45.816 | 48.906 | 52.013 | 55.134 | 58.266 | 61.406 | 64.514 | 67.658 | 70.839 | 71.817 | 72.409 | NPgY | GSP | NPg Planning Scenario | Total installed renewable generation capacity (MW)
NPg Planning Scenario | Gen_BB001_NPgAggregate | MW | NPgY | PITSMOOR 3/4 | Total installed renewable generation capacity (MW) | PITS_BB_B | 1.02 | 1.056 | 1.219 | 1.46 | 1.749 | 2.142 | 2.961 | 3.843 | 4.732 | 5.619 | 6.505 | 7.39 | 8.337 | 9.282 | 10.335 | 11.478 | 12.635 | 13.853 | 15.11 | 16.366 | 17.642 | 18.962 | 20.278 | 21.6 | 22.928 | 24.261 | 25.597 | 26.919 | 28.257 | 29.611 | 30.027 | 30.28 | NPgY | GSP | NPg Planning Scenario | Total installed renewable generation capacity (MW)
NPg Planning Scenario | Gen_BB001_NPgAggregate | MW | NPgY | SALTEND NORTH | Total installed renewable generation capacity (MW) | SALT_1 | 48.232 | 48.461 | 48.835 | 49.338 | 49.98 | 50.823 | 52.505 | 54.202 | 55.911 | 57.636 | 59.374 | 61.128 | 63.025 | 64.939 | 67.652 | 71.113 | 74.668 | 78.304 | 82.035 | 85.888 | 89.859 | 94.029 | 98.15 | 102.295 | 106.452 | 110.611 | 114.761 | 118.782 | 122.885 | 127.071 | 129.594 | 131.87 | NPgY | GSP | NPg Planning Scenario | Total installed renewable generation capacity (MW)
NPg Planning Scenario | Gen_BB001_NPgAggregate | MW | NPgY | SHEFFIELD CITY | Total installed renewable generation capacity (MW) | SHEC_3 | 1.411 | 1.454 | 1.678 | 1.997 | 2.375 | 2.885 | 3.925 | 5.033 | 6.151 | 7.266 | 8.377 | 9.489 | 10.663 | 11.837 | 13.142 | 14.56 | 15.991 | 17.491 | 19.036 | 20.582 | 22.158 | 23.791 | 25.418 | 27.056 | 28.698 | 30.341 | 31.985 | 33.61 | 35.255 | 36.919 | 37.431 | 37.741 | NPgY | GSP | NPg Planning Scenario | Total installed renewable generation capacity (MW)
NPg Planning Scenario | Gen_BB001_NPgAggregate | MW | NPgY | SKELTON GRANGE | Total installed renewable generation capacity (MW) | SKLGB1 | 38.563 | 39.117 | 45.502 | 52.284 | 59.748 | 69.36 | 85.028 | 108.053 | 131.676 | 155.712 | 179.913 | 204.922 | 229.552 | 254.899 | 275.61 | 292.371 | 308.569 | 324.61 | 340.594 | 357.029 | 374.273 | 392.574 | 410.837 | 429.42 | 447.677 | 465.383 | 482.708 | 499.762 | 516.973 | 534.359 | 538.891 | 541.172 | NPgY | GSP | NPg Planning Scenario | Total installed renewable generation capacity (MW)
NPg Planning Scenario | Gen_BB001_NPgAggregate | MW | NPgY | TEMPLEBOROUGH 275/33KV | Total installed renewable generation capacity (MW) | TEMP_3 | 0.358 | 0.368 | 0.492 | 0.635 | 0.788 | 0.981 | 1.257 | 1.766 | 2.294 | 2.837 | 3.388 | 3.965 | 4.525 | 5.109 | 5.519 | 5.781 | 6.027 | 6.255 | 6.474 | 6.707 | 6.96 | 7.235 | 7.51 | 7.792 | 8.064 | 8.32 | 8.565 | 8.804 | 9.045 | 9.288 | 9.358 | 9.398 | NPgY | GSP | NPg Planning Scenario | Total installed renewable generation capacity (MW)
NPg Planning Scenario | Gen_BB001_NPgAggregate | MW | NPgY | THURCROFT | Total installed renewable generation capacity (MW) | THUR_6 | 62.578 | 62.888 | 73.187 | 83.742 | 94.471 | 107.792 | 123.521 | 138.863 | 154.241 | 169.648 | 184.306 | 199.276 | 209.572 | 220.426 | 231.287 | 243.297 | 253.436 | 261.437 | 268.27 | 276.553 | 286.685 | 298.532 | 310.285 | 322.726 | 334.027 | 343.577 | 351.88 | 359.555 | 367.306 | 375.177 | 378.539 | 381.113 | NPgY | GSP | NPg Planning Scenario | Total installed renewable generation capacity (MW)
NPg Planning Scenario | Gen_BB001_NPgAggregate | MW | NPgY | WEST MELTON / THORPE MARSH | Total installed renewable generation capacity (MW) | WMEL_THOM | 206.325 | 206.951 | 217.297 | 228.254 | 239.701 | 254.077 | 273.109 | 291.251 | 309.418 | 327.591 | 345.057 | 362.765 | 376.546 | 390.808 | 406.64 | 423.596 | 438.606 | 451.912 | 464.354 | 478.241 | 493.992 | 511.654 | 529.177 | 547.373 | 564.565 | 580.179 | 594.664 | 608.416 | 622.365 | 636.554 | 641.673 | 646.962 | NPgY | GSP | NPg Planning Scenario | Total installed renewable generation capacity (MW)
NPg Planning Scenario | Gen_BB001_NPgAggregate | MW | NPgY | WEST MELTON SECTION 3 | Total installed renewable generation capacity (MW) | WMEL_BB3 | 84.873 | 85.357 | 96.092 | 107.384 | 119.074 | 133.706 | 152.452 | 171.518 | 190.689 | 209.929 | 228.48 | 247.405 | 262.075 | 277.343 | 292.734 | 308.928 | 323.253 | 335.672 | 347.082 | 359.957 | 374.736 | 391.403 | 407.953 | 425.205 | 441.369 | 455.839 | 469.101 | 481.673 | 494.391 | 507.301 | 512.154 | 516.138 | NPgY | GSP | NPg Planning Scenario | Total installed renewable generation capacity (MW)
NPg Planning Scenario | Gen_BB001_NPgAggregate | MW | NPgY | WINCOBANK | Total installed renewable generation capacity (MW) | WIBA_3 | 46.3 | 46.321 | 46.711 | 47.133 | 47.574 | 48.128 | 48.862 | 49.839 | 50.837 | 51.852 | 52.858 | 53.9 | 54.817 | 55.772 | 56.536 | 55.355 | 53.608 | 51.792 | 49.938 | 48.134 | 46.394 | 44.721 | 43.046 | 41.395 | 39.708 | 37.961 | 36.174 | 34.367 | 32.563 | 30.765 | 28.604 | 28.688 | NPgY | GSP | NPg Planning Scenario | Total installed renewable generation capacity (MW)
NPg Planning Scenario | Gen_BB011 | MW | NPgN | BLYTH 66kV | Total installed waste incineration capacity (MW) | BLYTB1 | 7.2 | 7.2 | 7.468 | 7.736 | 8.005 | 8.273 | 8.541 | 8.799 | 9.056 | 9.314 | 9.571 | 9.743 | 9.602 | 9.324 | 9.164 | 9.057 | 8.974 | 8.886 | 8.754 | 8.569 | 8.426 | 8.278 | 8.077 | 7.817 | 7.559 | 7.295 | 7.074 | 6.823 | 6.701 | 6.605 | 6.524 | 6.391 | NPgN | GSP | NPg Planning Scenario | Total installed waste incineration capacity (MW)
NPg Planning Scenario | Gen_BB011 | MW | NPgN | BLYTH 132kV | Total installed waste incineration capacity (MW) | BLYTH132 | 0 | 0 | 0.474 | 0.949 | 1.423 | 1.897 | 2.371 | 2.828 | 3.282 | 3.737 | 4.193 | 4.497 | 4.246 | 3.756 | 3.473 | 3.283 | 3.136 | 2.98 | 2.747 | 2.42 | 2.168 | 1.906 | 1.55 | 1.091 | 0.636 | 0.168 | 0 | 0 | 0 | 0 | 0 | 0 | NPgN | GSP | NPg Planning Scenario | Total installed waste incineration capacity (MW)
NPg Planning Scenario | Gen_BB011 | MW | NPgN | FOURSTONES | Total installed waste incineration capacity (MW) | FOUR_1 | 0 | 0 | 0.025 | 0.049 | 0.074 | 0.098 | 0.123 | 0.146 | 0.17 | 0.193 | 0.217 | 0.233 | 0.22 | 0.194 | 0.18 | 0.17 | 0.162 | 0.154 | 0.142 | 0.125 | 0.112 | 0.099 | 0.08 | 0.056 | 0.033 | 0.009 | 0 | 0 | 0 | 0 | 0 | 0 | NPgN | GSP | NPg Planning Scenario | Total installed waste incineration capacity (MW)
NPg Planning Scenario | Gen_BB011 | MW | NPgN | HARTMOOR | Total installed waste incineration capacity (MW) | HARM_6 | 0 | 0 | 0.133 | 0.265 | 0.398 | 0.53 | 0.663 | 0.79 | 0.917 | 1.045 | 1.172 | 1.257 | 1.187 | 1.05 | 0.971 | 0.918 | 0.877 | 0.833 | 0.768 | 0.676 | 0.606 | 0.533 | 0.433 | 0.305 | 0.178 | 0.047 | 0 | 0 | 0 | 0 | 0 | 0 | NPgN | GSP | NPg Planning Scenario | Total installed waste incineration capacity (MW)
NPg Planning Scenario | Gen_BB011 | MW | NPgN | HAWTHORN PIT GRID | Total installed waste incineration capacity (MW) | HAWP_6 | 1.9 | 1.9 | 2.039 | 2.177 | 2.316 | 2.454 | 2.593 | 2.726 | 2.859 | 2.991 | 3.125 | 3.213 | 3.14 | 2.997 | 2.914 | 2.859 | 2.816 | 2.77 | 2.702 | 2.607 | 2.533 | 2.457 | 2.353 | 2.219 | 2.086 | 1.949 | 1.867 | 1.801 | 1.768 | 1.743 | 1.722 | 1.686 | NPgN | GSP | NPg Planning Scenario | Total installed waste incineration capacity (MW)
NPg Planning Scenario | Gen_BB011 | MW | NPgN | KNARESBOROUGH | Total installed waste incineration capacity (MW) | KNARE_111 | 36.135 | 36.135 | 36.686 | 37.238 | 37.789 | 38.34 | 38.892 | 39.422 | 39.951 | 40.479 | 41.009 | 41.363 | 41.071 | 40.501 | 40.173 | 39.952 | 39.781 | 39.6 | 39.328 | 38.948 | 38.656 | 38.351 | 37.937 | 37.403 | 36.874 | 36.33 | 35.503 | 34.244 | 33.631 | 33.147 | 32.741 | 32.074 | NPgN | GSP | NPg Planning Scenario | Total installed waste incineration capacity (MW)
NPg Planning Scenario | Gen_BB011 | MW | NPgN | LACKENBY | Total installed waste incineration capacity (MW) | LACK_6 | 6.197 | 6.197 | 6.34 | 6.483 | 6.626 | 6.769 | 6.912 | 7.05 | 7.187 | 7.324 | 7.461 | 7.553 | 7.477 | 7.33 | 7.244 | 7.187 | 7.143 | 7.096 | 7.025 | 6.927 | 6.851 | 6.772 | 6.664 | 6.526 | 6.389 | 6.248 | 6.089 | 5.873 | 5.768 | 5.685 | 5.615 | 5.501 | NPgN | GSP | NPg Planning Scenario | Total installed waste incineration capacity (MW)
NPg Planning Scenario | Gen_BB011 | MW | NPgN | NORTON | Total installed waste incineration capacity (MW) | NORT_1 | 72.561 | 72.561 | 73.697 | 74.833 | 75.969 | 77.105 | 78.24 | 79.333 | 80.422 | 81.511 | 82.602 | 83.331 | 82.731 | 81.556 | 80.879 | 80.425 | 80.072 | 79.699 | 79.14 | 78.357 | 77.754 | 77.126 | 76.273 | 75.174 | 74.083 | 72.963 | 71.292 | 68.764 | 67.532 | 66.561 | 65.745 | 64.407 | NPgN | GSP | NPg Planning Scenario | Total installed waste incineration capacity (MW)
NPg Planning Scenario | Gen_BB011 | MW | NPgN | OFFERTON | Total installed waste incineration capacity (MW) | OFFE_3 | 0 | 0 | 0.01 | 0.02 | 0.029 | 0.039 | 0.049 | 0.059 | 0.068 | 0.077 | 0.087 | 0.093 | 0.088 | 0.078 | 0.072 | 0.068 | 0.065 | 0.062 | 0.057 | 0.05 | 0.045 | 0.039 | 0.032 | 0.023 | 0.013 | 0.003 | 0 | 0 | 0 | 0 | 0 | 0 | NPgN | GSP | NPg Planning Scenario | Total installed waste incineration capacity (MW)
NPg Planning Scenario | Gen_BB011 | MW | NPgN | OSBALDWICK | Total installed waste incineration capacity (MW) | OSBA_1 | 1.5 | 1.5 | 2.85 | 4.2 | 5.55 | 6.9 | 8.25 | 9.549 | 10.843 | 12.137 | 13.435 | 14.3 | 13.587 | 12.191 | 11.387 | 10.846 | 10.428 | 9.984 | 9.319 | 8.389 | 7.672 | 6.926 | 5.912 | 4.605 | 3.309 | 1.978 | 1.474 | 1.422 | 1.396 | 1.376 | 1.359 | 1.331 | NPgN | GSP | NPg Planning Scenario | Total installed waste incineration capacity (MW)
NPg Planning Scenario | Gen_BB011 | MW | NPgN | POPPLETON | Total installed waste incineration capacity (MW) | POPP_3 | 0 | 0 | 0.041 | 0.083 | 0.124 | 0.166 | 0.207 | 0.247 | 0.287 | 0.326 | 0.366 | 0.393 | 0.371 | 0.328 | 0.303 | 0.287 | 0.274 | 0.26 | 0.24 | 0.211 | 0.189 | 0.167 | 0.135 | 0.095 | 0.056 | 0.015 | 0 | 0 | 0 | 0 | 0 | 0 | NPgN | GSP | NPg Planning Scenario | Total installed waste incineration capacity (MW)
NPg Planning Scenario | Gen_BB011 | MW | NPgN | SALTHOLME | Total installed waste incineration capacity (MW) | SALH_1 | 5.1 | 5.1 | 5.11 | 5.121 | 5.131 | 5.141 | 5.152 | 5.162 | 5.171 | 5.181 | 5.191 | 5.198 | 5.192 | 5.182 | 5.176 | 5.172 | 5.168 | 5.165 | 5.16 | 5.153 | 5.147 | 5.142 | 5.134 | 5.124 | 5.114 | 5.104 | 5.011 | 4.833 | 4.747 | 4.678 | 4.621 | 4.527 | NPgN | GSP | NPg Planning Scenario | Total installed waste incineration capacity (MW)
NPg Planning Scenario | Gen_BB011 | MW | NPgN | SOUTH SHIELDS | Total installed waste incineration capacity (MW) | SSHI_3 | 0 | 0 | 0 | 0 | 0 | 0 | 0 | 0 | 0 | 0.001 | 0.001 | 0.001 | 0.001 | 0.001 | 0 | 0 | 0 | 0 | 0 | 0 | 0 | 0 | 0 | 0 | 0 | 0 | 0 | 0 | 0 | 0 | 0 | 0 | NPgN | GSP | NPg Planning Scenario | Total installed waste incineration capacity (MW)
NPg Planning Scenario | Gen_BB011 | MW | NPgN | SPADEADAM | Total installed waste incineration capacity (MW) | KIELD01 and SPAD20 | 0 | 0 | 0.019 | 0.038 | 0.058 | 0.077 | 0.096 | 0.115 | 0.133 | 0.151 | 0.17 | 0.182 | 0.172 | 0.152 | 0.141 | 0.133 | 0.127 | 0.121 | 0.111 | 0.098 | 0.088 | 0.077 | 0.063 | 0.044 | 0.026 | 0.007 | 0 | 0 | 0 | 0 | 0 | 0 | NPgN | GSP | NPg Planning Scenario | Total installed waste incineration capacity (MW)
NPg Planning Scenario | Gen_BB011 | MW | NPgN | SPENNYMOOR | Total installed waste incineration capacity (MW) | SPEN_1 | 3.8 | 3.8 | 4.702 | 5.604 | 6.506 | 7.408 | 8.31 | 9.178 | 10.042 | 10.907 | 11.774 | 12.352 | 11.876 | 10.943 | 10.406 | 10.044 | 9.765 | 9.468 | 9.024 | 8.403 | 7.924 | 7.425 | 6.748 | 5.875 | 5.009 | 4.12 | 3.734 | 3.601 | 3.537 | 3.486 | 3.443 | 3.373 | NPgN | GSP | NPg Planning Scenario | Total installed waste incineration capacity (MW)
NPg Planning Scenario | Gen_BB011 | MW | NPgN | STELLA NORTH | Total installed waste incineration capacity (MW) | STEN_1 | 7.315 | 7.315 | 7.377 | 7.44 | 7.502 | 7.565 | 7.627 | 7.687 | 7.747 | 7.807 | 7.867 | 7.907 | 7.874 | 7.809 | 7.772 | 7.747 | 7.728 | 7.707 | 7.677 | 7.634 | 7.6 | 7.566 | 7.519 | 7.459 | 7.399 | 7.337 | 7.187 | 6.932 | 6.808 | 6.71 | 6.628 | 6.493 | NPgN | GSP | NPg Planning Scenario | Total installed waste incineration capacity (MW)
NPg Planning Scenario | Gen_BB011 | MW | NPgN | STELLA SOUTH | Total installed waste incineration capacity (MW) | STES_1 | 0 | 0 | 0.441 | 0.881 | 1.322 | 1.762 | 2.203 | 2.626 | 3.049 | 3.471 | 3.894 | 4.177 | 3.944 | 3.489 | 3.226 | 3.05 | 2.913 | 2.768 | 2.551 | 2.248 | 2.014 | 1.771 | 1.44 | 1.013 | 0.59 | 0.156 | 0 | 0 | 0 | 0 | 0 | 0 | NPgN | GSP | NPg Planning Scenario | Total installed waste incineration capacity (MW)
NPg Planning Scenario | Gen_BB011 | MW | NPgN | TYNEMOUTH | Total installed waste incineration capacity (MW) | TYNE_1 | 6.555 | 6.555 | 6.572 | 6.589 | 6.606 | 6.623 | 6.64 | 6.656 | 6.672 | 6.688 | 6.705 | 6.716 | 6.707 | 6.689 | 6.679 | 6.672 | 6.667 | 6.661 | 6.653 | 6.641 | 6.632 | 6.623 | 6.61 | 6.594 | 6.578 | 6.561 | 6.44 | 6.212 | 6.101 | 6.013 | 5.939 | 5.818 | NPgN | GSP | NPg Planning Scenario | Total installed waste incineration capacity (MW)
NPg Planning Scenario | Gen_BB011 | MW | NPgN | WEST BOLDON | Total installed waste incineration capacity (MW) | WBOL_6 | 0 | 0 | 0.053 | 0.105 | 0.158 | 0.211 | 0.264 | 0.314 | 0.365 | 0.415 | 0.466 | 0.5 | 0.472 | 0.418 | 0.386 | 0.365 | 0.349 | 0.331 | 0.305 | 0.269 | 0.241 | 0.212 | 0.172 | 0.121 | 0.071 | 0.019 | 0 | 0 | 0 | 0 | 0 | 0 | NPgN | GSP | NPg Planning Scenario | Total installed waste incineration capacity (MW)
NPg Planning Scenario | Gen_BB011 | MW | NPgY | BRADFORD WEST | Total installed waste incineration capacity (MW) | BRAW_1 | 0 | 0 | 0.079 | 0.158 | 0.237 | 0.316 | 0.395 | 0.565 | 0.735 | 0.904 | 1.074 | 1.176 | 1.123 | 0.943 | 0.873 | 0.847 | 0.822 | 0.778 | 0.682 | 0.54 | 0.446 | 0.354 | 0.212 | 0 | 0 | 0 | 0 | 0 | 0 | 0 | 0 | 0 | NPgY | GSP | NPg Planning Scenario | Total installed waste incineration capacity (MW)
NPg Planning Scenario | Gen_BB011 | MW | NPgY | CAMBLESFORTH | Total installed waste incineration capacity (MW) | CAMB_01 | 0 | 0 | 0.014 | 0.027 | 0.041 | 0.054 | 0.068 | 0.097 | 0.126 | 0.155 | 0.184 | 0.202 | 0.193 | 0.162 | 0.15 | 0.145 | 0.141 | 0.134 | 0.117 | 0.093 | 0.077 | 0.061 | 0.036 | 0 | 0 | 0 | 0 | 0 | 0 | 0 | 0 | 0 | NPgY | GSP | NPg Planning Scenario | Total installed waste incineration capacity (MW)
NPg Planning Scenario | Gen_BB011 | MW | NPgY | CREYKE BECK | Total installed waste incineration capacity (MW) | CREB_1 | 0 | 0 | 0.574 | 1.148 | 1.722 | 2.297 | 2.871 | 4.108 | 5.339 | 6.571 | 7.807 | 8.543 | 8.162 | 6.848 | 6.341 | 6.153 | 5.974 | 5.654 | 4.953 | 3.924 | 3.244 | 2.569 | 1.543 | 0 | 0 | 0 | 0 | 0 | 0 | 0 | 0 | 0 | NPgY | GSP | NPg Planning Scenario | Total installed waste incineration capacity (MW)
NPg Planning Scenario | Gen_BB011 | MW | NPgY | DRAX | Total installed waste incineration capacity (MW) | DRAX_YEDL | 0 | 0 | 0.069 | 0.138 | 0.207 | 0.276 | 0.345 | 0.493 | 0.641 | 0.789 | 0.938 | 1.026 | 0.98 | 0.823 | 0.762 | 0.739 | 0.718 | 0.679 | 0.595 | 0.471 | 0.39 | 0.309 | 0.185 | 0 | 0 | 0 | 0 | 0 | 0 | 0 | 0 | 0 | NPgY | GSP | NPg Planning Scenario | Total installed waste incineration capacity (MW)
NPg Planning Scenario | Gen_BB011 | MW | NPgY | ELLAND | Total installed waste incineration capacity (MW) | ELLA_1 | 0 | 0 | 0.078 | 0.156 | 0.234 | 0.312 | 0.391 | 0.559 | 0.726 | 0.894 | 1.062 | 1.162 | 1.11 | 0.932 | 0.863 | 0.837 | 0.813 | 0.769 | 0.674 | 0.534 | 0.441 | 0.349 | 0.21 | 0 | 0 | 0 | 0 | 0 | 0 | 0 | 0 | 0 | NPgY | GSP | NPg Planning Scenario | Total installed waste incineration capacity (MW)
NPg Planning Scenario | Gen_BB011 | MW | NPgY | FERRYBRIDGE A | Total installed waste incineration capacity (MW) | FERRA2 | 0 | 0 | 0.113 | 0.226 | 0.339 | 0.452 | 0.565 | 0.808 | 1.05 | 1.293 | 1.536 | 1.681 | 1.606 | 1.347 | 1.248 | 1.211 | 1.175 | 1.112 | 0.974 | 0.772 | 0.638 | 0.505 | 0.304 | 0 | 0 | 0 | 0 | 0 | 0 | 0 | 0 | 0 | NPgY | GSP | NPg Planning Scenario | Total installed waste incineration capacity (MW)
NPg Planning Scenario | Gen_BB011 | MW | NPgY | FERRYBRIDGE B | Total installed waste incineration capacity (MW) | FERRB9 | 79 | 79 | 79.29 | 79.579 | 79.869 | 80.158 | 80.448 | 81.072 | 81.692 | 82.313 | 82.936 | 83.308 | 83.116 | 82.453 | 82.197 | 82.102 | 82.012 | 81.851 | 81.498 | 80.979 | 80.636 | 80.295 | 79.778 | 78.697 | 73.122 | 67.064 | 62.207 | 56.873 | 54.67 | 53.099 | 51.936 | 49.619 | NPgY | GSP | NPg Planning Scenario | Total installed waste incineration capacity (MW)
NPg Planning Scenario | Gen_BB011 | MW | NPgY | GRIMSBY WEST | Total installed waste incineration capacity (MW) | GRIW_1 | 0 | 0 | 0.186 | 0.372 | 0.557 | 0.743 | 0.929 | 1.33 | 1.728 | 2.127 | 2.527 | 2.765 | 2.642 | 2.217 | 2.052 | 1.991 | 1.934 | 1.83 | 1.603 | 1.27 | 1.05 | 0.831 | 0.499 | 0 | 0 | 0 | 0 | 0 | 0 | 0 | 0 | 0 | NPgY | GSP | NPg Planning Scenario | Total installed waste incineration capacity (MW)
NPg Planning Scenario | Gen_BB011 | MW | NPgY | JORDANTHORPE | Total installed waste incineration capacity (MW) | JORD_3 | 0 | 0 | 0.009 | 0.018 | 0.026 | 0.035 | 0.044 | 0.063 | 0.082 | 0.101 | 0.12 | 0.131 | 0.125 | 0.105 | 0.097 | 0.094 | 0.091 | 0.087 | 0.076 | 0.06 | 0.05 | 0.039 | 0.024 | 0 | 0 | 0 | 0 | 0 | 0 | 0 | 0 | 0 | NPgY | GSP | NPg Planning Scenario | Total installed waste incineration capacity (MW)
NPg Planning Scenario | Gen_BB011 | MW | NPgY | KEADBY | Total installed waste incineration capacity (MW) | KEAD_YEDL | 2.8 | 2.8 | 3.758 | 4.715 | 5.673 | 6.63 | 7.588 | 9.651 | 11.704 | 13.758 | 15.819 | 17.047 | 16.412 | 14.221 | 13.375 | 13.061 | 12.763 | 12.23 | 11.06 | 9.344 | 8.209 | 7.084 | 5.374 | 2.789 | 2.592 | 2.377 | 2.205 | 2.016 | 1.938 | 1.882 | 1.841 | 1.759 | NPgY | GSP | NPg Planning Scenario | Total installed waste incineration capacity (MW)
NPg Planning Scenario | Gen_BB011 | MW | NPgY | KIRKSTALL B | Total installed waste incineration capacity (MW) | KIRKB1 | 0 | 0 | 0.033 | 0.065 | 0.098 | 0.13 | 0.163 | 0.233 | 0.303 | 0.373 | 0.443 | 0.485 | 0.464 | 0.389 | 0.36 | 0.349 | 0.339 | 0.321 | 0.281 | 0.223 | 0.184 | 0.146 | 0.088 | 0 | 0 | 0 | 0 | 0 | 0 | 0 | 0 | 0 | NPgY | GSP | NPg Planning Scenario | Total installed waste incineration capacity (MW)
NPg Planning Scenario | Gen_BB011 | MW | NPgY | NEEPSEND | Total installed waste incineration capacity (MW) | NEEP_3 | 0 | 0 | 0.003 | 0.006 | 0.009 | 0.012 | 0.015 | 0.022 | 0.028 | 0.035 | 0.041 | 0.045 | 0.043 | 0.036 | 0.034 | 0.033 | 0.032 | 0.03 | 0.026 | 0.021 | 0.017 | 0.014 | 0.008 | 0 | 0 | 0 | 0 | 0 | 0 | 0 | 0 | 0 | NPgY | GSP | NPg Planning Scenario | Total installed waste incineration capacity (MW)
NPg Planning Scenario | Gen_BB011 | MW | NPgY | NORTON LEES | Total installed waste incineration capacity (MW) | NORL_3 | 0 | 0 | 0 | 0 | 0 | 0 | 0 | 0 | 0 | 0 | 0 | 0 | 0 | 0 | 0 | 0 | 0 | 0 | 0 | 0 | 0 | 0 | 0 | 0 | 0 | 0 | 0 | 0 | 0 | 0 | 0 | 0 | NPgY | GSP | NPg Planning Scenario | Total installed waste incineration capacity (MW)
NPg Planning Scenario | Gen_BB011 | MW | NPgY | PITSMOOR 3/4 | Total installed waste incineration capacity (MW) | PITS_BB_B | 0 | 0 | 0 | 0 | 0 | 0 | 0 | 0 | 0 | 0 | 0 | 0 | 0 | 0 | 0 | 0 | 0 | 0 | 0 | 0 | 0 | 0 | 0 | 0 | 0 | 0 | 0 | 0 | 0 | 0 | 0 | 0 | NPgY | GSP | NPg Planning Scenario | Total installed waste incineration capacity (MW)
NPg Planning Scenario | Gen_BB011 | MW | NPgY | SALTEND NORTH | Total installed waste incineration capacity (MW) | SALT_1 | 0 | 0 | 0 | 0.001 | 0.001 | 0.001 | 0.002 | 0.003 | 0.003 | 0.004 | 0.005 | 0.005 | 0.005 | 0.004 | 0.004 | 0.004 | 0.004 | 0.004 | 0.003 | 0.002 | 0.002 | 0.002 | 0.001 | 0 | 0 | 0 | 0 | 0 | 0 | 0 | 0 | 0 | NPgY | GSP | NPg Planning Scenario | Total installed waste incineration capacity (MW)
NPg Planning Scenario | Gen_BB011 | MW | NPgY | SHEFFIELD CITY | Total installed waste incineration capacity (MW) | SHEC_3 | 0 | 0 | 0.001 | 0.001 | 0.002 | 0.003 | 0.003 | 0.004 | 0.006 | 0.007 | 0.009 | 0.009 | 0.009 | 0.008 | 0.007 | 0.007 | 0.007 | 0.006 | 0.005 | 0.004 | 0.004 | 0.003 | 0.002 | 0 | 0 | 0 | 0 | 0 | 0 | 0 | 0 | 0 | NPgY | GSP | NPg Planning Scenario | Total installed waste incineration capacity (MW)
NPg Planning Scenario | Gen_BB011 | MW | NPgY | SKELTON GRANGE | Total installed waste incineration capacity (MW) | SKLGB1 | 25.6 | 25.6 | 25.685 | 25.769 | 25.854 | 25.939 | 26.023 | 26.206 | 26.387 | 26.569 | 26.751 | 26.859 | 26.803 | 26.61 | 26.535 | 26.507 | 26.481 | 26.434 | 26.33 | 26.178 | 26.078 | 25.979 | 25.827 | 25.502 | 23.695 | 21.732 | 20.158 | 18.43 | 17.716 | 17.207 | 16.83 | 16.079 | NPgY | GSP | NPg Planning Scenario | Total installed waste incineration capacity (MW)
NPg Planning Scenario | Gen_BB011 | MW | NPgY | TEMPLEBOROUGH 275/33KV | Total installed waste incineration capacity (MW) | TEMP_3 | 0 | 0 | 0.002 | 0.005 | 0.007 | 0.009 | 0.012 | 0.017 | 0.022 | 0.027 | 0.032 | 0.035 | 0.033 | 0.028 | 0.026 | 0.025 | 0.024 | 0.023 | 0.02 | 0.016 | 0.013 | 0.01 | 0.006 | 0 | 0 | 0 | 0 | 0 | 0 | 0 | 0 | 0 | NPgY | GSP | NPg Planning Scenario | Total installed waste incineration capacity (MW)
NPg Planning Scenario | Gen_BB011 | MW | NPgY | THURCROFT | Total installed waste incineration capacity (MW) | THUR_6 | 5.7 | 5.7 | 5.942 | 6.183 | 6.425 | 6.666 | 6.908 | 7.428 | 7.946 | 8.464 | 8.984 | 9.294 | 9.134 | 8.581 | 8.367 | 8.288 | 8.213 | 8.079 | 7.784 | 7.351 | 7.064 | 6.78 | 6.349 | 5.678 | 5.276 | 4.839 | 4.488 | 4.104 | 3.945 | 3.831 | 3.747 | 3.58 | NPgY | GSP | NPg Planning Scenario | Total installed waste incineration capacity (MW)
NPg Planning Scenario | Gen_BB011 | MW | NPgY | WEST MELTON / THORPE MARSH | Total installed waste incineration capacity (MW) | WMEL_THOM | 19.998 | 19.998 | 20.218 | 20.439 | 20.659 | 20.879 | 21.1 | 21.575 | 22.047 | 22.52 | 22.994 | 23.277 | 23.131 | 22.627 | 22.432 | 22.36 | 22.291 | 22.168 | 21.899 | 21.504 | 21.243 | 20.984 | 20.59 | 19.921 | 18.51 | 16.976 | 15.747 | 14.397 | 13.839 | 13.441 | 13.147 | 12.561 | NPgY | GSP | NPg Planning Scenario | Total installed waste incineration capacity (MW)
NPg Planning Scenario | Gen_BB011 | MW | NPgY | WEST MELTON SECTION 3 | Total installed waste incineration capacity (MW) | WMEL_BB3 | 0 | 0 | 0.236 | 0.472 | 0.708 | 0.944 | 1.179 | 1.688 | 2.194 | 2.7 | 3.207 | 3.51 | 3.353 | 2.814 | 2.605 | 2.528 | 2.454 | 2.323 | 2.035 | 1.612 | 1.333 | 1.055 | 0.634 | 0 | 0 | 0 | 0 | 0 | 0 | 0 | 0 | 0 | NPgY | GSP | NPg Planning Scenario | Total installed waste incineration capacity (MW)
NPg Planning Scenario | Gen_BB011 | MW | NPgY | WINCOBANK | Total installed waste incineration capacity (MW) | WIBA_3 | 0 | 0 | 0.008 | 0.016 | 0.025 | 0.033 | 0.041 | 0.059 | 0.076 | 0.094 | 0.112 | 0.122 | 0.117 | 0.098 | 0.091 | 0.088 | 0.086 | 0.081 | 0.071 | 0.056 | 0.046 | 0.037 | 0.022 | 0 | 0 | 0 | 0 | 0 | 0 | 0 | 0 | 0 | NPgY | GSP | NPg Planning Scenario | Total installed waste incineration capacity (MW)
NPg Planning Scenario | Gen_BB015 | MW | NPgN | BLYTH 66kV | Total installed wind capacity (MW) | BLYTB1 | 93.8 | 93.761 | 93.77 | 93.778 | 93.787 | 93.795 | 93.804 | 101.519 | 110.074 | 119.095 | 128.611 | 138.908 | 149.765 | 161.213 | 173.285 | 186.017 | 199.446 | 213.61 | 228.551 | 244.312 | 260.941 | 278.487 | 295.527 | 312.652 | 329.785 | 346.849 | 363.76 | 379.505 | 395.821 | 412.731 | 430.256 | 448.42 | NPgN | GSP | NPg Planning Scenario | Total installed wind capacity (MW)
NPg Planning Scenario | Gen_BB015 | MW | NPgN | BLYTH 132kV | Total installed wind capacity (MW) | BLYTH132 | 106.969 | 106.968 | 106.971 | 106.974 | 106.978 | 106.981 | 106.984 | 108.723 | 110.651 | 112.685 | 114.83 | 117.152 | 119.601 | 122.183 | 124.907 | 127.779 | 130.809 | 134.005 | 137.376 | 140.933 | 144.685 | 148.643 | 152.49 | 156.356 | 160.225 | 164.079 | 167.9 | 171.46 | 175.149 | 178.973 | 182.935 | 187.042 | NPgN | GSP | NPg Planning Scenario | Total installed wind capacity (MW)
NPg Planning Scenario | Gen_BB015 | MW | NPgN | FOURSTONES | Total installed wind capacity (MW) | FOUR_1 | 89.15 | 89.108 | 89.109 | 89.11 | 89.111 | 89.112 | 89.113 | 89.118 | 89.123 | 89.129 | 89.136 | 89.143 | 89.151 | 89.16 | 89.169 | 89.179 | 89.19 | 89.201 | 89.213 | 89.226 | 89.239 | 89.253 | 89.268 | 89.283 | 89.299 | 89.316 | 89.333 | 89.351 | 89.37 | 89.389 | 89.409 | 89.43 | NPgN | GSP | NPg Planning Scenario | Total installed wind capacity (MW)
NPg Planning Scenario | Gen_BB015 | MW | NPgN | HARTMOOR | Total installed wind capacity (MW) | HARM_6 | 47.752 | 47.702 | 47.702 | 47.703 | 47.703 | 47.704 | 47.704 | 47.882 | 48.079 | 48.287 | 48.506 | 48.743 | 48.994 | 49.258 | 49.536 | 49.83 | 50.14 | 50.467 | 50.812 | 51.176 | 51.56 | 51.965 | 52.358 | 52.754 | 53.151 | 53.546 | 53.938 | 54.303 | 54.682 | 55.074 | 55.481 | 55.903 | NPgN | GSP | NPg Planning Scenario | Total installed wind capacity (MW)
NPg Planning Scenario | Gen_BB015 | MW | NPgN | HAWTHORN PIT GRID | Total installed wind capacity (MW) | HAWP_6 | 22.256 | 22.117 | 22.118 | 22.119 | 22.12 | 22.121 | 22.122 | 22.795 | 23.541 | 24.328 | 25.159 | 26.057 | 27.005 | 28.004 | 29.058 | 30.169 | 31.342 | 32.578 | 33.882 | 35.258 | 36.71 | 38.242 | 39.73 | 41.225 | 42.722 | 44.212 | 45.69 | 47.066 | 48.493 | 49.971 | 51.503 | 53.091 | NPgN | GSP | NPg Planning Scenario | Total installed wind capacity (MW)
NPg Planning Scenario | Gen_BB015 | MW | NPgN | KNARESBOROUGH | Total installed wind capacity (MW) | KNARE_111 | 16.51 | 16.46 | 16.464 | 16.469 | 16.473 | 16.478 | 16.482 | 16.506 | 16.532 | 16.562 | 16.595 | 16.631 | 16.67 | 16.713 | 16.76 | 16.809 | 16.862 | 16.918 | 16.977 | 17.04 | 17.106 | 17.175 | 17.248 | 17.324 | 17.403 | 17.485 | 17.571 | 17.66 | 17.752 | 17.848 | 17.947 | 18.049 | NPgN | GSP | NPg Planning Scenario | Total installed wind capacity (MW)
NPg Planning Scenario | Gen_BB015 | MW | NPgN | LACKENBY | Total installed wind capacity (MW) | LACK_6 | 64.603 | 64.234 | 64.235 | 64.236 | 64.237 | 64.238 | 64.239 | 65.278 | 66.429 | 67.643 | 68.923 | 70.309 | 71.77 | 73.31 | 74.935 | 76.648 | 78.455 | 80.361 | 82.371 | 84.492 | 86.729 | 89.09 | 91.383 | 93.687 | 95.992 | 98.288 | 100.563 | 102.681 | 104.875 | 107.15 | 109.507 | 111.95 | NPgN | GSP | NPg Planning Scenario | Total installed wind capacity (MW)
NPg Planning Scenario | Gen_BB015 | MW | NPgN | NORTON | Total installed wind capacity (MW) | NORT_1 | 31.104 | 31.02 | 31.028 | 31.035 | 31.043 | 31.051 | 31.059 | 32.381 | 33.848 | 35.397 | 37.034 | 38.806 | 40.676 | 42.65 | 44.733 | 46.93 | 49.249 | 51.695 | 54.276 | 56.999 | 59.871 | 62.901 | 65.851 | 68.82 | 71.796 | 74.764 | 77.712 | 80.469 | 83.326 | 86.288 | 89.357 | 92.537 | NPgN | GSP | NPg Planning Scenario | Total installed wind capacity (MW)
NPg Planning Scenario | Gen_BB015 | MW | NPgN | OFFERTON | Total installed wind capacity (MW) | OFFE_3 | 0.014 | 0.014 | 0.014 | 0.014 | 0.014 | 0.014 | 0.014 | 0.367 | 0.58 | 0.805 | 1.042 | 1.298 | 1.568 | 1.853 | 2.154 | 2.471 | 2.805 | 3.158 | 3.53 | 3.922 | 4.336 | 4.773 | 5.197 | 5.623 | 6.049 | 6.473 | 6.894 | 7.285 | 7.69 | 8.111 | 8.546 | 8.998 | NPgN | GSP | NPg Planning Scenario | Total installed wind capacity (MW)
NPg Planning Scenario | Gen_BB015 | MW | NPgN | OSBALDWICK | Total installed wind capacity (MW) | OSBA_1 | 2.83 | 2.423 | 2.431 | 2.438 | 2.446 | 2.453 | 2.461 | 5.655 | 9.197 | 12.934 | 16.878 | 21.145 | 25.646 | 30.393 | 35.4 | 40.68 | 46.251 | 52.126 | 58.325 | 64.863 | 71.762 | 79.04 | 86.113 | 93.224 | 100.342 | 107.433 | 114.465 | 121.02 | 127.813 | 134.853 | 142.149 | 149.71 | NPgN | GSP | NPg Planning Scenario | Total installed wind capacity (MW)
NPg Planning Scenario | Gen_BB015 | MW | NPgN | POPPLETON | Total installed wind capacity (MW) | POPP_3 | 5.002 | 5.002 | 5.002 | 5.003 | 5.003 | 5.003 | 5.004 | 5.005 | 5.007 | 5.008 | 5.01 | 5.013 | 5.015 | 5.018 | 5.021 | 5.024 | 5.027 | 5.03 | 5.034 | 5.038 | 5.042 | 5.046 | 5.05 | 5.055 | 5.06 | 5.065 | 5.07 | 5.076 | 5.081 | 5.087 | 5.093 | 5.1 | NPgN | GSP | NPg Planning Scenario | Total installed wind capacity (MW)
NPg Planning Scenario | Gen_BB015 | MW | NPgN | SALTHOLME | Total installed wind capacity (MW) | SALH_1 | 0 | 0 | 0 | 0 | 0 | 0 | 0 | 0.016 | 0.034 | 0.052 | 0.072 | 0.093 | 0.116 | 0.139 | 0.164 | 0.19 | 0.218 | 0.247 | 0.278 | 0.311 | 0.345 | 0.381 | 0.416 | 0.451 | 0.487 | 0.522 | 0.557 | 0.589 | 0.623 | 0.658 | 0.694 | 0.731 | NPgN | GSP | NPg Planning Scenario | Total installed wind capacity (MW)
NPg Planning Scenario | Gen_BB015 | MW | NPgN | SOUTH SHIELDS | Total installed wind capacity (MW) | SSHI_3 | 0.012 | 0.012 | 0.013 | 0.013 | 0.013 | 0.013 | 0.013 | 0.244 | 0.378 | 0.52 | 0.669 | 0.831 | 1.001 | 1.181 | 1.37 | 1.57 | 1.781 | 2.003 | 2.237 | 2.484 | 2.745 | 3.021 | 3.288 | 3.556 | 3.825 | 4.092 | 4.357 | 4.604 | 4.859 | 5.124 | 5.399 | 5.683 | NPgN | GSP | NPg Planning Scenario | Total installed wind capacity (MW)
NPg Planning Scenario | Gen_BB015 | MW | NPgN | SPADEADAM | Total installed wind capacity (MW) | KIELD01 and SPAD20 | 0.061 | 0.055 | 0.056 | 0.056 | 0.056 | 0.057 | 0.057 | 0.471 | 0.906 | 1.365 | 1.849 | 2.373 | 2.926 | 3.508 | 4.122 | 4.77 | 5.453 | 6.174 | 6.934 | 7.736 | 8.582 | 9.475 | 10.342 | 11.213 | 12.085 | 12.953 | 13.813 | 14.614 | 15.444 | 16.304 | 17.195 | 18.119 | NPgN | GSP | NPg Planning Scenario | Total installed wind capacity (MW)
NPg Planning Scenario | Gen_BB015 | MW | NPgN | SPENNYMOOR | Total installed wind capacity (MW) | SPEN_1 | 75.069 | 74.562 | 74.566 | 74.571 | 74.575 | 74.579 | 74.583 | 76.817 | 79.295 | 81.908 | 84.665 | 87.649 | 90.796 | 94.114 | 97.614 | 101.306 | 105.199 | 109.306 | 113.638 | 118.208 | 123.03 | 128.117 | 133.06 | 138.029 | 143.001 | 147.954 | 152.865 | 157.441 | 162.183 | 167.097 | 172.191 | 177.469 | NPgN | GSP | NPg Planning Scenario | Total installed wind capacity (MW)
NPg Planning Scenario | Gen_BB015 | MW | NPgN | STELLA NORTH | Total installed wind capacity (MW) | STEN_1 | 0 | 0 | 0.001 | 0.001 | 0.002 | 0.002 | 0.003 | 1.275 | 2.1 | 2.97 | 3.888 | 4.881 | 5.927 | 7.031 | 8.195 | 9.422 | 10.717 | 12.082 | 13.523 | 15.042 | 16.645 | 18.336 | 19.979 | 21.629 | 23.28 | 24.924 | 26.553 | 28.07 | 29.641 | 31.27 | 32.958 | 34.707 | NPgN | GSP | NPg Planning Scenario | Total installed wind capacity (MW)
NPg Planning Scenario | Gen_BB015 | MW | NPgN | STELLA SOUTH | Total installed wind capacity (MW) | STES_1 | 28.399 | 28.033 | 28.036 | 28.039 | 28.043 | 28.046 | 28.049 | 30.757 | 33.76 | 36.927 | 40.267 | 43.882 | 47.694 | 51.713 | 55.951 | 60.421 | 65.135 | 70.108 | 75.354 | 80.887 | 86.725 | 92.885 | 98.868 | 104.881 | 110.897 | 116.889 | 122.827 | 128.357 | 134.087 | 140.026 | 146.18 | 152.559 | NPgN | GSP | NPg Planning Scenario | Total installed wind capacity (MW)
NPg Planning Scenario | Gen_BB015 | MW | NPgN | TYNEMOUTH | Total installed wind capacity (MW) | TYNE_1 | 0.006 | 0.006 | 0.006 | 0.007 | 0.007 | 0.008 | 0.008 | 0.582 | 1.206 | 1.863 | 2.557 | 3.307 | 4.098 | 4.932 | 5.812 | 6.74 | 7.718 | 8.75 | 9.838 | 10.986 | 12.198 | 13.476 | 14.717 | 15.964 | 17.212 | 18.454 | 19.685 | 20.831 | 22.018 | 23.248 | 24.524 | 25.845 | NPgN | GSP | NPg Planning Scenario | Total installed wind capacity (MW)
NPg Planning Scenario | Gen_BB015 | MW | NPgN | WEST BOLDON | Total installed wind capacity (MW) | WBOL_6 | 6.004 | 6.004 | 6.004 | 6.004 | 6.005 | 6.005 | 6.005 | 6.521 | 7.093 | 7.696 | 8.332 | 9.02 | 9.745 | 10.51 | 11.317 | 12.168 | 13.065 | 14.011 | 15.009 | 16.062 | 17.173 | 18.345 | 19.483 | 20.627 | 21.771 | 22.91 | 24.038 | 25.089 | 26.177 | 27.305 | 28.475 | 29.686 | NPgN | GSP | NPg Planning Scenario | Total installed wind capacity (MW)
NPg Planning Scenario | Gen_BB015 | MW | NPgY | BRADFORD WEST | Total installed wind capacity (MW) | BRAW_1 | 25.676 | 26.773 | 26.893 | 27.012 | 27.132 | 27.251 | 27.371 | 27.497 | 27.641 | 27.803 | 27.983 | 28.181 | 28.397 | 28.631 | 31.407 | 36.541 | 41.958 | 47.674 | 53.704 | 60.066 | 66.777 | 73.857 | 80.757 | 87.706 | 94.674 | 101.631 | 108.545 | 115.025 | 121.741 | 128.701 | 135.914 | 143.387 | NPgY | GSP | NPg Planning Scenario | Total installed wind capacity (MW)
NPg Planning Scenario | Gen_BB015 | MW | NPgY | CAMBLESFORTH | Total installed wind capacity (MW) | CAMB_01 | 119.128 | 119.303 | 119.322 | 119.341 | 119.36 | 119.379 | 119.398 | 119.418 | 119.441 | 119.467 | 119.495 | 119.527 | 119.561 | 119.598 | 119.812 | 120.191 | 120.591 | 121.014 | 121.459 | 121.929 | 122.425 | 122.948 | 123.46 | 123.978 | 124.498 | 125.019 | 125.538 | 126.029 | 126.538 | 127.066 | 127.613 | 128.179 | NPgY | GSP | NPg Planning Scenario | Total installed wind capacity (MW)
NPg Planning Scenario | Gen_BB015 | MW | NPgY | CREYKE BECK | Total installed wind capacity (MW) | CREB_1 | 171.184 | 172.612 | 172.794 | 173.272 | 173.75 | 174.228 | 174.707 | 187.18 | 200.538 | 214.635 | 229.509 | 245.608 | 262.587 | 280.496 | 296.037 | 309.511 | 323.725 | 338.719 | 354.537 | 371.225 | 388.829 | 407.403 | 425.467 | 443.636 | 461.831 | 479.97 | 497.967 | 514.768 | 532.18 | 550.225 | 568.925 | 588.305 | NPgY | GSP | NPg Planning Scenario | Total installed wind capacity (MW)
NPg Planning Scenario | Gen_BB015 | MW | NPgY | DRAX | Total installed wind capacity (MW) | DRAX_YEDL | 35.957 | 36.194 | 36.22 | 36.246 | 36.272 | 36.297 | 36.323 | 36.35 | 36.381 | 36.416 | 36.455 | 36.498 | 36.544 | 36.595 | 37.886 | 40.328 | 42.903 | 45.621 | 48.487 | 51.511 | 54.701 | 58.067 | 61.34 | 64.632 | 67.928 | 71.214 | 74.473 | 77.516 | 80.669 | 83.936 | 87.323 | 90.832 | NPgY | GSP | NPg Planning Scenario | Total installed wind capacity (MW)
NPg Planning Scenario | Gen_BB015 | MW | NPgY | ELLAND | Total installed wind capacity (MW) | ELLA_1 | 41.552 | 41.878 | 41.913 | 41.948 | 41.983 | 42.018 | 42.053 | 42.09 | 42.132 | 42.179 | 42.232 | 42.289 | 42.353 | 42.421 | 43.622 | 45.874 | 48.25 | 50.756 | 53.4 | 56.189 | 59.132 | 62.236 | 65.258 | 68.298 | 71.345 | 74.383 | 77.399 | 80.22 | 83.142 | 86.171 | 89.31 | 92.562 | NPgY | GSP | NPg Planning Scenario | Total installed wind capacity (MW)
NPg Planning Scenario | Gen_BB015 | MW | NPgY | FERRYBRIDGE A | Total installed wind capacity (MW) | FERRA2 | 1.614 | 1.729 | 1.744 | 1.795 | 1.846 | 1.897 | 1.948 | 3.419 | 4.995 | 6.657 | 8.41 | 10.308 | 12.309 | 14.419 | 16.049 | 17.25 | 18.517 | 19.853 | 21.262 | 22.749 | 24.318 | 25.973 | 27.582 | 29.201 | 30.821 | 32.437 | 34.039 | 35.535 | 37.084 | 38.69 | 40.355 | 42.08 | NPgY | GSP | NPg Planning Scenario | Total installed wind capacity (MW)
NPg Planning Scenario | Gen_BB015 | MW | NPgY | FERRYBRIDGE B | Total installed wind capacity (MW) | FERRB9 | 11.423 | 11.731 | 11.773 | 11.897 | 12.02 | 12.144 | 12.268 | 15.717 | 19.411 | 23.308 | 27.419 | 31.869 | 36.561 | 41.51 | 45.545 | 48.769 | 52.169 | 55.757 | 59.541 | 63.534 | 67.745 | 72.189 | 76.51 | 80.856 | 85.207 | 89.545 | 93.848 | 97.864 | 102.026 | 106.339 | 110.809 | 115.442 | NPgY | GSP | NPg Planning Scenario | Total installed wind capacity (MW)
NPg Planning Scenario | Gen_BB015 | MW | NPgY | GRIMSBY WEST | Total installed wind capacity (MW) | GRIW_1 | 25.869 | 26.033 | 26.051 | 26.069 | 26.087 | 26.104 | 26.122 | 26.141 | 26.162 | 26.186 | 26.213 | 26.242 | 26.274 | 26.309 | 27.194 | 28.868 | 30.634 | 32.496 | 34.461 | 36.534 | 38.721 | 41.029 | 43.272 | 45.529 | 47.789 | 50.041 | 52.276 | 54.362 | 56.523 | 58.763 | 61.085 | 63.491 | NPgY | GSP | NPg Planning Scenario | Total installed wind capacity (MW)
NPg Planning Scenario | Gen_BB015 | MW | NPgY | JORDANTHORPE | Total installed wind capacity (MW) | JORD_3 | 0.026 | 0.062 | 0.067 | 0.077 | 0.087 | 0.097 | 0.106 | 0.336 | 0.582 | 0.841 | 1.115 | 1.411 | 1.724 | 2.054 | 2.431 | 2.854 | 3.301 | 3.772 | 4.269 | 4.794 | 5.347 | 5.931 | 6.499 | 7.069 | 7.641 | 8.21 | 8.775 | 9.302 | 9.849 | 10.415 | 11.002 | 11.61 | NPgY | GSP | NPg Planning Scenario | Total installed wind capacity (MW)
NPg Planning Scenario | Gen_BB015 | MW | NPgY | KEADBY | Total installed wind capacity (MW) | KEAD_YEDL | 145.208 | 146.061 | 146.153 | 146.246 | 146.338 | 146.43 | 146.522 | 146.619 | 146.73 | 146.855 | 146.994 | 147.146 | 147.313 | 147.493 | 152.001 | 160.52 | 169.507 | 178.988 | 188.989 | 199.54 | 210.671 | 222.414 | 233.835 | 245.322 | 256.824 | 268.29 | 279.665 | 290.284 | 301.288 | 312.692 | 324.51 | 336.758 | NPgY | GSP | NPg Planning Scenario | Total installed wind capacity (MW)
NPg Planning Scenario | Gen_BB015 | MW | NPgY | KIRKSTALL B | Total installed wind capacity (MW) | KIRKB1 | 2.564 | 2.663 | 2.685 | 2.82 | 2.956 | 3.092 | 3.227 | 7.948 | 13.002 | 18.33 | 23.948 | 30.028 | 36.437 | 43.195 | 46.698 | 47.231 | 47.793 | 48.387 | 49.013 | 49.673 | 50.37 | 51.105 | 51.821 | 52.542 | 53.265 | 53.986 | 54.702 | 55.373 | 56.068 | 56.789 | 57.535 | 58.309 | NPgY | GSP | NPg Planning Scenario | Total installed wind capacity (MW)
NPg Planning Scenario | Gen_BB015 | MW | NPgY | NEEPSEND | Total installed wind capacity (MW) | NEEP_3 | 0.03 | 0.072 | 0.077 | 0.083 | 0.089 | 0.095 | 0.101 | 0.16 | 0.224 | 0.292 | 0.364 | 0.441 | 0.524 | 0.611 | 0.916 | 1.424 | 1.96 | 2.525 | 3.122 | 3.751 | 4.415 | 5.115 | 5.796 | 6.481 | 7.166 | 7.849 | 8.527 | 9.159 | 9.814 | 10.493 | 11.196 | 11.925 | NPgY | GSP | NPg Planning Scenario | Total installed wind capacity (MW)
NPg Planning Scenario | Gen_BB015 | MW | NPgY | NORTON LEES | Total installed wind capacity (MW) | NORL_3 | 0.006 | 0.048 | 0.053 | 0.059 | 0.065 | 0.071 | 0.077 | 0.137 | 0.201 | 0.269 | 0.342 | 0.42 | 0.503 | 0.59 | 0.897 | 1.408 | 1.947 | 2.516 | 3.115 | 3.748 | 4.416 | 5.12 | 5.805 | 6.493 | 7.182 | 7.869 | 8.551 | 9.187 | 9.845 | 10.528 | 11.235 | 11.969 | NPgY | GSP | NPg Planning Scenario | Total installed wind capacity (MW)
NPg Planning Scenario | Gen_BB015 | MW | NPgY | PITSMOOR 3/4 | Total installed wind capacity (MW) | PITS_BB_B | 0 | 0.018 | 0.02 | 0.022 | 0.025 | 0.028 | 0.03 | 0.056 | 0.084 | 0.114 | 0.146 | 0.18 | 0.216 | 0.254 | 0.385 | 0.602 | 0.832 | 1.073 | 1.329 | 1.598 | 1.882 | 2.181 | 2.473 | 2.765 | 3.059 | 3.351 | 3.641 | 3.911 | 4.191 | 4.482 | 4.783 | 5.095 | NPgY | GSP | NPg Planning Scenario | Total installed wind capacity (MW)
NPg Planning Scenario | Gen_BB015 | MW | NPgY | SALTEND NORTH | Total installed wind capacity (MW) | SALT_1 | 37.516 | 37.691 | 37.708 | 37.726 | 37.744 | 37.762 | 37.78 | 37.799 | 37.82 | 37.844 | 37.871 | 37.901 | 37.933 | 37.968 | 38.797 | 40.362 | 42.012 | 43.754 | 45.59 | 47.528 | 49.573 | 51.73 | 53.827 | 55.937 | 58.05 | 60.157 | 62.247 | 64.199 | 66.221 | 68.317 | 70.489 | 72.739 | NPgY | GSP | NPg Planning Scenario | Total installed wind capacity (MW)
NPg Planning Scenario | Gen_BB015 | MW | NPgY | SHEFFIELD CITY | Total installed wind capacity (MW) | SHEC_3 | 0.004 | 0.026 | 0.028 | 0.031 | 0.034 | 0.038 | 0.041 | 0.072 | 0.106 | 0.141 | 0.179 | 0.22 | 0.263 | 0.309 | 0.47 | 0.737 | 1.019 | 1.316 | 1.63 | 1.961 | 2.31 | 2.678 | 3.037 | 3.397 | 3.757 | 4.117 | 4.473 | 4.806 | 5.15 | 5.507 | 5.877 | 6.261 | NPgY | GSP | NPg Planning Scenario | Total installed wind capacity (MW)
NPg Planning Scenario | Gen_BB015 | MW | NPgY | SKELTON GRANGE | Total installed wind capacity (MW) | SKLGB1 | 0.404 | 0.688 | 1.513 | 1.744 | 1.975 | 2.206 | 2.437 | 10.021 | 18.138 | 26.698 | 35.727 | 45.497 | 55.797 | 66.658 | 72.88 | 74.879 | 76.988 | 79.213 | 81.561 | 84.037 | 86.65 | 89.406 | 92.089 | 94.788 | 97.493 | 100.19 | 102.868 | 105.372 | 107.967 | 110.656 | 113.442 | 116.33 | NPgY | GSP | NPg Planning Scenario | Total installed wind capacity (MW)
NPg Planning Scenario | Gen_BB015 | MW | NPgY | TEMPLEBOROUGH 275/33KV | Total installed wind capacity (MW) | TEMP_3 | 0 | 0.005 | 0.006 | 0.013 | 0.02 | 0.027 | 0.034 | 0.281 | 0.546 | 0.824 | 1.118 | 1.436 | 1.772 | 2.125 | 2.308 | 2.337 | 2.366 | 2.398 | 2.431 | 2.466 | 2.502 | 2.541 | 2.579 | 2.617 | 2.655 | 2.693 | 2.731 | 2.766 | 2.803 | 2.841 | 2.88 | 2.921 | NPgY | GSP | NPg Planning Scenario | Total installed wind capacity (MW)
NPg Planning Scenario | Gen_BB015 | MW | NPgY | THURCROFT | Total installed wind capacity (MW) | THUR_6 | 24.076 | 24.254 | 24.275 | 24.311 | 24.348 | 24.384 | 24.42 | 25.075 | 25.777 | 26.518 | 27.301 | 28.15 | 29.045 | 29.99 | 31.371 | 33.165 | 35.057 | 37.054 | 39.159 | 41.381 | 43.724 | 46.197 | 48.602 | 51.02 | 53.442 | 55.856 | 58.252 | 60.487 | 62.804 | 65.206 | 67.694 | 70.273 | NPgY | GSP | NPg Planning Scenario | Total installed wind capacity (MW)
NPg Planning Scenario | Gen_BB015 | MW | NPgY | WEST MELTON / THORPE MARSH | Total installed wind capacity (MW) | WMEL_THOM | 67.284 | 67.665 | 67.706 | 67.748 | 67.789 | 67.831 | 67.872 | 67.916 | 67.966 | 68.022 | 68.084 | 68.153 | 68.228 | 68.309 | 70.306 | 74.08 | 78.061 | 82.261 | 86.691 | 91.365 | 96.296 | 101.498 | 106.558 | 111.646 | 116.742 | 121.821 | 126.861 | 131.566 | 136.441 | 141.494 | 146.73 | 152.157 | NPgY | GSP | NPg Planning Scenario | Total installed wind capacity (MW)
NPg Planning Scenario | Gen_BB015 | MW | NPgY | WEST MELTON SECTION 3 | Total installed wind capacity (MW) | WMEL_BB3 | 16.75 | 17.02 | 17.052 | 17.115 | 17.178 | 17.241 | 17.304 | 18.612 | 20.013 | 21.492 | 23.054 | 24.746 | 26.53 | 28.413 | 30.8 | 33.669 | 36.694 | 39.886 | 43.253 | 46.804 | 50.552 | 54.505 | 58.349 | 62.216 | 66.087 | 69.946 | 73.774 | 77.346 | 81.048 | 84.885 | 88.861 | 92.982 | NPgY | GSP | NPg Planning Scenario | Total installed wind capacity (MW)
NPg Planning Scenario | Gen_BB015 | MW | NPgY | WINCOBANK | Total installed wind capacity (MW) | WIBA_3 | 1.853 | 1.863 | 1.865 | 1.874 | 1.882 | 1.891 | 1.899 | 2.181 | 2.482 | 2.8 | 3.136 | 3.498 | 3.881 | 4.284 | 4.508 | 4.57 | 4.634 | 4.702 | 4.774 | 4.85 | 4.93 | 5.014 | 5.097 | 5.179 | 5.262 | 5.345 | 5.427 | 5.504 | 5.584 | 5.666 | 5.752 | 5.84 | NPgY | GSP | NPg Planning Scenario | Total installed wind capacity (MW)
NG FES - Consumer Transformation | Srg_BB002 | MW | NPgN | BLYTH 66kV | Domestic storage installed capacity (MW) | BLYTB1 | 0 | 0.046 | 0.162 | 0.295 | 0.456 | 0.651 | 0.932 | 1.325 | 1.784 | 2.315 | 2.915 | 3.587 | 4.346 | 5.194 | 6.118 | 7.118 | 8.195 | 9.35 | 10.589 | 11.897 | 13.279 | 14.755 | 16.32 | 17.968 | 19.695 | 21.497 | 23.378 | 25.338 | 27.377 | 29.495 | 31.693 | 33.969 | NPgN | GSP | NG FES - Consumer Transformation | Domestic storage installed capacity (MW)
NG FES - Consumer Transformation | Srg_BB002 | MW | NPgN | BLYTH 132kV | Domestic storage installed capacity (MW) | BLYTH132 | 0 | 0.014 | 0.05 | 0.09 | 0.14 | 0.199 | 0.285 | 0.406 | 0.546 | 0.709 | 0.893 | 1.098 | 1.331 | 1.59 | 1.873 | 2.18 | 2.509 | 2.863 | 3.242 | 3.643 | 4.066 | 4.518 | 4.997 | 5.502 | 6.031 | 6.582 | 7.158 | 7.759 | 8.383 | 9.032 | 9.704 | 10.401 | NPgN | GSP | NG FES - Consumer Transformation | Domestic storage installed capacity (MW)
NG FES - Consumer Transformation | Srg_BB002 | MW | NPgN | FOURSTONES | Domestic storage installed capacity (MW) | FOUR_1 | 0 | 0.004 | 0.014 | 0.026 | 0.041 | 0.058 | 0.083 | 0.118 | 0.159 | 0.206 | 0.26 | 0.319 | 0.387 | 0.463 | 0.545 | 0.634 | 0.73 | 0.833 | 0.943 | 1.06 | 1.183 | 1.314 | 1.453 | 1.6 | 1.754 | 1.914 | 2.082 | 2.257 | 2.438 | 2.627 | 2.823 | 3.025 | NPgN | GSP | NG FES - Consumer Transformation | Domestic storage installed capacity (MW)
NG FES - Consumer Transformation | Srg_BB002 | MW | NPgN | HARTMOOR | Domestic storage installed capacity (MW) | HARM_6 | 0 | 0.017 | 0.062 | 0.112 | 0.173 | 0.247 | 0.354 | 0.503 | 0.677 | 0.878 | 1.106 | 1.361 | 1.649 | 1.971 | 2.321 | 2.701 | 3.109 | 3.547 | 4.018 | 4.514 | 5.038 | 5.598 | 6.192 | 6.817 | 7.472 | 8.156 | 8.869 | 9.613 | 10.387 | 11.191 | 12.024 | 12.888 | NPgN | GSP | NG FES - Consumer Transformation | Domestic storage installed capacity (MW)
NG FES - Consumer Transformation | Srg_BB002 | MW | NPgN | HAWTHORN PIT GRID | Domestic storage installed capacity (MW) | HAWP_6 | 0 | 0.023 | 0.081 | 0.147 | 0.227 | 0.324 | 0.465 | 0.66 | 0.889 | 1.153 | 1.453 | 1.787 | 2.166 | 2.588 | 3.048 | 3.547 | 4.083 | 4.659 | 5.276 | 5.928 | 6.616 | 7.352 | 8.132 | 8.953 | 9.813 | 10.711 | 11.649 | 12.625 | 13.641 | 14.697 | 15.792 | 16.926 | NPgN | GSP | NG FES - Consumer Transformation | Domestic storage installed capacity (MW)
NG FES - Consumer Transformation | Srg_BB002 | MW | NPgN | KNARESBOROUGH | Domestic storage installed capacity (MW) | KNARE_111 | 0 | 0.036 | 0.126 | 0.229 | 0.354 | 0.506 | 0.724 | 1.029 | 1.386 | 1.798 | 2.265 | 2.786 | 3.377 | 4.035 | 4.753 | 5.53 | 6.367 | 7.264 | 8.227 | 9.243 | 10.316 | 11.464 | 12.679 | 13.96 | 15.301 | 16.701 | 18.163 | 19.685 | 21.27 | 22.916 | 24.623 | 26.391 | NPgN | GSP | NG FES - Consumer Transformation | Domestic storage installed capacity (MW)
NG FES - Consumer Transformation | Srg_BB002 | MW | NPgN | LACKENBY | Domestic storage installed capacity (MW) | LACK_6 | 0 | 0.035 | 0.121 | 0.221 | 0.342 | 0.488 | 0.699 | 0.992 | 1.336 | 1.734 | 2.184 | 2.687 | 3.256 | 3.891 | 4.584 | 5.333 | 6.14 | 7.005 | 7.934 | 8.913 | 9.948 | 11.055 | 12.227 | 13.462 | 14.755 | 16.105 | 17.515 | 18.983 | 20.511 | 22.098 | 23.744 | 25.45 | NPgN | GSP | NG FES - Consumer Transformation | Domestic storage installed capacity (MW)
NG FES - Consumer Transformation | Srg_BB002 | MW | NPgN | NORTON | Domestic storage installed capacity (MW) | NORT_1 | 0 | 0.09 | 0.317 | 0.578 | 0.892 | 1.274 | 1.825 | 2.592 | 3.491 | 4.53 | 5.705 | 7.019 | 8.506 | 10.165 | 11.973 | 13.93 | 16.037 | 18.298 | 20.723 | 23.283 | 25.986 | 28.877 | 31.939 | 35.164 | 38.543 | 42.069 | 45.75 | 49.586 | 53.577 | 57.723 | 62.023 | 66.478 | NPgN | GSP | NG FES - Consumer Transformation | Domestic storage installed capacity (MW)
NG FES - Consumer Transformation | Srg_BB002 | MW | NPgN | OFFERTON | Domestic storage installed capacity (MW) | OFFE_3 | 0 | 0.012 | 0.041 | 0.075 | 0.116 | 0.166 | 0.238 | 0.338 | 0.455 | 0.591 | 0.744 | 0.915 | 1.109 | 1.325 | 1.561 | 1.816 | 2.091 | 2.386 | 2.702 | 3.036 | 3.388 | 3.765 | 4.164 | 4.585 | 5.026 | 5.485 | 5.965 | 6.465 | 6.986 | 7.526 | 8.087 | 8.668 | NPgN | GSP | NG FES - Consumer Transformation | Domestic storage installed capacity (MW)
NG FES - Consumer Transformation | Srg_BB002 | MW | NPgN | OSBALDWICK | Domestic storage installed capacity (MW) | OSBA_1 | 0 | 0.061 | 0.213 | 0.389 | 0.6 | 0.857 | 1.227 | 1.744 | 2.348 | 3.047 | 3.838 | 4.722 | 5.722 | 6.838 | 8.054 | 9.371 | 10.788 | 12.309 | 13.94 | 15.662 | 17.481 | 19.425 | 21.485 | 23.655 | 25.927 | 28.299 | 30.776 | 33.356 | 36.041 | 38.829 | 41.722 | 44.719 | NPgN | GSP | NG FES - Consumer Transformation | Domestic storage installed capacity (MW)
NG FES - Consumer Transformation | Srg_BB002 | MW | NPgN | POPPLETON | Domestic storage installed capacity (MW) | POPP_3 | 0 | 0.009 | 0.032 | 0.057 | 0.089 | 0.127 | 0.181 | 0.258 | 0.347 | 0.451 | 0.568 | 0.698 | 0.846 | 1.011 | 1.191 | 1.386 | 1.595 | 1.82 | 2.061 | 2.316 | 2.585 | 2.872 | 3.177 | 3.498 | 3.834 | 4.185 | 4.551 | 4.932 | 5.329 | 5.742 | 6.17 | 6.613 | NPgN | GSP | NG FES - Consumer Transformation | Domestic storage installed capacity (MW)
NG FES - Consumer Transformation | Srg_BB002 | MW | NPgN | SALTHOLME | Domestic storage installed capacity (MW) | SALH_1 | 0 | 0 | 0.001 | 0.003 | 0.004 | 0.006 | 0.008 | 0.012 | 0.016 | 0.021 | 0.026 | 0.032 | 0.039 | 0.046 | 0.055 | 0.064 | 0.073 | 0.084 | 0.095 | 0.106 | 0.119 | 0.132 | 0.146 | 0.161 | 0.176 | 0.192 | 0.209 | 0.226 | 0.245 | 0.264 | 0.283 | 0.304 | NPgN | GSP | NG FES - Consumer Transformation | Domestic storage installed capacity (MW)
NG FES - Consumer Transformation | Srg_BB002 | MW | NPgN | SOUTH SHIELDS | Domestic storage installed capacity (MW) | SSHI_3 | 0 | 0.01 | 0.036 | 0.065 | 0.101 | 0.144 | 0.207 | 0.293 | 0.395 | 0.513 | 0.646 | 0.795 | 0.963 | 1.151 | 1.355 | 1.577 | 1.815 | 2.071 | 2.346 | 2.636 | 2.942 | 3.269 | 3.615 | 3.981 | 4.363 | 4.762 | 5.179 | 5.613 | 6.065 | 6.534 | 7.021 | 7.525 | NPgN | GSP | NG FES - Consumer Transformation | Domestic storage installed capacity (MW)
NG FES - Consumer Transformation | Srg_BB002 | MW | NPgN | SPADEADAM | Domestic storage installed capacity (MW) | KIELD01 and SPAD20 | 0 | 0.002 | 0.006 | 0.011 | 0.018 | 0.025 | 0.036 | 0.051 | 0.069 | 0.09 | 0.113 | 0.139 | 0.169 | 0.202 | 0.238 | 0.277 | 0.319 | 0.364 | 0.412 | 0.463 | 0.516 | 0.574 | 0.635 | 0.699 | 0.766 | 0.836 | 0.909 | 0.985 | 1.064 | 1.147 | 1.232 | 1.321 | NPgN | GSP | NG FES - Consumer Transformation | Domestic storage installed capacity (MW)
NG FES - Consumer Transformation | Srg_BB002 | MW | NPgN | SPENNYMOOR | Domestic storage installed capacity (MW) | SPEN_1 | 0 | 0.052 | 0.183 | 0.333 | 0.515 | 0.735 | 1.053 | 1.496 | 2.015 | 2.615 | 3.293 | 4.051 | 4.909 | 5.867 | 6.91 | 8.04 | 9.256 | 10.561 | 11.96 | 13.438 | 14.998 | 16.666 | 18.433 | 20.295 | 22.245 | 24.28 | 26.405 | 28.619 | 30.922 | 33.315 | 35.797 | 38.368 | NPgN | GSP | NG FES - Consumer Transformation | Domestic storage installed capacity (MW)
NG FES - Consumer Transformation | Srg_BB002 | MW | NPgN | STELLA NORTH | Domestic storage installed capacity (MW) | STEN_1 | 0 | 0.036 | 0.128 | 0.232 | 0.359 | 0.513 | 0.734 | 1.043 | 1.405 | 1.823 | 2.296 | 2.825 | 3.423 | 4.091 | 4.819 | 5.606 | 6.454 | 7.364 | 8.34 | 9.37 | 10.458 | 11.622 | 12.854 | 14.152 | 15.512 | 16.931 | 18.413 | 19.956 | 21.563 | 23.231 | 24.962 | 26.755 | NPgN | GSP | NG FES - Consumer Transformation | Domestic storage installed capacity (MW)
NG FES - Consumer Transformation | Srg_BB002 | MW | NPgN | STELLA SOUTH | Domestic storage installed capacity (MW) | STES_1 | 0 | 0.031 | 0.11 | 0.201 | 0.311 | 0.444 | 0.635 | 0.902 | 1.215 | 1.577 | 1.986 | 2.443 | 2.961 | 3.538 | 4.168 | 4.849 | 5.583 | 6.37 | 7.214 | 8.105 | 9.046 | 10.052 | 11.118 | 12.241 | 13.417 | 14.645 | 15.926 | 17.262 | 18.651 | 20.094 | 21.591 | 23.142 | NPgN | GSP | NG FES - Consumer Transformation | Domestic storage installed capacity (MW)
NG FES - Consumer Transformation | Srg_BB002 | MW | NPgN | TYNEMOUTH | Domestic storage installed capacity (MW) | TYNE_1 | 0 | 0.031 | 0.111 | 0.201 | 0.311 | 0.444 | 0.636 | 0.903 | 1.217 | 1.579 | 1.989 | 2.447 | 2.965 | 3.543 | 4.173 | 4.856 | 5.59 | 6.378 | 7.223 | 8.115 | 9.058 | 10.065 | 11.132 | 12.257 | 13.434 | 14.664 | 15.947 | 17.284 | 18.675 | 20.12 | 21.619 | 23.171 | NPgN | GSP | NG FES - Consumer Transformation | Domestic storage installed capacity (MW)
NG FES - Consumer Transformation | Srg_BB002 | MW | NPgN | WEST BOLDON | Domestic storage installed capacity (MW) | WBOL_6 | 0 | 0.042 | 0.149 | 0.272 | 0.42 | 0.599 | 0.859 | 1.22 | 1.643 | 2.132 | 2.685 | 3.303 | 4.002 | 4.783 | 5.634 | 6.555 | 7.546 | 8.61 | 9.751 | 10.955 | 12.227 | 13.587 | 15.028 | 16.546 | 18.135 | 19.795 | 21.527 | 23.332 | 25.209 | 27.16 | 29.183 | 31.28 | NPgN | GSP | NG FES - Consumer Transformation | Domestic storage installed capacity (MW)
NG FES - Consumer Transformation | Srg_BB002 | MW | NPgY | BRADFORD WEST | Domestic storage installed capacity (MW) | BRAW_1 | 0 | 0.092 | 0.326 | 0.595 | 0.919 | 1.314 | 1.882 | 2.674 | 3.602 | 4.675 | 5.888 | 7.244 | 8.779 | 10.492 | 12.359 | 14.38 | 16.555 | 18.888 | 21.392 | 24.034 | 26.826 | 29.809 | 32.97 | 36.301 | 39.788 | 43.429 | 47.229 | 51.189 | 55.309 | 59.589 | 64.028 | 68.627 | NPgY | GSP | NG FES - Consumer Transformation | Domestic storage installed capacity (MW)
NG FES - Consumer Transformation | Srg_BB002 | MW | NPgY | CAMBLESFORTH | Domestic storage installed capacity (MW) | CAMB_01 | 0 | 0.009 | 0.033 | 0.061 | 0.094 | 0.135 | 0.193 | 0.274 | 0.369 | 0.479 | 0.603 | 0.742 | 0.899 | 1.074 | 1.265 | 1.472 | 1.695 | 1.934 | 2.19 | 2.461 | 2.747 | 3.052 | 3.376 | 3.717 | 4.074 | 4.447 | 4.836 | 5.242 | 5.663 | 6.102 | 6.556 | 7.027 | NPgY | GSP | NG FES - Consumer Transformation | Domestic storage installed capacity (MW)
NG FES - Consumer Transformation | Srg_BB002 | MW | NPgY | CREYKE BECK | Domestic storage installed capacity (MW) | CREB_1 | 0 | 0.102 | 0.364 | 0.664 | 1.027 | 1.467 | 2.102 | 2.987 | 4.023 | 5.222 | 6.577 | 8.091 | 9.805 | 11.718 | 13.803 | 16.061 | 18.49 | 21.097 | 23.893 | 26.844 | 29.962 | 33.294 | 36.825 | 40.544 | 44.44 | 48.506 | 52.75 | 57.173 | 61.775 | 66.555 | 71.513 | 76.65 | NPgY | GSP | NG FES - Consumer Transformation | Domestic storage installed capacity (MW)
NG FES - Consumer Transformation | Srg_BB002 | MW | NPgY | DRAX | Domestic storage installed capacity (MW) | DRAX_YEDL | 0 | 0.012 | 0.042 | 0.076 | 0.118 | 0.168 | 0.241 | 0.343 | 0.461 | 0.599 | 0.754 | 0.928 | 1.125 | 1.344 | 1.583 | 1.842 | 2.121 | 2.42 | 2.74 | 3.079 | 3.436 | 3.819 | 4.223 | 4.65 | 5.097 | 5.563 | 6.05 | 6.557 | 7.085 | 7.633 | 8.202 | 8.791 | NPgY | GSP | NG FES - Consumer Transformation | Domestic storage installed capacity (MW)
NG FES - Consumer Transformation | Srg_BB002 | MW | NPgY | ELLAND | Domestic storage installed capacity (MW) | ELLA_1 | 0 | 0.069 | 0.245 | 0.446 | 0.69 | 0.986 | 1.412 | 2.007 | 2.704 | 3.509 | 4.419 | 5.437 | 6.589 | 7.874 | 9.276 | 10.792 | 12.425 | 14.176 | 16.055 | 18.038 | 20.133 | 22.373 | 24.745 | 27.245 | 29.862 | 32.595 | 35.447 | 38.419 | 41.511 | 44.723 | 48.055 | 51.507 | NPgY | GSP | NG FES - Consumer Transformation | Domestic storage installed capacity (MW)
NG FES - Consumer Transformation | Srg_BB002 | MW | NPgY | FERRYBRIDGE A | Domestic storage installed capacity (MW) | FERRA2 | 0 | 0.022 | 0.078 | 0.142 | 0.22 | 0.315 | 0.451 | 0.641 | 0.863 | 1.12 | 1.41 | 1.735 | 2.103 | 2.513 | 2.96 | 3.444 | 3.965 | 4.524 | 5.124 | 5.757 | 6.425 | 7.14 | 7.897 | 8.695 | 9.53 | 10.402 | 11.312 | 12.261 | 13.247 | 14.273 | 15.336 | 16.437 | NPgY | GSP | NG FES - Consumer Transformation | Domestic storage installed capacity (MW)
NG FES - Consumer Transformation | Srg_BB002 | MW | NPgY | FERRYBRIDGE B | Domestic storage installed capacity (MW) | FERRB9 | 0 | 0.048 | 0.172 | 0.313 | 0.485 | 0.692 | 0.992 | 1.41 | 1.899 | 2.464 | 3.104 | 3.819 | 4.628 | 5.531 | 6.515 | 7.58 | 8.727 | 9.957 | 11.277 | 12.669 | 14.141 | 15.714 | 17.38 | 19.136 | 20.974 | 22.893 | 24.896 | 26.984 | 29.156 | 31.412 | 33.752 | 36.176 | NPgY | GSP | NG FES - Consumer Transformation | Domestic storage installed capacity (MW)
NG FES - Consumer Transformation | Srg_BB002 | MW | NPgY | GRIMSBY WEST | Domestic storage installed capacity (MW) | GRIW_1 | 0 | 0.035 | 0.126 | 0.23 | 0.356 | 0.509 | 0.729 | 1.036 | 1.395 | 1.81 | 2.28 | 2.805 | 3.399 | 4.063 | 4.785 | 5.568 | 6.41 | 7.314 | 8.283 | 9.306 | 10.387 | 11.542 | 12.766 | 14.056 | 15.406 | 16.816 | 18.288 | 19.821 | 21.416 | 23.073 | 24.792 | 26.573 | NPgY | GSP | NG FES - Consumer Transformation | Domestic storage installed capacity (MW)
NG FES - Consumer Transformation | Srg_BB002 | MW | NPgY | JORDANTHORPE | Domestic storage installed capacity (MW) | JORD_3 | 0 | 0.011 | 0.038 | 0.07 | 0.108 | 0.154 | 0.221 | 0.313 | 0.422 | 0.548 | 0.69 | 0.849 | 1.029 | 1.229 | 1.448 | 1.685 | 1.94 | 2.213 | 2.507 | 2.816 | 3.143 | 3.493 | 3.863 | 4.254 | 4.662 | 5.089 | 5.534 | 5.998 | 6.481 | 6.982 | 7.503 | 8.042 | NPgY | GSP | NG FES - Consumer Transformation | Domestic storage installed capacity (MW)
NG FES - Consumer Transformation | Srg_BB002 | MW | NPgY | KEADBY | Domestic storage installed capacity (MW) | KEAD_YEDL | 0 | 0.049 | 0.173 | 0.317 | 0.489 | 0.699 | 1.002 | 1.424 | 1.918 | 2.489 | 3.135 | 3.856 | 4.673 | 5.585 | 6.579 | 7.655 | 8.813 | 10.055 | 11.388 | 12.794 | 14.28 | 15.869 | 17.551 | 19.324 | 21.181 | 23.119 | 25.142 | 27.25 | 29.443 | 31.721 | 34.085 | 36.533 | NPgY | GSP | NG FES - Consumer Transformation | Domestic storage installed capacity (MW)
NG FES - Consumer Transformation | Srg_BB002 | MW | NPgY | KIRKSTALL B | Domestic storage installed capacity (MW) | KIRKB1 | 0 | 0.039 | 0.137 | 0.25 | 0.387 | 0.553 | 0.792 | 1.126 | 1.516 | 1.968 | 2.479 | 3.05 | 3.696 | 4.417 | 5.203 | 6.053 | 6.969 | 7.951 | 9.005 | 10.118 | 11.293 | 12.549 | 13.879 | 15.281 | 16.749 | 18.282 | 19.882 | 21.549 | 23.283 | 25.085 | 26.954 | 28.89 | NPgY | GSP | NG FES - Consumer Transformation | Domestic storage installed capacity (MW)
NG FES - Consumer Transformation | Srg_BB002 | MW | NPgY | NEEPSEND | Domestic storage installed capacity (MW) | NEEP_3 | 0 | 0.017 | 0.06 | 0.11 | 0.171 | 0.244 | 0.349 | 0.496 | 0.668 | 0.867 | 1.092 | 1.344 | 1.628 | 1.946 | 2.292 | 2.667 | 3.07 | 3.503 | 3.968 | 4.458 | 4.975 | 5.529 | 6.115 | 6.733 | 7.38 | 8.055 | 8.76 | 9.494 | 10.258 | 11.052 | 11.876 | 12.729 | NPgY | GSP | NG FES - Consumer Transformation | Domestic storage installed capacity (MW)
NG FES - Consumer Transformation | Srg_BB002 | MW | NPgY | NORTON LEES | Domestic storage installed capacity (MW) | NORL_3 | 0 | 0.017 | 0.061 | 0.111 | 0.172 | 0.245 | 0.351 | 0.499 | 0.672 | 0.872 | 1.099 | 1.352 | 1.638 | 1.958 | 2.306 | 2.683 | 3.089 | 3.524 | 3.991 | 4.484 | 5.005 | 5.562 | 6.151 | 6.773 | 7.424 | 8.103 | 8.812 | 9.551 | 10.319 | 11.118 | 11.946 | 12.804 | NPgY | GSP | NG FES - Consumer Transformation | Domestic storage installed capacity (MW)
NG FES - Consumer Transformation | Srg_BB002 | MW | NPgY | PITSMOOR 3/4 | Domestic storage installed capacity (MW) | PITS_BB_B | 0 | 0.007 | 0.026 | 0.047 | 0.073 | 0.104 | 0.149 | 0.212 | 0.286 | 0.371 | 0.467 | 0.575 | 0.697 | 0.833 | 0.981 | 1.141 | 1.314 | 1.499 | 1.698 | 1.908 | 2.129 | 2.366 | 2.617 | 2.882 | 3.159 | 3.447 | 3.749 | 4.064 | 4.391 | 4.73 | 5.083 | 5.448 | NPgY | GSP | NG FES - Consumer Transformation | Domestic storage installed capacity (MW)
NG FES - Consumer Transformation | Srg_BB002 | MW | NPgY | SALTEND NORTH | Domestic storage installed capacity (MW) | SALT_1 | 0 | 0.013 | 0.047 | 0.087 | 0.134 | 0.191 | 0.274 | 0.39 | 0.525 | 0.681 | 0.858 | 1.056 | 1.279 | 1.529 | 1.801 | 2.095 | 2.412 | 2.752 | 3.117 | 3.502 | 3.909 | 4.344 | 4.804 | 5.289 | 5.798 | 6.328 | 6.882 | 7.459 | 8.059 | 8.683 | 9.33 | 10 | NPgY | GSP | NG FES - Consumer Transformation | Domestic storage installed capacity (MW)
NG FES - Consumer Transformation | Srg_BB002 | MW | NPgY | SHEFFIELD CITY | Domestic storage installed capacity (MW) | SHEC_3 | 0 | 0.009 | 0.032 | 0.058 | 0.09 | 0.128 | 0.184 | 0.261 | 0.352 | 0.456 | 0.575 | 0.707 | 0.857 | 1.024 | 1.206 | 1.403 | 1.616 | 1.843 | 2.088 | 2.346 | 2.618 | 2.909 | 3.218 | 3.543 | 3.883 | 4.238 | 4.609 | 4.996 | 5.398 | 5.815 | 6.249 | 6.698 | NPgY | GSP | NG FES - Consumer Transformation | Domestic storage installed capacity (MW)
NG FES - Consumer Transformation | Srg_BB002 | MW | NPgY | SKELTON GRANGE | Domestic storage installed capacity (MW) | SKLGB1 | 0 | 0.099 | 0.353 | 0.645 | 0.997 | 1.425 | 2.041 | 2.901 | 3.907 | 5.071 | 6.387 | 7.857 | 9.522 | 11.38 | 13.405 | 15.596 | 17.956 | 20.487 | 23.202 | 26.068 | 29.096 | 32.332 | 35.76 | 39.373 | 43.155 | 47.104 | 51.226 | 55.521 | 59.989 | 64.631 | 69.447 | 74.435 | NPgY | GSP | NG FES - Consumer Transformation | Domestic storage installed capacity (MW)
NG FES - Consumer Transformation | Srg_BB002 | MW | NPgY | TEMPLEBOROUGH 275/33KV | Domestic storage installed capacity (MW) | TEMP_3 | 0 | 0.001 | 0.005 | 0.009 | 0.013 | 0.019 | 0.027 | 0.039 | 0.052 | 0.068 | 0.086 | 0.105 | 0.128 | 0.153 | 0.18 | 0.209 | 0.241 | 0.275 | 0.311 | 0.35 | 0.391 | 0.434 | 0.48 | 0.528 | 0.579 | 0.632 | 0.688 | 0.745 | 0.805 | 0.867 | 0.932 | 0.999 | NPgY | GSP | NG FES - Consumer Transformation | Domestic storage installed capacity (MW)
NG FES - Consumer Transformation | Srg_BB002 | MW | NPgY | THURCROFT | Domestic storage installed capacity (MW) | THUR_6 | 0 | 0.035 | 0.125 | 0.229 | 0.354 | 0.506 | 0.724 | 1.029 | 1.386 | 1.799 | 2.266 | 2.788 | 3.379 | 4.038 | 4.756 | 5.534 | 6.371 | 7.269 | 8.233 | 9.25 | 10.324 | 11.472 | 12.689 | 13.97 | 15.312 | 16.713 | 18.176 | 19.7 | 21.286 | 22.933 | 24.641 | 26.411 | NPgY | GSP | NG FES - Consumer Transformation | Domestic storage installed capacity (MW)
NG FES - Consumer Transformation | Srg_BB002 | MW | NPgY | WEST MELTON / THORPE MARSH | Domestic storage installed capacity (MW) | WMEL_THOM | 0 | 0.071 | 0.253 | 0.461 | 0.712 | 1.018 | 1.458 | 2.072 | 2.791 | 3.623 | 4.563 | 5.614 | 6.803 | 8.13 | 9.577 | 11.143 | 12.828 | 14.637 | 16.577 | 18.624 | 20.787 | 23.099 | 25.549 | 28.13 | 30.832 | 33.653 | 36.598 | 39.667 | 42.859 | 46.176 | 49.616 | 53.18 | NPgY | GSP | NG FES - Consumer Transformation | Domestic storage installed capacity (MW)
NG FES - Consumer Transformation | Srg_BB002 | MW | NPgY | WEST MELTON SECTION 3 | Domestic storage installed capacity (MW) | WMEL_BB3 | 0 | 0.063 | 0.224 | 0.408 | 0.631 | 0.902 | 1.292 | 1.835 | 2.472 | 3.209 | 4.041 | 4.972 | 6.025 | 7.201 | 8.482 | 9.869 | 11.362 | 12.963 | 14.682 | 16.495 | 18.411 | 20.459 | 22.628 | 24.914 | 27.307 | 29.806 | 32.414 | 35.132 | 37.959 | 40.897 | 43.944 | 47.1 | NPgY | GSP | NG FES - Consumer Transformation | Domestic storage installed capacity (MW)
NG FES - Consumer Transformation | Srg_BB002 | MW | NPgY | WINCOBANK | Domestic storage installed capacity (MW) | WIBA_3 | 0 | 0.003 | 0.01 | 0.018 | 0.028 | 0.04 | 0.058 | 0.082 | 0.111 | 0.143 | 0.181 | 0.222 | 0.269 | 0.322 | 0.379 | 0.441 | 0.508 | 0.58 | 0.657 | 0.738 | 0.823 | 0.915 | 1.012 | 1.114 | 1.221 | 1.333 | 1.45 | 1.571 | 1.698 | 1.829 | 1.965 | 2.106 | NPgY | GSP | NG FES - Consumer Transformation | Domestic storage installed capacity (MW)
NG FES - Leading the Way | Srg_BB002 | MW | NPgN | BLYTH 66kV | Domestic storage installed capacity (MW) | BLYTB1 | 0 | 0.046 | 0.181 | 0.337 | 0.521 | 0.749 | 1.077 | 1.531 | 2.068 | 2.686 | 3.39 | 4.173 | 5.059 | 6.05 | 7.128 | 8.295 | 9.551 | 10.896 | 12.33 | 13.853 | 15.465 | 17.183 | 19.008 | 20.928 | 22.938 | 25.042 | 27.237 | 29.527 | 31.911 | 34.382 | 36.949 | 39.61 | NPgN | GSP | NG FES - Leading the Way | Domestic storage installed capacity (MW)
NG FES - Leading the Way | Srg_BB002 | MW | NPgN | BLYTH 132kV | Domestic storage installed capacity (MW) | BLYTH132 | 0 | 0.014 | 0.056 | 0.103 | 0.16 | 0.229 | 0.33 | 0.469 | 0.633 | 0.822 | 1.038 | 1.278 | 1.549 | 1.853 | 2.183 | 2.54 | 2.925 | 3.336 | 3.776 | 4.242 | 4.735 | 5.261 | 5.82 | 6.408 | 7.024 | 7.668 | 8.34 | 9.041 | 9.771 | 10.528 | 11.314 | 12.129 | NPgN | GSP | NG FES - Leading the Way | Domestic storage installed capacity (MW)
NG FES - Leading the Way | Srg_BB002 | MW | NPgN | FOURSTONES | Domestic storage installed capacity (MW) | FOUR_1 | 0 | 0.004 | 0.016 | 0.03 | 0.046 | 0.067 | 0.096 | 0.136 | 0.184 | 0.239 | 0.302 | 0.372 | 0.451 | 0.539 | 0.635 | 0.739 | 0.851 | 0.97 | 1.098 | 1.234 | 1.377 | 1.53 | 1.693 | 1.864 | 2.043 | 2.23 | 2.426 | 2.63 | 2.842 | 3.062 | 3.291 | 3.528 | NPgN | GSP | NG FES - Leading the Way | Domestic storage installed capacity (MW)
NG FES - Leading the Way | Srg_BB002 | MW | NPgN | HARTMOOR | Domestic storage installed capacity (MW) | HARM_6 | 0 | 0.017 | 0.069 | 0.128 | 0.198 | 0.284 | 0.409 | 0.581 | 0.784 | 1.019 | 1.286 | 1.583 | 1.919 | 2.296 | 2.704 | 3.147 | 3.624 | 4.134 | 4.678 | 5.256 | 5.867 | 6.519 | 7.212 | 7.94 | 8.703 | 9.501 | 10.334 | 11.203 | 12.107 | 13.044 | 14.018 | 15.028 | NPgN | GSP | NG FES - Leading the Way | Domestic storage installed capacity (MW)
NG FES - Leading the Way | Srg_BB002 | MW | NPgN | HAWTHORN PIT GRID | Domestic storage installed capacity (MW) | HAWP_6 | 0 | 0.023 | 0.09 | 0.168 | 0.26 | 0.373 | 0.537 | 0.763 | 1.03 | 1.338 | 1.689 | 2.079 | 2.521 | 3.015 | 3.552 | 4.133 | 4.759 | 5.429 | 6.144 | 6.903 | 7.706 | 8.562 | 9.471 | 10.428 | 11.429 | 12.478 | 13.572 | 14.713 | 15.9 | 17.132 | 18.411 | 19.737 | NPgN | GSP | NG FES - Leading the Way | Domestic storage installed capacity (MW)
NG FES - Leading the Way | Srg_BB002 | MW | NPgN | KNARESBOROUGH | Domestic storage installed capacity (MW) | KNARE_111 | 0 | 0.036 | 0.141 | 0.262 | 0.405 | 0.582 | 0.837 | 1.189 | 1.606 | 2.087 | 2.634 | 3.242 | 3.93 | 4.701 | 5.538 | 6.445 | 7.421 | 8.466 | 9.58 | 10.763 | 12.015 | 13.35 | 14.768 | 16.259 | 17.821 | 19.456 | 21.161 | 22.94 | 24.792 | 26.712 | 28.707 | 30.774 | NPgN | GSP | NG FES - Leading the Way | Domestic storage installed capacity (MW)
NG FES - Leading the Way | Srg_BB002 | MW | NPgN | LACKENBY | Domestic storage installed capacity (MW) | LACK_6 | 0 | 0.035 | 0.136 | 0.252 | 0.391 | 0.561 | 0.807 | 1.147 | 1.549 | 2.012 | 2.54 | 3.126 | 3.79 | 4.533 | 5.341 | 6.215 | 7.156 | 8.164 | 9.238 | 10.379 | 11.587 | 12.873 | 14.241 | 15.679 | 17.185 | 18.762 | 20.406 | 22.122 | 23.908 | 25.759 | 27.682 | 29.676 | NPgN | GSP | NG FES - Leading the Way | Domestic storage installed capacity (MW)
NG FES - Leading the Way | Srg_BB002 | MW | NPgN | NORTON | Domestic storage installed capacity (MW) | NORT_1 | 0 | 0.09 | 0.355 | 0.659 | 1.02 | 1.466 | 2.108 | 2.996 | 4.046 | 5.256 | 6.634 | 8.167 | 9.9 | 11.841 | 13.95 | 16.234 | 18.692 | 21.324 | 24.13 | 27.111 | 30.266 | 33.627 | 37.199 | 40.956 | 44.89 | 49.008 | 53.303 | 57.785 | 62.449 | 67.286 | 72.31 | 77.517 | NPgN | GSP | NG FES - Leading the Way | Domestic storage installed capacity (MW)
NG FES - Leading the Way | Srg_BB002 | MW | NPgN | OFFERTON | Domestic storage installed capacity (MW) | OFFE_3 | 0 | 0.012 | 0.046 | 0.086 | 0.133 | 0.191 | 0.275 | 0.391 | 0.528 | 0.685 | 0.865 | 1.065 | 1.291 | 1.544 | 1.819 | 2.117 | 2.437 | 2.78 | 3.146 | 3.535 | 3.946 | 4.385 | 4.85 | 5.34 | 5.853 | 6.39 | 6.95 | 7.535 | 8.143 | 8.773 | 9.428 | 10.107 | NPgN | GSP | NG FES - Leading the Way | Domestic storage installed capacity (MW)
NG FES - Leading the Way | Srg_BB002 | MW | NPgN | OSBALDWICK | Domestic storage installed capacity (MW) | OSBA_1 | 0 | 0.061 | 0.239 | 0.443 | 0.686 | 0.986 | 1.418 | 2.015 | 2.722 | 3.536 | 4.463 | 5.494 | 6.66 | 7.965 | 9.384 | 10.92 | 12.574 | 14.345 | 16.232 | 18.237 | 20.359 | 22.62 | 25.023 | 27.551 | 30.197 | 32.967 | 35.856 | 38.871 | 42.009 | 45.262 | 48.642 | 52.145 | NPgN | GSP | NG FES - Leading the Way | Domestic storage installed capacity (MW)
NG FES - Leading the Way | Srg_BB002 | MW | NPgN | POPPLETON | Domestic storage installed capacity (MW) | POPP_3 | 0 | 0.009 | 0.035 | 0.066 | 0.102 | 0.146 | 0.21 | 0.298 | 0.403 | 0.523 | 0.66 | 0.812 | 0.985 | 1.178 | 1.388 | 1.615 | 1.859 | 2.121 | 2.4 | 2.697 | 3.011 | 3.345 | 3.7 | 4.074 | 4.465 | 4.875 | 5.302 | 5.748 | 6.212 | 6.693 | 7.193 | 7.711 | NPgN | GSP | NG FES - Leading the Way | Domestic storage installed capacity (MW)
NG FES - Leading the Way | Srg_BB002 | MW | NPgN | SALTHOLME | Domestic storage installed capacity (MW) | SALH_1 | 0 | 0 | 0.002 | 0.003 | 0.005 | 0.007 | 0.01 | 0.014 | 0.018 | 0.024 | 0.03 | 0.037 | 0.045 | 0.054 | 0.064 | 0.074 | 0.085 | 0.097 | 0.11 | 0.124 | 0.138 | 0.154 | 0.17 | 0.187 | 0.205 | 0.224 | 0.243 | 0.264 | 0.285 | 0.307 | 0.33 | 0.354 | NPgN | GSP | NG FES - Leading the Way | Domestic storage installed capacity (MW)
NG FES - Leading the Way | Srg_BB002 | MW | NPgN | SOUTH SHIELDS | Domestic storage installed capacity (MW) | SSHI_3 | 0 | 0.01 | 0.04 | 0.075 | 0.116 | 0.166 | 0.239 | 0.339 | 0.458 | 0.595 | 0.751 | 0.924 | 1.121 | 1.34 | 1.579 | 1.838 | 2.116 | 2.414 | 2.732 | 3.069 | 3.426 | 3.806 | 4.211 | 4.636 | 5.081 | 5.548 | 6.034 | 6.541 | 7.069 | 7.617 | 8.185 | 8.775 | NPgN | GSP | NG FES - Leading the Way | Domestic storage installed capacity (MW)
NG FES - Leading the Way | Srg_BB002 | MW | NPgN | SPADEADAM | Domestic storage installed capacity (MW) | KIELD01 and SPAD20 | 0 | 0.002 | 0.007 | 0.013 | 0.02 | 0.029 | 0.042 | 0.06 | 0.08 | 0.104 | 0.132 | 0.162 | 0.197 | 0.235 | 0.277 | 0.323 | 0.371 | 0.424 | 0.479 | 0.539 | 0.601 | 0.668 | 0.739 | 0.814 | 0.892 | 0.974 | 1.059 | 1.148 | 1.241 | 1.337 | 1.437 | 1.54 | NPgN | GSP | NG FES - Leading the Way | Domestic storage installed capacity (MW)
NG FES - Leading the Way | Srg_BB002 | MW | NPgN | SPENNYMOOR | Domestic storage installed capacity (MW) | SPEN_1 | 0 | 0.052 | 0.205 | 0.38 | 0.589 | 0.846 | 1.217 | 1.729 | 2.335 | 3.034 | 3.829 | 4.713 | 5.714 | 6.834 | 8.051 | 9.37 | 10.788 | 12.307 | 13.927 | 15.647 | 17.468 | 19.408 | 21.469 | 23.638 | 25.908 | 28.285 | 30.764 | 33.351 | 36.043 | 38.834 | 41.734 | 44.739 | NPgN | GSP | NG FES - Leading the Way | Domestic storage installed capacity (MW)
NG FES - Leading the Way | Srg_BB002 | MW | NPgN | STELLA NORTH | Domestic storage installed capacity (MW) | STEN_1 | 0 | 0.036 | 0.143 | 0.265 | 0.411 | 0.59 | 0.848 | 1.206 | 1.629 | 2.115 | 2.67 | 3.287 | 3.985 | 4.765 | 5.614 | 6.534 | 7.523 | 8.582 | 9.712 | 10.911 | 12.181 | 13.533 | 14.971 | 16.483 | 18.066 | 19.724 | 21.452 | 23.256 | 25.133 | 27.08 | 29.102 | 31.197 | NPgN | GSP | NG FES - Leading the Way | Domestic storage installed capacity (MW)
NG FES - Leading the Way | Srg_BB002 | MW | NPgN | STELLA SOUTH | Domestic storage installed capacity (MW) | STES_1 | 0 | 0.031 | 0.124 | 0.229 | 0.355 | 0.51 | 0.734 | 1.043 | 1.409 | 1.83 | 2.31 | 2.843 | 3.446 | 4.122 | 4.856 | 5.651 | 6.507 | 7.423 | 8.4 | 9.438 | 10.536 | 11.706 | 12.949 | 14.257 | 15.627 | 17.06 | 18.556 | 20.116 | 21.74 | 23.423 | 25.172 | 26.985 | NPgN | GSP | NG FES - Leading the Way | Domestic storage installed capacity (MW)
NG FES - Leading the Way | Srg_BB002 | MW | NPgN | TYNEMOUTH | Domestic storage installed capacity (MW) | TYNE_1 | 0 | 0.031 | 0.124 | 0.23 | 0.356 | 0.511 | 0.735 | 1.044 | 1.41 | 1.832 | 2.312 | 2.847 | 3.451 | 4.127 | 4.862 | 5.659 | 6.515 | 7.433 | 8.411 | 9.45 | 10.549 | 11.721 | 12.966 | 14.276 | 15.647 | 17.082 | 18.579 | 20.141 | 21.767 | 23.453 | 25.204 | 27.019 | NPgN | GSP | NG FES - Leading the Way | Domestic storage installed capacity (MW)
NG FES - Leading the Way | Srg_BB002 | MW | NPgN | WEST BOLDON | Domestic storage installed capacity (MW) | WBOL_6 | 0 | 0.042 | 0.167 | 0.31 | 0.48 | 0.69 | 0.992 | 1.41 | 1.904 | 2.473 | 3.122 | 3.843 | 4.658 | 5.571 | 6.564 | 7.639 | 8.795 | 10.034 | 11.354 | 12.756 | 14.241 | 15.822 | 17.503 | 19.271 | 21.122 | 23.06 | 25.081 | 27.19 | 29.384 | 31.66 | 34.024 | 36.474 | NPgN | GSP | NG FES - Leading the Way | Domestic storage installed capacity (MW)
NG FES - Leading the Way | Srg_BB002 | MW | NPgY | BRADFORD WEST | Domestic storage installed capacity (MW) | BRAW_1 | 0 | 0.092 | 0.365 | 0.678 | 1.052 | 1.512 | 2.175 | 3.091 | 4.176 | 5.425 | 6.847 | 8.429 | 10.219 | 12.222 | 14.4 | 16.758 | 19.295 | 22.013 | 24.91 | 27.986 | 31.243 | 34.713 | 38.401 | 42.28 | 46.341 | 50.592 | 55.026 | 59.653 | 64.468 | 69.461 | 74.648 | 80.023 | NPgY | GSP | NG FES - Leading the Way | Domestic storage installed capacity (MW)
NG FES - Leading the Way | Srg_BB002 | MW | NPgY | CAMBLESFORTH | Domestic storage installed capacity (MW) | CAMB_01 | 0 | 0.009 | 0.037 | 0.069 | 0.108 | 0.155 | 0.223 | 0.316 | 0.428 | 0.555 | 0.701 | 0.863 | 1.046 | 1.252 | 1.475 | 1.716 | 1.976 | 2.254 | 2.551 | 2.866 | 3.199 | 3.554 | 3.932 | 4.329 | 4.745 | 5.181 | 5.634 | 6.108 | 6.601 | 7.113 | 7.644 | 8.194 | NPgY | GSP | NG FES - Leading the Way | Domestic storage installed capacity (MW)
NG FES - Leading the Way | Srg_BB002 | MW | NPgY | CREYKE BECK | Domestic storage installed capacity (MW) | CREB_1 | 0 | 0.102 | 0.408 | 0.758 | 1.175 | 1.688 | 2.429 | 3.452 | 4.664 | 6.059 | 7.648 | 9.415 | 11.414 | 13.651 | 16.083 | 18.717 | 21.551 | 24.586 | 27.822 | 31.258 | 34.896 | 38.771 | 42.89 | 47.222 | 51.758 | 56.507 | 61.459 | 66.627 | 72.005 | 77.581 | 83.374 | 89.378 | NPgY | GSP | NG FES - Leading the Way | Domestic storage installed capacity (MW)
NG FES - Leading the Way | Srg_BB002 | MW | NPgY | DRAX | Domestic storage installed capacity (MW) | DRAX_YEDL | 0 | 0.012 | 0.047 | 0.087 | 0.135 | 0.194 | 0.279 | 0.396 | 0.535 | 0.695 | 0.877 | 1.08 | 1.309 | 1.566 | 1.845 | 2.147 | 2.472 | 2.82 | 3.191 | 3.585 | 4.002 | 4.447 | 4.919 | 5.416 | 5.936 | 6.481 | 7.049 | 7.641 | 8.258 | 8.898 | 9.562 | 10.251 | NPgY | GSP | NG FES - Leading the Way | Domestic storage installed capacity (MW)
NG FES - Leading the Way | Srg_BB002 | MW | NPgY | ELLAND | Domestic storage installed capacity (MW) | ELLA_1 | 0 | 0.069 | 0.274 | 0.509 | 0.789 | 1.135 | 1.632 | 2.32 | 3.134 | 4.071 | 5.139 | 6.326 | 7.67 | 9.173 | 10.808 | 12.577 | 14.482 | 16.521 | 18.695 | 21.005 | 23.449 | 26.053 | 28.821 | 31.732 | 34.78 | 37.971 | 41.299 | 44.772 | 48.385 | 52.133 | 56.025 | 60.06 | NPgY | GSP | NG FES - Leading the Way | Domestic storage installed capacity (MW)
NG FES - Leading the Way | Srg_BB002 | MW | NPgY | FERRYBRIDGE A | Domestic storage installed capacity (MW) | FERRA2 | 0 | 0.022 | 0.087 | 0.163 | 0.252 | 0.362 | 0.521 | 0.74 | 1 | 1.299 | 1.64 | 2.019 | 2.448 | 2.927 | 3.449 | 4.014 | 4.622 | 5.272 | 5.966 | 6.703 | 7.483 | 8.314 | 9.198 | 10.127 | 11.099 | 12.118 | 13.18 | 14.288 | 15.441 | 16.637 | 17.88 | 19.167 | NPgY | GSP | NG FES - Leading the Way | Domestic storage installed capacity (MW)
NG FES - Leading the Way | Srg_BB002 | MW | NPgY | FERRYBRIDGE B | Domestic storage installed capacity (MW) | FERRB9 | 0 | 0.048 | 0.192 | 0.358 | 0.554 | 0.797 | 1.146 | 1.629 | 2.201 | 2.86 | 3.61 | 4.443 | 5.387 | 6.443 | 7.591 | 8.834 | 10.171 | 11.604 | 13.131 | 14.753 | 16.47 | 18.299 | 20.243 | 22.287 | 24.428 | 26.669 | 29.007 | 31.446 | 33.984 | 36.616 | 39.35 | 42.184 | NPgY | GSP | NG FES - Leading the Way | Domestic storage installed capacity (MW)
NG FES - Leading the Way | Srg_BB002 | MW | NPgY | GRIMSBY WEST | Domestic storage installed capacity (MW) | GRIW_1 | 0 | 0.035 | 0.141 | 0.263 | 0.407 | 0.585 | 0.842 | 1.197 | 1.617 | 2.101 | 2.651 | 3.264 | 3.957 | 4.733 | 5.576 | 6.489 | 7.471 | 8.523 | 9.645 | 10.837 | 12.098 | 13.441 | 14.869 | 16.371 | 17.943 | 19.59 | 21.307 | 23.098 | 24.963 | 26.896 | 28.904 | 30.986 | NPgY | GSP | NG FES - Leading the Way | Domestic storage installed capacity (MW)
NG FES - Leading the Way | Srg_BB002 | MW | NPgY | JORDANTHORPE | Domestic storage installed capacity (MW) | JORD_3 | 0 | 0.011 | 0.043 | 0.079 | 0.123 | 0.177 | 0.255 | 0.362 | 0.489 | 0.636 | 0.802 | 0.988 | 1.197 | 1.432 | 1.687 | 1.964 | 2.261 | 2.579 | 2.919 | 3.279 | 3.661 | 4.068 | 4.5 | 4.954 | 5.43 | 5.928 | 6.448 | 6.99 | 7.554 | 8.139 | 8.747 | 9.377 | NPgY | GSP | NG FES - Leading the Way | Domestic storage installed capacity (MW)
NG FES - Leading the Way | Srg_BB002 | MW | NPgY | KEADBY | Domestic storage installed capacity (MW) | KEAD_YEDL | 0 | 0.049 | 0.194 | 0.361 | 0.56 | 0.805 | 1.158 | 1.645 | 2.223 | 2.888 | 3.645 | 4.487 | 5.44 | 6.506 | 7.666 | 8.921 | 10.272 | 11.718 | 13.26 | 14.898 | 16.632 | 18.479 | 20.442 | 22.507 | 24.669 | 26.932 | 29.292 | 31.756 | 34.319 | 36.977 | 39.738 | 42.599 | NPgY | GSP | NG FES - Leading the Way | Domestic storage installed capacity (MW)
NG FES - Leading the Way | Srg_BB002 | MW | NPgY | KIRKSTALL B | Domestic storage installed capacity (MW) | KIRKB1 | 0 | 0.039 | 0.154 | 0.286 | 0.443 | 0.636 | 0.916 | 1.301 | 1.758 | 2.284 | 2.883 | 3.548 | 4.302 | 5.145 | 6.062 | 7.054 | 8.123 | 9.266 | 10.486 | 11.781 | 13.152 | 14.613 | 16.165 | 17.798 | 19.508 | 21.298 | 23.164 | 25.112 | 27.139 | 29.241 | 31.424 | 33.687 | NPgY | GSP | NG FES - Leading the Way | Domestic storage installed capacity (MW)
NG FES - Leading the Way | Srg_BB002 | MW | NPgY | NEEPSEND | Domestic storage installed capacity (MW) | NEEP_3 | 0 | 0.017 | 0.068 | 0.126 | 0.195 | 0.28 | 0.403 | 0.573 | 0.775 | 1.006 | 1.27 | 1.563 | 1.895 | 2.267 | 2.671 | 3.108 | 3.579 | 4.083 | 4.62 | 5.191 | 5.795 | 6.438 | 7.122 | 7.842 | 8.595 | 9.384 | 10.206 | 11.064 | 11.957 | 12.883 | 13.845 | 14.842 | NPgY | GSP | NG FES - Leading the Way | Domestic storage installed capacity (MW)
NG FES - Leading the Way | Srg_BB002 | MW | NPgY | NORTON LEES | Domestic storage installed capacity (MW) | NORL_3 | 0 | 0.017 | 0.068 | 0.127 | 0.196 | 0.282 | 0.406 | 0.577 | 0.779 | 1.012 | 1.278 | 1.573 | 1.907 | 2.28 | 2.687 | 3.127 | 3.6 | 4.107 | 4.648 | 5.222 | 5.829 | 6.477 | 7.165 | 7.888 | 8.646 | 9.439 | 10.267 | 11.13 | 12.028 | 12.96 | 13.928 | 14.93 | NPgY | GSP | NG FES - Leading the Way | Domestic storage installed capacity (MW)
NG FES - Leading the Way | Srg_BB002 | MW | NPgY | PITSMOOR 3/4 | Domestic storage installed capacity (MW) | PITS_BB_B | 0 | 0.007 | 0.029 | 0.054 | 0.083 | 0.12 | 0.173 | 0.245 | 0.331 | 0.431 | 0.544 | 0.669 | 0.811 | 0.97 | 1.143 | 1.33 | 1.532 | 1.747 | 1.977 | 2.222 | 2.48 | 2.756 | 3.048 | 3.356 | 3.679 | 4.016 | 4.368 | 4.735 | 5.118 | 5.514 | 5.926 | 6.352 | NPgY | GSP | NG FES - Leading the Way | Domestic storage installed capacity (MW)
NG FES - Leading the Way | Srg_BB002 | MW | NPgY | SALTEND NORTH | Domestic storage installed capacity (MW) | SALT_1 | 0 | 0.013 | 0.053 | 0.099 | 0.153 | 0.22 | 0.317 | 0.45 | 0.608 | 0.79 | 0.998 | 1.228 | 1.489 | 1.781 | 2.098 | 2.442 | 2.812 | 3.207 | 3.63 | 4.078 | 4.552 | 5.058 | 5.595 | 6.161 | 6.752 | 7.372 | 8.018 | 8.692 | 9.394 | 10.121 | 10.877 | 11.66 | NPgY | GSP | NG FES - Leading the Way | Domestic storage installed capacity (MW)
NG FES - Leading the Way | Srg_BB002 | MW | NPgY | SHEFFIELD CITY | Domestic storage installed capacity (MW) | SHEC_3 | 0 | 0.009 | 0.036 | 0.066 | 0.103 | 0.148 | 0.212 | 0.302 | 0.408 | 0.529 | 0.668 | 0.823 | 0.997 | 1.193 | 1.405 | 1.635 | 1.883 | 2.148 | 2.431 | 2.731 | 3.049 | 3.388 | 3.748 | 4.126 | 4.523 | 4.937 | 5.37 | 5.822 | 6.292 | 6.779 | 7.285 | 7.81 | NPgY | GSP | NG FES - Leading the Way | Domestic storage installed capacity (MW)
NG FES - Leading the Way | Srg_BB002 | MW | NPgY | SKELTON GRANGE | Domestic storage installed capacity (MW) | SKLGB1 | 0 | 0.099 | 0.396 | 0.736 | 1.141 | 1.64 | 2.359 | 3.352 | 4.529 | 5.884 | 7.427 | 9.143 | 11.084 | 13.256 | 15.619 | 18.176 | 20.928 | 23.875 | 27.018 | 30.355 | 33.887 | 37.65 | 41.65 | 45.858 | 50.262 | 54.874 | 59.683 | 64.701 | 69.924 | 75.339 | 80.965 | 86.795 | NPgY | GSP | NG FES - Leading the Way | Domestic storage installed capacity (MW)
NG FES - Leading the Way | Srg_BB002 | MW | NPgY | TEMPLEBOROUGH 275/33KV | Domestic storage installed capacity (MW) | TEMP_3 | 0 | 0.001 | 0.005 | 0.01 | 0.015 | 0.022 | 0.032 | 0.045 | 0.061 | 0.079 | 0.1 | 0.123 | 0.149 | 0.178 | 0.21 | 0.244 | 0.281 | 0.32 | 0.363 | 0.407 | 0.455 | 0.505 | 0.559 | 0.615 | 0.675 | 0.736 | 0.801 | 0.868 | 0.938 | 1.011 | 1.087 | 1.165 | NPgY | GSP | NG FES - Leading the Way | Domestic storage installed capacity (MW)
NG FES - Leading the Way | Srg_BB002 | MW | NPgY | THURCROFT | Domestic storage installed capacity (MW) | THUR_6 | 0 | 0.035 | 0.14 | 0.261 | 0.405 | 0.582 | 0.837 | 1.19 | 1.607 | 2.088 | 2.635 | 3.244 | 3.933 | 4.704 | 5.542 | 6.449 | 7.426 | 8.471 | 9.586 | 10.771 | 12.024 | 13.359 | 14.778 | 16.271 | 17.834 | 19.47 | 21.177 | 22.957 | 24.811 | 26.732 | 28.728 | 30.797 | NPgY | GSP | NG FES - Leading the Way | Domestic storage installed capacity (MW)
NG FES - Leading the Way | Srg_BB002 | MW | NPgY | WEST MELTON / THORPE MARSH | Domestic storage installed capacity (MW) | WMEL_THOM | 0 | 0.071 | 0.283 | 0.526 | 0.815 | 1.171 | 1.685 | 2.395 | 3.236 | 4.204 | 5.306 | 6.532 | 7.919 | 9.471 | 11.159 | 12.986 | 14.952 | 17.058 | 19.303 | 21.687 | 24.211 | 26.899 | 29.757 | 32.763 | 35.91 | 39.204 | 42.64 | 46.226 | 49.957 | 53.826 | 57.845 | 62.011 | NPgY | GSP | NG FES - Leading the Way | Domestic storage installed capacity (MW)
NG FES - Leading the Way | Srg_BB002 | MW | NPgY | WEST MELTON SECTION 3 | Domestic storage installed capacity (MW) | WMEL_BB3 | 0 | 0.063 | 0.251 | 0.466 | 0.722 | 1.038 | 1.493 | 2.121 | 2.866 | 3.723 | 4.699 | 5.785 | 7.014 | 8.388 | 9.883 | 11.501 | 13.243 | 15.108 | 17.096 | 19.208 | 21.443 | 23.824 | 26.355 | 29.017 | 31.804 | 34.722 | 37.765 | 40.941 | 44.246 | 47.672 | 51.232 | 54.921 | NPgY | GSP | NG FES - Leading the Way | Domestic storage installed capacity (MW)
NG FES - Leading the Way | Srg_BB002 | MW | NPgY | WINCOBANK | Domestic storage installed capacity (MW) | WIBA_3 | 0 | 0.003 | 0.011 | 0.021 | 0.032 | 0.046 | 0.067 | 0.095 | 0.128 | 0.166 | 0.21 | 0.259 | 0.314 | 0.375 | 0.442 | 0.514 | 0.592 | 0.676 | 0.765 | 0.859 | 0.959 | 1.065 | 1.179 | 1.298 | 1.422 | 1.553 | 1.689 | 1.831 | 1.979 | 2.132 | 2.291 | 2.456 | NPgY | GSP | NG FES - Leading the Way | Domestic storage installed capacity (MW)
NG FES - Steady Progression | Srg_BB002 | MW | NPgN | BLYTH 66kV | Domestic storage installed capacity (MW) | BLYTB1 | 0 | 0.046 | 0.103 | 0.161 | 0.22 | 0.281 | 0.343 | 0.411 | 0.49 | 0.575 | 0.666 | 0.766 | 0.879 | 0.997 | 1.123 | 1.255 | 1.394 | 1.54 | 1.693 | 1.853 | 2.022 | 2.203 | 2.385 | 2.575 | 2.773 | 2.981 | 3.191 | 3.408 | 3.635 | 3.866 | 4.104 | 4.349 | NPgN | GSP | NG FES - Steady Progression | Domestic storage installed capacity (MW)
NG FES - Steady Progression | Srg_BB002 | MW | NPgN | BLYTH 132kV | Domestic storage installed capacity (MW) | BLYTH132 | 0 | 0.014 | 0.031 | 0.049 | 0.067 | 0.086 | 0.105 | 0.126 | 0.15 | 0.176 | 0.204 | 0.235 | 0.269 | 0.305 | 0.344 | 0.384 | 0.427 | 0.471 | 0.518 | 0.567 | 0.619 | 0.675 | 0.73 | 0.789 | 0.849 | 0.913 | 0.977 | 1.043 | 1.113 | 1.184 | 1.257 | 1.332 | NPgN | GSP | NG FES - Steady Progression | Domestic storage installed capacity (MW)
NG FES - Steady Progression | Srg_BB002 | MW | NPgN | FOURSTONES | Domestic storage installed capacity (MW) | FOUR_1 | 0 | 0.004 | 0.009 | 0.014 | 0.02 | 0.025 | 0.031 | 0.037 | 0.044 | 0.051 | 0.059 | 0.068 | 0.078 | 0.089 | 0.1 | 0.112 | 0.124 | 0.137 | 0.151 | 0.165 | 0.18 | 0.196 | 0.212 | 0.229 | 0.247 | 0.266 | 0.284 | 0.303 | 0.324 | 0.344 | 0.365 | 0.387 | NPgN | GSP | NG FES - Steady Progression | Domestic storage installed capacity (MW)
NG FES - Steady Progression | Srg_BB002 | MW | NPgN | HARTMOOR | Domestic storage installed capacity (MW) | HARM_6 | 0 | 0.017 | 0.039 | 0.061 | 0.084 | 0.107 | 0.13 | 0.156 | 0.186 | 0.218 | 0.253 | 0.291 | 0.334 | 0.378 | 0.426 | 0.476 | 0.529 | 0.584 | 0.642 | 0.703 | 0.767 | 0.836 | 0.905 | 0.977 | 1.052 | 1.131 | 1.211 | 1.293 | 1.379 | 1.467 | 1.557 | 1.65 | NPgN | GSP | NG FES - Steady Progression | Domestic storage installed capacity (MW)
NG FES - Steady Progression | Srg_BB002 | MW | NPgN | HAWTHORN PIT GRID | Domestic storage installed capacity (MW) | HAWP_6 | 0 | 0.023 | 0.051 | 0.08 | 0.11 | 0.14 | 0.171 | 0.205 | 0.244 | 0.286 | 0.332 | 0.382 | 0.438 | 0.497 | 0.56 | 0.625 | 0.694 | 0.767 | 0.843 | 0.923 | 1.008 | 1.098 | 1.188 | 1.283 | 1.382 | 1.486 | 1.59 | 1.698 | 1.811 | 1.926 | 2.045 | 2.167 | NPgN | GSP | NG FES - Steady Progression | Domestic storage installed capacity (MW)
NG FES - Steady Progression | Srg_BB002 | MW | NPgN | KNARESBOROUGH | Domestic storage installed capacity (MW) | KNARE_111 | 0 | 0.036 | 0.08 | 0.125 | 0.171 | 0.218 | 0.267 | 0.319 | 0.381 | 0.447 | 0.517 | 0.595 | 0.683 | 0.775 | 0.872 | 0.975 | 1.083 | 1.196 | 1.315 | 1.439 | 1.571 | 1.712 | 1.853 | 2.001 | 2.154 | 2.316 | 2.479 | 2.647 | 2.824 | 3.004 | 3.188 | 3.379 | NPgN | GSP | NG FES - Steady Progression | Domestic storage installed capacity (MW)
NG FES - Steady Progression | Srg_BB002 | MW | NPgN | LACKENBY | Domestic storage installed capacity (MW) | LACK_6 | 0 | 0.035 | 0.077 | 0.12 | 0.165 | 0.211 | 0.257 | 0.308 | 0.367 | 0.431 | 0.499 | 0.574 | 0.659 | 0.747 | 0.841 | 0.94 | 1.044 | 1.154 | 1.268 | 1.388 | 1.515 | 1.651 | 1.787 | 1.929 | 2.078 | 2.234 | 2.391 | 2.553 | 2.724 | 2.896 | 3.075 | 3.258 | NPgN | GSP | NG FES - Steady Progression | Domestic storage installed capacity (MW)
NG FES - Steady Progression | Srg_BB002 | MW | NPgN | NORTON | Domestic storage installed capacity (MW) | NORT_1 | 0 | 0.09 | 0.201 | 0.315 | 0.431 | 0.55 | 0.672 | 0.805 | 0.96 | 1.125 | 1.303 | 1.5 | 1.721 | 1.951 | 2.198 | 2.456 | 2.727 | 3.013 | 3.312 | 3.626 | 3.957 | 4.312 | 4.667 | 5.04 | 5.427 | 5.835 | 6.245 | 6.669 | 7.114 | 7.566 | 8.031 | 8.51 | NPgN | GSP | NG FES - Steady Progression | Domestic storage installed capacity (MW)
NG FES - Steady Progression | Srg_BB002 | MW | NPgN | OFFERTON | Domestic storage installed capacity (MW) | OFFE_3 | 0 | 0.012 | 0.026 | 0.041 | 0.056 | 0.072 | 0.088 | 0.105 | 0.125 | 0.147 | 0.17 | 0.196 | 0.224 | 0.254 | 0.287 | 0.32 | 0.356 | 0.393 | 0.432 | 0.473 | 0.516 | 0.562 | 0.608 | 0.657 | 0.708 | 0.761 | 0.814 | 0.87 | 0.928 | 0.987 | 1.047 | 1.11 | NPgN | GSP | NG FES - Steady Progression | Domestic storage installed capacity (MW)
NG FES - Steady Progression | Srg_BB002 | MW | NPgN | OSBALDWICK | Domestic storage installed capacity (MW) | OSBA_1 | 0 | 0.061 | 0.135 | 0.212 | 0.29 | 0.37 | 0.452 | 0.541 | 0.646 | 0.757 | 0.877 | 1.009 | 1.158 | 1.313 | 1.478 | 1.652 | 1.835 | 2.027 | 2.228 | 2.439 | 2.662 | 2.901 | 3.139 | 3.39 | 3.651 | 3.925 | 4.201 | 4.486 | 4.786 | 5.09 | 5.403 | 5.725 | NPgN | GSP | NG FES - Steady Progression | Domestic storage installed capacity (MW)
NG FES - Steady Progression | Srg_BB002 | MW | NPgN | POPPLETON | Domestic storage installed capacity (MW) | POPP_3 | 0 | 0.009 | 0.02 | 0.031 | 0.043 | 0.055 | 0.067 | 0.08 | 0.095 | 0.112 | 0.13 | 0.149 | 0.171 | 0.194 | 0.219 | 0.244 | 0.271 | 0.3 | 0.329 | 0.361 | 0.394 | 0.429 | 0.464 | 0.501 | 0.54 | 0.58 | 0.621 | 0.663 | 0.708 | 0.753 | 0.799 | 0.847 | NPgN | GSP | NG FES - Steady Progression | Domestic storage installed capacity (MW)
NG FES - Steady Progression | Srg_BB002 | MW | NPgN | SALTHOLME | Domestic storage installed capacity (MW) | SALH_1 | 0 | 0 | 0.001 | 0.001 | 0.002 | 0.003 | 0.003 | 0.004 | 0.004 | 0.005 | 0.006 | 0.007 | 0.008 | 0.009 | 0.01 | 0.011 | 0.012 | 0.014 | 0.015 | 0.017 | 0.018 | 0.02 | 0.021 | 0.023 | 0.025 | 0.027 | 0.029 | 0.03 | 0.032 | 0.035 | 0.037 | 0.039 | NPgN | GSP | NG FES - Steady Progression | Domestic storage installed capacity (MW)
NG FES - Steady Progression | Srg_BB002 | MW | NPgN | SOUTH SHIELDS | Domestic storage installed capacity (MW) | SSHI_3 | 0 | 0.01 | 0.023 | 0.036 | 0.049 | 0.062 | 0.076 | 0.091 | 0.109 | 0.127 | 0.148 | 0.17 | 0.195 | 0.221 | 0.249 | 0.278 | 0.309 | 0.341 | 0.375 | 0.41 | 0.448 | 0.488 | 0.528 | 0.571 | 0.614 | 0.66 | 0.707 | 0.755 | 0.805 | 0.856 | 0.909 | 0.963 | NPgN | GSP | NG FES - Steady Progression | Domestic storage installed capacity (MW)
NG FES - Steady Progression | Srg_BB002 | MW | NPgN | SPADEADAM | Domestic storage installed capacity (MW) | KIELD01 and SPAD20 | 0 | 0.002 | 0.004 | 0.006 | 0.009 | 0.011 | 0.013 | 0.016 | 0.019 | 0.022 | 0.026 | 0.03 | 0.034 | 0.039 | 0.044 | 0.049 | 0.054 | 0.06 | 0.066 | 0.072 | 0.079 | 0.086 | 0.093 | 0.1 | 0.108 | 0.116 | 0.124 | 0.132 | 0.141 | 0.15 | 0.16 | 0.169 | NPgN | GSP | NG FES - Steady Progression | Domestic storage installed capacity (MW)
NG FES - Steady Progression | Srg_BB002 | MW | NPgN | SPENNYMOOR | Domestic storage installed capacity (MW) | SPEN_1 | 0 | 0.052 | 0.116 | 0.182 | 0.249 | 0.317 | 0.388 | 0.464 | 0.554 | 0.649 | 0.752 | 0.866 | 0.993 | 1.126 | 1.268 | 1.417 | 1.574 | 1.739 | 1.912 | 2.093 | 2.284 | 2.489 | 2.693 | 2.909 | 3.132 | 3.367 | 3.604 | 3.849 | 4.106 | 4.367 | 4.635 | 4.912 | NPgN | GSP | NG FES - Steady Progression | Domestic storage installed capacity (MW)
NG FES - Steady Progression | Srg_BB002 | MW | NPgN | STELLA NORTH | Domestic storage installed capacity (MW) | STEN_1 | 0 | 0.036 | 0.081 | 0.127 | 0.173 | 0.221 | 0.27 | 0.324 | 0.386 | 0.453 | 0.525 | 0.604 | 0.693 | 0.785 | 0.884 | 0.988 | 1.098 | 1.213 | 1.333 | 1.459 | 1.593 | 1.735 | 1.878 | 2.028 | 2.184 | 2.348 | 2.513 | 2.684 | 2.863 | 3.045 | 3.232 | 3.425 | NPgN | GSP | NG FES - Steady Progression | Domestic storage installed capacity (MW)
NG FES - Steady Progression | Srg_BB002 | MW | NPgN | STELLA SOUTH | Domestic storage installed capacity (MW) | STES_1 | 0 | 0.031 | 0.07 | 0.109 | 0.15 | 0.191 | 0.234 | 0.28 | 0.334 | 0.392 | 0.454 | 0.522 | 0.599 | 0.679 | 0.765 | 0.855 | 0.949 | 1.049 | 1.153 | 1.262 | 1.378 | 1.501 | 1.625 | 1.754 | 1.889 | 2.031 | 2.174 | 2.321 | 2.477 | 2.634 | 2.796 | 2.963 | NPgN | GSP | NG FES - Steady Progression | Domestic storage installed capacity (MW)
NG FES - Steady Progression | Srg_BB002 | MW | NPgN | TYNEMOUTH | Domestic storage installed capacity (MW) | TYNE_1 | 0 | 0.031 | 0.07 | 0.11 | 0.15 | 0.192 | 0.234 | 0.28 | 0.335 | 0.392 | 0.454 | 0.523 | 0.6 | 0.68 | 0.766 | 0.856 | 0.951 | 1.05 | 1.155 | 1.264 | 1.379 | 1.503 | 1.627 | 1.757 | 1.892 | 2.034 | 2.177 | 2.324 | 2.48 | 2.637 | 2.799 | 2.966 | NPgN | GSP | NG FES - Steady Progression | Domestic storage installed capacity (MW)
NG FES - Steady Progression | Srg_BB002 | MW | NPgN | WEST BOLDON | Domestic storage installed capacity (MW) | WBOL_6 | 0 | 0.042 | 0.095 | 0.148 | 0.203 | 0.259 | 0.316 | 0.379 | 0.452 | 0.529 | 0.613 | 0.706 | 0.81 | 0.918 | 1.034 | 1.155 | 1.283 | 1.418 | 1.559 | 1.706 | 1.862 | 2.029 | 2.196 | 2.371 | 2.554 | 2.745 | 2.938 | 3.138 | 3.348 | 3.56 | 3.779 | 4.004 | NPgN | GSP | NG FES - Steady Progression | Domestic storage installed capacity (MW)
NG FES - Steady Progression | Srg_BB002 | MW | NPgY | BRADFORD WEST | Domestic storage installed capacity (MW) | BRAW_1 | 0 | 0.092 | 0.206 | 0.323 | 0.443 | 0.566 | 0.692 | 0.829 | 0.989 | 1.16 | 1.344 | 1.547 | 1.775 | 2.013 | 2.267 | 2.533 | 2.814 | 3.109 | 3.418 | 3.741 | 4.084 | 4.45 | 4.816 | 5.201 | 5.601 | 6.022 | 6.445 | 6.883 | 7.343 | 7.809 | 8.29 | 8.784 | NPgY | GSP | NG FES - Steady Progression | Domestic storage installed capacity (MW)
NG FES - Steady Progression | Srg_BB002 | MW | NPgY | CAMBLESFORTH | Domestic storage installed capacity (MW) | CAMB_01 | 0 | 0.009 | 0.021 | 0.033 | 0.045 | 0.058 | 0.071 | 0.085 | 0.101 | 0.119 | 0.138 | 0.158 | 0.182 | 0.206 | 0.232 | 0.259 | 0.288 | 0.318 | 0.35 | 0.383 | 0.418 | 0.456 | 0.493 | 0.533 | 0.574 | 0.617 | 0.66 | 0.705 | 0.752 | 0.8 | 0.849 | 0.899 | NPgY | GSP | NG FES - Steady Progression | Domestic storage installed capacity (MW)
NG FES - Steady Progression | Srg_BB002 | MW | NPgY | CREYKE BECK | Domestic storage installed capacity (MW) | CREB_1 | 0 | 0.102 | 0.23 | 0.361 | 0.495 | 0.632 | 0.773 | 0.926 | 1.105 | 1.295 | 1.501 | 1.727 | 1.982 | 2.248 | 2.532 | 2.83 | 3.143 | 3.472 | 3.818 | 4.179 | 4.561 | 4.97 | 5.379 | 5.809 | 6.256 | 6.726 | 7.199 | 7.687 | 8.201 | 8.722 | 9.259 | 9.811 | NPgY | GSP | NG FES - Steady Progression | Domestic storage installed capacity (MW)
NG FES - Steady Progression | Srg_BB002 | MW | NPgY | DRAX | Domestic storage installed capacity (MW) | DRAX_YEDL | 0 | 0.012 | 0.026 | 0.041 | 0.057 | 0.073 | 0.089 | 0.106 | 0.127 | 0.149 | 0.172 | 0.198 | 0.227 | 0.258 | 0.29 | 0.325 | 0.36 | 0.398 | 0.438 | 0.479 | 0.523 | 0.57 | 0.617 | 0.666 | 0.717 | 0.771 | 0.826 | 0.882 | 0.941 | 1 | 1.062 | 1.125 | NPgY | GSP | NG FES - Steady Progression | Domestic storage installed capacity (MW)
NG FES - Steady Progression | Srg_BB002 | MW | NPgY | ELLAND | Domestic storage installed capacity (MW) | ELLA_1 | 0 | 0.069 | 0.155 | 0.242 | 0.333 | 0.425 | 0.519 | 0.622 | 0.742 | 0.87 | 1.009 | 1.161 | 1.332 | 1.511 | 1.702 | 1.901 | 2.112 | 2.333 | 2.565 | 2.808 | 3.065 | 3.34 | 3.615 | 3.904 | 4.204 | 4.52 | 4.837 | 5.166 | 5.511 | 5.861 | 6.222 | 6.593 | NPgY | GSP | NG FES - Steady Progression | Domestic storage installed capacity (MW)
NG FES - Steady Progression | Srg_BB002 | MW | NPgY | FERRYBRIDGE A | Domestic storage installed capacity (MW) | FERRA2 | 0 | 0.022 | 0.049 | 0.077 | 0.106 | 0.136 | 0.166 | 0.199 | 0.237 | 0.278 | 0.322 | 0.37 | 0.425 | 0.482 | 0.543 | 0.607 | 0.674 | 0.745 | 0.819 | 0.896 | 0.978 | 1.066 | 1.154 | 1.246 | 1.342 | 1.442 | 1.544 | 1.649 | 1.759 | 1.87 | 1.985 | 2.104 | NPgY | GSP | NG FES - Steady Progression | Domestic storage installed capacity (MW)
NG FES - Steady Progression | Srg_BB002 | MW | NPgY | FERRYBRIDGE B | Domestic storage installed capacity (MW) | FERRB9 | 0 | 0.048 | 0.109 | 0.17 | 0.234 | 0.298 | 0.365 | 0.437 | 0.521 | 0.611 | 0.708 | 0.815 | 0.936 | 1.061 | 1.195 | 1.335 | 1.483 | 1.639 | 1.802 | 1.972 | 2.153 | 2.346 | 2.539 | 2.742 | 2.953 | 3.174 | 3.397 | 3.628 | 3.871 | 4.117 | 4.37 | 4.63 | NPgY | GSP | NG FES - Steady Progression | Domestic storage installed capacity (MW)
NG FES - Steady Progression | Srg_BB002 | MW | NPgY | GRIMSBY WEST | Domestic storage installed capacity (MW) | GRIW_1 | 0 | 0.035 | 0.08 | 0.125 | 0.172 | 0.219 | 0.268 | 0.321 | 0.383 | 0.449 | 0.52 | 0.599 | 0.687 | 0.779 | 0.878 | 0.981 | 1.09 | 1.204 | 1.323 | 1.449 | 1.581 | 1.723 | 1.865 | 2.014 | 2.169 | 2.332 | 2.496 | 2.665 | 2.843 | 3.024 | 3.21 | 3.401 | NPgY | GSP | NG FES - Steady Progression | Domestic storage installed capacity (MW)
NG FES - Steady Progression | Srg_BB002 | MW | NPgY | JORDANTHORPE | Domestic storage installed capacity (MW) | JORD_3 | 0 | 0.011 | 0.024 | 0.038 | 0.052 | 0.066 | 0.081 | 0.097 | 0.116 | 0.136 | 0.157 | 0.181 | 0.208 | 0.236 | 0.266 | 0.297 | 0.33 | 0.364 | 0.401 | 0.438 | 0.479 | 0.521 | 0.564 | 0.609 | 0.656 | 0.706 | 0.755 | 0.807 | 0.86 | 0.915 | 0.971 | 1.029 | NPgY | GSP | NG FES - Steady Progression | Domestic storage installed capacity (MW)
NG FES - Steady Progression | Srg_BB002 | MW | NPgY | KEADBY | Domestic storage installed capacity (MW) | KEAD_YEDL | 0 | 0.049 | 0.11 | 0.172 | 0.236 | 0.301 | 0.368 | 0.441 | 0.527 | 0.617 | 0.715 | 0.823 | 0.945 | 1.071 | 1.207 | 1.349 | 1.498 | 1.655 | 1.82 | 1.992 | 2.174 | 2.369 | 2.564 | 2.769 | 2.982 | 3.206 | 3.431 | 3.664 | 3.909 | 4.157 | 4.413 | 4.676 | NPgY | GSP | NG FES - Steady Progression | Domestic storage installed capacity (MW)
NG FES - Steady Progression | Srg_BB002 | MW | NPgY | KIRKSTALL B | Domestic storage installed capacity (MW) | KIRKB1 | 0 | 0.039 | 0.087 | 0.136 | 0.187 | 0.238 | 0.291 | 0.349 | 0.416 | 0.488 | 0.566 | 0.651 | 0.747 | 0.847 | 0.954 | 1.066 | 1.185 | 1.309 | 1.439 | 1.575 | 1.719 | 1.873 | 2.027 | 2.19 | 2.358 | 2.535 | 2.713 | 2.897 | 3.091 | 3.287 | 3.49 | 3.698 | NPgY | GSP | NG FES - Steady Progression | Domestic storage installed capacity (MW)
NG FES - Steady Progression | Srg_BB002 | MW | NPgY | NEEPSEND | Domestic storage installed capacity (MW) | NEEP_3 | 0 | 0.017 | 0.038 | 0.06 | 0.082 | 0.105 | 0.128 | 0.154 | 0.183 | 0.215 | 0.249 | 0.287 | 0.329 | 0.373 | 0.421 | 0.47 | 0.522 | 0.577 | 0.634 | 0.694 | 0.757 | 0.825 | 0.893 | 0.965 | 1.039 | 1.117 | 1.195 | 1.277 | 1.362 | 1.448 | 1.538 | 1.629 | NPgY | GSP | NG FES - Steady Progression | Domestic storage installed capacity (MW)
NG FES - Steady Progression | Srg_BB002 | MW | NPgY | NORTON LEES | Domestic storage installed capacity (MW) | NORL_3 | 0 | 0.017 | 0.038 | 0.06 | 0.083 | 0.106 | 0.129 | 0.155 | 0.185 | 0.216 | 0.251 | 0.289 | 0.331 | 0.376 | 0.423 | 0.473 | 0.525 | 0.58 | 0.638 | 0.698 | 0.762 | 0.83 | 0.899 | 0.97 | 1.045 | 1.124 | 1.203 | 1.284 | 1.37 | 1.457 | 1.547 | 1.639 | NPgY | GSP | NG FES - Steady Progression | Domestic storage installed capacity (MW)
NG FES - Steady Progression | Srg_BB002 | MW | NPgY | PITSMOOR 3/4 | Domestic storage installed capacity (MW) | PITS_BB_B | 0 | 0.007 | 0.016 | 0.026 | 0.035 | 0.045 | 0.055 | 0.066 | 0.079 | 0.092 | 0.107 | 0.123 | 0.141 | 0.16 | 0.18 | 0.201 | 0.223 | 0.247 | 0.271 | 0.297 | 0.324 | 0.353 | 0.382 | 0.413 | 0.445 | 0.478 | 0.512 | 0.546 | 0.583 | 0.62 | 0.658 | 0.697 | NPgY | GSP | NG FES - Steady Progression | Domestic storage installed capacity (MW)
NG FES - Steady Progression | Srg_BB002 | MW | NPgY | SALTEND NORTH | Domestic storage installed capacity (MW) | SALT_1 | 0 | 0.013 | 0.03 | 0.047 | 0.065 | 0.082 | 0.101 | 0.121 | 0.144 | 0.169 | 0.196 | 0.225 | 0.259 | 0.293 | 0.33 | 0.369 | 0.41 | 0.453 | 0.498 | 0.545 | 0.595 | 0.648 | 0.702 | 0.758 | 0.816 | 0.877 | 0.939 | 1.003 | 1.07 | 1.138 | 1.208 | 1.28 | NPgY | GSP | NG FES - Steady Progression | Domestic storage installed capacity (MW)
NG FES - Steady Progression | Srg_BB002 | MW | NPgY | SHEFFIELD CITY | Domestic storage installed capacity (MW) | SHEC_3 | 0 | 0.009 | 0.02 | 0.032 | 0.043 | 0.055 | 0.068 | 0.081 | 0.097 | 0.113 | 0.131 | 0.151 | 0.173 | 0.196 | 0.221 | 0.247 | 0.275 | 0.303 | 0.334 | 0.365 | 0.399 | 0.434 | 0.47 | 0.508 | 0.547 | 0.588 | 0.629 | 0.672 | 0.717 | 0.762 | 0.809 | 0.857 | NPgY | GSP | NG FES - Steady Progression | Domestic storage installed capacity (MW)
NG FES - Steady Progression | Srg_BB002 | MW | NPgY | SKELTON GRANGE | Domestic storage installed capacity (MW) | SKLGB1 | 0 | 0.099 | 0.223 | 0.35 | 0.481 | 0.614 | 0.75 | 0.899 | 1.073 | 1.258 | 1.457 | 1.678 | 1.925 | 2.183 | 2.459 | 2.748 | 3.052 | 3.372 | 3.707 | 4.058 | 4.429 | 4.827 | 5.224 | 5.642 | 6.075 | 6.531 | 6.991 | 7.465 | 7.964 | 8.47 | 8.991 | 9.527 | NPgY | GSP | NG FES - Steady Progression | Domestic storage installed capacity (MW)
NG FES - Steady Progression | Srg_BB002 | MW | NPgY | TEMPLEBOROUGH 275/33KV | Domestic storage installed capacity (MW) | TEMP_3 | 0 | 0.001 | 0.003 | 0.005 | 0.006 | 0.008 | 0.01 | 0.012 | 0.014 | 0.017 | 0.02 | 0.023 | 0.026 | 0.029 | 0.033 | 0.037 | 0.041 | 0.045 | 0.05 | 0.054 | 0.059 | 0.065 | 0.07 | 0.076 | 0.082 | 0.088 | 0.094 | 0.1 | 0.107 | 0.114 | 0.121 | 0.128 | NPgY | GSP | NG FES - Steady Progression | Domestic storage installed capacity (MW)
NG FES - Steady Progression | Srg_BB002 | MW | NPgY | THURCROFT | Domestic storage installed capacity (MW) | THUR_6 | 0 | 0.035 | 0.079 | 0.124 | 0.171 | 0.218 | 0.266 | 0.319 | 0.381 | 0.446 | 0.517 | 0.595 | 0.683 | 0.775 | 0.873 | 0.975 | 1.083 | 1.196 | 1.315 | 1.44 | 1.572 | 1.713 | 1.853 | 2.002 | 2.156 | 2.317 | 2.48 | 2.649 | 2.826 | 3.005 | 3.19 | 3.381 | NPgY | GSP | NG FES - Steady Progression | Domestic storage installed capacity (MW)
NG FES - Steady Progression | Srg_BB002 | MW | NPgY | WEST MELTON / THORPE MARSH | Domestic storage installed capacity (MW) | WMEL_THOM | 0 | 0.071 | 0.16 | 0.25 | 0.343 | 0.439 | 0.536 | 0.642 | 0.766 | 0.899 | 1.041 | 1.199 | 1.375 | 1.56 | 1.757 | 1.963 | 2.181 | 2.409 | 2.649 | 2.899 | 3.165 | 3.448 | 3.732 | 4.031 | 4.34 | 4.666 | 4.994 | 5.333 | 5.69 | 6.051 | 6.424 | 6.807 | NPgY | GSP | NG FES - Steady Progression | Domestic storage installed capacity (MW)
NG FES - Steady Progression | Srg_BB002 | MW | NPgY | WEST MELTON SECTION 3 | Domestic storage installed capacity (MW) | WMEL_BB3 | 0 | 0.063 | 0.141 | 0.222 | 0.304 | 0.389 | 0.475 | 0.569 | 0.679 | 0.796 | 0.922 | 1.062 | 1.218 | 1.381 | 1.556 | 1.739 | 1.931 | 2.134 | 2.346 | 2.568 | 2.803 | 3.054 | 3.305 | 3.57 | 3.844 | 4.133 | 4.423 | 4.724 | 5.04 | 5.36 | 5.689 | 6.029 | NPgY | GSP | NG FES - Steady Progression | Domestic storage installed capacity (MW)
NG FES - Steady Progression | Srg_BB002 | MW | NPgY | WINCOBANK | Domestic storage installed capacity (MW) | WIBA_3 | 0 | 0.003 | 0.006 | 0.01 | 0.014 | 0.017 | 0.021 | 0.025 | 0.03 | 0.036 | 0.041 | 0.047 | 0.054 | 0.062 | 0.07 | 0.078 | 0.086 | 0.095 | 0.105 | 0.115 | 0.125 | 0.137 | 0.148 | 0.16 | 0.172 | 0.185 | 0.198 | 0.211 | 0.225 | 0.24 | 0.254 | 0.27 | NPgY | GSP | NG FES - Steady Progression | Domestic storage installed capacity (MW)
NG FES - System Transformation | Srg_BB002 | MW | NPgN | BLYTH 66kV | Domestic storage installed capacity (MW) | BLYTB1 | 0 | 0.046 | 0.103 | 0.164 | 0.231 | 0.305 | 0.396 | 0.503 | 0.633 | 0.784 | 0.953 | 1.138 | 1.344 | 1.571 | 1.817 | 2.082 | 2.365 | 2.667 | 2.987 | 3.325 | 3.681 | 4.056 | 4.451 | 4.863 | 5.293 | 5.741 | 6.207 | 6.692 | 7.195 | 7.717 | 8.257 | 8.815 | NPgN | GSP | NG FES - System Transformation | Domestic storage installed capacity (MW)
NG FES - System Transformation | Srg_BB002 | MW | NPgN | BLYTH 132kV | Domestic storage installed capacity (MW) | BLYTH132 | 0 | 0.014 | 0.032 | 0.05 | 0.071 | 0.093 | 0.121 | 0.154 | 0.194 | 0.24 | 0.292 | 0.348 | 0.411 | 0.481 | 0.557 | 0.638 | 0.724 | 0.817 | 0.915 | 1.018 | 1.127 | 1.242 | 1.363 | 1.489 | 1.621 | 1.758 | 1.901 | 2.049 | 2.203 | 2.363 | 2.528 | 2.699 | NPgN | GSP | NG FES - System Transformation | Domestic storage installed capacity (MW)
NG FES - System Transformation | Srg_BB002 | MW | NPgN | FOURSTONES | Domestic storage installed capacity (MW) | FOUR_1 | 0 | 0.004 | 0.009 | 0.015 | 0.021 | 0.027 | 0.035 | 0.045 | 0.056 | 0.07 | 0.085 | 0.101 | 0.12 | 0.14 | 0.162 | 0.185 | 0.211 | 0.238 | 0.266 | 0.296 | 0.328 | 0.361 | 0.396 | 0.433 | 0.471 | 0.511 | 0.553 | 0.596 | 0.641 | 0.687 | 0.735 | 0.785 | NPgN | GSP | NG FES - System Transformation | Domestic storage installed capacity (MW)
NG FES - System Transformation | Srg_BB002 | MW | NPgN | HARTMOOR | Domestic storage installed capacity (MW) | HARM_6 | 0 | 0.017 | 0.039 | 0.062 | 0.088 | 0.116 | 0.15 | 0.191 | 0.24 | 0.298 | 0.361 | 0.432 | 0.51 | 0.596 | 0.69 | 0.79 | 0.897 | 1.012 | 1.133 | 1.261 | 1.397 | 1.539 | 1.689 | 1.845 | 2.008 | 2.178 | 2.355 | 2.539 | 2.73 | 2.928 | 3.133 | 3.345 | NPgN | GSP | NG FES - System Transformation | Domestic storage installed capacity (MW)
NG FES - System Transformation | Srg_BB002 | MW | NPgN | HAWTHORN PIT GRID | Domestic storage installed capacity (MW) | HAWP_6 | 0 | 0.023 | 0.051 | 0.082 | 0.115 | 0.152 | 0.197 | 0.251 | 0.316 | 0.391 | 0.475 | 0.567 | 0.669 | 0.783 | 0.906 | 1.037 | 1.178 | 1.329 | 1.488 | 1.657 | 1.834 | 2.021 | 2.218 | 2.423 | 2.637 | 2.861 | 3.093 | 3.335 | 3.585 | 3.845 | 4.114 | 4.393 | NPgN | GSP | NG FES - System Transformation | Domestic storage installed capacity (MW)
NG FES - System Transformation | Srg_BB002 | MW | NPgN | KNARESBOROUGH | Domestic storage installed capacity (MW) | KNARE_111 | 0 | 0.036 | 0.08 | 0.128 | 0.179 | 0.237 | 0.308 | 0.391 | 0.492 | 0.609 | 0.74 | 0.884 | 1.044 | 1.221 | 1.412 | 1.618 | 1.837 | 2.072 | 2.321 | 2.583 | 2.86 | 3.151 | 3.458 | 3.778 | 4.112 | 4.46 | 4.823 | 5.199 | 5.59 | 5.996 | 6.415 | 6.849 | NPgN | GSP | NG FES - System Transformation | Domestic storage installed capacity (MW)
NG FES - System Transformation | Srg_BB002 | MW | NPgN | LACKENBY | Domestic storage installed capacity (MW) | LACK_6 | 0 | 0.035 | 0.077 | 0.123 | 0.173 | 0.229 | 0.297 | 0.377 | 0.474 | 0.588 | 0.714 | 0.852 | 1.007 | 1.177 | 1.362 | 1.56 | 1.772 | 1.998 | 2.238 | 2.491 | 2.758 | 3.039 | 3.335 | 3.643 | 3.965 | 4.301 | 4.651 | 5.014 | 5.391 | 5.782 | 6.186 | 6.605 | NPgN | GSP | NG FES - System Transformation | Domestic storage installed capacity (MW)
NG FES - System Transformation | Srg_BB002 | MW | NPgN | NORTON | Domestic storage installed capacity (MW) | NORT_1 | 0 | 0.09 | 0.202 | 0.321 | 0.452 | 0.597 | 0.775 | 0.985 | 1.239 | 1.535 | 1.864 | 2.226 | 2.629 | 3.075 | 3.557 | 4.075 | 4.628 | 5.22 | 5.846 | 6.507 | 7.204 | 7.938 | 8.711 | 9.517 | 10.358 | 11.235 | 12.148 | 13.097 | 14.082 | 15.102 | 16.159 | 17.252 | NPgN | GSP | NG FES - System Transformation | Domestic storage installed capacity (MW)
NG FES - System Transformation | Srg_BB002 | MW | NPgN | OFFERTON | Domestic storage installed capacity (MW) | OFFE_3 | 0 | 0.012 | 0.026 | 0.042 | 0.059 | 0.078 | 0.101 | 0.128 | 0.162 | 0.2 | 0.243 | 0.29 | 0.343 | 0.401 | 0.464 | 0.531 | 0.603 | 0.681 | 0.762 | 0.848 | 0.939 | 1.035 | 1.136 | 1.241 | 1.351 | 1.465 | 1.584 | 1.708 | 1.836 | 1.969 | 2.107 | 2.249 | NPgN | GSP | NG FES - System Transformation | Domestic storage installed capacity (MW)
NG FES - System Transformation | Srg_BB002 | MW | NPgN | OSBALDWICK | Domestic storage installed capacity (MW) | OSBA_1 | 0 | 0.061 | 0.136 | 0.216 | 0.304 | 0.402 | 0.521 | 0.663 | 0.834 | 1.033 | 1.254 | 1.498 | 1.769 | 2.069 | 2.393 | 2.741 | 3.113 | 3.511 | 3.932 | 4.377 | 4.846 | 5.34 | 5.86 | 6.402 | 6.968 | 7.558 | 8.172 | 8.81 | 9.472 | 10.159 | 10.87 | 11.605 | NPgN | GSP | NG FES - System Transformation | Domestic storage installed capacity (MW)
NG FES - System Transformation | Srg_BB002 | MW | NPgN | POPPLETON | Domestic storage installed capacity (MW) | POPP_3 | 0 | 0.009 | 0.02 | 0.032 | 0.045 | 0.059 | 0.077 | 0.098 | 0.123 | 0.153 | 0.185 | 0.221 | 0.262 | 0.306 | 0.354 | 0.405 | 0.46 | 0.519 | 0.581 | 0.647 | 0.717 | 0.79 | 0.867 | 0.947 | 1.03 | 1.118 | 1.208 | 1.303 | 1.401 | 1.502 | 1.607 | 1.716 | NPgN | GSP | NG FES - System Transformation | Domestic storage installed capacity (MW)
NG FES - System Transformation | Srg_BB002 | MW | NPgN | SALTHOLME | Domestic storage installed capacity (MW) | SALH_1 | 0 | 0 | 0.001 | 0.001 | 0.002 | 0.003 | 0.004 | 0.004 | 0.006 | 0.007 | 0.009 | 0.01 | 0.012 | 0.014 | 0.016 | 0.019 | 0.021 | 0.024 | 0.027 | 0.03 | 0.033 | 0.036 | 0.04 | 0.043 | 0.047 | 0.051 | 0.055 | 0.06 | 0.064 | 0.069 | 0.074 | 0.079 | NPgN | GSP | NG FES - System Transformation | Domestic storage installed capacity (MW)
NG FES - System Transformation | Srg_BB002 | MW | NPgN | SOUTH SHIELDS | Domestic storage installed capacity (MW) | SSHI_3 | 0 | 0.01 | 0.023 | 0.036 | 0.051 | 0.068 | 0.088 | 0.111 | 0.14 | 0.174 | 0.211 | 0.252 | 0.298 | 0.348 | 0.403 | 0.461 | 0.524 | 0.591 | 0.662 | 0.737 | 0.816 | 0.899 | 0.986 | 1.077 | 1.172 | 1.272 | 1.375 | 1.483 | 1.594 | 1.71 | 1.829 | 1.953 | NPgN | GSP | NG FES - System Transformation | Domestic storage installed capacity (MW)
NG FES - System Transformation | Srg_BB002 | MW | NPgN | SPADEADAM | Domestic storage installed capacity (MW) | KIELD01 and SPAD20 | 0 | 0.002 | 0.004 | 0.006 | 0.009 | 0.012 | 0.015 | 0.02 | 0.025 | 0.03 | 0.037 | 0.044 | 0.052 | 0.061 | 0.071 | 0.081 | 0.092 | 0.104 | 0.116 | 0.129 | 0.143 | 0.158 | 0.173 | 0.189 | 0.206 | 0.223 | 0.241 | 0.26 | 0.28 | 0.3 | 0.321 | 0.343 | NPgN | GSP | NG FES - System Transformation | Domestic storage installed capacity (MW)
NG FES - System Transformation | Srg_BB002 | MW | NPgN | SPENNYMOOR | Domestic storage installed capacity (MW) | SPEN_1 | 0 | 0.052 | 0.117 | 0.186 | 0.261 | 0.345 | 0.447 | 0.568 | 0.715 | 0.886 | 1.076 | 1.285 | 1.518 | 1.775 | 2.053 | 2.352 | 2.671 | 3.013 | 3.374 | 3.756 | 4.158 | 4.581 | 5.028 | 5.493 | 5.978 | 6.484 | 7.011 | 7.559 | 8.127 | 8.716 | 9.326 | 9.957 | NPgN | GSP | NG FES - System Transformation | Domestic storage installed capacity (MW)
NG FES - System Transformation | Srg_BB002 | MW | NPgN | STELLA NORTH | Domestic storage installed capacity (MW) | STEN_1 | 0 | 0.036 | 0.081 | 0.129 | 0.182 | 0.24 | 0.312 | 0.396 | 0.499 | 0.618 | 0.75 | 0.896 | 1.058 | 1.238 | 1.431 | 1.64 | 1.863 | 2.101 | 2.353 | 2.619 | 2.899 | 3.195 | 3.506 | 3.83 | 4.169 | 4.522 | 4.889 | 5.271 | 5.667 | 6.078 | 6.503 | 6.943 | NPgN | GSP | NG FES - System Transformation | Domestic storage installed capacity (MW)
NG FES - System Transformation | Srg_BB002 | MW | NPgN | STELLA SOUTH | Domestic storage installed capacity (MW) | STES_1 | 0 | 0.031 | 0.07 | 0.112 | 0.157 | 0.208 | 0.27 | 0.343 | 0.431 | 0.534 | 0.649 | 0.775 | 0.915 | 1.07 | 1.238 | 1.418 | 1.611 | 1.817 | 2.035 | 2.265 | 2.508 | 2.763 | 3.033 | 3.313 | 3.606 | 3.911 | 4.229 | 4.559 | 4.902 | 5.257 | 5.625 | 6.006 | NPgN | GSP | NG FES - System Transformation | Domestic storage installed capacity (MW)
NG FES - System Transformation | Srg_BB002 | MW | NPgN | TYNEMOUTH | Domestic storage installed capacity (MW) | TYNE_1 | 0 | 0.031 | 0.07 | 0.112 | 0.158 | 0.208 | 0.27 | 0.343 | 0.432 | 0.535 | 0.65 | 0.776 | 0.916 | 1.072 | 1.24 | 1.42 | 1.613 | 1.819 | 2.038 | 2.268 | 2.511 | 2.767 | 3.036 | 3.317 | 3.61 | 3.916 | 4.234 | 4.565 | 4.908 | 5.264 | 5.632 | 6.013 | NPgN | GSP | NG FES - System Transformation | Domestic storage installed capacity (MW)
NG FES - System Transformation | Srg_BB002 | MW | NPgN | WEST BOLDON | Domestic storage installed capacity (MW) | WBOL_6 | 0 | 0.042 | 0.095 | 0.151 | 0.213 | 0.281 | 0.365 | 0.463 | 0.583 | 0.722 | 0.877 | 1.048 | 1.237 | 1.447 | 1.674 | 1.917 | 2.178 | 2.456 | 2.75 | 3.062 | 3.39 | 3.735 | 4.099 | 4.478 | 4.874 | 5.286 | 5.716 | 6.162 | 6.626 | 7.106 | 7.603 | 8.117 | NPgN | GSP | NG FES - System Transformation | Domestic storage installed capacity (MW)
NG FES - System Transformation | Srg_BB002 | MW | NPgY | BRADFORD WEST | Domestic storage installed capacity (MW) | BRAW_1 | 0 | 0.092 | 0.207 | 0.33 | 0.465 | 0.615 | 0.798 | 1.015 | 1.278 | 1.583 | 1.923 | 2.297 | 2.713 | 3.173 | 3.67 | 4.205 | 4.776 | 5.387 | 6.033 | 6.716 | 7.436 | 8.193 | 8.992 | 9.823 | 10.691 | 11.597 | 12.539 | 13.519 | 14.536 | 15.589 | 16.68 | 17.808 | NPgY | GSP | NG FES - System Transformation | Domestic storage installed capacity (MW)
NG FES - System Transformation | Srg_BB002 | MW | NPgY | CAMBLESFORTH | Domestic storage installed capacity (MW) | CAMB_01 | 0 | 0.009 | 0.021 | 0.034 | 0.048 | 0.063 | 0.082 | 0.104 | 0.131 | 0.162 | 0.197 | 0.235 | 0.278 | 0.325 | 0.376 | 0.431 | 0.489 | 0.552 | 0.618 | 0.688 | 0.761 | 0.839 | 0.921 | 1.006 | 1.095 | 1.187 | 1.284 | 1.384 | 1.488 | 1.596 | 1.708 | 1.824 | NPgY | GSP | NG FES - System Transformation | Domestic storage installed capacity (MW)
NG FES - System Transformation | Srg_BB002 | MW | NPgY | CREYKE BECK | Domestic storage installed capacity (MW) | CREB_1 | 0 | 0.102 | 0.231 | 0.369 | 0.519 | 0.686 | 0.891 | 1.134 | 1.427 | 1.768 | 2.148 | 2.565 | 3.03 | 3.544 | 4.099 | 4.696 | 5.335 | 6.017 | 6.738 | 7.501 | 8.305 | 9.151 | 10.043 | 10.971 | 11.941 | 12.952 | 14.005 | 15.099 | 16.235 | 17.412 | 18.63 | 19.89 | NPgY | GSP | NG FES - System Transformation | Domestic storage installed capacity (MW)
NG FES - System Transformation | Srg_BB002 | MW | NPgY | DRAX | Domestic storage installed capacity (MW) | DRAX_YEDL | 0 | 0.012 | 0.027 | 0.042 | 0.06 | 0.079 | 0.102 | 0.13 | 0.164 | 0.203 | 0.246 | 0.294 | 0.347 | 0.406 | 0.47 | 0.539 | 0.612 | 0.69 | 0.773 | 0.86 | 0.953 | 1.049 | 1.152 | 1.258 | 1.37 | 1.486 | 1.606 | 1.732 | 1.862 | 1.997 | 2.137 | 2.281 | NPgY | GSP | NG FES - System Transformation | Domestic storage installed capacity (MW)
NG FES - System Transformation | Srg_BB002 | MW | NPgY | ELLAND | Domestic storage installed capacity (MW) | ELLA_1 | 0 | 0.069 | 0.155 | 0.248 | 0.349 | 0.461 | 0.599 | 0.762 | 0.959 | 1.188 | 1.443 | 1.724 | 2.036 | 2.381 | 2.755 | 3.156 | 3.585 | 4.043 | 4.528 | 5.04 | 5.581 | 6.149 | 6.749 | 7.372 | 8.024 | 8.704 | 9.411 | 10.146 | 10.909 | 11.7 | 12.519 | 13.366 | NPgY | GSP | NG FES - System Transformation | Domestic storage installed capacity (MW)
NG FES - System Transformation | Srg_BB002 | MW | NPgY | FERRYBRIDGE A | Domestic storage installed capacity (MW) | FERRA2 | 0 | 0.022 | 0.05 | 0.079 | 0.111 | 0.147 | 0.191 | 0.243 | 0.306 | 0.379 | 0.461 | 0.55 | 0.65 | 0.76 | 0.879 | 1.007 | 1.144 | 1.29 | 1.445 | 1.609 | 1.781 | 1.962 | 2.154 | 2.353 | 2.561 | 2.778 | 3.003 | 3.238 | 3.482 | 3.734 | 3.995 | 4.265 | NPgY | GSP | NG FES - System Transformation | Domestic storage installed capacity (MW)
NG FES - System Transformation | Srg_BB002 | MW | NPgY | FERRYBRIDGE B | Domestic storage installed capacity (MW) | FERRB9 | 0 | 0.048 | 0.109 | 0.174 | 0.245 | 0.324 | 0.421 | 0.535 | 0.674 | 0.835 | 1.014 | 1.211 | 1.43 | 1.673 | 1.935 | 2.216 | 2.518 | 2.84 | 3.18 | 3.54 | 3.92 | 4.319 | 4.74 | 5.178 | 5.636 | 6.113 | 6.61 | 7.126 | 7.662 | 8.218 | 8.793 | 9.388 | NPgY | GSP | NG FES - System Transformation | Domestic storage installed capacity (MW)
NG FES - System Transformation | Srg_BB002 | MW | NPgY | GRIMSBY WEST | Domestic storage installed capacity (MW) | GRIW_1 | 0 | 0.035 | 0.08 | 0.128 | 0.18 | 0.238 | 0.309 | 0.393 | 0.495 | 0.613 | 0.745 | 0.889 | 1.05 | 1.229 | 1.421 | 1.628 | 1.849 | 2.086 | 2.336 | 2.6 | 2.879 | 3.172 | 3.482 | 3.804 | 4.14 | 4.49 | 4.855 | 5.235 | 5.628 | 6.036 | 6.459 | 6.896 | NPgY | GSP | NG FES - System Transformation | Domestic storage installed capacity (MW)
NG FES - System Transformation | Srg_BB002 | MW | NPgY | JORDANTHORPE | Domestic storage installed capacity (MW) | JORD_3 | 0 | 0.011 | 0.024 | 0.039 | 0.054 | 0.072 | 0.094 | 0.119 | 0.15 | 0.186 | 0.225 | 0.269 | 0.318 | 0.372 | 0.43 | 0.493 | 0.56 | 0.631 | 0.707 | 0.787 | 0.871 | 0.96 | 1.054 | 1.151 | 1.253 | 1.359 | 1.469 | 1.584 | 1.703 | 1.827 | 1.955 | 2.087 | NPgY | GSP | NG FES - System Transformation | Domestic storage installed capacity (MW)
NG FES - System Transformation | Srg_BB002 | MW | NPgY | KEADBY | Domestic storage installed capacity (MW) | KEAD_YEDL | 0 | 0.049 | 0.11 | 0.176 | 0.248 | 0.327 | 0.425 | 0.54 | 0.68 | 0.843 | 1.024 | 1.223 | 1.444 | 1.689 | 1.954 | 2.238 | 2.543 | 2.868 | 3.212 | 3.575 | 3.958 | 4.361 | 4.787 | 5.229 | 5.691 | 6.173 | 6.675 | 7.197 | 7.738 | 8.299 | 8.88 | 9.48 | NPgY | GSP | NG FES - System Transformation | Domestic storage installed capacity (MW)
NG FES - System Transformation | Srg_BB002 | MW | NPgY | KIRKSTALL B | Domestic storage installed capacity (MW) | KIRKB1 | 0 | 0.039 | 0.087 | 0.139 | 0.196 | 0.259 | 0.336 | 0.427 | 0.538 | 0.666 | 0.809 | 0.967 | 1.142 | 1.336 | 1.545 | 1.77 | 2.011 | 2.268 | 2.54 | 2.827 | 3.13 | 3.449 | 3.785 | 4.135 | 4.501 | 4.882 | 5.279 | 5.691 | 6.119 | 6.563 | 7.022 | 7.497 | NPgY | GSP | NG FES - System Transformation | Domestic storage installed capacity (MW)
NG FES - System Transformation | Srg_BB002 | MW | NPgY | NEEPSEND | Domestic storage installed capacity (MW) | NEEP_3 | 0 | 0.017 | 0.038 | 0.061 | 0.086 | 0.114 | 0.148 | 0.188 | 0.237 | 0.294 | 0.357 | 0.426 | 0.503 | 0.589 | 0.681 | 0.78 | 0.886 | 0.999 | 1.119 | 1.246 | 1.379 | 1.52 | 1.668 | 1.822 | 1.983 | 2.151 | 2.326 | 2.507 | 2.696 | 2.891 | 3.094 | 3.303 | NPgY | GSP | NG FES - System Transformation | Domestic storage installed capacity (MW)
NG FES - System Transformation | Srg_BB002 | MW | NPgY | NORTON LEES | Domestic storage installed capacity (MW) | NORL_3 | 0 | 0.017 | 0.039 | 0.062 | 0.087 | 0.115 | 0.149 | 0.189 | 0.238 | 0.295 | 0.359 | 0.429 | 0.506 | 0.592 | 0.685 | 0.785 | 0.891 | 1.005 | 1.126 | 1.253 | 1.387 | 1.529 | 1.678 | 1.833 | 1.995 | 2.164 | 2.34 | 2.522 | 2.712 | 2.909 | 3.112 | 3.323 | NPgY | GSP | NG FES - System Transformation | Domestic storage installed capacity (MW)
NG FES - System Transformation | Srg_BB002 | MW | NPgY | PITSMOOR 3/4 | Domestic storage installed capacity (MW) | PITS_BB_B | 0 | 0.007 | 0.016 | 0.026 | 0.037 | 0.049 | 0.063 | 0.081 | 0.101 | 0.126 | 0.153 | 0.182 | 0.215 | 0.252 | 0.291 | 0.334 | 0.379 | 0.428 | 0.479 | 0.533 | 0.59 | 0.65 | 0.714 | 0.78 | 0.849 | 0.921 | 0.995 | 1.073 | 1.154 | 1.238 | 1.324 | 1.414 | NPgY | GSP | NG FES - System Transformation | Domestic storage installed capacity (MW)
NG FES - System Transformation | Srg_BB002 | MW | NPgY | SALTEND NORTH | Domestic storage installed capacity (MW) | SALT_1 | 0 | 0.013 | 0.03 | 0.048 | 0.068 | 0.09 | 0.116 | 0.148 | 0.186 | 0.231 | 0.28 | 0.335 | 0.395 | 0.462 | 0.535 | 0.613 | 0.696 | 0.785 | 0.879 | 0.979 | 1.083 | 1.194 | 1.31 | 1.431 | 1.558 | 1.69 | 1.827 | 1.97 | 2.118 | 2.272 | 2.431 | 2.595 | NPgY | GSP | NG FES - System Transformation | Domestic storage installed capacity (MW)
NG FES - System Transformation | Srg_BB002 | MW | NPgY | SHEFFIELD CITY | Domestic storage installed capacity (MW) | SHEC_3 | 0 | 0.009 | 0.02 | 0.032 | 0.045 | 0.06 | 0.078 | 0.099 | 0.125 | 0.155 | 0.188 | 0.224 | 0.265 | 0.31 | 0.358 | 0.41 | 0.466 | 0.526 | 0.589 | 0.655 | 0.726 | 0.8 | 0.878 | 0.959 | 1.043 | 1.132 | 1.224 | 1.319 | 1.419 | 1.521 | 1.628 | 1.738 | NPgY | GSP | NG FES - System Transformation | Domestic storage installed capacity (MW)
NG FES - System Transformation | Srg_BB002 | MW | NPgY | SKELTON GRANGE | Domestic storage installed capacity (MW) | SKLGB1 | 0 | 0.099 | 0.224 | 0.358 | 0.504 | 0.667 | 0.866 | 1.101 | 1.386 | 1.717 | 2.086 | 2.491 | 2.942 | 3.441 | 3.981 | 4.561 | 5.18 | 5.843 | 6.544 | 7.284 | 8.065 | 8.886 | 9.753 | 10.654 | 11.596 | 12.578 | 13.6 | 14.663 | 15.766 | 16.909 | 18.092 | 19.315 | NPgY | GSP | NG FES - System Transformation | Domestic storage installed capacity (MW)
NG FES - System Transformation | Srg_BB002 | MW | NPgY | TEMPLEBOROUGH 275/33KV | Domestic storage installed capacity (MW) | TEMP_3 | 0 | 0.001 | 0.003 | 0.005 | 0.007 | 0.009 | 0.012 | 0.015 | 0.019 | 0.023 | 0.028 | 0.033 | 0.039 | 0.046 | 0.053 | 0.061 | 0.07 | 0.078 | 0.088 | 0.098 | 0.108 | 0.119 | 0.131 | 0.143 | 0.156 | 0.169 | 0.183 | 0.197 | 0.212 | 0.227 | 0.243 | 0.259 | NPgY | GSP | NG FES - System Transformation | Domestic storage installed capacity (MW)
NG FES - System Transformation | Srg_BB002 | MW | NPgY | THURCROFT | Domestic storage installed capacity (MW) | THUR_6 | 0 | 0.035 | 0.08 | 0.127 | 0.179 | 0.237 | 0.307 | 0.391 | 0.492 | 0.609 | 0.74 | 0.884 | 1.044 | 1.221 | 1.413 | 1.618 | 1.838 | 2.073 | 2.322 | 2.585 | 2.862 | 3.153 | 3.46 | 3.78 | 4.115 | 4.463 | 4.826 | 5.203 | 5.594 | 6 | 6.419 | 6.854 | NPgY | GSP | NG FES - System Transformation | Domestic storage installed capacity (MW)
NG FES - System Transformation | Srg_BB002 | MW | NPgY | WEST MELTON / THORPE MARSH | Domestic storage installed capacity (MW) | WMEL_THOM | 0 | 0.071 | 0.16 | 0.256 | 0.36 | 0.476 | 0.618 | 0.787 | 0.99 | 1.227 | 1.49 | 1.78 | 2.102 | 2.459 | 2.844 | 3.258 | 3.701 | 4.175 | 4.675 | 5.204 | 5.762 | 6.349 | 6.968 | 7.612 | 8.285 | 8.986 | 9.717 | 10.476 | 11.264 | 12.08 | 12.926 | 13.8 | NPgY | GSP | NG FES - System Transformation | Domestic storage installed capacity (MW)
NG FES - System Transformation | Srg_BB002 | MW | NPgY | WEST MELTON SECTION 3 | Domestic storage installed capacity (MW) | WMEL_BB3 | 0 | 0.063 | 0.142 | 0.227 | 0.319 | 0.422 | 0.548 | 0.697 | 0.877 | 1.087 | 1.32 | 1.576 | 1.862 | 2.178 | 2.519 | 2.886 | 3.278 | 3.697 | 4.141 | 4.609 | 5.103 | 5.623 | 6.171 | 6.742 | 7.338 | 7.959 | 8.606 | 9.278 | 9.976 | 10.699 | 11.448 | 12.222 | NPgY | GSP | NG FES - System Transformation | Domestic storage installed capacity (MW)
NG FES - System Transformation | Srg_BB002 | MW | NPgY | WINCOBANK | Domestic storage installed capacity (MW) | WIBA_3 | 0 | 0.003 | 0.006 | 0.01 | 0.014 | 0.019 | 0.024 | 0.031 | 0.039 | 0.049 | 0.059 | 0.07 | 0.083 | 0.097 | 0.113 | 0.129 | 0.147 | 0.165 | 0.185 | 0.206 | 0.228 | 0.251 | 0.276 | 0.301 | 0.328 | 0.356 | 0.385 | 0.415 | 0.446 | 0.478 | 0.512 | 0.547 | NPgY | GSP | NG FES - System Transformation | Domestic storage installed capacity (MW)
NPg Planning Scenario | Srg_BB002 | MW | NPgN | BLYTH 66kV | Domestic storage installed capacity (MW) | BLYTB1 | 0 | 0.046 | 0.181 | 0.337 | 0.521 | 0.749 | 1.077 | 1.531 | 2.068 | 2.686 | 3.39 | 4.173 | 5.059 | 6.05 | 7.128 | 8.295 | 9.551 | 10.896 | 12.33 | 13.853 | 15.465 | 17.183 | 19.008 | 20.928 | 22.938 | 25.042 | 27.237 | 29.527 | 31.911 | 34.382 | 36.949 | 39.61 | NPgN | GSP | NPg Planning Scenario | Domestic storage installed capacity (MW)
NPg Planning Scenario | Srg_BB002 | MW | NPgN | BLYTH 132kV | Domestic storage installed capacity (MW) | BLYTH132 | 0 | 0.014 | 0.056 | 0.103 | 0.16 | 0.229 | 0.33 | 0.469 | 0.633 | 0.822 | 1.038 | 1.278 | 1.549 | 1.853 | 2.183 | 2.54 | 2.925 | 3.336 | 3.776 | 4.242 | 4.735 | 5.261 | 5.82 | 6.408 | 7.024 | 7.668 | 8.34 | 9.041 | 9.771 | 10.528 | 11.314 | 12.129 | NPgN | GSP | NPg Planning Scenario | Domestic storage installed capacity (MW)
NPg Planning Scenario | Srg_BB002 | MW | NPgN | FOURSTONES | Domestic storage installed capacity (MW) | FOUR_1 | 0 | 0.004 | 0.016 | 0.03 | 0.046 | 0.067 | 0.096 | 0.136 | 0.184 | 0.239 | 0.302 | 0.372 | 0.451 | 0.539 | 0.635 | 0.739 | 0.851 | 0.97 | 1.098 | 1.234 | 1.377 | 1.53 | 1.693 | 1.864 | 2.043 | 2.23 | 2.426 | 2.63 | 2.842 | 3.062 | 3.291 | 3.528 | NPgN | GSP | NPg Planning Scenario | Domestic storage installed capacity (MW)
NPg Planning Scenario | Srg_BB002 | MW | NPgN | HARTMOOR | Domestic storage installed capacity (MW) | HARM_6 | 0 | 0.017 | 0.069 | 0.128 | 0.198 | 0.284 | 0.409 | 0.581 | 0.784 | 1.019 | 1.286 | 1.583 | 1.919 | 2.296 | 2.704 | 3.147 | 3.624 | 4.134 | 4.678 | 5.256 | 5.867 | 6.519 | 7.212 | 7.94 | 8.703 | 9.501 | 10.334 | 11.203 | 12.107 | 13.044 | 14.018 | 15.028 | NPgN | GSP | NPg Planning Scenario | Domestic storage installed capacity (MW)
NPg Planning Scenario | Srg_BB002 | MW | NPgN | HAWTHORN PIT GRID | Domestic storage installed capacity (MW) | HAWP_6 | 0 | 0.023 | 0.09 | 0.168 | 0.26 | 0.373 | 0.537 | 0.763 | 1.03 | 1.338 | 1.689 | 2.079 | 2.521 | 3.015 | 3.552 | 4.133 | 4.759 | 5.429 | 6.144 | 6.903 | 7.706 | 8.562 | 9.471 | 10.428 | 11.429 | 12.478 | 13.572 | 14.713 | 15.9 | 17.132 | 18.411 | 19.737 | NPgN | GSP | NPg Planning Scenario | Domestic storage installed capacity (MW)
NPg Planning Scenario | Srg_BB002 | MW | NPgN | KNARESBOROUGH | Domestic storage installed capacity (MW) | KNARE_111 | 0 | 0.036 | 0.141 | 0.262 | 0.405 | 0.582 | 0.837 | 1.189 | 1.606 | 2.087 | 2.634 | 3.242 | 3.93 | 4.701 | 5.538 | 6.445 | 7.421 | 8.466 | 9.58 | 10.763 | 12.015 | 13.35 | 14.768 | 16.259 | 17.821 | 19.456 | 21.161 | 22.94 | 24.792 | 26.712 | 28.707 | 30.774 | NPgN | GSP | NPg Planning Scenario | Domestic storage installed capacity (MW)
NPg Planning Scenario | Srg_BB002 | MW | NPgN | LACKENBY | Domestic storage installed capacity (MW) | LACK_6 | 0 | 0.035 | 0.136 | 0.252 | 0.391 | 0.561 | 0.807 | 1.147 | 1.549 | 2.012 | 2.54 | 3.126 | 3.79 | 4.533 | 5.341 | 6.215 | 7.156 | 8.164 | 9.238 | 10.379 | 11.587 | 12.873 | 14.241 | 15.679 | 17.185 | 18.762 | 20.406 | 22.122 | 23.908 | 25.759 | 27.682 | 29.676 | NPgN | GSP | NPg Planning Scenario | Domestic storage installed capacity (MW)
NPg Planning Scenario | Srg_BB002 | MW | NPgN | NORTON | Domestic storage installed capacity (MW) | NORT_1 | 0 | 0.09 | 0.355 | 0.659 | 1.02 | 1.466 | 2.108 | 2.996 | 4.046 | 5.256 | 6.634 | 8.167 | 9.9 | 11.841 | 13.95 | 16.234 | 18.692 | 21.324 | 24.13 | 27.111 | 30.266 | 33.627 | 37.199 | 40.956 | 44.89 | 49.008 | 53.303 | 57.785 | 62.449 | 67.286 | 72.31 | 77.517 | NPgN | GSP | NPg Planning Scenario | Domestic storage installed capacity (MW)
NPg Planning Scenario | Srg_BB002 | MW | NPgN | OFFERTON | Domestic storage installed capacity (MW) | OFFE_3 | 0 | 0.012 | 0.046 | 0.086 | 0.133 | 0.191 | 0.275 | 0.391 | 0.528 | 0.685 | 0.865 | 1.065 | 1.291 | 1.544 | 1.819 | 2.117 | 2.437 | 2.78 | 3.146 | 3.535 | 3.946 | 4.385 | 4.85 | 5.34 | 5.853 | 6.39 | 6.95 | 7.535 | 8.143 | 8.773 | 9.428 | 10.107 | NPgN | GSP | NPg Planning Scenario | Domestic storage installed capacity (MW)
NPg Planning Scenario | Srg_BB002 | MW | NPgN | OSBALDWICK | Domestic storage installed capacity (MW) | OSBA_1 | 0 | 0.061 | 0.239 | 0.443 | 0.686 | 0.986 | 1.418 | 2.015 | 2.722 | 3.536 | 4.463 | 5.494 | 6.66 | 7.965 | 9.384 | 10.92 | 12.574 | 14.345 | 16.232 | 18.237 | 20.359 | 22.62 | 25.023 | 27.551 | 30.197 | 32.967 | 35.856 | 38.871 | 42.009 | 45.262 | 48.642 | 52.145 | NPgN | GSP | NPg Planning Scenario | Domestic storage installed capacity (MW)
NPg Planning Scenario | Srg_BB002 | MW | NPgN | POPPLETON | Domestic storage installed capacity (MW) | POPP_3 | 0 | 0.009 | 0.035 | 0.066 | 0.102 | 0.146 | 0.21 | 0.298 | 0.403 | 0.523 | 0.66 | 0.812 | 0.985 | 1.178 | 1.388 | 1.615 | 1.859 | 2.121 | 2.4 | 2.697 | 3.011 | 3.345 | 3.7 | 4.074 | 4.465 | 4.875 | 5.302 | 5.748 | 6.212 | 6.693 | 7.193 | 7.711 | NPgN | GSP | NPg Planning Scenario | Domestic storage installed capacity (MW)
NPg Planning Scenario | Srg_BB002 | MW | NPgN | SALTHOLME | Domestic storage installed capacity (MW) | SALH_1 | 0 | 0 | 0.002 | 0.003 | 0.005 | 0.007 | 0.01 | 0.014 | 0.018 | 0.024 | 0.03 | 0.037 | 0.045 | 0.054 | 0.064 | 0.074 | 0.085 | 0.097 | 0.11 | 0.124 | 0.138 | 0.154 | 0.17 | 0.187 | 0.205 | 0.224 | 0.243 | 0.264 | 0.285 | 0.307 | 0.33 | 0.354 | NPgN | GSP | NPg Planning Scenario | Domestic storage installed capacity (MW)
NPg Planning Scenario | Srg_BB002 | MW | NPgN | SOUTH SHIELDS | Domestic storage installed capacity (MW) | SSHI_3 | 0 | 0.01 | 0.04 | 0.075 | 0.116 | 0.166 | 0.239 | 0.339 | 0.458 | 0.595 | 0.751 | 0.924 | 1.121 | 1.34 | 1.579 | 1.838 | 2.116 | 2.414 | 2.732 | 3.069 | 3.426 | 3.806 | 4.211 | 4.636 | 5.081 | 5.548 | 6.034 | 6.541 | 7.069 | 7.617 | 8.185 | 8.775 | NPgN | GSP | NPg Planning Scenario | Domestic storage installed capacity (MW)
NPg Planning Scenario | Srg_BB002 | MW | NPgN | SPADEADAM | Domestic storage installed capacity (MW) | KIELD01 and SPAD20 | 0 | 0.002 | 0.007 | 0.013 | 0.02 | 0.029 | 0.042 | 0.06 | 0.08 | 0.104 | 0.132 | 0.162 | 0.197 | 0.235 | 0.277 | 0.323 | 0.371 | 0.424 | 0.479 | 0.539 | 0.601 | 0.668 | 0.739 | 0.814 | 0.892 | 0.974 | 1.059 | 1.148 | 1.241 | 1.337 | 1.437 | 1.54 | NPgN | GSP | NPg Planning Scenario | Domestic storage installed capacity (MW)
NPg Planning Scenario | Srg_BB002 | MW | NPgN | SPENNYMOOR | Domestic storage installed capacity (MW) | SPEN_1 | 0 | 0.052 | 0.205 | 0.38 | 0.589 | 0.846 | 1.217 | 1.729 | 2.335 | 3.034 | 3.829 | 4.713 | 5.714 | 6.834 | 8.051 | 9.37 | 10.788 | 12.307 | 13.927 | 15.647 | 17.468 | 19.408 | 21.469 | 23.638 | 25.908 | 28.285 | 30.764 | 33.351 | 36.043 | 38.834 | 41.734 | 44.739 | NPgN | GSP | NPg Planning Scenario | Domestic storage installed capacity (MW)
NPg Planning Scenario | Srg_BB002 | MW | NPgN | STELLA NORTH | Domestic storage installed capacity (MW) | STEN_1 | 0 | 0.036 | 0.143 | 0.265 | 0.411 | 0.59 | 0.848 | 1.206 | 1.629 | 2.115 | 2.67 | 3.287 | 3.985 | 4.765 | 5.614 | 6.534 | 7.523 | 8.582 | 9.712 | 10.911 | 12.181 | 13.533 | 14.971 | 16.483 | 18.066 | 19.724 | 21.452 | 23.256 | 25.133 | 27.08 | 29.102 | 31.197 | NPgN | GSP | NPg Planning Scenario | Domestic storage installed capacity (MW)
NPg Planning Scenario | Srg_BB002 | MW | NPgN | STELLA SOUTH | Domestic storage installed capacity (MW) | STES_1 | 0 | 0.031 | 0.124 | 0.229 | 0.355 | 0.51 | 0.734 | 1.043 | 1.409 | 1.83 | 2.31 | 2.843 | 3.446 | 4.122 | 4.856 | 5.651 | 6.507 | 7.423 | 8.4 | 9.438 | 10.536 | 11.706 | 12.949 | 14.257 | 15.627 | 17.06 | 18.556 | 20.116 | 21.74 | 23.423 | 25.172 | 26.985 | NPgN | GSP | NPg Planning Scenario | Domestic storage installed capacity (MW)
NPg Planning Scenario | Srg_BB002 | MW | NPgN | TYNEMOUTH | Domestic storage installed capacity (MW) | TYNE_1 | 0 | 0.031 | 0.124 | 0.23 | 0.356 | 0.511 | 0.735 | 1.044 | 1.41 | 1.832 | 2.312 | 2.847 | 3.451 | 4.127 | 4.862 | 5.659 | 6.515 | 7.433 | 8.411 | 9.45 | 10.549 | 11.721 | 12.966 | 14.276 | 15.647 | 17.082 | 18.579 | 20.141 | 21.767 | 23.453 | 25.204 | 27.019 | NPgN | GSP | NPg Planning Scenario | Domestic storage installed capacity (MW)
NPg Planning Scenario | Srg_BB002 | MW | NPgN | WEST BOLDON | Domestic storage installed capacity (MW) | WBOL_6 | 0 | 0.042 | 0.167 | 0.31 | 0.48 | 0.69 | 0.992 | 1.41 | 1.904 | 2.473 | 3.122 | 3.843 | 4.658 | 5.571 | 6.564 | 7.639 | 8.795 | 10.034 | 11.354 | 12.756 | 14.241 | 15.822 | 17.503 | 19.271 | 21.122 | 23.06 | 25.081 | 27.19 | 29.384 | 31.66 | 34.024 | 36.474 | NPgN | GSP | NPg Planning Scenario | Domestic storage installed capacity (MW)
NPg Planning Scenario | Srg_BB002 | MW | NPgY | BRADFORD WEST | Domestic storage installed capacity (MW) | BRAW_1 | 0 | 0.092 | 0.365 | 0.678 | 1.052 | 1.512 | 2.175 | 3.091 | 4.176 | 5.425 | 6.847 | 8.429 | 10.219 | 12.222 | 14.4 | 16.758 | 19.295 | 22.013 | 24.91 | 27.986 | 31.243 | 34.713 | 38.401 | 42.28 | 46.341 | 50.592 | 55.026 | 59.653 | 64.468 | 69.461 | 74.648 | 80.023 | NPgY | GSP | NPg Planning Scenario | Domestic storage installed capacity (MW)
NPg Planning Scenario | Srg_BB002 | MW | NPgY | CAMBLESFORTH | Domestic storage installed capacity (MW) | CAMB_01 | 0 | 0.009 | 0.037 | 0.069 | 0.108 | 0.155 | 0.223 | 0.316 | 0.428 | 0.555 | 0.701 | 0.863 | 1.046 | 1.252 | 1.475 | 1.716 | 1.976 | 2.254 | 2.551 | 2.866 | 3.199 | 3.554 | 3.932 | 4.329 | 4.745 | 5.181 | 5.634 | 6.108 | 6.601 | 7.113 | 7.644 | 8.194 | NPgY | GSP | NPg Planning Scenario | Domestic storage installed capacity (MW)
NPg Planning Scenario | Srg_BB002 | MW | NPgY | CREYKE BECK | Domestic storage installed capacity (MW) | CREB_1 | 0 | 0.102 | 0.408 | 0.758 | 1.175 | 1.688 | 2.429 | 3.452 | 4.664 | 6.059 | 7.648 | 9.415 | 11.414 | 13.651 | 16.083 | 18.717 | 21.551 | 24.586 | 27.822 | 31.258 | 34.896 | 38.771 | 42.89 | 47.222 | 51.758 | 56.507 | 61.459 | 66.627 | 72.005 | 77.581 | 83.374 | 89.378 | NPgY | GSP | NPg Planning Scenario | Domestic storage installed capacity (MW)
NPg Planning Scenario | Srg_BB002 | MW | NPgY | DRAX | Domestic storage installed capacity (MW) | DRAX_YEDL | 0 | 0.012 | 0.047 | 0.087 | 0.135 | 0.194 | 0.279 | 0.396 | 0.535 | 0.695 | 0.877 | 1.08 | 1.309 | 1.566 | 1.845 | 2.147 | 2.472 | 2.82 | 3.191 | 3.585 | 4.002 | 4.447 | 4.919 | 5.416 | 5.936 | 6.481 | 7.049 | 7.641 | 8.258 | 8.898 | 9.562 | 10.251 | NPgY | GSP | NPg Planning Scenario | Domestic storage installed capacity (MW)
NPg Planning Scenario | Srg_BB002 | MW | NPgY | ELLAND | Domestic storage installed capacity (MW) | ELLA_1 | 0 | 0.069 | 0.274 | 0.509 | 0.789 | 1.135 | 1.632 | 2.32 | 3.134 | 4.071 | 5.139 | 6.326 | 7.67 | 9.173 | 10.808 | 12.577 | 14.482 | 16.521 | 18.695 | 21.005 | 23.449 | 26.053 | 28.821 | 31.732 | 34.78 | 37.971 | 41.299 | 44.772 | 48.385 | 52.133 | 56.025 | 60.06 | NPgY | GSP | NPg Planning Scenario | Domestic storage installed capacity (MW)
NPg Planning Scenario | Srg_BB002 | MW | NPgY | FERRYBRIDGE A | Domestic storage installed capacity (MW) | FERRA2 | 0 | 0.022 | 0.087 | 0.163 | 0.252 | 0.362 | 0.521 | 0.74 | 1 | 1.299 | 1.64 | 2.019 | 2.448 | 2.927 | 3.449 | 4.014 | 4.622 | 5.272 | 5.966 | 6.703 | 7.483 | 8.314 | 9.198 | 10.127 | 11.099 | 12.118 | 13.18 | 14.288 | 15.441 | 16.637 | 17.88 | 19.167 | NPgY | GSP | NPg Planning Scenario | Domestic storage installed capacity (MW)
NPg Planning Scenario | Srg_BB002 | MW | NPgY | FERRYBRIDGE B | Domestic storage installed capacity (MW) | FERRB9 | 0 | 0.048 | 0.192 | 0.358 | 0.554 | 0.797 | 1.146 | 1.629 | 2.201 | 2.86 | 3.61 | 4.443 | 5.387 | 6.443 | 7.591 | 8.834 | 10.171 | 11.604 | 13.131 | 14.753 | 16.47 | 18.299 | 20.243 | 22.287 | 24.428 | 26.669 | 29.007 | 31.446 | 33.984 | 36.616 | 39.35 | 42.184 | NPgY | GSP | NPg Planning Scenario | Domestic storage installed capacity (MW)
NPg Planning Scenario | Srg_BB002 | MW | NPgY | GRIMSBY WEST | Domestic storage installed capacity (MW) | GRIW_1 | 0 | 0.035 | 0.141 | 0.263 | 0.407 | 0.585 | 0.842 | 1.197 | 1.617 | 2.101 | 2.651 | 3.264 | 3.957 | 4.733 | 5.576 | 6.489 | 7.471 | 8.523 | 9.645 | 10.837 | 12.098 | 13.441 | 14.869 | 16.371 | 17.943 | 19.59 | 21.307 | 23.098 | 24.963 | 26.896 | 28.904 | 30.986 | NPgY | GSP | NPg Planning Scenario | Domestic storage installed capacity (MW)
NPg Planning Scenario | Srg_BB002 | MW | NPgY | JORDANTHORPE | Domestic storage installed capacity (MW) | JORD_3 | 0 | 0.011 | 0.043 | 0.079 | 0.123 | 0.177 | 0.255 | 0.362 | 0.489 | 0.636 | 0.802 | 0.988 | 1.197 | 1.432 | 1.687 | 1.964 | 2.261 | 2.579 | 2.919 | 3.279 | 3.661 | 4.068 | 4.5 | 4.954 | 5.43 | 5.928 | 6.448 | 6.99 | 7.554 | 8.139 | 8.747 | 9.377 | NPgY | GSP | NPg Planning Scenario | Domestic storage installed capacity (MW)
NPg Planning Scenario | Srg_BB002 | MW | NPgY | KEADBY | Domestic storage installed capacity (MW) | KEAD_YEDL | 0 | 0.049 | 0.194 | 0.361 | 0.56 | 0.805 | 1.158 | 1.645 | 2.223 | 2.888 | 3.645 | 4.487 | 5.44 | 6.506 | 7.666 | 8.921 | 10.272 | 11.718 | 13.26 | 14.898 | 16.632 | 18.479 | 20.442 | 22.507 | 24.669 | 26.932 | 29.292 | 31.756 | 34.319 | 36.977 | 39.738 | 42.599 | NPgY | GSP | NPg Planning Scenario | Domestic storage installed capacity (MW)
NPg Planning Scenario | Srg_BB002 | MW | NPgY | KIRKSTALL B | Domestic storage installed capacity (MW) | KIRKB1 | 0 | 0.039 | 0.154 | 0.286 | 0.443 | 0.636 | 0.916 | 1.301 | 1.758 | 2.284 | 2.883 | 3.548 | 4.302 | 5.145 | 6.062 | 7.054 | 8.123 | 9.266 | 10.486 | 11.781 | 13.152 | 14.613 | 16.165 | 17.798 | 19.508 | 21.298 | 23.164 | 25.112 | 27.139 | 29.241 | 31.424 | 33.687 | NPgY | GSP | NPg Planning Scenario | Domestic storage installed capacity (MW)
NPg Planning Scenario | Srg_BB002 | MW | NPgY | NEEPSEND | Domestic storage installed capacity (MW) | NEEP_3 | 0 | 0.017 | 0.068 | 0.126 | 0.195 | 0.28 | 0.403 | 0.573 | 0.775 | 1.006 | 1.27 | 1.563 | 1.895 | 2.267 | 2.671 | 3.108 | 3.579 | 4.083 | 4.62 | 5.191 | 5.795 | 6.438 | 7.122 | 7.842 | 8.595 | 9.384 | 10.206 | 11.064 | 11.957 | 12.883 | 13.845 | 14.842 | NPgY | GSP | NPg Planning Scenario | Domestic storage installed capacity (MW)
NPg Planning Scenario | Srg_BB002 | MW | NPgY | NORTON LEES | Domestic storage installed capacity (MW) | NORL_3 | 0 | 0.017 | 0.068 | 0.127 | 0.196 | 0.282 | 0.406 | 0.577 | 0.779 | 1.012 | 1.278 | 1.573 | 1.907 | 2.28 | 2.687 | 3.127 | 3.6 | 4.107 | 4.648 | 5.222 | 5.829 | 6.477 | 7.165 | 7.888 | 8.646 | 9.439 | 10.267 | 11.13 | 12.028 | 12.96 | 13.928 | 14.93 | NPgY | GSP | NPg Planning Scenario | Domestic storage installed capacity (MW)
NPg Planning Scenario | Srg_BB002 | MW | NPgY | PITSMOOR 3/4 | Domestic storage installed capacity (MW) | PITS_BB_B | 0 | 0.007 | 0.029 | 0.054 | 0.083 | 0.12 | 0.173 | 0.245 | 0.331 | 0.431 | 0.544 | 0.669 | 0.811 | 0.97 | 1.143 | 1.33 | 1.532 | 1.747 | 1.977 | 2.222 | 2.48 | 2.756 | 3.048 | 3.356 | 3.679 | 4.016 | 4.368 | 4.735 | 5.118 | 5.514 | 5.926 | 6.352 | NPgY | GSP | NPg Planning Scenario | Domestic storage installed capacity (MW)
NPg Planning Scenario | Srg_BB002 | MW | NPgY | SALTEND NORTH | Domestic storage installed capacity (MW) | SALT_1 | 0 | 0.013 | 0.053 | 0.099 | 0.153 | 0.22 | 0.317 | 0.45 | 0.608 | 0.79 | 0.998 | 1.228 | 1.489 | 1.781 | 2.098 | 2.442 | 2.812 | 3.207 | 3.63 | 4.078 | 4.552 | 5.058 | 5.595 | 6.161 | 6.752 | 7.372 | 8.018 | 8.692 | 9.394 | 10.121 | 10.877 | 11.66 | NPgY | GSP | NPg Planning Scenario | Domestic storage installed capacity (MW)
NPg Planning Scenario | Srg_BB002 | MW | NPgY | SHEFFIELD CITY | Domestic storage installed capacity (MW) | SHEC_3 | 0 | 0.009 | 0.036 | 0.066 | 0.103 | 0.148 | 0.212 | 0.302 | 0.408 | 0.529 | 0.668 | 0.823 | 0.997 | 1.193 | 1.405 | 1.635 | 1.883 | 2.148 | 2.431 | 2.731 | 3.049 | 3.388 | 3.748 | 4.126 | 4.523 | 4.937 | 5.37 | 5.822 | 6.292 | 6.779 | 7.285 | 7.81 | NPgY | GSP | NPg Planning Scenario | Domestic storage installed capacity (MW)
NPg Planning Scenario | Srg_BB002 | MW | NPgY | SKELTON GRANGE | Domestic storage installed capacity (MW) | SKLGB1 | 0 | 0.099 | 0.396 | 0.736 | 1.141 | 1.64 | 2.359 | 3.352 | 4.529 | 5.884 | 7.427 | 9.143 | 11.084 | 13.256 | 15.619 | 18.176 | 20.928 | 23.875 | 27.018 | 30.355 | 33.887 | 37.65 | 41.65 | 45.858 | 50.262 | 54.874 | 59.683 | 64.701 | 69.924 | 75.339 | 80.965 | 86.795 | NPgY | GSP | NPg Planning Scenario | Domestic storage installed capacity (MW)
NPg Planning Scenario | Srg_BB002 | MW | NPgY | TEMPLEBOROUGH 275/33KV | Domestic storage installed capacity (MW) | TEMP_3 | 0 | 0.001 | 0.005 | 0.01 | 0.015 | 0.022 | 0.032 | 0.045 | 0.061 | 0.079 | 0.1 | 0.123 | 0.149 | 0.178 | 0.21 | 0.244 | 0.281 | 0.32 | 0.363 | 0.407 | 0.455 | 0.505 | 0.559 | 0.615 | 0.675 | 0.736 | 0.801 | 0.868 | 0.938 | 1.011 | 1.087 | 1.165 | NPgY | GSP | NPg Planning Scenario | Domestic storage installed capacity (MW)
NPg Planning Scenario | Srg_BB002 | MW | NPgY | THURCROFT | Domestic storage installed capacity (MW) | THUR_6 | 0 | 0.035 | 0.14 | 0.261 | 0.405 | 0.582 | 0.837 | 1.19 | 1.607 | 2.088 | 2.635 | 3.244 | 3.933 | 4.704 | 5.542 | 6.449 | 7.426 | 8.471 | 9.586 | 10.771 | 12.024 | 13.359 | 14.778 | 16.271 | 17.834 | 19.47 | 21.177 | 22.957 | 24.811 | 26.732 | 28.728 | 30.797 | NPgY | GSP | NPg Planning Scenario | Domestic storage installed capacity (MW)
NPg Planning Scenario | Srg_BB002 | MW | NPgY | WEST MELTON / THORPE MARSH | Domestic storage installed capacity (MW) | WMEL_THOM | 0 | 0.071 | 0.283 | 0.526 | 0.815 | 1.171 | 1.685 | 2.395 | 3.236 | 4.204 | 5.306 | 6.532 | 7.919 | 9.471 | 11.159 | 12.986 | 14.952 | 17.058 | 19.303 | 21.687 | 24.211 | 26.899 | 29.757 | 32.763 | 35.91 | 39.204 | 42.64 | 46.226 | 49.957 | 53.826 | 57.845 | 62.011 | NPgY | GSP | NPg Planning Scenario | Domestic storage installed capacity (MW)
NPg Planning Scenario | Srg_BB002 | MW | NPgY | WEST MELTON SECTION 3 | Domestic storage installed capacity (MW) | WMEL_BB3 | 0 | 0.063 | 0.251 | 0.466 | 0.722 | 1.038 | 1.493 | 2.121 | 2.866 | 3.723 | 4.699 | 5.785 | 7.014 | 8.388 | 9.883 | 11.501 | 13.243 | 15.108 | 17.096 | 19.208 | 21.443 | 23.824 | 26.355 | 29.017 | 31.804 | 34.722 | 37.765 | 40.941 | 44.246 | 47.672 | 51.232 | 54.921 | NPgY | GSP | NPg Planning Scenario | Domestic storage installed capacity (MW)
NPg Planning Scenario | Srg_BB002 | MW | NPgY | WINCOBANK | Domestic storage installed capacity (MW) | WIBA_3 | 0 | 0.003 | 0.011 | 0.021 | 0.032 | 0.046 | 0.067 | 0.095 | 0.128 | 0.166 | 0.21 | 0.259 | 0.314 | 0.375 | 0.442 | 0.514 | 0.592 | 0.676 | 0.765 | 0.859 | 0.959 | 1.065 | 1.179 | 1.298 | 1.422 | 1.553 | 1.689 | 1.831 | 1.979 | 2.132 | 2.291 | 2.456 | NPgY | GSP | NPg Planning Scenario | Domestic storage installed capacity (MW)
NPg Planning Scenario | Srg_BB08b | % customers | NPgN | BLYTH 66kV | Domestic Flexibility (TouT) - % customers | BLYTB1 | 0% | 0% | 0% | 1% | 2% | 4% | 8% | 12% | 18% | 26% | 32% | 37% | 41% | 44% | 45% | 46% | 46% | 46% | 47% | 47% | 47% | 47% | 47% | 47% | 47% | 47% | 47% | 47% | 47% | 47% | 47% | 47% | NPgN | GSP | NPg Planning Scenario | Domestic Flexibility (TouT) - % customers
NPg Planning Scenario | Srg_BB08b | % customers | NPgN | BLYTH 132kV | Domestic Flexibility (TouT) - % customers | BLYTH132 | 0% | 0% | 0% | 1% | 2% | 4% | 8% | 12% | 18% | 26% | 32% | 37% | 41% | 44% | 45% | 46% | 46% | 46% | 47% | 47% | 47% | 47% | 47% | 47% | 47% | 47% | 47% | 47% | 47% | 47% | 47% | 47% | NPgN | GSP | NPg Planning Scenario | Domestic Flexibility (TouT) - % customers
NPg Planning Scenario | Srg_BB08b | % customers | NPgN | FOURSTONES | Domestic Flexibility (TouT) - % customers | FOUR_1 | 0% | 0% | 0% | 1% | 2% | 4% | 8% | 12% | 18% | 26% | 32% | 37% | 41% | 44% | 45% | 46% | 46% | 46% | 47% | 47% | 47% | 47% | 47% | 47% | 47% | 47% | 47% | 47% | 47% | 47% | 47% | 47% | NPgN | GSP | NPg Planning Scenario | Domestic Flexibility (TouT) - % customers
NPg Planning Scenario | Srg_BB08b | % customers | NPgN | HARTMOOR | Domestic Flexibility (TouT) - % customers | HARM_6 | 0% | 0% | 0% | 1% | 2% | 4% | 8% | 12% | 18% | 26% | 32% | 37% | 41% | 44% | 45% | 46% | 46% | 46% | 47% | 47% | 47% | 47% | 47% | 47% | 47% | 47% | 47% | 47% | 47% | 47% | 47% | 47% | NPgN | GSP | NPg Planning Scenario | Domestic Flexibility (TouT) - % customers
NPg Planning Scenario | Srg_BB08b | % customers | NPgN | HAWTHORN PIT GRID | Domestic Flexibility (TouT) - % customers | HAWP_6 | 0% | 0% | 0% | 1% | 2% | 4% | 8% | 12% | 18% | 26% | 32% | 37% | 41% | 44% | 45% | 46% | 46% | 46% | 47% | 47% | 47% | 47% | 47% | 47% | 47% | 47% | 47% | 47% | 47% | 47% | 47% | 47% | NPgN | GSP | NPg Planning Scenario | Domestic Flexibility (TouT) - % customers
NPg Planning Scenario | Srg_BB08b | % customers | NPgN | KNARESBOROUGH | Domestic Flexibility (TouT) - % customers | KNARE_111 | 0% | 0% | 0% | 1% | 2% | 4% | 8% | 12% | 18% | 26% | 32% | 37% | 41% | 44% | 45% | 46% | 46% | 46% | 47% | 47% | 47% | 47% | 47% | 47% | 47% | 47% | 47% | 47% | 47% | 47% | 47% | 47% | NPgN | GSP | NPg Planning Scenario | Domestic Flexibility (TouT) - % customers
NPg Planning Scenario | Srg_BB08b | % customers | NPgN | LACKENBY | Domestic Flexibility (TouT) - % customers | LACK_6 | 0% | 0% | 0% | 1% | 2% | 4% | 8% | 12% | 18% | 26% | 32% | 37% | 41% | 44% | 45% | 46% | 46% | 46% | 47% | 47% | 47% | 47% | 47% | 47% | 47% | 47% | 47% | 47% | 47% | 47% | 47% | 47% | NPgN | GSP | NPg Planning Scenario | Domestic Flexibility (TouT) - % customers
NPg Planning Scenario | Srg_BB08b | % customers | NPgN | NORTON | Domestic Flexibility (TouT) - % customers | NORT_1 | 0% | 0% | 0% | 1% | 2% | 4% | 8% | 12% | 18% | 26% | 32% | 37% | 41% | 44% | 45% | 46% | 46% | 46% | 47% | 47% | 47% | 47% | 47% | 47% | 47% | 47% | 47% | 47% | 47% | 47% | 47% | 47% | NPgN | GSP | NPg Planning Scenario | Domestic Flexibility (TouT) - % customers
NPg Planning Scenario | Srg_BB08b | % customers | NPgN | OFFERTON | Domestic Flexibility (TouT) - % customers | OFFE_3 | 0% | 0% | 0% | 1% | 2% | 4% | 8% | 12% | 18% | 26% | 32% | 37% | 41% | 44% | 45% | 46% | 46% | 46% | 47% | 47% | 47% | 47% | 47% | 47% | 47% | 47% | 47% | 47% | 47% | 47% | 47% | 47% | NPgN | GSP | NPg Planning Scenario | Domestic Flexibility (TouT) - % customers
NPg Planning Scenario | Srg_BB08b | % customers | NPgN | OSBALDWICK | Domestic Flexibility (TouT) - % customers | OSBA_1 | 0% | 0% | 0% | 1% | 2% | 4% | 8% | 12% | 18% | 26% | 32% | 37% | 41% | 44% | 45% | 46% | 46% | 46% | 47% | 47% | 47% | 47% | 47% | 47% | 47% | 47% | 47% | 47% | 47% | 47% | 47% | 47% | NPgN | GSP | NPg Planning Scenario | Domestic Flexibility (TouT) - % customers
NPg Planning Scenario | Srg_BB08b | % customers | NPgN | POPPLETON | Domestic Flexibility (TouT) - % customers | POPP_3 | 0% | 0% | 0% | 1% | 2% | 4% | 8% | 12% | 18% | 26% | 32% | 37% | 41% | 44% | 45% | 46% | 46% | 46% | 47% | 47% | 47% | 47% | 47% | 47% | 47% | 47% | 47% | 47% | 47% | 47% | 47% | 47% | NPgN | GSP | NPg Planning Scenario | Domestic Flexibility (TouT) - % customers
NPg Planning Scenario | Srg_BB08b | % customers | NPgN | SALTHOLME | Domestic Flexibility (TouT) - % customers | SALH_1 | 0% | 0% | 0% | 1% | 2% | 4% | 8% | 12% | 18% | 26% | 32% | 37% | 41% | 44% | 45% | 46% | 46% | 46% | 47% | 47% | 47% | 47% | 47% | 47% | 47% | 47% | 47% | 47% | 47% | 47% | 47% | 47% | NPgN | GSP | NPg Planning Scenario | Domestic Flexibility (TouT) - % customers
NPg Planning Scenario | Srg_BB08b | % customers | NPgN | SOUTH SHIELDS | Domestic Flexibility (TouT) - % customers | SSHI_3 | 0% | 0% | 0% | 1% | 2% | 4% | 8% | 12% | 18% | 26% | 32% | 37% | 41% | 44% | 45% | 46% | 46% | 46% | 47% | 47% | 47% | 47% | 47% | 47% | 47% | 47% | 47% | 47% | 47% | 47% | 47% | 47% | NPgN | GSP | NPg Planning Scenario | Domestic Flexibility (TouT) - % customers
NPg Planning Scenario | Srg_BB08b | % customers | NPgN | SPADEADAM | Domestic Flexibility (TouT) - % customers | KIELD01 and SPAD20 | 0% | 0% | 0% | 1% | 2% | 4% | 8% | 12% | 18% | 26% | 32% | 37% | 41% | 44% | 45% | 46% | 46% | 46% | 47% | 47% | 47% | 47% | 47% | 47% | 47% | 47% | 47% | 47% | 47% | 47% | 47% | 47% | NPgN | GSP | NPg Planning Scenario | Domestic Flexibility (TouT) - % customers
NPg Planning Scenario | Srg_BB08b | % customers | NPgN | SPENNYMOOR | Domestic Flexibility (TouT) - % customers | SPEN_1 | 0% | 0% | 0% | 1% | 2% | 4% | 8% | 12% | 18% | 26% | 32% | 37% | 41% | 44% | 45% | 46% | 46% | 46% | 47% | 47% | 47% | 47% | 47% | 47% | 47% | 47% | 47% | 47% | 47% | 47% | 47% | 47% | NPgN | GSP | NPg Planning Scenario | Domestic Flexibility (TouT) - % customers
NPg Planning Scenario | Srg_BB08b | % customers | NPgN | STELLA NORTH | Domestic Flexibility (TouT) - % customers | STEN_1 | 0% | 0% | 0% | 1% | 2% | 4% | 8% | 12% | 18% | 26% | 32% | 37% | 41% | 44% | 45% | 46% | 46% | 46% | 47% | 47% | 47% | 47% | 47% | 47% | 47% | 47% | 47% | 47% | 47% | 47% | 47% | 47% | NPgN | GSP | NPg Planning Scenario | Domestic Flexibility (TouT) - % customers
NPg Planning Scenario | Srg_BB08b | % customers | NPgN | STELLA SOUTH | Domestic Flexibility (TouT) - % customers | STES_1 | 0% | 0% | 0% | 1% | 2% | 4% | 8% | 12% | 18% | 26% | 32% | 37% | 41% | 44% | 45% | 46% | 46% | 46% | 47% | 47% | 47% | 47% | 47% | 47% | 47% | 47% | 47% | 47% | 47% | 47% | 47% | 47% | NPgN | GSP | NPg Planning Scenario | Domestic Flexibility (TouT) - % customers
NPg Planning Scenario | Srg_BB08b | % customers | NPgN | TYNEMOUTH | Domestic Flexibility (TouT) - % customers | TYNE_1 | 0% | 0% | 0% | 1% | 2% | 4% | 8% | 12% | 18% | 26% | 32% | 37% | 41% | 44% | 45% | 46% | 46% | 46% | 47% | 47% | 47% | 47% | 47% | 47% | 47% | 47% | 47% | 47% | 47% | 47% | 47% | 47% | NPgN | GSP | NPg Planning Scenario | Domestic Flexibility (TouT) - % customers
NPg Planning Scenario | Srg_BB08b | % customers | NPgN | WEST BOLDON | Domestic Flexibility (TouT) - % customers | WBOL_6 | 0% | 0% | 0% | 1% | 2% | 4% | 8% | 12% | 18% | 26% | 32% | 37% | 41% | 44% | 45% | 46% | 46% | 46% | 47% | 47% | 47% | 47% | 47% | 47% | 47% | 47% | 47% | 47% | 47% | 47% | 47% | 47% | NPgN | GSP | NPg Planning Scenario | Domestic Flexibility (TouT) - % customers
NPg Planning Scenario | Srg_BB08b | % customers | NPgY | BRADFORD WEST | Domestic Flexibility (TouT) - % customers | BRAW_1 | 0% | 0% | 0% | 1% | 2% | 4% | 8% | 12% | 18% | 26% | 32% | 37% | 41% | 44% | 45% | 46% | 46% | 46% | 47% | 47% | 47% | 47% | 47% | 47% | 47% | 47% | 47% | 47% | 47% | 47% | 47% | 47% | NPgY | GSP | NPg Planning Scenario | Domestic Flexibility (TouT) - % customers
NPg Planning Scenario | Srg_BB08b | % customers | NPgY | CAMBLESFORTH | Domestic Flexibility (TouT) - % customers | CAMB_01 | 0% | 0% | 0% | 1% | 2% | 4% | 8% | 12% | 18% | 26% | 32% | 37% | 41% | 44% | 45% | 46% | 46% | 46% | 47% | 47% | 47% | 47% | 47% | 47% | 47% | 47% | 47% | 47% | 47% | 47% | 47% | 47% | NPgY | GSP | NPg Planning Scenario | Domestic Flexibility (TouT) - % customers
NPg Planning Scenario | Srg_BB08b | % customers | NPgY | CREYKE BECK | Domestic Flexibility (TouT) - % customers | CREB_1 | 0% | 0% | 0% | 1% | 2% | 4% | 8% | 12% | 18% | 26% | 32% | 37% | 41% | 44% | 45% | 46% | 46% | 46% | 47% | 47% | 47% | 47% | 47% | 47% | 47% | 47% | 47% | 47% | 47% | 47% | 47% | 47% | NPgY | GSP | NPg Planning Scenario | Domestic Flexibility (TouT) - % customers
NPg Planning Scenario | Srg_BB08b | % customers | NPgY | DRAX | Domestic Flexibility (TouT) - % customers | DRAX_YEDL | 0% | 0% | 0% | 1% | 2% | 4% | 8% | 12% | 18% | 26% | 32% | 37% | 41% | 44% | 45% | 46% | 46% | 46% | 47% | 47% | 47% | 47% | 47% | 47% | 47% | 47% | 47% | 47% | 47% | 47% | 47% | 47% | NPgY | GSP | NPg Planning Scenario | Domestic Flexibility (TouT) - % customers
NPg Planning Scenario | Srg_BB08b | % customers | NPgY | ELLAND | Domestic Flexibility (TouT) - % customers | ELLA_1 | 0% | 0% | 0% | 1% | 2% | 4% | 8% | 12% | 18% | 26% | 32% | 37% | 41% | 44% | 45% | 46% | 46% | 46% | 47% | 47% | 47% | 47% | 47% | 47% | 47% | 47% | 47% | 47% | 47% | 47% | 47% | 47% | NPgY | GSP | NPg Planning Scenario | Domestic Flexibility (TouT) - % customers
NPg Planning Scenario | Srg_BB08b | % customers | NPgY | FERRYBRIDGE A | Domestic Flexibility (TouT) - % customers | FERRA2 | 0% | 0% | 0% | 1% | 2% | 4% | 8% | 12% | 18% | 26% | 32% | 37% | 41% | 44% | 45% | 46% | 46% | 46% | 47% | 47% | 47% | 47% | 47% | 47% | 47% | 47% | 47% | 47% | 47% | 47% | 47% | 47% | NPgY | GSP | NPg Planning Scenario | Domestic Flexibility (TouT) - % customers
NPg Planning Scenario | Srg_BB08b | % customers | NPgY | FERRYBRIDGE B | Domestic Flexibility (TouT) - % customers | FERRB9 | 0% | 0% | 0% | 1% | 2% | 4% | 8% | 12% | 18% | 26% | 32% | 37% | 41% | 44% | 45% | 46% | 46% | 46% | 47% | 47% | 47% | 47% | 47% | 47% | 47% | 47% | 47% | 47% | 47% | 47% | 47% | 47% | NPgY | GSP | NPg Planning Scenario | Domestic Flexibility (TouT) - % customers
NPg Planning Scenario | Srg_BB08b | % customers | NPgY | GRIMSBY WEST | Domestic Flexibility (TouT) - % customers | GRIW_1 | 0% | 0% | 0% | 1% | 2% | 4% | 8% | 12% | 18% | 26% | 32% | 37% | 41% | 44% | 45% | 46% | 46% | 46% | 47% | 47% | 47% | 47% | 47% | 47% | 47% | 47% | 47% | 47% | 47% | 47% | 47% | 47% | NPgY | GSP | NPg Planning Scenario | Domestic Flexibility (TouT) - % customers
NPg Planning Scenario | Srg_BB08b | % customers | NPgY | JORDANTHORPE | Domestic Flexibility (TouT) - % customers | JORD_3 | 0% | 0% | 0% | 1% | 2% | 4% | 8% | 12% | 18% | 26% | 32% | 37% | 41% | 44% | 45% | 46% | 46% | 46% | 47% | 47% | 47% | 47% | 47% | 47% | 47% | 47% | 47% | 47% | 47% | 47% | 47% | 47% | NPgY | GSP | NPg Planning Scenario | Domestic Flexibility (TouT) - % customers
NPg Planning Scenario | Srg_BB08b | % customers | NPgY | KEADBY | Domestic Flexibility (TouT) - % customers | KEAD_YEDL | 0% | 0% | 0% | 1% | 2% | 4% | 8% | 12% | 18% | 26% | 32% | 37% | 41% | 44% | 45% | 46% | 46% | 46% | 47% | 47% | 47% | 47% | 47% | 47% | 47% | 47% | 47% | 47% | 47% | 47% | 47% | 47% | NPgY | GSP | NPg Planning Scenario | Domestic Flexibility (TouT) - % customers
NPg Planning Scenario | Srg_BB08b | % customers | NPgY | KIRKSTALL B | Domestic Flexibility (TouT) - % customers | KIRKB1 | 0% | 0% | 0% | 1% | 2% | 4% | 8% | 12% | 18% | 26% | 32% | 37% | 41% | 44% | 45% | 46% | 46% | 46% | 47% | 47% | 47% | 47% | 47% | 47% | 47% | 47% | 47% | 47% | 47% | 47% | 47% | 47% | NPgY | GSP | NPg Planning Scenario | Domestic Flexibility (TouT) - % customers
NPg Planning Scenario | Srg_BB08b | % customers | NPgY | NEEPSEND | Domestic Flexibility (TouT) - % customers | NEEP_3 | 0% | 0% | 0% | 1% | 2% | 4% | 8% | 12% | 18% | 26% | 32% | 37% | 41% | 44% | 45% | 46% | 46% | 46% | 47% | 47% | 47% | 47% | 47% | 47% | 47% | 47% | 47% | 47% | 47% | 47% | 47% | 47% | NPgY | GSP | NPg Planning Scenario | Domestic Flexibility (TouT) - % customers
NPg Planning Scenario | Srg_BB08b | % customers | NPgY | NORTON LEES | Domestic Flexibility (TouT) - % customers | NORL_3 | 0% | 0% | 0% | 1% | 2% | 4% | 8% | 12% | 18% | 26% | 32% | 37% | 41% | 44% | 45% | 46% | 46% | 46% | 47% | 47% | 47% | 47% | 47% | 47% | 47% | 47% | 47% | 47% | 47% | 47% | 47% | 47% | NPgY | GSP | NPg Planning Scenario | Domestic Flexibility (TouT) - % customers
NPg Planning Scenario | Srg_BB08b | % customers | NPgY | PITSMOOR 3/4 | Domestic Flexibility (TouT) - % customers | PITS_BB_B | 0% | 0% | 0% | 1% | 2% | 4% | 8% | 12% | 18% | 26% | 32% | 37% | 41% | 44% | 45% | 46% | 46% | 46% | 47% | 47% | 47% | 47% | 47% | 47% | 47% | 47% | 47% | 47% | 47% | 47% | 47% | 47% | NPgY | GSP | NPg Planning Scenario | Domestic Flexibility (TouT) - % customers
NPg Planning Scenario | Srg_BB08b | % customers | NPgY | SALTEND NORTH | Domestic Flexibility (TouT) - % customers | SALT_1 | 0% | 0% | 0% | 1% | 2% | 4% | 8% | 12% | 18% | 26% | 32% | 37% | 41% | 44% | 45% | 46% | 46% | 46% | 47% | 47% | 47% | 47% | 47% | 47% | 47% | 47% | 47% | 47% | 47% | 47% | 47% | 47% | NPgY | GSP | NPg Planning Scenario | Domestic Flexibility (TouT) - % customers
NPg Planning Scenario | Srg_BB08b | % customers | NPgY | SHEFFIELD CITY | Domestic Flexibility (TouT) - % customers | SHEC_3 | 0% | 0% | 0% | 1% | 2% | 4% | 8% | 12% | 18% | 26% | 32% | 37% | 41% | 44% | 45% | 46% | 46% | 46% | 47% | 47% | 47% | 47% | 47% | 47% | 47% | 47% | 47% | 47% | 47% | 47% | 47% | 47% | NPgY | GSP | NPg Planning Scenario | Domestic Flexibility (TouT) - % customers
NPg Planning Scenario | Srg_BB08b | % customers | NPgY | SKELTON GRANGE | Domestic Flexibility (TouT) - % customers | SKLGB1 | 0% | 0% | 0% | 1% | 2% | 4% | 8% | 12% | 18% | 26% | 32% | 37% | 41% | 44% | 45% | 46% | 46% | 46% | 47% | 47% | 47% | 47% | 47% | 47% | 47% | 47% | 47% | 47% | 47% | 47% | 47% | 47% | NPgY | GSP | NPg Planning Scenario | Domestic Flexibility (TouT) - % customers
NPg Planning Scenario | Srg_BB08b | % customers | NPgY | TEMPLEBOROUGH 275/33KV | Domestic Flexibility (TouT) - % customers | TEMP_3 | 0% | 0% | 0% | 1% | 2% | 4% | 8% | 12% | 18% | 26% | 32% | 37% | 41% | 44% | 45% | 46% | 46% | 46% | 47% | 47% | 47% | 47% | 47% | 47% | 47% | 47% | 47% | 47% | 47% | 47% | 47% | 47% | NPgY | GSP | NPg Planning Scenario | Domestic Flexibility (TouT) - % customers
NPg Planning Scenario | Srg_BB08b | % customers | NPgY | THURCROFT | Domestic Flexibility (TouT) - % customers | THUR_6 | 0% | 0% | 0% | 1% | 2% | 4% | 8% | 12% | 18% | 26% | 32% | 37% | 41% | 44% | 45% | 46% | 46% | 46% | 47% | 47% | 47% | 47% | 47% | 47% | 47% | 47% | 47% | 47% | 47% | 47% | 47% | 47% | NPgY | GSP | NPg Planning Scenario | Domestic Flexibility (TouT) - % customers
NPg Planning Scenario | Srg_BB08b | % customers | NPgY | WEST MELTON / THORPE MARSH | Domestic Flexibility (TouT) - % customers | WMEL_THOM | 0% | 0% | 0% | 1% | 2% | 4% | 8% | 12% | 18% | 26% | 32% | 37% | 41% | 44% | 45% | 46% | 46% | 46% | 47% | 47% | 47% | 47% | 47% | 47% | 47% | 47% | 47% | 47% | 47% | 47% | 47% | 47% | NPgY | GSP | NPg Planning Scenario | Domestic Flexibility (TouT) - % customers
NPg Planning Scenario | Srg_BB08b | % customers | NPgY | WEST MELTON SECTION 3 | Domestic Flexibility (TouT) - % customers | WMEL_BB3 | 0% | 0% | 0% | 1% | 2% | 4% | 8% | 12% | 18% | 26% | 32% | 37% | 41% | 44% | 45% | 46% | 46% | 46% | 47% | 47% | 47% | 47% | 47% | 47% | 47% | 47% | 47% | 47% | 47% | 47% | 47% | 47% | NPgY | GSP | NPg Planning Scenario | Domestic Flexibility (TouT) - % customers
NPg Planning Scenario | Srg_BB08b | % customers | NPgY | WINCOBANK | Domestic Flexibility (TouT) - % customers | WIBA_3 | 0% | 0% | 0% | 1% | 2% | 4% | 8% | 12% | 18% | 26% | 32% | 37% | 41% | 44% | 45% | 46% | 46% | 46% | 47% | 47% | 47% | 47% | 47% | 47% | 47% | 47% | 47% | 47% | 47% | 47% | 47% | 47% | NPgY | GSP | NPg Planning Scenario | Domestic Flexibility (TouT) - % customers
NPg Planning Scenario | Srg_BB006b | % customers | NPgN | BLYTH 66kV | I&C Flexibility (TouT) - % customers | BLYTB1 | 0% | 2% | 5% | 9% | 15% | 23% | 32% | 39% | 46% | 51% | 54% | 55% | 56% | 57% | 57% | 58% | 58% | 58% | 58% | 58% | 58% | 58% | 58% | 58% | 58% | 58% | 58% | 58% | 58% | 58% | 58% | 58% | NPgN | GSP | NPg Planning Scenario | I&C Flexibility (TouT) - % customers
NPg Planning Scenario | Srg_BB006b | % customers | NPgN | BLYTH 132kV | I&C Flexibility (TouT) - % customers | BLYTH132 | 0% | 2% | 5% | 9% | 15% | 23% | 32% | 39% | 46% | 51% | 54% | 55% | 56% | 57% | 57% | 58% | 58% | 58% | 58% | 58% | 58% | 58% | 58% | 58% | 58% | 58% | 58% | 58% | 58% | 58% | 58% | 58% | NPgN | GSP | NPg Planning Scenario | I&C Flexibility (TouT) - % customers
NPg Planning Scenario | Srg_BB006b | % customers | NPgN | FOURSTONES | I&C Flexibility (TouT) - % customers | FOUR_1 | 0% | 2% | 5% | 9% | 15% | 23% | 32% | 39% | 46% | 51% | 54% | 55% | 56% | 57% | 57% | 58% | 58% | 58% | 58% | 58% | 58% | 58% | 58% | 58% | 58% | 58% | 58% | 58% | 58% | 58% | 58% | 58% | NPgN | GSP | NPg Planning Scenario | I&C Flexibility (TouT) - % customers
NPg Planning Scenario | Srg_BB006b | % customers | NPgN | HARTMOOR | I&C Flexibility (TouT) - % customers | HARM_6 | 0% | 2% | 5% | 9% | 15% | 23% | 32% | 39% | 46% | 51% | 54% | 55% | 56% | 57% | 57% | 58% | 58% | 58% | 58% | 58% | 58% | 58% | 58% | 58% | 58% | 58% | 58% | 58% | 58% | 58% | 58% | 58% | NPgN | GSP | NPg Planning Scenario | I&C Flexibility (TouT) - % customers
NPg Planning Scenario | Srg_BB006b | % customers | NPgN | HAWTHORN PIT GRID | I&C Flexibility (TouT) - % customers | HAWP_6 | 0% | 2% | 5% | 9% | 15% | 23% | 32% | 39% | 46% | 51% | 54% | 55% | 56% | 57% | 57% | 58% | 58% | 58% | 58% | 58% | 58% | 58% | 58% | 58% | 58% | 58% | 58% | 58% | 58% | 58% | 58% | 58% | NPgN | GSP | NPg Planning Scenario | I&C Flexibility (TouT) - % customers
NPg Planning Scenario | Srg_BB006b | % customers | NPgN | KNARESBOROUGH | I&C Flexibility (TouT) - % customers | KNARE_111 | 0% | 2% | 5% | 9% | 15% | 23% | 32% | 39% | 46% | 51% | 54% | 55% | 56% | 57% | 57% | 58% | 58% | 58% | 58% | 58% | 58% | 58% | 58% | 58% | 58% | 58% | 58% | 58% | 58% | 58% | 58% | 58% | NPgN | GSP | NPg Planning Scenario | I&C Flexibility (TouT) - % customers
NPg Planning Scenario | Srg_BB006b | % customers | NPgN | LACKENBY | I&C Flexibility (TouT) - % customers | LACK_6 | 0% | 2% | 5% | 9% | 15% | 23% | 32% | 39% | 46% | 51% | 54% | 55% | 56% | 57% | 57% | 58% | 58% | 58% | 58% | 58% | 58% | 58% | 58% | 58% | 58% | 58% | 58% | 58% | 58% | 58% | 58% | 58% | NPgN | GSP | NPg Planning Scenario | I&C Flexibility (TouT) - % customers
NPg Planning Scenario | Srg_BB006b | % customers | NPgN | NORTON | I&C Flexibility (TouT) - % customers | NORT_1 | 0% | 2% | 5% | 9% | 15% | 23% | 32% | 39% | 46% | 51% | 54% | 55% | 56% | 57% | 57% | 58% | 58% | 58% | 58% | 58% | 58% | 58% | 58% | 58% | 58% | 58% | 58% | 58% | 58% | 58% | 58% | 58% | NPgN | GSP | NPg Planning Scenario | I&C Flexibility (TouT) - % customers
NPg Planning Scenario | Srg_BB006b | % customers | NPgN | OFFERTON | I&C Flexibility (TouT) - % customers | OFFE_3 | 0% | 2% | 5% | 9% | 15% | 23% | 32% | 39% | 46% | 51% | 54% | 55% | 56% | 57% | 57% | 58% | 58% | 58% | 58% | 58% | 58% | 58% | 58% | 58% | 58% | 58% | 58% | 58% | 58% | 58% | 58% | 58% | NPgN | GSP | NPg Planning Scenario | I&C Flexibility (TouT) - % customers
NPg Planning Scenario | Srg_BB006b | % customers | NPgN | OSBALDWICK | I&C Flexibility (TouT) - % customers | OSBA_1 | 0% | 2% | 5% | 9% | 15% | 23% | 32% | 39% | 46% | 51% | 54% | 55% | 56% | 57% | 57% | 58% | 58% | 58% | 58% | 58% | 58% | 58% | 58% | 58% | 58% | 58% | 58% | 58% | 58% | 58% | 58% | 58% | NPgN | GSP | NPg Planning Scenario | I&C Flexibility (TouT) - % customers
NPg Planning Scenario | Srg_BB006b | % customers | NPgN | POPPLETON | I&C Flexibility (TouT) - % customers | POPP_3 | 0% | 2% | 5% | 9% | 15% | 23% | 32% | 39% | 46% | 51% | 54% | 55% | 56% | 57% | 57% | 58% | 58% | 58% | 58% | 58% | 58% | 58% | 58% | 58% | 58% | 58% | 58% | 58% | 58% | 58% | 58% | 58% | NPgN | GSP | NPg Planning Scenario | I&C Flexibility (TouT) - % customers
NPg Planning Scenario | Srg_BB006b | % customers | NPgN | SALTHOLME | I&C Flexibility (TouT) - % customers | SALH_1 | 0% | 2% | 5% | 9% | 15% | 23% | 32% | 39% | 46% | 51% | 54% | 55% | 56% | 57% | 57% | 58% | 58% | 58% | 58% | 58% | 58% | 58% | 58% | 58% | 58% | 58% | 58% | 58% | 58% | 58% | 58% | 58% | NPgN | GSP | NPg Planning Scenario | I&C Flexibility (TouT) - % customers
NPg Planning Scenario | Srg_BB006b | % customers | NPgN | SOUTH SHIELDS | I&C Flexibility (TouT) - % customers | SSHI_3 | 0% | 2% | 5% | 9% | 15% | 23% | 32% | 39% | 46% | 51% | 54% | 55% | 56% | 57% | 57% | 58% | 58% | 58% | 58% | 58% | 58% | 58% | 58% | 58% | 58% | 58% | 58% | 58% | 58% | 58% | 58% | 58% | NPgN | GSP | NPg Planning Scenario | I&C Flexibility (TouT) - % customers
NPg Planning Scenario | Srg_BB006b | % customers | NPgN | SPADEADAM | I&C Flexibility (TouT) - % customers | KIELD01 and SPAD20 | 0% | 2% | 5% | 9% | 15% | 23% | 32% | 39% | 46% | 51% | 54% | 55% | 56% | 57% | 57% | 58% | 58% | 58% | 58% | 58% | 58% | 58% | 58% | 58% | 58% | 58% | 58% | 58% | 58% | 58% | 58% | 58% | NPgN | GSP | NPg Planning Scenario | I&C Flexibility (TouT) - % customers
NPg Planning Scenario | Srg_BB006b | % customers | NPgN | SPENNYMOOR | I&C Flexibility (TouT) - % customers | SPEN_1 | 0% | 2% | 5% | 9% | 15% | 23% | 32% | 39% | 46% | 51% | 54% | 55% | 56% | 57% | 57% | 58% | 58% | 58% | 58% | 58% | 58% | 58% | 58% | 58% | 58% | 58% | 58% | 58% | 58% | 58% | 58% | 58% | NPgN | GSP | NPg Planning Scenario | I&C Flexibility (TouT) - % customers
NPg Planning Scenario | Srg_BB006b | % customers | NPgN | STELLA NORTH | I&C Flexibility (TouT) - % customers | STEN_1 | 0% | 2% | 5% | 9% | 15% | 23% | 32% | 39% | 46% | 51% | 54% | 55% | 56% | 57% | 57% | 58% | 58% | 58% | 58% | 58% | 58% | 58% | 58% | 58% | 58% | 58% | 58% | 58% | 58% | 58% | 58% | 58% | NPgN | GSP | NPg Planning Scenario | I&C Flexibility (TouT) - % customers
NPg Planning Scenario | Srg_BB006b | % customers | NPgN | STELLA SOUTH | I&C Flexibility (TouT) - % customers | STES_1 | 0% | 2% | 5% | 9% | 15% | 23% | 32% | 39% | 46% | 51% | 54% | 55% | 56% | 57% | 57% | 58% | 58% | 58% | 58% | 58% | 58% | 58% | 58% | 58% | 58% | 58% | 58% | 58% | 58% | 58% | 58% | 58% | NPgN | GSP | NPg Planning Scenario | I&C Flexibility (TouT) - % customers
NPg Planning Scenario | Srg_BB006b | % customers | NPgN | TYNEMOUTH | I&C Flexibility (TouT) - % customers | TYNE_1 | 0% | 2% | 5% | 9% | 15% | 23% | 32% | 39% | 46% | 51% | 54% | 55% | 56% | 57% | 57% | 58% | 58% | 58% | 58% | 58% | 58% | 58% | 58% | 58% | 58% | 58% | 58% | 58% | 58% | 58% | 58% | 58% | NPgN | GSP | NPg Planning Scenario | I&C Flexibility (TouT) - % customers
NPg Planning Scenario | Srg_BB006b | % customers | NPgN | WEST BOLDON | I&C Flexibility (TouT) - % customers | WBOL_6 | 0% | 2% | 5% | 9% | 15% | 23% | 32% | 39% | 46% | 51% | 54% | 55% | 56% | 57% | 57% | 58% | 58% | 58% | 58% | 58% | 58% | 58% | 58% | 58% | 58% | 58% | 58% | 58% | 58% | 58% | 58% | 58% | NPgN | GSP | NPg Planning Scenario | I&C Flexibility (TouT) - % customers
NPg Planning Scenario | Srg_BB006b | % customers | NPgY | BRADFORD WEST | I&C Flexibility (TouT) - % customers | BRAW_1 | 0% | 2% | 5% | 9% | 15% | 23% | 32% | 39% | 46% | 51% | 54% | 55% | 56% | 57% | 57% | 58% | 58% | 58% | 58% | 58% | 58% | 58% | 58% | 58% | 58% | 58% | 58% | 58% | 58% | 58% | 58% | 58% | NPgY | GSP | NPg Planning Scenario | I&C Flexibility (TouT) - % customers
NPg Planning Scenario | Srg_BB006b | % customers | NPgY | CAMBLESFORTH | I&C Flexibility (TouT) - % customers | CAMB_01 | 0% | 2% | 5% | 9% | 15% | 23% | 32% | 39% | 46% | 51% | 54% | 55% | 56% | 57% | 57% | 58% | 58% | 58% | 58% | 58% | 58% | 58% | 58% | 58% | 58% | 58% | 58% | 58% | 58% | 58% | 58% | 58% | NPgY | GSP | NPg Planning Scenario | I&C Flexibility (TouT) - % customers
NPg Planning Scenario | Srg_BB006b | % customers | NPgY | CREYKE BECK | I&C Flexibility (TouT) - % customers | CREB_1 | 0% | 2% | 5% | 9% | 15% | 23% | 32% | 39% | 46% | 51% | 54% | 55% | 56% | 57% | 57% | 58% | 58% | 58% | 58% | 58% | 58% | 58% | 58% | 58% | 58% | 58% | 58% | 58% | 58% | 58% | 58% | 58% | NPgY | GSP | NPg Planning Scenario | I&C Flexibility (TouT) - % customers
NPg Planning Scenario | Srg_BB006b | % customers | NPgY | DRAX | I&C Flexibility (TouT) - % customers | DRAX_YEDL | 0% | 2% | 5% | 9% | 15% | 23% | 32% | 39% | 46% | 51% | 54% | 55% | 56% | 57% | 57% | 58% | 58% | 58% | 58% | 58% | 58% | 58% | 58% | 58% | 58% | 58% | 58% | 58% | 58% | 58% | 58% | 58% | NPgY | GSP | NPg Planning Scenario | I&C Flexibility (TouT) - % customers
NPg Planning Scenario | Srg_BB006b | % customers | NPgY | ELLAND | I&C Flexibility (TouT) - % customers | ELLA_1 | 0% | 2% | 5% | 9% | 15% | 23% | 32% | 39% | 46% | 51% | 54% | 55% | 56% | 57% | 57% | 58% | 58% | 58% | 58% | 58% | 58% | 58% | 58% | 58% | 58% | 58% | 58% | 58% | 58% | 58% | 58% | 58% | NPgY | GSP | NPg Planning Scenario | I&C Flexibility (TouT) - % customers
NPg Planning Scenario | Srg_BB006b | % customers | NPgY | FERRYBRIDGE A | I&C Flexibility (TouT) - % customers | FERRA2 | 0% | 2% | 5% | 9% | 15% | 23% | 32% | 39% | 46% | 51% | 54% | 55% | 56% | 57% | 57% | 58% | 58% | 58% | 58% | 58% | 58% | 58% | 58% | 58% | 58% | 58% | 58% | 58% | 58% | 58% | 58% | 58% | NPgY | GSP | NPg Planning Scenario | I&C Flexibility (TouT) - % customers
NPg Planning Scenario | Srg_BB006b | % customers | NPgY | FERRYBRIDGE B | I&C Flexibility (TouT) - % customers | FERRB9 | 0% | 2% | 5% | 9% | 15% | 23% | 32% | 39% | 46% | 51% | 54% | 55% | 56% | 57% | 57% | 58% | 58% | 58% | 58% | 58% | 58% | 58% | 58% | 58% | 58% | 58% | 58% | 58% | 58% | 58% | 58% | 58% | NPgY | GSP | NPg Planning Scenario | I&C Flexibility (TouT) - % customers
NPg Planning Scenario | Srg_BB006b | % customers | NPgY | GRIMSBY WEST | I&C Flexibility (TouT) - % customers | GRIW_1 | 0% | 2% | 5% | 9% | 15% | 23% | 32% | 39% | 46% | 51% | 54% | 55% | 56% | 57% | 57% | 58% | 58% | 58% | 58% | 58% | 58% | 58% | 58% | 58% | 58% | 58% | 58% | 58% | 58% | 58% | 58% | 58% | NPgY | GSP | NPg Planning Scenario | I&C Flexibility (TouT) - % customers
NPg Planning Scenario | Srg_BB006b | % customers | NPgY | JORDANTHORPE | I&C Flexibility (TouT) - % customers | JORD_3 | 0% | 2% | 5% | 9% | 15% | 23% | 32% | 39% | 46% | 51% | 54% | 55% | 56% | 57% | 57% | 58% | 58% | 58% | 58% | 58% | 58% | 58% | 58% | 58% | 58% | 58% | 58% | 58% | 58% | 58% | 58% | 58% | NPgY | GSP | NPg Planning Scenario | I&C Flexibility (TouT) - % customers
NPg Planning Scenario | Srg_BB006b | % customers | NPgY | KEADBY | I&C Flexibility (TouT) - % customers | KEAD_YEDL | 0% | 2% | 5% | 9% | 15% | 23% | 32% | 39% | 46% | 51% | 54% | 55% | 56% | 57% | 57% | 58% | 58% | 58% | 58% | 58% | 58% | 58% | 58% | 58% | 58% | 58% | 58% | 58% | 58% | 58% | 58% | 58% | NPgY | GSP | NPg Planning Scenario | I&C Flexibility (TouT) - % customers
NPg Planning Scenario | Srg_BB006b | % customers | NPgY | KIRKSTALL B | I&C Flexibility (TouT) - % customers | KIRKB1 | 0% | 2% | 5% | 9% | 15% | 23% | 32% | 39% | 46% | 51% | 54% | 55% | 56% | 57% | 57% | 58% | 58% | 58% | 58% | 58% | 58% | 58% | 58% | 58% | 58% | 58% | 58% | 58% | 58% | 58% | 58% | 58% | NPgY | GSP | NPg Planning Scenario | I&C Flexibility (TouT) - % customers
NPg Planning Scenario | Srg_BB006b | % customers | NPgY | NEEPSEND | I&C Flexibility (TouT) - % customers | NEEP_3 | 0% | 2% | 5% | 9% | 15% | 23% | 32% | 39% | 46% | 51% | 54% | 55% | 56% | 57% | 57% | 58% | 58% | 58% | 58% | 58% | 58% | 58% | 58% | 58% | 58% | 58% | 58% | 58% | 58% | 58% | 58% | 58% | NPgY | GSP | NPg Planning Scenario | I&C Flexibility (TouT) - % customers
NPg Planning Scenario | Srg_BB006b | % customers | NPgY | NORTON LEES | I&C Flexibility (TouT) - % customers | NORL_3 | 0% | 2% | 5% | 9% | 15% | 23% | 32% | 39% | 46% | 51% | 54% | 55% | 56% | 57% | 57% | 58% | 58% | 58% | 58% | 58% | 58% | 58% | 58% | 58% | 58% | 58% | 58% | 58% | 58% | 58% | 58% | 58% | NPgY | GSP | NPg Planning Scenario | I&C Flexibility (TouT) - % customers
NPg Planning Scenario | Srg_BB006b | % customers | NPgY | PITSMOOR 3/4 | I&C Flexibility (TouT) - % customers | PITS_BB_B | 0% | 2% | 5% | 9% | 15% | 23% | 32% | 39% | 46% | 51% | 54% | 55% | 56% | 57% | 57% | 58% | 58% | 58% | 58% | 58% | 58% | 58% | 58% | 58% | 58% | 58% | 58% | 58% | 58% | 58% | 58% | 58% | NPgY | GSP | NPg Planning Scenario | I&C Flexibility (TouT) - % customers
NPg Planning Scenario | Srg_BB006b | % customers | NPgY | SALTEND NORTH | I&C Flexibility (TouT) - % customers | SALT_1 | 0% | 2% | 5% | 9% | 15% | 23% | 32% | 39% | 46% | 51% | 54% | 55% | 56% | 57% | 57% | 58% | 58% | 58% | 58% | 58% | 58% | 58% | 58% | 58% | 58% | 58% | 58% | 58% | 58% | 58% | 58% | 58% | NPgY | GSP | NPg Planning Scenario | I&C Flexibility (TouT) - % customers
NPg Planning Scenario | Srg_BB006b | % customers | NPgY | SHEFFIELD CITY | I&C Flexibility (TouT) - % customers | SHEC_3 | 0% | 2% | 5% | 9% | 15% | 23% | 32% | 39% | 46% | 51% | 54% | 55% | 56% | 57% | 57% | 58% | 58% | 58% | 58% | 58% | 58% | 58% | 58% | 58% | 58% | 58% | 58% | 58% | 58% | 58% | 58% | 58% | NPgY | GSP | NPg Planning Scenario | I&C Flexibility (TouT) - % customers
NPg Planning Scenario | Srg_BB006b | % customers | NPgY | SKELTON GRANGE | I&C Flexibility (TouT) - % customers | SKLGB1 | 0% | 2% | 5% | 9% | 15% | 23% | 32% | 39% | 46% | 51% | 54% | 55% | 56% | 57% | 57% | 58% | 58% | 58% | 58% | 58% | 58% | 58% | 58% | 58% | 58% | 58% | 58% | 58% | 58% | 58% | 58% | 58% | NPgY | GSP | NPg Planning Scenario | I&C Flexibility (TouT) - % customers
NPg Planning Scenario | Srg_BB006b | % customers | NPgY | TEMPLEBOROUGH 275/33KV | I&C Flexibility (TouT) - % customers | TEMP_3 | 0% | 2% | 5% | 9% | 15% | 23% | 32% | 39% | 46% | 51% | 54% | 55% | 56% | 57% | 57% | 58% | 58% | 58% | 58% | 58% | 58% | 58% | 58% | 58% | 58% | 58% | 58% | 58% | 58% | 58% | 58% | 58% | NPgY | GSP | NPg Planning Scenario | I&C Flexibility (TouT) - % customers
NPg Planning Scenario | Srg_BB006b | % customers | NPgY | THURCROFT | I&C Flexibility (TouT) - % customers | THUR_6 | 0% | 2% | 5% | 9% | 15% | 23% | 32% | 39% | 46% | 51% | 54% | 55% | 56% | 57% | 57% | 58% | 58% | 58% | 58% | 58% | 58% | 58% | 58% | 58% | 58% | 58% | 58% | 58% | 58% | 58% | 58% | 58% | NPgY | GSP | NPg Planning Scenario | I&C Flexibility (TouT) - % customers
NPg Planning Scenario | Srg_BB006b | % customers | NPgY | WEST MELTON / THORPE MARSH | I&C Flexibility (TouT) - % customers | WMEL_THOM | 0% | 2% | 5% | 9% | 15% | 23% | 32% | 39% | 46% | 51% | 54% | 55% | 56% | 57% | 57% | 58% | 58% | 58% | 58% | 58% | 58% | 58% | 58% | 58% | 58% | 58% | 58% | 58% | 58% | 58% | 58% | 58% | NPgY | GSP | NPg Planning Scenario | I&C Flexibility (TouT) - % customers
NPg Planning Scenario | Srg_BB006b | % customers | NPgY | WEST MELTON SECTION 3 | I&C Flexibility (TouT) - % customers | WMEL_BB3 | 0% | 2% | 5% | 9% | 15% | 23% | 32% | 39% | 46% | 51% | 54% | 55% | 56% | 57% | 57% | 58% | 58% | 58% | 58% | 58% | 58% | 58% | 58% | 58% | 58% | 58% | 58% | 58% | 58% | 58% | 58% | 58% | NPgY | GSP | NPg Planning Scenario | I&C Flexibility (TouT) - % customers
NPg Planning Scenario | Srg_BB006b | % customers | NPgY | WINCOBANK | I&C Flexibility (TouT) - % customers | WIBA_3 | 0% | 2% | 5% | 9% | 15% | 23% | 32% | 39% | 46% | 51% | 54% | 55% | 56% | 57% | 57% | 58% | 58% | 58% | 58% | 58% | 58% | 58% | 58% | 58% | 58% | 58% | 58% | 58% | 58% | 58% | 58% | 58% | NPgY | GSP | NPg Planning Scenario | I&C Flexibility (TouT) - % customers
NPg Planning Scenario | Srg_BB007b | % customers | NPgN | BLYTH 66kV | Electric Vehicle Smart Charging (TouT) - % customers | BLYTB1 | 0% | 1% | 1% | 2% | 2% | 4% | 7% | 11% | 15% | 21% | 26% | 30% | 33% | 34% | 35% | 35% | 36% | 36% | 36% | 36% | 36% | 36% | 36% | 36% | 36% | 36% | 36% | 36% | 36% | 36% | 36% | 36% | NPgN | GSP | NPg Planning Scenario | Electric Vehicle Smart Charging (TouT) - % customers
NPg Planning Scenario | Srg_BB007b | % customers | NPgN | BLYTH 132kV | Electric Vehicle Smart Charging (TouT) - % customers | BLYTH132 | 0% | 1% | 1% | 2% | 2% | 4% | 7% | 11% | 15% | 21% | 26% | 30% | 33% | 34% | 35% | 35% | 36% | 36% | 36% | 36% | 36% | 36% | 36% | 36% | 36% | 36% | 36% | 36% | 36% | 36% | 36% | 36% | NPgN | GSP | NPg Planning Scenario | Electric Vehicle Smart Charging (TouT) - % customers
NPg Planning Scenario | Srg_BB007b | % customers | NPgN | FOURSTONES | Electric Vehicle Smart Charging (TouT) - % customers | FOUR_1 | 0% | 1% | 1% | 2% | 2% | 4% | 7% | 11% | 15% | 21% | 26% | 30% | 33% | 34% | 35% | 35% | 36% | 36% | 36% | 36% | 36% | 36% | 36% | 36% | 36% | 36% | 36% | 36% | 36% | 36% | 36% | 36% | NPgN | GSP | NPg Planning Scenario | Electric Vehicle Smart Charging (TouT) - % customers
NPg Planning Scenario | Srg_BB007b | % customers | NPgN | HARTMOOR | Electric Vehicle Smart Charging (TouT) - % customers | HARM_6 | 0% | 1% | 1% | 2% | 2% | 4% | 7% | 11% | 15% | 21% | 26% | 30% | 33% | 34% | 35% | 35% | 36% | 36% | 36% | 36% | 36% | 36% | 36% | 36% | 36% | 36% | 36% | 36% | 36% | 36% | 36% | 36% | NPgN | GSP | NPg Planning Scenario | Electric Vehicle Smart Charging (TouT) - % customers
NPg Planning Scenario | Srg_BB007b | % customers | NPgN | HAWTHORN PIT GRID | Electric Vehicle Smart Charging (TouT) - % customers | HAWP_6 | 0% | 1% | 1% | 2% | 2% | 4% | 7% | 11% | 15% | 21% | 26% | 30% | 33% | 34% | 35% | 35% | 36% | 36% | 36% | 36% | 36% | 36% | 36% | 36% | 36% | 36% | 36% | 36% | 36% | 36% | 36% | 36% | NPgN | GSP | NPg Planning Scenario | Electric Vehicle Smart Charging (TouT) - % customers
NPg Planning Scenario | Srg_BB007b | % customers | NPgN | KNARESBOROUGH | Electric Vehicle Smart Charging (TouT) - % customers | KNARE_111 | 0% | 1% | 1% | 2% | 2% | 4% | 7% | 11% | 15% | 21% | 26% | 30% | 33% | 34% | 35% | 35% | 36% | 36% | 36% | 36% | 36% | 36% | 36% | 36% | 36% | 36% | 36% | 36% | 36% | 36% | 36% | 36% | NPgN | GSP | NPg Planning Scenario | Electric Vehicle Smart Charging (TouT) - % customers
NPg Planning Scenario | Srg_BB007b | % customers | NPgN | LACKENBY | Electric Vehicle Smart Charging (TouT) - % customers | LACK_6 | 0% | 1% | 1% | 2% | 2% | 4% | 7% | 11% | 15% | 21% | 26% | 30% | 33% | 34% | 35% | 35% | 36% | 36% | 36% | 36% | 36% | 36% | 36% | 36% | 36% | 36% | 36% | 36% | 36% | 36% | 36% | 36% | NPgN | GSP | NPg Planning Scenario | Electric Vehicle Smart Charging (TouT) - % customers
NPg Planning Scenario | Srg_BB007b | % customers | NPgN | NORTON | Electric Vehicle Smart Charging (TouT) - % customers | NORT_1 | 0% | 1% | 1% | 2% | 2% | 4% | 7% | 11% | 15% | 21% | 26% | 30% | 33% | 34% | 35% | 35% | 36% | 36% | 36% | 36% | 36% | 36% | 36% | 36% | 36% | 36% | 36% | 36% | 36% | 36% | 36% | 36% | NPgN | GSP | NPg Planning Scenario | Electric Vehicle Smart Charging (TouT) - % customers
NPg Planning Scenario | Srg_BB007b | % customers | NPgN | OFFERTON | Electric Vehicle Smart Charging (TouT) - % customers | OFFE_3 | 0% | 1% | 1% | 2% | 2% | 4% | 7% | 11% | 15% | 21% | 26% | 30% | 33% | 34% | 35% | 35% | 36% | 36% | 36% | 36% | 36% | 36% | 36% | 36% | 36% | 36% | 36% | 36% | 36% | 36% | 36% | 36% | NPgN | GSP | NPg Planning Scenario | Electric Vehicle Smart Charging (TouT) - % customers
NPg Planning Scenario | Srg_BB007b | % customers | NPgN | OSBALDWICK | Electric Vehicle Smart Charging (TouT) - % customers | OSBA_1 | 0% | 1% | 1% | 2% | 2% | 4% | 7% | 11% | 15% | 21% | 26% | 30% | 33% | 34% | 35% | 35% | 36% | 36% | 36% | 36% | 36% | 36% | 36% | 36% | 36% | 36% | 36% | 36% | 36% | 36% | 36% | 36% | NPgN | GSP | NPg Planning Scenario | Electric Vehicle Smart Charging (TouT) - % customers
NPg Planning Scenario | Srg_BB007b | % customers | NPgN | POPPLETON | Electric Vehicle Smart Charging (TouT) - % customers | POPP_3 | 0% | 1% | 1% | 2% | 2% | 4% | 7% | 11% | 15% | 21% | 26% | 30% | 33% | 34% | 35% | 35% | 36% | 36% | 36% | 36% | 36% | 36% | 36% | 36% | 36% | 36% | 36% | 36% | 36% | 36% | 36% | 36% | NPgN | GSP | NPg Planning Scenario | Electric Vehicle Smart Charging (TouT) - % customers
NPg Planning Scenario | Srg_BB007b | % customers | NPgN | SALTHOLME | Electric Vehicle Smart Charging (TouT) - % customers | SALH_1 | 0% | 1% | 1% | 2% | 2% | 4% | 7% | 11% | 15% | 21% | 26% | 30% | 33% | 34% | 35% | 35% | 36% | 36% | 36% | 36% | 36% | 36% | 36% | 36% | 36% | 36% | 36% | 36% | 36% | 36% | 36% | 36% | NPgN | GSP | NPg Planning Scenario | Electric Vehicle Smart Charging (TouT) - % customers
NPg Planning Scenario | Srg_BB007b | % customers | NPgN | SOUTH SHIELDS | Electric Vehicle Smart Charging (TouT) - % customers | SSHI_3 | 0% | 1% | 1% | 2% | 2% | 4% | 7% | 11% | 15% | 21% | 26% | 30% | 33% | 34% | 35% | 35% | 36% | 36% | 36% | 36% | 36% | 36% | 36% | 36% | 36% | 36% | 36% | 36% | 36% | 36% | 36% | 36% | NPgN | GSP | NPg Planning Scenario | Electric Vehicle Smart Charging (TouT) - % customers
NPg Planning Scenario | Srg_BB007b | % customers | NPgN | SPADEADAM | Electric Vehicle Smart Charging (TouT) - % customers | KIELD01 and SPAD20 | 0% | 1% | 1% | 2% | 2% | 4% | 7% | 11% | 15% | 21% | 26% | 30% | 33% | 34% | 35% | 35% | 36% | 36% | 36% | 36% | 36% | 36% | 36% | 36% | 36% | 36% | 36% | 36% | 36% | 36% | 36% | 36% | NPgN | GSP | NPg Planning Scenario | Electric Vehicle Smart Charging (TouT) - % customers
NPg Planning Scenario | Srg_BB007b | % customers | NPgN | SPENNYMOOR | Electric Vehicle Smart Charging (TouT) - % customers | SPEN_1 | 0% | 1% | 1% | 2% | 2% | 4% | 7% | 11% | 15% | 21% | 26% | 30% | 33% | 34% | 35% | 35% | 36% | 36% | 36% | 36% | 36% | 36% | 36% | 36% | 36% | 36% | 36% | 36% | 36% | 36% | 36% | 36% | NPgN | GSP | NPg Planning Scenario | Electric Vehicle Smart Charging (TouT) - % customers
NPg Planning Scenario | Srg_BB007b | % customers | NPgN | STELLA NORTH | Electric Vehicle Smart Charging (TouT) - % customers | STEN_1 | 0% | 1% | 1% | 2% | 2% | 4% | 7% | 11% | 15% | 21% | 26% | 30% | 33% | 34% | 35% | 35% | 36% | 36% | 36% | 36% | 36% | 36% | 36% | 36% | 36% | 36% | 36% | 36% | 36% | 36% | 36% | 36% | NPgN | GSP | NPg Planning Scenario | Electric Vehicle Smart Charging (TouT) - % customers
NPg Planning Scenario | Srg_BB007b | % customers | NPgN | STELLA SOUTH | Electric Vehicle Smart Charging (TouT) - % customers | STES_1 | 0% | 1% | 1% | 2% | 2% | 4% | 7% | 11% | 15% | 21% | 26% | 30% | 33% | 34% | 35% | 35% | 36% | 36% | 36% | 36% | 36% | 36% | 36% | 36% | 36% | 36% | 36% | 36% | 36% | 36% | 36% | 36% | NPgN | GSP | NPg Planning Scenario | Electric Vehicle Smart Charging (TouT) - % customers
NPg Planning Scenario | Srg_BB007b | % customers | NPgN | TYNEMOUTH | Electric Vehicle Smart Charging (TouT) - % customers | TYNE_1 | 0% | 1% | 1% | 2% | 2% | 4% | 7% | 11% | 15% | 21% | 26% | 30% | 33% | 34% | 35% | 35% | 36% | 36% | 36% | 36% | 36% | 36% | 36% | 36% | 36% | 36% | 36% | 36% | 36% | 36% | 36% | 36% | NPgN | GSP | NPg Planning Scenario | Electric Vehicle Smart Charging (TouT) - % customers
NPg Planning Scenario | Srg_BB007b | % customers | NPgN | WEST BOLDON | Electric Vehicle Smart Charging (TouT) - % customers | WBOL_6 | 0% | 1% | 1% | 2% | 2% | 4% | 7% | 11% | 15% | 21% | 26% | 30% | 33% | 34% | 35% | 35% | 36% | 36% | 36% | 36% | 36% | 36% | 36% | 36% | 36% | 36% | 36% | 36% | 36% | 36% | 36% | 36% | NPgN | GSP | NPg Planning Scenario | Electric Vehicle Smart Charging (TouT) - % customers
NPg Planning Scenario | Srg_BB007b | % customers | NPgY | BRADFORD WEST | Electric Vehicle Smart Charging (TouT) - % customers | BRAW_1 | 0% | 1% | 1% | 2% | 2% | 4% | 7% | 11% | 15% | 21% | 26% | 30% | 33% | 34% | 35% | 35% | 36% | 36% | 36% | 36% | 36% | 36% | 36% | 36% | 36% | 36% | 36% | 36% | 36% | 36% | 36% | 36% | NPgY | GSP | NPg Planning Scenario | Electric Vehicle Smart Charging (TouT) - % customers
NPg Planning Scenario | Srg_BB007b | % customers | NPgY | CAMBLESFORTH | Electric Vehicle Smart Charging (TouT) - % customers | CAMB_01 | 0% | 1% | 1% | 2% | 2% | 4% | 7% | 11% | 15% | 21% | 26% | 30% | 33% | 34% | 35% | 35% | 36% | 36% | 36% | 36% | 36% | 36% | 36% | 36% | 36% | 36% | 36% | 36% | 36% | 36% | 36% | 36% | NPgY | GSP | NPg Planning Scenario | Electric Vehicle Smart Charging (TouT) - % customers
NPg Planning Scenario | Srg_BB007b | % customers | NPgY | CREYKE BECK | Electric Vehicle Smart Charging (TouT) - % customers | CREB_1 | 0% | 1% | 1% | 2% | 2% | 4% | 7% | 11% | 15% | 21% | 26% | 30% | 33% | 34% | 35% | 35% | 36% | 36% | 36% | 36% | 36% | 36% | 36% | 36% | 36% | 36% | 36% | 36% | 36% | 36% | 36% | 36% | NPgY | GSP | NPg Planning Scenario | Electric Vehicle Smart Charging (TouT) - % customers
NPg Planning Scenario | Srg_BB007b | % customers | NPgY | DRAX | Electric Vehicle Smart Charging (TouT) - % customers | DRAX_YEDL | 0% | 1% | 1% | 2% | 2% | 4% | 7% | 11% | 15% | 21% | 26% | 30% | 33% | 34% | 35% | 35% | 36% | 36% | 36% | 36% | 36% | 36% | 36% | 36% | 36% | 36% | 36% | 36% | 36% | 36% | 36% | 36% | NPgY | GSP | NPg Planning Scenario | Electric Vehicle Smart Charging (TouT) - % customers
NPg Planning Scenario | Srg_BB007b | % customers | NPgY | ELLAND | Electric Vehicle Smart Charging (TouT) - % customers | ELLA_1 | 0% | 1% | 1% | 2% | 2% | 4% | 7% | 11% | 15% | 21% | 26% | 30% | 33% | 34% | 35% | 35% | 36% | 36% | 36% | 36% | 36% | 36% | 36% | 36% | 36% | 36% | 36% | 36% | 36% | 36% | 36% | 36% | NPgY | GSP | NPg Planning Scenario | Electric Vehicle Smart Charging (TouT) - % customers
NPg Planning Scenario | Srg_BB007b | % customers | NPgY | FERRYBRIDGE A | Electric Vehicle Smart Charging (TouT) - % customers | FERRA2 | 0% | 1% | 1% | 2% | 2% | 4% | 7% | 11% | 15% | 21% | 26% | 30% | 33% | 34% | 35% | 35% | 36% | 36% | 36% | 36% | 36% | 36% | 36% | 36% | 36% | 36% | 36% | 36% | 36% | 36% | 36% | 36% | NPgY | GSP | NPg Planning Scenario | Electric Vehicle Smart Charging (TouT) - % customers
NPg Planning Scenario | Srg_BB007b | % customers | NPgY | FERRYBRIDGE B | Electric Vehicle Smart Charging (TouT) - % customers | FERRB9 | 0% | 1% | 1% | 2% | 2% | 4% | 7% | 11% | 15% | 21% | 26% | 30% | 33% | 34% | 35% | 35% | 36% | 36% | 36% | 36% | 36% | 36% | 36% | 36% | 36% | 36% | 36% | 36% | 36% | 36% | 36% | 36% | NPgY | GSP | NPg Planning Scenario | Electric Vehicle Smart Charging (TouT) - % customers
NPg Planning Scenario | Srg_BB007b | % customers | NPgY | GRIMSBY WEST | Electric Vehicle Smart Charging (TouT) - % customers | GRIW_1 | 0% | 1% | 1% | 2% | 2% | 4% | 7% | 11% | 15% | 21% | 26% | 30% | 33% | 34% | 35% | 35% | 36% | 36% | 36% | 36% | 36% | 36% | 36% | 36% | 36% | 36% | 36% | 36% | 36% | 36% | 36% | 36% | NPgY | GSP | NPg Planning Scenario | Electric Vehicle Smart Charging (TouT) - % customers
NPg Planning Scenario | Srg_BB007b | % customers | NPgY | JORDANTHORPE | Electric Vehicle Smart Charging (TouT) - % customers | JORD_3 | 0% | 1% | 1% | 2% | 2% | 4% | 7% | 11% | 15% | 21% | 26% | 30% | 33% | 34% | 35% | 35% | 36% | 36% | 36% | 36% | 36% | 36% | 36% | 36% | 36% | 36% | 36% | 36% | 36% | 36% | 36% | 36% | NPgY | GSP | NPg Planning Scenario | Electric Vehicle Smart Charging (TouT) - % customers
NPg Planning Scenario | Srg_BB007b | % customers | NPgY | KEADBY | Electric Vehicle Smart Charging (TouT) - % customers | KEAD_YEDL | 0% | 1% | 1% | 2% | 2% | 4% | 7% | 11% | 15% | 21% | 26% | 30% | 33% | 34% | 35% | 35% | 36% | 36% | 36% | 36% | 36% | 36% | 36% | 36% | 36% | 36% | 36% | 36% | 36% | 36% | 36% | 36% | NPgY | GSP | NPg Planning Scenario | Electric Vehicle Smart Charging (TouT) - % customers
NPg Planning Scenario | Srg_BB007b | % customers | NPgY | KIRKSTALL B | Electric Vehicle Smart Charging (TouT) - % customers | KIRKB1 | 0% | 1% | 1% | 2% | 2% | 4% | 7% | 11% | 15% | 21% | 26% | 30% | 33% | 34% | 35% | 35% | 36% | 36% | 36% | 36% | 36% | 36% | 36% | 36% | 36% | 36% | 36% | 36% | 36% | 36% | 36% | 36% | NPgY | GSP | NPg Planning Scenario | Electric Vehicle Smart Charging (TouT) - % customers
NPg Planning Scenario | Srg_BB007b | % customers | NPgY | NEEPSEND | Electric Vehicle Smart Charging (TouT) - % customers | NEEP_3 | 0% | 1% | 1% | 2% | 2% | 4% | 7% | 11% | 15% | 21% | 26% | 30% | 33% | 34% | 35% | 35% | 36% | 36% | 36% | 36% | 36% | 36% | 36% | 36% | 36% | 36% | 36% | 36% | 36% | 36% | 36% | 36% | NPgY | GSP | NPg Planning Scenario | Electric Vehicle Smart Charging (TouT) - % customers
NPg Planning Scenario | Srg_BB007b | % customers | NPgY | NORTON LEES | Electric Vehicle Smart Charging (TouT) - % customers | NORL_3 | 0% | 1% | 1% | 2% | 2% | 4% | 7% | 11% | 15% | 21% | 26% | 30% | 33% | 34% | 35% | 35% | 36% | 36% | 36% | 36% | 36% | 36% | 36% | 36% | 36% | 36% | 36% | 36% | 36% | 36% | 36% | 36% | NPgY | GSP | NPg Planning Scenario | Electric Vehicle Smart Charging (TouT) - % customers
NPg Planning Scenario | Srg_BB007b | % customers | NPgY | PITSMOOR 3/4 | Electric Vehicle Smart Charging (TouT) - % customers | PITS_BB_B | 0% | 1% | 1% | 2% | 2% | 4% | 7% | 11% | 15% | 21% | 26% | 30% | 33% | 34% | 35% | 35% | 36% | 36% | 36% | 36% | 36% | 36% | 36% | 36% | 36% | 36% | 36% | 36% | 36% | 36% | 36% | 36% | NPgY | GSP | NPg Planning Scenario | Electric Vehicle Smart Charging (TouT) - % customers
NPg Planning Scenario | Srg_BB007b | % customers | NPgY | SALTEND NORTH | Electric Vehicle Smart Charging (TouT) - % customers | SALT_1 | 0% | 1% | 1% | 2% | 2% | 4% | 7% | 11% | 15% | 21% | 26% | 30% | 33% | 34% | 35% | 35% | 36% | 36% | 36% | 36% | 36% | 36% | 36% | 36% | 36% | 36% | 36% | 36% | 36% | 36% | 36% | 36% | NPgY | GSP | NPg Planning Scenario | Electric Vehicle Smart Charging (TouT) - % customers
NPg Planning Scenario | Srg_BB007b | % customers | NPgY | SHEFFIELD CITY | Electric Vehicle Smart Charging (TouT) - % customers | SHEC_3 | 0% | 1% | 1% | 2% | 2% | 4% | 7% | 11% | 15% | 21% | 26% | 30% | 33% | 34% | 35% | 35% | 36% | 36% | 36% | 36% | 36% | 36% | 36% | 36% | 36% | 36% | 36% | 36% | 36% | 36% | 36% | 36% | NPgY | GSP | NPg Planning Scenario | Electric Vehicle Smart Charging (TouT) - % customers
NPg Planning Scenario | Srg_BB007b | % customers | NPgY | SKELTON GRANGE | Electric Vehicle Smart Charging (TouT) - % customers | SKLGB1 | 0% | 1% | 1% | 2% | 2% | 4% | 7% | 11% | 15% | 21% | 26% | 30% | 33% | 34% | 35% | 35% | 36% | 36% | 36% | 36% | 36% | 36% | 36% | 36% | 36% | 36% | 36% | 36% | 36% | 36% | 36% | 36% | NPgY | GSP | NPg Planning Scenario | Electric Vehicle Smart Charging (TouT) - % customers
NPg Planning Scenario | Srg_BB007b | % customers | NPgY | TEMPLEBOROUGH 275/33KV | Electric Vehicle Smart Charging (TouT) - % customers | TEMP_3 | 0% | 1% | 1% | 2% | 2% | 4% | 7% | 11% | 15% | 21% | 26% | 30% | 33% | 34% | 35% | 35% | 36% | 36% | 36% | 36% | 36% | 36% | 36% | 36% | 36% | 36% | 36% | 36% | 36% | 36% | 36% | 36% | NPgY | GSP | NPg Planning Scenario | Electric Vehicle Smart Charging (TouT) - % customers
NPg Planning Scenario | Srg_BB007b | % customers | NPgY | THURCROFT | Electric Vehicle Smart Charging (TouT) - % customers | THUR_6 | 0% | 1% | 1% | 2% | 2% | 4% | 7% | 11% | 15% | 21% | 26% | 30% | 33% | 34% | 35% | 35% | 36% | 36% | 36% | 36% | 36% | 36% | 36% | 36% | 36% | 36% | 36% | 36% | 36% | 36% | 36% | 36% | NPgY | GSP | NPg Planning Scenario | Electric Vehicle Smart Charging (TouT) - % customers
NPg Planning Scenario | Srg_BB007b | % customers | NPgY | WEST MELTON / THORPE MARSH | Electric Vehicle Smart Charging (TouT) - % customers | WMEL_THOM | 0% | 1% | 1% | 2% | 2% | 4% | 7% | 11% | 15% | 21% | 26% | 30% | 33% | 34% | 35% | 35% | 36% | 36% | 36% | 36% | 36% | 36% | 36% | 36% | 36% | 36% | 36% | 36% | 36% | 36% | 36% | 36% | NPgY | GSP | NPg Planning Scenario | Electric Vehicle Smart Charging (TouT) - % customers
NPg Planning Scenario | Srg_BB007b | % customers | NPgY | WEST MELTON SECTION 3 | Electric Vehicle Smart Charging (TouT) - % customers | WMEL_BB3 | 0% | 1% | 1% | 2% | 2% | 4% | 7% | 11% | 15% | 21% | 26% | 30% | 33% | 34% | 35% | 35% | 36% | 36% | 36% | 36% | 36% | 36% | 36% | 36% | 36% | 36% | 36% | 36% | 36% | 36% | 36% | 36% | NPgY | GSP | NPg Planning Scenario | Electric Vehicle Smart Charging (TouT) - % customers
NPg Planning Scenario | Srg_BB007b | % customers | NPgY | WINCOBANK | Electric Vehicle Smart Charging (TouT) - % customers | WIBA_3 | 0% | 1% | 1% | 2% | 2% | 4% | 7% | 11% | 15% | 21% | 26% | 30% | 33% | 34% | 35% | 35% | 36% | 36% | 36% | 36% | 36% | 36% | 36% | 36% | 36% | 36% | 36% | 36% | 36% | 36% | 36% | 36% | NPgY | GSP | NPg Planning Scenario | Electric Vehicle Smart Charging (TouT) - % customers
NG FES - Consumer Transformation | Srg_BB001_NPgAggregate | MW | NPgN | BLYTH 66kV | Total installed storage capacity (MW) | BLYTB1 | 0 | 0.046 | 3.199 | 6.364 | 9.562 | 9.826 | 10.192 | 28.266 | 29.063 | 29.822 | 30.506 | 31.316 | 32.184 | 38.514 | 39.668 | 40.844 | 42.096 | 43.481 | 44.974 | 46.578 | 48.126 | 49.731 | 59.078 | 66.357 | 68.139 | 69.971 | 71.853 | 73.82 | 75.86 | 77.981 | 85.359 | 87.637 | NPgN | GSP | NG FES - Consumer Transformation | Total installed storage capacity (MW)
NG FES - Consumer Transformation | Srg_BB001_NPgAggregate | MW | NPgN | BLYTH 132kV | Total installed storage capacity (MW) | BLYTH132 | 0 | 0.014 | 5.197 | 10.393 | 15.589 | 15.695 | 15.837 | 19.986 | 20.258 | 20.54 | 20.768 | 21.051 | 21.349 | 25.551 | 25.984 | 26.404 | 26.847 | 27.352 | 27.897 | 28.493 | 29.025 | 29.561 | 35.637 | 40.195 | 40.76 | 41.331 | 41.907 | 42.511 | 43.135 | 43.786 | 48.189 | 48.887 | NPgN | GSP | NG FES - Consumer Transformation | Total installed storage capacity (MW)
NG FES - Consumer Transformation | Srg_BB001_NPgAggregate | MW | NPgN | FOURSTONES | Total installed storage capacity (MW) | FOUR_1 | 0 | 0.004 | 0.258 | 0.509 | 0.767 | 0.805 | 0.855 | 0.931 | 1.007 | 1.1 | 1.17 | 1.261 | 1.356 | 1.591 | 1.731 | 1.869 | 2.015 | 2.184 | 2.368 | 2.57 | 2.741 | 2.91 | 3.284 | 3.582 | 3.752 | 3.921 | 4.088 | 4.264 | 4.446 | 4.635 | 4.961 | 5.164 | NPgN | GSP | NG FES - Consumer Transformation | Total installed storage capacity (MW)
NG FES - Consumer Transformation | Srg_BB001_NPgAggregate | MW | NPgN | HARTMOOR | Total installed storage capacity (MW) | HARM_6 | 0 | 0.017 | 1.394 | 2.775 | 4.169 | 4.28 | 4.431 | 5.056 | 5.298 | 5.584 | 5.834 | 6.155 | 6.493 | 7.723 | 8.181 | 8.651 | 9.149 | 9.708 | 10.31 | 10.963 | 11.574 | 12.201 | 14.097 | 15.64 | 16.324 | 17.023 | 17.736 | 18.483 | 19.256 | 20.061 | 21.726 | 22.59 | NPgN | GSP | NG FES - Consumer Transformation | Total installed storage capacity (MW)
NG FES - Consumer Transformation | Srg_BB001_NPgAggregate | MW | NPgN | HAWTHORN PIT GRID | Total installed storage capacity (MW) | HAWP_6 | 0 | 0.023 | 1.836 | 3.656 | 5.492 | 5.627 | 5.813 | 7.613 | 7.925 | 8.28 | 8.608 | 9.008 | 9.439 | 11.257 | 11.83 | 12.421 | 13.05 | 13.749 | 14.503 | 15.314 | 16.092 | 16.897 | 19.668 | 21.911 | 22.801 | 23.714 | 24.651 | 25.631 | 26.647 | 27.704 | 30.096 | 31.23 | NPgN | GSP | NG FES - Consumer Transformation | Total installed storage capacity (MW)
NG FES - Consumer Transformation | Srg_BB001_NPgAggregate | MW | NPgN | KNARESBOROUGH | Total installed storage capacity (MW) | KNARE_111 | 0 | 0.036 | 5.519 | 11.01 | 16.528 | 16.794 | 17.151 | 17.692 | 18.242 | 18.909 | 19.453 | 20.166 | 20.909 | 24.89 | 25.941 | 26.996 | 28.11 | 29.378 | 30.75 | 32.247 | 33.589 | 34.945 | 40.912 | 45.56 | 46.991 | 48.436 | 49.898 | 51.429 | 53.014 | 54.662 | 59.431 | 61.2 | NPgN | GSP | NG FES - Consumer Transformation | Total installed storage capacity (MW)
NG FES - Consumer Transformation | Srg_BB001_NPgAggregate | MW | NPgN | LACKENBY | Total installed storage capacity (MW) | LACK_6 | 6 | 6.035 | 7.868 | 9.707 | 11.576 | 11.783 | 12.068 | 14.849 | 15.327 | 15.871 | 16.367 | 16.975 | 17.628 | 19.84 | 20.711 | 21.61 | 22.566 | 23.63 | 24.778 | 26.016 | 27.195 | 28.413 | 31.843 | 34.672 | 36.013 | 37.388 | 38.797 | 40.271 | 41.799 | 43.387 | 46.479 | 48.185 | NPgN | GSP | NG FES - Consumer Transformation | Total installed storage capacity (MW)
NG FES - Consumer Transformation | Srg_BB001_NPgAggregate | MW | NPgN | NORTON | Total installed storage capacity (MW) | NORT_1 | 2.5 | 2.59 | 14.8 | 27.035 | 39.334 | 39.946 | 40.775 | 44.948 | 46.272 | 47.837 | 49.167 | 50.876 | 52.673 | 62.301 | 64.788 | 67.306 | 69.973 | 72.981 | 76.23 | 79.758 | 83.003 | 86.312 | 100.751 | 112.085 | 115.643 | 119.261 | 122.943 | 126.796 | 130.787 | 134.939 | 146.633 | 151.088 | NPgN | GSP | NG FES - Consumer Transformation | Total installed storage capacity (MW)
NG FES - Consumer Transformation | Srg_BB001_NPgAggregate | MW | NPgN | OFFERTON | Total installed storage capacity (MW) | OFFE_3 | 0 | 0.012 | 0.336 | 0.661 | 0.998 | 1.071 | 1.17 | 2.005 | 2.038 | 2.184 | 2.333 | 2.53 | 2.747 | 3.245 | 3.541 | 3.848 | 4.176 | 4.542 | 4.939 | 5.368 | 5.773 | 6.19 | 7.001 | 7.7 | 8.157 | 8.625 | 9.105 | 9.606 | 10.126 | 10.666 | 11.473 | 12.053 | NPgN | GSP | NG FES - Consumer Transformation | Total installed storage capacity (MW)
NG FES - Consumer Transformation | Srg_BB001_NPgAggregate | MW | NPgN | OSBALDWICK | Total installed storage capacity (MW) | OSBA_1 | 3.244 | 3.305 | 16.993 | 30.708 | 44.454 | 44.905 | 45.513 | 53.637 | 54.673 | 55.838 | 56.775 | 57.996 | 59.263 | 70.146 | 71.957 | 73.751 | 75.647 | 77.803 | 80.136 | 82.681 | 84.96 | 87.261 | 103.222 | 115.381 | 117.807 | 120.258 | 122.734 | 125.33 | 128.015 | 130.809 | 142.856 | 145.853 | NPgN | GSP | NG FES - Consumer Transformation | Total installed storage capacity (MW)
NG FES - Consumer Transformation | Srg_BB001_NPgAggregate | MW | NPgN | POPPLETON | Total installed storage capacity (MW) | POPP_3 | 0 | 0.009 | 0.672 | 1.336 | 2.009 | 2.07 | 2.153 | 2.277 | 2.405 | 2.56 | 2.695 | 2.862 | 3.041 | 3.607 | 3.853 | 4.103 | 4.369 | 4.669 | 4.993 | 5.345 | 5.668 | 5.998 | 6.88 | 7.601 | 7.955 | 8.315 | 8.681 | 9.064 | 9.461 | 9.874 | 10.661 | 11.104 | NPgN | GSP | NG FES - Consumer Transformation | Total installed storage capacity (MW)
NG FES - Consumer Transformation | Srg_BB001_NPgAggregate | MW | NPgN | SALTHOLME | Total installed storage capacity (MW) | SALH_1 | 0 | 0 | 0.801 | 1.604 | 2.405 | 2.411 | 2.418 | 2.465 | 2.476 | 2.489 | 2.497 | 2.51 | 2.522 | 3.021 | 3.042 | 3.061 | 3.079 | 3.102 | 3.126 | 3.154 | 3.175 | 3.195 | 3.907 | 4.428 | 4.447 | 4.464 | 4.481 | 4.499 | 4.517 | 4.536 | 5.024 | 5.044 | NPgN | GSP | NG FES - Consumer Transformation | Total installed storage capacity (MW)
NG FES - Consumer Transformation | Srg_BB001_NPgAggregate | MW | NPgN | SOUTH SHIELDS | Total installed storage capacity (MW) | SSHI_3 | 35 | 35.01 | 35.344 | 35.677 | 36.022 | 36.091 | 36.184 | 36.771 | 36.832 | 36.978 | 37.115 | 37.298 | 37.495 | 37.941 | 38.215 | 38.496 | 38.795 | 39.132 | 39.497 | 39.894 | 40.259 | 40.632 | 41.357 | 41.974 | 42.376 | 42.785 | 43.201 | 43.637 | 44.088 | 44.558 | 45.265 | 45.769 | NPgN | GSP | NG FES - Consumer Transformation | Total installed storage capacity (MW)
NG FES - Consumer Transformation | Srg_BB001_NPgAggregate | MW | NPgN | SPADEADAM | Total installed storage capacity (MW) | KIELD01 and SPAD20 | 0 | 0.002 | 0.189 | 0.376 | 0.566 | 0.581 | 0.601 | 1.557 | 1.583 | 1.619 | 1.648 | 1.685 | 1.725 | 2.056 | 2.115 | 2.172 | 2.233 | 2.302 | 2.378 | 2.461 | 2.533 | 2.604 | 3.091 | 3.46 | 3.533 | 3.606 | 3.679 | 3.756 | 3.835 | 3.918 | 4.281 | 4.37 | NPgN | GSP | NG FES - Consumer Transformation | Total installed storage capacity (MW)
NG FES - Consumer Transformation | Srg_BB001_NPgAggregate | MW | NPgN | SPENNYMOOR | Total installed storage capacity (MW) | SPEN_1 | 0 | 0.052 | 9.698 | 19.367 | 29.063 | 29.412 | 29.887 | 35.657 | 36.458 | 37.368 | 38.147 | 39.126 | 40.162 | 47.977 | 49.418 | 50.865 | 52.398 | 54.125 | 55.99 | 58.014 | 59.88 | 61.784 | 73.309 | 82.19 | 84.242 | 86.329 | 88.454 | 90.678 | 92.982 | 95.378 | 104.296 | 106.867 | NPgN | GSP | NG FES - Consumer Transformation | Total installed storage capacity (MW)
NG FES - Consumer Transformation | Srg_BB001_NPgAggregate | MW | NPgN | STELLA NORTH | Total installed storage capacity (MW) | STEN_1 | 0 | 0.036 | 2.394 | 4.751 | 7.146 | 7.396 | 7.734 | 10.755 | 10.879 | 11.379 | 11.85 | 12.501 | 13.202 | 15.642 | 16.629 | 17.638 | 18.71 | 19.924 | 21.238 | 22.668 | 23.978 | 25.312 | 29.104 | 32.18 | 33.612 | 35.067 | 36.546 | 38.095 | 39.699 | 41.368 | 44.697 | 46.489 | NPgN | GSP | NG FES - Consumer Transformation | Total installed storage capacity (MW)
NG FES - Consumer Transformation | Srg_BB001_NPgAggregate | MW | NPgN | STELLA SOUTH | Total installed storage capacity (MW) | STES_1 | 0 | 0.031 | 5.854 | 11.69 | 17.542 | 17.755 | 18.043 | 24.63 | 25.154 | 25.72 | 26.189 | 26.795 | 27.425 | 32.781 | 33.66 | 34.538 | 35.469 | 36.517 | 37.649 | 38.879 | 40.009 | 41.161 | 49.021 | 55.041 | 56.28 | 57.54 | 58.822 | 60.164 | 61.553 | 62.999 | 68.991 | 70.542 | NPgN | GSP | NG FES - Consumer Transformation | Total installed storage capacity (MW)
NG FES - Consumer Transformation | Srg_BB001_NPgAggregate | MW | NPgN | TYNEMOUTH | Total installed storage capacity (MW) | TYNE_1 | 0 | 0.031 | 1.698 | 3.368 | 5.067 | 5.263 | 5.532 | 7.23 | 7.658 | 8.163 | 8.616 | 9.182 | 9.785 | 11.623 | 12.436 | 13.272 | 14.161 | 15.155 | 16.228 | 17.387 | 18.479 | 19.601 | 22.48 | 24.869 | 26.096 | 27.35 | 28.633 | 29.975 | 31.366 | 32.813 | 35.451 | 37.004 | NPgN | GSP | NG FES - Consumer Transformation | Total installed storage capacity (MW)
NG FES - Consumer Transformation | Srg_BB001_NPgAggregate | MW | NPgN | WEST BOLDON | Total installed storage capacity (MW) | WBOL_6 | 2.7 | 2.742 | 3.915 | 5.089 | 6.305 | 6.57 | 6.931 | 8.643 | 9.224 | 9.907 | 10.516 | 11.281 | 12.095 | 13.811 | 14.902 | 16.03 | 17.228 | 18.567 | 20.012 | 21.573 | 23.044 | 24.559 | 27.363 | 29.797 | 31.453 | 33.146 | 34.878 | 36.689 | 38.567 | 40.52 | 43.349 | 45.446 | NPgN | GSP | NG FES - Consumer Transformation | Total installed storage capacity (MW)
NG FES - Consumer Transformation | Srg_BB001_NPgAggregate | MW | NPgY | BRADFORD WEST | Total installed storage capacity (MW) | BRAW_1 | 0 | 0.092 | 1.64 | 3.266 | 5.049 | 5.547 | 6.242 | 7.258 | 8.355 | 9.661 | 10.97 | 14.212 | 16.297 | 20.297 | 22.92 | 25.558 | 31.632 | 34.631 | 39.499 | 44.722 | 53.788 | 58.926 | 62.545 | 66.135 | 69.874 | 73.702 | 77.629 | 83.754 | 87.983 | 92.395 | 96.889 | 101.542 | NPgY | GSP | NG FES - Consumer Transformation | Total installed storage capacity (MW)
NG FES - Consumer Transformation | Srg_BB001_NPgAggregate | MW | NPgY | CAMBLESFORTH | Total installed storage capacity (MW) | CAMB_01 | 0 | 0.009 | 0.422 | 0.895 | 1.504 | 1.614 | 1.756 | 1.985 | 2.192 | 2.456 | 2.644 | 3.357 | 3.636 | 4.334 | 4.749 | 5.149 | 6.303 | 6.789 | 7.68 | 8.659 | 10.339 | 11.142 | 11.628 | 12.022 | 12.445 | 12.856 | 13.253 | 14.087 | 14.516 | 14.965 | 15.425 | 15.9 | NPgY | GSP | NG FES - Consumer Transformation | Total installed storage capacity (MW)
NG FES - Consumer Transformation | Srg_BB001_NPgAggregate | MW | NPgY | CREYKE BECK | Total installed storage capacity (MW) | CREB_1 | 49.9 | 50.002 | 56.697 | 64.924 | 72.247 | 73.965 | 74.914 | 75.958 | 77.084 | 78.373 | 79.767 | 92.94 | 94.157 | 104.72 | 106.276 | 108.13 | 125.804 | 128.08 | 138.121 | 148.903 | 175.999 | 186.035 | 189.317 | 192.791 | 196.487 | 200.374 | 204.452 | 216.724 | 221.183 | 225.792 | 230.684 | 235.749 | NPgY | GSP | NG FES - Consumer Transformation | Total installed storage capacity (MW)
NG FES - Consumer Transformation | Srg_BB001_NPgAggregate | MW | NPgY | DRAX | Total installed storage capacity (MW) | DRAX_YEDL | 0 | 0.012 | 0.928 | 1.862 | 2.831 | 2.937 | 3.077 | 3.298 | 3.507 | 3.768 | 3.974 | 5.414 | 5.886 | 7.509 | 8.131 | 8.703 | 11.385 | 12.024 | 13.755 | 15.631 | 19.843 | 21.512 | 22.151 | 22.707 | 23.281 | 23.841 | 24.389 | 26.217 | 26.798 | 27.411 | 28.006 | 28.622 | NPgY | GSP | NG FES - Consumer Transformation | Total installed storage capacity (MW)
NG FES - Consumer Transformation | Srg_BB001_NPgAggregate | MW | NPgY | ELLAND | Total installed storage capacity (MW) | ELLA_1 | 0 | 0.069 | 1.295 | 2.552 | 3.862 | 4.214 | 4.71 | 5.426 | 6.214 | 7.146 | 8.109 | 10.623 | 12.035 | 14.881 | 16.649 | 18.466 | 22.784 | 24.866 | 28.287 | 31.95 | 38.337 | 41.982 | 44.581 | 47.202 | 49.94 | 52.76 | 55.669 | 60.101 | 63.242 | 66.513 | 69.87 | 73.346 | NPgY | GSP | NG FES - Consumer Transformation | Total installed storage capacity (MW)
NG FES - Consumer Transformation | Srg_BB001_NPgAggregate | MW | NPgY | FERRYBRIDGE A | Total installed storage capacity (MW) | FERRA2 | 0 | 0.022 | 1.375 | 3.073 | 5.04 | 5.453 | 5.83 | 6.398 | 6.902 | 7.544 | 7.993 | 10.52 | 11.021 | 13.07 | 13.883 | 14.699 | 18.177 | 19.215 | 21.621 | 24.262 | 29.333 | 31.469 | 32.531 | 33.38 | 34.31 | 35.216 | 36.096 | 38.369 | 39.33 | 40.329 | 41.385 | 42.474 | NPgY | GSP | NG FES - Consumer Transformation | Total installed storage capacity (MW)
NG FES - Consumer Transformation | Srg_BB001_NPgAggregate | MW | NPgY | FERRYBRIDGE B | Total installed storage capacity (MW) | FERRB9 | 0 | 0.048 | 3.634 | 7.652 | 11.429 | 12.074 | 12.561 | 13.201 | 13.85 | 14.626 | 15.353 | 21.69 | 22.431 | 27.627 | 28.648 | 29.767 | 38.488 | 39.864 | 45.005 | 50.555 | 63.864 | 68.874 | 70.622 | 72.337 | 74.168 | 76.056 | 78 | 83.933 | 86.054 | 88.252 | 90.57 | 92.97 | NPgY | GSP | NG FES - Consumer Transformation | Total installed storage capacity (MW)
NG FES - Consumer Transformation | Srg_BB001_NPgAggregate | MW | NPgY | GRIMSBY WEST | Total installed storage capacity (MW) | GRIW_1 | 0 | 0.035 | 1.968 | 4.199 | 7.116 | 7.613 | 8.251 | 9.297 | 10.214 | 11.398 | 12.185 | 15.437 | 16.631 | 19.78 | 21.617 | 23.36 | 28.636 | 30.768 | 34.799 | 39.243 | 46.938 | 50.477 | 52.507 | 54.062 | 55.739 | 57.335 | 58.849 | 62.402 | 64.034 | 65.743 | 67.488 | 69.288 | NPgY | GSP | NG FES - Consumer Transformation | Total installed storage capacity (MW)
NG FES - Consumer Transformation | Srg_BB001_NPgAggregate | MW | NPgY | JORDANTHORPE | Total installed storage capacity (MW) | JORD_3 | 0 | 0.011 | 0.228 | 0.51 | 0.862 | 0.965 | 1.079 | 1.247 | 1.413 | 1.616 | 1.79 | 2.277 | 2.508 | 2.987 | 3.307 | 3.632 | 4.385 | 4.774 | 5.396 | 6.072 | 7.143 | 7.75 | 8.196 | 8.608 | 9.046 | 9.488 | 9.935 | 10.626 | 11.11 | 11.614 | 12.135 | 12.675 | NPgY | GSP | NG FES - Consumer Transformation | Total installed storage capacity (MW)
NG FES - Consumer Transformation | Srg_BB001_NPgAggregate | MW | NPgY | KEADBY | Total installed storage capacity (MW) | KEAD_YEDL | 0 | 0.049 | 8.071 | 15.997 | 23.683 | 24.185 | 24.843 | 25.893 | 26.861 | 28.085 | 29.001 | 40.92 | 42.831 | 54.23 | 56.834 | 59.243 | 78.568 | 81.32 | 92.588 | 104.802 | 135.179 | 145.849 | 148.556 | 150.838 | 153.214 | 155.518 | 157.757 | 169.583 | 171.961 | 174.469 | 176.928 | 179.469 | NPgY | GSP | NG FES - Consumer Transformation | Total installed storage capacity (MW)
NG FES - Consumer Transformation | Srg_BB001_NPgAggregate | MW | NPgY | KIRKSTALL B | Total installed storage capacity (MW) | KIRKB1 | 0 | 0.039 | 1.395 | 3.43 | 5.339 | 6.016 | 6.404 | 6.847 | 7.309 | 7.846 | 8.393 | 11.746 | 11.851 | 13.814 | 14.028 | 14.443 | 17.72 | 18.347 | 20.337 | 22.478 | 27.056 | 29.028 | 30.091 | 31.227 | 32.479 | 33.817 | 35.235 | 37.828 | 39.407 | 41.023 | 42.819 | 44.677 | NPgY | GSP | NG FES - Consumer Transformation | Total installed storage capacity (MW)
NG FES - Consumer Transformation | Srg_BB001_NPgAggregate | MW | NPgY | NEEPSEND | Total installed storage capacity (MW) | NEEP_3 | 0 | 0.017 | 0.176 | 0.35 | 0.533 | 0.617 | 0.73 | 0.89 | 1.071 | 1.283 | 1.513 | 1.941 | 2.268 | 2.793 | 3.194 | 3.613 | 4.37 | 4.848 | 5.516 | 6.228 | 7.318 | 8.062 | 8.68 | 9.318 | 9.983 | 10.673 | 11.389 | 12.323 | 13.096 | 13.901 | 14.729 | 15.586 | NPgY | GSP | NG FES - Consumer Transformation | Total installed storage capacity (MW)
NG FES - Consumer Transformation | Srg_BB001_NPgAggregate | MW | NPgY | NORTON LEES | Total installed storage capacity (MW) | NORL_3 | 0 | 0.017 | 0.16 | 0.355 | 0.648 | 0.765 | 0.919 | 1.15 | 1.385 | 1.672 | 1.933 | 2.353 | 2.726 | 3.244 | 3.739 | 4.24 | 4.998 | 5.586 | 6.334 | 7.144 | 8.185 | 8.954 | 9.645 | 10.306 | 11.001 | 11.708 | 12.428 | 13.325 | 14.103 | 14.914 | 15.747 | 16.61 | NPgY | GSP | NG FES - Consumer Transformation | Total installed storage capacity (MW)
NG FES - Consumer Transformation | Srg_BB001_NPgAggregate | MW | NPgY | PITSMOOR 3/4 | Total installed storage capacity (MW) | PITS_BB_B | 0 | 0.007 | 0.075 | 0.16 | 0.272 | 0.318 | 0.377 | 0.465 | 0.558 | 0.668 | 0.775 | 0.962 | 1.114 | 1.342 | 1.539 | 1.74 | 2.073 | 2.307 | 2.619 | 2.955 | 3.421 | 3.749 | 4.033 | 4.311 | 4.603 | 4.902 | 5.208 | 5.602 | 5.932 | 6.277 | 6.632 | 6.999 | NPgY | GSP | NG FES - Consumer Transformation | Total installed storage capacity (MW)
NG FES - Consumer Transformation | Srg_BB001_NPgAggregate | MW | NPgY | SALTEND NORTH | Total installed storage capacity (MW) | SALT_1 | 0 | 0.013 | 0.344 | 0.882 | 1.901 | 2.152 | 2.471 | 3.003 | 3.453 | 4.043 | 4.398 | 5.092 | 5.705 | 6.588 | 7.547 | 8.428 | 9.891 | 10.965 | 12.421 | 14.049 | 16.054 | 17.241 | 18.186 | 18.846 | 19.559 | 20.213 | 20.806 | 21.823 | 22.458 | 23.127 | 23.795 | 24.482 | NPgY | GSP | NG FES - Consumer Transformation | Total installed storage capacity (MW)
NG FES - Consumer Transformation | Srg_BB001_NPgAggregate | MW | NPgY | SHEFFIELD CITY | Total installed storage capacity (MW) | SHEC_3 | 0 | 0.009 | 0.181 | 0.515 | 1.214 | 1.4 | 1.631 | 2.018 | 2.343 | 2.77 | 3.021 | 3.429 | 3.79 | 4.212 | 4.817 | 5.381 | 6.094 | 6.806 | 7.65 | 8.604 | 9.463 | 10.099 | 10.722 | 11.139 | 11.6 | 12.019 | 12.396 | 12.882 | 13.289 | 13.716 | 14.155 | 14.607 | NPgY | GSP | NG FES - Consumer Transformation | Total installed storage capacity (MW)
NG FES - Consumer Transformation | Srg_BB001_NPgAggregate | MW | NPgY | SKELTON GRANGE | Total installed storage capacity (MW) | SKLGB1 | 0 | 0.099 | 7.274 | 10.573 | 13.738 | 11.782 | 11.988 | 12.918 | 14.036 | 15.425 | 16.829 | 22.787 | 23.747 | 27.777 | 29.159 | 30.882 | 37.346 | 39.582 | 44.151 | 49.068 | 58.004 | 62.638 | 65.82 | 69.084 | 72.604 | 76.296 | 80.153 | 86.065 | 90.306 | 94.679 | 99.389 | 104.264 | NPgY | GSP | NG FES - Consumer Transformation | Total installed storage capacity (MW)
NG FES - Consumer Transformation | Srg_BB001_NPgAggregate | MW | NPgY | TEMPLEBOROUGH 275/33KV | Total installed storage capacity (MW) | TEMP_3 | 0 | 0.001 | 0.202 | 0.537 | 1.092 | 1.217 | 1.346 | 1.564 | 1.732 | 1.96 | 2.065 | 2.454 | 2.574 | 2.845 | 3.102 | 3.335 | 3.847 | 4.165 | 4.648 | 5.201 | 5.846 | 6.157 | 6.385 | 6.473 | 6.586 | 6.666 | 6.711 | 6.894 | 6.946 | 7.001 | 7.064 | 7.127 | NPgY | GSP | NG FES - Consumer Transformation | Total installed storage capacity (MW)
NG FES - Consumer Transformation | Srg_BB001_NPgAggregate | MW | NPgY | THURCROFT | Total installed storage capacity (MW) | THUR_6 | 49.9 | 49.935 | 52.142 | 54.479 | 56.884 | 57.226 | 57.613 | 58.195 | 58.76 | 59.458 | 60.042 | 63.72 | 64.544 | 67.915 | 69.058 | 70.2 | 75.796 | 77.157 | 80.781 | 84.711 | 93.213 | 96.693 | 98.213 | 99.598 | 101.066 | 102.54 | 104.022 | 107.969 | 109.571 | 111.241 | 112.961 | 114.739 | NPgY | GSP | NG FES - Consumer Transformation | Total installed storage capacity (MW)
NG FES - Consumer Transformation | Srg_BB001_NPgAggregate | MW | NPgY | WEST MELTON / THORPE MARSH | Total installed storage capacity (MW) | WMEL_THOM | 19.999 | 20.07 | 22.07 | 23.993 | 25.721 | 26.026 | 26.467 | 27.081 | 27.8 | 28.631 | 29.571 | 33.171 | 34.672 | 38.658 | 40.458 | 42.299 | 48.518 | 50.574 | 54.888 | 59.491 | 69.048 | 73.668 | 76.298 | 79.029 | 81.861 | 84.792 | 87.833 | 93.484 | 96.759 | 100.174 | 103.653 | 107.258 | NPgY | GSP | NG FES - Consumer Transformation | Total installed storage capacity (MW)
NG FES - Consumer Transformation | Srg_BB001_NPgAggregate | MW | NPgY | WEST MELTON SECTION 3 | Total installed storage capacity (MW) | WMEL_BB3 | 1.2 | 1.263 | 3.78 | 6.377 | 8.681 | 9.081 | 9.5 | 10.053 | 10.694 | 11.433 | 12.267 | 16.774 | 17.893 | 22.137 | 23.493 | 24.938 | 31.754 | 33.408 | 37.76 | 42.414 | 52.853 | 57.407 | 59.614 | 61.932 | 64.353 | 66.874 | 69.503 | 75.103 | 77.947 | 80.906 | 83.961 | 87.126 | NPgY | GSP | NG FES - Consumer Transformation | Total installed storage capacity (MW)
NG FES - Consumer Transformation | Srg_BB001_NPgAggregate | MW | NPgY | WINCOBANK | Total installed storage capacity (MW) | WIBA_3 | 0 | 0.003 | 0.236 | 0.5 | 0.73 | 0.771 | 0.795 | 0.821 | 0.85 | 0.884 | 0.921 | 1.34 | 1.355 | 1.66 | 1.68 | 1.713 | 2.231 | 2.276 | 2.557 | 2.858 | 3.645 | 3.922 | 4 | 4.087 | 4.18 | 4.281 | 4.387 | 4.733 | 4.851 | 4.972 | 5.104 | 5.241 | NPgY | GSP | NG FES - Consumer Transformation | Total installed storage capacity (MW)
NG FES - Leading the Way | Srg_BB001_NPgAggregate | MW | NPgN | BLYTH 66kV | Total installed storage capacity (MW) | BLYTB1 | 0 | 0.046 | 1.923 | 3.815 | 5.742 | 6.031 | 6.434 | 16.854 | 17.673 | 18.488 | 19.279 | 20.169 | 21.149 | 28.254 | 39.849 | 41.175 | 42.589 | 44.14 | 45.8 | 47.587 | 49.347 | 51.18 | 53.137 | 57.988 | 60.048 | 62.179 | 64.375 | 66.671 | 69.056 | 71.53 | 79.298 | 81.96 | NPgN | GSP | NG FES - Leading the Way | Total installed storage capacity (MW)
NG FES - Leading the Way | Srg_BB001_NPgAggregate | MW | NPgN | BLYTH 132kV | Total installed storage capacity (MW) | BLYTH132 | 0 | 0.014 | 2.987 | 5.972 | 8.959 | 9.069 | 9.219 | 11.653 | 11.925 | 12.218 | 12.478 | 12.781 | 13.109 | 17.815 | 25.716 | 26.175 | 26.66 | 27.206 | 27.792 | 28.431 | 29.022 | 29.623 | 30.268 | 32.964 | 33.612 | 34.273 | 34.945 | 35.65 | 36.38 | 37.138 | 41.671 | 42.486 | NPgN | GSP | NG FES - Leading the Way | Total installed storage capacity (MW)
NG FES - Leading the Way | Srg_BB001_NPgAggregate | MW | NPgN | FOURSTONES | Total installed storage capacity (MW) | FOUR_1 | 0 | 0.004 | 0.16 | 0.314 | 0.475 | 0.513 | 0.564 | 0.644 | 0.721 | 0.816 | 0.895 | 0.991 | 1.094 | 1.355 | 1.761 | 1.908 | 2.064 | 2.243 | 2.435 | 2.647 | 2.833 | 3.019 | 3.219 | 3.473 | 3.666 | 3.861 | 4.056 | 4.262 | 4.474 | 4.694 | 5.054 | 5.291 | NPgN | GSP | NG FES - Leading the Way | Total installed storage capacity (MW)
NG FES - Leading the Way | Srg_BB001_NPgAggregate | MW | NPgN | HARTMOOR | Total installed storage capacity (MW) | HARM_6 | 0 | 0.017 | 0.835 | 1.657 | 2.494 | 2.613 | 2.777 | 3.243 | 3.504 | 3.813 | 4.111 | 4.455 | 4.836 | 6.219 | 8.379 | 8.902 | 9.458 | 10.075 | 10.736 | 11.452 | 12.14 | 12.852 | 13.613 | 14.824 | 15.613 | 16.424 | 17.257 | 18.128 | 19.033 | 19.971 | 21.78 | 22.789 | NPgN | GSP | NG FES - Leading the Way | Total installed storage capacity (MW)
NG FES - Leading the Way | Srg_BB001_NPgAggregate | MW | NPgN | HAWTHORN PIT GRID | Total installed storage capacity (MW) | HAWP_6 | 0 | 0.023 | 1.096 | 2.178 | 3.276 | 3.423 | 3.627 | 4.781 | 5.118 | 5.506 | 5.891 | 6.33 | 6.818 | 8.864 | 12.086 | 12.75 | 13.458 | 14.237 | 15.072 | 15.973 | 16.855 | 17.772 | 18.752 | 20.453 | 21.481 | 22.543 | 23.636 | 24.78 | 25.968 | 27.2 | 29.782 | 31.108 | NPgN | GSP | NG FES - Leading the Way | Total installed storage capacity (MW)
NG FES - Leading the Way | Srg_BB001_NPgAggregate | MW | NPgN | KNARESBOROUGH | Total installed storage capacity (MW) | KNARE_111 | 0 | 0.036 | 3.231 | 6.436 | 9.671 | 9.948 | 10.326 | 10.894 | 11.475 | 12.18 | 12.82 | 13.573 | 14.397 | 18.857 | 26.094 | 27.246 | 28.467 | 29.84 | 31.316 | 32.925 | 34.414 | 35.932 | 37.563 | 40.823 | 42.463 | 44.138 | 45.843 | 47.631 | 49.482 | 51.405 | 56.474 | 58.541 | NPgN | GSP | NG FES - Leading the Way | Total installed storage capacity (MW)
NG FES - Leading the Way | Srg_BB001_NPgAggregate | MW | NPgN | LACKENBY | Total installed storage capacity (MW) | LACK_6 | 6 | 6.035 | 7.144 | 8.262 | 9.409 | 9.633 | 9.945 | 11.724 | 12.239 | 12.831 | 13.412 | 14.079 | 14.816 | 17.307 | 21.151 | 22.158 | 23.232 | 24.416 | 25.684 | 27.054 | 28.389 | 29.774 | 31.256 | 33.533 | 35.081 | 36.68 | 38.324 | 40.044 | 41.83 | 43.683 | 47.058 | 49.051 | NPgN | GSP | NG FES - Leading the Way | Total installed storage capacity (MW)
NG FES - Leading the Way | Srg_BB001_NPgAggregate | MW | NPgN | NORTON | Total installed storage capacity (MW) | NORT_1 | 2.5 | 2.59 | 9.714 | 16.869 | 24.091 | 24.739 | 25.627 | 28.593 | 30.004 | 31.677 | 33.247 | 35.074 | 37.082 | 47.884 | 65.333 | 68.112 | 71.067 | 74.359 | 77.895 | 81.732 | 85.365 | 89.096 | 93.097 | 101.1 | 105.193 | 109.393 | 113.688 | 118.186 | 122.85 | 127.692 | 140.14 | 145.347 | NPgN | GSP | NG FES - Leading the Way | Total installed storage capacity (MW)
NG FES - Leading the Way | Srg_BB001_NPgAggregate | MW | NPgN | OFFERTON | Total installed storage capacity (MW) | OFFE_3 | 0 | 0.012 | 0.22 | 0.43 | 0.652 | 0.73 | 0.838 | 1.449 | 1.517 | 1.687 | 1.869 | 2.087 | 2.334 | 2.901 | 3.731 | 4.073 | 4.438 | 4.844 | 5.279 | 5.751 | 6.208 | 6.682 | 7.189 | 7.827 | 8.355 | 8.899 | 9.458 | 10.044 | 10.651 | 11.282 | 12.184 | 12.862 | NPgN | GSP | NG FES - Leading the Way | Total installed storage capacity (MW)
NG FES - Leading the Way | Srg_BB001_NPgAggregate | MW | NPgN | OSBALDWICK | Total installed storage capacity (MW) | OSBA_1 | 3.244 | 3.305 | 11.211 | 19.148 | 27.119 | 27.591 | 28.233 | 33.245 | 34.307 | 35.531 | 36.629 | 37.915 | 39.317 | 51.504 | 71.698 | 73.658 | 75.736 | 78.069 | 80.578 | 83.312 | 85.842 | 88.418 | 91.186 | 98.926 | 101.708 | 104.548 | 107.438 | 110.467 | 113.605 | 116.863 | 129.434 | 132.937 | NPgN | GSP | NG FES - Leading the Way | Total installed storage capacity (MW)
NG FES - Leading the Way | Srg_BB001_NPgAggregate | MW | NPgN | POPPLETON | Total installed storage capacity (MW) | POPP_3 | 0 | 0.009 | 0.405 | 0.803 | 1.209 | 1.274 | 1.363 | 1.495 | 1.632 | 1.798 | 1.954 | 2.136 | 2.336 | 2.971 | 3.954 | 4.231 | 4.525 | 4.854 | 5.206 | 5.588 | 5.95 | 6.322 | 6.72 | 7.306 | 7.713 | 8.131 | 8.558 | 9.006 | 9.469 | 9.951 | 10.811 | 11.329 | NPgN | GSP | NG FES - Leading the Way | Total installed storage capacity (MW)
NG FES - Leading the Way | Srg_BB001_NPgAggregate | MW | NPgN | SALTHOLME | Total installed storage capacity (MW) | SALH_1 | 0 | 0 | 0.456 | 0.914 | 1.369 | 1.375 | 1.382 | 1.413 | 1.424 | 1.437 | 1.446 | 1.458 | 1.47 | 2.029 | 2.984 | 3.002 | 3.022 | 3.045 | 3.069 | 3.097 | 3.119 | 3.14 | 3.164 | 3.444 | 3.465 | 3.485 | 3.504 | 3.525 | 3.546 | 3.569 | 4.061 | 4.085 | NPgN | GSP | NG FES - Leading the Way | Total installed storage capacity (MW)
NG FES - Leading the Way | Srg_BB001_NPgAggregate | MW | NPgN | SOUTH SHIELDS | Total installed storage capacity (MW) | SSHI_3 | 35 | 35.01 | 35.222 | 35.435 | 35.659 | 35.732 | 35.832 | 36.277 | 36.363 | 36.527 | 36.692 | 36.891 | 37.113 | 37.618 | 38.365 | 38.674 | 39.005 | 39.374 | 39.771 | 40.202 | 40.611 | 41.031 | 41.482 | 42.043 | 42.506 | 42.98 | 43.466 | 43.974 | 44.502 | 45.05 | 45.84 | 46.429 | NPgN | GSP | NG FES - Leading the Way | Total installed storage capacity (MW)
NG FES - Leading the Way | Srg_BB001_NPgAggregate | MW | NPgN | SPADEADAM | Total installed storage capacity (MW) | KIELD01 and SPAD20 | 0 | 0.002 | 0.113 | 0.224 | 0.337 | 0.353 | 0.374 | 0.934 | 0.961 | 0.999 | 1.032 | 1.071 | 1.115 | 1.486 | 2.103 | 2.164 | 2.23 | 2.304 | 2.384 | 2.472 | 2.55 | 2.629 | 2.714 | 2.948 | 3.032 | 3.116 | 3.202 | 3.291 | 3.384 | 3.48 | 3.859 | 3.962 | NPgN | GSP | NG FES - Leading the Way | Total installed storage capacity (MW)
NG FES - Leading the Way | Srg_BB001_NPgAggregate | MW | NPgN | SPENNYMOOR | Total installed storage capacity (MW) | SPEN_1 | 0 | 0.052 | 5.635 | 11.245 | 16.884 | 17.256 | 17.765 | 21.359 | 22.204 | 23.175 | 24.084 | 25.138 | 26.296 | 35.059 | 49.458 | 51.058 | 52.758 | 54.651 | 56.683 | 58.887 | 60.978 | 63.127 | 65.431 | 71.261 | 73.621 | 76.045 | 78.524 | 81.12 | 83.812 | 86.607 | 95.969 | 98.974 | NPgN | GSP | NG FES - Leading the Way | Total installed storage capacity (MW)
NG FES - Leading the Way | Srg_BB001_NPgAggregate | MW | NPgN | STELLA NORTH | Total installed storage capacity (MW) | STEN_1 | 0 | 0.036 | 1.455 | 2.878 | 4.338 | 4.602 | 4.964 | 7.131 | 7.359 | 7.926 | 8.505 | 9.21 | 10 | 12.756 | 17.058 | 18.165 | 19.347 | 20.671 | 22.096 | 23.646 | 25.109 | 26.61 | 28.223 | 30.675 | 32.321 | 34.009 | 35.735 | 37.543 | 39.418 | 41.364 | 44.992 | 47.086 | NPgN | GSP | NG FES - Leading the Way | Total installed storage capacity (MW)
NG FES - Leading the Way | Srg_BB001_NPgAggregate | MW | NPgN | STELLA SOUTH | Total installed storage capacity (MW) | STES_1 | 0 | 0.031 | 3.402 | 6.788 | 10.192 | 10.418 | 10.727 | 14.638 | 15.182 | 15.783 | 16.338 | 16.979 | 17.682 | 23.684 | 33.598 | 34.569 | 35.6 | 36.748 | 37.98 | 39.318 | 40.583 | 41.883 | 43.277 | 47.137 | 48.562 | 50.025 | 51.521 | 53.087 | 54.711 | 56.397 | 62.659 | 64.472 | NPgN | GSP | NG FES - Leading the Way | Total installed storage capacity (MW)
NG FES - Leading the Way | Srg_BB001_NPgAggregate | MW | NPgN | TYNEMOUTH | Total installed storage capacity (MW) | TYNE_1 | 0 | 0.031 | 1.042 | 2.059 | 3.104 | 3.316 | 3.607 | 4.77 | 5.233 | 5.782 | 6.314 | 6.929 | 7.609 | 9.678 | 12.845 | 13.777 | 14.771 | 15.87 | 17.049 | 18.325 | 19.556 | 20.83 | 22.193 | 24.171 | 25.585 | 27.043 | 28.54 | 30.107 | 31.733 | 33.42 | 36.315 | 38.13 | NPgN | GSP | NG FES - Leading the Way | Total installed storage capacity (MW)
NG FES - Leading the Way | Srg_BB001_NPgAggregate | MW | NPgN | WEST BOLDON | Total installed storage capacity (MW) | WBOL_6 | 2.7 | 2.742 | 3.496 | 4.255 | 5.056 | 5.34 | 5.733 | 6.97 | 7.598 | 8.338 | 9.058 | 9.887 | 10.804 | 12.741 | 15.549 | 16.806 | 18.145 | 19.627 | 21.217 | 22.935 | 24.595 | 26.313 | 28.152 | 30.412 | 32.322 | 34.29 | 36.31 | 38.425 | 40.62 | 42.898 | 46.07 | 48.521 | NPgN | GSP | NG FES - Leading the Way | Total installed storage capacity (MW)
NG FES - Leading the Way | Srg_BB001_NPgAggregate | MW | NPgY | BRADFORD WEST | Total installed storage capacity (MW) | BRAW_1 | 0 | 0.092 | 1.125 | 2.237 | 3.498 | 4.05 | 4.825 | 5.939 | 9.248 | 10.703 | 12.21 | 13.924 | 15.838 | 19.36 | 28.164 | 31.639 | 36.708 | 40.374 | 44.141 | 51.089 | 56.135 | 60.189 | 64.407 | 68.623 | 72.999 | 77.498 | 82.114 | 88.763 | 93.728 | 98.863 | 104.182 | 109.679 | NPgY | GSP | NG FES - Leading the Way | Total installed storage capacity (MW)
NG FES - Leading the Way | Srg_BB001_NPgAggregate | MW | NPgY | CAMBLESFORTH | Total installed storage capacity (MW) | CAMB_01 | 0 | 0.009 | 0.271 | 0.587 | 1.025 | 1.133 | 1.275 | 1.5 | 2.278 | 2.542 | 2.744 | 2.994 | 3.259 | 3.921 | 5.938 | 6.39 | 7.231 | 7.752 | 8.305 | 9.585 | 10.338 | 10.834 | 11.363 | 11.815 | 12.296 | 12.77 | 13.237 | 14.112 | 14.616 | 15.138 | 15.68 | 16.239 | NPgY | GSP | NG FES - Leading the Way | Total installed storage capacity (MW)
NG FES - Leading the Way | Srg_BB001_NPgAggregate | MW | NPgY | CREYKE BECK | Total installed storage capacity (MW) | CREB_1 | 49.9 | 50.002 | 53.332 | 58.028 | 61.959 | 62.855 | 63.842 | 65.677 | 80.812 | 82.304 | 83.937 | 85.755 | 87.798 | 99.521 | 139.94 | 141.463 | 151.98 | 154.248 | 156.871 | 174.064 | 182.253 | 185.63 | 189.365 | 193.339 | 197.575 | 202.058 | 206.771 | 219.383 | 224.563 | 229.957 | 235.579 | 241.424 | NPgY | GSP | NG FES - Leading the Way | Total installed storage capacity (MW)
NG FES - Leading the Way | Srg_BB001_NPgAggregate | MW | NPgY | DRAX | Total installed storage capacity (MW) | DRAX_YEDL | 0 | 0.012 | 0.556 | 1.116 | 1.71 | 1.818 | 1.963 | 2.185 | 3.822 | 4.091 | 4.319 | 4.592 | 4.887 | 6.166 | 10.821 | 11.68 | 13.513 | 14.338 | 15.15 | 17.897 | 19.359 | 20.097 | 20.837 | 21.502 | 22.179 | 22.847 | 23.504 | 25.332 | 26.022 | 26.731 | 27.461 | 28.209 | NPgY | GSP | NG FES - Leading the Way | Total installed storage capacity (MW)
NG FES - Leading the Way | Srg_BB001_NPgAggregate | MW | NPgY | ELLAND | Total installed storage capacity (MW) | ELLA_1 | 0 | 0.069 | 0.875 | 1.716 | 2.611 | 3.007 | 3.565 | 4.36 | 6.947 | 7.997 | 9.111 | 10.37 | 11.78 | 14.493 | 21.243 | 23.534 | 27.081 | 29.574 | 32.169 | 37.085 | 40.652 | 43.533 | 46.556 | 49.624 | 52.819 | 56.124 | 59.533 | 64.375 | 68.056 | 71.867 | 75.819 | 79.907 | NPgY | GSP | NG FES - Leading the Way | Total installed storage capacity (MW)
NG FES - Leading the Way | Srg_BB001_NPgAggregate | MW | NPgY | FERRYBRIDGE A | Total installed storage capacity (MW) | FERRA2 | 0 | 0.022 | 0.785 | 1.854 | 3.167 | 3.471 | 3.838 | 4.472 | 7.314 | 7.956 | 8.438 | 9.035 | 9.668 | 11.914 | 19.234 | 19.958 | 22.205 | 23.195 | 24.305 | 27.962 | 29.844 | 30.853 | 31.977 | 32.927 | 33.96 | 34.99 | 36.009 | 38.373 | 39.491 | 40.658 | 41.874 | 43.133 | NPgY | GSP | NG FES - Leading the Way | Total installed storage capacity (MW)
NG FES - Leading the Way | Srg_BB001_NPgAggregate | MW | NPgY | FERRYBRIDGE B | Total installed storage capacity (MW) | FERRB9 | 0 | 0.048 | 1.99 | 4.319 | 6.446 | 6.868 | 7.375 | 8.241 | 15.505 | 16.355 | 17.185 | 18.138 | 19.192 | 24.811 | 44.199 | 45.222 | 50.51 | 51.903 | 53.469 | 62.07 | 66.217 | 67.999 | 69.958 | 71.917 | 74.007 | 76.183 | 78.435 | 84.517 | 86.985 | 89.554 | 92.229 | 95.006 | NPgY | GSP | NG FES - Leading the Way | Total installed storage capacity (MW)
NG FES - Leading the Way | Srg_BB001_NPgAggregate | MW | NPgY | GRIMSBY WEST | Total installed storage capacity (MW) | GRIW_1 | 0 | 0.035 | 1.253 | 2.739 | 4.835 | 5.317 | 5.943 | 6.951 | 10.533 | 11.696 | 12.528 | 13.577 | 14.679 | 17.622 | 26.946 | 28.9 | 32.664 | 34.924 | 37.319 | 43.127 | 46.411 | 48.45 | 50.632 | 52.405 | 54.297 | 56.136 | 57.914 | 61.604 | 63.519 | 65.507 | 67.566 | 69.689 | NPgY | GSP | NG FES - Leading the Way | Total installed storage capacity (MW)
NG FES - Leading the Way | Srg_BB001_NPgAggregate | MW | NPgY | JORDANTHORPE | Total installed storage capacity (MW) | JORD_3 | 0 | 0.011 | 0.146 | 0.341 | 0.598 | 0.689 | 0.808 | 0.994 | 1.504 | 1.719 | 1.914 | 2.143 | 2.394 | 2.891 | 4.166 | 4.527 | 5.124 | 5.549 | 6.004 | 6.873 | 7.467 | 7.934 | 8.434 | 8.91 | 9.412 | 9.925 | 10.447 | 11.203 | 11.769 | 12.356 | 12.966 | 13.597 | NPgY | GSP | NG FES - Leading the Way | Total installed storage capacity (MW)
NG FES - Leading the Way | Srg_BB001_NPgAggregate | MW | NPgY | KEADBY | Total installed storage capacity (MW) | KEAD_YEDL | 0 | 0.049 | 4.683 | 9.237 | 13.585 | 14.088 | 14.755 | 15.798 | 29.677 | 30.92 | 31.915 | 33.129 | 34.428 | 44.566 | 83.354 | 86.766 | 98.677 | 102.074 | 105.465 | 124.391 | 133.109 | 136.138 | 139.22 | 141.92 | 144.7 | 147.425 | 150.096 | 161.697 | 164.517 | 167.421 | 170.411 | 173.479 | NPgY | GSP | NG FES - Leading the Way | Total installed storage capacity (MW)
NG FES - Leading the Way | Srg_BB001_NPgAggregate | MW | NPgY | KIRKSTALL B | Total installed storage capacity (MW) | KIRKB1 | 0 | 0.039 | 0.643 | 1.852 | 2.961 | 3.322 | 3.719 | 4.459 | 8.229 | 8.838 | 9.472 | 10.186 | 10.984 | 14.086 | 23.347 | 23.135 | 24.974 | 25.287 | 25.845 | 29.125 | 30.777 | 31.698 | 32.835 | 34.079 | 35.463 | 36.965 | 38.571 | 41.426 | 43.237 | 45.14 | 47.138 | 49.227 | NPgY | GSP | NG FES - Leading the Way | Total installed storage capacity (MW)
NG FES - Leading the Way | Srg_BB001_NPgAggregate | MW | NPgY | NEEPSEND | Total installed storage capacity (MW) | NEEP_3 | 0 | 0.017 | 0.131 | 0.26 | 0.399 | 0.491 | 0.62 | 0.804 | 1.215 | 1.458 | 1.726 | 2.027 | 2.366 | 2.88 | 3.908 | 4.433 | 5.127 | 5.702 | 6.303 | 7.217 | 7.976 | 8.664 | 9.387 | 10.133 | 10.911 | 11.719 | 12.557 | 13.602 | 14.507 | 15.445 | 16.418 | 17.426 | NPgY | GSP | NG FES - Leading the Way | Total installed storage capacity (MW)
NG FES - Leading the Way | Srg_BB001_NPgAggregate | MW | NPgY | NORTON LEES | Total installed storage capacity (MW) | NORL_3 | 0 | 0.017 | 0.13 | 0.291 | 0.54 | 0.662 | 0.828 | 1.075 | 1.465 | 1.775 | 2.071 | 2.415 | 2.795 | 3.298 | 4.22 | 4.818 | 5.543 | 6.216 | 6.924 | 7.89 | 8.694 | 9.439 | 10.227 | 10.994 | 11.799 | 12.624 | 13.467 | 14.478 | 15.389 | 16.333 | 17.313 | 18.326 | NPgY | GSP | NG FES - Leading the Way | Total installed storage capacity (MW)
NG FES - Leading the Way | Srg_BB001_NPgAggregate | MW | NPgY | PITSMOOR 3/4 | Total installed storage capacity (MW) | PITS_BB_B | 0 | 0.007 | 0.058 | 0.125 | 0.216 | 0.264 | 0.329 | 0.425 | 0.603 | 0.725 | 0.847 | 0.987 | 1.143 | 1.365 | 1.796 | 2.04 | 2.35 | 2.622 | 2.908 | 3.321 | 3.66 | 3.969 | 4.295 | 4.619 | 4.958 | 5.308 | 5.666 | 6.107 | 6.494 | 6.896 | 7.313 | 7.744 | NPgY | GSP | NG FES - Leading the Way | Total installed storage capacity (MW)
NG FES - Leading the Way | Srg_BB001_NPgAggregate | MW | NPgY | SALTEND NORTH | Total installed storage capacity (MW) | SALT_1 | 0 | 0.013 | 0.265 | 0.701 | 1.564 | 1.803 | 2.108 | 2.61 | 3.306 | 3.871 | 4.237 | 4.714 | 5.205 | 5.872 | 7.575 | 8.617 | 9.878 | 11.035 | 12.242 | 14.078 | 15.296 | 16.245 | 17.249 | 18.002 | 18.804 | 19.558 | 20.261 | 21.343 | 22.092 | 22.868 | 23.669 | 24.49 | NPgY | GSP | NG FES - Leading the Way | Total installed storage capacity (MW)
NG FES - Leading the Way | Srg_BB001_NPgAggregate | MW | NPgY | SHEFFIELD CITY | Total installed storage capacity (MW) | SHEC_3 | 0 | 0.009 | 0.152 | 0.439 | 1.05 | 1.223 | 1.443 | 1.808 | 2.202 | 2.609 | 2.865 | 3.203 | 3.549 | 3.947 | 4.766 | 5.347 | 6.001 | 6.71 | 7.474 | 8.455 | 9.139 | 9.729 | 10.373 | 10.837 | 11.344 | 11.819 | 12.26 | 12.804 | 13.281 | 13.778 | 14.293 | 14.823 | NPgY | GSP | NG FES - Leading the Way | Total installed storage capacity (MW)
NG FES - Leading the Way | Srg_BB001_NPgAggregate | MW | NPgY | SKELTON GRANGE | Total installed storage capacity (MW) | SKLGB1 | 0 | 0.099 | 5.468 | 7.419 | 9.216 | 9.107 | 9.527 | 9.235 | 15.749 | 17.265 | 18.867 | 20.711 | 22.779 | 28.587 | 44.432 | 45.377 | 49.664 | 51.595 | 53.989 | 60.928 | 65.175 | 68.26 | 71.782 | 75.455 | 79.432 | 83.647 | 88.075 | 94.669 | 99.576 | 104.702 | 110.058 | 115.634 | NPgY | GSP | NG FES - Leading the Way | Total installed storage capacity (MW)
NG FES - Leading the Way | Srg_BB001_NPgAggregate | MW | NPgY | TEMPLEBOROUGH 275/33KV | Total installed storage capacity (MW) | TEMP_3 | 0 | 0.001 | 0.127 | 0.37 | 0.809 | 0.907 | 1.023 | 1.231 | 1.661 | 1.868 | 1.966 | 2.11 | 2.249 | 2.565 | 3.562 | 3.734 | 4.081 | 4.345 | 4.648 | 5.262 | 5.561 | 5.733 | 5.939 | 6.023 | 6.129 | 6.209 | 6.26 | 6.446 | 6.505 | 6.57 | 6.638 | 6.707 | NPgY | GSP | NG FES - Leading the Way | Total installed storage capacity (MW)
NG FES - Leading the Way | Srg_BB001_NPgAggregate | MW | NPgY | THURCROFT | Total installed storage capacity (MW) | THUR_6 | 49.9 | 49.935 | 51.225 | 52.634 | 54.107 | 54.414 | 54.817 | 55.449 | 59.603 | 60.336 | 60.988 | 61.758 | 62.598 | 65.919 | 77.066 | 78.383 | 82.062 | 83.572 | 85.172 | 90.914 | 93.951 | 95.554 | 97.261 | 98.862 | 100.55 | 102.263 | 103.997 | 108.062 | 109.939 | 111.884 | 113.903 | 115.99 | NPgY | GSP | NG FES - Leading the Way | Total installed storage capacity (MW)