NG FES - Leading the Way | Srg_BB001_NPgAggregate | MW | NPgY | WEST MELTON / THORPE MARSH | Total installed storage capacity (MW) | WMEL_THOM | 19.999 | 20.07 | 21.3 | 22.469 | 23.474 | 23.83 | 24.344 | 25.054 | 28.941 | 29.909 | 31.012 | 32.238 | 33.625 | 37.252 | 47.876 | 50.379 | 55.038 | 57.635 | 60.288 | 66.928 | 71.226 | 74.229 | 77.341 | 80.562 | 83.893 | 87.346 | 90.92 | 96.928 | 100.773 | 104.748 | 108.865 | 113.122 | NPgY | GSP | NG FES - Leading the Way | Total installed storage capacity (MW)
NG FES - Leading the Way | Srg_BB001_NPgAggregate | MW | NPgY | WEST MELTON SECTION 3 | Total installed storage capacity (MW) | WMEL_BB3 | 1.2 | 1.263 | 2.709 | 4.232 | 5.506 | 5.858 | 6.335 | 7.042 | 12.061 | 12.923 | 13.901 | 14.988 | 16.217 | 20.503 | 34.007 | 35.768 | 40.407 | 42.376 | 44.45 | 51.445 | 55.489 | 57.937 | 60.521 | 63.229 | 66.055 | 69.006 | 72.078 | 77.973 | 81.301 | 84.75 | 88.331 | 92.039 | NPgY | GSP | NG FES - Leading the Way | Total installed storage capacity (MW)
NG FES - Leading the Way | Srg_BB001_NPgAggregate | MW | NPgY | WINCOBANK | Total installed storage capacity (MW) | WIBA_3 | 0 | 0.003 | 0.125 | 0.273 | 0.393 | 0.416 | 0.441 | 0.486 | 0.97 | 1.009 | 1.053 | 1.102 | 1.157 | 1.526 | 2.803 | 2.804 | 3.093 | 3.125 | 3.171 | 3.665 | 3.883 | 3.956 | 4.043 | 4.139 | 4.245 | 4.358 | 4.48 | 4.836 | 4.972 | 5.114 | 5.263 | 5.418 | NPgY | GSP | NG FES - Leading the Way | Total installed storage capacity (MW)
NG FES - Steady Progression | Srg_BB001_NPgAggregate | MW | NPgN | BLYTH 66kV | Total installed storage capacity (MW) | BLYTB1 | 0 | 0.046 | 0.544 | 1.041 | 1.541 | 2.626 | 2.731 | 5.803 | 6.709 | 7.13 | 7.382 | 7.61 | 7.822 | 8.018 | 17.615 | 17.886 | 23.038 | 23.345 | 23.662 | 24.004 | 24.285 | 24.554 | 24.831 | 25.06 | 25.302 | 25.539 | 25.761 | 25.992 | 26.23 | 26.472 | 30.627 | 30.882 | NPgN | GSP | NG FES - Steady Progression | Total installed storage capacity (MW)
NG FES - Steady Progression | Srg_BB001_NPgAggregate | MW | NPgN | BLYTH 132kV | Total installed storage capacity (MW) | BLYTH132 | 0 | 0.014 | 0.754 | 1.499 | 2.24 | 3.979 | 4.026 | 4.755 | 4.99 | 5.126 | 5.205 | 5.287 | 5.365 | 5.436 | 12.41 | 12.52 | 16.202 | 16.334 | 16.474 | 16.629 | 16.743 | 16.847 | 16.957 | 17.033 | 17.115 | 17.192 | 17.259 | 17.329 | 17.402 | 17.475 | 20.382 | 20.459 | NPgN | GSP | NG FES - Steady Progression | Total installed storage capacity (MW)
NG FES - Steady Progression | Srg_BB001_NPgAggregate | MW | NPgN | FOURSTONES | Total installed storage capacity (MW) | FOUR_1 | 0 | 0.004 | 0.05 | 0.093 | 0.139 | 0.23 | 0.248 | 0.277 | 0.301 | 0.331 | 0.349 | 0.373 | 0.397 | 0.42 | 0.701 | 0.738 | 0.901 | 0.948 | 0.999 | 1.058 | 1.098 | 1.133 | 1.171 | 1.194 | 1.22 | 1.242 | 1.261 | 1.281 | 1.302 | 1.322 | 1.443 | 1.464 | NPgN | GSP | NG FES - Steady Progression | Total installed storage capacity (MW)
NG FES - Steady Progression | Srg_BB001_NPgAggregate | MW | NPgN | HARTMOOR | Total installed storage capacity (MW) | HARM_6 | 0 | 0.017 | 0.235 | 0.451 | 0.67 | 1.143 | 1.19 | 1.323 | 1.401 | 1.481 | 1.536 | 1.603 | 1.673 | 1.74 | 3.376 | 3.474 | 4.372 | 4.49 | 4.617 | 4.758 | 4.868 | 4.971 | 5.081 | 5.164 | 5.255 | 5.341 | 5.421 | 5.505 | 5.592 | 5.68 | 6.402 | 6.495 | NPgN | GSP | NG FES - Steady Progression | Total installed storage capacity (MW)
NG FES - Steady Progression | Srg_BB001_NPgAggregate | MW | NPgN | HAWTHORN PIT GRID | Total installed storage capacity (MW) | HAWP_6 | 0 | 0.023 | 0.305 | 0.587 | 0.871 | 1.493 | 1.547 | 1.878 | 2.015 | 2.123 | 2.198 | 2.282 | 2.369 | 2.453 | 4.955 | 5.073 | 6.434 | 6.574 | 6.723 | 6.887 | 7.019 | 7.147 | 7.28 | 7.388 | 7.503 | 7.616 | 7.721 | 7.832 | 7.946 | 8.062 | 9.166 | 9.289 | NPgN | GSP | NG FES - Steady Progression | Total installed storage capacity (MW)
NG FES - Steady Progression | Srg_BB001_NPgAggregate | MW | NPgN | KNARESBOROUGH | Total installed storage capacity (MW) | KNARE_111 | 0 | 0.036 | 0.86 | 1.682 | 2.509 | 4.372 | 4.491 | 4.67 | 4.826 | 5.022 | 5.147 | 5.309 | 5.475 | 5.634 | 11.573 | 11.818 | 15.019 | 15.323 | 15.652 | 16.023 | 16.292 | 16.539 | 16.803 | 16.985 | 17.185 | 17.37 | 17.533 | 17.705 | 17.882 | 18.063 | 20.578 | 20.768 | NPgN | GSP | NG FES - Steady Progression | Total installed storage capacity (MW)
NG FES - Steady Progression | Srg_BB001_NPgAggregate | MW | NPgN | LACKENBY | Total installed storage capacity (MW) | LACK_6 | 6 | 6.035 | 6.338 | 6.639 | 6.945 | 7.583 | 7.668 | 8.18 | 8.394 | 8.562 | 8.676 | 8.807 | 8.94 | 9.069 | 11.898 | 12.08 | 13.644 | 13.861 | 14.093 | 14.35 | 14.554 | 14.75 | 14.954 | 15.118 | 15.293 | 15.463 | 15.622 | 15.788 | 15.96 | 16.135 | 17.41 | 17.594 | NPgN | GSP | NG FES - Steady Progression | Total installed storage capacity (MW)
NG FES - Steady Progression | Srg_BB001_NPgAggregate | MW | NPgN | NORTON | Total installed storage capacity (MW) | NORT_1 | 2.5 | 2.59 | 4.426 | 6.261 | 8.103 | 12.251 | 12.516 | 13.391 | 13.865 | 14.336 | 14.644 | 15.022 | 15.41 | 15.782 | 30.03 | 30.583 | 38.257 | 38.933 | 39.661 | 40.475 | 41.089 | 41.662 | 42.268 | 42.712 | 43.194 | 43.651 | 44.063 | 44.498 | 44.946 | 45.402 | 51.49 | 51.971 | NPgN | GSP | NG FES - Steady Progression | Total installed storage capacity (MW)
NG FES - Steady Progression | Srg_BB001_NPgAggregate | MW | NPgN | OFFERTON | Total installed storage capacity (MW) | OFFE_3 | 0 | 0.012 | 0.075 | 0.136 | 0.2 | 0.318 | 0.348 | 1.359 | 0.969 | 0.874 | 0.836 | 0.836 | 0.852 | 0.875 | 1.53 | 1.564 | 1.904 | 1.954 | 2.015 | 2.088 | 2.144 | 2.198 | 2.258 | 2.304 | 2.354 | 2.404 | 2.45 | 2.5 | 2.552 | 2.606 | 2.868 | 2.925 | NPgN | GSP | NG FES - Steady Progression | Total installed storage capacity (MW)
NG FES - Steady Progression | Srg_BB001_NPgAggregate | MW | NPgN | OSBALDWICK | Total installed storage capacity (MW) | OSBA_1 | 3.244 | 3.305 | 5.306 | 7.311 | 9.315 | 13.934 | 14.137 | 15.645 | 16.228 | 16.668 | 16.933 | 17.24 | 17.544 | 17.83 | 35.158 | 35.596 | 44.821 | 45.356 | 45.931 | 46.577 | 47.047 | 47.477 | 47.935 | 48.251 | 48.596 | 48.916 | 49.197 | 49.495 | 49.799 | 50.109 | 57.379 | 57.706 | NPgN | GSP | NG FES - Steady Progression | Total installed storage capacity (MW)
NG FES - Steady Progression | Srg_BB001_NPgAggregate | MW | NPgN | POPPLETON | Total installed storage capacity (MW) | POPP_3 | 0 | 0.009 | 0.116 | 0.222 | 0.33 | 0.559 | 0.586 | 0.624 | 0.659 | 0.702 | 0.73 | 0.767 | 0.805 | 0.841 | 1.564 | 1.619 | 2.02 | 2.087 | 2.159 | 2.24 | 2.301 | 2.358 | 2.418 | 2.462 | 2.51 | 2.555 | 2.596 | 2.639 | 2.683 | 2.729 | 3.048 | 3.096 | NPgN | GSP | NG FES - Steady Progression | Total installed storage capacity (MW)
NG FES - Steady Progression | Srg_BB001_NPgAggregate | MW | NPgN | SALTHOLME | Total installed storage capacity (MW) | SALH_1 | 0 | 0 | 0.112 | 0.225 | 0.336 | 0.603 | 0.606 | 0.617 | 0.622 | 0.628 | 0.631 | 0.635 | 0.638 | 0.642 | 1.516 | 1.522 | 1.979 | 1.987 | 1.995 | 2.005 | 2.011 | 2.016 | 2.022 | 2.024 | 2.028 | 2.03 | 2.032 | 2.034 | 2.037 | 2.039 | 2.397 | 2.399 | NPgN | GSP | NG FES - Steady Progression | Total installed storage capacity (MW)
NG FES - Steady Progression | Srg_BB001_NPgAggregate | MW | NPgN | SOUTH SHIELDS | Total installed storage capacity (MW) | SSHI_3 | 35 | 35.01 | 35.074 | 35.136 | 35.2 | 35.322 | 35.351 | 36.053 | 35.797 | 35.747 | 35.73 | 35.742 | 35.765 | 35.792 | 36.357 | 36.398 | 36.699 | 36.757 | 36.824 | 36.903 | 36.961 | 37.016 | 37.076 | 37.119 | 37.167 | 37.213 | 37.254 | 37.299 | 37.345 | 37.393 | 37.623 | 37.674 | NPgN | GSP | NG FES - Steady Progression | Total installed storage capacity (MW)
NG FES - Steady Progression | Srg_BB001_NPgAggregate | MW | NPgN | SPADEADAM | Total installed storage capacity (MW) | KIELD01 and SPAD20 | 0 | 0.002 | 0.032 | 0.061 | 0.091 | 0.156 | 0.163 | 0.441 | 0.431 | 0.436 | 0.44 | 0.448 | 0.456 | 0.464 | 1.002 | 1.016 | 1.3 | 1.318 | 1.337 | 1.359 | 1.374 | 1.388 | 1.403 | 1.412 | 1.422 | 1.432 | 1.439 | 1.448 | 1.456 | 1.465 | 1.687 | 1.696 | NPgN | GSP | NG FES - Steady Progression | Total installed storage capacity (MW)
NG FES - Steady Progression | Srg_BB001_NPgAggregate | MW | NPgN | SPENNYMOOR | Total installed storage capacity (MW) | SPEN_1 | 0 | 0.052 | 1.468 | 2.887 | 4.306 | 7.563 | 7.714 | 8.777 | 9.196 | 9.513 | 9.715 | 9.945 | 10.177 | 10.397 | 22.595 | 22.921 | 29.425 | 29.819 | 30.24 | 30.71 | 31.065 | 31.398 | 31.748 | 32.007 | 32.287 | 32.553 | 32.793 | 33.046 | 33.307 | 33.572 | 38.732 | 39.011 | NPgN | GSP | NG FES - Steady Progression | Total installed storage capacity (MW)
NG FES - Steady Progression | Srg_BB001_NPgAggregate | MW | NPgN | STELLA NORTH | Total installed storage capacity (MW) | STEN_1 | 0 | 0.036 | 0.425 | 0.809 | 1.201 | 2.022 | 2.131 | 5.515 | 4.257 | 3.967 | 3.851 | 3.86 | 3.922 | 4.005 | 7.644 | 7.773 | 9.669 | 9.863 | 10.093 | 10.37 | 10.571 | 10.761 | 10.97 | 11.116 | 11.281 | 11.439 | 11.581 | 11.734 | 11.894 | 12.059 | 13.51 | 13.685 | NPgN | GSP | NG FES - Steady Progression | Total installed storage capacity (MW)
NG FES - Steady Progression | Srg_BB001_NPgAggregate | MW | NPgN | STELLA SOUTH | Total installed storage capacity (MW) | STES_1 | 0 | 0.031 | 0.886 | 1.744 | 2.601 | 4.567 | 4.659 | 5.82 | 6.211 | 6.449 | 6.594 | 6.749 | 6.899 | 7.039 | 15.495 | 15.703 | 20.207 | 20.456 | 20.72 | 21.013 | 21.234 | 21.441 | 21.658 | 21.818 | 21.99 | 22.153 | 22.301 | 22.455 | 22.614 | 22.776 | 26.35 | 26.521 | NPgN | GSP | NG FES - Steady Progression | Total installed storage capacity (MW)
NG FES - Steady Progression | Srg_BB001_NPgAggregate | MW | NPgN | TYNEMOUTH | Total installed storage capacity (MW) | TYNE_1 | 0 | 0.031 | 0.31 | 0.585 | 0.866 | 1.449 | 1.53 | 1.926 | 2.056 | 2.194 | 2.29 | 2.407 | 2.529 | 2.648 | 4.929 | 5.099 | 6.368 | 6.575 | 6.797 | 7.044 | 7.237 | 7.42 | 7.613 | 7.762 | 7.923 | 8.078 | 8.222 | 8.372 | 8.528 | 8.687 | 9.715 | 9.882 | NPgN | GSP | NG FES - Steady Progression | Total installed storage capacity (MW)
NG FES - Steady Progression | Srg_BB001_NPgAggregate | MW | NPgN | WEST BOLDON | Total installed storage capacity (MW) | WBOL_6 | 2.7 | 2.742 | 2.97 | 3.192 | 3.423 | 3.851 | 3.961 | 4.313 | 4.507 | 4.699 | 4.832 | 4.992 | 5.157 | 5.318 | 7.03 | 7.261 | 8.265 | 8.543 | 8.842 | 9.175 | 9.435 | 9.682 | 9.942 | 10.144 | 10.361 | 10.571 | 10.765 | 10.968 | 11.179 | 11.393 | 12.223 | 12.449 | NPgN | GSP | NG FES - Steady Progression | Total installed storage capacity (MW)
NG FES - Steady Progression | Srg_BB001_NPgAggregate | MW | NPgY | BRADFORD WEST | Total installed storage capacity (MW) | BRAW_1 | 0 | 0.092 | 0.404 | 0.742 | 1.135 | 1.311 | 1.502 | 1.754 | 4.218 | 4.508 | 4.742 | 5.021 | 5.321 | 6.974 | 12.049 | 12.446 | 14.282 | 14.75 | 15.251 | 17.021 | 17.489 | 17.953 | 18.432 | 18.848 | 19.289 | 19.731 | 20.155 | 21.918 | 22.378 | 22.845 | 23.327 | 23.822 | NPgY | GSP | NG FES - Steady Progression | Total installed storage capacity (MW)
NG FES - Steady Progression | Srg_BB001_NPgAggregate | MW | NPgY | CAMBLESFORTH | Total installed storage capacity (MW) | CAMB_01 | 0 | 0.009 | 0.09 | 0.201 | 0.378 | 0.426 | 0.482 | 0.572 | 1.253 | 1.35 | 1.401 | 1.473 | 1.544 | 1.979 | 3.383 | 3.497 | 4.002 | 4.147 | 4.306 | 4.823 | 4.941 | 5.043 | 5.155 | 5.215 | 5.284 | 5.341 | 5.384 | 5.794 | 5.841 | 5.889 | 5.94 | 5.99 | NPgY | GSP | NG FES - Steady Progression | Total installed storage capacity (MW)
NG FES - Steady Progression | Srg_BB001_NPgAggregate | MW | NPgY | CREYKE BECK | Total installed storage capacity (MW) | CREB_1 | 49.9 | 50.002 | 50.794 | 51.461 | 52.097 | 52.393 | 52.638 | 53.042 | 67.608 | 68.004 | 68.321 | 68.632 | 68.95 | 78.218 | 109.523 | 109.923 | 119.783 | 120.214 | 120.658 | 129.244 | 129.699 | 130.167 | 130.636 | 131.099 | 131.579 | 132.074 | 132.564 | 141.878 | 142.408 | 142.943 | 143.494 | 144.059 | NPgY | GSP | NG FES - Steady Progression | Total installed storage capacity (MW)
NG FES - Steady Progression | Srg_BB001_NPgAggregate | MW | NPgY | DRAX | Total installed storage capacity (MW) | DRAX_YEDL | 0 | 0.012 | 0.156 | 0.307 | 0.474 | 0.518 | 0.569 | 0.647 | 2.23 | 2.315 | 2.365 | 2.431 | 2.499 | 3.487 | 6.792 | 6.896 | 7.975 | 8.105 | 8.246 | 9.243 | 9.353 | 9.452 | 9.559 | 9.625 | 9.698 | 9.763 | 9.817 | 10.779 | 10.838 | 10.898 | 10.96 | 11.024 | NPgY | GSP | NG FES - Steady Progression | Total installed storage capacity (MW)
NG FES - Steady Progression | Srg_BB001_NPgAggregate | MW | NPgY | ELLAND | Total installed storage capacity (MW) | ELLA_1 | 0 | 0.069 | 0.306 | 0.547 | 0.797 | 0.918 | 1.048 | 1.213 | 3.188 | 3.381 | 3.546 | 3.74 | 3.95 | 5.266 | 9.346 | 9.616 | 11.059 | 11.375 | 11.711 | 13.072 | 13.398 | 13.726 | 14.062 | 14.368 | 14.69 | 15.018 | 15.336 | 16.743 | 17.089 | 17.439 | 17.8 | 18.172 | NPgY | GSP | NG FES - Steady Progression | Total installed storage capacity (MW)
NG FES - Steady Progression | Srg_BB001_NPgAggregate | MW | NPgY | FERRYBRIDGE A | Total installed storage capacity (MW) | FERRA2 | 0 | 0.022 | 0.244 | 0.532 | 1.008 | 1.142 | 1.289 | 1.536 | 4.158 | 4.415 | 4.552 | 4.733 | 4.911 | 6.585 | 12.121 | 12.406 | 14.29 | 14.651 | 15.045 | 16.867 | 17.16 | 17.411 | 17.687 | 17.832 | 17.999 | 18.137 | 18.241 | 19.839 | 19.951 | 20.067 | 20.186 | 20.306 | NPgY | GSP | NG FES - Steady Progression | Total installed storage capacity (MW)
NG FES - Steady Progression | Srg_BB001_NPgAggregate | MW | NPgY | FERRYBRIDGE B | Total installed storage capacity (MW) | FERRB9 | 0 | 0.048 | 0.532 | 0.982 | 1.422 | 1.574 | 1.721 | 1.954 | 8.996 | 9.238 | 9.405 | 9.597 | 9.792 | 14.232 | 29.194 | 29.466 | 34.228 | 34.55 | 34.893 | 39.121 | 39.422 | 39.709 | 40.008 | 40.245 | 40.498 | 40.744 | 40.972 | 45.38 | 45.627 | 45.878 | 46.136 | 46.4 | NPgY | GSP | NG FES - Steady Progression | Total installed storage capacity (MW)
NG FES - Steady Progression | Srg_BB001_NPgAggregate | MW | NPgY | GRIMSBY WEST | Total installed storage capacity (MW) | GRIW_1 | 0 | 0.035 | 0.413 | 0.938 | 1.805 | 2.029 | 2.292 | 2.724 | 5.923 | 6.384 | 6.618 | 6.949 | 7.275 | 9.311 | 15.907 | 16.44 | 18.812 | 19.499 | 20.253 | 22.693 | 23.241 | 23.705 | 24.219 | 24.47 | 24.762 | 24.996 | 25.16 | 27.041 | 27.22 | 27.405 | 27.595 | 27.787 | NPgY | GSP | NG FES - Steady Progression | Total installed storage capacity (MW)
NG FES - Steady Progression | Srg_BB001_NPgAggregate | MW | NPgY | JORDANTHORPE | Total installed storage capacity (MW) | JORD_3 | 0 | 0.011 | 0.055 | 0.115 | 0.215 | 0.25 | 0.288 | 0.346 | 0.741 | 0.803 | 0.843 | 0.893 | 0.944 | 1.208 | 2.032 | 2.108 | 2.412 | 2.505 | 2.605 | 2.914 | 2.996 | 3.072 | 3.152 | 3.208 | 3.269 | 3.326 | 3.376 | 3.64 | 3.695 | 3.75 | 3.807 | 3.865 | NPgY | GSP | NG FES - Steady Progression | Total installed storage capacity (MW)
NG FES - Steady Progression | Srg_BB001_NPgAggregate | MW | NPgY | KEADBY | Total installed storage capacity (MW) | KEAD_YEDL | 0 | 0.049 | 1.209 | 2.312 | 3.279 | 3.494 | 3.743 | 4.138 | 18.234 | 18.66 | 18.896 | 19.219 | 19.542 | 28.246 | 57.802 | 58.309 | 67.67 | 68.315 | 69.017 | 77.405 | 77.941 | 78.409 | 78.92 | 79.212 | 79.541 | 79.825 | 80.051 | 88.498 | 88.743 | 88.995 | 89.254 | 89.518 | NPgY | GSP | NG FES - Steady Progression | Total installed storage capacity (MW)
NG FES - Steady Progression | Srg_BB001_NPgAggregate | MW | NPgY | KIRKSTALL B | Total installed storage capacity (MW) | KIRKB1 | 0 | 0.039 | 0.192 | 0.346 | 0.6 | 0.724 | 0.831 | 1.01 | 4.414 | 4.591 | 4.722 | 4.856 | 4.993 | 7.215 | 14.617 | 14.797 | 17.191 | 17.393 | 17.603 | 19.73 | 19.93 | 20.128 | 20.33 | 20.511 | 20.702 | 20.893 | 21.078 | 23.337 | 23.537 | 23.739 | 23.947 | 24.16 | NPgY | GSP | NG FES - Steady Progression | Total installed storage capacity (MW)
NG FES - Steady Progression | Srg_BB001_NPgAggregate | MW | NPgY | NEEPSEND | Total installed storage capacity (MW) | NEEP_3 | 0 | 0.017 | 0.054 | 0.091 | 0.131 | 0.157 | 0.184 | 0.217 | 0.464 | 0.503 | 0.54 | 0.582 | 0.629 | 0.807 | 1.314 | 1.371 | 1.568 | 1.633 | 1.7 | 1.891 | 1.961 | 2.035 | 2.109 | 2.182 | 2.258 | 2.338 | 2.416 | 2.626 | 2.711 | 2.798 | 2.887 | 2.979 | NPgY | GSP | NG FES - Steady Progression | Total installed storage capacity (MW)
NG FES - Steady Progression | Srg_BB001_NPgAggregate | MW | NPgY | NORTON LEES | Total installed storage capacity (MW) | NORL_3 | 0 | 0.017 | 0.061 | 0.125 | 0.237 | 0.28 | 0.328 | 0.397 | 0.599 | 0.675 | 0.728 | 0.795 | 0.864 | 1.017 | 1.418 | 1.516 | 1.708 | 1.827 | 1.955 | 2.177 | 2.288 | 2.392 | 2.502 | 2.585 | 2.675 | 2.762 | 2.841 | 3.009 | 3.095 | 3.182 | 3.272 | 3.365 | NPgY | GSP | NG FES - Steady Progression | Total installed storage capacity (MW)
NG FES - Steady Progression | Srg_BB001_NPgAggregate | MW | NPgY | PITSMOOR 3/4 | Total installed storage capacity (MW) | PITS_BB_B | 0 | 0.007 | 0.026 | 0.049 | 0.087 | 0.102 | 0.12 | 0.144 | 0.245 | 0.272 | 0.293 | 0.317 | 0.343 | 0.418 | 0.623 | 0.658 | 0.747 | 0.789 | 0.835 | 0.93 | 0.971 | 1.011 | 1.052 | 1.086 | 1.123 | 1.159 | 1.192 | 1.275 | 1.312 | 1.349 | 1.387 | 1.427 | NPgY | GSP | NG FES - Steady Progression | Total installed storage capacity (MW)
NG FES - Steady Progression | Srg_BB001_NPgAggregate | MW | NPgY | SALTEND NORTH | Total installed storage capacity (MW) | SALT_1 | 0 | 0.013 | 0.122 | 0.336 | 0.792 | 0.909 | 1.048 | 1.282 | 1.745 | 1.992 | 2.11 | 2.283 | 2.449 | 2.769 | 3.669 | 3.95 | 4.412 | 4.779 | 5.181 | 5.801 | 6.085 | 6.32 | 6.583 | 6.697 | 6.833 | 6.934 | 6.996 | 7.233 | 7.3 | 7.37 | 7.443 | 7.515 | NPgY | GSP | NG FES - Steady Progression | Total installed storage capacity (MW)
NG FES - Steady Progression | Srg_BB001_NPgAggregate | MW | NPgY | SHEFFIELD CITY | Total installed storage capacity (MW) | SHEC_3 | 0 | 0.009 | 0.079 | 0.229 | 0.565 | 0.651 | 0.753 | 0.926 | 1.147 | 1.329 | 1.416 | 1.542 | 1.664 | 1.825 | 2.238 | 2.444 | 2.707 | 2.977 | 3.272 | 3.664 | 3.871 | 4.042 | 4.234 | 4.314 | 4.411 | 4.482 | 4.523 | 4.623 | 4.668 | 4.716 | 4.764 | 4.813 | NPgY | GSP | NG FES - Steady Progression | Total installed storage capacity (MW)
NG FES - Steady Progression | Srg_BB001_NPgAggregate | MW | NPgY | SKELTON GRANGE | Total installed storage capacity (MW) | SKLGB1 | 0 | 0.099 | 1.497 | 2.688 | 2.855 | 2.763 | 2.801 | 2.647 | 9.385 | 9.364 | 9.428 | 9.612 | 9.856 | 13.696 | 26.316 | 26.624 | 30.67 | 31.087 | 31.557 | 35.231 | 35.677 | 36.124 | 36.597 | 37.002 | 37.441 | 37.883 | 38.308 | 42.103 | 42.571 | 43.048 | 43.544 | 44.056 | NPgY | GSP | NG FES - Steady Progression | Total installed storage capacity (MW)
NG FES - Steady Progression | Srg_BB001_NPgAggregate | MW | NPgY | TEMPLEBOROUGH 275/33KV | Total installed storage capacity (MW) | TEMP_3 | 0 | 0.001 | 0.051 | 0.152 | 0.374 | 0.428 | 0.49 | 0.601 | 0.97 | 1.085 | 1.134 | 1.209 | 1.278 | 1.518 | 2.278 | 2.402 | 2.716 | 2.879 | 3.059 | 3.433 | 3.553 | 3.648 | 3.757 | 3.791 | 3.835 | 3.861 | 3.867 | 4.055 | 4.062 | 4.07 | 4.078 | 4.086 | NPgY | GSP | NG FES - Steady Progression | Total installed storage capacity (MW)
NG FES - Steady Progression | Srg_BB001_NPgAggregate | MW | NPgY | THURCROFT | Total installed storage capacity (MW) | THUR_6 | 49.9 | 49.935 | 50.278 | 50.637 | 51.044 | 51.163 | 51.295 | 51.499 | 55.44 | 55.66 | 55.796 | 55.97 | 56.148 | 58.629 | 66.897 | 67.161 | 69.867 | 70.195 | 70.549 | 73.04 | 73.327 | 73.588 | 73.867 | 74.054 | 74.26 | 74.449 | 74.613 | 77.049 | 77.227 | 77.408 | 77.596 | 77.787 | NPgY | GSP | NG FES - Steady Progression | Total installed storage capacity (MW)
NG FES - Steady Progression | Srg_BB001_NPgAggregate | MW | NPgY | WEST MELTON / THORPE MARSH | Total installed storage capacity (MW) | WMEL_THOM | 19.999 | 20.07 | 20.393 | 20.666 | 20.818 | 20.913 | 21.011 | 21.117 | 24.498 | 24.63 | 24.772 | 24.93 | 25.106 | 27.279 | 34.336 | 34.543 | 36.853 | 37.081 | 37.321 | 39.365 | 39.63 | 39.914 | 40.198 | 40.496 | 40.806 | 41.132 | 41.46 | 43.739 | 44.096 | 44.457 | 44.83 | 45.213 | NPgY | GSP | NG FES - Steady Progression | Total installed storage capacity (MW)
NG FES - Steady Progression | Srg_BB001_NPgAggregate | MW | NPgY | WEST MELTON SECTION 3 | Total installed storage capacity (MW) | WMEL_BB3 | 1.2 | 1.263 | 1.627 | 1.929 | 2.111 | 2.211 | 2.306 | 2.423 | 7.052 | 7.187 | 7.323 | 7.469 | 7.63 | 10.575 | 20.346 | 20.535 | 23.661 | 23.868 | 24.085 | 26.822 | 27.061 | 27.315 | 27.569 | 27.836 | 28.113 | 28.403 | 28.696 | 31.716 | 32.034 | 32.355 | 32.687 | 33.027 | NPgY | GSP | NG FES - Steady Progression | Total installed storage capacity (MW)
NG FES - Steady Progression | Srg_BB001_NPgAggregate | MW | NPgY | WINCOBANK | Total installed storage capacity (MW) | WIBA_3 | 0 | 0.003 | 0.032 | 0.055 | 0.071 | 0.078 | 0.084 | 0.093 | 0.569 | 0.578 | 0.586 | 0.593 | 0.601 | 0.901 | 1.918 | 1.927 | 2.245 | 2.255 | 2.265 | 2.54 | 2.552 | 2.564 | 2.576 | 2.588 | 2.601 | 2.614 | 2.627 | 2.927 | 2.942 | 2.957 | 2.972 | 2.987 | NPgY | GSP | NG FES - Steady Progression | Total installed storage capacity (MW)
NG FES - System Transformation | Srg_BB001_NPgAggregate | MW | NPgN | BLYTH 66kV | Total installed storage capacity (MW) | BLYTB1 | 0 | 0.046 | 1.833 | 3.623 | 5.421 | 5.517 | 5.635 | 14.728 | 15.657 | 16.082 | 16.379 | 16.674 | 16.956 | 17.24 | 17.57 | 18.446 | 24.011 | 24.676 | 25.455 | 25.897 | 26.314 | 26.737 | 27.186 | 32.892 | 33.345 | 33.807 | 34.278 | 34.769 | 35.276 | 35.801 | 36.345 | 36.906 | NPgN | GSP | NG FES - System Transformation | Total installed storage capacity (MW)
NG FES - System Transformation | Srg_BB001_NPgAggregate | MW | NPgN | BLYTH 132kV | Total installed storage capacity (MW) | BLYTH132 | 0 | 0.014 | 2.981 | 5.952 | 8.922 | 8.96 | 9.006 | 11.077 | 11.312 | 11.442 | 11.531 | 11.627 | 11.72 | 11.814 | 11.935 | 12.447 | 16.343 | 16.686 | 17.106 | 17.274 | 17.42 | 17.563 | 17.717 | 21.661 | 21.805 | 21.949 | 22.093 | 22.244 | 22.399 | 22.56 | 22.726 | 22.898 | NPgN | GSP | NG FES - System Transformation | Total installed storage capacity (MW)
NG FES - System Transformation | Srg_BB001_NPgAggregate | MW | NPgN | FOURSTONES | Total installed storage capacity (MW) | FOUR_1 | 0 | 0.004 | 0.144 | 0.284 | 0.425 | 0.438 | 0.454 | 0.478 | 0.5 | 0.528 | 0.549 | 0.575 | 0.602 | 0.63 | 0.67 | 0.724 | 0.896 | 0.952 | 1.013 | 1.071 | 1.118 | 1.163 | 1.212 | 1.385 | 1.429 | 1.471 | 1.513 | 1.557 | 1.601 | 1.648 | 1.696 | 1.746 | NPgN | GSP | NG FES - System Transformation | Total installed storage capacity (MW)
NG FES - System Transformation | Srg_BB001_NPgAggregate | MW | NPgN | HARTMOOR | Total installed storage capacity (MW) | HARM_6 | 0 | 0.017 | 0.797 | 1.577 | 2.361 | 2.401 | 2.45 | 2.72 | 2.806 | 2.895 | 2.972 | 3.061 | 3.156 | 3.257 | 3.384 | 3.601 | 4.577 | 4.776 | 4.999 | 5.178 | 5.341 | 5.505 | 5.681 | 6.692 | 6.864 | 7.039 | 7.216 | 7.401 | 7.592 | 7.791 | 7.996 | 8.208 | NPgN | GSP | NG FES - System Transformation | Total installed storage capacity (MW)
NG FES - System Transformation | Srg_BB001_NPgAggregate | MW | NPgN | HAWTHORN PIT GRID | Total installed storage capacity (MW) | HAWP_6 | 0 | 0.023 | 1.052 | 2.083 | 3.117 | 3.166 | 3.226 | 4.084 | 4.234 | 4.357 | 4.461 | 4.577 | 4.7 | 4.831 | 4.989 | 5.288 | 6.77 | 7.031 | 7.327 | 7.548 | 7.755 | 7.964 | 8.187 | 9.723 | 9.947 | 10.176 | 10.409 | 10.652 | 10.903 | 11.163 | 11.433 | 11.712 | NPgN | GSP | NG FES - System Transformation | Total installed storage capacity (MW)
NG FES - System Transformation | Srg_BB001_NPgAggregate | MW | NPgN | KNARESBOROUGH | Total installed storage capacity (MW) | KNARE_111 | 0 | 0.036 | 3.155 | 6.276 | 9.404 | 9.498 | 9.613 | 9.775 | 9.936 | 10.135 | 10.3 | 10.496 | 10.706 | 10.925 | 11.219 | 11.835 | 15.242 | 15.76 | 16.359 | 16.776 | 17.14 | 17.498 | 17.883 | 21.349 | 21.712 | 22.075 | 22.437 | 22.817 | 23.208 | 23.614 | 24.035 | 24.468 | NPgN | GSP | NG FES - System Transformation | Total installed storage capacity (MW)
NG FES - System Transformation | Srg_BB001_NPgAggregate | MW | NPgN | LACKENBY | Total installed storage capacity (MW) | LACK_6 | 6 | 6.035 | 7.068 | 8.102 | 9.142 | 9.218 | 9.309 | 10.636 | 10.868 | 11.055 | 11.214 | 11.391 | 11.578 | 11.775 | 12.017 | 12.417 | 14.136 | 14.506 | 14.921 | 15.258 | 15.572 | 15.89 | 16.228 | 18.022 | 18.36 | 18.705 | 19.055 | 19.42 | 19.798 | 20.189 | 20.595 | 21.013 | NPgN | GSP | NG FES - System Transformation | Total installed storage capacity (MW)
NG FES - System Transformation | Srg_BB001_NPgAggregate | MW | NPgN | NORTON | Total installed storage capacity (MW) | NORT_1 | 2.5 | 2.59 | 9.541 | 16.496 | 23.465 | 23.684 | 23.952 | 25.814 | 26.315 | 26.814 | 27.229 | 27.711 | 28.221 | 28.757 | 29.448 | 30.923 | 39.135 | 40.366 | 41.785 | 42.761 | 43.633 | 44.503 | 45.434 | 53.829 | 54.729 | 55.636 | 56.55 | 57.505 | 58.491 | 59.514 | 60.573 | 61.666 | NPgN | GSP | NG FES - System Transformation | Total installed storage capacity (MW)
NG FES - System Transformation | Srg_BB001_NPgAggregate | MW | NPgN | OFFERTON | Total installed storage capacity (MW) | OFFE_3 | 0 | 0.012 | 0.191 | 0.369 | 0.551 | 0.577 | 0.609 | 1.686 | 1.306 | 1.236 | 1.225 | 1.24 | 1.276 | 1.326 | 1.397 | 1.502 | 1.85 | 1.957 | 2.077 | 2.19 | 2.293 | 2.399 | 2.512 | 2.877 | 2.99 | 3.104 | 3.221 | 3.343 | 3.469 | 3.601 | 3.737 | 3.878 | NPgN | GSP | NG FES - System Transformation | Total installed storage capacity (MW)
NG FES - System Transformation | Srg_BB001_NPgAggregate | MW | NPgN | OSBALDWICK | Total installed storage capacity (MW) | OSBA_1 | 3.244 | 3.305 | 11.119 | 18.94 | 26.767 | 26.927 | 27.123 | 31.076 | 31.663 | 32.094 | 32.418 | 32.784 | 33.158 | 33.543 | 34.051 | 35.518 | 45.3 | 46.399 | 47.702 | 48.416 | 49.037 | 49.647 | 50.303 | 60.225 | 60.843 | 61.46 | 62.076 | 62.721 | 63.385 | 64.074 | 64.788 | 65.524 | NPgN | GSP | NG FES - System Transformation | Total installed storage capacity (MW)
NG FES - System Transformation | Srg_BB001_NPgAggregate | MW | NPgN | POPPLETON | Total installed storage capacity (MW) | POPP_3 | 0 | 0.009 | 0.383 | 0.758 | 1.134 | 1.156 | 1.182 | 1.219 | 1.257 | 1.303 | 1.342 | 1.389 | 1.439 | 1.492 | 1.561 | 1.668 | 2.104 | 2.206 | 2.321 | 2.418 | 2.505 | 2.591 | 2.684 | 3.135 | 3.224 | 3.314 | 3.405 | 3.5 | 3.598 | 3.7 | 3.805 | 3.914 | NPgN | GSP | NG FES - System Transformation | Total installed storage capacity (MW)
NG FES - System Transformation | Srg_BB001_NPgAggregate | MW | NPgN | SALTHOLME | Total installed storage capacity (MW) | SALH_1 | 0 | 0 | 0.46 | 0.92 | 1.38 | 1.382 | 1.384 | 1.406 | 1.411 | 1.415 | 1.418 | 1.422 | 1.425 | 1.429 | 1.434 | 1.489 | 1.968 | 2 | 2.04 | 2.048 | 2.054 | 2.06 | 2.066 | 2.548 | 2.553 | 2.558 | 2.562 | 2.566 | 2.571 | 2.576 | 2.58 | 2.585 | NPgN | GSP | NG FES - System Transformation | Total installed storage capacity (MW)
NG FES - System Transformation | Srg_BB001_NPgAggregate | MW | NPgN | SOUTH SHIELDS | Total installed storage capacity (MW) | SSHI_3 | 35 | 35.01 | 35.194 | 35.378 | 35.564 | 35.589 | 35.619 | 36.355 | 36.106 | 36.071 | 36.075 | 36.098 | 36.137 | 36.185 | 36.255 | 36.351 | 36.663 | 36.764 | 36.876 | 36.982 | 37.078 | 37.173 | 37.276 | 37.6 | 37.699 | 37.8 | 37.902 | 38.008 | 38.118 | 38.233 | 38.351 | 38.474 | NPgN | GSP | NG FES - System Transformation | Total installed storage capacity (MW)
NG FES - System Transformation | Srg_BB001_NPgAggregate | MW | NPgN | SPADEADAM | Total installed storage capacity (MW) | KIELD01 and SPAD20 | 0 | 0.002 | 0.107 | 0.213 | 0.319 | 0.324 | 0.331 | 0.902 | 0.891 | 0.897 | 0.903 | 0.912 | 0.922 | 0.933 | 0.949 | 0.994 | 1.293 | 1.327 | 1.368 | 1.391 | 1.411 | 1.43 | 1.45 | 1.752 | 1.77 | 1.789 | 1.807 | 1.826 | 1.845 | 1.865 | 1.886 | 1.908 | NPgN | GSP | NG FES - System Transformation | Total installed storage capacity (MW)
NG FES - System Transformation | Srg_BB001_NPgAggregate | MW | NPgN | SPENNYMOOR | Total installed storage capacity (MW) | SPEN_1 | 0 | 0.052 | 5.559 | 11.071 | 16.588 | 16.714 | 16.867 | 19.655 | 20.09 | 20.418 | 20.677 | 20.969 | 21.271 | 21.585 | 21.985 | 23.065 | 29.994 | 30.82 | 31.793 | 32.353 | 32.856 | 33.358 | 33.894 | 40.953 | 41.473 | 41.997 | 42.525 | 43.077 | 43.647 | 44.238 | 44.85 | 45.481 | NPgN | GSP | NG FES - System Transformation | Total installed storage capacity (MW)
NG FES - System Transformation | Srg_BB001_NPgAggregate | MW | NPgN | STELLA NORTH | Total installed storage capacity (MW) | STEN_1 | 0 | 0.036 | 1.362 | 2.687 | 4.021 | 4.11 | 4.219 | 7.897 | 6.663 | 6.443 | 6.408 | 6.456 | 6.576 | 6.735 | 6.976 | 7.404 | 9.349 | 9.751 | 10.211 | 10.59 | 10.929 | 11.268 | 11.634 | 13.625 | 13.977 | 14.333 | 14.692 | 15.069 | 15.459 | 15.864 | 16.285 | 16.72 | NPgN | GSP | NG FES - System Transformation | Total installed storage capacity (MW)
NG FES - System Transformation | Srg_BB001_NPgAggregate | MW | NPgN | STELLA SOUTH | Total installed storage capacity (MW) | STES_1 | 0 | 0.031 | 3.355 | 6.682 | 10.011 | 10.087 | 10.181 | 13.445 | 13.842 | 14.082 | 14.257 | 14.448 | 14.639 | 14.835 | 15.082 | 15.801 | 20.6 | 21.135 | 21.769 | 22.112 | 22.418 | 22.722 | 23.048 | 27.931 | 28.246 | 28.564 | 28.883 | 29.217 | 29.561 | 29.918 | 30.288 | 30.669 | NPgN | GSP | NG FES - System Transformation | Total installed storage capacity (MW)
NG FES - System Transformation | Srg_BB001_NPgAggregate | MW | NPgN | TYNEMOUTH | Total installed storage capacity (MW) | TYNE_1 | 0 | 0.031 | 0.969 | 1.906 | 2.851 | 2.921 | 3.008 | 3.837 | 3.982 | 4.138 | 4.275 | 4.433 | 4.602 | 4.782 | 5.007 | 5.357 | 6.751 | 7.085 | 7.458 | 7.775 | 8.066 | 8.359 | 8.672 | 10.126 | 10.436 | 10.75 | 11.068 | 11.401 | 11.744 | 12.1 | 12.469 | 12.85 | NPgN | GSP | NG FES - System Transformation | Total installed storage capacity (MW)
NG FES - System Transformation | Srg_BB001_NPgAggregate | MW | NPgN | WEST BOLDON | Total installed storage capacity (MW) | WBOL_6 | 2.7 | 2.742 | 3.389 | 4.033 | 4.689 | 4.785 | 4.901 | 5.658 | 5.873 | 6.088 | 6.275 | 6.49 | 6.719 | 6.962 | 7.266 | 7.661 | 8.801 | 9.212 | 9.662 | 10.089 | 10.482 | 10.877 | 11.299 | 12.514 | 12.931 | 13.355 | 13.785 | 14.234 | 14.698 | 15.179 | 15.677 | 16.191 | NPgN | GSP | NG FES - System Transformation | Total installed storage capacity (MW)
NG FES - System Transformation | Srg_BB001_NPgAggregate | MW | NPgY | BRADFORD WEST | Total installed storage capacity (MW) | BRAW_1 | 0 | 0.092 | 0.95 | 1.831 | 2.756 | 2.939 | 3.164 | 3.453 | 3.77 | 4.15 | 4.521 | 4.943 | 5.404 | 5.903 | 6.494 | 9.152 | 9.806 | 10.631 | 12.501 | 13.326 | 15.624 | 17.992 | 18.862 | 20.632 | 21.527 | 23.692 | 24.781 | 26.159 | 27.533 | 28.913 | 30.301 | 31.701 | NPgY | GSP | NG FES - System Transformation | Total installed storage capacity (MW)
NG FES - System Transformation | Srg_BB001_NPgAggregate | MW | NPgY | CAMBLESFORTH | Total installed storage capacity (MW) | CAMB_01 | 0 | 0.009 | 0.234 | 0.478 | 0.765 | 0.803 | 0.848 | 0.918 | 0.981 | 1.062 | 1.118 | 1.188 | 1.26 | 1.333 | 1.446 | 2.114 | 2.227 | 2.39 | 2.839 | 3.003 | 3.539 | 4.082 | 4.21 | 4.56 | 4.666 | 5.109 | 5.216 | 5.345 | 5.474 | 5.605 | 5.738 | 5.872 | NPgY | GSP | NG FES - System Transformation | Total installed storage capacity (MW)
NG FES - System Transformation | Srg_BB001_NPgAggregate | MW | NPgY | CREYKE BECK | Total installed storage capacity (MW) | CREB_1 | 49.9 | 50.002 | 53.256 | 58.1 | 62.654 | 63.236 | 63.695 | 64.6 | 65.056 | 65.476 | 65.894 | 66.35 | 66.842 | 67.377 | 67.967 | 82.228 | 82.899 | 84.319 | 92.46 | 93.271 | 104.124 | 115.348 | 116.267 | 123.355 | 124.338 | 133.691 | 134.553 | 135.128 | 135.793 | 136.543 | 137.372 | 138.274 | NPgY | GSP | NG FES - System Transformation | Total installed storage capacity (MW)
NG FES - System Transformation | Srg_BB001_NPgAggregate | MW | NPgY | DRAX | Total installed storage capacity (MW) | DRAX_YEDL | 0 | 0.012 | 0.531 | 1.055 | 1.59 | 1.627 | 1.673 | 1.739 | 1.801 | 1.88 | 1.94 | 2.014 | 2.091 | 2.171 | 2.284 | 3.792 | 3.909 | 4.117 | 5.018 | 5.181 | 6.34 | 7.529 | 7.669 | 8.414 | 8.539 | 9.514 | 9.707 | 10.028 | 10.333 | 10.628 | 10.913 | 11.191 | NPgY | GSP | NG FES - System Transformation | Total installed storage capacity (MW)
NG FES - System Transformation | Srg_BB001_NPgAggregate | MW | NPgY | ELLAND | Total installed storage capacity (MW) | ELLA_1 | 0 | 0.069 | 0.755 | 1.448 | 2.154 | 2.284 | 2.444 | 2.646 | 2.873 | 3.143 | 3.415 | 3.722 | 4.059 | 4.425 | 4.849 | 6.959 | 7.433 | 8.036 | 9.487 | 10.076 | 11.882 | 13.746 | 14.384 | 15.768 | 16.434 | 18.137 | 18.91 | 19.823 | 20.746 | 21.682 | 22.634 | 23.602 | NPgY | GSP | NG FES - System Transformation | Total installed storage capacity (MW)
NG FES - System Transformation | Srg_BB001_NPgAggregate | MW | NPgY | FERRYBRIDGE A | Total installed storage capacity (MW) | FERRA2 | 0 | 0.022 | 0.699 | 1.617 | 2.621 | 2.76 | 2.9 | 3.146 | 3.315 | 3.518 | 3.654 | 3.826 | 4.001 | 4.176 | 4.449 | 7.01 | 7.282 | 7.726 | 9.323 | 9.719 | 11.71 | 13.737 | 14.046 | 15.313 | 15.564 | 17.208 | 17.399 | 17.545 | 17.705 | 17.883 | 18.076 | 18.282 | NPgY | GSP | NG FES - System Transformation | Total installed storage capacity (MW)
NG FES - System Transformation | Srg_BB001_NPgAggregate | MW | NPgY | FERRYBRIDGE B | Total installed storage capacity (MW) | FERRB9 | 0 | 0.048 | 1.935 | 4.264 | 6.515 | 6.735 | 6.935 | 7.291 | 7.517 | 7.76 | 7.975 | 8.221 | 8.484 | 8.763 | 9.109 | 15.915 | 16.29 | 17.041 | 20.979 | 21.465 | 26.654 | 32.005 | 32.49 | 35.854 | 36.336 | 40.767 | 41.196 | 41.53 | 41.899 | 42.304 | 42.742 | 43.21 | NPgY | GSP | NG FES - System Transformation | Total installed storage capacity (MW)
NG FES - System Transformation | Srg_BB001_NPgAggregate | MW | NPgY | GRIMSBY WEST | Total installed storage capacity (MW) | GRIW_1 | 0 | 0.035 | 1.085 | 2.23 | 3.593 | 3.762 | 3.968 | 4.29 | 4.572 | 4.938 | 5.172 | 5.476 | 5.786 | 6.092 | 6.593 | 9.696 | 10.188 | 10.92 | 12.988 | 13.721 | 16.189 | 18.676 | 19.219 | 20.788 | 21.211 | 23.208 | 23.622 | 24.143 | 24.657 | 25.177 | 25.702 | 26.23 | NPgY | GSP | NG FES - System Transformation | Total installed storage capacity (MW)
NG FES - System Transformation | Srg_BB001_NPgAggregate | MW | NPgY | JORDANTHORPE | Total installed storage capacity (MW) | JORD_3 | 0 | 0.011 | 0.117 | 0.264 | 0.432 | 0.468 | 0.508 | 0.569 | 0.62 | 0.682 | 0.732 | 0.793 | 0.857 | 0.923 | 1.013 | 1.43 | 1.524 | 1.649 | 1.942 | 2.069 | 2.42 | 2.777 | 2.894 | 3.146 | 3.256 | 3.567 | 3.679 | 3.8 | 3.923 | 4.051 | 4.182 | 4.318 | NPgY | GSP | NG FES - System Transformation | Total installed storage capacity (MW)
NG FES - System Transformation | Srg_BB001_NPgAggregate | MW | NPgY | KEADBY | Total installed storage capacity (MW) | KEAD_YEDL | 0 | 0.049 | 4.642 | 9.203 | 13.683 | 13.857 | 14.069 | 14.387 | 14.68 | 15.053 | 15.32 | 15.655 | 16.003 | 16.356 | 16.884 | 30.076 | 30.61 | 31.892 | 39.43 | 40.192 | 50.106 | 60.298 | 60.922 | 67.129 | 67.665 | 75.922 | 76.675 | 77.879 | 79.032 | 80.15 | 81.24 | 82.304 | NPgY | GSP | NG FES - System Transformation | Total installed storage capacity (MW)
NG FES - System Transformation | Srg_BB001_NPgAggregate | MW | NPgY | KIRKSTALL B | Total installed storage capacity (MW) | KIRKB1 | 0 | 0.039 | 0.579 | 1.759 | 2.897 | 3.126 | 3.31 | 3.67 | 3.855 | 4.03 | 4.195 | 4.377 | 4.573 | 4.783 | 5.026 | 8.483 | 8.754 | 9.215 | 11.263 | 11.6 | 14.286 | 17.062 | 17.424 | 19.228 | 19.604 | 21.951 | 22.138 | 21.986 | 21.902 | 21.881 | 21.916 | 22.002 | NPgY | GSP | NG FES - System Transformation | Total installed storage capacity (MW)
NG FES - System Transformation | Srg_BB001_NPgAggregate | MW | NPgY | NEEPSEND | Total installed storage capacity (MW) | NEEP_3 | 0 | 0.017 | 0.102 | 0.196 | 0.291 | 0.323 | 0.36 | 0.407 | 0.459 | 0.52 | 0.585 | 0.657 | 0.737 | 0.824 | 0.921 | 1.223 | 1.334 | 1.463 | 1.696 | 1.831 | 2.114 | 2.408 | 2.56 | 2.804 | 2.967 | 3.256 | 3.444 | 3.659 | 3.878 | 4.101 | 4.328 | 4.56 | NPgY | GSP | NG FES - System Transformation | Total installed storage capacity (MW)
NG FES - System Transformation | Srg_BB001_NPgAggregate | MW | NPgY | NORTON LEES | Total installed storage capacity (MW) | NORL_3 | 0 | 0.017 | 0.086 | 0.176 | 0.297 | 0.339 | 0.39 | 0.459 | 0.529 | 0.614 | 0.689 | 0.777 | 0.871 | 0.971 | 1.098 | 1.359 | 1.496 | 1.657 | 1.893 | 2.072 | 2.332 | 2.595 | 2.77 | 2.992 | 3.163 | 3.417 | 3.606 | 3.823 | 4.043 | 4.268 | 4.497 | 4.73 | NPgY | GSP | NG FES - System Transformation | Total installed storage capacity (MW)
NG FES - System Transformation | Srg_BB001_NPgAggregate | MW | NPgY | PITSMOOR 3/4 | Total installed storage capacity (MW) | PITS_BB_B | 0 | 0.007 | 0.042 | 0.084 | 0.134 | 0.15 | 0.17 | 0.196 | 0.223 | 0.256 | 0.286 | 0.321 | 0.36 | 0.4 | 0.45 | 0.575 | 0.63 | 0.694 | 0.799 | 0.869 | 0.989 | 1.112 | 1.183 | 1.284 | 1.356 | 1.474 | 1.554 | 1.647 | 1.74 | 1.836 | 1.933 | 2.032 | NPgY | GSP | NG FES - System Transformation | Total installed storage capacity (MW)
NG FES - System Transformation | Srg_BB001_NPgAggregate | MW | NPgY | SALTEND NORTH | Total installed storage capacity (MW) | SALT_1 | 0 | 0.013 | 0.166 | 0.385 | 0.758 | 0.842 | 0.945 | 1.111 | 1.25 | 1.435 | 1.542 | 1.686 | 1.831 | 1.97 | 2.216 | 2.703 | 2.939 | 3.244 | 3.701 | 4.065 | 4.505 | 4.924 | 5.172 | 5.445 | 5.62 | 5.933 | 6.117 | 6.388 | 6.648 | 6.905 | 7.159 | 7.408 | NPgY | GSP | NG FES - System Transformation | Total installed storage capacity (MW)
NG FES - System Transformation | Srg_BB001_NPgAggregate | MW | NPgY | SHEFFIELD CITY | Total installed storage capacity (MW) | SHEC_3 | 0 | 0.009 | 0.078 | 0.202 | 0.443 | 0.505 | 0.58 | 0.702 | 0.804 | 0.938 | 1.014 | 1.117 | 1.22 | 1.319 | 1.496 | 1.742 | 1.911 | 2.126 | 2.399 | 2.662 | 2.9 | 3.119 | 3.296 | 3.439 | 3.56 | 3.716 | 3.815 | 3.932 | 4.047 | 4.165 | 4.286 | 4.408 | NPgY | GSP | NG FES - System Transformation | Total installed storage capacity (MW)
NG FES - System Transformation | Srg_BB001_NPgAggregate | MW | NPgY | SKELTON GRANGE | Total installed storage capacity (MW) | SKLGB1 | 0 | 0.099 | 5.436 | 7.314 | 9.124 | 8.513 | 8.272 | 7.303 | 7.356 | 7.659 | 8.003 | 8.417 | 8.891 | 9.415 | 10.047 | 15.844 | 16.542 | 17.579 | 21.172 | 22.064 | 26.673 | 31.423 | 32.36 | 35.568 | 36.53 | 40.626 | 41.334 | 41.572 | 41.927 | 42.391 | 42.954 | 43.609 | NPgY | GSP | NG FES - System Transformation | Total installed storage capacity (MW)
NG FES - System Transformation | Srg_BB001_NPgAggregate | MW | NPgY | TEMPLEBOROUGH 275/33KV | Total installed storage capacity (MW) | TEMP_3 | 0 | 0.001 | 0.088 | 0.239 | 0.462 | 0.503 | 0.548 | 0.629 | 0.686 | 0.76 | 0.793 | 0.843 | 0.891 | 0.933 | 1.025 | 1.381 | 1.464 | 1.587 | 1.854 | 1.993 | 2.277 | 2.552 | 2.628 | 2.781 | 2.818 | 3.01 | 3.013 | 3 | 2.988 | 2.98 | 2.975 | 2.971 | NPgY | GSP | NG FES - System Transformation | Total installed storage capacity (MW)
NG FES - System Transformation | Srg_BB001_NPgAggregate | MW | NPgY | THURCROFT | Total installed storage capacity (MW) | THUR_6 | 49.9 | 49.935 | 51.154 | 52.47 | 53.806 | 53.925 | 54.058 | 54.262 | 54.437 | 54.649 | 54.819 | 55.022 | 55.238 | 55.463 | 55.768 | 59.571 | 59.891 | 60.439 | 62.726 | 63.161 | 66.103 | 69.122 | 69.516 | 71.435 | 71.802 | 74.302 | 74.687 | 75.128 | 75.574 | 76.03 | 76.496 | 76.972 | NPgY | GSP | NG FES - System Transformation | Total installed storage capacity (MW)
NG FES - System Transformation | Srg_BB001_NPgAggregate | MW | NPgY | WEST MELTON / THORPE MARSH | Total installed storage capacity (MW) | WMEL_THOM | 19.999 | 20.07 | 21.216 | 22.334 | 23.384 | 23.5 | 23.642 | 23.81 | 24.014 | 24.25 | 24.514 | 24.803 | 25.126 | 25.482 | 25.868 | 29.281 | 29.724 | 30.351 | 32.473 | 33.002 | 35.762 | 38.624 | 39.243 | 41.237 | 41.91 | 44.442 | 45.284 | 46.342 | 47.4 | 48.463 | 49.533 | 50.612 | NPgY | GSP | NG FES - System Transformation | Total installed storage capacity (MW)
NG FES - System Transformation | Srg_BB001_NPgAggregate | MW | NPgY | WEST MELTON SECTION 3 | Total installed storage capacity (MW) | WMEL_BB3 | 1.2 | 1.263 | 2.648 | 4.17 | 5.595 | 5.74 | 5.891 | 6.106 | 6.301 | 6.517 | 6.753 | 7.012 | 7.299 | 7.616 | 7.958 | 12.53 | 12.923 | 13.559 | 16.277 | 16.746 | 20.329 | 24.04 | 24.589 | 27.054 | 27.651 | 30.84 | 31.511 | 32.246 | 33.001 | 33.776 | 34.572 | 35.39 | NPgY | GSP | NG FES - System Transformation | Total installed storage capacity (MW)
NG FES - System Transformation | Srg_BB001_NPgAggregate | MW | NPgY | WINCOBANK | Total installed storage capacity (MW) | WIBA_3 | 0 | 0.003 | 0.124 | 0.28 | 0.425 | 0.439 | 0.45 | 0.471 | 0.483 | 0.493 | 0.504 | 0.516 | 0.53 | 0.544 | 0.559 | 1.019 | 1.037 | 1.078 | 1.338 | 1.359 | 1.707 | 2.066 | 2.091 | 2.316 | 2.343 | 2.642 | 2.659 | 2.658 | 2.661 | 2.667 | 2.677 | 2.69 | NPgY | GSP | NG FES - System Transformation | Total installed storage capacity (MW)
NPg Planning Scenario | Srg_BB001_NPgAggregate | MW | NPgN | BLYTH 66kV | Total installed storage capacity (MW) | BLYTB1 | 0 | 0.046 | 1.923 | 3.815 | 5.742 | 6.031 | 6.434 | 16.854 | 17.673 | 18.488 | 19.279 | 20.169 | 21.149 | 28.254 | 39.849 | 41.175 | 42.589 | 44.14 | 45.8 | 47.587 | 49.347 | 51.18 | 53.137 | 57.988 | 60.048 | 62.179 | 64.375 | 66.671 | 69.056 | 71.53 | 79.298 | 81.96 | NPgN | GSP | NPg Planning Scenario | Total installed storage capacity (MW)
NPg Planning Scenario | Srg_BB001_NPgAggregate | MW | NPgN | BLYTH 132kV | Total installed storage capacity (MW) | BLYTH132 | 0 | 0.014 | 2.987 | 5.972 | 8.959 | 9.069 | 9.219 | 11.653 | 11.925 | 12.218 | 12.478 | 12.781 | 13.109 | 17.815 | 25.716 | 26.175 | 26.66 | 27.206 | 27.792 | 28.431 | 29.022 | 29.623 | 30.268 | 32.964 | 33.612 | 34.273 | 34.945 | 35.65 | 36.38 | 37.138 | 41.671 | 42.486 | NPgN | GSP | NPg Planning Scenario | Total installed storage capacity (MW)
NPg Planning Scenario | Srg_BB001_NPgAggregate | MW | NPgN | FOURSTONES | Total installed storage capacity (MW) | FOUR_1 | 0 | 0.004 | 0.16 | 0.314 | 0.475 | 0.513 | 0.564 | 0.644 | 0.721 | 0.816 | 0.895 | 0.991 | 1.094 | 1.355 | 1.761 | 1.908 | 2.064 | 2.243 | 2.435 | 2.647 | 2.833 | 3.019 | 3.219 | 3.473 | 3.666 | 3.861 | 4.056 | 4.262 | 4.474 | 4.694 | 5.054 | 5.291 | NPgN | GSP | NPg Planning Scenario | Total installed storage capacity (MW)
NPg Planning Scenario | Srg_BB001_NPgAggregate | MW | NPgN | HARTMOOR | Total installed storage capacity (MW) | HARM_6 | 0 | 0.017 | 0.835 | 1.657 | 2.494 | 2.613 | 2.777 | 3.243 | 3.504 | 3.813 | 4.111 | 4.455 | 4.836 | 6.219 | 8.379 | 8.902 | 9.458 | 10.075 | 10.736 | 11.452 | 12.14 | 12.852 | 13.613 | 14.824 | 15.613 | 16.424 | 17.257 | 18.128 | 19.033 | 19.971 | 21.78 | 22.789 | NPgN | GSP | NPg Planning Scenario | Total installed storage capacity (MW)
NPg Planning Scenario | Srg_BB001_NPgAggregate | MW | NPgN | HAWTHORN PIT GRID | Total installed storage capacity (MW) | HAWP_6 | 0 | 0.023 | 1.096 | 2.178 | 3.276 | 3.423 | 3.627 | 4.781 | 5.118 | 5.506 | 5.891 | 6.33 | 6.818 | 8.864 | 12.086 | 12.75 | 13.458 | 14.237 | 15.072 | 15.973 | 16.855 | 17.772 | 18.752 | 20.453 | 21.481 | 22.543 | 23.636 | 24.78 | 25.968 | 27.2 | 29.782 | 31.108 | NPgN | GSP | NPg Planning Scenario | Total installed storage capacity (MW)
NPg Planning Scenario | Srg_BB001_NPgAggregate | MW | NPgN | KNARESBOROUGH | Total installed storage capacity (MW) | KNARE_111 | 0 | 0.036 | 3.231 | 6.436 | 9.671 | 9.948 | 10.326 | 10.894 | 11.475 | 12.18 | 12.82 | 13.573 | 14.397 | 18.857 | 26.094 | 27.246 | 28.467 | 29.84 | 31.316 | 32.925 | 34.414 | 35.932 | 37.563 | 40.823 | 42.463 | 44.138 | 45.843 | 47.631 | 49.482 | 51.405 | 56.474 | 58.541 | NPgN | GSP | NPg Planning Scenario | Total installed storage capacity (MW)
NPg Planning Scenario | Srg_BB001_NPgAggregate | MW | NPgN | LACKENBY | Total installed storage capacity (MW) | LACK_6 | 6 | 6.035 | 7.144 | 8.262 | 9.409 | 9.633 | 9.945 | 11.724 | 12.239 | 12.831 | 13.412 | 14.079 | 14.816 | 17.307 | 21.151 | 22.158 | 23.232 | 24.416 | 25.684 | 27.054 | 28.389 | 29.774 | 31.256 | 33.533 | 35.081 | 36.68 | 38.324 | 40.044 | 41.83 | 43.683 | 47.058 | 49.051 | NPgN | GSP | NPg Planning Scenario | Total installed storage capacity (MW)
NPg Planning Scenario | Srg_BB001_NPgAggregate | MW | NPgN | NORTON | Total installed storage capacity (MW) | NORT_1 | 2.5 | 2.59 | 9.714 | 16.869 | 24.091 | 24.739 | 25.627 | 28.593 | 30.004 | 31.677 | 33.247 | 35.074 | 37.082 | 47.884 | 65.333 | 68.112 | 71.067 | 74.359 | 77.895 | 81.732 | 85.365 | 89.096 | 93.097 | 101.1 | 105.193 | 109.393 | 113.688 | 118.186 | 122.85 | 127.692 | 140.14 | 145.347 | NPgN | GSP | NPg Planning Scenario | Total installed storage capacity (MW)
NPg Planning Scenario | Srg_BB001_NPgAggregate | MW | NPgN | OFFERTON | Total installed storage capacity (MW) | OFFE_3 | 0 | 0.012 | 0.22 | 0.43 | 0.652 | 0.73 | 0.838 | 1.449 | 1.517 | 1.687 | 1.869 | 2.087 | 2.334 | 2.901 | 3.731 | 4.073 | 4.438 | 4.844 | 5.279 | 5.751 | 6.208 | 6.682 | 7.189 | 7.827 | 8.355 | 8.899 | 9.458 | 10.044 | 10.651 | 11.282 | 12.184 | 12.862 | NPgN | GSP | NPg Planning Scenario | Total installed storage capacity (MW)
NPg Planning Scenario | Srg_BB001_NPgAggregate | MW | NPgN | OSBALDWICK | Total installed storage capacity (MW) | OSBA_1 | 3.244 | 3.305 | 11.211 | 19.148 | 27.119 | 27.591 | 28.233 | 33.245 | 34.307 | 35.531 | 36.629 | 37.915 | 39.317 | 51.504 | 71.698 | 73.658 | 75.736 | 78.069 | 80.578 | 83.312 | 85.842 | 88.418 | 91.186 | 98.926 | 101.708 | 104.548 | 107.438 | 110.467 | 113.605 | 116.863 | 129.434 | 132.937 | NPgN | GSP | NPg Planning Scenario | Total installed storage capacity (MW)
NPg Planning Scenario | Srg_BB001_NPgAggregate | MW | NPgN | POPPLETON | Total installed storage capacity (MW) | POPP_3 | 0 | 0.009 | 0.405 | 0.803 | 1.209 | 1.274 | 1.363 | 1.495 | 1.632 | 1.798 | 1.954 | 2.136 | 2.336 | 2.971 | 3.954 | 4.231 | 4.525 | 4.854 | 5.206 | 5.588 | 5.95 | 6.322 | 6.72 | 7.306 | 7.713 | 8.131 | 8.558 | 9.006 | 9.469 | 9.951 | 10.811 | 11.329 | NPgN | GSP | NPg Planning Scenario | Total installed storage capacity (MW)
NPg Planning Scenario | Srg_BB001_NPgAggregate | MW | NPgN | SALTHOLME | Total installed storage capacity (MW) | SALH_1 | 0 | 0 | 0.456 | 0.914 | 1.369 | 1.375 | 1.382 | 1.413 | 1.424 | 1.437 | 1.446 | 1.458 | 1.47 | 2.029 | 2.984 | 3.002 | 3.022 | 3.045 | 3.069 | 3.097 | 3.119 | 3.14 | 3.164 | 3.444 | 3.465 | 3.485 | 3.504 | 3.525 | 3.546 | 3.569 | 4.061 | 4.085 | NPgN | GSP | NPg Planning Scenario | Total installed storage capacity (MW)
NPg Planning Scenario | Srg_BB001_NPgAggregate | MW | NPgN | SOUTH SHIELDS | Total installed storage capacity (MW) | SSHI_3 | 35 | 35.01 | 35.222 | 35.435 | 35.659 | 35.732 | 35.832 | 36.277 | 36.363 | 36.527 | 36.692 | 36.891 | 37.113 | 37.618 | 38.365 | 38.674 | 39.005 | 39.374 | 39.771 | 40.202 | 40.611 | 41.031 | 41.482 | 42.043 | 42.506 | 42.98 | 43.466 | 43.974 | 44.502 | 45.05 | 45.84 | 46.429 | NPgN | GSP | NPg Planning Scenario | Total installed storage capacity (MW)
NPg Planning Scenario | Srg_BB001_NPgAggregate | MW | NPgN | SPADEADAM | Total installed storage capacity (MW) | KIELD01 and SPAD20 | 0 | 0.002 | 0.113 | 0.224 | 0.337 | 0.353 | 0.374 | 0.934 | 0.961 | 0.999 | 1.032 | 1.071 | 1.115 | 1.486 | 2.103 | 2.164 | 2.23 | 2.304 | 2.384 | 2.472 | 2.55 | 2.629 | 2.714 | 2.948 | 3.032 | 3.116 | 3.202 | 3.291 | 3.384 | 3.48 | 3.859 | 3.962 | NPgN | GSP | NPg Planning Scenario | Total installed storage capacity (MW)
NPg Planning Scenario | Srg_BB001_NPgAggregate | MW | NPgN | SPENNYMOOR | Total installed storage capacity (MW) | SPEN_1 | 0 | 0.052 | 5.635 | 11.245 | 16.884 | 17.256 | 17.765 | 21.359 | 22.204 | 23.175 | 24.084 | 25.138 | 26.296 | 35.059 | 49.458 | 51.058 | 52.758 | 54.651 | 56.683 | 58.887 | 60.978 | 63.127 | 65.431 | 71.261 | 73.621 | 76.045 | 78.524 | 81.12 | 83.812 | 86.607 | 95.969 | 98.974 | NPgN | GSP | NPg Planning Scenario | Total installed storage capacity (MW)
NPg Planning Scenario | Srg_BB001_NPgAggregate | MW | NPgN | STELLA NORTH | Total installed storage capacity (MW) | STEN_1 | 0 | 0.036 | 1.455 | 2.878 | 4.338 | 4.602 | 4.964 | 7.131 | 7.359 | 7.926 | 8.505 | 9.21 | 10 | 12.756 | 17.058 | 18.165 | 19.347 | 20.671 | 22.096 | 23.646 | 25.109 | 26.61 | 28.223 | 30.675 | 32.321 | 34.009 | 35.735 | 37.543 | 39.418 | 41.364 | 44.992 | 47.086 | NPgN | GSP | NPg Planning Scenario | Total installed storage capacity (MW)
NPg Planning Scenario | Srg_BB001_NPgAggregate | MW | NPgN | STELLA SOUTH | Total installed storage capacity (MW) | STES_1 | 0 | 0.031 | 3.402 | 6.788 | 10.192 | 10.418 | 10.727 | 14.638 | 15.182 | 15.783 | 16.338 | 16.979 | 17.682 | 23.684 | 33.598 | 34.569 | 35.6 | 36.748 | 37.98 | 39.318 | 40.583 | 41.883 | 43.277 | 47.137 | 48.562 | 50.025 | 51.521 | 53.087 | 54.711 | 56.397 | 62.659 | 64.472 | NPgN | GSP | NPg Planning Scenario | Total installed storage capacity (MW)
NPg Planning Scenario | Srg_BB001_NPgAggregate | MW | NPgN | TYNEMOUTH | Total installed storage capacity (MW) | TYNE_1 | 0 | 0.031 | 1.042 | 2.059 | 3.104 | 3.316 | 3.607 | 4.77 | 5.233 | 5.782 | 6.314 | 6.929 | 7.609 | 9.678 | 12.845 | 13.777 | 14.771 | 15.87 | 17.049 | 18.325 | 19.556 | 20.83 | 22.193 | 24.171 | 25.585 | 27.043 | 28.54 | 30.107 | 31.733 | 33.42 | 36.315 | 38.13 | NPgN | GSP | NPg Planning Scenario | Total installed storage capacity (MW)
NPg Planning Scenario | Srg_BB001_NPgAggregate | MW | NPgN | WEST BOLDON | Total installed storage capacity (MW) | WBOL_6 | 2.7 | 2.742 | 3.496 | 4.255 | 5.056 | 5.34 | 5.733 | 6.97 | 7.598 | 8.338 | 9.058 | 9.887 | 10.804 | 12.741 | 15.549 | 16.806 | 18.145 | 19.627 | 21.217 | 22.935 | 24.595 | 26.313 | 28.152 | 30.412 | 32.322 | 34.29 | 36.31 | 38.425 | 40.62 | 42.898 | 46.07 | 48.521 | NPgN | GSP | NPg Planning Scenario | Total installed storage capacity (MW)
NPg Planning Scenario | Srg_BB001_NPgAggregate | MW | NPgY | BRADFORD WEST | Total installed storage capacity (MW) | BRAW_1 | 0 | 0.092 | 1.125 | 2.237 | 3.498 | 4.05 | 4.825 | 5.939 | 9.248 | 10.703 | 12.21 | 13.924 | 15.838 | 19.36 | 28.164 | 31.639 | 36.708 | 40.374 | 44.141 | 51.089 | 56.135 | 60.189 | 64.407 | 68.623 | 72.999 | 77.498 | 82.114 | 88.763 | 93.728 | 98.863 | 104.182 | 109.679 | NPgY | GSP | NPg Planning Scenario | Total installed storage capacity (MW)
NPg Planning Scenario | Srg_BB001_NPgAggregate | MW | NPgY | CAMBLESFORTH | Total installed storage capacity (MW) | CAMB_01 | 0 | 0.009 | 0.271 | 0.587 | 1.025 | 1.133 | 1.275 | 1.5 | 2.278 | 2.542 | 2.744 | 2.994 | 3.259 | 3.921 | 5.938 | 6.39 | 7.231 | 7.752 | 8.305 | 9.585 | 10.338 | 10.834 | 11.363 | 11.815 | 12.296 | 12.77 | 13.237 | 14.112 | 14.616 | 15.138 | 15.68 | 16.239 | NPgY | GSP | NPg Planning Scenario | Total installed storage capacity (MW)
NPg Planning Scenario | Srg_BB001_NPgAggregate | MW | NPgY | CREYKE BECK | Total installed storage capacity (MW) | CREB_1 | 49.9 | 50.002 | 53.332 | 58.028 | 61.959 | 62.855 | 63.842 | 65.677 | 80.812 | 82.304 | 83.937 | 85.755 | 87.798 | 99.521 | 139.94 | 141.463 | 151.98 | 154.248 | 156.871 | 174.064 | 182.253 | 185.63 | 189.365 | 193.339 | 197.575 | 202.058 | 206.771 | 219.383 | 224.563 | 229.957 | 235.579 | 241.424 | NPgY | GSP | NPg Planning Scenario | Total installed storage capacity (MW)
NPg Planning Scenario | Srg_BB001_NPgAggregate | MW | NPgY | DRAX | Total installed storage capacity (MW) | DRAX_YEDL | 0 | 0.012 | 0.556 | 1.116 | 1.71 | 1.818 | 1.963 | 2.185 | 3.822 | 4.091 | 4.319 | 4.592 | 4.887 | 6.166 | 10.821 | 11.68 | 13.513 | 14.338 | 15.15 | 17.897 | 19.359 | 20.097 | 20.837 | 21.502 | 22.179 | 22.847 | 23.504 | 25.332 | 26.022 | 26.731 | 27.461 | 28.209 | NPgY | GSP | NPg Planning Scenario | Total installed storage capacity (MW)
NPg Planning Scenario | Srg_BB001_NPgAggregate | MW | NPgY | ELLAND | Total installed storage capacity (MW) | ELLA_1 | 0 | 0.069 | 0.875 | 1.716 | 2.611 | 3.007 | 3.565 | 4.36 | 6.947 | 7.997 | 9.111 | 10.37 | 11.78 | 14.493 | 21.243 | 23.534 | 27.081 | 29.574 | 32.169 | 37.085 | 40.652 | 43.533 | 46.556 | 49.624 | 52.819 | 56.124 | 59.533 | 64.375 | 68.056 | 71.867 | 75.819 | 79.907 | NPgY | GSP | NPg Planning Scenario | Total installed storage capacity (MW)
NPg Planning Scenario | Srg_BB001_NPgAggregate | MW | NPgY | FERRYBRIDGE A | Total installed storage capacity (MW) | FERRA2 | 0 | 0.022 | 0.785 | 1.854 | 3.167 | 3.471 | 3.838 | 4.472 | 7.314 | 7.956 | 8.438 | 9.035 | 9.668 | 11.914 | 19.234 | 19.958 | 22.205 | 23.195 | 24.305 | 27.962 | 29.844 | 30.853 | 31.977 | 32.927 | 33.96 | 34.99 | 36.009 | 38.373 | 39.491 | 40.658 | 41.874 | 43.133 | NPgY | GSP | NPg Planning Scenario | Total installed storage capacity (MW)
NPg Planning Scenario | Srg_BB001_NPgAggregate | MW | NPgY | FERRYBRIDGE B | Total installed storage capacity (MW) | FERRB9 | 0 | 0.048 | 1.99 | 4.319 | 6.446 | 6.868 | 7.375 | 8.241 | 15.505 | 16.355 | 17.185 | 18.138 | 19.192 | 24.811 | 44.199 | 45.222 | 50.51 | 51.903 | 53.469 | 62.07 | 66.217 | 67.999 | 69.958 | 71.917 | 74.007 | 76.183 | 78.435 | 84.517 | 86.985 | 89.554 | 92.229 | 95.006 | NPgY | GSP | NPg Planning Scenario | Total installed storage capacity (MW)
NPg Planning Scenario | Srg_BB001_NPgAggregate | MW | NPgY | GRIMSBY WEST | Total installed storage capacity (MW) | GRIW_1 | 0 | 0.035 | 1.253 | 2.739 | 4.835 | 5.317 | 5.943 | 6.951 | 10.533 | 11.696 | 12.528 | 13.577 | 14.679 | 17.622 | 26.946 | 28.9 | 32.664 | 34.924 | 37.319 | 43.127 | 46.411 | 48.45 | 50.632 | 52.405 | 54.297 | 56.136 | 57.914 | 61.604 | 63.519 | 65.507 | 67.566 | 69.689 | NPgY | GSP | NPg Planning Scenario | Total installed storage capacity (MW)
NPg Planning Scenario | Srg_BB001_NPgAggregate | MW | NPgY | JORDANTHORPE | Total installed storage capacity (MW) | JORD_3 | 0 | 0.011 | 0.146 | 0.341 | 0.598 | 0.689 | 0.808 | 0.994 | 1.504 | 1.719 | 1.914 | 2.143 | 2.394 | 2.891 | 4.166 | 4.527 | 5.124 | 5.549 | 6.004 | 6.873 | 7.467 | 7.934 | 8.434 | 8.91 | 9.412 | 9.925 | 10.447 | 11.203 | 11.769 | 12.356 | 12.966 | 13.597 | NPgY | GSP | NPg Planning Scenario | Total installed storage capacity (MW)
NPg Planning Scenario | Srg_BB001_NPgAggregate | MW | NPgY | KEADBY | Total installed storage capacity (MW) | KEAD_YEDL | 0 | 0.049 | 4.683 | 9.237 | 13.585 | 14.088 | 14.755 | 15.798 | 29.677 | 30.92 | 31.915 | 33.129 | 34.428 | 44.566 | 83.354 | 86.766 | 98.677 | 102.074 | 105.465 | 124.391 | 133.109 | 136.138 | 139.22 | 141.92 | 144.7 | 147.425 | 150.096 | 161.697 | 164.517 | 167.421 | 170.411 | 173.479 | NPgY | GSP | NPg Planning Scenario | Total installed storage capacity (MW)
NPg Planning Scenario | Srg_BB001_NPgAggregate | MW | NPgY | KIRKSTALL B | Total installed storage capacity (MW) | KIRKB1 | 0 | 0.039 | 0.643 | 1.852 | 2.961 | 3.322 | 3.719 | 4.459 | 8.229 | 8.838 | 9.472 | 10.186 | 10.984 | 14.086 | 23.347 | 23.135 | 24.974 | 25.287 | 25.845 | 29.125 | 30.777 | 31.698 | 32.835 | 34.079 | 35.463 | 36.965 | 38.571 | 41.426 | 43.237 | 45.14 | 47.138 | 49.227 | NPgY | GSP | NPg Planning Scenario | Total installed storage capacity (MW)
NPg Planning Scenario | Srg_BB001_NPgAggregate | MW | NPgY | NEEPSEND | Total installed storage capacity (MW) | NEEP_3 | 0 | 0.017 | 0.131 | 0.26 | 0.399 | 0.491 | 0.62 | 0.804 | 1.215 | 1.458 | 1.726 | 2.027 | 2.366 | 2.88 | 3.908 | 4.433 | 5.127 | 5.702 | 6.303 | 7.217 | 7.976 | 8.664 | 9.387 | 10.133 | 10.911 | 11.719 | 12.557 | 13.602 | 14.507 | 15.445 | 16.418 | 17.426 | NPgY | GSP | NPg Planning Scenario | Total installed storage capacity (MW)
NPg Planning Scenario | Srg_BB001_NPgAggregate | MW | NPgY | NORTON LEES | Total installed storage capacity (MW) | NORL_3 | 0 | 0.017 | 0.13 | 0.291 | 0.54 | 0.662 | 0.828 | 1.075 | 1.465 | 1.775 | 2.071 | 2.415 | 2.795 | 3.298 | 4.22 | 4.818 | 5.543 | 6.216 | 6.924 | 7.89 | 8.694 | 9.439 | 10.227 | 10.994 | 11.799 | 12.624 | 13.467 | 14.478 | 15.389 | 16.333 | 17.313 | 18.326 | NPgY | GSP | NPg Planning Scenario | Total installed storage capacity (MW)
NPg Planning Scenario | Srg_BB001_NPgAggregate | MW | NPgY | PITSMOOR 3/4 | Total installed storage capacity (MW) | PITS_BB_B | 0 | 0.007 | 0.058 | 0.125 | 0.216 | 0.264 | 0.329 | 0.425 | 0.603 | 0.725 | 0.847 | 0.987 | 1.143 | 1.365 | 1.796 | 2.04 | 2.35 | 2.622 | 2.908 | 3.321 | 3.66 | 3.969 | 4.295 | 4.619 | 4.958 | 5.308 | 5.666 | 6.107 | 6.494 | 6.896 | 7.313 | 7.744 | NPgY | GSP | NPg Planning Scenario | Total installed storage capacity (MW)
NPg Planning Scenario | Srg_BB001_NPgAggregate | MW | NPgY | SALTEND NORTH | Total installed storage capacity (MW) | SALT_1 | 0 | 0.013 | 0.265 | 0.701 | 1.564 | 1.803 | 2.108 | 2.61 | 3.306 | 3.871 | 4.237 | 4.714 | 5.205 | 5.872 | 7.575 | 8.617 | 9.878 | 11.035 | 12.242 | 14.078 | 15.296 | 16.245 | 17.249 | 18.002 | 18.804 | 19.558 | 20.261 | 21.343 | 22.092 | 22.868 | 23.669 | 24.49 | NPgY | GSP | NPg Planning Scenario | Total installed storage capacity (MW)
NPg Planning Scenario | Srg_BB001_NPgAggregate | MW | NPgY | SHEFFIELD CITY | Total installed storage capacity (MW) | SHEC_3 | 0 | 0.009 | 0.152 | 0.439 | 1.05 | 1.223 | 1.443 | 1.808 | 2.202 | 2.609 | 2.865 | 3.203 | 3.549 | 3.947 | 4.766 | 5.347 | 6.001 | 6.71 | 7.474 | 8.455 | 9.139 | 9.729 | 10.373 | 10.837 | 11.344 | 11.819 | 12.26 | 12.804 | 13.281 | 13.778 | 14.293 | 14.823 | NPgY | GSP | NPg Planning Scenario | Total installed storage capacity (MW)
NPg Planning Scenario | Srg_BB001_NPgAggregate | MW | NPgY | SKELTON GRANGE | Total installed storage capacity (MW) | SKLGB1 | 0 | 0.099 | 5.468 | 7.419 | 9.216 | 9.107 | 9.527 | 9.235 | 15.749 | 17.265 | 18.867 | 20.711 | 22.779 | 28.587 | 44.432 | 45.377 | 49.664 | 51.595 | 53.989 | 60.928 | 65.175 | 68.26 | 71.782 | 75.455 | 79.432 | 83.647 | 88.075 | 94.669 | 99.576 | 104.702 | 110.058 | 115.634 | NPgY | GSP | NPg Planning Scenario | Total installed storage capacity (MW)
NPg Planning Scenario | Srg_BB001_NPgAggregate | MW | NPgY | TEMPLEBOROUGH 275/33KV | Total installed storage capacity (MW) | TEMP_3 | 0 | 0.001 | 0.127 | 0.37 | 0.809 | 0.907 | 1.023 | 1.231 | 1.661 | 1.868 | 1.966 | 2.11 | 2.249 | 2.565 | 3.562 | 3.734 | 4.081 | 4.345 | 4.648 | 5.262 | 5.561 | 5.733 | 5.939 | 6.023 | 6.129 | 6.209 | 6.26 | 6.446 | 6.505 | 6.57 | 6.638 | 6.707 | NPgY | GSP | NPg Planning Scenario | Total installed storage capacity (MW)
NPg Planning Scenario | Srg_BB001_NPgAggregate | MW | NPgY | THURCROFT | Total installed storage capacity (MW) | THUR_6 | 49.9 | 49.935 | 51.225 | 52.634 | 54.107 | 54.414 | 54.817 | 55.449 | 59.603 | 60.336 | 60.988 | 61.758 | 62.598 | 65.919 | 77.066 | 78.383 | 82.062 | 83.572 | 85.172 | 90.914 | 93.951 | 95.554 | 97.261 | 98.862 | 100.55 | 102.263 | 103.997 | 108.062 | 109.939 | 111.884 | 113.903 | 115.99 | NPgY | GSP | NPg Planning Scenario | Total installed storage capacity (MW)
NPg Planning Scenario | Srg_BB001_NPgAggregate | MW | NPgY | WEST MELTON / THORPE MARSH | Total installed storage capacity (MW) | WMEL_THOM | 19.999 | 20.07 | 21.3 | 22.469 | 23.474 | 23.83 | 24.344 | 25.054 | 28.941 | 29.909 | 31.012 | 32.238 | 33.625 | 37.252 | 47.876 | 50.379 | 55.038 | 57.635 | 60.288 | 66.928 | 71.226 | 74.229 | 77.341 | 80.562 | 83.893 | 87.346 | 90.92 | 96.928 | 100.773 | 104.748 | 108.865 | 113.122 | NPgY | GSP | NPg Planning Scenario | Total installed storage capacity (MW)
NPg Planning Scenario | Srg_BB001_NPgAggregate | MW | NPgY | WEST MELTON SECTION 3 | Total installed storage capacity (MW) | WMEL_BB3 | 1.2 | 1.263 | 2.709 | 4.232 | 5.506 | 5.858 | 6.335 | 7.042 | 12.061 | 12.923 | 13.901 | 14.988 | 16.217 | 20.503 | 34.007 | 35.768 | 40.407 | 42.376 | 44.45 | 51.445 | 55.489 | 57.937 | 60.521 | 63.229 | 66.055 | 69.006 | 72.078 | 77.973 | 81.301 | 84.75 | 88.331 | 92.039 | NPgY | GSP | NPg Planning Scenario | Total installed storage capacity (MW)
NPg Planning Scenario | Srg_BB001_NPgAggregate | MW | NPgY | WINCOBANK | Total installed storage capacity (MW) | WIBA_3 | 0 | 0.003 | 0.125 | 0.273 | 0.393 | 0.416 | 0.441 | 0.486 | 0.97 | 1.009 | 1.053 | 1.102 | 1.157 | 1.526 | 2.803 | 2.804 | 3.093 | 3.125 | 3.171 | 3.665 | 3.883 | 3.956 | 4.043 | 4.139 | 4.245 | 4.358 | 4.48 | 4.836 | 4.972 | 5.114 | 5.263 | 5.418 | NPgY | GSP | NPg Planning Scenario | Total installed storage capacity (MW)
NG FES - Consumer Transformation | Srg_BB001 | MW | NPgN | BLYTH 66kV | Non Domestic battery storage installed capacity (MW) | BLYTB1 | 0 | 0 | 3.037 | 6.069 | 9.106 | 9.175 | 9.26 | 26.941 | 27.279 | 27.507 | 27.591 | 27.729 | 27.838 | 33.32 | 33.55 | 33.726 | 33.901 | 34.131 | 34.385 | 34.681 | 34.847 | 34.976 | 42.758 | 48.389 | 48.444 | 48.474 | 48.475 | 48.482 | 48.483 | 48.486 | 53.666 | 53.668 | NPgN | GSP | NG FES - Consumer Transformation | Non Domestic battery storage installed capacity (MW)
NG FES - Consumer Transformation | Srg_BB001 | MW | NPgN | BLYTH 132kV | Non Domestic battery storage installed capacity (MW) | BLYTH132 | 0 | 0 | 5.147 | 10.303 | 15.449 | 15.496 | 15.552 | 19.58 | 19.712 | 19.831 | 19.875 | 19.953 | 20.018 | 23.961 | 24.111 | 24.224 | 24.338 | 24.489 | 24.655 | 24.85 | 24.959 | 25.043 | 30.64 | 34.693 | 34.729 | 34.749 | 34.749 | 34.752 | 34.752 | 34.754 | 38.485 | 38.486 | NPgN | GSP | NG FES - Consumer Transformation | Non Domestic battery storage installed capacity (MW)
NG FES - Consumer Transformation | Srg_BB001 | MW | NPgN | FOURSTONES | Non Domestic battery storage installed capacity (MW) | FOUR_1 | 0 | 0 | 0.244 | 0.483 | 0.726 | 0.747 | 0.772 | 0.813 | 0.848 | 0.894 | 0.91 | 0.942 | 0.969 | 1.128 | 1.186 | 1.235 | 1.285 | 1.351 | 1.425 | 1.51 | 1.558 | 1.596 | 1.831 | 1.982 | 1.998 | 2.007 | 2.006 | 2.007 | 2.008 | 2.008 | 2.138 | 2.139 | NPgN | GSP | NG FES - Consumer Transformation | Non Domestic battery storage installed capacity (MW)
NG FES - Consumer Transformation | Srg_BB001 | MW | NPgN | HARTMOOR | Non Domestic battery storage installed capacity (MW) | HARM_6 | 0 | 0 | 1.332 | 2.663 | 3.996 | 4.033 | 4.077 | 4.553 | 4.621 | 4.706 | 4.728 | 4.794 | 4.844 | 5.752 | 5.86 | 5.95 | 6.04 | 6.161 | 6.292 | 6.449 | 6.536 | 6.603 | 7.905 | 8.823 | 8.852 | 8.867 | 8.867 | 8.87 | 8.869 | 8.87 | 9.702 | 9.702 | NPgN | GSP | NG FES - Consumer Transformation | Non Domestic battery storage installed capacity (MW)
NG FES - Consumer Transformation | Srg_BB001 | MW | NPgN | HAWTHORN PIT GRID | Non Domestic battery storage installed capacity (MW) | HAWP_6 | 0 | 0 | 1.755 | 3.509 | 5.265 | 5.303 | 5.348 | 6.953 | 7.036 | 7.127 | 7.155 | 7.221 | 7.273 | 8.669 | 8.782 | 8.874 | 8.967 | 9.09 | 9.227 | 9.386 | 9.476 | 9.545 | 11.536 | 12.958 | 12.988 | 13.003 | 13.002 | 13.006 | 13.006 | 13.007 | 14.304 | 14.304 | NPgN | GSP | NG FES - Consumer Transformation | Non Domestic battery storage installed capacity (MW)
NG FES - Consumer Transformation | Srg_BB001 | MW | NPgN | KNARESBOROUGH | Non Domestic battery storage installed capacity (MW) | KNARE_111 | 0 | 0 | 5.393 | 10.781 | 16.174 | 16.288 | 16.427 | 16.663 | 16.856 | 17.111 | 17.188 | 17.38 | 17.532 | 20.855 | 21.188 | 21.466 | 21.743 | 22.114 | 22.523 | 23.004 | 23.273 | 23.481 | 28.233 | 31.6 | 31.69 | 31.735 | 31.735 | 31.744 | 31.744 | 31.746 | 34.808 | 34.809 | NPgN | GSP | NG FES - Consumer Transformation | Non Domestic battery storage installed capacity (MW)
NG FES - Consumer Transformation | Srg_BB001 | MW | NPgN | LACKENBY | Non Domestic battery storage installed capacity (MW) | LACK_6 | 6 | 6 | 7.747 | 9.486 | 11.234 | 11.295 | 11.369 | 13.857 | 13.991 | 14.137 | 14.183 | 14.288 | 14.372 | 15.949 | 16.127 | 16.277 | 16.426 | 16.625 | 16.844 | 17.103 | 17.247 | 17.358 | 19.616 | 21.21 | 21.258 | 21.283 | 21.282 | 21.288 | 21.288 | 21.289 | 22.735 | 22.735 | NPgN | GSP | NG FES - Consumer Transformation | Non Domestic battery storage installed capacity (MW)
NG FES - Consumer Transformation | Srg_BB001 | MW | NPgN | NORTON | Non Domestic battery storage installed capacity (MW) | NORT_1 | 2.5 | 2.5 | 14.483 | 26.457 | 38.442 | 38.672 | 38.95 | 42.356 | 42.781 | 43.307 | 43.462 | 43.857 | 44.167 | 52.136 | 52.815 | 53.376 | 53.936 | 54.683 | 55.507 | 56.475 | 57.017 | 57.435 | 68.812 | 76.921 | 77.1 | 77.192 | 77.193 | 77.21 | 77.21 | 77.216 | 84.61 | 84.61 | NPgN | GSP | NG FES - Consumer Transformation | Non Domestic battery storage installed capacity (MW)
NG FES - Consumer Transformation | Srg_BB001 | MW | NPgN | OFFERTON | Non Domestic battery storage installed capacity (MW) | OFFE_3 | 0 | 0 | 0.295 | 0.586 | 0.882 | 0.905 | 0.932 | 1.667 | 1.583 | 1.593 | 1.589 | 1.615 | 1.638 | 1.92 | 1.98 | 2.032 | 2.085 | 2.156 | 2.237 | 2.332 | 2.385 | 2.425 | 2.837 | 3.115 | 3.131 | 3.14 | 3.14 | 3.141 | 3.14 | 3.14 | 3.386 | 3.385 | NPgN | GSP | NG FES - Consumer Transformation | Non Domestic battery storage installed capacity (MW)
NG FES - Consumer Transformation | Srg_BB001 | MW | NPgN | OSBALDWICK | Non Domestic battery storage installed capacity (MW) | OSBA_1 | 3.244 | 3.244 | 16.78 | 30.319 | 43.854 | 44.048 | 44.286 | 51.893 | 52.325 | 52.791 | 52.937 | 53.274 | 53.541 | 63.308 | 63.903 | 64.38 | 64.859 | 65.494 | 66.196 | 67.019 | 67.479 | 67.836 | 81.737 | 91.726 | 91.88 | 91.959 | 91.958 | 91.974 | 91.974 | 91.98 | 101.134 | 101.134 | NPgN | GSP | NG FES - Consumer Transformation | Non Domestic battery storage installed capacity (MW)
NG FES - Consumer Transformation | Srg_BB001 | MW | NPgN | POPPLETON | Non Domestic battery storage installed capacity (MW) | POPP_3 | 0 | 0 | 0.64 | 1.279 | 1.92 | 1.943 | 1.972 | 2.019 | 2.058 | 2.109 | 2.127 | 2.164 | 2.195 | 2.596 | 2.662 | 2.717 | 2.774 | 2.849 | 2.932 | 3.029 | 3.083 | 3.126 | 3.703 | 4.103 | 4.121 | 4.13 | 4.13 | 4.132 | 4.132 | 4.132 | 4.491 | 4.491 | NPgN | GSP | NG FES - Consumer Transformation | Non Domestic battery storage installed capacity (MW)
NG FES - Consumer Transformation | Srg_BB001 | MW | NPgN | SALTHOLME | Non Domestic battery storage installed capacity (MW) | SALH_1 | 0 | 0 | 0.8 | 1.601 | 2.401 | 2.405 | 2.41 | 2.453 | 2.46 | 2.468 | 2.471 | 2.478 | 2.483 | 2.975 | 2.987 | 2.997 | 3.006 | 3.018 | 3.031 | 3.048 | 3.056 | 3.063 | 3.761 | 4.267 | 4.271 | 4.272 | 4.272 | 4.273 | 4.272 | 4.272 | 4.741 | 4.74 | NPgN | GSP | NG FES - Consumer Transformation | Non Domestic battery storage installed capacity (MW)
NG FES - Consumer Transformation | Srg_BB001 | MW | NPgN | SOUTH SHIELDS | Non Domestic battery storage installed capacity (MW) | SSHI_3 | 35 | 35 | 35.308 | 35.612 | 35.921 | 35.947 | 35.977 | 36.478 | 36.437 | 36.465 | 36.469 | 36.503 | 36.532 | 36.79 | 36.86 | 36.919 | 36.98 | 37.061 | 37.151 | 37.258 | 37.317 | 37.363 | 37.742 | 37.993 | 38.013 | 38.023 | 38.022 | 38.024 | 38.023 | 38.024 | 38.244 | 38.244 | NPgN | GSP | NG FES - Consumer Transformation | Non Domestic battery storage installed capacity (MW)
NG FES - Consumer Transformation | Srg_BB001 | MW | NPgN | SPADEADAM | Non Domestic battery storage installed capacity (MW) | KIELD01 and SPAD20 | 0 | 0 | 0.183 | 0.365 | 0.548 | 0.556 | 0.565 | 1.506 | 1.514 | 1.529 | 1.535 | 1.546 | 1.556 | 1.854 | 1.877 | 1.895 | 1.914 | 1.938 | 1.966 | 1.998 | 2.017 | 2.03 | 2.456 | 2.761 | 2.767 | 2.77 | 2.77 | 2.771 | 2.771 | 2.771 | 3.049 | 3.049 | NPgN | GSP | NG FES - Consumer Transformation | Non Domestic battery storage installed capacity (MW)
NG FES - Consumer Transformation | Srg_BB001 | MW | NPgN | SPENNYMOOR | Non Domestic battery storage installed capacity (MW) | SPEN_1 | 0 | 0 | 9.515 | 19.034 | 28.548 | 28.677 | 28.834 | 34.161 | 34.443 | 34.753 | 34.854 | 35.075 | 35.253 | 42.11 | 42.508 | 42.825 | 43.142 | 43.564 | 44.03 | 44.576 | 44.882 | 45.118 | 54.876 | 61.895 | 61.997 | 62.049 | 62.049 | 62.059 | 62.06 | 62.063 | 68.499 | 68.499 | NPgN | GSP | NG FES - Consumer Transformation | Non Domestic battery storage installed capacity (MW)
NG FES - Consumer Transformation | Srg_BB001 | MW | NPgN | STELLA NORTH | Non Domestic battery storage installed capacity (MW) | STEN_1 | 0 | 0 | 2.266 | 4.519 | 6.787 | 6.883 | 7 | 9.712 | 9.474 | 9.556 | 9.554 | 9.676 | 9.779 | 11.551 | 11.81 | 12.032 | 12.256 | 12.56 | 12.898 | 13.298 | 13.52 | 13.69 | 16.25 | 18.028 | 18.1 | 18.136 | 18.133 | 18.139 | 18.136 | 18.137 | 19.735 | 19.734 | NPgN | GSP | NG FES - Consumer Transformation | Non Domestic battery storage installed capacity (MW)
NG FES - Consumer Transformation | Srg_BB001 | MW | NPgN | STELLA SOUTH | Non Domestic battery storage installed capacity (MW) | STES_1 | 0 | 0 | 5.744 | 11.489 | 17.231 | 17.311 | 17.408 | 23.728 | 23.939 | 24.143 | 24.203 | 24.352 | 24.464 | 29.243 | 29.492 | 29.689 | 29.886 | 30.147 | 30.435 | 30.774 | 30.963 | 31.109 | 37.903 | 42.8 | 42.863 | 42.895 | 42.896 | 42.902 | 42.902 | 42.905 | 47.4 | 47.4 | NPgN | GSP | NG FES - Consumer Transformation | Non Domestic battery storage installed capacity (MW)
NG FES - Consumer Transformation | Srg_BB001 | MW | NPgN | TYNEMOUTH | Non Domestic battery storage installed capacity (MW) | TYNE_1 | 0 | 0 | 1.587 | 3.167 | 4.756 | 4.819 | 4.896 | 6.327 | 6.441 | 6.584 | 6.627 | 6.735 | 6.82 | 8.08 | 8.263 | 8.416 | 8.571 | 8.777 | 9.005 | 9.272 | 9.421 | 9.536 | 11.348 | 12.612 | 12.662 | 12.686 | 12.686 | 12.691 | 12.691 | 12.693 | 13.832 | 13.833 | NPgN | GSP | NG FES - Consumer Transformation | Non Domestic battery storage installed capacity (MW)
NG FES - Consumer Transformation | Srg_BB001 | MW | NPgN | WEST BOLDON | Non Domestic battery storage installed capacity (MW) | WBOL_6 | 2.7 | 2.7 | 3.766 | 4.817 | 5.885 | 5.971 | 6.072 | 7.423 | 7.581 | 7.775 | 7.831 | 7.978 | 8.093 | 9.028 | 9.268 | 9.475 | 9.682 | 9.957 | 10.261 | 10.618 | 10.817 | 10.972 | 12.335 | 13.251 | 13.318 | 13.351 | 13.351 | 13.357 | 13.358 | 13.36 | 14.166 | 14.166 | NPgN | GSP | NG FES - Consumer Transformation | Non Domestic battery storage installed capacity (MW)
NG FES - Consumer Transformation | Srg_BB001 | MW | NPgY | BRADFORD WEST | Non Domestic battery storage installed capacity (MW) | BRAW_1 | 0 | 0 | 1.314 | 2.671 | 4.13 | 4.233 | 4.36 | 4.584 | 4.753 | 4.986 | 5.082 | 6.968 | 7.518 | 9.805 | 10.561 | 11.178 | 15.077 | 15.743 | 18.107 | 20.688 | 26.962 | 29.117 | 29.575 | 29.834 | 30.086 | 30.273 | 30.4 | 32.565 | 32.674 | 32.806 | 32.861 | 32.915 | NPgY | GSP | NG FES - Consumer Transformation | Non Domestic battery storage installed capacity (MW)
NG FES - Consumer Transformation | Srg_BB001 | MW | NPgY | CAMBLESFORTH | Non Domestic battery storage installed capacity (MW) | CAMB_01 | 0 | 0 | 0.389 | 0.834 | 1.41 | 1.479 | 1.563 | 1.711 | 1.823 | 1.977 | 2.041 | 2.615 | 2.737 | 3.26 | 3.484 | 3.677 | 4.608 | 4.855 | 5.49 | 6.198 | 7.592 | 8.09 | 8.252 | 8.305 | 8.371 | 8.409 | 8.417 | 8.845 | 8.853 | 8.863 | 8.869 | 8.873 | NPgY | GSP | NG FES - Consumer Transformation | Non Domestic battery storage installed capacity (MW)
NG FES - Consumer Transformation | Srg_BB001 | MW | NPgY | CREYKE BECK | Non Domestic battery storage installed capacity (MW) | CREB_1 | 49.9 | 49.9 | 56.333 | 64.26 | 71.22 | 72.498 | 72.812 | 72.971 | 73.061 | 73.151 | 73.19 | 84.849 | 84.352 | 93.002 | 92.473 | 92.069 | 107.314 | 106.983 | 114.228 | 122.059 | 146.037 | 152.741 | 152.492 | 152.247 | 152.047 | 151.868 | 151.702 | 159.551 | 159.408 | 159.237 | 159.171 | 159.099 | NPgY | GSP | NG FES - Consumer Transformation | Non Domestic battery storage installed capacity (MW)
NG FES - Consumer Transformation | Srg_BB001 | MW | NPgY | DRAX | Non Domestic battery storage installed capacity (MW) | DRAX_YEDL | 0 | 0 | 0.886 | 1.786 | 2.713 | 2.769 | 2.836 | 2.955 | 3.046 | 3.169 | 3.22 | 4.486 | 4.761 | 6.165 | 6.548 | 6.861 | 9.264 | 9.604 | 11.015 | 12.552 | 16.407 | 17.693 | 17.928 | 18.057 | 18.184 | 18.278 | 18.339 | 19.66 | 19.713 | 19.778 | 19.804 | 19.831 | NPgY | GSP | NG FES - Consumer Transformation | Non Domestic battery storage installed capacity (MW)
NG FES - Consumer Transformation | Srg_BB001 | MW | NPgY | ELLAND | Non Domestic battery storage installed capacity (MW) | ELLA_1 | 0 | 0 | 1.05 | 2.106 | 3.172 | 3.228 | 3.298 | 3.419 | 3.51 | 3.637 | 3.69 | 5.186 | 5.446 | 7.007 | 7.373 | 7.674 | 10.359 | 10.69 | 12.232 | 13.912 | 18.204 | 19.609 | 19.836 | 19.957 | 20.078 | 20.165 | 20.222 | 21.682 | 21.731 | 21.79 | 21.815 | 21.839 | NPgY | GSP | NG FES - Consumer Transformation | Non Domestic battery storage installed capacity (MW)
NG FES - Consumer Transformation | Srg_BB001 | MW | NPgY | FERRYBRIDGE A | Non Domestic battery storage installed capacity (MW) | FERRA2 | 0 | 0 | 1.297 | 2.931 | 4.82 | 5.138 | 5.379 | 5.757 | 6.039 | 6.424 | 6.583 | 8.785 | 8.918 | 10.557 | 10.923 | 11.255 | 14.212 | 14.691 | 16.497 | 18.505 | 22.908 | 24.329 | 24.634 | 24.685 | 24.78 | 24.814 | 24.784 | 26.108 | 26.083 | 26.056 | 26.049 | 26.037 | NPgY | GSP | NG FES - Consumer Transformation | Non Domestic battery storage installed capacity (MW)
NG FES - Consumer Transformation | Srg_BB001 | MW | NPgY | FERRYBRIDGE B | Non Domestic battery storage installed capacity (MW) | FERRB9 | 0 | 0 | 3.462 | 7.339 | 10.944 | 11.382 | 11.569 | 11.791 | 11.951 | 12.162 | 12.249 | 17.871 | 17.803 | 22.096 | 22.133 | 22.187 | 29.761 | 29.907 | 33.728 | 37.886 | 49.723 | 53.16 | 53.242 | 53.201 | 53.194 | 53.163 | 53.104 | 56.949 | 56.898 | 56.84 | 56.818 | 56.794 | NPgY | GSP | NG FES - Consumer Transformation | Non Domestic battery storage installed capacity (MW)
NG FES - Consumer Transformation | Srg_BB001 | MW | NPgY | GRIMSBY WEST | Non Domestic battery storage installed capacity (MW) | GRIW_1 | 0 | 0 | 1.842 | 3.969 | 6.76 | 7.104 | 7.522 | 8.261 | 8.819 | 9.588 | 9.905 | 12.632 | 13.232 | 15.717 | 16.832 | 17.792 | 22.226 | 23.454 | 26.516 | 29.937 | 36.551 | 38.935 | 39.741 | 40.006 | 40.333 | 40.519 | 40.561 | 42.581 | 42.618 | 42.67 | 42.696 | 42.715 | NPgY | GSP | NG FES - Consumer Transformation | Non Domestic battery storage installed capacity (MW)
NG FES - Consumer Transformation | Srg_BB001 | MW | NPgY | JORDANTHORPE | Non Domestic battery storage installed capacity (MW) | JORD_3 | 0 | 0 | 0.19 | 0.44 | 0.754 | 0.811 | 0.858 | 0.934 | 0.991 | 1.068 | 1.1 | 1.428 | 1.479 | 1.758 | 1.859 | 1.947 | 2.445 | 2.561 | 2.889 | 3.256 | 4 | 4.257 | 4.333 | 4.354 | 4.384 | 4.399 | 4.401 | 4.628 | 4.629 | 4.632 | 4.632 | 4.633 | NPgY | GSP | NG FES - Consumer Transformation | Non Domestic battery storage installed capacity (MW)
NG FES - Consumer Transformation | Srg_BB001 | MW | NPgY | KEADBY | Non Domestic battery storage installed capacity (MW) | KEAD_YEDL | 0 | 0 | 7.898 | 15.68 | 23.194 | 23.486 | 23.841 | 24.469 | 24.943 | 25.596 | 25.866 | 37.064 | 38.158 | 48.645 | 50.255 | 51.588 | 69.755 | 71.265 | 81.2 | 92.008 | 120.899 | 129.98 | 131.005 | 131.514 | 132.033 | 132.399 | 132.615 | 142.333 | 142.518 | 142.748 | 142.843 | 142.936 | NPgY | GSP | NG FES - Consumer Transformation | Non Domestic battery storage installed capacity (MW)
NG FES - Consumer Transformation | Srg_BB001 | MW | NPgY | KIRKSTALL B | Non Domestic battery storage installed capacity (MW) | KIRKB1 | 0 | 0 | 1.258 | 3.18 | 4.952 | 5.463 | 5.612 | 5.721 | 5.793 | 5.878 | 5.914 | 8.696 | 8.155 | 9.397 | 8.825 | 8.39 | 10.751 | 10.396 | 11.332 | 12.36 | 15.763 | 16.479 | 16.212 | 15.946 | 15.73 | 15.535 | 15.353 | 16.279 | 16.124 | 15.938 | 15.865 | 15.787 | NPgY | GSP | NG FES - Consumer Transformation | Non Domestic battery storage installed capacity (MW)
NG FES - Consumer Transformation | Srg_BB001 | MW | NPgY | NEEPSEND | Non Domestic battery storage installed capacity (MW) | NEEP_3 | 0 | 0 | 0.116 | 0.24 | 0.362 | 0.373 | 0.381 | 0.394 | 0.403 | 0.416 | 0.421 | 0.597 | 0.64 | 0.847 | 0.902 | 0.946 | 1.3 | 1.345 | 1.548 | 1.77 | 2.343 | 2.533 | 2.565 | 2.585 | 2.603 | 2.618 | 2.629 | 2.829 | 2.838 | 2.849 | 2.853 | 2.857 | NPgY | GSP | NG FES - Consumer Transformation | Non Domestic battery storage installed capacity (MW)
NG FES - Consumer Transformation | Srg_BB001 | MW | NPgY | NORTON LEES | Non Domestic battery storage installed capacity (MW) | NORL_3 | 0 | 0 | 0.099 | 0.244 | 0.476 | 0.52 | 0.568 | 0.651 | 0.713 | 0.8 | 0.834 | 1.001 | 1.088 | 1.286 | 1.433 | 1.557 | 1.909 | 2.062 | 2.343 | 2.66 | 3.18 | 3.392 | 3.494 | 3.533 | 3.577 | 3.605 | 3.616 | 3.774 | 3.784 | 3.796 | 3.801 | 3.806 | NPgY | GSP | NG FES - Consumer Transformation | Non Domestic battery storage installed capacity (MW)
NG FES - Consumer Transformation | Srg_BB001 | MW | NPgY | PITSMOOR 3/4 | Non Domestic battery storage installed capacity (MW) | PITS_BB_B | 0 | 0 | 0.049 | 0.113 | 0.199 | 0.214 | 0.228 | 0.253 | 0.272 | 0.297 | 0.308 | 0.387 | 0.417 | 0.509 | 0.558 | 0.599 | 0.759 | 0.808 | 0.921 | 1.047 | 1.292 | 1.383 | 1.416 | 1.429 | 1.444 | 1.455 | 1.459 | 1.538 | 1.541 | 1.547 | 1.549 | 1.551 | NPgY | GSP | NG FES - Consumer Transformation | Non Domestic battery storage installed capacity (MW)
NG FES - Consumer Transformation | Srg_BB001 | MW | NPgY | SALTEND NORTH | Non Domestic battery storage installed capacity (MW) | SALT_1 | 0 | 0 | 0.297 | 0.795 | 1.767 | 1.961 | 2.197 | 2.613 | 2.928 | 3.362 | 3.54 | 4.036 | 4.426 | 5.059 | 5.746 | 6.333 | 7.479 | 8.213 | 9.304 | 10.547 | 12.145 | 12.897 | 13.382 | 13.557 | 13.761 | 13.885 | 13.924 | 14.364 | 14.399 | 14.444 | 14.465 | 14.482 | NPgY | GSP | NG FES - Consumer Transformation | Non Domestic battery storage installed capacity (MW)
NG FES - Consumer Transformation | Srg_BB001 | MW | NPgY | SHEFFIELD CITY | Non Domestic battery storage installed capacity (MW) | SHEC_3 | 0 | 0 | 0.149 | 0.457 | 1.124 | 1.272 | 1.447 | 1.757 | 1.991 | 2.314 | 2.446 | 2.722 | 2.933 | 3.188 | 3.611 | 3.978 | 4.478 | 4.963 | 5.562 | 6.258 | 6.845 | 7.19 | 7.504 | 7.596 | 7.717 | 7.781 | 7.787 | 7.886 | 7.891 | 7.901 | 7.906 | 7.909 | NPgY | GSP | NG FES - Consumer Transformation | Non Domestic battery storage installed capacity (MW)
NG FES - Consumer Transformation | Srg_BB001 | MW | NPgY | SKELTON GRANGE | Non Domestic battery storage installed capacity (MW) | SKLGB1 | 0 | 0 | 6.921 | 9.928 | 12.741 | 10.357 | 9.947 | 10.017 | 10.129 | 10.354 | 10.442 | 14.93 | 14.225 | 16.397 | 15.754 | 15.286 | 19.39 | 19.095 | 20.949 | 23 | 28.908 | 30.306 | 30.06 | 29.711 | 29.449 | 29.192 | 28.927 | 30.544 | 30.317 | 30.048 | 29.942 | 29.829 | NPgY | GSP | NG FES - Consumer Transformation | Non Domestic battery storage installed capacity (MW)
NG FES - Consumer Transformation | Srg_BB001 | MW | NPgY | TEMPLEBOROUGH 275/33KV | Non Domestic battery storage installed capacity (MW) | TEMP_3 | 0 | 0 | 0.197 | 0.528 | 1.079 | 1.198 | 1.319 | 1.525 | 1.68 | 1.892 | 1.979 | 2.349 | 2.446 | 2.692 | 2.922 | 3.126 | 3.606 | 3.89 | 4.337 | 4.851 | 5.455 | 5.723 | 5.905 | 5.945 | 6.007 | 6.034 | 6.023 | 6.149 | 6.141 | 6.134 | 6.132 | 6.128 | NPgY | GSP | NG FES - Consumer Transformation | Non Domestic battery storage installed capacity (MW)
NG FES - Consumer Transformation | Srg_BB001 | MW | NPgY | THURCROFT | Non Domestic battery storage installed capacity (MW) | THUR_6 | 49.9 | 49.9 | 52.017 | 54.25 | 56.53 | 56.72 | 56.889 | 57.166 | 57.374 | 57.659 | 57.776 | 60.932 | 61.165 | 63.877 | 64.302 | 64.666 | 69.425 | 69.888 | 72.548 | 75.461 | 82.889 | 85.221 | 85.524 | 85.628 | 85.754 | 85.827 | 85.846 | 88.269 | 88.285 | 88.308 | 88.32 | 88.328 | NPgY | GSP | NG FES - Consumer Transformation | Non Domestic battery storage installed capacity (MW)
NG FES - Consumer Transformation | Srg_BB001 | MW | NPgY | WEST MELTON / THORPE MARSH | Non Domestic battery storage installed capacity (MW) | WMEL_THOM | 19.999 | 19.999 | 21.817 | 23.532 | 25.009 | 25.008 | 25.009 | 25.009 | 25.009 | 25.008 | 25.008 | 27.557 | 27.869 | 30.528 | 30.881 | 31.156 | 35.69 | 35.937 | 38.311 | 40.867 | 48.261 | 50.569 | 50.749 | 50.899 | 51.029 | 51.139 | 51.235 | 53.817 | 53.9 | 53.998 | 54.037 | 54.078 | NPgY | GSP | NG FES - Consumer Transformation | Non Domestic battery storage installed capacity (MW)
NG FES - Consumer Transformation | Srg_BB001 | MW | NPgY | WEST MELTON SECTION 3 | Non Domestic battery storage installed capacity (MW) | WMEL_BB3 | 1.2 | 1.2 | 3.556 | 5.969 | 8.05 | 8.179 | 8.208 | 8.218 | 8.222 | 8.224 | 8.226 | 11.802 | 11.868 | 14.936 | 15.011 | 15.069 | 20.392 | 20.445 | 23.078 | 25.919 | 34.442 | 36.948 | 36.986 | 37.018 | 37.046 | 37.068 | 37.089 | 39.971 | 39.988 | 40.009 | 40.017 | 40.026 | NPgY | GSP | NG FES - Consumer Transformation | Non Domestic battery storage installed capacity (MW)
NG FES - Consumer Transformation | Srg_BB001 | MW | NPgY | WINCOBANK | Non Domestic battery storage installed capacity (MW) | WIBA_3 | 0 | 0 | 0.226 | 0.482 | 0.702 | 0.731 | 0.737 | 0.739 | 0.739 | 0.741 | 0.74 | 1.118 | 1.086 | 1.338 | 1.301 | 1.272 | 1.723 | 1.696 | 1.9 | 2.12 | 2.822 | 3.007 | 2.988 | 2.973 | 2.959 | 2.948 | 2.937 | 3.162 | 3.153 | 3.143 | 3.139 | 3.135 | NPgY | GSP | NG FES - Consumer Transformation | Non Domestic battery storage installed capacity (MW)
NG FES - Leading the Way | Srg_BB001 | MW | NPgN | BLYTH 66kV | Non Domestic battery storage installed capacity (MW) | BLYTB1 | 0 | 0 | 1.742 | 3.478 | 5.221 | 5.282 | 5.357 | 15.323 | 15.605 | 15.802 | 15.889 | 15.996 | 16.09 | 22.204 | 32.721 | 32.88 | 33.038 | 33.244 | 33.47 | 33.734 | 33.882 | 33.997 | 34.129 | 37.06 | 37.11 | 37.137 | 37.138 | 37.144 | 37.145 | 37.148 | 42.349 | 42.35 | NPgN | GSP | NG FES - Leading the Way | Non Domestic battery storage installed capacity (MW)
NG FES - Leading the Way | Srg_BB001 | MW | NPgN | BLYTH 132kV | Non Domestic battery storage installed capacity (MW) | BLYTH132 | 0 | 0 | 2.931 | 5.869 | 8.799 | 8.84 | 8.889 | 11.184 | 11.292 | 11.396 | 11.44 | 11.503 | 11.56 | 15.962 | 23.533 | 23.635 | 23.735 | 23.87 | 24.016 | 24.189 | 24.287 | 24.362 | 24.448 | 26.556 | 26.588 | 26.605 | 26.605 | 26.609 | 26.609 | 26.61 | 30.357 | 30.357 | NPgN | GSP | NG FES - Leading the Way | Non Domestic battery storage installed capacity (MW)
NG FES - Leading the Way | Srg_BB001 | MW | NPgN | FOURSTONES | Non Domestic battery storage installed capacity (MW) | FOUR_1 | 0 | 0 | 0.144 | 0.284 | 0.429 | 0.446 | 0.468 | 0.508 | 0.537 | 0.577 | 0.593 | 0.619 | 0.643 | 0.816 | 1.126 | 1.169 | 1.213 | 1.273 | 1.337 | 1.413 | 1.456 | 1.489 | 1.526 | 1.609 | 1.623 | 1.631 | 1.63 | 1.632 | 1.632 | 1.632 | 1.763 | 1.763 | NPgN | GSP | NG FES - Leading the Way | Non Domestic battery storage installed capacity (MW)
NG FES - Leading the Way | Srg_BB001 | MW | NPgN | HARTMOOR | Non Domestic battery storage installed capacity (MW) | HARM_6 | 0 | 0 | 0.766 | 1.529 | 2.296 | 2.329 | 2.368 | 2.662 | 2.72 | 2.794 | 2.825 | 2.872 | 2.917 | 3.923 | 5.675 | 5.755 | 5.834 | 5.941 | 6.058 | 6.196 | 6.273 | 6.333 | 6.401 | 6.884 | 6.91 | 6.923 | 6.923 | 6.925 | 6.926 | 6.927 | 7.762 | 7.761 | NPgN | GSP | NG FES - Leading the Way | Non Domestic battery storage installed capacity (MW)
NG FES - Leading the Way | Srg_BB001 | MW | NPgN | HAWTHORN PIT GRID | Non Domestic battery storage installed capacity (MW) | HAWP_6 | 0 | 0 | 1.006 | 2.01 | 3.016 | 3.05 | 3.09 | 4.018 | 4.088 | 4.168 | 4.202 | 4.251 | 4.297 | 5.849 | 8.534 | 8.617 | 8.699 | 8.808 | 8.928 | 9.07 | 9.149 | 9.21 | 9.281 | 10.025 | 10.052 | 10.065 | 10.064 | 10.067 | 10.068 | 10.068 | 11.371 | 11.371 | NPgN | GSP | NG FES - Leading the Way | Non Domestic battery storage installed capacity (MW)
NG FES - Leading the Way | Srg_BB001 | MW | NPgN | KNARESBOROUGH | Non Domestic battery storage installed capacity (MW) | KNARE_111 | 0 | 0 | 3.09 | 6.174 | 9.266 | 9.366 | 9.489 | 9.705 | 9.869 | 10.093 | 10.186 | 10.331 | 10.467 | 14.156 | 20.556 | 20.801 | 21.046 | 21.374 | 21.736 | 22.162 | 22.399 | 22.582 | 22.795 | 24.564 | 24.642 | 24.682 | 24.682 | 24.691 | 24.69 | 24.693 | 27.767 | 27.767 | NPgN | GSP | NG FES - Leading the Way | Non Domestic battery storage installed capacity (MW)
NG FES - Leading the Way | Srg_BB001 | MW | NPgN | LACKENBY | Non Domestic battery storage installed capacity (MW) | LACK_6 | 6 | 6 | 7.008 | 8.01 | 9.018 | 9.072 | 9.138 | 10.577 | 10.69 | 10.819 | 10.872 | 10.953 | 11.026 | 12.774 | 15.81 | 15.943 | 16.076 | 16.252 | 16.446 | 16.675 | 16.802 | 16.901 | 17.015 | 17.854 | 17.896 | 17.918 | 17.918 | 17.922 | 17.922 | 17.924 | 19.376 | 19.375 | NPgN | GSP | NG FES - Leading the Way | Non Domestic battery storage installed capacity (MW)
NG FES - Leading the Way | Srg_BB001 | MW | NPgN | NORTON | Non Domestic battery storage installed capacity (MW) | NORT_1 | 2.5 | 2.5 | 9.359 | 16.21 | 23.071 | 23.273 | 23.519 | 25.597 | 25.958 | 26.421 | 26.613 | 26.907 | 27.182 | 36.043 | 51.383 | 51.878 | 52.375 | 53.035 | 53.765 | 54.621 | 55.099 | 55.469 | 55.898 | 60.144 | 60.303 | 60.385 | 60.385 | 60.401 | 60.401 | 60.406 | 67.83 | 67.83 | NPgN | GSP | NG FES - Leading the Way | Non Domestic battery storage installed capacity (MW)
NG FES - Leading the Way | Srg_BB001 | MW | NPgN | OFFERTON | Non Domestic battery storage installed capacity (MW) | OFFE_3 | 0 | 0 | 0.174 | 0.344 | 0.519 | 0.539 | 0.563 | 1.058 | 0.989 | 1.002 | 1.004 | 1.022 | 1.043 | 1.357 | 1.912 | 1.956 | 2.001 | 2.064 | 2.133 | 2.216 | 2.262 | 2.297 | 2.339 | 2.487 | 2.502 | 2.509 | 2.508 | 2.509 | 2.508 | 2.509 | 2.756 | 2.755 | NPgN | GSP | NG FES - Leading the Way | Non Domestic battery storage installed capacity (MW)
NG FES - Leading the Way | Srg_BB001 | MW | NPgN | OSBALDWICK | Non Domestic battery storage installed capacity (MW) | OSBA_1 | 3.244 | 3.244 | 10.972 | 18.705 | 26.433 | 26.605 | 26.815 | 31.23 | 31.585 | 31.995 | 32.166 | 32.421 | 32.657 | 43.539 | 62.314 | 62.738 | 63.162 | 63.724 | 64.346 | 65.075 | 65.483 | 65.798 | 66.163 | 71.375 | 71.511 | 71.581 | 71.582 | 71.596 | 71.596 | 71.601 | 80.792 | 80.792 | NPgN | GSP | NG FES - Leading the Way | Non Domestic battery storage installed capacity (MW)
NG FES - Leading the Way | Srg_BB001 | MW | NPgN | POPPLETON | Non Domestic battery storage installed capacity (MW) | POPP_3 | 0 | 0 | 0.37 | 0.737 | 1.107 | 1.128 | 1.153 | 1.197 | 1.229 | 1.275 | 1.294 | 1.324 | 1.351 | 1.793 | 2.566 | 2.616 | 2.666 | 2.733 | 2.806 | 2.891 | 2.939 | 2.977 | 3.02 | 3.232 | 3.248 | 3.256 | 3.256 | 3.258 | 3.257 | 3.258 | 3.618 | 3.618 | NPgN | GSP | NG FES - Leading the Way | Non Domestic battery storage installed capacity (MW)
NG FES - Leading the Way | Srg_BB001 | MW | NPgN | SALTHOLME | Non Domestic battery storage installed capacity (MW) | SALH_1 | 0 | 0 | 0.454 | 0.911 | 1.364 | 1.368 | 1.372 | 1.399 | 1.406 | 1.413 | 1.416 | 1.421 | 1.425 | 1.975 | 2.92 | 2.928 | 2.937 | 2.948 | 2.959 | 2.973 | 2.981 | 2.986 | 2.994 | 3.257 | 3.26 | 3.261 | 3.261 | 3.261 | 3.261 | 3.262 | 3.731 | 3.731 | NPgN | GSP | NG FES - Leading the Way | Non Domestic battery storage installed capacity (MW)
NG FES - Leading the Way | Srg_BB001 | MW | NPgN | SOUTH SHIELDS | Non Domestic battery storage installed capacity (MW) | SSHI_3 | 35 | 35 | 35.182 | 35.36 | 35.543 | 35.566 | 35.593 | 35.938 | 35.905 | 35.932 | 35.941 | 35.967 | 35.992 | 36.278 | 36.786 | 36.836 | 36.889 | 36.96 | 37.039 | 37.133 | 37.185 | 37.225 | 37.271 | 37.407 | 37.425 | 37.432 | 37.432 | 37.433 | 37.433 | 37.433 | 37.655 | 37.654 | NPgN | GSP | NG FES - Leading the Way | Non Domestic battery storage installed capacity (MW)
NG FES - Leading the Way | Srg_BB001 | MW | NPgN | SPADEADAM | Non Domestic battery storage installed capacity (MW) | KIELD01 and SPAD20 | 0 | 0 | 0.106 | 0.211 | 0.317 | 0.324 | 0.332 | 0.874 | 0.881 | 0.895 | 0.9 | 0.909 | 0.918 | 1.251 | 1.826 | 1.841 | 1.859 | 1.88 | 1.905 | 1.933 | 1.949 | 1.961 | 1.975 | 2.134 | 2.14 | 2.142 | 2.143 | 2.143 | 2.143 | 2.143 | 2.422 | 2.422 | NPgN | GSP | NG FES - Leading the Way | Non Domestic battery storage installed capacity (MW)
NG FES - Leading the Way | Srg_BB001 | MW | NPgN | SPENNYMOOR | Non Domestic battery storage installed capacity (MW) | SPEN_1 | 0 | 0 | 5.43 | 10.865 | 16.295 | 16.41 | 16.548 | 19.63 | 19.869 | 20.141 | 20.255 | 20.425 | 20.582 | 28.225 | 41.407 | 41.688 | 41.97 | 42.344 | 42.756 | 43.24 | 43.51 | 43.719 | 43.962 | 47.623 | 47.713 | 47.76 | 47.76 | 47.769 | 47.769 | 47.773 | 54.235 | 54.235 | NPgN | GSP | NG FES - Leading the Way | Non Domestic battery storage installed capacity (MW)
NG FES - Leading the Way | Srg_BB001 | MW | NPgN | STELLA NORTH | Non Domestic battery storage installed capacity (MW) | STEN_1 | 0 | 0 | 1.312 | 2.613 | 3.927 | 4.012 | 4.116 | 5.925 | 5.73 | 5.811 | 5.835 | 5.923 | 6.015 | 7.991 | 11.444 | 11.631 | 11.824 | 12.089 | 12.384 | 12.735 | 12.928 | 13.077 | 13.252 | 14.192 | 14.255 | 14.285 | 14.283 | 14.287 | 14.285 | 14.284 | 15.89 | 15.889 | NPgN | GSP | NG FES - Leading the Way | Non Domestic battery storage installed capacity (MW)
NG FES - Leading the Way | Srg_BB001 | MW | NPgN | STELLA SOUTH | Non Domestic battery storage installed capacity (MW) | STES_1 | 0 | 0 | 3.278 | 6.559 | 9.837 | 9.908 | 9.993 | 13.595 | 13.773 | 13.953 | 14.028 | 14.136 | 14.236 | 19.562 | 28.742 | 28.918 | 29.093 | 29.325 | 29.58 | 29.88 | 30.047 | 30.177 | 30.328 | 32.88 | 32.935 | 32.965 | 32.965 | 32.971 | 32.971 | 32.974 | 37.487 | 37.487 | NPgN | GSP | NG FES - Leading the Way | Non Domestic battery storage installed capacity (MW)
NG FES - Leading the Way | Srg_BB001 | MW | NPgN | TYNEMOUTH | Non Domestic battery storage installed capacity (MW) | TYNE_1 | 0 | 0 | 0.918 | 1.829 | 2.748 | 2.805 | 2.872 | 3.726 | 3.823 | 3.95 | 4.002 | 4.082 | 4.158 | 5.551 | 7.983 | 8.118 | 8.256 | 8.437 | 8.638 | 8.875 | 9.007 | 9.109 | 9.227 | 9.895 | 9.938 | 9.961 | 9.961 | 9.966 | 9.966 | 9.967 | 11.111 | 11.111 | NPgN | GSP | NG FES - Leading the Way | Non Domestic battery storage installed capacity (MW)
NG FES - Leading the Way | Srg_BB001 | MW | NPgN | WEST BOLDON | Non Domestic battery storage installed capacity (MW) | WBOL_6 | 2.7 | 2.7 | 3.329 | 3.945 | 4.576 | 4.65 | 4.741 | 5.56 | 5.694 | 5.865 | 5.936 | 6.044 | 6.146 | 7.17 | 8.985 | 9.167 | 9.35 | 9.593 | 9.863 | 10.179 | 10.354 | 10.491 | 10.649 | 11.141 | 11.2 | 11.23 | 11.229 | 11.235 | 11.236 | 11.238 | 12.046 | 12.047 | NPgN | GSP | NG FES - Leading the Way | Non Domestic battery storage installed capacity (MW)
NG FES - Leading the Way | Srg_BB001 | MW | NPgY | BRADFORD WEST | Non Domestic battery storage installed capacity (MW) | BRAW_1 | 0 | 0 | 0.76 | 1.559 | 2.446 | 2.538 | 2.65 | 2.848 | 5.072 | 5.278 | 5.363 | 5.495 | 5.619 | 7.138 | 13.764 | 14.881 | 17.413 | 18.361 | 19.231 | 23.103 | 24.892 | 25.476 | 26.006 | 26.343 | 26.658 | 26.906 | 27.088 | 29.11 | 29.26 | 29.402 | 29.534 | 29.656 | NPgY | GSP | NG FES - Leading the Way | Non Domestic battery storage installed capacity (MW)
NG FES - Leading the Way | Srg_BB001 | MW | NPgY | CAMBLESFORTH | Non Domestic battery storage installed capacity (MW) | CAMB_01 | 0 | 0 | 0.234 | 0.518 | 0.917 | 0.978 | 1.052 | 1.184 | 1.85 | 1.987 | 2.043 | 2.131 | 2.213 | 2.669 | 4.463 | 4.674 | 5.255 | 5.498 | 5.754 | 6.719 | 7.139 | 7.28 | 7.431 | 7.486 | 7.551 | 7.589 | 7.603 | 8.004 | 8.015 | 8.025 | 8.036 | 8.045 | NPgY | GSP | NG FES - Leading the Way | Non Domestic battery storage installed capacity (MW)
NG FES - Leading the Way | Srg_BB001 | MW | NPgY | CREYKE BECK | Non Domestic battery storage installed capacity (MW) | CREB_1 | 49.9 | 49.9 | 52.924 | 57.27 | 60.784 | 61.167 | 61.413 | 62.225 | 76.148 | 76.245 | 76.289 | 76.34 | 76.384 | 85.87 | 123.857 | 122.746 | 130.429 | 129.662 | 129.049 | 142.806 | 147.357 | 146.859 | 146.475 | 146.117 | 145.817 | 145.551 | 145.312 | 152.756 | 152.558 | 152.376 | 152.205 | 152.046 | NPgY | GSP | NG FES - Leading the Way | Non Domestic battery storage installed capacity (MW)
NG FES - Leading the Way | Srg_BB001 | MW | NPgY | DRAX | Non Domestic battery storage installed capacity (MW) | DRAX_YEDL | 0 | 0 | 0.509 | 1.029 | 1.575 | 1.624 | 1.684 | 1.789 | 3.287 | 3.396 | 3.442 | 3.512 | 3.578 | 4.6 | 8.976 | 9.533 | 11.041 | 11.518 | 11.959 | 14.312 | 15.357 | 15.65 | 15.918 | 16.086 | 16.243 | 16.366 | 16.455 | 17.691 | 17.764 | 17.833 | 17.899 | 17.958 | NPgY | GSP | NG FES - Leading the Way | Non Domestic battery storage installed capacity (MW)
NG FES - Leading the Way | Srg_BB001 | MW | NPgY | ELLAND | Non Domestic battery storage installed capacity (MW) | ELLA_1 | 0 | 0 | 0.601 | 1.207 | 1.822 | 1.872 | 1.933 | 2.04 | 3.813 | 3.926 | 3.972 | 4.044 | 4.11 | 5.32 | 10.435 | 10.957 | 12.599 | 13.053 | 13.474 | 16.08 | 17.203 | 17.48 | 17.735 | 17.892 | 18.039 | 18.153 | 18.234 | 19.603 | 19.671 | 19.734 | 19.794 | 19.847 | NPgY | GSP | NG FES - Leading the Way | Non Domestic battery storage installed capacity (MW)
NG FES - Leading the Way | Srg_BB001 | MW | NPgY | FERRYBRIDGE A | Non Domestic battery storage installed capacity (MW) | FERRA2 | 0 | 0 | 0.698 | 1.691 | 2.915 | 3.109 | 3.317 | 3.732 | 6.314 | 6.657 | 6.798 | 7.016 | 7.22 | 8.987 | 15.785 | 15.944 | 17.583 | 17.923 | 18.339 | 21.259 | 22.361 | 22.539 | 22.779 | 22.8 | 22.861 | 22.872 | 22.829 | 24.085 | 24.05 | 24.021 | 23.994 | 23.966 | NPgY | GSP | NG FES - Leading the Way | Non Domestic battery storage installed capacity (MW)
NG FES - Leading the Way | Srg_BB001 | MW | NPgY | FERRYBRIDGE B | Non Domestic battery storage installed capacity (MW) | FERRB9 | 0 | 0 | 1.798 | 3.961 | 5.892 | 6.071 | 6.229 | 6.612 | 13.304 | 13.495 | 13.575 | 13.695 | 13.805 | 18.368 | 36.608 | 36.388 | 40.339 | 40.299 | 40.338 | 47.317 | 49.747 | 49.7 | 49.715 | 49.63 | 49.579 | 49.514 | 49.428 | 53.071 | 53.001 | 52.938 | 52.879 | 52.822 | NPgY | GSP | NG FES - Leading the Way | Non Domestic battery storage installed capacity (MW)
NG FES - Leading the Way | Srg_BB001 | MW | NPgY | GRIMSBY WEST | Non Domestic battery storage installed capacity (MW) | GRIW_1 | 0 | 0 | 1.112 | 2.476 | 4.428 | 4.732 | 5.101 | 5.754 | 8.916 | 9.595 | 9.877 | 10.313 | 10.722 | 12.889 | 21.37 | 22.411 | 25.193 | 26.401 | 27.674 | 32.29 | 34.313 | 35.009 | 35.763 | 36.034 | 36.354 | 36.546 | 36.607 | 38.506 | 38.556 | 38.611 | 38.662 | 38.703 | NPgY | GSP | NG FES - Leading the Way | Non Domestic battery storage installed capacity (MW)
NG FES - Leading the Way | Srg_BB001 | MW | NPgY | JORDANTHORPE | Non Domestic battery storage installed capacity (MW) | JORD_3 | 0 | 0 | 0.103 | 0.262 | 0.475 | 0.512 | 0.553 | 0.632 | 1.015 | 1.083 | 1.112 | 1.155 | 1.197 | 1.459 | 2.479 | 2.563 | 2.863 | 2.97 | 3.085 | 3.594 | 3.806 | 3.866 | 3.934 | 3.956 | 3.982 | 3.997 | 3.999 | 4.213 | 4.215 | 4.217 | 4.219 | 4.22 | NPgY | GSP | NG FES - Leading the Way | Non Domestic battery storage installed capacity (MW)
NG FES - Leading the Way | Srg_BB001 | MW | NPgY | KEADBY | Non Domestic battery storage installed capacity (MW) | KEAD_YEDL | 0 | 0 | 4.489 | 8.876 | 13.025 | 13.283 | 13.597 | 14.153 | 27.454 | 28.032 | 28.27 | 28.642 | 28.988 | 38.06 | 75.688 | 77.845 | 88.405 | 90.356 | 92.205 | 109.493 | 116.477 | 117.659 | 118.778 | 119.413 | 120.031 | 120.493 | 120.804 | 129.941 | 130.198 | 130.444 | 130.673 | 130.88 | NPgY | GSP | NG FES - Leading the Way | Non Domestic battery storage installed capacity (MW)
NG FES - Leading the Way | Srg_BB001 | MW | NPgY | KIRKSTALL B | Non Domestic battery storage installed capacity (MW) | KIRKB1 | 0 | 0 | 0.489 | 1.566 | 2.518 | 2.686 | 2.803 | 3.158 | 6.471 | 6.554 | 6.589 | 6.638 | 6.682 | 8.941 | 17.285 | 16.081 | 16.851 | 16.021 | 15.359 | 17.344 | 17.625 | 17.085 | 16.67 | 16.281 | 15.955 | 15.667 | 15.407 | 16.314 | 16.098 | 15.899 | 15.714 | 15.54 | NPgY | GSP | NG FES - Leading the Way | Non Domestic battery storage installed capacity (MW)
NG FES - Leading the Way | Srg_BB001 | MW | NPgY | NEEPSEND | Non Domestic battery storage installed capacity (MW) | NEEP_3 | 0 | 0 | 0.063 | 0.134 | 0.204 | 0.211 | 0.217 | 0.231 | 0.44 | 0.452 | 0.456 | 0.464 | 0.471 | 0.613 | 1.237 | 1.325 | 1.548 | 1.619 | 1.683 | 2.026 | 2.181 | 2.226 | 2.265 | 2.291 | 2.316 | 2.335 | 2.351 | 2.538 | 2.55 | 2.562 | 2.573 | 2.584 | NPgY | GSP | NG FES - Leading the Way | Non Domestic battery storage installed capacity (MW)
NG FES - Leading the Way | Srg_BB001 | MW | NPgY | NORTON LEES | Non Domestic battery storage installed capacity (MW) | NORL_3 | 0 | 0 | 0.062 | 0.164 | 0.344 | 0.38 | 0.422 | 0.498 | 0.686 | 0.763 | 0.793 | 0.842 | 0.888 | 1.018 | 1.533 | 1.691 | 1.943 | 2.109 | 2.276 | 2.668 | 2.865 | 2.962 | 3.062 | 3.106 | 3.153 | 3.185 | 3.2 | 3.348 | 3.361 | 3.373 | 3.385 | 3.396 | NPgY | GSP | NG FES - Leading the Way | Non Domestic battery storage installed capacity (MW)
NG FES - Leading the Way | Srg_BB001 | MW | NPgY | PITSMOOR 3/4 | Non Domestic battery storage installed capacity (MW) | PITS_BB_B | 0 | 0 | 0.029 | 0.071 | 0.133 | 0.144 | 0.156 | 0.18 | 0.272 | 0.294 | 0.303 | 0.318 | 0.332 | 0.395 | 0.653 | 0.71 | 0.818 | 0.875 | 0.931 | 1.099 | 1.18 | 1.213 | 1.247 | 1.263 | 1.279 | 1.292 | 1.298 | 1.372 | 1.376 | 1.382 | 1.387 | 1.392 | NPgY | GSP | NG FES - Leading the Way | Non Domestic battery storage installed capacity (MW)
NG FES - Leading the Way | Srg_BB001 | MW | NPgY | SALTEND NORTH | Non Domestic battery storage installed capacity (MW) | SALT_1 | 0 | 0 | 0.212 | 0.602 | 1.411 | 1.583 | 1.791 | 2.16 | 2.698 | 3.081 | 3.239 | 3.486 | 3.716 | 4.091 | 5.477 | 6.175 | 7.066 | 7.828 | 8.612 | 10 | 10.744 | 11.187 | 11.654 | 11.841 | 12.052 | 12.186 | 12.243 | 12.651 | 12.698 | 12.747 | 12.792 | 12.83 | NPgY | GSP | NG FES - Leading the Way | Non Domestic battery storage installed capacity (MW)
NG FES - Leading the Way | Srg_BB001 | MW | NPgY | SHEFFIELD CITY | Non Domestic battery storage installed capacity (MW) | SHEC_3 | 0 | 0 | 0.116 | 0.373 | 0.947 | 1.075 | 1.231 | 1.506 | 1.794 | 2.08 | 2.197 | 2.38 | 2.552 | 2.754 | 3.361 | 3.712 | 4.118 | 4.562 | 5.043 | 5.724 | 6.09 | 6.341 | 6.625 | 6.711 | 6.821 | 6.882 | 6.89 | 6.982 | 6.989 | 6.999 | 7.008 | 7.013 | NPgY | GSP | NG FES - Leading the Way | Non Domestic battery storage installed capacity (MW)
NG FES - Leading the Way | Srg_BB001 | MW | NPgY | SKELTON GRANGE | Non Domestic battery storage installed capacity (MW) | SKLGB1 | 0 | 0 | 5.072 | 6.683 | 8.075 | 7.467 | 7.168 | 5.883 | 11.22 | 11.381 | 11.44 | 11.568 | 11.695 | 15.331 | 28.813 | 27.201 | 28.736 | 27.72 | 26.971 | 30.573 | 31.288 | 30.61 | 30.132 | 29.597 | 29.17 | 28.773 | 28.392 | 29.968 | 29.652 | 29.363 | 29.093 | 28.839 | NPgY | GSP | NG FES - Leading the Way | Non Domestic battery storage installed capacity (MW)
NG FES - Leading the Way | Srg_BB001 | MW | NPgY | TEMPLEBOROUGH 275/33KV | Non Domestic battery storage installed capacity (MW) | TEMP_3 | 0 | 0 | 0.122 | 0.36 | 0.794 | 0.885 | 0.991 | 1.186 | 1.6 | 1.789 | 1.866 | 1.987 | 2.1 | 2.387 | 3.352 | 3.49 | 3.8 | 4.025 | 4.285 | 4.855 | 5.106 | 5.228 | 5.38 | 5.408 | 5.454 | 5.473 | 5.459 | 5.578 | 5.567 | 5.559 | 5.551 | 5.542 | NPgY | GSP | NG FES - Leading the Way | Non Domestic battery storage installed capacity (MW)
NG FES - Leading the Way | Srg_BB001 | MW | NPgY | THURCROFT | Non Domestic battery storage installed capacity (MW) | THUR_6 | 49.9 | 49.9 | 51.085 | 52.373 | 53.702 | 53.832 | 53.98 | 54.259 | 57.996 | 58.248 | 58.353 | 58.514 | 58.665 | 61.215 | 71.524 | 71.934 | 74.636 | 75.101 | 75.586 | 80.143 | 81.927 | 82.195 | 82.483 | 82.591 | 82.716 | 82.793 | 82.82 | 85.105 | 85.128 | 85.152 | 85.175 | 85.193 | NPgY | GSP | NG FES - Leading the Way | Non Domestic battery storage installed capacity (MW)
NG FES - Leading the Way | Srg_BB001 | MW | NPgY | WEST MELTON / THORPE MARSH | Non Domestic battery storage installed capacity (MW) | WMEL_THOM | 19.999 | 19.999 | 21.017 | 21.943 | 22.659 | 22.659 | 22.659 | 22.659 | 25.705 | 25.705 | 25.706 | 25.706 | 25.706 | 27.781 | 36.717 | 37.393 | 40.086 | 40.577 | 40.985 | 45.241 | 47.015 | 47.33 | 47.584 | 47.799 | 47.983 | 48.142 | 48.28 | 50.702 | 50.816 | 50.922 | 51.02 | 51.111 | NPgY | GSP | NG FES - Leading the Way | Non Domestic battery storage installed capacity (MW)
NG FES - Leading the Way | Srg_BB001 | MW | NPgY | WEST MELTON SECTION 3 | Non Domestic battery storage installed capacity (MW) | WMEL_BB3 | 1.2 | 1.2 | 2.458 | 3.766 | 4.784 | 4.82 | 4.842 | 4.921 | 9.195 | 9.2 | 9.202 | 9.203 | 9.203 | 12.115 | 24.124 | 24.267 | 27.164 | 27.268 | 27.354 | 32.237 | 34.046 | 34.113 | 34.166 | 34.212 | 34.251 | 34.284 | 34.313 | 37.032 | 37.055 | 37.078 | 37.099 | 37.118 | NPgY | GSP | NG FES - Leading the Way | Non Domestic battery storage installed capacity (MW)
NG FES - Leading the Way | Srg_BB001 | MW | NPgY | WINCOBANK | Non Domestic battery storage installed capacity (MW) | WIBA_3 | 0 | 0 | 0.114 | 0.252 | 0.361 | 0.37 | 0.374 | 0.391 | 0.842 | 0.843 | 0.843 | 0.843 | 0.843 | 1.151 | 2.361 | 2.29 | 2.501 | 2.449 | 2.406 | 2.806 | 2.924 | 2.891 | 2.864 | 2.841 | 2.823 | 2.805 | 2.791 | 3.005 | 2.993 | 2.982 | 2.972 | 2.962 | NPgY | GSP | NG FES - Leading the Way | Non Domestic battery storage installed capacity (MW)
NG FES - Steady Progression | Srg_BB001 | MW | NPgN | BLYTH 66kV | Non Domestic battery storage installed capacity (MW) | BLYTB1 | 0 | 0 | 0.441 | 0.88 | 1.321 | 2.345 | 2.388 | 5.392 | 6.219 | 6.555 | 6.716 | 6.844 | 6.943 | 7.021 | 16.492 | 16.631 | 21.644 | 21.805 | 21.969 | 22.151 | 22.263 | 22.351 | 22.446 | 22.485 | 22.529 | 22.558 | 22.57 | 22.584 | 22.595 | 22.606 | 26.523 | 26.533 | NPgN | GSP | NG FES - Steady Progression | Non Domestic battery storage installed capacity (MW)
NG FES - Steady Progression | Srg_BB001 | MW | NPgN | BLYTH 132kV | Non Domestic battery storage installed capacity (MW) | BLYTH132 | 0 | 0 | 0.723 | 1.45 | 2.173 | 3.893 | 3.921 | 4.629 | 4.84 | 4.95 | 5.001 | 5.052 | 5.096 | 5.131 | 12.066 | 12.136 | 15.775 | 15.863 | 15.956 | 16.062 | 16.124 | 16.172 | 16.227 | 16.244 | 16.266 | 16.279 | 16.282 | 16.286 | 16.289 | 16.291 | 19.125 | 19.127 | NPgN | GSP | NG FES - Steady Progression | Non Domestic battery storage installed capacity (MW)
NG FES - Steady Progression | Srg_BB001 | MW | NPgN | FOURSTONES | Non Domestic battery storage installed capacity (MW) | FOUR_1 | 0 | 0 | 0.041 | 0.079 | 0.119 | 0.205 | 0.217 | 0.24 | 0.257 | 0.28 | 0.29 | 0.305 | 0.319 | 0.331 | 0.601 | 0.626 | 0.777 | 0.811 | 0.848 | 0.893 | 0.918 | 0.937 | 0.959 | 0.965 | 0.973 | 0.976 | 0.977 | 0.978 | 0.978 | 0.978 | 1.078 | 1.077 | NPgN | GSP | NG FES - Steady Progression | Non Domestic battery storage installed capacity (MW)
NG FES - Steady Progression | Srg_BB001 | MW | NPgN | HARTMOOR | Non Domestic battery storage installed capacity (MW) | HARM_6 | 0 | 0 | 0.196 | 0.39 | 0.586 | 1.036 | 1.06 | 1.167 | 1.215 | 1.263 | 1.283 | 1.312 | 1.339 | 1.362 | 2.95 | 2.998 | 3.843 | 3.906 | 3.975 | 4.055 | 4.101 | 4.135 | 4.176 | 4.187 | 4.203 | 4.21 | 4.21 | 4.212 | 4.213 | 4.213 | 4.845 | 4.845 | NPgN | GSP | NG FES - Steady Progression | Non Domestic battery storage installed capacity (MW)
NG FES - Steady Progression | Srg_BB001 | MW | NPgN | HAWTHORN PIT GRID | Non Domestic battery storage installed capacity (MW) | HAWP_6 | 0 | 0 | 0.254 | 0.507 | 0.761 | 1.353 | 1.376 | 1.673 | 1.771 | 1.837 | 1.866 | 1.9 | 1.931 | 1.956 | 4.395 | 4.448 | 5.74 | 5.807 | 5.88 | 5.964 | 6.011 | 6.049 | 6.092 | 6.105 | 6.121 | 6.13 | 6.131 | 6.134 | 6.135 | 6.136 | 7.121 | 7.122 | NPgN | GSP | NG FES - Steady Progression | Non Domestic battery storage installed capacity (MW)
NG FES - Steady Progression | Srg_BB001 | MW | NPgN | KNARESBOROUGH | Non Domestic battery storage installed capacity (MW) | KNARE_111 | 0 | 0 | 0.78 | 1.557 | 2.338 | 4.154 | 4.224 | 4.351 | 4.445 | 4.575 | 4.63 | 4.714 | 4.792 | 4.859 | 10.701 | 10.843 | 13.936 | 14.127 | 14.337 | 14.584 | 14.721 | 14.827 | 14.95 | 14.984 | 15.031 | 15.054 | 15.054 | 15.058 | 15.058 | 15.059 | 17.39 | 17.389 | NPgN | GSP | NG FES - Steady Progression | Non Domestic battery storage installed capacity (MW)
NG FES - Steady Progression | Srg_BB001 | MW | NPgN | LACKENBY | Non Domestic battery storage installed capacity (MW) | LACK_6 | 6 | 6 | 6.261 | 6.519 | 6.78 | 7.372 | 7.411 | 7.872 | 8.027 | 8.131 | 8.177 | 8.233 | 8.281 | 8.322 | 11.057 | 11.14 | 12.6 | 12.707 | 12.825 | 12.962 | 13.039 | 13.099 | 13.167 | 13.189 | 13.215 | 13.229 | 13.231 | 13.235 | 13.236 | 13.239 | 14.335 | 14.336 | NPgN | GSP | NG FES - Steady Progression | Non Domestic battery storage installed capacity (MW)
NG FES - Steady Progression | Srg_BB001 | MW | NPgN | NORTON | Non Domestic battery storage installed capacity (MW) | NORT_1 | 2.5 | 2.5 | 4.225 | 5.946 | 7.672 | 11.701 | 11.844 | 12.586 | 12.905 | 13.211 | 13.341 | 13.522 | 13.689 | 13.831 | 27.832 | 28.127 | 35.53 | 35.92 | 36.349 | 36.849 | 37.132 | 37.35 | 37.601 | 37.672 | 37.767 | 37.816 | 37.818 | 37.829 | 37.832 | 37.836 | 43.459 | 43.461 | NPgN | GSP | NG FES - Steady Progression | Non Domestic battery storage installed capacity (MW)
NG FES - Steady Progression | Srg_BB001 | MW | NPgN | OFFERTON | Non Domestic battery storage installed capacity (MW) | OFFE_3 | 0 | 0 | 0.049 | 0.095 | 0.144 | 0.246 | 0.26 | 1.254 | 0.844 | 0.727 | 0.666 | 0.64 | 0.628 | 0.621 | 1.243 | 1.244 | 1.548 | 1.561 | 1.583 | 1.615 | 1.628 | 1.636 | 1.65 | 1.647 | 1.646 | 1.643 | 1.636 | 1.63 | 1.624 | 1.619 | 1.821 | 1.815 | NPgN | GSP | NG FES - Steady Progression | Non Domestic battery storage installed capacity (MW)
NG FES - Steady Progression | Srg_BB001 | MW | NPgN | OSBALDWICK | Non Domestic battery storage installed capacity (MW) | OSBA_1 | 3.244 | 3.244 | 5.171 | 7.099 | 9.025 | 13.564 | 13.685 | 15.104 | 15.582 | 15.911 | 16.056 | 16.231 | 16.386 | 16.517 | 33.68 | 33.944 | 42.986 | 43.329 | 43.703 | 44.138 | 44.385 | 44.576 | 44.796 | 44.861 | 44.945 | 44.991 | 44.996 | 45.009 | 45.013 | 45.019 | 51.976 | 51.981 | NPgN | GSP | NG FES - Steady Progression | Non Domestic battery storage installed capacity (MW)
NG FES - Steady Progression | Srg_BB001 | MW | NPgN | POPPLETON | Non Domestic battery storage installed capacity (MW) | POPP_3 | 0 | 0 | 0.096 | 0.191 | 0.287 | 0.504 | 0.519 | 0.544 | 0.564 | 0.59 | 0.6 | 0.618 | 0.634 | 0.647 | 1.345 | 1.375 | 1.749 | 1.787 | 1.83 | 1.879 | 1.907 | 1.929 | 1.954 | 1.961 | 1.97 | 1.975 | 1.975 | 1.976 | 1.975 | 1.976 | 2.249 | 2.249 | NPgN | GSP | NG FES - Steady Progression | Non Domestic battery storage installed capacity (MW)
NG FES - Steady Progression | Srg_BB001 | MW | NPgN | SALTHOLME | Non Domestic battery storage installed capacity (MW) | SALH_1 | 0 | 0 | 0.111 | 0.224 | 0.334 | 0.6 | 0.603 | 0.613 | 0.618 | 0.623 | 0.625 | 0.628 | 0.63 | 0.633 | 1.506 | 1.511 | 1.967 | 1.973 | 1.98 | 1.988 | 1.993 | 1.996 | 2.001 | 2.001 | 2.003 | 2.003 | 2.003 | 2.004 | 2.005 | 2.004 | 2.36 | 2.36 | NPgN | GSP | NG FES - Steady Progression | Non Domestic battery storage installed capacity (MW)
NG FES - Steady Progression | Srg_BB001 | MW | NPgN | SOUTH SHIELDS | Non Domestic battery storage installed capacity (MW) | SSHI_3 | 35 | 35 | 35.051 | 35.1 | 35.151 | 35.26 | 35.275 | 35.962 | 35.688 | 35.62 | 35.582 | 35.572 | 35.57 | 35.571 | 36.108 | 36.12 | 36.39 | 36.416 | 36.449 | 36.493 | 36.513 | 36.528 | 36.548 | 36.548 | 36.553 | 36.553 | 36.547 | 36.544 | 36.54 | 36.537 | 36.714 | 36.711 | NPgN | GSP | NG FES - Steady Progression | Non Domestic battery storage installed capacity (MW)
NG FES - Steady Progression | Srg_BB001 | MW | NPgN | SPADEADAM | Non Domestic battery storage installed capacity (MW) | KIELD01 and SPAD20 | 0 | 0 | 0.028 | 0.055 | 0.082 | 0.145 | 0.15 | 0.425 | 0.412 | 0.414 | 0.414 | 0.418 | 0.422 | 0.425 | 0.958 | 0.967 | 1.246 | 1.258 | 1.271 | 1.287 | 1.295 | 1.302 | 1.31 | 1.312 | 1.314 | 1.316 | 1.315 | 1.316 | 1.315 | 1.315 | 1.527 | 1.527 | NPgN | GSP | NG FES - Steady Progression | Non Domestic battery storage installed capacity (MW)
NG FES - Steady Progression | Srg_BB001 | MW | NPgN | SPENNYMOOR | Non Domestic battery storage installed capacity (MW) | SPEN_1 | 0 | 0 | 1.352 | 2.705 | 4.057 | 7.246 | 7.326 | 8.313 | 8.642 | 8.864 | 8.963 | 9.079 | 9.184 | 9.271 | 21.327 | 21.504 | 27.851 | 28.08 | 28.328 | 28.617 | 28.781 | 28.909 | 29.055 | 29.098 | 29.155 | 29.186 | 29.189 | 29.197 | 29.201 | 29.205 | 34.097 | 34.099 | NPgN | GSP | NG FES - Steady Progression | Non Domestic battery storage installed capacity (MW)
NG FES - Steady Progression | Srg_BB001 | MW | NPgN | STELLA NORTH | Non Domestic battery storage installed capacity (MW) | STEN_1 | 0 | 0 | 0.344 | 0.682 | 1.028 | 1.801 | 1.861 | 5.191 | 3.871 | 3.514 | 3.326 | 3.256 | 3.229 | 3.22 | 6.76 | 6.785 | 8.571 | 8.65 | 8.76 | 8.911 | 8.978 | 9.026 | 9.092 | 9.088 | 9.097 | 9.091 | 9.068 | 9.05 | 9.031 | 9.014 | 10.278 | 10.26 | NPgN | GSP | NG FES - Steady Progression | Non Domestic battery storage installed capacity (MW)
NG FES - Steady Progression | Srg_BB001 | MW | NPgN | STELLA SOUTH | Non Domestic battery storage installed capacity (MW) | STES_1 | 0 | 0 | 0.816 | 1.635 | 2.451 | 4.376 | 4.425 | 5.54 | 5.877 | 6.057 | 6.14 | 6.227 | 6.3 | 6.36 | 14.73 | 14.848 | 19.258 | 19.407 | 19.567 | 19.751 | 19.856 | 19.94 | 20.033 | 20.064 | 20.101 | 20.122 | 20.127 | 20.134 | 20.137 | 20.142 | 23.554 | 23.558 | NPgN | GSP | NG FES - Steady Progression | Non Domestic battery storage installed capacity (MW)
NG FES - Steady Progression | Srg_BB001 | MW | NPgN | TYNEMOUTH | Non Domestic battery storage installed capacity (MW) | TYNE_1 | 0 | 0 | 0.24 | 0.475 | 0.716 | 1.257 | 1.296 | 1.646 | 1.721 | 1.802 | 1.836 | 1.884 | 1.929 | 1.968 | 4.163 | 4.243 | 5.417 | 5.525 | 5.642 | 5.78 | 5.858 | 5.917 | 5.986 | 6.005 | 6.031 | 6.044 | 6.045 | 6.048 | 6.048 | 6.05 | 6.916 | 6.916 | NPgN | GSP | NG FES - Steady Progression | Non Domestic battery storage installed capacity (MW)
NG FES - Steady Progression | Srg_BB001 | MW | NPgN | WEST BOLDON | Non Domestic battery storage installed capacity (MW) | WBOL_6 | 2.7 | 2.7 | 2.875 | 3.044 | 3.22 | 3.592 | 3.645 | 3.934 | 4.055 | 4.17 | 4.219 | 4.286 | 4.347 | 4.4 | 5.996 | 6.106 | 6.982 | 7.125 | 7.283 | 7.469 | 7.573 | 7.653 | 7.746 | 7.773 | 7.807 | 7.826 | 7.827 | 7.83 | 7.831 | 7.833 | 8.444 | 8.445 | NPgN | GSP | NG FES - Steady Progression | Non Domestic battery storage installed capacity (MW)
NG FES - Steady Progression | Srg_BB001 | MW | NPgY | BRADFORD WEST | Non Domestic battery storage installed capacity (MW) | BRAW_1 | 0 | 0 | 0.198 | 0.419 | 0.692 | 0.745 | 0.81 | 0.925 | 3.229 | 3.348 | 3.398 | 3.474 | 3.546 | 4.961 | 9.782 | 9.913 | 11.468 | 11.641 | 11.833 | 13.28 | 13.405 | 13.503 | 13.616 | 13.647 | 13.688 | 13.709 | 13.71 | 15.035 | 15.035 | 15.036 | 15.037 | 15.038 | NPgY | GSP | NG FES - Steady Progression | Non Domestic battery storage installed capacity (MW)
NG FES - Steady Progression | Srg_BB001 | MW | NPgY | CAMBLESFORTH | Non Domestic battery storage installed capacity (MW) | CAMB_01 | 0 | 0 | 0.069 | 0.168 | 0.333 | 0.368 | 0.411 | 0.487 | 1.152 | 1.231 | 1.263 | 1.315 | 1.362 | 1.773 | 3.151 | 3.238 | 3.714 | 3.829 | 3.956 | 4.44 | 4.523 | 4.587 | 4.662 | 4.682 | 4.71 | 4.724 | 4.724 | 5.089 | 5.089 | 5.089 | 5.091 | 5.091 | NPgY | GSP | NG FES - Steady Progression | Non Domestic battery storage installed capacity (MW)
NG FES - Steady Progression | Srg_BB001 | MW | NPgY | CREYKE BECK | Non Domestic battery storage installed capacity (MW) | CREB_1 | 49.9 | 49.9 | 50.564 | 51.1 | 51.602 | 51.761 | 51.865 | 52.116 | 66.503 | 66.709 | 66.82 | 66.905 | 66.968 | 75.97 | 106.991 | 107.093 | 116.64 | 116.742 | 116.84 | 125.065 | 125.138 | 125.197 | 125.257 | 125.29 | 125.323 | 125.348 | 125.365 | 134.191 | 134.207 | 134.221 | 134.235 | 134.248 | NPgY | GSP | NG FES - Steady Progression | Non Domestic battery storage installed capacity (MW)
NG FES - Steady Progression | Srg_BB001 | MW | NPgY | DRAX | Non Domestic battery storage installed capacity (MW) | DRAX_YEDL | 0 | 0 | 0.13 | 0.266 | 0.417 | 0.445 | 0.48 | 0.541 | 2.103 | 2.166 | 2.193 | 2.233 | 2.272 | 3.229 | 6.502 | 6.571 | 7.615 | 7.707 | 7.808 | 8.764 | 8.83 | 8.882 | 8.942 | 8.959 | 8.981 | 8.992 | 8.991 | 9.897 | 9.897 | 9.898 | 9.898 | 9.899 | NPgY | GSP | NG FES - Steady Progression | Non Domestic battery storage installed capacity (MW)
NG FES - Steady Progression | Srg_BB001 | MW | NPgY | ELLAND | Non Domestic battery storage installed capacity (MW) | ELLA_1 | 0 | 0 | 0.151 | 0.305 | 0.464 | 0.493 | 0.529 | 0.591 | 2.446 | 2.511 | 2.537 | 2.579 | 2.618 | 3.755 | 7.644 | 7.715 | 8.947 | 9.042 | 9.146 | 10.264 | 10.333 | 10.386 | 10.447 | 10.464 | 10.486 | 10.498 | 10.499 | 11.577 | 11.578 | 11.578 | 11.578 | 11.579 | NPgY | GSP | NG FES - Steady Progression | Non Domestic battery storage installed capacity (MW)
NG FES - Steady Progression | Srg_BB001 | MW | NPgY | FERRYBRIDGE A | Non Domestic battery storage installed capacity (MW) | FERRA2 | 0 | 0 | 0.195 | 0.455 | 0.902 | 1.006 | 1.123 | 1.337 | 3.921 | 4.137 | 4.23 | 4.363 | 4.486 | 6.103 | 11.578 | 11.799 | 13.616 | 13.906 | 14.226 | 15.971 | 16.182 | 16.345 | 16.533 | 16.586 | 16.657 | 16.695 | 16.697 | 18.19 | 18.192 | 18.197 | 18.201 | 18.202 | NPgY | GSP | NG FES - Steady Progression | Non Domestic battery storage installed capacity (MW)
NG FES - Steady Progression | Srg_BB001 | MW | NPgY | FERRYBRIDGE B | Non Domestic battery storage installed capacity (MW) | FERRB9 | 0 | 0 | 0.423 | 0.812 | 1.188 | 1.276 | 1.356 | 1.517 | 8.475 | 8.627 | 8.697 | 8.782 | 8.856 | 13.171 | 27.999 | 28.131 | 32.745 | 32.911 | 33.091 | 37.149 | 37.269 | 37.363 | 37.469 | 37.503 | 37.545 | 37.57 | 37.575 | 41.752 | 41.756 | 41.761 | 41.766 | 41.77 | NPgY | GSP | NG FES - Steady Progression | Non Domestic battery storage installed capacity (MW)
NG FES - Steady Progression | Srg_BB001 | MW | NPgY | GRIMSBY WEST | Non Domestic battery storage installed capacity (MW) | GRIW_1 | 0 | 0 | 0.333 | 0.813 | 1.633 | 1.81 | 2.024 | 2.403 | 5.54 | 5.935 | 6.098 | 6.35 | 6.588 | 8.532 | 15.029 | 15.459 | 17.722 | 18.295 | 18.93 | 21.244 | 21.66 | 21.982 | 22.354 | 22.456 | 22.593 | 22.664 | 22.664 | 24.376 | 24.377 | 24.381 | 24.385 | 24.386 | NPgY | GSP | NG FES - Steady Progression | Non Domestic battery storage installed capacity (MW)
NG FES - Steady Progression | Srg_BB001 | MW | NPgY | JORDANTHORPE | Non Domestic battery storage installed capacity (MW) | JORD_3 | 0 | 0 | 0.031 | 0.077 | 0.163 | 0.184 | 0.207 | 0.249 | 0.625 | 0.667 | 0.686 | 0.712 | 0.736 | 0.972 | 1.766 | 1.811 | 2.082 | 2.141 | 2.204 | 2.476 | 2.517 | 2.551 | 2.588 | 2.599 | 2.613 | 2.62 | 2.621 | 2.833 | 2.835 | 2.835 | 2.836 | 2.836 | NPgY | GSP | NG FES - Steady Progression | Non Domestic battery storage installed capacity (MW)
NG FES - Steady Progression | Srg_BB001 | MW | NPgY | KEADBY | Non Domestic battery storage installed capacity (MW) | KEAD_YEDL | 0 | 0 | 1.099 | 2.14 | 3.043 | 3.193 | 3.375 | 3.697 | 17.707 | 18.043 | 18.181 | 18.396 | 18.597 | 27.175 | 56.595 | 56.96 | 66.172 | 66.66 | 67.197 | 75.413 | 75.767 | 76.04 | 76.356 | 76.443 | 76.559 | 76.619 | 76.62 | 84.834 | 84.834 | 84.838 | 84.841 | 84.842 | NPgY | GSP | NG FES - Steady Progression | Non Domestic battery storage installed capacity (MW)
NG FES - Steady Progression | Srg_BB001 | MW | NPgY | KIRKSTALL B | Non Domestic battery storage installed capacity (MW) | KIRKB1 | 0 | 0 | 0.105 | 0.21 | 0.413 | 0.486 | 0.54 | 0.661 | 3.998 | 4.103 | 4.156 | 4.205 | 4.246 | 6.368 | 13.663 | 13.731 | 16.006 | 16.084 | 16.164 | 18.155 | 18.211 | 18.255 | 18.303 | 18.321 | 18.344 | 18.358 | 18.365 | 20.44 | 20.446 | 20.452 | 20.457 | 20.462 | NPgY | GSP | NG FES - Steady Progression | Non Domestic battery storage installed capacity (MW)
NG FES - Steady Progression | Srg_BB001 | MW | NPgY | NEEPSEND | Non Domestic battery storage installed capacity (MW) | NEEP_3 | 0 | 0 | 0.016 | 0.031 | 0.049 | 0.052 | 0.056 | 0.063 | 0.281 | 0.288 | 0.291 | 0.295 | 0.3 | 0.434 | 0.893 | 0.901 | 1.046 | 1.056 | 1.066 | 1.197 | 1.204 | 1.21 | 1.216 | 1.217 | 1.219 | 1.221 | 1.221 | 1.349 | 1.349 | 1.35 | 1.349 | 1.35 | NPgY | GSP | NG FES - Steady Progression | Non Domestic battery storage installed capacity (MW)
NG FES - Steady Progression | Srg_BB001 | MW | NPgY | NORTON LEES | Non Domestic battery storage installed capacity (MW) | NORL_3 | 0 | 0 | 0.023 | 0.065 | 0.154 | 0.174 | 0.199 | 0.242 | 0.414 | 0.459 | 0.477 | 0.506 | 0.533 | 0.641 | 0.995 | 1.043 | 1.183 | 1.247 | 1.317 | 1.479 | 1.526 | 1.562 | 1.603 | 1.615 | 1.63 | 1.638 | 1.638 | 1.725 | 1.725 | 1.725 | 1.725 | 1.726 | NPgY | GSP | NG FES - Steady Progression | Non Domestic battery storage installed capacity (MW)
NG FES - Steady Progression | Srg_BB001 | MW | NPgY | PITSMOOR 3/4 | Non Domestic battery storage installed capacity (MW) | PITS_BB_B | 0 | 0 | 0.01 | 0.023 | 0.052 | 0.057 | 0.065 | 0.078 | 0.166 | 0.18 | 0.186 | 0.194 | 0.202 | 0.258 | 0.443 | 0.457 | 0.524 | 0.542 | 0.564 | 0.633 | 0.647 | 0.658 | 0.67 | 0.673 | 0.678 | 0.681 | 0.68 | 0.729 | 0.729 | 0.729 | 0.729 | 0.73 | NPgY | GSP | NG FES - Steady Progression | Non Domestic battery storage installed capacity (MW)
NG FES - Steady Progression | Srg_BB001 | MW | NPgY | SALTEND NORTH | Non Domestic battery storage installed capacity (MW) | SALT_1 | 0 | 0 | 0.092 | 0.289 | 0.727 | 0.827 | 0.947 | 1.161 | 1.601 | 1.823 | 1.914 | 2.058 | 2.19 | 2.476 | 3.339 | 3.581 | 4.002 | 4.326 | 4.683 | 5.256 | 5.49 | 5.672 | 5.881 | 5.939 | 6.017 | 6.057 | 6.057 | 6.23 | 6.23 | 6.232 | 6.235 | 6.235 | NPgY | GSP | NG FES - Steady Progression | Non Domestic battery storage installed capacity (MW)
NG FES - Steady Progression | Srg_BB001 | MW | NPgY | SHEFFIELD CITY | Non Domestic battery storage installed capacity (MW) | SHEC_3 | 0 | 0 | 0.059 | 0.197 | 0.522 | 0.596 | 0.685 | 0.845 | 1.05 | 1.216 | 1.285 | 1.391 | 1.491 | 1.629 | 2.017 | 2.197 | 2.432 | 2.674 | 2.938 | 3.299 | 3.472 | 3.608 | 3.764 | 3.806 | 3.864 | 3.894 | 3.894 | 3.951 | 3.951 | 3.954 | 3.955 | 3.956 | NPgY | GSP | NG FES - Steady Progression | Non Domestic battery storage installed capacity (MW)
NG FES - Steady Progression | Srg_BB001 | MW | NPgY | SKELTON GRANGE | Non Domestic battery storage installed capacity (MW) | SKLGB1 | 0 | 0 | 1.274 | 2.338 | 2.374 | 2.149 | 2.051 | 1.748 | 8.312 | 8.106 | 7.971 | 7.934 | 7.931 | 11.513 | 23.857 | 23.876 | 27.618 | 27.715 | 27.85 | 31.173 | 31.248 | 31.297 | 31.373 | 31.36 | 31.366 | 31.352 | 31.317 | 34.638 | 34.607 | 34.578 | 34.553 | 34.529 | NPgY | GSP | NG FES - Steady Progression | Non Domestic battery storage installed capacity (MW)
NG FES - Steady Progression | Srg_BB001 | MW | NPgY | TEMPLEBOROUGH 275/33KV | Non Domestic battery storage installed capacity (MW) | TEMP_3 | 0 | 0 | 0.048 | 0.147 | 0.368 | 0.42 | 0.48 | 0.589 | 0.956 | 1.068 | 1.114 | 1.186 | 1.252 | 1.489 | 2.245 | 2.365 | 2.675 | 2.834 | 3.009 | 3.379 | 3.494 | 3.583 | 3.687 | 3.715 | 3.753 | 3.773 | 3.773 | 3.955 | 3.955 | 3.956 | 3.957 | 3.958 | NPgY | GSP | NG FES - Steady Progression | Non Domestic battery storage installed capacity (MW)
NG FES - Steady Progression | Srg_BB001 | MW | NPgY | THURCROFT | Non Domestic battery storage installed capacity (MW) | THUR_6 | 49.9 | 49.9 | 50.199 | 50.513 | 50.873 | 50.945 | 51.029 | 51.18 | 55.059 | 55.214 | 55.279 | 55.375 | 55.465 | 57.854 | 66.024 | 66.186 | 68.784 | 68.999 | 69.234 | 71.6 | 71.755 | 71.875 | 72.014 | 72.052 | 72.104 | 72.132 | 72.133 | 74.4 | 74.401 | 74.403 | 74.406 | 74.406 | NPgY | GSP | NG FES - Steady Progression | Non Domestic battery storage installed capacity (MW)
NG FES - Steady Progression | Srg_BB001 | MW | NPgY | WEST MELTON / THORPE MARSH | Non Domestic battery storage installed capacity (MW) | WMEL_THOM | 19.999 | 19.999 | 20.233 | 20.416 | 20.475 | 20.474 | 20.475 | 20.475 | 23.732 | 23.731 | 23.731 | 23.731 | 23.731 | 25.719 | 32.579 | 32.58 | 34.672 | 34.672 | 34.672 | 36.466 | 36.465 | 36.466 | 36.466 | 36.465 | 36.466 | 36.466 | 36.466 | 38.406 | 38.406 | 38.406 | 38.406 | 38.406 | NPgY | GSP | NG FES - Steady Progression | Non Domestic battery storage installed capacity (MW)
NG FES - Steady Progression | Srg_BB001 | MW | NPgY | WEST MELTON SECTION 3 | Non Domestic battery storage installed capacity (MW) | WMEL_BB3 | 1.2 | 1.2 | 1.486 | 1.707 | 1.807 | 1.822 | 1.831 | 1.854 | 6.373 | 6.391 | 6.401 | 6.407 | 6.412 | 9.194 | 18.79 | 18.796 | 21.73 | 21.734 | 21.739 | 24.254 | 24.258 | 24.261 | 24.264 | 24.266 | 24.269 | 24.27 | 24.273 | 26.992 | 26.994 | 26.995 | 26.998 | 26.998 | NPgY | GSP | NG FES - Steady Progression | Non Domestic battery storage installed capacity (MW)
NG FES - Steady Progression | Srg_BB001 | MW | NPgY | WINCOBANK | Non Domestic battery storage installed capacity (MW) | WIBA_3 | 0 | 0 | 0.026 | 0.045 | 0.057 | 0.061 | 0.063 | 0.068 | 0.539 | 0.542 | 0.545 | 0.546 | 0.547 | 0.839 | 1.848 | 1.849 | 2.159 | 2.16 | 2.16 | 2.425 | 2.427 | 2.427 | 2.428 | 2.428 | 2.429 | 2.429 | 2.429 | 2.716 | 2.717 | 2.717 | 2.718 | 2.717 | NPgY | GSP | NG FES - Steady Progression | Non Domestic battery storage installed capacity (MW)
NG FES - System Transformation | Srg_BB001 | MW | NPgN | BLYTH 66kV | Non Domestic battery storage installed capacity (MW) | BLYTB1 | 0 | 0 | 1.73 | 3.459 | 5.19 | 5.212 | 5.239 | 14.225 | 15.024 | 15.298 | 15.426 | 15.536 | 15.612 | 15.669 | 15.753 | 16.364 | 21.646 | 22.009 | 22.468 | 22.572 | 22.633 | 22.681 | 22.735 | 28.029 | 28.052 | 28.066 | 28.071 | 28.077 | 28.081 | 28.084 | 28.088 | 28.091 | NPgN | GSP | NG FES - System Transformation | Non Domestic battery storage installed capacity (MW)
NG FES - System Transformation | Srg_BB001 | MW | NPgN | BLYTH 132kV | Non Domestic battery storage installed capacity (MW) | BLYTH132 | 0 | 0 | 2.949 | 5.902 | 8.851 | 8.867 | 8.885 | 10.923 | 11.118 | 11.202 | 11.239 | 11.279 | 11.309 | 11.333 | 11.378 | 11.809 | 15.619 | 15.869 | 16.191 | 16.256 | 16.293 | 16.321 | 16.354 | 20.172 | 20.184 | 20.191 | 20.192 | 20.195 | 20.196 | 20.197 | 20.198 | 20.199 | NPgN | GSP | NG FES - System Transformation | Non Domestic battery storage installed capacity (MW)
NG FES - System Transformation | Srg_BB001 | MW | NPgN | FOURSTONES | Non Domestic battery storage installed capacity (MW) | FOUR_1 | 0 | 0 | 0.135 | 0.269 | 0.404 | 0.411 | 0.419 | 0.433 | 0.444 | 0.458 | 0.464 | 0.474 | 0.482 | 0.49 | 0.508 | 0.539 | 0.685 | 0.714 | 0.747 | 0.775 | 0.79 | 0.802 | 0.816 | 0.952 | 0.958 | 0.96 | 0.96 | 0.961 | 0.96 | 0.961 | 0.961 | 0.961 | NPgN | GSP | NG FES - System Transformation | Non Domestic battery storage installed capacity (MW)
NG FES - System Transformation | Srg_BB001 | MW | NPgN | HARTMOOR | Non Domestic battery storage installed capacity (MW) | HARM_6 | 0 | 0 | 0.758 | 1.515 | 2.273 | 2.285 | 2.3 | 2.529 | 2.566 | 2.597 | 2.611 | 2.629 | 2.646 | 2.661 | 2.694 | 2.811 | 3.68 | 3.764 | 3.866 | 3.917 | 3.944 | 3.966 | 3.992 | 4.847 | 4.856 | 4.861 | 4.861 | 4.862 | 4.862 | 4.863 | 4.863 | 4.863 | NPgN | GSP | NG FES - System Transformation | Non Domestic battery storage installed capacity (MW)
NG FES - System Transformation | Srg_BB001 | MW | NPgN | HAWTHORN PIT GRID | Non Domestic battery storage installed capacity (MW) | HAWP_6 | 0 | 0 | 1.001 | 2.001 | 3.002 | 3.014 | 3.029 | 3.833 | 3.918 | 3.966 | 3.986 | 4.01 | 4.031 | 4.048 | 4.083 | 4.251 | 5.592 | 5.702 | 5.839 | 5.891 | 5.921 | 5.943 | 5.969 | 7.3 | 7.31 | 7.315 | 7.316 | 7.317 | 7.318 | 7.318 | 7.319 | 7.319 | NPgN | GSP | NG FES - System Transformation | Non Domestic battery storage installed capacity (MW)
NG FES - System Transformation | Srg_BB001 | MW | NPgN | KNARESBOROUGH | Non Domestic battery storage installed capacity (MW) | KNARE_111 | 0 | 0 | 3.075 | 6.148 | 9.225 | 9.261 | 9.305 | 9.384 | 9.444 | 9.526 | 9.56 | 9.612 | 9.662 | 9.704 | 9.807 | 10.217 | 13.405 | 13.688 | 14.038 | 14.193 | 14.28 | 14.347 | 14.425 | 17.571 | 17.6 | 17.615 | 17.614 | 17.618 | 17.618 | 17.618 | 17.62 | 17.619 | NPgN | GSP | NG FES - System Transformation | Non Domestic battery storage installed capacity (MW)
NG FES - System Transformation | Srg_BB001 | MW | NPgN | LACKENBY | Non Domestic battery storage installed capacity (MW) | LACK_6 | 6 | 6 | 6.991 | 7.979 | 8.969 | 8.989 | 9.012 | 10.259 | 10.394 | 10.467 | 10.5 | 10.539 | 10.571 | 10.598 | 10.655 | 10.857 | 12.364 | 12.508 | 12.683 | 12.767 | 12.814 | 12.851 | 12.893 | 14.379 | 14.395 | 14.404 | 14.404 | 14.406 | 14.407 | 14.407 | 14.409 | 14.408 | NPgN | GSP | NG FES - System Transformation | Non Domestic battery storage installed capacity (MW)
NG FES - System Transformation | Srg_BB001 | MW | NPgN | NORTON | Non Domestic battery storage installed capacity (MW) | NORT_1 | 2.5 | 2.5 | 9.339 | 16.175 | 23.013 | 23.087 | 23.177 | 24.829 | 25.076 | 25.279 | 25.365 | 25.485 | 25.592 | 25.682 | 25.891 | 26.848 | 34.507 | 35.146 | 35.939 | 36.254 | 36.429 | 36.565 | 36.723 | 44.312 | 44.371 | 44.401 | 44.402 | 44.408 | 44.409 | 44.412 | 44.414 | 44.414 | NPgN | GSP | NG FES - System Transformation | Non Domestic battery storage installed capacity (MW)
NG FES - System Transformation | Srg_BB001 | MW | NPgN | OFFERTON | Non Domestic battery storage installed capacity (MW) | OFFE_3 | 0 | 0 | 0.165 | 0.327 | 0.492 | 0.499 | 0.508 | 1.558 | 1.144 | 1.036 | 0.982 | 0.95 | 0.933 | 0.925 | 0.933 | 0.971 | 1.247 | 1.276 | 1.315 | 1.342 | 1.354 | 1.364 | 1.376 | 1.636 | 1.639 | 1.639 | 1.637 | 1.635 | 1.633 | 1.632 | 1.63 | 1.629 | NPgN | GSP | NG FES - System Transformation | Non Domestic battery storage installed capacity (MW)
NG FES - System Transformation | Srg_BB001 | MW | NPgN | OSBALDWICK | Non Domestic battery storage installed capacity (MW) | OSBA_1 | 3.244 | 3.244 | 10.983 | 18.724 | 26.463 | 26.525 | 26.602 | 30.413 | 30.829 | 31.061 | 31.164 | 31.286 | 31.389 | 31.474 | 31.658 | 32.777 | 42.187 | 42.888 | 43.77 | 44.039 | 44.191 | 44.307 | 44.443 | 53.823 | 53.875 | 53.902 | 53.904 | 53.911 | 53.913 | 53.915 | 53.918 | 53.919 | NPgN | GSP | NG FES - System Transformation | Non Domestic battery storage installed capacity (MW)
NG FES - System Transformation | Srg_BB001 | MW | NPgN | POPPLETON | Non Domestic battery storage installed capacity (MW) | POPP_3 | 0 | 0 | 0.363 | 0.726 | 1.089 | 1.097 | 1.105 | 1.121 | 1.134 | 1.15 | 1.157 | 1.168 | 1.177 | 1.186 | 1.207 | 1.263 | 1.644 | 1.687 | 1.74 | 1.771 | 1.788 | 1.801 | 1.817 | 2.188 | 2.194 | 2.196 | 2.197 | 2.197 | 2.197 | 2.198 | 2.198 | 2.198 | NPgN | GSP | NG FES - System Transformation | Non Domestic battery storage installed capacity (MW)
NG FES - System Transformation | Srg_BB001 | MW | NPgN | SALTHOLME | Non Domestic battery storage installed capacity (MW) | SALH_1 | 0 | 0 | 0.459 | 0.919 | 1.378 | 1.379 | 1.38 | 1.402 | 1.405 | 1.408 | 1.409 | 1.412 | 1.413 | 1.415 | 1.418 | 1.47 | 1.947 | 1.976 | 2.013 | 2.018 | 2.021 | 2.024 | 2.026 | 2.505 | 2.506 | 2.507 | 2.507 | 2.506 | 2.507 | 2.507 | 2.506 | 2.506 | NPgN | GSP | NG FES - System Transformation | Non Domestic battery storage installed capacity (MW)
NG FES - System Transformation | Srg_BB001 | MW | NPgN | SOUTH SHIELDS | Non Domestic battery storage installed capacity (MW) | SSHI_3 | 35 | 35 | 35.171 | 35.342 | 35.513 | 35.521 | 35.531 | 36.244 | 35.966 | 35.897 | 35.864 | 35.846 | 35.839 | 35.837 | 35.852 | 35.89 | 36.139 | 36.173 | 36.214 | 36.245 | 36.262 | 36.274 | 36.29 | 36.523 | 36.527 | 36.528 | 36.527 | 36.525 | 36.524 | 36.523 | 36.522 | 36.521 | NPgN | GSP | NG FES - System Transformation | Non Domestic battery storage installed capacity (MW)
NG FES - System Transformation | Srg_BB001 | MW | NPgN | SPADEADAM | Non Domestic battery storage installed capacity (MW) | KIELD01 and SPAD20 | 0 | 0 | 0.103 | 0.207 | 0.31 | 0.312 | 0.316 | 0.882 | 0.866 | 0.867 | 0.866 | 0.868 | 0.87 | 0.872 | 0.878 | 0.913 | 1.201 | 1.223 | 1.252 | 1.262 | 1.268 | 1.272 | 1.277 | 1.563 | 1.564 | 1.566 | 1.566 | 1.566 | 1.565 | 1.565 | 1.565 | 1.565 | NPgN | GSP | NG FES - System Transformation | Non Domestic battery storage installed capacity (MW)
NG FES - System Transformation | Srg_BB001 | MW | NPgN | SPENNYMOOR | Non Domestic battery storage installed capacity (MW) | SPEN_1 | 0 | 0 | 5.442 | 10.885 | 16.327 | 16.369 | 16.42 | 19.087 | 19.375 | 19.532 | 19.601 | 19.684 | 19.753 | 19.81 | 19.932 | 20.713 | 27.323 | 27.807 | 28.419 | 28.597 | 28.698 | 28.777 | 28.866 | 35.46 | 35.495 | 35.513 | 35.514 | 35.518 | 35.52 | 35.522 | 35.524 | 35.524 | NPgN | GSP | NG FES - System Transformation | Non Domestic battery storage installed capacity (MW)
NG FES - System Transformation | Srg_BB001 | MW | NPgN | STELLA NORTH | Non Domestic battery storage installed capacity (MW) | STEN_1 | 0 | 0 | 1.281 | 2.558 | 3.839 | 3.87 | 3.907 | 7.501 | 6.164 | 5.825 | 5.658 | 5.56 | 5.518 | 5.497 | 5.545 | 5.764 | 7.486 | 7.65 | 7.858 | 7.971 | 8.03 | 8.073 | 8.128 | 9.795 | 9.808 | 9.811 | 9.803 | 9.798 | 9.792 | 9.786 | 9.782 | 9.777 | NPgN | GSP | NG FES - System Transformation | Non Domestic battery storage installed capacity (MW)
NG FES - System Transformation | Srg_BB001 | MW | NPgN | STELLA SOUTH | Non Domestic battery storage installed capacity (MW) | STES_1 | 0 | 0 | 3.285 | 6.57 | 9.854 | 9.879 | 9.911 | 13.102 | 13.411 | 13.548 | 13.608 | 13.673 | 13.724 | 13.765 | 13.844 | 14.383 | 18.989 | 19.318 | 19.734 | 19.847 | 19.91 | 19.959 | 20.015 | 24.618 | 24.64 | 24.653 | 24.654 | 24.658 | 24.659 | 24.661 | 24.663 | 24.663 | NPgN | GSP | NG FES - System Transformation | Non Domestic battery storage installed capacity (MW)
NG FES - System Transformation | Srg_BB001 | MW | NPgN | TYNEMOUTH | Non Domestic battery storage installed capacity (MW) | TYNE_1 | 0 | 0 | 0.899 | 1.794 | 2.693 | 2.713 | 2.738 | 3.494 | 3.55 | 3.603 | 3.625 | 3.657 | 3.686 | 3.71 | 3.767 | 3.937 | 5.138 | 5.266 | 5.42 | 5.507 | 5.555 | 5.592 | 5.636 | 6.809 | 6.826 | 6.834 | 6.834 | 6.836 | 6.836 | 6.836 | 6.837 | 6.837 | NPgN | GSP | NG FES - System Transformation | Non Domestic battery storage installed capacity (MW)
NG FES - System Transformation | Srg_BB001 | MW | NPgN | WEST BOLDON | Non Domestic battery storage installed capacity (MW) | WBOL_6 | 2.7 | 2.7 | 3.294 | 3.882 | 4.476 | 4.504 | 4.536 | 5.195 | 5.29 | 5.366 | 5.398 | 5.442 | 5.482 | 5.515 | 5.592 | 5.744 | 6.623 | 6.756 | 6.912 | 7.027 | 7.092 | 7.142 | 7.2 | 8.036 | 8.057 | 8.069 | 8.069 | 8.072 | 8.072 | 8.073 | 8.074 | 8.074 | NPgN | GSP | NG FES - System Transformation | Non Domestic battery storage installed capacity (MW)
NG FES - System Transformation | Srg_BB001 | MW | NPgY | BRADFORD WEST | Non Domestic battery storage installed capacity (MW) | BRAW_1 | 0 | 0 | 0.743 | 1.501 | 2.291 | 2.324 | 2.366 | 2.438 | 2.492 | 2.567 | 2.598 | 2.646 | 2.691 | 2.73 | 2.824 | 4.947 | 5.03 | 5.244 | 6.468 | 6.61 | 8.188 | 9.799 | 9.87 | 10.809 | 10.836 | 12.095 | 12.242 | 12.64 | 12.997 | 13.324 | 13.621 | 13.893 | NPgY | GSP | NG FES - System Transformation | Non Domestic battery storage installed capacity (MW)
NG FES - System Transformation | Srg_BB001 | MW | NPgY | CAMBLESFORTH | Non Domestic battery storage installed capacity (MW) | CAMB_01 | 0 | 0 | 0.213 | 0.444 | 0.717 | 0.74 | 0.766 | 0.814 | 0.85 | 0.9 | 0.921 | 0.953 | 0.982 | 1.008 | 1.07 | 1.683 | 1.738 | 1.838 | 2.221 | 2.315 | 2.778 | 3.243 | 3.289 | 3.554 | 3.571 | 3.922 | 3.932 | 3.961 | 3.986 | 4.009 | 4.03 | 4.048 | NPgY | GSP | NG FES - System Transformation | Non Domestic battery storage installed capacity (MW)
NG FES - System Transformation | Srg_BB001 | MW | NPgY | CREYKE BECK | Non Domestic battery storage installed capacity (MW) | CREB_1 | 49.9 | 49.9 | 53.025 | 57.731 | 62.135 | 62.55 | 62.804 | 63.466 | 63.629 | 63.708 | 63.746 | 63.785 | 63.812 | 63.833 | 63.868 | 77.532 | 77.564 | 78.302 | 85.722 | 85.77 | 95.819 | 106.197 | 106.224 | 112.384 | 112.397 | 120.739 | 120.548 | 120.029 | 119.558 | 119.131 | 118.742 | 118.384 | NPgY | GSP | NG FES - System Transformation | Non Domestic battery storage installed capacity (MW)
NG FES - System Transformation | Srg_BB001 | MW | NPgY | DRAX | Non Domestic battery storage installed capacity (MW) | DRAX_YEDL | 0 | 0 | 0.504 | 1.013 | 1.53 | 1.548 | 1.571 | 1.609 | 1.637 | 1.677 | 1.694 | 1.72 | 1.744 | 1.765 | 1.814 | 3.253 | 3.297 | 3.427 | 4.245 | 4.321 | 5.387 | 6.48 | 6.517 | 7.156 | 7.169 | 8.028 | 8.101 | 8.296 | 8.471 | 8.631 | 8.776 | 8.91 | NPgY | GSP | NG FES - System Transformation | Non Domestic battery storage installed capacity (MW)
NG FES - System Transformation | Srg_BB001 | MW | NPgY | ELLAND | Non Domestic battery storage installed capacity (MW) | ELLA_1 | 0 | 0 | 0.6 | 1.2 | 1.805 | 1.823 | 1.845 | 1.884 | 1.914 | 1.955 | 1.972 | 1.998 | 2.023 | 2.044 | 2.094 | 3.803 | 3.848 | 3.993 | 4.959 | 5.036 | 6.301 | 7.597 | 7.635 | 8.396 | 8.41 | 9.433 | 9.499 | 9.677 | 9.837 | 9.982 | 10.115 | 10.236 | NPgY | GSP | NG FES - System Transformation | Non Domestic battery storage installed capacity (MW)
NG FES - System Transformation | Srg_BB001 | MW | NPgY | FERRYBRIDGE A | Non Domestic battery storage installed capacity (MW) | FERRA2 | 0 | 0 | 0.649 | 1.538 | 2.51 | 2.613 | 2.709 | 2.903 | 3.009 | 3.139 | 3.193 | 3.276 | 3.351 | 3.416 | 3.57 | 6.003 | 6.138 | 6.436 | 7.878 | 8.11 | 9.929 | 11.775 | 11.892 | 12.96 | 13.003 | 14.43 | 14.396 | 14.307 | 14.223 | 14.149 | 14.081 | 14.017 | NPgY | GSP | NG FES - System Transformation | Non Domestic battery storage installed capacity (MW)
NG FES - System Transformation | Srg_BB001 | MW | NPgY | FERRYBRIDGE B | Non Domestic battery storage installed capacity (MW) | FERRB9 | 0 | 0 | 1.826 | 4.09 | 6.27 | 6.411 | 6.514 | 6.756 | 6.843 | 6.925 | 6.961 | 7.01 | 7.054 | 7.09 | 7.174 | 13.699 | 13.772 | 14.201 | 17.799 | 17.925 | 22.734 | 27.686 | 27.75 | 30.676 | 30.7 | 34.654 | 34.586 | 34.404 | 34.237 | 34.086 | 33.949 | 33.822 | NPgY | GSP | NG FES - System Transformation | Non Domestic battery storage installed capacity (MW)
NG FES - System Transformation | Srg_BB001 | MW | NPgY | GRIMSBY WEST | Non Domestic battery storage installed capacity (MW) | GRIW_1 | 0 | 0 | 1.005 | 2.102 | 3.413 | 3.524 | 3.659 | 3.897 | 4.077 | 4.325 | 4.427 | 4.587 | 4.736 | 4.863 | 5.172 | 8.068 | 8.339 | 8.834 | 10.652 | 11.121 | 13.31 | 15.504 | 15.737 | 16.984 | 17.071 | 18.718 | 18.767 | 18.908 | 19.029 | 19.141 | 19.243 | 19.334 | NPgY | GSP | NG FES - System Transformation | Non Domestic battery storage installed capacity (MW)
NG FES - System Transformation | Srg_BB001 | MW | NPgY | JORDANTHORPE | Non Domestic battery storage installed capacity (MW) | JORD_3 | 0 | 0 | 0.093 | 0.225 | 0.378 | 0.396 | 0.414 | 0.45 | 0.47 | 0.496 | 0.507 | 0.524 | 0.539 | 0.551 | 0.583 | 0.937 | 0.964 | 1.018 | 1.235 | 1.282 | 1.549 | 1.817 | 1.84 | 1.995 | 2.003 | 2.208 | 2.21 | 2.216 | 2.22 | 2.224 | 2.227 | 2.231 | NPgY | GSP | NG FES - System Transformation | Non Domestic battery storage installed capacity (MW)
NG FES - System Transformation | Srg_BB001 | MW | NPgY | KEADBY | Non Domestic battery storage installed capacity (MW) | KEAD_YEDL | 0 | 0 | 4.532 | 9.027 | 13.435 | 13.53 | 13.644 | 13.847 | 14 | 14.21 | 14.296 | 14.432 | 14.559 | 14.667 | 14.93 | 27.838 | 28.067 | 29.024 | 36.218 | 36.617 | 46.148 | 55.937 | 56.135 | 61.9 | 61.974 | 69.749 | 70 | 70.682 | 71.294 | 71.851 | 72.36 | 72.824 | NPgY | GSP | NG FES - System Transformation | Non Domestic battery storage installed capacity (MW)
NG FES - System Transformation | Srg_BB001 | MW | NPgY | KIRKSTALL B | Non Domestic battery storage installed capacity (MW) | KIRKB1 | 0 | 0 | 0.492 | 1.62 | 2.701 | 2.867 | 2.974 | 3.243 | 3.317 | 3.364 | 3.386 | 3.41 | 3.431 | 3.447 | 3.481 | 6.713 | 6.743 | 6.947 | 8.723 | 8.773 | 11.156 | 13.613 | 13.639 | 15.093 | 15.103 | 17.069 | 16.859 | 16.295 | 15.783 | 15.318 | 14.894 | 14.505 | NPgY | GSP | NG FES - System Transformation | Non Domestic battery storage installed capacity (MW)
NG FES - System Transformation | Srg_BB001 | MW | NPgY | NEEPSEND | Non Domestic battery storage installed capacity (MW) | NEEP_3 | 0 | 0 | 0.064 | 0.135 | 0.205 | 0.209 | 0.212 | 0.219 | 0.222 | 0.226 | 0.228 | 0.231 | 0.234 | 0.235 | 0.24 | 0.443 | 0.448 | 0.464 | 0.577 | 0.585 | 0.735 | 0.888 | 0.892 | 0.982 | 0.984 | 1.105 | 1.118 | 1.152 | 1.182 | 1.21 | 1.234 | 1.257 | NPgY | GSP | NG FES - System Transformation | Non Domestic battery storage installed capacity (MW)
NG FES - System Transformation | Srg_BB001 | MW | NPgY | NORTON LEES | Non Domestic battery storage installed capacity (MW) | NORL_3 | 0 | 0 | 0.047 | 0.114 | 0.21 | 0.224 | 0.241 | 0.27 | 0.291 | 0.319 | 0.33 | 0.348 | 0.365 | 0.379 | 0.413 | 0.574 | 0.605 | 0.652 | 0.767 | 0.819 | 0.945 | 1.066 | 1.092 | 1.159 | 1.168 | 1.253 | 1.266 | 1.301 | 1.331 | 1.359 | 1.385 | 1.407 | NPgY | GSP | NG FES - System Transformation | Non Domestic battery storage installed capacity (MW)
NG FES - System Transformation | Srg_BB001 | MW | NPgY | PITSMOOR 3/4 | Non Domestic battery storage installed capacity (MW) | PITS_BB_B | 0 | 0 | 0.026 | 0.058 | 0.097 | 0.101 | 0.107 | 0.115 | 0.122 | 0.13 | 0.133 | 0.139 | 0.145 | 0.148 | 0.159 | 0.241 | 0.251 | 0.266 | 0.32 | 0.336 | 0.399 | 0.462 | 0.469 | 0.504 | 0.507 | 0.553 | 0.559 | 0.574 | 0.586 | 0.598 | 0.609 | 0.618 | NPgY | GSP | NG FES - System Transformation | Non Domestic battery storage installed capacity (MW)
NG FES - System Transformation | Srg_BB001 | MW | NPgY | SALTEND NORTH | Non Domestic battery storage installed capacity (MW) | SALT_1 | 0 | 0 | 0.136 | 0.337 | 0.69 | 0.752 | 0.829 | 0.963 | 1.064 | 1.204 | 1.262 | 1.351 | 1.436 | 1.508 | 1.681 | 2.09 | 2.243 | 2.459 | 2.822 | 3.086 | 3.422 | 3.73 | 3.862 | 4.014 | 4.062 | 4.243 | 4.29 | 4.418 | 4.53 | 4.633 | 4.728 | 4.813 | NPgY | GSP | NG FES - System Transformation | Non Domestic battery storage installed capacity (MW)
NG FES - System Transformation | Srg_BB001 | MW | NPgY | SHEFFIELD CITY | Non Domestic battery storage installed capacity (MW) | SHEC_3 | 0 | 0 | 0.058 | 0.17 | 0.398 | 0.445 | 0.502 | 0.603 | 0.679 | 0.783 | 0.826 | 0.893 | 0.955 | 1.009 | 1.138 | 1.332 | 1.445 | 1.6 | 1.81 | 2.007 | 2.174 | 2.319 | 2.418 | 2.48 | 2.517 | 2.584 | 2.591 | 2.613 | 2.628 | 2.644 | 2.658 | 2.67 | NPgY | GSP | NG FES - System Transformation | Non Domestic battery storage installed capacity (MW)
NG FES - System Transformation | Srg_BB001 | MW | NPgY | SKELTON GRANGE | Non Domestic battery storage installed capacity (MW) | SKLGB1 | 0 | 0 | 5.212 | 6.956 | 8.62 | 7.846 | 7.406 | 6.202 | 5.97 | 5.942 | 5.917 | 5.926 | 5.949 | 5.974 | 6.066 | 11.283 | 11.362 | 11.736 | 14.628 | 14.78 | 18.608 | 22.537 | 22.607 | 24.914 | 24.934 | 28.048 | 27.734 | 26.909 | 26.161 | 25.482 | 24.862 | 24.294 | NPgY | GSP | NG FES - System Transformation | Non Domestic battery storage installed capacity (MW)
NG FES - System Transformation | Srg_BB001 | MW | NPgY | TEMPLEBOROUGH 275/33KV | Non Domestic battery storage installed capacity (MW) | TEMP_3 | 0 | 0 | 0.085 | 0.234 | 0.455 | 0.494 | 0.536 | 0.614 | 0.667 | 0.737 | 0.765 | 0.81 | 0.852 | 0.887 | 0.972 | 1.32 | 1.394 | 1.509 | 1.766 | 1.895 | 2.169 | 2.433 | 2.497 | 2.638 | 2.662 | 2.841 | 2.83 | 2.803 | 2.776 | 2.753 | 2.732 | 2.712 | NPgY | GSP | NG FES - System Transformation | Non Domestic battery storage installed capacity (MW)
NG FES - System Transformation | Srg_BB001 | MW | NPgY | THURCROFT | Non Domestic battery storage installed capacity (MW) | THUR_6 | 49.9 | 49.9 | 51.074 | 52.343 | 53.627 | 53.688 | 53.751 | 53.871 | 53.945 | 54.04 | 54.079 | 54.138 | 54.194 | 54.242 | 54.355 | 57.953 | 58.053 | 58.366 | 60.404 | 60.576 | 63.241 | 65.969 | 66.056 | 67.655 | 67.687 | 69.839 | 69.861 | 69.925 | 69.98 | 70.03 | 70.077 | 70.118 | NPgY | GSP | NG FES - System Transformation | Non Domestic battery storage installed capacity (MW)
NG FES - System Transformation | Srg_BB001 | MW | NPgY | WEST MELTON / THORPE MARSH | Non Domestic battery storage installed capacity (MW) | WMEL_THOM | 19.999 | 19.999 | 21.056 | 22.078 | 23.024 | 23.024 | 23.024 | 23.023 | 23.024 | 23.023 | 23.024 | 23.023 | 23.024 | 23.023 | 23.024 | 26.023 | 26.023 | 26.176 | 27.798 | 27.798 | 30 | 32.275 | 32.275 | 33.625 | 33.625 | 35.456 | 35.567 | 35.866 | 36.136 | 36.383 | 36.607 | 36.812 | NPgY | GSP | NG FES - System Transformation | Non Domestic battery storage installed capacity (MW)
NG FES - System Transformation | Srg_BB001 | MW | NPgY | WEST MELTON SECTION 3 | Non Domestic battery storage installed capacity (MW) | WMEL_BB3 | 1.2 | 1.2 | 2.506 | 3.943 | 5.276 | 5.318 | 5.343 | 5.409 | 5.424 | 5.43 | 5.433 | 5.436 | 5.437 | 5.438 | 5.439 | 9.644 | 9.645 | 9.862 | 12.136 | 12.137 | 15.226 | 18.417 | 18.418 | 20.312 | 20.313 | 22.881 | 22.905 | 22.968 | 23.025 | 23.077 | 23.124 | 23.168 | NPgY | GSP | NG FES - System Transformation | Non Domestic battery storage installed capacity (MW)
NG FES - System Transformation | Srg_BB001 | MW | NPgY | WINCOBANK | Non Domestic battery storage installed capacity (MW) | WIBA_3 | 0 | 0 | 0.118 | 0.27 | 0.411 | 0.42 | 0.426 | 0.44 | 0.444 | 0.444 | 0.445 | 0.446 | 0.447 | 0.447 | 0.446 | 0.89 | 0.89 | 0.913 | 1.153 | 1.153 | 1.479 | 1.815 | 1.815 | 2.015 | 2.015 | 2.286 | 2.274 | 2.243 | 2.215 | 2.189 | 2.165 | 2.143 | NPgY | GSP | NG FES - System Transformation | Non Domestic battery storage installed capacity (MW)
NPg Planning Scenario | Srg_BB001 | MW | NPgN | BLYTH 66kV | Non Domestic battery storage installed capacity (MW) | BLYTB1 | 0 | 0 | 1.742 | 3.478 | 5.221 | 5.282 | 5.357 | 15.323 | 15.605 | 15.802 | 15.889 | 15.996 | 16.09 | 22.204 | 32.721 | 32.88 | 33.038 | 33.244 | 33.47 | 33.734 | 33.882 | 33.997 | 34.129 | 37.06 | 37.11 | 37.137 | 37.138 | 37.144 | 37.145 | 37.148 | 42.349 | 42.35 | NPgN | GSP | NPg Planning Scenario | Non Domestic battery storage installed capacity (MW)
NPg Planning Scenario | Srg_BB001 | MW | NPgN | BLYTH 132kV | Non Domestic battery storage installed capacity (MW) | BLYTH132 | 0 | 0 | 2.931 | 5.869 | 8.799 | 8.84 | 8.889 | 11.184 | 11.292 | 11.396 | 11.44 | 11.503 | 11.56 | 15.962 | 23.533 | 23.635 | 23.735 | 23.87 | 24.016 | 24.189 | 24.287 | 24.362 | 24.448 | 26.556 | 26.588 | 26.605 | 26.605 | 26.609 | 26.609 | 26.61 | 30.357 | 30.357 | NPgN | GSP | NPg Planning Scenario | Non Domestic battery storage installed capacity (MW)
NPg Planning Scenario | Srg_BB001 | MW | NPgN | FOURSTONES | Non Domestic battery storage installed capacity (MW) | FOUR_1 | 0 | 0 | 0.144 | 0.284 | 0.429 | 0.446 | 0.468 | 0.508 | 0.537 | 0.577 | 0.593 | 0.619 | 0.643 | 0.816 | 1.126 | 1.169 | 1.213 | 1.273 | 1.337 | 1.413 | 1.456 | 1.489 | 1.526 | 1.609 | 1.623 | 1.631 | 1.63 | 1.632 | 1.632 | 1.632 | 1.763 | 1.763 | NPgN | GSP | NPg Planning Scenario | Non Domestic battery storage installed capacity (MW)
NPg Planning Scenario | Srg_BB001 | MW | NPgN | HARTMOOR | Non Domestic battery storage installed capacity (MW) | HARM_6 | 0 | 0 | 0.766 | 1.529 | 2.296 | 2.329 | 2.368 | 2.662 | 2.72 | 2.794 | 2.825 | 2.872 | 2.917 | 3.923 | 5.675 | 5.755 | 5.834 | 5.941 | 6.058 | 6.196 | 6.273 | 6.333 | 6.401 | 6.884 | 6.91 | 6.923 | 6.923 | 6.925 | 6.926 | 6.927 | 7.762 | 7.761 | NPgN | GSP | NPg Planning Scenario | Non Domestic battery storage installed capacity (MW)
NPg Planning Scenario | Srg_BB001 | MW | NPgN | HAWTHORN PIT GRID | Non Domestic battery storage installed capacity (MW) | HAWP_6 | 0 | 0 | 1.006 | 2.01 | 3.016 | 3.05 | 3.09 | 4.018 | 4.088 | 4.168 | 4.202 | 4.251 | 4.297 | 5.849 | 8.534 | 8.617 | 8.699 | 8.808 | 8.928 | 9.07 | 9.149 | 9.21 | 9.281 | 10.025 | 10.052 | 10.065 | 10.064 | 10.067 | 10.068 | 10.068 | 11.371 | 11.371 | NPgN | GSP | NPg Planning Scenario | Non Domestic battery storage installed capacity (MW)
NPg Planning Scenario | Srg_BB001 | MW | NPgN | KNARESBOROUGH | Non Domestic battery storage installed capacity (MW) | KNARE_111 | 0 | 0 | 3.09 | 6.174 | 9.266 | 9.366 | 9.489 | 9.705 | 9.869 | 10.093 | 10.186 | 10.331 | 10.467 | 14.156 | 20.556 | 20.801 | 21.046 | 21.374 | 21.736 | 22.162 | 22.399 | 22.582 | 22.795 | 24.564 | 24.642 | 24.682 | 24.682 | 24.691 | 24.69 | 24.693 | 27.767 | 27.767 | NPgN | GSP | NPg Planning Scenario | Non Domestic battery storage installed capacity (MW)
NPg Planning Scenario | Srg_BB001 | MW | NPgN | LACKENBY | Non Domestic battery storage installed capacity (MW) | LACK_6 | 6 | 6 | 7.008 | 8.01 | 9.018 | 9.072 | 9.138 | 10.577 | 10.69 | 10.819 | 10.872 | 10.953 | 11.026 | 12.774 | 15.81 | 15.943 | 16.076 | 16.252 | 16.446 | 16.675 | 16.802 | 16.901 | 17.015 | 17.854 | 17.896 | 17.918 | 17.918 | 17.922 | 17.922 | 17.924 | 19.376 | 19.375 | NPgN | GSP | NPg Planning Scenario | Non Domestic battery storage installed capacity (MW)
NPg Planning Scenario | Srg_BB001 | MW | NPgN | NORTON | Non Domestic battery storage installed capacity (MW) | NORT_1 | 2.5 | 2.5 | 9.359 | 16.21 | 23.071 | 23.273 | 23.519 | 25.597 | 25.958 | 26.421 | 26.613 | 26.907 | 27.182 | 36.043 | 51.383 | 51.878 | 52.375 | 53.035 | 53.765 | 54.621 | 55.099 | 55.469 | 55.898 | 60.144 | 60.303 | 60.385 | 60.385 | 60.401 | 60.401 | 60.406 | 67.83 | 67.83 | NPgN | GSP | NPg Planning Scenario | Non Domestic battery storage installed capacity (MW)
NPg Planning Scenario | Srg_BB001 | MW | NPgN | OFFERTON | Non Domestic battery storage installed capacity (MW) | OFFE_3 | 0 | 0 | 0.174 | 0.344 | 0.519 | 0.539 | 0.563 | 1.058 | 0.989 | 1.002 | 1.004 | 1.022 | 1.043 | 1.357 | 1.912 | 1.956 | 2.001 | 2.064 | 2.133 | 2.216 | 2.262 | 2.297 | 2.339 | 2.487 | 2.502 | 2.509 | 2.508 | 2.509 | 2.508 | 2.509 | 2.756 | 2.755 | NPgN | GSP | NPg Planning Scenario | Non Domestic battery storage installed capacity (MW)
NPg Planning Scenario | Srg_BB001 | MW | NPgN | OSBALDWICK | Non Domestic battery storage installed capacity (MW) | OSBA_1 | 3.244 | 3.244 | 10.972 | 18.705 | 26.433 | 26.605 | 26.815 | 31.23 | 31.585 | 31.995 | 32.166 | 32.421 | 32.657 | 43.539 | 62.314 | 62.738 | 63.162 | 63.724 | 64.346 | 65.075 | 65.483 | 65.798 | 66.163 | 71.375 | 71.511 | 71.581 | 71.582 | 71.596 | 71.596 | 71.601 | 80.792 | 80.792 | NPgN | GSP | NPg Planning Scenario | Non Domestic battery storage installed capacity (MW)
NPg Planning Scenario | Srg_BB001 | MW | NPgN | POPPLETON | Non Domestic battery storage installed capacity (MW) | POPP_3 | 0 | 0 | 0.37 | 0.737 | 1.107 | 1.128 | 1.153 | 1.197 | 1.229 | 1.275 | 1.294 | 1.324 | 1.351 | 1.793 | 2.566 | 2.616 | 2.666 | 2.733 | 2.806 | 2.891 | 2.939 | 2.977 | 3.02 | 3.232 | 3.248 | 3.256 | 3.256 | 3.258 | 3.257 | 3.258 | 3.618 | 3.618 | NPgN | GSP | NPg Planning Scenario | Non Domestic battery storage installed capacity (MW)
NPg Planning Scenario | Srg_BB001 | MW | NPgN | SALTHOLME | Non Domestic battery storage installed capacity (MW) | SALH_1 | 0 | 0 | 0.454 | 0.911 | 1.364 | 1.368 | 1.372 | 1.399 | 1.406 | 1.413 | 1.416 | 1.421 | 1.425 | 1.975 | 2.92 | 2.928 | 2.937 | 2.948 | 2.959 | 2.973 | 2.981 | 2.986 | 2.994 | 3.257 | 3.26 | 3.261 | 3.261 | 3.261 | 3.261 | 3.262 | 3.731 | 3.731 | NPgN | GSP | NPg Planning Scenario | Non Domestic battery storage installed capacity (MW)
NPg Planning Scenario | Srg_BB001 | MW | NPgN | SOUTH SHIELDS | Non Domestic battery storage installed capacity (MW) | SSHI_3 | 35 | 35 | 35.182 | 35.36 | 35.543 | 35.566 | 35.593 | 35.938 | 35.905 | 35.932 | 35.941 | 35.967 | 35.992 | 36.278 | 36.786 | 36.836 | 36.889 | 36.96 | 37.039 | 37.133 | 37.185 | 37.225 | 37.271 | 37.407 | 37.425 | 37.432 | 37.432 | 37.433 | 37.433 | 37.433 | 37.655 | 37.654 | NPgN | GSP | NPg Planning Scenario | Non Domestic battery storage installed capacity (MW)
NPg Planning Scenario | Srg_BB001 | MW | NPgN | SPADEADAM | Non Domestic battery storage installed capacity (MW) | KIELD01 and SPAD20 | 0 | 0 | 0.106 | 0.211 | 0.317 | 0.324 | 0.332 | 0.874 | 0.881 | 0.895 | 0.9 | 0.909 | 0.918 | 1.251 | 1.826 | 1.841 | 1.859 | 1.88 | 1.905 | 1.933 | 1.949 | 1.961 | 1.975 | 2.134 | 2.14 | 2.142 | 2.143 | 2.143 | 2.143 | 2.143 | 2.422 | 2.422 | NPgN | GSP | NPg Planning Scenario | Non Domestic battery storage installed capacity (MW)
NPg Planning Scenario | Srg_BB001 | MW | NPgN | SPENNYMOOR | Non Domestic battery storage installed capacity (MW) | SPEN_1 | 0 | 0 | 5.43 | 10.865 | 16.295 | 16.41 | 16.548 | 19.63 | 19.869 | 20.141 | 20.255 | 20.425 | 20.582 | 28.225 | 41.407 | 41.688 | 41.97 | 42.344 | 42.756 | 43.24 | 43.51 | 43.719 | 43.962 | 47.623 | 47.713 | 47.76 | 47.76 | 47.769 | 47.769 | 47.773 | 54.235 | 54.235 | NPgN | GSP | NPg Planning Scenario | Non Domestic battery storage installed capacity (MW)
NPg Planning Scenario | Srg_BB001 | MW | NPgN | STELLA NORTH | Non Domestic battery storage installed capacity (MW) | STEN_1 | 0 | 0 | 1.312 | 2.613 | 3.927 | 4.012 | 4.116 | 5.925 | 5.73 | 5.811 | 5.835 | 5.923 | 6.015 | 7.991 | 11.444 | 11.631 | 11.824 | 12.089 | 12.384 | 12.735 | 12.928 | 13.077 | 13.252 | 14.192 | 14.255 | 14.285 | 14.283 | 14.287 | 14.285 | 14.284 | 15.89 | 15.889 | NPgN | GSP | NPg Planning Scenario | Non Domestic battery storage installed capacity (MW)
NPg Planning Scenario | Srg_BB001 | MW | NPgN | STELLA SOUTH | Non Domestic battery storage installed capacity (MW) | STES_1 | 0 | 0 | 3.278 | 6.559 | 9.837 | 9.908 | 9.993 | 13.595 | 13.773 | 13.953 | 14.028 | 14.136 | 14.236 | 19.562 | 28.742 | 28.918 | 29.093 | 29.325 | 29.58 | 29.88 | 30.047 | 30.177 | 30.328 | 32.88 | 32.935 | 32.965 | 32.965 | 32.971 | 32.971 | 32.974 | 37.487 | 37.487 | NPgN | GSP | NPg Planning Scenario | Non Domestic battery storage installed capacity (MW)
NPg Planning Scenario | Srg_BB001 | MW | NPgN | TYNEMOUTH | Non Domestic battery storage installed capacity (MW) | TYNE_1 | 0 | 0 | 0.918 | 1.829 | 2.748 | 2.805 | 2.872 | 3.726 | 3.823 | 3.95 | 4.002 | 4.082 | 4.158 | 5.551 | 7.983 | 8.118 | 8.256 | 8.437 | 8.638 | 8.875 | 9.007 | 9.109 | 9.227 | 9.895 | 9.938 | 9.961 | 9.961 | 9.966 | 9.966 | 9.967 | 11.111 | 11.111 | NPgN | GSP | NPg Planning Scenario | Non Domestic battery storage installed capacity (MW)
NPg Planning Scenario | Srg_BB001 | MW | NPgN | WEST BOLDON | Non Domestic battery storage installed capacity (MW) | WBOL_6 | 2.7 | 2.7 | 3.329 | 3.945 | 4.576 | 4.65 | 4.741 | 5.56 | 5.694 | 5.865 | 5.936 | 6.044 | 6.146 | 7.17 | 8.985 | 9.167 | 9.35 | 9.593 | 9.863 | 10.179 | 10.354 | 10.491 | 10.649 | 11.141 | 11.2 | 11.23 | 11.229 | 11.235 | 11.236 | 11.238 | 12.046 | 12.047 | NPgN | GSP | NPg Planning Scenario | Non Domestic battery storage installed capacity (MW)
NPg Planning Scenario | Srg_BB001 | MW | NPgY | BRADFORD WEST | Non Domestic battery storage installed capacity (MW) | BRAW_1 | 0 | 0 | 0.76 | 1.559 | 2.446 | 2.538 | 2.65 | 2.848 | 5.072 | 5.278 | 5.363 | 5.495 | 5.619 | 7.138 | 13.764 | 14.881 | 17.413 | 18.361 | 19.231 | 23.103 | 24.892 | 25.476 | 26.006 | 26.343 | 26.658 | 26.906 | 27.088 | 29.11 | 29.26 | 29.402 | 29.534 | 29.656 | NPgY | GSP | NPg Planning Scenario | Non Domestic battery storage installed capacity (MW)
NPg Planning Scenario | Srg_BB001 | MW | NPgY | CAMBLESFORTH | Non Domestic battery storage installed capacity (MW) | CAMB_01 | 0 | 0 | 0.234 | 0.518 | 0.917 | 0.978 | 1.052 | 1.184 | 1.85 | 1.987 | 2.043 | 2.131 | 2.213 | 2.669 | 4.463 | 4.674 | 5.255 | 5.498 | 5.754 | 6.719 | 7.139 | 7.28 | 7.431 | 7.486 | 7.551 | 7.589 | 7.603 | 8.004 | 8.015 | 8.025 | 8.036 | 8.045 | NPgY | GSP | NPg Planning Scenario | Non Domestic battery storage installed capacity (MW)
NPg Planning Scenario | Srg_BB001 | MW | NPgY | CREYKE BECK | Non Domestic battery storage installed capacity (MW) | CREB_1 | 49.9 | 49.9 | 52.924 | 57.27 | 60.784 | 61.167 | 61.413 | 62.225 | 76.148 | 76.245 | 76.289 | 76.34 | 76.384 | 85.87 | 123.857 | 122.746 | 130.429 | 129.662 | 129.049 | 142.806 | 147.357 | 146.859 | 146.475 | 146.117 | 145.817 | 145.551 | 145.312 | 152.756 | 152.558 | 152.376 | 152.205 | 152.046 | NPgY | GSP | NPg Planning Scenario | Non Domestic battery storage installed capacity (MW)
NPg Planning Scenario | Srg_BB001 | MW | NPgY | DRAX | Non Domestic battery storage installed capacity (MW) | DRAX_YEDL | 0 | 0 | 0.509 | 1.029 | 1.575 | 1.624 | 1.684 | 1.789 | 3.287 | 3.396 | 3.442 | 3.512 | 3.578 | 4.6 | 8.976 | 9.533 | 11.041 | 11.518 | 11.959 | 14.312 | 15.357 | 15.65 | 15.918 | 16.086 | 16.243 | 16.366 | 16.455 | 17.691 | 17.764 | 17.833 | 17.899 | 17.958 | NPgY | GSP | NPg Planning Scenario | Non Domestic battery storage installed capacity (MW)
NPg Planning Scenario | Srg_BB001 | MW | NPgY | ELLAND | Non Domestic battery storage installed capacity (MW) | ELLA_1 | 0 | 0 | 0.601 | 1.207 | 1.822 | 1.872 | 1.933 | 2.04 | 3.813 | 3.926 | 3.972 | 4.044 | 4.11 | 5.32 | 10.435 | 10.957 | 12.599 | 13.053 | 13.474 | 16.08 | 17.203 | 17.48 | 17.735 | 17.892 | 18.039 | 18.153 | 18.234 | 19.603 | 19.671 | 19.734 | 19.794 | 19.847 | NPgY | GSP | NPg Planning Scenario | Non Domestic battery storage installed capacity (MW)
NPg Planning Scenario | Srg_BB001 | MW | NPgY | FERRYBRIDGE A | Non Domestic battery storage installed capacity (MW) | FERRA2 | 0 | 0 | 0.698 | 1.691 | 2.915 | 3.109 | 3.317 | 3.732 | 6.314 | 6.657 | 6.798 | 7.016 | 7.22 | 8.987 | 15.785 | 15.944 | 17.583 | 17.923 | 18.339 | 21.259 | 22.361 | 22.539 | 22.779 | 22.8 | 22.861 | 22.872 | 22.829 | 24.085 | 24.05 | 24.021 | 23.994 | 23.966 | NPgY | GSP | NPg Planning Scenario | Non Domestic battery storage installed capacity (MW)
NPg Planning Scenario | Srg_BB001 | MW | NPgY | FERRYBRIDGE B | Non Domestic battery storage installed capacity (MW) | FERRB9 | 0 | 0 | 1.798 | 3.961 | 5.892 | 6.071 | 6.229 | 6.612 | 13.304 | 13.495 | 13.575 | 13.695 | 13.805 | 18.368 | 36.608 | 36.388 | 40.339 | 40.299 | 40.338 | 47.317 | 49.747 | 49.7 | 49.715 | 49.63 | 49.579 | 49.514 | 49.428 | 53.071 | 53.001 | 52.938 | 52.879 | 52.822 | NPgY | GSP | NPg Planning Scenario | Non Domestic battery storage installed capacity (MW)
NPg Planning Scenario | Srg_BB001 | MW | NPgY | GRIMSBY WEST | Non Domestic battery storage installed capacity (MW) | GRIW_1 | 0 | 0 | 1.112 | 2.476 | 4.428 | 4.732 | 5.101 | 5.754 | 8.916 | 9.595 | 9.877 | 10.313 | 10.722 | 12.889 | 21.37 | 22.411 | 25.193 | 26.401 | 27.674 | 32.29 | 34.313 | 35.009 | 35.763 | 36.034 | 36.354 | 36.546 | 36.607 | 38.506 | 38.556 | 38.611 | 38.662 | 38.703 | NPgY | GSP | NPg Planning Scenario | Non Domestic battery storage installed capacity (MW)
NPg Planning Scenario | Srg_BB001 | MW | NPgY | JORDANTHORPE | Non Domestic battery storage installed capacity (MW) | JORD_3 | 0 | 0 | 0.103 | 0.262 | 0.475 | 0.512 | 0.553 | 0.632 | 1.015 | 1.083 | 1.112 | 1.155 | 1.197 | 1.459 | 2.479 | 2.563 | 2.863 | 2.97 | 3.085 | 3.594 | 3.806 | 3.866 | 3.934 | 3.956 | 3.982 | 3.997 | 3.999 | 4.213 | 4.215 | 4.217 | 4.219 | 4.22 | NPgY | GSP | NPg Planning Scenario | Non Domestic battery storage installed capacity (MW)
NPg Planning Scenario | Srg_BB001 | MW | NPgY | KEADBY | Non Domestic battery storage installed capacity (MW) | KEAD_YEDL | 0 | 0 | 4.489 | 8.876 | 13.025 | 13.283 | 13.597 | 14.153 | 27.454 | 28.032 | 28.27 | 28.642 | 28.988 | 38.06 | 75.688 | 77.845 | 88.405 | 90.356 | 92.205 | 109.493 | 116.477 | 117.659 | 118.778 | 119.413 | 120.031 | 120.493 | 120.804 | 129.941 | 130.198 | 130.444 | 130.673 | 130.88 | NPgY | GSP | NPg Planning Scenario | Non Domestic battery storage installed capacity (MW)
NPg Planning Scenario | Srg_BB001 | MW | NPgY | KIRKSTALL B | Non Domestic battery storage installed capacity (MW) | KIRKB1 | 0 | 0 | 0.489 | 1.566 | 2.518 | 2.686 | 2.803 | 3.158 | 6.471 | 6.554 | 6.589 | 6.638 | 6.682 | 8.941 | 17.285 | 16.081 | 16.851 | 16.021 | 15.359 | 17.344 | 17.625 | 17.085 | 16.67 | 16.281 | 15.955 | 15.667 | 15.407 | 16.314 | 16.098 | 15.899 | 15.714 | 15.54 | NPgY | GSP | NPg Planning Scenario | Non Domestic battery storage installed capacity (MW)
NPg Planning Scenario | Srg_BB001 | MW | NPgY | NEEPSEND | Non Domestic battery storage installed capacity (MW) | NEEP_3 | 0 | 0 | 0.063 | 0.134 | 0.204 | 0.211 | 0.217 | 0.231 | 0.44 | 0.452 | 0.456 | 0.464 | 0.471 | 0.613 | 1.237 | 1.325 | 1.548 | 1.619 | 1.683 | 2.026 | 2.181 | 2.226 | 2.265 | 2.291 | 2.316 | 2.335 | 2.351 | 2.538 | 2.55 | 2.562 | 2.573 | 2.584 | NPgY | GSP | NPg Planning Scenario | Non Domestic battery storage installed capacity (MW)
NPg Planning Scenario | Srg_BB001 | MW | NPgY | NORTON LEES | Non Domestic battery storage installed capacity (MW) | NORL_3 | 0 | 0 | 0.062 | 0.164 | 0.344 | 0.38 | 0.422 | 0.498 | 0.686 | 0.763 | 0.793 | 0.842 | 0.888 | 1.018 | 1.533 | 1.691 | 1.943 | 2.109 | 2.276 | 2.668 | 2.865 | 2.962 | 3.062 | 3.106 | 3.153 | 3.185 | 3.2 | 3.348 | 3.361 | 3.373 | 3.385 | 3.396 | NPgY | GSP | NPg Planning Scenario | Non Domestic battery storage installed capacity (MW)
NPg Planning Scenario | Srg_BB001 | MW | NPgY | PITSMOOR 3/4 | Non Domestic battery storage installed capacity (MW) | PITS_BB_B | 0 | 0 | 0.029 | 0.071 | 0.133 | 0.144 | 0.156 | 0.18 | 0.272 | 0.294 | 0.303 | 0.318 | 0.332 | 0.395 | 0.653 | 0.71 | 0.818 | 0.875 | 0.931 | 1.099 | 1.18 | 1.213 | 1.247 | 1.263 | 1.279 | 1.292 | 1.298 | 1.372 | 1.376 | 1.382 | 1.387 | 1.392 | NPgY | GSP | NPg Planning Scenario | Non Domestic battery storage installed capacity (MW)
NPg Planning Scenario | Srg_BB001 | MW | NPgY | SALTEND NORTH | Non Domestic battery storage installed capacity (MW) | SALT_1 | 0 | 0 | 0.212 | 0.602 | 1.411 | 1.583 | 1.791 | 2.16 | 2.698 | 3.081 | 3.239 | 3.486 | 3.716 | 4.091 | 5.477 | 6.175 | 7.066 | 7.828 | 8.612 | 10 | 10.744 | 11.187 | 11.654 | 11.841 | 12.052 | 12.186 | 12.243 | 12.651 | 12.698 | 12.747 | 12.792 | 12.83 | NPgY | GSP | NPg Planning Scenario | Non Domestic battery storage installed capacity (MW)
NPg Planning Scenario | Srg_BB001 | MW | NPgY | SHEFFIELD CITY | Non Domestic battery storage installed capacity (MW) | SHEC_3 | 0 | 0 | 0.116 | 0.373 | 0.947 | 1.075 | 1.231 | 1.506 | 1.794 | 2.08 | 2.197 | 2.38 | 2.552 | 2.754 | 3.361 | 3.712 | 4.118 | 4.562 | 5.043 | 5.724 | 6.09 | 6.341 | 6.625 | 6.711 | 6.821 | 6.882 | 6.89 | 6.982 | 6.989 | 6.999 | 7.008 | 7.013 | NPgY | GSP | NPg Planning Scenario | Non Domestic battery storage installed capacity (MW)
NPg Planning Scenario | Srg_BB001 | MW | NPgY | SKELTON GRANGE | Non Domestic battery storage installed capacity (MW) | SKLGB1 | 0 | 0 | 5.072 | 6.683 | 8.075 | 7.467 | 7.168 | 5.883 | 11.22 | 11.381 | 11.44 | 11.568 | 11.695 | 15.331 | 28.813 | 27.201 | 28.736 | 27.72 | 26.971 | 30.573 | 31.288 | 30.61 | 30.132 | 29.597 | 29.17 | 28.773 | 28.392 | 29.968 | 29.652 | 29.363 | 29.093 | 28.839 | NPgY | GSP | NPg Planning Scenario | Non Domestic battery storage installed capacity (MW)
NPg Planning Scenario | Srg_BB001 | MW | NPgY | TEMPLEBOROUGH 275/33KV | Non Domestic battery storage installed capacity (MW) | TEMP_3 | 0 | 0 | 0.122 | 0.36 | 0.794 | 0.885 | 0.991 | 1.186 | 1.6 | 1.789 | 1.866 | 1.987 | 2.1 | 2.387 | 3.352 | 3.49 | 3.8 | 4.025 | 4.285 | 4.855 | 5.106 | 5.228 | 5.38 | 5.408 | 5.454 | 5.473 | 5.459 | 5.578 | 5.567 | 5.559 | 5.551 | 5.542 | NPgY | GSP | NPg Planning Scenario | Non Domestic battery storage installed capacity (MW)
NPg Planning Scenario | Srg_BB001 | MW | NPgY | THURCROFT | Non Domestic battery storage installed capacity (MW) | THUR_6 | 49.9 | 49.9 | 51.085 | 52.373 | 53.702 | 53.832 | 53.98 | 54.259 | 57.996 | 58.248 | 58.353 | 58.514 | 58.665 | 61.215 | 71.524 | 71.934 | 74.636 | 75.101 | 75.586 | 80.143 | 81.927 | 82.195 | 82.483 | 82.591 | 82.716 | 82.793 | 82.82 | 85.105 | 85.128 | 85.152 | 85.175 | 85.193 | NPgY | GSP | NPg Planning Scenario | Non Domestic battery storage installed capacity (MW)
NPg Planning Scenario | Srg_BB001 | MW | NPgY | WEST MELTON / THORPE MARSH | Non Domestic battery storage installed capacity (MW) | WMEL_THOM | 19.999 | 19.999 | 21.017 | 21.943 | 22.659 | 22.659 | 22.659 | 22.659 | 25.705 | 25.705 | 25.706 | 25.706 | 25.706 | 27.781 | 36.717 | 37.393 | 40.086 | 40.577 | 40.985 | 45.241 | 47.015 | 47.33 | 47.584 | 47.799 | 47.983 | 48.142 | 48.28 | 50.702 | 50.816 | 50.922 | 51.02 | 51.111 | NPgY | GSP | NPg Planning Scenario | Non Domestic battery storage installed capacity (MW)
NPg Planning Scenario | Srg_BB001 | MW | NPgY | WEST MELTON SECTION 3 | Non Domestic battery storage installed capacity (MW) | WMEL_BB3 | 1.2 | 1.2 | 2.458 | 3.766 | 4.784 | 4.82 | 4.842 | 4.921 | 9.195 | 9.2 | 9.202 | 9.203 | 9.203 | 12.115 | 24.124 | 24.267 | 27.164 | 27.268 | 27.354 | 32.237 | 34.046 | 34.113 | 34.166 | 34.212 | 34.251 | 34.284 | 34.313 | 37.032 | 37.055 | 37.078 | 37.099 | 37.118 | NPgY | GSP | NPg Planning Scenario | Non Domestic battery storage installed capacity (MW)
NPg Planning Scenario | Srg_BB001 | MW | NPgY | WINCOBANK | Non Domestic battery storage installed capacity (MW) | WIBA_3 | 0 | 0 | 0.114 | 0.252 | 0.361 | 0.37 | 0.374 | 0.391 | 0.842 | 0.843 | 0.843 | 0.843 | 0.843 | 1.151 | 2.361 | 2.29 | 2.501 | 2.449 | 2.406 | 2.806 | 2.924 | 2.891 | 2.864 | 2.841 | 2.823 | 2.805 | 2.791 | 3.005 | 2.993 | 2.982 | 2.972 | 2.962 | NPgY | GSP | NPg Planning Scenario | Non Domestic battery storage installed capacity (MW)

## 2021 Building Blocks +NPgExtras
WS1B P2 2021 Building Blocks
Template | Technology | Building Block ID Number | Technology Detail | Units | Detail | Comments | NPg Status | Alignment with Ofgem Core Scenario Key Drivers
Generation | Non-renewable CHP | Gen_BB001 | >=1MW | MW | Installed capacity | Non-renewable | Gen_BB001 | Distribution Thermal Generation (MW)
|  | Gen_BB002 | <1MW | MW | Installed capacity | Non-renewable excluding domestic Micro CHP | Been put with Gen_BB001
| Micro CHP | Gen_BB003 | Domestic (G98/G83) | MW | Installed capacity |  | Gen_BB003a_NPgAlternative
| Renewable Engines (Landfill Gas, Sewage Gas, Biogas) | Gen_BB004 |  | MW | Installed capacity | Reciprocating Engines, Gas Turbines, Includes Anaerobic Digestion | Gen_BB004
| Non-renewable Engines (Diesel) (non CHP) | Gen_BB005 |  | MW |  |  | Been put with Gen_BB006
| Non-renewable Engines (Gas) (non CHP) | Gen_BB006 |  | MW | Installed capacity | Reciprocating Engines, Gas Turbines | Gen_BB006
| Fuel Cells | Gen_BB007 |  | MW | Installed capacity | Hydrogen or Gas as fuel input | Not Applicable
| OCGTs (non CHP) | Gen_BB008 |  | MW | Installed capacity | Open Cycle Gas Turbines | Not Applicable
| CCGTs (non CHP) | Gen_BB009 |  | MW | Installed capacity | Combined Cycle Gas Turbines: | Been put with Gen_BB006
| Biomass & Energy Crops (including CHP) | Gen_BB010 | Includes Biomass Conversions | MW | Installed capacity |  | Gen_BB010
| Waste Incineration (including CHP) | Gen_BB011 |  | MW | Installed capacity |  | Gen_BB011
| Solar Generation | Gen_BB012 | Large (G99) | MW | Installed capacity |  | Gen_BB012 | Solar Generation (MW)
|  | Gen_BB013 | Small (G98/G83) | MW | Installed capacity |  | Gen_BB013
| Wind | Gen_BB014 | Offshore Wind | MW | Installed capacity |  | Been put with Gen_BB015 | Wind Generation (MW)
|  | Gen_BB015 | Onshore Wind >=1MW | MW |  |  | Gen_BB015
|  | Gen_BB016 | Onshore Wind <1MW | MW | Installed capacity |  | Been put with Gen_BB015
| Marine | Gen_BB017 | Tidal Stream, Wave Power, Tidal Lagoon | MW | Installed capacity |  | Not Applicable | Not mentioned in Ofgem Core Scenario BBs
| Hydro | Gen_BB018 | Not pumped hydro | MW | Installed capacity |  | Gen_BB018 | Not mentioned in Ofgem Core Scenario BBs
| Geothermal | Gen_BB019 |  | MW | Installed capacity |  | Not Applicable | Not mentioned in Ofgem Core Scenario BBs
| Nuclear | Gen_BB020 |  | MW | Installed capacity |  | Not Applicable | Not mentioned in Ofgem Core Scenario BBs
| Coal | Gen_BB021 | COAL | MW | Installed capacity | Transmission connected coal fired generation | Not Applicable
| Interconnector | Gen_BB022 | IC | MW | Installed capacity | Transmission connected interconnection of other Transmission networks | Not Applicable
| Hydrogen fuelled generation | Gen_BB023 | Hydrogen | MW | Installed capacity | Hydrogen fired generation | Not Applicable
| Offshore-Wind (off-Grid) | Gen_BB024 | NC_GEN | MW | Installed capacity | Offshore wind capacity not connected to NETS | Not Applicable
Demand |  | Dem_BB001a | Domestic | Number of | Number of domestic customers |  | Dem_BB001a
|  | Dem_BB002a | I&C | Number of | Number of I&C customers |  | Dem_BB002a
|  | Dem_BB002b | I&C | Metres squared | Area of I&C customers |  | Not Applicable
|  | Dem_BB003 | Demand | GWh | Total Annual consumption in GWh | Total demand consumption at GSP level, including losses, any energy saving and new LCT driven demand growth | Dem_BB003
|  | Dem_BB004 | Residential HP Demand | GWh | Total Annual consumption in GWh | Heat demand due to residential HPs (including hybrid HPs) | Dem_BB004
|  | Dem_BB005 | I&C HP Demand | GWh | Total Annual consumption in GWh | Heat demand due to I&C HPs (including hybrid HPs) | Dem_BB005
|  | Dem_BB006 | EV Demand 1 | GWh | Total Annual consumption in GWh | Transport demand due to Light Vans, Cars and Motorbikes (including Hybrid EVs) | Dem_BB006
|  | Dem_BB007 | EV Demand 2 | GWh | Total Annual consumption in GWh | Transport demand due to HGVs and Buses (including Hybrid EVs) | Dem_BB007
|  | Dem_BB008 | Baseline Demand | GWh | Total Annual consumption in GW | The gross energy consumption excluding EVs and HPs (BB8=BB3-BB4-BB5-BB6-BB7) | Dem_BB008
|  | Dem_BB009 | Hydrogen electrolysis | MW | Installed capacity |  | Not Applicable
Demand Low Carbon Technologies | Electric Vehicles | Lct_BB001 | Pure Electric (vans, cars & motorbikes) | Number of | Number of EVs registered in the specific geographical area | Light Vans,Cars and Motorbikes Includes number of EVs in the specific geographical area | Lct_BB001 | Low carbon vehicles
|  | Lct_BB002 | Plug-in-hybrid (vans, cars and motorbikes) | Number of | Number of EVs registered in the specific geographical area | Light Vans, Cars and Motorbikes Includes number of EVs in the specific geographical area | Lct_BB002
|  | Lct_BB003 | Pure Electric (road vehicles other than vans, cars and motorbikes) | Number of | Number of EVs registered in the specific geographical area | HGVs and Buses Includes number of EVs in the specific geographical area | Lct_BB003
|  | Lct_BB004 | Plug-in-hybrid (road vehicles other than vans, cars and motorbikes) | Number of | Number of EVs registered in the specific geographical area | HGVs and Buses Includes number of EVs in the specific geographical area | Been put with Lct_BB003
| Heat Pumps | Lct_BB005 | Domestic - Non-hybrid | Number of | Number of Heat Pumps registered in the specific geographical area | Excluding those supplying District Heating | Lct_BB005 | Heat (Number of installations (k))
|  | Lct_BB006 | Domestic - Hybrid | Number of | Number of Heat Pumps registered in the specific geographical area | Electrical vs Gas bias Excluding those supplying District Heating | Lct_BB006
|  | Lct_BB007 | I&C - Non-hybrid | Number of | Number of Heat Pumps registered in the specific geographical area | Excluding those supplying District Heating | Lct_BB007
|  | Lct_BB008 | I&C - Hybrid | Number of | Number of Heat Pumps registered in the specific geographical area | Electrical vs Gas bias Exluding those supplying District Heating | Lct_BB008
| District Heating | Lct_BB009 |  | Number of properties connected to DH |  |  | TBC in 2022 | Heat (Number of installations (k))
| Electric Vehicle Charging units | Lct_BB010a | Domestic | Number of | Number of domestic charging units | Excluding 3pin plugs | Not Applicable (using numbers of LCTs approach)
|  | Lct_BB010b | Domestic | MW | Installed capacity of domestic charging units |  | Not Applicable (using numbers of LCTs approach)
|  | Lct_BB011a | Workplace | Number of | Number of Workplace charging units |  | Not Applicable (using numbers of LCTs approach)
|  | Lct_BB011b | Workplace | MW | Installed capacity of Workplace charging units |  | Not Applicable (using numbers of LCTs approach)
|  | Lct_BB012a | Public Slow/Fast | Number of | Number of Public Slow/Fast charging units |  | Not Applicable (using numbers of LCTs approach)
|  | Lct_BB012b | Public Slow/Fast | MW | Installed capacity of public Slow/Fast charging units |  | Not Applicable (using numbers of LCTs approach)
|  | Lct_BB013a | Public Rapid | Number of | Number of Public Rapid charging units | defined as >=43kW | Not Applicable (using numbers of LCTs approach)
|  | Lct_BB013b | Public Rapid | MW | Installed capacity of public Rapid charging units | defined as >=43kW | Not Applicable (using numbers of LCTs approach)
| Airconditioning units | Lct_BB014 | A/C Domestic units | Number of |  |  | Not Modelled
|  | Lct_BB015 | A/C I&C units | Number of |  |  | Not Modelled
Storage & Flexibility | Storage | Srg_BB001 | Batteries | MW | Installed capacity (MWh?) | Record Import and Export seperately | Srg_BB001 | Storage (GW)
|  | Srg_BB002 | Domestic Batteries (G98) | MW | Installed capacity |  | Srg_BB002
|  | Srg_BB003 | Pumped Hydro | MW | Installed capacity |  | Not Applicable
|  | Srg_BB004 | Other | MW | Installed capacity |  | Been put with Srg_BB001
|  | Srg_BB005 | V2G | MW availability | Potential MW available to participate |  | Need further discussion within WG on Definition
| I&C Flexibility | Srg_BB006a | I&C Flexibility (TouT) | MW availability | Potential MW available to participate in DSR |  | Need further discussion within WG on Definition | Total Industrial & Commercial demand available to participate in Demand Response (Non-contracted)
|  | Srg_BB006b | I&C Flexibility (TouT) | % customers | % Potential participating customers |  | Srg_BB006b
| Domestic Flexibility | Srg_BB007a | Electric Vehicle Smart Charging (TouT) | MW availability | Potential MW available to participate in DSR |  | Need further discussion within WG on Definition | Total domestic demand available to participate in Demand Response (Non-contracted). It is assumed that a domestic customer to have a separate EV based tariff
|  | Srg_BB007b | Electric Vehicle Smart Charging (TouT) | % customers | % Potential participating customers |  | Srg_BB007b
|  | Srg_BB08a | Domestic Flexibility (TouT) | MW availability | Potential MW available to participate in DSR |  | Need further discussion within WG on Definition
|  | Srg_BB08b | Domestic Flexibility (TouT) | % customers | % Potential participating customers |  | Need further discussion within WG on Definition
Additional Northern Powergrid Building Blocks | Demand | Dem_BB08a_NPgSubComponent | Domestic Baseline Demand Consumption (GWh) | GWh | Domestic Baseline Demand Consumption (GWh) |  | Voluntary Additional Information
| Demand | Dem_BB08b_NPgSubComponent | I&C Baseline Demand Consumption (GWh) | GWh | I&C Baseline Demand Consumption (GWh) |  | Voluntary Additional Information
| Demand | Dem_BB000e_NPgExtra | Electrolysers (MWh) | MWh | Electrolysers (MWh) |  | Voluntary Additional Information
| Demand | Dem_BB000f_NPgExtra | Large industry (MWh) | MWh | Large industry (MWh) |  | Voluntary Additional Information
| Demand | Dem_BB000a_NPgExtra | Total peak demand (MW) | MW | Total peak demand (MW) |  | Voluntary Additional Information
| Demand | Dem_BB000b_NPgExtra | Total peak demand without ToUT in PS | MW | Total peak demand without ToUT (PS) |  | Voluntary Additional Information
| Demand | Dem_BB000c_NPgExtra | Peak utilisation (percent - whole number) | % | Peak utilisation (percent - whole number) |  | Voluntary Additional Information
| Demand | Dem_BB000d_NPgExtra | Peak utilisation without TouT in PS (percent - whole number) | % | Peak utilisation with customer flexibility (percent - whole number) |  | Voluntary Additional Information
| LCTs | Lct_BB003a_NPgSubComponent | Number of electric buses | Number of | Number of electric buses |  | Voluntary Additional Information
| LCTs | LCT_BB002_NPgAggregate | Number of electric cars and vans (hybrid and full electric) | Number of | Number of electric cars and vans (hybrid and full electric) |  | Voluntary Additional Information
| LCTs | Lct_BB003b_NPgSubComponent | Number of electric HGVs | Number of | Number of electric HGVs |  | Voluntary Additional Information
| LCTs | Lct_BB5678_NPgAggregate | Number of heat pumps (total) | Number of | Number of heat pumps (total) |  | Voluntary Additional Information
| LCTs | Lct_BB56_NPgAggregate | Total number of domestic heat pumps | Number of | Total number of domestic heat pumps |  | Voluntary Additional Information
| LCTs | Lct_BB78_NPgAggregate | Total number of I&C heat pumps | Number of | Total number of I&C heat pumps |  | Voluntary Additional Information
| Generation | Gen_BB000_NPgAggregate | Total installed generation capacity (MW) | MW | Total installed generation capacity (MW) |  | Voluntary Additional Information
| Generation | Gen_BB002_NPgAggregate | Total installed non-renewable generation capacity (MW) | MW | Total installed non-renewable generation capacity (MW) |  | Voluntary Additional Information
| Generation | Gen_BB001_NPgAggregate | Total installed renewable generation capacity (MW) | MW | Total installed renewable generation capacity (MW) |  | Voluntary Additional Information
| Storage | Srg_BB001_NPgAggregate | Total installed storage capacity (MW) | MW | Total installed storage capacity (MW) |  | Voluntary Additional Information
| Storage | Gen_BB003a_NPgAlternative | Number of Micro CHP units | Number of | Number of Micro CHP units |  | TBC in 2022

## NPg GSP Names & BB Mappings
GSP Name Mappings |  |  |  | GSP Name Mappings
NPgN | BLYTH 66kV | BLYTB1 | Blyth 66kV | Tynemouth 2 assigned to NPgN in NG FES | Tynemouth 2 is not owned by NPg (It is an IDNO)
NPgN | BLYTH 132kV | BLYTH132 | Blyth 132kV | Ferrybridge B assigned to NPgN in NG FES | Ferrybridge B should be in NPgY not NPgN
NPgN | FOURSTONES | FOUR_1 | Fourstones | Thorpe Marsh treated separately in NG FES | NPgY Group together with part of West Melton
NPgN | HARTMOOR | HARM_6 | Hart Moor | West Melton treated separately in NG FES | Two transformers are in the NPgY Group with Thorpe Marsh and the third is an NPgY GSP on its own
NPgN | HAWTHORN PIT GRID | HAWP_6 | Hawthorn Pit | Pitsmoor - single NPgY GSP in NG FES | Pitsmoor - we do not forecast for PITSMOOR 1/2 as it supplies only customer sites. So assume start point stays static into future if you want to include it
NPgN | KNARESBOROUGH | KNARE_111 | Knaresborough
NPgN | LACKENBY | LACK_6 | Lackenby | NPg Building Block Mappings
NPgN | NORTON | NORT_1 | Norton | DFES 2021 Parameter | Building Block Reference | Comment
NPgN | OFFERTON | OFFE_3 | Offerton | Domestic Baseline Demand Consumption (GWh) | Dem_BB08a_NPgSubComponent
NPgN | OSBALDWICK | OSBA_1 | Osbaldwick | EV - cars & vans consumption (GWh) | Dem_BB006
NPgN | POPPLETON | POPP_3 | Poppleton | EV - other transport consumption (GWh) | Dem_BB007
NPgN | SALTHOLME | SALH_1 | Saltholme | HPs - Domestic consumption (GWh) | Dem_BB004
NPgN | SOUTH SHIELDS | SSHI_3 | South Shields | HPs - I&C consumption (GWh) | Dem_BB005
NPgN | SPADEADAM | KIELD01 and SPAD20 | (Missing in GB FES) | I&C Baseline Demand Consumption (GWh) | Dem_BB08b_NPgSubComponent
NPgN | SPENNYMOOR | SPEN_1 | Spennymoor | Total Baseline Demand Consumption (GWh) | Dem_BB008
NPgN | STELLA NORTH | STEN_1 | Stella North | Total Demand Consumption (GWh) | Dem_BB003
NPgN | STELLA SOUTH | STES_1 | Stella South | Number of domestic customers | Dem_BB001a
NPgN | TYNEMOUTH | TYNE_1 | Tynemouth 1 | Number of I&C customers | Dem_BB002a
NPgN | WEST BOLDON | WBOL_6 | West Boldon | Number of domestic full electric heat pumps | Lct_BB005
NPgY | BRADFORD WEST | BRAW_1 | Bradford West | Number of domestic hybrid heat pumps | Lct_BB006
NPgY | CAMBLESFORTH | CAMB_01 | Camblesforth | Pure Electric (road vehicles other than vans, cars and motorbikes) | Lct_BB003 | Includes 004 Hybrid
NPgY | CREYKE BECK | CREB_1 | Creyke Beck | Number of electric buses | Lct_BB003a_NPgSubComponent
NPgY | DRAX | DRAX_YEDL | Drax | Number of electric cars and vans (hybrid and full electric) | LCT_BB002_NPgAggregate
NPgY | ELLAND | ELLA_1 | Elland | Number of electric HGVs | Lct_BB003b_NPgSubComponent
NPgY | FERRYBRIDGE A | FERRA2 | Ferrybridge A | Number of full electric cars and vans | Lct_BB001
NPgY | FERRYBRIDGE B | FERRB9 | Ferrybridge B (shuld be in NPgY not NPgN) | Number of heat pumps (total) | Lct_BB5678_NPgAggregate
NPgY | GRIMSBY WEST | GRIW_1 | Grimsby West | Number of hybrid electric cars and vans | Lct_BB002
NPgY | JORDANTHORPE | JORD_3 | Jordanthorpe | Number of I&C full electric heat pumps | Lct_BB007
NPgY | KEADBY | KEAD_YEDL | Keadby | Number of I&C hybrid heat pumps | Lct_BB008
NPgY | KIRKSTALL B | KIRKB1 | Kirkstall B | Peak utilisation (percent - whole number) | Dem_BB000c_NPgExtra
NPgY | NEEPSEND | NEEP_3 | Neepsend | Peak utilisation without TouT in PS (percent - whole number) | Dem_BB000d_NPgExtra | PS Only
NPgY | NORTON LEES | NORL_3 | Norton Lees | Total installed biomass capacity (MW) | Gen_BB010
NPgY | PITSMOOR 3/4 | PITS_BB_B | Pitsmoor (excluding customer PITS_BB_A or PITSMOOR 1/2) | Total installed generation capacity (MW) | Gen_BB000_NPgAggregate
NPgY | SALTEND NORTH | SALT_1 | Saltend North | Total installed hydro capacity (MW) | Gen_BB018
NPgY | SHEFFIELD CITY | SHEC_3 | Sheffield City | Total installed large & mini CHP capacity (MW) | Gen_BB001 | Includes 002 < 1MW
NPgY | SKELTON GRANGE | SKLGB1 | Skelton Grange | Total installed non-renewable generation capacity (MW) | Gen_BB002_NPgAggregate
NPgY | TEMPLEBOROUGH 275/33KV | TEMP_3 | Templeborough | Total installed other non-renewable capacity (MW) | Gen_BB006 | Includes 005 Diesel
NPgY | THURCROFT | THUR_6 | Thurcroft | Total installed PV capacity - domestic (MW) | Gen_BB013
NPgY | WEST MELTON / THORPE MARSH | WMEL_THOM | Thorpe Marsh and Part of West Melton | Total installed PV capacity - I&C and large (MW) | Gen_BB012
NPgY | WEST MELTON SECTION 3 | WMEL_BB3 | Part of West Melton | Total installed renewable engine capacity (MW) | Gen_BB004
NPgY | WINCOBANK | WIBA_3 | Wincobank | Total installed renewable generation capacity (MW) | Gen_BB001_NPgAggregate
|  |  |  | Total installed storage capacity (MW) | Srg_BB001_NPgAggregate
|  |  |  | Total installed waste incineration capacity (MW) | Gen_BB011
|  |  |  | Total installed wind capacity (MW) | Gen_BB015 | Includes 014 Offshore & 016 < 1MW
|  |  |  | Total number of domestic heat pumps | Lct_BB56_NPgAggregate
|  |  |  | Total number of I&C heat pumps | Lct_BB78_NPgAggregate
|  |  |  | Total peak demand (MW) | Dem_BB000a_NPgExtra
|  |  |  | Total peak demand without ToUT in PS | Dem_BB000b_NPgExtra | PS Only
|  |  |  | Non Domestic battery storage installed capacity (MW) | Srg_BB001 | v1 only had behind meter I&C connections battery capacity (MW)
|  |  |  | Domestic storage installed capacity (MW) | Srg_BB002
|  |  |  | Electrolysers (MWh) | Dem_BB000e_NPgExtra
|  |  |  | Large industry (MWh) | Dem_BB000f_NPgExtra
|  |  |  | Number of Micro CHP units | Gen_BB003a_NPgAlternative
|  |  |  | Domestic Flexibility (TouT) - % customers | Srg_BB08b
|  |  |  | I&C Flexibility (TouT) - % customers | Srg_BB006b
|  |  |  | Electric Vehicle Smart Charging (TouT) - % customers | Srg_BB007b